## Boiler
2012 Form EIA-860 Data - Schedule 6, 'Boiler Data'
Utility ID | Utility Name | Plant Code | Plant Name | State | Boiler ID | Boiler Status | Type of Boiler | New Source Review | New Source Review Month | New Source Review Year | New Source Review Permit | Regulation Particulate | Regulation Sulfur | Regulation Nitrogen | Standard Particulate Rate | Standard Sulfur Rate | Standard Nitrgoen Rate | Unit Particualte | Unit Sulfur | Unit Nitrogen | Period Particulate | Period Sulfur | Period Nitrogen | Compliance Year Particulate | Compliance Year Sulfur | Compliance Year Nitrogen | Strategy Particulate 1 | Strategy Particulate 2 | Strategy Particulate 3 | Strategy Sulfur 1 | Strategy Sulfur 2 | Strategy Sulfur 3 | Strategy Nitrogen 1 | Strategy Nitrogen 2 | Strategy Nitrogen 3 | Existing SO2 Strategy Clean Air Act 1 | Existing SO2 Strategy Clean Air Act 2 | Existing SO2 Strategy Clean Air Act 3 | Planned SO2 Strategy Clean Air Act 1 | Planned SO2 Strategy Clean Air Act 2 | Planned SO2 Strategy Clean Air Act 3 | Boiler Manufacturer | Inservice Month | Inservice Year | Retirement Month | Retirement Year | Max Steam Flow (Thousand Pounds per Hour) | Coal Fire Steam Flow (0.1 Tons per Hour) | Petroleum Fire Steam Flow (0.1 Barresl per Hour) | Gas Fire Steam Flow (0.1 Tons per Hour) | Other Fire Steam Flow | Waste Heat Input (Million BTU per Hour) | Primary Fuel 1 | Primary Fuel 2 | Primary Fuel 3 | Primary Fuel 4 | Primary Fuel 5 | Primary Fuel 6 | Primary Fuel 7 | Primary Fuel 8 | Fire Primary Fuel 1 | Fire Primary Fuel 2 | Fire Primary Fuel 3 | Efficiency 100% Load | Efficiency 50% Load | Air Flow 100% Load (Cubic Feet per Minute) | Wet Dry Bottom | Fly Ash Reinjection | Standard Particulate | Standard Sulfur | Standard Nitrogen | Existing NOx Strategy Clean Air Act 1 | Existing NOx Strategy Clean Air Act 2 | Existing NOx Strategy Clean Air Act 3 | Planned NOx Strategy Clean Air Act 1 | Planned NOx Strategy Clean Air Act 2 | Planned NOx Strategy Clean Air Act 3
195 | Alabama Power Co | 3 | Barry | AL | 1 | OP | N | N |  |  |  | ST | ST | FD | 0.12 |  |  | PB | DP | NP | PS | DA | OT | 1975 | 1975 | 2000 | MS |  |  | MS |  |  | MS |  |  | SS |  |  | SS |  |  | CE | 2 | 1954 | 1 | 2019 | 900 | 53 | 0 | 0 | 0 |  | BIT | [7 empty] | TF |  |  | 90% | 90% | 213000 | D | N |  |  |  | LN | SN |  | LN | SN
195 | Alabama Power Co | 3 | Barry | AL | 2 | OP | N | N |  |  |  | ST | ST | FD | 0.12 |  |  | PB | DP | NP | PS | DA | OT | 1975 | 1975 | 2000 | MS |  |  | MS |  |  | MS |  |  | SS |  |  | SS |  |  | CE | 7 | 1954 | 1 | 2019 | 900 | 53 | 0 | 0 | 0 |  | BIT | [7 empty] | TF |  |  | 90% | 90% | 213000 | D | N |  |  |  | LN | SN |  | LN | SN
195 | Alabama Power Co | 3 | Barry | AL | 3 | OP | N | N |  |  |  | ST | ST | FD | 0.12 |  |  | PB | DP | NP | PS | DA | OT | 1975 | 1975 | 2000 | MS |  |  | MS |  |  | MS |  |  | SS |  |  | SS |  |  | CE | 7 | 1959 | 12 | 2024 | 1700 | 95 | 0 | 0 | 0 |  | BIT | [7 empty] | TF |  |  | 90% | 90% | 452000 | D | N |  |  |  | LN | SN |  | LN | SN
195 | Alabama Power Co | 3 | Barry | AL | 4 | OP | N | N |  |  |  | ST | ST | FD | 0.12 |  |  | PB | DP | NP | PS | DA | OT | 1975 | 1975 | 2000 | MS |  |  | MS |  |  | MS |  |  | SS |  |  | SS |  |  | CE | 12 | 1969 | 12 | 2029 | 2568 | 138.5 | 0 | 0 | 0 |  | BIT | [7 empty] | TF |  |  | 90% | 90% | 590000 | D | N |  |  |  | LN |  |  | LN
195 | Alabama Power Co | 3 | Barry | AL | 5 | OP | N | N |  |  |  | ST | ST | FD | 0.12 |  |  | PB | DP | NP | PS | DA | OT | 1975 | 1975 | 2000 | MS |  |  | MS |  |  | MS |  |  | SS |  |  | SS |  |  | CE | 10 | 1971 | 12 | 2031 | 5020 | 250 | 0 | 0 | 0 |  | BIT | [7 empty] | TF |  |  | 90% | 90% | 1275000 | D | N |  |  |  | LN | SR |  | LN | SR
195 | Alabama Power Co | 3 | Barry | AL | 6A | OP | Db | Y | 12 | 2003 | 503-1001 | ST | NA | St | 0.011 |  |  | PB |  | NP | NV |  | TH | 2000 |  | 2000 | MS | [5 empty] | MS | [8 empty] | VO | 5 | 2000 | 12 | 2040 | 119 | 0 | 0 | 172.4 | 0 | 1030 | NG | [7 empty] | DB |  |  | 90% | 90% | 2484491 |  | N |  |  |  | SR |  |  | SR
195 | Alabama Power Co | 3 | Barry | AL | 6B | OP | Db | Y | 12 | 2003 | 503-1001 | ST | NA | St | 0.011 |  |  | PB |  | NP | NS |  | TH | 2000 |  | 2000 | MS | [5 empty] | MS | [8 empty] | VO | 5 | 2000 | 12 | 2040 | 119 | 0 | 0 | 172.4 | 0 | 1030 | NG | [7 empty] | DB |  |  | 90% | 90% | 2484491 |  | N |  |  |  | SR |  |  | SR
195 | Alabama Power Co | 3 | Barry | AL | 7A | OP | Db | Y | 12 | 2003 | 503-1001 | ST | NA | St | 0.011 |  |  | PB |  | NP | NS |  | TH | 2001 |  | 2001 | MS | [5 empty] | MS | [8 empty] | VO | 5 | 2001 | 12 | 2040 | 119 | 0 | 0 | 172.4 | 0 | 1030 | NG | [7 empty] | DB |  |  | 90% | 90% | 2484491 |  | N |  |  |  | SR |  |  | SR
195 | Alabama Power Co | 3 | Barry | AL | 7B | OP | Db | Y | 12 | 2003 | 503-1001 | ST | NA | St | 0.011 |  |  | PB |  | NP | NS |  | TH | 2001 |  | 2001 | MS | [5 empty] | MS | [8 empty] | VO | 5 | 2001 | 12 | 2040 | 119 | 0 | 0 | 172.4 | 0 | 1030 | NG | [7 empty] | DB |  |  | 90% | 90% | 2484491 |  | N |  |  |  | SR |  |  | SR
195 | Alabama Power Co | 7 | Gadsden | AL | 1 | OP | N | N |  |  |  | ST | ST | FD | 0.12 |  |  | PB | DP | NP | YR | DA | OT | 1975 | 1973 | 1996 | MS |  |  | MS |  |  | MS |  |  | SS |  |  | SS |  |  | CE | 4 | 1949 | 1 | 2014 | 600 | 32.8 | 0 | 833 | 0 |  | BIT | NG | [6 empty] | TF |  |  | 90% | 90% | 140000 | D | N |  |  |  | OT |  |  | OT
195 | Alabama Power Co | 7 | Gadsden | AL | 2 | OP | N | N |  |  |  | ST | ST | FD | 0.12 |  |  | PB | DP | NP | YR | DA | OT | 1975 | 1973 | 1996 | MS |  |  | MS |  |  | MS |  |  | SS |  |  | SS |  |  | CE | 7 | 1949 | 1 | 2014 | 600 | 32.8 | 0 | 833 | 0 |  | BIT | NG | [6 empty] | TF |  |  | 90% | 90% | 140000 | D | N |  |  |  | OT |  |  | OT
195 | Alabama Power Co | 8 | Gorgas | AL | 10 | OP | N | N |  |  |  | ST | ST | FD | 0.12 |  |  | PB | DP | NP | PS | DA | OT | 1975 | 1975 | 2000 | MS |  |  | MS |  |  | MS |  |  | SS |  |  | IF |  |  | CE | 10 | 1972 | 1 | 2032 | 4690 | 250 | 0 | 0 | 0 |  | BIT | [7 empty] | TF |  |  | 90% | 90% | 1375000 | D | N |  |  |  | LN | SR |  | LN | SR
195 | Alabama Power Co | 8 | Gorgas | AL | 6 | OP | N | N |  |  |  | ST | ST | FD | 0.12 |  |  | PB | DP | NP | PS | DA | OT | 1975 | 1975 | 2000 | MS |  |  | MS |  |  | MS |  |  | SS |  |  | SS |  |  | CE | 4 | 1951 | 12 | 2016 | 975 | 52 | 0 | 0 | 0 |  | BIT | [7 empty] | FF |  |  | 90% | 90% | 222200 | D | N |  |  |  | LN |  |  | LN
195 | Alabama Power Co | 8 | Gorgas | AL | 7 | OP | N | N |  |  |  | ST | ST | FD | 0.12 |  |  | PB | DP | NP | PS | DA | OT | 1975 | 1975 | 2000 | MS |  |  | MS |  |  | MS |  |  | SS |  |  | SS |  |  | BW | 7 | 1952 | 12 | 2017 | 975 | 52 | 0 | 0 | 0 |  | BIT | [7 empty] | FF |  |  | 90% | 90% | 222200 | D | N |  |  |  | LN |  |  | LN
195 | Alabama Power Co | 8 | Gorgas | AL | 8 | OP | N | N |  |  |  | ST | ST | FD | 0.12 |  |  | PB | DP | NP | PS | DA | OT | 1975 | 1975 | 2000 | MS |  |  | MS |  |  | MS |  |  | SS |  |  | IF |  |  | BW | 5 | 1956 | 12 | 2021 | 1150 | 67 | 0 | 0 | 0 |  | BIT | [7 empty] | TF |  |  | 90% | 90% | 344000 | D | N |  |  |  | LN |  |  | LN
195 | Alabama Power Co | 8 | Gorgas | AL | 9 | OP | N | N |  |  |  | ST | ST | FD | 0.12 |  |  | PB | DP | NP | PS | DA | OT | 1975 | 1975 | 2000 | MS |  |  | MS |  |  | MS |  |  | SS |  |  | IF |  |  | CE | 6 | 1958 | 12 | 2023 | 1200 | 73 | 0 | 0 | 0 |  | BIT | [7 empty] | TF |  |  | 90% | 90% | 366000 | D | N |  |  |  | LN |  |  | LN
195 | Alabama Power Co | 10 | Greene County | AL | 1 | OP | N | N |  |  |  | ST | ST | FD | 0.12 |  |  | PB | DP | NP | PS | DA | OT | 1975 | 1975 | 2000 | MS |  |  | MS |  |  | MS |  |  | SS |  |  | NC |  |  | BW | 6 | 1965 | 12 | 2025 | 1750 | 96 | 0 | 0 | 0 |  | BIT | [7 empty] | OF |  |  | 90% | 80% | 399000 | D | N |  |  |  | NC |  |  | LN
195 | Alabama Power Co | 10 | Greene County | AL | 2 | OP | N | N |  |  |  | ST | ST | FD | 0.12 |  |  | PB | DP | NP | PS | DA | OT | 1975 | 1975 | 2000 | MS |  |  | MS |  |  | MS |  |  | SS |  |  | NC |  |  | RS | 7 | 1966 | 12 | 2026 | 1800 | 97 | 0 | 0 | 0 |  | BIT | [7 empty] | OF |  |  | 90% | 90% | 438000 | D | N |  |  |  | NC |  |  | LN
195 | Alabama Power Co | 26 | E C Gaston | AL | 1 | OP | N | N |  |  |  | ST | ST | FD | 0.12 |  |  | PB | DP | NP | PS | DA | OT | 1975 | 1975 | 1996 | MS |  |  | MS |  |  | MS |  |  | SS |  |  | NC |  |  | BW | 5 | 1960 | 12 | 2025 | 1700 | 100 | 0 | 0 | 0 |  | BIT | [7 empty] | OF |  |  | 90% | 90% | 550000 | D | N |  |  |  | LN |  |  | NC
195 | Alabama Power Co | 26 | E C Gaston | AL | 2 | OP | N | N |  |  |  | ST | ST | FD | 0.12 |  |  | PB | DP | NP | PS | DA | OT | 1975 | 1975 | 1996 | MS |  |  | MS |  |  | MS |  |  | SS |  |  | NC |  |  | BW | 7 | 1960 | 12 | 2025 | 1700 | 100 | 0 | 0 | 0 |  | BIT | [7 empty] | OF |  |  | 90% | 90% | 550000 | D | N |  |  |  | LN |  |  | NC
195 | Alabama Power Co | 26 | E C Gaston | AL | 3 | OP | N | N |  |  |  | ST | ST | FD | 0.12 |  |  | PB | DP | NP | PS | DA | OT | 1975 | 1975 | 1996 | MS |  |  | MS |  |  | MS |  |  | SS |  |  | NC |  |  | BW | 6 | 1961 | 12 | 2026 | 1700 | 100 | 0 | 0 | 0 |  | BIT | [7 empty] | OF |  |  | 90% | 90% | 550000 | D | N |  |  |  | LN |  |  | NC
195 | Alabama Power Co | 26 | E C Gaston | AL | 4 | OP | N | N |  |  |  | ST | ST | FD | 0.12 |  |  | PB | DP | NP | PS | DA | OT | 1975 | 1975 | 1996 | MS |  |  | MS |  |  | MS |  |  | SS |  |  | NC |  |  | BW | 6 | 1962 | 12 | 2026 | 1700 | 100 | 0 | 0 | 0 |  | BIT | [7 empty] | OF |  |  | 90% | 90% | 550000 | D | N |  |  |  | LN |  |  | NC
195 | Alabama Power Co | 26 | E C Gaston | AL | 5 | OP | N | N |  |  |  | ST | ST | FD | 0.12 |  |  | PB | DP | NP | PS | DA | OT | 1975 | 1975 | 1996 | MS |  |  | MS |  |  | MS |  |  | SS |  |  | IF |  |  | CE | 8 | 1974 | 12 | 2034 | 6351 | 374.7 | 0 | 0 | 0 |  | BIT | [7 empty] | TF |  |  | 90% | 90% | 2365000 | D | N |  |  |  | LN | SR |  | NC
18642 | Tennessee Valley Authority | 46 | Browns Ferry | AL | NSS1 | OP
18642 | Tennessee Valley Authority | 46 | Browns Ferry | AL | NSS2 | OP
18642 | Tennessee Valley Authority | 46 | Browns Ferry | AL | NSS3 | OP
18642 | Tennessee Valley Authority | 47 | Colbert | AL | 1 | OP | N | N |  |  |  | ST | ST | FD | 0.12 |  |  | PB | DP | NP | PS | DA | YR | 1978 | 1991 | 1996 | MS |  |  | MS |  |  | MS |  |  | SS |  |  | NC |  |  | BW | 1 | 1955 |  |  | 1280 | 76.1 | 0 | 0 | 0 |  | BIT | [7 empty] | FF |  |  | 90% | 90% | 309870 | D | N |  |  |  | LN |  |  | NC
18642 | Tennessee Valley Authority | 47 | Colbert | AL | 2 | OP | N | N |  |  |  | ST | ST | FD | 0.12 |  |  | PB | DP | NP | PS | DA | YR | 1978 | 1991 | 1996 | MS |  |  | MS |  |  | MS |  |  | SS |  |  | NC |  |  | BW | 3 | 1955 |  |  | 1280 | 76.1 | 0 | 0 | 0 |  | BIT | [7 empty] | FF |  |  | 90% | 90% | 309870 | D | N |  |  |  | LN |  |  | NC
18642 | Tennessee Valley Authority | 47 | Colbert | AL | 3 | OP | N | N |  |  |  | ST | ST | FD | 0.12 |  |  | PB | DP | NP | PS | DA | YR | 1978 | 1991 | 1996 | MS |  |  | MS |  |  | MS |  |  | SS |  |  | NC |  |  | BW | 7 | 1955 |  |  | 1280 | 76.1 | 0 | 0 | 0 |  | BIT | [7 empty] | FF |  |  | 90% | 90% | 309870 | D | N |  |  |  | LN |  |  | NC
18642 | Tennessee Valley Authority | 47 | Colbert | AL | 4 | OP | N | N |  |  |  | ST | ST | FD | 0.12 |  |  | PB | DP | NP | PS | DA | YR | 1978 | 1991 | 1996 | MS |  |  | MS |  |  | MS |  |  | SS |  |  | NC |  |  | BW | 11 | 1955 |  |  | 1280 | 76.1 | 0 | 0 | 0 |  | BIT | [7 empty] | FF |  |  | 90% | 90% | 309870 | D | N |  |  |  | LN |  |  | NC
18642 | Tennessee Valley Authority | 47 | Colbert | AL | 5 | OP | N | N |  |  |  | ST | ST | FD | 0.12 |  |  | PB | DP | NP | PS | DA | YR | 1978 | 1979 | 1996 | MS |  |  | MS |  |  | MS |  |  | TU | SS |  | NC |  |  | BW | 11 | 1965 |  |  | 3900 | 213.5 | 0 | 0 | 0 |  | BIT | [7 empty] | OF |  |  | 90% | 90% | 791720 | D | N |  |  |  | LN |  |  | NC
18642 | Tennessee Valley Authority | 50 | Widows Creek | AL | 1 | OS | N | N |  |  |  | ST | ST | FD | 0.12 |  |  | PB | DP | NP | PS | DA | YR | 1977 | 1979 | 2000 | MS |  |  | MS |  |  | MS |  |  | ND |  |  | NC |  |  | BW | 7 | 1952 |  |  | 1000 | 51.3 | 0 | 0 | 0 |  | BIT | [7 empty] | FF |  |  | 90% | 90% | 211000 | D | N |  |  |  | LN |  |  | NC
18642 | Tennessee Valley Authority | 50 | Widows Creek | AL | 2 | OS | N | N |  |  |  | ST | ST | FD | 0.12 |  |  | PB | DP | NP | PS | DA | YR | 1977 | 1979 | 2000 | MS |  |  | MS |  |  | MS |  |  | ND |  |  | NC |  |  | BW | 10 | 1952 |  |  | 1000 | 51.3 | 0 | 0 | 0 |  | BIT | [7 empty] | FF |  |  | 90% | 90% | 211000 | D | N |  |  |  | LN |  |  | NC
18642 | Tennessee Valley Authority | 50 | Widows Creek | AL | 3 | OS | N | N |  |  |  | ST | ST | FD | 0.12 |  |  | PB | DP | NP | PS | DA | YR | 1977 | 1979 | 2000 | MS |  |  | MS |  |  | MS |  |  | ND |  |  | NC |  |  | BW | 11 | 1952 |  |  | 1000 | 51.3 | 0 | 0 | 0 |  | BIT | [7 empty] | FF |  |  | 90% | 90% | 211000 | D | N |  |  |  | LN |  |  | NC
18642 | Tennessee Valley Authority | 50 | Widows Creek | AL | 4 | OS | N | N |  |  |  | ST | ST | FD | 0.12 |  |  | PB | DP | NP | PS | DA | YR | 1977 | 1979 | 2000 | MS |  |  | MS |  |  | MS |  |  | ND |  |  | NC |  |  | BW | 1 | 1953 |  |  | 1000 | 51.3 | 0 | 0 | 0 |  | BIT | [7 empty] | FF |  |  | 90% | 90% | 211000 | D | N |  |  |  | LN |  |  | NC
18642 | Tennessee Valley Authority | 50 | Widows Creek | AL | 5 | OS | N | N |  |  |  | ST | ST | FD | 0.12 |  |  | PB | DP | NP | PS | DA | YR | 1977 | 1979 | 2000 | MS |  |  | MS |  |  | MS |  |  | ND |  |  | NC |  |  | BW | 6 | 1954 |  |  | 850 | 48.9 | 0 | 0 | 0 |  | BIT | [7 empty] | FF |  |  | 90% | 90% | 204000 | D | N |  |  |  | LN |  |  | NC
18642 | Tennessee Valley Authority | 50 | Widows Creek | AL | 6 | OP | N | N |  |  |  | ST | ST | FD | 0.12 |  |  | PB | DP | NP | PS | DA | YR | 1977 | 1979 | 2000 | MS |  |  | MS |  |  | MS |  |  | ND |  |  | NC |  |  | BW | 7 | 1954 |  |  | 850 | 48.9 | 0 | 0 | 0 |  | BIT | [7 empty] | FF |  |  | 90% | 90% | 204000 | D | N |  |  |  | LN |  |  | NC
18642 | Tennessee Valley Authority | 50 | Widows Creek | AL | 7 | OP | N | N |  |  |  | ST | ST | FD | 0.12 |  |  | PB | DP | NP | PS | DA | YR | 1981 | 1981 | 2000 | MS |  |  | MS |  |  | MS |  |  |  | NC |  | NC |  |  | CE | 2 | 1961 |  |  | 3850 | 206 | 0 | 0 | 0 |  | BIT | [7 empty] | TF |  |  | 90% | 90% | 890000 | D | N |  |  |  | LN | OV |  | NC
18642 | Tennessee Valley Authority | 50 | Widows Creek | AL | 8 | OP | N | N |  |  |  | ST | ST | FD | 0.12 |  |  | PB | DP | NP | PS | DA | YR | 1978 | 1979 | 2000 | MS |  |  | MS |  |  | MS |  |  |  | NC |  | NC |  |  | CE | 2 | 1965 |  |  | 3850 | 226.3 | 0 | 0 | 0 |  | BIT | [7 empty] | TF |  |  | 90% | 90% | 859000 | D | N |  |  |  | LN | OV |  | NC
3265 | Cleco Power LLC | 51 | Dolet Hills | LA | 1 | OP | Da | Y | 12 | 2007 | 0760-00001-V1 | FD | FD | FD | 0.1 | 1.2 | 0.46 | PB | DP | NP | NS | TH | YR | 2006 | 2006 | 2008 | MS |  |  | MS |  |  | MS |  |  | NC |  |  | NC |  |  | BW | 4 | 1986 |  |  | 4900 | 487 | 0 | 0 | 0 |  | LIG | [7 empty] | OF |  |  | 80% | 80% | 3147000 | D | N |  |  |  | LN | OV |  | LN | OV | SN
5580 | East Kentucky Power Coop, Inc | 54 | J K Smith | KY | 1 | CN | Db |  |  |  |  | ST | ST | St
189 | PowerSouth Energy Cooperative | 56 | Charles R Lowman | AL | 3 | OP | D | N |  |  |  | FD | FD | FD | 0.1 |  |  | PB | DP | NP | OH | OH | OH | 1980 | 1980 | 1980 | MS |  |  | MS |  |  | MS |  |  | WA |  |  | WA |  |  | RS | 5 | 1980 |  |  | 1755 | 110 | 0 | 0 | 0 |  | BIT | [7 empty] | OF |  |  | 90% | 90% | 514000 | D | N |  |  |  | SR |  |  | SR
189 | PowerSouth Energy Cooperative | 56 | Charles R Lowman | AL | 1 | OP | N | N |  |  |  | FD | FD | FD | 0.12 |  |  | PB | DP | NP | OH | OH | OH | 1975 | 1975 | 1999 | MS |  |  | MS |  |  | MS |  |  | WA |  |  | WA |  |  | BW | 3 | 1969 |  |  | 685 | 36 | 0 | 0 | 0 |  | BIT | [7 empty] | FF |  |  | 90% | 90% | 135400 | D | N |  |  |  | NA |  |  | NA
189 | PowerSouth Energy Cooperative | 56 | Charles R Lowman | AL | 2 | OP | D | N |  |  |  | FD | FD | FD | 0.1 |  |  | PB | DP | NP | OH | OH | OH | 1979 | 1979 | 1979 | MS |  |  | MS |  |  | MS |  |  | WA |  |  | WA |  |  | RS | 3 | 1979 |  |  | 1755 | 110 | 0 | 0 | 0 |  | BIT | [7 empty] | OF |  |  | 90% | 90% | 514000 | D | N |  |  |  | SR |  |  | SR
40606 | City of Grand Island - (NE) | 59 | Platte | NE | 1 | OP | D | N |  |  |  | ST | ST | ST | 20 |  |  | OP | DP | NP | SM | TH | YR | 1982 | 1982 | 1982 | MS |  |  | MS |  |  | MS |  |  | NC |  |  | NC |  |  | CE | 12 | 1982 | 1 | 2057 | 765 | 64.5 | 0 | 0 | 0 |  | SUB | [7 empty] | TF |  |  | 90% | 90% | 246000 | D | N |  |  |  | NC |  |  | NC
8245 | City of Hastings - (NE) | 60 | Whelan Energy Center | NE | 1 | OP | N | N |  |  |  | ST | ST | St | 0.1 | 1.1 | 0.45 | OP | DP | NP | OH | OH | YR | 1981 | 1981 | 1981 | MS |  |  | MS |  |  | MS |  |  | NC |  |  | NC |  |  | CE | 7 | 1981 |  |  | 577 | 51.2 |  |  |  |  | SUB | [7 empty] | TF |  |  | 80% | 90% | 183500 | D | N | NA | NA |  | LN | OV |  | NC
8245 | City of Hastings - (NE) | 60 | Whelan Energy Center | NE | 2 | OP | Db | N |  |  |  | ST | ST | St | 0.018 | 0.12 | 0.08 | PB | DP | NP | TH | TH | TH | 2011 | 2011 | 2011 | MS |  |  | MS |  |  | MS |  |  | OT |  |  | IF | NC |  | BW | 7 | 2011 |  |  | 1529.7 | 133.2 |  |  |  |  | SUB | [7 empty] | OF |  |  | 90% | 90% | 430000 | D | N | NA | NA |  | LN | OV | SR | NC
986 | Aurora Energy LLC | 79 | Aurora Energy LLC Chena | AK | 1 | OP
986 | Aurora Energy LLC | 79 | Aurora Energy LLC Chena | AK | 2 | OP
986 | Aurora Energy LLC | 79 | Aurora Energy LLC Chena | AK | 3 | OP
986 | Aurora Energy LLC | 79 | Aurora Energy LLC Chena | AK | 5 | OP
30151 | Tri-State G & T Assn, Inc | 87 | Escalante | NM | 1 | OP | Da | N |  |  |  | ST | FD | FD | 0.02 | 0.2 | 0.45 | PB | DP | NP | OH | MO | MO | 1985 | 1985 | 1985 | MS |  |  | MS |  |  | MS |  |  | NC |  |  | NC |  |  | CE | 12 | 1984 | 12 | 2030 | 1777 | 153.2 | 0 | 0 | 0 | 2471 | SUB | [7 empty] | TF |  |  | 90% | 90% | 547650 | D | N |  |  |  | LN |  |  | LN
3522 | Chugach Electric Assn Inc | 96 | Beluga | AK | 8 | OP
18315 | Sunflower Electric Power Corp | 108 | Holcomb | KS | SGU1 | OP | Da | N |  |  |  | ST | ST | FD | 0.03 | 0.48 | 0.22 | PB | DP | NP | NV | MO | YR | 1983 | 1983 | 1983 | MS |  |  | MS |  |  | MS |  |  | NC |  |  | NC |  |  | BW | 8 | 1983 |  |  | 2500 | 210 | 0 | 0 | 0 |  | SUB | [7 empty] | OF |  |  | 90% | 90% | 650000 | D | N |  |  |  | NC |  |  | NC
803 | Arizona Public Service Co | 113 | Cholla | AZ | 1 | OP | N | N |  |  |  | ST | ST | FD | 229 |  |  | PH | SR | NP | TH | MO | YR | 1973 | 1996 | 1997 | MS |  |  | MS |  |  | MS |  |  | NC |  |  | NC |  |  | CE | 6 | 1962 |  |  | 865 | 53.1 | 0 | 0 | 0 |  | SUB | NG | BIT | [5 empty] | TF |  |  | 90% | 90% | 255611 | D | N |  |  |  | OV | LN |  | NA
803 | Arizona Public Service Co | 113 | Cholla | AZ | 2 | OP | D | N |  |  |  | ST | ST | St | 0.1 |  | 0.7 | PB | DP | NP | TH | MO | TH | 1978 | 1994 | 1980 | MS |  |  | NC |  |  | OV | ln |  | NC |  |  | NC |  |  | CE | 6 | 1978 |  |  | 2015 | 135.3 | 0 | 0 | 0 |  | SUB | DFO | BIT | [5 empty] | TF |  |  | 90% | 90% | 633280 | D | N |  |  |  | NA |  |  | NA
803 | Arizona Public Service Co | 113 | Cholla | AZ | 3 | OP | D | N |  |  |  | ST | ST | St | 0.1 | 0.8 | 0.7 | PB | DP | NP | TH | TH | TH | 1980 | 1980 | 1980 | MS |  |  | MS |  |  | MS |  |  | IF |  |  | IF |  |  | CE | 5 | 1980 |  |  | 2015 | 135.3 | 0 | 0 | 0 |  | SUB | DFO | BIT | [5 empty] | TF |  |  | 90% | 90% | 633280 | D | N |  |  |  | LN | OV |  | NA
803 | Arizona Public Service Co | 113 | Cholla | AZ | 4 | OP | D | N |  |  |  | ST | ST | FD | 0.1 | 0.8 | 0.7 | PB | DP | NP | TH | TH | TH | 1981 | 1981 | 1981 | MS |  |  | MS |  |  | MS |  |  | IF |  |  | IF |  |  | CE | 6 | 1981 |  |  | 2830 | 191.8 | 0 | 0 | 0 |  | SUB | DFO | BIT | [5 empty] | TF |  |  | 90% | 90% | 908000 | D | N |  |  |  | LN | OV |  | LN | OV | LA
803 | Arizona Public Service Co | 116 | Ocotillo | AZ | 1 | OP | N | N |  |  |  | LO | LO | NA | 239 |  |  | PH | DP |  | OH | WO |  | 1979 | 1979 |  | MS |  |  | MS | [5 empty] | NC |  |  | NC |  |  | CE | 6 | 1960 | 6 | 2020 | 800 | 0 | 230 | 1060 | 0 |  | NG | DFO | [6 empty] | TF |  |  | 90% | 90% | 295000 |  | N
803 | Arizona Public Service Co | 116 | Ocotillo | AZ | 2 | OP | N | N |  |  |  | LO | LO | NA | 239 |  |  | PH | DP |  | OH | WO |  | 1979 | 1979 |  | MS |  |  | MS | [5 empty] | NC |  |  | NC |  |  | CE | 3 | 1960 | 6 | 2020 | 800 | 0 | 230 | 1060 | 0 |  | NG | DFO | [6 empty] | TF |  |  | 90% | 90% | 295000 |  | N
803 | Arizona Public Service Co | 117 | West Phoenix | AZ | 1B | OP | N |  |  |  |  | NA | NA | NA | [27 empty] | GE | 6 | 1976 |  |  | 212 | [5 empty] | NG | [7 empty] | OT |  |  |  |  | 512680
803 | Arizona Public Service Co | 117 | West Phoenix | AZ | 2B | OP | N |  |  |  |  | NA | NA | NA | [27 empty] | GE | 6 | 1976 |  |  | 212 | [5 empty] | NG | [7 empty] | OT |  |  |  |  | 51280
803 | Arizona Public Service Co | 117 | West Phoenix | AZ | 3B | OP | N |  |  |  |  | NA | NA | NA | [27 empty] | GE | 6 | 1976 |  |  | 212 | [5 empty] | NG | [7 empty] | OT |  |  |  |  | 512680
803 | Arizona Public Service Co | 117 | West Phoenix | AZ | CC4 | OP | Dc | Y | 6 | 2007 | V95-006 | LO | NA | LO | 17.4 |  |  | PH |  | NP | TH |  | TH | 2001 |  | 2001 | MS | [5 empty] | MS | [8 empty] | FW | 6 | 2001 | 6 | 2051 | 643.7 | 0 | 0 | 926 | 0 | 596 | NG | [7 empty] | DB |  |  | 80% | 70% | 397673 |  | N |  |  |  | NA |  |  | NA
803 | Arizona Public Service Co | 117 | West Phoenix | AZ | CC5A | OP | Db | Y | 6 | 2007 | V95-006 | LO | NA | LO | 69 |  |  | PH |  | NP | OH |  | TH | 2003 |  | 2003 | MS | [5 empty] | MS | LN | [7 empty] | KW | 6 | 2003 | 6 | 2053 | 429 | 0 | 0 | 75.4 | 0 | 1026 | NG | [7 empty] | DB |  |  | 90% | 90% | 703660 |  | N |  |  |  | LN |  |  | LN
803 | Arizona Public Service Co | 117 | West Phoenix | AZ | CC5B | OP | Db | Y | 6 | 2007 | V95-006 | LO | NA | LO | 69 |  |  | PH |  | NP | OH |  | TH | 2003 |  | 2003 | MS | [5 empty] | MS | [8 empty] | KW | 6 | 2003 | 6 | 2053 | 429 | 0 | 0 | 75.4 | 0 | 1026 | NG | [7 empty] | DB |  |  | 90% | 90% | 703660 |  | N |  |  |  | NC |  |  | NC
803 | Arizona Public Service Co | 118 | Saguaro | AZ | 1 | OP | N | N |  |  |  | LO | LO | NA | 257 |  |  | PH | DP |  | OH | WO |  | 1979 | 1979 |  | MS |  |  | MS | [5 empty] | NC |  |  | NC |  |  | CE | 7 | 1954 | 6 | 2020 | 1000 | 0 | 200 | 1050 | 0 |  | NG | RFO | [6 empty] | TF |  |  | 80% | 80% | 370000 |  | N
803 | Arizona Public Service Co | 118 | Saguaro | AZ | 2 | OP | N | N |  |  |  | LO | LO | NA | 241 |  |  | PH | DP |  | OH | WO |  | 1979 | 1979 |  | MS |  |  | MS | [5 empty] | NC |  |  | NC |  |  | CE | 6 | 1955 | 6 | 2020 | 900 | 0 | 200 | 1050 | 0 |  | NG | RFO | [6 empty] | TF |  |  | 80% | 80% | 370000 |  | N
803 | Arizona Public Service Co | 120 | Yucca | AZ | 1 | OP | N
24211 | Tucson Electric Power Co | 126 | H Wilson Sundt Generating Station | AZ | 1 | OP | N | Y | 9 | 2007 | 1052 | LO | LO | NA | 1.02 |  |  | PH | DP |  | NS | TH |  | 1958 | 1958 |  | MS |  |  | MS | [5 empty] | SS |  |  | SS |  |  | CE | 5 | 1958 |  |  | 575 | 0 | 124 | 732 | 0 |  | NG | RFO | [6 empty] | TF |  |  | 80% | 90% | 148200 |  | N
24211 | Tucson Electric Power Co | 126 | H Wilson Sundt Generating Station | AZ | 2 | OP | N | Y | 9 | 2007 | 1052 | LO | LO | NA | 1.02 |  |  | PH | DP |  | NS | TH |  | 1960 | 1960 |  | MS |  |  | MS | [5 empty] | SS |  |  | SS |  |  | CE | 1 | 1960 |  |  | 575 | 0 | 124 | 732 | 0 |  | NG | RFO | [6 empty] | TF |  |  | 80% | 90% | 148200 |  | N
24211 | Tucson Electric Power Co | 126 | H Wilson Sundt Generating Station | AZ | 3 | OP | N | Y | 9 | 2007 | 1052 | LO | LO | NA | 1.02 |  |  | PH | DP |  | NS | TH |  | 1962 | 1962 |  | MS |  |  | MS | [5 empty] | SS |  |  | SS |  |  | CE | 5 | 1962 |  |  | 800 | 0 | 170 | 1022 | 0 |  | NG | RFO | [6 empty] | TF |  |  | 90% | 90% | 202700 |  | N
24211 | Tucson Electric Power Co | 126 | H Wilson Sundt Generating Station | AZ | 4 | OP | N | Y | 9 | 2007 | 1052 | LO | LO | LO | 20 |  |  | OP | DP | NP | SM | TH | TH | 1988 | 1988 | 1988 | MS |  |  | MS |  |  | MS |  |  | SS |  |  | SS |  |  | FW | 5 | 1967 |  |  | 722 | 48.8 | 218 | 1608 | 0 |  | SUB | NG | LFG | [5 empty] | FF |  |  | 90% | 90% | 286667 | D | N |  |  |  | LN |  |  | LN
15474 | Public Service Co of Oklahoma | 127 | Oklaunion | TX | 1 | OP | Da | Y | 2 | 2012 | 9015 | ST | ST | FD | 0.03 | 0.5 | 0.5 | PB | SB | NP | NV | TH | MO | 1986 | 1986 | 1986 | MS |  |  | MS |  |  | MS |  |  | NC |  |  | NC |  |  | FW | 12 | 1986 |  |  | 4900 | 427 | 0 | 0 | 0 |  | SUB | [7 empty] | OF |  |  | 80% | 90% | 1716404 | D | N |  |  |  | NC |  |  | NC
17543 | South Carolina Public Service Authority | 130 | Cross | SC | 2 | OP | Da | Y | 1 | 2007 | TV-0420-0030 | FD | FD | FD | 0.03 | 0.26 | 0.1 | PB | DP | NP | PS | YR | MO | 2004 | 2008 | 2007 | MS |  |  | MS |  |  | MS |  |  | NC |  |  | NC |  |  | CE | 5 | 1984 |  |  | 3900 | 229.6 | 0 | 0 | 0 |  | BIT | [7 empty] | TF |  |  | 90% | 90% | 1037150 | D | N |  |  |  | NC |  |  | NC
17543 | South Carolina Public Service Authority | 130 | Cross | SC | 3 | OP | Da | Y | 1 | 2007 | TV-0420-0030 | FD | FD | FD | 0.015 | 0.13 | 0.08 | PB | DP | NP | PS | YR | YR | 2007 | 2007 | 2007 | MS |  |  | MS |  |  | MS |  |  | NC |  |  | NC |  |  | AL | 1 | 2007 |  |  | 3940 | 211 | 0 | 0 | 0 |  | BIT | [7 empty] | TF |  |  | 90% | 90% | 90.5 | D | N |  |  |  | NC |  |  | NC
17543 | South Carolina Public Service Authority | 130 | Cross | SC | 4 | OP | Da | Y | 1 | 2007 | TV-0420-0030 | FD | FD | FD | 0.015 | 0.13 | 0.08 | PB | DP | NP | PS | YR | YR | 2008 | 2008 | 2008 | MS |  |  | MS |  |  | MS |  |  | NC |  |  | NC |  |  | AL | 10 | 2008 |  |  | 3490 | 211 | 0 | 0 | 0 |  | BIT | [7 empty] | TF |  |  | 90% | 90% | 90.5 | D | N |  |  |  | NC |  |  | NC
17543 | South Carolina Public Service Authority | 130 | Cross | SC | 1 | OP | Da | Y | 1 | 2007 | TV-0420-0030 | FD | FD | FD | 0.03 | 0.15 | 0.1 | PB | DP | NP | PS | YR | MO | 1995 | 2004 | 2004 | MS |  |  | MS |  |  | MS |  |  | NC |  |  | NC |  |  | FW | 5 | 1995 |  |  | 3900 | 212 | 0 | 0 | 0 |  | BIT | PC | [6 empty] | OF |  |  | 90% | 90% | 1026000 | D | N |  |  |  | NC |  |  | NC
21554 | Seminole Electric Cooperative Inc | 136 | Seminole | FL | 1 | OP | Da | Y | 1 | 2010 | 1070025-015-AV | ST | ST | FD | 0.03 |  |  | PB | DP | NP | PS | DA | YR | 1983 | 1983 | 1983 | MS |  |  | MS |  |  | MS |  |  | NC |  |  | NC |  |  | FW | 2 | 1984 | 1 | 2045 | 4904 | 266 | 0 | 0 | 266 |  | BIT | PC | [6 empty] | OF |  |  | 90% | 90% | 1600000 | D | N |  |  |  | LN | OV | SR | LN | OV | SR
21554 | Seminole Electric Cooperative Inc | 136 | Seminole | FL | 2 | OP | Da | Y | 1 | 2010 | 1070025-015-AV | ST | ST | FD | 0.03 |  |  | PB | DP | NP | PS | DA | YR | 1984 | 1984 | 1984 | MS |  |  | MS |  |  | MS |  |  | NC |  |  | NC |  |  | FW | 12 | 1984 | 1 | 2045 | 4904 | 266 | 0 | 0 | 266 |  | BIT | PC | [6 empty] | OF |  |  | 90% | 90% | 1600000 | D | N |  |  |  | LN | OV | SR | LN | OV | SR
21554 | Seminole Electric Cooperative Inc | 136 | Seminole | FL | 3 | CN
16572 | Salt River Project | 141 | Agua Fria | AZ | 1 | OP | N | N |  |  |  | LO | LO | NA | 237 |  |  | PH | DP |  | OH | TH |  | 1970 | 1970 |  | MS |  |  | MS | [5 empty] | OT |  |  | OT |  |  | RS | 1 | 1958 |  |  | 750 | 0 | 162 | 1004.9 | 0 |  | NG | DFO | [6 empty] | FF |  |  | 80% | 80% | 182789 |  | N
16572 | Salt River Project | 141 | Agua Fria | AZ | 2 | OP | N | N |  |  |  | LO | LO | NA | 237 |  |  | PH | DP |  | OH | TH |  | 1970 | 1970 |  | MS |  |  | MS | [5 empty] | OT |  |  | OT |  |  | RS | 4 | 1957 |  |  | 750 | 0 | 162 | 1004.9 | 0 |  | NG | DFO | [6 empty] | FF |  |  | 80% | 80% | 182789 |  | N
16572 | Salt River Project | 141 | Agua Fria | AZ | 3 | OP | N | N |  |  |  | LO | LO | NA | 348 |  |  | PH | DP |  | OH | TH |  | 1970 | 1970 |  | MS |  |  | MS | [5 empty] | OT |  |  | OT |  |  | RS | 4 | 1961 |  |  | 1200 | 0 | 268 | 1655.9 | 0 |  | NG | DFO | [6 empty] | OT |  |  | 90% | 90% | 311200 |  | N
16572 | Salt River Project | 143 | Crosscut | AZ | 1 | OS | N
16572 | Salt River Project | 143 | Crosscut | AZ | 2 | OS | N
16572 | Salt River Project | 143 | Crosscut | AZ | 3 | OS | N
16572 | Salt River Project | 143 | Crosscut | AZ | 4 | OS | N
16572 | Salt River Project | 143 | Crosscut | AZ | 5 | OS | N
16572 | Salt River Project | 143 | Crosscut | AZ | 6 | OS | N
16572 | Salt River Project | 147 | Kyrene | AZ | K-1 | SC | N | N |  |  |  | LO | LO | LO | 0.6 |  |  | OT | OT | OT | NV | NV | NV | 1970 | 1970 | 1970 | MS |  |  | MS |  |  | MS |  |  | OT |  |  | OT |  |  | CE | 7 | 1952 |  |  | 350 | 0 | 71 | 452 | 0 |  | NG | [7 empty] | FF |  |  | 80% | 80% | 71410 |  | N |  |  |  | OT |  |  | OT
16572 | Salt River Project | 147 | Kyrene | AZ | K-2 | SC | N | N |  |  |  | LO | LO | LO | 2.2 |  |  | OT | OT | OT | NV | NV | NV | 1970 | 1970 | 1970 | MS |  |  | MS |  |  | MS |  |  | OT |  |  | OT |  |  | BW | 6 | 1954 |  |  | 642 | 0 | 132 | 765 | 0 |  | NG | [7 empty] | FF |  |  | 80% | 80% | 138680 |  | N |  |  |  | OT |  |  | OT
16572 | Salt River Project | 147 | Kyrene | AZ | K-7 | OP | Db | N |  |  |  | FD | FD | FD | 14 |  |  | PH | DH | NH | TH | TH | TH | 2002 | 2002 | 2002 | MS |  |  | MS |  |  | MS |  |  | OT |  |  | OT |  |  | AL | 10 | 2002 |  |  | 540 | 0 | 0 | 211.1 | 0 | 983 | NG | [7 empty] | DB |  |  | 90% | 90% | 743475 |  | N |  |  |  | SR |  |  | SR
796 | Arizona Electric Pwr Coop Inc | 160 | Apache Station | AZ | 1 | SB | N | N |  |  |  | NA | FD | NA |  |  |  |  | DP |  |  | TH |  |  | 1995 |  |  |  |  | MS | [5 empty] | NC |  |  | NC |  |  | BW | 11 | 1964 |  |  | 610 | 0 | 0 | 850 | 0 | 200.2 | NG | [7 empty] | FF |  |  | 80% | 80% | 154976 | D | N
796 | Arizona Electric Pwr Coop Inc | 160 | Apache Station | AZ | 2 | OP | D | N |  |  |  | ST | ST | St | 0.1 |  |  | PB | DP | NP | PS | TH | TH | 1979 | 1979 | 1979 | MS |  |  | MS |  |  | MS |  |  | IF |  |  | NC |  |  | RS | 1 | 1979 |  |  | 1355 | 89 | 0 | 2028 | 0 |  | SUB | NG | [6 empty] | OF |  |  | 90% | 90% | 362026 | D | N |  |  |  | OV |  |  | NC
796 | Arizona Electric Pwr Coop Inc | 160 | Apache Station | AZ | 3 | OP | D | N |  |  |  | ST | ST | ST | 0.1 |  |  | PB | DP | NP | PS | TH | TH | 1979 | 1979 | 1979 | MS |  |  | MS |  |  | MS |  |  | IF |  |  | NC |  |  | RS | 9 | 1979 |  |  | 1355 | 89 | 0 | 2028 | 0 |  | SUB | NG | [6 empty] | OF |  |  | 90% | 90% | 362026 | D | N |  |  |  | OV |  |  | NC
7490 | Grand River Dam Authority | 165 | GRDA | OK | 2 | OP | Da | N |  |  |  | FD | FD | FD | 20 | 0.6 | 0.5 | OP | DP | NP | SM | MO | MO | 1986 | 1986 | 1986 | MS |  |  | MS |  |  | MS |  |  | NC |  |  | NC |  |  | FW | 4 | 1986 | 12 | 2042 | 3900 | 328.7 | 0 | 0 | 0 |  | SUB | [7 empty] | OF |  |  | 90% | 90% | 1052049 | D | N |  |  |  | NC |  |  | NC
7490 | Grand River Dam Authority | 165 | GRDA | OK | 1 | OP | D | N |  |  |  | FD | FD | FD | 20 | 1.2 | 0.7 | OP | DP | NP | SM | TH | TH | 1981 | 1981 | 1981 | MS |  |  | MS |  |  | MS |  |  | NC |  |  | NC |  |  | FW | 1 | 1982 | 12 | 2042 | 3800 | 318.5 | 0 | 0 | 0 |  | SUB | [7 empty] | OF |  |  | 90% | 90% | 1009184 | D | N |  |  |  | NC |  |  | NC
814 | Entergy Arkansas Inc | 167 | Cecil Lynch | AR | 2 | OS | N | N |  |  |  | ST | ST | ST | 12.2 |  |  | PH | DH | NH | TH | TH | TH | 1990 | 1990 | 1990 | MS |  |  | MS |  |  | MS |  |  | NC |  |  | NC |  |  | RS | 8 | 1949 |  |  | 625 | 0 | 138.9 | 825.5 | 0 |  | NG | [7 empty] | FF |  |  | 80% | 80% | 159020 |  | N |  |  |  | NC |  |  | NC
814 | Entergy Arkansas Inc | 167 | Cecil Lynch | AR | 3 | OP | N | N |  |  |  | ST | ST | ST | 22.3 |  |  | PH | DH | NH | TH | TH | TH | 1990 | 1990 | 1990 | MS |  |  | MS |  |  | MS |  |  | NC |  |  | NC |  |  | BW | 6 | 1954 |  |  | 1200 | 0 | 234.6 | 1499 | 0 |  | NG | [7 empty] | FF |  |  | 80% | 80% | 258770 |  | N |  |  |  | NC |  |  | NC
814 | Entergy Arkansas Inc | 168 | Hamilton Moses | AR | 1 | OS | N | N |  |  |  | ST | ST | ST | 40 |  |  | OP | DH | NH | TH | TH | TH | 1991 | 1991 | 1991 | MS |  |  | MS |  |  | MS |  |  | NC |  |  | NC |  |  | BW | 5 | 1951 | 2 | 2013 | 650 | 0 | 144 | 852 | 0 |  | NG | RFO | [6 empty] | FF |  |  | 80% | 80% | 180000 |  | N |  |  |  | NC |  |  | NC
814 | Entergy Arkansas Inc | 168 | Hamilton Moses | AR | 2 | OS | N | N |  |  |  | ST | ST | ST | 40 |  |  | OP | DH | NH | TH | TH | TH | 1991 | 1991 | 1991 | MS |  |  | MS |  |  | MS |  |  | NC |  |  | NC |  |  | BW | 5 | 1951 | 2 | 2013 | 650 | 0 | 144 | 852 | 0 |  | NG | RFO | [6 empty] | FF |  |  | 80% | 80% | 180000 |  | N |  |  |  | NC |  |  | NC
814 | Entergy Arkansas Inc | 169 | Harvey Couch | AR | 1 | RE | N | N |  |  |  | ST | ST | ST | 33 |  |  | PH | DH | NH | DA | DA | DA | 1990 | 1990 | 1990 | MS |  |  | MS |  |  | MS |  |  | NC |  |  | NC |  |  | CE | 12 | 1943 | 3 | 2011 | 350 | 0 | 70 | 420 | 0 |  | NG | [7 empty] | FF |  |  | 80% | 80% | 125000 |  | N |  |  |  | NC |  |  | NC
814 | Entergy Arkansas Inc | 169 | Harvey Couch | AR | 2 | OP | N | N |  |  |  | ST | ST | ST | 118 |  |  | PH | DH | NH | DA | DA | DA | 1990 | 1990 | 1990 | MS |  |  | MS |  |  | MS |  |  | NC |  |  | NC |  |  | BW | 8 | 1954 |  |  | 1200 | 0 | 234.6 | 1499 | 0 |  | NG | [7 empty] | FF |  |  | 90% | 90% | 258770 |  | N |  |  |  | NC |  |  | NC
814 | Entergy Arkansas Inc | 170 | Lake Catherine | AR | 1 | SB | N | N |  |  |  | ST | ST | ST | 3.5 |  |  | PH | DH | NH | DA | DA | DA | 1990 | 1990 | 1990 | MS |  |  | MS |  |  | MS |  |  | NC |  |  | NC |  |  | CE | 6 | 1950 |  |  | 450 | 0 | 96 | 590 | 0 |  | NG | [7 empty] | FF |  |  | 80% | 80% | 108000 |  | N |  |  |  | NC |  |  | NC
814 | Entergy Arkansas Inc | 170 | Lake Catherine | AR | 2 | SB | N | N |  |  |  | ST | ST | ST | 3.5 |  |  | PH | DH | NH | DA | DA | DA | 1990 | 1990 | 1990 | MS |  |  | MS |  |  | MS |  |  | NC |  |  | NC |  |  | CE | 6 | 1950 |  |  | 450 | 0 | 96 | 590 | 0 |  | NG | [7 empty] | FF |  |  | 80% | 80% | 108000 |  | N |  |  |  | NC |  |  | NC
814 | Entergy Arkansas Inc | 170 | Lake Catherine | AR | 3 | SB | N | N |  |  |  | ST | ST | ST | 5.8 |  |  | PH | DH | NH | DA | DA | DA | 1990 | 1990 | 1990 | MS |  |  | MS |  |  | MS |  |  | NC |  |  | NC |  |  | FW | 6 | 1953 |  |  | 950 | 0 | 172 | 1090 | 0 |  | NG | [7 empty] | FF |  |  | 80% | 80% | 216000 |  | N |  |  |  | NC |  |  | NC
814 | Entergy Arkansas Inc | 170 | Lake Catherine | AR | 4 | OP | N | N |  |  |  | ST | ST | ST | 16.5 |  |  | PH | DH | NH | DA | DA | DA | 1990 | 1990 | 1990 | MS |  |  | MS |  |  | MS |  |  | NC |  |  | NC |  |  | CE | 6 | 1970 |  |  | 3800 | 0 | 775 | 4895 | 0 |  | NG | [7 empty] | TF |  |  | 90% | 90% | 962000 |  | N |  |  |  | NC |  |  | NC
814 | Entergy Arkansas Inc | 173 | Robert E Ritchie | AR | 1 | SB | N | N |  |  |  | ST | ST | ST | 40 |  |  | OP | DH | NH | TH | DA | DA | 1990 | 1990 | 1990 | MS |  |  | MS |  |  | MS |  |  | NC |  |  | NC |  |  | BW | 6 | 1961 |  |  | 2300 | 0 | 550 | 2879 | 0 | 1580 | NG | [7 empty] | CY |  |  | 80% | 80% | 550000 |  | N |  |  |  | NC |  |  | NC
814 | Entergy Arkansas Inc | 173 | Robert E Ritchie | AR | 2 | SB | N | N |  |  |  | ST | ST | ST | 40 |  |  | OP | DH | NH | TH | DA | DA | 1990 | 1990 | 1990 | MS |  |  | MS |  |  | MS |  |  | NC |  |  | NC |  |  | CE | 3 | 1968 | 3 | 2018 | 3577 | 0 | 790.1 | 4978 | 0 | 2400 | NG | [7 empty] | TF |  |  | 90% | 90% | 830000 |  | N |  |  |  | NC |  |  | NC
807 | Arkansas Electric Coop Corp | 201 | Thomas Fitzhugh | AR | 2 | OP
807 | Arkansas Electric Coop Corp | 202 | Carl Bailey | AR | 01 | OP | N | N |  |  |  | ST | ST | ST | 261 |  |  | PH | DH | NH | TH | TH | TH | 1974 | 1974 | 1974 | MS |  |  | MS |  |  | MS |  |  | WA | NC |  | WA | NC |  | RS | 7 | 1966 |  |  | 860 | 0 | 214.3 | 1350 | 0 |  | NG | RFO | [6 empty] | FF |  |  | 90% | 80% | 208000 |  | N |  |  |  | NA |  |  | NA
807 | Arkansas Electric Coop Corp | 203 | McClellan | AR | 01 | OP | N | N |  |  |  | ST | ST | ST | 7.2 |  |  | PH | DH | NH | TH | TH | TH | 1974 | 1974 | 1974 | MS |  |  | MS |  |  | MS |  |  | WA | WA |  | WA | NC |  | RS | 5 | 1972 |  |  | 886 | 0 | 239.7 | 1297.6 | 0 |  | NG | RFO | [6 empty] | FF |  |  | 90% | 80% | 261400 |  | N |  |  |  | NA |  |  | NA
55951 | Exelon Nuclear | 204 | Clinton Power Station | IL | NSS1 | OP
9617 | JEA | 207 | St Johns River Power Park | FL | 1 | OP | Da | N |  |  |  | FD | FD | FD | 0.03 |  |  | PB | DP | NP | NV | MO | MO | 1987 | 1987 | 1987 | MS |  |  | MS |  |  | MS |  |  | NC |  |  | NC |  |  | FW | 3 | 1987 | 3 | 2027 | 4897 | 248 | 0 | 0 | 0 |  | BIT | PC | [6 empty] | OF |  |  | 90% | 90% | 1004800 | D | N |  |  |  | NC |  |  | NC
9617 | JEA | 207 | St Johns River Power Park | FL | 2 | OP | Da | N |  |  |  | FD | FD | FD | 0.03 |  |  | PB | DP | NP | NV | MO | MO | 1988 | 1988 | 1988 | MS |  |  | MS |  |  | MS |  |  | NC |  |  | NC |  |  | FW | 5 | 1988 | 5 | 2028 | 4897 | 248 | 0 | 0 | 0 |  | BIT | PC | [6 empty] | OF |  |  | 90% | 90% | 1004800 | D | N |  |  |  | NC |  |  | NC
20893 | Wolf Creek Nuclear Optg Corp | 210 | Wolf Creek Generating Station | KS | NSS1 | OP
12631 | NRG Delta LLC | 228 | Contra Costa | CA | 10 | OP | N | N |  |  |  | LO | LO | LO | 0.15 | 300 | 175 | PC | DM | NM | NV | NV | OH | 1970 | 1974 | 1995 | MS |  |  | MS |  |  | MS |  |  | NC |  |  | NC |  |  | BW | 8 | 1964 | 5 | 2013 | 2160 | 0 | 495 | 3400 | 0 |  | NG | [7 empty] | OF |  |  | 80% | 80% | 510000 |  | N |  |  |  | NC |  |  | NC
12631 | NRG Delta LLC | 228 | Contra Costa | CA | 9 | OP | N | N |  |  |  | LO | LO | LO | 0.15 | 300 | 175 | PC | DM | NM | NV | NV | OH | 1970 | 1974 | 1995 | MS |  |  | MS |  |  | MS |  |  | NC |  |  | NC |  |  | BW | 6 | 1964 | 5 | 2013 | 2160 | 0 | 495 | 3400 | 0 |  | NG | [7 empty] | OF |  |  | 80% | 80% | 510000 |  | N |  |  |  | NC |  |  | NC
14328 | Pacific Gas & Electric Co | 246 | Humboldt Bay | CA | 1 | RE | N |  |  |  |  | LO | LO | NA
14328 | Pacific Gas & Electric Co | 246 | Humboldt Bay | CA | 2 | RE | N |  |  |  |  | LO | LO | NA
14328 | Pacific Gas & Electric Co | 247 | Hunters Point | CA | 7 | RE | N |  |  |  |  | LO | LO | LO
55843 | Dynegy Morro Bay LLC | 259 | Dynegy Morro Bay LLC | CA | 1 | OS | N | N |  |  |  | ST | ST | LO | 0.3 | 2000 | 150 | PC | DM | NM | OH | NV | OH | 1971 | 1974 | 1993 | MS |  |  | MS |  |  | MS |  |  | NC |  |  | NC |  |  | CE | 7 | 1956 | 12 | 2015 | 1160 |  |  | 1644 |  |  | NG | [7 empty] | FF |  |  | 80% | 80% | 334000 | D | N |  |  |  | OV |  |  | NC
55843 | Dynegy Morro Bay LLC | 259 | Dynegy Morro Bay LLC | CA | 2 | OS | N | N |  |  |  | ST | ST | LO | 0.3 | 2000 | 150 | PC | DM | NM | OH | NV | OH | 1971 | 1974 | 1993 | MS |  |  | MS |  |  | MS |  |  | NC |  |  | NC |  |  | CE | 10 | 1955 | 12 | 2015 | 1160 |  |  | 1644 |  |  | NG | [7 empty] | FF |  |  | 80% | 80% | 334000 | D | N |  |  |  | OV |  |  | NC
55843 | Dynegy Morro Bay LLC | 259 | Dynegy Morro Bay LLC | CA | 3 | OP | N | N |  |  |  | ST | ST | LO | 0.3 | 2000 | 56 | PC | DM | NM | OH | NV | OH | 1971 | 1974 | 1993 | MS |  |  | MS |  |  | MS |  |  | NC |  |  | NC |  |  | BW | 12 | 1962 | 12 | 2017 | 2160 |  |  | 3081.8 |  |  | NG | [7 empty] | OF |  |  | 80% | 90% | 490200 | D | N |  |  |  | LN | FR | OV | NC
55843 | Dynegy Morro Bay LLC | 259 | Dynegy Morro Bay LLC | CA | 4 | OP | N | N |  |  |  | ST | ST | LO | 0.3 | 2000 | 56 | PC | DM | NM | OH | NV | OH | 1971 | 1974 | 1993 | MS |  |  | MS |  |  | MS |  |  | NC |  |  | NC |  |  | BW | 8 | 1963 | 12 | 2017 | 2160 |  |  | 3081.8 |  |  | NG | [7 empty] | OF |  |  | 80% | 90% | 490200 |  | N |  |  |  | LN | FR | OV | NC
54802 | Dynegy -Moss Landing LLC | 260 | Dynegy Moss Landing Power Plant | CA | 6-1 | OP | Da | Y | 6 | 2010 | TV45-02A | LO | LO | LO | 52.5 |  |  | PH | DH | NP | OH | OH | OH | 1974 | 1974 | 2001 | MS |  |  | MS |  |  | MS |  |  | NC |  |  | NC |  |  | BW | 12 | 1967 | 12 | 2019 | 5300 |  | 1012.7 | 6690 | 0 |  | NG | [7 empty] | OF |  |  | 80% | 80% | 1066100 |  | N |  |  |  | NC |  |  | NC
54802 | Dynegy -Moss Landing LLC | 260 | Dynegy Moss Landing Power Plant | CA | 7-1 | OP | Da | Y | 6 | 2010 | TV45-02A | LO | LO | LO | 52.5 |  |  | PH | DH | NP | OH | OH | OH | 1974 | 1974 | 2002 | MS |  |  | MS |  |  | OT |  |  | NC |  |  | NC |  |  | BW | 8 | 1968 | 12 | 2019 | 5300 |  | 1012.7 | 6690 | 0 |  | NG | [7 empty] | OF |  |  | 80% | 80% | 1066100 |  | N |  |  |  | NC |  |  | NC
54802 | Dynegy -Moss Landing LLC | 260 | Dynegy Moss Landing Power Plant | CA | HRSG1 | OP | Da | Y | 6 | 2010 | TV45-02A | LO | LO | LO | 9 |  |  | PH | DH | NH | OH | OH | OH | 2002 | 2002 | 2002 | MS |  |  | MS |  |  | MS |  |  | NC |  |  | NC |  |  | AL | 7 | 2002 |  |  | 410 |  |  |  |  | 1870 | NG | [7 empty] | OT |  |  |  |  | 887000 | [5 empty] | NC |  |  | NC
54802 | Dynegy -Moss Landing LLC | 260 | Dynegy Moss Landing Power Plant | CA | HRSG2 | OP | Da | Y | 6 | 2010 | TV45-02A | LO | LO | LO | 9 |  |  | PH | DH | NH | OH | OH | OH | 2002 | 2002 | 2002 | MS |  |  | MS |  |  | MS |  |  | NC |  |  | NC |  |  | AL | 7 | 2002 |  |  | 410 |  |  |  |  | 1870 | NG | [7 empty] | OT |  |  |  |  | 887000 | [5 empty] | NC |  |  | NC
54802 | Dynegy -Moss Landing LLC | 260 | Dynegy Moss Landing Power Plant | CA | HRSG3 | OP | Da | Y | 6 | 2010 | TV45-02A | LO | LO | LO | 9 |  |  | PH | DH | NH | OH | OH | OH | 2002 | 2002 | 2002 | MS |  |  | MS |  |  | MS |  |  | NC |  |  | NC |  |  | AL | 7 | 2002 |  |  | 410 |  |  |  |  | 1870 | NG | [7 empty] | OT |  |  |  |  | 887000 | [5 empty] | NC |  |  | NC
54802 | Dynegy -Moss Landing LLC | 260 | Dynegy Moss Landing Power Plant | CA | HRSG4 | OP | Da | Y | 6 | 2010 | TV45-02A | LO | LO | LO | 9 |  |  | PH | DH | NH | OH | OH | OH | 2002 | 2002 | 2002 | MS |  |  | MS |  |  | MS |  |  | NC |  |  | NC |  |  | AL | 7 | 2002 |  |  | 410 |  |  |  |  | 1870 | NG | [7 empty] | OT |  |  |  |  | 887000 | [5 empty] | NC |  |  | NC
12631 | NRG Delta LLC | 271 | Pittsburg Power | CA | 5 | OP | N | N |  |  |  | LO | LO | LO | 0.15 | 300 | 175 | PC | DM | NM | NV | NV | OH | 1970 | 1974 | 1995 | MS |  |  | MS |  |  | MS |  |  | NC |  |  | NC |  |  | BW | 9 | 1960 |  |  | 2160 | 0 | 476.2 | 3300 | 0 |  | NG | [7 empty] | OF |  |  | 80% | 80% | 537500 |  | N |  |  |  | NC |  |  | NC
12631 | NRG Delta LLC | 271 | Pittsburg Power | CA | 6 | OP | N | N |  |  |  | LO | LO | LO | 0.15 | 300 | 175 | PC | DM | NM | NV | NV | OH | 1970 | 1974 | 1995 | MS |  |  | MS |  |  | MS |  |  | NC |  |  | NC |  |  | BW | 6 | 1961 |  |  | 2160 | 0 | 476.2 | 3300 | 0 |  | NG | [7 empty] | OF |  |  | 80% | 80% | 537500 |  | N |  |  |  | NC |  |  | NC
12631 | NRG Delta LLC | 271 | Pittsburg Power | CA | 7 | OP | N | N |  |  |  | LO | LO | LO | 0.15 | 300 | 175 | PC | DM | NM | NV | NV | OH | 1972 | 1974 | 1995 | MS |  |  | MS |  |  | MS |  |  | NC |  |  | NC |  |  | CE | 12 | 1972 |  |  | 5360 | 0 | 1039.2 | 6670 | 0 |  | NG | [7 empty] | TF |  |  | 90% | 90% | 1145000 |  | N |  |  |  | NC |  |  | NC
54888 | NRG Texas Power LLC | 298 | Limestone | TX | LIM1 | OP | Da | Y | 8 | 2007 | Permit 8576 | FD | FD | FD | 0.03 |  |  | PB | DH | NP | NS | TH | YR | 1985 | 1991 | 1997 | MS |  |  | MS |  |  | MS | OV | BO | NC |  |  | NC |  |  | CE | 10 | 1985 |  | 2025 | 6100 | 650 | 20 | 0 | 0 |  | LIG | SUB | PC | [5 empty] | TF |  |  | 80% | 80% | 2610000 | D | N |  |  |  | LN | OV |  | NC
54888 | NRG Texas Power LLC | 298 | Limestone | TX | LIM2 | OP | Da | Y | 8 | 2007 | Permit 8576 | FD | FD | FD | 0.03 |  |  | PB | DH | NP | NS | TH | YR | 1986 | 1991 | 1997 | MS |  |  | MS |  |  | MS | OV | BO | NC |  |  | NC |  |  | CE | 10 | 1986 |  | 2026 | 6100 | 650 | 20 | 0 | 0 |  | LIG | SUB | PC | [5 empty] | TF |  |  | 80% | 80% | 2610000 | D | N |  |  |  | LN | OV |  | NC
14354 | PacifiCorp | 299 | Blundell | UT | 1 | OP
14354 | PacifiCorp | 299 | Blundell | UT | 2 | OP
14354 | PacifiCorp | 299 | Blundell | UT | 3 | PL
13960 | NRG Cabrillo Power Ops Inc | 302 | Encina | CA | 1 | OP | N | N |  |  |  | LO | LO | LO | 20 |  |  | OP | SU | OT | DA | DA | DA | 1969 | 1969 | 2003 | MS |  |  | MS |  |  | MS |  |  | NC |  |  | NC |  |  | BW | 11 | 1954 |  |  | 700 |  | 150.6 | 922 | 0 |  | NG | [7 empty] | FF |  |  | 80% | 80% | 171550 |  | N |  |  |  | LN | SR | FR | NC
13960 | NRG Cabrillo Power Ops Inc | 302 | Encina | CA | 2 | OP | N | N |  |  |  | LO | LO | LO | 20 |  |  | OP | SU | OT | DA | DA | DA | 1969 | 1969 | 2003 | MS |  |  | MS |  |  | MS |  |  | NC |  |  | NC |  |  | BW | 7 | 1956 |  |  | 700 |  | 150.6 | 922 | 0 |  | NG | [7 empty] | FF |  |  | 80% | 80% | 175500 |  | N |  |  |  | LN | SR | FR | NC
13960 | NRG Cabrillo Power Ops Inc | 302 | Encina | CA | 3 | OP | N | N |  |  |  | LO | LO | LO | 20 |  |  | OP | SU | OT | DA | DA | DA | 1969 | 1969 | 2003 | MS |  |  | MS |  |  | MS |  |  | NC |  |  | NC |  |  | BW | 8 | 1958 |  |  | 800 |  | 166.9 | 1026 | 0 |  | NG | [7 empty] | FF |  |  | 80% | 80% | 191200 |  | N |  |  |  | LN | SR | FR | NC
13960 | NRG Cabrillo Power Ops Inc | 302 | Encina | CA | 4 | OP | N | N |  |  |  | LO | LO | LO | 20 |  |  | OP | SU | OT | DA | DA | DA | 1973 | 1973 | 2003 | MS |  |  | MS |  |  | MS |  |  | NC |  |  | NC |  |  | BW | 11 | 1973 |  |  | 2050 |  | 485 | 2856 | 0 |  | NG | [7 empty] | OF |  |  | 80% | 80% | 675000 |  | N |  |  |  | LN | SR | FR | NC
13960 | NRG Cabrillo Power Ops Inc | 302 | Encina | CA | 5 | OP | D | N |  |  |  | FD | LO | LO | 20 |  |  | OP | SU | OT | DA | DA | DA | 1978 | 1978 | 2003 | MS |  |  | MS |  |  | MS |  |  | NC |  |  | NC |  |  | BW | 11 | 1978 |  |  | 2350 |  | 495 | 2915 | 0 |  | NG | [7 empty] | OF |  |  | 90% | 90% | 812000 |  | N |  |  |  | LN | SR | FR | NC
22148 | AES Alamitos LLC | 315 | AES Alamitos LLC | CA | 1 | OP | N | N |  |  | 115394 | LO | LO | LO | 0.07 |  |  | PC | OT | NM | WA | NV | YR | 1976 | 1977 | 1974 | MS |  |  | MS |  |  | MS |  |  | SS |  |  | ND |  |  | BW | 9 | 1956 | 5 | 2018 | 1140 | 0 | 265 | 1500 | 0 |  | NG | [7 empty] | FF |  |  | 90% | 90% | 271328 |  | N |  |  |  | FR | SR |  | NC
22148 | AES Alamitos LLC | 315 | AES Alamitos LLC | CA | 2 | OP | N | N |  |  | 115394 | LO | LO | LO | 0.07 |  |  | PC | OT | NM | WA | NV | YR | 1976 | 1977 | 1974 | MS |  |  | MS |  |  | MS |  |  | SS |  |  | ND |  |  | BW | 2 | 1957 | 5 | 2018 | 1140 | 0 | 265 | 1500 | 0 |  | NG | [7 empty] | FF |  |  | 90% | 90% | 271328 |  | N |  |  |  | FR | SR |  | NC
22148 | AES Alamitos LLC | 315 | AES Alamitos LLC | CA | 3 | OP | N | N |  |  | 115394 | LO | LO | LO | 0.07 |  |  | PC | OT | NM | WA | NV | YR | 1976 | 1977 | 1974 | MS |  |  | MS |  |  | MS |  |  | SS |  |  | ND |  |  | CE | 12 | 1961 | 5 | 2018 | 2305 | 0 | 460 | 2650 | 0 |  | NG | [7 empty] | TF |  |  | 90% | 90% | 577040 |  | N |  |  |  | FR | SR |  | NC
22148 | AES Alamitos LLC | 315 | AES Alamitos LLC | CA | 4 | OP | N | N |  |  | 115394 | LO | LO | LO | 0.07 |  |  | PC | OT | NM | WA | NV | YR | 1976 | 1977 | 1974 | MS |  |  | MS |  |  | MS |  |  | SS |  |  | ND |  |  | CE | 6 | 1962 | 5 | 2018 | 2305 | 0 | 460 | 2650 | 0 |  | NG | [7 empty] | TF |  |  | 90% | 90% | 577040 |  | N |  |  |  | FR | SR |  | NC
22148 | AES Alamitos LLC | 315 | AES Alamitos LLC | CA | 5 | OP | N | N |  |  | 115394 | LO | LO | LO | 0.05 |  |  | PC | OT | NM | WA | NV | YR | 1976 | 1977 | 1974 | MS |  |  | MS |  |  | MS |  |  | SS |  |  | ND |  |  | BW | 3 | 1964 | 5 | 2018 | 3316 | 0 | 705 | 4155 | 0 |  | NG | [7 empty] | OF |  |  | 80% | 90% | 733658 |  | N |  |  |  | FR | SR |  | NC
22148 | AES Alamitos LLC | 315 | AES Alamitos LLC | CA | 6 | OP | N | N |  |  | 115394 | LO | LO | LO | 0.05 |  |  | PC | OT | NM | WA | NV | YR | 1976 | 1977 | 1974 | MS |  |  | MS |  |  | MS |  |  | SS |  |  | ND |  |  | BW | 9 | 1966 | 5 | 2018 | 3316 | 0 | 705 | 4155 | 0 |  | NG | [7 empty] | OF |  |  | 80% | 90% | 733658 |  | N |  |  |  | FR | SR |  | NC
15908 | NRG California South LP | 329 | Coolwater | CA | 2 | OP | N | N |  |  |  | LO | LO | LO | 0.01 | 500 | 100 | PC | DC | NM | OH | NV | OH | 1976 | 1969 | 1998 | MS |  |  | MS |  |  | MS |  |  | NC |  |  | ND |  |  | CE | 5 | 1964 | 12 | 2020 | 575 | 0 | 150 | 792 | 0 |  | NG | [7 empty] | TF |  |  | 80% | 90% | 210000 |  | N |  |  |  | FR |  |  | ND
15908 | NRG California South LP | 329 | Coolwater | CA | 31 | OP | N | N |  |  |  | LO | LO | LO | 0.003 | 500 | 42 | PC | DC | NM | OH | NV | OH | 1999 | 1999 | 1999 | MS |  |  | MS |  |  | MS |  |  | NC |  |  | ND |  |  | WE | 5 | 1978 | 12 | 2032 | 444 | 0 | 0 | 233 | 0 | 942 | NG | [7 empty] | DB |  |  |  |  | 682000 |  | N |  |  |  | H2 |  |  | ND
15908 | NRG California South LP | 329 | Coolwater | CA | 32 | OP | N | N |  |  |  | LO | LO | LO | 0.003 | 500 | 42 | PC | DC | NM | OH | NV | OH | 1999 | 1999 | 1999 | MS |  |  | MS |  |  | MS |  |  | NC |  |  | ND |  |  | WE | 5 | 1978 | 12 | 2032 | 444 | 0 | 0 | 233 | 0 | 942 | NG | [7 empty] | DB |  |  |  |  | 682000 |  | N |  |  |  | H2 |  |  | ND
15908 | NRG California South LP | 329 | Coolwater | CA | 41 | OP | N | N |  |  |  | LO | LO | LO | 0.003 | 500 | 42 | PC | DC | NM | OH | NV | OH | 1999 | 1999 | 1999 | MS |  |  | MS |  |  | MS |  |  | NC |  |  | ND |  |  | WE | 8 | 1978 | 12 | 2032 | 444 | 0 | 0 | 233 | 0 | 942 | NG | [7 empty] | DB |  |  |  |  | 682000 |  | N |  |  |  | H2 |  |  | ND
15908 | NRG California South LP | 329 | Coolwater | CA | 42 | OP | N | N |  |  |  | LO | LO | LO | 0.003 | 500 | 42 | PC | DC | NM | OH | NV | OH | 1999 | 1999 | 1999 | MS |  |  | MS |  |  | MS |  |  | NC |  |  | ND |  |  | WE | 8 | 1978 | 12 | 2032 | 444 | 0 | 0 | 233 | 0 | 942 | NG | [7 empty] | DB |  |  |  |  | 682000 |  | N |  |  |  | H2 |  |  | ND
15908 | NRG California South LP | 329 | Coolwater | CA | 1 | OP | N | N |  |  |  | LO | LO | LO | 0.01 | 500 | 100 | PC | DC | NM | OH | NV | OH | 1976 | 1969 | 1997 | MS |  |  | MS |  |  | MS |  |  | NC |  |  | ND |  |  | CE | 6 | 1961 | 12 | 2020 | 475 | 0 | 120 | 643 | 0 |  | NG | [7 empty] | TF |  |  | 80% | 80% | 180000 |  | N |  |  |  | FR |  |  | ND
13584 | NRG El Segundo Operations Inc | 330 | El Segundo Power | CA | 3 | OP | N | N |  |  |  | LO | LO | LO | 0.1 |  |  | PC | DC | NM | FT | NV | FT | 1976 | 1977 | 1974 | MS |  |  | MS |  |  | MS |  |  | NC |  |  | NC |  |  | CE | 7 | 1964 | 6 | 2022 | 2490 |  | 0 | 3000 | 0 |  | NG | NG | [6 empty] | TF |  |  | 90% | 90% | 606000 |  | N |  |  |  | SR |  |  | NC
13584 | NRG El Segundo Operations Inc | 330 | El Segundo Power | CA | 4 | OP | N | N |  |  |  | LO | LO | LO | 0.1 |  |  | PC | DC | NM | FT | NV | FT | 1976 | 1977 | 1974 | MS |  |  | MS |  |  | MS |  |  | NC |  |  | NC |  |  | CE | 4 | 1965 | 6 | 2022 | 2490 |  | 0 | 3000 | 0 |  | NG | NG | [6 empty] | TF |  |  | 90% | 90% | 606000 |  | N |  |  |  | SR |  |  | NC
15908 | NRG California South LP | 331 | Etiwanda Generating Station | CA | 3 | OP | N | N |  |  |  | LO | NA | LO | 0.1 | 500 | 7 | PC | DM | NM | FT | FT | OT | 1976 | 1976 | 2002 | MS |  |  | MS |  |  | MS |  |  | WA |  |  | NC |  |  | CE | 5 | 1963 |  |  | 2305 | 0 | 460 | 2835 | 0 |  | NG | [7 empty] | TF |  |  | 90% | 90% | 577040 |  | N |  |  |  | NA |  |  | NA
15908 | NRG California South LP | 331 | Etiwanda Generating Station | CA | 4 | OP | N | N |  |  |  | LO | NA | LO | 0.1 | 500 | 7 | PC | DM | NM | FT | FT | OT | 1976 | 1977 | 2002 | MS |  |  | MS |  |  | MS |  |  | WA |  |  | NC |  |  | CE | 10 | 1963 |  |  | 2305 | 0 | 460 | 2835 | 0 |  | NG | [7 empty] | TF |  |  | 90% | 90% | 577040 |  | N |  |  |  | NA |  |  | NA
23693 | AES Huntington Beach LLC | 335 | AES Huntington Beach LLC | CA | 1 | OP | N | Y | 5 | 2011 | 115389 | ST | FD | ST | 0.1 | 0.83 | 7 | PC | OT | NM | DT | NV | MO | 1981 | 1997 | 2001 | MS |  |  | MS |  |  | MS |  |  | NC |  |  | NC |  |  | BW | 6 | 1958 |  |  | 1560 | 0 | 0 | 2160 | 0 |  | NG | [7 empty] | FF |  |  | 80% | 80% | 388000 |  | N |  |  |  | FR | LA | SR | NC
23693 | AES Huntington Beach LLC | 335 | AES Huntington Beach LLC | CA | 2 | OP | N | Y | 5 | 2011 | 115389 | ST | FD | St | 0.1 | 0.83 | 7 | PC | OT | NM | DT | NV | MO | 1981 | 1997 | 2001 | MS |  |  | MS |  |  | MS |  |  | NC |  |  | NC |  |  | BW | 12 | 1958 |  |  | 1560 | 0 | 0 | 2160 | 0 |  | NG | [7 empty] | FF |  |  | 80% | 80% | 388000 |  | N |  |  |  | FR | NA | SR | NC
23693 | AES Huntington Beach LLC | 335 | AES Huntington Beach LLC | CA | 3A | RE | Db | Y | 5 | 2011 | 167432 | ST | FD | St | 0.01 | 0.2 | 5 | PC | DP | NM | PS | DT | OH | 1976 | 2001 | 1999 | MS |  |  | MS |  |  | MS |  |  | NC |  |  | NC |  |  | BW | 1 | 2003 | 11 | 2012 | 1638 | 0 | 0 | 2095 | 0 |  | NG | [7 empty] | FF |  |  | 90% | 90% | 16780 |  | N |  |  |  | FR | LA | SR | NC
23693 | AES Huntington Beach LLC | 335 | AES Huntington Beach LLC | CA | 4A | RE | Db | Y | 5 | 2011 | 167432 | ST | FD | St | 0.01 | 0.2 | 5 | PC | DP | NM | PS | DT | OH | 1976 | 2001 | 1999 | MS |  |  | MS |  |  | MS |  |  | NC |  |  | NC |  |  | BW | 6 | 2003 | 11 | 2012 | 1638 | 0 | 0 | 2095 | 0 |  | NG | [7 empty] | FF |  |  | 90% | 90% | 16780 |  | N |  |  |  | FR | LA | SR | NC
15908 | NRG California South LP | 345 | Mandalay | CA | 1 | OP | N | N |  |  |  | LO | LO | LO | 0.1 | 300 | 0.1 | PC | DM | OT | NV | NV | DA | 1976 | 1977 | 1970 | MS |  |  | MS |  |  | MS |  |  | ND |  |  | ND |  |  | BW | 4 | 1959 |  |  | 1560 | 0 | 310 | 1908 | 0 |  | NG | [7 empty] | FF |  |  | 90% | 90% | 216000 |  | N |  |  |  | FR | LN | OV | NA
15908 | NRG California South LP | 345 | Mandalay | CA | 2 | OP | N | N |  |  |  | LO | LO | LO | 0.1 | 300 | 0.1 | PC | DM | OT | NV | NV | DA | 1976 | 1977 | 1970 | MS |  |  | MS |  |  | MS |  |  | ND |  |  | ND |  |  | BW | 9 | 1959 |  |  | 1560 | 0 | 310 | 1908 | 0 |  | NG | [7 empty] | FF |  |  | 90% | 90% | 216000 |  | N |  |  |  | BF | SR |  | NA
15908 | NRG California South LP | 350 | Ormond Beach | CA | 1 | OP | N | N |  |  |  | LO | LO | LO | 0.1 | 300 | 0.1 | PC | DM | OT | NV | NV | DA | 1976 | 1977 | 1979 | MS |  |  | MS |  |  | MS |  |  | NC |  |  | ND |  |  | FW | 12 | 1971 |  |  | 5600 | 0 |  | 6588 | 0 |  | NG | [7 empty] | OF |  |  | 90% | 90% | 1331000 |  | N |  |  |  | FR | SR | LN | NC
15908 | NRG California South LP | 350 | Ormond Beach | CA | 2 | OP | N | N |  |  |  | LO | LO | LO | 0.1 | 300 | 0.1 | PC | DM | OT | NV | NV | DA | 1976 | 1977 | 1979 | MS |  |  | MS |  |  | MS |  |  | NC |  |  | ND |  |  | FW | 6 | 1973 |  |  | 5600 | 0 |  | 6588 | 0 |  | NG | [7 empty] | OF |  |  | 90% | 90% | 1331000 |  | N |  |  |  | FR | SR | LN | NC
22484 | AES Redondo Beach LLC | 356 | AES Redondo Beach LLC | CA | 5 | OP | N | N |  |  |  | LO | NA | LO | 0.1 |  |  | PC |  | NH | YR |  | FT | 1976 |  | 1974 | MS | [5 empty] | MS | [8 empty] | BW | 10 | 1954 |  |  | 1254 | 0 | 280 | 1630 | 0 | 1785 | NG | [7 empty] | FF |  |  | 90% | 90% | 1535000 |  | N |  |  |  | SR
22484 | AES Redondo Beach LLC | 356 | AES Redondo Beach LLC | CA | 6 | OP | N | N |  |  |  | LO | NA | LO | 0.1 |  |  | PC |  | NH | YR |  | FT | 1976 |  | 1974 | MS | [5 empty] | MS | [8 empty] | BW | 7 | 1957 |  |  | 1254 | 0 | 280 | 1630 | 0 | 1785 | NG | [7 empty] | FF |  |  | 90% | 90% | 1535000 |  | N |  |  |  | SR
22484 | AES Redondo Beach LLC | 356 | AES Redondo Beach LLC | CA | 7 | OP | N | N |  |  |  | LO | NA | LO | 0.1 |  |  | PC |  | NH | YR |  | FT | 1976 |  | 1974 | MS | [5 empty] | MS | [8 empty] | BW | 2 | 1967 |  |  | 3316 | 0 | 700 | 4020 | 0 | 4752.2 | NG | [7 empty] | OF |  |  | 90% | 90% | 3484000 |  | N |  |  |  | SR
22484 | AES Redondo Beach LLC | 356 | AES Redondo Beach LLC | CA | 8 | OP | N | N |  |  |  | LO | NA | LO | 0.1 |  |  | PC |  | NH | YR |  | FT | 1976 |  | 1974 | MS | [5 empty] | MS | [8 empty] | BW | 7 | 1967 |  |  | 3316 | 0 | 700 | 4020 | 0 | 4752.2 | NG | [7 empty] | OF |  |  | 90% | 90% | 3484000 |  | N |  |  |  | SR
17609 | Southern California Edison Co | 358 | Mountainview Generating Station | CA | MV3A | OP | N | Y | 4 | 2006 | SE 04-01 | ST | ST | St | 0.1 |  |  | PC | DP | NM | OH | OH | OH | 2005 | 2005 | 2005 | MS |  |  | MS |  |  | MS |  |  | SS |  |  | SS |  |  | FW | 12 | 2005 |  |  | 501.2 | 0 | 0 | 135 | 0 | 1144 | NG | [7 empty] | DB |  |  | 90% | 90% | 913953 |  | N |  |  |  | LN | SR |  | LN | SR
17609 | Southern California Edison Co | 358 | Mountainview Generating Station | CA | MV3B | OP | N | Y | 4 | 2006 | SE 04-01 | ST | ST | St | 0.1 |  |  | PC | DP | NM | OH | OH | OH | 2005 | 2005 | 2005 | MS |  |  | MS |  |  | MS |  |  | SS |  |  | SS |  |  | FW | 12 | 2005 |  |  | 501.2 | 0 | 0 | 135 | 0 | 1144 | NG | [7 empty] | DB |  |  | 90% | 90% | 913953 |  | N |  |  |  | LN | SR |  | LN | SR
17609 | Southern California Edison Co | 358 | Mountainview Generating Station | CA | MV4A | OP | N | Y | 4 | 2006 | SE 04-01 | ST | ST | St | 0.1 |  |  | PC | DP | NM | OH | OH | OH | 2006 | 2006 | 2006 | MS |  |  | MS |  |  | MS |  |  | SS |  |  | SS |  |  | FW | 1 | 2006 |  |  | 501.2 | 0 | 0 | 135 | 0 | 1144 | NG | [7 empty] | DB |  |  | 90% | 90% | 913953 |  | N |  |  |  | LN | SR |  | LN | SR
17609 | Southern California Edison Co | 358 | Mountainview Generating Station | CA | MV4B | OP | N | Y | 4 | 2006 | SE 04-01 | ST | ST | St | 0.1 |  |  | PC | DP | NM | OH | OH | OH | 2006 | 2006 | 2006 | MS |  |  | MS |  |  | MS |  |  | SS |  |  | SS |  |  | FW | 1 | 2006 |  |  | 501.2 | 0 | 0 | 135 | 0 | 1144 | NG | [7 empty] | DB |  |  | 90% | 90% | 913953 |  | N |  |  |  | LN | SR |  | LN | SR
17609 | Southern California Edison Co | 360 | San Onofre Nuclear Generating Station | CA | NSS2 | OP
17609 | Southern California Edison Co | 360 | San Onofre Nuclear Generating Station | CA | NSS3 | OP
20160 | Energy Northwest | 371 | Columbia Generating Station | WA | NSS2 | OP
7294 | City of Glendale | 377 | Grayson | CA | 3 | OP | N | N |  |  |  | LO | NA | LO | 0.1 |  | 0.64 | PC |  | OT | FT |  | OH | 1999 |  | 1999 | MS | [5 empty] | MS |  |  | NC |  |  | NC |  |  | BW | 12 | 1953 | 6 | 2016 | 215 | 0 | 47.6 | 261.6 | 395 |  | NG | LFG | DFO | [5 empty] | FF |  |  | 90% | 90% | 52700 |  | N |  | NA |  | FR | LN | LA
7294 | City of Glendale | 377 | Grayson | CA | 4 | OP | N | N |  |  |  | LO | FD | LO | 0.1 | 87 | 1.14 | PC | OT | OT | FT | YR | OH | 1999 | 2010 | 1999 | MS |  |  | MS |  |  | MS |  |  | NC |  |  | NC |  |  | RS | 9 | 1959 | 6 | 2016 | 425 | 0 | 91.1 | 502 | 396 |  | NG | LFG | DFO | [5 empty] | FF |  |  | 80% | 80% | 103000 |  | N |  |  |  | FR | LN | LA
7294 | City of Glendale | 377 | Grayson | CA | 5 | OP | N | N |  |  |  | LO | FD | LO | 0.1 | 42 | 0.57 | PC | OT | OT | FT | YR | OH | 1999 | 2000 | 1999 | MS |  |  | MS |  |  | MS |  |  | NC |  |  | NC |  |  | RS | 11 | 1964 | 6 | 2016 | 425 | 0 | 87 | 483.8 | 450 |  | NG | LFG | DFO | [5 empty] | OF |  |  | 90% | 90% | 99000 |  | N |  |  |  | LN | LA | FR
7294 | City of Glendale | 377 | Grayson | CA | 8A | OP | N | N |  |  |  | NA | NA | NA | [27 empty] | VO | 7 | 1977 |  |  | 91.85 | [5 empty] | NA | [7 empty] | OT
7294 | City of Glendale | 377 | Grayson | CA | 8BC | OP | N | N |  |  |  | NA | NA | NA | [27 empty] | VO | 7 | 1977 |  |  | 183.7 |  |  |  |  | 220 | NA | [7 empty] | OT
12384 | Midwest Generations EME LLC | 384 | Joliet 29 | IL | 71 | OP | N | N |  |  |  | ST | ST | FD | 0.1 |  |  | PB | DP | NP | OH | OH | YR | 1980 | 1980 | 2000 | MS |  |  | MS |  |  | MS |  |  | SS |  |  | NC |  |  | CE | 2 | 1965 |  |  | 1950 | 158.2 | 0 | 0 | 0 |  | SUB | [7 empty] | TF |  |  | 90% | 90% | 522807 | D | N |  |  |  | LN | OV |  | NC
12384 | Midwest Generations EME LLC | 384 | Joliet 29 | IL | 72 | OP | N | N |  |  |  | ST | ST | FD | 0.1 |  |  | PB | DP | NP | OH | OH | YR | 1980 | 1980 | 2000 | MS |  |  | MS |  |  | MS | LN |  | SS |  |  | NC |  |  | CE | 2 | 1965 |  |  | 1950 | 158.2 | 0 | 0 | 0 |  | SUB | [7 empty] | TF |  |  | 90% | 90% | 522807 | D | N |  |  |  | LN | OV |  | NC
12384 | Midwest Generations EME LLC | 384 | Joliet 29 | IL | 81 | OP | N | N |  |  |  | ST | ST | FD | 0.1 |  |  | PB | DP | NP | OH | OH | YR | 1980 | 1980 | 2000 | MS |  |  | MS |  |  | MS |  |  | SS |  |  | NC |  |  | CE | 2 | 1965 |  |  | 1950 | 158.2 | 0 | 0 | 0 |  | SUB | [7 empty] | TF |  |  | 90% | 90% | 522807 | D | N |  |  |  | LN | OV |  | NC
12384 | Midwest Generations EME LLC | 384 | Joliet 29 | IL | 82 | OP | N | N |  |  |  | ST | ST | FD | 0.1 |  |  | PB | DP | NP | OH | OH | YR | 1980 | 1980 | 2000 | MS |  |  | MS |  |  | MS |  |  | SS |  |  | NC |  |  | CE | 2 | 1965 |  |  | 1950 | 158.2 | 0 | 0 | 0 |  | SUB | [7 empty] | TF |  |  | 90% | 90% | 522807 | D | N |  |  |  | LN | OV |  | NC
9216 | Imperial Irrigation District | 389 | El Centro | CA | UNIT 2 | OP | N | N |  |  |  | NA | NA | NA | [9 empty] | 1993 | 1993 | 1993 | MS |  |  | MS |  |  | MS |  |  | NC |  |  | NC |  |  | BW | 3 | 1993 |  |  | 267 | [5 empty] | NA | [7 empty] | OT |  |  | 90% | 90% | 2358.1 |  | N |  |  |  | NC |  |  | NC
9216 | Imperial Irrigation District | 389 | El Centro | CA | 3 | RE | N | N |  |  |  | LO | LO | LO | 10 |  |  | PH | DH | NH | OH | OH | OH | 1977 | 1977 | 1977 | MS |  |  | MS |  |  | BO |  |  | NC |  |  | NC |  |  | CE | 3 | 1993 | 9 | 2010 | 425 | 0 | 82.4 | 485.5 | 0 |  | NG | RFO | [6 empty] | FF |  |  | 90% | 90% | 121400 |  | N |  |  |  | NC |  |  | NC
9216 | Imperial Irrigation District | 389 | El Centro | CA | 4 | OP | N | N |  |  |  | LO | LO | LO | 10 |  |  | PH | DH | NH | OH | OH | OH | 1977 | 1977 | 2000 | MS |  |  | MS |  |  | MS |  |  | NC |  |  | NC |  |  | RS | 8 | 1968 |  |  | 575 | 0 | 126.8 | 744.5 | 0 |  | NG | RFO | [6 empty] | FF |  |  | 90% | 90% | 164200 |  | N |  |  |  | NC |  |  | NC
9216 | Imperial Irrigation District | 389 | El Centro | CA | HRSG31 | OP | N | N |  |  |  | NA | NA | NA | [9 empty] | 2012 | 2012 | 2012 | MS |  |  | MS |  |  | MS |  |  | NC |  |  | NC |  |  | VO | 10 | 2012 |  |  | 205.259 | [5 empty] | NA | [7 empty] | OT |  |  | 50% | 50% | 373.7 |  | N |  |  |  | NC |  |  | NC
9216 | Imperial Irrigation District | 389 | El Centro | CA | HRSG32 | OP | N | N |  |  |  | NA | NA | NA | [9 empty] | 2012 | 2012 | 2012 | MS |  |  | MS |  |  | MS |  |  | NC |  |  | NC |  |  | VO | 10 | 2012 |  |  | 205.259 | [5 empty] | NA | [7 empty] | OT |  |  | 50% | 50% | 373.7 |  | N |  |  |  | NC |  |  | NC
11208 | Los Angeles Department of Water & Power | 399 | Harbor | CA | 10A | OP
11208 | Los Angeles Department of Water & Power | 399 | Harbor | CA | 10B | OP
11208 | Los Angeles Department of Water & Power | 400 | Haynes | CA | 1 | OP | N | N |  |  |  | ST | FD | LO | 0.1 |  |  | PC | OT | NM | FT | YR | MO | 1978 | 1977 | 1994 | MS |  |  | MS |  |  | MS |  |  | NC |  |  | NC |  |  | CE | 9 | 1962 |  |  | 1500 | 0 | 347 | 1862 | 0 |  | NG | RFO | [6 empty] | FF |  |  | 90% | 90% | 260000 |  | N |  |  |  | NC |  |  | NC
11208 | Los Angeles Department of Water & Power | 400 | Haynes | CA | 2 | OP | N | N |  |  |  | LO | FD | LO | 0.1 |  |  | PC | OT | NM | FT | YR | MO | 1978 | 1977 | 1992 | MS |  |  | MS |  |  | MS |  |  | NC |  |  | NC |  |  | CE | 7 | 1963 |  |  | 1500 | 0 | 347 | 1862 | 0 |  | NG | RFO | [6 empty] | FF |  |  | 90% | 90% | 260000 |  | N |  |  |  | NC |  |  | NC
11208 | Los Angeles Department of Water & Power | 400 | Haynes | CA | 5 | OP | N | N |  |  |  | LO | FD | LO | 0.1 |  |  | PC | OT | NM | FT | YR | MO | 1978 | 1977 | 1992 | MS |  |  | MS |  |  | MS |  |  | NC |  |  | NC |  |  | BW | 8 | 1966 |  |  | 2060 | 0 | 474 | 3702 | 0 |  | NG | RFO | [6 empty] | OF |  |  | 90% | 90% | 383250 |  | N |  |  |  | NC |  |  | NC
11208 | Los Angeles Department of Water & Power | 400 | Haynes | CA | 6 | OP | N | N |  |  |  | LO | FD | LO | 0.1 |  |  | PC | OT | NM | FT | YR | MO | 1978 | 1977 | 1992 | MS |  |  | MS |  |  | MS |  |  | NC |  |  | NC |  |  | BW | 3 | 1967 |  |  | 2060 | 0 | 474 | 3702 | 0 |  | NG | RFO | [6 empty] | OF |  |  | 90% | 90% | 383250 |  | N |  |  |  | NC |  |  | NC
11208 | Los Angeles Department of Water & Power | 400 | Haynes | CA | HRSG10 | OP | Db | N |  |  |  | LO | LO | LO | 0.01 |  |  | PC | OT | NM | FT | MO | OH | 2004 | 2004 | 2004 | MS |  |  | MS |  |  | MS |  |  | NC |  |  | NC |  |  | AL | 1 | 2005 |  |  | 535 | 0 | 0 | 175 | 0 | 841 | NG | [7 empty] | DB |  |  | 90% | 90% | 770000 |  | N |  |  |  | NC |  |  | NC
11208 | Los Angeles Department of Water & Power | 400 | Haynes | CA | HRSG9 | OP | Db | N |  |  |  | LO | LO | St | 0.01 |  |  | PC | OT | NM | FT | MO | OH | 2004 | 2004 | 2004 | MS |  |  | MS |  |  | MS |  |  | NC |  |  | NC |  |  | AL | 1 | 2005 |  |  | 535 | 0 | 0 | 175 | 0 | 841 | NG | [7 empty] | DB |  |  | 90% | 90% | 770000 |  | N |  |  |  | NC |  |  | NC
11208 | Los Angeles Department of Water & Power | 404 | Scattergood | CA | 1 | OP | N | N |  |  |  | LO | FD | LO | 0.1 |  |  | PC | OT | NM | FT | YR | MO | 1978 | 1978 | 1992 | MS |  |  | MS |  |  | MS |  |  | NC |  |  | NC |  |  | CE | 12 | 1958 |  |  | 1200 | 0 | 300 | 1700 | 0 |  | NG | [7 empty] | FF |  |  | 90% | 90% | 341000 |  | N |  |  |  | NC |  |  | NC
11208 | Los Angeles Department of Water & Power | 404 | Scattergood | CA | 2 | OP | N | N |  |  |  | LO | FD | LO | 0.1 |  |  | PC | OT | NM | FT | YR | MO | 1978 | 1978 | 1992 | MS |  |  | MS |  |  | MS |  |  | NC |  |  | NC |  |  | CE | 7 | 1959 |  |  | 1200 | 0 | 300 | 1700 | 0 |  | NG | [7 empty] | FF |  |  | 90% | 90% | 341000 |  | N |  |  |  | NC |  |  | NC
11208 | Los Angeles Department of Water & Power | 404 | Scattergood | CA | 3 | OP | D | N |  |  |  | LO | FD | LO | 0.1 |  |  | PC | OT | NM | FT | YR | MO | 1978 | 1978 | 1992 | MS |  |  | MS |  |  | MS |  |  | NC |  |  | NC |  |  | CE | 5 | 1974 |  |  | 2982 | 0 | 0 | 3874 | 0 |  | NG | [7 empty] | TF |  |  | 90% | 90% | 546900 |  | N |  |  |  | NC |  |  | NC
11208 | Los Angeles Department of Water & Power | 408 | Valley | CA | 6 | OP | Db | N |  |  |  | LO | LO | LO | 0.01 |  |  | PC | OT | NM | FT | MO | OH | 2004 | 2004 | 2004 | MS |  |  | MS |  |  | MS |  |  | NC |  |  | NC |  |  | AL | 7 | 2004 |  |  | 535 | 0 | 0 | 175 | 0 | 841 | NG | [7 empty] | DB |  |  | 90% | 90% | 770000 |  | N |  |  |  | NC |  |  | NC
11208 | Los Angeles Department of Water & Power | 408 | Valley | CA | 7 | OP | Db | N |  |  |  | LO | LO | LO | 0.01 |  |  | PC | OT | NM | FT | MO | OH | 2004 | 2004 | 2004 | MS |  |  | MS |  |  | MS |  |  | NC |  |  | NC |  |  | AL | 7 | 2004 |  |  | 535 | 0 | 0 | 175 | 0 | 841 | NG | [7 empty] | DB |  |  | 90% | 90% | 770000 |  | N |  |  |  | NC |  |  | NC
14534 | City of Pasadena - (CA) | 420 | Broadway | CA | B3 | OP | N |  |  |  |  | LO | LO | LO | 0.1 |  |  | PC | DM |  | NV | NV | OH | 1977 | 1977 | 1993 | MS |  |  | MS |  |  | MS | [8 empty] | FW | 6 | 1965 |  |  | 500 | 0 | 219.8 | 628 | 0 |  | NG | RFO | [6 empty] | OF |  |  | 90% | 90% | 113000 |  | N
56146 | Black Hills/Colorado Elec.Util | 460 | Pueblo | CO | 41 | SB | N
56146 | Black Hills/Colorado Elec.Util | 460 | Pueblo | CO | 49 | OP | N
56146 | Black Hills/Colorado Elec.Util | 462 | W N Clark | CO | 55 | OP | N
56146 | Black Hills/Colorado Elec.Util | 462 | W N Clark | CO | 59 | OP | N
15466 | Public Service Co of Colorado | 465 | Arapahoe | CO | 3 | OP | N | N |  |  |  | ST | ST | FD | 0.1 | 1.1 | 0.8 | PB | DP | NP | DT | TH | YR | 1982 | 1994 | 2000 | MS |  |  | MS |  |  | MS |  |  | NC |  |  | NC |  |  | BW | 6 | 1951 | 12 | 2013 | 450 | 30.8 | 0 | 491 | 0 |  | SUB | NG | [6 empty] | VF |  |  | 80% | 90% | 155500 | D | N |  |  |  | NC |  |  | NC
15466 | Public Service Co of Colorado | 465 | Arapahoe | CO | 4 | OP | N | N |  |  |  | ST | ST | ST | 0.1 | 0.88 | 0.6 | PB | DP | NP | DT | MO | MO | 1982 | 2002 | 2000 | MS |  |  | MS |  |  | MS |  |  | NC |  |  | NC |  |  | BW | 6 | 1955 |  |  | 930 | 60.2 | 0 | 1200 | 0 |  | SUB | NG | [6 empty] | VF |  |  | 90% | 90% | 312000 | D | N |  |  |  | NC |  |  | NC
15466 | Public Service Co of Colorado | 468 | Cameo | CO | 1 | RE | N
15466 | Public Service Co of Colorado | 468 | Cameo | CO | 2 | RE | N
15466 | Public Service Co of Colorado | 469 | Cherokee | CO | 1 | RE | N | N |  |  |  | ST | ST | ST | 0.1 | 0.88 | 0.6 | PB | DP | NP | DT | MO | MO | 1982 | 2002 | 2000 | MS |  |  | MS |  |  | MS |  |  | NC |  |  | NC |  |  | BW | 6 | 1957 | 4 | 2012 | 852 | 61.4 | 0 | 1240 | 0 |  | BIT | NG | [6 empty] | VF |  |  | 90% | 80% | 288000 | D | N |  |  |  | NC |  |  | NC
15466 | Public Service Co of Colorado | 469 | Cherokee | CO | 2 | RE | N | N |  |  |  | ST | ST | FD | 0.1 | 1.1 | 0.8 | PB | DP | NP | DT | TH | YR | 1982 | 1994 | 2000 | MS |  |  | MS |  |  | MS |  |  | NC |  |  | NC |  |  | BW | 6 | 1959 | 10 | 2011 | 852 | 61.4 | 0 | 1240 | 0 |  | BIT | NG | [6 empty] | VF |  |  | 90% | 90% | 292000 | D | N |  |  |  | NC |  |  | NC
15466 | Public Service Co of Colorado | 469 | Cherokee | CO | 3 | OP | N | N |  |  |  | ST | ST | ST | 0.1 | 1.1 | 0.6 | PB | DP | NP | DT | TH | MO | 1982 | 1994 | 1997 | MS |  |  | MS |  |  | MS |  |  | NC |  |  | NC |  |  | BW | 6 | 1962 | 12 | 2016 | 1140 | 62.4 | 0 | 1900 | 0 |  | BIT | NG | [6 empty] | FF |  |  | 90% | 90% | 330000 | D | Y |  |  |  | NC |  |  | NC
15466 | Public Service Co of Colorado | 469 | Cherokee | CO | 4 | OP | N | N |  |  |  | ST | ST | ST | 0.1 | 0.88 | 0.45 | PB | DP | NP | DT | MO | MO | 1982 | 2002 | 1994 | MS |  |  | MS |  |  | MS |  |  | NC |  |  | NC |  |  | CE | 6 | 1968 |  |  | 2587 | 151.1 | 0 | 3480 | 0 |  | BIT | NG | [6 empty] | TF |  |  | 90% | 90% | 810000 | D | Y |  |  |  | NC |  |  | NC
15466 | Public Service Co of Colorado | 469 | Cherokee | CO | HRSG1 | PL | Da | [34 empty] | GE | 12 | 2015 | [8 empty] | NG | [7 empty] | DB
15466 | Public Service Co of Colorado | 469 | Cherokee | CO | HRSG2 | PL | Da | [34 empty] | GE | 12 | 2015 | [8 empty] | NG | [7 empty] | DB
15466 | Public Service Co of Colorado | 470 | Comanche | CO | 1 | OP | N | N |  |  |  | ST | ST | FD | 0.1 | 0.12 | 0.2 | PB | DP | NP | DT | MO | MO | 1982 | 2009 | 2009 | MS |  |  | MS |  |  | MS |  |  | NC |  |  | NC |  |  | CE | 6 | 1973 |  |  | 2534 | 214 | 0 | 0 | 0 |  | SUB | [7 empty] | TF |  |  | 80% | 90% | 900225 | D | Y |  |  |  | NC |  |  | NC
15466 | Public Service Co of Colorado | 470 | Comanche | CO | 2 | OP | D | N |  |  |  | ST | ST | St | 0.1 | 0.12 | 0.2 | PB | DP | NP | DT | MO | MO | 1975 | 2009 | 2009 | MS |  |  | MS |  |  | MS |  |  | NC |  |  | NC |  |  | BW | 6 | 1975 |  |  | 2534 | 211 | 0 | 0 | 0 |  | SUB | [7 empty] | OF |  |  | 80% | 80% | 855000 | D | Y |  |  |  | NC |  |  | NC
15466 | Public Service Co of Colorado | 470 | Comanche | CO | 3 | OP | Da | N |  |  |  | ST | ST | St | 0.02 | 0.1 | 0.07 | PB | DP | NP | PS | MO | YR | 2009 | 2009 | 2009 | MS |  |  | MS |  |  | NC |  |  | NC |  |  | NC |  |  | AL | 7 | 2010 |  |  | 5560 | 405.8 | 0 | 0 | 0 | 520 | SUB | [7 empty] | TF |  |  | 90% | 90% | 2900000 | D | Y |  |  |  | NC |  |  | NC
15466 | Public Service Co of Colorado | 477 | Valmont | CO | 5 | OP | N | N |  |  |  | ST | ST | ST | 0.1 | 1.1 | 0.45 | PB | DP | NP | DT | TH | MO | 1971 | 1994 | 1994 | MS |  |  | MS |  |  | MS |  |  | NC |  |  | NC |  |  | CE | 6 | 1964 | 12 | 2017 | 1280 | 95 | 0 | 2050 | 0 |  | BIT | NG | [6 empty] | TF |  |  | 90% | 90% | 240000 | D | Y |  |  |  | NC |  |  | NC
15466 | Public Service Co of Colorado | 478 | Zuni | CO | 1 | OP | N | N |  |  |  | ST | ST | NA | 0.1 |  |  | PB | DP |  | NV | TH |  | 1969 | 1969 |  | MS |  |  | MS | [5 empty] | NC |  |  | NC |  |  | BW | 6 | 1948 |  |  | 400 | 0 | 68 | 470 | 0 |  | NG | RFO | [6 empty] | SF |  |  | 80% | 90% | 90700 | D | N
15466 | Public Service Co of Colorado | 478 | Zuni | CO | 2 | OP | N | N |  |  |  | ST | ST | NA | 0.13 |  |  | PB | DP |  | NV | TH |  | 1969 | 1969 |  | MS |  |  | MS | [5 empty] | NC |  |  | NC |  |  | BW | 6 | 1948 |  |  | 150 | 0 | 34 | 237 | 0 |  | NG | RFO | [6 empty] | SF |  |  | 80% | 90% | 35000 | D | N
15466 | Public Service Co of Colorado | 478 | Zuni | CO | 3 | OP | N | N |  |  |  | ST | ST | NA | 0.1 |  |  | PB | DP |  | NV | TH |  | 1969 | 1969 |  | MS |  |  | MS | [5 empty] | NC |  |  | NC |  |  | BW | 6 | 1954 |  |  | 680 | 0 | 126 | 870 | 0 |  | NG | RFO | [6 empty] | VF |  |  | 80% | 90% | 151000 | D | N
3989 | City of Colorado Springs - (CO) | 492 | Martin Drake | CO | 5 | OP | N | N |  |  |  | ST | ST | FD | 0.1 | 1.2 | 0.46 | PB | DP | NP | NV | TH | YR | 1976 | 1976 | 2000 | MS |  |  | MS |  |  | MS |  |  | SS | OT |  | SS | OT |  | RS | 6 | 1962 |  |  | 425 | 31 | 0 | 599.3 | 0 |  | SUB | BIT | NG | [5 empty] | FF |  |  | 80% | 80% | 158027 | D | N |  |  |  | LN |  |  | LN
3989 | City of Colorado Springs - (CO) | 492 | Martin Drake | CO | 6 | OP | N | N |  |  |  | ST | ST | FD | 0.1 | 1.2 | 0.46 | PB | DP | NP | NV | TH | YR | 1976 | 1976 | 2000 | MS |  |  | MS |  |  | MS |  |  | OT | SS |  | SS | OT |  | BW | 6 | 1968 |  |  | 685 | 39.6 | 0 | 865 | 0 |  | SUB | BIT | NG | [5 empty] | FF |  |  | 90% | 90% | 222192 | D | N |  |  |  | LN |  |  | LN
3989 | City of Colorado Springs - (CO) | 492 | Martin Drake | CO | 7 | OP | N | N |  |  |  | ST | ST | FD | 0.1 | 1.2 | 0.46 | PB | DP | NP | NV | TH | YR | 1976 | 1976 | 2000 | MS |  |  | MS |  |  | MS |  |  | OT | SS |  | SS | OT |  | BW | 6 | 1974 |  |  | 900 | 61.5 | 0 | 1341 | 0 |  | SUB | BIT | NG | [5 empty] | FF |  |  | 90% | 90% | 351590 | D | N |  |  |  | LN |  |  | LN
3989 | City of Colorado Springs - (CO) | 493 | George Birdsall | CO | 1 | OP
3989 | City of Colorado Springs - (CO) | 493 | George Birdsall | CO | 2 | OP | N
3989 | City of Colorado Springs - (CO) | 493 | George Birdsall | CO | 3 | OP | N
10633 | City of Lamar - (CO) | 508 | Lamar Plant | CO | 4 | OS | N
15466 | Public Service Co of Colorado | 525 | Hayden | CO | H1 | OP | N | N |  |  |  | ST | ST | FD | 0.03 | 0.13 | 0.46 | PB | DP | NP | DT | ND | YR | 2000 | 2000 | 2000 | MS |  |  | MS |  |  | MS |  |  | NC |  |  | NC |  |  | RS | 7 | 1965 |  |  | 1200 | 91 | 0 | 0 | 0 |  | BIT | [7 empty] | FF |  |  | 90% | 90% | 454000 | D | Y |  |  |  | NC |  |  | NC
15466 | Public Service Co of Colorado | 525 | Hayden | CO | H2 | OP | D | N |  |  |  | ST | ST | St | 0.03 | 0.13 | 0.7 | PB | DP | NP | DT | ND | TH | 2000 | 2000 | 2000 | MS |  |  | MS |  |  | MS |  |  | NC |  |  | NC |  |  | CE | 9 | 1976 |  |  | 1754 | 126 | 0 | 0 | 0 |  | BIT | [7 empty] | TF |  |  | 90% | 90% | 788800 | D | Y |  |  |  | NC |  |  | NC
30151 | Tri-State G & T Assn, Inc | 527 | Nucla | CO | 1 | OP | Da | N |  |  |  | FD | FD | FD | 0.03 | 0.4 | 0.5 | PB | DP | NP | WO | MO | YR | 1988 | 1988 | 1988 | MS |  |  | MS |  |  | MS |  |  | NC |  |  | NC |  |  | PR | 1 | 1991 | 4 | 2037 | 925 | 58.2 | 0 | 0 | 0 |  | BIT | [7 empty] | FB |  |  | 90% | 90% | 220200 | D | Y |  |  |  | CF |  |  | CF
189 | PowerSouth Energy Cooperative | 533 | McWilliams | AL | HRSG1 | OP | N | N |  |  |  | ST | NA | St | 0.013 |  | 75 | PB |  | NM | OH |  | OH | 1996 | 1996 | 1996 | MS |  |  | MS |  |  | MS |  |  | WA |  |  | WA |  |  | BW | 8 | 1996 |  |  | 440 |  | 276 | 73 |  | 600 | NG | DFO | [6 empty] | DB | OT |  | 90% | 90% | 3201 |  |  |  | NA |  | NA |  |  | NA
189 | PowerSouth Energy Cooperative | 533 | McWilliams | AL | HRSGV1 | OP | N | N |  |  |  | ST | NA | FD | 0.012 |  | 0.013 | PB |  | NP | OH |  | OH | 2002 | 2002 | 2002 | MS |  |  | MS |  |  | MS |  |  | WA |  |  | WA |  |  | NM | 1 | 2002 |  |  | 304 |  |  | 93 |  | 300 | NG | [7 empty] | OT |  |  | 90% | 90% | 59333 |  |  |  | NA |  | NA |  |  | NA
189 | PowerSouth Energy Cooperative | 533 | McWilliams | AL | HRSGV2 | OP | N | N |  |  |  | ST | NA | FD | 0.012 |  | 0.013 | PB |  | NP | OH |  | OH | 2002 | 2002 | 2002 | MS |  |  | MS |  |  | MS |  |  | WA |  |  | WA |  |  | NM | 1 | 2002 |  |  | 304 |  |  | 93 |  | 600 | NG | [7 empty] | OT |  |  | 90% | 90% | 59333 |  |  |  | NA |  | NA |  |  | NA
22350 | Devon Power LLC | 544 | Devon Station | CT | 7 | RE | N |  |  |  |  | ST | ST | ST
22350 | Devon Power LLC | 544 | Devon Station | CT | 8 | RE | N |  |  |  |  | ST | ST | ST
22380 | NRG Montville Operations Inc | 546 | Montville Station | CT | 5 | OP | N | N |  |  |  | ST | ST | FD | 0.14 |  |  | PB | SU | NP | NV | NV | DA | 1980 | 2003 | 1995 | MS |  |  | MS |  |  | MS |  |  |  | NC |  | NC |  |  | CE | 6 | 1954 |  |  | 575 | 27 | 150 | 840 | 0 |  | RFO | NG | [6 empty] | TF |  |  | 90% | 90% | 234000 | D | N |  |  |  |  | BF |  | NA
22380 | NRG Montville Operations Inc | 546 | Montville Station | CT | 6 | OP | N | N |  |  |  | ST | ST | FD | 0.14 |  |  | PB | SU | NP | NV | NV | DA | 1980 | 2003 | 1995 | MS |  |  | MS |  |  | MS |  |  |  | NC |  | NC |  |  | CE | 6 | 1971 |  |  | 2806 | 0 | 702 | 0 | 0 |  | RFO | [7 empty] | TF |  |  | 90% | 90% | 812000 | D | N |  |  |  |  | BF |  | NA
13922 | Norwalk Power LLC | 548 | NRG Norwalk Harbor | CT | 1 | OP | N | N |  |  |  | ST | ST | ST | 40 |  |  | OP | SU | NP | SM | NV | DA | 1960 | 1960 | 1960 | MS |  |  | MS |  |  | MS |  |  | NC |  |  | NC |  |  | CE | 6 | 1960 |  |  | 1200 | 0 | 240 | 0 | 0 |  | RFO | [7 empty] | TF |  |  | 90% | 90% | 488000 | D | N |  |  |  | SN |  |  | SN
13922 | Norwalk Power LLC | 548 | NRG Norwalk Harbor | CT | 2 | OP | N | N |  |  |  | ST | ST | ST | 40 |  |  | OP | SU | NP | SM | NV | DA | 1963 | 1963 | 1963 | MS |  |  | MS |  |  | MS |  |  | NC |  |  | NC |  |  | CE | 6 | 1963 |  |  | 1200 | 0 | 240 | 0 | 0 |  | RFO | [7 empty] | TF |  |  | 90% | 90% | 488000 | D | N |  |  |  | SN |  |  | NC
20169 | Avista Corp | 550 | Kettle Falls Generating Station | WA | 1 | OP
12490 | Middletown Power LLC | 562 | Middletown | CT | 2 | OP | N | N |  |  |  | ST | ST | ST | 0.14 | 0.3 | 0.25 | PB | SU | NP | NV | NV | DA | 1974 | 1973 | 1995 | MS |  |  | MS |  |  | MS |  |  | NC |  |  | SS |  |  | RS | 10 | 1958 |  |  | 800 |  | 185 | 1200 | 0 |  | RFO | NG | [6 empty] | FF |  |  | 90% | 90% | 229110 | D | N |  |  |  | SN | OV |  | OV | LA | LN
12490 | Middletown Power LLC | 562 | Middletown | CT | 3 | OP | N | N |  |  |  | ST | ST | ST | 0.14 | 0.3 | 0.43 | PB | SU | NP | NV | NV | DA | 1975 | 1968 | 1995 | MS |  |  | MS |  |  | MS |  |  | NC |  |  | NC |  |  | BW | 1 | 1964 |  |  | 1650 |  | 347 | 2370 | 0 |  | NG | RFO | [6 empty] | CY |  |  | 90% | 90% | 435867 |  | N |  |  |  | SN | LA |  | NC
12490 | Middletown Power LLC | 562 | Middletown | CT | 4 | OP | N | N |  |  |  | ST | ST | St | 0.14 | 0.3 | 0.25 | PB | SU | NP | NV | NV | DA | 1975 | 1973 | 1995 | MS |  |  | MS |  |  | MS |  |  | NC |  |  | NC |  |  | CE | 5 | 1973 |  |  | 2806 |  | 712 | 0 | 0 |  | RFO | [7 empty] | TF |  |  | 90% | 90% | 758333 |  | N |  |  |  | BF | LA |  | NC
14610 | Orlando Utilities Comm | 564 | Stanton Energy Center | FL | 1 | OP | Da | N |  |  |  | FD | FD | FD | 0.03 | 1.14 | 0.46 | PB | DP | NP | NV | TH | YR | 1987 | 1987 | 1987 | MS |  |  | MS |  |  | MS |  |  | OT |  |  | NC |  |  | BW | 7 | 1987 | 7 | 2027 | 3305 | 166.5 | 0 | 0 | 0 |  | BIT | NG | LFG | RFO |  |  |  |  | OF |  |  | 90% | 90% | 873246 | D | N |  |  |  | LN | OV |  | SR
14610 | Orlando Utilities Comm | 564 | Stanton Energy Center | FL | 2 | OP | Da | N |  |  |  | FD | FD | FD | 0.02 | 0.25 | 0.17 | PB | DP | NP | NV | YR | YR | 1996 | 1996 | 1996 | MS |  |  | MS |  |  | MS |  |  | OT |  |  | NC |  |  | BW | 6 | 1996 | 6 | 2036 | 3305 | 166.5 | 0 | 0 | 0 |  | BIT | LFG | NG | RFO |  |  |  |  | OF |  |  | 90% | 90% | 873246 | D | N |  |  |  | SR | LN | OV | NC
14610 | Orlando Utilities Comm | 564 | Stanton Energy Center | FL | B | OP | Db | Y | 2 | 2008 | PSD-FL-373A | ST | ST | St | 10 | 2 | 2 | OP | OT | NM | SM | NV | NV | 2009 | 2009 | 2009 | MS |  |  | MS |  |  | MS |  |  | SS |  |  | NC |  |  | VO | 2 | 2010 | 2 | 2050 | 1500 |  |  | 1913 |  | 483 | NG | DFO | [6 empty] | DB |  |  | 60% | 60% | [6 empty] | SR | LN | H2 | NC
5221 | Dominion Nuclear Conn Inc | 566 | Millstone | CT | NSS2 | OP
5221 | Dominion Nuclear Conn Inc | 566 | Millstone | CT | NSS3 | OP
15452 | PSEG Power Connecticut LLC | 568 | Bridgeport Station | CT | BHB2 | SB | N | N |  |  |  | ST | ST | ST | 0.14 | 0.33 | 0.43 | PB | DP | NP | NV | OT | OT | 1961 | 2004 | 2004 | MS |  |  | MS |  |  | MS |  |  | NC |  |  | NC |  |  | BW | 8 | 1961 |  |  | 1150 | 56.1 | 303.6 | 0 | 0 |  | RFO | [7 empty] | CY |  |  | 90% | 90% | 276000 | W | N |  |  |  | NC |  |  | NC
15452 | PSEG Power Connecticut LLC | 568 | Bridgeport Station | CT | BHB3 | OP | N | N |  |  |  | ST | ST | ST | 0.1 | 0.33 | 0.38 | PB | DP | NP | NV | OT | OT | 1968 | 2004 | 2004 | MS |  |  | MS |  |  | MS |  |  | SS |  |  | NC |  |  | CE | 8 | 1968 |  |  | 2700 | 156.2 | 655.2 | 0 | 0 |  | SUB | RFO | [6 empty] | TF |  |  | 90% | 80% | 950000 | D | N |  |  |  | LN |  |  | NC
2548 | City of Burlington Electric - (VT) | 589 | J C McNeil | VT | 1 | OP | N
56609 | Calpine Mid-Atlantic Generation LLC | 593 | Edge Moor | DE | 3 | OP | N | N |  |  |  | ST | ST | ST | 59.59 |  |  | PH | DP | NP | OH | NV | DA | 1983 | 2009 | 2009 | MS |  |  | MS |  |  | MS |  |  | OT |  |  | OT |  |  | CE | 12 | 1957 |  |  | 575 |  | 128.3 | 757 | 0 |  | NG | DFO | LFG | [5 empty] | TF |  |  | 90% | 90% | 205000 |  | N |  |  |  | LN | OV | SN | SN
56609 | Calpine Mid-Atlantic Generation LLC | 593 | Edge Moor | DE | 4 | OP | N | N |  |  |  | ST | ST | ST | 118.37 |  |  | PH | DP | NP | OH | NV | DA | 1982 | 2009 | 2009 | MS |  |  | MS |  |  | MS |  |  | OT |  |  | OT |  |  | CE | 5 | 1966 |  |  | 1068 |  | 254.5 | 1471 | 0 |  | NG | DFO | LFG | RFO |  |  |  |  | TF |  |  | 90% | 90% | 410000 |  | N |  |  |  | LN | OV | SN | SN
56609 | Calpine Mid-Atlantic Generation LLC | 593 | Edge Moor | DE | 5 | OP | N | N |  |  |  | ST | ST | ST | 349.58 |  |  | PH | SU | NP | OH | NV | DA | 1973 | 1973 | 2009 | MS |  |  | MS |  |  | MS |  |  | NC |  |  | SS |  |  | BW | 8 | 1973 |  |  | 3195 |  | 712.9 | 2000 | 0 |  | NG | RFO | DFO | [5 empty] | OF |  |  | 90% | 90% | 755000 |  | N |  |  |  | NC |  |  | NC
9332 | Indian River Operations Inc | 594 | Indian River Generating Station | DE | 1 | OS | N | N |  |  |  | ST | ST | ST | 0.3 |  |  | PB | SU | NP | WO | NV | DA | 1981 | 2008 | 2008 | MS |  |  | MS |  |  | MS |  |  | NC |  |  | NC |  |  | BW | 6 | 1957 |  |  | 650 | 32 | 0 | 0 | 0 |  | BIT | [7 empty] | FF |  |  | 90% | 90% | 237000 | D | N |  |  |  | NC |  |  | NC
9332 | Indian River Operations Inc | 594 | Indian River Generating Station | DE | 2 | OS | N | N |  |  |  | ST | ST | St | 0.3 |  |  | PB | SU | NP | WO | NV | DA | 1981 | 2008 | 2008 | MS |  |  | MS |  |  | MS |  |  | NC |  |  | NC |  |  | BW | 6 | 1959 |  |  | 650 | 32 | 0 | 0 | 0 |  | BIT | [7 empty] | FF |  |  | 90% | 90% | 237000 | D | N |  |  |  | NC |  |  | NC
9332 | Indian River Operations Inc | 594 | Indian River Generating Station | DE | 3 | OP | N | N |  |  |  | ST | ST | ST | 0.3 | 1.2 | 0.57 | PB | SU | NP | WO | NV | DA | 1981 | 2008 | 1995 | MS |  |  | MS |  |  | MS |  |  | NC |  |  | NC |  |  | BW | 6 | 1970 | 1 | 2014 | 1163 | 65 | 0 | 0 | 0 |  | BIT | [7 empty] | FF |  |  | 90% | 90% | 360000 | D | N |  |  |  | NC |  |  | NC
9332 | Indian River Operations Inc | 594 | Indian River Generating Station | DE | 4 | OP | D | N |  |  |  | ST | ST | ST | 0.075 | 0.2 | 0.1 | PB | DP | NP | NV | DA | DA | 2012 | 2012 | 2012 | MS |  |  | MS |  |  | MS |  |  | NC |  |  | NC |  |  | RS | 6 | 1980 |  |  | 3330 | 227 | 0 | 0 | 0 |  | BIT | [7 empty] | OF |  |  | 90% | 90% | 1956700 | D | N |  |  |  | NC |  |  | NC
54899 | NAES Corporation - (DE) | 599 | McKee Run | DE | 1 | OP | N | N |  |  |  | ST | ST | ST | 0.075 |  |  | PB | SU | NP | NV | NV | NV | 1981 | 1992 | 1998 | MS |  |  | MS |  |  | MS |  |  | SS | UP |  | SS | UP |  | BW | 3 | 1961 |  |  | 165 |  | 31.7 | 133.3 | 0 |  | NG | DFO | [6 empty] | FF |  |  | 90% | 90% | 78909 |  | N |  |  |  | LA |  |  | LA
54899 | NAES Corporation - (DE) | 599 | McKee Run | DE | 2 | OP | N | N |  |  |  | ST | ST | ST | 0.075 |  |  | PB | SU | NP | NV | NV | NV | 1981 | 1992 | 1998 | MS |  |  | MS |  |  | MS |  |  | SS | UP |  | SS | UP |  | BW | 3 | 1961 |  |  | 165 |  | 31.7 | 133.3 | 0 |  | NG | DFO | [6 empty] | FF |  |  | 90% | 90% | 78909 |  | N |  |  |  | LA |  |  | LA
54899 | NAES Corporation - (DE) | 599 | McKee Run | DE | 3 | OP | N | N |  |  |  | ST | ST | ST | 0.075 |  |  | PB | SU | NP | NV | NV | NV | 1981 | 1992 | 1998 | MS |  |  | MS |  |  | MS |  |  | SS | UP |  | SS | UP |  | RS | 9 | 1975 |  |  | 786 |  | 166 | 1144 | 0 |  | NG | DFO | [6 empty] | FF |  |  | 90% | 90% | 175895 |  | N |  |  |  | LA | OV |  | NA
58177 | Raven Power Holdings LLC | 602 | Brandon Shores | MD | 1 | OP | D | N |  |  |  | ST | FD | FD | 0.03 | 1.2 | 0.46 | PC | DP | NP | PS | TH | OT | 1984 | 1984 | 1984 | MS |  |  | MS |  |  | MS |  |  | IF |  |  | NC |  |  | BW | 5 | 1984 | 6 | 2024 | 4425 | 250 | 0 | 0 | 0 |  | BIT | [7 empty] | OF |  |  | 90% | 90% | 1550000 | D | N |  |  |  | SR |  |  | NC
58177 | Raven Power Holdings LLC | 602 | Brandon Shores | MD | 2 | OP | D | N |  |  |  | ST | FD | FD | 0.03 | 1.2 | 0.46 | PC | DP | NP | PS | TH | OT | 1991 | 1991 | 1991 | MS |  |  | MS |  |  | MS |  |  | IF |  |  | NC |  |  | BW | 5 | 1991 | 6 | 2031 | 4425 | 250 | 0 | 0 | 0 |  | BIT | [7 empty] | OF |  |  | 90% | 90% | 1550000 | D | N |  |  |  | SR |  |  | NC
15274 | Potomac Power Resources | 603 | Benning | DC | 15 | RE | N | N |  |  |  | LO | LO | LO | 0.026 |  |  | PB | SU | NP | DT | NV | WO | 1979 | 1979 | 1979 | MS |  |  | MS |  |  | MS |  |  | SS |  |  | NC |  |  | CE | 8 | 1968 |  |  | 1871 |  | 503 | 0 | 0 |  | DFO | [7 empty] | TF |  |  | 90% | 90% | 538379 | D | N |  |  |  | NC |  |  | NC
15274 | Potomac Power Resources | 603 | Benning | DC | 16 | RE | N | N |  |  |  | LO | LO | LO | 0.026 |  |  | PB | SU | NP | DT | NV | WO | 1979 | 1979 | 1979 | MS |  |  | MS |  |  | MS |  |  | SS |  |  | NC |  |  | BW | 5 | 1972 |  |  | 1871 |  | 491 | 0 | 0 |  | DFO | [7 empty] | OF |  |  | 90% | 90% | 518455 | D | N |  |  |  | NC |  |  | NC
6452 | Florida Power & Light Co | 609 | Cape Canaveral | FL | 1 | CO | N | N |  |  |  | ST | ST | St | 2 |  |  | PC | SU | NM | MO | MO | MO | 2013 | 2013 | 2013 | OT |  |  | OT |  |  | OT |  |  | NC |  |  | NC |  |  | NT | 5 | 2013 |  |  | 816 | [5 empty] | NG | [7 empty] | DB | [10 empty] | SR |  |  | NC
6452 | Florida Power & Light Co | 609 | Cape Canaveral | FL | PCC1 | RE | N | N |  |  |  | ST | ST | NA | 0.1 |  |  | PB | DP |  | NV | NV |  | 1983 | 1981 |  | MS |  |  | MS | [5 empty] | NC | SS |  | NC |  |  | FW | 4 | 1965 | 6 | 2010 | 2640 | 0 | 590 | 3786 | 0 |  | RFO | NG | [6 empty] | FF |  |  | 90% | 90% | 650000 |  | Y
6452 | Florida Power & Light Co | 609 | Cape Canaveral | FL | PCC2 | RE | N | N |  |  |  | ST | ST | NA |  |  |  | PB | DP |  | NV | NV |  | 1983 | 1981 |  | MS |  |  | MS | [5 empty] | NC | SS |  | NC |  |  | FW | 5 | 1969 | 6 | 2010 | 2460 | 0 | 590 | 3786 | 0 |  | RFO | NG | [6 empty] | FF |  |  | 90% | 90% | 650000 |  | Y
6452 | Florida Power & Light Co | 609 | Cape Canaveral | FL | 2 | CO
6452 | Florida Power & Light Co | 609 | Cape Canaveral | FL | 3 | CO
6452 | Florida Power & Light Co | 610 | Cutler | FL | PCU5 | RE | N | N |  |  |  | ST | LO | ST | 0.3 |  |  | PB | DP | NP | NV | NV | MO | 1981 | 1981 | 1995 | MS |  |  | MS |  |  | MS |  |  | NC |  |  | NC |  |  | CE | 6 | 1954 |  |  | 650 | 0 | 126 | 830 | 0 |  | NG | [7 empty] | TF |  |  | 90% | 90% | 114000 |  | Y |  |  |  | NA |  |  | NA
6452 | Florida Power & Light Co | 610 | Cutler | FL | PCU6 | RE | N | N |  |  |  | ST | LO | ST | 0.3 |  |  | PB | DP | NP | NV | NV | MO | 1981 | 1981 | 1995 | MS |  |  | MS |  |  | MS |  |  | NC |  |  | NC |  |  | CE | 6 | 1955 |  |  | 1000 | 0 | 214 | 1400 | 0 |  | NG | [7 empty] | TF |  |  | 90% | 90% | 172000 |  | Y |  |  |  | NA |  |  | NA
6452 | Florida Power & Light Co | 612 | Fort Myers | FL | 2A | OP
6452 | Florida Power & Light Co | 612 | Fort Myers | FL | 2B | OP
6452 | Florida Power & Light Co | 612 | Fort Myers | FL | 2C | OP
6452 | Florida Power & Light Co | 612 | Fort Myers | FL | 2D | OP
6452 | Florida Power & Light Co | 612 | Fort Myers | FL | 2E | OP
6452 | Florida Power & Light Co | 612 | Fort Myers | FL | 2F | OP
6452 | Florida Power & Light Co | 613 | Lauderdale | FL | 4A | OP
6452 | Florida Power & Light Co | 613 | Lauderdale | FL | 4B | OP
6452 | Florida Power & Light Co | 613 | Lauderdale | FL | 5A | OP
6452 | Florida Power & Light Co | 613 | Lauderdale | FL | 5B | OP
6452 | Florida Power & Light Co | 617 | Port Everglades | FL | PPE1 | OP | N | N |  |  |  | ST | ST | ST | 0.1 |  |  | PB | DP | NP | NV | NV | MO | 1982 | 1982 | 1995 | MS |  |  | MS |  |  | MS |  |  | NC | SS |  | NC |  |  | CE | 5 | 1960 |  |  | 1550 | 0 | 326 | 2150 | 0 |  | RFO | NG | [6 empty] | FF |  |  | 90% | 90% | 350000 |  | Y |  |  |  | NA |  |  | NA
6452 | Florida Power & Light Co | 617 | Port Everglades | FL | PPE2 | OP | N | N |  |  |  | ST | ST | ST | 0.1 |  |  | PB | DP | NP | NV | NV | MO | 1982 | 1982 | 1995 | MS |  |  | MS |  |  | MS |  |  | NC | SS |  | NC |  |  | CE | 4 | 1961 |  |  | 1550 | 0 | 326 | 2150 | 0 |  | RFO | NG | [6 empty] | FF |  |  | 90% | 90% | 350000 |  | Y |  |  |  | NA |  |  | NA
6452 | Florida Power & Light Co | 617 | Port Everglades | FL | PPE3 | OP | N | N |  |  |  | ST | ST | ST | 0.1 |  |  | PB | DP | NP | NV | NV | MO | 1982 | 1982 | 1993 | MS |  |  | MS |  |  | MS |  |  | NC | SS |  | NC |  |  | FW | 6 | 1964 |  |  | 2640 | 0 | 590 | 3786 | 0 |  | RFO | NG | [6 empty] | FF |  |  | 90% | 90% | 650000 |  | Y |  |  |  | NA |  |  | NA
6452 | Florida Power & Light Co | 617 | Port Everglades | FL | PPE4 | OP | N | N |  |  |  | ST | ST | ST | 0.1 |  |  | PB | DP | NP | NV | NV | MO | 1982 | 1982 | 1993 | MS |  |  | MS |  |  | MS |  |  | NC | SS |  | NC |  |  | FW | 4 | 1965 |  |  | 2640 | 0 | 590 | 3786 | 0 |  | RFO | NG | [6 empty] | FF |  |  | 90% | 90% | 650000 |  | Y |  |  |  | NA |  |  | NA
6452 | Florida Power & Light Co | 619 | Riviera | FL | 1 | CO | N |  |  |  |  | ST | ST | St | 2 |  |  | PC | SU | NM | MO | MO | MO | 2014 | 2014 | 2014 | OT |  |  | OT |  |  | OT |  |  | NC |  |  | NC |  |  | NT | 5 | 2014 |  |  | 816 | [5 empty] | NG | [7 empty] | DB | [10 empty] | NC |  |  | NC
6452 | Florida Power & Light Co | 619 | Riviera | FL | PRV3 | RE | N | N |  |  |  | ST | ST | ST | 0.1 |  |  | PB | DP | NP | NV | NV | MO | 1982 | 1982 | 1995 | MS |  |  | MS |  |  | MS |  |  | NC | SS |  | NC |  |  | FW | 5 | 1962 | 2 | 2011 | 1950 | 0 | 413 | 3000 | 0 |  | RFO | NG | [6 empty] | FF |  |  | 90% | 90% | 452000 |  | Y |  |  |  | NA |  |  | NA
6452 | Florida Power & Light Co | 619 | Riviera | FL | PRV4 | RE | N | N |  |  |  | ST | ST | ST | 0.1 |  |  | PB | DP | NP | NV | NV | MO | 1982 | 1982 | 1995 | MS |  |  | MS |  |  | MS |  |  | NC | SS |  | NC |  |  | FW | 3 | 1963 | 2 | 2011 | 1950 | 0 | 413 | 3000 | 0 |  | RFO | NG | [6 empty] | FF |  |  | 90% | 90% | 452000 |  | Y |  |  |  | NA |  |  | NA
6452 | Florida Power & Light Co | 620 | Sanford | FL | PSN3 | RE | N | N |  |  |  | ST | ST | NA | 0.1 |  |  | PB | DP |  | NV | NV |  | 1982 | 1982 |  | MS |  |  | MS | [5 empty] | NC |  | SS | NC |  |  | BW | 5 | 1959 | 11 | 2012 | 1100 | 0 | 228 | 1540 | 0 |  | RFO | NG | [6 empty] | FF |  |  | 90% | 90% | 248000 |  | N
6452 | Florida Power & Light Co | 620 | Sanford | FL | PSN5 | OP | N |  |  |  |  | NA | NA | NA | [12 empty] | NC | [14 empty] | FW | 6 | 2002 |  |  | 429 | [5 empty] | OTH | [7 empty] | OT
6452 | Florida Power & Light Co | 621 | Turkey Point | FL | NSS3 | OP | [36 empty] | 9 | 1972 | [8 empty] | NA | [7 empty] | OT
6452 | Florida Power & Light Co | 621 | Turkey Point | FL | NSS4 | OP | [36 empty] | 9 | 1973 | [8 empty] | NA | [7 empty] | OT
6452 | Florida Power & Light Co | 621 | Turkey Point | FL | PTP1 | OP | N | N |  |  |  | ST | LO | ST | 0.1 |  |  | PB | DP | NP | NV | NV | MO | 1982 | 1982 | 1995 | MS |  |  | MS |  |  | MS |  |  | NC |  | SS | NC |  |  | FW | 4 | 1967 |  |  | 2640 | 0 | 590 | 3786 | 0 |  | RFO | NG | [6 empty] | FF |  |  | 90% | 90% | 650000 |  | Y |  |  |  | NA |  |  | NA
6452 | Florida Power & Light Co | 621 | Turkey Point | FL | PTP2 | OP | N | N |  |  |  | ST | LO | ST | 0.1 |  |  | PB | DP | NP | NV | NV | MO | 1982 | 1982 | 1995 | MS |  |  | MS |  |  | MS |  |  | NC |  | SS | NC |  |  | FW | 4 | 1968 |  |  | 2640 | 0 | 590 | 3786 | 0 |  | RFO | NG | [6 empty] | FF |  |  | 90% | 90% | 650000 |  | Y |  |  |  | NA |  |  | NA
6452 | Florida Power & Light Co | 621 | Turkey Point | FL | PTP5 | OP | N |  |  |  |  | NA | NA | NA | [12 empty] | NC | [14 empty] | NT | 5 | 2007 |  |  | 440 | [5 empty] | NG | [7 empty] | DB
6455 | Duke Energy Florida, Inc | 628 | Crystal River | FL | 1 | OP | N | Y | 6 | 1999 | 7 | ST | ST | FD | 0.1 |  |  | PB | DP | NP | TH | NV | YR | 1975 | 1975 | 1975 | MS |  |  | MS |  |  | MS |  |  | WA |  |  | CF |  |  | CE | 10 | 1966 |  |  | 2548 | 126 | 0 | 0 | 0 |  | BIT | [7 empty] | TF |  |  | 90% | 90% | 736000 | D | N |  |  |  | NC |  |  | NC
6455 | Duke Energy Florida, Inc | 628 | Crystal River | FL | 2 | OP | N | Y | 6 | 1999 | 7 | ST | ST | FD | 0.1 |  |  | PB | DP | NP | TH | NV | YR | 1975 | 1975 | 1975 | MS |  |  | MS |  |  | MS |  |  | WA |  |  | ND |  |  | CE | 11 | 1969 |  |  | 3367 | 143 | 0 | 0 | 0 |  | BIT | [7 empty] | TF |  |  | 90% | 90% | 1030000 | D | N |  |  |  | NC |  |  | NC
6455 | Duke Energy Florida, Inc | 628 | Crystal River | FL | 4 | OP | D | Y | 5 | 2007 | 383 | ST | ST | St | 0.03 |  |  | PB | DC | OT | TH | NV | YR | 2010 | 2010 | 2010 | MS |  |  | MS |  |  | MS |  |  | WA |  |  | NC |  |  | BW | 12 | 1982 |  |  | 4750 | 390 | 0 | 0 | 0 |  | BIT | [7 empty] | FF |  |  | 90% | 90% | 1200000 | D | N |  |  |  | LN | SR |  | NC
6455 | Duke Energy Florida, Inc | 628 | Crystal River | FL | 5 | OP | D | Y | 5 | 2007 | 383 | ST | ST | St | 0.03 |  |  | PB | DP | OT | TH | NV | YR | 2010 | 2010 | 2010 | MS |  |  | MS |  |  | MS |  |  | WA |  |  | NC |  |  | BW | 12 | 1984 |  |  | 4750 | 390 | 0 | 0 | 0 |  | BIT | [7 empty] | FF |  |  | 90% | 90% | 1200000 | D | N |  |  |  | LN | SR |  | NC
6455 | Duke Energy Florida, Inc | 628 | Crystal River | FL | NSS3 | OS | N | N |  |  |  | NA | NA | NA | [27 empty] | BW | 3 | 1977 | [8 empty] | OTH | [7 empty] | OT
6455 | Duke Energy Florida, Inc | 634 | P L Bartow | FL | 4B | OP | N | Y | 1 | 2007 | PSD-FL-382 | ST | FD | FD | 10 |  |  | OP | DP | NM | SM | NV | MO | 2009 | 2009 | 2009 | MS |  |  | MS |  |  | MS |  |  | ND | [5 empty] | VO | 6 | 2009 |  |  | 748 |  |  | 355 |  | 1119 | NG | [7 empty] | DB |  |  | 90% | 90% |  |  | N |  |  |  | ND
6455 | Duke Energy Florida, Inc | 634 | P L Bartow | FL | 4C | OP | N | Y | 1 | 2007 | PSD-FL-383 | ST | FD | FD | 10 |  |  | OP | DP | NM | SM | NV | MO | 2009 | 2009 | 2009 | MS |  |  | MS |  |  | MS |  |  | ND | [5 empty] | VO | 6 | 2009 |  |  | 748 |  |  | 355 |  | 1119 | NG | [7 empty] | DB |  |  | 90% | 90% |  |  | N |  |  |  | ND
6455 | Duke Energy Florida, Inc | 634 | P L Bartow | FL | 4D | OP | N | Y | 1 | 2007 | PSD-FL-384 | ST | FD | FD | 10 |  |  | OP | DP | NM | SM | NV | MO | 2009 | 2009 | 2009 | MS |  |  | MS |  |  | MS |  |  | ND | [5 empty] | VO | 6 | 2009 |  |  | 748 |  |  | 355 |  | 1119 | NG | [7 empty] | DB |  |  | 90% | 90% |  |  | N |  |  |  | ND
6455 | Duke Energy Florida, Inc | 634 | P L Bartow | FL | 1 | RE | N | N |  |  |  | ST | ST | NA | 0.1 |  |  | PB | DP |  | TH | NV |  | 1975 | 1975 |  | MS |  |  | MS | [5 empty] | ND |  |  | ND |  |  | BW | 9 | 1958 | 6 | 2009 | 900 | 0 | 187 | 0 | 0 |  | RFO | DFO | [6 empty] | FF |  |  | 90% | 90% | 391600 | D | N
6455 | Duke Energy Florida, Inc | 634 | P L Bartow | FL | 2 | RE | N | N |  |  |  | ST | ST | NA | 0.1 |  |  | PB | DP |  | TH | NV |  | 1975 | 1975 |  | MS |  |  | MS | [5 empty] | ND |  |  | ND |  |  | CE | 9 | 1961 | 6 | 2009 | 900 | 0 | 187 | 0 | 0 |  | RFO | [7 empty] | TF |  |  | 90% | 90% | 260000 |  | N
6455 | Duke Energy Florida, Inc | 634 | P L Bartow | FL | 3 | RE | N | N |  |  |  | ST | ST | NA | 0.1 |  |  | PB | DP |  | TH | NV |  | 1975 | 1975 |  | MS |  |  | MS | [5 empty] | ND |  |  | ND |  |  | CE | 7 | 1963 | 6 | 2009 | 1424 | 0 | 317 | 2000 | 0 |  | RFO | NG | [6 empty] | TF |  |  | 90% | 90% | 441000 |  | N
6455 | Duke Energy Florida, Inc | 634 | P L Bartow | FL | 4A | OP | N | Y | 1 | 2007 | PSD-FL-381 | ST | FD | FD | 10 |  |  | OP | DP | NM | SM | NV | MO | 2009 | 2009 | 2009 | MS |  |  | MS |  |  | MS |  |  | ND | [5 empty] | VO | 6 | 2009 |  |  | 748 |  |  | 355 |  | 1119 | NG | [7 empty] | DB |  |  | 90% | 90% |  |  | N |  |  |  | ND
6455 | Duke Energy Florida, Inc | 638 | Suwannee River | FL | 1 | OP | N | N |  |  |  | ST | ST | NA | 0.1 |  |  | PB | DP |  | TH | NV |  | 1975 | 1975 |  | MS |  |  | MS | [5 empty] | ND |  |  | ND |  |  | CE | 11 | 1953 |  |  | 350 | 0 | 52 | 318 | 0 |  | RFO | NG | [6 empty] | TF |  |  | 90% | 90% | 88050 |  | N
6455 | Duke Energy Florida, Inc | 638 | Suwannee River | FL | 2 | OP | N | N |  |  |  | ST | ST | NA | 0.1 |  |  | PB | DP |  | TH | NV |  | 1975 | 1975 |  | MS |  |  | MS | [5 empty] | ND |  |  | ND |  |  | BW | 11 | 1954 |  |  | 350 | 0 | 52 | 318 | 0 |  | RFO | NG | [6 empty] | FF |  |  | 90% | 90% | 88050 |  | N
6455 | Duke Energy Florida, Inc | 638 | Suwannee River | FL | 3 | OP | N | N |  |  |  | ST | ST | NA | 0.1 |  |  | PB | DP |  | TH | NV |  | 1975 | 1975 |  | MS |  |  | MS | [5 empty] | ND |  |  | ND |  |  | RS | 10 | 1956 |  |  | 600 | 0 | 124 | 751 | 0 |  | RFO | NG | [6 empty] | FF |  |  | 90% | 90% | 169200 |  | N
7801 | Gulf Power Co | 641 | Crist | FL | 2 | RE | N | N |  |  |  | ST | ST | NA | 0.1 |  |  | PB | DP |  | PS | NS |  | 1972 | 1972 |  | MS |  |  | MS | [5 empty] | NC | [5 empty] | RS | 6 | 1949 | 5 | 2006 | 230 | 0 | 55.6 | 320 | 0 |  | NG | DFO | [6 empty] | FF |  |  | 80% | 80% | 46684 |  | N |  |  |  | NA
7801 | Gulf Power Co | 641 | Crist | FL | 3 | RE | N | N |  |  |  | ST | ST | NA | 0.1 |  |  | PB | DP |  | PS | NS |  | 1972 | 1972 |  | MS |  |  | MS | [5 empty] | NC | [5 empty] | RS | 9 | 1952 | 5 | 2006 | 325 | 0 | 95.6 | 550 | 0 |  | NG | DFO | [6 empty] | FF |  |  | 80% | 80% | 63264 |  | N |  |  |  | NA |  |  | NA
7801 | Gulf Power Co | 641 | Crist | FL | 4 | OP | N | N |  |  |  | ST | ST | FD | 0.1 |  |  | PB | DP | NP | PS | DA | YR | 1972 | 1972 | 2000 | MS |  |  | MS |  |  | MS |  |  | IF | SU |  |  |  |  | CE | 7 | 1959 |  |  | 582 | 40.5 | 0 | 960 | 0 | 1061 | BIT | NG | [6 empty] | TF |  |  | 90% | 90% | 210318 | D | N |  |  |  | SN
7801 | Gulf Power Co | 641 | Crist | FL | 5 | OP | N | N |  |  |  | ST | ST | FD | 0.1 |  |  | PB | DP | NP | PS | DA | YR | 1972 | 1972 | 2000 | MS |  |  | MS |  |  | MS |  |  | IF | SU |  |  |  |  | CE | 6 | 1961 |  |  | 582 | 40.5 | 0 | 960 | 0 | 1061 | BIT | NG | [6 empty] | TF |  |  | 90% | 90% | 218583 | D | N |  |  |  | SN
7801 | Gulf Power Co | 641 | Crist | FL | 6 | OP | N | N |  |  |  | ST | ST | FD | 0.1 |  |  | PB | DP | NP | PS | DA | YR | 1972 | 1972 | 2000 | MS |  |  | MS |  |  | MS |  |  | IF | [5 empty] | FW | 5 | 1970 |  |  | 2337 | 140.4 | 0 | 3200 | 0 |  | BIT | NG | [6 empty] | FF |  |  | 90% | 90% | 765680 | D | N |  |  |  | SR
7801 | Gulf Power Co | 641 | Crist | FL | 7 | OP | N | N |  |  |  | ST | ST | FD | 0.1 |  |  | PB | DP | NP | PS | DA | YR | 1973 | 1973 | 2000 | MS |  |  | MS |  |  | MS |  |  | IF | [5 empty] | FW | 8 | 1973 |  |  | 3626 | 242.7 | 0 | 0 | 0 |  | BIT | [7 empty] | OF |  |  | 90% | 90% | 1065439 | D | N |  |  |  | SR
7801 | Gulf Power Co | 642 | Scholz | FL | 1 | OP | N
7801 | Gulf Power Co | 642 | Scholz | FL | 2 | OP | N
7801 | Gulf Power Co | 643 | Lansing Smith | FL | 1 | OP | N | N |  |  |  | ST | ST | FD | 0.1 |  |  | PB | DP | NP | PS | DA | YR | 1972 | 1972 | 2000 | MS |  |  | MS |  |  | MS |  |  | SS |  |  | NC |  |  | CE | 6 | 1965 |  |  | 1075 | 73.8 | 0 | 0 | 0 |  | BIT | [7 empty] | TF |  |  | 90% | 90% | 434062 | D | N |  |  |  | LN |  |  | SN
7801 | Gulf Power Co | 643 | Lansing Smith | FL | 2 | OP | N | N |  |  |  | ST | ST | FD | 0.1 |  |  | PB | DP | NP | PS | DA | YR | 1972 | 1972 | 2000 | MS |  |  | MS |  |  | MS |  |  | SS |  |  | NC |  |  | CE | 6 | 1967 |  |  | 1306 | 85.2 | 0 | 0 | 0 |  | BIT | [7 empty] | TF |  |  | 90% | 90% | 486157 | D | N |  |  |  | LN | OV |  | SN
7801 | Gulf Power Co | 643 | Lansing Smith | FL | 4 | OP | Da | N |  |  |  | FD | FD | FD | 0.1 |  |  | PB | OT | NH | OT | MO | MO | 2002 | 2002 | 2002 | MS |  |  | MS |  |  | MS |  |  | NC |  |  | NC |  |  | VO | 4 | 2002 |  |  | 167 | 0 | 0 | 440 | 0 | 1061 | NG | [7 empty] | DB |  |  | 90% | 90% | 981324 |  | N |  |  |  | OT |  |  | NC
7801 | Gulf Power Co | 643 | Lansing Smith | FL | 5 | OP | Da | N |  |  |  | FD | FD | FD | 0.1 |  |  | PB | OT | NH | OT | MO | MO | 2002 | 2002 | 2002 | MS |  |  | MS |  |  | MS |  |  | NC |  |  | NC |  |  | VO | 4 | 2002 |  |  | 161 | 0 | 0 | 440 | 0 | 1061 | NG | [7 empty] | DB |  |  | 90% | 90% | 981324 |  | N |  |  |  | OT |  |  | NC
18454 | Tampa Electric Co | 645 | Big Bend | FL | BB01 | OP | N | Y | 9 | 2012 | 0570039-054-AV | ST | ST | FD | 0.03 |  | 0.12 | PB | DP | NP | PS | MO | MO | 1975 | 1975 | 2010 | MS |  |  | MS |  |  | MS |  |  | SU |  |  | NC |  |  | RS | 10 | 1970 |  |  | 2856 | 169.5 | 169.5 | 0 | 0 |  | BIT | PC | [6 empty] | OF |  |  | 90% | 90% | 683500 | W | Y |  |  |  | SR |  |  | NC
18454 | Tampa Electric Co | 645 | Big Bend | FL | BB02 | OP | N | Y | 9 | 2012 | 0570039-054-AV | FD | FD | FD | 0.03 |  | 0.12 | PB | DP | NP | PS | MO | MO | 1975 | 1975 | 2009 | MS |  |  | MS |  |  | MS |  |  | SU |  |  | NC |  |  | RS | 4 | 1973 |  |  | 2868 | 170.1 | 170.1 | 0 | 0 |  | BIT | PC | [6 empty] | OF |  |  | 90% | 90% | 685600 | W | Y |  |  |  | SR |  |  | NC
18454 | Tampa Electric Co | 645 | Big Bend | FL | BB03 | OP | N | Y | 9 | 2012 | 0570039-054-AV | FD | FD | FD | 0.03 |  | 0.12 | PB | DP | NP | PS | MO | MO | 1976 | 1976 | 2008 | MS |  |  | MS |  |  | MS |  |  | SS | IF |  | NC |  |  | RS | 5 | 1976 |  |  | 3136 | 190 | 190 | 0 | 0 |  | BIT | PC | [6 empty] | OF |  |  | 90% | 90% | 751200 | W | Y |  |  |  | SR |  |  | NC
18454 | Tampa Electric Co | 645 | Big Bend | FL | BB04 | OP | Da | Y | 9 | 2012 | 0570039-054-AV | FD | FD | FD | 0.01 |  | 0.1 | PB | DP | NP | PS | MO | MO | 1985 | 1985 | 2007 | MS |  |  | MS |  |  | MS |  |  | NC |  |  | NC |  |  | CE | 2 | 1985 |  |  | 3300 | 206.5 | 206.5 | 0 | 0 |  | BIT | PC | [6 empty] | TF |  |  | 90% | 90% | 709118 | D | N |  |  |  | SR |  |  | NC
7140 | Georgia Power Co | 649 | Vogtle | GA | NSS1 | OP
7140 | Georgia Power Co | 649 | Vogtle | GA | NSS2 | OP
7140 | Georgia Power Co | 649 | Vogtle | GA | NSS3 | CO
7140 | Georgia Power Co | 649 | Vogtle | GA | NSS4 | CO
6616 | Fort Pierce Utilities Authority | 658 | Henry D King | FL | 6 | RE | N |  |  |  |  | ST | ST | ST
6616 | Fort Pierce Utilities Authority | 658 | Henry D King | FL | 7 | RE | N |  |  |  |  | ST | ST | FD
6616 | Fort Pierce Utilities Authority | 658 | Henry D King | FL | 8 | RE | D |  |  |  |  | ST | ST | FD
6909 | Gainesville Regional Utilities | 663 | Deerhaven Generating Station | FL | B1 | OP | N | N |  |  |  | ST | ST | NA | 0.1 | 2.75 |  | PB | DP |  | PS | PS |  | 1974 | 1972 |  | MS |  |  | MS | [5 empty] | NC |  |  | NC |  |  | BW | 8 | 1972 | 8 | 2022 | 860 | 0 | 160 | 995 | 0 |  | NG | RFO | [6 empty] | FF |  |  | 80% | 90% | 205111 |  | N
6909 | Gainesville Regional Utilities | 663 | Deerhaven Generating Station | FL | B2 | OP | D | N |  |  |  | ST | ST | ST | 0.1 | 1.2 | 0.7 | PB | DP | NP | TH | TH | TH | 1981 | 1981 | 1981 | MS |  |  | MS |  |  | MS |  |  | NC |  |  | NC |  |  | RS | 10 | 1981 | 12 | 2031 | 1788 | 110.4 | 0 | 0 | 0 |  | BIT | [7 empty] | OF |  |  | 90% | 90% | 495538 | D | N |  |  |  | NC |  |  | NC
6909 | Gainesville Regional Utilities | 664 | John R Kelly | FL | JRK7 | OP | N
6909 | Gainesville Regional Utilities | 664 | John R Kelly | FL | JRK8 | OP
9617 | JEA | 667 | Northside Generating Station | FL | 1 | OP | Db | N |  |  |  | ST | ST | ST | 0.1 |  |  | PB | DP | NP | NV | NV | NV | 2002 | 2002 | 2002 | MS |  |  | MS |  |  | MS |  |  | NC |  |  | NC |  |  | FW | 5 | 2002 | 5 | 2042 | 1993 | 95.7 | 0 | 0 | 0 |  | BIT | PC | [6 empty] | FB |  |  | 90% | 90% | 401844 | D | N |  |  |  | NC |  |  | NC
9617 | JEA | 667 | Northside Generating Station | FL | 2 | OP | Db | N |  |  |  | ST | ST | ST | 0.1 |  |  | PB | DP | NP | NV | NV | NV | 2002 | 2002 | 2002 | MS |  |  | MS |  |  | MS |  |  | NC |  |  | NC |  |  | FW | 5 | 2002 | 2 | 2042 | 1993 | 95.7 | 0 | 0 | 0 |  | BIT | PC | [6 empty] | FB |  |  | 90% | 90% | 401844 | D | N |  |  |  | NC |  |  | NC
9617 | JEA | 667 | Northside Generating Station | FL | 3 | OP | N | N |  |  |  | ST | ST | ST | 0.1 |  |  | PB | DP | NP | NV | NV | NV | 1977 | 1977 | 1982 | MS |  |  | MS |  |  | MS |  |  | NC |  |  | NC |  |  | RS | 6 | 1977 | 6 | 2017 | 3548 | 0 | 828.6 | 5010 | 0 |  | RFO | NG | [6 empty] | FF |  |  | 90% | 90% | 861162 | D | N |  |  |  | NC |  |  | NC
10376 | Kissimmee Utility Authority | 672 | Hansel | FL | MS21B | [8 empty] | FD
10620 | City of Lake Worth - (FL) | 673 | Tom G Smith | FL | S-3 | OP | N
10620 | City of Lake Worth - (FL) | 673 | Tom G Smith | FL | S-5 | OP
10623 | City of Lakeland - (FL) | 675 | Larsen Memorial | FL | 6 | RE | N
10623 | City of Lakeland - (FL) | 675 | Larsen Memorial | FL | 7 | RE | N
10623 | City of Lakeland - (FL) | 675 | Larsen Memorial | FL | HRSG | OP
10623 | City of Lakeland - (FL) | 676 | C D McIntosh Jr | FL | 1 | OP | N | N |  |  |  | ST | ST | NA | 0.1 | 2.75 |  | PB | DP |  | TH | TH |  | 1975 | 1975 |  | MS |  |  | MS | [5 empty] | NC |  |  | NC |  |  | RS | 2 | 1971 |  |  | 667 | 0 | 154 | 962 | 0 |  | NG | RFO | [6 empty] | OF |  |  | 90% | 90% | 187000 | D | N
10623 | City of Lakeland - (FL) | 676 | C D McIntosh Jr | FL | 2 | OP | D | N |  |  |  | ST | ST | ST | 0.1 | 0.8 | 0.3 | PB | DP | NP | TH | TH | TH | 1976 | 1976 | 1976 | MS |  |  | MS |  |  | MS |  |  | NC |  |  | NC |  |  | BW | 6 | 1976 |  |  | 875 | 0 | 199 | 1150 | 0 |  | NG | RFO | [6 empty] | FF |  |  | 90% | 90% | 204586 | D | N |  |  |  | NC |  |  | NC
10623 | City of Lakeland - (FL) | 676 | C D McIntosh Jr | FL | 3 | OP | D |  |  |  |  | ST | ST | St | 0.044 |  | 0.22 | PB | DP | NP | TH | MO | YR | 1983 | 1995 | 2011 | MS |  |  | MS |  |  | MS |  |  | NC |  |  | NC |  |  | BW | 9 | 1982 |  |  | 2510 | 130 | 482 | 0 | 0 |  | BIT | PC | [6 empty] | OF |  |  | 90% | 90% | 313300 | D | N |  |  |  | NC |  |  | NC
10623 | City of Lakeland - (FL) | 676 | C D McIntosh Jr | FL | HRSG | OP | N | N |  |  |  | ST | ST | St | 10 | 0.05 | 7.5 | OP | SU | NM | SM | NV | TH | 2002 | 2002 | 2002 | MS |  |  | MS |  |  | MS |  |  |  | NC |  |  | NC |  | NT | 5 | 2002 |  |  | 1265 |  |  |  |  | 711 | NG | [7 empty] | OT |  |  |  |  | 958571 | [6 empty] | NC |  |  | NC
18445 | City of Tallahassee - (FL) | 688 | Arvah B Hopkins | FL | 1 | OP | N | N |  |  |  | FD | FD | NA | 0.1 |  |  | PB | DP |  | TH | OH |  | 1995 | 1995 |  | MS |  |  | MS | [5 empty] | SS |  |  | SS |  |  | FW | 6 | 1971 | 3 | 2020 | 750 | 0 | 137 | 836 | 0 |  | NG | RFO | [6 empty] | FF |  |  | 80% | 90% | 163789 |  | N
18445 | City of Tallahassee - (FL) | 688 | Arvah B Hopkins | FL | 2 | RE | N | N |  |  |  | FD | FD | FD | 1 |  |  | PB | DP | NM | TH | OH | MO | 1995 | 1995 | 1995 | MS |  |  | MS |  |  | MS |  |  | SS |  |  | SS |  |  | BW | 6 | 1977 | 2 | 2008 | 1619 | 0 | 357 | 2190 | 0 |  | NG | RFO | [6 empty] | FF |  |  | 90% | 90% | 393980 |  | N |  |  |  | OV |  |  | FR
18445 | City of Tallahassee - (FL) | 688 | Arvah B Hopkins | FL | 2A | OP | N | N |  |  |  | NA | FD | FD |  |  |  |  | DP | NM |  | NS | MO |  | 2008 | 2008 |  |  |  | MS |  |  | MS |  |  | SS |  |  | NC |  |  | NT | 6 | 2008 |  |  | 966.7 |  |  | 765 |  | 1297 | NG | [7 empty] | DB |  |  | 90% | 90% | 776278 |  | N |  |  |  | SR | LN |  | NC
18445 | City of Tallahassee - (FL) | 689 | S O Purdom | FL | 7 | OP | N | N |  |  |  | ST | ST | NA | 0.1 |  |  | PB | DP |  | NS | NS |  | 1993 | 1993 |  | MS |  |  | MS | [5 empty] | SS |  |  | SS |  |  | RS | 6 | 1966 | 12 | 2013 | 500 |  | 93.8 | 575 | 0 |  | NG | RFO | [6 empty] | FF |  |  | 90% | 90% | 181500 |  | N
18445 | City of Tallahassee - (FL) | 689 | S O Purdom | FL | 9 | OP | N |  |  |  |  | NA | NA | NA | [28 empty] | 7 | 2000 | [8 empty] | NG | DFO
19804 | City of Vero Beach | 693 | Vero Beach Municipal Power Plant | FL | 1 | OP | N | N |  |  |  | ST | ST | NA | 20 |  |  | OP | SU |  | YR | NS |  | 1961 | 1990 |  | MS |  |  | MS | [5 empty] | NC |  |  | NC |  |  | BW | 6 | 1961 |  |  | 140 | 0 | 24 | 160 | 0 | 130 | NG | [7 empty] | FF |  |  | 90% | 80% | 36840 |  | N
19804 | City of Vero Beach | 693 | Vero Beach Municipal Power Plant | FL | 3 | OP | N | N |  |  |  | ST | ST | NA | 0.1 |  |  | PB | DP |  | YR | NS |  | 1971 | 1990 |  | MS |  |  | MS | [5 empty] | NC |  |  | NC |  |  | CE | 6 | 1971 |  |  | 321 | 0 | 69 | 388 | 0 |  | NG | RFO | [6 empty] | FF |  |  | 90% | 90% | 80000 |  | N
19804 | City of Vero Beach | 693 | Vero Beach Municipal Power Plant | FL | 4 | OP | D | N |  |  |  | ST | ST | ST | 0.1 |  |  | PB | DP | NP | YR | YR | YR | 1976 | 1976 | 1976 | MS |  |  | MS |  |  | MS |  |  | NC |  |  | NC |  |  | FW | 6 | 1976 |  |  | 505 | 0 | 100 | 495 | 0 |  | NG | RFO | [6 empty] | FF |  |  | 90% | 90% | 118500 |  | N |  |  |  | NC |  |  | NC
19804 | City of Vero Beach | 693 | Vero Beach Municipal Power Plant | FL | CA | OP | N |  |  |  |  | NA | NA | NA | [38 empty] | NA
7140 | Georgia Power Co | 703 | Bowen | GA | 1BLR | OP | N | N |  |  |  | ST | ST | St | 0.24 |  | 0.07 | PB | SR | NP | PS | MO | MO | 1971 | 1995 | 1996 | MS |  |  | MS |  |  | MS |  |  | IF |  |  | IF |  |  | CE | 10 | 1971 |  |  | 5045 | 269.7 | 0 | 0 | 0 |  | BIT | [7 empty] | TF |  |  | 90% | 90% | 1355333 | D | N |  |  |  | LN | SR | OV | LN | SR | OV
7140 | Georgia Power Co | 703 | Bowen | GA | 2BLR | OP | N | N |  |  |  | ST | ST | St | 0.24 |  | 0.07 | PB | SR | NP | PS | MO | MO | 1972 | 1995 | 1996 | MS |  |  | MS |  |  | MS |  |  | IF |  |  | IF |  |  | CE | 9 | 1972 |  |  | 5045 | 269.7 | 0 | 0 | 0 |  | BIT | [7 empty] | TF |  |  | 90% | 90% | 1355333 | D | N |  |  |  | OV | LN | SR | OV | LN | SR
7140 | Georgia Power Co | 703 | Bowen | GA | 3BLR | OP | N | N |  |  |  | ST | ST | St | 0.24 |  | 0.07 | PB | SR | NP | PS | MO | MO | 1974 | 1995 | 1996 | MS |  |  | MS |  |  | MS |  |  | IF |  |  | IF |  |  | CE | 12 | 1974 |  |  | 6351 | 374.7 | 0 | 0 | 0 |  | BIT | [7 empty] | TF |  |  | 90% | 90% | 1740888 | D | N |  |  |  | LN | OV | SR | LN | OV | SR
7140 | Georgia Power Co | 703 | Bowen | GA | 4BLR | OP | N | N |  |  |  | ST | ST | St | 0.24 |  | 0.07 | PB | SR | NP | PS | MO | MO | 1975 | 1995 | 1996 | MS |  |  | MS |  |  | MS |  |  | IF |  |  | IF |  |  | CE | 11 | 1975 |  |  | 6351 | 374.7 | 0 | 0 | 0 |  | BIT | [7 empty] | TF |  |  | 90% | 90% | 1740888 | D | N |  |  |  | LN | OV | SR | LN | OV | SR
7140 | Georgia Power Co | 708 | Hammond | GA | 1 | OP | N | N |  |  |  | ST | ST | St | 0.24 |  | 0.42 | PB | SR | NP | PS | MO | MO | 1971 | 1971 | 2003 | MS |  |  | MS |  |  | MS |  |  | IF |  |  | IF |  |  | BW | 6 | 1954 |  |  | 725 | 41 | 0 | 0 | 0 |  | BIT | [7 empty] | FF |  |  | 90% | 90% | 187159 | D | N |  |  |  | LN |  |  | LN
7140 | Georgia Power Co | 708 | Hammond | GA | 2 | OP | N | N |  |  |  | ST | ST | ST | 0.24 |  | 0.42 | PB | SR | NP | PS | MO | MO | 1969 | 1976 | 2003 | MS |  |  | MS |  |  | MS |  |  | IF |  |  | IF |  |  | BW | 6 | 1954 |  |  | 725 | 41 | 0 | 0 | 0 |  | BIT | [7 empty] | FF |  |  | 90% | 90% | 187159 | D | N |  |  |  | LN |  |  | LN
7140 | Georgia Power Co | 708 | Hammond | GA | 3 | OP | N | N |  |  |  | ST | ST | ST | 0.24 |  | 0.42 | PB | SR | NP | PS | MO | MO | 1969 | 1969 | 2003 | MS |  |  | MS |  |  | MS |  |  | IF |  |  | IF |  |  | BW | 6 | 1955 |  |  | 725 | 41 | 0 | 0 | 0 |  | BIT | [7 empty] | FF |  |  | 90% | 90% | 187159 | D | N |  |  |  | LN |  |  | LN
7140 | Georgia Power Co | 708 | Hammond | GA | 4 | OP | N | N |  |  |  | ST | ST | ST | 0.24 |  | 0.07 | PB | SR | NP | PS | MO | MO | 1969 | 1969 | 2003 | MS |  |  | MS |  |  | MS |  |  | IF |  |  | IF |  |  | FW | 6 | 1970 |  |  | 3626 | 195 | 0 | 0 | 0 |  | BIT | [7 empty] | OF |  |  | 90% | 90% | 1006011 | D | N |  |  |  | LN | AA | SR | LN | AA | SR
7140 | Georgia Power Co | 709 | Harllee Branch | GA | 1 | OP | N | N |  |  |  | ST | ST | ST | 0.24 | 3 | 0.55 | PB | SU | NP | PS | NV | MO | 1972 | 1972 | 2003 | MS |  |  | MS |  |  | MS |  |  | SS |  |  | IF |  |  | BW | 6 | 1965 | 4 | 2015 | 1750 | 97.1 | 0 | 0 | 0 |  | BIT | [7 empty] | OF |  |  | 90% | 90% | 445600 | D | N |  |  |  | LN |  |  | LN | SR
7140 | Georgia Power Co | 709 | Harllee Branch | GA | 2 | OP | N | N |  |  |  | ST | ST | ST | 0.24 | 3 | 0.55 | PB | SU | NP | PS | NV | MO | 1972 | 1972 | 2003 | MS |  |  | MS |  |  | MS |  |  | SS |  |  | IF |  |  | RS | 4 | 1967 | 10 | 2013 | 2246 | 122.9 | 0 | 0 | 0 |  | BIT | [7 empty] | OF |  |  | 90% | 90% | 600667 | D | N |  |  |  | LN |  |  | LN | SR
7140 | Georgia Power Co | 709 | Harllee Branch | GA | 3 | OP | N | N |  |  |  | ST | ST | ST | 0.24 | 3 | 0.45 | PB | SU | NP | PS | NV | MO | 1972 | 1972 | 2003 | MS |  |  | MS |  |  | MS |  |  | SS |  |  | IF |  |  | BW | 7 | 1968 | 4 | 2015 | 3382 | 185.7 | 0 | 0 | 0 |  | BIT | [7 empty] | OF |  |  | 90% | 90% | 893555 | D | N |  |  |  | LN |  |  | LN | SR
7140 | Georgia Power Co | 709 | Harllee Branch | GA | 4 | OP | N | N |  |  |  | ST | ST | ST | 0.24 | 3 | 0.45 | PB | SU | NP | PS | NV | MO | 1972 | 1972 | 2003 | MS |  |  | MS |  |  | MS |  |  | SS |  |  | IF |  |  | BW | 5 | 1969 | 4 | 2015 | 3563 | 188.8 | 0 | 0 | 0 |  | BIT | [7 empty] | OF |  |  | 90% | 90% | 884844 | D | N |  |  |  | LN |  |  | LN | SR
7140 | Georgia Power Co | 710 | Jack McDonough | GA | 4A | OP | N | N |  |  |  | FD | ST | St | 0.1 | 0.5 | 6 | PB | OT | NM | TH | NV | MO | 2011 | 2011 | 2011 | MS |  |  | MS |  |  | MS |  |  | OT |  |  | NC |  |  | NT | 12 | 2011 |  |  | 936 |  |  | 448.5 |  | 1432 | NG | [7 empty] | DB |  |  | 90% | 90% | 1114285 |  | N |  |  |  | NA |  |  | NA
7140 | Georgia Power Co | 710 | Jack McDonough | GA | 4B | OP | N | N |  |  |  | FD | ST | St | 0.1 | 0.5 | 6 | PB | OT | NM | TH | NV | MO | 2011 | 2011 | 2011 | MS |  |  | MS |  |  | MS |  |  | OT |  |  | OT |  |  | NT | 12 | 2011 |  |  | 936 |  |  | 448.5 |  | 1432 | NG | [7 empty] | DB |  |  | 90% | 90% | 1114285 |  | N |  |  |  | NA |  |  | NA
7140 | Georgia Power Co | 710 | Jack McDonough | GA | 5A | OP | N | N |  |  |  | FD | ST | St | 0.1 | 0.5 | 6 | PB | OT | NM | TH | NV | MO | 2012 | 2012 | 2012 | MS |  |  | MS |  |  | MS |  |  | OT |  |  | OT |  |  | NT | 6 | 2012 |  |  | 936 |  |  | 448.5 |  | 1432 | NG | [7 empty] | DB |  |  | 90% | 90% | 1114285 |  | N |  |  |  | NA |  |  | NA
7140 | Georgia Power Co | 710 | Jack McDonough | GA | 5B | OP | N | N |  |  |  | FD | ST | St | 0.1 | 0.5 | 6 | PB | OT | NM | TH | NV | MO | 2012 | 2012 | 2012 | MS |  |  | MS |  |  | MS |  |  | OT |  |  | OT |  |  | NT | 6 | 2012 |  |  | 936 |  |  | 448.5 |  | 1432 | NG | [7 empty] | DB |  |  | 90% | 90% | 1114285 |  | N |  |  |  | NA |  |  | NA
7140 | Georgia Power Co | 710 | Jack McDonough | GA | 6A | OP | N | N |  |  |  | FD | ST | St | 0.1 | 0.5 | 6 | PB | OT | NM | TH | NV | MO | 2012 | 2012 | 2012 | MS |  |  | MS |  |  | MS |  |  | OT |  |  | OT |  |  | NT | 12 | 2011 |  |  | 936 |  |  | 448.5 |  | 1432 | NG | [7 empty] | DB |  |  | 90% | 90% | 1114285 |  | N |  |  |  | NA |  |  | NA
7140 | Georgia Power Co | 710 | Jack McDonough | GA | 6B | OP | N | N |  |  |  | FD | ST | St | 0.1 | 0.5 | 6 | PB | OT | NM | TH | NV | MO | 2012 | 2012 | 2012 | MS |  |  | MS |  |  | MS |  |  | OT |  |  | OT |  |  | NT | 1 | 2011 |  |  | 936 |  |  | 448.5 |  | 1432 | NG | [7 empty] | DB |  |  | 90% | 90% | 1114285 |  | N |  |  |  | NA |  |  | NA
7140 | Georgia Power Co | 710 | Jack McDonough | GA | MB1 | RE | N | N |  |  |  | ST | ST | St | 0.24 | 3 | 0.26 | PB | SU | NP | PS | NV | MO | 1972 | 1972 | 2003 | MS |  |  | MS |  |  | MS |  |  | SS |  |  | SS |  |  | CE | 6 | 1963 | 4 | 2012 | 1734 | 94.3 | 0 | 2301 | 0 |  | BIT | NG | [6 empty] | TF |  |  | 90% | 90% | 508000 | D | N |  |  |  | LN | LA | OV | LN | LA | OV
7140 | Georgia Power Co | 710 | Jack McDonough | GA | MB2 | RE | N | N |  |  |  | ST | ST | St | [27 empty] | CE | 6 | 1964 | 10 | 2011 | 1734 | 94.3 | 0 | 2301 | 0 |  | BIT | NG | [6 empty] | TF |  |  | 90% | 90% | 508000 | D | N
7140 | Georgia Power Co | 715 | McManus | GA | 1 | OP | N | N |  |  |  | ST | ST | NA | 0.525 | 3 |  | PB | SU |  | YR | NV |  | 1972 | 1972 |  | MS |  |  | MS | [5 empty] | NC |  |  | NC |  |  | BW | 11 | 1952 | 4 | 2015 | 425 | 0 | 80.4 | 0 | 0 |  | RFO | DFO | [6 empty] | FF |  |  | 90% | 90% | 255000 |  | N
7140 | Georgia Power Co | 715 | McManus | GA | 2 | OP | N | N |  |  |  | ST | ST | NA | 0.525 | 3 |  | PB | SU |  | YR | NV |  | 1972 | 1972 |  | MS |  |  | MS | [5 empty] | NC |  |  | NC |  |  | BW | 6 | 1959 | 4 | 2015 | 580 | 0 | 110 | 0 | 0 |  | RFO | DFO | [6 empty] | FF |  |  | 90% | 90% | 380000 | W | N
7140 | Georgia Power Co | 727 | Mitchell | GA | 3 | OP | N | N |  |  |  | ST | ST | FD | 0.24 | 3 | 0.45 | PB | SU | NP | PS | NV | YR | 1972 | 1972 | 1996 | MS |  |  | MS |  |  | MS |  |  | SS |  |  | NC |  |  | CE | 5 | 1964 |  |  | 1075 | 59.2 | 0 | 0 | 0 |  | BIT | [7 empty] | TF |  |  | 90% | 90% | 600000 | D | N |  |  |  | NC |  |  | NC
7140 | Georgia Power Co | 728 | Yates | GA | Y1BR | OP | N | N |  |  |  | ST | ST | St | 0.24 |  | 0.38 | PB | SR | NP | PS | MO | MO | 1974 | 1974 | 2003 | MS |  |  | MS |  |  | MS |  |  | SS | IF |  | SS | IF |  | CE | 9 | 1950 | 4 | 2015 | 975 | 47.5 | 0 | 45 | 0 |  | BIT | NG | [6 empty] | TF |  |  | 90% | 90% | 350000 | D | N |  |  |  | LN | FU |  | LN | FU
7140 | Georgia Power Co | 728 | Yates | GA | Y2BR | OP | N | N |  |  |  | ST | ST | St | 0.24 | 3 | 0.38 | PB | SU | NP | PS | NV | MO | 1974 | 1974 | 2003 | MS |  |  | MS |  |  | MS |  |  | SS |  |  | NC |  |  | CE | 11 | 1950 | 4 | 2015 | 975 | 47.5 | 0 | 45 | 0 |  | BIT | NG | [6 empty] | TF |  |  | 90% | 90% | 320000 | D | N |  |  |  | FU |  |  | FU
7140 | Georgia Power Co | 728 | Yates | GA | Y3BR | OP | N | N |  |  |  | ST | ST | St | 0.24 | 3 | 0.38 | PB | SU | NP | PS | NV | MO | 1974 | 1974 | 2003 | MS |  |  | MS |  |  | MS |  |  | SS |  |  | NC |  |  | CE | 8 | 1952 | 4 | 2015 | 975 | 47.5 | 0 | 45 | 0 |  | BIT | NG | [6 empty] | TF |  |  | 90% | 90% | 320000 | D | N |  |  |  | FU |  |  | FU
7140 | Georgia Power Co | 728 | Yates | GA | Y4BR | OP | N | N |  |  |  | ST | ST | St | 0.24 | 3 | 0.33 | PB | SU | NP | PS | NV | YR | 1974 | 1974 | 1996 | MS |  |  | MS |  |  | MS |  |  | SS |  |  | NC |  |  | CE | 6 | 1957 | 4 | 2015 | 950 | 53.9 | 0 | 70 | 0 |  | BIT | NG | [6 empty] | TF |  |  | 90% | 90% | 355000 | D | N |  |  |  | LN | OV | FU | LN | OV | FU
7140 | Georgia Power Co | 728 | Yates | GA | Y5BR | OP | N | N |  |  |  | ST | ST | St | 0.24 | 3 | 0.33 | PB | SU | NP | PS | NV | YR | 1974 | 1974 | 1996 | MS |  |  | MS |  |  | MS |  |  | SS |  |  | NC |  |  | CE | 5 | 1958 | 4 | 2015 | 950 | 53.9 | 0 | 70 | 0 |  | BIT | NG | [6 empty] | TF |  |  | 90% | 90% | 355000 | D | N |  |  |  | LN | OV | FU | LN | OV | FU
7140 | Georgia Power Co | 728 | Yates | GA | Y6BR | OP | N | N |  |  |  | ST | ST | St | 0.24 | 3 | 0.26 | PB | SU | NP | PS | NV | YR | 1974 | 1974 | 1996 | MS |  |  | MS |  |  | MS |  |  | SS |  |  | IF |  |  | CE | 7 | 1974 |  |  | 2568 | 138.5 | 0 | 210 | 0 |  | BIT | NG | [6 empty] | TF |  |  | 90% | 90% | 835000 | D | N |  |  |  | LN | OV | FU | SR | LN | OV
7140 | Georgia Power Co | 728 | Yates | GA | Y7BR | OP | N | N |  |  |  | ST | ST | St | 0.24 | 3 | 0.26 | PB | SU | NP | PS | NV | YR | 1974 | 1974 | 1996 | MS |  |  | MS |  |  | MS |  |  | SS |  |  | IF |  |  | CE | 4 | 1974 |  |  | 2568 | 138.5 | 0 | 210 | 0 |  | BIT | NG | [6 empty] | TF |  |  | 90% | 90% | 835000 | D | N |  |  |  | LN | OV | FU | SR | LN | OV
7140 | Georgia Power Co | 733 | Kraft | GA | 1 | OP | N | N |  |  |  | ST | ST | FD | 0.398 | 3 | 0.45 | PB | SU | NP | YR | NV | YR | 1972 | 1972 | 1996 | MS |  |  | MS |  |  | MS |  |  | SS |  |  | NC |  |  | CE | 6 | 1953 | 4 | 2016 | 375 | 19.7 | 0 | 502.3 | 0 |  | BIT | NG | [6 empty] | TF |  |  | 90% | 90% | 6633 | D | N |  |  |  | NC |  |  | NC
7140 | Georgia Power Co | 733 | Kraft | GA | 2 | OP | N | N |  |  |  | ST | ST | FD | 0.399 | 3 | 0.45 | PB | SU | NP | YR | NV | YR | 1972 | 1972 | 1996 | MS |  |  | MS |  |  | MS |  |  | SS |  |  | NC |  |  | CE | 6 | 1961 | 4 | 2016 | 375 | 19.7 | 0 | 502.3 | 0 |  | BIT | NG | [6 empty] | TF |  |  | 90% | 90% | 6633 | D | N |  |  |  | NC |  |  | NC
7140 | Georgia Power Co | 733 | Kraft | GA | 3 | OP | N | N |  |  |  | ST | ST | FD | 0.366 | 3 | 0.45 | PB | SU | NP | YR | NV | YR | 1972 | 1972 | 1996 | MS |  |  | MS |  |  | MS |  |  | SS |  |  | NC |  |  | CE | 6 | 1965 | 4 | 2016 | 725 | 37.6 | 0 | 980 | 0 |  | BIT | NG | [6 empty] | TF |  |  | 90% | 90% | 14050 | D | N |  |  |  | NC |  |  | NC
7140 | Georgia Power Co | 733 | Kraft | GA | 4 | OP | N | N |  |  |  | ST | ST | NA |  | 3 |  | PB | SU |  | YR | NV |  | 1972 | 1972 |  | MS |  |  | MS | [5 empty] | NC |  |  | NC |  |  | CE | 6 | 1972 | 4 | 2016 | 875 |  | 184 | 1169 | 0 |  | RFO | NG | [6 empty] | TF |  |  | 90% | 80% | 16766 | D | N
4538 | Crisp County Power Comm | 753 | Crisp Plant | GA | ST | OP | N
14077 | Oklahoma Municipal Power Authority | 762 | Ponca | OK | 2 | OP
19547 | Hawaiian Electric Co Inc | 764 | Honolulu | HI | 16 | OP | N | N |  |  |  | ST | ST | NA | 40 |  |  | OP | SU |  | SM | NV |  | 1972 | 1972 |  | MS |  |  | MS | [5 empty] | NC |  |  | NC |  |  | BW | 12 | 1954 |  |  | 485 | 0 | 92 | 0 | 0 |  | RFO | [7 empty] | FF |  |  | 90% | 90% | 111000 |  | N
19547 | Hawaiian Electric Co Inc | 764 | Honolulu | HI | 17 | OP | N | N |  |  |  | ST | ST | NA | 40 |  |  | OP | SU |  | SM | NV |  | 1972 | 1972 |  | MS |  |  | MS | [5 empty] | NC |  |  | NC |  |  | BW | 12 | 1957 |  |  | 485 | 0 | 91 | 0 | 0 |  | RFO | [7 empty] | FF |  |  | 90% | 90% | 113000 |  | N
19547 | Hawaiian Electric Co Inc | 765 | Kahe | HI | 1 | OP | N | N |  |  |  | ST | ST | NA | 40 |  |  | OP | SU |  | SM | NV |  | 1972 | 1972 |  | MS |  |  | MS | [5 empty] | NC |  |  | NC |  |  | BW | 4 | 1963 |  |  | 610 | 0 | 122 | 0 | 0 |  | RFO | [7 empty] | RF |  |  | 90% | 90% | 163000 |  | N
19547 | Hawaiian Electric Co Inc | 765 | Kahe | HI | 2 | OP | N | N |  |  |  | ST | ST | NA | 40 |  |  | OP | SU |  | SM | NV |  | 1972 | 1972 |  | MS |  |  | MS | [5 empty] | NC |  |  | NC |  |  | BW | 11 | 1964 |  |  | 610 | 0 | 122 | 0 | 0 |  | RFO | [7 empty] | RF |  |  | 90% | 90% | 163000 |  | N
19547 | Hawaiian Electric Co Inc | 765 | Kahe | HI | 3 | OP | N | N |  |  |  | ST | ST | NA | 40 |  |  | OP | SU |  | SM | NV |  | 1972 | 1972 |  | MS |  |  | MS | [5 empty] | NC |  |  | NC |  |  | CE | 10 | 1970 |  |  | 610 | 0 | 124 | 0 | 0 |  | RFO | [7 empty] | TF |  |  | 90% | 90% | 181000 |  | N
19547 | Hawaiian Electric Co Inc | 765 | Kahe | HI | 4 | OP | N | N |  |  |  | ST | ST | NA | 40 |  |  | OP | SU |  | SM | NV |  | 1972 | 1972 |  | MS |  |  | MS | [5 empty] | NC |  |  | NC |  |  | CE | 8 | 1972 |  |  | 610 | 0 | 124 | 0 | 0 |  | RFO | [7 empty] | TF |  |  | 90% | 90% | 181000 |  | N
19547 | Hawaiian Electric Co Inc | 765 | Kahe | HI | 5 | OP | N | N |  |  |  | ST | ST | NA | 20 |  |  | OP | SU |  | SM | NV |  | 1974 | 1974 |  | MS |  |  | MS | [5 empty] | NC |  |  | NC |  |  | BW | 12 | 1974 |  |  | 965 | 0 | 199 | 0 | 0 |  | RFO | [7 empty] | FF |  |  | 90% | 90% | 224000 |  | N
19547 | Hawaiian Electric Co Inc | 765 | Kahe | HI | 6 | OP | D | Y | 9 | 2002 | 0240-01-C | FD | FD | FD | 0.1 |  |  | PB | DP | NP | DT | TH | TH | 1989 | 1981 | 1989 | MS |  |  | MS |  |  | MS |  |  | NC |  |  | NC |  |  | BW | 3 | 1981 |  |  | 965 | 0 | 199 | 0 | 0 |  | RFO | [7 empty] | FF |  |  | 90% | 90% | 224000 |  | N |  |  |  | NC |  |  | NC
19547 | Hawaiian Electric Co Inc | 766 | Waiau | HI | 3 | OP | N | N |  |  |  | ST | ST | NA | 40 |  |  | OP | SU |  | SM | NV |  | 1972 | 1972 |  | MS |  |  | MS | [5 empty] | NC |  |  | NC |  |  | BW | 12 | 1947 |  |  | 447 | 0 | 92 | 0 | 0 |  | RFO | [7 empty] | FF |  |  | 90% | 90% | 96800 |  | N
19547 | Hawaiian Electric Co Inc | 766 | Waiau | HI | 4 | OP | N | N |  |  |  | ST | ST | NA | 40 |  |  | OP | SU |  | SM | NV |  | 1972 | 1972 |  | MS |  |  | MS | [5 empty] | NC |  |  | NC |  |  | BW | 10 | 1950 |  |  | 447 | 0 | 92 | 0 | 0 |  | RFO | [7 empty] | FF |  |  | 90% | 90% | 96800 |  | N
19547 | Hawaiian Electric Co Inc | 766 | Waiau | HI | 5 | OP | N | N |  |  |  | ST | ST | NA | 40 |  |  | OP | SU |  | SM | NV |  | 1972 | 1972 |  | MS |  |  | MS | [5 empty] | NC |  |  | NC |  |  | BW | 10 | 1959 |  |  | 485 | 0 | 98 | 0 | 0 |  | RFO | [7 empty] | FF |  |  | 90% | 90% | 102000 |  | N
19547 | Hawaiian Electric Co Inc | 766 | Waiau | HI | 6 | OP | N | N |  |  |  | ST | ST | NA | 40 |  |  | OP | SU |  | SM | NV |  | 1972 | 1972 |  | MS |  |  | MS | [5 empty] | NC |  |  | NC |  |  | BW | 7 | 1961 |  |  | 485 | 0 | 98 | 0 | 0 |  | RFO | [7 empty] | FF |  |  | 90% | 90% | 102000 |  | N
19547 | Hawaiian Electric Co Inc | 766 | Waiau | HI | 7 | OP | N | N |  |  |  | ST | ST | NA | 40 |  |  | OP | SU |  | SM | NV |  | 1972 | 1972 |  | MS |  |  | MS | [5 empty] | NC |  |  | NC |  |  | CE | 12 | 1966 |  |  | 610 | 0 | 124 | 0 | 0 |  | RFO | [7 empty] | TF |  |  | 90% | 90% | 181000 |  | N
19547 | Hawaiian Electric Co Inc | 766 | Waiau | HI | 8 | OP | N | N |  |  |  | ST | ST | NA | 40 |  |  | OP | SU |  | SM | NV |  | 1972 | 1972 |  | MS |  |  | MS | [5 empty] | NC |  |  | NC |  |  | CE | 12 | 1968 |  |  | 610 | 0 | 124 | 0 | 0 |  | RFO | [7 empty] | TF |  |  | 90% | 90% | 181000 |  | N
8287 | Hawaii Electric Light Co Inc | 772 | W H Hill | HI | 5 | OP | N
8287 | Hawaii Electric Light Co Inc | 772 | W H Hill | HI | 6 | OP | N
49756 | Ameren Energy Resources Generating Co. | 856 | E D Edwards | IL | 1 | OP | N | N |  |  |  | ST | ST | ST | 0.2 | 0.38 | 0.11 | PB | DP | NP | PS | OT | OT | 1972 | 2012 | 2012 | MS |  |  | MS |  |  | MS |  |  | NC |  |  | NC |  |  | RS | 6 | 1960 |  |  | 850 | 60.9 | 0 | 0 | 0 |  | SUB | [7 empty] | FF |  |  | 90% | 90% | 316100 | D | N |  |  |  | LN |  |  | NC
49756 | Ameren Energy Resources Generating Co. | 856 | E D Edwards | IL | 2 | OP | N | N |  |  |  | ST | ST | ST | 0.15 | 0.38 | 0.11 | PB | DP | NP | PS | OT | OT | 1972 | 2012 | 2012 | MS |  |  | MS |  |  | MS |  |  | NC |  |  | NC |  |  | RS | 6 | 1968 |  |  | 1870 | 130.9 | 0 | 0 | 0 |  | SUB | [7 empty] | FF |  |  | 90% | 90% | 572700 | D | N |  |  |  | LN |  |  | NC
49756 | Ameren Energy Resources Generating Co. | 856 | E D Edwards | IL | 3 | OP | N | N |  |  |  | ST | ST | ST | 0.1 | 0.38 | 0.11 | PB | DP | NP | PS | OT | OT | 1972 | 2012 | 2012 | MS |  |  | MS |  |  | MS |  |  | NC |  |  | NC |  |  | FW | 6 | 1972 |  |  | 2625 | 153.5 | 0 | 0 | 0 |  | SUB | [7 empty] | FF |  |  | 90% | 90% | 827894 | D | N |  |  |  | LN |  |  | NC
520 | Ameren Energy Generating Co | 861 | Coffeen | IL | 01 | OP | N | N |  |  |  | ST | ST | ST | 0.19 | 0.38 | 0.11 | PB | DP | NP | PS | OT | OT | 1973 | 2012 | 2012 | MS |  |  | MS |  |  | MS |  |  | IF | SS |  | NC |  |  | BW | 12 | 1965 |  |  | 2500 | 200 | 0 | 0 | 0 |  | SUB | BIT | [6 empty] | CY |  |  | 90% | 90% | 875760 | W | N |  |  |  | OV |  |  | NC
520 | Ameren Energy Generating Co | 861 | Coffeen | IL | 02 | OP | N | N |  |  |  | ST | ST | ST | 0.15 | 0.38 | 0.11 | PB | DP | NP | PS | OT | OT | 1972 | 2012 | 2012 | MS |  |  | MS |  |  | MS |  |  | IF | SS |  | NC |  |  | BW | 9 | 1972 |  |  | 4159 | 277.7 | 0 | 0 | 0 |  | SUB | BIT | [6 empty] | CY |  |  | 90% | 80% | 1310082 | W | N |  |  |  | OV |  |  | NC
520 | Ameren Energy Generating Co | 862 | Grand Tower | IL | 1 | OP
520 | Ameren Energy Generating Co | 862 | Grand Tower | IL | 2 | OP
520 | Ameren Energy Generating Co | 863 | Hutsonville | IL | 05 | RE | N | N |  |  |  | ST | ST | ST | 0.18 |  |  | PB | DP | NP | PS | OT | OT | 1972 | 1972 | 2003 | MS |  |  | MS |  |  | MS |  |  | SS |  |  | NC |  |  | CE | 2 | 1953 | 12 | 2011 | 525 | 30.8 | 0 | 0 | 0 |  | SUB | [7 empty] | TF |  |  | 90% | 90% | 142270 | D | N |  |  |  | NC |  |  | NC
520 | Ameren Energy Generating Co | 863 | Hutsonville | IL | 06 | RE | N | N |  |  |  | ST | ST | ST | 0.18 |  |  | PB | DP | NP | PS | OT | OT | 1972 | 1972 | 2003 | MS |  |  | MS |  |  | MS |  |  | SS |  |  | NC |  |  | CE | 7 | 1954 | 12 | 2011 | 525 | 30.8 | 0 | 0 | 0 |  | SUB | [7 empty] | TF |  |  | 90% | 90% | 142270 | D | N |  |  |  | NC |  |  | NC
520 | Ameren Energy Generating Co | 864 | Meredosia | IL | 01 | RE | N | N |  |  |  | ST | ST | ST | 0.2 |  |  | PB | DP | NP | PS | OT | OT | 1972 | 1972 | 2003 | MS |  |  | MS |  |  | MS |  |  | NC |  |  | NC |  |  | CE | 6 | 1948 | 12 | 2009 | 285 | 12.5 | 0 | 0 | 0 |  | BIT | [7 empty] | TF |  |  | 90% | 90% | 67555 | D | N |  |  |  | NC |  |  | NC
520 | Ameren Energy Generating Co | 864 | Meredosia | IL | 02 | RE | N | N |  |  |  | ST | ST | ST | 0.2 |  |  | PB | DP | NP | PS | OT | OT | 1972 | 1972 | 2003 | MS |  |  | MS |  |  | MS |  |  | NC |  |  | NC |  |  | CE | 6 | 1948 | 12 | 2009 | 285 | 12.5 | 0 | 0 | 0 |  | BIT | [7 empty] | TF |  |  | 90% | 90% | 67555 | D | N |  |  |  | NC |  |  | NC
520 | Ameren Energy Generating Co | 864 | Meredosia | IL | 03 | RE | N | N |  |  |  | ST | ST | ST | 0.2 |  |  | PB | DP | NP | PS | OT | OT | 1972 | 1972 | 2003 | MS |  |  | MS |  |  | MS |  |  | NC |  |  | NC |  |  | CE | 1 | 1949 | 12 | 2009 | 285 | 12.5 | 0 | 0 | 0 |  | BIT | [7 empty] | TF |  |  | 90% | 90% | 67555 | D | N |  |  |  | NC |  |  | NC
520 | Ameren Energy Generating Co | 864 | Meredosia | IL | 04 | RE | N | N |  |  |  | ST | ST | ST | 0.2 |  |  | PB | DP | NP | PS | OT | OT | 1972 | 1972 | 2003 | MS |  |  | MS |  |  | MS |  |  | NC |  |  | NC |  |  | CE | 1 | 1949 | 12 | 2009 | 285 | 12.5 | 0 | 0 | 0 |  | BIT | [7 empty] | TF |  |  | 90% | 90% | 67555 | D | N |  |  |  | NC |  |  | NC
520 | Ameren Energy Generating Co | 864 | Meredosia | IL | 05 | RE | N | N |  |  |  | ST | ST | ST | 0.1 |  |  | PB | DP | NP | PS | OT | OT | 1970 | 1972 | 2003 | MS |  |  | MS |  |  | MS |  |  | NC |  |  | NC |  |  | CE | 7 | 1960 | 12 | 2011 | 1350 | 91 | 0 | 0 | 0 |  | SUB | BIT | [6 empty] | TF |  |  | 90% | 90% | 397777 | D | N |  |  |  | NC |  |  | NC
520 | Ameren Energy Generating Co | 864 | Meredosia | IL | 06 | RE | D | N |  |  |  | FD | FD | FD | 0.1 |  |  | PB | DP | NP | PS | PS | OT | 1975 | 1975 | 1975 | MS |  |  | MS |  |  | MS |  |  | NC |  |  | NC |  |  | FW | 9 | 1975 | 12 | 2011 | 1425 | 0 | 358 | 0 | 0 |  | RFO | DFO | [6 empty] | FF |  |  | 90% | 90% | 363565 |  | N |  |  |  | NC |  |  | NC
12384 | Midwest Generations EME LLC | 867 | Crawford | IL | 7 | RE | N | N |  |  |  | ST | ST | FD | 0.1 |  |  | PB | DP | NP | OH | OH | YR | 1980 | 1980 | 2000 | MS |  |  | MS |  |  | MS |  |  | SS |  |  | NC |  |  | CE | 5 | 1958 |  |  | 1450 | 100 | 0 | 2000 | 0 |  | SUB | [7 empty] | TF |  |  | 90% | 90% | 433000 | D | N |  |  |  | LN | OV |  | NC
12384 | Midwest Generations EME LLC | 867 | Crawford | IL | 8 | RE | N | N |  |  |  | ST | ST | FD | 0.1 |  |  | PB | DP | NP | OH | OH | YR | 1980 | 1980 | 2000 | MS |  |  | MS |  |  | MS |  |  | SS |  |  | NC |  |  | CE | 4 | 1961 |  |  | 2200 | 145 | 0 | 3200 | 0 |  | SUB | [7 empty] | TF |  |  | 90% | 90% | 545000 | D | N |  |  |  | LN | OV |  | NC
55951 | Exelon Nuclear | 869 | Dresden Generating Station | IL | NSS2 | OP
55951 | Exelon Nuclear | 869 | Dresden Generating Station | IL | NSS3 | OP
12384 | Midwest Generations EME LLC | 874 | Joliet 9 | IL | 5 | OP | N | N |  |  |  | ST | ST | FD | 0.18 |  |  | PB | DP | NP | OH | OH | YR | 1980 | 1980 | 2000 | MS |  |  | MS |  |  | MS |  |  | SS |  |  | NC |  |  | BW | 7 | 1959 |  |  | 2200 | 144 | 0 | 0 | 0 |  | SUB | [7 empty] | CY |  |  | 90% | 90% | 685000 | W | N |  |  |  | LN | OV |  | NC
5269 | Dominion Energy Services Co | 876 | Kincaid Generation LLC | IL | 1 | OP | N | N |  |  |  | ST | ST | FD | 0.1 | 52581 | 0.86 | PB | DH | NP | NS | OH | YR | 1980 | 1980 | 2000 | MS |  |  | MS |  |  | MS |  |  | SS | WA |  | IF |  |  | BW | 6 | 1967 |  |  | 4200 | 282.5 | 0 | 0 | 0 |  | SUB | [7 empty] | CY |  |  | 90% | 90% | 1098800 | W | N |  |  |  | OV | SR |  | NC
5269 | Dominion Energy Services Co | 876 | Kincaid Generation LLC | IL | 2 | OP | N | N |  |  |  | ST | NA | FD | 0.1 | 52581 | 0.86 | PB | DH | NP | NS | OH | YR | 1980 | 1980 | 2000 | MS |  |  | MS |  |  | MS |  |  | SS | WA |  | IF |  |  | BW | 6 | 1968 |  |  | 4200 | 282.5 | 0 | 0 | 0 |  | SUB | [7 empty] | CY |  |  | 90% | 90% | 1106200 | W | N |  |  |  | OV | SR |  | NC
12384 | Midwest Generations EME LLC | 879 | Powerton | IL | 51 | OP | N | N |  |  |  | ST | ST | FD | 0.1 |  |  | PB | DP | NP | OH | OH | YR | 1980 | 1980 | 2000 | MS |  |  | MS |  |  | MS |  |  | SS |  |  | NC |  |  | BW | 5 | 1972 |  |  | 3037 | 176.5 | 0 | 0 | 0 |  | SUB | [7 empty] | CY |  |  | 90% | 90% | 774000 | W | N |  |  |  | OV |  |  | NC
12384 | Midwest Generations EME LLC | 879 | Powerton | IL | 52 | OP | N | N |  |  |  | ST | ST | FD | 0.1 |  |  | PB | DP | NP | OH | OH | YR | 1980 | 1980 | 2000 | MS |  |  | MS |  |  | MS |  |  | SS |  |  | NC |  |  | BW | 5 | 1972 |  |  | 3037 | 176.5 | 0 | 0 | 0 |  | SUB | [7 empty] | CY |  |  | 90% | 90% | 774000 | W | N |  |  |  | OV |  |  | NC
12384 | Midwest Generations EME LLC | 879 | Powerton | IL | 61 | OP | N | N |  |  |  | ST | ST | FD | 0.1 |  |  | PB | DP | NP | OH | OH | YR | 1980 | 1980 | 2000 | MS |  |  | MS |  |  | MS |  |  | SS |  |  | NC |  |  | BW | 11 | 1975 |  |  | 3037 | 176.5 | 0 | 0 | 0 |  | SUB | [7 empty] | CY |  |  | 90% | 90% | 774000 | W | N |  |  |  | OV |  |  | NC
12384 | Midwest Generations EME LLC | 879 | Powerton | IL | 62 | OP | N | N |  |  |  | ST | ST | FD | 0.1 |  |  | PB | DP | NP | OH | OH | YR | 1980 | 1980 | 2000 | MS |  |  | MS |  |  | MS | OV |  | SS |  |  | NC |  |  | BW | 11 | 1975 |  |  | 3037 | 176.5 | 0 | 0 | 0 |  | SUB | [7 empty] | CY |  |  | 90% | 90% | 774000 | W | N |  |  |  | OV |  |  | NC
55951 | Exelon Nuclear | 880 | Quad Cities Generating Station | IL | NSS1 | OP
55951 | Exelon Nuclear | 880 | Quad Cities Generating Station | IL | NSS2 | OP
12384 | Midwest Generations EME LLC | 883 | Waukegan | IL | 17 | RE | N |  |  |  |  | ST | ST | NA | 0.1 |  |  | PB | DP |  | OH | OH |  | 1980 | 1980 |  | MS |  |  | MS | [11 empty] | BW | 4 | 1952 | 12 | 2007 | 830 | 56 | 0 | 0 | 0 |  | SUB | [7 empty] | CY |  |  | 90% | 90% | 191000 | W | N
12384 | Midwest Generations EME LLC | 883 | Waukegan | IL | 7 | OP | N | N |  |  |  | ST | ST | FD | 0.1 |  |  | PB | DP | NP | OH | OH | YR | 1980 | 1980 | 2000 | MS |  |  | MS |  |  | MS | LN |  | SS |  |  | NC |  |  | CE | 6 | 1958 |  |  | 2100 | 139 | 0 | 0 | 0 |  | SUB | [7 empty] | TF |  |  | 90% | 90% | 545800 | D | N |  |  |  | LN | OV |  | NC
12384 | Midwest Generations EME LLC | 883 | Waukegan | IL | 8 | OP | N | N |  |  |  | ST | ST | FD | 0.12 |  |  | PB | DP | NP | OH | OH | YR | 1980 | 1980 | 2000 | MS |  |  | MS |  |  | MS |  |  | SS |  |  | NC |  |  | CE | 6 | 1962 |  |  | 2300 | 150 | 0 | 0 | 0 |  | SUB | [7 empty] | TF |  |  | 90% | 90% | 685000 | D | N |  |  |  | LN | OV |  | NC
12384 | Midwest Generations EME LLC | 884 | Will County | IL | 1 | RE | N | N |  |  |  | ST | ST | FD | 0.1 |  |  | PB | DP | NP | OH | OH | YR | 1980 | 1980 | 2000 | MS |  |  | MS |  |  | MS |  |  | SS |  |  | NC |  |  | BW | 5 | 1955 | 12 | 2010 | 1200 | 81 | 0 | 0 | 0 |  | SUB | [7 empty] | CY |  |  | 90% | 90% | 276000 | W | N |  |  |  | OV |  |  | NC
12384 | Midwest Generations EME LLC | 884 | Will County | IL | 2 | RE | N | N |  |  |  | ST | ST | FD | 0.1 |  |  | PB | DP | NP | OH | OH | YR | 1980 | 1980 | 2000 | MS |  |  | MS |  |  | MS |  |  | SS |  |  | NC |  |  | BW | 3 | 1955 | 12 | 2010 | 1200 | 81 | 0 | 0 | 0 |  | SUB | [7 empty] | CY |  |  | 90% | 90% | 276000 | W | N |  |  |  | OV |  |  | NC
12384 | Midwest Generations EME LLC | 884 | Will County | IL | 3 | OP | N | N |  |  |  | ST | ST | FD | 0.1 |  |  | PB | DP | NP | OH | OH | YR | 1980 | 1980 | 2000 | MS |  |  | MS |  |  | MS |  |  | SS |  |  | NC |  |  | CE | 6 | 1957 |  |  | 1800 | 169 | 0 | 0 | 0 |  | SUB | [7 empty] | TF |  |  | 90% | 90% | 467000 | D | N |  |  |  | LN | OV |  | NC
12384 | Midwest Generations EME LLC | 884 | Will County | IL | 4 | OP | N | N |  |  |  | ST | ST | FD | 0.1 |  |  | PB | DP | NP | OH | OH | YR | 1980 | 1980 | 2000 | MS |  |  | MS |  |  | MS | LN |  | SS |  |  | NC |  |  | CE | 6 | 1963 |  |  | 3900 | 312 | 0 | 0 | 0 |  | SUB | [7 empty] | TF |  |  | 90% | 90% | 798000 | D | N |  |  |  | LN | OV |  | NC
12384 | Midwest Generations EME LLC | 886 | Fisk Street | IL | 19 | RE | N | N |  |  |  | ST | ST | FD | 0.1 |  |  | PB | DP | NP | OH | OH | YR | 1980 | 1980 | 2000 | MS |  |  | MS |  |  | MS | LN |  | SS |  |  | NC |  |  | CE | 3 | 1959 |  |  | 2200 | 139 | 0 | 2600 | 0 |  | SUB | [7 empty] | TF |  |  | 90% | 90% | 464000 | D | N |  |  |  | LN | OV |  | NC
5748 | Electric Energy Inc | 887 | Joppa Steam | IL | 1 | OP | N | N |  |  |  | ST | ST | ST | 0.2 | 36865 | 11506 | PB | DH | OT | OH | OH | YR | 1972 | 1978 | 2000 | MS |  |  | MS |  |  | MS |  |  | SS | WA |  | SS | WA |  | CE | 8 | 1953 |  |  | 1200 | 79.5 | 0 | 944 | 0 |  | SUB | NG | [6 empty] | TF |  |  | 90% | 90% | 326754 | D | N |  |  |  | LN | OV |  | LN | OV
5748 | Electric Energy Inc | 887 | Joppa Steam | IL | 2 | OP | N | N |  |  |  | ST | ST | ST | 0.2 | 36865 | 11506 | PB | DH | OT | OH | OH | YR | 1972 | 1978 | 2000 | MS |  |  | MS |  |  | MS |  |  | SS | WA |  | SS | WA |  | CE | 9 | 1953 |  |  | 1200 | 79.5 | 0 | 0 | 0 |  | SUB | [7 empty] | TF |  |  | 90% | 90% | 326754 | D | N |  |  |  | LN | OV |  | LN | OV
5748 | Electric Energy Inc | 887 | Joppa Steam | IL | 3 | OP | N | N |  |  |  | ST | ST | ST | 0.2 | 36865 | 11506 | PB | DH | OT | OH | OH | YR | 1972 | 1978 | 2000 | MS |  |  | MS |  |  | MS |  |  | SS | WA |  | SS | WA |  | CE | 5 | 1954 |  |  | 1200 | 79.5 | 0 | 0 | 0 |  | SUB | [7 empty] | TF |  |  | 90% | 90% | 326754 | D | N |  |  |  | LN | OV |  | LN | OV
5748 | Electric Energy Inc | 887 | Joppa Steam | IL | 4 | OP | N | N |  |  |  | ST | ST | ST | 0.2 | 36865 | 11506 | PB | DH | OT | OH | OH | YR | 1972 | 1978 | 2000 | MS |  |  | MS |  |  | MS |  |  | SS | WA |  | SS | WA |  | CE | 8 | 1954 |  |  | 1200 | 79.5 | 0 | 944 | 0 |  | SUB | NG | [6 empty] | TF |  |  | 90% | 90% | 326754 | D | N |  |  |  | LN | OV |  | LN | OV
5748 | Electric Energy Inc | 887 | Joppa Steam | IL | 5 | OP | N | N |  |  |  | ST | ST | ST | 0.2 | 36865 | 11506 | PB | DH | OT | OH | OH | YR | 1972 | 1978 | 2000 | MS |  |  | MS |  |  | MS |  |  | SS | WA |  | SS | WA |  | CE | 6 | 1955 |  |  | 1200 | 79.5 | 0 | 0 | 0 |  | SUB | [7 empty] | TF |  |  | 90% | 90% | 326754 | D | N |  |  |  | LN | OV |  | LN | OV
5748 | Electric Energy Inc | 887 | Joppa Steam | IL | 6 | OP | N | N |  |  |  | ST | ST | ST | 0.2 | 36865 | 11506 | PB | DH | OT | OH | OH | YR | 1972 | 1978 | 2000 | MS |  |  | MS |  |  | MS |  |  | SS | WA |  | SS | WA |  | CE | 8 | 1955 |  |  | 1200 | 79.5 | 0 | 0 | 0 |  | SUB | [7 empty] | TF |  |  | 90% | 90% | 326754 | D | N |  |  |  | LN | OV |  | LN | OV
5517 | Dynegy Midwest Generation Inc | 889 | Baldwin Energy Complex | IL | 1 | OP | N | N |  |  |  | FD | FD | FD | 0.015 | 0.1 | 0.1 | PB | DP | NP | OH | MO | MO | 2011 | 2011 | 2005 | MS |  |  | MS |  |  | MS |  |  | SS | IF |  | SS | IF |  | BW | 7 | 1970 |  |  | 4199 | 267 | 0 | 0 | 0 |  | SUB | [7 empty] | CY |  |  | 90% | 90% | 1730000 | W | N |  |  |  | OV | SR |  | OV | SR
5517 | Dynegy Midwest Generation Inc | 889 | Baldwin Energy Complex | IL | 2 | OP | N | N |  |  |  | ST | FD | FD | 0.015 | 0.1 | 0.1 | PB | DP | NP | OH | MO | MO | 2012 | 2012 | 2005 | MS |  |  | MS |  |  | MS |  |  | SS | IF |  | SS | IF |  | BW | 5 | 1973 |  |  | 4199 | 267 | 0 | 0 | 0 |  | SUB | [7 empty] | CY |  |  | 90% | 90% | 1730000 | W | N |  |  |  | OV | SR |  | OV | SR
5517 | Dynegy Midwest Generation Inc | 889 | Baldwin Energy Complex | IL | 3 | OP | N | N |  |  |  | FD | FD | FD | 0.015 | 0.1 | 0.12 | PB | DP | NP | OH | MO | MO | 2010 | 2010 | 2005 | MS |  |  | MS |  |  | MS |  |  | IF | SS |  | IF | SS |  | CE | 6 | 1975 |  |  | 4220 | 294 | 0 | 0 | 0 |  | SUB | [7 empty] | TF |  |  | 90% | 90% | 1919000 | D | N |  |  |  | LN | OV |  | LN | OV
5517 | Dynegy Midwest Generation Inc | 891 | Havana | IL | 1 | SC | N | N |  |  |  | ST | ST | NA | 0.1 |  |  | PB | DP |  | OH | OH |  | 1972 | 1972 |  | MS |  |  | MS | [5 empty] | US |  |  | NC |  |  | CE | 10 | 1947 |  |  | 285 | 17.4 | 56 | 0 | 0 |  | RFO | [7 empty] | TF |  |  | 90% | 90% | 66300 | D | N
5517 | Dynegy Midwest Generation Inc | 891 | Havana | IL | 2 | SC | N | N |  |  |  | ST | ST | NA | 0.1 |  |  | PB | DP |  | OH | OH |  | 1972 | 1972 |  | MS |  |  | MS | [5 empty] | US |  |  | NC |  |  | CE | 8 | 1947 |  |  | 285 | 17.4 | 56 | 0 | 0 |  | RFO | [7 empty] | TF |  |  | 90% | 90% | 66300 | D | N
5517 | Dynegy Midwest Generation Inc | 891 | Havana | IL | 3 | SC | N | N |  |  |  | ST | ST | NA | 0.1 |  |  | PB | DP |  | OH | OH |  | 1972 | 1972 |  | MS |  |  | MS | [5 empty] | US |  |  | NC |  |  | CE | 7 | 1947 |  |  | 285 | 17.4 | 56 | 0 | 0 |  | RFO | [7 empty] | TF |  |  | 90% | 90% | 66300 | D | N
5517 | Dynegy Midwest Generation Inc | 891 | Havana | IL | 4 | SC | N | N |  |  |  | ST | ST | NA | 0.1 |  |  | PB | DP |  | OH | OH |  | 1972 | 1972 |  | MS |  |  | MS | [5 empty] | US |  |  | NC |  |  | CE | 11 | 1948 |  |  | 285 | 17.4 | 56 | 0 | 0 |  | RFO | [7 empty] | TF |  |  | 90% | 90% | 66300 | D | N
5517 | Dynegy Midwest Generation Inc | 891 | Havana | IL | 5 | SC | N | N |  |  |  | ST | ST | NA | 0.1 |  |  | PB | DP |  | OH | OH |  | 1972 | 1972 |  | MS |  |  | MS | [5 empty] | US |  |  | NC |  |  | CE | 11 | 1949 |  |  | 285 | 17.4 | 56 | 0 | 0 |  | RFO | [7 empty] | TF |  |  | 90% | 90% | 66300 | D | N
5517 | Dynegy Midwest Generation Inc | 891 | Havana | IL | 6 | SC | N | N |  |  |  | ST | ST | NA | 0.1 |  |  | PB | DP |  | OH | OH |  | 1972 | 1972 |  | MS |  |  | MS | [5 empty] | US |  |  | NC |  |  | CE | 3 | 1950 |  |  | 285 | 17.4 | 56 | 0 | 0 |  | RFO | [7 empty] | TF |  |  | 90% | 90% | 66300 | D | N
5517 | Dynegy Midwest Generation Inc | 891 | Havana | IL | 7 | SC | N | N |  |  |  | ST | ST | NA | 0.1 |  |  | PB | DP |  | OH | OH |  | 1972 | 1972 |  | MS |  |  | MS | [5 empty] | US |  |  | NC |  |  | CE | 6 | 1950 |  |  | 285 | 17.4 | 56 | 0 | 0 |  | RFO | [7 empty] | TF |  |  | 90% | 90% | 66300 | D | N
5517 | Dynegy Midwest Generation Inc | 891 | Havana | IL | 8 | SC | N | N |  |  |  | ST | ST | NA | 0.1 |  |  | PB | DP |  | OH | OH |  | 1972 | 1972 |  | MS |  |  | MS | [5 empty] | US |  |  | NC |  |  | CE | 9 | 1950 |  |  | 285 | 17.4 | 56 | 0 | 0 |  | RFO | [7 empty] | TF |  |  | 90% | 90% | 66300 | D | N
5517 | Dynegy Midwest Generation Inc | 891 | Havana | IL | 9 | OP | D | Y | 4 | 1978 | 125804AAB | FD | FD | FD | 0.015 | 0.1 | 0.1 | PB | DP | NP | OH | MO | MO | 2012 | 2012 | 2005 | MS |  |  | MS |  |  | MS |  |  | SS | IF |  | SS | IF |  | BW | 6 | 1978 |  |  | 3239 | 285 | 0 | 0 | 0 |  | SUB | [7 empty] | OF |  |  | 80% | 90% | 744970 | D | N |  |  |  | OV | SR | LN | SR | LN | OV
5517 | Dynegy Midwest Generation Inc | 892 | Hennepin Power Station | IL | 1 | OP | N | N |  |  |  | FD | FD | FD | 0.03 |  |  | PB | DP | NP | OH | MO | YR | 2009 | 2005 | 2000 | MS |  |  | MS |  |  | MS |  |  | SS |  |  | SS |  |  | CE | 6 | 1953 |  |  | 525 | 34 | 0 | 675 | 0 |  | SUB | NG | [6 empty] | TF |  |  | 90% | 90% | 140900 | D | N |  |  |  | LN | OV |  | LN | OV
5517 | Dynegy Midwest Generation Inc | 892 | Hennepin Power Station | IL | 2 | OP | N | N |  |  |  | ST | ST | FD | 0.03 |  |  | PB | DP | NP | OH | MO | YR | 2009 | 2005 | 1996 | MS |  |  | MS |  |  | MS |  |  | SS |  |  | SS |  |  | CE | 5 | 1959 |  |  | 1350 | 93 | 0 | 1850 | 0 |  | SUB | NG | [6 empty] | TF |  |  | 90% | 90% | 389900 | D | N |  |  |  | LN | OV |  | LN | OV
5517 | Dynegy Midwest Generation Inc | 897 | Vermilion | IL | 1 | RE | N | N |  |  |  | FD | FD | FD | 0.03 |  |  | PB | DP | NP | OH | MO | YR | 2010 | 2007 | 1996 | MS |  |  | MS |  |  | MS |  |  | SS |  |  | SS |  |  | CE | 5 | 1955 | 11 | 2011 | 525 | 30.8 | 0 | 841 | 0 |  | SUB | NG | [6 empty] | TF |  |  | 90% | 90% | 141100 | D | N |  |  |  | OV |  |  | OV
5517 | Dynegy Midwest Generation Inc | 897 | Vermilion | IL | 2 | RE | N | N |  |  |  | FD | FD | FD | 0.03 |  |  | PB | DP | NP | OH | MO | YR | 2010 | 2007 | 1996 | MS |  |  | MS |  |  | MS |  |  | SS |  |  | SS |  |  | CE | 11 | 1956 | 11 | 2011 | 740 | 44 | 0 | 1144 | 0 |  | SUB | NG | [6 empty] | TF |  |  | 90% | 90% | 201900 | D | N |  |  |  | LN | OV |  | LN | OV
5517 | Dynegy Midwest Generation Inc | 898 | Wood River | IL | 1 | RE | N | N |  |  |  | NA | ST | ST |  |  |  |  | DP | NP |  | OH | OH |  | 1972 | 1972 |  |  |  | MS |  |  | MS |  |  | NC |  |  | NC |  |  | CE | 11 | 1949 |  |  | 450 | 0 | 92.3 | 561.5 | 0 |  | NG | [7 empty] | TF |  |  | 90% | 90% | 106600 | D | N |  |  |  | NC |  |  | NC
5517 | Dynegy Midwest Generation Inc | 898 | Wood River | IL | 2 | RE | N | N |  |  |  | NA | ST | ST |  |  |  |  | DP | NP |  | OH | OH |  | 1972 | 1972 |  |  |  | MS |  |  | MS |  |  | NC |  |  | NC |  |  | CE | 11 | 1949 |  |  | 450 | 0 | 92.3 | 561.5 | 0 |  | NG | [7 empty] | TF |  |  | 90% | 90% | 106600 | D | N |  |  |  | NC |  |  | NC
5517 | Dynegy Midwest Generation Inc | 898 | Wood River | IL | 3 | RE | N | N |  |  |  | NA | ST | ST |  |  |  |  | DP | NP |  | OH | OH |  | 1972 | 1972 |  |  |  | MS |  |  | MS |  |  | NC |  |  | NC |  |  | CE | 10 | 1950 |  |  | 450 | 0 | 92.3 | 561.5 | 0 |  | NG | [7 empty] | TF |  |  | 90% | 90% | 106600 | D | N |  |  |  | NC |  |  | NC
5517 | Dynegy Midwest Generation Inc | 898 | Wood River | IL | 4 | OP | N | N |  |  |  | FD | FD | FD | 0.03 |  |  | PB | DP | NP | OH | MO | YR | 2007 | 2005 | 2000 | MS |  |  | MS |  |  | OT |  |  | SS |  |  | SS |  |  | CE | 6 | 1954 |  |  | 714 | 42.7 | 0 | 952 | 0 |  | SUB | NG | [6 empty] | TF |  |  | 90% | 90% | 202800 | D | N |  |  |  | LN |  |  | LN
5517 | Dynegy Midwest Generation Inc | 898 | Wood River | IL | 5 | OP | N | N |  |  |  | FD | FD | FD | 0.03 |  |  | PB | DP | NP | OH | MO | YR | 2005 | 2005 | 2000 | MS |  |  | MS |  |  | MS |  |  | SS |  |  | SS |  |  | CE | 7 | 1964 |  |  | 2454 | 151 | 0 | 0 | 0 |  | SUB | NG | [6 empty] | TF |  |  | 90% | 90% | 647600 | D | N |  |  |  | LN |  |  | LN
17828 | City of Springfield - (IL) | 963 | Dallman | IL | 41 | OP | Db | Y | 8 | 2006 | 4110050 | ST | ST | St | 0.015 |  |  | PB | SR | OT | PS | MO | MO | 2009 | 2009 | 2009 | MS |  |  | MS |  |  | MS |  |  | IF |  |  | NC |  |  | FW | 11 | 2009 |  |  | 1450 | 95.8 |  |  |  |  | BIT | [7 empty] | OF |  |  | 90% | 90% | 431 | W | N |  |  |  | LN | OV | SR | NC
17828 | City of Springfield - (IL) | 963 | Dallman | IL | 31 | OP | N | N |  |  |  | ST | ST | NA | 0.1 |  |  | PB | DP |  | TH | TH |  | 1987 | 1968 |  | MS |  |  | MS | [5 empty] | IF |  |  | NC |  |  | BW | 6 | 1968 | 12 | 2018 | 690 | 41 | 0 | 0 | 0 |  | BIT | [7 empty] | CY |  |  | 90% | 90% | 175000 | W | N
17828 | City of Springfield - (IL) | 963 | Dallman | IL | 32 | OP | N | N |  |  |  | ST | ST | NA | 0.1 |  |  | PB | DP |  | TH | TH |  | 1987 | 1972 |  | MS |  |  | MS | [5 empty] | IF |  |  | NC |  |  | BW | 6 | 1972 | 12 | 2018 | 690 | 41 | 0 | 0 | 0 |  | BIT | [7 empty] | CY |  |  | 90% | 90% | 175000 | W | N
17828 | City of Springfield - (IL) | 963 | Dallman | IL | 33 | OP | D | N |  |  |  | ST | ST | ST | 0.1 |  |  | PB | DP | NP | NV | TH | NV | 1978 | 1983 | 1978 | MS |  |  | MS |  |  | MS |  |  | IF |  |  | NC |  |  | CE | 6 | 1978 | 12 | 2028 | 1365 | 95 | 0 | 0 | 0 |  | BIT | [7 empty] | TF |  |  | 90% | 90% | 424000 | W | N |  |  |  | SR |  |  | NC
17828 | City of Springfield - (IL) | 964 | Lakeside | IL | 7 | RE | N |  |  |  |  | ST | ST
17828 | City of Springfield - (IL) | 964 | Lakeside | IL | 8 | RE | N |  |  |  |  | ST | ST
20824 | Village of Winnetka - (IL) | 972 | Winnetka | IL | 4 | OP | N
20824 | Village of Winnetka - (IL) | 972 | Winnetka | IL | 5 | OP | N
20824 | Village of Winnetka - (IL) | 972 | Winnetka | IL | 7 | OP | N
20824 | Village of Winnetka - (IL) | 972 | Winnetka | IL | 8 | OP | N
17632 | Southern Illinois Power Coop | 976 | Marion | IL | 123 | OP | Db | N |  |  |  | FD | FD | FD | 0.1 |  |  | PC | DP | NP | NV | TH | YR | 2003 | 2003 | 2003 | MS |  |  | MS |  |  | MS |  |  | OT | NC |  | CF |  |  | FW | 5 | 2003 | 6 | 2033 | 1140 | 80 | 0 | 0 | 0 |  | BIT | BIT | PC | [5 empty] | FB |  |  | 90% | 90% | 300000 | W | Y |  |  |  | SR |  |  | NC
17632 | Southern Illinois Power Coop | 976 | Marion | IL | 4 | OP | Db | Y | 2 | 1994 | 80010054 | FD | FD | FD | 0.1 |  |  | PB | DP | NP | NV | TH | YR | 1978 | 1978 | 2000 | MS |  |  | MS |  |  | MS |  |  | NC |  |  | IF |  |  | BW | 10 | 1978 | 6 | 2030 | 1250 | 80 | 0 | 0 | 0 |  | BIT | WC | PC | [5 empty] | CY |  |  | 90% | 90% | 380000 | W | Y |  |  |  | SR | OT |  | NC
18041 | State Line Energy LLC | 981 | State Line Energy | IN | 3 | RE | N | N |  |  |  | ST | ST | FD | 0.1 |  |  | PB | DP | NP | OH | MO | OT | 1980 | 1980 | 1994 | MS |  |  | MS |  |  | MS |  |  | SS |  |  | NC |  |  | CE | 12 | 1955 | 3 | 2012 | 1350 | 90 | 0 | 0 | 0 |  | SUB | [7 empty] | TF |  |  | 90% | 90% | 310300 | D | N |  |  |  | OV |  |  | NC
18041 | State Line Energy LLC | 981 | State Line Energy | IN | 4 | RE | N | N |  |  |  | ST | ST | FD | 0.1 |  |  | PB | DP | NP | OH | MO | OT | 1980 | 1980 | 1994 | MS |  |  | MS |  |  | MS |  |  | SS |  |  | NC |  |  | BW | 5 | 1962 | 3 | 2012 | 2200 | 124 | 0 | 0 | 0 |  | SUB | [7 empty] | CY |  |  | 90% | 90% | 470000 | W | Y |  |  |  | OV |  |  | NC
9269 | Indiana-Kentucky Electric Corp | 983 | Clifty Creek | IN | 1 | OP | N | N |  |  |  | ST | FD | FD | 0.24 | 4240 | 1093.5 | PB | OT | OT | TH | YR | YR | 1979 | 2010 | 2009 | MS |  |  | MS |  |  | MS |  |  | SS | WA |  | IF |  |  | BW | 2 | 1955 |  |  | 1340 | 89 | 0 | 0 | 0 |  | SUB | BIT | [6 empty] | FF |  |  | 90% | 90% | 400000 | W | N |  |  |  | OV | SR | OT | OT
9269 | Indiana-Kentucky Electric Corp | 983 | Clifty Creek | IN | 2 | OP | N | N |  |  |  | ST | FD | FD | 0.24 | 4169 | 1093.5 | PB | OT | OT | TH | YR | YR | 1979 | 2010 | 2009 | MS |  |  | MS |  |  | MS |  |  | SS | WA |  | IF |  |  | BW | 5 | 1955 |  |  | 1340 | 89 | 0 | 0 | 0 |  | SUB | BIT | [6 empty] | FF |  |  | 90% | 90% | 400000 | W | N |  |  |  | OV | SR | OT | OT
9269 | Indiana-Kentucky Electric Corp | 983 | Clifty Creek | IN | 3 | OP | N | N |  |  |  | ST | FD | FD | 0.24 | 4294.5 | 1093.5 | PB | OT | OT | TH | YR | YR | 1979 | 2010 | 2009 | MS |  |  | MS |  |  | MS |  |  | SS | WA |  | IF |  |  | BW | 7 | 1955 |  |  | 1340 | 89 | 0 | 0 | 0 |  | SUB | BIT | [6 empty] | FF |  |  | 90% | 90% | 400000 | W | N |  |  |  | OV | SR | OT | OT
9269 | Indiana-Kentucky Electric Corp | 983 | Clifty Creek | IN | 4 | OP | N | N |  |  |  | ST | FD | FD | 0.24 | 4224.5 | 1093.5 | PB | OT | OT | TH | YR | YR | 1979 | 2010 | 2009 | MS |  |  | MS |  |  | MS |  |  | SS | WA |  | IF |  |  | BW | 10 | 1955 |  |  | 1340 | 89 | 0 | 0 | 0 |  | SUB | BIT | [6 empty] | FF |  |  | 90% | 90% | 400000 | W | N |  |  |  | OV | SR | OT | OT
9269 | Indiana-Kentucky Electric Corp | 983 | Clifty Creek | IN | 5 | OP | N | N |  |  |  | ST | FD | FD | 0.24 | 4073 | 1093.5 | PB | OT | OT | TH | YR | YR | 1979 | 2010 | 2009 | MS |  |  | MS |  |  | MS |  |  | SS | WA |  | IF |  |  | BW | 11 | 1955 |  |  | 1340 | 89 | 0 | 0 | 0 |  | SUB | BIT | [6 empty] | FF |  |  | 90% | 90% | 400000 | W | N |  |  |  | OV | SR | OT | OT
9269 | Indiana-Kentucky Electric Corp | 983 | Clifty Creek | IN | 6 | OP | N | N |  |  |  | ST | FD | FD | 0.24 | 4287 | 1093.5 | PB | OT | OT | TH | YR | YR | 1979 | 2010 | 2009 | MS |  |  | MS |  |  | MS |  |  | SS | WA |  | IF |  |  | BW | 3 | 1956 |  |  | 1340 | 89 | 0 | 0 | 0 |  | SUB | BIT | [6 empty] | FF |  |  | 90% | 90% | 400000 | W | N |  |  |  | OV | OT |  | OT
9324 | Indiana Michigan Power Co | 988 | Tanners Creek | IN | U1 | OP | N | Y | 12 | 2004 | TO29-6785-00002 | FD | ST | St | 0.09 |  |  | PB | DP | OT | DT | MO | YR | 1977 | 1977 | 2000 | MS |  |  | MS |  |  | MS |  |  | SS |  |  | NC |  |  | BW | 3 | 1951 |  |  | 930 | 57.5 | 0 | 0 | 0 |  | BIT | [7 empty] | VF |  |  | 90% | 90% | 269200 | D | N |  |  |  | LN | SN |  | NC
9324 | Indiana Michigan Power Co | 988 | Tanners Creek | IN | U2 | OP | N | Y | 12 | 2004 | T029-6785-00002 | FD | LO | St | 0.09 |  |  | PB | DP | OT | DT | MO | YR | 1977 | 1977 | 2000 | MS |  |  | MS |  |  | MS |  |  | SS |  |  | NC |  |  | BW | 11 | 1952 |  |  | 930 | 57.5 | 0 | 0 | 0 |  | BIT | [7 empty] | VF |  |  | 90% | 90% | 269200 | D | N |  |  |  | LN | SN |  | NC
9324 | Indiana Michigan Power Co | 988 | Tanners Creek | IN | U3 | OP | N | Y | 12 | 2004 | T029-6785-00002 | FD | ST | St | 0.09 |  |  | PB | DP | OT | DT | MO | YR | 1977 | 1977 | 2000 | MS |  |  | MS |  |  | MS |  |  | SS |  |  | NC |  |  | BW | 12 | 1954 |  |  | 1335 | 83.8 | 0 | 0 | 0 |  | BIT | [7 empty] | VF |  |  | 90% | 90% | 323300 | D | N |  |  |  | LN | SN |  | NC
9324 | Indiana Michigan Power Co | 988 | Tanners Creek | IN | U4 | OP | N | Y | 12 | 2004 | T029-6785-00002 | FD | ST | St | 0.1 |  |  | PB | DP | OT | DT | MO | YR | 1977 | 1977 | 2000 | MS |  |  | MS |  |  | MS |  |  | SS |  |  | NC |  |  | BW | 7 | 1964 |  |  | 3840 | 232 | 0 | 0 | 0 |  | SUB | BIT | [6 empty] | CY |  |  | 90% | 90% | 952800 | W | N |  |  |  | OV |  |  | NC
9273 | Indianapolis Power & Light Co | 990 | Harding Street | IN | 10 | OP | N | N |  |  |  | LO | LO | FD | 0.02 |  |  | PB | DP | NP | PS | MO | YR | 1980 | 1980 | 1995 | MS |  |  | MS |  |  | MS |  |  | SS |  |  | SS |  |  | CE | 6 | 1947 | 6 | 2017 | 400 | 0 | 91.4 | 0 | 0 |  | DFO | [7 empty] | TF |  |  | 90% | 80% | 98000 | D | N |  |  |  | LA |  |  | LA
9273 | Indianapolis Power & Light Co | 990 | Harding Street | IN | 50 | OP | N | N |  |  |  | LO | LO | FD | 0.14 |  |  | PB | DM | NP | PS | MO | YR | 1980 | 1980 | 1995 | MS |  |  | MS |  |  | MS |  |  | TU |  |  | SS |  |  | CE | 5 | 1958 | 5 | 2018 | 750 | 42 | 0 | 0 | 0 |  | BIT | DFO | [6 empty] | TF |  |  | 90% | 90% | 420000 | D | N |  |  |  | OV | SR | LN | LN | OV | SN
9273 | Indianapolis Power & Light Co | 990 | Harding Street | IN | 60 | OP | N | N |  |  |  | LO | LO | FD | 0.14 |  |  | PB | DM | NP | PS | MO | YR | 1980 | 1980 | 1995 | MS |  |  | MS |  |  | MS |  |  | SS |  |  | SS |  |  | CE | 4 | 1961 | 4 | 2021 | 750 | 42 | 0 | 0 | 0 |  | BIT | DFO | [6 empty] | TF |  |  | 90% | 90% | 420000 | D | N |  |  |  | SN | LN | OV | LN | OV | SN
9273 | Indianapolis Power & Light Co | 990 | Harding Street | IN | 70 | OP | N | N |  |  |  | LO | LO | FD | 0.1 |  |  | PB | DM | NP | PS | MO | YR | 1980 | 1980 | 1995 | MS |  |  | MS |  |  | MS |  |  | IF | TU |  | IF | SS |  | CE | 7 | 1973 | 7 | 2033 | 3145 | 186 | 0 | 0 | 0 |  | BIT | DFO | [6 empty] | TF |  |  | 90% | 90% | 1465000 | D | N |  |  |  | OV | SR | LN | LN | OV | SR
9273 | Indianapolis Power & Light Co | 990 | Harding Street | IN | 9 | OP | N | N |  |  |  | LO | LO | FD | 0.02 |  |  | PB | DP | NP | PS | MO | YR | 1980 | 1980 | 1995 | MS |  |  | MS |  |  | MS |  |  | SS |  |  | SS |  |  | CE | 4 | 1942 | 6 | 2012 | 400 | 0 | 91.4 | 0 | 0 |  | DFO | [7 empty] | TF |  |  | 90% | 80% | 98000 | D | N |  |  |  | LA |  |  | LA
9273 | Indianapolis Power & Light Co | 991 | Eagle Valley | IN | 1 | OP | N | N |  |  |  | ST | ST | St | 0.1 |  |  | PB | DP | NP | PS | MO | YR | 1980 | 1980 | 1995 | MS |  |  | MS |  |  | NC |  |  | TU |  |  | TU |  |  | CE | 2 | 1949 | 4 | 2016 | 400 | 0 | 95.3 | 0 | 0 |  | DFO | [7 empty] | TF |  |  | 90% | 80% | 282000 | W | N |  |  |  | LA |  |  | NC
9273 | Indianapolis Power & Light Co | 991 | Eagle Valley | IN | 2 | OP | N | N |  |  |  | ST | ST | St | 0.1 |  |  | PB | DP | NP | PS | MO | YR | 1980 | 1980 | 1995 | MS |  |  | MS |  |  | NC |  |  | TU |  |  | TU |  |  | CE | 4 | 1950 | 4 | 2016 | 400 | 0 | 95.3 | 0 | 0 |  | DFO | [7 empty] | TF |  |  | 90% | 80% | 282000 | W | N |  |  |  | LA |  |  | NC
9273 | Indianapolis Power & Light Co | 991 | Eagle Valley | IN | 3 | OP | N | N |  |  |  | ST | ST | St | 0.27 |  |  | PB | DP | NP | PS | MO | YR | 1980 | 1980 | 1995 | MS |  |  | MS |  |  | OT |  |  | TU |  |  | TU |  |  | CE | 11 | 1951 | 4 | 2016 | 400 | 18.6 |  | 0 | 0 |  | BIT | [7 empty] | TF |  |  | 90% | 80% | 282000 | W | N |  |  |  | LA |  |  | NC
9273 | Indianapolis Power & Light Co | 991 | Eagle Valley | IN | 4 | OP | N | N |  |  |  | ST | ST | St | 0.27 |  |  | PB | DP | NP | PS | MO | YR | 1980 | 1980 | 1995 | MS |  |  | MS |  |  | OT | LN |  | TU |  |  | TU |  |  | CE | 1 | 1953 | 4 | 2016 | 600 | 37.9 | 0 | 0 | 0 |  | BIT | [7 empty] | TF |  |  | 90% | 90% | 320000 | D | N |  |  |  | LN | OV
9273 | Indianapolis Power & Light Co | 991 | Eagle Valley | IN | 5 | OP | N | N |  |  |  | ST | ST | St | 0.27 |  |  | PB | DP | NP | PS | MO | YR | 1980 | 1980 | 1995 | MS |  |  | MS |  |  | OT | LN |  | TU |  |  | TU |  |  | CE | 12 | 1953 | 4 | 2016 | 600 | 37.9 | 0 | 0 | 0 |  | BIT | [7 empty] | TF |  |  | 90% | 90% | 320000 | D | N |  |  |  | LN | OV
9273 | Indianapolis Power & Light Co | 991 | Eagle Valley | IN | 6 | OP | N | N |  |  |  | ST | ST | St | 0.27 |  |  | PB | DP | NP | PS | MO | YR | 1980 | 1980 | 1995 | MS |  |  | MS |  |  | LN | OT | OV | TU |  |  | TU |  |  | CE | 10 | 1956 | 4 | 2016 | 750 | 46.5 | 0 | 0 | 0 |  | BIT | [7 empty] | TF |  |  | 90% | 90% | 450000 | D | N |  |  |  | LN
3599 | Citizens Thermal Energy | 992 | CC Perry K | IN | 11 | OP | N
3599 | Citizens Thermal Energy | 992 | CC Perry K | IN | 12 | OP | N
3599 | Citizens Thermal Energy | 992 | CC Perry K | IN | 13 | OP | N
3599 | Citizens Thermal Energy | 992 | CC Perry K | IN | 14 | OP | N
3599 | Citizens Thermal Energy | 992 | CC Perry K | IN | 15 | OP | N
3599 | Citizens Thermal Energy | 992 | CC Perry K | IN | 16 | OP | N
3599 | Citizens Thermal Energy | 992 | CC Perry K | IN | 17 | OP | N
3599 | Citizens Thermal Energy | 992 | CC Perry K | IN | 18 | OP | N
9273 | Indianapolis Power & Light Co | 994 | AES Petersburg | IN | 1 | OP | N | N |  |  |  | ST | ST | FD | 0.8 |  |  | PB | DP | NP | PS | MO | YR | 1988 | 1990 | 1995 | MS |  |  | MS |  |  | MS |  |  | IF |  |  | NC |  |  | CE | 5 | 1967 | 5 | 2027 | 1655 | 96 | 0 | 0 | 0 |  | BIT | [7 empty] | TF |  |  | 90% | 90% | 486000 | D | N |  |  |  | LN |  |  | NC
9273 | Indianapolis Power & Light Co | 994 | AES Petersburg | IN | 2 | OP | N | N |  |  |  | ST | ST | FD | 0.44 |  |  | PB | DP | NP | PS | MO | YR | 1988 | 1990 | 1995 | MS |  |  | MS |  |  | MS |  |  | IF |  |  | NC |  |  | CE | 12 | 1969 | 12 | 2029 | 3145 | 199 | 0 | 0 | 0 |  | BIT | [7 empty] | TF |  |  | 90% | 90% | 913000 | D | N |  |  |  | LN | SR |  | NC
9273 | Indianapolis Power & Light Co | 994 | AES Petersburg | IN | 3 | OP | D | N |  |  |  | FD | FD | FD | 0.1 |  |  | PB | DP | NP | PS | TH | YR | 1985 | 1977 | 1995 | MS |  |  | MS |  |  | MS |  |  | IF |  |  | NC |  |  | CE | 11 | 1977 | 11 | 2037 | 4150 | 253 | 0 | 0 | 0 |  | BIT | [7 empty] | TF |  |  | 90% | 90% | 1273000 | D | N |  |  |  | OV | SR |  | NC
9273 | Indianapolis Power & Light Co | 994 | AES Petersburg | IN | 4 | OP | Da | Y | 2 | 1978 | 1631156 | FD | FD | FD | 0.1 |  |  | PB | DP | NP | PS | TH | YR | 1986 | 1986 | 1995 | MS |  |  | MS |  |  | MS |  |  | IF |  |  | NC |  |  | CE | 4 | 1986 | 4 | 2046 | 4150 | 248 | 0 | 0 | 0 |  | BIT | [7 empty] | TF |  |  | 90% | 90% | 1273000 | D | N |  |  |  | OV | LN |  | NC
13756 | Northern Indiana Pub Serv Co | 995 | Bailly | IN | 7 | OP | N | N |  |  |  | ST | ST | FD | 0.03 | 1.2 | 0.15 | PB | SR | NP | PS | OT | OT | 2011 | 2011 | 2011 | MS |  |  | MS |  |  | MS |  |  | CU |  |  | NC |  |  | BW | 11 | 1962 |  |  | 1200 | 90 | 0 | 1600 | 0 |  | BIT | NG | [6 empty] | CY |  |  | 90% | 90% | 317778 | W | N |  |  |  | SR | OV |  | NC
13756 | Northern Indiana Pub Serv Co | 995 | Bailly | IN | 8 | OP | N | N |  |  |  | ST | ST | FD | 0.03 | 1.2 | 0.15 | PB | SR | NP | PS | OT | OT | 2011 | 2011 | 2011 | MS |  |  | MS |  |  | MS |  |  | CU |  |  | NC |  |  | BW | 8 | 1968 |  |  | 2584 | 182.8 | 0 | 1600 | 0 |  | BIT | NG | [6 empty] | CY |  |  | 90% | 90% | 646667 | W | N |  |  |  | SR | OV |  | NC
13756 | Northern Indiana Pub Serv Co | 996 | Dean H Mitchell | IN | 11 | RE | N |  |  |  |  | ST | ST | FD
13756 | Northern Indiana Pub Serv Co | 996 | Dean H Mitchell | IN | 4 | RE | N |  |  |  |  | ST | ST | FD
13756 | Northern Indiana Pub Serv Co | 996 | Dean H Mitchell | IN | 5 | RE | N |  |  |  |  | ST | ST | FD
13756 | Northern Indiana Pub Serv Co | 996 | Dean H Mitchell | IN | 6 | RE | N |  |  |  |  | ST | ST | FD
13756 | Northern Indiana Pub Serv Co | 997 | Michigan City | IN | 6 | RE | N | N |  |  |  | ST | ST | NA | 0.24 |  |  | PB | DP |  | NS | OT |  | 1981 | 1988 |  | MS |  |  | MS | [5 empty] | NC |  |  | NC |  |  | BW | 10 | 1951 |  |  | 375 | 0 | 0 | 465 | 0 |  | NG | [7 empty] | CY |  |  | 80% | 80% | 180000 |  | N
13756 | Northern Indiana Pub Serv Co | 997 | Michigan City | IN | 12 | OP | N | N |  |  |  | ST | ST | St | 0.24 | 6 | 0.14 | PB | DP | NP | PS | OT | OT | 2011 | 1988 | 2011 | MS |  |  | MS |  |  | MS |  |  | TU | SS |  | IF |  |  | BW | 5 | 1974 |  |  | 3450 | 226 | 0 | 4410 | 0 |  | SUB | NG | [6 empty] | CY |  |  | 90% | 90% | 1783000 | W | N |  |  |  | SR | OV |  | NC
13756 | Northern Indiana Pub Serv Co | 997 | Michigan City | IN | 4 | RE | N | N |  |  |  | ST | ST | NA | 0.24 |  |  | PB | DP |  | NS | OT |  | 1981 | 1988 |  | MS |  |  | MS | [5 empty] | NC |  |  | NC |  |  | BW | 10 | 1950 |  |  | 375 | 0 | 0 | 465 | 0 |  | NG | [7 empty] | CY |  |  | 80% | 80% | 180000 |  | N
13756 | Northern Indiana Pub Serv Co | 997 | Michigan City | IN | 5 | RE | N | N |  |  |  | ST | ST | NA | 0.24 |  |  | PB | DP |  | NS | OT |  | 1981 | 1988 |  | MS |  |  | MS | [5 empty] | NC |  |  | NC |  |  | BW | 10 | 1950 |  |  | 375 | 0 | 0 | 465 | 0 |  | NG | [7 empty] | CY |  |  | 80% | 80% | 180000 |  | N
15470 | Duke Energy Indiana Inc | 1001 | Cayuga | IN | 1 | OP | N | N |  |  |  | ST | ST | FD | 0.22 |  |  | PB | DP | NP | PS | MO | YR | 1972 | 1989 | 1995 | MS |  |  | MS |  |  | MS | LN |  | TU | IF |  | NC |  |  | CE | 10 | 1970 |  |  | 3550 | 237.5 | 0 | 0 | 0 |  | BIT | [7 empty] | TF |  |  | 90% | 90% | 1292000 | D | N |  |  |  | LN | OV |  | NC
15470 | Duke Energy Indiana Inc | 1001 | Cayuga | IN | 2 | OP | N | N |  |  |  | ST | ST | FD | 0.223 |  |  | PB | DP | NP | PS | MO | YR | 1972 | 1989 | 1995 | MS |  |  | MS |  |  | MS | LN |  | TU | IF |  | NC |  |  | CE | 6 | 1972 |  |  | 3550 | 237.5 | 0 | 0 | 0 |  | BIT | [7 empty] | TF |  |  | 90% | 90% | 1292000 | D | N |  |  |  | LN | OV |  | NC
15470 | Duke Energy Indiana Inc | 1004 | Edwardsport | IN | 6-1 | RE | N | N |  |  |  | ST | ST | NA | 0.223 |  |  | PB | OT |  | NV | DA |  | 1972 | 1973 |  | MS |  |  | MS | [5 empty] | NC |  |  | NC |  |  | BW | 7 | 1944 | 3 | 2011 | 400 | 0 | 92.9 | 0 | 0 |  | DFO | [7 empty] | FF |  |  | 90% | 90% | 185000 |  | N
15470 | Duke Energy Indiana Inc | 1004 | Edwardsport | IN | 7-1 | RE | N | N |  |  |  | ST | ST | NA | 0.223 |  |  | PB | DP |  | NV | MO |  | 1972 | 1973 |  | MS |  |  | MS | [5 empty] | NC |  |  | NC |  |  | RS | 1 | 1949 | 3 | 2011 | 400 | 30 | 0 | 0 | 0 |  | BIT | [7 empty] | FF |  |  | 90% | 90% | 185000 | D | N
15470 | Duke Energy Indiana Inc | 1004 | Edwardsport | IN | 7-2 | RE | N | N |  |  |  | ST | ST | NA | 0.223 |  |  | PB | DP |  | NV | MO |  | 1972 | 1973 |  | MS |  |  | MS | [5 empty] | NC |  |  | NC |  |  | RS | 1 | 1949 | 3 | 2011 | 400 | 30 | 0 | 0 | 0 |  | BIT | [7 empty] | FF |  |  | 90% | 90% | 185000 | D | N
15470 | Duke Energy Indiana Inc | 1004 | Edwardsport | IN | 8-1 | RE | N | N |  |  |  | ST | ST | NA | 0.223 |  |  | PB | DP |  | NV | MO |  | 1972 | 1973 |  | MS |  |  | MS | [5 empty] | NC |  |  | NC |  |  | RS | 12 | 1951 | 3 | 2011 | 400 | 30 | 0 | 0 | 0 |  | BIT | [7 empty] | FF |  |  | 90% | 90% | 185000 | D | N
15470 | Duke Energy Indiana Inc | 1004 | Edwardsport | IN | HRSG1 | TS | Db | N |  |  |  | FD | FD | FD | 0.015 |  |  | PB | DP | NP | MO | MO | MO | 2012 | 2012 | 2012 | OT |  |  | OT |  |  | OT |  |  | ND |  |  | ND |  |  | DS | 6 | 2013 |  |  | 814.81 |  |  | 2064 | 546 |  | SC | NG | [6 empty] | DB |  |  |  |  | 4192 |  | N |  |  |  | ND |  |  | ND
15470 | Duke Energy Indiana Inc | 1004 | Edwardsport | IN | HRSG2 | TS | Da | N |  |  |  | FD | FD | FD | 0.015 |  |  | PB | DP | NP | MO | MO | MO | 2012 | 2012 | 2012 | OT |  |  | OT |  |  | OT |  |  | ND |  |  | ND |  |  | DS | 6 | 2013 |  |  | 814.81 |  |  | 2064 | 546 |  | SC | NG | [6 empty] | DB |  |  |  |  | 4192 |  | N |  |  |  | ND |  |  | ND
15470 | Duke Energy Indiana Inc | 1007 | Noblesville | IN | CT3 | OP | [5 empty] | NA | NA | NA
15470 | Duke Energy Indiana Inc | 1007 | Noblesville | IN | CT4 | OP | [5 empty] | NA | NA | NA
15470 | Duke Energy Indiana Inc | 1007 | Noblesville | IN | CT5 | OP | [5 empty] | NA | NA | NA
15470 | Duke Energy Indiana Inc | 1008 | R Gallagher | IN | 4 | OP | N | N |  |  |  | ST | ST | NA | 0.38 |  |  | PB | DP |  | NV | MO |  | 1972 | 1988 |  | MS |  |  | MS | [5 empty] | SS | TU |  | NC |  |  | RS | 3 | 1961 |  |  | 1000 | 64.1 | 0 | 0 | 0 |  | BIT | [7 empty] | FF |  |  | 90% | 90% | 313072 | D | N
15470 | Duke Energy Indiana Inc | 1008 | R Gallagher | IN | 1 | OP | N | N |  |  |  | ST | ST | NA | 0.38 |  |  | PB | DP |  | NV | MO |  | 1972 | 1988 |  | MS |  |  | MS | [5 empty] | SS | TU |  | NC |  |  | RS | 7 | 1959 |  |  | 1000 | 64.1 | 0 | 0 | 0 |  | BIT | [7 empty] | FF |  |  | 90% | 90% | 313072 | D | N
15470 | Duke Energy Indiana Inc | 1008 | R Gallagher | IN | 2 | OP | N | N |  |  |  | ST | ST | NA | 0.38 |  |  | PB | DP |  | NV | MO |  | 1972 | 1988 |  | MS |  |  | MS | [5 empty] | SS | TU |  | NC |  |  | RS | 12 | 1958 |  |  | 1000 | 64.1 | 0 | 0 | 0 |  | BIT | [7 empty] | FF |  |  | 90% | 90% | 313072 | D | N
15470 | Duke Energy Indiana Inc | 1008 | R Gallagher | IN | 3 | OP | N | N |  |  |  | ST | ST | NA | 0.38 |  |  | PB | DP |  | NV | MO |  | 1972 | 1988 |  | MS |  |  | MS | [5 empty] | SS | TU |  | NC |  |  | RS | 4 | 1960 |  |  | 1000 | 64.1 | 0 | 0 | 0 |  | BIT | [7 empty] | FF |  |  | 90% | 90% | 313072 | D | N
15470 | Duke Energy Indiana Inc | 1010 | Wabash River | IN | 2 | OP | N | N |  |  |  | LO | LO | NA | 0.1338 |  |  | PB | DP |  | NV | MO |  | 1979 | 1983 |  | MS |  |  | MS | [5 empty] | TU | SS |  | NC |  |  | FW | 8 | 1953 |  |  | 700 | 42.5 | 0 | 0 | 0 |  | BIT | [7 empty] | FF |  |  | 90% | 90% | 312000 | D | N
15470 | Duke Energy Indiana Inc | 1010 | Wabash River | IN | 3 | OP | N | N |  |  |  | LO | LO | NA | 0.1338 |  |  | PB | DP |  | NV | MO |  | 1979 | 1983 |  | MS |  |  | MS | [5 empty] | SS |  |  | NC |  |  | FW | 9 | 1954 |  |  | 700 | 42.5 | 0 | 0 | 0 |  | BIT | [7 empty] | FF |  |  | 90% | 90% | 312000 | D | N
15470 | Duke Energy Indiana Inc | 1010 | Wabash River | IN | 4 | OP | N | N |  |  |  | LO | LO | NA | 0.1338 |  |  | PB | DP |  | NV | MO |  | 1979 | 1983 |  | MS |  |  | MS | [5 empty] | SS |  |  | NC |  |  | FW | 1 | 1955 |  |  | 700 | 42.5 | 0 | 0 | 0 |  | BIT | [7 empty] | FF |  |  | 90% | 90% | 312000 | D | N
15470 | Duke Energy Indiana Inc | 1010 | Wabash River | IN | 5 | OP | N | N |  |  |  | LO | LO | NA | 0.1338 |  |  | PB | DP |  | NV | MO |  | 1979 | 1983 |  | MS |  |  | MS | [5 empty] | TU | SS |  | NC |  |  | RS | 5 | 1956 |  |  | 805 | 55.6 | 0 | 0 | 0 |  | BIT | [7 empty] | FF |  |  | 90% | 90% | 360000 | D | N
15470 | Duke Energy Indiana Inc | 1010 | Wabash River | IN | 6 | OP | N | N |  |  |  | LO | LO | NA | 0.1338 |  |  | PB | DP |  | NV | MO |  | 1979 | 1983 |  | MS |  |  | MS | [5 empty] | TU | SS |  | NC |  |  | CE | 8 | 1968 |  |  | 2360 | 168 | 0 | 0 | 0 |  | BIT | [7 empty] | TF |  |  | 90% | 90% | 940000 | D | N
17633 | Southern Indiana Gas & Elec Co | 1012 | F B Culley | IN | 1 | RE | N | N |  |  |  | ST | FD | FD | 0.68 |  |  | PB | DP | NP | NV | MO | YR | 1972 | 1995 | 1997 | MS |  |  | MS |  |  | OT |  |  | SS |  |  | NC |  |  | BW | 6 | 1955 | 12 | 2006 | 437 | 27.3 | 0 | 0 | 0 |  | BIT | [7 empty] | FF |  |  | 90% | 90% | 128468 | D | N
17633 | Southern Indiana Gas & Elec Co | 1012 | F B Culley | IN | 2 | OP | N | N |  |  |  | ST | ST | St | 0.33 | 2.79 |  | PB | DP | NP | NV | NV | YR | 1972 | 1995 | 1997 | MS |  |  | MS |  |  | MS |  |  | IF |  |  | NC |  |  | BW | 12 | 1966 |  |  | 840 | 54.6 | 0 | 0 | 0 |  | BIT | [7 empty] | FF |  |  | 90% | 90% | 209093 | D | N |  |  |  | LN |  |  | NC
17633 | Southern Indiana Gas & Elec Co | 1012 | F B Culley | IN | 3 | OP | N | N |  |  |  | ST | ST | St | 0.015 |  |  | PB | SR | NP | NV | MO | MO | 2006 | 2003 | 2003 | MS |  |  | MS |  |  | MS |  |  | NC |  |  | NC |  |  | BW | 4 | 1973 |  |  | 2000 | 112.5 | 0 | 0 | 0 |  | BIT | [7 empty] | OF |  |  | 90% | 90% | 557733 | D | N |  |  |  | LN | SR |  | NC
6235 | Public Works Comm-City of Fayetteville | 1016 | Butler-Warner Generation Plant | NC | 1 | OP
6235 | Public Works Comm-City of Fayetteville | 1016 | Butler-Warner Generation Plant | NC | 2 | OP
6235 | Public Works Comm-City of Fayetteville | 1016 | Butler-Warner Generation Plant | NC | 3 | OP
4508 | Crawfordsville Elec, Lgt & Pwr | 1024 | Crawfordsville | IN | 5 | OP | N
4508 | Crawfordsville Elec, Lgt & Pwr | 1024 | Crawfordsville | IN | 6 | OP | N
11142 | City of Logansport - (IN) | 1032 | Logansport | IN | 5 | OP | N
11142 | City of Logansport - (IN) | 1032 | Logansport | IN | 6 | OP | N
14839 | City of Peru - (IN) | 1037 | Peru | IN | 2 | OP | N
14839 | City of Peru - (IN) | 1037 | Peru | IN | 5 | OP | N
15989 | City of Richmond - (IN) | 1040 | Whitewater Valley | IN | 1 | OP
15989 | City of Richmond - (IN) | 1040 | Whitewater Valley | IN | 2 | OP
9267 | Hoosier Energy R E C, Inc | 1043 | Frank E Ratts | IN | 1SG1 | OP | N | N |  |  |  | ST | FD | FD | 0.35 | 2.5 | 0.25 | PB | DP | NP | NV | MO | MO | 1976 | 2012 | 2012 | MS |  |  | MS |  |  | MS |  |  | OT | SS |  | OT | SS |  | RS | 5 | 1970 |  |  | 830 | 57 | 0 | 0 | 0 |  | BIT | [7 empty] | FF |  |  | 90% | 90% | 235000 | D | N |  |  |  | LN | OV |  | LN | OV
9267 | Hoosier Energy R E C, Inc | 1043 | Frank E Ratts | IN | 2SG1 | OP | N | N |  |  |  | ST | FD | FD | 0.35 | 2.5 | 0.25 | PB | DP | NP | NV | MO | MO | 1976 | 2012 | 2012 | MS |  |  | MS |  |  | MS |  |  | OT | SS |  | OT | SS |  | RS | 5 | 1970 |  |  | 830 | 57 | 0 | 0 | 0 |  | BIT | [7 empty] | FF |  |  | 90% | 90% | 235000 | D | N |  |  |  | OV | LN |  | LN | OV
9417 | Interstate Power and Light Co | 1046 | Dubuque | IA | 1 | OP | N | [34 empty] | RS |  |  | 12 | 2014 | 400 | 25.1 |  | 528.3 | 0 |  | NG | SUB | [6 empty] | FF |  |  | 90% | 90% | 124200 | D | N
9417 | Interstate Power and Light Co | 1046 | Dubuque | IA | 5 | OP | N | [34 empty] | RS |  |  | 12 | 2014 | 200 | 12.3 |  | 258.3 | 0 |  | NG | SUB | [6 empty] | FF |  |  | 90% | 90% | 59000 | D | N
9417 | Interstate Power and Light Co | 1046 | Dubuque | IA | 6 | OP | N | [34 empty] | CE |  |  | 12 | 2014 | 150 | 8.9 |  | 191.3 | 0 |  | NG | SUB | [6 empty] | FF |  |  | 90% | 80% | 43200 | D | N
9417 | Interstate Power and Light Co | 1047 | Lansing | IA | 1 | RE | N | N |  |  |  | ST | ST | NA | 0.6 |  |  | PB | DP |  | PS | TH |  | 1975 | 1975 |  | MS |  |  | MS | [5 empty] | NC |  |  | NC |  |  | RS | 6 | 1948 | 2 | 2006 | 120 | 7.4 | 0 | 0 | 0 |  | BIT | SUB | DFO | [5 empty] | FF |  |  | 80% | 80% | 32120 | D | N
9417 | Interstate Power and Light Co | 1047 | Lansing | IA | 2 | RE | N | N |  |  |  | ST | ST | NA | 0.6 |  |  | PB | DP |  | PS | TH |  | 1975 | 1975 |  | MS |  |  | MS | [5 empty] | NC |  |  | NC |  |  | RS | 6 | 1949 | 11 | 2010 | 120 | 7.4 | 0 | 0 | 0 |  | BIT | SUB | DFO | [5 empty] | FF |  |  | 80% | 80% | 32120 | D | N
9417 | Interstate Power and Light Co | 1047 | Lansing | IA | 3 | SB | N | N |  |  |  | ST | ST | NA | 60 | 410 |  | PH | DH | NP | PS | TH |  | 1975 | 1975 |  | MS |  |  | MS | [5 empty] | NC |  |  | NC |  |  | RS | 6 | 1957 | 12 | 2014 | 300 | 18.5 | 0 | 0 | 0 |  | BIT | SUB | DFO | [5 empty] | FF |  |  | 90% | 90% | 79970 | D | N
9417 | Interstate Power and Light Co | 1047 | Lansing | IA | 4 | OP | D | Y | 3 | 2010 | 75-A-014-p9 | FD | FD | FD | 260 | 1.2 | 0.7 | PH | DP | NP | PS | TH | TH | 1977 | 1977 | 1977 | MS |  |  | MS |  |  | MS |  |  | NC |  |  | IF |  |  | RS | 6 | 1977 |  |  | 1920 | 162.3 | 0 | 0 | 0 |  | SUB | DFO | [6 empty] | OF |  |  | 90% | 90% | 770166 | D | N |  |  |  | SR | LN
9417 | Interstate Power and Light Co | 1048 | Milton L Kapp | IA | 1 | RE | N | N |  |  |  | ST | ST | NA | 0.8 |  |  | PB | DM |  | PS | NS |  | 1975 | 1990 |  | MS |  |  | MS | [5 empty] | SS |  |  | NC |  |  | BW | 6 | 1947 | 11 | 2010 |  | 0 | 0 |  | 0 |  | NG | [7 empty] | FF | [6 empty] | N
9417 | Interstate Power and Light Co | 1048 | Milton L Kapp | IA | 2 | OP | N | N |  |  |  | ST | ST | ST | 0.32 | 4.3 | 0.45 | PB | DP | NP | PS | TH | MO | 1975 | 1990 | 2002 | MS |  |  | MS |  |  | MS |  |  | SS |  |  | NC |  |  | CE | 5 | 1967 |  |  | 1415 | 125.3 | 0 | 480 | 0 |  | SUB | NG | [6 empty] | TF |  |  | 80% | 90% | 386540 | D | N |  |  |  | OV | LN | LA | NC
9417 | Interstate Power and Light Co | 1058 | Sixth Street | IA | 2 | RE | N | [37 empty] | 11 | 2010
9417 | Interstate Power and Light Co | 1058 | Sixth Street | IA | 3 | RE | N | [37 empty] | 11 | 2010
9417 | Interstate Power and Light Co | 1058 | Sixth Street | IA | 4 | RE | N | [37 empty] | 11 | 2010
9417 | Interstate Power and Light Co | 1058 | Sixth Street | IA | 5 | RE | N | [37 empty] | 11 | 2010
55269 | NextEra Energy Duane Arnold LLC | 1060 | Duane Arnold Energy Center | IA | NSS1 | OP
9417 | Interstate Power and Light Co | 1073 | Prairie Creek | IA | 1 | OP | N | Y | 6 | 1997 | 97-A-998-S1 | ST | ST | NA | 0.16 | 5 | 235 | PB | DP | NH | PS | WO | NS | 1975 | 1975 | 1995 | MS |  |  | MS |  |  | MS |  |  | SS |  |  | NC |  |  | FW | 6 | 1950 |  |  | 170 | 14.6 | 0 | 275 | 0 |  | SUB | NG | [6 empty] | SS |  |  | 80% | 80% | 51950 | D | Y |  |  |  | NC |  |  | NC
9417 | Interstate Power and Light Co | 1073 | Prairie Creek | IA | 2 | OP | N | Y | 6 | 1997 | 97-A-998-S1 | ST | ST | St | 0.16 | 5 | 235 | PB | DP | NH | PS | WO | NS | 1975 | 1975 | 1995 | MS |  |  | MS |  |  | MS |  |  | SS |  |  | NC |  |  | FW | 6 | 1950 |  |  | 190 | 18.1 | 0 | 275 | 0 |  | SUB | NG | [6 empty] | SS |  |  | 80% | 80% | 51950 | D | Y |  |  |  | NC |  |  | NC
9417 | Interstate Power and Light Co | 1073 | Prairie Creek | IA | 3 | OP | N | Y | 8 | 2008 | 08-A-181-P | LO | ST | NA | 0.16 | 495.9 | 0.46 | PB | DH | NP | PS | DA | MO | 1975 | 1975 | 2010 | MS |  |  | MS | [5 empty] | SS |  |  | NC |  |  | RS | 6 | 1958 |  |  | 450 | 28 | 0 | 593 | 0 |  | SUB |  | NG | [5 empty] | FF |  |  | 90% | 90% | 114444 | D | N |  |  |  | OV
9417 | Interstate Power and Light Co | 1073 | Prairie Creek | IA | 4 | OP | N | N |  |  |  | LO | LO | NA | 0.16 | 1289.3 |  | PB | DH |  | PS | DA |  | 1975 | 1975 |  | MS |  |  | MS | [5 empty] | SS |  |  | NC |  |  | RS | 6 | 1967 |  |  | 950 | 62.3 | 0 | 1358 | 0 |  | SUB |  | NG | [5 empty] | FF |  |  | 90% | 90% | 263601 | D | N
9417 | Interstate Power and Light Co | 1077 | Sutherland | IA | 1 | OP | N | N |  |  |  | ST | ST | ST | 0.38 | 1.9 | 0.4 | PB | DP | NP | PS | DA | MO | 1976 | 2001 | 2003 | MS |  |  | MS |  |  | MS |  |  | SS | [5 empty] | RS | 6 | 1955 | 12 | 2016 | 300 | 21 | 0 | 387 | 0 |  | NG | SUB | PC | [5 empty] | FF |  |  | 80% | 80% | 81020 | D | N |  |  |  | LN
9417 | Interstate Power and Light Co | 1077 | Sutherland | IA | 2 | RE | N | N |  |  |  | ST | ST | ST | 0.38 |  |  | PB | DP | NP | PS | DA | MO | 1976 | 2001 | 2003 | MS |  |  | MS |  |  | MS |  |  | SS | [5 empty] | RS | 6 | 1955 | 11 | 2010 | 300 | 21 | 0 | 370 | 0 |  | SUB | PC | NG | [5 empty] | FF |  |  | 80% | 90% | 76500 | D | N |  |  |  | LN
9417 | Interstate Power and Light Co | 1077 | Sutherland | IA | 3 | OP | N | N |  |  |  | ST | ST | NA | 0.38 | 3.2 |  | PB | DP |  | PS | DA |  | 1977 | 2001 |  | MS |  |  | MS | [5 empty] | SS | [5 empty] | BW | 6 | 1961 | 12 | 2016 | 575 | 42 | 0 | 810 | 0 |  | NG | SUB | PC | [5 empty] | CY |  |  | 80% | 80% | 151650 | W | Y |  |  |  | OV | SN
12341 | MidAmerican Energy Co | 1081 | Riverside | IA | 6 | RE | N |  |  |  |  | ST | ST | NA | 0.6 |  |  | PB | DP |  | NV | TH |  | 1981 | 1977 |  | MS |  |  | MS | [5 empty] | NC | [5 empty] | RS | 6 | 1944 | 12 | 2006 | 250 | 14.7 | 0 | 301 | 0 |  | SUB | NG | [6 empty] | FF |  |  | 80% | 80% | 52000 | D | N
12341 | MidAmerican Energy Co | 1081 | Riverside | IA | 7 | OP | N | N |  |  |  | ST | ST | NA | 0.39 |  |  | PB | DP |  | NV | TH |  | 1981 | 2006 |  | MS |  |  | MS | [5 empty] | NC |  |  | NC |  |  | RS | 6 | 1949 |  |  | 300 | 14.3 | 0 | 295 | 0 |  | SUB | NG | [6 empty] | FF |  |  | 90% | 80% | 51000 | D | N
12341 | MidAmerican Energy Co | 1081 | Riverside | IA | 8 | OP | N | N |  |  |  | ST | ST | NA | 0.39 |  |  | PB | DP |  | NV | TH |  | 1981 | 2006 |  | MS |  |  | MS | [5 empty] | NC |  |  | NC |  |  | RS | 6 | 1949 |  |  | 300 | 14.3 | 0 | 293 | 0 |  | SUB | NG | [6 empty] | FF |  |  | 90% | 80% | 50600 | D | N
12341 | MidAmerican Energy Co | 1081 | Riverside | IA | 9 | OP | N | N |  |  |  | ST | ST | FD | 0.39 |  |  | PB | DP | NP | NV | TH | YR | 1981 | 2006 | 1995 | MS |  |  | MS |  |  | MS |  |  | SS |  |  | SS |  |  | CE | 6 | 1961 |  |  | 860 | 61.5 | 0 | 1280 | 0 |  | SUB | NG | [6 empty] | TF |  |  | 90% | 90% | 221000 | D | N |  |  |  | LN | OV | OT | LN | OV | OT
12341 | MidAmerican Energy Co | 1082 | Walter Scott Jr Energy Center | IA | 1 | OP | N | N |  |  |  | ST | ST | St | 229.6 |  |  | PH | DH | OT | NV | TH | YR | 2008 | 2005 | 2005 | MS |  |  | MS |  |  | MS |  |  | NC |  |  | NC |  |  | BW | 2 | 1954 |  |  | 425 | 24.8 | 0 | 556.2 | 0 |  | SUB | [7 empty] | FF |  |  | 90% | 90% | 151209 | D | N |  |  |  | LN | OT |  | LN | OT
12341 | MidAmerican Energy Co | 1082 | Walter Scott Jr Energy Center | IA | 2 | OP | N | Y | 3 | 2008 | 72-A-173-P3 | ST | ST | St | 327.25 |  |  | PH | DP | OT | NV | TH | YR | 2008 | 2002 | 2008 | MS |  |  | MS |  |  | MS |  |  | NC |  |  | NC |  |  | CE | 2 | 1958 |  |  | 630 | 40.9 | 0 | 878.6 | 0 |  | SUB | NG | [6 empty] | TF |  |  | 90% | 90% | 246597 | D | N |  |  |  | LN | OV | OT | LN | OV | OT
12341 | MidAmerican Energy Co | 1082 | Walter Scott Jr Energy Center | IA | 3 | OP | D | Y | 9 | 2006 | 75-A-357-P5 | ST | ST | St | 0.027 |  |  | PB | DP | NH | NV | TH | YR | 2009 | 2009 | 2006 | MS |  |  | MS |  |  | MS |  |  | IF |  |  | IF |  |  | BW | 12 | 1978 |  |  | 4985 | 448 | 0 | 0 | 0 |  | SUB | [7 empty] | OF |  |  | 80% | 80% | 1500000 | D | N |  |  |  | LN | OV | OT | LN | OV | OT
12341 | MidAmerican Energy Co | 1082 | Walter Scott Jr Energy Center | IA | 4 | OP | Da | Y | 6 | 2003 | 03-A-425-P2 | FD | FD | FD | 0.027 |  |  | PB | DP | NP | DT | MO | MO | 2007 | 2007 | 2007 | OT |  |  | OT |  |  | OT |  |  | IF |  |  | IF |  |  | HT | 6 | 2007 |  |  | 5578 | 440.2 | 0 | 0 | 0 |  | SUB | [7 empty] | OF |  |  | 90% | 90% | 1672643 | D | N |  |  |  | LN | OV | SR | LN | OV | SR
12341 | MidAmerican Energy Co | 1091 | George Neal North | IA | 1 | OP | N | Y | 12 | 2005 | 05-A-878-P | ST | ST | St | 0.5 |  |  | PB | DP | OT | NV | TH | YR | 1977 | 2002 | 2005 | MS |  |  | MS |  |  | MS |  |  | SS |  |  | SS |  |  | BW | 5 | 1964 |  |  | 1050 | 70 | 0 | 1452 | 0 |  | SUB | NG | [6 empty] | CY |  |  | 90% | 90% | 260000 | W | N |  |  |  | OV | OT |  | OV | OT
12341 | MidAmerican Energy Co | 1091 | George Neal North | IA | 2 | OP | N | Y | 9 | 2007 | 07-A-951-P | ST | ST | St | 0.3 |  |  | PB | DP | OT | NV | TH | YR | 1978 | 2002 | 2007 | MS |  |  | MS |  |  | MS |  |  | SS |  |  | SS |  |  | FW | 5 | 1972 |  |  | 2320 | 155 | 0 | 0 | 0 |  | SUB | [7 empty] | FF |  |  | 90% | 90% | 574800 | D | N |  |  |  | LN | OV | OT | LN | OV | OT
12341 | MidAmerican Energy Co | 1091 | George Neal North | IA | 3 | OP | N | N |  |  |  | ST | ST | St | 0.17 |  |  | PB | DP | NP | NV | TH | MO | 1979 | 2002 | 2005 | MS |  |  | MS |  |  | MS |  |  | SS |  |  | IF |  |  | FW | 12 | 1975 |  |  | 3805 | 234.5 | 0 | 0 | 0 |  | SUB | [7 empty] | OF |  |  | 90% | 90% | 996800 | D | N |  |  |  | LN | OV | OT | LN | OV | SN
9417 | Interstate Power and Light Co | 1104 | Burlington | IA | 1 | OP | N | N |  |  |  | ST | ST | St | 0.8 |  |  | PB | DP | NP | PS | TH | MO | 1968 | 1968 | 1996 | MS |  |  | MS |  |  | MS |  |  | SS |  |  | NC |  |  | CE | 6 | 1968 |  |  | 1425 | 89.2 | 0 | 0 | 0 |  | SUB | [7 empty] | TF |  |  | 90% | 90% | 408562 | D | N |  |  |  | LN | OV | AA | NC
554 | City of Ames - (IA) | 1122 | Ames Electric Services Power Plant | IA | 7 | OP | N | N |  |  |  | ST | ST | St | 0.8 |  |  | PB | DP | NP | PS | TH | YR | 2003 | 2003 | 2008 | MS |  |  | MS |  |  | MS |  |  | SS |  |  | NC |  |  | CE | 5 | 1968 |  |  | 360 | 22.8 |  |  |  |  | SUB | [7 empty] | TF |  |  | 90% | 90% | 85111 | D | N |  |  |  | LA |  |  | NC
554 | City of Ames - (IA) | 1122 | Ames Electric Services Power Plant | IA | 8 | OP | D | N |  |  |  | ST | ST | St | 0.1 |  |  | PB | DP | NP | PS | TH | YR | 1982 | 1982 | 2008 | MS |  |  | MS |  |  | MS |  |  | SS |  |  | NC |  |  | BW | 6 | 1982 |  |  | 620 | 40.7 |  |  |  |  | SUB | [7 empty] | FF |  |  | 80% | 90% | 157267 | D | N |  |  |  | OV |  |  | LN
3203 | Cedar Falls Utilities | 1131 | Streeter Station | IA | 6 | OP
3203 | Cedar Falls Utilities | 1131 | Streeter Station | IA | 7 | OP
13143 | Board of Water Electric & Communications | 1167 | Muscatine Plant #1 | IA | 7 | OP | N | N |  |  |  | ST | ST | NA | 0.42 |  |  | PB | DP |  | OH | TH |  | 1975 | 1996 |  | MS |  |  | MS | [5 empty] | SS |  |  | SS |  |  | WI | 6 | 1958 | 12 | 2026 | 215 | 13.4 | 0 | 294 | 0 |  | SUB | NG | [6 empty] | SS | OF |  | 80% | 90% | 58920 | D | Y
13143 | Board of Water Electric & Communications | 1167 | Muscatine Plant #1 | IA | 8 | OP | N | N |  |  |  | ST | ST | St | 0.3 |  |  | PB | DP | NP | OH | TH | OT | 1977 | 1996 | 2008 | MS |  |  | MS |  |  | MS |  |  | SS |  |  | SS |  |  | BW | 6 | 1969 | 12 | 2026 | 680 | 35.2 | 0 | 845 | 0 |  | SUB | NG | [6 empty] | CY |  |  | 90% | 90% | 150630 | W | Y |  |  |  | OV | LA |  | OV | LA
13143 | Board of Water Electric & Communications | 1167 | Muscatine Plant #1 | IA | 9 | OP | Db | N |  |  |  | FD | FD | St | 0.03 |  |  | PB | DP | NP | OH | DA | YR | 1983 | 1983 | 2008 | MS |  |  | MS |  |  | MS |  |  | NC |  |  | NC |  |  | CE | 4 | 1983 | 12 | 2033 | 1100 | 103.7 | 0 | 0 | 0 |  | SUB | [7 empty] | TF |  |  | 90% | 90% | 326710 | D | N |  |  |  | AA | LA |  | AA | LA
14645 | City of Pella - (IA) | 1175 | Pella | IA | 6 | OP
14645 | City of Pella - (IA) | 1175 | Pella | IA | 7 | OP
14645 | City of Pella - (IA) | 1175 | Pella | IA | 8 | OP
4363 | Corn Belt Power Coop | 1217 | Earl F Wisdom | IA | 1 | OP
3258 | Central Iowa Power Cooperative | 1218 | Fair Station | IA | 1 | OP
3258 | Central Iowa Power Cooperative | 1218 | Fair Station | IA | 2 | OP
18315 | Sunflower Electric Power Corp | 1230 | Cimarron River | KS | 1 | OP | N
18315 | Sunflower Electric Power Corp | 1233 | Fort Dodge | KS | 4 | OP | N | N |  |  |  | ST | ST | NA | 40 | 3 |  | OP | DP |  | NV | NV |  | 1971 | 1971 |  | MS |  |  | MS | [5 empty] | NC |  |  | NC |  |  | BW | 6 | 1969 |  |  | 1100 |  | 266 | 1578 | 0 |  | NG | [7 empty] | FF |  |  | 90% | 80% | 272775 |  | N
18315 | Sunflower Electric Power Corp | 1235 | Great Bend | KS | 3 | OP | N
5860 | Empire District Electric Co | 1239 | Riverton | KS | 39 | OP | N
5860 | Empire District Electric Co | 1239 | Riverton | KS | 40 | OP | N
5860 | Empire District Electric Co | 1239 | Riverton | KS | HSG121 | PL
5860 | Empire District Electric Co | 1239 | Riverton | KS | HSG122 | PL
10005 | Kansas Gas & Electric Co | 1240 | Gordon Evans Energy Center | KS | 1 | OP | N | N |  |  |  | ST | ST | NA | 0.14 | 3 |  | PB | DP |  | PS | TH |  | 1971 | 1971 |  | MS |  |  | MS | [5 empty] | NC |  |  | NC |  |  | RS | 6 | 1961 |  |  | 1020 | 0 |  | 1690 | 0 |  | NG | [7 empty] | FF |  |  | 80% | 90% | 252390 |  | N
10005 | Kansas Gas & Electric Co | 1240 | Gordon Evans Energy Center | KS | 2 | OP | N | N |  |  |  | ST | ST | NA | 0.14 | 3 |  | PB | DP |  | PS | TH |  | 1971 | 1971 |  | MS |  |  | MS | [5 empty] | NC |  |  | NC |  |  | RS | 6 | 1967 |  |  | 2700 | 0 |  | 3930 | 0 |  | NG | [7 empty] | FF |  |  | 90% | 90% | 665780 |  | N
10000 | Kansas City Power & Light Co | 1241 | La Cygne | KS | 1 | OP | N | N |  |  |  | ST | ST | St | 0.12 | 3 | 0.15 | PB | DP | NP | PS | TH | YR | 1977 | 1977 | 2000 | MS |  |  | MS |  |  | OT |  |  | NC |  |  | IF |  |  | BW | 6 | 1973 |  |  | 6193 | 463.4 | 0 | 0 | 0 |  | SUB | BIT | [6 empty] | CY |  |  | 80% | 90% | 1659000 | W | N |  |  |  | SR | OV |  | NC
10000 | Kansas City Power & Light Co | 1241 | La Cygne | KS | 2 | OP | D | Y | 10 | 2008 | 012006-019D | FD | FD | FD | 0.1 | 1.2 | 0.7 | PB | DP | NP | PS | TH | YR | 1977 | 1977 | 1996 | MS |  |  | MS |  |  | MS |  |  | NC |  |  | IF |  |  | BW | 5 | 1977 |  |  | 4725 | 402.2 | 0 | 0 | 0 |  | SUB | [7 empty] | OF |  |  | 90% | 80% | 1375700 | D | N |  |  |  | LN |  |  | SR | OV | LN
10005 | Kansas Gas & Electric Co | 1242 | Murray Gill | KS | 1 | OP | N | N |  |  |  | ST | ST | NA | 0.15 | 3 |  | PB | DP |  | PS | TH |  | 1971 | 1971 |  | MS |  |  | MS | [5 empty] | NC |  |  | NC |  |  | FW | 5 | 1952 |  |  | 425 | 0 |  | 597 | 0 |  | NG | [7 empty] | FF |  |  | 80% | 80% | 107100 |  | N
10005 | Kansas Gas & Electric Co | 1242 | Murray Gill | KS | 2 | OP | N | N |  |  |  | ST | ST | NA | 0.15 | 3 |  | PB | DP |  | PS | TH |  | 1971 | 1971 |  | MS |  |  | MS | [5 empty] | NC |  |  | NC |  |  | FW | 2 | 1954 |  |  | 625 | 0 |  | 966 | 0 |  | NG | [7 empty] | FF |  |  | 80% | 80% | 159000 |  | N
10005 | Kansas Gas & Electric Co | 1242 | Murray Gill | KS | 3 | OP | N | N |  |  |  | ST | ST | NA | 0.15 | 3 |  | PB | DP |  | PS | TH |  | 1971 | 1971 |  | MS |  |  | MS | [5 empty] | NC |  |  | NC |  |  | FW | 6 | 1956 |  |  | 800 | 0 |  | 1184 | 0 |  | NG | [7 empty] | FF |  |  | 80% | 90% | 227000 |  | N
10005 | Kansas Gas & Electric Co | 1242 | Murray Gill | KS | 4 | OP | N | N |  |  |  | ST | ST | NA | 0.15 | 3 |  | PB | DP |  | PS | TH |  | 1971 | 1971 |  | MS |  |  | MS | [5 empty] | NC |  |  | NC |  |  | FW | 4 | 1959 |  |  | 800 | 0 |  | 1184 | 0 |  | NG | [7 empty] | FF |  |  | 80% | 90% | 227000 |  | N
10005 | Kansas Gas & Electric Co | 1243 | Neosho | KS | 7 | RE | N
22500 | Westar Energy Inc | 1248 | Hutchinson Energy Center | KS | 1 | RE | N | N |  |  |  | ST | ST | NA | 0.16 |  |  | PB | DP |  | PS | TH |  | 1971 | 1971 |  | MS |  |  | MS | [5 empty] | NC |  |  | NC |  |  | CE | 6 | 1950 | 3 | 2007 | 270 | 0 |  | 363.7 | 0 |  | NG | RFO | [6 empty] | FF |  |  | 80% | 80% | 57756 |  | N
22500 | Westar Energy Inc | 1248 | Hutchinson Energy Center | KS | 2 | RE | N | N |  |  |  | ST | ST | NA | 0.16 |  |  | PB | DP |  | PS | TH |  | 1971 | 1971 |  | MS |  |  | MS | [5 empty] | NC |  |  | NC |  |  | CE | 6 | 1950 | 3 | 2007 | 270 | 0 | 56.2 | 363.7 | 0 |  | NG | RFO | [6 empty] | FF |  |  | 80% | 80% | 57756 |  | N
22500 | Westar Energy Inc | 1248 | Hutchinson Energy Center | KS | 3 | RE | N | N |  |  |  | ST | ST | NA | 0.16 |  |  | PB | DP |  | PS | TH |  | 1971 | 1971 |  | MS |  |  | MS | [5 empty] | NC |  |  | NC |  |  | CE | 9 | 1951 | 3 | 2007 | 270 | 0 | 56.2 | 363.7 | 0 |  | NG | RFO | [6 empty] | FF |  |  | 80% | 80% | 57756 |  | N
22500 | Westar Energy Inc | 1248 | Hutchinson Energy Center | KS | 4 | OP | N | N |  |  |  | ST | ST | NA | 0.17 | 3 |  | PB | DP |  | PS | TH |  | 1971 | 1971 |  | MS |  |  | MS | [5 empty] | NC |  |  | NC |  |  | CE | 5 | 1965 |  |  | 1350 | 0 |  | 1520 | 0 |  | NG | [7 empty] | TF |  |  | 80% | 90% | 288779 |  | N
22500 | Westar Energy Inc | 1250 | Lawrence Energy Center | KS | 3 | OP | N | N |  |  |  | ST | ST | FD | 0.13 | 3 | 0.4 | PB | DP | NP | PS | TH | YR | 1971 | 1971 | 2000 | MS |  |  | MS |  |  | MS |  |  | NC |  |  | NC |  |  | CE | 1 | 1955 |  |  | 350 | 30 | 108 | 644 | 0 |  | SUB | NG | [6 empty] | TF |  |  | 80% | 80% | 134985 | D | N |  |  |  | NC |  |  | NC
22500 | Westar Energy Inc | 1250 | Lawrence Energy Center | KS | 4 | OP | N | N |  |  |  | ST | ST | FD | 0.13 | 3 | 0.4 | PB | DP | NP | PS | TH | YR | 1971 | 1971 | 2000 | MS |  |  | MS |  |  | MS |  |  | NC |  |  | NC |  |  | CE | 3 | 1960 |  |  | 842 | 64 | 206 | 1225 | 0 |  | SUB | NG | [6 empty] | TF |  |  | 90% | 90% | 287968 | D | N |  |  |  | NC |  |  | NC
22500 | Westar Energy Inc | 1250 | Lawrence Energy Center | KS | 5 | OP | N | N |  |  |  | ST | ST | FD | 0.13 | 3 | 0.4 | PB | DP | NP | PS | TH | YR | 1971 | 1971 | 2000 | MS |  |  | MS |  |  | MS |  |  | NC |  |  | NC |  |  | CE | 5 | 1971 |  |  | 2805 | 205 | 0 | 4150 | 0 |  | SUB | NG | [6 empty] | TF |  |  | 90% | 90% | 922400 | D | N |  |  |  | NC |  |  | NC
22500 | Westar Energy Inc | 1252 | Tecumseh Energy Center | KS | 10 | OP | N | Y | 3 | 2008 | 1770030 | ST | ST | NA | 0.16 | 3 |  | PB | DP |  | PS | TH |  | 1971 | 1971 |  | MS |  |  | MS | [5 empty] | NC |  |  | NC |  |  | CE | 4 | 1962 |  |  | 1100 | 86.7 | 286 | 1770 | 0 |  | SUB | NG | [6 empty] | TF |  |  | 90% | 90% | 552806 | D | N
22500 | Westar Energy Inc | 1252 | Tecumseh Energy Center | KS | 9 | OP | N | Y | 3 | 2008 | 1770030 | ST | ST | NA | 0.16 | 3 |  | PB | DP |  | PS | TH |  | 1971 | 1971 |  | MS |  |  | MS | [5 empty] | NC |  |  | NC |  |  | CE | 8 | 1957 |  |  | 635 | 40.4 | 133 | 826.5 | 0 | 635 | SUB | NG | [6 empty] | TF |  |  | 90% | 90% | 280528 | D | N
3892 | City of Coffeyville - (KS) | 1271 | Coffeyville | KS | 4 | OP | N
3892 | City of Coffeyville - (KS) | 1271 | Coffeyville | KS | 5 | OP | N
9996 | City of Kansas City - (KS) | 1294 | Kaw | KS | 1 | SC | N | N |  |  |  | LO | FD | NA | 20 |  |  | OP | OT |  | SM | NV |  | 1972 | 2000 |  | MS |  |  | MS | [5 empty] | NC |  |  | NC |  |  | BW | 1 | 1955 | 1 | 2010 | 400 | 20.9 | 0 | 525.6 | 0 |  | NG | [7 empty] | FF |  |  | 80% | 80% | 81500 | W | N
9996 | City of Kansas City - (KS) | 1294 | Kaw | KS | 2 | SC | N | N |  |  |  | LO | FD | NA | 20 |  |  | OP | OT |  | SM | NV |  | 1972 | 2000 |  | MS |  |  | MS | [5 empty] | NC |  |  | NC |  |  | BW | 6 | 1957 | 6 | 2012 | 400 | 20.9 | 0 | 525.6 | 0 |  | NG | [7 empty] | FF |  |  | 90% | 90% | 81500 | W | N
9996 | City of Kansas City - (KS) | 1294 | Kaw | KS | 3 | SC | N | N |  |  |  | LO | FD | NA | 20 |  |  | OP | OT |  | SM | NV |  | 1972 | 2000 |  | MS |  |  | MS | [5 empty] | NC |  |  | NC |  |  | BW | 3 | 1962 | 3 | 2017 | 425 | 24.5 | 0 | 612 | 0 |  | NG | [7 empty] | CY |  |  | 80% | 80% | 110100 | W | N
9996 | City of Kansas City - (KS) | 1295 | Quindaro | KS | 1 | OP | N | N |  |  |  | LO | FD | NA | 20 |  |  | OP | OT |  | SM | NV |  | 1982 | 2000 |  | MS |  |  | MS | [5 empty] | SS |  |  | NC |  |  | BW | 5 | 1965 | 5 | 2020 | 575 | 35.2 | 0 | 865 | 0 |  | SUB | NG | [6 empty] | CY |  |  | 90% | 90% | 149900 | W | N
9996 | City of Kansas City - (KS) | 1295 | Quindaro | KS | 2 | OP | N | N |  |  |  | LO | FD | FD | 20 |  |  | OP | OT | NP | SM | NV | NV | 1982 | 2000 | 2005 | MS |  |  | MS |  |  | MS |  |  | SS |  |  | ND |  |  | RS | 12 | 1971 | 12 | 2028 | 1125 | 55.9 | 0 | 1758.5 | 0 |  | SUB | NG | [6 empty] | FF |  |  | 80% | 90% | 285800 | D | N | [6 empty] | LN
10713 | City of Larned - (KS) | 1299 | Larned | KS | 1 | RE
10713 | City of Larned - (KS) | 1299 | Larned | KS | 2 | RE
10713 | City of Larned - (KS) | 1299 | Larned | KS | 3 | RE
12208 | City of McPherson - (KS) | 1305 | McPherson 2 | KS | 1 | RE
15321 | City of Pratt- (KS) | 1317 | Pratt | KS | 4 | RE | N
15321 | City of Pratt- (KS) | 1317 | Pratt | KS | 5 | OP | N
20315 | City of Wellington - (KS) | 1330 | Wellington 1 | KS | 4 | OP
18315 | Sunflower Electric Power Corp | 1336 | Garden City | KS | GC3 | SB | N | N |  |  |  | ST | NA | NA | 40 |  |  | OP |  |  | NV |  |  | 1962 |  |  | MS | [14 empty] | BW | 5 | 1962 |  |  | 150 | 0 | 0 | 208 | 0 |  | NG | [7 empty] | FF |  |  | 80% | 80% | 41000 |  | N
18315 | Sunflower Electric Power Corp | 1336 | Garden City | KS | S-2 | OP | N | N |  |  |  | ST | ST | NA | 20 | 3 |  | OP | DP |  | NV | NS |  | 1973 | 1973 |  | MS |  |  | MS | [5 empty] | NC |  |  | NC |  |  | CE | 4 | 1973 |  |  | 615 | 0 | 150 | 1000 | 0 |  | NG | [7 empty] | TF |  |  | 90% | 90% | 200000 |  | N
22053 | Kentucky Power Co | 1353 | Big Sandy | KY | BSU1 | OP | N | N |  |  |  | FD | FD | FD | 0.24 |  |  | PB | DP | OT | DT | DA | YR | 1971 | 1971 | 2000 | MS |  |  | MS |  |  | MS |  |  | NC |  |  | NC |  |  | BW | 1 | 1963 |  |  | 1900 | 100 | 0 | 0 | 0 |  | BIT | [7 empty] | OF |  |  | 90% | 90% | 650000 | D | N |  |  |  | LN | OV |  | NC
22053 | Kentucky Power Co | 1353 | Big Sandy | KY | BSU2 | OP | N | N |  |  |  | FD | FD | FD | 0.24 |  |  | PB | DP | OT | DT | DA | YR | 1971 | 1971 | 2000 | MS |  |  | MS |  |  | MS |  |  | NC |  |  | IF |  |  | FW | 10 | 1969 |  |  | 1900 | 291.5 | 0 | 0 | 0 |  | BIT | [7 empty] | OF |  |  | 90% | 90% | 1825000 | D | N |  |  |  | LN | SR |  | NC
10171 | Kentucky Utilities Co | 1355 | E W Brown | KY | 1 | OP | N | N |  |  |  | ST | ST | FD | 40 | 5.15 | 0.5 | OP | DP | NP | SM | DA | YR | 1974 | 1975 | 1996 | MS |  |  | MS |  |  | MS |  |  | SS | TU | IF |  |  |  | BW | 5 | 1957 |  |  | 750 | 50 | 0 | 0 | 0 |  | BIT | [7 empty] | FF |  |  | 90% | 90% | 203111 | D | N |  |  |  | LN |  |  | NC
10171 | Kentucky Utilities Co | 1355 | E W Brown | KY | 2 | OP | N | N |  |  |  | ST | ST | FD | 40 | 5.15 | 0.45 | OP | DP | NP | SM | DA | YR | 1976 | 1975 | 1997 | MS |  |  | MS |  |  | MS |  |  | SS | TU | IF | NC |  |  | CE | 6 | 1963 |  |  | 1100 | 75 | 0 | 0 | 0 |  | BIT | [7 empty] | TF |  |  | 90% | 90% | 302888 | D | N |  |  |  | OV | LA | LN | NC
10171 | Kentucky Utilities Co | 1355 | E W Brown | KY | 3 | OP | N | N |  |  |  | FD | FD | FD | 0.03 | 0.1 | 0.07 | PB | DP | NP | NV | MO | MO | 2010 | 2010 | 2012 | MS |  |  | MS |  |  | MS |  |  | SS | TU | IF | NC |  |  | CE | 7 | 1971 |  |  | 3025 | 151 | 0 | 0 | 0 |  | BIT | [7 empty] | TF |  |  | 90% | 90% | 810810 | D | N |  |  |  | OV | LA | LN | SR
10171 | Kentucky Utilities Co | 1356 | Ghent | KY | 3 | OP | D | N |  |  |  | FD | FD | FD | 0.1 | 1.2 | 0.7 | PB | DP | NP | TH | TH | TH | 1981 | 2007 | 2004 | MS |  |  | MS |  |  | MS |  |  | IF |  |  | NC |  |  | FW | 5 | 1981 |  |  | 3800 | 227.8 | 0 | 0 | 0 |  | BIT | SUB | [6 empty] | OF |  |  | 90% | 90% | 1879000 | D | N |  |  |  | OV | LN | SR | NC
10171 | Kentucky Utilities Co | 1356 | Ghent | KY | 4 | OP | D | N |  |  |  | FD | FD | FD | 0.1 | 1.2 | 0.7 | PB | DP | NP | TH | TH | TH | 1984 | 2008 | 2000 | MS |  |  | MS |  |  | MS |  |  | IF |  |  | NC |  |  | FW | 6 | 1984 |  |  | 3800 | 227.8 | 0 | 0 | 0 |  | BIT | SUB | [6 empty] | OF |  |  | 90% | 90% | 1879000 | D | N |  |  |  | OV | LN | SR | NC
10171 | Kentucky Utilities Co | 1356 | Ghent | KY | 1 | OP | D | N |  |  |  | ST | FD | FD | 0.2 | 5.67 | 0.45 | PB | DP | NP | TH | DA | YR | 1974 | 1996 | 2004 | MS |  |  | MS |  |  | MS |  |  | IF |  |  | NC |  |  | CE | 12 | 1973 |  |  | 3800 | 219.5 | 0 | 0 | 0 |  | BIT | [7 empty] | TF |  |  | 90% | 90% | 1600000 | D | N |  |  |  | OV | LN | SR | NC
10171 | Kentucky Utilities Co | 1356 | Ghent | KY | 2 | OP | D | N |  |  |  | FD | FD | FD | 0.1 | 1.2 | 0.7 | PB | DP | NP | TH | TH | TH | 1977 | 2009 | 2004 | MS |  |  | MS |  |  | MS |  |  | IF |  |  | NC |  |  | CE | 3 | 1977 |  |  | 3800 | 231.6 | 0 | 0 | 0 |  | BIT | [7 empty] | TF |  |  | 90% | 90% | 1685000 | D | N |  |  |  | LN | OV |  | NC
10171 | Kentucky Utilities Co | 1357 | Green River | KY | 4 | OP | N | N |  |  |  | ST | ST | FD | 20 | 4.57 | 0.46 | OP | DP | NP | SM | DA | YR | 1974 | 1981 | 2000 | MS |  |  | MS |  |  | MS |  |  | NC |  |  | NC |  |  | BW | 4 | 1954 | 4 | 2015 | 660 | 36.4 | 0 | 0 | 0 |  | BIT | [7 empty] | FF |  |  | 90% | 90% | 232000 | D | N |  |  |  | LN |  |  | LN
10171 | Kentucky Utilities Co | 1357 | Green River | KY | 5 | OP | N | N |  |  |  | ST | ST | FD | 20 | 4.57 | 0.5 | OP | DP | NP | SM | DA | YR | 1975 | 1981 | 1997 | MS |  |  | MS |  |  | MS |  |  | NC |  |  | NC |  |  | BW | 7 | 1959 | 4 | 2015 | 825 | 48.4 | 0 | 0 | 0 |  | BIT | [7 empty] | FF |  |  | 90% | 90% | 436000 | D | N |  |  |  | LN |  |  | LN
10171 | Kentucky Utilities Co | 1361 | Tyrone | KY | 1 | RE | N |  |  |  |  | ST | ST | NA | 0.22 |  |  | PB | DP |  | DA | DA |  | 1972 | 1975 |  | MS |  |  | MS | [11 empty] | BW | 10 | 1947 |  |  | 150 | 0 | 83.3 | 0 | 0 |  | DFO | [7 empty] | FF |  |  | 90% | 90% | 66000 |  | N
10171 | Kentucky Utilities Co | 1361 | Tyrone | KY | 2 | RE | N |  |  |  |  | ST | ST | NA | 0.22 |  |  | PB | DP |  | DA | DA |  | 1972 | 1975 |  | MS |  |  | MS | [11 empty] | BW | 10 | 1947 |  |  | 150 | 0 | 83.3 | 0 | 0 |  | DFO | [7 empty] | FF |  |  | 90% | 90% | 66000 |  | N
10171 | Kentucky Utilities Co | 1361 | Tyrone | KY | 3 | RE | N |  |  |  |  | ST | ST | NA | 0.22 |  |  | PB | DP |  | DA | DA |  | 1972 | 1975 |  | MS |  |  | MS | [11 empty] | BW | 6 | 1948 |  |  | 150 | 0 | 83.3 | 0 | 0 |  | DFO | [7 empty] | FF |  |  | 90% | 90% | 66000 |  | N
10171 | Kentucky Utilities Co | 1361 | Tyrone | KY | 4 | RE | N |  |  |  |  | ST | ST | NA | 0.22 |  |  | PB | DP |  | DA | DA |  | 1972 | 1975 |  | MS |  |  | MS | [11 empty] | BW | 6 | 1948 |  |  | 150 | 0 | 83.3 | 0 | 0 |  | DFO | [7 empty] | FF |  |  | 90% | 90% | 66000 |  | N
10171 | Kentucky Utilities Co | 1361 | Tyrone | KY | 5 | SB | N |  |  |  |  | ST | ST | FD | 40 |  |  | OP | DP | NP | SM | DA | YR | 1976 | 1982 | 2000 | MS |  |  | MS |  |  | MS | [8 empty] | BW | 7 | 1953 |  |  | 660 | 33.8 | 0 | 0 | 0 |  | BIT | [7 empty] | FF |  |  | 90% | 90% | 274000 | D | N
11249 | Louisville Gas & Electric Co | 1363 | Cane Run | KY | 4 | OP | N | N |  |  |  | FD | FD | FD | 0.01 | 0.426 | 0.3835 | PB | DP | NP | TH | TH | TH | 2011 | 1976 | 1997 | MS |  |  | MS |  |  | MS |  |  | NC |  |  | NC |  |  | CE | 6 | 1962 | 5 | 2015 | 1200 | 78.8 | 0 | 1591 | 0 |  | BIT | [7 empty] | FF |  |  | 90% | 90% | 295616 | D | N |  |  |  | LN | OV |  | NC
11249 | Louisville Gas & Electric Co | 1363 | Cane Run | KY | 5 | OP | N | N |  |  |  | FD | FD | FD | 0.015 | 0.29 | 0.38 | PB | DP | NP | TH | TH | TH | 2011 | 1977 | 1997 | MS |  |  | MS |  |  | MS |  |  | NC |  |  | NC |  |  | RS | 6 | 1966 | 5 | 2015 | 1360 | 91 | 0 | 1840 | 0 |  | BIT | [7 empty] | FF |  |  | 90% | 90% | 378083 | D | N |  |  |  | LN |  |  | NC
11249 | Louisville Gas & Electric Co | 1363 | Cane Run | KY | 6 | OP | N | N |  |  |  | FD | FD | FD | 0.036 | 0.26 | 0.26 | PB | DP | NP | TH | TH | TH | 2011 | 1979 | 1997 | MS |  |  | MS |  |  | MS |  |  | NC |  |  | NC |  |  | CE | 6 | 1969 | 5 | 2015 | 1853 | 106 | 0 | 2137 | 0 |  | BIT | [7 empty] | TF |  |  | 90% | 90% | 467749 | D | N |  |  |  | LN | OV |  | NC
11249 | Louisville Gas & Electric Co | 1363 | Cane Run | KY | 7 | PL | Db |  |  |  |  | FD | NA | FD | [9 empty] | 2015 |  | 2015 | MS | [5 empty] | MS | [8 empty] | VO | 12 | 2015 | [8 empty] | NG | [7 empty] | OT | [6 empty] | N | [6 empty] | ND
11249 | Louisville Gas & Electric Co | 1364 | Mill Creek | KY | 1 | OP | N | N |  |  |  | FD | LO | FD | 20 | 1.2 | 0.45 | OP | DP | NP | SM | TH | YR | 1981 | 1981 | 1997 | MS |  |  | MS |  |  | MS |  |  | NC |  |  | NC |  |  | CE | 8 | 1972 |  |  | 2326 | 136.5 | 0 | 0 | 0 |  | BIT | [7 empty] | TF |  |  | 90% | 90% | 970000 | D | N |  |  |  | LN | OV | LA | NC
11249 | Louisville Gas & Electric Co | 1364 | Mill Creek | KY | 2 | OP | N | N |  |  |  | FD | LO | FD | 20 | 1.2 | 0.45 | OP | DP | NP | SM | TH | YR | 1982 | 1982 | 1997 | MS |  |  | MS |  |  | MS |  |  | NC |  |  | NC |  |  | CE | 7 | 1974 |  |  | 2326 | 136.5 | 0 | 0 | 0 |  | BIT | [7 empty] | TF |  |  | 90% | 90% | 970000 | D | N |  |  |  | LN | OV | LA | NC
11249 | Louisville Gas & Electric Co | 1364 | Mill Creek | KY | 3 | OP | D | N |  |  |  | FD | LO | FD | 20 | 1.2 | 0.5 | OP | DP | NP | SM | TH | YR | 1978 | 1978 | 1978 | MS |  |  | MS |  |  | MS |  |  | NC |  |  | NC |  |  | BW | 8 | 1978 |  |  | 3144 | 189.8 | 0 | 0 | 0 |  | BIT | [7 empty] | OF |  |  | 90% | 90% | 1430000 | D | N |  |  |  | LN | SR | LA | NC
11249 | Louisville Gas & Electric Co | 1364 | Mill Creek | KY | 4 | OP | D | N |  |  |  | FD | LO | FD | 20 | 1.2 | 0.5 | OP | DP | NP | SM | TH | YR | 1982 | 1982 | 1982 | MS |  |  | MS |  |  | MS |  |  | NC |  |  | NC |  |  | BW | 9 | 1982 |  |  | 3660 | 224.1 | 0 | 0 | 0 |  | BIT | [7 empty] | OF |  |  | 90% | 90% | 1840000 | D | N |  |  |  | LN | SR | LA | NC
14268 | City of Owensboro - (KY) | 1374 | Elmer Smith | KY | 1 | OP | N | N |  |  |  | ST | ST | NA | 0.17 |  |  | PB | DP |  | NV | NV |  | 1978 | 1978 |  | MS |  |  | MS | [5 empty] | IF |  |  | NC |  |  | BW | 6 | 1964 |  |  | 1050 | 68.5 | 0 | 0 | 0 |  | BIT | [7 empty] | CY |  |  | 90% | 90% | 370000 | W | N
14268 | City of Owensboro - (KY) | 1374 | Elmer Smith | KY | 2 | OP | N | N |  |  |  | ST | ST | St | 0.14 |  |  | PB | DP | NP | NV | NV | YR | 1978 | 1978 | 1995 | MS |  |  | MS |  |  | MS |  |  | IF |  |  | NC |  |  | CE | 7 | 1974 |  |  | 1900 | 115.8 | 0 | 0 | 0 |  | BIT | [7 empty] | TF |  |  | 90% | 90% | 775000 | D | N |  |  |  | LN |  |  | NC
18642 | Tennessee Valley Authority | 1378 | Paradise | KY | 1 | OP | N | N |  |  |  | ST | ST | FD | 0.11 |  |  | PB | DP | NP | PS | DA | YR | 1983 | 1983 | 2000 | MS |  |  | MS |  |  | MS |  |  |  | NC |  | NC |  |  | BW | 11 | 1963 |  |  | 4900 | 306 | 0 | 0 | 0 |  | BIT | [7 empty] | CY |  |  | 90% | 90% | 1182000 | W | N |  |  |  | OV |  |  | NC
18642 | Tennessee Valley Authority | 1378 | Paradise | KY | 2 | OP | N | N |  |  |  | ST | ST | FD | 0.11 |  |  | PB | DP | NP | PS | DA | YR | 1983 | 1983 | 2000 | MS |  |  | MS |  |  | MS |  |  |  | NC |  | NC |  |  | BW | 5 | 1963 |  |  | 4900 | 306 | 0 | 0 | 0 |  | BIT | [7 empty] | CY |  |  | 90% | 90% | 1182000 | W | N |  |  |  | OV |  |  | NC
18642 | Tennessee Valley Authority | 1378 | Paradise | KY | 3 | OP | N | N |  |  |  | ST | ST | FD | 0.11 |  |  | PB | DP | NP | PS | DA | YR | 1981 | 1981 | 2000 | MS |  |  | MS |  |  | MS |  |  | TU | SS | IF | NC |  |  | BW | 2 | 1970 |  |  | 8000 | 434.5 | 0 | 0 | 0 |  | BIT | [7 empty] | CY |  |  | 90% | 90% | 1855000 | W | N |  |  |  | OV |  |  | NC
18642 | Tennessee Valley Authority | 1379 | Shawnee | KY | 1 | OP | N | N |  |  |  | ST | ST | FD | 0.11 |  |  | PB | DP | NP | PS | DA | YR | 1981 | 1981 | 2000 | MS |  |  | MS |  |  | MS |  |  | NC |  |  | NC |  |  | BW | 4 | 1953 |  |  | 1000 | 58.2 | 0 | 0 | 0 |  | BIT | [7 empty] | FF |  |  | 90% | 90% | 242000 | D | N |  |  |  | OT | LN |  | NC
18642 | Tennessee Valley Authority | 1379 | Shawnee | KY | 10 | OS | Da | N |  |  |  | ST | ST | ST | 0.03 |  |  | PB | DP | NP | PS | MO | MO | 1990 | 1990 | 1990 | MS |  |  | MS |  |  | MS | OT |  | IF | NC |  | NC |  |  | CE | 12 | 1990 |  |  | 1000 | 65.5 | 0 | 0 | 0 |  | BIT | [7 empty] | FB |  |  | 90% | 90% | 313000 | D | N |  |  |  | OT |  |  | NC
18642 | Tennessee Valley Authority | 1379 | Shawnee | KY | 2 | OP | N | N |  |  |  | ST | ST | FD | 0.11 |  |  | PB | DP | NP | PS | DA | YR | 1981 | 1981 | 2000 | MS |  |  | MS |  |  | MS |  |  | NC |  |  | NC |  |  | BW | 6 | 1953 |  |  | 1000 | 58.2 | 0 | 0 | 0 |  | BIT | [7 empty] | FF |  |  | 90% | 90% | 242000 | D | N |  |  |  | LN |  |  | NC
18642 | Tennessee Valley Authority | 1379 | Shawnee | KY | 3 | OP | N | N |  |  |  | ST | ST | FD | 0.11 |  |  | PB | DP | NP | PS | DA | YR | 1981 | 1981 | 2000 | MS |  |  | MS |  |  | MS |  |  | NC |  |  | NC |  |  | BW | 10 | 1953 |  |  | 1000 | 58.2 | 0 | 0 | 0 |  | BIT | [7 empty] | FF |  |  | 90% | 90% | 242000 | D | N |  |  |  | LN |  |  | NC
18642 | Tennessee Valley Authority | 1379 | Shawnee | KY | 4 | OP | N | N |  |  |  | ST | ST | FD | 0.11 |  |  | PB | DP | NP | PS | DA | YR | 1981 | 1981 | 2000 | MS |  |  | MS |  |  | MS |  |  | NC |  |  | NC |  |  | BW | 1 | 1954 |  |  | 1000 | 58.2 | 0 | 0 | 0 |  | BIT | [7 empty] | FF |  |  | 90% | 90% | 242000 | D | N |  |  |  | LN |  |  | NC
18642 | Tennessee Valley Authority | 1379 | Shawnee | KY | 5 | OP | N | N |  |  |  | ST | ST | FD | 0.11 |  |  | PB | DP | NP | PS | DA | YR | 1980 | 1980 | 2000 | MS |  |  | MS |  |  | MS |  |  | NC |  |  | NC |  |  | BW | 10 | 1954 |  |  | 1000 | 58.2 | 0 | 0 | 0 |  | BIT | [7 empty] | FF |  |  | 90% | 90% | 242000 | D | N |  |  |  | LN |  |  | NC
18642 | Tennessee Valley Authority | 1379 | Shawnee | KY | 6 | OP | N | N |  |  |  | ST | ST | FD | 0.11 |  |  | PB | DP | NP | PS | DA | YR | 1980 | 1980 | 2000 | MS |  |  | MS |  |  | MS |  |  | NC |  |  | NC |  |  | BW | 11 | 1954 |  |  | 1000 | 58.2 | 0 | 0 | 0 |  | BIT | [7 empty] | FF |  |  | 90% | 90% | 242000 | D | N |  |  |  | LN |  |  | NC
18642 | Tennessee Valley Authority | 1379 | Shawnee | KY | 7 | OP | N | N |  |  |  | ST | ST | FD | 0.11 |  |  | PB | DP | NP | PS | DA | YR | 1980 | 1980 | 2000 | MS |  |  | MS |  |  | MS |  |  | NC |  |  | NC |  |  | BW | 12 | 1954 |  |  | 1000 | 58.2 | 0 | 0 | 0 |  | BIT | [7 empty] | FF |  |  | 90% | 90% | 242000 | D | N |  |  |  | LN |  |  | NC
18642 | Tennessee Valley Authority | 1379 | Shawnee | KY | 8 | OP | N | N |  |  |  | ST | ST | FD | 0.11 |  |  | PB | DP | NP | PS | DA | YR | 1981 | 1981 | 2000 | MS |  |  | MS |  |  | MS |  |  | NC |  |  | NC |  |  | BW | 3 | 1955 |  |  | 1000 | 58.2 | 0 | 0 | 0 |  | BIT | [7 empty] | FF |  |  | 90% | 90% | 242000 | D | N |  |  |  | LN |  |  | NC
18642 | Tennessee Valley Authority | 1379 | Shawnee | KY | 9 | OP | N | N |  |  |  | ST | ST | FD | 0.11 |  |  | PB | DP | NP | PS | DA | YR | 1981 | 1981 | 2000 | MS |  |  | MS |  |  | MS |  |  | NC |  |  | NC |  |  | BW | 7 | 1955 |  |  | 1000 | 58.2 | 0 | 0 | 0 |  | BIT | [7 empty] | FF |  |  | 90% | 90% | 242000 | D | N |  |  |  | LN |  |  | NC
1692 | Big Rivers Electric Corp | 1381 | Kenneth C Coleman | KY | C1 | OP | N | N |  |  |  | ST | ST | FD | 0.27 |  |  | PB | DP | NP | TH | DA | YR | 1969 | 1977 | 1997 | MS |  |  | MS |  |  | MS |  |  | IF |  |  | NC |  |  | FW | 9 | 1969 |  |  | 1160 | 72.5 | 0 | 0 | 0 |  | BIT | [7 empty] | FF |  |  | 90% | 90% | 521604 | W | N |  |  |  | OV |  |  | NA
1692 | Big Rivers Electric Corp | 1381 | Kenneth C Coleman | KY | C2 | OP | N | N |  |  |  | ST | ST | FD | 0.27 |  |  | PB | DP | NP | TH | DA | YR | 1969 | 1977 | 1997 | MS |  |  | MS |  |  | MS |  |  | IF |  |  | NC |  |  | FW | 7 | 1970 |  |  | 1160 | 72.5 | 0 | 0 | 0 |  | BIT | [7 empty] | FF |  |  | 90% | 90% | 521604 | W | N |  |  |  | OV |  |  | NA
1692 | Big Rivers Electric Corp | 1381 | Kenneth C Coleman | KY | C3 | OP | N | N |  |  |  | ST | ST | FD | 0.27 |  |  | PB | DP | NP | TH | DA | YR | 1972 | 1977 | 1997 | MS |  |  | MS |  |  | MS |  |  | IF |  |  | NC |  |  | RS | 12 | 1971 |  |  | 1160 | 72.5 | 0 | 0 | 0 |  | BIT | [7 empty] | RF |  |  | 90% | 90% | 534495 | W | N |  |  |  | OV |  |  | NA
1692 | Big Rivers Electric Corp | 1382 | HMP&L Station Two Henderson | KY | H1 | OP | N | N |  |  |  | ST | ST | FD | 0.21 |  |  | PB | DP | NP | TH | DA | YR | 1978 | 1980 | 1997 | MS |  |  | MS |  |  | LN |  |  | IF | CU |  | NC |  |  | RS | 6 | 1973 |  |  | 1160 | 70 | 0 | 0 | 0 |  | BIT | PC | [6 empty] | FF |  |  | 90% | 90% | 321500 | W | N |  |  |  | LN | SR |  | NA
1692 | Big Rivers Electric Corp | 1382 | HMP&L Station Two Henderson | KY | H2 | OP | N | N |  |  |  | ST | ST | FD | 0.21 |  |  | PB | DP | NP | TH | DA | YR | 1978 | 1980 | 1997 | MS |  |  | MS |  |  | LN |  |  | IF | CU |  | NC |  |  | RS | 4 | 1974 |  |  | 1160 | 70 | 0 | 0 | 0 |  | BIT | PC | [6 empty] | FF |  |  | 90% | 90% | 321500 | W | N |  |  |  | LN | SR |  | NA
1692 | Big Rivers Electric Corp | 1383 | Robert A Reid | KY | R1 | OP | N
5580 | East Kentucky Power Coop, Inc | 1384 | Cooper | KY | 1 | OP | N | Y | 9 | 2007 | CAN-04-34-KSF | ST | ST | FD | 0.23 | 3.3 | 0.5 | PB | DP | NP | NV | NV | NV | 1977 | 1977 | 1995 | MS |  |  | MS |  |  | MS |  |  | SS |  |  | NC |  |  | BW | 2 | 1965 |  |  | 825 | 42.5 | 0 | 0 | 0 |  | BIT | [7 empty] | FF |  |  | 90% | 90% | 280000 | D | N |  |  |  | LN |  |  | NA
5580 | East Kentucky Power Coop, Inc | 1384 | Cooper | KY | 2 | OP | N | Y | 9 | 2007 | CAN-04-34-KSF | ST | ST | FD | 0.23 | 3.3 | 0.5 | PB | DP | NP | NV | NV | NV | 1977 | 1977 | 1995 | MS |  |  | MS |  |  | MS |  |  | SS |  |  | IF |  |  | BW | 10 | 1969 |  |  | 1550 | 92.5 | 0 | 0 | 0 |  | BIT | [7 empty] | FF |  |  | 90% | 90% | 492000 | D | N |  |  |  | LN |  |  | SR
5580 | East Kentucky Power Coop, Inc | 1385 | Dale | KY | 1 | OP | N | N |  |  |  | ST | ST | FD | 0.22 | 1.8 | 0.46 | PB | DP | NP | NV | NV | NV | 1980 | 1977 | 1995 | MS |  |  | MS |  |  | MS |  |  | SS |  |  | NC |  |  | FW | 12 | 1954 |  |  | 220 | 10 | 0 | 0 | 0 |  | BIT | [7 empty] | FF |  |  | 90% | 90% | 45000 | D | N |  |  |  | LN | OV |  | NA
5580 | East Kentucky Power Coop, Inc | 1385 | Dale | KY | 2 | OP | N | N |  |  |  | ST | ST | FD | 0.22 | 1.8 | 0.46 | PB | DP | NP | NV | NV | NV | 1980 | 1977 | 1995 | MS |  |  | MS |  |  | MS |  |  | SS |  |  | NC |  |  | FW | 12 | 1954 |  |  | 220 | 10 | 0 | 0 | 0 |  | BIT | [7 empty] | FF |  |  | 90% | 90% | 45000 | D | N |  |  |  | LN | OV |  | NA
5580 | East Kentucky Power Coop, Inc | 1385 | Dale | KY | 3 | OP | N | Y | 9 | 2007 | CAN-04-34-KSF | ST | ST | FD | 22 | 1.8 | 0.46 | PB | DP | NP | NV | NV | YR | 1980 | 1977 | 1995 | MS |  |  | MS |  |  | MS |  |  | SS |  |  | NC |  |  | RS | 10 | 1957 |  |  | 674 | 40 | 0 | 0 | 0 |  | BIT | [7 empty] | FF |  |  | 90% | 90% | 140000 | D | N |  |  |  | LN |  |  | NA
5580 | East Kentucky Power Coop, Inc | 1385 | Dale | KY | 4 | OP | N | Y | 9 | 2007 | CAN-04-34-KSF | ST | ST | FD | 0.22 | 1.8 | 0.46 | PB | DP | NP | NV | NV | YR | 1980 | 1977 | 1995 | MS |  |  | MS |  |  | MS |  |  | SS |  |  | NC |  |  | BW | 8 | 1960 |  |  | 674 | 39 | 0 | 0 | 0 |  | BIT | [7 empty] | FF |  |  | 90% | 90% | 140000 | D | N |  |  |  | LN |  |  | NA
55936 | Entergy Gulf States - LA LLC | 1391 | Louisiana 1 | LA | 1A | OP | N | N |  |  |  | ST | ST | St | 65.2 |  |  | PH | DH | NH | NV | NV | NV | 1954 | 1954 | 1954 | MS |  |  | MS |  |  | MS |  |  | SS |  |  | NC |  |  | CE | 3 | 1954 |  |  | 500 |  |  | 783.3 |  |  | NG | [7 empty] | TF |  |  | 80% | 80% | 148400 |  | N |  |  |  | FR |  |  | NC
55936 | Entergy Gulf States - LA LLC | 1391 | Louisiana 1 | LA | 2A | OP | N | N |  |  |  | ST | ST | St | 65.2 |  |  | PH | DH | NH | NV | NV | NV | 1954 | 1954 | 1954 | MS |  |  | MS |  |  | MS |  |  | SS |  |  | NC |  |  | CE | 2 | 1954 |  |  | 500 |  |  | 783.3 |  |  | NG | [7 empty] | TF |  |  | 80% | 80% | 148400 |  | N |  |  |  | FR |  |  | NC
55936 | Entergy Gulf States - LA LLC | 1391 | Louisiana 1 | LA | 3A | OP | N | N |  |  |  | ST | ST | St | 65.2 |  |  | PH | DH | NH | NV | NV | NV | 1953 | 1953 | 1953 | MS |  |  | MS |  |  | MS |  |  | SS |  |  | NC |  |  | CE | 12 | 1953 |  |  | 552 |  |  | 783.3 |  |  | NG | [7 empty] | TF |  |  | 80% | 80% | 148400 |  | N |  |  |  | FR |  |  | NC
55936 | Entergy Gulf States - LA LLC | 1391 | Louisiana 1 | LA | 4A | OP | Db | N |  |  |  | ST | ST | St | 11.4 |  |  | PH | DH | NH | NV | OH | OH | 1987 | 1987 | 1987 | MS |  |  | MS |  |  | MS |  |  | NC |  |  | NC |  |  | DL | 6 | 1987 |  |  | 630 |  |  | 1028.1 |  | 1659 | NG | OG | [6 empty] | DB |  |  | 90% | 90% | 1035236 |  | N |  |  |  | NC |  |  | NC
55936 | Entergy Gulf States - LA LLC | 1391 | Louisiana 1 | LA | 5A | OP | Db | N |  |  |  | ST | ST | St | 17.6 |  |  | PH | DH | NH | NV | OH | OH | 1999 | 1999 | 1999 | MS |  |  | MS |  |  | MS |  |  | NC |  |  | NC |  |  | DL | 6 | 1999 |  |  | 1067 |  |  | 1573 |  | 2250 | NG | OG | [6 empty] | DB |  |  | 100% | 100% | 958161 |  | N |  |  |  | NC |  |  | NC
55936 | Entergy Gulf States - LA LLC | 1391 | Louisiana 1 | LA | 9 | OP | N | N |  |  |  | ST | ST | St | 49.1 |  |  | PH | DH | NH | NV | NV | NV | 1949 | 1949 | 1949 | MS |  |  | MS |  |  | MS |  |  | UE |  |  | NC |  |  | CE | 6 | 1949 |  |  | 500 |  |  | 617 |  |  | NG | [7 empty] | FF |  |  | 80% | 80% | 117900 |  | N |  |  |  | NC |  |  | NC
55936 | Entergy Gulf States - LA LLC | 1392 | Louisiana 2 | LA | 10 | OS | N | N |  |  |  | ST | ST | St | 43.9 |  |  | PH | DH | NH | NV | NV | NV | 1950 | 1950 | 1950 | MS |  |  | MS |  |  | MS |  |  | ND |  |  | NC |  |  | CE | 1 | 1950 |  |  | 400 |  |  | 545 |  |  | NG | [7 empty] | FF |  |  | 80% | 80% | 101900 |  | N |  |  |  | FR |  |  | NC
55936 | Entergy Gulf States - LA LLC | 1392 | Louisiana 2 | LA | 11 | OS | N | N |  |  |  | ST | ST | St | 43.9 |  |  | PH | DH | NH | NV | NV | NV | 1950 | 1950 | 1950 | MS |  |  | MS |  |  | MS |  |  | ND |  |  | NC |  |  | CE | 11 | 1950 |  |  | 400 |  |  | 545 |  |  | NG | [7 empty] | FF |  |  | 80% | 80% | 101900 |  | N |  |  |  | FR |  |  | NC
55936 | Entergy Gulf States - LA LLC | 1392 | Louisiana 2 | LA | 12 | OS | N | N |  |  |  | ST | ST | St | 65.8 |  |  | PH | DH | NH | NV | NV | NV | 1953 | 1953 | 1953 | MS |  |  | MS |  |  | MS |  |  | ND |  |  | NC |  |  | CE | 5 | 1953 |  |  | 600 |  |  | 783 |  |  | NG | [7 empty] | FF |  |  | 80% | 80% | 154000 |  | N |  |  |  | ND |  |  | NC
55936 | Entergy Gulf States - LA LLC | 1393 | R S Nelson | LA | 2A | OP | Db | N |  |  |  | ST | ST | FD | 0.03 | 0.83 | 0.6 | PB | DP | NP | MO | MO | MO | 1992 | 1992 | 1992 | MS |  |  | MS |  |  | MS |  |  | OT |  |  | NC |  |  | FW | 9 | 1992 |  |  | 825 |  | 41.3 |  |  |  | PC | NG | [6 empty] | FB |  |  | 90% |  | 370000 |  | Y |  |  |  | CF |  |  | NC
55936 | Entergy Gulf States - LA LLC | 1393 | R S Nelson | LA | 3 | OP | N | N |  |  |  | ST | ST | St | 0.6 | 0.51 | 145.83 | PB | DH | NH | NV | NV | NV | 1960 | 1960 | 1960 | MS |  |  | MS |  |  | MS |  |  | OT |  |  | NC |  |  | CE | 3 | 1960 |  |  | 1100 |  |  | 1482 |  |  | NG | [7 empty] | TF |  |  | 80% | 90% | 298300 |  | N |  |  |  | OT |  |  | NC
55936 | Entergy Gulf States - LA LLC | 1393 | R S Nelson | LA | 4 | OP | N | N |  |  |  | FD | ST | FD | 0.1 | 3.18 | 0.2 | PB | DH | NP | NV | NV | TH | 1970 | 1970 | 1970 | MS |  |  | MS |  |  | MS |  |  | OT |  |  | NC |  |  | BW | 7 | 1970 |  |  | 4021 |  |  | 5090 |  |  | NG | [7 empty] | OF |  |  | 90% | 90% | 950600 |  | N |  |  |  | FR |  |  | NC
55936 | Entergy Gulf States - LA LLC | 1393 | R S Nelson | LA | 6 | OP | D | N |  |  |  | FD | FD | FD | 0.1 | 1.2 | 0.4 | PB | DP | NP | NV | TH | TH | 1982 | 1982 | 1982 | MS |  |  | MS |  |  | MS |  |  | OT |  |  | NC |  |  | CE | 5 | 1982 |  |  | 4199 | 336.1 |  |  |  |  | SUB | [7 empty] | TF |  |  | 90% | 90% | 1247400 | W | N |  |  |  | OT | OV |  | OT
55936 | Entergy Gulf States - LA LLC | 1393 | R S Nelson | LA | 1A | OP | Db | N |  |  |  | ST | LO | FD | 0.03 | 0.83 | 0.6 | PB | DP | NP | MO | MO | MO | 1992 | 1992 | 1992 | MS |  |  | MS |  |  | MS |  |  | OT |  |  | NC |  |  | FW | 7 | 1992 |  |  | 825 |  | 41.3 |  |  |  | PC | NG | [6 empty] | FB |  |  | 90% |  | 370000 |  | Y |  |  |  | CF |  |  | NC
55936 | Entergy Gulf States - LA LLC | 1394 | Willow Glen | LA | 1 | OS | N | N |  |  |  | ST | ST | St | 103.7 |  |  | PH | DH | NH | NV | NV | NV | 1960 | 1960 | 1960 | MS |  |  | MS |  |  | MS |  |  | NC |  |  | NC |  |  | CE | 3 | 1960 |  |  | 1100 |  |  | 1464 |  |  | NG | [7 empty] | TF |  |  | 80% | 90% | 294700 |  | N |  |  |  | NC |  |  | NC
55936 | Entergy Gulf States - LA LLC | 1394 | Willow Glen | LA | 2 | OP | N | N |  |  |  | ST | ST | St | 133.9 |  |  | PH | DH | NH | NV | NV | NV | 1964 | 1964 | 1964 | MS |  |  | MS |  |  | MS |  |  | NC |  |  | NC |  |  | CE | 1 | 1964 |  |  | 1550 |  |  | 2064 |  |  | NG | [7 empty] | TF |  |  | 80% | 80% | 400100 |  | N |  |  |  | NC |  |  | NC
55936 | Entergy Gulf States - LA LLC | 1394 | Willow Glen | LA | 3 | OS | D | Y | 11 | 1984 | 229 | ST | ST | St | 590 |  |  | PH | DH | NH | NV | NV | NV | 1968 | 1968 | 1968 | MS |  |  | MS |  |  | MS |  |  | NC |  |  | NC |  |  | FW | 12 | 1968 |  |  | 4049 |  |  | 5169.3 |  |  | NG | [7 empty] | OF |  |  | 90% | 90% | 995600 |  | N |  |  |  | NC |  |  | NC
55936 | Entergy Gulf States - LA LLC | 1394 | Willow Glen | LA | 4 | OP | N | N |  |  |  | ST | ST | St | 421.36 |  |  | PH | DH | NH | NV | NV | NV | 1973 | 1973 | 1973 | MS |  |  | MS |  |  | MS |  |  | NC |  |  | NC |  |  | BW | 7 | 1973 |  |  | 4035 |  | 800 | 5090 |  |  | NG | [7 empty] | OF |  |  | 90% | 90% | 950600 |  | N |  |  |  | NC |  |  | NC
55936 | Entergy Gulf States - LA LLC | 1394 | Willow Glen | LA | 5 | OP | N | N |  |  |  | ST | ST | St | 421.36 |  |  | PH | DH | NH | NV | NV | NV | 1975 | 1975 | 1975 | MS |  |  | MS |  |  | MS |  |  | NC |  |  | NC |  |  | CE | 7 | 1976 |  |  | 4035 |  | 807.2 | 5500 |  |  | NG | [7 empty] | TF |  |  | 90% | 90% | 921800 |  | N |  |  |  | NC |  |  | NC
3737 | Cleco Evangeline LLC | 1396 | Coughlin Power Station | LA | 7-2 | OP | Db | Y | 12 | 1999 | PSD LA-635(M-1) | FD | FD | FD | 0.6 |  |  | PB | DM | NM | NV | NV | NV | 2000 | 2000 | 2000 | MS |  |  | MS |  |  | MS |  |  | NC |  |  | NC |  |  | DL | 6 | 2000 |  |  | 592 | 0 | 0 | 185 | 0 | 953 | NG | [7 empty] | DB |  |  | 90% | 90% | 781609 |  | N |  |  |  | LN | SR |  | LN | SR
3737 | Cleco Evangeline LLC | 1396 | Coughlin Power Station | LA | 6-1 | OP | Db | Y | 12 | 1999 | PSD LA-635(M-1) | FD | FD | FD | 0.6 |  |  | PB | DM | NM | NV | NV | NV | 2000 | 2000 | 2000 | MS |  |  | MS |  |  | MS |  |  | NC |  |  | NC |  |  | DL | 6 | 2000 |  |  | 691 | 0 | 0 | 327 | 0 | 953 | NG | [7 empty] | DB |  |  | 80% | 90% | 781609 |  | N |  |  |  | SR |  |  | SR
3737 | Cleco Evangeline LLC | 1396 | Coughlin Power Station | LA | 7-1 | OP | Db | Y | 12 | 1999 | PSD LA-635(M-1) | FD | FD | FD | 0.6 |  |  | PB | DM | NM | NV | NV | NV | 2000 | 2000 | 2000 | MS |  |  | MS |  |  | MS |  |  | NC |  |  | NC |  |  | DL | 6 | 2000 |  |  | 592 | 0 | 0 | 185 | 0 | 953 | NG | [7 empty] | DB |  |  | 90% | 90% | 781609 |  | N |  |  |  | LN | SR |  | LN | SR
3265 | Cleco Power LLC | 1400 | Teche | LA | 1 | OP | N | Y | 5 | 2011 | 2660-00007-V2 | ST | ST | St | 2.06 | 0.16 | 75.2 | PH | DH | NH | OH | OH | OH | 2006 | 2006 | 2006 | MS |  |  | MS |  |  | MS |  |  | NC |  |  | NC |  |  | BW | 7 | 1953 |  |  | 220 | 0 | 0 | 264.4 | 0 |  | NG | [7 empty] | FF |  |  | 80% | 80% | 46500 |  | N |  |  |  | NA |  |  | NA
3265 | Cleco Power LLC | 1400 | Teche | LA | 2 | RE | N | Y | 11 | 2009 | 2660-00007-V1 | ST | ST | St | 4.05 | 0.32 | 148.2 | PH | DH | NH | OH | OH | OH | 2006 | 2006 | 2006 | MS |  |  | MS |  |  | MS |  |  | NC |  |  | NC |  |  | RS | 5 | 1956 | 12 | 2011 | 385 | 0 | 0 | 528 | 0 |  | NG | [7 empty] | FF |  |  | 90% | 90% | 90500 |  | N |  |  |  | NA |  |  | NA
3265 | Cleco Power LLC | 1400 | Teche | LA | 3 | OP | N | Y | 5 | 2011 | 2660-00007-V2 | ST | ST | St | 120 | 2000 | 1860 | PH | DM | NH | OH | TH | OH | 2006 | 2006 | 2006 | MS |  |  | MS |  |  | MS |  |  | NC |  |  | NC |  |  | BW | 3 | 1971 |  |  | 2431 | 0 | 506.9 | 3408 | 0 |  | NG | DFO | [6 empty] | OF |  |  | 90% | 80% | 647000 |  | N |  |  |  | NA |  |  | NA
11241 | Entergy Louisiana Inc | 1402 | Little Gypsy | LA | 1 | OP | N | N |  |  |  | ST | ST | ST | 20 | 2000 |  | OP | DM |  | SM | NV |  | 1969 | 1969 | 1969 | MS |  |  | MS |  |  | MS |  |  | ND |  |  | NC | ND |  | RS | 3 | 1961 |  |  | 1550 | 0 | 390.6 | 2500 | 0 |  | NG | [7 empty] | OF |  |  | 90% | 90% | 405800 |  | N |  |  |  | ND |  |  | ND
11241 | Entergy Louisiana Inc | 1402 | Little Gypsy | LA | 2 | OP | N | N |  |  |  | ST | ST | ST | 20 | 2000 |  | OP | DM |  | SM | NV |  | 1969 | 1969 | 1969 | MS |  |  | MS |  |  | MS |  |  | ND |  |  | NC | ND |  | FW | 4 | 1966 |  |  | 2775 | 0 | 641.6 | 4260 | 0 |  | NG | [7 empty] | FF |  |  | 90% | 90% | 691600 |  | N |  |  |  | FR |  |  | ND
11241 | Entergy Louisiana Inc | 1402 | Little Gypsy | LA | 3 | OP | N | N |  |  |  | ST | ST | ST | 20 | 2000 |  | OP | DM |  | SM | NV |  | 1969 | 1969 | 1969 | MS |  |  | MS |  |  | MS |  |  | ND |  |  | NC | ND |  | FW | 3 | 1969 |  |  | 3980 | 0 | 925.9 | 5400 | 0 |  | NG | [7 empty] | OF |  |  | 90% | 90% | 933000 |  | N |  |  |  | ND |  |  | FR
11241 | Entergy Louisiana Inc | 1403 | Nine Mile Point | LA | 1 | SB | N | N |  |  |  | ST | ST | ST | 6.46 | 0.52 | 685.96 | PH | DH | NH | NV | NV | NV | 1969 | 1969 | 1969 | MS |  |  | MS |  |  | MS |  |  | NC |  |  | NC |  |  | CE | 5 | 1951 |  |  | 650 | 0 | 176.4 | 804 | 0 |  | NG | [7 empty] | FF |  |  | 80% | 80% | 172830 |  | N |  |  |  | NC |  |  | NC
11241 | Entergy Louisiana Inc | 1403 | Nine Mile Point | LA | 2 | OS | N | N |  |  |  | ST | ST | ST | 8.94 | 0.7 | 329.42 | PH | DH | NH | NV | NV | NV | 1969 | 1969 | 1969 | MS |  |  | MS |  |  | MS |  |  | NC |  |  | NC |  |  | FW | 7 | 1953 |  |  | 950 | 0 | 205.8 | 1025 | 0 |  | NG | DFO | [6 empty] | FF |  |  | 90% | 90% | 172830 |  | N |  |  |  | NC |  |  | NC
11241 | Entergy Louisiana Inc | 1403 | Nine Mile Point | LA | 3 | OP | N | N |  |  |  | ST | ST | ST | 10.44 | 0.82 | 384.58 | PH | DH | NH | NV | NV | NV | 1969 | 1969 | 1969 | MS |  |  | MS |  |  | MS |  |  | NC |  |  | NC |  |  | RS | 11 | 1955 |  |  | 1000 | 0 | 223.4 | 1297 | 0 |  | NG | [7 empty] | FF |  |  | 90% | 90% | 168000 |  | N |  |  |  | NC |  |  | NC
11241 | Entergy Louisiana Inc | 1403 | Nine Mile Point | LA | 4 | OP | N | N |  |  |  | ST | ST | ST | 53.24 | 4.2 | 4371.67 | PH | DH | NH | NV | NV | NV | 1971 | 1971 | 1971 | MS |  |  | MS |  |  | MS |  |  | NC |  |  | NC |  |  | CE | 5 | 1971 |  |  | 5400 | 0 | 1223.5 | 6688 | 0 |  | NG | DFO | [6 empty] | TF |  |  | 90% | 90% | 1201000 |  | N |  |  |  | NC |  |  | NC
11241 | Entergy Louisiana Inc | 1403 | Nine Mile Point | LA | 5 | OP | N | N |  |  |  | ST | ST | ST | 53.29 | 4.21 | 4375.34 | PH | DH | NH | NV | NV | NV | 1973 | 1973 | 1973 | MS |  |  | MS |  |  | MS |  |  | NC |  |  | NC |  |  | CE | 6 | 1973 |  |  | 5400 | 0 | 1223.5 | 6688 | 0 |  | NG | DFO | [6 empty] | TF |  |  | 90% | 90% | 1201000 |  | N |  |  |  | NC |  |  | NC
11241 | Entergy Louisiana Inc | 1404 | Sterlington | LA | 10 | RE | N | N |  |  |  | ST | ST | ST | 20 | 2000 |  | OP | DC | NO | SM | NV | YR | 1969 | 1969 | 1969 | MS |  |  | MS |  |  | MS |  |  | NC |  |  | NC |  |  | RS | 6 | 1958 | 8 | 2012 | 1550 | 0 | 341 | 2125 | 0 |  | NG | [7 empty] | OF |  |  | 90% | 90% | 250000 |  | N |  |  |  | NC |  |  | NC
11241 | Entergy Louisiana Inc | 1404 | Sterlington | LA | 7AB | OP | N | N |  |  |  | ST | ST | ST | 20 | 2000 |  | OP | DC | NO | SM | NV | YR | 1974 | 1974 | 1974 | MS |  |  | MS |  |  | MS |  |  | NC |  |  | NC |  |  | BW | 8 | 1974 |  |  | 788 | 0 | 367.8 | 1833 | 0 | 501.7 | NG | [7 empty] | FF |  |  | 90% |  | 2146000 |  | N |  |  |  | NC |  |  | NC
13478 | Entergy New Orleans Inc | 1407 | A B Paterson | LA | 3 | RE | N |  |  |  |  | ST | ST | ST
13478 | Entergy New Orleans Inc | 1407 | A B Paterson | LA | 4 | RE | N |  |  |  |  | ST | ST | ST
13478 | Entergy New Orleans Inc | 1409 | Michoud | LA | 1 | RE | N | N |  |  |  | ST | ST | ST | 81.72 |  |  | PH | DH | NH | OH | OH | OH | 1969 | 1969 | 1969 | MS |  |  | MS |  |  | MS |  |  | NC |  |  | NC |  |  | RS | 4 | 1957 |  |  | 975 | 0 | 185.5 | 1075 | 0 |  | NG | [7 empty] | FF |  |  | 80% | 90% | 215520 |  | N |  |  |  | NC |  |  | NC
13478 | Entergy New Orleans Inc | 1409 | Michoud | LA | 2 | OP | N | N |  |  |  | ST | ST | ST | 160.34 |  |  | PH | DH | NH | OH | OH | OH | 1969 | 1969 | 1969 | MS |  |  | MS |  |  | MS |  |  | NC |  |  | NC |  |  | RS | 2 | 1963 |  |  | 1700 | 0 | 364.7 | 2186 | 0 |  | NG | [7 empty] | OF |  |  | 90% | 90% | 441300 |  | N |  |  |  | NC |  |  | NC
13478 | Entergy New Orleans Inc | 1409 | Michoud | LA | 3 | OP | N | N |  |  |  | ST | ST | ST | 365.7 |  |  | PH | DH | NH | OH | OH | OH | 1969 | 1969 | 1969 | MS |  |  | MS |  |  | MS |  |  | NC |  |  | NC |  |  | FW | 8 | 1967 |  |  | 3980 | 0 | 859 | 4980 | 0 |  | NG | RFO | [6 empty] | OF |  |  | 90% | 90% | 1003800 |  | N |  |  |  | NC |  |  | FR
17698 | Southwestern Electric Power Co | 1416 | Arsenal Hill | LA | 5A | OP | N | N |  |  |  | ST | ST | St | 0.6 | 109.2 | 451 | PB | DH | NH | NV | NV | NV | 1987 | 2008 | 2008 | MS |  |  | MS |  |  | MS |  |  | NC |  |  | NC |  |  | CE | 4 | 1960 |  |  | 810 | 0 | 0 | 1056 | 0 |  | NG | [7 empty] | TF |  |  | 80% | 90% | 211000 |  | N |  |  |  | NC |  |  | NC
17698 | Southwestern Electric Power Co | 1417 | Lieberman | LA | 1 | OP | N | N |  |  |  | ST | ST | St | 2.77 | 0.22 | 36.4 | PH | DH | NH | NV | NV | NV | 2009 | 2009 | 2009 | MS |  |  | MS |  |  | MS |  |  | NC |  |  | NC |  |  | BW | 7 | 1947 |  |  | 250 | 0 | 0 | 322 | 0 |  | NG | [7 empty] | FF |  |  | 80% | 80% | 58000 |  | N |  |  |  | NC |  |  | NC
17698 | Southwestern Electric Power Co | 1417 | Lieberman | LA | 2 | OP | N | N |  |  |  | ST | ST | St | 2.77 | 0.22 | 36.4 | PH | DH | NH | NV | NV | NV | 2009 | 2009 | 2009 | MS |  |  | MS |  |  | MS |  |  | NC |  |  | NC |  |  | BW | 4 | 1949 |  |  | 250 | 0 | 0 | 322 | 0 |  | NG | [7 empty] | FF |  |  | 80% | 80% | 58000 |  | N |  |  |  | NC |  |  | NC
17698 | Southwestern Electric Power Co | 1417 | Lieberman | LA | 3 | OP | N | N |  |  |  | ST | ST | St | 80.67 | 918.45 | 411.61 | PH | DH | NH | NV | NV | NV | 2009 | 2009 | 2009 | MS |  |  | MS |  |  | MS |  |  | NC |  |  | NC |  |  | CE | 6 | 1957 |  |  | 725 | 0 | 108 | 992 | 0 |  | NG | DFO | [6 empty] | TF |  |  | 80% | 90% | 201000 |  | N |  |  |  | NC |  |  | NC
17698 | Southwestern Electric Power Co | 1417 | Lieberman | LA | 4 | OP | N | N |  |  |  | ST | ST | St | 79.29 | 902.75 | 288.19 | PH | DH | NH | NV | NV | NV | 2009 | 2009 | 2009 | MS |  |  | MS |  |  | MS |  |  | NC |  |  | NC |  |  | CE | 5 | 1959 |  |  | 725 | 0 | 108 | 992 | 0 |  | NG | DFO | [6 empty] | TF |  |  | 80% | 90% | 201000 |  | N |  |  |  | NC |  |  | NC
8884 | Terrebonne Parish Consol Gov't | 1439 | Houma | LA | 14 | OP
8884 | Terrebonne Parish Consol Gov't | 1439 | Houma | LA | 15 | OP | [35 empty] | RS | [18 empty] | RF
8884 | Terrebonne Parish Consol Gov't | 1439 | Houma | LA | 16 | OP
50111 | Lafayette Utilities System | 1443 | Louis Doc Bonin | LA | 1 | OS | N | N |  |  |  | ST | ST | St | 0.6 | 151.19 | 140.22 | PB | DH | NH | NV | NV | NV | 1965 | 1965 | 1965 | MS |  |  | MS |  |  | MS |  |  | NC |  |  | NC |  |  | BW | 4 | 1965 |  |  | 425 | 0 | 0 | 513 | 0 |  | NG | [7 empty] | FF |  |  | 80% | 90% | 80188 |  | N | [6 empty] | NC
50111 | Lafayette Utilities System | 1443 | Louis Doc Bonin | LA | 2 | OP | N | N |  |  |  | ST | ST | St | 0.6 | 310.19 | 175.35 | PB | DH | NH | NV | NV | NV | 1970 | 1970 | 1970 | MS |  |  | MS |  |  | MS |  |  | NC |  |  | NC |  |  | CE | 1 | 1970 |  |  | 625 | 0 | 0 | 830 | 0 |  | NG | [7 empty] | TF |  |  | 80% | 90% | 155945 |  | N |  |  |  | OV |  |  | OV
50111 | Lafayette Utilities System | 1443 | Louis Doc Bonin | LA | 3 | OP | D | N |  |  |  | FD | ST | St | 0.1 | 501.26 | 497.7 | PB | DH | NH | NV | NV | NV | 1976 | 1976 | 1976 | MS |  |  | MS |  |  | MS |  |  | NC |  |  | NC |  |  | BW | 1 | 1977 |  |  | 1250 | 0 | 0 | 1675 | 0 |  | NG | [7 empty] | FF |  |  | 90% | 90% | 300151 |  | N |  |  |  | OV |  |  | OV
50111 | Lafayette Utilities System | 1445 | Rodemacher | LA | 3 | RE | N
50111 | Lafayette Utilities System | 1445 | Rodemacher | LA | 4 | RE | N
12625 | City of Minden - (LA) | 1447 | Minden | LA | 1 | SB
12625 | City of Minden - (LA) | 1447 | Minden | LA | 2 | SB
11241 | Entergy Louisiana Inc | 1448 | Monroe | LA | 10 | RE | N | N |  |  |  | ST | ST | ST | 20 |  |  | OP | DM | NO | SM | NV | YR | 1969 | 1969 | 1969 | MS |  |  | MS |  |  | MS |  |  | NC |  |  | NC |  |  | BW | 6 | 1961 | 6 | 2011 | 250 | 0 | 41.7 | 309 | 0 |  | NG | [7 empty] | FF |  |  | 90% | 90% | 250000 |  | N |  |  |  | NA |  |  | NA
11241 | Entergy Louisiana Inc | 1448 | Monroe | LA | 11 | RE | N | N |  |  |  | ST | ST | ST | 20 |  |  | OP | DM | NO | SM | NV | YR | 1969 | 1969 | 1969 | MS |  |  | MS |  |  | MS |  |  | NC |  |  | NC |  |  | FW | 4 | 1965 | 6 | 2011 | 350 | 0 | 61.2 | 578 | 0 |  | NG | [7 empty] | FF |  |  | 90% | 90% | 250000 |  | N |  |  |  | NA |  |  | NA
11241 | Entergy Louisiana Inc | 1448 | Monroe | LA | 12 | RE | N | N |  |  |  | ST | ST | ST | 20 |  |  | OP | DM | NO | SM | NV | YR | 1969 | 1969 | 1969 | MS |  |  | MS |  |  | MS |  |  | NC |  |  | NC |  |  | CE | 7 | 1969 | 6 | 2011 | 725 | 0 | 119 | 710 | 0 |  | NG | [7 empty] | FF |  |  | 90% | 90% | 250000 |  | N |  |  |  | NA |  |  | NA
26253 | Louisiana Energy & Power Authority | 1449 | Morgan City | LA | 1 | OS
26253 | Louisiana Energy & Power Authority | 1449 | Morgan City | LA | 2 | OS
26253 | Louisiana Energy & Power Authority | 1449 | Morgan City | LA | 3 | OP | N
26253 | Louisiana Energy & Power Authority | 1449 | Morgan City | LA | 4 | OP | N
26253 | Louisiana Energy & Power Authority | 1455 | Plaquemine | LA | 1 | SB
26253 | Louisiana Energy & Power Authority | 1455 | Plaquemine | LA | 2 | OP
11252 | Louisiana Generating LLC | 1464 | Big Cajun 1 | LA | 1B1 | SB | N | N |  |  |  | ST | NA | NA | 0.6 |  |  | PB |  |  | TH |  |  | 1972 |  |  | MS | [14 empty] | RS | 6 | 1972 |  |  | 800 | 0 | 215 | 1140 | 0 |  | NG | [7 empty] | FF |  |  | 90% | 90% | 111200 |  | N
11252 | Louisiana Generating LLC | 1464 | Big Cajun 1 | LA | 1B2 | OP | N | N |  |  |  | ST | NA | NA | 0.6 |  |  | PB |  |  | TH |  |  | 1972 |  |  | MS | [14 empty] | RS | 6 | 1972 |  |  | 800 | 0 | 215 | 1140 | 0 |  | NG | [7 empty] | FF |  |  | 90% | 90% | 111200 |  | N
31719 | FPL Energy Wyman LLC | 1507 | William F Wyman | ME | 1 | OP | N | N |  |  |  | ST | ST | St | 0.2 |  |  | PB | DP | NP | OH | OH | OH | 1983 | 1978 | 1994 | MS |  |  | MS |  |  | MS |  |  | NC |  |  | NC |  |  | FW | 12 | 1957 |  |  | 456 | 0 | 100 | 0 | 0 |  | RFO | [7 empty] | FF |  |  | 90% | 90% | 218000 |  | N |  |  |  | LN |  |  | NA
31719 | FPL Energy Wyman LLC | 1507 | William F Wyman | ME | 2 | OP | N | N |  |  |  | ST | ST | ST | 0.2 |  |  | PB | DP | NP | OH | OH | OH | 1983 | 1978 | 1994 | MS |  |  | MS |  |  | MS |  |  | NC |  |  | NC |  |  | FW | 3 | 1958 |  |  | 456 | 0 | 100 | 0 | 0 |  | RFO | [7 empty] | FF |  |  | 90% | 90% | 218000 |  | N |  |  |  | LN |  |  | NA
31719 | FPL Energy Wyman LLC | 1507 | William F Wyman | ME | 3 | OP | N | N |  |  |  | ST | ST | St | 0.2 |  |  | PB | DP | NP | OH | OH | OH | 1983 | 1978 | 1994 | MS |  |  | MS |  |  | MS |  |  | NC |  |  | NC |  |  | CE | 7 | 1965 |  |  | 840 | 0 | 189 | 0 | 0 |  | RFO | [7 empty] | TF |  |  | 90% | 90% | 440000 |  | N |  |  |  | LN | OV |  | NA
31719 | FPL Energy Wyman LLC | 1507 | William F Wyman | ME | 4 | OP | D | N |  |  |  | ST | ST | ST | 0.1 |  |  | PB | DP | NP | OH | OH | OH | 1978 | 1978 | 1978 | MS |  |  | MS |  |  | MS |  |  | SS |  |  | NC |  |  | FW | 12 | 1978 |  |  | 4400 | 0 | 978 | 0 | 0 |  | RFO | [7 empty] | FF |  |  | 90% | 90% | 1800000 |  | Y |  |  |  | LN | FR | OV | NA
14597 | Algonquin Northern Maine | 1513 | Caribou Generation Station | ME | 1 | SC | N
14597 | Algonquin Northern Maine | 1513 | Caribou Generation Station | ME | 2 | SC | N
58177 | Raven Power Holdings LLC | 1552 | C P Crane | MD | 1 | OP | N | N |  |  |  | ST | ST | FD | 0.03 | 3.5 | 0.86 | PC | DP | NP | PS | TH | OT | 1983 | 1983 | 2000 | MS |  |  | MS |  |  | MS |  |  | SS |  |  | NC |  |  | BW | 7 | 1961 | 7 | 2025 | 1357 | 65 | 0 | 323 | 0 |  | SUB | BIT | [6 empty] | CY | OT |  | 90% | 90% | 726000 | W | N |  |  |  | SN | OV |  | NC
58177 | Raven Power Holdings LLC | 1552 | C P Crane | MD | 2 | OP | N | N |  |  |  | ST | ST | FD | 0.03 | 3.5 | 0.86 | PC | DP | NP | PS | TH | OT | 1983 | 1983 | 2000 | MS |  |  | MS |  |  | MS |  |  | SS |  |  | NC |  |  | BW | 2 | 1963 | 2 | 2025 | 1358 | 65 | 0 | 323 | 0 |  | SUB | BIT | [6 empty] | CY | OT |  | 90% | 90% | 726000 | W | N |  |  |  | SN | OV |  | NC
4161 | Constellation Power Source Gen | 1553 | Gould Street | MD | 3 | OP | N | N |  |  |  | ST | ST | St | 0.02 |  |  | PC | SU | OT | PS | NV | YR | 1971 | 1971 | 2008 | MS |  |  | MS |  |  | MS |  |  | NC |  |  | NC |  |  | BW | 12 | 1952 | 6 | 2015 | 830 |  |  | 1500 |  |  | NG | [7 empty] | FF |  |  | 80% | 80% | 171316 | D | N |  |  |  | NC |  |  | NC
58177 | Raven Power Holdings LLC | 1554 | Herbert A Wagner | MD | 1 | OP | N | N |  |  |  | ST | ST | ST | 0.02 | 1 | 0.3 | PC | SU | NP | PS | NV | OT | 1977 | 1972 | 2000 | MS |  |  | MS |  |  | OT |  |  | NC |  |  | NC |  |  | BW | 2 | 1956 | 6 | 2015 | 950 | 0 | 207 | 1400 | 0 |  | NG | RFO | [6 empty] | FF |  |  | 90% | 90% | 338400 |  | N |  |  |  | NC |  |  | NC
58177 | Raven Power Holdings LLC | 1554 | Herbert A Wagner | MD | 2 | OP | N | N |  |  |  | ST | ST | ST | 0.03 | 1 | 0.46 | PC | SU | NP | PS | NV | OT | 1988 | 1972 | 2000 | MS |  |  | MS |  |  | MS |  |  | NC |  |  | NC |  |  | BW | 1 | 1959 | 6 | 2015 | 950 | 49.7 | 0 | 0 | 0 |  | BIT | [7 empty] | FF |  |  | 90% | 90% | 406628 | D | N |  |  |  | SN | OV | LN | NC
58177 | Raven Power Holdings LLC | 1554 | Herbert A Wagner | MD | 3 | OP | N | N |  |  |  | ST | ST | ST | 0.03 | 1 | 0.5 | PC | SU | NP | PS | NV | OT | 1987 | 1972 | 1997 | MS |  |  | MS |  |  | MS |  |  | NC |  |  | NC |  |  | BW | 8 | 1966 | 6 | 2020 | 2133 | 102.3 | 0 | 0 | 0 |  | BIT | [7 empty] | OF |  |  | 90% | 90% | 706000 | D | N |  |  |  | SR | OV | LN | NC
58177 | Raven Power Holdings LLC | 1554 | Herbert A Wagner | MD | 4 | OP | N | N |  |  |  | ST | ST | ST | 0.02 | 1 | 0.3 | PC | SU | NP | PS | NV | OT | 1978 | 1972 | 2000 | MS |  |  | MS |  |  | MS |  |  | NC |  |  | NC |  |  | BW | 8 | 1972 | 6 | 2020 | 2792 | 0 | 714 | 0 | 0 |  | RFO | [7 empty] | OF |  |  | 90% | 90% | 800000 |  | N |  |  |  | NC |  |  | NC
4161 | Constellation Power Source Gen | 1559 | Riverside | MD | 4 | OP | N | [35 empty] | 9 | 1951
19830 | NRG Vienna Operations Inc | 1564 | Vienna Operations | MD | 8 | OP | N | N |  |  |  | ST | ST | ST | 0.169 | 2 | 0.3 | PB | SU | NP | WO | NV | MO | 1971 | 1971 | 2000 | MS |  |  | MS |  |  | MS |  |  | NC |  |  | NC |  |  | CE | 12 | 1971 |  |  | 1160 | 0 | 276 | 0 | 0 |  | RFO | [7 empty] | TF |  |  | 90% | 90% | 360000 | D | Y |  |  |  | NC |  |  | NC
23279 | Allegheny Energy Supply Co LLC | 1570 | FirstEnergy R Paul Smith Power Station | MD | 11 | OP | N | N |  |  |  | ST | ST | St | 0.203 |  |  | PB | DP | NP | PS | DA | MO | 1972 | 1979 | 1996 | MS |  |  | MS |  |  | MS |  |  | NC |  |  | NC |  |  | CE | 11 | 1958 |  |  | 660 | 45 | 0 | 0 | 0 |  | BIT | [7 empty] | TF |  |  | 90% | 90% | 270000 | D | N |  |  |  | LN | OV |  | NC
23279 | Allegheny Energy Supply Co LLC | 1570 | FirstEnergy R Paul Smith Power Station | MD | 9 | OP | N | N |  |  |  | ST | ST | St | 0.25 |  |  | PB | DP | NP | PS | DA | MO | 1972 | 1979 | 1996 | MS |  |  | MS |  |  | MS |  |  | NC |  |  | NC |  |  | CE | 10 | 1947 |  |  | 385 | 20 | 0 | 0 | 0 |  | BIT | [7 empty] | FF |  |  | 90% | 90% | 146000 | D | N |  |  |  | NC |  |  | NC
12628 | NRG Chalk Point LLC | 1571 | Chalk Point LLC | MD | 1 | OP | N | N |  |  |  | ST | ST | ST | 0.03 | 3.5 | 0.5 | PC | DP | NP | DT | WO | YR | 1981 | 1978 | 2000 | MS |  |  | MS |  |  | MS |  |  | NC |  |  | IF |  |  | BW | 8 | 1964 |  |  | 2500 | 115.5 | 0 | 0 | 0 |  | BIT | DFO | [6 empty] | OF |  |  | 90% | 90% | 637822 | D | N |  |  |  | LN | OV | SR
12628 | NRG Chalk Point LLC | 1571 | Chalk Point LLC | MD | 2 | OP | N | N |  |  |  | ST | ST | ST | 0.03 | 3.5 | 0.5 | PC | DP | NP | DT | WO | YR | 1981 | 1978 | 2000 | MS |  |  | MS |  |  | MS |  |  | NC |  |  | IF |  |  | BW | 3 | 1965 |  |  | 2500 | 115.5 | 0 | 0 | 0 |  | BIT | DFO | [6 empty] | OF |  |  | 90% | 90% | 637822 | D | N |  |  |  | LN | OV | SN
12628 | NRG Chalk Point LLC | 1571 | Chalk Point LLC | MD | 3 | OP | N | N |  |  |  | ST | ST | ST | 0.02 | 1 | 0.3 | PC | SU | NP | DT | MO | TH | 1979 | 1978 | 2000 | MS |  |  | MS |  |  | MS |  |  | NC |  |  | NC |  |  | CE | 6 | 1975 |  |  | 4600 |  | 1066 | 6600 | 0 |  | RFO | DFO | [6 empty] | TF |  |  | 90% | 90% | 1199110 | D | N |  |  |  | NA |  |  | NA
12628 | NRG Chalk Point LLC | 1571 | Chalk Point LLC | MD | 4 | OP | D | N |  |  |  | ST | FD | FD | 0.02 | 0.8 | 0.3 | PC | DP | NP | DT | TH | TH | 1981 | 1981 | 1981 | MS |  |  | MS |  |  | MS |  |  | NC |  |  | NC |  |  | CE | 12 | 1981 |  |  | 4600 |  | 1066 | 6600 | 0 |  | RFO | DFO | [6 empty] | TF |  |  | 90% | 90% | 1199110 | D | N |  |  |  | NA |  |  | NA
12653 | GenOn Mid-Atlantic LLC | 1572 | Dickerson | MD | 1 | OP | N | N |  |  |  | ST | ST | FD | 0.03 | 2.8 | 0.4 | PC | DP | NP | DT | DA | YR | 1978 | 1978 | 2004 | MS |  |  | MS |  |  | MS |  |  | NC |  |  | IF |  |  | CE | 6 | 1959 |  |  | 1300 | 62.5 | 0 | 0 | 0 |  | BIT | DFO | [6 empty] | TF |  |  | 90% | 90% | 359288 | W | N |  |  |  | LN | OV | SN
12653 | GenOn Mid-Atlantic LLC | 1572 | Dickerson | MD | 2 | OP | N | N |  |  |  | ST | ST | FD | 0.03 | 2.8 | 0.4 | PC | DP | NP | DT | DA | YR | 1978 | 1978 | 2004 | MS |  |  | MS |  |  | MS |  |  | NC |  |  | IF |  |  | CE | 4 | 1960 |  |  | 1300 | 62.5 | 0 | 0 | 0 |  | BIT | DFO | [6 empty] | TF |  |  | 90% | 90% | 359288 | W | N |  |  |  | LN | OV | SN
12653 | GenOn Mid-Atlantic LLC | 1572 | Dickerson | MD | 3 | OP | N | N |  |  |  | ST | ST | FD | 0.03 | 2.8 | 0.4 | PC | DP | NP | DT | DA | YR | 1978 | 1978 | 2004 | MS |  |  | MS |  |  | MS |  |  | NC |  |  | IF |  |  | CE | 3 | 1962 |  |  | 1300 | 62.5 | 0 | 0 | 0 |  | BIT | DFO | [6 empty] | TF |  |  | 90% | 90% | 359288 | W | N |  |  |  | LN | OV | SN
12653 | GenOn Mid-Atlantic LLC | 1573 | Morgantown Generating Plant | MD | 1 | OP | N |  |  |  |  | ST | ST | ST | 0.1 | 3.5 | 0.1 | PB | DP | NP | DT | OH | MO | 1970 | 1970 | 2007 | MS |  |  | MS |  |  | MS |  |  | NC |  |  | IF |  |  | CE | 6 | 1970 |  |  | 4250 | 207.7 | 848 | 0 | 0 |  | BIT | DFO | RFO | [5 empty] | TF |  |  | 90% | 90% | 1068326 | D | N |  |  |  | LN | OV | SR
12653 | GenOn Mid-Atlantic LLC | 1573 | Morgantown Generating Plant | MD | 2 | OP | N |  |  |  |  | ST | ST | ST | 0.1 | 3.5 | 0.1 | PB | DP | NP | DT | OH | MO | 1970 | 1970 | 2007 | MS |  |  | MS |  |  | MS |  |  | NC |  |  | IF |  |  | CE | 6 | 1971 |  |  | 4250 | 207.7 | 848 | 0 | 0 |  | BIT | DFO | RFO | [5 empty] | TF |  |  | 90% | 90% | 1068326 | D | N |  |  |  | LN | OV | SR
49965 | Constellation Mystic Power LLC | 1588 | Mystic Generating Station | MA | 7 | OP | Db | N |  |  |  | ST | ST | ST | 0.05 |  |  | PB | DP | NP | NV | NV | DA | 1982 | 1982 | 1995 | MS |  |  | MS |  |  | MS |  |  | NC |  |  | NC |  |  | CE | 6 | 1975 |  |  | 4200 |  | 869.6 | 5460 | 0 |  | NG | RFO | [6 empty] | TF |  |  | 90% | 90% | 979954 | D | Y |  |  |  | NC |  |  | NC
49965 | Constellation Mystic Power LLC | 1588 | Mystic Generating Station | MA | 81 | OP | Db | N |  |  |  | ST | ST | St | 0.011 |  |  | PB | SB | NP | NV | NV | OH | 2003 | 2003 | 2003 | MS |  |  | MS |  |  | MS |  |  | NC |  |  | NC |  |  | DL | 4 | 2003 |  |  | 700 |  |  | 2955 | 0 | 1500 | NG | [7 empty] | DB |  |  | 70% | 70% | 1140350 | D | N |  |  |  | NH |  |  | NC
49965 | Constellation Mystic Power LLC | 1588 | Mystic Generating Station | MA | 82 | OP | Db | N |  |  |  | ST | ST | St | 0.011 |  |  | PB | SB | NP | NV | NV | OH | 2003 | 2003 | 2003 | MS |  |  | MS |  |  | MS |  |  | NC |  |  | NC |  |  | DL | 4 | 2003 |  |  | 700 |  |  | 2955 | 0 | 1500 | NG | [7 empty] | DB |  |  | 70% | 70% | 1140350 | D | N |  |  |  | NH |  |  | NC
49965 | Constellation Mystic Power LLC | 1588 | Mystic Generating Station | MA | 93 | OP | Db | N |  |  |  | ST | ST | St | 0.011 |  |  | PB | SB | NP | NV | NV | OH | 2003 | 2003 | 2003 | MS |  |  | MS |  |  | MS |  |  | NC |  |  | NC |  |  | DL | 5 | 2003 |  |  | 700 |  |  | 2955 | 0 | 1500 | NG | [7 empty] | DB |  |  | 70% | 70% | 1140350 | D | N |  |  |  | NH |  |  | NC
49965 | Constellation Mystic Power LLC | 1588 | Mystic Generating Station | MA | 94 | OP | Db | N |  |  |  | ST | ST | St | 0.011 |  |  | PB | SB | NP | NV | NV | OH | 2003 | 2003 | 2003 | MS |  |  | MS |  |  | MS |  |  | NC |  |  | NC |  |  | DL | 5 | 2003 |  |  | 700 |  |  | 2955 | 0 | 1500 | NG | [7 empty] | DB |  |  | 70% | 70% | 1140350 | D | N |  |  |  | NH |  |  | NC
6035 | Exelon Power | 1589 | New Boston Generating Station | MA | 1 | RE | N |  |  |  |  | ST | ST | ST
29926 | Entergy Nuclear Generation Co | 1590 | Pilgrim Nuclear Power Station | MA | NSS1 | OP
21463 | NRG Kendall LLC | 1595 | Kendall Square Station | MA | 1 | RE | N |  |  |  |  | ST | ST | ST | 0.12 |  |  | PB | DH | NP | PS | OT | DA | 1972 | 1995 | 1995 | MS |  |  | MS |  |  | MS |  |  | NC |  |  | NC |  |  | BW | 6 | 1949 | 11 | 2003 | 180 | 0 | 40 | 240 | 0 | [9 empty] | FF |  |  | 100% | 80% | 2813089 |  | N
21463 | NRG Kendall LLC | 1595 | Kendall Square Station | MA | 2 | OP | N |  |  |  |  | ST | ST | ST | 0.12 |  |  | PB | DH | NP | PS | OT | DA | 1972 | 1995 | 1995 | MS |  |  | MS |  |  | MS |  |  | NC |  |  | NC |  |  | BW | 6 | 1949 |  |  | 210 | 0 | 57.1 | 240 | 0 |  | NG | [7 empty] | FF |  |  | 90% | 80% | 2379610 |  | N
21463 | NRG Kendall LLC | 1595 | Kendall Square Station | MA | 3 | OP | N |  |  |  |  | ST | ST | ST | 0.12 |  |  | PB | DH | NP | PS | OT | DA | 1972 | 1995 | 1995 | MS |  |  | MS |  |  | MS |  |  | NC |  |  | NC |  |  | BW | 9 | 1954 |  |  | 300 | 0 | 85.7 | 360 | 0 |  | NG | RFO | [6 empty] | FF |  |  | 90% | 80% | 2472987 |  | N
21463 | NRG Kendall LLC | 1595 | Kendall Square Station | MA | 4 | OP | Db |  |  |  |  | ST | ST | ST | 0.011 |  |  | PB | DP | NP | PS | OH | OH | 2002 | 2002 | 2002 | MS |  |  | MS |  |  | MS |  |  | NC |  |  | NC |  |  | GE | 12 | 2002 |  |  | 918 | 0 | 0 | 1878.8 | 0 | 1549 | NG | [7 empty] | OT |  |  | 90% | 80% | 904442 |  | N
21461 | NRG Canal LLC | 1599 | Canal | MA | 1 | OP | N | N |  |  |  | ST | ST | ST | 0.02 |  |  | PB | DP | NP | PS | YR | DA | 1996 | 1995 | 1995 | MS |  |  | MS |  |  | MS |  |  | SS |  |  | SS |  |  | BW | 6 | 1968 |  |  | 3720 | 0 | 794 | 0 | 0 |  | RFO | [7 empty] | OF |  |  | 90% | 90% | 935000 |  | N |  |  |  | SR |  |  | SR
21461 | NRG Canal LLC | 1599 | Canal | MA | 2 | OP | N | N |  |  |  | ST | ST | ST | 0.02 |  |  | PB | DP | NP | PS | YR | DA | 1996 | 1995 | 1995 | MS |  |  | MS |  |  | MS |  |  | SS |  |  | SS |  |  | BW | 6 | 1976 |  |  | 4002 | 0 | 887.1 | 5970 | 0 |  | RFO | NG | [6 empty] | OF |  |  | 90% | 90% | 912162 |  | N |  |  |  | SN |  |  | SR
58185 | FirstLight Power Resources, Inc. - MA | 1606 | Mount Tom | MA | 1 | OP | N | N |  |  |  | ST | ST | ST | 0.03 |  |  | PB | DP | NP | NV | YR | DA | 2010 | 2010 | 2006 | MS |  |  | MS |  |  | MS |  |  | SS | IF |  |  |  |  | RS | 6 | 1960 | 6 | 2014 | 1060 | 50 | 240 | 0 | 0 |  | BIT | DFO | [6 empty] | FF |  |  | 90% | 90% | 15840 | D | N |  |  |  | SR
50018 | Dominion Energy New England, LLC | 1619 | Brayton Point | MA | 1 | OP | N | N |  |  |  | ST | ST | ST | 0.08 |  |  | OT | DM | NM | OH | DA | DA | 1982 | 1982 | 1994 | MS |  |  | MS |  |  | MS |  |  | SS | IF | UE |  |  |  | CE | 4 | 1963 | 6 | 2023 | 1675 | 77.5 | 357.1 | 0 | 0 |  | BIT | RFO | [6 empty] | TF |  |  | 90% | 90% | 464000 | D | N |  |  |  | LN | OV | SR
50018 | Dominion Energy New England, LLC | 1619 | Brayton Point | MA | 2 | OP | N | N |  |  |  | ST | ST | ST | 0.08 |  |  | OT | DM | NM | OH | DA | DA | 1982 | 1982 | 1994 | MS |  |  | MS |  |  | MS |  |  | SS | IF | UE |  |  |  | CE | 5 | 1964 | 6 | 2023 | 1675 | 77.5 | 357.1 | 0 | 0 |  | BIT | RFO | [6 empty] | TF |  |  | 90% | 90% | 464000 | D | N |  |  |  | LN | OV
50018 | Dominion Energy New England, LLC | 1619 | Brayton Point | MA | 3 | OP | N | N |  |  |  | ST | ST | ST | 0.08 |  |  | OT | DM | NM | OH | DA | DA | 1982 | 1982 | 1995 | MS |  |  | MS |  |  | MS |  |  | SS | UE | UC | IF |  |  | BW | 4 | 1969 | 6 | 2023 | 4050 | 193 | 832 | 0 | 0 |  | BIT | RFO | [6 empty] | OF |  |  | 90% | 90% | 771000 | D | N |  |  |  | LN | OV | SR
50018 | Dominion Energy New England, LLC | 1619 | Brayton Point | MA | 4 | OP | N | N |  |  |  | ST | ST | ST | 0.03 |  |  | OT | DM | NP | OH | DA | DA | 1974 | 1977 | 1994 | MS |  |  | MS |  |  | MS |  |  | UE | UC |  |  |  |  | RS | 12 | 1974 | 6 | 2023 | 3250 |  | 642.8 | 5048.5 | 0 |  | RFO | NG | [6 empty] | RF |  |  | 90% | 90% | 589500 |  | N |  |  |  | LN | OV
57501 | NAES Salem Harbor | 1626 | Salem Harbor | MA | 1 | OP | N | N |  |  |  | ST | ST | ST | 0.12 |  |  | PB | DP | NP | NV | YR | DA | 1995 | 1995 | 1995 | MS |  |  | MS |  |  | MS |  |  | SS | [5 empty] | BW | 11 | 1951 | 6 | 2014 | 650 | 37.3 | 151.4 | 0 | 0 |  | BIT | RFO | [6 empty] | FF |  |  | 90% | 90% | 233000 | D | N |  |  |  | LN | SN
57501 | NAES Salem Harbor | 1626 | Salem Harbor | MA | 2 | OP | N | N |  |  |  | ST | ST | ST | 0.12 |  |  | PB | DP | NP | NV | YR | DA | 1995 | 1995 | 1995 | MS |  |  | MS |  |  | MS |  |  | SS | [5 empty] | BW | 9 | 1952 | 6 | 2014 | 650 | 37.7 | 153.3 | 0 | 0 |  | BIT | RFO | [6 empty] | FF |  |  | 90% | 90% | 235000 | D | N |  |  |  | LN | SN
57501 | NAES Salem Harbor | 1626 | Salem Harbor | MA | 3 | OP | N | N |  |  |  | ST | ST | ST | 0.12 |  |  | PB | DP | NP | NV | YR | DA | 1995 | 1995 | 1995 | MS |  |  | MS |  |  | MS |  |  | SS | [5 empty] | BW | 6 | 1958 | 6 | 2014 | 1100 | 66.3 | 269.2 | 0 | 0 |  | BIT | RFO | [6 empty] | FF |  |  | 90% | 90% | 412700 | W | N |  |  |  | LN | SN
57501 | NAES Salem Harbor | 1626 | Salem Harbor | MA | 4 | OP | N | N |  |  |  | ST | ST | ST | 0.04 |  |  | PB | DP | NP | NV | YR | DA | 1995 | 1995 | 1995 | MS |  |  | MS |  |  | MS |  |  | SS | [5 empty] | RS | 7 | 1972 | 6 | 2014 | 3250 |  | 814.2 | 0 | 0 |  | RFO | [7 empty] | FF |  |  | 90% | 90% | 680000 | D | N |  |  |  | LN
56401 | NAEA Energy Massachusetts LLC | 1642 | NAEA Energy Massachusetts LLC | MA | 3 | OP | N | N |  |  |  | ST | ST | ST | 0.12 |  |  | PB | SB | NP | NV | YR | DA | 1972 | 1983 | 1995 | MS |  |  | MS |  |  | LA | BO | OV | NC |  |  | NC |  |  | CE | 7 | 1957 |  |  | 800 | 45.4 | 168 | 1000 | 0 |  | NG | RFO | [6 empty] | TF |  |  | 90% | 90% | 225000 | D | N |  |  |  | OV |  |  | NC
18488 | City of Taunton | 1682 | Cleary Flood | MA | 8 | OP | N | N |  |  |  | ST | ST | ST | 0.12 |  |  | PB | DP | NP | PS | YR | DA | 1979 | 1978 | 1996 | MS |  |  | MS |  |  | MS |  |  | SS |  |  | NC |  |  | CE | 6 | 1966 |  |  | 300 | 0 | 63.3 | 0 | 0 |  | RFO | [7 empty] | FF |  |  | 90% | 90% | 108000 |  | N |  |  |  | NC |  |  | OT
18488 | City of Taunton | 1682 | Cleary Flood | MA | 9 | OP | N | N |  |  |  | ST | ST | ST | 0.12 |  |  | PB | DP | NP | PS | YR | DA | 1979 | 1978 | 1995 | MS |  |  | MS |  |  | MS |  |  | SS |  |  | NC |  |  | RS | 9 | 1975 |  |  | 557 | 0 | 164.1 | 1020 | 0 | 201 | NG | RFO | [6 empty] | FF |  |  | 90% | 80% | 197000 |  | N |  |  |  | NC |  |  | OV | H2
4254 | Consumers Energy Co | 1695 | B C Cobb | MI | 1 | SC | Da | Y | 12 | 1999 | 353-99 | FD | FD | FD | 0.03 |  |  | PB |  | NP | PS |  | DA | 2000 |  | 2000 | MS |  |  | MS |  |  | MS |  |  | SS | RP |  | NC |  |  | CE | 5 | 2000 |  |  | 600 | 0 | 0 | 770 | 0 |  | NG | [7 empty] | TF |  |  | 90% | 90% | 370000 |  | N |  | NA |  | LN | OV |  | NC
4254 | Consumers Energy Co | 1695 | B C Cobb | MI | 2 | SC | Da | Y | 12 | 1999 | 353-99 | FD | FD | FD | 0.03 |  |  | PB |  | NP | PS |  | DA | 1999 |  | 1999 | MS |  |  | MS |  |  | MS |  |  | SS | RP |  | NC |  |  | CE | 5 | 1999 |  |  | 600 | 0 | 0 | 770 | 0 |  | NG | [7 empty] | TF |  |  | 90% | 90% | 370000 |  | N |  | NA |  | LN | OV |  | NC
4254 | Consumers Energy Co | 1695 | B C Cobb | MI | 3 | SC | Da | Y | 12 | 1999 | 353-99 | FD | FD | FD | 0.03 |  |  | PB |  | NP | PS |  | DA | 2000 |  | 2000 | MS |  |  | MS |  |  | MS |  |  | SS | RP |  | NC |  |  | CE | 5 | 2000 |  |  | 600 | 0 | 0 | 770 | 0 |  | NG | [7 empty] | TF |  |  | 90% | 90% | 370000 |  | N |  | NA |  | LN | OV |  | NC
4254 | Consumers Energy Co | 1695 | B C Cobb | MI | 4 | OP | N | N |  |  |  | ST | ST | FD | 0.18 |  |  | PG | DP | NP | PS | MO | YR | 1971 | 1985 | 1997 | MS |  |  | MS |  |  | MS |  |  | SS |  |  | NC |  |  | CE | 7 | 1956 |  |  | 1050 | 62.6 | 0 | 0 | 0 |  | BIT | SUB | [6 empty] | TF |  |  | 90% | 90% | 370000 | D | N |  |  |  | NC |  |  | NC
4254 | Consumers Energy Co | 1695 | B C Cobb | MI | 5 | OP | N | N |  |  |  | ST | ST | FD | 0.18 |  |  | PG | DP | NP | PS | MO | YR | 1971 | 1985 | 1997 | MS |  |  | MS |  |  | MS |  |  | SS |  |  | NC |  |  | CE | 5 | 2000 |  |  | 1050 | 62.6 | 0 | 0 | 0 |  | BIT | SUB | [6 empty] | TF |  |  | 90% | 90% | 370000 | D | N |  |  |  | LN | OV |  | NC
4254 | Consumers Energy Co | 1702 | Dan E Karn | MI | 1 | OP | N | N |  |  |  | ST | ST | FD | 0.16 |  |  | PG | DP | NP | PS | MO | YR | 1971 | 1980 | 2000 | MS |  |  | MS |  |  | MS |  |  | SS |  |  | NC |  |  | CE | 7 | 1959 |  |  | 1750 | 105.5 | 0 | 0 | 0 |  | BIT | SUB | [6 empty] | TF |  |  | 90% | 90% | 650000 | D | N |  |  |  | SR |  |  | NC
4254 | Consumers Energy Co | 1702 | Dan E Karn | MI | 2 | OP | N | N |  |  |  | ST | ST | FD | 0.16 |  |  | PG | DP | NP | PS | MO | YR | 1971 | 1980 | 2000 | MS |  |  | MS |  |  | MS |  |  | SS |  |  | NC |  |  | BW | 3 | 1961 |  |  | 1750 | 108.4 | 0 | 0 | 0 |  | BIT | SUB | [6 empty] | FF |  |  | 90% | 90% | 650000 | D | N |  |  |  | LN | SR | OV | NC
4254 | Consumers Energy Co | 1702 | Dan E Karn | MI | 3 | OP | N | N |  |  |  | ST | ST | ST | 0.1 |  |  | PG | DP | NP | PS | MO | DA | 1971 | 1971 | 2000 | MS |  |  | MS |  |  | MS |  |  | NC |  |  | NC |  |  | RS | 6 | 1974 |  |  | 4650 | 0 | 1285.7 | 4166 | 0 |  | RFO | NG | [6 empty] | FF |  |  | 90% | 90% | 1600000 |  | N |  |  |  | LN |  |  | NC
4254 | Consumers Energy Co | 1702 | Dan E Karn | MI | 4 | OP | N | N |  |  |  | ST | ST | ST | 0.1 |  |  | PG | DP | NP | PS | MO | DA | 1971 | 1971 | 1993 | MS |  |  | MS |  |  | MS |  |  | NC |  |  | NC |  |  | RS | 6 | 1977 |  |  | 4650 | 0 | 1285.7 | 4166 | 0 |  | RFO | NG | [6 empty] | FF |  |  | 90% | 90% | 1600000 |  | N |  |  |  | LN |  |  | NC
4254 | Consumers Energy Co | 1710 | J H Campbell | MI | 1 | OP | N | N |  |  |  | ST | ST | FD | 0.16 |  |  | PG | DP | NP | PS | MO | YR | 1971 | 1988 | 1996 | MS |  |  | MS |  |  | MS |  |  | SS |  |  | NC |  |  | CE | 8 | 1962 |  |  | 1750 | 107.5 | 0 | 0 | 0 |  | SUB | [7 empty] | TF |  |  | 90% | 90% | 545000 | D | N |  |  |  | LN | OV |  | NC
4254 | Consumers Energy Co | 1710 | J H Campbell | MI | 2 | OP | N | N |  |  |  | ST | ST | FD | 0.15 |  |  | PG | DP | NP | PS | MO | YR | 1971 | 1988 | 2000 | MS |  |  | MS |  |  | MS |  |  | SS |  |  | NC |  |  | BW | 5 | 1967 |  |  | 2550 | 140.5 | 0 | 0 | 0 |  | BIT | SUB | [6 empty] | OF |  |  | 90% | 90% | 850000 | D | N |  |  |  | LN |  |  | NC
4254 | Consumers Energy Co | 1710 | J H Campbell | MI | 3 | OP | D | N |  |  |  | FD | FD | FD | 0.1 |  |  | PB | DP | NP | PS | TH | TH | 1980 | 1980 | 1980 | MS |  |  | MS |  |  | MS |  |  | SS |  |  | NC |  |  | FW | 5 | 1980 |  |  | 6000 | 332 | 0 | 0 | 0 |  | SUB | [7 empty] | OF |  |  | 90% | 90% | 1970000 | D | N |  |  |  | LN | OV | SR | NC
56192 | Entergy Nuclear Palisades LLC | 1715 | Palisades | MI | NSS1 | OP
4254 | Consumers Energy Co | 1720 | J C Weadock | MI | 7 | OP | N | N |  |  |  | ST | ST | FD | 0.18 |  |  | PG | DP | NP | PS | MO | YR | 1971 | 1980 | 1997 | MS |  |  | MS |  |  | MS |  |  | SS |  |  | NC |  |  | CE | 4 | 1955 |  |  | 1050 | 63 | 0 | 0 | 0 |  | BIT | SUB | [6 empty] | TF |  |  | 90% | 90% | 340000 | D | N |  |  |  | NC |  |  | LN
4254 | Consumers Energy Co | 1720 | J C Weadock | MI | 8 | OP | N | N |  |  |  | ST | ST | FD | 0.18 |  |  | PG | DP | NP | PS | MO | YR | 1971 | 1980 | 1997 | MS |  |  | MS |  |  | MS |  |  | SS |  |  | NC |  |  | CE | 4 | 1958 |  |  | 1050 | 63 | 0 | 0 | 0 |  | BIT | SUB | [6 empty] | TF |  |  | 90% | 90% | 340000 | D | N |  |  |  | NC |  |  | LN
4254 | Consumers Energy Co | 1723 | J R Whiting | MI | 1 | OP | N | N |  |  |  | ST | ST | FD | 0.2 |  |  | PG | DP | NP | PS | MO | YR | 1971 | 1980 | 1997 | MS |  |  | MS |  |  | MS |  |  | SS |  |  | NC |  |  | BW | 5 | 1952 |  |  | 690 | 44.3 | 0 | 0 | 0 |  | BIT | SUB | [6 empty] | FF |  |  | 90% | 90% | 260000 | D | N |  |  |  | LN |  |  | NC
4254 | Consumers Energy Co | 1723 | J R Whiting | MI | 2 | OP | N | N |  |  |  | ST | ST | FD | 0.2 |  |  | PG | DP | NP | PS | MO | YR | 1971 | 1980 | 1997 | MS |  |  | MS |  |  | MS |  |  | SS |  |  | NC |  |  | BW | 2 | 1953 |  |  | 690 | 44.3 | 0 | 0 | 0 |  | BIT | SUB | [6 empty] | FF |  |  | 90% | 90% | 260000 | D | N |  |  |  | LN |  |  | NC
4254 | Consumers Energy Co | 1723 | J R Whiting | MI | 3 | OP | N | N |  |  |  | ST | ST | FD | 0.19 |  |  | PG | DP | NP | PS | MO | YR | 1971 | 1980 | 1997 | MS |  |  | MS |  |  | MS |  |  | SS |  |  | NC |  |  | BW | 8 | 1953 |  |  | 850 | 53.9 | 0 | 0 | 0 |  | BIT | SUB | [6 empty] | FF |  |  | 90% | 90% | 320000 | D | N |  |  |  | LN |  |  | NC
5109 | The DTE Electric Company | 1726 | Conners Creek | MI | 15 | OS | Da | N |  |  |  | ST | ST | St | 0.03 |  |  | PB | DP | NP | OT | OT | DA | 2000 | 2000 | 2000 | MS |  |  | MS |  |  | LN |  |  | NC |  |  | NC |  |  | BW | 3 | 1951 | 3 | 2013 | 660 | 0 | 0 | 837 | 0 |  | NG | [7 empty] | FF |  |  | 90% | 90% | 290850 | D | N |  |  |  | NC |  |  | NC
5109 | The DTE Electric Company | 1726 | Conners Creek | MI | 16 | OS | Da | N |  |  |  | ST | ST | ST | 0.03 |  |  | PB | DP | NP | OT | OT | DA | 2000 | 2000 | 2000 | MS |  |  | MS |  |  | LN |  |  | NC |  |  | NC |  |  | BW | 4 | 1951 | 3 | 2013 | 660 | 0 | 0 | 837 | 0 |  | NG | [7 empty] | FF |  |  | 90% | 90% | 290850 | D | N |  |  |  | NC |  |  | NC
5109 | The DTE Electric Company | 1726 | Conners Creek | MI | 17 | OS | Da | N |  |  |  | ST | ST | ST | 0.03 |  |  | PB | DP | NP | OT | OT | DA | 2000 | 2000 | 2000 | MS |  |  | MS |  |  | LN |  |  | NC |  |  | NC |  |  | BW | 5 | 1951 | 3 | 2013 | 660 | 0 | 0 | 837 | 0 |  | NG | [7 empty] | FF |  |  | 90% | 90% | 290850 | D | N |  |  |  | NC |  |  | NC
5109 | The DTE Electric Company | 1726 | Conners Creek | MI | 18 | OS | Da | N |  |  |  | ST | ST | ST | 0.03 |  |  | PB | DP | NP | OT | OT | DA | 2000 | 2000 | 2000 | MS |  |  | MS |  |  | LN |  |  | NC |  |  | NC |  |  | BW | 7 | 1951 | 3 | 2013 | 660 | 0 | 0 | 837 | 0 |  | NG | [7 empty] | FF |  |  | 90% | 90% | 290850 | D | N |  |  |  | NC |  |  | NC
5109 | The DTE Electric Company | 1729 | Fermi | MI | NSS2 | OP
5109 | The DTE Electric Company | 1731 | Harbor Beach | MI | 1 | OP | N | N |  |  |  | ST | ST | NA | 0.19 |  |  | PG | DP |  | YR | MO |  | 1973 | 1980 |  | MS |  |  | MS | [5 empty] | NC |  |  | NC |  |  | RS | 4 | 1968 |  |  | 862 | 45.2 | 0 | 0 | 0 |  | BIT | [7 empty] | FF |  |  | 90% | 90% | 216000 | D | N
5109 | The DTE Electric Company | 1732 | Marysville | MI | 10 | RE | N | N |  |  |  | ST | ST | NA | 0.21 |  |  | PG | DP |  | YR | MO |  | 1973 | 1978 |  | MS |  |  | MS | [5 empty] | NC |  |  | NC |  |  | CE | 1 | 1943 | 12 | 2011 | 440 | 21 | 0 | 0 | 0 |  | BIT | [7 empty] | TF |  |  | 90% | 90% | 61938 | D | N
5109 | The DTE Electric Company | 1732 | Marysville | MI | 11 | RE | N | N |  |  |  | ST | ST | NA | 0.21 |  |  | PG | DP |  | YR | MO |  | 1973 | 1978 |  | MS |  |  | MS | [5 empty] | NC |  |  | NC |  |  | CE | 8 | 1947 | 12 | 2011 | 440 | 21 | 0 | 0 | 0 |  | BIT | [7 empty] | TF |  |  | 90% | 90% | 61938 | D | N
5109 | The DTE Electric Company | 1732 | Marysville | MI | 12 | RE | N | N |  |  |  | ST | ST | NA | 0.21 |  |  | PG | DP |  | YR | MO |  | 1973 | 1978 |  | MS |  |  | MS | [5 empty] | NC |  |  | NC |  |  | CE | 9 | 1943 | 12 | 2011 | 440 | 21 | 0 | 0 | 0 |  | BIT | [7 empty] | TF |  |  | 90% | 90% | 61938 | D | N
5109 | The DTE Electric Company | 1732 | Marysville | MI | 9 | RE | N | N |  |  |  | ST | ST | NA | 0.21 |  |  | PG | DP |  | YR | MO |  | 1973 | 1978 |  | MS |  |  | MS | [5 empty] | NC |  |  | NC |  |  | CE | 9 | 1942 | 12 | 2011 | 440 | 21 | 0 | 0 | 0 |  | BIT | [7 empty] | TF |  |  | 90% | 90% | 61938 | D | N
5109 | The DTE Electric Company | 1733 | Monroe | MI | 1 | OP | N | Y | 3 | 2006 | 330-05 | ST | ST | NA | 0.12 |  |  | PG | DP |  | YR | DA |  | 1973 | 1985 |  | MS |  |  | MS | [5 empty] | SS |  |  | IF |  |  | BW | 6 | 1972 |  |  | 5718 | 281.2 | 0 | 0 | 0 |  | SUB | BIT | [6 empty] | OF |  |  | 90% | 90% | 2500000 | D | N
5109 | The DTE Electric Company | 1733 | Monroe | MI | 2 | OP | N | N |  |  |  | ST | ST | NA | 0.12 |  |  | PG | DP |  | YR | DA |  | 1973 | 1985 |  | MS |  |  | MS | [5 empty] | SS |  |  | IF |  |  | BW | 3 | 1973 |  |  | 5718 | 281.2 | 0 | 0 | 0 |  | SUB | BIT | [6 empty] | OF |  |  | 90% | 90% | 2500000 | D | N
5109 | The DTE Electric Company | 1733 | Monroe | MI | 3 | OP | N | Y | 8 | 2006 | 194-06 | ST | ST | NA | 0.12 |  |  | PG | DP |  | YR | DA |  | 1973 | 1985 |  | MS |  |  | MS | [5 empty] | SS | IF |  | IF |  |  | BW | 5 | 1973 |  |  | 5718 | 281.2 | 0 | 0 | 0 |  | SUB | BIT | [6 empty] | OF |  |  | 90% | 90% | 2500000 | D | N
5109 | The DTE Electric Company | 1733 | Monroe | MI | 4 | OP | N | Y | 11 | 2005 | 222-05 | ST | ST | NA | 0.12 |  |  | PG | DP |  | YR | DA |  | 1973 | 1985 |  | MS |  |  | MS | [5 empty] | SS | IF |  | IF |  |  | BW | 5 | 1974 |  |  | 5718 | 281.2 | 0 | 0 | 0 |  | SUB | BIT | [6 empty] | OF |  |  | 90% | 90% | 2500000 | D | N
5109 | The DTE Electric Company | 1740 | River Rouge | MI | 1 | OP | Da | N |  |  |  | LO | LO | St | 0.03 |  |  | PB | SU | NP | YR | YR | DA | 1999 | 1999 | 1999 | MS |  |  | MS |  |  | LN | FR |  | NC |  |  | NC |  |  | BW | 2 | 1956 |  |  | 1720 | 0 | 0 | 2348 | 0 |  | NG | [7 empty] | FF |  |  | 90% | 90% | 1247000 | D | N |  |  |  | NC |  |  | NC
5109 | The DTE Electric Company | 1740 | River Rouge | MI | 2 | OP | N | N |  |  |  | LO | LO | NA | 0.175 |  |  | PB | DP |  | YR | YR |  | 1999 | 1999 |  | MS |  |  | MS | [5 empty] | NC |  |  | NC |  |  | CE | 11 | 1957 |  |  | 1710 | 99 | 0 | 3572 | 0 |  | BIT | NG | OG | [5 empty] | TF |  |  | 90% | 90% | 1175000 | D | N
5109 | The DTE Electric Company | 1740 | River Rouge | MI | 3 | OP | N | N |  |  |  | LO | LO | NA | 0.175 |  |  | PB | DP |  | YR | YR |  | 1999 | 1999 |  | MS |  |  | MS | [5 empty] | NC |  |  | NC |  |  | FW | 10 | 1958 |  |  | 2000 | 125 | 0 | 3324 | 0 |  | BIT | NG | OG | [5 empty] | FF |  |  | 90% | 90% | 1333000 | D | N
5109 | The DTE Electric Company | 1743 | St Clair | MI | 1 | OP | N | Y | 1 | 2006 | 288-05 | ST | ST | NA | 0.17 |  |  | PG | DP |  | YR | MO |  | 1973 | 1978 |  | MS |  |  | MS | [5 empty] | SS |  |  | SS |  |  | BW | 8 | 1953 |  |  | 1070 | 61 | 231.4 | 259 | 0 |  | BIT | [7 empty] | FF |  |  | 90% | 90% | 350000 | D | N
5109 | The DTE Electric Company | 1743 | St Clair | MI | 2 | OP | N | Y | 1 | 2006 | 288-05 | ST | ST | NA | 0.17 |  |  | PG | DP |  | YR | MO |  | 1973 | 1978 |  | MS |  |  | MS | [5 empty] | SS |  |  | SS |  |  | BW | 11 | 1953 |  |  | 1070 | 61 | 231.4 | 259 | 0 |  | BIT | [7 empty] | FF |  |  | 90% | 90% | 350000 | D | N
5109 | The DTE Electric Company | 1743 | St Clair | MI | 3 | OP | N | N |  |  |  | ST | ST | NA | 0.17 |  |  | PG | DP |  | YR | MO |  | 1973 | 1978 |  | MS |  |  | MS | [5 empty] | SS |  |  | SS |  |  | BW | 6 | 1954 |  |  | 1070 | 61 | 231.4 | 259 | 0 |  | BIT | [7 empty] | FF |  |  | 90% | 90% | 350000 | D | N
5109 | The DTE Electric Company | 1743 | St Clair | MI | 4 | OP | N | N |  |  |  | ST | ST | NA | 0.17 |  |  | PG | DP |  | YR | MO |  | 1973 | 1978 |  | MS |  |  | MS | [5 empty] | SS |  |  | SS |  |  | BW | 10 | 1954 |  |  | 1070 | 61 | 231.4 | 259 | 0 |  | BIT | [7 empty] | FF |  |  | 90% | 90% | 350000 | D | N
5109 | The DTE Electric Company | 1743 | St Clair | MI | 6 | OP | N | N |  |  |  | ST | ST | NA | 0.15 |  |  | PG | DP |  | YR | MO |  | 1973 | 1978 |  | MS |  |  | MS | [5 empty] | SS |  |  | SS |  |  | CE | 4 | 1961 |  |  | 2100 | 162 | 0 | 325 | 0 |  | BIT | [7 empty] | TF |  |  | 90% | 90% | 535000 | D | N
5109 | The DTE Electric Company | 1743 | St Clair | MI | 7 | OP | N | N |  |  |  | ST | ST | NA | 0.13 |  |  | PG | DP |  | YR | MO |  | 1973 | 1978 |  | MS |  |  | MS | [5 empty] | SS |  |  | SS |  |  | CE | 4 | 1969 |  |  | 3554 | 208 | 99 | 0 | 0 |  | BIT | [7 empty] | TF |  |  | 90% | 90% | 897857 | D | N
5109 | The DTE Electric Company | 1745 | Trenton Channel | MI | 16 | OP | N | N |  |  |  | ST | ST | NA | 0.19 |  |  | PG | SB |  | NS | MO |  | 1972 | 1972 |  | MS |  |  | MS | [5 empty] | NC |  |  | NC |  |  | CE | 7 | 1949 |  |  | 600 | 30 | 0 | 0 | 0 |  | SUB | BIT | [6 empty] | TF |  |  | 90% | 90% | 156000 | D | N
5109 | The DTE Electric Company | 1745 | Trenton Channel | MI | 17 | OP | N | N |  |  |  | ST | ST | NA | 0.19 |  |  | PG | SB |  | YR | MO |  | 1972 | 1972 |  | MS |  |  | MS | [5 empty] | NC |  |  | NC |  |  | CE | 8 | 1949 |  |  | 600 | 30 | 0 | 0 | 0 |  | SUB | BIT | [6 empty] | TF |  |  | 90% | 90% | 156000 | D | N
5109 | The DTE Electric Company | 1745 | Trenton Channel | MI | 18 | OP | N | N |  |  |  | ST | ST | NA | 0.19 |  |  | PG | SB |  | YR | MO |  | 1972 | 1972 |  | MS |  |  | MS | [5 empty] | NC |  |  | NC |  |  | CE | 11 | 1949 |  |  | 600 | 30 | 0 | 0 | 0 |  | SUB | BIT | [6 empty] | TF |  |  | 90% | 90% | 156000 | D | N
5109 | The DTE Electric Company | 1745 | Trenton Channel | MI | 19 | OP | N | N |  |  |  | ST | ST | NA | 0.19 |  |  | PG | SB |  | PS | MO |  | 1972 | 1972 |  | MS |  |  | MS | [5 empty] | NC |  |  | NC |  |  | CE | 2 | 1950 |  |  | 600 | 30 | 0 | 0 | 0 |  | SUB | BIT | [6 empty] | TF |  |  | 90% | 90% | 156000 | D | N
5109 | The DTE Electric Company | 1745 | Trenton Channel | MI | 9A | OP | N | N |  |  |  | ST | ST | NA | 0.15 |  |  | PG | SB |  | YR | MO |  | 1972 | 1972 |  | MS |  |  | MS | [5 empty] | NC |  |  | NC |  |  | CE | 1 | 1968 |  |  | 3580 | 187.5 | 0 | 0 | 0 |  | SUB | BIT | [6 empty] | TF |  |  | 90% | 90% | 990000 | D | N
20847 | Wisconsin Electric Power Co | 1769 | Presque Isle | MI | 1 | RE | N | N |  |  |  | ST | ST | NA | 0.23 |  |  | PG | DP |  | NV | DA |  | 1982 | 1980 |  | MS |  |  | MS | [11 empty] | RS | 9 | 1955 | 12 | 2006 | 220 | 12.7 | 0 | 0 | 0 |  | BIT | [7 empty] | FF |  |  | 90% | 90% | 59800 | D | N
20847 | Wisconsin Electric Power Co | 1769 | Presque Isle | MI | 2 | RE | N | N |  |  |  | ST | ST | NA | 0.24 |  |  | PG | DP |  | NV | DA |  | 1982 | 1980 |  | MS |  |  | MS | [11 empty] | RS | 7 | 1962 | 12 | 2006 | 345 | 19.6 | 0 | 0 | 0 |  | BIT | [7 empty] | TF |  |  | 90% | 90% | 91900 | D | N
20847 | Wisconsin Electric Power Co | 1769 | Presque Isle | MI | 3 | RE | N | N |  |  |  | ST | ST | NA | 0.23 |  |  | PG | DP |  | NV | DA |  | 1982 | 1980 |  | MS |  |  | MS | [5 empty] | NC |  |  | NC |  |  | CE | 1 | 1964 | 10 | 2009 | 375 | 23 | 0 | 0 | 0 |  | BIT | [7 empty] | TF |  |  | 90% | 90% | 97500 | D | N
20847 | Wisconsin Electric Power Co | 1769 | Presque Isle | MI | 4 | RE | N | N |  |  |  | ST | ST | NA | 0.23 |  |  | PG | DP |  | NV | DA |  | 1982 | 1980 |  | MS |  |  | MS | [5 empty] | NC |  |  | NC |  |  | CE | 12 | 1966 | 10 | 2009 | 375 | 23 | 0 | 0 | 0 |  | BIT | [7 empty] | TF |  |  | 90% | 90% | 97500 | D | N
20847 | Wisconsin Electric Power Co | 1769 | Presque Isle | MI | 5 | OP | N | N |  |  |  | ST | ST | NA | 0.2 | 1.67 |  | PG | DP |  | NV | DA |  | 1982 | 1980 |  | MS |  |  | MS | [5 empty] | NC |  |  | NC |  |  | RS | 12 | 1974 |  |  | 615 | 37 | 0 | 0 | 0 |  | BIT | [7 empty] | FF |  |  | 90% | 90% | 167100 | D | N
20847 | Wisconsin Electric Power Co | 1769 | Presque Isle | MI | 6 | OP | N | N |  |  |  | ST | ST | NA | 0.2 | 1.67 |  | PG | DP |  | NV | DA |  | 1982 | 1980 |  | MS |  |  | MS | [5 empty] | NC |  |  | NC |  |  | RS | 4 | 1975 |  |  | 615 | 37 | 0 | 0 | 0 |  | BIT | [7 empty] | FF |  |  | 90% | 90% | 167100 | D | N
20847 | Wisconsin Electric Power Co | 1769 | Presque Isle | MI | 7 | OP | D | N |  |  |  | FD | FD | St | 0.1 | 1.2 | 0.7 | PB | DP | NP | NV | TH | TH | 1982 | 1982 | 1982 | MS |  |  | MS |  |  | MS |  |  | NC |  |  | NC |  |  | RS | 6 | 1978 |  |  | 615 | 53.6 | 0 | 0 | 0 |  | SUB | [7 empty] | OF |  |  | 80% | 90% | 178000 | D | N |  |  |  | NC |  |  | NC
20847 | Wisconsin Electric Power Co | 1769 | Presque Isle | MI | 8 | OP | D | N |  |  |  | FD | FD | St | 0.1 | 1.2 | 0.7 | PB | DP | NP | NV | TH | TH | 1982 | 1982 | 1982 | MS |  |  | MS |  |  | MS |  |  | NC |  |  | NC |  |  | RS | 11 | 1978 |  |  | 615 | 53.6 | 0 | 0 | 0 |  | SUB | [7 empty] | OF |  |  | 80% | 90% | 178000 | D | N |  |  |  | NC |  |  | NC
20847 | Wisconsin Electric Power Co | 1769 | Presque Isle | MI | 9 | OP | D | N |  |  |  | FD | FD | St | 0.1 | 1.2 | 0.7 | PB | DP | NP | NV | TH | TH | 1982 | 1982 | 1982 | MS |  |  | MS |  |  | MS |  |  | NC |  |  | NC |  |  | RS | 9 | 1979 |  |  | 615 | 53.6 | 0 | 0 | 0 |  | SUB | [7 empty] | OF |  |  | 80% | 90% | 178000 | D | N |  |  |  | NC |  |  | NC
58246 | Escanaba Operating Services LLC | 1771 | Escanaba | MI | 1 | OP
58246 | Escanaba Operating Services LLC | 1771 | Escanaba | MI | 2 | OP
56133 | L'Anse Warden Electric Company LLC | 1772 | John H Warden | MI | 1 | OP
5107 | City of Detroit | 1822 | Mistersky | MI | 5 | RE | N | N |  |  |  | ST | LO | FD | 20 |  |  | OP | SU | NP | OH | NV | NV | 1980 | 1985 | 1985 | MS |  |  | MS |  |  | LA |  |  | NC |  |  | NC |  |  | BW | 8 | 1950 | 8 | 2010 | 360 | 0 | 62.4 | 349.5 | 0 |  | NG | [7 empty] | FF |  |  | 100% | 90% | 111000 | D | N |  |  |  | LN |  |  | LN
5107 | City of Detroit | 1822 | Mistersky | MI | 6 | OS | N | N |  |  |  | ST | LO | FD | 20 |  |  | OP | SU | NP | OH | NV | NV | 1980 | 1985 | 1985 | MS |  |  | MS |  |  | LA |  |  | NC |  |  | NC |  |  | CE | 8 | 1958 |  |  | 370 | 0 | 78 | 407.8 | 0 |  | NG | [7 empty] | TF |  |  | 100% | 90% | 115000 | D | N |  |  |  | LN |  |  | LN
5107 | City of Detroit | 1822 | Mistersky | MI | 7 | OS | Da | N |  |  |  | ST | LO | FD | 20 |  |  | OP | SU | NP | OH | NV | NV | 1980 | 1980 | 1980 | MS |  |  | MS |  |  | MS |  |  | NC |  |  | NC |  |  | RS | 1 | 1979 | 8 | 2030 | 460 | 0 | 93.6 | 550.5 | 0 |  | NG | [7 empty] | OF |  |  | 80% | 80% | 120000 | D | Y |  |  |  | OV |  |  | OV
7483 | City of Grand Haven | 1825 | J B Sims | MI | 3 | OP | N
8723 | City of Holland | 1830 | James De Young | MI | 3 | OP
8723 | City of Holland | 1830 | James De Young | MI | 4 | OP
8723 | City of Holland | 1830 | James De Young | MI | 5 | OP
56155 | Lansing Board of Water and Light | 1831 | Eckert Station | MI | 1 | OP | N | N |  |  |  | ST | ST | FD | 0.2 |  |  | PG | DP | NP | NV | DA | YR | 1978 | 1980 | 2000 | MS |  |  | MS |  |  | MS |  |  | SS | [5 empty] | BW | 6 | 1954 |  |  | 380 | 17.9 | 0 | 0 | 0 |  | SUB | [7 empty] | FF |  |  | 90% | 90% | 77700 | D | N |  |  |  | LN | OV
56155 | Lansing Board of Water and Light | 1831 | Eckert Station | MI | 2 | OP | N | N |  |  |  | ST | ST | FD | 0.2 |  |  | PG | DP | NP | NV | DA | YR | 1978 | 1980 | 2000 | MS |  |  | MS |  |  | MS |  |  | SS |  |  | NC |  |  | CE | 6 | 1958 |  |  | 430 | 20.1 | 0 | 0 | 0 |  | SUB | [7 empty] | TF |  |  | 90% | 90% | 91200 | D | N | [6 empty] | NC
56155 | Lansing Board of Water and Light | 1831 | Eckert Station | MI | 3 | OP | N | N |  |  |  | ST | ST | FD | 0.2 |  |  | PG | DP | NP | NV | DA | YR | 1978 | 1980 | 2000 | MS |  |  | MS |  |  | MS |  |  | SS |  |  | NC |  |  | CE | 6 | 1961 |  |  | 430 | 20.1 | 0 | 0 | 0 |  | SUB | [7 empty] | TF |  |  | 90% | 90% | 91200 | D | N |  |  |  | OV | LN |  | NC
56155 | Lansing Board of Water and Light | 1831 | Eckert Station | MI | 4 | OP | N | N |  |  |  | ST | ST | FD | 0.2 |  |  | PG | DP | NP | NV | DA | YR | 1976 | 1980 | 2000 | MS |  |  | MS |  |  | MS |  |  | SS |  |  | NC |  |  | BW | 6 | 1964 |  |  | 675 | 31.4 | 0 | 0 | 0 |  | SUB | [7 empty] | FF |  |  | 90% | 90% | 144700 | D | N |  |  |  | LN | OV |  | NC
56155 | Lansing Board of Water and Light | 1831 | Eckert Station | MI | 5 | OP | N | N |  |  |  | ST | ST | FD | 0.2 |  |  | PG | DP | NP | NV | DA | YR | 1976 | 1980 | 2000 | MS |  |  | MS |  |  | MS |  |  | SS |  |  | NC |  |  | BW | 6 | 1968 |  |  | 675 | 31.4 | 0 | 0 | 0 |  | SUB | [7 empty] | FF |  |  | 90% | 90% | 144700 | D | N |  |  |  | LN | OV |  | NC
56155 | Lansing Board of Water and Light | 1831 | Eckert Station | MI | 6 | OP | N | N |  |  |  | ST | ST | FD | 0.2 |  |  | PG | DP | NP | NV | DA | YR | 1976 | 1980 | 2000 | MS |  |  | MS |  |  | MS |  |  | SS |  |  | NC |  |  | BW | 6 | 1970 |  |  | 675 | 31.4 | 0 | 0 | 0 |  | SUB | [7 empty] | FF |  |  | 90% | 90% | 144700 | D | N |  |  |  | LN | OV |  | NC
56155 | Lansing Board of Water and Light | 1832 | Erickson Station | MI | 1 | OP | N | N |  |  |  | ST | ST | FD | 0.17 |  |  | PG | DP | NP | NV | DA | YR | 1979 | 1980 | 2000 | MS |  |  | MS |  |  | MS |  |  | SS |  |  | NC |  |  | BW | 6 | 1973 |  |  | 1173 | 78.4 | 0 | 0 | 0 |  | SUB | [7 empty] | FF |  |  | 90% | 90% | 383597 | D | N |  |  |  | LN | OV |  | NC
11701 | City of Marquette - (MI) | 1843 | Shiras | MI | 1 | OS | N
11701 | City of Marquette - (MI) | 1843 | Shiras | MI | 2 | OP | N
11701 | City of Marquette - (MI) | 1843 | Shiras | MI | 3 | OP | N
21048 | Wyandotte Municipal Serv Comm | 1866 | Wyandotte | MI | 5 | OP | N
21048 | Wyandotte Municipal Serv Comm | 1866 | Wyandotte | MI | 7 | OP | N
21048 | Wyandotte Municipal Serv Comm | 1866 | Wyandotte | MI | 8 | OP | N
9417 | Interstate Power and Light Co | 1888 | Fox Lake | MN | 1 | OP | N | N |  |  |  | ST | ST | NA | 0.6 |  |  | PB | DP |  | PS | NS |  | 1977 | 1976 |  | MS |  |  | MS | [5 empty] | NC |  |  | NC |  |  | RS | 6 | 1950 |  |  | 120 | 0 |  | 161.5 | 0 |  | NG | [7 empty] | FF |  |  | 80% | 80% | 29680 |  | N
9417 | Interstate Power and Light Co | 1888 | Fox Lake | MN | 2 | RE | N | N |  |  |  | ST | ST | NA | 0.6 |  |  | PB | DP |  | PS | NS |  | 1977 | 1976 |  | MS |  |  | MS | [5 empty] | NC |  |  | NC |  |  | RS | 6 | 1951 |  |  | 120 | 0 | 25.6 | 161.5 | 0 |  | NG | RFO | [6 empty] | FF |  |  | 80% | 80% | 29680 |  | N
9417 | Interstate Power and Light Co | 1888 | Fox Lake | MN | 3 | OP | N | N |  |  |  | ST | ST | NA | 0.6 |  |  | PB | DP |  | PS | NS |  | 1977 | 1976 |  | MS |  |  | MS | [5 empty] | SS |  |  | SS |  |  | RS | 6 | 1962 |  |  | 525 | 15 |  | 703.4 | 0 |  | NG | [7 empty] | FF |  |  | 90% | 90% | 134640 | D | N
12647 | Minnesota Power Inc | 1891 | Syl Laskin | MN | 1 | OP | N | Y | 11 | 2008 | 13700013 | ST | ST | St | 0.6 | 4 | 0.2 | PB | DP | NP | DT | OH | YR | 1971 | 1969 | 2008 | MS |  |  | MS |  |  | MS |  |  | OT |  |  | NC |  |  | CE | 4 | 1953 |  |  | 530 | 212.5 | 0 | 0 | 0 |  | SUB | [7 empty] | TF |  |  | 80% | 80% | 240000 | W | N |  |  |  | LN | OV |  | NC
12647 | Minnesota Power Inc | 1891 | Syl Laskin | MN | 2 | OP | N | Y | 11 | 2008 | 13700013 | ST | ST | St | 0.6 | 4 | 0.2 | PB | DP | NP | DT | OH | YR | 1971 | 1969 | 2008 | MS |  |  | MS |  |  | MS |  |  | OT |  |  | NC |  |  | CE | 9 | 1953 |  |  | 530 | 212.5 | 0 | 0 | 0 |  | SUB | [7 empty] | TF |  |  | 80% | 80% | 240000 | W | N |  |  |  | LN | OV |  | NC
12647 | Minnesota Power Inc | 1893 | Clay Boswell | MN | 1 | OP | N | N |  |  | 6100004 | ST | ST | FD | 0.1 | 4 | 0.4 | PB | DP | NP | PS | OH | YR | 1978 | 1969 | 2000 | MS |  |  | MS |  |  | MS |  |  | NC |  |  | NC |  |  | RS | 7 | 1958 |  |  | 500 | 54 | 180 | 180 | 0 |  | SUB | [7 empty] | FF |  |  | 80% | 80% | 155980 | D | N |  |  |  | LN | OV | SN | NC
12647 | Minnesota Power Inc | 1893 | Clay Boswell | MN | 2 | OP | N | N |  |  | 6100004 | ST | ST | FD | 0.1 | 4 | 0.4 | PB | DP | NP | PS | OH | YR | 1978 | 1969 | 2000 | MS |  |  | MS |  |  | MS |  |  | NC |  |  | NC |  |  | RS | 1 | 1960 |  |  | 500 | 54 | 180 | 180 | 0 |  | SUB | [7 empty] | FF |  |  | 80% | 80% | 155980 | D | N |  |  |  | LN | OV | SN | NC
12647 | Minnesota Power Inc | 1893 | Clay Boswell | MN | 3 | OP | N | N |  |  | 100004 | ST | ST | St | 0.014 | 0.09 | 1.2 | PB | DP | NP | PS | MO | MO | 1973 | 2012 | 2012 | MS |  |  | MS |  |  | MS |  |  | IF |  |  | NC |  |  | CE | 2 | 1973 |  |  | 2472 | 233 | 0 | 545.2 | 0 |  | SUB | [7 empty] | TF |  |  | 90% | 90% | 741700 | D | N |  |  |  | LN | OV | OT | NC
12647 | Minnesota Power Inc | 1893 | Clay Boswell | MN | 4 | OP | D | N |  |  | 6100004 | ST | ST | ST | 0.1 | 0.33 | 0.7 | PB | DP | NP | PS | YR | TH | 1980 | 1980 | 1980 | MS |  |  | MS |  |  | MS |  |  | NC |  |  | NC |  |  | CE | 5 | 1980 |  |  | 3807 | 356 | 0 | 763.8 | 0 |  | SUB | [7 empty] | TF |  |  | 90% | 90% | 991875 | D | N |  |  |  | SN | LN |  | NC
12647 | Minnesota Power Inc | 1897 | M L Hibbard | MN | 3 | OP | Db |  |  |  |  | ST | ST | ST | 0.025 |  |  | PB | DP | NP | DA | OH | MO | 1988 | 1988 | 1988 | MS |  |  | MS |  |  | MS | [8 empty] | CE | 1 | 1988 |  |  | 350 | 12.1 | 0 | 22 | 36 |  | WDS | SUB | NG | [5 empty] | SS |  |  | 70% |  | 103000 | D | Y
12647 | Minnesota Power Inc | 1897 | M L Hibbard | MN | 4 | OP | Db |  |  |  |  | ST | ST | ST | 0.025 |  |  | PB | DP | NP | DA | OH | MO | 1988 | 1988 | 1988 | MS |  |  | MS |  |  | MS | [8 empty] | CE | 1 | 1988 |  |  | 350 | 12.1 | 0 | 22 | 36 |  | WDS | SUB | NG | [5 empty] | SS |  |  | 70% |  | 103000 | D | Y
13781 | Northern States Power Co - Minnesota | 1904 | Black Dog | MN | 3 | OP | N | Y | 3 | 2009 | 03700003-009 | ST | ST | FD | 0.3 | 1.3 |  | PB | DP | OT | PS | OH | YR | 1976 | 1976 | 2000 | MS |  |  | MS |  |  | MS |  |  | NC |  |  | NC |  |  | BW | 8 | 1955 |  |  | 775 | 50.5 | 0 | 1080 | 0 |  | SUB | NG | [6 empty] | FF |  |  | 90% | 90% | 198000 | D | N |  |  |  | OT |  |  | NC
13781 | Northern States Power Co - Minnesota | 1904 | Black Dog | MN | 4 | OP | N | Y | 3 | 2009 | 03700003-009 | ST | ST | FD | 0.3 | 1.3 |  | PB | DP | OT | PS | OH | YR | 1976 | 1976 | 2000 | MS |  |  | MS |  |  | MS |  |  | NC |  |  | NC |  |  | BW | 10 | 1960 |  |  | 1250 | 80.8 | 0 | 1728 | 0 |  | SUB | NG | [6 empty] | FF |  |  | 90% | 90% | 328889 | D | N |  |  |  | OT |  |  | NC
13781 | Northern States Power Co - Minnesota | 1904 | Black Dog | MN | 5 | OP | Da | Y | 3 | 2009 | 03700003-009 | FD | FD | FD | 29.4 |  |  | PH | DP | NM | PS | MO | TH | 2002 | 2002 | 2002 | MS |  |  | MS |  |  | MS |  |  | NC |  |  | NC |  |  | DL | 6 | 2002 |  |  | 1039 | 0 | 0 | 510 | 0 | 1389 | NG | [7 empty] | DB |  |  | 50% | 50% | 775550 |  | N |  |  |  | NC |  |  | NC
13781 | Northern States Power Co - Minnesota | 1912 | High Bridge | MN | 9 | OP | N | N |  |  |  | NA | NA | NA | [27 empty] | NT | 5 | 2008 |  |  | 1939 |  |  |  |  | 1837 | NG | [7 empty] | OT |  |  | 100% | 100% | 1633172 |  | N
13781 | Northern States Power Co - Minnesota | 1912 | High Bridge | MN | 5 | RE | N |  |  |  |  | ST | ST | FD | 0.4 |  |  | PB | DP | NP | DT | OH | YR | 1971 | 1971 | 1995 | MS |  |  | MS |  |  | MS |  |  | NC | [5 empty] | BW | 9 | 1956 | 8 | 2007 | 775 | 54.6 | 0 | 1146 | 0 |  | SUB | NG | [6 empty] | FF |  |  | 80% | 80% | 178000 | D | N
13781 | Northern States Power Co - Minnesota | 1912 | High Bridge | MN | 6 | RE | N |  |  |  |  | ST | ST | FD | 0.4 |  |  | PB | DP | NP | DT | OH | YR | 1971 | 1971 | 1995 | MS |  |  | MS |  |  | MS |  |  | NC | [5 empty] | BW | 5 | 1959 | 8 | 2007 | 1200 | 86 | 0 | 1620 | 0 |  | SUB | NG | [6 empty] | FF |  |  | 80% | 90% | 354468 | D | N
13781 | Northern States Power Co - Minnesota | 1915 | Allen S King | MN | 1 | OP | N | Y | 8 | 2009 | 16300005-011 | FD | FD | FD | 0.02 | 0.12 | 0.1 | PB | DP | NP | PS | MO | MO | 2008 | 2008 | 2008 | MS |  |  | MS |  |  | MS |  |  | IF |  |  | IF |  |  | BW | 6 | 1968 |  |  | 4086 | 348 | 0 | 0 | 0 |  | SUB | [7 empty] | CY |  |  | 80% | 80% | 1150000 | W | N |  |  |  | OV | SR |  | OV | SR
13781 | Northern States Power Co - Minnesota | 1918 | Minnesota Valley | MN | 4 | RE | N
13781 | Northern States Power Co - Minnesota | 1922 | Monticello | MN | NSS1 | OP
13781 | Northern States Power Co - Minnesota | 1925 | Prairie Island | MN | NSS1 | OP
13781 | Northern States Power Co - Minnesota | 1925 | Prairie Island | MN | NSS2 | OP
13781 | Northern States Power Co - Minnesota | 1926 | Red Wing | MN | 1 | OP | N
13781 | Northern States Power Co - Minnesota | 1926 | Red Wing | MN | 2 | OP | N
13781 | Northern States Power Co - Minnesota | 1927 | Riverside | MN | 6 | RE | N |  |  |  |  | ST | ST | FD
13781 | Northern States Power Co - Minnesota | 1927 | Riverside | MN | 7 | RE | N |  |  |  |  | ST | ST | FD
13781 | Northern States Power Co - Minnesota | 1927 | Riverside | MN | 7A | OP
13781 | Northern States Power Co - Minnesota | 1927 | Riverside | MN | 8 | RE | N |  |  |  |  | ST | ST | FD
13781 | Northern States Power Co - Minnesota | 1934 | Wilmarth | MN | 1 | OP | N
13781 | Northern States Power Co - Minnesota | 1934 | Wilmarth | MN | 2 | OP | N
14232 | Otter Tail Power Co | 1943 | Hoot Lake | MN | 1 | RE | N | N |  |  |  | ST | ST | NA | 0.6 |  |  | PB | DH |  | PS | DA |  | 1979 | 1990 |  | MS |  |  | MS | DB | SS |  |  |  | NC |  |  | NC |  |  | CE | 6 | 1948 | 1 | 2006 | 95 | 10.5 | 0 | 0 | 0 |  | SUB | [7 empty] | SS |  |  | 80% | 80% | 39500 | D | N
14232 | Otter Tail Power Co | 1943 | Hoot Lake | MN | 2 | OP | N | N |  |  |  | ST | ST | FD | 0.6 |  |  | PB | DP | NP | PS | OH | YR | 1972 | 1990 | 1997 | MS |  |  | MS |  |  | MS |  |  | NC |  |  | NC |  |  | CE | 6 | 1959 | 1 | 2010 | 400 | 41.1 | 0 | 0 | 0 |  | SUB | [7 empty] | TF |  |  | 80% | 80% | 167000 | D | N |  |  |  | LN |  |  | NC
14232 | Otter Tail Power Co | 1943 | Hoot Lake | MN | 3 | OP | N | N |  |  |  | ST | ST | FD | 0.6 |  |  | PB | DP | NP | PS | OH | YR | 1972 | 1990 | 2000 | MS |  |  | MS |  |  | MS | LN |  | NC |  |  | NC |  |  | BW | 6 | 1964 | 1 | 2010 | 625 | 60.5 | 0 | 0 | 0 |  | SUB | [7 empty] | FF |  |  | 80% | 80% | 275000 | D | N |  |  |  | LN |  |  | NC
1009 | City of Austin - (MN) | 1960 | Austin Downtown | MN | 1 | OS
1009 | City of Austin - (MN) | 1960 | Austin Downtown | MN | 3 | OS
1009 | City of Austin - (MN) | 1960 | Austin Downtown | MN | 4 | OS
1009 | City of Austin - (MN) | 1960 | Austin Downtown | MN | 5 | OS
1009 | City of Austin - (MN) | 1961 | Austin Northeast | MN | NEPP | OP
40580 | Southern Minnesota Mun P Agny | 1973 | Fairmont | MN | 1 | RE | N
40580 | Southern Minnesota Mun P Agny | 1973 | Fairmont | MN | 2 | RE | N
40580 | Southern Minnesota Mun P Agny | 1973 | Fairmont | MN | 3 | RE | N
40580 | Southern Minnesota Mun P Agny | 1973 | Fairmont | MN | 4 | RE | N
8543 | Hibbing Public Utilities Comm | 1979 | Hibbing | MN | 1 | OP | N
8543 | Hibbing Public Utilities Comm | 1979 | Hibbing | MN | 2 | OP
8543 | Hibbing Public Utilities Comm | 1979 | Hibbing | MN | 3 | OP | N
8543 | Hibbing Public Utilities Comm | 1979 | Hibbing | MN | 4 | OP | N
13488 | New Ulm Public Utilities Comm | 2001 | New Ulm | MN | 1 | OP
13488 | New Ulm Public Utilities Comm | 2001 | New Ulm | MN | 2 | OP
13488 | New Ulm Public Utilities Comm | 2001 | New Ulm | MN | 4 | OP
14246 | City of Owatonna | 2003 | Owatonna | MN | 5 | RE
14246 | City of Owatonna | 2003 | Owatonna | MN | 6 | RE
16181 | Rochester Public Utilities | 2008 | Silver Lake | MN | 1 | OP | N
16181 | Rochester Public Utilities | 2008 | Silver Lake | MN | 2 | OP | N
16181 | Rochester Public Utilities | 2008 | Silver Lake | MN | 3 | OP | N
16181 | Rochester Public Utilities | 2008 | Silver Lake | MN | 4 | OP | N
19883 | City of Virginia | 2018 | Virginia | MN | 10 | OP | N
19883 | City of Virginia | 2018 | Virginia | MN | 11 | OP
19883 | City of Virginia | 2018 | Virginia | MN | 7 | OP | N
19883 | City of Virginia | 2018 | Virginia | MN | 9 | OP | N
20737 | Willmar Municipal Utilities | 2022 | Willmar | MN | 1 | RE | D
20737 | Willmar Municipal Utilities | 2022 | Willmar | MN | 2 | SB | N | [34 empty] | OT | 11 | 1953 |  |  | 105 |  |  | 150 |  |  | NG | [7 empty] | SF |  |  | 80% | 70% |  |  | N
20737 | Willmar Municipal Utilities | 2022 | Willmar | MN | 3 | OP | N | [34 empty] | BW | 11 | 1959 |  |  | 160 | 15 |  | 225 |  |  | BIT | [7 empty] | SS |  |  | 90% | 80% |  | D | N
7570 | Great River Energy | 2039 | Elk River | MN | 1 | OP | N
7570 | Great River Energy | 2039 | Elk River | MN | 2 | OP | N
7570 | Great River Energy | 2039 | Elk River | MN | 3 | OP | N
12686 | Mississippi Power Co | 2046 | Eaton | MS | 1 | OP | N
12686 | Mississippi Power Co | 2046 | Eaton | MS | 2 | OP | N
12686 | Mississippi Power Co | 2046 | Eaton | MS | 3 | OP | N
12686 | Mississippi Power Co | 2048 | Sweatt | MS | 1 | OP | N
12686 | Mississippi Power Co | 2048 | Sweatt | MS | 2 | OP | N
12686 | Mississippi Power Co | 2049 | Jack Watson | MS | 1 | OP | N | N |  |  |  | ST | ST | NA | 0.286 |  |  | PB | DP |  | NS | NS |  | 1978 | 1978 |  | MS |  |  | MS | [5 empty] | NC |  |  | NC |  |  | CE | 6 | 1957 |  |  | 582 | 0 | 136 | 803 | 0 |  | NG | [7 empty] | TF |  |  | 90% | 90% | 320762 |  | N
12686 | Mississippi Power Co | 2049 | Jack Watson | MS | 2 | OP | N | N |  |  |  | ST | ST | NA | 0.286 |  |  | PB | DP |  | NS | NS |  | 1978 | 1978 |  | MS |  |  | MS | [5 empty] | NC |  |  | NC |  |  | CE | 5 | 1960 |  |  | 582 | 0 | 136 | 803 | 0 |  | NG | [7 empty] | TF |  |  | 90% | 90% | 360658 |  | N
12686 | Mississippi Power Co | 2049 | Jack Watson | MS | 3 | OP | N | N |  |  |  | ST | ST | NA | 0.273 |  |  | PB | DP |  | NS | NS |  | 1978 | 1978 |  | MS |  |  | MS | [5 empty] | NC |  |  | NC |  |  | CE | 5 | 1962 |  |  | 765 | 0 | 209.7 | 1210 | 0 |  | NG | [7 empty] | TF |  |  | 90% | 90% | 250550 |  | N
12686 | Mississippi Power Co | 2049 | Jack Watson | MS | 4 | OP | N | N |  |  |  | ST | ST | FD | 0.273 |  |  | PB | DP | NP | NS | NS | YR | 1978 | 1978 | 2000 | MS |  |  | MS |  |  | MS |  |  | SS |  |  | ND |  |  | RS | 5 | 1968 |  |  | 1779 | 100.3 | 0 | 2619 | 0 |  | BIT | NG | [6 empty] | OF |  |  | 90% | 90% | 600029 | W | N |  |  |  | LN | OV |  | ND
12686 | Mississippi Power Co | 2049 | Jack Watson | MS | 5 | OP | N | N |  |  |  | ST | ST | FD | 0.21 |  |  | PB | DP | NP | NS | NS | YR | 1978 | 1978 | 2000 | MS |  |  | MS |  |  | MS |  |  | SS |  |  | ND |  |  | FW | 4 | 1973 |  |  | 3619 | 202.9 | 0 | 5238 | 0 |  | BIT | NG | [6 empty] | OF |  |  | 90% | 90% | 1274039 | W | N |  |  |  | LN | OV |  | ND
12685 | Entergy Mississippi Inc | 2050 | Baxter Wilson | MS | 1 | OP | N | N |  |  |  | ST | ST | NA | 0.214 | 4.8 |  | PB | DP |  | NV | NV |  | 1972 | 1972 |  | MS |  |  | MS | [5 empty] | NC |  |  | NC |  |  | CE | 12 | 1966 |  |  | 3776 | 0 | 800 | 4746 | 0 |  | NG | RFO | [6 empty] | TF |  |  | 80% | 80% | 1082310 |  | N
12685 | Entergy Mississippi Inc | 2050 | Baxter Wilson | MS | 2 | OP | N | N |  |  |  | ST | ST | NA | 0.202 | 4.8 |  | PB | DP |  | NV | NV |  | 1972 | 1972 |  | MS |  |  | MS | [5 empty] | NC |  |  | NC |  |  | BW | 7 | 1971 |  |  | 5312 | 0 | 1120 | 6580 | 0 |  | NG | RFO | [6 empty] | OF |  |  | 80% | 80% | 1367662 |  | N
12685 | Entergy Mississippi Inc | 2051 | Delta | MS | 1 | RE | D | N |  |  |  | ST | ST | NA | 0.27 |  |  | PB | DP |  | NV | NV |  | 1972 | 1972 |  | MS |  |  | MS | [5 empty] | NC |  |  | ND |  |  | FW | 12 | 1953 | 12 | 2012 | 950 | 0 | 180 | 1120 | 0 |  | NG | RFO | [6 empty] | FF |  |  | 80% | 80% | 206000 |  | N
12685 | Entergy Mississippi Inc | 2051 | Delta | MS | 2 | RE | D | N |  |  |  | ST | ST | NA | 0.27 |  |  | PB | DP |  | NV | NV |  | 1972 | 1972 |  | MS |  |  | MS | [5 empty] | NC |  |  | ND |  |  | FW | 12 | 1953 | 12 | 2012 | 950 | 0 | 180 | 1120 | 0 |  | NG | RFO | [6 empty] | FF |  |  | 80% | 80% | 206000 |  | N
12685 | Entergy Mississippi Inc | 2052 | Natchez | MS | 1 | RE | N
12685 | Entergy Mississippi Inc | 2053 | Rex Brown | MS | 1A | RE | N | N |  |  |  | ST | ST | NA | 0.32 |  |  | PB | DP |  | NV | NV |  | 1972 | 1972 |  | MS |  |  | MS | [5 empty] | NC |  |  | NC |  |  | CE | 3 | 1977 | 12 | 2011 | 184 | 0 | 39 | 251 | 0 |  | NG | RFO | [6 empty] | FF |  |  | 80% | 80% | 50233 |  | N
12685 | Entergy Mississippi Inc | 2053 | Rex Brown | MS | 1B | RE | N | N |  |  |  | ST | ST | NA | 0.3 |  |  | PB | DP |  | NV | NV |  | 1972 | 1972 |  | MS |  |  | MS | [5 empty] | NC |  |  | NC |  |  | CE | 3 | 1977 | 12 | 2011 | 184 | 0 | 39 | 251 | 0 |  | NG | RFO | [6 empty] | FF |  |  | 80% | 80% | 50233 |  | N
12685 | Entergy Mississippi Inc | 2053 | Rex Brown | MS | 3 | OP | N | N |  |  |  | ST | ST | NA | 0.3 |  |  | PB | DP |  | NV | NV |  | 1972 | 1972 |  | MS |  |  | MS | [5 empty] | NC |  |  | NC |  |  | BW | 3 | 1951 |  |  | 650 | 0 | 137 | 1250 | 0 |  | NG | RFO | [6 empty] | FF |  |  | 80% | 80% | 198444 |  | N
12685 | Entergy Mississippi Inc | 2053 | Rex Brown | MS | 4 | OP | N | N |  |  |  | ST | ST | NA | 0.25 |  |  | PB | DP |  | NV | NV |  | 1972 | 1972 |  | MS |  |  | MS | [5 empty] | NC |  |  | NC |  |  | BW | 7 | 1959 |  |  | 1560 | 0 | 341 | 2130 | 0 |  | NG | RFO | [6 empty] | FF |  |  | 80% | 90% | 380120 |  | N
3702 | Clarksdale Public Utilities | 2059 | L L Wilkins | MS | 7 | OP
3702 | Clarksdale Public Utilities | 2059 | L L Wilkins | MS | 8 | OP
3702 | Clarksdale Public Utilities | 2060 | Third Street | MS | 4 | RE
7651 | Greenwood Utilities Comm | 2062 | Henderson | MS | H1 | OP | N
7651 | Greenwood Utilities Comm | 2062 | Henderson | MS | H3 | OP | N
7651 | Greenwood Utilities Comm | 2062 | Henderson | MS | HRSG | OP
7651 | Greenwood Utilities Comm | 2063 | Wright | MS | W1 | OP | N
7651 | Greenwood Utilities Comm | 2063 | Wright | MS | W3 | OP
21095 | Public Serv Comm of Yazoo City | 2067 | Yazoo | MS | 3 | SB
21095 | Public Serv Comm of Yazoo City | 2067 | Yazoo | MS | HRSG1 | OP
17568 | South Mississippi El Pwr Assn | 2070 | Moselle | MS | 1 | RE | N | N |  |  |  | ST | ST | NA | 0.28 |  |  | PB | DP |  | NV | OH |  | 1974 | 1974 |  | MS |  |  | MS | [5 empty] | NC |  |  | NC |  |  | CE | 8 | 1970 |  |  | 504 | 0 | 117 | 599 | 0 |  | NG | RFO | [6 empty] | FF |  |  | 80% | 80% | 108000 |  | N
17568 | South Mississippi El Pwr Assn | 2070 | Moselle | MS | 2 | RE | N | N |  |  |  | ST | ST | NA | 0.28 |  |  | PB | DP |  | NV | OH |  | 1974 | 1974 |  | MS |  |  | MS | [5 empty] | NC |  |  | NC |  |  | CE | 8 | 1970 |  |  | 504 | 0 | 117 | 599 | 0 |  | NG | RFO | [6 empty] | FF |  |  | 80% | 80% | 108000 |  | N
17568 | South Mississippi El Pwr Assn | 2070 | Moselle | MS | 3 | OP | N | N |  |  |  | ST | ST | NA | 0.28 |  |  | PB | DP |  | NV | OH |  | 1974 | 1974 |  | MS |  |  | MS | [5 empty] | NC |  |  | NC |  |  | CE | 8 | 1970 |  |  | 504 | 0 | 117 | 599 | 0 |  | NG | RFO | [6 empty] | FF |  |  | 80% | 80% | 108000 |  | N
17568 | South Mississippi El Pwr Assn | 2070 | Moselle | MS | HRSG1 | OP | N | Y | 8 | 2010 | 1360-00035 | ST | NA | St | 16.8 |  | 11.4 | PH |  | NH | OH |  | OH | 2012 |  | 2012 | MS | [5 empty] | MS | [8 empty] | VO | 5 | 2012 |  |  | 481 |  |  |  |  | 1260 | NG | [7 empty] | DB |  |  | 100% | 100% | 700000 | [8 empty] | SR
17568 | South Mississippi El Pwr Assn | 2070 | Moselle | MS | HRSG2 | OP | N | Y | 8 | 2010 | 1360-00035 | ST | NA | St | 16.8 |  | 11.4 | PH |  | NH | OH |  | OH | 2012 |  | 2012 | BO | [5 empty] | MS | [8 empty] | VO | 11 | 2012 |  |  | 481 |  |  |  |  | 1260 | NG | [7 empty] | DB |  |  | 100% | 100% | 700000 | [8 empty] | SR
5860 | Empire District Electric Co | 2076 | Asbury | MO | 1 | OP | N | N |  |  |  | ST | ST | FD | 40 |  |  | OP | DP | NP | SM | TH | YR | 1970 | 1970 | 1998 | MS |  |  | MS |  |  | MS |  |  | SS |  |  | IF |  |  | BW | 6 | 1970 |  |  | 1425 | 130 | 0 | 0 | 0 |  | SUB | BIT | TDF | [5 empty] | CY |  |  | 90% | 90% | 404844 | W | N |  |  |  | SR | OV |  | SR | OV
10000 | Kansas City Power & Light Co | 2079 | Hawthorn | MO | 5A | OP | Da | Y | 8 | 1999 | 888 | LO | LO | LO | 0.018 | 0.12 | 0.08 | PB | DP | NP | PS | MO | MO | 2001 | 2001 | 2001 | MS |  |  | MS |  |  | MS |  |  | NC |  |  | NC |  |  | BW | 6 | 2001 |  |  | 3990 | 330.4 | 0 | 3681.6 | 0 |  | SUB | NG | [6 empty] | OF |  |  | 90% | 90% | 1172100 | D | N |  |  |  | NC |  |  | NC
10000 | Kansas City Power & Light Co | 2079 | Hawthorn | MO | 9 | OP | Da | Y | 2 | 2001 | 883-A | LO | LO | LO | 22.6 | 150 | 4 | PH | DM | NM | DT | DT | MO | 2000 | 2000 | 2000 | MS |  |  | MS |  |  | MS |  |  | NC |  |  | NC |  |  | NT | 7 | 2000 |  |  | 890 | 0 | 0 | 756.9 | 0 | 50 | NG | [7 empty] | FF |  |  | 90% | 90% | 1286300 |  | N |  |  |  | NC |  |  | NC
10000 | Kansas City Power & Light Co | 2080 | Montrose | MO | 1 | OP | N | N |  |  |  | ST | ST | FD | 0.2 | 1.3 | 0.45 | PB | DP | NP | DT | YR | YR | 1973 | 1988 | 1996 | MS |  |  | MS |  |  | MS |  |  | NC |  |  | NC |  |  | CE | 7 | 1958 |  |  | 1260 | 117.3 | 0 | 0 | 0 |  | SUB | [7 empty] | TF |  |  | 90% | 90% | 341600 | D | N |  |  |  | NC |  |  | OV
10000 | Kansas City Power & Light Co | 2080 | Montrose | MO | 2 | OP | N | N |  |  |  | ST | ST | FD | 0.2 | 1.3 | 0.45 | PB | DP | NP | DT | YR | YR | 1973 | 1988 | 1996 | MS |  |  | MS |  |  | MS |  |  | NC |  |  | NC |  |  | CE | 4 | 1960 |  |  | 1260 | 117.3 | 0 | 0 | 0 |  | SUB | [7 empty] | TF |  |  | 90% | 90% | 341600 | D | N |  |  |  | OV |  |  | NC
10000 | Kansas City Power & Light Co | 2080 | Montrose | MO | 3 | OP | N | N |  |  |  | ST | ST | FD | 0.2 | 1.3 | 0.45 | PB | DP | NP | DT | YR | YR | 1973 | 1988 | 1996 | MS |  |  | MS |  |  | MS |  |  | NC |  |  | NC |  |  | CE | 5 | 1964 |  |  | 1300 | 121.4 | 0 | 0 | 0 |  | SUB | [7 empty] | TF |  |  | 90% | 90% | 353500 | D | N |  |  |  | OV |  |  | NC
56211 | KCP&L Greater Missouri Operations Co | 2094 | Sibley | MO | 2 | OP | N | N |  |  |  | ST | ST | St | 0.12 | 9 | 0.68 | PB | DP | NP | NV | TH | YR | 1972 | 1978 | 2005 | MS |  |  | MS |  |  | OV | LA |  | SS | SU |  | SS | SU |  | BW | 5 | 1962 |  |  | 450 | 30 | 0 | 0 | 0 |  | SUB | [7 empty] | CY |  |  | 90% | 90% | 95770 | W | N |  |  |  | OV | LA |  | SN
56211 | KCP&L Greater Missouri Operations Co | 2094 | Sibley | MO | 3 | OP | N | N |  |  |  | ST | ST | FD | 0.12 | 9 | 0.68 | PB | DP | NP | NV | TH | FT | 1969 | 1978 | 2000 | MS |  |  | MS |  |  | MS |  |  | SS | SU | CF | SS |  |  | BW | 6 | 1969 |  |  | 2584 | 200 | 0 | 0 | 0 |  | SUB | [7 empty] | CY |  |  | 90% | 90% | 644010 | W | N |  |  |  | LA | OV |  | SR | AA
56211 | KCP&L Greater Missouri Operations Co | 2094 | Sibley | MO | 1 | OP | N | N |  |  |  | ST | ST | St | 0.12 | 9 | 0.68 | PB | DP | NP | NV | TH | YR | 1973 | 1978 | 2005 | MS |  |  | MS |  |  | OV | LA |  | SS | SU |  | SS | SU |  | BW | 6 | 1960 |  |  | 450 | 30 | 0 | 0 | 0 |  | SUB | [7 empty] | CY |  |  | 90% | 90% | 95770 | W | N |  |  |  | LA | OV |  | SN
56211 | KCP&L Greater Missouri Operations Co | 2098 | Lake Road | MO | 1 | OP | N | N |  |  |  | ST | ST | NA | 0.14 | 0.0524 |  | PB | DP |  | OH | DA |  | 1975 | 1978 |  | MS |  |  | MS |  |  | MS |  |  | NC |  |  | SS |  |  | CE | 6 | 1961 |  |  | 90 | 0 | 26.2 | 201 | 0 |  | NG | DFO | [6 empty] | FF |  |  | 70% | 70% | 25000 |  | N
56211 | KCP&L Greater Missouri Operations Co | 2098 | Lake Road | MO | 2 | OP | N | N |  |  |  | ST | ST | NA | 0.14 | 0.0524 |  | PB | DP |  | OH | DA |  | 1975 | 1978 |  | MS |  |  | MS | [5 empty] | NC |  |  | SS |  |  | CE | 6 | 1961 |  |  | 90 | 0 | 26.2 | 201 | 0 |  | NG | DFO | [6 empty] | FF |  |  | 70% | 70% | 25000 |  | N
56211 | KCP&L Greater Missouri Operations Co | 2098 | Lake Road | MO | 3 | OP | N | N |  |  |  | ST | ST | NA | 0.14 | 0.0006 |  | PB | DP |  | OH | DA |  | 1975 | 1978 |  | MS |  |  | MS | [5 empty] | NC |  |  | SS |  |  | BW | 6 | 1938 |  |  | 150 | 0 | 34.2 | 238 | 0 |  | NG | [7 empty] | FF |  |  | 80% | 80% | 38000 |  | N
56211 | KCP&L Greater Missouri Operations Co | 2098 | Lake Road | MO | 4 | OP | N | N |  |  |  | ST | ST | NA | 0.14 | 0.0524 |  | PB | DP |  | OH | DA |  | 1975 | 1978 |  | MS |  |  | MS | [5 empty] | SS |  |  | SS |  |  | BW | 7 | 1951 |  |  | 200 | 0 | 47.3 | 322 | 0 |  | NG | DFO | [6 empty] | FF |  |  | 80% | 90% | 46000 | D | N
56211 | KCP&L Greater Missouri Operations Co | 2098 | Lake Road | MO | 5 | OP | N | N |  |  |  | ST | ST | NA | 0.14 | 1.349 |  | PB | DP |  | OH | DA |  | 1975 | 1978 |  | MS |  |  | MS | [5 empty] | OT | SS |  | SS |  |  | BW | 6 | 1957 |  |  | 250 | 15.9 | 55.7 | 382 | 0 |  | NG | SUB | [6 empty] | FF |  |  | 90% | 90% | 64500 | D | N
56211 | KCP&L Greater Missouri Operations Co | 2098 | Lake Road | MO | 6 | OP | N | N |  |  |  | ST | ST | NA | 0.14 | 1.349 |  | PB | DH |  | OH | DA |  | 1975 | 1978 |  | MS |  |  | MS | [5 empty] | SS |  |  | SS |  |  | BW | 5 | 1967 |  |  | 710 | 44.6 | 0 | 1108 | 0 |  | SUB | NG | [6 empty] | CY |  |  | 90% | 90% | 179000 | W | N
56211 | KCP&L Greater Missouri Operations Co | 2098 | Lake Road | MO | 8 | OP | Db | N |  |  |  | NA | ST | St |  | 0.05 | 40 |  | SU | OT |  | NV | YR |  | 2006 | 2006 |  |  |  | MS |  |  | MS |  |  | NC |  |  | NC |  |  | ID | 12 | 2006 |  |  | 250 |  | 57.1 | 341 |  |  | NG | DFO | [6 empty] | FF |  |  | 80% | 80% | 82733 |  | N |  |  |  | FR |  |  | NC
19436 | Union Electric Co - (MO) | 2103 | Labadie | MO | 1 | OP | N | N |  |  |  | ST | ST | FD | 0.12 |  |  | PB | DP | NP | NS | DA | YR | 1984 | 1979 | 1996 | MS |  |  | MS |  |  | MS |  |  | SS |  |  | NC |  |  | CE | 6 | 1970 |  |  | 4284 | 330.3 | 0 | 0 | 0 |  | SUB | [7 empty] | TF | CF |  | 90% | 90% | 1318525 | D | N |  |  |  | LN | OV |  | NC
19436 | Union Electric Co - (MO) | 2103 | Labadie | MO | 2 | OP | N | N |  |  |  | ST | ST | FD | 0.12 |  |  | PB | DP | NP | NS | DA | YR | 1983 | 1979 | 1996 | MS |  |  | MS |  |  | MS |  |  | SS |  |  | NC |  |  | CE | 6 | 1971 |  |  | 4284 | 330.3 | 0 | 0 | 0 |  | SUB | [7 empty] | TF | CF |  | 90% | 90% | 1318525 | D | N |  |  |  | LN | OV |  | NC
19436 | Union Electric Co - (MO) | 2103 | Labadie | MO | 3 | OP | N | N |  |  |  | ST | ST | FD | 0.12 |  |  | PB | DP | NP | NS | DA | YR | 1983 | 1979 | 1996 | MS |  |  | MS |  |  | MS |  |  | SS |  |  | NC |  |  | CE | 8 | 1972 |  |  | 4284 | 330.3 | 0 | 0 | 0 |  | SUB | [7 empty] | TF | CF |  | 90% | 90% | 1318525 | D | N |  |  |  | LN | OV |  | NC
19436 | Union Electric Co - (MO) | 2103 | Labadie | MO | 4 | OP | N | N |  |  |  | ST | ST | FD | 0.12 |  |  | PB | DP | NP | NS | DA | YR | 1983 | 1979 | 1996 | MS |  |  | MS |  |  | MS |  |  | SS |  |  | NC |  |  | CE | 8 | 1973 |  |  | 4284 | 330.3 | 0 | 0 | 0 |  | SUB | [7 empty] | TF | CF |  | 90% | 90% | 1318525 | D | N |  |  |  | LN | OV |  | NC
19436 | Union Electric Co - (MO) | 2104 | Meramec | MO | 1 | OP | N | N |  |  |  | ST | ST | FD | 0.12 |  |  | PB | DP | NP | NS | TH | YR | 1982 | 1979 | 1996 | MS |  |  | MS |  |  | MS |  |  | SS |  |  | NC |  |  | CE | 5 | 1953 |  |  | 925 | 62.4 | 0 | 1557 | 0 |  | SUB | NG | [6 empty] | TF | CF |  | 90% | 90% | 338938 | D | N |  |  |  | LN | OV |  | NC
19436 | Union Electric Co - (MO) | 2104 | Meramec | MO | 2 | OP | N | N |  |  |  | ST | ST | FD | 0.12 |  |  | PB | DP | NP | NS | TH | YR | 1982 | 1979 | 1996 | MS |  |  | MS |  |  | MS |  |  | SS |  |  | NC |  |  | CE | 7 | 1954 |  |  | 925 | 62.4 | 0 | 1557 | 0 |  | SUB | NG | [6 empty] | TF | CF |  | 90% | 90% | 338938 | D | N |  |  |  | LN | OV |  | NC
19436 | Union Electric Co - (MO) | 2104 | Meramec | MO | 3 | OP | N | N |  |  |  | ST | ST | FD | 0.12 |  |  | PB | DP | NP | NS | TH | YR | 1982 | 1979 | 1996 | MS |  |  | MS |  |  | MS |  |  | SS |  |  | NC |  |  | FW | 1 | 1959 |  |  | 1850 | 127.5 | 0 |  | 0 |  | SUB | [7 empty] | FF |  |  | 80% | 80% | 693288 | D | N |  |  |  | LN | OV |  | NC
19436 | Union Electric Co - (MO) | 2104 | Meramec | MO | 4 | OP | N | N |  |  |  | ST | ST | FD | 0.12 |  |  | PB | DP | NP | NS | TH | YR | 1982 | 1979 | 1996 | MS |  |  | MS |  |  | MS |  |  | SS |  |  | NC |  |  | FW | 7 | 1961 |  |  | 2650 | 154 | 0 | 0 | 0 |  | SUB | [7 empty] | FF |  |  | 80% | 80% | 837047 | D | N |  |  |  | LN | OV |  | NC
19436 | Union Electric Co - (MO) | 2107 | Sioux | MO | 1 | OP | N | N |  |  |  | ST | ST | FD | 0.12 |  |  | PB | DP | NP | NS | DA | YR | 1979 | 1979 | 2000 | MS |  |  | MS |  |  | MS |  |  | SS | IF |  | NC |  |  | BW | 5 | 1967 |  |  | 3290 | 247.7 | 0 | 0 | 0 |  | SUB | BIT | [6 empty] | CY |  |  | 90% | 90% | 1122800 | W | N |  |  |  | OV | SN
19436 | Union Electric Co - (MO) | 2107 | Sioux | MO | 2 | OP | N | N |  |  |  | ST | ST | FD | 0.12 |  |  | PB | DP | NP | NS | DA | YR | 1979 | 1979 | 2000 | MS |  |  | MS |  |  | MS |  |  | SS | IF |  | NC |  |  | BW | 6 | 1968 |  |  | 3290 | 247.7 | 0 | 0 | 0 |  | SUB | BIT | [6 empty] | CY |  |  | 90% | 90% | 1122800 | W | N |  |  |  | OV | SN |  | NC
4045 | City of Columbia - (MO) | 2123 | Columbia | MO | 6 | OP
4045 | City of Columbia - (MO) | 2123 | Columbia | MO | 7 | OP
4045 | City of Columbia - (MO) | 2123 | Columbia | MO | 8 | SB
9231 | City of Independence - (MO) | 2132 | Blue Valley | MO | 1 | OP | N | N |  |  |  | ST | ST | NA | 0.28 |  |  | PB | SB |  | EH | TH |  | 1979 | 1979 |  | MS |  |  | MS | [5 empty] | NC |  |  | NC |  |  | CE | 4 | 1958 |  |  | 220 | 16.1 | 49 | 260 | 0 |  | BIT | NG | DFO | [5 empty] | TF |  |  | 90% | 90% | 65000 | D | N
9231 | City of Independence - (MO) | 2132 | Blue Valley | MO | 2 | OP | N | N |  |  |  | ST | ST | NA | 0.28 |  |  | PB | SB |  | EH | TH |  | 1979 | 1979 |  | MS |  |  | MS | [5 empty] | NC |  |  | NC |  |  | CE | 5 | 1958 |  |  | 220 | 16.1 | 49 | 260 | 0 |  | BIT | NG | DFO | [5 empty] | TF |  |  | 90% | 90% | 65000 | D | N | [6 empty] | NC
9231 | City of Independence - (MO) | 2132 | Blue Valley | MO | 3 | OP | N | N |  |  |  | ST | ST | FD | 0.23 |  |  | PB | SB | OT | EH | TH | YR | 1979 | 1979 | 2009 | MS |  |  | MS |  |  | OT |  |  | NC |  |  | NC |  |  | CE | 6 | 1965 |  |  | 450 | 29.4 | 116 | 750 | 0 |  | BIT | NG | DFO | [5 empty] | TF |  |  | 90% | 90% | 150000 | D | N |  |  |  | NC |  |  | NC
11732 | City of Marshall - (MO) | 2144 | Marshall | MO | 3 | SB
11732 | City of Marshall - (MO) | 2144 | Marshall | MO | 4 | OP
11732 | City of Marshall - (MO) | 2144 | Marshall | MO | 5 | OP
17177 | City of Sikeston - (MO) | 2158 | Coleman | MO | 6768 |  | D
17833 | City Utilities of Springfield - (MO) | 2161 | James River Power Station | MO | 1 | OP | N | N |  |  |  | ST | ST | NA | 0.16 | 1.5 |  | PB | DP |  | DT | DA |  | 1980 | 2001 |  | MS |  |  | MS | [5 empty] | OT |  |  | OT |  |  | CE | 8 | 1957 |  |  | 220 | 12 | 0 | 292 | 0 |  | SUB | NG | [6 empty] | TF |  |  | 90% | 90% | 104500 | D | N
17833 | City Utilities of Springfield - (MO) | 2161 | James River Power Station | MO | 2 | OP | N | N |  |  |  | ST | ST | NA | 0.16 | 1.5 |  | PB | DP |  | DT | DA |  | 1981 | 2001 |  | MS |  |  | MS | [5 empty] | OT |  |  | OT |  |  | CE | 6 | 1957 |  |  | 220 | 12 | 0 | 292 | 0 |  | SUB | NG | [6 empty] | TF |  |  | 90% | 90% | 104500 | D | N
17833 | City Utilities of Springfield - (MO) | 2161 | James River Power Station | MO | 3 | OP | N | N |  |  |  | ST | ST | FD | 0.16 | 1.5 | 0.5 | PB | DP | NP | DT | DA | YR | 1979 | 2001 | 1995 | MS |  |  | MS |  |  | MS |  |  | SS | SU |  | NC |  |  | RS | 2 | 1960 |  |  | 400 | 21.1 | 0 | 552 | 0 |  | SUB | NG | [6 empty] | FF |  |  | 90% | 90% | 199000 | D | N |  |  |  | NC |  |  | NC
17833 | City Utilities of Springfield - (MO) | 2161 | James River Power Station | MO | 4 | OP | N | N |  |  |  | ST | ST | FD | 0.16 | 1.5 | 0.5 | PB | DP | NP | DT | DA | YR | 1976 | 2001 | 1995 | MS |  |  | MS |  |  | MS |  |  | SS | SU |  | NC |  |  | RS | 5 | 1964 |  |  | 450 | 25.6 | 0 | 621 | 0 |  | SUB | NG | [6 empty] | FF |  |  | 90% | 90% | 223600 | D | N |  |  |  | NC |  |  | NC
17833 | City Utilities of Springfield - (MO) | 2161 | James River Power Station | MO | 5 | OP | N | N |  |  |  | ST | ST | FD | 0.16 | 2 | 0.5 | PB | DP | NP | DT | DA | YR | 1976 | 2001 | 1995 | MS |  |  | MS |  |  | MS |  |  | SS | SU |  | NC |  |  | RS | 5 | 1970 |  |  | 725 | 41 | 0 | 990 | 0 |  | SUB | NG | [6 empty] | FF |  |  | 90% | 90% | 316000 | D | N |  |  |  | NC |  |  | NC
924 | Associated Electric Coop, Inc | 2167 | New Madrid | MO | 1 | OP | N | Y | 12 | 2010 | 122010-012 | ST | ST | NA | 0.18 |  |  | PB | DP |  | TH | TH |  | 1972 | 1972 |  | MS |  |  | MS | [5 empty] | SS | SS |  | SS |  |  | BW | 10 | 1972 |  |  | 4350 | 325 | 0 | 0 | 0 |  | SUB | [7 empty] | CY |  |  | 80% | 80% | 1067000 | W | N
924 | Associated Electric Coop, Inc | 2167 | New Madrid | MO | 2 | OP | N | Y | 12 | 2010 | 122010-012 | ST | ST | NA | 0.18 |  |  | PB | DP |  | TH | TH |  | 1977 | 1977 |  | MS |  |  | MS | [5 empty] | SS | SS |  | SS |  |  | BW | 2 | 1977 |  |  | 4350 | 325 | 0 | 0 | 0 |  | SUB | [7 empty] | CY |  |  | 80% | 80% | 1067000 | W | N
924 | Associated Electric Coop, Inc | 2168 | Thomas Hill | MO | MB1 | OP | N | Y | 12 | 2010 | 122010-011 | ST | ST | NA | 0.18 |  |  | PB | DP |  | TH | TH |  | 1971 | 1971 |  | MS |  |  | MS | [5 empty] | SS | SS |  | SS |  |  | BW | 12 | 1966 |  |  | 2010 | 80 | 0 | 0 | 0 |  | SUB | [7 empty] | CY |  |  | 90% | 90% | 284069 | W | N
924 | Associated Electric Coop, Inc | 2168 | Thomas Hill | MO | MB2 | OP | N | Y | 12 | 2010 | 122010-011 | ST | ST | NA | 0.18 |  |  | PB | DP |  | TH | TH |  | 1971 | 1971 |  | MS |  |  | MS | [5 empty] | SS | SS |  | SS |  |  | BW | 3 | 1969 |  |  | 2010 | 120 | 0 | 0 | 0 |  | SUB | [7 empty] | CY |  |  | 90% | 90% | 451169 | W | N
924 | Associated Electric Coop, Inc | 2168 | Thomas Hill | MO | MB3 | OP | D | Y | 2 | 1978 | 0278-001 | FD | FD | FD | 0.1 |  |  | PB | DP | NP | TH | TH | TH | 1982 | 1982 | 1982 | MS |  |  | MS |  |  | MS |  |  | SS | SS |  | SS |  |  | BW | 7 | 1982 |  |  | 4877 | 328.5 | 0 | 0 | 0 |  | SUB | [7 empty] | OF |  |  | 90% | 90% | 755556 | D | N | [6 empty] | OT
3242 | Central Electric Power Coop - (MO) | 2169 | Chamois | MO | 1 | OP
3242 | Central Electric Power Coop - (MO) | 2169 | Chamois | MO | 2 | OP
9231 | City of Independence - (MO) | 2171 | Missouri City | MO | 1 | OP | N
9231 | City of Independence - (MO) | 2171 | Missouri City | MO | 2 | OP | N
15298 | PPL Montana LLC | 2187 | J E Corette Plant | MT | 2 | OP | N | N |  |  |  | ST | ST | FD | 0.25 | 1 | 0.4 | PB | SB | NP | OT | TH | YR | 1986 | 1978 | 2008 | MS |  |  | MS |  |  | MS |  |  | NC |  |  | NC |  |  | CE | 7 | 1968 | 6 | 2025 | 1166 | 97.9 | 0 | 150 | 0 |  | SUB | NG | [6 empty] | TF | CF |  | 90% | 90% | 330000 | D | N |  |  |  | NC |  |  | NC
13337 | Nebraska Public Power District | 2226 | Canaday | NE | 1 | OP | N | N |  |  |  | ST | ST | NA | 0.12 |  |  | PB | DP |  | OH | OH |  | 1958 | 1958 |  | MS |  |  | MS | [5 empty] | NC |  |  | NC |  |  | CE | 5 | 1958 |  |  | 750 | 0 | 130 | 1170 | 0 |  | NG | RFO | [6 empty] | TF |  |  | 80% | 90% | 338000 |  | N
6132 | City of Fairbury | 2236 | Fairbury | NE | 1 | OP
6779 | City of Fremont - (NE) | 2240 | Lon Wright | NE | 6 | OP | N | N |  |  |  | ST | ST | ST | 0.1 | 1.2 | 0.7 | PB | DP | NP | NV | NV | NV | 1979 | 1979 | 1979 | MS |  |  | MS |  |  | MS |  |  | SS |  |  | SS |  |  | BW | 1 | 1958 |  |  | 160 | 8.3 | 0 | 215 | 0 |  | SUB | NG | [6 empty] | FF |  |  | 90% | 80% | 105000 | D | N |  |  |  | NC |  |  | NC
6779 | City of Fremont - (NE) | 2240 | Lon Wright | NE | 7 | OP | N | N |  |  |  | ST | ST | ST | 0.1 | 1.2 | 0.7 | PB | DP | NP | NV | NV | NV | 1979 | 1979 | 1979 | MS |  |  | MS |  |  | MS |  |  | SS |  |  | SS |  |  | ER | 8 | 1963 |  |  | 260 | 13.2 | 0 | 273 | 0 |  | SUB | NG | [6 empty] | FF |  |  | 90% | 90% | 165000 | D | N |  |  |  | NC |  |  | NC
6779 | City of Fremont - (NE) | 2240 | Lon Wright | NE | 8 | OP | D | N |  |  |  | ST | ST | ST | 0.1 | 1.2 | 0.7 | PB | DP | NP | NV | NV | NV | 1977 | 1977 | 1977 | MS |  |  | MS |  |  | MS |  |  | SS |  |  | SS |  |  | BW | 10 | 1976 |  |  | 675 | 54 | 0 | 951 | 0 |  | SUB | NG | [6 empty] | FF |  |  | 90% | 90% | 388000 | D | N |  |  |  | LN |  |  | LN
40606 | City of Grand Island - (NE) | 2241 | C W Burdick | NE | B-1 | SB | N
40606 | City of Grand Island - (NE) | 2241 | C W Burdick | NE | B-2 | SB | N
40606 | City of Grand Island - (NE) | 2241 | C W Burdick | NE | B-3 | SB | N
8245 | City of Hastings - (NE) | 2244 | North Denver | NE | 4 | SB | N
8245 | City of Hastings - (NE) | 2244 | North Denver | NE | 5 | SB | N
13337 | Nebraska Public Power District | 2277 | Sheldon | NE | 1 | OP | Dc | N |  |  |  | LO | LO | NA | 0.16 |  |  | PB | DP |  | OH | WO |  | 1976 | 1976 |  | MS |  |  | MS | [5 empty] | NC |  |  | NC |  |  | BW | 7 | 1968 |  |  | 760 | 65 | 0 | 1100 | 0 |  | SUB | [7 empty] | CY |  |  | 80% | 80% | 209400 | W | N
13337 | Nebraska Public Power District | 2277 | Sheldon | NE | 2 | OP | Dc | Y | 7 | 2007 | 136 | LO | LO | NA | 0.16 |  |  | PB | DP |  | OH | WO |  | 1975 | 1976 |  | MS |  |  | MS | [5 empty] | NC |  |  | NC |  |  | BW | 7 | 1961 |  |  | 831 | 74 | 0 | 1158 | 0 |  | SUB | [7 empty] | CY |  |  | 80% | 80% | 238400 | W | N
14127 | Omaha Public Power District | 2289 | Fort Calhoun | NE | NSS1 | OS
14127 | Omaha Public Power District | 2291 | North Omaha | NE | 1 | OP | N | N |  |  |  | ST | ST | ST | 20 |  |  | OP | DP | NP | SM | WO | YR | 1954 | 1954 | 2000 | MS |  |  | MS |  |  | MS |  |  | NC |  |  | NC |  |  | CE | 6 | 1954 |  |  | 575 | 34.5 | 0 | 797 | 0 |  | SUB | [7 empty] | TF |  |  | 90% | 90% | 150000 | D | N |  |  |  | NC |  |  | NC
14127 | Omaha Public Power District | 2291 | North Omaha | NE | 2 | OP | N | N |  |  |  | ST | ST | ST | 20 |  |  | OP | DP | NP | SM | WO | YR | 1957 | 1957 | 2000 | MS |  |  | MS |  |  | MS |  |  | NC |  |  | NC |  |  | CE | 6 | 1957 |  |  | 750 | 44.9 | 0 | 1065 | 0 |  | SUB | [7 empty] | TF |  |  | 90% | 90% | 199000 | D | N |  |  |  | LN |  |  | NC
14127 | Omaha Public Power District | 2291 | North Omaha | NE | 3 | OP | N | N |  |  |  | ST | ST | ST | 20 |  |  | OP | DP | NP | SM | WO | YR | 1959 | 1959 | 2000 | MS |  |  | MS |  |  | MS |  |  | NC |  |  | NC |  |  | CE | 6 | 1959 |  |  | 750 | 44.9 | 0 | 1065 | 0 |  | SUB | [7 empty] | TF |  |  | 90% | 90% | 199000 | D | N |  |  |  | LN |  |  | NC
14127 | Omaha Public Power District | 2291 | North Omaha | NE | 4 | OP | N | N |  |  |  | ST | ST | ST | 20 |  |  | OP | DP | NP | SM | WO | YR | 1963 | 1963 | 1997 | MS |  |  | MS |  |  | MS |  |  | NC |  |  | NC |  |  | CE | 6 | 1963 |  |  | 950 | 57 | 0 | 1329 | 0 |  | SUB | [7 empty] | TF |  |  | 90% | 90% | 246000 | D | N |  |  |  | NC |  |  | NC
14127 | Omaha Public Power District | 2291 | North Omaha | NE | 5 | OP | N | N |  |  |  | ST | ST | ST | 20 |  |  | OP | DP | NP | SM | WO | YR | 1968 | 1968 | 1999 | MS |  |  | MS |  |  | MS |  |  | NC |  |  | NC |  |  | FW | 6 | 1968 |  |  | 1600 | 84.7 | 0 | 2065 | 0 |  | SUB | [7 empty] | FF |  |  | 90% | 90% | 440000 | D | N |  |  |  | LN |  |  | NC
13407 | Nevada Power Co | 2322 | Clark | NV | 1 | RE | N |  |  |  |  | ST | ST | St
13407 | Nevada Power Co | 2322 | Clark | NV | 2 | RE | N |  |  |  |  | ST | ST | St
13407 | Nevada Power Co | 2322 | Clark | NV | 3 | RE | N |  |  |  |  | ST | ST | St
13407 | Nevada Power Co | 2322 | Clark | NV | 5 | OP
13407 | Nevada Power Co | 2322 | Clark | NV | 6 | OP
13407 | Nevada Power Co | 2322 | Clark | NV | 7 | OP
13407 | Nevada Power Co | 2322 | Clark | NV | 8 | OP
13407 | Nevada Power Co | 2324 | Reid Gardner | NV | 1 | OP | N | Y | 4 | 2004 | AP4911-0897 | FD | FD | FD | 0.2 |  |  | PB | DP | NP | OH | OT | YR | 1965 | 1974 | 1995 | MS |  |  | MS |  |  | MS |  |  | IF |  |  | NC |  |  | FW | 4 | 1965 | 12 | 2016 | 845 | 44.2 | 0 |  | 0 |  | BIT | SUB | [6 empty] | FF |  |  | 90% | 90% | 202000 | D | N |  |  |  | LN | OV |  | NC
13407 | Nevada Power Co | 2324 | Reid Gardner | NV | 2 | OP | N | Y | 4 | 2004 | AP4911-0897 | FD | FD | FD | 0.2 |  |  | PB | DP | NP | OH | OT | YR | 1968 | 1974 | 1995 | MS |  |  | MS |  |  | MS |  |  | IF |  |  | NC |  |  | FW | 7 | 1968 | 12 | 2020 | 845 | 44.2 | 0 | 0 | 0 |  | BIT | [7 empty] | FF |  |  | 90% | 90% | 202000 | D | N |  |  |  | LN | OV |  | NC
13407 | Nevada Power Co | 2324 | Reid Gardner | NV | 3 | OP | D | Y | 4 | 2004 | AP4911-0897 | FD | FD | FD | 0.1 |  |  | PB | DP | NP | OH | OT | YR | 1976 | 1976 | 1995 | MS |  |  | MS |  |  | MS |  |  | IF |  |  | NC |  |  | FW | 7 | 1976 | 12 | 2020 | 857 | 49.9 | 0 | 0 | 0 |  | BIT | [7 empty] | FF |  |  | 90% | 90% | 218000 | D | N |  |  |  | LN | OV |  | NC
13407 | Nevada Power Co | 2324 | Reid Gardner | NV | 4 | OP | Da | Y | 4 | 2004 | AP4911-0897 | FD | FD | FD | 0.1 |  |  | PB | DP | NP | OH | MO | YR | 1983 | 1983 | 1995 | MS |  |  | MS |  |  | MS |  |  | IF |  |  | NC |  |  | FW | 7 | 1983 | 12 | 2023 | 2090 | 115 | 0 | 0 | 0 |  | BIT | SUB | [6 empty] | FF |  |  | 90% | 90% | 642700 | D | N |  |  |  | LN | OV |  | NC
13407 | Nevada Power Co | 2326 | Sunrise | NV | 1 | RE | N | [34 empty] | BW | 3 | 1964
17166 | Sierra Pacific Power Co | 2330 | Fort Churchill | NV | 1 | OP | N | N |  |  |  | ST | ST | ST | 153.61 | 1055.84 | 4624.58 | PH | DH | OT | OH | TH | YR | 1995 | 1995 | 1995 | MS |  |  | MS |  |  | MS |  |  | NC |  |  | NC |  |  | BW | 10 | 1968 | 6 | 2025 | 770 | 0 | 178.6 | 1150 | 0 |  | NG | RFO | [6 empty] | FF |  |  | 80% | 80% | 902000 |  | N |  |  |  | NC |  |  | NC
17166 | Sierra Pacific Power Co | 2330 | Fort Churchill | NV | 2 | OP | N | N |  |  |  | ST | ST | ST | 153.61 | 1055.84 | 4624.58 | PH | DH | OT | OH | TH | YR | 1995 | 1995 | 1995 | MS |  |  | MS |  |  | MS |  |  | NC |  |  | NC |  |  | BW | 9 | 1971 | 6 | 2028 | 770 | 0 | 178.6 | 1150 | 0 |  | NG | RFO | [6 empty] | FF |  |  | 80% | 80% | 902000 |  | N |  |  |  | NC |  |  | NC
17166 | Sierra Pacific Power Co | 2336 | Tracy | NV | 1 | OP | N | Y | 3 | 2004 | Ap4911-0194.01 | ST | ST | ST | 0.023 | 34.14 | 2019.3 | PB | DH | OT | OH | OH | YR | 1994 | 1994 | 1994 | MS |  |  | MS |  |  | MS |  |  | SS |  |  | ND |  |  | RS | 9 | 1963 |  |  | 475 | 0 | 105.2 | 712.8 | 0 |  | NG | DFO | [6 empty] | FF |  |  | 80% | 80% | 562000 |  | N |  |  |  | ND |  |  | ND
17166 | Sierra Pacific Power Co | 2336 | Tracy | NV | 2 | OP | N | Y | 3 | 2004 | Ap4911-0194.01 | ST | ST | ST | 0.021 | 72.4 | 2776.92 | PB | DH | OT | OH | OH | YR | 1994 | 1994 | 1994 | MS |  |  | MS |  |  | MS |  |  | SS |  |  | ND |  |  | RS | 10 | 1965 |  |  | 700 |  | 142.1 | 959.6 |  |  | NG | RFO | [6 empty] | FF |  |  | 80% | 80% | 744000 |  | N |  |  |  | ND |  |  | ND
17166 | Sierra Pacific Power Co | 2336 | Tracy | NV | 3 | OP | N | Y | 3 | 2004 | Ap4911-0194.01 | ST | ST | ST | 0.02 | 820 | 2242.56 | PB | DH | OT | OH | OH | YR | 1994 | 1994 | 1994 | MS |  |  | MS |  |  | MS |  |  | SS |  |  | ND |  |  | BW | 12 | 1974 |  |  | 770 |  | 169.8 | 1107.6 |  |  | NG | RFO | [6 empty] | FF |  |  | 80% | 90% | 925000 |  | N |  |  |  | ND |  |  | ND
17166 | Sierra Pacific Power Co | 2336 | Tracy | NV | 4 | OP | Db | Y | 3 | 2004 | Ap4911-0194.01 | ST | FD | FD | 0.022 | 15.4 | 141 | PB | DH | NH | OH | OH | OH | 2004 | 2004 | 2004 | MS |  |  | MS |  |  | MS |  |  | NC |  |  | NC |  |  | AT | 7 | 2004 |  |  | 329 |  |  | 138.5 |  | 763 | NG | [7 empty] | DB |  |  | 80% | 80% | 400000 |  | N |  |  |  | LN |  |  | NC
17166 | Sierra Pacific Power Co | 2336 | Tracy | NV | 8 | OP | Db | Y | 6 | 2008 | AP4911-1504 | ST | ST | St | 0.11 | 2 | 2 | PB | DH | NM | TH | OH | TH | 2008 | 2008 | 2008 | MS |  |  | MS |  |  | MS |  |  | NC |  |  | NC |  |  | NT | 7 | 2008 |  |  | 843.2 |  |  | 2250 |  | 1405 | NG | [7 empty] | DB |  |  | 100% | 100% | 645175 |  | N |  |  |  | SR |  |  | NC
17166 | Sierra Pacific Power Co | 2336 | Tracy | NV | 9 | OP | Db | Y | 6 | 2008 | AP4911-1504 | ST | ST | St | 0.11 | 2 | 2 | PB | DH | NM | TH | OH | TH | 2008 | 2008 | 2008 | MS |  |  | MS |  |  | MS |  |  | NC |  |  | NC |  |  | NT | 7 | 2008 |  |  | 843.2 |  |  | 2250 |  | 1405 | NG | [7 empty] | DB |  |  | 100% | 100% | 645175 |  | N |  |  |  | SR |  |  | NC
17609 | Southern California Edison Co | 2341 | Mohave | NV | 1 | OS | N | N |  |  |  | ST | ST | FD | 0.1 |  |  | PB | DH | NP | PS | OH | OH | 1980 | 1973 | 1971 | MS |  |  | MS |  |  | MS |  |  | IF |  |  | IF |  |  | CE | 4 | 1971 | 12 | 2011 | 5451 | 392.5 | 0 | 7750 | 0 |  | SUB | NG | [6 empty] | TF |  |  | 90% | 90% | 1890000 | D | N |  |  |  | NC
17609 | Southern California Edison Co | 2341 | Mohave | NV | 2 | OS | N | N |  |  |  | ST | ST | FD | 0.1 |  |  | PB | DH | NP | PS | OH | OH | 1980 | 1973 | 1971 | MS |  |  | MS |  |  | MS |  |  | IF |  |  | NC |  |  | CE | 10 | 1971 | 12 | 2011 | 5451 | 392.5 | 0 | 7750 | 0 |  | SUB | NG | [6 empty] | TF |  |  | 90% | 90% | 1890000 | D | N |  |  |  | NC
15472 | Public Service Co of NH | 2364 | Merrimack | NH | 1 | OP | N | N |  |  |  | ST | ST | ST | 30 |  |  | OP | SB | NP | OH | NV | DA | 1990 | 1973 | 1995 | MS |  |  | MS |  |  | MS |  |  | SS |  |  | IF |  |  | BW | 12 | 1960 |  |  | 815 | 44 | 0 | 0 | 0 |  | BIT | [7 empty] | CY |  |  | 90% | 90% | 226200 | W | Y |  |  |  | SR |  |  | SR
15472 | Public Service Co of NH | 2364 | Merrimack | NH | 2 | OP | N | N |  |  |  | ST | ST | ST | 30 |  |  | OP | SB | NP | OH | NV | DA | 1973 | 1973 | 1995 | MS |  |  | MS |  |  | MS |  |  | SS |  |  | IF |  |  | BW | 5 | 1968 |  |  | 2332 | 113 | 0 | 0 | 0 |  | BIT | [7 empty] | CY |  |  | 90% | 90% | 561000 | W | Y |  |  |  | SR |  |  | SR
15472 | Public Service Co of NH | 2367 | Schiller | NH | 4 | OP | N | N |  |  |  | ST | ST | St | 0.1 |  |  | PB | DP | NP | NV | DA | YR | 1984 | 1984 | 1995 | MS |  |  | MS |  |  | MS |  |  | NC |  |  | SS |  |  | FW | 10 | 1952 |  |  | 425 | 18 | 85.7 | 0 | 0 |  | BIT | RFO | [6 empty] | FF |  |  | 90% | 90% | 190000 | D | Y |  |  |  | CF | OV | SN | OV | SN
15472 | Public Service Co of NH | 2367 | Schiller | NH | 5 | RE | N |  |  |  |  | ST | ST | St | 0.1 |  |  | PB | DP | NP | NV | DA | DA | 2004 | 2004 | 2004 | MS |  |  | MS |  |  | MS |  |  | NC |  |  | RP |  |  | FW | 5 | 1955 | 6 | 2006 | 425 | 19 | 85.7 | 0 | 0 |  | BIT | RFO | [6 empty] | FF |  |  | 90% | 90% | 205000 | D | Y |  |  |  | CF | OV | SN | OT
15472 | Public Service Co of NH | 2367 | Schiller | NH | 5W | OP | Db | Y | 10 | 2004 | tp-b-0501 | FD | ST | St | 0.025 |  |  | PB | DP | NP | NV | DA | DA | 2004 | 2006 | 2004 | MS |  |  | MS |  |  | MS |  |  | NC |  |  | RP |  |  | AL | 12 | 2006 |  |  | 450 | 21 |  |  | 75 |  | WDS | BIT | [6 empty] | AF |  |  | 70% | 90% | 263100 | D | N |  |  |  | CF | OV | SN | CF
15472 | Public Service Co of NH | 2367 | Schiller | NH | 6 | OP | N | N |  |  |  | ST | ST | St | 0.1 |  |  | PB | DP | NP | NV | DA | YR | 1985 | 1985 | 1995 | MS |  |  | MS |  |  | MS |  |  | NC |  |  | SS |  |  | FW | 7 | 1957 |  |  | 425 | 19 | 85.7 | 0 | 0 |  | BIT | RFO | [6 empty] | FF |  |  | 90% | 90% | 265000 | D | Y |  |  |  | CF | OV | SN | OV | SN
55768 | RC Cape May Holdings LLC | 2378 | B L England | NJ | 1 | OP | N | N |  |  |  | ST | ST | ST | 130 | 7182 | 0.42 | PH | DH | NP | OH | MO | DA | 1981 | 2004 | 2012 | MS |  |  | MS |  |  | MS |  |  | TU |  |  | ND |  |  | BW | 10 | 1962 | 5 | 2014 | 927 | 47.7 | 218 |  |  |  | BIT | SUB | [6 empty] | CY |  |  | 90% | 90% | 235080 | W | N |  |  |  | SN |  |  | ND
55768 | RC Cape May Holdings LLC | 2378 | B L England | NJ | 2 | OP | N | N |  |  |  | ST | ST | ST | 160 | 0.25 | 0.42 | PH | DP | NP | OH | DA | DA | 1982 | 2010 | 2012 | MS |  |  | MS |  |  | MS |  |  | CU |  |  | ND |  |  | BW | 11 | 1964 | 5 | 2015 | 1125 | 57.9 | 265 |  |  |  | BIT | SUB | [6 empty] | CY |  |  | 90% | 90% | 281225 | W | N |  |  |  | SN |  |  | ND
55768 | RC Cape May Holdings LLC | 2378 | B L England | NJ | 3 | OP | N | N |  |  |  | ST | ST | ST | 172 | 1803 | 0.2 | PH | DH | NP | OH | OH | DA | 1974 | 1979 | 1995 | MS |  |  | MS |  |  | MS |  |  | TU |  |  | ND |  |  | CE | 12 | 1974 |  |  | 1260 |  | 299 |  |  |  | RFO | [7 empty] | TF |  |  | 90% | 90% | 292000 | D |  |  |  |  | SN |  |  | ND
56606 | Calpine New Jersey Generation LLC | 2384 | Deepwater | NJ | 1 | OP | N | N |  |  |  | ST | ST | ST | 30.8 |  |  | PH | DH | NP | NV | NV | MO | 1972 | 1979 | 1995 | MS |  |  | MS |  |  | MS |  |  | NC |  |  | NC |  |  | BW | 12 | 1958 |  |  | 616 |  | 128.5 | 820 | 0 |  | NG | DFO | [6 empty] | CY |  |  | 90% | 90% | 152000 |  | N |  |  |  | NC |  |  | NC
56606 | Calpine New Jersey Generation LLC | 2384 | Deepwater | NJ | 8 | OP | N | N |  |  |  | ST | ST | ST | 12.1 |  |  | PH | DH | NP | NV | NV | NV | 1972 | 1968 | 1995 | MS |  |  | MS |  |  | MS |  |  | NC |  |  | NC |  |  | BW | 12 | 1954 |  |  | 560 |  | 118 | 756.5 | 0 |  | NG | DFO | RFO | [5 empty] | FF |  |  | 90% | 90% | 158000 |  | N |  |  |  | NC |  |  | NC
55951 | Exelon Nuclear | 2388 | Oyster Creek | NJ | NSS1 | OP
17235 | NRG REMA LLC | 2393 | Gilbert | NJ | 4 | OP | D |  |  |  |  | ST | ST | St
17235 | NRG REMA LLC | 2393 | Gilbert | NJ | 5 | OP
17235 | NRG REMA LLC | 2393 | Gilbert | NJ | 6 | OP
17235 | NRG REMA LLC | 2393 | Gilbert | NJ | 7 | OP
15147 | PSEG Fossil LLC | 2398 | Bergen Generating Station | NJ | 1101 | OP | Db |  |  |  |  | ST | ST | St | 0.005 | 0.0006 | 0.045 | PB | DP | NP | NV | NV | NV | 1995 | 1995 | 1995 | MS |  |  | MS |  |  | MS |  |  | NC | [5 empty] | OT | 6 | 1995 | [7 empty] | 2149.5 | NG | [7 empty] | OT |  |  | 80% | 80% | [6 empty] | LN | H2
15147 | PSEG Fossil LLC | 2398 | Bergen Generating Station | NJ | 1201 | OP | Db |  |  |  |  | ST | ST | St | 0.005 | 0.0006 | 0.045 | PB | DP | NP | NV | NV | NV | 1995 | 1995 | 1995 | MS |  |  | MS |  |  | MS |  |  | NC | [5 empty] | OT | 6 | 1995 | [7 empty] | 2149.5 | NG | [7 empty] | OT |  |  | 80% | 80% | [6 empty] | LN | H2
15147 | PSEG Fossil LLC | 2398 | Bergen Generating Station | NJ | 1301 | OP | Db |  |  |  |  | ST | ST | St | 0.005 | 0.0006 | 0.045 | PB | DP | NP | NV | NV | NV | 1995 | 1995 | 1995 | MS |  |  | MS |  |  | MS |  |  | NC | [5 empty] | OT | 6 | 1995 | [7 empty] | 2149.5 | NG | [7 empty] | OT |  |  | 80% | 80% | [6 empty] | LN | H2
15147 | PSEG Fossil LLC | 2398 | Bergen Generating Station | NJ | 1401 | OP | Db |  |  |  |  | ST | ST | St | 0.005 | 0.0006 | 0.045 | PB | DP | NP | NV | NV | NV | 1995 | 1995 | 1995 | MS |  |  | MS |  |  | MS |  |  | NC | [5 empty] | OT | 6 | 1995 | [7 empty] | 2149.5 | NG | [7 empty] | OT |  |  | 80% | 80% | [6 empty] | LN | H2
15147 | PSEG Fossil LLC | 2398 | Bergen Generating Station | NJ | 2101 | OP | Db | Y | 10 | 2007 | BOP 070001 | ST | ST | St | 0.0066 | 0.0006 | 0.0093 | PB | DP | NP | NV | NV | NV | 2002 | 2002 | 2002 | MS |  |  | MS |  |  | MS |  |  | NC |  |  | NC |  |  | FW | 5 | 2002 |  |  | 3540 | 0 | 0 | 220 | 0 | 1547.8 | NG | [7 empty] | DB |  |  | 90% | 90% | 825000 |  | N |  |  |  | SR | LN |  | NC
15147 | PSEG Fossil LLC | 2398 | Bergen Generating Station | NJ | 2201 | OP | Db | Y | 10 | 2007 | BOP 070001 | ST | ST | St | 0.0066 | 0.0006 | 0.0093 | PB | DP | NP | NV | NV | NV | 2002 | 2002 | 2002 | MS |  |  | MS |  |  | MS |  |  | NC |  |  | NC |  |  | FW | 5 | 2002 |  |  | 3540 | 0 | 0 | 220 | 0 | 1574.8 | NG | [7 empty] | DB |  |  | 90% | 90% | 825000 |  | N |  |  |  | SR | LN |  | NC
15147 | PSEG Fossil LLC | 2403 | PSEG Hudson Generating Station | NJ | 1 | RE | N | N |  |  |  | ST | ST | ST |  |  |  | PB | DP | NP | NV | NV | OT | 1970 | 1970 | 1995 | MS |  |  | MS |  |  | MS |  |  | SS |  |  | NC |  |  | BW | 12 | 1964 | 12 | 2011 | 2450 | 124 | 672 | 3975 | 0 |  | NG | RFO | [6 empty] | CY |  |  | 90% | 90% | 802000 | W | N |  |  |  | NC |  |  | NC
15147 | PSEG Fossil LLC | 2403 | PSEG Hudson Generating Station | NJ | 2 | OP | N | N |  |  |  | ST | ST | ST | 0.1 | 0.15 | 0.1 | PB | DP | NP | NV | OT | OT | 1972 | 1972 | 1995 | MS |  |  | MS |  |  | MS |  |  | IF | [5 empty] | FW | 12 | 1967 |  |  | 3900 | 197 | 830 | 6000 | 0 |  | BIT | NG | [6 empty] | OF |  |  | 90% | 90% | 1371000 | D | N |  |  |  | LN | SR
15147 | PSEG Fossil LLC | 2404 | PSEG Kearny Generating Station | NJ | 7 | RE | N |  |  |  |  | ST | ST | ST
15147 | PSEG Fossil LLC | 2404 | PSEG Kearny Generating Station | NJ | 8 | RE | N |  |  |  |  | ST | ST | ST
15147 | PSEG Fossil LLC | 2406 | PSEG Linden Generating Station | NJ | 11 | OP | Db | Y | 3 | 2009 | BOP 080001 | ST | ST | ST | 0.0066 | 0.0012 | 0.0086 | PB | DP | NP | NV | NV | NV | 2006 | 2006 | 2006 | MS |  |  | MS |  |  | MS |  |  | NC |  |  | NC |  |  | GE | 5 | 2006 |  |  | 836.3 |  |  | 503.5 |  | 923.5 | NG | [7 empty] | DB |  |  | 90% | 90% |  |  | N |  |  |  | SR | LN |  | NC
15147 | PSEG Fossil LLC | 2406 | PSEG Linden Generating Station | NJ | 12 | OP | Db | Y | 3 | 2009 | BOP 080001 | ST | ST | ST | 0.0066 | 0.0012 | 0.0086 | PB | DP | NP | NV | NV | NV | 2006 | 2006 | 2006 | MS |  |  | MS |  |  | MS |  |  | NC |  |  | NC |  |  | GE | 5 | 2006 |  |  | 836.3 | 0 | 0 | 503.5 | 0 | 923.5 | NG | [7 empty] | DB |  |  | 90% | 90% |  |  | N |  |  |  | SR | LN |  | NC
15147 | PSEG Fossil LLC | 2406 | PSEG Linden Generating Station | NJ | 21 | OP | Db | Y | 3 | 2009 | BOP 080001 | ST | ST | St | 0.0066 | 0.0012 | 0.0086 | PB | DP | NP | NV | NV | NV | 2006 | 2006 | 2006 | MS |  |  | MS |  |  | MS |  |  | NC |  |  | NC |  |  | GE | 5 | 2006 |  |  | 836.3 | 0 | 0 | 503.5 | 0 | 923.5 | NG | [7 empty] | DB |  |  | 90% | 90% |  |  | N |  |  |  | SR | LN |  | NC
15147 | PSEG Fossil LLC | 2406 | PSEG Linden Generating Station | NJ | 22 | OP | Db | Y | 3 | 2009 | BOP 080001 | ST | ST | St | 0.0066 | 0.0012 | 0.0086 | PB | DP | NP | NV | NV | NV | 2006 | 2006 | 2006 | MS |  |  | MS |  |  | MS |  |  | NC |  |  | NC |  |  | GE | 5 | 2006 |  |  | 836.3 | 0 | 0 | 503.5 | 0 | 923.5 | NG | [7 empty] | DB |  |  | 90% | 90% |  |  | N |  |  |  | SR | LN |  | NC
15147 | PSEG Fossil LLC | 2408 | PSEG Mercer Generating Station | NJ | 1 | OP | N | N |  |  |  | ST | ST | ST | 0.015 | 0.15 | 0.1 | PB | DP | NP | NV | OT | OT | 1994 | 1972 | 1995 | MS |  |  | MS |  |  | MS |  |  | IF |  |  | NC |  |  | FW | 12 | 1960 |  |  | 2060 | 115 | 0 | 2700 | 0 |  | BIT | NG | [6 empty] | FF |  |  | 90% | 90% | 927550 | W | N |  |  |  | SR |  |  | NC
15147 | PSEG Fossil LLC | 2408 | PSEG Mercer Generating Station | NJ | 2 | OP | N | N |  |  |  | ST | ST | ST | 0.015 | 0.15 | 0.1 | PB | DP | NP | NV | OT | OT | 1992 | 1972 | 1995 | MS |  |  | MS |  |  | MS |  |  | IF |  |  | NC |  |  | FW | 6 | 1961 |  |  | 2060 | 115 | 0 | 2700 | 0 |  | BIT | NG | [6 empty] | FF |  |  | 90% | 90% | 927550 | W | N |  |  |  | SR |  |  | NC
15478 | PSEG Nuclear LLC | 2410 | PSEG Salem Generating Station | NJ | NSS1 | OP
15478 | PSEG Nuclear LLC | 2410 | PSEG Salem Generating Station | NJ | NSS2 | OP
15147 | PSEG Fossil LLC | 2411 | PSEG Sewaren Generating Station | NJ | 1 | OP | N | N |  |  |  | ST | ST | ST | 0.1 | 0.0017 | 0.2 | PB | DP | NP | NV | NV | OT | 1968 | 1968 | 1995 | MS |  |  | MS |  |  | MS |  |  | NC |  |  | NC |  |  | CE | 12 | 1948 |  |  | 850 | 0 | 165 | 1000 | 0 |  | NG | RFO | [6 empty] | TF |  |  | 90% | 90% | 246000 | W | N |  |  |  | NC |  |  | NC
15147 | PSEG Fossil LLC | 2411 | PSEG Sewaren Generating Station | NJ | 2 | OP | N | N |  |  |  | ST | ST | ST | 0.1 | 0.0017 | 0.2 | PB | DP | NP | NV | NV | OT | 1968 | 1968 | 1995 | MS |  |  | MS |  |  | MS |  |  | NC |  |  | NC |  |  | CE | 11 | 1948 |  |  | 850 | 0 | 165 | 1000 | 0 |  | NG | RFO | [6 empty] | TF |  |  | 90% | 90% | 246000 | W | N |  |  |  | NC |  |  | NC
15147 | PSEG Fossil LLC | 2411 | PSEG Sewaren Generating Station | NJ | 3 | OP | N | N |  |  |  | ST | ST | ST | 0.1 | 0.0017 | 0.2 | PB | DP | NP | NV | NV | OT | 1968 | 1968 | 1995 | MS |  |  | MS |  |  | MS |  |  | NC |  |  | NC |  |  | CE | 10 | 1949 |  |  | 850 | 0 | 165 | 1000 | 0 |  | NG | RFO | [6 empty] | TF |  |  | 90% | 90% | 246000 | W | N |  |  |  | NC |  |  | NC
15147 | PSEG Fossil LLC | 2411 | PSEG Sewaren Generating Station | NJ | 4 | OP | N | N |  |  |  | ST | ST | ST | 0.1 | 0.0017 | 0.2 | PB | DP | NP | NV | NV | OT | 1968 | 1968 | 1995 | MS |  |  | MS |  |  | MS |  |  | NC |  |  | NC |  |  | CE | 7 | 1951 |  |  | 860 | 0 | 181 | 1000 | 0 |  | NG | RFO | [6 empty] | TF |  |  | 90% | 90% | 380000 | W | N |  |  |  | NC |  |  | NC
19856 | City of Vineland - (NJ) | 2434 | Howard Down | NJ | 10 | RE | N
19856 | City of Vineland - (NJ) | 2434 | Howard Down | NJ | 4 | RE
19856 | City of Vineland - (NJ) | 2434 | Howard Down | NJ | 7 | RE | N
19856 | City of Vineland - (NJ) | 2434 | Howard Down | NJ | 8 | RE | N
19856 | City of Vineland - (NJ) | 2434 | Howard Down | NJ | 9 | RE | N
803 | Arizona Public Service Co | 2442 | Four Corners | NM | 1 | OP | N | N |  |  |  | FD | FD | FD | 0.05 |  | 0.85 | PB | SR | NP | PS | DA | MO | 2007 | 2008 | 2007 | MS |  |  | MS |  |  | MS |  |  | IF |  |  | NC |  |  | RS | 5 | 1963 |  |  | 1270 | 96 | 0 | 0 | 0 |  | SUB | [7 empty] | FF |  |  | 90% | 90% | 516000 | D | N |  |  |  | LN |  |  | NC
803 | Arizona Public Service Co | 2442 | Four Corners | NM | 2 | OP | N | N |  |  |  | FD | FD | FD | 0.05 |  | 0.85 | PB | SR | NP | PS | DA | MO | 2007 | 2008 | 2007 | MS |  |  | MS |  |  | MS |  |  | IF |  |  | NC |  |  | RS | 6 | 1963 |  |  | 1270 | 96 | 0 | 0 | 0 |  | SUB | [7 empty] | FF |  |  | 90% | 90% | 516000 | D | N |  |  |  | LN |  |  | NC
803 | Arizona Public Service Co | 2442 | Four Corners | NM | 3 | OP | N | N |  |  |  | FD | FD | FD | 0.05 |  | 0.65 | PB | SR | NP | PS | DA | MO | 2007 | 2008 | 2007 | MS |  |  | MS |  |  | MS |  |  | IF |  |  | NC |  |  | FW | 8 | 1964 |  |  | 1613 | 118 | 0 | 0 | 0 |  | SUB | [7 empty] | FF |  |  | 90% | 90% | 584000 | D | N |  |  |  | LN |  |  | NC
803 | Arizona Public Service Co | 2442 | Four Corners | NM | 4 | OP | N | N |  |  |  | FD | FD | FD | 0.05 |  | 0.65 | PB | SR | NP | PS | DA | MO | 2007 | 2008 | 2007 | MS |  |  | MS |  |  | MS |  |  | IF |  |  | NC |  |  | BW | 7 | 1969 |  |  | 5446 | 421 | 0 | 0 | 0 |  | SUB | [7 empty] | OF |  |  | 90% | 90% | 2141200 | D | N |  |  |  | LN |  |  | NC
803 | Arizona Public Service Co | 2442 | Four Corners | NM | 5 | OP | N | N |  |  |  | FD | FD | FD | 0.05 |  | 0.65 | PB | SR | NP | PS | DA | MO | 2007 | 2008 | 2007 | MS |  |  | MS |  |  | MS |  |  | IF |  |  | NC |  |  | BW | 7 | 1970 |  |  | 5446 | 421 | 0 | 0 | 0 |  | SUB | [7 empty] | OF |  |  | 90% | 90% | 2141200 | D | N |  |  |  | LN |  |  | NC
5701 | El Paso Electric Co | 2444 | Rio Grande | NM | 6 | OP | N | N |  |  |  | NA | NA | ST | [5 empty] | NP |  |  | OH |  |  | 1974 | [6 empty] | MS | [8 empty] | BW | 6 | 1957 | 12 | 2014 | 450 | 0 | 98 | 588 | 0 |  | NG | [7 empty] | FF |  |  | 80% | 90% | 98120 |  | N |  |  |  | NC |  |  | NC
5701 | El Paso Electric Co | 2444 | Rio Grande | NM | 7 | OP | N | N |  |  |  | NA | NA | ST | [5 empty] | NP |  |  | OH |  |  | 1974 | [6 empty] | MS | [8 empty] | BW | 6 | 1958 | 12 | 2017 | 350 | 0 | 76 | 456 | 0 |  | NG | [7 empty] | FF |  |  | 80% | 90% | 67400 |  | N |  |  |  | NC |  |  | NC
5701 | El Paso Electric Co | 2444 | Rio Grande | NM | 8 | OP | N | N |  |  |  | ST | ST | ST | 20 |  |  | OP | DH | NP | NV | DT | OH | 1972 | 1972 | 1974 | MS |  |  | MS |  |  | BO | MS | LA | NC |  |  | NC |  |  | BW | 6 | 1972 | 12 | 2025 | 1132 | 0 | 242 | 1364 | 0 |  | NG | [7 empty] | FF |  |  | 90% | 90% | 271600 |  | N |  |  |  | NC |  |  | NC
17718 | Southwestern Public Service Co | 2446 | Maddox | NM | 051B | OP | N | Y | 11 | 2010 | 747M1 | NA | ST | ST | 0.05 | 0.34 | 0.3 | PB | DP | NP | OH | OH | OH | 1967 | 1967 | 1967 | MS |  |  | MS |  |  | MS |  |  | NC |  |  | NC |  |  | CE | 1 | 1967 | 12 | 2030 | 810 | 0 | 0 | 980 | 0 |  | NG | [7 empty] | TF |  |  | 90% | 90% | 264273 |  | N | NA |  |  | NC |  |  | NC
15473 | Public Service Co of NM | 2450 | Reeves | NM | 1 | OP | N | N |  |  |  | LO | LO | LO | 0.05 | 0.49 | 0.3 | PB | DH | NP | TH | YR | MO | 1973 | 1973 | 1973 | MS |  |  | MS |  |  | MS |  |  | NC |  |  | NC |  |  | BW | 3 | 1959 |  |  | 450 | 0 | 0 | 560 | 0 |  | NG | [7 empty] | FF |  |  | 90% | 90% | 130000 |  | N |  |  |  | OT |  |  | NC
15473 | Public Service Co of NM | 2450 | Reeves | NM | 2 | OP | N | N |  |  |  | LO | LO | LO | 0.05 | 0.7 | 0.3 | PB | DH | NP | TH | TH | MO | 1973 | 1973 | 1973 | MS |  |  | MS |  |  | MS |  |  | NC |  |  | NC |  |  | BW | 3 | 1960 |  |  | 450 | 0 | 0 | 560 | 0 |  | NG | [7 empty] | FF |  |  | 80% | 90% | 130000 |  | N |  |  |  | OT |  |  | NC
15473 | Public Service Co of NM | 2450 | Reeves | NM | 3 | OP | N | N |  |  |  | LO | LO | LO | 0.05 | 0.49 | 0.3 | PB | DH | NP | TH | TH | MO | 1973 | 1973 | 1973 | MS |  |  | MS |  |  | MS |  |  | NC |  |  | NC |  |  | BW | 8 | 1962 |  |  | 650 | 0 | 0 | 800 | 0 |  | NG | [7 empty] | FF |  |  | 80% | 90% | 190000 |  | N |  |  |  | OT |  |  | NC
15473 | Public Service Co of NM | 2451 | San Juan | NM | 4 | OP | D | Y | 12 | 2011 | 0063-M7 | ST | ST | ST | 0.05 | 0.15 | 0.3 | PB | DP | NP | TH | MO | MO | 1982 | 1982 | 1982 | MS |  |  | MS |  |  | MS |  |  | NC |  |  | OT |  |  | BW | 4 | 1982 | 12 | 2022 | 4006 | 308 | 0 | 0 | 0 |  | SUB | [7 empty] | OF |  |  | 90% | 90% | 1058000 | W | N |  |  |  | LN | OV |  | NC
15473 | Public Service Co of NM | 2451 | San Juan | NM | 1 | OP | D | Y | 12 | 2011 | 0063-M7 | ST | ST | ST | 0.05 | 0.15 | 0.3 | PB | DP | NP | TH | MO | MO | 1976 | 1980 | 1976 | MS |  |  | MS |  |  | MS |  |  | NC |  |  | OT |  |  | FW | 12 | 1976 | 12 | 2022 | 2600 | 176 | 0 | 0 | 0 |  | SUB | [7 empty] | FF |  |  | 90% | 90% | 759333 | W | N |  |  |  | LN | OV |  | NC
15473 | Public Service Co of NM | 2451 | San Juan | NM | 2 | OP | N | Y | 12 | 2011 | 0063-M7 | ST | ST | ST | 0.05 | 0.15 | 0.3 | PB | DP | NP | TH | MO | MO | 1973 | 1980 | 1976 | MS |  |  | MS |  |  | MS |  |  | NC |  |  | OT |  |  | FW | 12 | 1973 | 12 | 2022 | 2600 | 172 | 0 | 0 | 0 |  | SUB | [7 empty] | FF |  |  | 90% | 90% | 767555 | W | N |  |  |  | LN | OV | LA | NC
15473 | Public Service Co of NM | 2451 | San Juan | NM | 3 | OP | D | Y | 12 | 2011 | 0063-M7 | ST | ST | ST | 0.05 | 0.15 | 0.3 | PB | DP | NP | TH | MO | MO | 1979 | 1980 | 1979 | MS |  |  | MS |  |  | MS |  |  | NC |  |  | OT |  |  | BW | 12 | 1979 | 12 | 2022 | 4006 | 308 | 0 | 0 | 0 |  | SUB | [7 empty] | OF |  |  | 90% | 90% | 1058000 | W | N |  |  |  | LN | OV |  | NC
17718 | Southwestern Public Service Co | 2454 | Cunningham | NM | 121B | OP | N | Y | 6 | 2012 | PSD-NM-622-M4 | ST | ST | ST | 6.3 | 0.5 | 0.3 | PH | DH | NP | OH | OH | OH | 1957 | 1957 | 1957 | MS |  |  | MS |  |  | MS |  |  | NC |  |  | NC |  |  | CE | 7 | 1957 | 12 | 2014 | 625 | 0 | 0 | 722.8 | 0 |  | NG | [7 empty] | TF |  |  | 80% | 90% | 174170 |  | N |  |  |  | NC |  |  | NC
17718 | Southwestern Public Service Co | 2454 | Cunningham | NM | 122B | OP | N | Y | 6 | 2012 | PSD-NM-622-M4 | ST | ST | ST | 15.6 | 1.2 | 0.3 | PH | DH | NP | OH | OH | OH | 1965 | 1965 | 1965 | MS |  |  | MS |  |  | MS |  |  | NC |  |  | NC |  |  | CE | 7 | 1965 | 12 | 2025 | 1400 | 0 | 0 | 1990 | 0 |  | NG | [7 empty] | TF |  |  | 80% | 90% | 375200 |  | N |  |  |  | NC |  |  | NC
6204 | City of Farmington - (NM) | 2465 | Animas | NM | 3 | RE | N
6204 | City of Farmington - (NM) | 2465 | Animas | NM | 4 | RE | N
6204 | City of Farmington - (NM) | 2465 | Animas | NM | HRSG1 | OP
15473 | Public Service Co of NM | 2475 | Algodones | NM | 1 | SC
15473 | Public Service Co of NM | 2475 | Algodones | NM | 2 | SC
15473 | Public Service Co of NM | 2475 | Algodones | NM | 3 | SC
5511 | CCI Roseton LLC | 2480 | Danskammer Generating Station | NY | 1 | OP | N | N |  |  |  | ST | ST | ST | 0.1 |  |  | PB | SU | NP | NV | NV | DA | 1972 | 1972 | 1995 | MS |  |  | MS |  |  | MS |  |  | NC |  |  | NC |  |  | CE | 12 | 1951 |  |  | 500 | 0 | 112 | 680 | 0 |  | RFO | NG | [6 empty] | TF |  |  | 90% | 90% | 114000 | D | N |  |  |  | NC |  |  | NC
5511 | CCI Roseton LLC | 2480 | Danskammer Generating Station | NY | 2 | OP | N | N |  |  |  | ST | ST | ST | 0.1 |  |  | PB | SU | NP | NV | NV | DA | 1972 | 1972 | 1995 | MS |  |  | MS |  |  | MS |  |  | NC |  |  | NC |  |  | CE | 9 | 1954 |  |  | 500 | 0 | 112 | 680 | 0 |  | RFO | NG | [6 empty] | TF |  |  | 90% | 90% | 114000 | D | Y |  |  |  | NC |  |  | NC
5511 | CCI Roseton LLC | 2480 | Danskammer Generating Station | NY | 3 | OP | N | N |  |  |  | ST | ST | ST | 0.03 |  |  | PB | SB | NP | NV | DA | DA | 1987 | 1987 | 1995 | MS |  |  | MS |  |  | MS |  |  | NC |  |  | NC |  |  | CE | 9 | 1987 |  |  | 950 | 49.6 |  | 1300 | 0 |  | BIT | NG | [6 empty] | TF |  |  | 90% | 90% | 221000 | D | N |  |  |  | OV | LN |  | OV | LN
5511 | CCI Roseton LLC | 2480 | Danskammer Generating Station | NY | 4 | OP | N | N |  |  |  | ST | ST | ST | 0.03 |  |  | PB | SB | NP | NV | DA | DA | 1987 | 1987 | 1995 | MS |  |  | MS |  |  | MS |  |  | NC |  |  | NC |  |  | CE | 3 | 1987 |  |  | 1553 | 84.1 | 0 | 1400 | 0 |  | BIT | NG | [6 empty] | TF |  |  | 90% | 90% | 361000 | D | N |  |  |  | OV | LN |  | OV | LN
13192 | NRG Arthur Kill Operations Inc | 2490 | Arthur Kill Generating Station | NY | 20 | OP | N | N |  |  |  | ST | ST | LO | 0.1 |  |  | PB | SU | NM | NV | NV | NV | 1971 | 1972 | 1995 | MS |  |  | MS |  |  | BO |  |  | NC |  |  | NC |  |  | BW | 6 | 1959 |  |  | 2646 | 134.8 | 538.4 | 3840 | 0 |  | NG | [7 empty] | FF |  |  | 90% | 90% | 641138 | D | N |  |  |  | BF |  |  | BF
13192 | NRG Arthur Kill Operations Inc | 2490 | Arthur Kill Generating Station | NY | 30 | OP | N | N |  |  |  | ST | ST | LO | 0.1 |  |  | PB | SU | NM | NV | NV | NV | 1971 | 1972 | 1995 | MS |  |  | MS |  |  | BO |  |  | NC |  |  | NC |  |  | CE | 1 | 1969 |  |  | 3580 | 173.8 | 693.8 | 4800 | 0 |  | NG | [7 empty] | TF |  |  | 90% | 90% | 826269 | D | N |  |  |  | BF |  |  | BF
15296 | New York Power Authority | 2491 | Charles Poletti | NY | 001 | RE | N |  |  |  |  | ST | ST | ST
4226 | Consolidated Edison Co-NY Inc | 2493 | East River | NY | 60 | OP | N | N |  |  |  | ST | ST | LO | 0.1 |  |  | PB | SU | NM | NV | NV | NV | 1973 | 1972 | 1995 | MS |  |  | MS |  |  | BO |  |  | NC |  |  | NC |  |  | BW | 12 | 1951 |  |  | 1313 | 0 | 262.8 | 1552 | 0 |  | NG | RFO | [6 empty] | OF |  |  | 90% | 90% | 340187 |  | N |  |  |  | OV | LA |  | LN
4226 | Consolidated Edison Co-NY Inc | 2493 | East River | NY | 70 | OP | N | N |  |  |  | ST | ST | LO | 0.1 |  |  | PB | SU | NM | NV | NV | NV | 1973 | 1972 | 1995 | MS |  |  | MS |  |  | BO |  |  | NC |  |  | NC |  |  | FW | 12 | 1955 |  |  | 1527 | 0 | 317.5 | 1874 | 0 |  | NG | RFO | [6 empty] | FF |  |  | 90% | 90% | 410936 |  | N |  |  |  | OV | FR | OT | LN
6027 | Entergy Nuclear Indian Point 2 | 2497 | Indian Point 2 | NY | NSS2 | OP
10023 | TC Ravenswood LLC | 2500 | Ravenswood | NY | 10 | OP | N | N |  |  |  | ST | ST | LO | 0.1 |  |  | PB | SU | NM | NV | NV | NV | 1973 | 1972 | 1995 | MS |  |  | MS |  |  | BO |  |  | NC |  |  | NC |  |  | CE | 2 | 1963 |  |  | 2670 | 0 | 613.6 | 3623 | 0 |  | NG | RFO | [6 empty] | TF |  |  | 90% | 90% | 762558 |  | N |  |  |  | OV | LN | LA | OV | LN | LA
10023 | TC Ravenswood LLC | 2500 | Ravenswood | NY | 20 | OP | N | N |  |  |  | ST | ST | LO | 0.1 |  |  | PB | SU | NM | NV | NV | NV | 1973 | 1972 | 1995 | MS |  |  | MS |  |  | BO | LN |  | NC |  |  | NC |  |  | CE | 5 | 1963 |  |  | 2606 | 0 | 598.9 | 3536 | 0 |  | NG | RFO | [6 empty] | TF |  |  | 90% | 90% | 744256 |  | N |  |  |  | OV | LN | LA | OV | LN | LA
10023 | TC Ravenswood LLC | 2500 | Ravenswood | NY | 30 | OP | N | N |  |  |  | LO | ST | LO | 0.1 |  |  | PB | SU | NM | NV | NV | NV | 1971 | 1972 | 1995 | MS |  |  | MS |  |  | BO | LN |  | NC |  |  | NC |  |  | CE | 6 | 1965 |  |  | 7149 | 378.7 | 1512 | 5000 | 0 |  | NG | RFO | [6 empty] | TF |  |  | 90% | 90% | 1800640 | D | N |  |  |  | OV | LN | LA | OV | LN | LA
10023 | TC Ravenswood LLC | 2500 | Ravenswood | NY | 40 | OP | N | N |  |  |  | NA | NA | NA |  |  |  | OT | OT | OT | OT | OT | OT | 2005 | 2005 | 2005 | MS |  |  | MS |  |  | MS | [5 empty] | ND |  |  | KW | 5 | 2004 |  |  | 984 |  |  |  |  | 1600 | NG | KER | [6 empty] | OT | [13 empty] | SR | H2
4226 | Consolidated Edison Co-NY Inc | 2502 | Waterside | NY | 61 | RE | N |  |  |  |  | ST | ST | LO
4226 | Consolidated Edison Co-NY Inc | 2502 | Waterside | NY | 62 | RE | N |  |  |  |  | ST | ST | LO
4226 | Consolidated Edison Co-NY Inc | 2502 | Waterside | NY | 80 | RE | N |  |  |  |  | ST | ST | LO
4226 | Consolidated Edison Co-NY Inc | 2502 | Waterside | NY | 90 | RE | N |  |  |  |  | ST | ST | LO
56505 | National Grid Generation LLC | 2511 | E F Barrett | NY | 10 | OP | N | N |  |  |  | ST | ST | ST | 0.1 |  |  | PB | SU | NP | NV | NV | OH | 1971 | 1971 | 1995 | MS |  |  | MS |  |  | MS |  |  | NC |  |  | NC |  |  | CE | 11 | 1956 |  |  | 1150 | 0 | 252.1 | 1642.1 | 0 |  | NG | RFO | [6 empty] | TF |  |  | 80% | 80% | 312504 |  | Y |  |  |  | NC |  |  |  | NC
56505 | National Grid Generation LLC | 2511 | E F Barrett | NY | 20 | OP | N | N |  |  |  | ST | ST | ST | 0.1 |  |  | PB | SU | NP | NV | NV | OH | 1971 | 1971 | 1995 | MS |  |  | MS |  |  | MS |  |  | SS |  |  | SS |  |  | CE | 11 | 1963 |  |  | 1150 | 0 | 252.5 | 1644.9 | 0 |  | NG | RFO | [6 empty] | TF |  |  | 80% | 80% | 307540 |  | Y |  |  |  | NC |  |  | NC
56505 | National Grid Generation LLC | 2513 | Far Rockaway | NY | 40 | RE | N | N |  |  |  | ST | ST | ST | 0.1 |  |  | PB | SU | NP | NV | NV | OH | 1971 | 1971 | 1995 | MS |  |  | MS |  |  | MS |  |  | NC |  |  | NC |  |  | CE | 12 | 1953 | 7 | 2012 | 750 | 0 | 158.8 | 1033 | 0 |  | NG | [7 empty] | TF |  |  | 80% | 80% | 203492 |  | Y |  |  |  |  | NC |  |  | NC
56505 | National Grid Generation LLC | 2514 | Glenwood | NY | 40 | RE | N | N |  |  |  | ST | ST | ST | 0.1 |  |  | PB | SU | NP | NV | NV | OH | 1971 | 1971 | 1995 | MS |  |  | MS |  |  | MS |  |  | NC |  |  | NC |  |  | CE | 12 | 1952 | 7 | 2012 | 750 | 0 | 0 | 1033 | 0 |  | NG | [7 empty] | TF |  |  | 80% | 80% | 203492 |  | Y |  |  |  |  | NC |  |  | NC
56505 | National Grid Generation LLC | 2514 | Glenwood | NY | 50 | RE | N | N |  |  |  | ST | ST | ST | 0.1 |  |  | PB | SU | NP | NV | NV | OH | 1971 | 1971 | 1995 | MS |  |  | MS |  |  | MS |  |  | NC |  |  | NC |  |  | CE | 11 | 1954 | 7 | 2012 | 750 | 0 | 0 | 941.8 | 0 |  | NG | [7 empty] | TF |  |  | 80% | 80% | 188668 |  | Y |  |  |  | NC |  |  | NC
56505 | National Grid Generation LLC | 2516 | Northport | NY | 1 | OP | N | N |  |  |  | ST | ST | ST | 0.1 |  |  | PB | SU | NP | NV | NV | OH | 1971 | 1976 | 1995 | MS |  |  | MS |  |  | MS |  |  | SS |  |  | SS |  |  | CE | 7 | 1967 |  |  | 2550 | 0 | 528 | 3835 | 0 |  | NG | RFO | [6 empty] | TF |  |  | 80% | 80% | 657859 |  | Y |  |  |  |  | OV |  |  | OV
56505 | National Grid Generation LLC | 2516 | Northport | NY | 2 | OP | N | N |  |  |  | ST | ST | ST | 0.1 |  |  | PB | SU | NP | NV | NV | OH | 1971 | 1976 | 1995 | MS |  |  | MS |  |  | MS |  |  | SS |  |  | SS |  |  | CE | 6 | 1968 |  |  | 2550 | 0 | 530.8 | 3835 | 0 |  | NG | RFO | [6 empty] | TF |  |  | 80% | 80% | 661348 |  | Y |  |  |  |  | OV |  |  | OV
56505 | National Grid Generation LLC | 2516 | Northport | NY | 3 | OP | N | N |  |  |  | ST | ST | ST | 0.1 |  |  | PB | SU | NP | NV | NV | OH | 1972 | 1976 | 1995 | MS |  |  | MS |  |  | MS |  |  | SS |  |  | SS |  |  | CE | 7 | 1972 |  |  | 2550 | 0 | 521.3 | 0 | 0 |  | NG | RFO | [6 empty] | TF |  |  | 90% | 90% | 649512 |  | Y |  |  |  |  | OV |  |  | OV
56505 | National Grid Generation LLC | 2516 | Northport | NY | 4 | OP | D | N |  |  |  | FD | FD | FD | 20 |  |  | OP | SU | NP | NV | NV | OH | 1977 | 1977 | 1995 | MS |  |  | MS |  |  | MS |  |  | SS |  |  | SS |  |  | CE | 12 | 1977 |  |  | 2550 | 0 | 530.7 | 3835.4 | 0 |  | NG | RFO | [6 empty] | TF |  |  | 80% | 80% | 661259 |  | Y |  |  |  |  | OV |  |  | OV
56505 | National Grid Generation LLC | 2517 | Port Jefferson | NY | 1 | RE | N |  |  |  |  | ST | ST | ST | 0.1 |  |  | PB | SU | NP | NV | NV | OH | 1971 | 1971 | 1995 | MS |  |  | MS |  |  | MS |  |  | SS |  |  | SS |  |  | CE | 12 | 1948 | 9 | 1997 | 425 | 0 | 80 | 0 | 0 |  | RFO | [7 empty] | TF |  |  | 90% | 90% | 112000 |  | Y |  |  |  |  | NC |  |  | NC
56505 | National Grid Generation LLC | 2517 | Port Jefferson | NY | 2 | RE | N |  |  |  |  | ST | ST | ST | 0.1 |  |  | PB | SU | NP | NV | NV | OH | 1971 | 1971 | 1995 | MS |  |  | MS |  |  | MS |  |  | SS |  |  | SS |  |  | CE | 10 | 1950 | 9 | 1997 | 425 | 0 | 80 | 0 | 0 |  | RFO | [7 empty] | TF |  |  | 90% | 90% | 112000 |  | Y
56505 | National Grid Generation LLC | 2517 | Port Jefferson | NY | 3 | OP | N | N |  |  |  | ST | ST | ST | 0.1 |  |  | PB | SU | NP | NV | NV | OH | 1971 | 1976 | 1995 | MS |  |  | MS |  |  | MS |  |  | SS |  |  | SS |  |  | CE | 11 | 1958 |  |  | 1150 | 0 | 261.6 | 1643 | 0 |  | NG | RFO | [6 empty] | TF |  |  | 90% | 80% | 327254 |  | Y |  |  |  |  | OV |  |  | OV
56505 | National Grid Generation LLC | 2517 | Port Jefferson | NY | 4 | OP | N | N |  |  |  | ST | ST | ST | 0.1 |  |  | PB | SU | NP | NV | NV | OH | 1971 | 1976 | 1995 | MS |  |  | MS |  |  | MS |  |  | SS |  |  | SS |  |  | CE | 11 | 1960 |  |  | 1150 | 0 | 261.6 | 1643 | 0 |  | NG | RFO | [6 empty] | TF |  |  | 80% | 80% | 327273 |  | Y |  |  |  |  | OV |  |  | OV
22146 | GMMM Westover LLC | 2526 | GMMM Westover | NY | 11 | RE | N | N |  |  |  | ST | ST | ST | 0.2 |  |  | PB | SB | NP | NV | OT | DA | 1973 | 1988 | 1995 | MS |  |  | MS |  |  | MS |  |  | NC |  |  | NC |  |  | FW | 10 | 1943 | 12 | 2009 | 200 | 9.1 | 0 | 0 | 0 |  | BIT | [7 empty] | OF |  |  | 90% | 90% | 42700 | D | N |  |  |  | LN |  |  | NC
22146 | GMMM Westover LLC | 2526 | GMMM Westover | NY | 12 | RE | N | N |  |  |  | ST | ST | ST | 0.2 |  |  | PB | SB | NP | NV | OT | DA | 1973 | 1988 | 1995 | MS |  |  | MS |  |  | MS |  |  | NC |  |  | NC |  |  | FW | 10 | 1943 | 12 | 2009 | 200 | 9.1 | 0 | 0 | 0 |  | BIT | [7 empty] | OF |  |  | 90% | 90% | 42700 | D | N |  |  |  | LN |  |  | NC
22146 | GMMM Westover LLC | 2526 | GMMM Westover | NY | 13 | SC | N | N |  |  |  | ST | ST | ST | 0.2 |  |  | PB | SB | NP | NV | OT | DA | 1973 | 1988 | 1995 | MS |  |  | MS |  |  | MS |  |  | NC |  |  | NC |  |  | CE | 12 | 1951 |  |  | 560 | 29.4 | 0 | 0 | 0 |  | BIT | [7 empty] | TF |  |  | 90% | 90% | 134800 | D | N |  |  |  | OV |  |  | NC
25 | GMM Holdings 1 LLC | 2527 | GMMGreenidge LLC | NY | 4 | RE | N | N |  |  |  | ST | ST | ST | 0.28 |  |  | PB | SB | NP | NV | OT | DA | 1971 | 1988 | 1995 | MS |  |  | MS |  |  | MS |  |  | NC |  |  | NC |  |  | BW | 4 | 1950 | 12 | 2009 | 288 | 13.7 | 0 | 0 | 0 |  | BIT | [7 empty] | FF |  |  | 90% | 90% | 59777 | D | N |  |  |  | OT |  |  | OT
25 | GMM Holdings 1 LLC | 2527 | GMMGreenidge LLC | NY | 5 | RE | N | N |  |  |  | ST | ST | ST | 0.28 |  |  | PB | SB | NP | NV | MO | DA | 1971 | 1988 | 1995 | MS |  |  | MS |  |  | MS |  |  | NC |  |  | NC |  |  | BW | 4 | 1950 | 12 | 2009 | 288 | 13.7 | 0 | 0 | 0 |  | BIT | [7 empty] | FF |  |  | 90% | 90% | 59777 | D | N |  |  |  | OT |  |  | OT
25 | GMM Holdings 1 LLC | 2527 | GMMGreenidge LLC | NY | 6 | OP | N | N |  |  |  | ST | ST | ST | 0.22 |  |  | PB | SB | NP | NV | OT | OT | 1970 | 1988 | 1995 | MS |  |  | MS |  |  | MS |  |  | NC |  |  | NC |  |  | CE | 12 | 1953 |  |  | 790 | 33 | 0 | 0 | 12 |  | BIT | WDS | SUB | [5 empty] | TF |  |  | 90% | 90% | 178000 | D | N |  |  |  | OT |  |  | OT
22125 | Cayuga Operating Company, LLC | 2535 | Cayuga Operating Company | NY | 1 | OP | N | N |  |  |  | ST | ST | ST | 0.1 | 3.4 | 0.042 | PB | DP | NP | NV | YR | DA | 1998 | 1988 | 1990 | MS |  |  | MS |  |  | MS |  |  | IF |  |  | NC |  |  | CE | 9 | 1955 |  |  | 900 | 45.4 | 100 | 0 | 0 |  | BIT | DFO | [6 empty] | TF |  |  | 90% | 90% | 480000 | D | N |  |  |  | LN | SR |  | NC
22125 | Cayuga Operating Company, LLC | 2535 | Cayuga Operating Company | NY | 2 | OP | N | N |  |  |  | ST | ST | ST | 0.1 |  |  | PB | DP | NP | NV | YR | DA | 1998 | 1988 | 1990 | MS |  |  | MS |  |  | MS |  |  | IF |  |  | NC |  |  | CE | 9 | 1958 |  |  | 900 | 45.4 | 100 | 0 | 0 |  | BIT | DFO | [6 empty] | TF |  |  | 90% | 90% | 480000 | D | N |  |  |  | LN |  |  | NC
14294 | PSEG Power New York Inc | 2539 | Bethlehem Energy Center | NY | 1 | RE | [36 empty] | 11 | 1952 | 12 | 2005
14294 | PSEG Power New York Inc | 2539 | Bethlehem Energy Center | NY | 2 | RE | [36 empty] | 12 | 1952 | 12 | 2005
14294 | PSEG Power New York Inc | 2539 | Bethlehem Energy Center | NY | 3 | RE | [36 empty] | 10 | 1953 | 12 | 2005
14294 | PSEG Power New York Inc | 2539 | Bethlehem Energy Center | NY | 4 | RE | [36 empty] | 9 | 1954 | 12 | 2005
14294 | PSEG Power New York Inc | 2539 | Bethlehem Energy Center | NY | 5 | OP | Db | Y | 2 | 2002 | 4-0122-00044/00021 | ST | ST | ST | 0.011 | 0.0006 | 0.0073 | PB | DP | NP | NV | NV | NV | 2005 | 2005 | 2005 | MS |  |  | MS |  |  | MS |  |  | SS |  |  | NC |  |  | NT | 7 | 2005 |  |  | 1070 |  | 978 | 1070 |  | 1988 | NG | [7 empty] | DB |  |  | 90% | 90% | 1002 |  | N |  |  |  | SR | LN |  | NC
14294 | PSEG Power New York Inc | 2539 | Bethlehem Energy Center | NY | 6 | OP | Db | Y | 2 | 2002 | 4-0122-00044/00021 | ST | ST | ST | 0.011 | 0.0006 | 0.0073 | PB | DP | NP | NV | NV | NV | 2005 | 2005 | 2005 | MS |  |  | MS |  |  | MS |  |  | SS |  |  | NC |  |  | NT | 7 | 2005 |  |  | 1070 |  | 978 | 1070 |  | 1988 | NG | [7 empty] | DB |  |  | 90% | 90% | 1002 |  | N |  |  |  | SR | LN |  | NC
14294 | PSEG Power New York Inc | 2539 | Bethlehem Energy Center | NY | 7 | OP | Db | Y | 2 | 2008 | 4-0122-00044/00021 | ST | ST | ST | 0.011 | 0.0006 | 0.0073 | PB | DP | NP | NV | NV | NV | 2005 | 2005 | 2005 | MS |  |  | MS |  |  | MS |  |  | SS |  |  | NC |  |  | NT | 7 | 2005 |  |  | 1070 |  | 978 | 1070 |  | 1988 | NG | [7 empty] | DB |  |  | 90% | 90% | 1002 |  | N |  |  |  | SR | LN |  | NC
13168 | NRG Huntley Operations Inc | 2549 | C R Huntley Generating Station | NY | 63 | RE | N |  |  |  |  | ST | ST | LO | 0.17 |  |  | PB | SB |  | NV | DA |  | 1973 | 1974 |  | MS |  |  | MS | [5 empty] | SU |  |  | NC |  |  | BW | 6 | 1942 | 5 | 2006 | 900 | 35 | 0 | 0 | 0 |  | BIT | [7 empty] | AF |  |  | 90% | 90% | 490179 | W | N | [6 empty] | AA
13168 | NRG Huntley Operations Inc | 2549 | C R Huntley Generating Station | NY | 64 | RE | N |  |  |  |  | ST | ST | LO | 0.17 |  |  | PB | SB |  | NV | DA |  | 1973 | 1974 |  | MS |  |  | MS | [5 empty] | SU | [5 empty] | BW | 6 | 1948 | 5 | 2006 | 900 | 35 | 0 | 0 | 0 |  | BIT | [7 empty] | AF |  |  | 90% | 90% | 440782 | W | N
13168 | NRG Huntley Operations Inc | 2549 | C R Huntley Generating Station | NY | 65 | RE | N |  |  |  |  | ST | ST | St | 0.17 |  |  | PB | SB | NL | NV | DA | YR | 1973 | 1974 | 1974 | MS |  |  | MS |  |  | MS |  |  | SU | [5 empty] | BW | 6 | 1953 | 12 | 2007 | 656 | 34.6 | 0 | 0 | 0 |  | BIT | [7 empty] | AF |  |  | 90% | 90% | 410645 | W | N |  |  |  | AA
13168 | NRG Huntley Operations Inc | 2549 | C R Huntley Generating Station | NY | 66 | RE | N |  |  |  |  | ST | ST | LO | 0.17 |  |  | PB | SB | NP | NV | DA | MO | 1973 | 1974 |  | MS |  |  | MS | [5 empty] | SU | [5 empty] | BW | 6 | 1954 | 12 | 2007 | 656 | 34.6 | 0 | 0 | 0 |  | BIT | [7 empty] | AF |  |  | 90% | 90% | 394311 | W | N
13168 | NRG Huntley Operations Inc | 2549 | C R Huntley Generating Station | NY | 67 | OP | N | N |  |  |  | ST | ST | St | 0.17 |  |  | PB | SB | NP | NV | DA | MO | 1973 | 1974 | 1974 | MS |  |  | MS |  |  | MS |  |  | SU |  |  | SS |  |  | CE | 6 | 1957 |  |  | 1470 | 70 | 0 | 0 | 0 |  | BIT | [7 empty] | TF |  |  | 90% | 90% | 220270 | D | N |  |  |  | NC |  |  | NC
13168 | NRG Huntley Operations Inc | 2549 | C R Huntley Generating Station | NY | 68 | OP | N | N |  |  |  | ST | ST | St | 0.17 |  |  | PB | SB | NP | NV | DA | MO | 1973 | 1974 | 1974 | MS |  |  | MS |  |  | MS |  |  | SU |  |  | SS |  |  | CE | 6 | 1958 |  |  | 1470 | 70 | 0 | 0 | 0 |  | BIT | [7 empty] | TF |  |  | 90% | 90% | 166627 | D | N |  |  |  | NC |  |  | NC
13579 | Dunkirk Power LLC | 2554 | Dunkirk Generating Plant | NY | 1 | OP | N | N |  |  |  | ST | ST | ST | 0.23 | 3.4 | 0.12 | PB | DP | NP | NV | NV | NV | 1973 | 1974 | 1995 | MS |  |  | MS |  |  | MS |  |  | SS |  |  | SS |  |  | CE | 6 | 1950 |  |  | 670 | 54 | 0 | 0 | 0 |  | SUB | [7 empty] | TF |  |  | 90% | 80% | 230000 | D | N |  |  |  | LN | SN | AA | LN | SN | AA
13579 | Dunkirk Power LLC | 2554 | Dunkirk Generating Plant | NY | 2 | OP | N | N |  |  |  | ST | ST | ST | 0.23 | 3.4 | 0.12 | PB | DP | NP | NV | NV | NV | 1973 | 1974 | 1995 | MS |  |  | MS |  |  | MS |  |  | SS |  |  | SS |  |  | CE | 6 | 1950 |  |  | 670 | 54 | 0 | 0 | 0 |  | SUB | [7 empty] | TF |  |  | 90% | 80% | 230000 | D | N |  |  |  | LN | SN | AA | LN | SN | AA
13579 | Dunkirk Power LLC | 2554 | Dunkirk Generating Plant | NY | 3 | SC | N | N |  |  |  | ST | ST | ST | 0.17 | 3.4 | 0.12 | PB | DP | NP | NV | NV | NV | 1973 | 1974 | 1995 | MS |  |  | MS |  |  | MS |  |  | SS |  |  | SS |  |  | CE | 6 | 1959 |  |  | 1470 | 108 | 0 | 0 | 0 |  | SUB | [7 empty] | TF |  |  | 90% | 80% | 460000 | D | N |  |  |  | LN | SN | AA | LN | SN | AA
13579 | Dunkirk Power LLC | 2554 | Dunkirk Generating Plant | NY | 4 | SC | N | N |  |  |  | ST | ST | ST | 0.17 | 3.4 | 0.12 | PB | DP | NP | NV | NV | NV | 1973 | 1974 | 1995 | MS |  |  | MS |  |  | MS |  |  | SS |  |  | SS |  |  | CE | 6 | 1960 |  |  | 1470 | 108 | 0 | 0 | 0 |  | SUB | [7 empty] | TF |  |  | 90% | 80% | 460000 | D | N |  |  |  | LN | SN | AA | LN | SN | AA
13606 | Nine Mile Point Nuclear Sta LLC | 2589 | Nine Mile Point Nuclear Station | NY | NSS1 | OP
13606 | Nine Mile Point Nuclear Sta LLC | 2589 | Nine Mile Point Nuclear Station | NY | NSS2 | OP
13923 | NRG Oswego Harbor Power Operations Inc | 2594 | Oswego Harbor Power | NY | 5 | OP | N | N |  |  |  | ST | ST | ST | 0.1 |  |  | PB | SU | NP | NV | DA | DA | 1976 | 1976 | 1998 | MS |  |  | MS |  |  | MS |  |  | NC |  |  | NC |  |  | FW | 2 | 1976 |  |  | 6300 | 0 | 1255 | 0 | 0 |  | RFO | [7 empty] | FF |  |  | 90% | 90% | 1412000 |  | N |  |  |  | NC |  |  | NC
13923 | NRG Oswego Harbor Power Operations Inc | 2594 | Oswego Harbor Power | NY | 6 | OP | D | N |  |  |  | ST | ST | ST | 0.1 |  |  | PB | SU | NP | TH | TH | TH | 1980 | 1980 | 1980 | MS |  |  | MS |  |  | MS |  |  | NC |  |  | NC |  |  | FW | 7 | 1980 |  |  | 6300 | 0 | 1352 | 2005 | 0 |  | RFO | NG | [6 empty] | FF |  |  | 90% | 90% | 1521000 |  | N |  |  |  | NC |  |  | NC
12792 | NRG New York LLC | 2625 | Bowline Point | NY | 1 | OP | N | N |  |  |  | ST | ST | ST | 0.1 | 0.37 | 0.25 | PB | SU | NP | NV | NV | NV | 1972 | 1972 | 1995 | MS |  |  | MS |  |  | MS |  |  | NC |  |  | ND |  |  | CE | 9 | 1972 |  |  | 3989 |  | 918 | 5813 | 0 |  | NG | RFO | [6 empty] | TF |  |  | 90% | 90% | 914000 | D | N |  |  |  | LN |  |  | NC
12792 | NRG New York LLC | 2625 | Bowline Point | NY | 2 | OP | N | N |  |  |  | ST | ST | ST | 0.1 | 0.37 | 0.25 | PB | SU | NP | NV | NV | NV | 1974 | 1974 | 1995 | MS |  |  | MS |  |  | MS |  |  | NC |  |  | ND |  |  | BW | 4 | 1974 |  |  | 3989 |  | 912 | 5690 | 0 |  | NG | RFO | [6 empty] | OF |  |  | 90% | 90% | 949000 | D | N |  |  |  | LN |  |  | NC
12792 | NRG New York LLC | 2629 | Lovett | NY | 3 | RE | N |  |  |  |  | ST | ST | ST
12792 | NRG New York LLC | 2629 | Lovett | NY | 4 | RE | N |  |  |  |  | ST | ST | ST
12792 | NRG New York LLC | 2629 | Lovett | NY | 5 | RE | N |  |  |  |  | ST | ST | ST
16183 | Rochester Gas & Electric Corp | 2642 | Rochester 7 | NY | 1 | RE | N |  |  |  |  | ST | ST | ST
16183 | Rochester Gas & Electric Corp | 2642 | Rochester 7 | NY | 2 | RE | N |  |  |  |  | ST | ST | ST
16183 | Rochester Gas & Electric Corp | 2642 | Rochester 7 | NY | 3 | RE | N |  |  |  |  | ST | ST | ST
16183 | Rochester Gas & Electric Corp | 2642 | Rochester 7 | NY | 4 | RE | N |  |  |  |  | ST | ST | ST
9645 | Jamestown Board of Public Util | 2682 | S A Carlson | NY | 10 | OP
9645 | Jamestown Board of Public Util | 2682 | S A Carlson | NY | 11 | RE
9645 | Jamestown Board of Public Util | 2682 | S A Carlson | NY | 12 | OP
9645 | Jamestown Board of Public Util | 2682 | S A Carlson | NY | 9 | OP
9645 | Jamestown Board of Public Util | 2682 | S A Carlson | NY | HRSG | OP
3046 | Progress Energy Carolinas Inc | 2706 | Asheville | NC | 1 | OP | N | N |  |  |  | ST | ST | ST | 0.12 |  |  | PB | DP | NP | PS | DA | DA | 1988 | 1977 | 1976 | MS |  |  | MS |  |  | MS |  |  | IF |  |  | NC |  |  | RS | 5 | 1964 |  |  | 1310 | 70 | 0 | 0 | 0 |  | BIT | [7 empty] | FF |  |  | 90% | 90% | 600000 | D | N |  |  |  | SR |  |  | NC
3046 | Progress Energy Carolinas Inc | 2706 | Asheville | NC | 2 | OP | N | N |  |  |  | ST | ST | ST | 0.12 |  |  | PB | DP | NP | PS | DA | DA | 1988 | 1977 | 1976 | MS |  |  | MS |  |  | MS |  |  | SS |  |  | IF |  |  | BW | 5 | 1971 |  |  | 1378 | 72 | 0 | 0 | 0 |  | BIT | [7 empty] | FF |  |  | 90% | 90% | 576000 | D | N |  |  |  | SR |  |  | NC
3046 | Progress Energy Carolinas Inc | 2708 | Cape Fear | NC | 1 | OP
3046 | Progress Energy Carolinas Inc | 2708 | Cape Fear | NC | 2 | OP | N
3046 | Progress Energy Carolinas Inc | 2708 | Cape Fear | NC | 5 | RE | N | N |  |  |  | ST | ST | ST | 0.2 |  |  | PB | DP | NP | PS | DA | NV | 1988 | 1977 | 1976 | MS |  |  | MS |  |  | MS |  |  | SS |  |  | IF |  |  | CE | 12 | 1956 | 10 | 2012 | 1000 | 48.2 | 0 | 0 | 0 |  | BIT | [7 empty] | TF |  |  | 90% | 90% | 222000 | D | N |  |  |  | NC |  |  | NC
3046 | Progress Energy Carolinas Inc | 2708 | Cape Fear | NC | 6 | RE | N | N |  |  |  | ST | ST | ST | 0.2 |  |  | PB | DP | NP | PS | DA | NV | 1988 | 1977 | 1976 | MS |  |  | MS |  |  | MS |  |  | SS |  |  | IF |  |  | CE | 7 | 1958 | 10 | 2012 | 1260 | 59.2 | 0 | 0 | 0 |  | BIT | [7 empty] | TF |  |  | 90% | 90% | 280000 | D | N |  |  |  | NC |  |  | NC
3046 | Progress Energy Carolinas Inc | 2709 | HF Lee Plant | NC | 1 | RE | N | Y | 10 | 2006 | 1812 | FD | ST | ST | 0.12 |  |  | PB | DP | NP | PS | DA | DA | 1988 | 1977 | 1976 | MS |  |  | MS |  |  | MS |  |  | SS |  |  | NC |  |  | CE | 6 | 1952 | 9 | 2012 | 550 | 26.3 | 0 | 0 | 0 |  | BIT | [7 empty] | TF |  |  | 90% | 90% | 121000 | D | N |  |  |  | OT |  |  | NC
3046 | Progress Energy Carolinas Inc | 2709 | HF Lee Plant | NC | 2 | RE | N | Y | 10 | 2006 | 1812 | FD | ST | ST | 0.12 |  |  | PB | DP | NP | PS | DA | DA | 1988 | 1977 | 1976 | MS |  |  | MS |  |  | MS |  |  | SS |  |  | NC |  |  | BW | 5 | 1951 | 9 | 2012 | 650 | 31.6 | 0 | 0 | 0 |  | BIT | [7 empty] | FF |  |  | 90% | 90% | 127000 | D | N |  |  |  | LN |  |  | NC
3046 | Progress Energy Carolinas Inc | 2709 | HF Lee Plant | NC | 3 | RE | N | Y | 10 | 2006 | 1812 | FD | ST | ST | 0.12 |  |  | PB | DP | NP | PS | DA | DA | 1988 | 1977 | 1976 | MS |  |  | MS |  |  | MS |  |  | SS |  |  | NC |  |  | RS | 8 | 1962 | 9 | 2012 | 1700 | 85.5 | 0 | 0 | 0 |  | BIT | [7 empty] | OF |  |  | 90% | 90% | 394000 | D | N |  |  |  | SN |  |  | NC
3046 | Progress Energy Carolinas Inc | 2712 | Roxboro | NC | 1 | OP | N | N |  |  |  | ST | ST | ST | 0.25 |  |  | PB | DP | NP | PS | DA | NV | 1988 | 1977 | 1976 | MS |  |  | MS |  |  | MS |  |  | SS |  |  | IF |  |  | RS | 5 | 1966 |  |  | 2600 | 128 | 0 | 0 | 0 |  | BIT | [7 empty] | OF |  |  | 90% | 90% | 700000 | D | N |  |  |  | SR |  |  | NC
3046 | Progress Energy Carolinas Inc | 2712 | Roxboro | NC | 2 | OP | N | N |  |  |  | ST | ST | ST | 0.16 |  |  | PB | DP | NP | PS | DA | NV | 1988 | 1977 | 1976 | MS |  |  | MS |  |  | MS |  |  | SS |  |  | IF |  |  | CE | 5 | 1968 |  |  | 4620 | 223 | 0 | 0 | 0 |  | BIT | [7 empty] | TF |  |  | 90% | 90% | 1130000 | D | N |  |  |  | SR |  |  | NC
3046 | Progress Energy Carolinas Inc | 2712 | Roxboro | NC | 3A | OP | N | N |  |  |  | ST | ST | ST | 0.1 |  |  | PB | DP | NP | PS | DA | NV | 1988 | 1977 | 1976 | MS |  |  | MS |  |  | MS |  |  | SS |  |  | IF |  |  | RS | 7 | 1973 |  |  | 2584 | 140 | 0 | 0 | 0 |  | BIT | [7 empty] | FF |  |  | 90% | 90% | 733049 | D | N |  |  |  | SR |  |  | NC
3046 | Progress Energy Carolinas Inc | 2712 | Roxboro | NC | 3B | OP | N | N |  |  |  | ST | ST | ST | 0.1 |  |  | PB | DP | NP | PS | DA | NV | 1988 | 1977 | 1976 | MS |  |  | MS |  |  | MS |  |  | SS |  |  | IF |  |  | RS | 7 | 1973 |  |  | 2584 | 140 | 0 | 0 | 0 |  | BIT | [7 empty] | FF |  |  | 90% | 90% | 733049 | D | N |  |  |  | SR |  |  | NC
3046 | Progress Energy Carolinas Inc | 2712 | Roxboro | NC | 4A | OP | D | N |  |  |  | ST | ST | ST | 0.1 |  |  | PB | DP | NP | PS | MO | TH | 1980 | 1980 | 1980 | MS |  |  | MS |  |  | MS |  |  | IF |  |  | IF |  |  | RS | 9 | 1980 |  |  | 2584 | 144 | 0 | 0 | 0 |  | BIT | [7 empty] | OF |  |  | 90% | 90% | 793000 | D | N |  |  |  | SR |  |  | NC
3046 | Progress Energy Carolinas Inc | 2712 | Roxboro | NC | 4B | OP | D | N |  |  |  | ST | ST | ST | 0.1 |  |  | PB | DP | NP | PS | MO | TH | 1980 | 1980 | 1980 | MS |  |  | MS |  |  | MS |  |  | IF |  |  | IF |  |  | RS | 9 | 1980 |  |  | 2584 | 144 | 0 | 0 | 0 |  | BIT | [7 empty] | OF |  |  | 90% | 90% | 793000 | D | N |  |  |  | SR |  |  | NC
3046 | Progress Energy Carolinas Inc | 2713 | L V Sutton Steam | NC | 1 | OP | N | N |  |  |  | ST | ST | ST | 0.11 |  |  | PB | DP | NP | PS | DA | NV | 1988 | 1977 | 1976 | MS |  |  | MS |  |  | MS |  |  | SS |  |  | NC |  |  | CE | 8 | 1954 |  |  | 950 | 41.3 | 0 | 0 | 0 |  | BIT | [7 empty] | TF |  |  | 90% | 90% | 219250 | D | N |  |  |  | NC |  |  | RP
3046 | Progress Energy Carolinas Inc | 2713 | L V Sutton Steam | NC | 2 | OP | N | N |  |  |  | ST | ST | ST | 0.11 |  |  | PB | DP | NP | PS | DA | NV | 1988 | 1977 | 1976 | MS |  |  | MS |  |  | MS |  |  | SS |  |  | NC |  |  | BW | 5 | 1955 |  |  | 775 | 37 | 0 | 0 | 0 |  | BIT | [7 empty] | FF |  |  | 90% | 90% | 203200 | D | N |  |  |  | NC |  |  | RP
3046 | Progress Energy Carolinas Inc | 2713 | L V Sutton Steam | NC | 3 | OP | N | N |  |  |  | ST | ST | ST | 0.11 |  |  | PB | DP | NP | PS | DA | NV | 1988 | 1977 | 1976 | MS |  |  | MS |  |  | MS |  |  | SS |  |  | IF |  |  | RS | 6 | 1972 |  |  | 3100 | 169.4 | 0 | 0 | 0 |  | BIT | [7 empty] | RF |  |  | 90% | 90% | 853600 | D | N |  |  |  | NC |  |  | RP
3046 | Progress Energy Carolinas Inc | 2713 | L V Sutton Steam | NC | HRSG1 | CO
3046 | Progress Energy Carolinas Inc | 2716 | W H Weatherspoon | NC | 1 | RE | N | N |  |  |  | ST | ST | ST | 0.14 |  |  | PB | DP | NP | PS | DA | NV | 1988 | 1977 | 1976 | MS |  |  | MS |  |  | MS |  |  | SS |  |  | NC |  |  | BW | 9 | 1949 |  |  | 425 | 19.5 | 0 | 0 | 0 |  | BIT | [7 empty] | FF |  |  | 90% | 90% | 95500 | D | N |  |  |  | NC |  |  | NC
3046 | Progress Energy Carolinas Inc | 2716 | W H Weatherspoon | NC | 2 | RE | N | N |  |  |  | ST | ST | ST | 0.14 |  |  | PB | DP | NP | PS | DA | NV | 1988 | 1977 | 1976 | MS |  |  | MS |  |  | MS |  |  | SS |  |  | NC |  |  | BW | 6 | 1950 |  |  | 425 | 19.5 | 0 | 0 | 0 |  | BIT | [7 empty] | FF |  |  | 90% | 90% | 95500 | D | N |  |  |  | NC |  |  | NC
3046 | Progress Energy Carolinas Inc | 2716 | W H Weatherspoon | NC | 3 | RE | N | N |  |  |  | ST | ST | ST | 0.15 |  |  | PB | DP | NP | PS | DA | NV | 1988 | 1977 | 1976 | MS |  |  | MS |  |  | MS |  |  | SS |  |  | NC |  |  | CE | 8 | 1952 |  |  | 550 | 26.3 | 0 | 735 | 0 |  | BIT | [7 empty] | TF |  |  | 90% | 90% | 121000 | D | N |  |  |  | NC |  |  | NC
5416 | Duke Energy Carolinas, LLC | 2718 | G G Allen | NC | 1 | OP | N | N |  |  |  | ST | ST | ST | 0.25 |  |  | PB | DP | NP | DA | DA | DA | 1986 | 1999 | 2000 | MS |  |  | MS |  |  | MS |  |  | SS | IF |  | NC | NC |  | CE | 6 | 1957 |  |  | 1160 | 58.9 | 0 | 0 | 0 |  | BIT | [7 empty] | TF |  |  | 90% | 90% | 308475 | D | N |  |  |  | LN | OV | SN | NC
5416 | Duke Energy Carolinas, LLC | 2718 | G G Allen | NC | 2 | OP | N | N |  |  |  | ST | ST | ST | 0.25 |  |  | PB | DP | NP | DA | DA | DA | 1986 | 1999 | 2000 | MS |  |  | MS |  |  | MS |  |  | SS | IF |  | SS | IF | NC | CE | 11 | 1957 |  |  | 1160 | 58.9 | 0 | 0 | 0 |  | BIT | [7 empty] | TF |  |  | 90% | 90% | 308475 | D | N |  |  |  | LN | OV | SN | NC
5416 | Duke Energy Carolinas, LLC | 2718 | G G Allen | NC | 3 | OP | N | N |  |  |  | ST | ST | ST | 0.2 |  |  | PB | DP | NP | DA | DA | DA | 1986 | 1999 | 2000 | MS |  |  | MS |  |  | MS |  |  | SS | IF |  | SS | IF | NC | CE | 10 | 1959 |  |  | 1800 | 91 | 0 | 0 | 0 |  | BIT | [7 empty] | TF |  |  | 90% | 90% | 491751 | D | N |  |  |  | LN | OV | SN | NC
5416 | Duke Energy Carolinas, LLC | 2718 | G G Allen | NC | 4 | OP | N | N |  |  |  | ST | ST | ST | 0.2 |  |  | PB | DP | NP | DA | DA | DA | 1986 | 1999 | 2000 | MS |  |  | MS |  |  | MS |  |  | SS | IF |  | SS | IF |  | CE | 10 | 1960 |  |  | 1800 | 91 | 0 | 0 | 0 |  | BIT | [7 empty] | TF |  |  | 90% | 90% | 491751 | D | N |  |  |  | LN | OV | SN | NC
5416 | Duke Energy Carolinas, LLC | 2718 | G G Allen | NC | 5 | OP | N | N |  |  |  | ST | ST | ST | 0.2 |  |  | PB | DP | NP | DA | DA | DA | 1986 | 1999 | 2000 | MS |  |  | MS |  |  | MS |  |  | SS | IF |  | SS | IF |  | CE | 7 | 1961 |  |  | 1800 | 91 | 0 | 0 | 0 |  | BIT | [7 empty] | TF |  |  | 90% | 90% | 484972 | D | N |  |  |  | LN | OV | SN | NC
5416 | Duke Energy Carolinas, LLC | 2720 | Buck | NC | 5 | RE | Db | N |  |  |  | ST | ST | ST | 0.15 |  |  | PB | DP | NP | DA | DA | DA | 1986 | 1999 | 2000 | MS |  |  | MS |  |  | MS |  |  | SS |  |  | SS |  |  | CE | 7 | 1941 | 5 | 2011 | 375 | 17.4 | 0 | 0 | 0 |  | BIT | [7 empty] | TF |  |  | 90% | 90% | 86553 | D | N |  |  |  | LN |  |  | NC
5416 | Duke Energy Carolinas, LLC | 2720 | Buck | NC | 6 | RE | N | N |  |  |  | ST | ST | ST | 0.15 |  |  | PB | DP | NP | PS | PS | NV | 1986 | 1983 | 1976 | MS |  |  | MS |  |  | MS |  |  | SS |  |  | SS |  |  | CE | 6 | 1941 | 5 | 2011 | 375 | 17.4 | 0 | 0 | 0 |  | BIT | [7 empty] | TF |  |  | 90% | 90% | 86553 | D | N |  |  |  | LN |  |  | NC
5416 | Duke Energy Carolinas, LLC | 2720 | Buck | NC | 7 | RE | N | N |  |  |  | ST | ST | ST | 0.15 |  |  | PB | DP | NP | DA | DA | DA | 1986 | 1999 | 2000 | MS |  |  | MS |  |  | MS |  |  | SS |  |  | SS |  |  | CE | 9 | 1942 | 5 | 2011 | 375 | 17.4 | 0 | 0 | 0 |  | BIT | [7 empty] | TF |  |  | 90% | 90% | 86553 | D | N |  |  |  | LN |  |  | NC
5416 | Duke Energy Carolinas, LLC | 2720 | Buck | NC | 8 | OP | N | N |  |  |  | ST | ST | ST | 0.15 |  |  | PB | DP | NP | DA | DA | DA | 1986 | 1999 | 2000 | MS |  |  | MS |  |  | MS |  |  | SS |  |  | SS |  |  | CE | 9 | 1953 |  |  | 900 | 48 | 0 | 0 | 0 |  | BIT | [7 empty] | TF |  |  | 90% | 90% | 246328 | D | N |  |  |  | SN | LN | OV | NC
5416 | Duke Energy Carolinas, LLC | 2720 | Buck | NC | 9 | OP | N | N |  |  |  | ST | ST | ST | 0.15 |  |  | PB | DP | NP | DA | DA | DA | 1986 | 1999 | 2000 | MS |  |  | MS |  |  | MS |  |  | SS |  |  | SS |  |  | CE | 12 | 1953 |  |  | 900 | 48 | 0 | 0 | 0 |  | BIT | [7 empty] | TF |  |  | 90% | 90% | 246328 | D | N |  |  |  | SN | LN | OV | NC
5416 | Duke Energy Carolinas, LLC | 2720 | Buck | NC | HRSG1 | OP | Db | N |  |  |  | ST | FD | St | 0.125 |  |  | PB | DP | NM | PS | OT | MO | 2011 | 2011 | 2011 | MS |  |  | MS |  |  | MS | [5 empty] | OT |  |  | VO | 11 | 2011 |  |  | 884 |  |  | 620 |  | 961 | NG | DFO | [6 empty] | DB |  |  | 90% | 90% | 794936 | [8 empty] | OT
5416 | Duke Energy Carolinas, LLC | 2720 | Buck | NC | HRSG2 | OP | Db | N |  |  |  | ST | FD | St | 0.125 |  |  | PB | DP | NM | PS | OT | MO | 2011 | 2011 | 2011 | MS |  |  | MS |  |  | MS | [5 empty] | OT |  |  | VO | 11 | 2011 |  |  | 884 |  |  | 620 |  | 961 | NG | DFO | [6 empty] | DB |  |  | 90% | 90% | 794936 | [8 empty] | OT
5416 | Duke Energy Carolinas, LLC | 2721 | Cliffside | NC | 1 | RE | N | N |  |  |  | ST | ST | ST | 0.25 |  |  | PB | DP | NP | DA | DA | DA | 1986 | 1999 | 2000 | MS |  |  | MS |  |  | MS |  |  | SS |  |  | SS |  |  | CE | 7 | 1940 | 10 | 2011 | 375 | 17.6 | 0 | 0 | 0 |  | BIT | [7 empty] | TF |  |  | 90% | 90% | 89717 | D | N |  |  |  | NC |  |  | NC
5416 | Duke Energy Carolinas, LLC | 2721 | Cliffside | NC | 2 | RE | N | N |  |  |  | ST | ST | ST | 0.25 |  |  | PB | DP | NP | DA | DA | DA | 1986 | 1999 | 2000 | MS |  |  | MS |  |  | MS |  |  | SS |  |  | SS |  |  | CE | 8 | 1940 | 10 | 2011 | 375 | 17.6 | 0 | 0 | 0 |  | BIT | [7 empty] | TF |  |  | 90% | 90% | 89717 | D | N |  |  |  | NC |  |  | NC
5416 | Duke Energy Carolinas, LLC | 2721 | Cliffside | NC | 3 | RE | N | N |  |  |  | ST | ST | ST | 0.25 |  |  | PB | DP | NP | DA | DA | DA | 1986 | 1999 | 2000 | MS |  |  | MS |  |  | MS |  |  | SS |  |  | SS |  |  | CE | 5 | 1948 | 10 | 2011 | 620 | 29.9 | 0 | 0 | 0 |  | BIT | [7 empty] | TF |  |  | 90% | 90% | 140150 | D | N |  |  |  | NC |  |  | NC
5416 | Duke Energy Carolinas, LLC | 2721 | Cliffside | NC | 4 | RE | N | N |  |  |  | ST | ST | ST | 0.25 |  |  | PB | DP | NP | DA | DA | DA | 1986 | 1999 | 2000 | MS |  |  | MS |  |  | MS |  |  | SS |  |  | SS |  |  | CE | 11 | 1948 | 10 | 2011 | 620 | 29.9 | 0 | 0 | 0 |  | BIT | [7 empty] | TF |  |  | 90% | 90% | 140150 | D | N |  |  |  | NC |  |  | NC
5416 | Duke Energy Carolinas, LLC | 2721 | Cliffside | NC | 5 | OP | N | N |  |  |  | ST | ST | ST | 0.25 |  |  | PB | DP | NP | DA | DA | DA | 1986 | 1999 | 2000 | MS |  |  | MS |  |  | MS |  |  | SS | IF |  | NC | NC |  | CE | 6 | 1972 |  |  | 4080 | 222 | 0 | 0 | 0 |  | BIT | [7 empty] | TF |  |  | 90% | 90% | 935593 | D | N |  |  |  | LN | OV | SR | NC
5416 | Duke Energy Carolinas, LLC | 2721 | Cliffside | NC | 6 | CO | Da | Y | 2 | 2011 | 04044T32 | ST | ST | St | 0.018 |  |  | PB | DP | NP | DA | MO | MO | 2012 | 2012 | 2012 | MS |  |  | MS |  |  | MS |  |  | ND |  |  | ND |  |  | HT | 12 | 2012 |  |  | 5952 | 347 |  |  |  |  | BIT | SUB | [6 empty] | OF |  |  | 90% | 90% | 7336 | D | N |  |  |  | ND |  |  | ND
5416 | Duke Energy Carolinas, LLC | 2723 | Dan River | NC | 1 | OP | N | N |  |  |  | ST | ST | St | 0.15 |  |  | PB | DP | NP | DA | DA | DA | 1986 | 1999 | 2000 | MS |  |  | MS |  |  | MS |  |  | SS |  |  | SS |  |  | CE | 12 | 1949 | 6 | 2011 | 670 | 30 | 0 | 0 | 0 |  | BIT | [7 empty] | TF |  |  | 90% | 90% | 152768 | D | N |  |  |  | LN | OV |  | NC
5416 | Duke Energy Carolinas, LLC | 2723 | Dan River | NC | 2 | OP | N | N |  |  |  | ST | ST | ST | 0.15 |  |  | PB | DP | NP | DA | DA | DA | 1986 | 1999 | 2000 | MS |  |  | MS |  |  | MS |  |  | SS |  |  | SS |  |  | CE | 3 | 1950 | 6 | 2012 | 670 | 30 | 0 | 0 | 0 |  | BIT | [7 empty] | TF |  |  | 90% | 90% | 152768 | D | N |  |  |  | LN | OV |  | NC
5416 | Duke Energy Carolinas, LLC | 2723 | Dan River | NC | 3 | OP | N | N |  |  |  | ST | ST | ST | 0.25 |  |  | PB | DP | NP | DA | DA | DA | 1986 | 1999 | 2000 | MS |  |  | MS |  |  | MS |  |  | SS |  |  | SS |  |  | CE | 8 | 1955 | 6 | 2013 | 1040 | 53.8 | 0 | 0 | 0 |  | BIT | [7 empty] | TF |  |  | 90% | 90% | 281356 | D | N |  |  |  | LN | OV |  | NC
5416 | Duke Energy Carolinas, LLC | 2723 | Dan River | NC | HRSG1 | CO | Db | N |  |  |  | ST | FD | FD | 0.125 |  |  | PB | DP | NM | PS | OT | MO | 2011 | 2011 | 2011 | MS |  |  | MS |  |  | MS | [5 empty] | WA |  |  | VO | 12 | 2012 |  |  | 884 |  |  | 620 |  | 961 | NG | [7 empty] | DB |  |  | 90% | 90% | 794936 | [8 empty] | SR
5416 | Duke Energy Carolinas, LLC | 2723 | Dan River | NC | HRSG2 | CO | Db | N |  |  |  | ST | FD | FD | 0.125 |  |  | PB | DP | NM | PS | OT | MO | 2011 | 2011 | 2011 | MS |  |  | MS |  |  | MS | [5 empty] | WA |  |  | VO | 12 | 2012 |  |  | 884 |  |  | 620 |  | 961 | NG | [7 empty] | DB |  |  | 90% | 90% | 794936 | [8 empty] | SR
5416 | Duke Energy Carolinas, LLC | 2727 | Marshall | NC | 1 | OP | N | N |  |  |  | ST | ST | ST | 0.2 |  |  | PB | DP | NP | DA | DA | DA | 1986 | 1999 | 2000 | MS |  |  | MS |  |  | MS |  |  | SS | IF |  | NC |  |  | CE | 3 | 1965 |  |  | 2400 | 117.3 | 0 | 0 | 0 |  | BIT | [7 empty] | TF |  |  | 90% | 90% | 591638 | D | N |  |  |  | LN | OV | SN | NC
5416 | Duke Energy Carolinas, LLC | 2727 | Marshall | NC | 2 | OP | N | N |  |  |  | ST | ST | ST | 0.2 |  |  | PB | DP | NP | DA | DA | DA | 1986 | 1999 | 2000 | MS |  |  | MS |  |  | MS |  |  | SS | IF |  | NC |  |  | CE | 4 | 1966 |  |  | 2400 | 117.3 | 0 | 0 | 0 |  | BIT | [7 empty] | TF |  |  | 90% | 90% | 591638 | D | N |  |  |  | LN | OV | SN | NC
5416 | Duke Energy Carolinas, LLC | 2727 | Marshall | NC | 3 | OP | N | N |  |  |  | ST | ST | ST | 0.18 |  |  | PB | DP | NP | DA | DA | DA | 1986 | 1999 | 2000 | MS |  |  | MS |  |  | MS |  |  | SS | IF |  | NC |  |  | CE | 5 | 1969 |  |  | 4210 | 207.8 | 0 | 0 | 0 |  | BIT | [7 empty] | TF |  |  | 90% | 90% | 1026441 | D | N |  |  |  | LN | OV | SR | NC
5416 | Duke Energy Carolinas, LLC | 2727 | Marshall | NC | 4 | OP | N | N |  |  |  | ST | ST | ST | 0.18 |  |  | PB | DP | NP | DA | DA | DA | 1986 | 1999 | 2000 | MS |  |  | MS |  |  | MS |  |  | SS | IF |  | NC |  |  | CE | 5 | 1970 |  |  | 4210 | 207.8 | 0 | 0 | 0 |  | BIT | [7 empty] | TF |  |  | 90% | 90% | 1026441 | D | N |  |  |  | LN | OV | SN | NC
5416 | Duke Energy Carolinas, LLC | 2732 | Riverbend | NC | 10 | OP | N | N |  |  |  | ST | ST | ST | 0.12 |  |  | PB | DP | NP | DA | DA | DA | 1986 | 1999 | 2000 | MS |  |  | MS |  |  | MS |  |  | SS |  |  | SS |  |  | CE | 11 | 1954 |  |  | 1000 | 52 | 0 | 0 | 0 |  | BIT | [7 empty] | TF |  |  | 90% | 90% | 267797 | D | N |  |  |  | LN | OV | SN | NC
5416 | Duke Energy Carolinas, LLC | 2732 | Riverbend | NC | 7 | OP | N | N |  |  |  | ST | ST | ST | 0.12 |  |  | PB | DP | NP | DA | DA | DA | 1986 | 1999 | 2000 | MS |  |  | MS |  |  | MS |  |  | SS |  |  | SS |  |  | CE | 10 | 1952 |  |  | 810 | 40.7 | 0 | 0 | 0 |  | BIT | [7 empty] | TF |  |  | 90% | 90% | 209266 | D | N |  |  |  | LN | OV | SN | NC
5416 | Duke Energy Carolinas, LLC | 2732 | Riverbend | NC | 8 | OP | N | N |  |  |  | ST | ST | ST | 0.12 |  |  | PB | DP | NP | DA | DA | DA | 1986 | 1999 | 2000 | MS |  |  | MS |  |  | MS |  |  | SS |  |  | SS |  |  | CE | 11 | 1952 |  |  | 810 | 40.7 | 0 | 0 | 0 |  | BIT | [7 empty] | TF |  |  | 90% | 90% | 209266 | D | N |  |  |  | LN | OV | SN | NC
5416 | Duke Energy Carolinas, LLC | 2732 | Riverbend | NC | 9 | OP | N | N |  |  |  | ST | ST | ST | 0.12 |  |  | PB | DP | NP | DA | DA | DA | 1986 | 1999 | 2000 | MS |  |  | MS |  |  | MS |  |  | SS |  |  | SS |  |  | CE | 8 | 1954 |  |  | 1000 | 52 | 0 | 0 | 0 |  | BIT | [7 empty] | TF |  |  | 90% | 90% | 267797 | D | N |  |  |  | LN | OV | SN | NC
12199 | Montana-Dakota Utilities Co | 2790 | R M Heskett | ND | B1 | OP | N | N |  |  |  | ST | ST | NA | 0.1 |  |  | PB | DC | NP | OH | TH | YR | 1954 | 1954 |  | MS |  |  | MS |  |  | NC |  |  | NC |  |  | ND |  |  | RS | 11 | 1954 |  |  | 250 | 26.6 | 0 | 373 | 0 |  | LIG | SUB | TDF | [5 empty] | SS |  |  | 80% | 80% | 83500 | D | Y | NA
12199 | Montana-Dakota Utilities Co | 2790 | R M Heskett | ND | B2 | OP | N | N |  |  |  | ST | ST | ST | 0.06 |  |  | PB | DP | NP | OH | TH | YR | 1963 | 1963 | 1963 | MS |  |  | MS |  |  | MS |  |  | NC |  |  | ND |  |  | BW | 11 | 1963 |  |  | 700 | 68.2 | 0 | 0 | 0 |  | LIG | SUB | TDF | [5 empty] | FB |  |  | 80% | 80% | 201000 | D | Y | NA | NA |  | CF |  |  | NC
1307 | Basin Electric Power Coop | 2817 | Leland Olds | ND | 1 | OP | N | N |  |  |  | ST | ST | FD | 0.1 |  |  | PB | DP | NP | TH | TH | YR | 1974 | 1965 | 1997 | MS |  |  | MS |  |  | MS |  |  | SS | IF |  | SS | IF |  | BW | 1 | 1966 |  |  | 1570 | 175 | 0 | 0 | 0 |  | LIG | SUB | [6 empty] | OF |  |  | 80% | 80% | 489100 | D | N |  |  |  | LN | OV |  | LN | OV
1307 | Basin Electric Power Coop | 2817 | Leland Olds | ND | 2 | OP | N | N |  |  |  | ST | ST | FD | 0.1 |  |  | PB | DP | NP | TH | TH | YR | 1975 | 1975 | 2000 | MS |  |  | MS |  |  | MS |  |  | SS | IF |  | SS | IF |  | BW | 12 | 1975 |  |  | 3000 | 360 | 0 | 0 | 0 |  | LIG | SUB | [6 empty] | CY |  |  | 80% | 80% | 954255 | W | N |  |  |  | AA | SN |  | AA | SN
12658 | Minnkota Power Coop, Inc | 2821 | Grand Forks | ND | b1
12658 | Minnkota Power Coop, Inc | 2823 | Milton R Young | ND | B1 | OP | N | N |  |  |  | ST | ST | St | 0.03 |  | 0.36 | PB | DP | NP | TH | MO | MO | 2011 | 2011 | 2011 | MS |  |  | MS |  |  | MS |  |  | NC |  |  | NC |  |  | BW | 11 | 1970 | 1 | 2026 | 1650 | 176 | 0 | 0 | 0 |  | LIG | [7 empty] | CY |  |  | 80% | 80% | 646055 | W | N |  |  |  | AA | SN | OT | NC
12658 | Minnkota Power Coop, Inc | 2823 | Milton R Young | ND | B2 | OP | D | N |  |  |  | ST | ST | St | 0.03 | 0.15 | 0.35 | PB | DP | NP | TH | MO | MO | 2006 | 2011 | 2011 | MS |  |  | MS |  |  | MS |  |  | NC |  |  | NC |  |  | BW | 5 | 1977 | 1 | 2042 | 3050 | 360.1 | 0 | 0 | 0 |  | LIG | [7 empty] | CY |  |  | 80% | 80% | 995346 | W | N |  |  |  | AA | SN | OT | NC
7570 | Great River Energy | 2824 | Stanton | ND | 1 | OP | N | N |  |  |  | ST | ST | FD | 0.1 |  |  | PB | DP | NP | OH | TH | YR | 1967 | 1967 | 2000 | MS |  |  | MS |  |  | MS |  |  | SS |  |  |  | NC |  | FW | 5 | 1967 |  |  | 1000 | 123 | 0 | 0 | 0 |  | SUB | [7 empty] | FF |  |  | 80% | 80% | 350000 | D | N |  |  |  | LN | OV |  | NC
7570 | Great River Energy | 2824 | Stanton | ND | 10 | OP | Da | N |  |  |  | FD | FD | FD | 0.03 |  |  | PB | DP | NP | OH | MO | YR | 1982 | 1982 | 2008 | MS |  |  | MS |  |  | MS |  |  | IF | SS |  | NC |  |  | CE | 6 | 1982 |  |  | 440 | 42.1 | 0 | 0 | 0 |  | SUB | [7 empty] | TF |  |  | 80% | 80% | 160000 | D | N |  |  |  | LN | OV |  | NC
3006 | Cardinal Operating Co | 2828 | Cardinal | OH | 1 | OP | N | N |  |  |  | ST | ST | St | 0.03 | 1.056 |  | PB | DP | OT | DT | MO | YR | 1980 | 1980 | 2000 | MS |  |  | MS |  |  | MS |  |  | IF |  |  | IF |  |  | BW | 9 | 1966 |  |  | 4035 | 284 | 0 | 0 | 0 |  | BIT | [7 empty] | OF |  |  | 90% | 90% | 800000 | D | N |  |  | NA | LN |  |  | LN
3006 | Cardinal Operating Co | 2828 | Cardinal | OH | 2 | OP | N | N |  |  |  | ST | ST | St | 0.03 | 1.056 |  | PB | DP | OT | DT | MO | YR | 1980 | 1980 | 2000 | MS |  |  | MS |  |  | MS |  |  | SS | IF |  | SS | IF |  | BW | 5 | 1967 |  |  | 4035 | 284 | 0 | 0 | 0 |  | BIT | [7 empty] | OF |  |  | 90% | 90% | 800000 | D | N |  |  | NA | LN |  |  | LN
3006 | Cardinal Operating Co | 2828 | Cardinal | OH | 3 | OP | N | N |  |  |  | ST | ST | St | 0.1 | 0.66 |  | PB | DP | OT | DT | MO | YR | 1980 | 1980 | 2000 | MS |  |  | MS |  |  | MS |  |  | NC |  |  | NC |  |  | BW | 5 | 1977 |  |  | 4555 | 284 | 0 | 0 | 0 |  | BIT | [7 empty] | OF |  |  | 90% | 90% | 2180000 | D | N |  |  | NA | LN |  |  | LN
3542 | Duke Energy Ohio Inc | 2830 | Walter C Beckjord | OH | 1 | OP | N | N |  |  |  | ST | ST | NA | 0.1 |  |  | PB | DP |  | NV | MO |  | 1974 | 1979 |  | MS |  |  | MS | [5 empty] | NC |  |  | NC |  |  | CE | 6 | 1952 |  |  | 706 | 38.2 | 0 | 0 | 0 |  | BIT | [7 empty] | TF |  |  | 90% | 90% | 161000 | D | N
3542 | Duke Energy Ohio Inc | 2830 | Walter C Beckjord | OH | 2 | OP | N | N |  |  |  | ST | ST | NA | 0.1 |  |  | PB | DP |  | NV | MO |  | 1974 | 1979 |  | MS |  |  | MS | [5 empty] | NC |  |  | NC |  |  | CE | 10 | 1953 |  |  | 706 | 37.5 | 0 | 0 | 0 |  | BIT | [7 empty] | TF |  |  | 90% | 90% | 158300 | D | N
3542 | Duke Energy Ohio Inc | 2830 | Walter C Beckjord | OH | 3 | OP | N | N |  |  |  | ST | ST | NA | 0.1 |  |  | PB | DP |  | NV | MO |  | 1974 | 1979 |  | MS |  |  | MS | [5 empty] | NC |  |  | NC |  |  | BW | 11 | 1954 |  |  | 800 | 47.6 | 0 | 0 | 0 |  | BIT | [7 empty] | FF |  |  | 90% | 90% | 196900 | D | N
3542 | Duke Energy Ohio Inc | 2830 | Walter C Beckjord | OH | 4 | OP | N | N |  |  |  | ST | ST | NA | 0.1 |  |  | PB | DP |  | NV | MO |  | 1975 | 1979 |  | MS |  |  | MS | [5 empty] | NC |  |  | NC |  |  | CE | 7 | 1958 |  |  | 1000 | 62 | 0 | 0 | 0 |  | BIT | [7 empty] | TF |  |  | 90% | 90% | 240500 | D | N
3542 | Duke Energy Ohio Inc | 2830 | Walter C Beckjord | OH | 5 | OP | N | N |  |  |  | ST | ST | NA | 0.1 |  |  | PB | DP |  | NV | MO |  | 1976 | 1979 |  | MS |  |  | MS | [5 empty] | NC |  |  | NC |  |  | CE | 12 | 1962 |  |  | 1500 | 86.8 | 0 | 0 | 0 |  | BIT | [7 empty] | TF |  |  | 90% | 90% | 351900 | D | N
3542 | Duke Energy Ohio Inc | 2830 | Walter C Beckjord | OH | 6 | OP | N | N |  |  |  | ST | ST | NA | 0.1 |  |  | PB | DP |  | NV | MO |  | 1979 | 1979 |  | MS |  |  | MS | [5 empty] | NC |  |  | NC |  |  | CE | 7 | 1969 |  |  | 2850 | 173 | 0 | 0 | 0 |  | BIT | [7 empty] | TF |  |  | 90% | 90% | 669200 | D | N
3542 | Duke Energy Ohio Inc | 2832 | Miami Fort | OH | 5-1 | RE | N |  |  |  |  | ST | ST | NA | 0.1 |  |  | PB | DP |  | NV | MO |  | 1977 | 1979 |  | MS |  |  | MS | [5 empty] | NC |  |  | NC |  |  | BW | 12 | 1949 | 1 | 2008 | 375 | 22.5 | 0 | 0 | 0 |  | BIT | [7 empty] | VF |  |  | 90% | 90% | 90000 | D | N
3542 | Duke Energy Ohio Inc | 2832 | Miami Fort | OH | 5-2 | RE | N |  |  |  |  | ST | ST | NA | 0.1 |  |  | PB | DP |  | NV | MO |  | 1977 | 1979 |  | MS |  |  | MS | [5 empty] | NC |  |  | NC |  |  | BW | 12 | 1949 | 1 | 2008 | 375 | 22.5 | 0 | 0 | 0 |  | BIT | [7 empty] | VF |  |  | 90% | 90% | 90000 | D | N
3542 | Duke Energy Ohio Inc | 2832 | Miami Fort | OH | 6 | OP | N | N |  |  |  | ST | ST | NA | 0.1 |  |  | PB | DP |  | NV | MO |  | 1976 | 1979 |  | MS |  |  | MS | [5 empty] | NC |  |  | NC |  |  | CE | 11 | 1960 |  |  | 1000 | 62 | 0 | 0 | 0 |  | BIT | [7 empty] | TF |  |  | 90% | 90% | 240500 | D | N
3542 | Duke Energy Ohio Inc | 2832 | Miami Fort | OH | 7 | OP | N | N |  |  |  | ST | ST | NA | 0.1 |  |  | PB | DP |  | NV | MO |  | 1975 | 1979 |  | MS |  |  | MS | [5 empty] | IF |  |  | NC |  |  | BW | 5 | 1975 |  |  | 3800 | 228.5 | 0 | 0 | 0 |  | BIT | [7 empty] | OF |  |  | 90% | 90% | 750000 | D | N
3542 | Duke Energy Ohio Inc | 2832 | Miami Fort | OH | 8 | OP | D | N |  |  |  | FD | FD | FD | 0.1 |  |  | PB | DP | NP | NV | MO | TH | 1978 | 1978 | 1978 | MS |  |  | MS |  |  | MS |  |  | IF |  |  | NC |  |  | BW | 2 | 1978 |  |  | 3800 | 228.5 | 0 | 0 | 0 |  | BIT | [7 empty] | OF |  |  | 90% | 90% | 750000 | D | N |  |  |  | LN | OV | SR | NC
6526 | FirstEnergy Generation Corp | 2835 | FirstEnergy Ashtabula | OH | 10 | RE | N |  |  |  |  | ST | ST | ST | 0.12 |  |  | PB | DP | NP | TH | MO | YR | 1979 | 1981 | 2000 |  |  |  | MS |  |  | MS |  |  | SU | OT |  |  |  |  | BW | 6 | 1948 | 12 | 2002 | 460 | 21.5 | 0 | 0 | 0 |  | BIT | [7 empty] | FF |  |  |  |  | 228000 | D | N
6526 | FirstEnergy Generation Corp | 2835 | FirstEnergy Ashtabula | OH | 11 | RE | N |  |  |  |  | ST | ST | ST | 0.12 |  |  | PB | DP | NP | TH | MO | YR | 1979 | 1981 | 2000 |  |  |  | MS |  |  | MS |  |  | SU | OT |  |  |  |  | BW | 6 | 1948 | 12 | 2002 | 460 | 21.5 | 0 | 0 | 0 |  | BIT | [7 empty] | FF |  |  |  |  | 228000 | D | N
6526 | FirstEnergy Generation Corp | 2835 | FirstEnergy Ashtabula | OH | 7 | OP | N | N |  |  |  | ST | ST | ST | 0.1 |  |  | PB | DP | NP | PS | MO | YR | 1981 | 1981 | 1996 | MS |  |  | MS |  |  | MS |  |  | US | SS |  | NC |  |  | CE | 12 | 1958 | 9 | 2012 | 1500 | 92 | 0 | 0 | 0 |  | SUB | BIT | [6 empty] | TF |  |  | 90% | 90% | 482000 | D | N |  |  |  | NC |  |  | NC
6526 | FirstEnergy Generation Corp | 2835 | FirstEnergy Ashtabula | OH | 8 | RE | N |  |  |  |  | ST | ST | ST | 0.12 |  |  | PB | DP | NP | TH | MO | YR | 1979 | 1981 | 2000 | MS |  |  | MS |  |  | MS |  |  | SU | OT |  |  |  |  | BW | 6 | 1948 | 12 | 2002 | 460 | 21.5 | 0 | 0 | 0 |  | BIT | [7 empty] | FF |  |  |  |  | 228000 | D | N
14165 | NRG Power Midwest LP | 2836 | Avon Lake | OH | 10 | OP | N | N |  |  |  | ST | FD | NA | 0.1 | 4.65 |  | PB | DP |  | TH | DA |  | 1978 | 1981 |  | MS |  |  | MS | [5 empty] | SS | US |  | ND |  |  | CE | 1 | 1949 |  |  | 950 | 46 | 0 | 0 | 0 |  | BIT | [7 empty] | TF |  |  | 90% | 90% | 242520 | D | N
14165 | NRG Power Midwest LP | 2836 | Avon Lake | OH | 12 | OP | N | N |  |  |  | ST | FD | NA | 0.1 | 4.65 |  | PB | DP |  | TH | DA |  | 1981 | 1981 |  | MS |  |  | MS | [5 empty] | SS | US |  | NC |  |  | BW | 1 | 1970 |  |  | 4628 | 230 | 0 | 0 | 0 |  | BIT | [7 empty] | OF |  |  | 90% | 90% | 1106700 | D | N
6526 | FirstEnergy Generation Corp | 2837 | FirstEnergy Eastlake | OH | 1 | OP | N | N |  |  |  | ST | ST | ST | 0.1 |  |  | PB | DP | NP | PS | MO | YR | 1979 | 1981 | 1996 | MS |  |  | MS |  |  | MS |  |  | SS | TU |  | NC |  |  | CE | 9 | 1953 |  |  | 875 | 55 | 0 | 0 | 0 |  | SUB | BIT | [6 empty] | TF |  |  | 90% | 90% | 273840 | D | N |  |  |  | NC |  |  | NC
6526 | FirstEnergy Generation Corp | 2837 | FirstEnergy Eastlake | OH | 2 | OP | N | N |  |  |  | ST | ST | ST | 0.1 |  |  | PB | DP | NP | PS | MO | YR | 1981 | 1981 | 2000 | MS |  |  | MS |  |  | MS |  |  | SS | US |  | NC |  |  | BW | 9 | 1956 |  |  | 4628 | 55 | 0 | 0 | 0 |  | SUB | BIT | [6 empty] | OF |  |  | 90% | 90% | 273840 | D | N |  |  |  | NC |  |  | NC
6526 | FirstEnergy Generation Corp | 2837 | FirstEnergy Eastlake | OH | 3 | OP | N | N |  |  |  | ST | ST | ST | 0.1 |  |  | PB | DP | NP | PS | MO | YR | 1980 | 1981 | 1996 | MS |  |  | MS |  |  | MS |  |  | SS | US |  | NC |  |  | CE | 12 | 1953 |  |  | 875 | 5 | 0 | 0 | 0 |  | SUB | BIT | [6 empty] | TF |  |  | 90% | 90% | 273840 | D | N |  |  |  | NC |  |  | NC
6526 | FirstEnergy Generation Corp | 2837 | FirstEnergy Eastlake | OH | 4 | OP | N | N |  |  |  | ST | ST | ST | 0.1 |  |  | PB | DP | NP | PS | MO | YR | 1980 | 1981 | 1996 | MS |  |  | MS |  |  | MS |  |  | SS | US |  | NC |  |  | CE | 8 | 1954 |  |  | 875 | 100 | 0 | 0 | 0 |  | SUB | BIT | [6 empty] | TF |  |  | 90% | 90% | 273840 | D | N |  |  |  | NC |  |  | NC
6526 | FirstEnergy Generation Corp | 2837 | FirstEnergy Eastlake | OH | 5 | OP | N | N |  |  |  | ST | ST | ST | 0.1 |  |  | PB | DP | NP | PS | MO | YR | 1981 | 1981 | 1996 | MS |  |  | MS |  |  | MS |  |  | SS | US |  | NC |  |  | CE | 3 | 1956 |  |  | 1500 | 250 | 0 | 0 | 0 |  | SUB | BIT | [6 empty] | TF |  |  | 90% | 90% | 434140 | D | N |  |  |  | NC |  |  | NC
6526 | FirstEnergy Generation Corp | 2838 | FirstEnergy Lake Shore | OH | 18 | OP | N | N |  |  |  | ST | ST | ST | 0.1 |  |  | PB | DP | NP | PS | MO | YR | 1981 | 1981 | 2000 | MS |  |  | MS |  |  | MS |  |  | SU | US |  | NC |  |  | CE | 6 | 1962 | 9 | 2012 | 1680 | 105 | 0 | 0 | 0 |  | SUB | [7 empty] | TF |  |  | 90% | 90% | 487340 | D | N |  |  |  | NC |  |  | NC
14006 | Ohio Power Co | 2840 | Conesville | OH | 1 | RE | N | N |  |  |  | ST | ST | St | 0.1 |  |  | PB | DP | OT | DT | MO | YR | 1977 | 1982 | 2000 | MS |  |  | MS |  |  | MS | [8 empty] | BW | 2 | 1959 | 12 | 2005 | 1000 | 59.5 | 0 | 0 | 0 |  | BIT | [7 empty] | CY |  |  | 90% | 90% | 234000 | W | N |  |  |  | NC |  |  | NC
14006 | Ohio Power Co | 2840 | Conesville | OH | 2 | RE | N | N |  |  |  | ST | ST | St | 0.1 |  |  | PB | DP | OT | DT | MO | YR | 1977 | 1970 | 2000 | MS |  |  | MS |  |  | MS | [8 empty] | BW | 2 | 1957 | 12 | 2005 | 1000 | 59.5 | 0 | 0 | 0 |  | BIT | [7 empty] | CY |  |  | 90% | 90% | 234000 | W | N |  |  |  | NC |  |  | NC
14006 | Ohio Power Co | 2840 | Conesville | OH | 3 | OP | N | N |  |  |  | ST | ST | St | 0.1 | 5.5 |  | PB | DP | OT | DT | MO | YR | 1977 | 1970 | 2000 | MS |  |  | MS |  |  | MS |  |  | NC |  |  | NC |  |  | RS | 10 | 1962 |  |  | 1100 | 62.3 | 0 | 0 | 0 |  | BIT | [7 empty] | FF |  |  | 90% | 90% | 250000 | D | N |  |  |  | LN |  |  | LN
14006 | Ohio Power Co | 2840 | Conesville | OH | 4 | OP | N | N |  |  |  | ST | ST | FD | 0.1 | 0.9 |  | PB | DP | NP | DT | MO | NS | 1984 | 1970 | 1977 | MS | OT |  | MS | OT |  | MS |  |  | IF |  |  | NC |  |  | CE | 6 | 1973 |  |  | 5900 | 332.5 | 0 | 0 | 0 |  | BIT | [7 empty] | TF |  |  | 90% | 90% | 2257232 | D | N |  |  |  | SR |  |  | SR
14006 | Ohio Power Co | 2840 | Conesville | OH | 5 | OP | D | N |  |  |  | FD | FD | FD | 0.1 | 1.2 |  | PB | DP | OT | DT | TH | YR | 1976 | 1976 | 2000 | MS |  |  | MS |  |  | MS |  |  | NC |  |  | NC |  |  | CE | 11 | 1976 |  |  | 3131 | 165 | 0 | 0 | 0 |  | BIT | [7 empty] | TF |  |  | 90% | 90% | 675000 | D | N |  |  |  | OV |  |  | OV
14006 | Ohio Power Co | 2840 | Conesville | OH | 6 | OP | D | N |  |  |  | FD | FD | FD | 0.1 | 1.2 |  | PB | DP | OT | DT | TH | YR | 1978 | 1978 | 2000 | MS |  |  | MS |  |  | MS |  |  | NC |  |  | NC |  |  | CE | 6 | 1978 |  |  | 3131 | 165 | 0 | 0 | 0 |  | BIT | [7 empty] | TF |  |  | 90% | 90% | 675000 | D | N |  |  |  | OV |  |  | OV
14006 | Ohio Power Co | 2843 | Picway | OH | 9 | OP | N | N |  |  |  | ST | ST | FD | 0.1 | 5.6 |  | PB | DP | NP | DT | OT | YR | 1976 | 2001 | 2000 | MS |  |  | MS |  |  | MS |  |  | NC |  |  | NC |  |  | RS | 11 | 1955 |  |  | 900 | 42.9 | 0 | 0 | 0 |  | BIT | [7 empty] | FF |  |  | 90% | 90% | 131500 | D | N |  |  |  | LN |  |  | LN
4922 | Dayton Power & Light Co | 2848 | O H Hutchings | OH | H-1 | OP | N | N |  |  |  | ST | ST | NA | 0.1 |  |  | PB | DP |  | PS | MO |  | 1974 | 1982 |  | MS |  |  | MS | [5 empty] | SS |  |  | NC |  |  | CE | 7 | 1948 |  |  | 550 | 24 | 0 | 0 | 0 |  | BIT | [7 empty] | TF |  |  | 90% | 90% | 105777 | D | N
4922 | Dayton Power & Light Co | 2848 | O H Hutchings | OH | H-2 | OP | N | N |  |  |  | ST | ST | NA | 0.1 |  |  | PB | DP |  | PS | MO |  | 1974 | 1982 |  | MS |  |  | MS | [5 empty] | SS |  |  | NC |  |  | CE | 3 | 1949 |  |  | 550 | 24 | 0 | 0 | 0 |  | BIT | [7 empty] | TF |  |  | 90% | 90% | 105777 | D | N
4922 | Dayton Power & Light Co | 2848 | O H Hutchings | OH | H-3 | OP | N | N |  |  |  | ST | ST | NA | 0.1 |  |  | PB | DP |  | PS | MO |  | 1974 | 1982 |  | MS |  |  | MS | [5 empty] | SS |  |  | NC |  |  | CE | 12 | 1950 |  |  | 430 | 23.4 | 0 | 0 | 0 |  | BIT | [7 empty] | TF |  |  | 90% | 90% | 103333 | D | N
4922 | Dayton Power & Light Co | 2848 | O H Hutchings | OH | H-4 | OP | N | N |  |  |  | ST | ST | NA | 0.1 |  |  | PB | DP |  | PS | MO |  | 1974 | 1982 |  | MS |  |  | MS | [5 empty] | SS |  |  | NC |  |  | CE | 2 | 1951 |  |  | 430 | 23.4 | 0 | 0 | 0 |  | BIT | [7 empty] | TF |  |  | 90% | 90% | 103333 | D | N
4922 | Dayton Power & Light Co | 2848 | O H Hutchings | OH | H-5 | OP | N | N |  |  |  | ST | ST | NA | 0.1 |  |  | PB | DP |  | PS | MO |  | 1974 | 1982 |  | MS |  |  | MS | [5 empty] | SS |  |  | NC |  |  | CE | 11 | 1952 |  |  | 430 | 23.4 | 0 | 0 | 0 |  | BIT | [7 empty] | TF |  |  | 90% | 90% | 103333 | D | N
4922 | Dayton Power & Light Co | 2848 | O H Hutchings | OH | H-6 | OP | N | N |  |  |  | ST | ST | NA | 0.1 |  |  | PB | DP |  | PS | MO |  | 1974 | 1982 |  | MS |  |  | MS | [5 empty] | SS |  |  | NC |  |  | CE | 9 | 1953 |  |  | 430 | 23.4 | 0 | 0 | 0 |  | BIT | [7 empty] | TF |  |  | 90% | 90% | 103333 | D | N
4922 | Dayton Power & Light Co | 2850 | J M Stuart | OH | 4 | OP | N | N |  |  |  | ST | ST | NA | 0.1 |  |  | PB | DP |  | PS | MO |  | 1983 | 1976 |  | MS |  |  | MS | [5 empty] | SS | IF |  | NC |  |  | BW | 6 | 1974 |  |  | 4400 | 250 | 0 | 0 | 0 |  | BIT | [7 empty] | OF |  |  | 90% | 90% | 1210400 | D | N
4922 | Dayton Power & Light Co | 2850 | J M Stuart | OH | 1 | OP | N | N |  |  |  | ST | ST | NA | 0.1 |  |  | PB | DP |  | PS | MO |  | 1983 | 1976 |  | MS |  |  | MS | [5 empty] | SS | IF |  | NC |  |  | BW | 5 | 1971 |  |  | 4400 | 250 | 0 | 0 | 0 |  | BIT | [7 empty] | OF |  |  | 90% | 90% | 1210400 | D | N
4922 | Dayton Power & Light Co | 2850 | J M Stuart | OH | 2 | OP | N | N |  |  |  | ST | ST | NA | 0.1 |  |  | PB | DP |  | PS | MO |  | 1983 | 1976 |  | MS |  |  | MS | [5 empty] | SS | IF |  | NC |  |  | BW | 10 | 1970 |  |  | 4400 | 250 | 0 | 0 | 0 |  | BIT | [7 empty] | OF |  |  | 90% | 90% | 1210400 | D | N
4922 | Dayton Power & Light Co | 2850 | J M Stuart | OH | 3 | OP | N | N |  |  |  | ST | ST | NA | 0.1 |  |  | PB | DP |  | PS | MO |  | 1983 | 1976 |  | MS |  |  | MS | [5 empty] | SS | IF |  | NC |  |  | BW | 5 | 1972 |  |  | 4400 | 250 | 0 | 0 | 0 |  | BIT | [7 empty] | OF |  |  | 90% | 90% | 1210400 | D | N
14165 | NRG Power Midwest LP | 2861 | Niles | OH | 2 | SC | N | N |  |  |  | ST | ST | NA | 0.1 | 5.7 |  | PB | DP |  | NV | MO |  | 1981 | 1979 |  | MS |  |  | MS | [5 empty] | US | IF | TU | IF | TU | US | BW | 6 | 1954 |  |  | 885 | 52.1 | 0 | 0 | 0 |  | BIT | [7 empty] | CY |  |  | 90% | 90% | 209748 | W | N
14165 | NRG Power Midwest LP | 2861 | Niles | OH | 1 | SC | N | N |  |  |  | ST | ST | NA | 0.1 | 5.7 |  | PB | DP |  | NV | MO |  | 1981 | 1979 |  | MS |  |  | MS | [5 empty] | NC |  |  | ND |  |  | BW | 1 | 1954 |  |  | 885 | 52.1 | 0 | 0 | 0 |  | BIT | [7 empty] | CY |  |  | 90% | 90% | 209748 | W | N
6526 | FirstEnergy Generation Corp | 2864 | FirstEnergy R E Burger | OH | 5 | SC | N | N |  |  |  | ST | ST | ST | 0.1 |  |  | PB | DP | NP | PS | MO | YR | 1980 | 1979 | 2000 | MS |  |  | MS |  |  | MS |  |  | US | TU |  | NC |  |  | BW | 3 | 1950 |  |  | 500 | 25 | 0 | 0 | 0 |  | BIT | [7 empty] | VF |  |  | 90% | 90% | 107920 | W | N |  |  |  | NC |  |  | NC
6526 | FirstEnergy Generation Corp | 2864 | FirstEnergy R E Burger | OH | 6 | SC | N | N |  |  |  | ST | ST | ST | 0.1 |  |  | PB | DP | NP | PS | MO | YR | 1980 | 1979 | 2000 | MS |  |  | MS |  |  | MS |  |  | US | TU |  | NC |  |  | BW | 3 | 1950 |  |  | 500 | 25 | 0 | 0 | 0 |  | BIT | [7 empty] | VF |  |  | 90% | 90% | 107920 | W | N |  |  |  | NC |  |  | NC
6526 | FirstEnergy Generation Corp | 2864 | FirstEnergy R E Burger | OH | 7 | RE | N | N |  |  |  | ST | ST | ST | 0.1 |  |  | PB | DP | NP | PS | MO | YR | 1982 | 1979 | 1997 | MS |  |  | MS |  |  | MS |  |  | US | TU |  | NC |  |  | BW | 3 | 1955 | 12 | 2012 | 1050 | 65 | 0 | 0 | 0 |  | BIT | SUB | [6 empty] | FF |  |  | 90% | 90% | 257833 | D | N |  |  |  | NC |  |  | NC
6526 | FirstEnergy Generation Corp | 2864 | FirstEnergy R E Burger | OH | 8 | RE | N | N |  |  |  | ST | ST | ST | 0.1 |  |  | PB | DP | NP | PS | MO | YR | 1982 | 1979 | 1997 | MS |  |  | MS |  |  | MS |  |  | US | TU |  | NC |  |  | BW | 6 | 1955 | 12 | 2012 | 1050 | 65 | 0 | 0 | 0 |  | BIT | SUB | [6 empty] | FF |  |  | 90% | 90% | 257833 | D | N |  |  |  | NC |  |  | NC
6526 | FirstEnergy Generation Corp | 2866 | FirstEnergy W H Sammis | OH | 1 | OP | N | N |  |  |  | ST | ST | ST | 0.1 |  |  | PB | DP | NP | PS | MO | YR | 1983 | 1979 | 2000 | MS |  |  | MS |  |  | MS |  |  | NC |  |  | NC |  |  | FW | 8 | 1959 |  |  | 1250 | 75 | 0 | 0 | 0 |  | BIT | SUB | [6 empty] | FF |  |  | 90% | 90% | 350087 | D | N |  |  |  | NC |  |  | NC
6526 | FirstEnergy Generation Corp | 2866 | FirstEnergy W H Sammis | OH | 2 | OP | N | N |  |  |  | ST | ST | ST | 0.1 |  |  | PB | DP | NP | PS | MO | YR | 1982 | 1979 | 2000 | MS |  |  | MS |  |  | MS |  |  | NC |  |  | NC |  |  | FW | 7 | 1960 |  |  | 1250 | 75 | 0 | 0 | 0 |  | BIT | SUB | [6 empty] | FF |  |  | 90% | 90% | 350087 | D | N |  |  |  | NC |  |  | NC
6526 | FirstEnergy Generation Corp | 2866 | FirstEnergy W H Sammis | OH | 3 | OP | N | N |  |  |  | ST | ST | ST | 0.1 |  |  | PB | DP | NP | PS | MO | YR | 1982 | 1979 | 2000 | MS |  |  | MS |  |  | MS |  |  | NC |  |  | NC |  |  | FW | 7 | 1961 |  |  | 1250 | 75 | 0 | 0 | 0 |  | BIT | SUB | [6 empty] | FF |  |  | 90% | 90% | 350087 | D | N |  |  |  | NC |  |  | NC
6526 | FirstEnergy Generation Corp | 2866 | FirstEnergy W H Sammis | OH | 4 | OP | N | N |  |  |  | ST | ST | ST | 0.1 |  |  | PB | DP | NP | PS | MO | YR | 1982 | 1979 | 2000 | MS |  |  | MS |  |  | MS |  |  | NC |  |  | NC |  |  | FW | 11 | 1962 |  |  | 1250 | 75 | 0 | 0 | 0 |  | BIT | SUB | [6 empty] | FF |  |  | 90% | 90% | 350087 | D | N |  |  |  | NC |  |  | NC
6526 | FirstEnergy Generation Corp | 2866 | FirstEnergy W H Sammis | OH | 5 | OP | N | N |  |  |  | ST | ST | ST | 0.1 |  |  | PB | DP | NP | PS | MO | YR | 1984 | 1979 | 1996 | MS |  |  | MS |  |  | MS |  |  | SS | US |  | NC |  |  | BW | 12 | 1967 |  |  | 2355 | 125 | 0 | 0 | 0 |  | BIT | SUB | [6 empty] | FF |  |  | 90% | 90% | 548520 | D | N |  |  |  | NC |  |  | NC
6526 | FirstEnergy Generation Corp | 2866 | FirstEnergy W H Sammis | OH | 6 | OP | N | N |  |  |  | ST | ST | ST | 0.1 |  |  | PB | DP | NP | PS | MO | YR | 1984 | 1979 | 1996 | MS |  |  | MS |  |  | MS |  |  | SS | US |  | NC |  |  | BW | 4 | 1969 |  |  | 4628 | 250 | 0 | 0 | 0 |  | BIT | SUB | [6 empty] | OF |  |  | 90% | 90% | 1092254 | D | N |  |  |  | NC |  |  | NC
6526 | FirstEnergy Generation Corp | 2866 | FirstEnergy W H Sammis | OH | 7 | OP | N | N |  |  |  | ST | ST | ST | 0.1 |  |  | PB | DP | NP | PS | MO | YR | 1982 | 1979 | 2000 | MS |  |  | MS |  |  | MS |  |  | SS | US |  | NC |  |  | BW | 9 | 1971 |  |  | 4630 | 250 | 0 | 0 | 0 |  | BIT | SUB | [6 empty] | OF |  |  | 90% | 90% | 1092254 | D | N |  |  |  | NC |  |  | NC
14006 | Ohio Power Co | 2872 | Muskingum River | OH | 1 | OP | N | N |  |  |  | ST | ST | FD | 0.1 | 7.6 |  | PB | DP | NP | DT | MO | YR | 1972 | 1980 | 2000 | MS |  |  | MS |  |  | MS |  |  | SS |  |  | NC |  |  | BW | 12 | 1953 |  |  | 1335 | 89.3 | 0 | 0 | 0 |  | BIT | [7 empty] | FF |  |  | 90% | 90% | 361798 | W | N |  |  |  | OV |  |  | NC
14006 | Ohio Power Co | 2872 | Muskingum River | OH | 2 | OP | N | N |  |  |  | ST | ST | FD | 0.1 | 7.6 |  | PB | DP | NP | DT | MO | YR | 1972 | 1980 | 2000 | MS |  |  | MS |  |  | MS |  |  | SS |  |  | NC |  |  | BW | 6 | 1954 |  |  | 1335 | 89.3 | 0 | 0 | 0 |  | BIT | [7 empty] | FF |  |  | 90% | 90% | 361798 | W | N |  |  |  | OV |  |  | NC
14006 | Ohio Power Co | 2872 | Muskingum River | OH | 3 | OP | N | N |  |  |  | ST | ST | FD | 0.1 | 7.6 |  | PB | DP | NP | DT | MO | YR | 1972 | 1980 | 2000 | MS |  |  | MS |  |  | MS |  |  | SS |  |  | SS |  |  | BW | 12 | 1957 |  |  | 1523 | 87 | 0 | 0 | 0 |  | BIT | [7 empty] | CY |  |  | 90% | 90% | 407217 | W | N |  |  |  | OV |  |  | NC
14006 | Ohio Power Co | 2872 | Muskingum River | OH | 4 | OP | N | N |  |  |  | ST | ST | FD | 0.1 | 7.6 |  | PB | DP | NP | DT | MO | YR | 1971 | 1980 | 2000 | MS |  |  | MS |  |  | MS |  |  | SS |  |  | NC |  |  | BW | 12 | 1968 |  |  | 4035 | 257 | 0 | 0 | 0 |  | BIT | [7 empty] | CY |  |  | 90% | 90% | 969318 | W | N |  |  |  | OV |  |  | NC
14006 | Ohio Power Co | 2872 | Muskingum River | OH | 5 | OP | N | N |  |  |  | ST | ST | FD | 0.1 | 7.6 |  | PB | DP | NP | DT | MO | YR | 1980 | 1980 | 2000 | MS |  |  | MS |  |  | MS |  |  | SS |  |  | NC |  |  | BW | 4 | 1958 |  |  | 1523 | 87 | 0 | 0 | 0 |  | BIT | [7 empty] | CY |  |  | 90% | 90% | 407217 | D | N |  |  |  | LN | SR |  | LN | SR
14015 | Ohio Valley Electric Corp | 2876 | Kyger Creek | OH | 1 | OP | N | N |  |  |  | ST | FD | FD | 0.1 | 4057 | 1052 | PB | OT | OT | TH | YR | YR | 1980 | 2010 | 2009 | MS |  |  | MS |  |  | MS |  |  | IF |  |  | OT |  |  | BW | 2 | 1955 |  |  | 1340 | 77 | 0 | 0 | 0 |  | BIT | SUB | [6 empty] | FF |  |  | 90% | 90% | 400000 | W | N |  |  |  | OV | SR | OT | OT
14015 | Ohio Valley Electric Corp | 2876 | Kyger Creek | OH | 2 | OP | N | N |  |  |  | ST | FD | FD | 0.1 | 3905 | 1053 | PB | OT | OT | TH | YR | YR | 1980 | 2010 | 2009 | MS |  |  | MS |  |  | MS |  |  | IF |  |  | OT |  |  | BW | 6 | 1955 |  |  | 1336 | 77 | 0 | 0 | 0 |  | BIT | SUB | [6 empty] | FF |  |  | 90% | 90% | 400000 | W | N |  |  |  | OV | SR | OT | OT
14015 | Ohio Valley Electric Corp | 2876 | Kyger Creek | OH | 3 | OP | N | N |  |  |  | ST | FD | FD | 0.1 | 3768 | 1053 | PB | OT | OT | TH | YR | YR | 1980 | 2010 | 2009 | MS |  |  | MS |  |  | MS |  |  | IF |  |  | OT |  |  | BW | 9 | 1955 |  |  | 1336 | 77 | 0 | 0 | 0 |  | BIT | SUB | [6 empty] | FF |  |  | 90% | 90% | 400000 | W | N |  |  |  | OV | SR | OT | OT
14015 | Ohio Valley Electric Corp | 2876 | Kyger Creek | OH | 4 | OP | N | N |  |  |  | ST | FD | FD | 0.1 | 3936.5 | 1053 | PB | OT | OT | TH | YR | YR | 1980 | 2010 | 2009 | MS |  |  | MS |  |  | MS |  |  | IF |  |  | OT |  |  | BW | 11 | 1955 |  |  | 1336 | 77 | 0 | 0 | 0 |  | BIT | SUB | [6 empty] | FF |  |  | 90% | 90% | 400000 | W | N |  |  |  | OV | SR | OT | OT
14015 | Ohio Valley Electric Corp | 2876 | Kyger Creek | OH | 5 | OP | N | N |  |  |  | ST | FD | FD | 0.1 | 3943.5 | 1053 | PB | OT | OT | TH | YR | YR | 1980 | 2010 | 2009 | MS |  |  | MS |  |  | MS |  |  | IF |  |  | OT |  |  | BW | 12 | 1955 |  |  | 1336 | 77 | 0 | 0 | 0 |  | BIT | SUB | [6 empty] | FF |  |  | 90% | 90% | 400000 | W | N |  |  |  | OV | SR | OT | OT
6526 | FirstEnergy Generation Corp | 2878 | FirstEnergy Bay Shore | OH | 1 | OP | Da | Y | 6 | 1997 | 04-0056, 04-48-02-0006 | ST | ST | ST | 0.02 |  |  | PB | DP | NP | PS | MO | MO | 2001 | 2001 | 2001 | MS |  |  | MS |  |  | MS |  |  | SU | US |  | NC |  |  | FW | 9 | 2000 |  |  | 1360 | 68 | 0 | 0 | 58 |  | PC | [7 empty] | FB |  |  | 90% | 90% | 249400 | D | N |  |  |  | NC |  |  | NC
6526 | FirstEnergy Generation Corp | 2878 | FirstEnergy Bay Shore | OH | 2 | OP | N | N |  |  |  | ST | ST | ST | 0.1 |  |  | PB | DP | NP | PS | DA | YR | 1983 | 1981 | 2000 | MS |  |  | MS |  |  | MS |  |  | SU | US |  | NC |  |  | BW | 2 | 1959 |  |  | 950 | 60 | 0 | 0 | 0 |  | SUB | [7 empty] | VF |  |  | 90% | 90% | 249400 | D | N |  |  |  | NC |  |  | NC
6526 | FirstEnergy Generation Corp | 2878 | FirstEnergy Bay Shore | OH | 3 | OP | N | N |  |  |  | ST | ST | ST | 0.1 |  |  | PB | DP | NP | PS | DA | YR | 1983 | 1981 | 2000 | MS |  |  | MS |  |  | MS |  |  | SU | US |  | NC |  |  | BW | 5 | 1963 |  |  | 952 | 60 | 0 | 0 | 0 |  | SUB | [7 empty] | FF |  |  | 90% | 90% | 250000 | D | N |  |  |  | NC |  |  | NC
6526 | FirstEnergy Generation Corp | 2878 | FirstEnergy Bay Shore | OH | 4 | OP | N | N |  |  |  | ST | ST | ST | 0.1 |  |  | PB | DP | NP | PS | DA | YR | 1983 | 1981 | 2000 | MS |  |  | MS |  |  | MS |  |  | SU | US |  | NC |  |  | BW | 6 | 1968 |  |  | 1505 | 90 | 0 | 0 | 0 |  | SUB | [7 empty] | FF |  |  | 90% | 90% | 380500 | D | N |  |  |  | NC |  |  | NC
3762 | City of Cleveland - (OH) | 2908 | Lake Road | OH | 3 | RE | N |  |  |  |  | NA | NA | NA
3762 | City of Cleveland - (OH) | 2908 | Lake Road | OH | 4 | RE | N |  |  |  |  | NA | NA | NA
3762 | City of Cleveland - (OH) | 2908 | Lake Road | OH | 5 | RE | N |  |  |  |  | NA | NA | NA
3762 | City of Cleveland - (OH) | 2908 | Lake Road | OH | 6 | RE | N |  |  |  |  | NA | NA | NA
5336 | City of Dover - (OH) | 2914 | Dover | OH | 4 | OP
7977 | City of Hamilton - (OH) | 2917 | Hamilton | OH | 1 | OP | N | N |  |  |  | ST | ST | NA | 0.02 | 0.01 |  | PB | DP |  | OH | DA |  | 1972 | 1972 |  | MS |  |  | MS | [5 empty] | NC |  |  | NC |  |  | RS | 6 | 1970 |  |  | 129 | 0 | 0 | 169 | 0 |  | NG | [7 empty] | FF |  |  | 90% | 80% | 51390 |  | N
7977 | City of Hamilton - (OH) | 2917 | Hamilton | OH | 7 | OP | N | N |  |  |  | ST | ST | NA | 0.02 | 0.01 |  | PB | DP |  | OH | DA |  | 1972 | 1972 |  | MS |  |  | MS | [5 empty] | NC |  |  | NC |  |  | WI | 6 | 1964 |  |  | 190 | 0 | 0 | 263 | 0 |  | NG | [7 empty] | FF |  |  | 80% | 80% | 87131 |  | N
7977 | City of Hamilton - (OH) | 2917 | Hamilton | OH | 8 | OP | N | N |  |  |  | ST | ST | NA | 0.14 | 1.45 |  | PB | DP |  | PS | DA |  | 1976 | 1979 |  | MS |  |  | MS | [5 empty] | NC |  |  | OT | SS |  | BW | 6 | 1964 |  |  | 250 | 12.5 | 0 | 117 | 0 |  | BIT | NG | [6 empty] | FF |  |  | 90% | 90% | 106863 | D | N
7977 | City of Hamilton - (OH) | 2917 | Hamilton | OH | 9 | OP | D | N |  |  |  | FD | FD | FD | 0.1 | 1.2 | 0.4 | PB | DP | NP | PS | TH | YR | 1976 | 1982 | 2000 | MS |  |  | MS |  |  | MS |  |  | NC |  |  | OT | SS |  | CE | 6 | 1974 |  |  | 500 | 30 | 0 | 729 | 0 |  | BIT | NG | [6 empty] | TF |  |  | 90% | 90% | 213739 | D | N |  |  |  | NC |  |  | OT
7977 | City of Hamilton - (OH) | 2917 | Hamilton | OH | HRB | SB | Dc | N |  |  |  | ST | ST | St | 0.02 | 0.01 | 0.1 | PB | DP | NP | PS | DA | DA | 1993 | 1993 | 1997 | MS |  |  | MS |  |  | MS |  |  | NC |  |  | NC |  |  | RS | 6 | 1971 |  |  | 126.5 | 0 | 0 | 95.7 | 0 | 205 | NG | [7 empty] | DB |  |  | 90% | 80% | 157000 |  | N |  |  |  | NC |  |  | NC
14194 | City of Orrville - (OH) | 2935 | Orrville | OH | 10 | OP | N
14194 | City of Orrville - (OH) | 2935 | Orrville | OH | 11 | OP | N
14194 | City of Orrville - (OH) | 2935 | Orrville | OH | 12 | OP | N
14194 | City of Orrville - (OH) | 2935 | Orrville | OH | 13 | OP | N
14381 | City of Painesville | 2936 | Painesville | OH | 3 | SB
14381 | City of Painesville | 2936 | Painesville | OH | 4 | OP
14381 | City of Painesville | 2936 | Painesville | OH | 5 | OP
15095 | City of Piqua - (OH) | 2937 | Piqua Power Plant | OH | 4 | RE
15095 | City of Piqua - (OH) | 2937 | Piqua Power Plant | OH | 5 | RE
15095 | City of Piqua - (OH) | 2937 | Piqua Power Plant | OH | 6 | RE
17891 | City of St Marys - (OH) | 2942 | St Marys | OH | 5 | RE | N
17891 | City of St Marys - (OH) | 2942 | St Marys | OH | 6 | RE | N
17043 | City of Shelby - (OH) | 2943 | Shelby Municipal Light Plant | OH | 1 | OS | N
17043 | City of Shelby - (OH) | 2943 | Shelby Municipal Light Plant | OH | 2 | OS | N
17043 | City of Shelby - (OH) | 2943 | Shelby Municipal Light Plant | OH | 3 | OS
17043 | City of Shelby - (OH) | 2943 | Shelby Municipal Light Plant | OH | 4 | SB
14063 | Oklahoma Gas & Electric Co | 2951 | Horseshoe Lake | OK | 8 | OP | N | N |  |  |  | ST | ST | St | 20 |  |  | OP | DC | OT | NV | DA | YR | 1984 | 1985 | 2004 | MS |  |  | MS |  |  | MS |  |  | NC |  |  | NC |  |  | CE | 6 | 1969 | 12 | 2034 | 2781 | 0 | 0 | 3960 | 1957 |  | NG | [7 empty] | TF |  |  | 90% | 90% | 617100 |  | N |  |  |  | NC |  |  | NC
14063 | Oklahoma Gas & Electric Co | 2951 | Horseshoe Lake | OK | 6 | OP | N | N |  |  |  | ST | ST | NA | 20 |  |  | OP | DC |  | NV | DA |  | 1984 | 1985 |  | MS |  |  | MS | [5 empty] | NC |  |  | NC |  |  | BW | 3 | 1958 | 12 | 2023 | 1200 | 0 | 0 | 1740 | 1695 |  | NG | RFO | [6 empty] | FF |  |  | 80% | 80% | 292553 |  | N
14063 | Oklahoma Gas & Electric Co | 2951 | Horseshoe Lake | OK | 7 | OP | N | N |  |  |  | ST | ST | NA | 20 |  |  | OP | DC |  | NV | DA |  | 1984 | 1985 |  | MS |  |  | MS | [5 empty] | NC |  |  | NC |  |  | BW | 6 | 1963 | 12 | 2028 | 1339 | 0 | 0 | 1600 | 1774 | 345 | NG | RFO | [6 empty] | FF |  |  | 90% | 80% | 436423 |  | N
14063 | Oklahoma Gas & Electric Co | 2952 | Muskogee | OK | 3 | RE | N | N |  |  |  | ST | ST | NA | 20 |  |  | OP | DC |  | NV | DA |  | 1984 | 1985 |  | MS |  |  | MS | [5 empty] | NC |  |  | NC |  |  | BW | 5 | 1956 | 12 | 2010 | 1200 | 0 | 0 | 1740 | 1695 |  | NG | RFO | [6 empty] | FF |  |  | 80% | 80% | 292553 |  | N
14063 | Oklahoma Gas & Electric Co | 2952 | Muskogee | OK | 4 | OP | D | N |  |  |  | FD | FD | FD | 0.1 | 1.2 | 0.15 | PB | DP | NP | NV | TH | YR | 1978 | 1978 | 2015 | MS |  |  | MS |  |  | MS | LN | OV | SS |  |  | SS |  |  | CE | 1 | 1977 |  |  | 3824 | 296 | 0 | 0 | 0 |  | SUB | [7 empty] | TF |  |  | 90% | 90% | 1181294 | D | N |  |  |  | NC |  |  | NC
14063 | Oklahoma Gas & Electric Co | 2952 | Muskogee | OK | 5 | OP | D | N |  |  |  | FD | FD | FD | 0.1 | 1.2 | 0.15 | PB | DP | NP | NV | TH | YR | 1979 | 1979 | 2015 | MS |  |  | MS |  |  | MS | LN | OV | SS |  |  | SS |  |  | CE | 10 | 1978 |  |  | 3824 | 296 | 0 | 0 | 0 |  | SUB | [7 empty] | TF |  |  | 90% | 90% | 1181294 | D | N |  |  |  | NC |  |  | NC
14063 | Oklahoma Gas & Electric Co | 2952 | Muskogee | OK | 6 | OP | D | N |  |  |  | ST | FD | FD | 20 |  |  | OP | DP | NP | NV | TH | YR | 1984 | 1984 | 1997 | MS |  |  | MS |  |  | MS |  |  | SS |  |  | SS |  |  | CE | 6 | 1984 |  |  | 3824 | 296 | 0 | 0 | 0 |  | SUB | [7 empty] | TF |  |  | 90% | 90% | 1198800 | D | N |  |  |  | NC |  |  | NC
14063 | Oklahoma Gas & Electric Co | 2953 | Mustang | OK | 1 | OP | N | N |  |  |  | ST | ST | NA | 20 |  |  | OP | DC |  | NV | DA |  | 1984 | 1985 |  | MS |  |  | MS | [5 empty] | NC |  |  | NC |  |  | BW | 6 | 1950 |  |  | 550 | 0 | 0 | 579 | 0 |  | NG | [7 empty] | FF |  |  | 80% | 80% | 105400 |  | N
14063 | Oklahoma Gas & Electric Co | 2953 | Mustang | OK | 2 | OP | N | N |  |  |  | ST | ST | NA | 20 |  |  | OP | DC |  | NV | DA |  | 1984 | 1985 |  | MS |  |  | MS | [5 empty] | NC |  |  | NC |  |  | BW | 6 | 1951 |  |  | 560 | 0 | 0 | 579 | 0 |  | NG | [7 empty] | FF |  |  | 80% | 80% | 105400 |  | N
14063 | Oklahoma Gas & Electric Co | 2953 | Mustang | OK | 3 | OP | N | N |  |  |  | ST | ST | NA | 20 |  |  | OP | DC |  | NV | DA |  | 1984 | 1985 |  | MS |  |  | MS | [5 empty] | NC |  |  | NC |  |  | BW | 6 | 1955 |  |  | 800 | 0 | 0 | 1232 | 0 |  | NG | [7 empty] | FF |  |  | 80% | 80% | 207447 |  | N
14063 | Oklahoma Gas & Electric Co | 2953 | Mustang | OK | 4 | OP | N | N |  |  |  | ST | ST | NA | 20 |  |  | OP | DC |  | NV | DA |  | 1984 | 1985 |  | MS |  |  | MS | [5 empty] | NC |  |  | NC |  |  | BW | 6 | 1959 |  |  | 2000 | 0 | 0 | 1926 | 0 |  | NG | [7 empty] | FF |  |  | 90% | 90% | 405585 |  | N
14063 | Oklahoma Gas & Electric Co | 2956 | Seminole | OK | 1 | OP | N | N |  |  |  | ST | ST | FD | 20 | 0.14 | 0.203 | OP | DC | NP | NV | DA | MO | 1984 | 1985 | 2016 | MS |  |  | MS |  |  | LN | OV | FR | NC |  |  | NC |  |  | BW | 3 | 1971 |  |  | 3769 | 0 | 0 | 5165 | 0 |  | NG | [7 empty] | OF |  |  | 90% | 90% | 107410 |  | N | NA | [5 empty] | LN | OV | FR
14063 | Oklahoma Gas & Electric Co | 2956 | Seminole | OK | 2 | OP | N | N |  |  |  | ST | ST | FD | 20 | 0.14 | 0.212 | OP | DC | NP | NV | DA | MO | 1984 | 1985 | 2016 | MS |  |  | MS |  |  | LN | OV | FR | NC |  |  | NC |  |  | BW | 2 | 1973 |  |  | 3776 | 0 | 0 | 5300 | 0 |  | NG | [7 empty] | OF |  |  | 90% | 90% | 107410 |  | N | [6 empty] | LN | OV | FR
14063 | Oklahoma Gas & Electric Co | 2956 | Seminole | OK | 3 | OP | N | N |  |  |  | ST | ST | FD | 20 | 0.14 | 0.164 | OP | DC | NP | NV | DA | MO | 1984 | 1985 | 2016 | MS |  |  | MS |  |  | LN | OV |  | NC |  |  | NC |  |  | BW | 6 | 1975 |  |  | 3769 | 0 | 0 | 5180 | 4860 |  | NG | RFO | DFO | [5 empty] | OF |  |  | 80% | 90% | 106312 |  | N |  |  |  | FR |  |  | LN | OV
15474 | Public Service Co of Oklahoma | 2963 | Northeastern | OK | 3301A | OP | Dc | N |  |  |  | ST | ST | St |  |  |  | PH | DH | NH | OH | OH | OH | 2001 | 2001 | 2001 | MS |  |  | MS |  |  | MS | [5 empty] | NC |  |  | NT | 6 | 2001 |  |  | 1026 | [5 empty] | NG | [7 empty] | DB |  |  | 100% |  | 1368808 | [8 empty] | NC
15474 | Public Service Co of Oklahoma | 2963 | Northeastern | OK | 3301B | OP | Dc | N |  |  |  | ST | ST | St |  |  |  | PH | DH | NH | OH | OH | OH | 2001 | 2001 | 2001 | MS |  |  | MS |  |  | MS | [5 empty] | NC |  |  | GE | 6 | 2001 |  |  | 1026 | [5 empty] | NG | [7 empty] | DB |  |  | 100% |  | 1368808 | [8 empty] | NC
15474 | Public Service Co of Oklahoma | 2963 | Northeastern | OK | 3302 | OP | N | N |  |  |  | ST | ST | NA | 20 |  |  | OP | SU |  | SM | NS |  | 2001 | 2001 |  | MS |  |  | MS | [5 empty] | NC |  |  | NC |  |  | BW | 5 | 1970 |  |  | 3250 | 0 | 0 | 4530 | 0 |  | NG | [7 empty] | OF |  |  | 90% | 90% | 754316 |  | N
15474 | Public Service Co of Oklahoma | 2963 | Northeastern | OK | 3313 | OP | D | N |  |  |  | FD | FD | FD | 0.1 |  |  | PB | SB | NP | NS | NS | TH | 1979 | 1979 | 1979 | MS |  |  | MS |  |  | MS |  |  | NC |  |  | NC |  |  | CE | 12 | 1979 |  |  | 3250 | 275 | 0 | 4530 | 0 |  | SUB | NG | [6 empty] | TF |  |  | 90% | 90% | 980000 | D | N |  |  |  | NC |  |  | NC
15474 | Public Service Co of Oklahoma | 2963 | Northeastern | OK | 3314 | OP | D | N |  |  |  | FD | FD | FD | 0.1 |  |  | PB | SB | NP | NS | NS | TH | 1980 | 1980 | 1980 | MS |  |  | MS |  |  | MS |  |  | NC |  |  | NC |  |  | CE | 9 | 1980 |  |  | 3250 | 275 | 0 | 4530 | 0 |  | SUB | NG | [6 empty] | TF |  |  | 90% | 90% | 980000 | D | N |  |  |  | NC |  |  | NC
15474 | Public Service Co of Oklahoma | 2964 | Southwestern | OK | 8002 | OP | N | N |  |  |  | ST | ST | NA | 20 |  |  | OP | DP |  | SM | NV |  | 1954 | 1954 |  | MS |  |  | MS | [5 empty] | NC |  |  | NC |  |  | BW | 3 | 1954 |  |  | 630 | 0 | 135 | 822 | 0 |  | NG | [7 empty] | FF |  |  | 80% | 90% | 141656 |  | N
15474 | Public Service Co of Oklahoma | 2964 | Southwestern | OK | 8003 | OP | N | N |  |  |  | ST | ST | NA | 20 |  |  | OP | DP |  | SM | NV |  | 1967 | 1967 |  | MS |  |  | MS | [5 empty] | NC |  |  | NC |  |  | BW | 7 | 1967 |  |  | 1900 | 0 | 507 | 2510 | 0 |  | NG | [7 empty] | OF |  |  | 90% | 90% | 458167 |  | N
15474 | Public Service Co of Oklahoma | 2964 | Southwestern | OK | 801N | OP | N | N |  |  |  | ST | ST | NA | 20 |  |  | OP | DP |  | SM | NV |  | 1952 | 1952 |  | MS |  |  | MS | [5 empty] | NC |  |  | NC |  |  | BW | 8 | 1952 |  |  | 350 | 0 | 135 | 460 | 0 |  | NG | [7 empty] | FF |  |  | 80% | 90% | 71270 |  | N
15474 | Public Service Co of Oklahoma | 2964 | Southwestern | OK | 801S | OP | N | N |  |  |  | ST | ST | NA | 20 |  |  | OP | DP |  | SM | NV |  | 1952 | 1952 |  | MS |  |  | MS | [5 empty] | NC |  |  | NC |  |  | BW | 8 | 1952 |  |  | 350 | 0 | 135 | 460 | 0 |  | NG | [7 empty] | FF |  |  | 80% | 90% | 71270 |  | N
15474 | Public Service Co of Oklahoma | 2965 | Tulsa | OK | 1402 | OP | N | N |  |  |  | ST | ST | NA | 20 |  |  | OP | SU |  | SM | NS |  | 1956 | 1956 |  | MS |  |  | MS | [5 empty] | NC |  |  | NC |  |  | BW | 11 | 1956 |  |  | 1150 | 0 | 321.4 | 1818 | 0 |  | NG | [7 empty] | FF |  |  | 80% | 80% | 319389 |  | N
15474 | Public Service Co of Oklahoma | 2965 | Tulsa | OK | 1403 | OP | N | N |  |  |  | ST | ST | NA | 20 |  |  | OP | SU |  | SM | NS |  | 1957 | 1957 |  | MS |  |  | MS | [5 empty] | NC |  |  | NC |  |  | BW | 1 | 1958 |  |  | 885 | 0 | 0 | 1268 | 0 |  | NG | [7 empty] | FF |  |  | 80% | 90% | 222886 |  | N
15474 | Public Service Co of Oklahoma | 2965 | Tulsa | OK | 1404 | OP | N | N |  |  |  | ST | ST | NA | 20 |  |  | OP | DC |  | SM | FM |  | 1958 | 1958 |  | MS |  |  | MS | [5 empty] | NC |  |  | NC |  |  | BW | 4 | 1958 |  |  | 1150 | 0 | 321.4 | 1818 | 0 |  | NG | [7 empty] | FF |  |  | 80% | 80% | 319389 |  | N
18125 | Stillwater Utilities Authority | 3000 | Boomer Lake Station | OK | 1 | OP
18125 | Stillwater Utilities Authority | 3000 | Boomer Lake Station | OK | 2 | OP
20447 | Western Farmers Elec Coop, Inc | 3006 | Anadarko Plant | OK | 1 | SB | N |  |  |  |  | NA | NA | NA | [27 empty] | OT | 8 | 1953 |  |  | 150 |  |  | 231.8 |  | 259 | NG | [7 empty] | FF |  |  | 60% | 60% | 13098
20447 | Western Farmers Elec Coop, Inc | 3006 | Anadarko Plant | OK | 2 | SB | N |  |  |  |  | NA | NA | NA | [27 empty] | OT | 8 | 1953 |  |  | 150 |  |  | 231.8 |  | 259 | NG | [7 empty] | FF |  |  | 60% | 60% | 13098
20447 | Western Farmers Elec Coop, Inc | 3006 | Anadarko Plant | OK | 3 | SB | N |  |  |  |  | NA | NA | NA | [27 empty] | RS | 8 | 1959 |  |  | 416 | [5 empty] | NG | [7 empty] | FF
20447 | Western Farmers Elec Coop, Inc | 3006 | Anadarko Plant | OK | 4 | OP | N |  |  |  |  | NA | NA | FD | 8.4 |  |  | PH | DH | NH | DA | DA | DA | 1977 | 1977 | 1977 | MS |  |  | MS |  |  | MS | [5 empty] | NC |  |  | GE | 6 | 1977 |  |  | 290 |  |  |  | 1 | 915 | OTH | [7 empty] | OT |  |  | 30% | 30% | 3548 | [8 empty] | NC
20447 | Western Farmers Elec Coop, Inc | 3006 | Anadarko Plant | OK | 5 | OP | N |  |  |  |  | NA | NA | FD | 8.4 |  |  | PH | DH | NH | DA | DA | DA | 1977 | 1977 | 1977 | MS |  |  | MS |  |  | MS | [5 empty] | NC |  |  | GE | 6 | 1977 |  |  | 290 |  |  |  | 1 | 915 | OTH | [7 empty] | OT |  |  | 30% | 30% | 3548 | [8 empty] | NC
20447 | Western Farmers Elec Coop, Inc | 3006 | Anadarko Plant | OK | 6 | OP | N |  |  |  |  | NA | NA | FD | 8.4 |  |  | PH | DH | NH | DA | DA | DA | 1977 | 1977 | 1977 | MS |  |  | MS |  |  | MS | [5 empty] | NC |  |  | GE | 6 | 1977 |  |  | 290 |  |  |  | 1 | 915 | OTH | [7 empty] | OT |  |  | 30% | 30% | 3548 | [8 empty] | NC
20447 | Western Farmers Elec Coop, Inc | 3008 | Mooreland | OK | 1 | OP | N | N |  |  |  | NA | NA | NA | [27 empty] | BW | 12 | 1964 |  |  | 458 | 0 | 0 | 467.5 | 0 |  | NG | [7 empty] | FF |  |  | 90% | 90% | 168000 |  | N
20447 | Western Farmers Elec Coop, Inc | 3008 | Mooreland | OK | 2 | OP | N | N |  |  |  | NA | NA | NA | [27 empty] | RS | 7 | 1968 |  |  | 990 | 0 | 0 | 1222 | 0 |  | NG | [7 empty] | FF |  |  | 90% | 90% | 294000 |  | N
20447 | Western Farmers Elec Coop, Inc | 3008 | Mooreland | OK | 3 | OP | D | Y | 2 | 2004 | 2003-123-TVR | FD | FD | FD | 0.1 |  |  | PB | DP | NP | NS | NS | NS | 1975 | 1975 | 1975 | MS |  |  | MS |  |  | MS |  |  | NC |  |  | NC |  |  | RS | 6 | 1975 |  |  | 1070 | 0 | 0 | 1233 | 0 |  | NG | [7 empty] | FF |  |  | 90% | 90% | 322000 |  | N |  |  |  | NC |  |  | NC
14165 | NRG Power Midwest LP | 3096 | Brunot Island | PA | HRSG2A | OP | N | N |  |  |  | LO | LO | LO | 0.02 | 0.003 | 3.5 | PB | DP | NM | OH | OH | TH | 2002 | 2002 | 2002 | MS |  |  | MS |  |  | MS |  |  | ND |  |  | ND |  |  | FW | 8 | 2002 | 6 | 2022 | 387.5 | 0 | 0 | 197.1 | 0 | 668 | NG | [7 empty] | DB |  |  | 40% |  | 404167 |  | N |  |  |  | SR |  |  | OT
14165 | NRG Power Midwest LP | 3096 | Brunot Island | PA | HRSG2B | OP | N | N |  |  |  | LO | LO | LO | 0.02 | 0.003 | 3.5 | PB | DP | NM | OH | OH | TH | 2002 | 2002 | 2002 | MS |  |  | MS |  |  | MS |  |  | ND |  |  | ND |  |  | FW | 8 | 2002 | 6 | 2022 | 387.5 | 0 | 0 | 197.1 | 0 | 668 | NG | [7 empty] | DB |  |  | 40% |  | 404167 |  | N |  |  |  | SR |  |  | OT
14165 | NRG Power Midwest LP | 3096 | Brunot Island | PA | HRSG3 | OP | N | N |  |  |  | LO | LO | LO | 0.02 | 0.003 | 3.5 | PB | DP | NM | OH | OH | TH | 2002 | 2002 | 2002 | MS |  |  | MS |  |  | MS |  |  | ND |  |  | ND |  |  | FW | 8 | 2002 | 6 | 2022 | 387.5 | 0 | 0 | 197.1 | 0 | 668 | NG | [7 empty] | DB |  |  | 40% |  | 404167 |  | N |  |  |  | SR |  |  | OT
14165 | NRG Power Midwest LP | 3098 | Elrama Power Plant | PA | 1 | SC | N | N |  |  |  | ST | ST | ST | 0.1 | 0.6 | 0.57 | PB | DP | NP | NV | DA | MO | 1978 | 1978 | 1995 | MS |  |  | MS |  |  | MS |  |  | NC |  |  | ND |  |  | BW | 6 | 1952 | 1 | 2014 | 860 | 41.6 | 0 | 0 | 0 |  | BIT | [7 empty] | VF |  |  | 90% | 90% | 385000 | D | N |  |  |  | LN | SN |  | OT
14165 | NRG Power Midwest LP | 3098 | Elrama Power Plant | PA | 2 | SC | N | N |  |  |  | ST | ST | ST | 0.1 | 0.6 | 0.57 | PB | DP | NP | NV | DA | MO | 1978 | 1978 | 1995 | MS |  |  | MS |  |  | MS |  |  | NC |  |  | ND |  |  | BW | 3 | 1953 | 1 | 2014 | 860 | 41.6 | 0 | 0 | 0 |  | BIT | [7 empty] | VF |  |  | 90% | 90% | 385000 | D | N |  |  |  | LN | SN |  | OT
14165 | NRG Power Midwest LP | 3098 | Elrama Power Plant | PA | 3 | SC | N | N |  |  |  | ST | ST | ST | 0.1 | 0.6 | 0.57 | PB | DP | NP | NV | DA | MO | 1978 | 1978 | 1995 | MS |  |  | MS |  |  | MS |  |  | NC |  |  | ND |  |  | BW | 11 | 1954 | 6 | 2014 | 875 | 47.8 | 0 | 0 | 0 |  | BIT | [7 empty] | VF |  |  | 90% | 90% | 430000 | D | N |  |  |  | LN | SN |  | OT
14165 | NRG Power Midwest LP | 3098 | Elrama Power Plant | PA | 4 | SC | N | N |  |  |  | ST | ST | ST | 0.1 | 0.6 | 0.57 | PB | DP | NP | NV | DA | MO | 1978 | 1978 | 1995 | MS |  |  | MS |  |  | MS |  |  | NC |  |  | ND |  |  | BW | 11 | 1960 | 6 | 2014 | 1300 | 75 | 0 | 0 | 0 |  | BIT | [7 empty] | FF |  |  | 90% | 90% | 636000 | D | N |  |  |  | LN | SN |  | OT
17235 | NRG REMA LLC | 3113 | Portland | PA | 1 | OP | N | N |  |  |  | ST | ST | ST | 0.1 | 3.7 | 0.37 | PB | DP | NP | PS | MO | MO | 1958 | 1958 | 1995 | MS |  |  | MS |  |  | MS |  |  | TU | SS |  | ND |  |  | CE | 10 | 1958 | 1 | 2015 | 1150 | 55.2 | 0 | 0 | 0 |  | BIT | [7 empty] | TF |  |  | 90% | 90% | 421000 | D | N |  |  |  | LN |  |  | ND
17235 | NRG REMA LLC | 3113 | Portland | PA | 2 | OP | N | N |  |  |  | ST | ST | ST | 0.1 | 3.7 | 0.58 | PB | DP | NP | PS | MO | MO | 1962 | 1962 | 1996 | MS |  |  | MS |  |  | MS |  |  | TU | SS |  | ND |  |  | CE | 10 | 1962 | 1 | 2015 | 1700 | 79 | 0 | 0 | 0 |  | BIT | [7 empty] | TF |  |  | 90% | 90% | 621000 | D | N |  |  |  | LN |  |  | ND
17235 | NRG REMA LLC | 3115 | Titus | PA | 1 | OP | N | N |  |  |  | ST | ST | ST | 0.1 | 2.7 | 0.45 | PB | DP | NP | PS | TH | MO | 1974 | 2004 | 1995 | MS |  |  | MS |  |  | MS |  |  | SS |  |  | ND |  |  | CE | 6 | 1951 | 4 | 2015 | 570 | 26.8 | 0 | 0 | 0 |  | BIT | [7 empty] | TF |  |  | 90% | 90% | 234000 | D | N |  |  |  | LN |  |  | ND
17235 | NRG REMA LLC | 3115 | Titus | PA | 2 | OP | N | N |  |  |  | ST | ST | ST | 0.1 | 2.7 | 0.45 | PB | DP | NP | PS | TH | MO | 1974 | 2004 | 1995 | MS |  |  | MS |  |  | MS |  |  | SS |  |  | ND |  |  | CE | 6 | 1951 | 4 | 2015 | 570 | 26.8 | 0 | 0 | 0 |  | BIT | [7 empty] | TF |  |  | 90% | 90% | 234000 | D | N |  |  |  | LN |  |  | ND
17235 | NRG REMA LLC | 3115 | Titus | PA | 3 | OP | N | N |  |  |  | ST | ST | ST | 0.1 | 2.7 | 0.45 | PB | DP | NP | PS | TH | MO | 1974 | 2004 | 1995 | MS |  |  | MS |  |  | MS |  |  | SS |  |  | ND |  |  | CE | 6 | 1953 | 4 | 2015 | 570 | 26.8 | 0 | 0 | 0 |  | BIT | [7 empty] | TF |  |  | 90% | 90% | 234000 | D | N |  |  |  | LN |  |  | ND
15873 | GenOn Northeast Management Company | 3118 | Conemaugh | PA | 1 | OP | N | N |  |  |  | NA | ST | ST | 0.1 | 0.2 | 0.45 | OP | DP | NP | OH | TH | MO | 1976 | 1995 | 1995 | MS |  |  | MS |  |  | MS |  |  | CU |  |  | ND |  |  | CE | 5 | 1970 | 11 | 2044 | 6350 | 324.5 | 0 | 0 | 0 |  | BIT | [7 empty] | TF |  |  | 90% | 90% | 1416976 | D | N |  |  |  | LN |  |  | SR
15873 | GenOn Northeast Management Company | 3118 | Conemaugh | PA | 2 | OP | N | N |  |  |  | NA | ST | ST | 0.1 | 0.2 | 0.45 | OP | DP | NP | OH | TH | MO | 1976 | 1996 | 1995 | MS |  |  | MS |  |  | MS |  |  | CU |  |  | ND |  |  | CE | 5 | 1971 | 12 | 2044 | 6350 | 324.5 | 0 | 0 | 0 |  | BIT | [7 empty] | TF |  |  | 90% | 90% | 1416976 | D | N |  |  |  | LN |  |  | SR
12384 | Midwest Generations EME LLC | 3122 | Homer City Station | PA | 1 | OP | N | N |  |  |  | ST | ST | ST | 0.1 |  |  | PB | DP | NP | PS | MO | MO | 1976 | 1969 | 1996 | MS |  |  | MS |  |  | MS |  |  | OT |  |  | IF |  |  | FW | 6 | 1969 |  |  | 4620 | 255 | 0 | 0 | 0 |  | BIT | [7 empty] | OF |  |  | 90% | 90% | 1114012 | D | N |  |  |  | LN | OV | SR | NC
12384 | Midwest Generations EME LLC | 3122 | Homer City Station | PA | 2 | OP | N | N |  |  |  | ST | ST | ST | 0.1 |  |  | PB | DP | NP | NV | MO | YR | 1976 | 1969 | 1996 | MS |  |  | MS |  |  | MS |  |  | OT |  |  | IF |  |  | FW | 6 | 1969 |  |  | 4620 | 255 | 0 | 0 | 0 |  | BIT | [7 empty] | OF |  |  | 90% | 90% | 1114012 | D | N |  |  |  | LN | OV | SR | NC
12384 | Midwest Generations EME LLC | 3122 | Homer City Station | PA | 3 | OP | D | N |  |  |  | FD | FD | ST | 0.1 |  |  | PB | DP | NP | NV | MO | TH | 1976 | 1976 | 1996 | MS |  |  | MS |  |  | MS |  |  | IF |  |  | NC |  |  | BW | 6 | 1977 |  |  | 4750 | 255 | 0 | 0 | 0 |  | BIT | [7 empty] | OF |  |  | 90% | 90% | 1242222 | D | N |  |  |  | LN | OV | SR | NC
54885 | NRG Wholesale Generation LP | 3130 | Seward | PA | 1 | OP | Da | N |  |  |  | FD | FD | ST | 0.01 | 0.6 | 0.15 | PB | DP | NP | TH | MO | MO | 2004 | 2004 | 2004 | MS |  |  | MS |  |  | MS |  |  | CF |  |  | ND |  |  | AL | 3 | 2004 | 12 | 2034 | 1981 | 230 |  |  |  |  | WC | BIT | [6 empty] | FB |  |  | 90% | 90% | 592000 | D | Y |  |  |  | CF | SN |  | NC
54885 | NRG Wholesale Generation LP | 3130 | Seward | PA | 2 | OP | Da | N |  |  |  | FD | FD | ST | 0.01 | 0.6 | 0.15 | PB | DP | NP | TH | MO | MO | 2004 | 2004 | 2004 | MS |  |  | MS |  |  | MS |  |  | CF |  |  | ND |  |  | AL | 3 | 2004 | 12 | 2034 | 1981 | 230 |  |  |  |  | WC | BIT | [6 empty] | FB |  |  | 90% | 90% | 592000 | D | Y |  |  |  | CF | SN |  | NC
17235 | NRG REMA LLC | 3131 | Shawville | PA | 1 | OP | N | N |  |  |  | ST | ST | ST | 0.1 | 3.7 | 0.5 | PB | DP | NP | NV | MO | YR | 1976 | 1982 | 1996 | MS |  |  | MS |  |  | MS |  |  | SS |  |  | ND |  |  | BW | 6 | 1954 | 4 | 2015 | 930 | 50 | 0 | 0 | 0 |  | BIT | [7 empty] | FF |  |  | 90% | 90% | 228667 | D | N |  |  |  | LN | SN |  | ND
17235 | NRG REMA LLC | 3131 | Shawville | PA | 2 | OP | N | N |  |  |  | ST | ST | ST | 0.1 | 3.7 | 0.5 | PB | DP | NP | NV | MO | YR | 1976 | 1982 | 1996 | MS |  |  | MS |  |  | MS |  |  | SS |  |  | ND |  |  | BW | 6 | 1954 | 4 | 2015 | 930 | 50 | 0 | 0 | 0 |  | BIT | [7 empty] | FF |  |  | 90% | 90% | 228667 | D | N |  |  |  | LN | SN |  | ND
17235 | NRG REMA LLC | 3131 | Shawville | PA | 3 | OP | N | N |  |  |  | ST | ST | ST | 0.1 | 3.7 | 0.45 | PB | DP | NP | NV | MO | YR | 1976 | 1982 | 1996 | MS |  |  | MS |  |  | MS |  |  | SS |  |  | ND |  |  | CE | 6 | 1959 | 4 | 2015 | 1300 | 72 | 0 | 0 | 0 |  | BIT | [7 empty] | TF |  |  | 90% | 90% | 359667 | D | N |  |  |  | LN | SN |  | ND
17235 | NRG REMA LLC | 3131 | Shawville | PA | 4 | OP | N | N |  |  |  | ST | ST | ST | 0.1 | 3.7 | 0.45 | PB | DP | NP | NV | MO | YR | 1976 | 1982 | 1996 | MS |  |  | MS |  |  | MS |  |  | SS |  |  | ND |  |  | CE | 6 | 1960 | 4 | 2015 | 1300 | 72 | 0 | 0 | 0 |  | BIT | [7 empty] | TF |  |  | 90% | 90% | 359667 | D | N |  |  |  | LN | SN |  | ND
15873 | GenOn Northeast Management Company | 3136 | Keystone | PA | 1 | OP | N | N |  |  |  | ST | ST | ST | 0.1 | 3.7 | 0.45 | PB | DP | NP | NV | MO | YR | 1976 | 1982 | 1995 | MS |  |  | MS |  |  | MS |  |  | SS |  |  | ND |  |  | CE | 6 | 1967 | 12 | 2044 | 6350 | 316 | 0 | 0 | 0 |  | BIT | [7 empty] | TF |  |  | 90% | 90% | 1785714 | D | N |  |  |  | SR |  |  | ND
15873 | GenOn Northeast Management Company | 3136 | Keystone | PA | 2 | OP | N | N |  |  |  | ST | ST | ST | 0.1 | 3.7 | 0.45 | PB | DP | NP | NV | MO | YR | 1976 | 1982 | 1995 | MS |  |  | MS |  |  | MS |  |  | SS |  |  | ND |  |  | CE | 6 | 1968 | 12 | 2044 | 6350 | 316 | 0 | 0 | 0 |  | BIT | [7 empty] | TF |  |  | 90% | 90% | 1785714 | D | N |  |  |  | SR |  |  | ND
14165 | NRG Power Midwest LP | 3138 | New Castle Plant | PA | 3 | OP | N | N |  |  |  | ST | ST | ST | 0.1 | 2.8 | 0.5 | PB | DP | NP | NV | MO | MO | 1978 | 1983 | 1997 | MS |  |  | MS |  |  | MS |  |  | NC |  |  | ND |  |  | BW | 6 | 1952 |  |  | 690 | 42.5 | 0 | 0 | 0 |  | BIT | [7 empty] | FF |  |  | 90% | 90% | 223 | D | N |  |  |  | LN | OV | SN | OT
14165 | NRG Power Midwest LP | 3138 | New Castle Plant | PA | 4 | OP | N | N |  |  |  | ST | ST | ST | 0.1 | 2.8 | 0.5 | PB | DP | NP | NV | MO | MO | 1978 | 1983 | 1997 | MS |  |  | MS |  |  | MS |  |  | NC |  |  | ND |  |  | BW | 6 | 1958 |  |  | 690 | 42.5 | 0 | 0 | 0 |  | BIT | [7 empty] | FF |  |  | 90% | 90% | 223 | D | N |  |  |  | LN | OV | SN | OT
14165 | NRG Power Midwest LP | 3138 | New Castle Plant | PA | 5 | OP | N | N |  |  |  | ST | ST | ST | 0.1 | 2.8 | 0.5 | PB | DP | NP | NV | MO | MO | 1978 | 1983 | 1997 | MS |  |  | MS |  |  | MS |  |  | NC |  |  | ND |  |  | BW | 6 | 1964 |  |  | 970 | 58.4 | 0 | 0 | 0 |  | BIT | [7 empty] | FF |  |  | 90% | 90% | 325 | D | N |  |  |  | LN | OV | SN | OT
15537 | PPL Brunner Island LLC | 3140 | PPL Brunner Island | PA | 1 | OP | N | N |  |  |  | ST | ST | ST | 0.1 |  |  | PB | DP | NP | NV | TH | MO | 1980 | 1979 | 1995 | MS |  |  | MS |  |  | MS |  |  | IF |  |  | NC |  |  | CE | 6 | 1961 |  |  | 2100 | 112 | 0 | 0 | 0 |  | BIT | [7 empty] | TF |  |  | 90% | 90% | 625000 | D | N |  |  |  | LN | OT |  | NC
15537 | PPL Brunner Island LLC | 3140 | PPL Brunner Island | PA | 2 | OP | N | N |  |  |  | ST | ST | ST | 0.1 |  |  | PB | DP | NP | NV | TH | MO | 1976 | 1979 | 1995 | MS |  |  | MS |  |  | MS |  |  | IF |  |  | NC |  |  | CE | 10 | 1965 |  |  | 2547 | 131 | 0 | 0 | 0 |  | BIT | [7 empty] | TF |  |  | 90% | 90% | 711000 | D | N |  |  |  | LN | OT |  | NC
15537 | PPL Brunner Island LLC | 3140 | PPL Brunner Island | PA | 3 | OP | N | N |  |  |  | ST | ST | ST | 0.1 |  |  | PB | DP | NP | NV | TH | MO | 1981 | 1979 | 1995 | MS |  |  | MS |  |  | MS |  |  | IF |  |  | NC |  |  | CE | 6 | 1969 |  |  | 5700 | 279 | 0 | 0 | 0 |  | BIT | [7 empty] | TF |  |  | 90% | 90% | 1463000 | D | N |  |  |  | LN | OT |  | NC
15276 | PPL Martins Creek LLC | 3148 | PPL Martins Creek | PA | 1 | RE | N | N |  |  |  | ST | ST | ST | 1 |  |  | PB | DP | NP | NV | OT | MO | 1972 | 1979 | 1995 | MS |  |  | MS |  |  | MS |  |  | NC |  |  | NC |  |  | FW | 9 | 1954 | 9 | 2007 | 1200 | 57.5 | 0 | 0 | 0 |  | BIT | [7 empty] | FF |  |  | 90% | 90% | 385000 | D | N |  |  |  | NC |  |  | NC
15276 | PPL Martins Creek LLC | 3148 | PPL Martins Creek | PA | 2 | RE | N | N |  |  |  | ST | ST | ST | 0.1 |  |  | PB | DP | NP | NV | OT | MO | 1972 | 1979 | 1995 | MS |  |  | MS |  |  | MS |  |  | NC |  |  | NC |  |  | FW | 6 | 1956 | 9 | 2007 | 1200 | 57.5 | 0 | 0 | 0 |  | BIT | [7 empty] | FF |  |  | 90% | 90% | 385000 | D | N |  |  |  | NC |  |  | NC
15276 | PPL Martins Creek LLC | 3148 | PPL Martins Creek | PA | 3 | OP | N | N |  |  |  | ST | ST | ST | 0.1 |  |  | PB | SU | NP | NV | NV | MO | 1975 | 1975 | 1995 | MS |  |  | MS |  |  | MS |  |  | ND |  |  | SS |  |  | CE | 10 | 1975 |  |  | 5841 |  | 1430 | 8000 | 0 |  | NG | RFO | [6 empty] | TF |  |  | 90% | 90% | 1410000 |  | N |  |  |  | OT |  |  | ND
15276 | PPL Martins Creek LLC | 3148 | PPL Martins Creek | PA | 4 | OP | N | N |  |  |  | ST | ST | ST | 0.1 |  |  | PB | SU | NP | NV | NV | MO | 1977 | 1977 | 1995 | MS |  |  | MS |  |  | MS |  |  | ND |  |  | SS |  |  | CE | 3 | 1977 |  |  | 5841 |  | 1430 | 8000 | 0 |  | NG | RFO | [6 empty] | TF |  |  | 90% | 90% | 1410000 |  | N |  |  |  | OT |  |  | ND
15534 | PPL Montour LLC | 3149 | PPL Montour | PA | 1 | OP | N | N |  |  |  | ST | ST | ST | 0.1 |  |  | PB | DP | NP | NV | TH | MO | 1979 | 1979 | 1995 | MS |  |  | MS |  |  | MS |  |  | IF |  |  | NC |  |  | CE | 3 | 1972 |  |  | 5700 | 279 | 0 | 0 | 0 |  | BIT | [7 empty] | TF |  |  | 90% | 90% | 1550000 | D | N |  |  |  | SR |  |  | NC
15534 | PPL Montour LLC | 3149 | PPL Montour | PA | 2 | OP | N | N |  |  |  | ST | ST | ST | 0.1 |  |  | PB | DP | NP | NV | TH | MO | 1979 | 1979 | 1995 | MS |  |  | MS |  |  | MS |  |  | IF |  |  | NC |  |  | CE | 4 | 1973 |  |  | 5700 | 279 | 0 | 0 | 0 |  | BIT | [7 empty] | TF |  |  | 90% | 90% | 1550000 | D | N |  |  |  | SR |  |  | NC
22001 | Sunbury Generation LP | 3152 | Sunbury Generation LP | PA | 1A | OP | N | N |  |  |  | ST | ST | ST | 0.1 |  |  | PB | DP | NP | NV | DA | MO | 1973 | 1979 | 1995 | MS |  |  | MS |  |  | MS |  |  | NC |  |  | IF |  |  | FW | 11 | 1949 |  |  | 400 | 24 | 0 | 0 | 0 |  | BIT | WC | [6 empty] | AF |  |  | 80% | 90% | 116524 | D | N |  |  |  | LN |  |  | LN
22001 | Sunbury Generation LP | 3152 | Sunbury Generation LP | PA | 1B | OP | N | N |  |  |  | ST | ST | ST | 0.1 |  |  | PB | DP | NP | NV | DA | MO | 1973 | 1979 | 1995 | MS |  |  | MS |  |  | MS |  |  | NC |  |  | IF |  |  | FW | 11 | 1949 |  |  | 400 | 24 | 0 | 0 | 0 |  | BIT | WC | [6 empty] | AF |  |  | 80% | 90% | 116524 | D | N |  |  |  | LN |  |  | LN
22001 | Sunbury Generation LP | 3152 | Sunbury Generation LP | PA | 2A | OP | N | N |  |  |  | ST | ST | ST | 0.1 |  |  | PB | DP | NP | NV | DA | MO | 1973 | 1979 | 1995 | MS |  |  | MS |  |  | MS |  |  | NC |  |  | IF |  |  | FW | 9 | 1949 |  |  | 400 | 24 | 0 | 0 | 0 |  | BIT | WC | [6 empty] | AF |  |  | 80% | 90% | 116524 | W | N |  |  |  | LN |  |  | LN
22001 | Sunbury Generation LP | 3152 | Sunbury Generation LP | PA | 2B | OS | N | N |  |  |  | ST | ST | ST | 0.1 |  |  | PB | DP | NP | NV | DA | MO | 1973 | 1979 | 1995 | MS |  |  | MS |  |  | MS |  |  | NC |  |  | IF |  |  | FW | 9 | 1949 |  |  | 400 | 24 | 0 | 0 | 0 |  | BIT | WC | [6 empty] | AF |  |  | 80% | 90% | 116524 | W | N |  |  |  | LN |  |  | LN
22001 | Sunbury Generation LP | 3152 | Sunbury Generation LP | PA | 3 | OP | N | N |  |  |  | ST | ST | ST | 0.1 |  |  | PB | DP | NP | NV | DA | MO | 1979 | 1979 | 1995 | MS |  |  | MS |  |  | MS |  |  | NC |  |  | IF |  |  | FW | 4 | 1951 |  |  | 880 | 43 | 0 | 0 | 0 |  | BIT | [7 empty] | FF |  |  | 90% | 90% | 252000 | D | N |  |  |  | LN |  |  | LN
22001 | Sunbury Generation LP | 3152 | Sunbury Generation LP | PA | 4 | OP | N | N |  |  |  | ST | ST | ST | 0.1 |  |  | PB | DP | NP | NV | DA | MO | 1979 | 1979 | 1995 | MS |  |  | MS |  |  | MS |  |  | NC |  |  | IF |  |  | FW | 8 | 1953 |  |  | 1100 | 48.6 | 0 | 0 | 0 |  | BIT | [7 empty] | FF |  |  | 80% | 90% | 298000 | D | N |  |  |  | LN |  |  | LN
6035 | Exelon Power | 3159 | Cromby Generating Station | PA | 1 | RE | N | N |  |  |  | ST | ST | ST | 0.1 |  |  | PB | DP | NP | NV | MO | MO | 1982 | 1982 | 1995 | MS |  |  | MS |  |  | MS |  |  | IF |  |  | NC |  |  | BW | 7 | 1954 | 5 | 2011 | 1160 | 53.5 | 0 | 0 | 0 |  | BIT | [7 empty] | FF |  |  | 90% | 90% | 237000 | D | N |  |  |  | NC |  |  | NC
6035 | Exelon Power | 3159 | Cromby Generating Station | PA | 2 | RE | N | N |  |  |  | ST | ST | ST | 0.1 |  |  | PB | SU | NP | NV | NV | DA | 1972 | 1978 | 1995 | MS |  |  | MS |  |  | MS |  |  | SS |  |  | ND |  |  | CE | 9 | 1955 | 12 | 2011 | 1600 | 68 | 341 | 2000 | 0 |  | RFO | NG | [6 empty] | TF |  |  | 90% | 90% | 410000 | D | N |  |  |  | NC |  |  | NC
6035 | Exelon Power | 3161 | Eddystone Generating Station | PA | 1 | RE | N | N |  |  |  | ST | ST | ST | 0.1 |  |  | PB | DP | NP | NV | MO | MO | 1981 | 1982 | 1996 | MS |  |  | MS |  |  | MS |  |  | NC |  |  | NC |  |  | CE | 2 | 1960 | 5 | 2011 | 2000 | 100.8 | 0 | 0 | 0 |  | BIT | [7 empty] | TF |  |  | 90% | 90% | 480000 | D | N |  |  |  |  | LN | OV |  | LN | OV
6035 | Exelon Power | 3161 | Eddystone Generating Station | PA | 2 | RE | N | N |  |  |  | ST | ST | ST | 0.1 |  |  | PB | DP | NP | NV | MO | MO | 1982 | 1982 | 1996 | MS |  |  | MS |  |  | MS |  |  | NC |  |  | NC |  |  | CE | 10 | 1960 | 5 | 2012 | 2178 | 104.5 | 0 | 0 | 0 |  | BIT | [7 empty] | TF |  |  | 90% | 90% | 500000 | D | N |  |  |  |  | LN | OV |  | LN | OV
6035 | Exelon Power | 3161 | Eddystone Generating Station | PA | 3 | OP | N | N |  |  |  | ST | ST | ST | 0.1 |  |  | PB | SU | NP | NV | NV | MO | 1974 | 1974 | 1996 | MS |  |  | MS |  |  | MS |  |  | NC |  |  | NC |  |  | CE | 9 | 1974 |  |  | 2833 | 0 | 653 | 3500 | 0 |  | RFO | NG | [6 empty] | TF |  |  | 90% | 90% | 736100 |  | N |  |  |  | LN | OV |  | LN | OV
6035 | Exelon Power | 3161 | Eddystone Generating Station | PA | 4 | OP | N | N |  |  |  | ST | ST | ST | 0.1 |  |  | PB | SU | NP | NV | NV | MO | 1976 | 1976 | 1996 | MS |  |  | MS |  |  | MS |  |  | NC |  |  | NC |  |  | CE | 6 | 1976 |  |  | 2833 | 0 | 653 | 3500 | 0 |  | RFO | NG | [6 empty] | TF |  |  | 90% | 90% | 736100 |  | N |  |  |  | LN | OV |  | LN | OV
55951 | Exelon Nuclear | 3166 | Peach Bottom | PA | NSS2 | OP
55951 | Exelon Nuclear | 3166 | Peach Bottom | PA | NSS3 | OP
6035 | Exelon Power | 3169 | Schuylkill Generating Station | PA | 1 | OP | N | N |  |  |  | LO | LO | LO | 0.2 |  |  | PB | SU | NP | NV | NV | MO | 1979 | 1978 | 1996 | MS |  |  | MS |  |  | MS |  |  | NC |  |  | ND |  |  | CE | 7 | 1958 | 6 | 2020 | 1400 | 0 | 243 | 0 | 0 |  | RFO | [7 empty] | TF |  |  | 90% | 90% | 307000 |  | N |  |  |  | NC |  |  | NC
19391 | UGI Development Co | 3176 | Hunlock Power Station | PA | 6 | RE | N
19391 | UGI Development Co | 3176 | Hunlock Power Station | PA | HRSG 5 | OP
19391 | UGI Development Co | 3176 | Hunlock Power Station | PA | HRSG 6 | OP
23279 | Allegheny Energy Supply Co LLC | 3178 | FirstEnergy Armstrong Power Station | PA | 1 | OP | N | N |  |  |  | ST | ST | ST | 0.1 |  |  | PB | DP | NP | PS | DA | MO | 1974 | 1979 | 1995 | MS |  |  | MS |  |  | MS |  |  | NC |  |  | NC |  |  | FW | 4 | 1958 |  |  | 1200 | 80 | 0 | 0 | 0 |  | BIT | [7 empty] | FF |  |  | 90% | 90% | 450000 | D | N |  |  |  | OV | LN | SN | NC
23279 | Allegheny Energy Supply Co LLC | 3178 | FirstEnergy Armstrong Power Station | PA | 2 | OP | N | N |  |  |  | ST | ST | ST | 0.1 |  |  | PB | DP | NP | NS | DA | MO | 1974 | 1979 | 1995 | MS |  |  | MS |  |  | MS |  |  | NC |  |  | NC |  |  | FW | 6 | 1959 |  |  | 1200 | 80 | 0 | 0 | 0 |  | BIT | [7 empty] | FF |  |  | 90% | 90% | 450000 | D | N |  |  |  | LN | OV | SN | NC
23279 | Allegheny Energy Supply Co LLC | 3179 | Hatfields Ferry Power Station | PA | 1 | OP | N | N |  |  |  | ST | ST | ST | 0.075 |  |  | PB | DP | NP | PS | YR | MO | 2010 | 2010 | 1995 | MS |  |  | MS |  |  | MS |  |  | IF |  |  | NC |  |  | BW | 11 | 1969 |  |  | 3925 | 200 | 0 | 0 | 0 |  | BIT | SUB | [6 empty] | OF |  |  | 90% | 90% | 1169000 | D | N |  |  |  | LN | OV |  | NC
23279 | Allegheny Energy Supply Co LLC | 3179 | Hatfields Ferry Power Station | PA | 2 | OP | N | N |  |  |  | ST | ST | ST | 0.075 |  |  | PB | DP | NP | NS | YR | MO | 2010 | 2010 | 1995 | MS |  |  | MS |  |  | MS |  |  | IF |  |  | NC |  |  | BW | 10 | 1970 |  |  | 3925 | 200 | 0 | 0 | 0 |  | BIT | SUB | [6 empty] | OF |  |  | 90% | 90% | 1169000 | D | N |  |  |  | LN | OV |  | NC
23279 | Allegheny Energy Supply Co LLC | 3179 | Hatfields Ferry Power Station | PA | 3 | OP | N | N |  |  |  | ST | ST | ST | 0.075 |  |  | PB | DP | NP | NS | YR | MO | 2010 | 2010 | 1995 | MS |  |  | MS |  |  | MS |  |  | IF |  |  | NC |  |  | BW | 12 | 1971 |  |  | 3925 | 200 | 0 | 0 | 0 |  | BIT | SUB | [6 empty] | OF |  |  | 90% | 90% | 1169000 | D | N |  |  |  | SN | LN | OV | NC
23279 | Allegheny Energy Supply Co LLC | 3181 | FirstEnergy Mitchell Power Station | PA | 1 | SB | N | N |  |  |  | ST | ST | ST | 0.1 |  |  | PB | SU | NP | PS | NV | MO | 1973 | 1983 | 1995 | MS |  |  | MS |  |  | MS | LN | OV | NC |  |  | NC |  |  | BW | 12 | 1948 |  |  | 500 |  | 102 | 0 | 0 |  | DFO | [7 empty] | VF |  |  | 90% | 90% | 101000 |  | N |  |  |  | NC |  |  | NC
23279 | Allegheny Energy Supply Co LLC | 3181 | FirstEnergy Mitchell Power Station | PA | 2 | OP | N | N |  |  |  | ST | ST | ST | 0.1 |  |  | PB | SU | NP | PS | NV | MO | 1975 | 1975 | 1995 | MS |  |  | MS |  |  | MS |  |  | NC |  |  | NC |  |  | BW | 10 | 1949 |  |  | 500 | 0 | 102 | 0 | 0 |  | DFO | [7 empty] | VF |  |  | 90% | 90% | 101000 |  | N |  |  |  | NC |  |  | NC
23279 | Allegheny Energy Supply Co LLC | 3181 | FirstEnergy Mitchell Power Station | PA | 3 | SB | N | N |  |  |  | ST | ST | ST | 0.1 |  |  | PB | SU | NP | PS | NV | MO | 1975 | 1975 | 1995 | MS |  |  | MS |  |  | MS |  |  | NC |  |  | NC |  |  | BW | 10 | 1949 |  |  | 500 | 0 | 102 | 0 | 0 |  | DFO | [7 empty] | VF |  |  | 90% | 90% | 101000 |  | N |  |  |  | NC |  |  | NC
23279 | Allegheny Energy Supply Co LLC | 3181 | FirstEnergy Mitchell Power Station | PA | 33 | OP | N | N |  |  |  | ST | ST | ST | 0.1 |  |  | PB | DP | NP | PS | DA | MO | 1973 | 1983 | 1995 | MS |  |  | MS |  |  | MS |  |  | IF |  |  | NC |  |  | CE | 8 | 1963 |  |  | 2026 | 100.5 | 0 | 0 | 0 |  | BIT | [7 empty] | TF |  |  | 90% | 90% | 630000 | D | N |  |  |  | LN | OV |  | NC
23279 | Allegheny Energy Supply Co LLC | 3182 | FirstEnergy Springdale Power Station | PA | 77 | RE | N |  |  |  |  | LO | LO | NA
50018 | Dominion Energy New England, LLC | 3236 | Manchester Street | RI | HRSG09 | OP
50018 | Dominion Energy New England, LLC | 3236 | Manchester Street | RI | HRSG10 | OP
50018 | Dominion Energy New England, LLC | 3236 | Manchester Street | RI | HRSG11 | OP
3046 | Progress Energy Carolinas Inc | 3251 | H B Robinson | SC | 1 | RE | N | N |  |  |  | ST | ST | NA | 0.41 |  |  | PB | DP |  | NV | NV |  | 1960 | 1960 |  | MS |  |  | MS | [5 empty] | ND |  |  | ND |  |  | CE | 5 | 1960 | 10 | 2012 | 1260 | 68.4 | 0 | 1468 | 0 |  | BIT | [7 empty] | TF |  |  | 90% | 90% | 286000 | D | N
3046 | Progress Energy Carolinas Inc | 3251 | H B Robinson | SC | NSS2 | OP
5416 | Duke Energy Carolinas, LLC | 3264 | W S Lee | SC | 1 | OP | N | N |  |  |  | ST | ST | NA | 0.6 |  |  | PB | DP |  | NV | DA |  | 1981 | 2000 |  | MS |  |  | MS | [5 empty] | SS |  |  | SS |  |  | CE | 3 | 1951 |  |  | 750 | 39.6 | 0 | 0 | 0 |  | BIT | [7 empty] | TF |  |  | 90% | 90% | 195932 | D | N
5416 | Duke Energy Carolinas, LLC | 3264 | W S Lee | SC | 2 | OP | N | N |  |  |  | ST | ST | NA | 0.6 |  |  | PB | DP |  | NV | DA |  | 1981 | 2000 |  | MS |  |  | MS | [5 empty] | SS |  |  | SS |  |  | CE | 7 | 1951 |  |  | 750 | 39.6 | 0 | 0 | 0 |  | BIT | [7 empty] | TF |  |  | 90% | 90% | 195932 | D | N
5416 | Duke Energy Carolinas, LLC | 3264 | W S Lee | SC | 3 | OP | N | N |  |  |  | ST | ST | NA | 0.58 |  |  | PB | DP |  | NV | DA |  | 1981 | 2000 |  | MS |  |  | MS | [5 empty] | SS |  |  | SS |  |  | CE | 12 | 1958 |  |  | 1160 | 58.9 | 0 | 0 | 0 |  | BIT | [7 empty] | TF |  |  | 90% | 90% | 308475 | D | N
5416 | Duke Energy Carolinas, LLC | 3265 | Oconee | SC | NSS1 | OP
5416 | Duke Energy Carolinas, LLC | 3265 | Oconee | SC | NSS2 | OP
5416 | Duke Energy Carolinas, LLC | 3265 | Oconee | SC | NSS3 | OP
17539 | South Carolina Electric&Gas Co | 3280 | Canadys Steam | SC | CAN1 | OP | N | N |  |  |  | ST | ST | ST | 40 |  |  | OP | DM | NM | SM | DA | YR | 1978 | 1974 | 2000 | MS |  |  | MS |  |  | LN |  |  | SS |  |  | SS | OT |  | CE | 4 | 1962 |  |  | 910 | 43 | 0 | 1000 | 0 |  | BIT | [7 empty] | TF |  |  | 90% | 90% | 336000 | W | N |  |  |  | LN | OV |  | LN | OV | OT
17539 | South Carolina Electric&Gas Co | 3280 | Canadys Steam | SC | CAN2 | OP | N | N |  |  |  | ST | ST | ST | 40 |  |  | OP | DM | NM | SM | DA | YR | 1978 | 1974 | 2000 | MS |  |  | MS |  |  | LN |  |  | SS |  |  | SS | OT |  | CE | 5 | 1964 |  |  | 910 | 43 | 0 | 1000 | 0 |  | BIT | [7 empty] | TF |  |  | 90% | 90% | 336000 | W | N |  |  |  | LN | OV |  | LN | OV | OT
17539 | South Carolina Electric&Gas Co | 3280 | Canadys Steam | SC | CAN3 | OP | N | N |  |  |  | ST | ST | ST | 40 |  |  | OP | DM | NM | SM | DA | YR | 1978 | 1974 | 2000 | MS |  |  | MS |  |  | LN |  |  | SS |  |  | SS | OT |  | FW | 5 | 1967 |  |  | 1480 | 70.5 | 0 |  | 0 |  | BIT | [7 empty] | OF |  |  | 90% | 90% | 550000 | W | N |  |  |  | LN | OV |  | LN | OV | OT
17539 | South Carolina Electric&Gas Co | 3287 | McMeekin | SC | MCM1 | OP | N | N |  |  |  | ST | ST | ST | 40 |  |  | OP | DM | NM | SM | DA | YR | 1978 | 1974 | 2000 | MS |  |  | MS |  |  | LN |  |  | SS |  |  | SS | OT |  | CE | 6 | 1958 |  |  | 910 | 43.1 | 0 | 1200 | 0 |  | BIT | NG | [6 empty] | TF |  |  | 90% | 90% | 336000 | D | N |  |  |  | LN | OV |  | LN | OV
17539 | South Carolina Electric&Gas Co | 3287 | McMeekin | SC | MCM2 | OP | N | N |  |  |  | ST | ST | ST | 40 |  |  | OP | DM | NM | SM | DA | YR | 1978 | 1974 | 2000 | MS |  |  | MS |  |  | LN |  |  | SS |  |  | SS | OT |  | CE | 11 | 1958 |  |  | 910 | 43.1 | 0 | 1200 | 0 |  | BIT | NG | [6 empty] | TF |  |  | 90% | 90% | 336000 | D | N |  |  |  | LN | OV |  | LN | OV | OT
17539 | South Carolina Electric&Gas Co | 3295 | Urquhart | SC | HRSG5 | OP | N | N |  |  |  | NA | NA | NA | [27 empty] | NT | 6 | 2002 |  |  | 452.28 |  |  |  |  | 747.8
17539 | South Carolina Electric&Gas Co | 3295 | Urquhart | SC | HRSG6 | OP | N | N |  |  |  | NA | NA | NA | [27 empty] | NT | 6 | 2002 |  |  | 452.28 |  |  |  |  | 747.8
17539 | South Carolina Electric&Gas Co | 3295 | Urquhart | SC | URQ3 | OP | N | N |  |  |  | ST | ST | ST | 40 | 3 | 0.4 | OP | DM | NM | SM | DA | YR | 1978 | 1974 | 2000 | MS |  |  | MS |  |  | LN |  |  | SS |  |  | SS | OT |  | CE | 10 | 1955 |  |  | 700 | 36.7 | 178.5 | 900 | 0 |  | BIT | NG | DFO | [5 empty] | TF | CF |  | 90% | 90% | 229000 | D | N |  |  |  | LN |  |  | LN | OT
17539 | South Carolina Electric&Gas Co | 3297 | Wateree | SC | WAT1 | OP | N | N |  |  |  | ST | ST | FD | 40 |  |  | OP | DM | NM | SM | DA | YR | 1978 | 1974 | 2000 | MS |  |  | MS |  |  | LN |  |  | IF | SS |  | IF | SS |  | RS | 7 | 1970 |  |  | 2567 | 131.1 | 0 | 0 | 0 |  | BIT | [7 empty] | OF |  |  | 90% | 90% | 738933 | D | N |  |  |  | LN | SR |  | LN | SR
17539 | South Carolina Electric&Gas Co | 3297 | Wateree | SC | WAT2 | OP | N | N |  |  |  | ST | ST | FD | 40 |  |  | OP | DM | NM | SM | DA | YR | 1978 | 1974 | 2000 | MS |  |  | MS |  |  | LN |  |  | IF | SS |  | IF | SS |  | RS | 11 | 1971 |  |  | 2567 | 131.1 | 0 | 0 | 0 |  | BIT | [7 empty] | OF |  |  | 90% | 90% | 738933 | D | N |  |  |  | LN | SR |  | LN | SR
17554 | South Carolina Genertg Co, Inc | 3298 | Williams | SC | WIL1 | OP | N | N |  |  |  | ST | FD | FD | 40 |  |  | OP | DM | NM | SM | DA | YR | 1978 | 1974 | 2000 | MS |  |  | MS |  |  | MS |  |  | SS |  |  | IF |  |  | CE | 5 | 1973 |  |  | 4600 | 208.1 | 884 | 0 | 0 |  | BIT | DFO | [6 empty] | TF |  |  | 90% | 90% | 1000000 | D | N |  |  |  | SR | LN |  | NC
17543 | South Carolina Public Service Authority | 3317 | Dolphus M Grainger | SC | 1 | OP | N | N |  |  |  | ST | ST | NA | 0.6 | 3.5 |  | PB | DP | NP | PS | DA | YR | 1966 | 1966 |  | MS |  |  | MS | [5 empty] | NC |  |  | NC |  |  | RS | 6 | 1966 | 12 | 2012 | 620 | 31.4 | 0 | 0 | 0 |  | BIT | [7 empty] | FF |  |  | 90% | 90% | 182200 | D | N |  |  |  | NC |  |  | NC
17543 | South Carolina Public Service Authority | 3317 | Dolphus M Grainger | SC | 2 | OP | N | N |  |  |  | ST | ST | NA | 0.6 | 3.5 |  | PB | DP | NP | PS | DA | YR | 1966 | 1966 |  | MS |  |  | MS | [5 empty] | NC |  |  | NC |  |  | RS | 6 | 1966 | 12 | 2012 | 620 | 31.4 | 0 | 0 | 0 |  | BIT | [7 empty] | FF |  |  | 90% | 90% | 182200 | D | N |  |  |  | NC |  |  | NC
17543 | South Carolina Public Service Authority | 3319 | Jefferies | SC | 1 | OP | N | N |  |  |  | ST | ST | NA | 0.6 | 3.5 |  | PB | DP | NP | PS | DA | YR | 1954 | 1954 |  | MS |  |  | MS | [5 empty] | NC |  |  | NC |  |  | RS | 1 | 1954 | 12 | 2014 | 460 | 0 | 104 | 0 | 0 |  | RFO | WO | [6 empty] | FF |  |  | 90% | 90% | 111852 | D | N
17543 | South Carolina Public Service Authority | 3319 | Jefferies | SC | 2 | OP | N | N |  |  |  | ST | ST | NA | 0.6 | 3.5 |  | PB | DP | NP | PS | DA | YR | 1954 | 1954 |  | MS |  |  | MS | [5 empty] | NC |  |  | NC |  |  | RS | 1 | 1954 | 12 | 2014 | 460 | 0 | 104 | 0 | 0 |  | RFO | WO | [6 empty] | FF |  |  | 90% | 90% | 111852 | D | N
17543 | South Carolina Public Service Authority | 3319 | Jefferies | SC | 3 | OP | N | N |  |  |  | ST | ST | NA | 0.54 | 3.5 |  | PB | DP | NP | PS | DA | YR | 1970 | 1970 |  | MS |  |  | MS | [5 empty] | NC |  |  | NC |  |  | RS | 1 | 1970 | 12 | 2012 | 1150 | 55 | 0 | 0 | 0 |  | BIT | [7 empty] | FF |  |  | 90% | 90% | 312800 | D | N |  |  |  | NC |  |  | NC
17543 | South Carolina Public Service Authority | 3319 | Jefferies | SC | 4 | OP | N | N |  |  |  | ST | ST | NA | 0.54 | 3.5 |  | PB | DP | NP | PS | DA | YR | 1970 | 1970 |  | MS |  |  | MS | [5 empty] | NC |  |  | NC |  |  | RS | 7 | 1970 | 12 | 2012 | 1150 | 55 | 0 | 0 | 0 |  | BIT | [7 empty] | FF |  |  | 90% | 90% | 312800 | D | N |  |  |  | NC |  |  | NC
19545 | Black Hills Power Inc | 3325 | Ben French | SD | 1 | op | N | [37 empty] | 3 | 2014
18642 | Tennessee Valley Authority | 3393 | Allen Steam Plant | TN | 1 | OP | N | N |  |  |  | LO | LO | FD | 0.14 |  |  | PB | DP | NP | PS | DA | YR | 1978 | 1979 | 2000 | MS |  |  | MS |  |  | MS |  |  | SS |  |  | NC |  |  | BW | 5 | 1959 |  |  | 2000 | 98 | 0 | 0 | 0 |  | SUB | [7 empty] | CY |  |  | 90% | 90% | 449300 | W | N |  |  |  | OV |  |  | NC
18642 | Tennessee Valley Authority | 3393 | Allen Steam Plant | TN | 2 | OP | N | N |  |  |  | LO | LO | FD | 0.14 |  |  | PB | DP | NP | PS | DA | YR | 1978 | 1979 | 2000 | MS |  |  | MS |  |  | MS |  |  | SS |  |  | NC |  |  | BW | 5 | 1959 |  |  | 2000 | 98 | 0 | 0 | 0 |  | SUB | [7 empty] | CY |  |  | 90% | 90% | 449300 | W | N |  |  |  | OV |  |  | NC
18642 | Tennessee Valley Authority | 3393 | Allen Steam Plant | TN | 3 | OP | N | N |  |  |  | LO | LO | FD | 0.14 |  |  | PB | DP | NP | PS | DA | YR | 1978 | 1979 | 2000 | MS |  |  | MS |  |  | MS |  |  | SS |  |  | NC |  |  | BW | 10 | 1959 |  |  | 2000 | 98 | 0 | 0 | 0 |  | SUB | [7 empty] | CY |  |  | 90% | 90% | 449300 | W | N |  |  |  | OV |  |  | NC
18642 | Tennessee Valley Authority | 3396 | Bull Run | TN | 1 | OP | N | N |  |  |  | ST | ST | FD | 0.1 |  |  | PB | DP | NP | PS | DA | YR | 1978 | 1978 | 2000 | MS |  |  | MS |  |  | MS |  |  | SS |  |  | NC |  |  | CE | 6 | 1967 |  |  | 6400 | 316 | 0 | 0 | 0 |  | BIT | [7 empty] | TF |  |  | 90% | 90% | 1335300 | D | N |  |  |  | NC |  |  | NC
18642 | Tennessee Valley Authority | 3399 | Cumberland | TN | 1 | OP | N | N |  |  |  | ST | ST | FD | 0.1 |  |  | PB | DP | NP | PS | DA | YR | 1982 | 1981 | 2000 | MS |  |  | MS |  |  | MS |  |  | CU |  |  | NC |  |  | BW | 3 | 1973 |  |  | 9300 | 509 | 0 | 0 | 0 |  | BIT | [7 empty] | OF |  |  | 90% | 90% | 2260000 | D | N |  |  |  | LN |  |  | NC
18642 | Tennessee Valley Authority | 3399 | Cumberland | TN | 2 | OP | D | N |  |  |  | ST | ST | FD | 0.1 |  |  | PB | DP | NP | PS | DA | YR | 1982 | 1982 | 2000 | MS |  |  | MS |  |  | MS |  |  | CU |  |  | NC |  |  | BW | 11 | 1973 |  |  | 9300 | 509 | 0 | 0 | 0 |  | BIT | [7 empty] | OF |  |  | 90% | 90% | 2260000 | D | N |  |  |  | LN |  |  | NC
18642 | Tennessee Valley Authority | 3403 | Gallatin | TN | 1 | OP | N | N |  |  |  | ST | ST | FD | 0.1 |  |  | PB | DP | NP | PS | DA | YR | 1979 | 1978 | 1996 | MS |  |  | MS |  |  | MS |  |  | TU |  |  | NC |  |  | CE | 11 | 1956 |  |  | 1650 | 99.5 | 0 | 0 | 0 |  | SUB | [7 empty] | TF |  |  | 90% | 90% | 398000 | D | N |  |  |  | LN | OV |  | NC
18642 | Tennessee Valley Authority | 3403 | Gallatin | TN | 2 | OP | N | N |  |  |  | ST | ST | FD | 0.1 |  |  | PB | DP | NP | PS | DA | YR | 1979 | 1978 | 1996 | MS |  |  | MS |  |  | MS |  |  | TU | SS |  | NC |  |  | CE | 6 | 1957 |  |  | 1650 | 99.5 | 0 | 0 | 0 |  | SUB | [7 empty] | TF |  |  | 90% | 90% | 398000 | D | N |  |  |  | LN | OV |  | NC
18642 | Tennessee Valley Authority | 3403 | Gallatin | TN | 3 | OP | N | N |  |  |  | ST | ST | FD | 0.1 |  |  | PB | DP | NP | PS | DA | YR | 1979 | 1978 | 1996 | MS |  |  | MS |  |  | MS |  |  | TU | SS |  | NC |  |  | CE | 5 | 1959 |  |  | 1960 | 111.5 | 0 | 0 | 0 |  | SUB | [7 empty] | TF |  |  | 90% | 90% | 475000 | D | N |  |  |  | LN | OV |  | NC
18642 | Tennessee Valley Authority | 3403 | Gallatin | TN | 4 | OP | N | N |  |  |  | ST | ST | FD | 0.1 |  |  | PB | DP | NP | PS | DA | YR | 1979 | 1978 | 1996 | MS |  |  | MS |  |  | MS |  |  | TU | SS |  | NC |  |  | CE | 8 | 1959 |  |  | 1960 | 111.5 | 0 | 0 | 0 |  | SUB | [7 empty] | TF |  |  | 90% | 90% | 475000 | D | N |  |  |  | LN | OV |  | NC
18642 | Tennessee Valley Authority | 3405 | John Sevier | TN | 1 | OP | N | N |  |  |  | ST | ST | FD | 0.11 |  |  | PB | DP | NP | PS | DA | YR | 1978 | 1978 | 1997 | MS |  |  | MS |  |  | MS |  |  | SS |  |  | NC |  |  | CE | 7 | 1955 |  |  | 1280 | 69.8 | 0 | 0 | 0 |  | BIT | [7 empty] | TF |  |  | 90% | 90% | 313000 | D | N |  |  |  | LN | OV |  | NC
18642 | Tennessee Valley Authority | 3405 | John Sevier | TN | 2 | OP | N | N |  |  |  | ST | ST | FD | 0.11 |  |  | PB | DP | NP | PS | DA | YR | 1978 | 1978 | 1997 | MS |  |  | MS |  |  | MS |  |  | SS |  |  | NC |  |  | CE | 9 | 1955 |  |  | 1280 | 69.8 | 0 | 0 | 0 |  | BIT | [7 empty] | TF |  |  | 90% | 90% | 313000 | D | N |  |  |  | LN | OV |  | NC
18642 | Tennessee Valley Authority | 3405 | John Sevier | TN | 3 | OP | N | N |  |  |  | ST | ST | FD | 0.11 |  |  | PB | DP | NP | PS | DA | YR | 1978 | 1978 | 1997 | MS |  |  | MS |  |  | MS |  |  | SS |  |  | NC |  |  | CE | 2 | 1956 |  |  | 1280 | 69.8 | 0 | 0 | 0 |  | BIT | [7 empty] | TF |  |  | 90% | 90% | 313000 | D | N |  |  |  | LN | OV |  | NC
18642 | Tennessee Valley Authority | 3405 | John Sevier | TN | 4 | OP | N | N |  |  |  | ST | ST | FD | 0.11 |  |  | PB | DP | NP | PS | DA | YR | 1978 | 1978 | 1997 | MS |  |  | MS |  |  | MS |  |  | SS |  |  | NC |  |  | CE | 10 | 1957 |  |  | 1280 | 69.8 | 0 | 0 | 0 |  | BIT | [7 empty] | TF |  |  | 90% | 90% | 313000 | D | N |  |  |  | LN | OV |  | NC
18642 | Tennessee Valley Authority | 3405 | John Sevier | TN | HRSG1 | CO | Da | N |  |  |  | LO | ST | St | 0.1 |  |  | PB | DP | NM | TH | NV | DA | 2012 | 2012 | 2012 | MS |  |  | MS |  |  | MS |  |  | ND |  |  | ND |  |  | NT | 7 | 2012 |  |  | 708 |  |  | 342.1 |  | 946 | NG | [7 empty] | DB |  |  |  |  | 758476 |  | N |  |  |  | ND |  |  | ND
18642 | Tennessee Valley Authority | 3406 | Johnsonville | TN | 1 | OP | N | N |  |  |  | ST | ST | FD | 0.1 |  |  | PB | DP | NP | PS | DA | YR | 1982 | 1982 | 1996 | MS |  |  | MS |  |  | MS |  |  | SS |  |  | NC |  |  | CE | 10 | 1951 |  |  | 1000 | 58.8 | 0 | 0 | 0 |  | BIT | [7 empty] | TF |  |  | 90% | 90% | 203000 | D | N |  |  |  | OT |  |  | NC
18642 | Tennessee Valley Authority | 3406 | Johnsonville | TN | 10 | OP | N | N |  |  |  | ST | ST | FD | 0.1 |  |  | PB | DP | NP | PS | DA | YR | 1982 | 1982 | 1996 | MS |  |  | MS |  |  | MS |  |  | SS |  |  | NC |  |  | FW | 8 | 1959 |  |  | 1100 | 61.8 | 0 | 0 | 0 |  | BIT | [7 empty] | FF |  |  | 90% | 90% | 268000 | D | N |  |  |  | LN |  |  | NC
18642 | Tennessee Valley Authority | 3406 | Johnsonville | TN | 2 | OP | N | N |  |  |  | ST | ST | FD | 0.1 |  |  | PB | DP | NP | PS | DA | YR | 1982 | 1982 | 1996 | MS |  |  | MS |  |  | MS |  |  | SS |  |  | NC |  |  | CE | 11 | 1951 |  |  | 1000 | 53.8 | 0 | 0 | 0 |  | BIT | [7 empty] | TF |  |  | 90% | 90% | 203000 | D | N |  |  |  | OT |  |  | NC
18642 | Tennessee Valley Authority | 3406 | Johnsonville | TN | 3 | OP | N | N |  |  |  | ST | ST | FD | 0.1 |  |  | PB | DP | NP | PS | DA | YR | 1982 | 1982 | 1996 | MS |  |  | MS |  |  | MS |  |  | SS |  |  | NC |  |  | CE | 2 | 1952 |  |  | 1000 | 53.8 | 0 | 0 | 0 |  | BIT | [7 empty] | TF |  |  | 90% | 90% | 203000 | D | N |  |  |  | OT |  |  | NC
18642 | Tennessee Valley Authority | 3406 | Johnsonville | TN | 4 | OP | N | N |  |  |  | ST | ST | FD | 0.1 |  |  | PB | DP | NP | PS | DA | YR | 1982 | 1982 | 1996 | MS |  |  | MS |  |  | MS |  |  | SS |  |  | NC |  |  | CE | 4 | 1952 |  |  | 1000 | 53.8 | 0 | 0 | 0 |  | BIT | [7 empty] | TF |  |  | 90% | 90% | 203000 | D | N |  |  |  | OT |  |  | NC
18642 | Tennessee Valley Authority | 3406 | Johnsonville | TN | 5 | OP | N | N |  |  |  | ST | ST | FD | 0.1 |  |  | PB | DP | NP | PS | DA | YR | 1982 | 1982 | 1996 | MS |  |  | MS |  |  | MS |  |  | SS |  |  | NC |  |  | CE | 11 | 1952 |  |  | 1000 | 53.8 | 0 | 0 | 0 |  | BIT | [7 empty] | TF |  |  | 90% | 90% | 203000 | D | N |  |  |  | OT |  |  | NC
18642 | Tennessee Valley Authority | 3406 | Johnsonville | TN | 6 | OP | N | N |  |  |  | ST | ST | FD | 0.1 |  |  | PB | DP | NP | PS | DA | YR | 1982 | 1982 | 1996 | MS |  |  | MS |  |  | MS |  |  | SS |  |  | NC |  |  | CE | 2 | 1953 |  |  | 1000 | 53.8 | 0 | 0 | 0 |  | BIT | [7 empty] | TF |  |  | 90% | 90% | 203000 | D | N |  |  |  | OT |  |  | NC
18642 | Tennessee Valley Authority | 3406 | Johnsonville | TN | 7 | OP | N | N |  |  |  | ST | ST | FD | 0.1 |  |  | PB | DP | NP | PS | DA | YR | 1982 | 1982 | 1996 | MS |  |  | MS |  |  | MS |  |  | SS |  |  | NC |  |  | FW | 11 | 1958 |  |  | 1100 | 61.8 | 0 | 0 | 0 |  | BIT | [7 empty] | FF |  |  | 90% | 90% | 268000 | D | N |  |  |  | LN |  |  | NC
18642 | Tennessee Valley Authority | 3406 | Johnsonville | TN | 8 | OP | N | N |  |  |  | ST | ST | FD | 0.1 |  |  | PB | DP | NP | PS | DA | YR | 1982 | 1982 | 1996 | MS |  |  | MS |  |  | MS |  |  | SS |  |  | NC |  |  | FW | 1 | 1959 |  |  | 1100 | 61.8 | 0 | 0 | 0 |  | BIT | [7 empty] | FF |  |  | 90% | 90% | 268000 | D | N |  |  |  | LN |  |  | NC
18642 | Tennessee Valley Authority | 3406 | Johnsonville | TN | 9 | OP | N | N |  |  |  | ST | ST | FD | 0.1 |  |  | PB | DP | NP | PS | DA | YR | 1982 | 1982 | 1996 | MS |  |  | MS |  |  | MS |  |  | SS |  |  | NC |  |  | FW | 6 | 1959 |  |  | 1100 | 61.8 | 0 | 0 | 0 |  | BIT | [7 empty] | FF |  |  | 90% | 90% | 268000 | D | N |  |  |  | LN |  |  | NC
18642 | Tennessee Valley Authority | 3407 | Kingston | TN | 1 | OP | N | N |  |  |  | ST | ST | FD | 0.1 |  |  | PB | DP | NP | PS | DA | YR | 1978 | 1979 | 2000 | MS |  |  | MS |  |  | MS |  |  | SS |  |  | NC |  |  | CE | 2 | 1954 |  |  | 1000 | 57.9 | 0 | 0 | 0 |  | BIT | [7 empty] | TF |  |  | 90% | 90% | 224000 | D | N |  |  |  | OT |  |  | NC
18642 | Tennessee Valley Authority | 3407 | Kingston | TN | 2 | OP | N | N |  |  |  | ST | ST | FD | 0.1 |  |  | PB | DP | NP | PS | DA | YR | 1978 | 1979 | 2000 | MS |  |  | MS |  |  | MS |  |  | SS |  |  | NC |  |  | CE | 4 | 1954 |  |  | 1000 | 57.9 | 0 | 0 | 0 |  | BIT | [7 empty] | TF |  |  | 90% | 90% | 224000 | D | N |  |  |  | OT |  |  | NC
18642 | Tennessee Valley Authority | 3407 | Kingston | TN | 3 | OP | N | N |  |  |  | ST | ST | FD | 0.1 |  |  | PB | DP | NP | PS | DA | YR | 1978 | 1979 | 2000 | MS |  |  | MS |  |  | MS |  |  | SS |  |  | NC |  |  | CE | 6 | 1954 |  |  | 1000 | 57.9 | 0 | 0 | 0 |  | BIT | [7 empty] | TF |  |  | 90% | 90% | 224000 | D | N |  |  |  | OT |  |  | NA
18642 | Tennessee Valley Authority | 3407 | Kingston | TN | 4 | OP | N | N |  |  |  | ST | ST | FD | 0.1 |  |  | PB | DP | NP | PS | DA | YR | 1978 | 1979 | 2000 | MS |  |  | MS |  |  | MS |  |  | SS |  |  | NC |  |  | CE | 7 | 1954 |  |  | 1000 | 57.9 | 0 | 0 | 0 |  | BIT | [7 empty] | TF |  |  | 90% | 90% | 224000 | D | N |  |  |  | OT |  |  | NC
18642 | Tennessee Valley Authority | 3407 | Kingston | TN | 5 | OP | N | N |  |  |  | ST | ST | FD | 0.1 |  |  | PB | DP | NP | PS | DA | YR | 1978 | 1979 | 2000 | MS |  |  | MS |  |  | MS |  |  | SS |  |  | NC |  |  | CE | 1 | 1955 |  |  | 1280 | 76.5 | 0 | 0 | 0 |  | BIT | [7 empty] | TF |  |  | 90% | 90% | 313000 | D | N |  |  |  | OT | LN | OV | NC
18642 | Tennessee Valley Authority | 3407 | Kingston | TN | 6 | OP | N | N |  |  |  | ST | ST | FD | 0.1 |  |  | PB | DP | NP | PS | DA | YR | 1978 | 1979 | 2000 | MS |  |  | MS |  |  | MS |  |  | SS |  |  | NC |  |  | CE | 3 | 1955 |  |  | 1280 | 76.5 | 0 | 0 | 0 |  | BIT | [7 empty] | TF |  |  | 90% | 90% | 313000 | D | N |  |  |  | OT | LN | OV | NC
18642 | Tennessee Valley Authority | 3407 | Kingston | TN | 7 | OP | N | N |  |  |  | ST | ST | FD | 0.1 |  |  | PB | DP | NP | PS | DA | YR | 1978 | 1979 | 2000 | MS |  |  | MS |  |  | MS |  |  | SS |  |  | NC |  |  | CE | 5 | 1955 |  |  | 1280 | 76.5 | 0 | 0 | 0 |  | BIT | [7 empty] | TF |  |  | 90% | 90% | 313000 | D | N |  |  |  | OT | LN | OV | NC
18642 | Tennessee Valley Authority | 3407 | Kingston | TN | 8 | OP | N | N |  |  |  | ST | ST | FD | 0.1 |  |  | PB | DP | NP | PS | DA | YR | 1978 | 1979 | 2000 | MS |  |  | MS |  |  | MS |  |  | SS |  |  | NC |  |  | CE | 8 | 1955 |  |  | 1280 | 76.5 | 0 | 0 | 0 |  | BIT | [7 empty] | TF |  |  | 90% | 90% | 313000 | D | N |  |  |  | OT | LN | OV | NC
18642 | Tennessee Valley Authority | 3407 | Kingston | TN | 9 | OP | N | N |  |  |  | ST | ST | FD | 0.1 |  |  | PB | DP | NP | PS | DA | YR | 1978 | 1979 | 2000 | MS |  |  | MS |  |  | MS |  |  | SS |  |  | NC |  |  | CE | 12 | 1955 |  |  | 1280 | 76.5 | 0 | 0 | 0 |  | BIT | [7 empty] | TF |  |  | 90% | 90% | 313000 | D | N |  |  |  | OT |  |  | NC
18642 | Tennessee Valley Authority | 3419 | Watts Bar Fossil | TN | A | RE | N | N |  |  |  | ST | ST | NA | 0.14 |  |  | PB | DP |  | PS | DA |  | 1981 | 1979 |  | MS |  |  | MS | [5 empty] | NC |  |  | NC |  |  | BW | 3 | 1942 | 12 | 2011 | 600 | 26.2 | 0 | 0 | 0 |  | BIT | [7 empty] | VF |  |  | 90% | 90% | 119000 | D | N
18642 | Tennessee Valley Authority | 3419 | Watts Bar Fossil | TN | B | RE | N | N |  |  |  | ST | ST | NA | 0.14 |  |  | PB | DP |  | PS | DA |  | 1981 | 1979 |  | MS |  |  | MS | [5 empty] | NC |  |  | NC |  |  | BW | 2 | 1942 | 12 | 2011 | 600 | 26.2 | 0 | 0 | 0 |  | BIT | [7 empty] | VF |  |  | 90% | 90% | 119000 | D | N
18642 | Tennessee Valley Authority | 3419 | Watts Bar Fossil | TN | C | RE | N | N |  |  |  | ST | ST | NA | 0.14 |  |  | PB | DP |  | PS | DA |  | 1981 | 1979 |  | MS |  |  | MS | [5 empty] | NC |  |  | NC |  |  | BW | 2 | 1943 | 12 | 2011 | 600 | 26.2 | 0 | 0 | 0 |  | BIT | [7 empty] | VF |  |  | 90% | 90% | 119000 | D | N
18642 | Tennessee Valley Authority | 3419 | Watts Bar Fossil | TN | D | RE | N | N |  |  |  | ST | ST | NA | 0.14 |  |  | PB | DP |  | PS | DA |  | 1981 | 1979 |  | MS |  |  | MS | [5 empty] | NC |  |  | NC |  |  | BW | 4 | 1945 | 12 | 2011 | 600 | 26.2 | 0 | 0 | 0 |  | BIT | [7 empty] | VF |  |  | 90% | 90% | 119000 | D | N
50053 | Calhoun Port Authority | 3436 | E S Joslin | TX | 1 | OS | Dc | Y | 8 | 2007 | 45886 | ST | ST | St | 5 |  |  | OP | DH | NH | SM | NV | NV | 2012 | 2012 | 2012 | BO |  |  | BO |  |  | BO |  |  | ND |  |  | ND |  |  | OT | 6 | 1971 |  |  | 1762 | [5 empty] | NG | [7 empty] | OT |  |  | 90% | 80% | 500 |  | N |  |  |  | ND |  |  | ND
54907 | ReNu Power Holdings LLC | 3438 | J L Bates | TX | 1 | RE | N |  |  |  |  | ST | ST | NA
54907 | ReNu Power Holdings LLC | 3438 | J L Bates | TX | 2 | RE | N |  |  |  |  | ST | ST | NA
49979 | Topaz Power Group LLC | 3439 | Laredo | TX | 1 | RE | N |  |  |  |  | ST | ST | NA
49979 | Topaz Power Group LLC | 3439 | Laredo | TX | 2 | RE | N |  |  |  |  | ST | ST | NA
49979 | Topaz Power Group LLC | 3439 | Laredo | TX | 3 | RE | D |  |  |  |  | ST | ST | ST
54907 | ReNu Power Holdings LLC | 3440 | Lon C Hill | TX | 1 | RE | N |  |  |  |  | ST | NA | NA
54907 | ReNu Power Holdings LLC | 3440 | Lon C Hill | TX | 2 | RE | N |  |  |  |  | NA | NA | NA
54907 | ReNu Power Holdings LLC | 3440 | Lon C Hill | TX | 3 | RE | N |  |  |  |  | NA | NA | NA
54907 | ReNu Power Holdings LLC | 3440 | Lon C Hill | TX | 4 | RE | N |  |  |  |  | NA | NA | NA
49979 | Topaz Power Group LLC | 3441 | Nueces Bay | TX | 5 | RE | N |  |  |  |  | NA | NA | NA | [27 empty] | BW | 6 | 1949 | 5 | 2008 | 300 |  | 0 | 376 | 0 |  | NG | [7 empty] | FF |  |  | 80% | 80% | 70898 |  | N
49979 | Topaz Power Group LLC | 3441 | Nueces Bay | TX | 6 | RE | N |  |  |  |  | NA | NA | NA | [27 empty] | BW | 5 | 1965 | 5 | 2008 | 1100 |  | 261 | 1505 | 0 |  | NG | [7 empty] | OF |  |  | 90% | 90% | 301500 |  | N
49979 | Topaz Power Group LLC | 3441 | Nueces Bay | TX | 7 | RE | N |  |  |  |  | NA | NA | NA | [27 empty] | BW | 7 | 1972 | 1 | 2008 | 2384 |  | 535 | 3246 | 0 |  | NG | [7 empty] | OF |  |  | 90% | 90% | 567200 |  | N
49979 | Topaz Power Group LLC | 3441 | Nueces Bay | TX | 8 | OP | Db | Y | 7 | 2008 | 81594, PSD-TX-1091 | ST | ST | St | 36.8 |  |  | PH | DH | NH | YR | YR | YR | 2009 | 2009 | 2009 | MS |  |  | MS |  |  | MS |  |  | SS |  |  | SS |  |  | NT | 3 | 2010 |  |  | 1022 |  |  | 655.6 |  | 971 | NG | [7 empty] | DB |  |  | 100% | 90% | 843426 | [5 empty] | SR |  |  | SR
49979 | Topaz Power Group LLC | 3441 | Nueces Bay | TX | 9 | OP | Db | Y | 7 | 2008 | 81594, PSD-TX-1091 | ST | ST | St | 36.8 |  |  | PH | DH | NH | YR | YR | YR | 2009 | 2009 | 2009 | MS |  |  | MS |  |  | MS |  |  | SS |  |  | SS |  |  | NT | 3 | 2010 |  |  | 1022 |  |  | 655.6 |  | 971 | NG | [7 empty] | DB |  |  | 100% | 90% | 843426 | [5 empty] | SR |  |  | SR
54907 | ReNu Power Holdings LLC | 3442 | La Palma | TX | 5 | RE | N |  |  |  |  | NA | NA | NA
54907 | ReNu Power Holdings LLC | 3442 | La Palma | TX | 6 | RE | N |  |  |  |  | NA | NA | NA
54907 | ReNu Power Holdings LLC | 3442 | La Palma | TX | 7 | RE | N |  |  |  |  | NA | NA | NA
54907 | ReNu Power Holdings LLC | 3443 | Victoria | TX | 6 | RE | N |  |  |  |  | ST | ST | St |  |  |  | OP | SU | NP | SM | NV | YR | 1998 | 1998 | 2000 | MS |  |  | MS |  |  | MS |  |  | NC | [5 empty] | BW | 3 | 1955 | 12 | 2002 | 630 |  | 0 | 834 | 0 |  | NG | [7 empty] | FF |  |  | 80% | 80% | 132000 |  | N
54907 | ReNu Power Holdings LLC | 3443 | Victoria | TX | 8 | RE | N |  |  |  |  | ST | ST | St | [21 empty] | NC | [5 empty] | BW | 5 | 1968 | 12 | 2002 | 1763 |  | 0 | 2375 | 0 |  | NG | [7 empty] | OF |  |  | 80% | 90% | 394000 |  | N
54907 | ReNu Power Holdings LLC | 3443 | Victoria | TX | HRSG9 | OP | Da | Y | 2 | 2007 | 80878 | ST | ST | St | 52.37 |  |  | PH | DC | NH | OH | OH | OH | 2009 | 2009 | 2009 | MS |  |  | MS |  |  | MS |  |  | OT |  |  | OT |  |  | VO | 5 | 2009 |  |  | 837 |  |  | 475.6 |  | 1451 | NG | [7 empty] | DB |  |  | 60% |  | 769022 | D | N |  |  |  | SR |  |  | SR
55983 | Luminant Generation Company LLC | 3452 | Lake Hubbard | TX | 1 | OP | N | N |  |  |  | ST | ST | ST | 0.1 | 440 |  | PB | DM | OT | WO | TH | YR | 1989 | 1992 | 2005 | MS |  |  | MS |  |  | MS |  |  | OT |  |  | NC |  |  | BW | 6 | 1970 |  |  | 2500 |  | 705 | 4153 | 0 |  | NG | [7 empty] | OF |  |  | 80% | 80% | 750000 |  | N
55983 | Luminant Generation Company LLC | 3452 | Lake Hubbard | TX | 2 | OP | N | N |  |  |  | ST | ST | ST | 0.1 | 440 |  | PB | DM | OT | WO | TH | YR | 1989 | 1992 | 2005 | MS |  |  | MS |  |  | MS |  |  | OT |  |  | NC |  |  | BW | 11 | 1973 |  |  | 3825 |  | 880 | 4900 | 0 |  | NG | [7 empty] | OF |  |  | 90% | 80% | 847000 |  | N
6035 | Exelon Power | 3453 | Mountain Creek | TX | 2 | RE | N | N |  |  |  | ST | ST | ST | 15 |  |  | OP | DM | NP | SM | NV | DA | 1972 | 1972 | 2001 | MS |  |  | MS |  |  | MS |  |  | NC |  |  | ND |  |  | BW | 12 | 1945 |  | 2005 | 300 |  | 52 | 384 | 0 |  | NG | [7 empty] | FF |  |  | 80% |  | 78500 |  | N |  |  |  | NC |  |  | NA
6035 | Exelon Power | 3453 | Mountain Creek | TX | 3A | RE | N | N |  |  |  | ST | ST | ST | 15 |  |  | OP | DM | NP | SM | TH | DA | 1972 | 1972 | 2001 | MS |  |  | MS |  |  | MS |  |  | NC |  |  | ND |  |  | BW | 5 | 1949 |  | 2004 | 450 |  | 74 | 568 | 0 |  | NG | [7 empty] | FF |  |  | 80% |  | 121000 |  | N |  |  |  | NC |  |  | NA
6035 | Exelon Power | 3453 | Mountain Creek | TX | 6 | OP | N | N |  |  |  | ST | ST | ST | 15 |  |  | OP | DM | NP | SM | TH | DA | 1972 | 1972 | 2001 | MS |  |  | MS |  |  | MS |  |  | NC |  |  | ND |  |  | RS | 2 | 1956 | 12 | 2022 | 1050 |  | 191.2 | 1171 | 0 |  | NG | RFO | [6 empty] | FF |  |  | 80% | 90% | 251585 |  | N |  |  |  | NC |  |  | NA
6035 | Exelon Power | 3453 | Mountain Creek | TX | 7 | OP | N | N |  |  |  | ST | ST | ST | 15 |  |  | OP | DM | NP | SM | TH | DA | 1972 | 1972 | 2001 | MS |  |  | MS |  |  | MS |  |  | NC |  |  | ND |  |  | BW | 3 | 1958 | 12 | 2022 | 1050 |  | 189.8 | 1242 | 0 |  | NG | RFO | [6 empty] | FF |  |  | 80% | 90% | 256229 |  | N |  |  |  | NC |  |  | NA
6035 | Exelon Power | 3453 | Mountain Creek | TX | 8 | OP | N | N |  |  |  | ST | ST | ST | 0.1 |  |  | PB | DM | NP | WO | TH | DA | 1972 | 1972 | 2001 | MS |  |  | MS |  |  | MS |  |  | NC |  |  | ND |  |  | CE | 7 | 1967 | 12 | 2022 | 3980 |  | 0 | 5010 | 0 |  | NG | [7 empty] | TF |  |  | 90% | 90% | 992000 |  | N |  |  |  | NC |  |  | NA
55983 | Luminant Generation Company LLC | 3454 | North Lake | TX | 1 | RE | N |  |  |  |  | ST | ST | ST
55983 | Luminant Generation Company LLC | 3454 | North Lake | TX | 2 | RE | N |  |  |  |  | ST | ST | ST
55983 | Luminant Generation Company LLC | 3454 | North Lake | TX | 3 | RE | N |  |  |  |  | ST | ST | ST
5701 | El Paso Electric Co | 3456 | Newman | TX | 1 | OP | N | N |  |  |  | ST | ST | ST | 15 |  |  | OP | SU | NP | SM | NV | OH | 1973 | 1974 | 2003 | MS |  |  | MS |  |  | MS |  |  | NC |  |  | NC |  |  | BW | 5 | 1960 | 12 | 2019 | 567 | 0 | 134 | 804 | 0 |  | NG | DFO | [6 empty] | FF |  |  | 80% | 80% | 209600 |  | N |  |  |  | NC |  |  | NC
5701 | El Paso Electric Co | 3456 | Newman | TX | 2 | OP | N | N |  |  |  | ST | ST | ST | 15 |  |  | OP | SU | NP | SM | NV | OH | 1973 | 1974 | 2003 | MS |  |  | MS |  |  | MS |  |  | NC |  |  | NC |  |  | BW | 5 | 1963 | 12 | 2015 | 567 | 0 | 131 | 787 | 0 |  | NG | DFO | [6 empty] | FF |  |  | 90% | 90% | 209600 |  | N |  |  |  | NC |  |  | NC
5701 | El Paso Electric Co | 3456 | Newman | TX | 3 | OP | N | N |  |  |  | ST | ST | ST | 15 |  |  | OP | SU | NP | SM | NV | OH | 1973 | 1974 | 2003 | MS |  |  | MS |  |  | MS |  |  | NC |  |  | NC |  |  | BW | 4 | 1966 | 12 | 2019 | 700 | 0 | 159 | 953 | 0 |  | NG | DFO | [6 empty] | FF |  |  | 90% | 90% | 266100 |  | N |  |  |  | NC |  |  | NC
5701 | El Paso Electric Co | 3456 | Newman | TX | HRSG1 | OP | N | N |  |  |  | ST | ST | ST | 15 |  |  | OP | DH | NH | SM | OH | OH | 1975 | 1975 | 1992 | MS |  |  | MS |  |  | MS |  |  | NC |  |  | NC |  |  | WE | 8 | 1975 | 12 | 2017 | 400 | 0 | 0 | 100 | 0 |  | NG | [7 empty] | CF | DB |  | 50% |  | 250000 |  | N |  |  |  | NC |  |  | NC
5701 | El Paso Electric Co | 3456 | Newman | TX | HRSG2 | OP | N | N |  |  |  | ST | ST | ST | 15 |  |  | OP | DH | NH | SM | OH | OH | 1975 | 1975 | 1992 | MS |  |  | MS |  |  | MS |  |  | NC |  |  | NC |  |  | WE | 8 | 1975 | 12 | 2017 | 400 | 0 | 0 | 100 | 0 |  | NG | [7 empty] | CF | DB |  | 50% |  | 250000 |  | N |  |  |  | NC |  |  | NC
5701 | El Paso Electric Co | 3456 | Newman | TX | HRSG3 | OP | N | N |  |  |  | ST | ST | St | 15 |  |  | PH | DH | NH | NS | NS | TH | 2010 | 2010 | 2010 | MS |  |  | MS |  |  | MS |  |  | NC |  |  | NC |  |  | NT | 4 | 2011 | 5 | 2040 | 294 |  |  | 223 |  |  | NG | [7 empty] | DB |  |  | 100% | 100% | 250000 |  | N |  |  |  | SR |  |  | SR
5701 | El Paso Electric Co | 3456 | Newman | TX | HRSG4 | OP | N | N |  |  |  | ST | ST | St | 15 |  |  | PH | DH | NH | NS | NS | TH | 2010 | 2010 | 2010 | MS |  |  | MS |  |  | MS |  |  | NC |  |  | NC |  |  | NT | 4 | 2011 | 5 | 2040 | 294 |  |  | 223 |  |  | NG | [7 empty] | DB |  |  | 100% | 100% | 250000 |  | N |  |  |  | SR |  |  | SR
55937 | Entergy Texas Inc. | 3457 | Lewis Creek | TX | 1 | OP | N | N |  |  |  | ST | ST | St | 0.1 |  |  | PB | DM | NP | NV | NV | MO | 1970 | 1970 | 1999 | MS |  |  | MS |  |  | MS |  |  | NC |  |  | NC |  |  | BW | 12 | 1970 |  |  | 1687 |  |  | 2289 |  |  | NG | [7 empty] | OF |  |  | 90% | 90% | 450400 |  | N |  |  |  | SR |  |  | NA
55937 | Entergy Texas Inc. | 3457 | Lewis Creek | TX | 2 | OP | N | N |  |  |  | ST | ST | St | 0.1 |  |  | PB | DM | NP | NV | NV | MO | 1971 | 1971 | 1999 | MS |  |  | MS |  |  | MS |  |  | NC |  |  | NC |  |  | BW | 5 | 1971 |  |  | 1687 |  |  | 2289 |  |  | NG | [7 empty] | OF |  |  | 90% | 90% | 450400 |  | N |  |  |  | SR |  |  | NA
55937 | Entergy Texas Inc. | 3459 | Sabine | TX | 1 | OP | N | N |  |  |  | ST | ST | St | 106 |  |  | PH | DM | NP | NV | YR | DA | 1962 | 1962 | 2005 | MS |  |  | MS |  |  | MS |  |  | NC |  |  | NC |  |  | CE | 3 | 1962 |  |  | 1584 |  |  | 2085 |  |  | NG | [7 empty] | TF |  |  | 80% | 90% | 415500 |  | N |  |  |  | NA |  |  | NA
55937 | Entergy Texas Inc. | 3459 | Sabine | TX | 2 | OP | N | N |  |  |  | ST | ST | St | 106 |  |  | PH | DM | NP | NV | YR | DA | 1962 | 1962 | 2005 | MS |  |  | MS |  |  | MS |  |  | NC |  |  | NC |  |  | CE | 12 | 1962 |  |  | 1584 |  |  | 2085 |  |  | NG | [7 empty] | TF |  |  | 80% | 90% | 415500 |  | N |  |  |  | NA |  |  | NA
55937 | Entergy Texas Inc. | 3459 | Sabine | TX | 3 | OP | N | N |  |  |  | ST | ST | St | 0.1 |  |  | PB | DM | NP | NV | YR | DA | 1966 | 1966 | 2003 | MS |  |  | MS |  |  | MS |  |  | NC |  |  | NC |  |  | CE | 12 | 1966 |  |  | 2800 |  |  | 3760 |  |  | NG | [7 empty] | TF |  |  | 80% | 90% | 720200 |  | N |  |  |  | NA |  |  | NA
55937 | Entergy Texas Inc. | 3459 | Sabine | TX | 4 | OP | N | N |  |  |  | ST | ST | St | 0.1 |  |  | PB | DM | NP | NV | YR | DA | 1974 | 1974 | 2003 | MS |  |  | MS |  |  | MS |  |  | NC |  |  | NC |  |  | BW | 8 | 1974 |  |  | 4035 |  |  | 5100 |  |  | NG | [7 empty] | OF |  |  | 90% | 90% | 906300 |  | N |  |  |  | NA |  |  | NA
55937 | Entergy Texas Inc. | 3459 | Sabine | TX | 5 | OP | D | Y | 6 | 1988 | 719 | ST | ST | St | 0.1 |  |  | PB | SU | NP | NV | YR | DA | 1981 | 1981 | 2003 | MS |  |  | MS |  |  | MS |  |  | NC |  |  | NC |  |  | CE | 12 | 1979 |  |  | 3325 |  | 740 | 4488 |  |  | NG | [7 empty] | TF |  |  | 90% | 90% | 852000 |  | N |  |  |  | NA |  |  | NA
54888 | NRG Texas Power LLC | 3460 | Cedar Bayou | TX | CBY1 | OP | D | Y | 12 | 2004 | 1532 | FD | ST | ST | 0.1 |  |  | PB | DP | NH | NS | TH | DA | 1977 | 1994 | 1999 | MS |  |  | MS |  |  | MS | FR | BO | NC |  |  | SS |  |  | BW | 12 | 1970 |  |  | 5200 |  | 1293 | 6830 | 0 |  | NG | [7 empty] | OF |  |  | 90% | 80% | 1361000 |  | N |  |  |  | SR |  |  | SR
54888 | NRG Texas Power LLC | 3460 | Cedar Bayou | TX | CBY2 | OP | D | Y | 12 | 2004 | 1532 | FD | ST | ST | 0.1 |  |  | PB | DP | NH | NS | TH | DA | 1977 | 1994 | 1999 | MS |  |  | MS |  |  | MS | FR | BO | NC |  |  | SS |  |  | BW | 3 | 1972 |  |  | 5200 |  | 1293 | 6830 | 0 |  | NG | [7 empty] | OF |  |  | 90% | 80% | 1361000 |  | N |  |  |  | SR |  |  | SR
54888 | NRG Texas Power LLC | 3460 | Cedar Bayou | TX | CBY3 | RE | N | N |  |  |  | ST | ST | ST | 0.1 |  |  | PB | DM | NP | WO | TH | DA | 1976 | 1976 | 1999 | MS |  |  | MS |  |  | MS | FR | BO | NC |  |  | NC |  |  | FW | 12 | 1974 | 12 | 2007 | 5150 |  | 1233 | 7080 | 0 |  | NG | [7 empty] | OF |  |  | 90% | 90% | 1361000 |  | N
54888 | NRG Texas Power LLC | 3464 | Greens Bayou | TX | GBY5 | OP | N | N |  |  |  | ST | ST | ST | 0.1 |  |  | PB | DM | NP | WO | TH | DA | 1973 | 1993 | 1999 | MS |  |  | MS |  |  | MS | OV | BO | NC |  |  | NC |  |  | CE | 6 | 1973 |  |  | 3054 |  | 744 | 9676 | 0 |  | NG | [7 empty] | TF |  |  | 90% | 90% | 3442000 |  | N |  |  |  | FR |  |  | NC
54888 | NRG Texas Power LLC | 3466 | P H Robinson | TX | PHR1 | RE | N |  |  |  |  | ST | ST | St
54888 | NRG Texas Power LLC | 3466 | P H Robinson | TX | PHR2 | RE | N |  |  |  |  | ST | ST | ST
54888 | NRG Texas Power LLC | 3466 | P H Robinson | TX | PHR3 | RE | N |  |  |  |  | ST | ST | ST
54888 | NRG Texas Power LLC | 3466 | P H Robinson | TX | PHR4 | RE | D |  |  |  |  | FD | ST | ST
54888 | NRG Texas Power LLC | 3468 | Sam Bertron | TX | SRB1 | OP | N | N |  |  |  | ST | ST | ST | 104 |  |  | PH | DM | NP | OH | TH | DA | 1977 | 1993 | 1999 | MS |  |  | MS |  |  | MS |  |  | NC |  |  | NC |  |  | CE | 3 | 1958 |  |  | 1200 |  | 300 | 1665 |  |  | NG | [7 empty] | FF |  |  | 80% | 90% | 340000 |  | N |  |  |  | BF |  |  | NC
54888 | NRG Texas Power LLC | 3468 | Sam Bertron | TX | SRB2 | OP | N | N |  |  |  | ST | ST | ST | 104 |  |  | PH | DM | NP | OH | TH | DA | 1977 | 1993 | 1999 | MS |  |  | MS |  |  | MS |  |  | NC |  |  | NC |  |  | RS | 4 | 1956 |  |  | 1200 |  | 300 | 1666 |  |  | NG | [7 empty] | FF |  |  | 80% | 90% | 346000 |  | N |  |  |  | BF |  |  | NC
54888 | NRG Texas Power LLC | 3468 | Sam Bertron | TX | SRB3 | OP | N | N |  |  |  | ST | ST | ST | 117 |  |  | PH | DM | NP | OH | TH | DA | 1976 | 1993 | 1999 | MS |  |  | MS |  |  | MS |  |  | NC |  |  | NC |  |  | CE | 2 | 1959 |  |  | 1550 |  | 381 | 2130 |  |  | NG | [7 empty] | TF |  |  | 90% | 90% | 436000 |  | N |  |  |  | FR |  |  | NC
54888 | NRG Texas Power LLC | 3468 | Sam Bertron | TX | SRB4 | OP | N | N |  |  |  | ST | ST | ST | 117 |  |  | PH | DM | NP | OH | TH | DA | 1976 | 1993 | 1999 | MS |  |  | MS |  |  | MS |  |  | NC |  |  | NC |  |  | CE | 2 | 1960 |  |  | 1550 |  | 381 | 2130 |  |  | NG | [7 empty] | TF |  |  | 80% | 90% | 436000 |  | N |  |  |  | FR |  |  | NC
54888 | NRG Texas Power LLC | 3469 | T H Wharton | TX | THW2 | RE | N |  |  |  |  | ST | ST | ST
54888 | NRG Texas Power LLC | 3469 | T H Wharton | TX | THWB31 | OP
54888 | NRG Texas Power LLC | 3469 | T H Wharton | TX | THWB32 | OP
54888 | NRG Texas Power LLC | 3469 | T H Wharton | TX | THWB33 | OP
54888 | NRG Texas Power LLC | 3469 | T H Wharton | TX | THWB34 | OP
54888 | NRG Texas Power LLC | 3469 | T H Wharton | TX | THWB41 | OP
54888 | NRG Texas Power LLC | 3469 | T H Wharton | TX | THWB42 | OP
54888 | NRG Texas Power LLC | 3469 | T H Wharton | TX | THWB43 | OP
54888 | NRG Texas Power LLC | 3469 | T H Wharton | TX | THWB44 | OP
54888 | NRG Texas Power LLC | 3470 | W A Parish | TX | WAP1 | OP | N | N |  |  |  | ST | ST | NA | 104 |  |  | PH | DM |  | OH | NS |  | 1976 | 1976 |  | MS |  |  | MS | [5 empty] | NC |  |  | NC |  |  | CE | 6 | 1958 |  |  | 1200 |  |  | 1665 | 0 |  | NG | [7 empty] | FF |  |  | 80% | 90% | 340000 |  | N
54888 | NRG Texas Power LLC | 3470 | W A Parish | TX | WAP2 | OP | N | N |  |  |  | ST | ST | St | 104 |  |  | PH | DM | NP | OH | NS | DA | 1976 | 1976 | 1999 | MS |  |  | MS |  |  | MS | BO |  | NC |  |  | NC |  |  | CE | 12 | 1958 |  |  | 1200 |  |  | 1665 | 0 |  | NG | [7 empty] | FF |  |  | 80% | 90% | 340000 |  | N |  |  |  | LN | BF | LA | FR
54888 | NRG Texas Power LLC | 3470 | W A Parish | TX | WAP3 | OP | N | N |  |  |  | ST | ST | NA | 0.1 |  |  | PB | DM |  | WO | NS |  | 1976 | 1976 |  | MS |  |  | MS | [5 empty] | NC |  |  | NC |  |  | FW | 3 | 1961 |  |  | 1950 |  |  | 2730 | 0 |  | NG | [7 empty] | FF |  |  | 90% | 90% | 558000 |  | N
54888 | NRG Texas Power LLC | 3470 | W A Parish | TX | WAP4 | OP | N | N |  |  |  | ST | NA | NA | 0.1 |  |  | PB |  |  | WO |  |  | 1976 |  |  | MS |  |  | MS | [5 empty] | NC |  |  | NC |  |  | CE | 6 | 1968 |  |  | 3980 |  | 0 | 5310 | 0 |  | NG | [7 empty] | TF |  |  | 90% | 90% | 1070000 |  | N | NA | NA
54888 | NRG Texas Power LLC | 3470 | W A Parish | TX | WAP5 | OP | D | Y | 4 | 2006 | N-033 | FD | FD | ST | 0.1 |  |  | PB | DP | NP | NS | TH | DA | 1978 | 1978 | 1999 | MS |  |  | MS |  |  | MS | LN | OV | NC |  |  | NC |  |  | BW | 12 | 1977 |  |  | 4745 | 391.9 | 0 | 6428 | 0 |  | SUB | NG | [6 empty] | OF |  |  | 80% | 80% | 2552000 | D | N |  |  |  | NC |  |  | NC
54888 | NRG Texas Power LLC | 3470 | W A Parish | TX | WAP6 | OP | D | Y | 4 | 2006 | N-034 | FD | FD | ST | 0.1 |  |  | PB | DP | NP | NS | TH | DA | 1979 | 1979 | 1999 | MS |  |  | MS |  |  | MS | LN | OV | NC |  |  | NC |  |  | BW | 12 | 1978 |  |  | 4745 | 386.9 | 0 | 6428 | 0 |  | SUB | NG | [6 empty] | OF |  |  | 80% | 80% | 2552000 | D | N |  |  |  | NC |  |  | NC
54888 | NRG Texas Power LLC | 3470 | W A Parish | TX | WAP7 | OP | D | Y | 4 | 2006 | N-035 | FD | FD | ST | 0.1 |  |  | PB | DP | NP | NS | TH | DA | 1980 | 1980 | 1999 | MS |  |  | MS |  |  | MS | OV | LN | OT |  |  | NC |  |  | CE | 6 | 1980 |  |  | 4199 | 339.6 | 0 | 0 | 0 |  | SUB | NG | [6 empty] | TF |  |  | 90% | 90% | 2260000 | D | N |  |  |  | NC |  |  | NC
54888 | NRG Texas Power LLC | 3470 | W A Parish | TX | WAP8 | OP | Da | Y | 6 | 2000 | 7704 | FD | FD | St | 0.03 |  |  | PB | DP | NP | NS | TH | DA | 1982 | 1982 | 1999 | MS |  |  | MS |  |  | MS | OV | OT | IF | OT |  | NC |  |  | CE | 12 | 1982 |  |  | 4199 | 334.5 | 0 | 0 | 0 |  | SUB | NG | [6 empty] | TF |  |  | 90% | 90% | 2260000 | D | N |  |  |  | NC |  |  | NC
54888 | NRG Texas Power LLC | 3471 | Webster | TX | WEB3 | RE | N |  |  |  |  | ST | ST | ST
17698 | Southwestern Electric Power Co | 3476 | Knox Lee | TX | 2 | OP | N | N |  |  |  | ST | NA | NA | 15 |  |  | OP |  |  | SM |  |  | 1993 |  |  | MS | [14 empty] | BW | 12 | 1950 |  |  | 300 | 0 | 0 | 373.7 | 0 |  | NG | [7 empty] | FF |  |  | 80% | 80% | 71000 |  | N
17698 | Southwestern Electric Power Co | 3476 | Knox Lee | TX | 3 | OP | N | N |  |  |  | ST | NA | NA | 15 |  |  | OP |  |  | SM |  |  | 1993 |  |  | MS | [14 empty] | BW | 6 | 1952 |  |  | 300 | 0 | 0 | 373.7 | 0 |  | NG | [7 empty] | FF |  |  | 80% | 80% | 71000 |  | N
17698 | Southwestern Electric Power Co | 3476 | Knox Lee | TX | 4 | OP | N | N |  |  |  | ST | NA | NA | 15 |  |  | OP |  |  | SM |  |  | 1993 |  |  | MS | [14 empty] | RS | 3 | 1956 |  |  | 650 | 0 | 0 | 810 | 0 |  | NG | [7 empty] | FF |  |  | 80% | 80% | 153000 |  | N
17698 | Southwestern Electric Power Co | 3476 | Knox Lee | TX | 5 | OP | N | N |  |  |  | ST | ST | St | 15 | 0.7 | 0.18 | OP | SU | NP | SM | NV | MO | 1993 | 2002 | 2002 | MS |  |  | MS |  |  | MS |  |  | NC |  |  | NC |  |  | CE | 4 | 1974 |  |  | 2384 | 0 | 260 | 4010 | 0 |  | NG | DFO | [6 empty] | TF |  |  | 90% | 90% | 608000 |  | N |  |  |  | H2 |  |  | NC
17698 | Southwestern Electric Power Co | 3477 | Lone Star | TX | 1 | OP | N
17698 | Southwestern Electric Power Co | 3478 | Wilkes | TX | 1 | OP | N | N |  |  |  | ST | ST | St | 150 | 440 | 501 | PH | DM | NH | OH | TH | TH | 1964 | 1964 | 2011 | MS |  |  | MS |  |  | MS |  |  | NC |  |  | NC |  |  | CE | 5 | 1964 |  |  | 1100 | 0 | 235 | 1500 | 0 |  | NG | DFO | RFO | [5 empty] | TF |  |  | 90% | 90% | 300000 |  | N |  |  |  | NC |  |  | NC
17698 | Southwestern Electric Power Co | 3478 | Wilkes | TX | 2 | OP | N | N |  |  |  | ST | NA | St | 237 |  | 0.17 | PH |  | NP | OH |  | OH | 1970 |  | 2002 | MS | [5 empty] | MS | [8 empty] | BW | 5 | 1970 |  |  | 2384 | 0 | 0 | 3246 | 0 |  | NG | [7 empty] | OF |  |  | 90% | 90% | 625000 |  | N |  | NA |  | NC |  |  | NC
17698 | Southwestern Electric Power Co | 3478 | Wilkes | TX | 3 | OP | N | N |  |  |  | ST | NA | St | 237 |  | 0.17 | PH |  | NP | OH |  | TH | 1971 |  | 2002 | MS | [5 empty] | MS | [8 empty] | BW | 12 | 1971 |  |  | 2384 | 0 | 0 | 3246 | 0 |  | NG | [7 empty] | OF |  |  | 90% | 90% | 625000 |  | N |  | NA |  | NC |  |  | NC
17718 | Southwestern Public Service Co | 3482 | Jones | TX | 151B | OP | D | Y | 3 | 2012 | 1945 | FD | ST | FD | 20 | 1346.6 | 0.3 | OP | DH | NP | SM | NV | TH | 1971 | 1971 | 1971 | MS |  |  | MS |  |  | MS |  |  | NC |  |  | NC |  |  | CE | 4 | 1971 | 12 | 2025 | 1783 | 0 |  | 2265 | 0 |  | NG | DFO | [6 empty] | TF |  |  | 90% | 90% | 390300 |  | N |  |  |  | NC |  |  | LN
17718 | Southwestern Public Service Co | 3482 | Jones | TX | 152B | OP | N | Y | 5 | 2012 | 45590 | ST | ST | NA | 15 | 440 |  | OP | DM |  | SM | NV |  | 1974 | 1974 |  | MS |  |  | MS | [5 empty] | NC |  |  | NC |  |  | CE | 1 | 1974 | 12 | 2025 | 1783 | 0 |  | 2265 | 0 |  | NG | DFO | [6 empty] | TF |  |  | 90% | 90% | 390300 |  | N
17718 | Southwestern Public Service Co | 3483 | Moore County | TX | 3 | OP
17718 | Southwestern Public Service Co | 3484 | Nichols | TX | 141B | OP | N | Y | 5 | 2012 | 45589 | ST | NA | NA | 15 |  |  | OP |  |  | SM |  |  | 1960 |  |  | MS | [14 empty] | CE | 7 | 1960 | 12 | 2020 | 800 | 0 | 0 | 1016.1 | 0 |  | NG | [7 empty] | TF |  |  | 80% | 90% | 172200 |  | N
17718 | Southwestern Public Service Co | 3484 | Nichols | TX | 142B | OP | N | Y | 5 | 2012 | 45589 | ST | NA | NA | 15 |  |  | OP |  |  | SM |  |  | 1962 |  |  | MS | [14 empty] | CE | 7 | 1962 | 12 | 2020 | 800 | 0 | 0 | 1016.1 | 0 |  | NG | [7 empty] | TF |  |  | 80% | 90% | 172200 |  | N
17718 | Southwestern Public Service Co | 3484 | Nichols | TX | 143B | OP | N | Y | 5 | 2012 | 45589 | ST | NA | NA | 15 |  |  | OP |  |  | SM |  |  | 1968 |  |  | MS | [14 empty] | CE | 8 | 1968 | 12 | 2030 | 1783 | 0 | 0 | 2250 | 0 |  | NG | [7 empty] | TF |  |  | 90% | 90% | 427300 |  | N
17718 | Southwestern Public Service Co | 3485 | Plant X | TX | 111B | OP | N | Y | 5 | 2012 | 45592 | ST | ST | NA | 15 | 440 |  | OP | DM |  | SM | NV |  | 1952 | 1952 |  | MS |  |  | MS | [5 empty] | NC |  |  | NC |  |  | CE | 5 | 1952 | 12 | 2014 | 500 | 0 | 0 | 583.2 | 0 |  | NG | [7 empty] | FF |  |  | 80% | 80% | 98216 |  | N
17718 | Southwestern Public Service Co | 3485 | Plant X | TX | 112B | OP | N | Y | 5 | 2012 | 45592 | ST | ST | NA | 15 | 440 |  | OP | DM |  | SM | NV |  | 1953 | 1953 |  | MS |  |  | MS | [5 empty] | NC |  |  | NC |  |  | CE | 8 | 1953 | 12 | 2014 | 950 | 0 |  | 910.7 | 0 |  | NG | DFO | [6 empty] | TF |  |  | 80% | 80% | 212300 |  | N
17718 | Southwestern Public Service Co | 3485 | Plant X | TX | 113B | OP | N | Y | 5 | 2012 | 45592 | ST | ST | NA | 15 | 440 |  | OP | DM |  | SM | NV |  | 1955 | 1955 |  | MS |  |  | MS | [5 empty] | NC |  |  | NC |  |  | CE | 6 | 1955 | 12 | 2020 | 800 | 0 | 0 | 812.8 | 0 |  | NG | [7 empty] | TF |  |  | 80% | 90% | 220000 |  | N
17718 | Southwestern Public Service Co | 3485 | Plant X | TX | 114B | OP | N | Y | 5 | 2012 | 45592 | ST | ST | NA | 15 | 440 |  | OP | DM |  | SM | NV |  | 1964 | 1964 |  | MS |  |  | MS | [5 empty] | NC |  |  | NC |  |  | CE | 7 | 1964 | 12 | 2027 | 1200 | 0 |  | 1578 | 0 |  | NG | DFO | [6 empty] | TF |  |  | 90% | 90% | 502000 |  | N
55983 | Luminant Generation Company LLC | 3489 | Eagle Mountain | TX | 1 | RE | N | N |  |  |  | ST | ST | ST | 15 |  |  | OP | DM | OT | SM | TH | YR | 1993 | 1992 | 2005 | MS |  |  | MS |  |  | MS |  |  | OT |  |  | NC |  |  | BW | 7 | 1954 | 8 | 2012 | 1050 |  | 215 | 1337 | 0 |  | NG | [7 empty] | FF |  |  | 80% | 80% | 256000 |  | N |  |  |  | BF |  |  | NC
55983 | Luminant Generation Company LLC | 3489 | Eagle Mountain | TX | 2 | RE | N | N |  |  |  | ST | ST | ST | 15 |  |  | OP | DM | OT | SM | TH | YR | 1993 | 1992 | 2005 | MS |  |  | MS |  |  | MS |  |  | OT |  |  | NC |  |  | RS | 12 | 1956 | 8 | 2012 | 1200 |  | 225 | 1562 | 0 |  | NG | [7 empty] | FF |  |  | 90% | 90% | 364000 |  | N |  |  |  | BF | LN |  | NC
55983 | Luminant Generation Company LLC | 3489 | Eagle Mountain | TX | 3 | OS | N | N |  |  |  | ST | NA | ST | 0.1 |  |  | PB |  | OT | WO |  | YR | 1989 |  | 2005 | MS | [5 empty] | MS | [8 empty] | FW | 6 | 1971 |  |  | 2595 |  | 0 | 4253 | 0 |  | NG | [7 empty] | OF |  |  | 80% | 70% | 790000 |  | N |  |  |  | LN |  |  | NC
55983 | Luminant Generation Company LLC | 3490 | Graham | TX | 1 | OP | N | N |  |  |  | ST | ST | ST | 15 | 440 |  | OP | DM | OT | SM | TH | YR | 1993 | 1992 | 2004 | MS |  |  | MS |  |  | MS |  |  | OT |  |  | NC |  |  | FW | 12 | 1960 |  |  | 1550 |  | 392 | 2352 | 0 |  | NG | [7 empty] | FF |  |  | 90% | 90% | 398800 |  | N
55983 | Luminant Generation Company LLC | 3490 | Graham | TX | 2 | OP | N | N |  |  |  | ST | ST | ST | 0.1 | 440 |  | PB | DM | OT | WO | TH | YR | 1989 | 1992 | 2004 | MS |  |  | MS |  |  | MS |  |  | OT |  |  | NC |  |  | RS | 6 | 1969 |  |  | 2700 |  | 569 | 3619 | 0 |  | NG | [7 empty] | FF |  |  | 90% | 90% | 677600 |  | N
6035 | Exelon Power | 3491 | Handley | TX | 1A | RE | N | N |  |  |  | ST | ST | ST | 15 |  |  | OP | DM | NP | SM | TH | DA | 1972 | 1972 | 2001 | MS |  |  | MS |  |  | MS |  |  | NC |  |  | NC |  |  | BW | 4 | 1948 | 12 | 2009 | 215 |  | 0 | 287 | 0 |  | NG | [7 empty] | FF |  |  | 80% | 80% | 47175 |  | N |  |  |  | NC |  |  | NC
6035 | Exelon Power | 3491 | Handley | TX | 1B | RE | N | N |  |  |  | ST | ST | ST | 15 |  |  | OP | DM | NP | SM | TH | DA | 1972 | 1972 | 2001 | MS |  |  | MS |  |  | MS |  |  | NC |  |  | ND |  |  | BW | 4 | 1948 | 12 | 2009 | 215 |  | 0 | 287 | 0 |  | NG | [7 empty] | FF |  |  | 80% | 80% | 47175 |  | N |  |  |  | NC |  |  | NA
6035 | Exelon Power | 3491 | Handley | TX | 2 | RE | N | N |  |  |  | ST | ST | ST | 15 |  |  | OP | DM | NP | SM | TH | DA | 1972 | 1972 | 2001 | MS |  |  | MS |  |  | MS |  |  | NC |  |  | ND |  |  | CE | 12 | 1950 | 12 | 2009 | 825 |  | 0 | 1010 | 0 |  | NG | [7 empty] | FF |  |  | 80% | 80% | 186850 |  | N |  |  |  | NC |  |  | NA
6035 | Exelon Power | 3491 | Handley | TX | 3 | OP | N | N |  |  |  | ST | ST | ST | 0.1 |  |  | PB | DM | NP | WO | TH | DA | 1972 | 1972 | 2001 | MS |  |  | MS |  |  | MS |  |  | NC |  |  | ND |  |  | RS | 3 | 1963 |  |  | 2486 |  | 583 | 3115 | 0 |  | NG | [7 empty] | OF |  |  | 90% | 80% | 690000 |  | N |  |  |  | NC |  |  | NA
6035 | Exelon Power | 3491 | Handley | TX | 4 | OP | N | N |  |  |  | ST | ST | ST | 0.1 |  |  | PB | DP | NP | WO | TH | DA | 1976 | 1976 | 2001 | MS |  |  | MS |  |  | MS |  |  | NC |  |  | ND |  |  | FW | 10 | 1976 |  |  | 3200 |  | 892 | 4862 | 0 |  | NG | [7 empty] | OF |  |  | 80% | 80% | 1029341 |  | N |  |  |  | NC |  |  | NA
6035 | Exelon Power | 3491 | Handley | TX | 5 | OP | N | N |  |  |  | ST | ST | ST | 0.1 |  |  | PB | DP | NP | WO | TH | DA | 1977 | 1977 | 2001 | MS |  |  | MS |  |  | MS |  |  | NC |  |  | ND |  |  | FW | 10 | 1977 |  |  | 3200 |  | 892 | 4862 | 0 |  | NG | [7 empty] | OF |  |  | 80% | 80% | 1029341 |  | N |  |  |  | NC |  |  | NA
55983 | Luminant Generation Company LLC | 3492 | Morgan Creek | TX | 5 | RE | N | N |  |  |  | ST | ST | ST | 15 |  |  | OP | DM | OT | SM | TH | YR | 1993 | 1992 | 2004 | MS |  |  | MS |  |  | MS |  |  | NC |  |  | NC |  |  | RS | 6 | 1959 | 12 | 2011 | 1200 |  | 225 | 1562 | 0 |  | NG | [7 empty] | FF |  |  | 90% | 90% | 364000 |  | N |  |  |  | NC |  |  | NC
55983 | Luminant Generation Company LLC | 3492 | Morgan Creek | TX | 6 | RE | N | N |  |  |  | ST | ST | ST | 0.1 |  |  | PB | DM | OT | WO | TH | YR | 1989 | 1992 | 2004 | MS |  |  | MS |  |  | MS |  |  | NC |  |  | NC |  |  | FW | 7 | 1966 | 12 | 2011 | 3920 |  | 910 | 6020 | 0 |  | NG | [7 empty] | OF |  |  | 90% | 90% | 1037500 |  | N |  |  |  | BF | FR |  | NC
55983 | Luminant Generation Company LLC | 3494 | Permian Basin | TX | 5 | OS | N | N |  |  |  | ST | ST | St | 15 | 440 |  | OP | DM | OT | SM | TH | YR | 1993 | 1992 | 2004 | MS |  |  | MS |  |  | MS |  |  | OT |  |  | NC |  |  | RS | 6 | 1959 |  |  | 825 |  | 187 | 1191 | 0 |  | NG | [7 empty] | OF |  |  | 80% | 80% | 228240 |  | N
55983 | Luminant Generation Company LLC | 3494 | Permian Basin | TX | 6 | SB | N | N |  |  |  | ST | ST | St | 0.1 | 440 |  | PB | DM | OT | WO | TH | YR | 1989 | 1992 | 2004 | MS |  |  | MS |  |  | MS |  |  | OT |  |  | NC |  |  | FW | 12 | 1973 |  |  | 3800 |  | 887 | 5322 | 0 |  | NG | [7 empty] | RF |  |  | 80% | 80% | 966035 |  | N
56884 | Big Brown Power Company LLC | 3497 | Big Brown | TX | 1 | OP | N | N |  |  |  | ST | ST | FD | 0.3 | 3 | 0.4 | PB | DP | NP | WO | TH | YR | 1989 | 1997 | 2008 | MS |  |  | MS |  |  | MS |  |  | OT |  |  | NC |  |  | CE | 12 | 1971 |  |  | 4025 | 375 | 0 | 0 | 0 |  | LIG | SUB | [6 empty] | TF | CF |  | 80% | 80% | 1189000 | D | N |  |  |  | LN | OV | SN | NC
56884 | Big Brown Power Company LLC | 3497 | Big Brown | TX | 2 | OP | N | N |  |  |  | ST | ST | FD | 0.3 | 3 | 0.4 | PB | DP | NP | WO | TH | YR | 1989 | 1997 | 2008 | MS |  |  | MS |  |  | MS |  |  | OT |  |  | NC |  |  | CE | 12 | 1972 |  |  | 4025 | 375 | 0 | 0 | 0 |  | LIG | SUB | [6 empty] | TF | CF |  | 80% | 80% | 1189000 | D | N |  |  |  | LN | OV | SN | NC
55983 | Luminant Generation Company LLC | 3502 | Lake Creek | TX | 1 | OS | N |  |  |  |  | ST | ST | ST | 15 | 440 |  | OP | DM | OT | SM | TH | YR | 1993 | 1992 | 2004 | MS |  |  | MS |  |  | MS |  |  | OT |  |  | NC |  |  | CE | 4 | 1953 |  |  | 675 |  | 152 | 1030 | 0 |  | NG | [7 empty] | FF |  |  | 80% | 80% | 163200 |  | N
55983 | Luminant Generation Company LLC | 3502 | Lake Creek | TX | 2 | OS | N |  |  |  |  | ST | ST | ST | 15 | 440 |  | OP | DM | OT | SM | TH | YR | 1993 | 1992 | 2004 | MS |  |  | MS |  |  | MS |  |  | OT |  |  | NC |  |  | CE | 4 | 1953 |  |  | 675 |  | 152 | 1030 | 0 |  | NG | [7 empty] | FF |  |  | 80% | 80% | 163200 |  | N
55983 | Luminant Generation Company LLC | 3504 | Stryker Creek | TX | 1 | OP | N | N |  |  |  | ST | ST | St | 15 | 440 |  | OP | DM | OT | SM | TH | YR | 1993 | 1992 | 2004 | MS |  |  | MS |  |  | MS |  |  | OT |  |  | NC |  |  | BW | 6 | 1958 |  |  | 1200 |  | 270 | 1656 | 0 |  | NG | [7 empty] | FF |  |  | 80% | 90% | 283976 |  | N |  |  |  | LN |  |  | NC
55983 | Luminant Generation Company LLC | 3504 | Stryker Creek | TX | 2 | OP | N | N |  |  |  | ST | ST | St | 0.1 | 440 | 2597.12 | PB | DM | OT | WO | TH | YR | 1989 | 1992 | 2012 | MS |  |  | MS |  |  | MS |  |  | OT |  |  | NC |  |  | CE | 12 | 1965 |  |  | 3650 |  | 808 | 4625 | 0 |  | NG | [7 empty] | TF |  |  | 90% | 90% | 1309560 |  | N |  |  |  | LN | OV |  | NC
55983 | Luminant Generation Company LLC | 3507 | Trinidad | TX | 9 | OP | N | N |  |  |  | ST | ST | ST | 30 | 440 |  | OP | DM | OT | SM | TH | YR | 2004 | 1992 | 2004 | MS |  |  | MS |  |  | MS |  |  | OT |  |  | NC |  |  | CE | 5 | 1965 |  |  | 1782 |  | 419 | 2260 | 0 |  | NG | [7 empty] | TF |  |  | 90% | 90% | 384193 |  | N
56881 | Valley NG Power Company LLC | 3508 | Valley | TX | 1 | SB | N | N |  |  |  | ST | ST | ST | 15 | 440 |  | OP | DM | OT | SM | TH | YR | 1993 | 1992 | 2004 | MS |  |  | MS |  |  | MS |  |  | OT |  |  | NC |  |  | BW | 11 | 1962 |  |  | 1250 |  | 242 | 1600 | 0 |  | NG | [7 empty] | RF |  |  | 90% | 90% | 348250 |  | N
56881 | Valley NG Power Company LLC | 3508 | Valley | TX | 2 | SB | N | N |  |  |  | ST | ST | ST | 0.1 | 440 |  | PB | DM | OT | WO | TH | YR | 1989 | 1992 | 2004 | MS |  |  | MS |  |  | MS |  |  | OT |  |  | NC |  |  | BW | 12 | 1967 |  |  | 3980 |  | 832 | 5213 | 0 |  | NG | [7 empty] | OF |  |  | 80% | 90% | 950790 |  | N
56881 | Valley NG Power Company LLC | 3508 | Valley | TX | 3 | SB | N | N |  |  |  | ST | NA | ST | 0.1 |  |  | PB |  | OT | WO |  | YR | 1989 |  | 2004 | MS | [5 empty] | MS | [8 empty] | FW | 5 | 1971 |  |  | 2595 |  | 0 | 3895 | 0 |  | NG | [7 empty] | OF |  |  | 70% | 80% | 732700 |  | N
1015 | Austin Energy | 3548 | Decker Creek | TX | 1 | OP | N | Y | 11 | 2002 | 45532 | ST | FD | ST | 15 |  |  | OP | OT | OT | SM | YR | YR | 1971 | 2000 | 2003 | MS |  |  | MS |  |  | MS |  |  | NC |  |  | NC |  |  | CE | 7 | 1971 |  |  | 2250 | 0 | 505 | 3050 | 0 |  | NG | [7 empty] | TF |  |  | 30% | 30% | 550000 |  | N |  |  |  | LN |  |  | NC
1015 | Austin Energy | 3548 | Decker Creek | TX | 2 | OP | D | Y | 5 | 2007 | 2629 | FD | FD | ST | 20 |  |  | OP | OT | OT | SM | YR | YR | 1978 | 2000 | 2003 | MS |  |  | MS |  |  | MS |  |  | NC |  |  | NC |  |  | BW | 8 | 1977 |  |  | 2975 | 0 | 680 | 4125 | 0 |  | NG | [7 empty] | OF |  |  | 30% | 30% | 711000 |  | N |  |  |  | LN | FR |  | NC
1015 | Austin Energy | 3549 | Holly Street | TX | 1 | RE | N |  |  |  |  | ST | FD | ST
1015 | Austin Energy | 3549 | Holly Street | TX | 2 | RE | N |  |  |  |  | ST | FD | ST
1015 | Austin Energy | 3549 | Holly Street | TX | 3 | RE | N |  |  |  |  | ST | FD | ST
1015 | Austin Energy | 3549 | Holly Street | TX | 4 | RE | N |  |  |  |  | ST | FD | ST
2409 | Brownsville Public Utilities Board | 3559 | Silas Ray | TX | HRSG9 | OP | Db | Y | 5 | 2005 | 25738 | ST | ST | FD | [12 empty] | MS |  |  | MS |  |  | MS |  |  | WA | [5 empty] | DL | 5 | 1997 |  |  | 206.1 | [5 empty] | NG | [7 empty] | DB |  |  | 100% | 100% | 817112.8 | [5 empty] | SR
2409 | Brownsville Public Utilities Board | 3559 | Silas Ray | TX | SR5 | SC | N |  |  |  |  | NA | NA | NA | [27 empty] | CE | 5 | 1952 |  |  | 177 | [5 empty] | NG | [7 empty] | FF |  |  | 30% | 30% | 229.2
2442 | City of Bryan - (TX) | 3561 | Bryan | TX | 3 | OS | N | N |  |  |  | NA | NA | NA | [27 empty] | CE | 6 | 1955 |  |  | 125 | 0 | 25 | 140 | 0 |  | NG | [7 empty] | TF |  |  | 90% | 80% | 18620 |  | N
2442 | City of Bryan - (TX) | 3561 | Bryan | TX | 4 | OS | N | N |  |  |  | NA | NA | NA | [27 empty] | WI | 6 | 1958 |  |  | 220 | 0 | 46 | 260 | 0 |  | NG | DFO | [6 empty] | FF |  |  | 90% | 80% | 34600 |  | N
2442 | City of Bryan - (TX) | 3561 | Bryan | TX | 5 | OS | N | N |  |  |  | NA | NA | NA | [27 empty] | ER | 6 | 1966 |  |  | 245 | 0 | 53 | 300 | 0 |  | NG | DFO | [6 empty] | FF |  |  | 90% | 80% | 40000 |  | N
2442 | City of Bryan - (TX) | 3561 | Bryan | TX | 6 | OS | N | N |  |  |  | NA | NA | NA | [27 empty] | CE | 6 | 1969 |  |  | 480 | 0 | 103 | 585 | 0 |  | NG | DFO | [6 empty] | FF |  |  | 90% | 80% | 77800 |  | N
6958 | City of Garland - (TX) | 3574 | C E Newman | TX | BW5 | RE
6958 | City of Garland - (TX) | 3576 | Ray Olinger | TX | BW2 | OP | N | N |  |  |  | FD | FD | FD | 15 | 0.006 | 0.06 | OP | DP | NP | YR | YR | DA | 1980 | 1995 | 2000 | MS |  |  | MS |  |  | MS |  |  | SS |  |  | NC |  |  | BW | 5 | 1971 |  |  | 870 | 0 | 209 | 1233 | 0 |  | NG | [7 empty] | FF |  |  | 80% | 90% | 269000 |  | N |  |  |  | FR | OV |  | NC
6958 | City of Garland - (TX) | 3576 | Ray Olinger | TX | BW3 | OP | D | Y | 6 | 2003 | 807 | FD | FD | FD | 10 | 0.006 | 0.06 | OP | DP | NP | YR | YR | DA | 1978 | 1995 | 1978 | MS |  |  | MS |  |  | MS |  |  | SS |  |  | NC |  |  | BW | 12 | 1975 |  |  | 1009 | 0 | 272 | 1600 | 0 |  | NG | [7 empty] | FF |  |  | 90% | 90% | 397590 |  | N |  |  |  | LN | FR | OV | NC
6958 | City of Garland - (TX) | 3576 | Ray Olinger | TX | CE1 | OP | N | N |  |  |  | FD | FD | FD | 15 | 0.006 | 0.06 | OP | DP | NP | YR | YR | DA | 1970 | 1995 | 1970 | MS |  |  | MS |  |  | MS |  |  | SS |  |  | NC |  |  | CE | 7 | 1967 |  |  | 765 | 0 | 191 | 986 | 0 |  | NG | [7 empty] | TF |  |  | 90% | 80% | 266000 |  | N |  |  |  | FR | LN |  | NC
11269 | Lower Colorado River Authority | 3601 | Sim Gideon | TX | 1 | OP | N | N |  |  |  | NA | FD | NA |  |  |  |  | DP |  |  | YR |  |  | 1995 |  | MS |  |  | MS | [5 empty] | IF |  |  | IF |  |  | BW | 5 | 1965 |  |  | 835 | 0 | 195 | 1045 | 0 |  | NG | [7 empty] | FF |  |  | 90% | 90% | 202395 |  | N
11269 | Lower Colorado River Authority | 3601 | Sim Gideon | TX | 2 | OP | N | N |  |  |  | NA | FD | NA |  |  |  |  | DP |  |  | YR |  |  | 1995 |  | MS |  |  | MS | [5 empty] | IF |  |  | IF |  |  | BW | 6 | 1968 |  |  | 835 | 0 | 197 | 1170 | 0 |  | NG | [7 empty] | FF |  |  | 90% | 90% | 202395 |  | N |  | NA
11269 | Lower Colorado River Authority | 3601 | Sim Gideon | TX | 3 | OP | N | N |  |  |  | NA | FD | NA |  |  |  |  | DP |  |  | YR |  |  | 1995 |  | MS |  |  | MS | [5 empty] | IF |  |  | IF |  |  | CE | 4 | 1972 |  |  | 2169 | 0 | 562 | 3041 | 0 |  | NG | [7 empty] | TF |  |  | 90% | 90% | 793208 |  | N
11292 | City of Lubbock - (TX) | 3602 | Ty Cooke | TX | 1 | OP | N | [34 empty] | RS | 6 | 1965 |  |  | 450 |  | 555 |  |  |  | NG | [7 empty] | FF |  |  | 80% | 90% | 102133 |  | N
11292 | City of Lubbock - (TX) | 3602 | Ty Cooke | TX | 2 | OP | N | [34 empty] | FW | 6 | 1978 |  |  | 512 |  |  | 637.7 |  |  | NG | [7 empty] | FF |  |  | 90% | 90% | 107619 |  | N
11292 | City of Lubbock - (TX) | 3604 | J Robert Massengale | TX | 5 | OS | N | [34 empty] | RS | 8 | 1953 |  |  | 135 |  |  | 185.9 |  |  | NG | [7 empty] | FF |  |  | 80% | 80% | 34000 |  | N
11292 | City of Lubbock - (TX) | 3604 | J Robert Massengale | TX | 6A | OP | N | [34 empty] | BW | 8 | 1957 |  |  | 200 |  |  | 263 |  |  | NG | [7 empty] | FF |  |  | 80% | 80% | 46444 |  | N
11292 | City of Lubbock - (TX) | 3604 | J Robert Massengale | TX | 7 | OP | N | [34 empty] | BW | 3 | 1959 |  |  | 200 |  |  | 263 |  |  | NG | [7 empty] | FF |  |  | 80% | 80% | 46444 |  | N
11292 | City of Lubbock - (TX) | 3604 | J Robert Massengale | TX | 8 | OP | N | [34 empty] | DL | 8 | 2000 |  |  | 185 |  |  | 110.6 |  | 214 | [8 empty] | DB |  |  | 90% | 90% |  |  | N
11292 | City of Lubbock - (TX) | 3604 | J Robert Massengale | TX | 4 | OS | N | [34 empty] | ER | 9 | 1952 |  |  | 135 |  |  | 185.1 |  |  | NG | [7 empty] | FF |  |  | 80% | 80% | 32000 |  | N
16604 | City of San Antonio - (TX) | 3609 | Leon Creek | TX | 3 | SC | N | N |  |  |  | ST | FD | ST | 96.7 |  |  | PH | OT | OT | NV | YR | YR | 1953 | 2000 | 2004 | MS |  |  | MS |  |  | MS |  |  | NC |  |  | NC |  |  | BW | 5 | 1953 |  |  | 650 | 0 | 0 | 816 | 0 |  | NG | [7 empty] | FF |  |  | 80% | 80% | 144300 |  | N |  | NA | NA | NC |  |  | NC
16604 | City of San Antonio - (TX) | 3609 | Leon Creek | TX | 4 | SC | N | N |  |  |  | ST | FD | ST | 117.8 |  |  | PH | OT | OT | NV | YR | YR | 1959 | 2000 | 2004 | MS |  |  | MS |  |  | MS |  |  | NC |  |  | NC |  |  | BW | 5 | 1959 |  |  | 800 | 0 | 0 | 1086 | 0 |  | NG | [7 empty] | FF |  |  | 80% | 90% | 222200 |  | N |  | NA | NA | NC |  |  | NC
16604 | City of San Antonio - (TX) | 3611 | O W Sommers | TX | 1 | OP | N | N |  |  |  | ST | ST | ST | 0.1 |  |  | PB | DM | OT | WO | TH | YR | 1972 | 1972 | 2004 | MS |  |  | MS |  |  | MS |  |  | NC |  |  | NC |  |  | CE | 4 | 1972 |  |  | 2860 | 0 | 0 | 3750 | 0 |  | NG | [7 empty] | TF |  |  | 90% | 90% | 720697 |  | N |  |  |  | FR | OV |  | NC
16604 | City of San Antonio - (TX) | 3611 | O W Sommers | TX | 2 | OP | N | N |  |  |  | ST | ST | ST | 0.1 |  |  | PB | DM | OT | WO | TH | YR | 1974 | 1974 | 2004 | MS |  |  | MS |  |  | MS |  |  | NC |  |  | NC |  |  | CE | 1 | 1974 |  |  | 2900 | 0 | 0 | 3750 | 0 |  | NG | [7 empty] | TF |  |  | 90% | 90% | 728513 |  | N |  |  |  | FR | OV |  | NC
16604 | City of San Antonio - (TX) | 3612 | V H Braunig | TX | 1 | OP | N | N |  |  |  | ST | ST | ST | 179.4 | 440 |  | PH | DM | OT | NV | NV | YR | 1966 | 1966 | 2004 | MS |  |  | MS |  |  | MS |  |  | NC |  |  | NC |  |  | CE | 3 | 1966 |  |  | 1580 | 0 | 0 | 2020 | 0 |  | NG | [7 empty] | TF |  |  | 90% | 90% | 421400 |  | N |  |  |  | FR | OV |  | NC
16604 | City of San Antonio - (TX) | 3612 | V H Braunig | TX | 2 | OP | N | N |  |  |  | ST | ST | ST | 190 | 440 |  | PH | DM | OT | NV | NV | YR | 1968 | 1968 | 2004 | MS |  |  | MS |  |  | MS |  |  | NC |  |  | NC |  |  | CE | 4 | 1968 |  |  | 1800 | 0 | 0 | 2330 | 0 |  | NG | [7 empty] | TF |  |  | 90% | 90% | 460500 |  | N |  |  |  | FR | OV |  | NC
16604 | City of San Antonio - (TX) | 3612 | V H Braunig | TX | 3 | OP | N | N |  |  |  | ST | ST | ST | 0.1 | 440 |  | PB | DM | OT | WO | NV | YR | 1970 | 1970 | 2004 | MS |  |  | MS |  |  | MS |  |  | NC |  |  | NC |  |  | CE | 5 | 1970 |  |  | 2860 | 0 | 0 | 3750 | 0 |  | NG | [7 empty] | TF |  |  | 90% | 90% | 720697 |  | N |  |  |  | FR | OV |  | NC
16604 | City of San Antonio - (TX) | 3613 | W B Tuttle | TX | 1 | RE | N | N |  |  |  | ST | FD | ST | 95.7 |  |  | PH | OT | OT | NV | YR | YR | 1954 | 2000 | 2004 | MS |  |  | MS |  |  | MS |  |  | NC |  |  | NC |  |  | BW | 6 | 1954 | 3 | 2011 | 650 | 0 | 0 | 816 | 0 |  | NG | [7 empty] | FF |  |  | 80% | 80% | 144300 |  | N |  | NA | NA | NC |  |  | NC
16604 | City of San Antonio - (TX) | 3613 | W B Tuttle | TX | 2 | RE | N | N |  |  |  | ST | FD | ST | 113.1 |  |  | PH | OT | OT | NV | YR | YR | 1956 | 2000 | 2004 | MS |  |  | MS |  |  | MS |  |  | NC |  |  | NC |  |  | BW | 2 | 1956 | 10 | 2007 | 750 | 0 | 0 | 1020 | 0 |  | NG | [7 empty] | FF |  |  | 80% | 80% | 208100 |  | N |  | NA | NA | NC |  |  | NC
16604 | City of San Antonio - (TX) | 3613 | W B Tuttle | TX | 3 | RE | N | N |  |  |  | ST | FD | ST | 117.4 |  |  | PH | OT | OT | NV | YR | YR | 1961 | 2000 | 2004 | MS |  |  | MS |  |  | MS |  |  | NC |  |  | NC |  |  | RS | 3 | 1961 | 3 | 2011 | 800 | 0 | 0 | 1092 | 0 |  | NG | [7 empty] | OF |  |  | 80% | 90% | 218600 |  | N |  | NA | NA | NC |  |  | NC
16604 | City of San Antonio - (TX) | 3613 | W B Tuttle | TX | 4 | RE | N | N |  |  |  | ST | FD | ST | 154.1 |  |  | PH | OT | OT | NV | YR | YR | 1963 | 2000 | 2004 | MS |  |  | MS |  |  | MS |  |  | NC |  |  | NC |  |  | BW | 3 | 1963 | 3 | 2011 | 1250 | 0 | 0 | 1614 | 0 |  | NG | [7 empty] | OF |  |  | 90% | 90% | 308200 |  | N |  | NA | NA | NC |  |  | NC
2172 | Brazos Electric Power Coop Inc | 3627 | North Texas | TX | 1 | OS | N
2172 | Brazos Electric Power Coop Inc | 3627 | North Texas | TX | 2 | OS | N
2172 | Brazos Electric Power Coop Inc | 3627 | North Texas | TX | 3 | RE | N
2172 | Brazos Electric Power Coop Inc | 3628 | R W Miller | TX | 1 | OP | D | Y | 11 | 2002 | 45474 | FD | ST | ST | 15 |  |  | OP | DP | NP | SM | TH | WO | 1996 | 1996 | 1972 | MS |  |  | MS |  |  | MS |  |  | NC |  |  | NC |  |  | FW | 10 | 1968 | 12 | 2030 | 750 | 0 | 171 | 936 | 0 |  | NG | [7 empty] | FF |  |  | 90% | 90% | 168700 |  | N |  |  |  | NC |  |  | NC
2172 | Brazos Electric Power Coop Inc | 3628 | R W Miller | TX | 2 | OP | D | Y | 11 | 2002 | 45474 | FD | ST | ST | 15 |  |  | OP | DP | NP | SM | TH | WO | 1996 | 1996 | 1972 | MS |  |  | MS |  |  | MS |  |  | NC |  |  | NC |  |  | RS | 3 | 1972 | 12 | 2030 | 850 | 0 | 186 | 1113 | 0 |  | NG | DFO | [6 empty] | FF |  |  | 90% | 90% | 225767 |  | N |  |  |  | NC |  |  | NC
2172 | Brazos Electric Power Coop Inc | 3628 | R W Miller | TX | 3 | OP | D | Y | 12 | 2005 | 739 | ST | ST | St | 16.57 |  |  | PH | DH | NH | OH | OH | OH | 1996 | 1996 | 1996 | MS |  |  | MS |  |  | MS |  |  | NC |  |  | NC |  |  | RS | 8 | 1975 | 12 | 2030 | 1350 | 0 | 318.7 | 1940 | 0 |  | NG | DFO | [6 empty] | FF |  |  | 90% | 90% | 331358 |  | N |  |  |  | NC |  |  | NC
17583 | South Texas Electric Coop, Inc | 3630 | Pearsall | TX | 1 | OP
17583 | South Texas Electric Coop, Inc | 3630 | Pearsall | TX | 2 | OP
17583 | South Texas Electric Coop, Inc | 3630 | Pearsall | TX | 3 | OP
17583 | South Texas Electric Coop, Inc | 3631 | Sam Rayburn | TX | 3 | OP
17583 | South Texas Electric Coop, Inc | 3631 | Sam Rayburn | TX | HRSG7 | OP
17583 | South Texas Electric Coop, Inc | 3631 | Sam Rayburn | TX | HRSG8 | OP
17583 | South Texas Electric Coop, Inc | 3631 | Sam Rayburn | TX | HRSG9 | OP
14354 | PacifiCorp | 3644 | Carbon | UT | 1 | OP | N | N |  |  |  | ST | ST | FD | 40 |  |  | OP | SU | NP | SM | NV | YR | 1972 | 1971 | 1988 | MS |  |  | MS |  |  | MS |  |  | NC |  |  | SS | UP |  | CE | 11 | 1954 |  |  | 620 | 31.7 | 0 | 0 | 0 |  | BIT | [7 empty] | TF |  |  | 90% | 90% | 165000 | D | N |  |  |  | NC |  |  | NC
14354 | PacifiCorp | 3644 | Carbon | UT | 2 | OP | N | N |  |  |  | ST | ST | FD | 40 |  |  | OP | SU | NP | SM | NV | YR | 1972 | 1971 | 1998 | MS |  |  | MS |  |  | MS |  |  | NC |  |  | NC |  |  | CE | 9 | 1957 |  |  | 815 | 42 | 0 | 0 | 0 |  | BIT | [7 empty] | TF |  |  | 90% | 90% | 229700 | D | N |  |  |  | NC |  |  | NC
14354 | PacifiCorp | 3648 | Gadsby | UT | 1 | OP | N | N |  |  |  | ST | ST | ST | 20 |  |  | OP | SU | NM | SM | NV | DT | 1980 | 1971 | 1993 | MS |  |  | MS |  |  | MS |  |  | SS |  |  | NC |  |  | RS | 9 | 1951 |  |  | 620 | 0 | 116 | 826 | 0 |  | NG | [7 empty] | OF |  |  | 80% | 80% | 146000 |  | N |  |  |  | NC |  |  | NC
14354 | PacifiCorp | 3648 | Gadsby | UT | 2 | OP | N | N |  |  |  | ST | ST | ST | 40 |  |  | OP | SU | NM | SM | NV | DT | 1980 | 1971 | 1993 | MS |  |  | MS |  |  | MS |  |  | SS |  |  | NC |  |  | RS | 12 | 1952 |  |  | 575 | 0 | 118.9 | 911 | 0 |  | NG | [7 empty] | OF |  |  | 90% | 80% | 163000 |  | N |  |  |  | NC |  |  | NC
14354 | PacifiCorp | 3648 | Gadsby | UT | 3 | OP | N | N |  |  |  | ST | ST | ST | 40 |  |  | OP | SU | NH | SM | NV | DT | 1980 | 1971 | 1993 | MS |  |  | MS |  |  | MS |  |  | SS |  |  | NC |  |  | CE | 6 | 1955 |  |  | 800 | 0 | 219 | 1257 | 0 |  | NG | [7 empty] | TF |  |  | 90% | 90% | 239000 |  | N |  |  |  | NC |  |  | NC
5956 | Entergy Nuclear Vermont Yankee | 3751 | Vermont Yankee | VT | NSS1 | OP
733 | Appalachian Power Co | 3775 | Clinch River | VA | 3 | OP | N | N |  |  |  | FD | FD | St | 0.113 | 1.08 |  | PB | DH | OT | DT | DA | YR | 1975 | 1975 | 2000 | MS |  |  | MS |  |  | MS |  |  | NC |  |  | NC |  |  | BW | 12 | 1961 |  |  | 1523 | 78 | 0 | 0 | 0 |  | BIT | [7 empty] | VF |  |  | 90% | 90% | 374136 | D | N |  |  | NA | LN | SN |  | LN | SN
733 | Appalachian Power Co | 3775 | Clinch River | VA | 1 | OP | N | N |  |  |  | FD | FD | St | 0.113 | 1.08 |  | PB | DH | OT | DT | DA | YR | 1975 | 1975 | 2000 | MS |  |  | MS |  |  | MS |  |  | NC |  |  | NC |  |  | BW | 9 | 1958 |  |  | 1523 | 78 | 0 | 0 | 0 |  | BIT | [7 empty] | VF |  |  | 90% | 90% | 374136 | D | N |  |  | NA | LN | SN |  | LN | SN
733 | Appalachian Power Co | 3775 | Clinch River | VA | 2 | OP | N | N |  |  |  | FD | FD | St | 0.113 | 1.08 |  | PB | DH | OT | DT | DA | YR | 1975 | 1975 | 2000 | MS |  |  | MS |  |  | MS |  |  | NC |  |  | NC |  |  | BW | 12 | 1958 |  |  | 1523 | 78 | 0 | 0 | 0 |  | BIT | [7 empty] | VF |  |  | 90% | 90% | 374136 | D | N |  |  | NA | LN | SN |  | LN | SN
733 | Appalachian Power Co | 3776 | Glen Lyn | VA | 51 | OP | N | N |  |  |  | FD | FD | St | 0.1346 |  |  | PB | DH | OT | DT | DA | YR | 1974 | 1974 | 2004 | MS |  |  | MS |  |  | MS |  |  | NC |  |  | NC |  |  | CE | 6 | 1944 |  |  | 475 | 25 | 0 | 0 | 0 |  | BIT | [7 empty] | TF |  |  | 90% | 90% | 103500 | D | N |  |  | NA | LN |  |  | LN
733 | Appalachian Power Co | 3776 | Glen Lyn | VA | 52 | OP | N | N |  |  |  | FD | FD | St | 0.1346 |  |  | PB | DH | OT | DT | DA | YR | 1974 | 1974 | 2004 | MS |  |  | MS |  |  | MS |  |  | NC |  |  | NC |  |  | CE | 6 | 1944 |  |  | 475 | 25 | 0 | 0 | 0 |  | BIT | [7 empty] | TF |  |  | 90% | 90% | 103500 | D | N |  |  | NA | LN |  |  | LN
733 | Appalachian Power Co | 3776 | Glen Lyn | VA | 6 | OP | N | N |  |  |  | FD | FD | St | 0.1346 |  |  | PB | DH | OT | DT | DA | YR | 1975 | 1975 | 2004 | MS |  |  | MS |  |  | MS |  |  | NC |  |  | NC |  |  | BW | 5 | 1957 |  |  | 1500 | 90 | 0 | 0 | 0 |  | BIT | [7 empty] | FF |  |  | 90% | 90% | 382000 | D | N |  |  | NA | LN |  |  | LN
12588 | NRG Potomac River LLC | 3788 | Potomac River | VA | 1 | RE | N | N |  |  |  | ST | ST | St | 0.045 |  |  | PB | DP | NP | DT | DA | MO | 2008 | 2008 | 2008 | MS |  |  | MS |  |  | MS |  |  | IF | [5 empty] | CE | 10 | 1949 |  |  | 800 | 33.3 | 0 | 0 | 0 |  | BIT | [7 empty] | TF |  |  | 90% | 90% | 170755 | D | N |  |  |  | LN
12588 | NRG Potomac River LLC | 3788 | Potomac River | VA | 2 | RE | N | N |  |  |  | ST | ST | St | 0.045 |  |  | PB | DP | NP | DT | DA | MO | 2008 | 2008 | 2008 | MS |  |  | MS |  |  | MS |  |  | IF | [5 empty] | CE | 6 | 1950 |  |  | 800 | 33.3 | 0 | 0 | 0 |  | BIT | [7 empty] | TF |  |  | 90% | 90% | 170755 | D | N |  |  |  | LN
12588 | NRG Potomac River LLC | 3788 | Potomac River | VA | 3 | RE | N | N |  |  |  | ST | ST | St | 0.045 |  |  | PB | DP | NP | DT | DA | MO | 2008 | 2008 | 2008 | MS |  |  | MS |  |  | MS |  |  | IF | [5 empty] | CE | 7 | 1954 |  |  | 725 | 37 | 0 | 0 | 0 |  | BIT | [7 empty] | TF |  |  | 90% | 90% | 362412 | D | N |  |  |  | LN | OV
12588 | NRG Potomac River LLC | 3788 | Potomac River | VA | 4 | RE | N | N |  |  |  | ST | ST | St | 0.045 |  |  | PB | DP | NP | DT | DA | MO | 2008 | 2008 | 2008 | MS |  |  | MS |  |  | MS |  |  | IF | [5 empty] | CE | 2 | 1956 |  |  | 725 | 37 | 0 | 0 | 0 |  | BIT | [7 empty] | TF |  |  | 90% | 90% | 362412 | D | N |  |  |  | LN | OV
12588 | NRG Potomac River LLC | 3788 | Potomac River | VA | 5 | RE | N | N |  |  |  | ST | ST | St | 0.045 |  |  | PB | DP | NP | DT | DA | MO | 2008 | 2008 | 2008 | MS |  |  | MS |  |  | MS |  |  | IF | [5 empty] | CE | 5 | 1957 |  |  | 725 | 37 | 0 | 0 | 0 |  | BIT | [7 empty] | TF |  |  | 90% | 90% | 362412 | D | N |  |  |  | LN | OV
19876 | Virginia Electric & Power Co | 3796 | Bremo Bluff | VA | 3 | OP | N | N |  |  |  | ST | ST | FD | 128.5 |  |  | PH | DH | NP | NS | NS | YR | 1973 | 1972 | 2000 | MS |  |  | MS |  |  | MS |  |  | NC |  |  | ND |  |  | BW | 6 | 1950 |  |  | 625 | 30 | 0 | 0 | 0 |  | BIT | [7 empty] | FF |  |  | 90% | 90% | 134114 | D | N |  |  |  | BF |  |  | BF
19876 | Virginia Electric & Power Co | 3796 | Bremo Bluff | VA | 4 | OP | N | N |  |  |  | ST | ST | FD | 239.9 |  |  | PH | DH | NP | NS | NS | YR | 1973 | 1972 | 2000 | MS |  |  | MS |  |  | MS |  |  | NC |  |  | ND |  |  | BW | 8 | 1958 |  |  | 1170 | 55.8 | 0 | 0 | 0 |  | BIT | [7 empty] | FF |  |  | 90% | 90% | 265826 | D | N |  |  |  | LN | AA |  | LN | AA
19876 | Virginia Electric & Power Co | 3797 | Chesterfield | VA | 3 | OP | N | N |  |  |  | ST | ST | FD | 115.5 |  |  | PH | DH | NP | NS | MO | YR | 1972 | 1972 | 1997 | MS |  |  | MS |  |  | MS |  |  | NC |  |  | IF |  |  | CE | 12 | 1952 |  |  | 750 | 38.6 | 159 | 0 | 0 |  | BIT | [7 empty] | TF |  |  | 90% | 90% | 244720 | D | Y |  |  |  | LN |  |  | LN
19876 | Virginia Electric & Power Co | 3797 | Chesterfield | VA | 4 | OP | N | N |  |  |  | ST | ST | FD | 176.1 |  |  | PH | DH | NP | NS | MO | YR | 1972 | 1972 | 1997 | MS |  |  | MS |  |  | MS |  |  | NC |  |  | IF |  |  | CE | 6 | 1960 |  |  | 1200 | 59.6 | 255 | 0 | 0 |  | BIT | [7 empty] | TF |  |  | 90% | 90% | 281771 | D | N |  |  |  | SR | LN |  | SR | LN
19876 | Virginia Electric & Power Co | 3797 | Chesterfield | VA | 5 | OP | N | N |  |  |  | ST | ST | FD | 360.4 |  |  | PH | DH | NP | NS | MO | YR | 1972 | 1972 | 2000 | MS |  |  | MS |  |  | MS |  |  | NC |  |  | IF |  |  | CE | 8 | 1964 |  |  | 2305 | 116 | 495 | 0 | 0 |  | BIT | [7 empty] | TF |  |  | 90% | 90% | 560921 | D | N |  |  |  | SR | LN | OV | SR | LN | OV
19876 | Virginia Electric & Power Co | 3797 | Chesterfield | VA | 6 | OP | N | N |  |  |  | ST | ST | FD | 665 |  |  | PH | DH | NP | NS | MO | YR | 1972 | 1972 | 2000 | MS |  |  | MS |  |  | MS |  |  | NC |  |  | IF |  |  | CE | 5 | 1969 |  |  | 4620 | 233 | 980 | 0 | 0 |  | BIT | [7 empty] | TF |  |  | 90% | 90% | 1081215 | D | N |  |  |  | SR |  |  | SR
19876 | Virginia Electric & Power Co | 3797 | Chesterfield | VA | CT7 | OP | N |  |  |  |  | NA | NA | NA | [27 empty] | VO | 6 | 1990 |  |  | 450 | [5 empty] | NG | [7 empty] | OT |  |  | 40% |  | 725
19876 | Virginia Electric & Power Co | 3797 | Chesterfield | VA | CT8 | OP | N |  |  |  |  | NA | NA | NA | [27 empty] | VO | 5 | 1992 |  |  | 450 | [5 empty] | NG | [7 empty] | OT |  |  | 40% |  | 725
19876 | Virginia Electric & Power Co | 3803 | Chesapeake | VA | 1 | OP | N | Y | 10 | 1998 | 60163 | ST | ST | FD | 33.9 |  |  | PH | DH | NH | NS | MO | MO | 1984 | 1996 | 1997 | MS |  |  | MS |  |  | MS |  |  | SS |  |  | SS |  |  | CE | 6 | 1953 |  |  | 825 | 44.1 | 0 | 0 | 0 |  | BIT | [7 empty] | TF |  |  | 90% | 90% | 216000 | D | N |  |  |  | AA |  |  | AA
19876 | Virginia Electric & Power Co | 3803 | Chesapeake | VA | 2 | OP | N | Y | 10 | 1998 | 60163 | ST | ST | FD | 33.9 |  |  | PH | DH | NH | NS | MO | MO | 1984 | 1996 | 1997 | MS |  |  | MS |  |  | MS |  |  | SS |  |  | SS |  |  | CE | 12 | 1954 |  |  | 825 | 44.1 | 0 | 0 | 0 |  | BIT | [7 empty] | TF |  |  | 90% | 90% | 216000 | D | N |  |  |  | AA |  |  | AA
19876 | Virginia Electric & Power Co | 3803 | Chesapeake | VA | 3 | OP | N | N |  |  |  | ST | ST | St | 0.11 |  |  | PB | SB | OT | NS | NS | OT | 1972 | 1972 | 2000 | MS |  |  | MS |  |  | MS |  |  | SS |  |  | SS |  |  | BW | 6 | 1959 |  |  | 1170 | 55.8 | 247 | 0 | 0 |  | BIT | [7 empty] | FF |  |  | 90% | 90% | 298590 | D | N |  |  |  | SR |  |  | SR
19876 | Virginia Electric & Power Co | 3803 | Chesapeake | VA | 4 | OP | N | N |  |  |  | ST | ST | St | 0.11 |  |  | PB | SB | OT | NS | NS | OT | 1972 | 1972 | 1997 | MS |  |  | MS |  |  | MS |  |  | SS |  |  | SS |  |  | CE | 5 | 1962 |  |  | 1620 | 78.3 | 338 | 0 | 0 |  | BIT | [7 empty] | TF |  |  | 90% | 90% | 374603 | D | N |  |  |  | SR |  |  | SR
19876 | Virginia Electric & Power Co | 3804 | Possum Point | VA | 3 | OP | N | Y | 12 | 2004 | NRO-219-04 | ST | ST | ST | 115 |  |  | PH | OT | NP | TH | YR | DA | 1972 | 1972 | 1995 | MS |  |  | MS |  |  | MS |  |  | SS |  |  | SS |  |  | CE | 6 | 1955 |  |  | 750 | 38.5 | 162 | 0 | 0 |  | NG | [7 empty] | TF |  |  | 90% | 90% | 203540 | D | N |  |  |  | LN |  |  | LN
19876 | Virginia Electric & Power Co | 3804 | Possum Point | VA | 4 | OP | N | Y | 12 | 2004 | NRO-219-04 | ST | ST | ST | 235 |  |  | PH | OT | NP | TH | YR | DA | 1972 | 1972 | 1996 | MS |  |  | MS |  |  | MS |  |  | SS |  |  | SS |  |  | CE | 4 | 1962 |  |  | 1620 | 78.3 | 338 | 0 | 0 |  | NG | [7 empty] | TF |  |  | 90% | 90% | 414260 | D | N |  |  |  | LN |  |  | LN
19876 | Virginia Electric & Power Co | 3804 | Possum Point | VA | 5 | OP | D | N |  |  |  | ST | FD | ST | 850 |  |  | PH | DP | NP | TH | TH | TH | 1975 | 1975 | 1996 | MS |  |  | MS |  |  | MS |  |  | SS |  |  | SS |  |  | CE | 6 | 1975 |  |  | 5841 | 0 | 1272 | 0 | 0 |  | RFO | [7 empty] | TF |  |  | 90% | 90% | 1315038 |  | Y |  |  |  | NC |  |  | NC
19876 | Virginia Electric & Power Co | 3804 | Possum Point | VA | 6A | OP | Da | Y | 12 | 2004 | NRO-219-04 | ST | ST | St | 3.9 |  |  | PH | DH | NM | TH | TH | TH | 2003 | 2003 | 2003 | MS |  |  | MS |  |  | MS |  |  | NC |  |  | NC |  |  | VO | 7 | 2003 |  |  | 620.4 |  |  | 313.6 |  | 1778 | NG | [7 empty] | DB |  |  | 90% | 90% |  |  | N |  |  |  | SR |  |  | SR
19876 | Virginia Electric & Power Co | 3804 | Possum Point | VA | 6B | OP | Da | Y | 12 | 2004 | NRO-219-04 | ST | ST | St | 3.9 |  |  | PH | DH | NM | TH | TH | TH | 2003 | 2003 | 2003 | MS |  |  | MS |  |  | MS |  |  | NC |  |  | NC |  |  | VO | 7 | 2003 |  |  | 582.3 |  |  | 364.6 |  | 952 | NG | [7 empty] | DB |  |  | 90% | 90% |  |  | N |  |  |  | SR |  |  | SR
19876 | Virginia Electric & Power Co | 3806 | Surry | VA | NSS1 | OP
19876 | Virginia Electric & Power Co | 3806 | Surry | VA | NSS2 | OP
19876 | Virginia Electric & Power Co | 3809 | Yorktown | VA | 1 | OP | N | N |  |  |  | ST | ST | FD | 306 |  |  | PH | SB | NP | NS | MO | YR | 1972 | 1972 | 1997 | MS |  |  | MS |  |  | MS |  |  | NC |  |  | NC |  |  | CE | 7 | 1957 |  |  | 1200 | 60 | 255 | 1047 | 0 |  | BIT | [7 empty] | TF |  |  | 90% | 90% | 371500 | D | N |  |  |  | OV | LN | SN | OV | LN | SN
19876 | Virginia Electric & Power Co | 3809 | Yorktown | VA | 2 | OP | N | N |  |  |  | ST | ST | FD | 188.5 |  |  | PH | SB | NP | NS | MO | YR | 1972 | 1972 | 1997 | MS |  |  | MS |  |  | MS |  |  | NC |  |  | NC |  |  | CE | 1 | 1959 |  |  | 1200 | 60 | 255 | 0 | 0 |  | BIT | [7 empty] | TF |  |  | 90% | 90% | 371500 | D | N |  |  |  | OV | LN | SN | OV | LN | SN
19876 | Virginia Electric & Power Co | 3809 | Yorktown | VA | 3 | OP | N | N |  |  |  | ST | ST | NA | 661 |  |  | PH | SB |  | NS | MO |  | 1974 | 1974 |  | MS |  |  | MS | [5 empty] | NC |  |  | NC |  |  | CE | 12 | 1974 |  |  | 5841 | 0 | 1220 | 0 | 0 |  | RFO | [7 empty] | TF |  |  | 90% | 90% | 1315038 | D | Y
19099 | TransAlta Centralia Gen LLC | 3845 | Transalta Centralia Generation | WA | 30 | OS | Db | Y | 6 | 2004 | PSD-01-01 | LO | LO | LO | 4.1 |  |  | PH | DH | NM | OH | OH | TH | 2002 | 2002 | 2002 | MS |  |  | MS |  |  | MS |  |  | SS |  |  | NC |  |  | IN | 7 | 2002 |  |  | 157 | 0 | 0 | 475.8 | 0 | 427.5 | NG | [7 empty] | CF | DB |  | 80% |  | 220689 |  | N |  |  |  | SR |  |  | NC
19099 | TransAlta Centralia Gen LLC | 3845 | Transalta Centralia Generation | WA | 40 | OS | Db | Y | 6 | 2004 | PSD-01-01 | LO | LO | LO | 4.1 |  |  | PH | DH | NM | OH | OH | TH | 2002 | 2002 | 2002 | MS |  |  | MS |  |  | MS |  |  | SS |  |  | NC |  |  | IN | 7 | 2002 |  |  | 157 | 0 | 0 | 475.8 | 0 | 427.5 | NG | [7 empty] | CF | DB |  | 80% |  | 220689 |  | N |  |  |  | SR |  |  | NC
19099 | TransAlta Centralia Gen LLC | 3845 | Transalta Centralia Generation | WA | 50 | OS | Db | Y | 6 | 2004 | PSD-01-01 | LO | LO | LO | 4.1 |  |  | PH | DH | NM | OH | OH | TH | 2002 | 2002 | 2002 | MS |  |  | MS |  |  | MS |  |  | SS |  |  | NC |  |  | IN | 7 | 2002 |  |  | 157 | 0 | 0 | 475.8 | 0 | 427.5 | NG | [7 empty] | CF | DB |  | 80% |  | 220689 |  | N |  |  |  | SR |  |  | NC
19099 | TransAlta Centralia Gen LLC | 3845 | Transalta Centralia Generation | WA | 60 | OS | Db | Y | 6 | 2004 | PSD-01-01 | LO | LO | LO | 4.1 |  |  | PH | DH | NM | OH | OH | OH | 2002 | 2002 | 2002 | MS |  |  | MS |  |  | MS |  |  | SS |  |  | NC |  |  | IN | 7 | 2002 |  |  | 157 | 0 | 0 | 475.8 | 0 | 427.5 | NG | [7 empty] | CF | DB |  | 80% |  | 220689 |  | N |  |  |  | SR |  |  | NC
19099 | TransAlta Centralia Gen LLC | 3845 | Transalta Centralia Generation | WA | BW21 | OP | N | Y | 6 | 2004 | PSD-01-01 | LO | LO | LO | 0.01 |  |  | PC | DM | NP | OH | OH | YR | 1974 | 2003 | 2003 | MS |  |  | MS |  |  | MS |  |  | IF |  |  | NC |  |  | CE | 12 | 1972 |  |  | 5168 | 420 | 0 | 0 | 0 |  | SUB | [7 empty] | TF |  |  | 90% | 90% | 1442982 | D | N |  |  |  | AA | BF |  | NC
19099 | TransAlta Centralia Gen LLC | 3845 | Transalta Centralia Generation | WA | BW22 | OP | N | Y | 6 | 2004 | PSD-01-01 | LO | LO | LO | 0.01 |  |  | PC | DM | NP | OH | OH | YR | 1973 | 2002 | 2002 | MS |  |  | MS |  |  | MS |  |  | IF |  |  | NC |  |  | CE | 7 | 1973 |  |  | 5168 | 420 | 0 | 0 | 0 |  | SUB | [7 empty] | TF |  |  | 90% | 90% | 1442982 | D | N |  |  |  | AA | BF |  | NC
18429 | City of Tacoma - (WA) | 3920 | Steam plant | WA | 1 | RE
18429 | City of Tacoma - (WA) | 3920 | Steam plant | WA | 2 | RE
733 | Appalachian Power Co | 3935 | John E Amos | WV | 1 | OP | N | N |  |  |  | ST | ST | St | 0.05 | 1 |  | PB | DP | OT | DT | DA | YR | 1978 | 1977 | 2000 | MS |  |  | MS |  |  | MS |  |  | NC | IF | OT | NC | IF | OT | FW | 9 | 1971 |  |  | 5280 | 292.5 | 0 | 0 | 0 |  | BIT | [7 empty] | OF |  |  | 90% | 90% | 1415000 | D | N |  |  | NA | SR | LN |  | SR | LN
733 | Appalachian Power Co | 3935 | John E Amos | WV | 2 | OP | N | N |  |  |  | ST | ST | St | 0.05 | 1 |  | PB | DP | OT | DT | DA | YR | 1978 | 1977 | 2000 | MS |  |  | MS |  |  | MS |  |  | OT | IF |  | OT | IF |  | FW | 6 | 1972 |  |  | 5280 | 292.5 | 0 | 0 | 0 |  | BIT | [7 empty] | OF |  |  | 90% | 90% | 1415000 | D | N |  |  | NA | SR | LN |  | SR | LN
733 | Appalachian Power Co | 3935 | John E Amos | WV | 3 | OP | N | N |  |  |  | ST | ST | St | 0.05 | 1 |  | PB | DP | OT | DT | DA | YR | 1973 | 1977 | 2000 | MS |  |  | MS |  |  | MS |  |  | OT | IF |  | OT | IF |  | BW | 10 | 1973 |  |  | 9775 | 497.3 | 0 | 0 | 0 |  | BIT | [7 empty] | OF |  |  | 90% | 90% | 2406000 | D | N |  |  | NA | SR | LN |  | SR | LN
733 | Appalachian Power Co | 3936 | Kanawha River | WV | 1 | OP | N | N |  |  |  | FD | FD | St | 0.05 | 1.6 |  | PB | DH | OT | DT | DA | YR | 1975 | 1972 | 2000 | MS |  |  | MS |  |  | MS |  |  | NC |  |  | NC |  |  | BW | 7 | 1953 |  |  | 1335 | 84.1 | 0 | 0 | 0 |  | BIT | [7 empty] | VF |  |  | 90% | 90% | 513000 | D | N |  |  | NA | LN |  |  | LN
733 | Appalachian Power Co | 3936 | Kanawha River | WV | 2 | OP | N | N |  |  |  | FD | FD | St | 0.05 | 1.6 |  | PB | DH | OT | DT | DA | YR | 1975 | 1972 | 2000 | MS |  |  | MS |  |  | MS |  |  | NC |  |  | NC |  |  | BW | 12 | 1953 |  |  | 1335 | 84.1 | 0 | 0 | 0 |  | BIT | [7 empty] | VF |  |  | 90% | 90% | 514000 | D | N |  |  | NA | LN |  |  | LN
733 | Appalachian Power Co | 3938 | Philip Sporn | WV | 11 | OP | N | N |  |  |  | FD | FD | St | 0.05 | 3.2 |  | PB | DH | OT | DT | DA | YR | 1979 | 1976 | 2000 | MS |  |  | MS |  |  | MS |  |  | NC |  |  | NC |  |  | BW | 1 | 1950 |  |  | 930 | 60.5 | 0 | 0 | 0 |  | BIT | [7 empty] | VF |  |  | 90% | 90% | 236691 | D | N |  |  | NA | LN |  |  | OT
733 | Appalachian Power Co | 3938 | Philip Sporn | WV | 21 | OP | N | N |  |  |  | FD | FD | St | 0.05 | 3.2 |  | PB | DH | OT | DT | DA | YR | 1979 | 1976 | 2000 | MS |  |  | MS |  |  | MS |  |  | NC |  |  | NC |  |  | BW | 7 | 1950 |  |  | 930 | 60.5 | 0 | 0 | 0 |  | BIT | [7 empty] | VF |  |  | 90% | 90% | 236691 | D | N |  |  | NA | LN |  |  | OT
733 | Appalachian Power Co | 3938 | Philip Sporn | WV | 31 | OP | N | N |  |  |  | FD | FD | St | 0.05 | 3.2 |  | PB | DH | OT | DT | DA | YR | 1979 | 1976 | 2000 | MS |  |  | MS |  |  | MS |  |  | NC |  |  | NC |  |  | BW | 8 | 1951 |  |  | 930 | 60.5 | 0 | 0 | 0 |  | BIT | [7 empty] | VF |  |  | 90% | 90% | 236691 | D | N |  |  | NA | LN | SN |  | LN | SN
733 | Appalachian Power Co | 3938 | Philip Sporn | WV | 41 | OP | N | N |  |  |  | FD | FD | St | 0.05 | 3.2 |  | PB | DH | OT | DT | DA | YR | 1979 | 1976 | 2000 | MS |  |  | MS |  |  | MS |  |  | NC |  |  | NC |  |  | BW | 2 | 1952 |  |  | 930 | 60.5 | 0 | 0 | 0 |  | BIT | [7 empty] | VF |  |  | 90% | 90% | 236691 | D | N |  |  | NA | LN | SN |  | LN | SN
733 | Appalachian Power Co | 3938 | Philip Sporn | WV | 51 | RE | N | N |  |  |  | FD | FD | St | 0.05 | 3.2 |  | PB | DH | OT | DT | DA | YR | 1977 | 1976 | 2000 | MS |  |  | MS |  |  | MS |  |  | NC |  |  | NC |  |  | BW | 12 | 1960 | 2 | 2012 | 2923 | 176.8 | 0 | 0 | 0 |  | BIT | [7 empty] | OF |  |  | 90% | 90% | 740571 | D | N |  |  | NA | LN |  |  | NC
12796 | Monongahela Power Co | 3942 | FirstEnergy Albright | WV | 1 | OP | N | N |  |  |  | ST | ST | FD | 0.05 |  |  | PB | DP | NP | PS | DA | YR | 1975 | 1974 | 1997 | MS |  |  | MS |  |  | MS | [5 empty] | NC |  |  | RS | 11 | 1952 |  |  | 700 | 39.6 | 0 | 0 | 0 |  | BIT | [7 empty] | FF |  |  | 80% | 90% | 270000 | D | N |  |  |  | LN |  |  | NC
12796 | Monongahela Power Co | 3942 | FirstEnergy Albright | WV | 2 | OP | N | N |  |  |  | ST | ST | FD | 0.05 |  |  | PB | DP | NP | PS | DA | YR | 1975 | 1974 | 1996 | MS |  |  | MS |  |  | MS | [5 empty] | NC |  |  | RS | 9 | 1952 |  |  | 700 | 39.6 | 0 | 0 | 0 |  | BIT | [7 empty] | FF |  |  | 80% | 90% | 270000 | D | N |  |  |  | LN |  |  | NC
12796 | Monongahela Power Co | 3942 | FirstEnergy Albright | WV | 3 | OP | N | N |  |  |  | ST | ST | FD | 0.05 |  |  | PB | DP | NP | PS | DA | YR | 1975 | 1974 | 1996 | MS |  |  | MS |  |  | MS | [5 empty] | NC |  |  | CE | 10 | 1954 |  |  | 1020 | 61 | 0 | 0 | 0 |  | BIT | WDS | [6 empty] | TF |  |  | 90% | 90% | 440000 | D | N |  |  |  | LN | OV |  | NC
12796 | Monongahela Power Co | 3943 | FirstEnergy Fort Martin Power Station | WV | 1 | OP | N | N |  |  |  | ST | ST | FD | 0.05 |  |  | PB | DP | NP | PS | DA | YR | 1975 | 1976 | 1997 | MS |  |  | MS |  |  | MS |  |  | IF |  |  | NC |  |  | CE | 11 | 1967 |  |  | 4000 | 186 | 0 | 0 | 0 |  | BIT | SUB | [6 empty] | TF |  |  | 90% | 90% | 1250000 | D | N |  |  |  | LN | SN |  | NC
12796 | Monongahela Power Co | 3943 | FirstEnergy Fort Martin Power Station | WV | 2 | OP | N | N |  |  |  | ST | ST | FD | 0.05 |  |  | PB | DP | NP | PS | DA | YR | 1975 | 1976 | 1999 | MS |  |  | MS |  |  | MS |  |  | IF |  |  | NC |  |  | BW | 12 | 1968 |  |  | 4000 | 179 | 0 | 0 | 0 |  | BIT | SUB | [6 empty] | OF |  |  | 90% | 90% | 1250000 | D | N |  |  |  | LN | SN |  | NC
23279 | Allegheny Energy Supply Co LLC | 3944 | FirstEnergy Harrison Power Station | WV | 1 | OP | N | N |  |  |  | ST | ST | FD | 0.05 |  |  | PB | DP | NP | PS | DA | YR | 1975 | 1976 | 1997 | MS |  |  | MS |  |  | MS |  |  | IF |  |  | NC |  |  | FW | 12 | 1972 |  |  | 4900 | 250 | 0 | 0 | 0 |  | BIT | [7 empty] | OF |  |  | 90% | 90% | 1500000 | D | N |  |  |  | LN | SR |  | NC
23279 | Allegheny Energy Supply Co LLC | 3944 | FirstEnergy Harrison Power Station | WV | 2 | OP | N | N |  |  |  | ST | ST | FD | 0.05 |  |  | PB | DP | NP | PS | DA | YR | 1975 | 1976 | 1997 | MS |  |  | MS |  |  | MS |  |  | IF |  |  | NC |  |  | FW | 12 | 1973 |  |  | 4900 | 250 | 0 | 0 | 0 |  | BIT | [7 empty] | OF |  |  | 90% | 90% | 1500000 | D | N |  |  |  | LN | SR |  | NC
23279 | Allegheny Energy Supply Co LLC | 3944 | FirstEnergy Harrison Power Station | WV | 3 | OP | N | N |  |  |  | ST | ST | FD | 0.05 |  |  | PB | DP | NP | PS | DA | YR | 1975 | 1976 | 1997 | MS |  |  | MS |  |  | MS |  |  | IF |  |  | NC |  |  | FW | 12 | 1974 |  |  | 4900 | 250 | 0 | 0 | 0 |  | BIT | [7 empty] | OF |  |  | 90% | 90% | 1500000 | D | N |  |  |  | LN | SR |  | NC
12796 | Monongahela Power Co | 3945 | FirstEnergy Rivesville | WV | 7 | OP | N | N |  |  |  | ST | ST | FD | 0.05 |  |  | PB | DP | NP | PS | DA | YR | 1974 | 1990 | 2004 | MS |  |  | MS |  |  | MS |  |  | SS |  |  | NC |  |  | FW | 1 | 1943 |  |  | 438 | 24 | 0 | 0 | 0 |  | BIT | DFO | [6 empty] | VF |  |  | 90% | 80% | 227500 | D | N |  |  |  | NC |  |  | NC
12796 | Monongahela Power Co | 3945 | FirstEnergy Rivesville | WV | 8 | OP | N | N |  |  |  | ST | ST | FD | 0.05 |  |  | PB | DP | NP | PS | DA | YR | 1974 | 1990 | 2008 | MS |  |  | MS |  |  | NC |  |  | NC |  |  | NC |  |  | BW | 9 | 1951 |  |  | 880 | 44 | 0 | 0 | 0 |  | BIT | [7 empty] | VF |  |  | 90% | 80% | 370000 | D | N |  |  |  | NC |  |  | NC
12796 | Monongahela Power Co | 3946 | FirstEnergy Willow Island | WV | 1 | OP | N | N |  |  |  | ST | ST | FD | 0.05 |  |  | PB | DP | NP | PS | DA | YR | 1975 | 1975 | 2000 | MS |  |  | MS |  |  | MS |  |  | SS |  |  | NC |  |  | BW | 2 | 1949 |  |  | 550 | 30 | 0 | 0 | 0 |  | BIT | SUB | [6 empty] | VF |  |  | 90% | 90% | 166000 | D | N |  |  |  | OV |  |  | NC
12796 | Monongahela Power Co | 3946 | FirstEnergy Willow Island | WV | 2 | OP | N | N |  |  |  | ST | ST | FD | 0.05 |  |  | PB | DP | NP | PS | DA | YR | 1975 | 1975 | 2000 | MS |  |  | MS |  |  | MS |  |  | SS |  |  | NC |  |  | BW | 10 | 1960 |  |  | 1360 | 75 | 0 | 0 | 16 |  | BIT | SUB | TDF | [5 empty] | CY |  |  | 90% | 90% | 590000 | W | N |  |  |  | OV |  |  | NC
14006 | Ohio Power Co | 3947 | Kammer | WV | 1 | OP | N | N |  |  |  | ST | ST | FD | 0.05 | 2.7 |  | PB | DP | NP | DT | DA | YR | 1978 | 2000 | 2000 | MS |  |  | MS |  |  | MS |  |  | NC |  |  | NC |  |  | BW | 7 | 1958 |  |  | 1523 | 91.7 | 0 | 0 | 0 |  | BIT | [7 empty] | CY |  |  | 90% | 90% | 317292 | W | N |  |  |  | OV |  |  | OV
14006 | Ohio Power Co | 3947 | Kammer | WV | 2 | OP | N | N |  |  |  | ST | ST | FD | 0.05 | 2.7 |  | PB | DP | NP | DT | DA | YR | 1978 | 2000 | 2000 | MS |  |  | MS |  |  | MS |  |  | NC |  |  | NC |  |  | BW | 11 | 1958 |  |  | 1523 | 91.7 | 0 | 0 | 0 |  | BIT | [7 empty] | CY |  |  | 90% | 90% | 317392 | W | N |  |  |  | OV |  |  | OV
14006 | Ohio Power Co | 3947 | Kammer | WV | 3 | OP | N | N |  |  |  | ST | ST | FD | 0.05 | 2.7 |  | PB | DP | NP | DT | DA | YR | 1978 | 2000 | 2000 | MS |  |  | MS |  |  | MS |  |  | NC |  |  | NC |  |  | BW | 3 | 1958 |  |  | 1523 | 91.7 | 0 | 0 | 0 |  | BIT | [7 empty] | CY |  |  | 90% | 90% | 317292 | W | N |  |  |  | OV |  |  | OV
14006 | Ohio Power Co | 3948 | Mitchell | WV | 1 | OP | N | N |  |  |  | ST | ST | FD | 0.05 | 1.2 |  | PB | DP | NP | DT | TH | YR | 1977 | 1977 | 2000 | MS |  |  | MS |  |  | MS |  |  | IF |  |  | IF |  |  | FW | 5 | 1971 |  |  | 5289 | 287.4 | 0 | 0 | 0 |  | BIT | [7 empty] | OF |  |  | 90% | 90% | 1363500 | D | N |  |  |  | SR |  |  | SR
14006 | Ohio Power Co | 3948 | Mitchell | WV | 2 | OP | N | N |  |  |  | ST | ST | FD | 0.05 | 1.2 |  | PB | DP | NP | DT | TH | YR | 1978 | 1977 | 2000 | MS |  |  | MS |  |  | MS |  |  | IF |  |  | IF |  |  | FW | 5 | 1971 |  |  | 5280 | 292.5 | 0 | 0 | 0 |  | BIT | [7 empty] | OF |  |  | 90% | 90% | 1388000 | D | N |  |  |  | SR |  |  | SR
19876 | Virginia Electric & Power Co | 3954 | Mt Storm | WV | 1 | OP | N | N |  |  |  | ST | ST | FD | 866.85 |  |  | PH | DH | NP | EH | DA | YR | 1973 | 1972 | 1997 | MS |  |  | MS |  |  | MS |  |  | IF |  |  | IF |  |  | CE | 9 | 1965 |  |  | 3785 | 215 | 0 | 0 | 0 |  | BIT | [7 empty] | TF |  |  | 90% | 90% | 953872 | D | N |  |  |  | OV | LN | SR | OV | LN | SR
19876 | Virginia Electric & Power Co | 3954 | Mt Storm | WV | 2 | OP | N | N |  |  |  | ST | ST | FD | 0.05 |  |  | PH | DH | NP | EH | DA | YR | 1973 | 1972 | 1998 | MS |  |  | MS |  |  | MS |  |  | IF |  |  | IF |  |  | CE | 7 | 1966 |  |  | 3785 | 215 | 0 | 0 | 0 |  | BIT | [7 empty] | TF |  |  | 90% | 90% | 953872 | D | N |  |  |  | OV | LN | SR | OV | LN | SR
19876 | Virginia Electric & Power Co | 3954 | Mt Storm | WV | 3 | OP | N | N |  |  |  | ST | ST | FD | 0.05 |  |  | PH | DH | NP | EH | DA | YR | 1973 | 1973 | 1997 | MS |  |  | MS |  |  | MS |  |  | IF |  |  | IF |  |  | CE | 12 | 1973 |  |  | 3826 | 214 | 0 | 0 | 0 |  | BIT | [7 empty] | TF |  |  | 90% | 90% | 1278000 | D | N |  |  |  | OV | LN | SR | OV | LN | SR
13781 | Northern States Power Co - Minnesota | 3982 | Bay Front | WI | 1 | OP | N
13781 | Northern States Power Co - Minnesota | 3982 | Bay Front | WI | 2 | OP | N
13781 | Northern States Power Co - Minnesota | 3982 | Bay Front | WI | 5 | OP | N
11479 | Madison Gas & Electric Co | 3992 | Blount Street | WI | 1 | RE | N | N |  |  |  | ST | ST | St | 1.59 | 0.18 | 5100 | PH | SU | OT | OH | NV | YR | 2000 | 2000 | 2000 | MS |  |  | MS |  |  | MS |  |  | OT |  |  | OT |  |  | BW | 6 | 1968 | 1 | 2012 | 80 | 0 | 18.8 | 112 | 0 |  | NG | DFO | [6 empty] | FF |  |  | 80% | 80% | 20000 |  | N |  |  |  | OT |  |  | OT
11479 | Madison Gas & Electric Co | 3992 | Blount Street | WI | 11 | RE | N | N |  |  |  | ST | ST | NA | 2.48 |  |  | PH | SU |  | OH | NV |  | 2000 | 2000 |  | MS |  |  | MS | [5 empty] | NC | OT |  | NC | OT |  | BW | 12 | 1964 | 3 | 2008 | 100 | 0 | 30.2 | 173 | 0 |  | NG | DFO | [6 empty] | FF |  |  | 70% | 70% | 30500 |  | N |  |  | NA
11479 | Madison Gas & Electric Co | 3992 | Blount Street | WI | 2 | RE | N |  |  |  |  | ST | ST | St | 1.59 | 0.18 | 5100 | PH | SU | OT | OH | NV | YR | 2000 | 2000 | 2000 | MS |  |  | MS |  |  | MS |  |  | OT |  |  | OT |  |  | BW | 6 | 1968 | 1 | 2012 | 80 | 0 | 18.8 | 112 | 0 |  | NG | DFO | [6 empty] | FF |  |  | 80% | 80% | 20000 |  | N |  |  |  | OT |  |  | OT
11479 | Madison Gas & Electric Co | 3992 | Blount Street | WI | 3 | RE | N | N |  |  |  | ST | ST | St | 4.26 |  |  | PH | SU | OT | OH | NV | YR | 2000 | 2000 | 2000 | MS |  |  | MS |  |  | MS |  |  | NC | OT |  | NC | OT |  | BW | 8 | 1968 | 1 | 2012 | 200 | 0 | 49.5 | 300.6 | 0 |  | NG | DFO | [6 empty] | FF |  |  | 80% | 80% | 50000 |  | N |  |  |  | OT |  |  | OT
11479 | Madison Gas & Electric Co | 3992 | Blount Street | WI | 5 | RE | N | N |  |  |  | ST | NA | NA | 1.34 |  |  | PH |  |  | OH |  |  | 2000 |  |  | MS | [8 empty] | OT |  |  | OT |  |  | BW | 12 | 1938 | 1 | 2012 | 250 | 0 | 0 | 331.2 | 0 |  | NG | [7 empty] | VF |  |  | 90% | 90% | 60800 |  | N |  | NA
11479 | Madison Gas & Electric Co | 3992 | Blount Street | WI | 6 | RE | N | N |  |  |  | ST | NA | NA | 1.37 |  |  | PH |  |  | OH |  |  | 2000 |  |  | MS | [8 empty] | OT |  |  | OT |  |  | FW | 5 | 1943 | 1 | 2012 | 250 | 0 | 0 | 273 | 0 |  | NG | [7 empty] | FF |  |  | 90% | 90% | 57130 |  | N |  | NA
11479 | Madison Gas & Electric Co | 3992 | Blount Street | WI | 7 | RE | N | N |  |  |  | ST | ST | FD | 0.6 |  |  | PB | DP | NP | OH | DA | YR | 1975 | 1981 | 2000 | MS |  |  | MS |  |  | MS |  |  | OT | NC |  | OT | NC |  | BW | 12 | 1949 | 1 | 2012 | 230 | 14.7 | 0 | 326 | 0 |  | BIT | NG | [6 empty] | FF |  |  | 90% | 90% | 57300 | D | N |  |  |  | OT |  |  | OT
11479 | Madison Gas & Electric Co | 3992 | Blount Street | WI | 8 | OP | N | N |  |  |  | ST | ST | FD | 0.6 | 4.25 | 0.46 | PB | DP | NP | OH | DA | YR | 1973 | 1981 | 1997 | MS |  |  | MS |  |  | MS |  |  | OT | NC |  | NC | OT |  | BW | 6 | 1957 |  |  | 425 | 21.7 | 0 | 561 | 7 |  | NG | OBS | [6 empty] | FF |  |  | 80% | 80% | 85800 | D | N |  |  |  | OT |  |  | OT
11479 | Madison Gas & Electric Co | 3992 | Blount Street | WI | 9 | OP | N | N |  |  |  | ST | ST | FD | 0.6 | 4.25 | 0.46 | PB | DP | NP | OH | DA | YR | 1973 | 1981 | 1997 | MS |  |  | MS |  |  | MS |  |  | OT | NC |  | NC | OT |  | BW | 7 | 1961 |  |  | 425 | 21.7 | 0 | 561 | 7 |  | NG | OBS | [6 empty] | FF |  |  | 80% | 80% | 85800 | D | N |  |  |  | OT |  |  | OT
13781 | Northern States Power Co - Minnesota | 4005 | French Island | WI | 1 | OP | N
13781 | Northern States Power Co - Minnesota | 4005 | French Island | WI | 2 | OP | N
20847 | Wisconsin Electric Power Co | 4040 | Port Washington Generating Station | WI | BO11 | OP | Db | N |  |  |  | ST | ST | ST | 33 | 1.48 | 3 | PH | DH | NM | OH | OH | MO | 2008 | 2008 | 2008 | MS |  |  | MS |  |  | MS |  |  | NC | [5 empty] | AL | 6 | 2008 |  |  | 624 | 0 | 0 | 369.5 | 0 | 1127 | NG | [7 empty] | DB |  |  | 80% | 90% | 800000 |  | N |  |  |  | NA
20847 | Wisconsin Electric Power Co | 4040 | Port Washington Generating Station | WI | BO12 | OP | Db | N |  |  |  | ST | ST | ST | 33 | 1.48 | 3 | PH | DH | NM | OH | OH | MO | 2008 | 2008 | 2008 | MS |  |  | MS |  |  | MS |  |  | NC | [5 empty] | AL | 6 | 2008 |  |  | 624 | 0 | 0 | 369.5 | 0 | 1127 | NG | [7 empty] | DB |  |  | 80% | 90% | 800000 |  | N |  |  |  | NA
20847 | Wisconsin Electric Power Co | 4040 | Port Washington Generating Station | WI | BO21 | OP | Db | N |  |  |  | ST | ST | ST | 33 | 1.48 | 3 | PH | DH | NM | OH | OH | MO | 2005 | 2005 | 2005 | MS |  |  | MS |  |  | MS |  |  | NC | [5 empty] | AL | 7 | 2005 |  |  | 624 | 0 | 0 | 369.5 | 0 | 1127 | NG | [7 empty] | DB |  |  | 80% | 90% | 800000 |  | N |  |  |  | NA
20847 | Wisconsin Electric Power Co | 4040 | Port Washington Generating Station | WI | BO22 | OP | Db | N |  |  |  | ST | ST | ST | 33 | 1.48 | 3 | PH | DH | NM | OH | OH | MO | 2005 | 2005 | 2005 | MS |  |  | MS |  |  | MS |  |  | NC | [5 empty] | AL | 7 | 2005 |  |  | 624 | 0 | 0 | 369.5 | 0 | 1127 | NG | [7 empty] | DB |  |  | 80% | 90% | 800000 |  | N |  |  |  | NA
20847 | Wisconsin Electric Power Co | 4041 | South Oak Creek | WI | 5 | OP | N | N |  |  |  | ST | ST | NA | 0.15 | 0.1 | 0.1 | PB | DP | NP | NV | MO | MO | 1972 | 2012 | 2012 | MS |  |  | MS | [5 empty] | NC |  |  | NC |  |  | FW | 12 | 1959 |  |  | 1780 | 91.8 | 0 | 0 | 0 |  | SUB | [7 empty] | FF |  |  | 90% | 90% | 458000 | D | N
20847 | Wisconsin Electric Power Co | 4041 | South Oak Creek | WI | 6 | OP | N | N |  |  |  | ST | ST | NA | 0.15 | 0.1 | 0.1 | PB | DP | NP | NV | MO | MO | 1972 | 2012 | 2012 | MS |  |  | MS | [5 empty] | NC |  |  | NC |  |  | FW | 11 | 1961 |  |  | 1780 | 91.8 | 0 | 0 | 0 |  | SUB | [7 empty] | FF |  |  | 90% | 90% | 458000 | D | N
20847 | Wisconsin Electric Power Co | 4041 | South Oak Creek | WI | 7 | OP | N | N |  |  |  | ST | ST | NA | 0.1 | 0.1 | 0.1 | PB | DP | NP | NV | MO | MO | 2002 | 2012 | 2012 | MS |  |  | MS | [5 empty] | NC |  |  | NC |  |  | CE | 3 | 1965 |  |  | 2000 | 105 | 0 | 0 | 0 |  | SUB | [7 empty] | TF |  |  | 90% | 90% | 529400 | D | N
20847 | Wisconsin Electric Power Co | 4041 | South Oak Creek | WI | 8 | OP | N | N |  |  |  | ST | ST | NA | 0.1 | 0.1 | 0.1 | PB | DP | NP | NV | MO | MO | 2002 | 2012 | 2012 | MS |  |  | MS | [5 empty] | NC |  |  | NC |  |  | CE | 10 | 1967 |  |  | 2000 | 105 | 0 | 0 | 0 |  | SUB | [7 empty] | TF |  |  | 90% | 90% | 529400 | D | N
20847 | Wisconsin Electric Power Co | 4042 | Valley | WI | 1 | OP | N | N |  |  |  | ST | ST | NA | 0.15 | 3.28 |  | PB | DP |  | NV | DA |  | 1972 | 1985 |  | MS |  |  | MS | [5 empty] | NC |  |  | NC |  |  | RS | 6 | 1968 |  |  | 640 | 32.9 | 0 | 0 | 0 |  | BIT | [7 empty] | FF |  |  | 90% | 90% | 164500 | D | N
20847 | Wisconsin Electric Power Co | 4042 | Valley | WI | 2 | OP | N | N |  |  |  | ST | ST | NA | 0.15 | 3.28 |  | PB | DP |  | NV | DA |  | 1972 | 1985 |  | MS |  |  | MS | [5 empty] | NC |  |  | NC |  |  | RS | 6 | 1968 |  |  | 640 | 32.9 | 0 | 0 | 0 |  | BIT | [7 empty] | FF |  |  | 90% | 90% | 164500 | D | N
20847 | Wisconsin Electric Power Co | 4042 | Valley | WI | 3 | OP | N | N |  |  |  | ST | ST | NA | 0.15 | 3.28 |  | PB | DP |  | NV | DA |  | 1972 | 1985 |  | MS |  |  | MS | [5 empty] | NC |  |  | NC |  |  | RS | 3 | 1969 |  |  | 640 | 32.9 | 0 | 0 | 0 |  | BIT | [7 empty] | FF |  |  | 90% | 90% | 164500 | D | N
20847 | Wisconsin Electric Power Co | 4042 | Valley | WI | 4 | OP | N | N |  |  |  | ST | ST | NA | 0.15 | 3.28 |  | PB | DP |  | NV | DA |  | 1972 | 1985 |  | MS |  |  | MS | [5 empty] | NC |  |  | NC |  |  | RS | 3 | 1969 |  |  | 640 | 32.9 | 0 | 0 | 0 |  | BIT | [7 empty] | FF |  |  | 90% | 90% | 164500 | D | N
55906 | NextEra Energy Point Beach LLC | 4046 | Point Beach Nuclear Plant | WI | NSS1 | OP
55906 | NextEra Energy Point Beach LLC | 4046 | Point Beach Nuclear Plant | WI | NSS2 | OP
55906 | NextEra Energy Point Beach LLC | 4046 | Point Beach Nuclear Plant | WI | GT | OP
20856 | Wisconsin Power & Light Co | 4048 | Blackhawk | WI | 3 | RE | N
20856 | Wisconsin Power & Light Co | 4048 | Blackhawk | WI | 4 | RE | N
20856 | Wisconsin Power & Light Co | 4050 | Edgewater | WI | 3 | SB | N | Y | 4 | 1977 | EPA-5-77-A-3 | ST | ST | St | 0.13 | 4.07 | 0.2 | PB | DP | NP | PS | DA | MO | 1984 | 1988 | 2009 | MS |  |  | MS |  |  | MS |  |  | SS | SU | NC | ND |  |  | BW | 7 | 1951 | 12 | 2015 | 600 | 30 | 0 | 0 | 0 |  | SUB | [7 empty] | CY |  |  | 90% | 90% | 137000 | W | N |  |  |  | SN | OT | OV
20856 | Wisconsin Power & Light Co | 4050 | Edgewater | WI | 4 | OP | N | Y | 4 | 1977 | EPA-5-77-A-3 | ST | ST | St | 0.13 | 4.07 | 0.15 | PB | DP | NP | PS | DA | MO | 1984 | 1988 | 2009 | MS |  |  | MS |  |  | MS |  |  | SU | NC |  | ND |  |  | BW | 12 | 1969 | 12 | 2018 | 2155 | 133 | 0 | 0 | 0 |  | SUB | [7 empty] | CY |  |  | 90% | 90% | 571000 | W | N |  |  |  | OV | SN | OT
20856 | Wisconsin Power & Light Co | 4050 | Edgewater | WI | 5 | OP | Da | Y | 10 | 2008 | 07-SDD-254 | ST | FD | St | 0.1 | 1.2 | 0.15 | PB | DP | NP | PS | TH | MO | 1985 | 1985 | 2009 | MS |  |  | MS |  |  | MS |  |  | NC |  |  | IF |  |  | BW | 3 | 1985 |  |  | 2800 | 243.4 | 0 | 0 | 0 |  | SUB | [7 empty] | OF |  |  | 80% | 80% | 771000 | D | N |  |  |  | OV | LN |  | SR
20856 | Wisconsin Power & Light Co | 4054 | Nelson Dewey Coal Refining Facility | WI | 1 | OP | N | N |  |  |  | ST | ST | NA | 0.1 | 3.2 |  | PB | DP |  | PS | DA |  | 2009 | 1986 |  | MS |  |  | MS | [5 empty] | SS | NC |  | ND |  |  | BW | 12 | 1959 | 12 | 2015 | 700 | 44.8 | 42.9 | 0 |  |  | SUB | PC | [6 empty] | CY |  |  | 90% | 90% | 220000 | W | N
20856 | Wisconsin Power & Light Co | 4054 | Nelson Dewey Coal Refining Facility | WI | 2 | OP | N | N |  |  |  | ST | ST | NA | 0.1 | 3.2 |  | PB | DP |  | PS | DA |  | 2009 | 1986 |  | MS |  |  | MS | [5 empty] | SS | NC |  | ND |  |  | BW | 12 | 1962 | 12 | 2015 | 700 | 40.8 | 42.9 | 0 | 1 |  | SUB | PC | [6 empty] | CY |  |  | 90% | 90% | 220000 | W | N
20856 | Wisconsin Power & Light Co | 4057 | Rock River | WI | 1 | RE | N |  |  |  |  | ST | ST | NA
20856 | Wisconsin Power & Light Co | 4057 | Rock River | WI | 2 | RE | N |  |  |  |  | ST | ST | NA
20860 | Wisconsin Public Service Corp | 4072 | Pulliam | WI | 3 | RE | N | N |  |  |  | ST | ST | FD | 0.3 |  |  | PB | DP | NP | NV | DA | YR | 1974 | 1985 | 2000 | MS |  |  | MS |  |  | MS |  |  | SS | [5 empty] | BW | 1 | 1943 | 12 | 2007 | 312 | 15.7 | 0 | 0 | 0 |  | SUB | [7 empty] | RF |  |  | 90% | 90% | 112000 | D | N
20860 | Wisconsin Public Service Corp | 4072 | Pulliam | WI | 4 | RE | N | N |  |  |  | ST | ST | FD | 0.3 |  |  | PB | DP | NP | NV | DA | YR | 1974 | 1985 | 2000 | MS |  |  | MS |  |  | MS |  |  | SS | [5 empty] | BW | 8 | 1947 | 12 | 2007 | 312 | 15.7 | 0 | 0 | 0 |  | SUB | [7 empty] | RF |  |  | 90% | 90% | 112000 | D | N
20860 | Wisconsin Public Service Corp | 4072 | Pulliam | WI | 5 | OP | Da | N |  |  |  | ST | ST | St | 0.1 | 4.2 | 0.5 | PB | DP | NP | NS | TH | MO | 1974 | 1985 | 2000 | MS |  |  | MS |  |  | MS |  |  | SS | SU |  |  |  |  | BW | 9 | 1949 |  |  | 460 | 25.4 | 0 | 0 | 0 |  | SUB | [7 empty] | RF |  |  | 90% | 90% | 156000 | D | N |  |  |  | LN | AA
20860 | Wisconsin Public Service Corp | 4072 | Pulliam | WI | 6 | OP | Da | N |  |  |  | ST | ST | St | 0.1 | 4.2 | 0.5 | PB | DP | NP | NS | TH | MO | 1974 | 1985 | 2000 | MS |  |  | MS |  |  | MS |  |  | SS | SU |  |  |  |  | BW | 11 | 1951 |  |  | 600 | 33.3 | 0 | 0 | 0 |  | SUB | [7 empty] | RF |  |  | 90% | 90% | 204000 | D | N |  |  |  | LN | AA
20860 | Wisconsin Public Service Corp | 4072 | Pulliam | WI | 7 | OP | Da | N |  |  |  | ST | ST | St | 0.1 | 4.2 | 0.5 | PB | DP | NP | NS | TH | MO | 1974 | 1985 | 1995 | MS |  |  | MS |  |  | MS |  |  | SS | SU |  |  |  |  | BW | 11 | 1958 |  |  | 600 | 35.8 | 0 | 0 | 0 |  | SUB | [7 empty] | RF |  |  | 90% | 90% | 220000 | D | N |  |  |  | LN | AA
20860 | Wisconsin Public Service Corp | 4072 | Pulliam | WI | 8 | OP | N | Y | 10 | 2008 | 07-SDD-311 | ST | ST | FD | 0.1 |  |  | PB | DP | NP | NS | TH | YR | 1974 | 1985 | 1995 | MS |  |  | MS |  |  | MS |  |  | SS | [5 empty] | BW | 12 | 1964 |  |  | 950 | 57.5 | 0 | 0 | 0 |  | SUB | [7 empty] | RF |  |  | 90% | 90% | 353000 | D | N |  |  |  | LN | AA
20860 | Wisconsin Public Service Corp | 4078 | Weston | WI | 1 | OP | N | Y | 7 | 2008 | 07-SDD-301 | ST | ST | St | 0.1 | 753.5 | 1079.5 | PB | DH | NH | NV | TH | YR | 1982 | 2004 | 2004 | MS |  |  | MS |  |  | MS |  |  | SS |  |  | OT |  |  | BW | 12 | 1954 |  |  | 600 | 33 | 0 | 0 | 0 |  | SUB | [7 empty] | FF |  |  | 90% | 90% | 225000 | D | N |  |  |  | LN | AA
20860 | Wisconsin Public Service Corp | 4078 | Weston | WI | 2 | OP | N | Y | 7 | 2008 | 07-SDD-301 | ST | ST | St | 0.1 | 890 | 1258 | PB | DH | NH | NV | TH | YR | 1982 | 2004 | 2004 | MS |  |  | MS |  |  | MS |  |  | SS |  |  | OT |  |  | CE | 9 | 1960 |  |  | 600 | 36 | 0 | 0 | 0 |  | SUB | [7 empty] | FF |  |  | 90% | 90% | 230000 | D | N |  |  |  | LN | AA
20860 | Wisconsin Public Service Corp | 4078 | Weston | WI | 3 | OP | D | Y | 6 | 2007 | 06-SDD-102 | ST | ST | ST | 0.1 | 1.2 | 0.7 | PB | DP | NP | NV | TH | TH | 1982 | 1982 | 1982 | MS |  |  | MS |  |  | MS |  |  | SS | [5 empty] | CE | 12 | 1981 |  |  | 2350 | 199.3 | 0 | 0 | 0 |  | SUB | [7 empty] | TF |  |  | 90% | 90% | 654000 | D | N |  |  |  | AA
20860 | Wisconsin Public Service Corp | 4078 | Weston | WI | 4 | OP | Db | Y | 10 | 2004 | 03-RV-248 | ST | ST | St | 0.02 | 0.1 | 0.06 | PB | DP | NP | TH | MO | MO | 2008 | 2008 | 2008 | MS |  |  | MS |  |  | MS |  |  | IF | [5 empty] | BW | 7 | 2008 |  |  | 3641 | 273 |  |  |  |  | SUB | [7 empty] | OF |  |  | 90% | 90% | 930000 | D | Y |  |  |  | OV | LN | SR
11571 | Manitowoc Public Utilities | 4125 | Manitowoc | WI | 5 | RE | N | N |  |  |  | ST | ST | St | 0.8 |  |  | PH | DH | NH | OH | OH | OH | 2006 | 2006 | 2006 | MS |  |  | MS |  |  | MS |  |  | NC |  |  | NC |  |  | WI | 6 | 1950 | 11 | 2010 | 70 | 0 | 0 | 100 | 0 |  | NG | [7 empty] | SF |  |  | 80% | 70% | 18000 |  | N |  |  |  | NA |  |  | NA
11571 | Manitowoc Public Utilities | 4125 | Manitowoc | WI | 6 | RE | N | N |  |  |  | ST | ST | NA | 0.6 |  |  | PB | DP |  | OH | NV |  | 1972 | 1985 |  | MS |  |  | MS | [5 empty] | NC |  |  | NC |  |  | WI | 6 | 1957 | 11 | 2010 | 175 | 10 | 0 | 0 | 0 |  | BIT | [7 empty] | SS |  |  | 90% | 90% | 60000 | D | N
11571 | Manitowoc Public Utilities | 4125 | Manitowoc | WI | 7 | RE | N | N |  |  |  | ST | ST | NA | 0.6 |  |  | PB | DP |  | OH | NV |  | 1972 | 1985 |  | MS |  |  | MS | [5 empty] | NC |  |  | NC |  |  | WI | 6 | 1964 | 11 | 2010 | 175 | 10 | 0 | 0 | 0 |  | BIT | [7 empty] | SS |  |  | 90% | 90% | 60000 | D | N
11571 | Manitowoc Public Utilities | 4125 | Manitowoc | WI | 8 | OP | Da | Y | 12 | 2004 | 436035930-P10 | ST | ST | St | 0.03 |  |  | PB | DP | NP | OH | MO | MO | 1990 | 1990 | 1990 | MS |  |  | MS |  |  | MS |  |  | CF |  |  | CF |  |  | FW | 6 | 1990 |  |  | 200 | 10.8 | 0 | 0 | 11 |  | BIT | PC | [6 empty] | FB |  |  | 90% | 90% | 76000 | D | N |  |  |  | CF |  |  | CF
11571 | Manitowoc Public Utilities | 4125 | Manitowoc | WI | 9 | OP | Da | Y | 12 | 2003 | 02-rv-147 | ST | ST | St | 0.03 |  |  | PB | DP | NP | OH | MO | MO | 2005 | 2005 | 2005 | MS |  |  | MS |  |  | MS |  |  | CF |  |  | CF |  |  | KP | 4 | 2007 |  |  | 475 | 24.5 | 0 | 0 | 23 |  | PC | BIT | [6 empty] | FB |  |  | 90% | 90% | 120000 | D | N |  |  |  | CF |  |  | CF
12298 | City of Menasha - (WI) | 4127 | Menasha | WI | B23 | op | N
12298 | City of Menasha - (WI) | 4127 | Menasha | WI | B24 | OP | N
4716 | Dairyland Power Coop | 4140 | Alma | WI | B1 | RE | N | N |  |  |  | ST | ST | NA | 0.6 |  |  | OT | OT |  | NV | DA |  | 1974 | 1988 |  | MS |  |  | MS | [5 empty] | NC |  |  | NC |  |  | BW | 4 | 1947 | 3 | 2012 | 192 | 10 | 0 | 0 | 0 |  | BIT | SUB | [6 empty] | FF |  |  | 90% | 90% | 45000 | D | N
4716 | Dairyland Power Coop | 4140 | Alma | WI | B2 | RE | N | N |  |  |  | ST | ST | NA | 0.6 |  |  | OT | OT |  | NV | DA |  | 1974 | 1988 |  | MS |  |  | MS | [5 empty] | NC |  |  | NC |  |  | BW | 4 | 1947 | 3 | 2012 | 192 | 10 | 0 | 0 | 0 |  | BIT | SUB | [6 empty] | FF |  |  | 90% | 90% | 45000 | D | N
4716 | Dairyland Power Coop | 4140 | Alma | WI | B3 | RE | N | N |  |  |  | ST | ST | NA | 0.6 |  |  | OT | OT |  | NV | DA |  | 1974 | 1988 |  | MS |  |  | MS | [5 empty] | NC |  |  | NC |  |  | RS | 11 | 1951 | 3 | 2012 | 230 | 12 | 0 | 0 | 0 |  | BIT | SUB | [6 empty] | FF |  |  | 90% | 90% | 50000 | D | N
4716 | Dairyland Power Coop | 4140 | Alma | WI | B4 | OP | N | Y | 9 | 2009 | 606034110-P21 | ST | ST | FD | 0.1 | 3.2 | 0.035 | OT | OT | OT | PS | YR | MO | 1974 | 1988 | 2012 | MS |  |  | MS |  |  | MS |  |  | NC |  |  | NC |  |  | RS | 9 | 1957 |  |  | 390 | 25 | 0 | 0 | 0 |  | BIT | SUB | [6 empty] | FF |  |  | 90% | 90% | 90000 | D | N |  |  |  | LN | OV | SN | NC
4716 | Dairyland Power Coop | 4140 | Alma | WI | B5 | OP | N | Y | 9 | 2009 | 606034110-P21 | ST | ST | FD | 0.1 | 3.2 | 0.35 | OT | OT | OT | PS | YR | MO | 1974 | 1988 | 2012 | MS |  |  | MS |  |  | MS |  |  | NC |  |  | NC |  |  | RS | 3 | 1960 |  |  | 580 | 40 | 0 | 0 | 0 |  | BIT | SUB | [6 empty] | FF |  |  | 90% | 90% | 125000 | D | N |  |  |  | LN | OV | SN | NC
4716 | Dairyland Power Coop | 4143 | Genoa | WI | 1 | OP | N | Y | 1 | 2009 | 663020930-P20 | ST | ST | FD | 0.015 | 0.1 | 0.2 | OT | OT | OT | PS | MO | MO | 2009 | 2012 | 2012 | MS |  |  | MS |  |  | MS |  |  | IF | SS |  | NC |  |  | CE | 7 | 1969 |  |  | 2354 | 140 | 0 | 0 | 0 |  | SUB | BIT | [6 empty] | TF |  |  | 90% | 90% | 650000 | D | N |  |  |  | LN | OV |  | SN
56293 | DTE Stoneman LLC | 4146 | E J Stoneman Station | WI | B1 | OP
56293 | DTE Stoneman LLC | 4146 | E J Stoneman Station | WI | B2 | OP
19545 | Black Hills Power Inc | 4150 | Neil Simpson | WY | 5 | OP | N | [37 empty] | 3 | 2014
19545 | Black Hills Power Inc | 4151 | Osage | WY | 1 | SB | N | [37 empty] | 3 | 2014
19545 | Black Hills Power Inc | 4151 | Osage | WY | 2 | SB | N | [37 empty] | 3 | 2014
19545 | Black Hills Power Inc | 4151 | Osage | WY | 3 | SB | N | [37 empty] | 3 | 2014
14354 | PacifiCorp | 4158 | Dave Johnston | WY | BW41 | OP | N | N |  |  |  | ST | ST | ST | 0.27 |  |  | PB | DP | NP | WO | WO | YR | 1976 | 1975 | 1988 | MS |  |  | MS |  |  | MS |  |  | CF |  |  | IF |  |  | BW | 2 | 1959 |  |  | 750 | 77.5 | 0 | 0 | 0 |  | SUB | [7 empty] | FF |  |  | 80% | 80% | 339700 | D | N |  |  |  | NC |  |  | LN
14354 | PacifiCorp | 4158 | Dave Johnston | WY | BW42 | OP | N | N |  |  |  | ST | ST | ST | 0.27 |  |  | PB | DP | NP | WO | WO | YR | 1976 | 1975 | 1988 | MS |  |  | MS |  |  | MS |  |  | NC |  |  | NC |  |  | BW | 1 | 1961 |  |  | 750 | 77.5 | 0 | 0 | 0 |  | SUB | [7 empty] | FF |  |  | 80% | 80% | 339700 | D | N |  |  |  | NC |  |  | LN | SR
14354 | PacifiCorp | 4158 | Dave Johnston | WY | BW43 | OP | N | N |  |  |  | ST | ST | ST | 0.23 |  |  | PB | DP | NP | WO | WO | YR | 1976 | 1975 | 1988 | MS |  |  | MS |  |  | MS |  |  | NC |  |  | NC |  |  | BW | 12 | 1964 |  |  | 1600 | 163 | 0 | 0 | 0 |  | SUB | [7 empty] | OF |  |  | 80% | 80% | 693800 | D | N |  |  |  | NC |  |  | LN | SR
14354 | PacifiCorp | 4158 | Dave Johnston | WY | BW44 | OP | N | N |  |  |  | ST | ST | ST | 0.22 |  |  | PB | DP | NP | WO | WO | YR | 1972 | 1975 | 1988 | MS |  |  | MS |  |  | MS |  |  | NC |  |  | NC |  |  | CE | 7 | 1972 |  |  | 2450 | 255.8 | 0 | 0 | 0 |  | SUB | [7 empty] | TF | CF |  | 80% | 80% | 1154000 | D | N |  |  |  | NC |  |  | LN | SR
14354 | PacifiCorp | 4162 | Naughton | WY | 1 | OP | N | N |  |  |  | ST | ST | FD | 0.25 |  |  | PB | DP | NP | PS | WO | YR | 1974 | 1975 | 1988 | MS |  |  | MS |  |  | MS |  |  | NC |  |  | IF |  |  | CE | 5 | 1963 |  |  | 1200 | 85.5 | 0 | 0 | 0 |  | SUB | [7 empty] | TF |  |  | 90% | 90% | 383000 | D | N |  |  |  | NC |  |  | LN | SR
14354 | PacifiCorp | 4162 | Naughton | WY | 2 | OP | N | N |  |  |  | ST | ST | FD | 0.24 |  |  | PB | DP | NP | PS | WO | YR | 1976 | 1975 | 1988 | MS |  |  | MS |  |  | MS |  |  | NC |  |  | IF |  |  | CE | 10 | 1968 |  |  | 1600 | 125 | 0 | 0 | 0 |  | SUB | [7 empty] | TF |  |  | 90% | 90% | 459000 | D | N |  |  |  | NC |  |  | LN | SR
14354 | PacifiCorp | 4162 | Naughton | WY | 3 | OP | N | N |  |  |  | ST | ST | FD | 0.22 |  |  | PB | DP | NP | PS | WO | YR | 1971 | 1981 | 1988 | MS |  |  | MS |  |  | MS |  |  | NC |  |  | NC |  |  | CE | 10 | 1971 |  |  | 2520 | 180 | 0 | 0 | 0 |  | SUB | [7 empty] | TF |  |  | 90% | 90% | 729000 | D | N |  |  |  | LN |  |  | SR
7634 | City of Greenville - (TX) | 4195 | Powerlane Plant | TX | 1 | OP | N
7634 | City of Greenville - (TX) | 4195 | Powerlane Plant | TX | 2 | OP | N
7634 | City of Greenville - (TX) | 4195 | Powerlane Plant | TX | 3 | OP | N
12807 | Michigan South Central Pwr Agy | 4259 | Endicott Station | MI | 1 | OP | N
6958 | City of Garland - (TX) | 4266 | Spencer | TX | 1 | RE | N |  |  |  |  | NA | NA | NA | [27 empty] | CE | 6 | 1955 | 1 | 2006 | 125 | 0 | 27 | 224 | 0 |  | NG | [7 empty] | TF |  |  | 80% | 80% | 25000 |  | N
6958 | City of Garland - (TX) | 4266 | Spencer | TX | 2 | RE | N |  |  |  |  | NA | NA | NA | [27 empty] | CE | 6 | 1955 | 1 | 2006 | 125 | 0 | 27 | 224 | 0 |  | NG | [7 empty] | TF |  |  | 80% | 80% | 25000 |  | N
6958 | City of Garland - (TX) | 4266 | Spencer | TX | 3 | RE | N |  |  |  |  | NA | NA | NA | [27 empty] | CE | 6 | 1963 | 5 | 2005 | 280 | 0 | 48 | 369 | 0 |  | NG | [7 empty] | TF |  |  | 80% | 80% | 51666 |  | N
6958 | City of Garland - (TX) | 4266 | Spencer | TX | 4 | OP | N | N |  |  |  | FD | FD | FD | 15 | 0.006 | 0.06 | OP | DP | NP | YR | YR | DA | 2000 | 2000 | 2000 | MS |  |  | MS |  |  | MS |  |  | SS |  |  | NC |  |  | CE | 6 | 1966 |  |  | 590 | 0 | 62 | 680 | 0 |  | NG | [7 empty] | FF |  |  | 80% | 90% | 113330 |  | N |  |  |  | FR | LN |  | NC
6958 | City of Garland - (TX) | 4266 | Spencer | TX | 5 | OP | N | N |  |  |  | FD | FD | FD | 15 | 0.006 | 0.06 | OP | DP | NP | YR | YR | DA | 2000 | 2000 | 2000 | MS |  |  | MS |  |  | MS |  |  | SS |  |  | NC |  |  | CE | 6 | 1973 |  |  | 579 | 0 | 128.5 | 716 | 0 |  | NG | [7 empty] | FF |  |  | 80% | 80% | 114000 |  | N |  |  |  | FR | LN |  | NC
11241 | Entergy Louisiana Inc | 4270 | Waterford 3 | LA | NSS3 | OP
4716 | Dairyland Power Coop | 4271 | John P Madgett | WI | B1 | OP | D | Y | 9 | 2009 | 606034110-P21 | FD | FD | FD | 0.1 | 1.2 | 0.3 | OT | OT | OT | NV | DA | MO | 1979 | 1979 | 2012 | MS |  |  | MS |  |  | MS |  |  | NC |  |  | ND |  |  | RS | 11 | 1979 |  |  | 2700 | 225 | 0 | 0 | 0 |  | SUB | [7 empty] | OF |  |  | 90% | 90% | 1070000 | D | N |  |  |  | LN |  |  | SR
11269 | Lower Colorado River Authority | 4937 | Thomas C Ferguson | TX | 1 | OP | D | N |  |  |  | ST | ST | St | 0 |  |  | OP | DH | NH | SM | NS | YR | 1998 | 1998 | 1998 | MS |  |  | MS |  |  | MS |  |  | NC |  |  | NC |  |  | CE | 5 | 1974 | 1 | 2015 | 3054 | 0 | 601 | 2900 | 0 |  | NG | [7 empty] | TF |  |  | 90% | 90% | 1116667 |  | N | NA |  |  | NC |  |  | NC
11269 | Lower Colorado River Authority | 4937 | Thomas C Ferguson | TX | CT-1 | PL | Db | Y | 9 | 2011 | 93938 | ST | ST | St | 73.1 | 10.87 | 1880 | OT | OT |  | YR | YR | YR | 2014 | 2014 | 2014 | [9 empty] | ND |  |  | WA |  |  | NT | 7 | 2014 |  |  | 423 | [5 empty] | NG | [7 empty] | OT |  |  |  |  | 749342 |  |  | NA | NA |  | SR |  |  | SR
11269 | Lower Colorado River Authority | 4937 | Thomas C Ferguson | TX | CT-2 | PL | Db | Y | 9 | 2011 | 93938 | ST | ST | St | 73.1 | 10.87 | 1880 | OT | OT |  | YR | YR | YR | 2014 | 2014 | 2014 | [9 empty] | ND |  |  | WA |  |  | NT | 7 | 2014 |  |  | 423 | [5 empty] | NG | [7 empty] | OT |  |  |  |  | 749342 |  |  | NA | NA |  | SR |  |  | SR
49979 | Topaz Power Group LLC | 4939 | Barney M Davis | TX | 1 | OP | N | Y | 11 | 2002 | 45587 | ST | ST | St | 15 |  |  | OP | DM | NP | SM | TH | YR | 1989 | 1992 | 2003 | MS |  |  | MS |  |  | MS |  |  | NC |  |  | NC |  |  | CE | 5 | 1974 |  |  | 2381 |  | 483 | 3210 | 0 |  | NG | [7 empty] | TF |  |  | 90% | 90% | 563072 |  | N |  |  |  | NC |  |  | NC
49979 | Topaz Power Group LLC | 4939 | Barney M Davis | TX | 2 | RE | D | Y | 6 | 2004 | 1177 | ST | ST | ST | 17 |  |  | PH | DH | NH | OH | OH | OH | 1993 | 1993 | 1993 | MS |  |  | MS |  |  | MS |  |  | NC |  |  | NC |  |  | CE | 7 | 1976 | 10 | 2008 | 2380 |  | 505 | 3210 | 0 |  | NG | [7 empty] | TF |  |  | 90% | 90% | 561736 |  | N |  |  |  | NC |  |  | NC
49979 | Topaz Power Group LLC | 4939 | Barney M Davis | TX | 3 | OP | Db | Y | 7 | 2008 | 81593, PSD-TX-1093 | ST | ST | St | 36.8 |  |  | PH | DH | NH | YR | YR | YR | 2009 | 2009 | 2009 | MS |  |  | MS |  |  | MS |  |  | SS |  |  | SS |  |  | NT | 3 | 2010 |  |  | 1022 |  |  | 655.6 |  | 971 | NG | [7 empty] | DB |  |  | 100% | 90% | 843426 |  | N |  |  |  | SR |  |  | SR
49979 | Topaz Power Group LLC | 4939 | Barney M Davis | TX | 4 | OP | Db | Y | 7 | 2008 | 81593, PSD-TX-1093 | ST | ST | St | 36.8 |  |  | PH | DH | NH | YR | YR | YR | 2009 | 2009 | 2009 | MS |  |  | MS |  |  | MS |  |  | SS |  |  | SS |  |  | NT | 3 | 2010 |  |  | 1022 |  |  | 655.6 |  | 971 | NG | [7 empty] | DB |  |  | 100% | 90% | 843426 |  | N |  |  |  | SR |  |  | SR
15474 | Public Service Co of Oklahoma | 4940 | Riverside | OK | 1501 | OP | N | N |  |  |  | ST | ST | NA | 20 |  |  | OP | SU |  | SM | NS |  | 1974 | 1974 |  | MS |  |  | MS | [5 empty] | NC |  |  | NC |  |  | BW | 4 | 1974 |  |  | 3250 | 0 | 332 | 4530 | 0 |  | NG | [7 empty] | OF |  |  | 90% | 90% | 754316 |  | N
15474 | Public Service Co of Oklahoma | 4940 | Riverside | OK | 1502 | OP | N | N |  |  |  | ST | ST | NA | 20 |  |  | OP | SU |  | SM | NS |  | 1976 | 1976 |  | MS |  |  | MS | [5 empty] | NC |  |  | NC |  |  | BW | 5 | 1976 |  |  | 3250 | 0 | 332 | 4530 | 0 |  | NG | [7 empty] | OF |  |  | 90% | 90% | 754316 |  | N
16572 | Salt River Project | 4941 | Navajo | AZ | 1 | OP | N | N |  |  | 462236 | FD | FD | FD | 0.06 |  |  | PB | DP | NP | OT | OT | YR | 1974 | 2000 | 2011 | MS |  |  | MS |  |  | MS |  |  | IF | OT |  | IF | OT |  | CE | 5 | 1974 |  |  | 5410 | 326 | 0 | 0 | 0 |  | BIT | [7 empty] | TF |  |  | 90% | 90% | 1317000 | D | N |  |  |  | OV |  |  | OV | LN
16572 | Salt River Project | 4941 | Navajo | AZ | 2 | OP | N | N |  |  | 462236 | FD | FD | FD | 0.06 | 0.1 | 0.24 | PB | DP | NP | OT | OT | OT | 1975 | 1999 | 2010 | MS |  |  | MS |  |  | MS |  |  | IF | OT |  | IF | OT |  | CE | 4 | 1975 |  |  | 5410 | 326 | 0 | 0 | 0 |  | BIT | [7 empty] | TF |  |  | 90% | 90% | 1317000 | D | N |  |  |  | OV | LN |  | OV | LN
16572 | Salt River Project | 4941 | Navajo | AZ | 3 | OP | N | N |  |  |  | FD | FD | FD | 0.06 | 0.1 | 0.24 | PB | DP | NP | OT | OT | OT | 1976 | 1998 | 2009 | MS |  |  | MS |  |  | MS |  |  | IF | OT |  | IF | OT |  | CE | 4 | 1976 |  |  | 5410 | 326 | 0 | 0 | 0 |  | BIT | [7 empty] | TF |  |  | 90% | 90% | 1317000 | D | N |  |  |  | OV | LN |  | OV | LN
9324 | Indiana Michigan Power Co | 6000 | Donald C Cook | MI | NSS1 | OP
9324 | Indiana Michigan Power Co | 6000 | Donald C Cook | MI | NSS2 | OP
195 | Alabama Power Co | 6001 | Joseph M Farley | AL | NSS1 | OP
195 | Alabama Power Co | 6001 | Joseph M Farley | AL | NSS2 | OP
195 | Alabama Power Co | 6002 | James H Miller Jr | AL | 1 | OP | D | N |  |  |  | LO | LO | LO | 0.1 |  |  | PB | DP | NP | PS | TH | OT | 1978 | 1978 | 2000 | MS |  |  | MS |  |  | MS |  |  | SS |  |  | IF |  |  | BW | 10 | 1978 | 12 | 2038 | 4672 | 318 | 0 | 0 | 0 |  | SUB | [7 empty] | OF |  |  | 90% | 90% | 1402670 | D | N |  |  |  | LN | SR |  | LN | SR
195 | Alabama Power Co | 6002 | James H Miller Jr | AL | 2 | OP | D | N |  |  |  | LO | LO | LO | 0.1 |  |  | PB | DP | NP | PS | TH | OT | 1985 | 1985 | 2000 | MS |  |  | MS |  |  | MS |  |  | SS |  |  | IF |  |  | BW | 5 | 1985 | 12 | 2045 | 4711 | 318 | 0 | 0 | 0 |  | SUB | [7 empty] | OF |  |  | 90% | 90% | 1402670 | D | N |  |  |  | LN | SR |  | LN | SR
195 | Alabama Power Co | 6002 | James H Miller Jr | AL | 3 | OP | D | N |  |  |  | LO | LO | LO | 0.03 |  |  | PB | DP | NP | PS | TH | MO | 2007 | 1989 | 2008 | MS |  |  | MS |  |  | MS |  |  | SS |  |  | IF |  |  | BW | 5 | 1989 | 12 | 2049 | 4672 | 318 | 0 | 0 | 0 |  | SUB | [7 empty] | OF |  |  | 90% | 90% | 1402670 | D | N |  |  |  | LN | SR |  | LN | SR
195 | Alabama Power Co | 6002 | James H Miller Jr | AL | 4 | OP | D | N |  |  |  | LO | LO | LO | 0.03 |  |  | PB | DP | NP | PS | TH | MO | 2007 | 1991 | 2008 | MS |  |  | MS |  |  | MS |  |  | SS |  |  | IF |  |  | BW | 3 | 1991 | 12 | 2051 | 4672 | 318 | 0 | 0 | 0 |  | SUB | [7 empty] | OF |  |  | 90% | 90% | 1402670 | D | N |  |  |  | LN | SR |  | LN | SR
23279 | Allegheny Energy Supply Co LLC | 6004 | FirstEnergy Pleasants Power Station | WV | 1 | OP | D | N |  |  |  | ST | FD | FD | 0.05 |  |  | PB | DP | NP | PS | TH | TH | 1979 | 1979 | 1996 | MS |  |  | MS |  |  | MS |  |  | IF |  |  | NC |  |  | FW | 3 | 1979 |  |  | 5035 | 271.5 | 0 | 0 | 0 |  | BIT | [7 empty] | OF |  |  | 90% | 90% | 1158478 | D | N |  |  |  | LN | SR |  | NC
23279 | Allegheny Energy Supply Co LLC | 6004 | FirstEnergy Pleasants Power Station | WV | 2 | OP | D | N |  |  |  | ST | FD | FD | 0.05 |  |  | PB | DP | NP | PS | TH | TH | 1980 | 1980 | 1996 | MS |  |  | MS |  |  | MS |  |  | IF |  |  | NC |  |  | FW | 12 | 1980 |  |  | 5035 | 271.5 | 0 | 0 | 0 |  | BIT | [7 empty] | OF |  |  | 90% | 90% | 1158478 | D | N |  |  |  | LN | SR | OV | NC
803 | Arizona Public Service Co | 6008 | Palo Verde | AZ | NSS1 | OP
803 | Arizona Public Service Co | 6008 | Palo Verde | AZ | NSS2 | OP
803 | Arizona Public Service Co | 6008 | Palo Verde | AZ | NSS3 | OP
814 | Entergy Arkansas Inc | 6009 | White Bluff | AR | 1 | OP | D | N |  |  |  | FD | FD | FD | 0.1 | 1.2 | 0.45 | PB | DP | NP | OH | TH | OT | 1980 | 1980 | 1980 | MS |  |  | MS |  |  | MS |  |  | NC |  |  | NC |  |  | CE | 8 | 1980 |  |  | 6023 | 445 | 0 | 0 | 0 |  | SUB | [7 empty] | TF |  |  | 90% | 90% | 2872984 | D | N |  |  |  | NC |  |  | NC
814 | Entergy Arkansas Inc | 6009 | White Bluff | AR | 2 | OP | D | N |  |  |  | FD | FD | FD | 0.1 | 1.2 | 0.45 | PB | DP | NP | OH | TH | OT | 1981 | 1981 | 1981 | MS |  |  | MS |  |  | MS |  |  | NC |  |  | NC |  |  | CE | 7 | 1981 |  |  | 6023 | 445 | 0 | 0 | 0 |  | SUB | [7 empty] | TF |  |  | 90% | 90% | 2872984 | D | N |  |  |  | NC |  |  | NC
2876 | Calvert Cliffs Nuclear PP LLC | 6011 | Calvert Cliffs Nuclear Power Plant | MD | NSS1 | OP
2876 | Calvert Cliffs Nuclear PP LLC | 6011 | Calvert Cliffs Nuclear Power Plant | MD | NSS2 | OP
2507 | City of Burbank Water and Power | 6013 | Olive | CA | 01 | SB | Da | Y | 7 | 2008 | 25638 | LO | LO | LO | 0.1 |  |  | PC | DP | NM | FT | NV | FT | 1959 | 1977 | 2003 | MS |  |  | MS |  |  | MS |  |  | NC |  |  | NC |  |  | RS | 11 | 1959 | 12 | 2019 | 425 |  |  | 525.6 |  |  | NG | [7 empty] | FF |  |  | 80% | 80% | 105300 |  | N |  |  |  | NC |  |  | NC
2507 | City of Burbank Water and Power | 6013 | Olive | CA | 02 | SB | Db | Y | 7 | 2008 | 25638 | LO | LO | LO | 0.1 |  |  | PC | DP | NM | FT | NV | FT | 1965 | 1977 | 2003 | MS |  |  | MS |  |  | MS |  |  | NC |  |  | NC |  |  | RS | 2 | 1965 | 12 | 2019 | 440 |  |  | 575.9 |  |  | NG | [7 empty] | OF |  |  | 90% | 90% | 115800 |  | N |  |  |  | NC |  |  | NC
3046 | Progress Energy Carolinas Inc | 6014 | Brunswick | NC | NSS1 | OP
3046 | Progress Energy Carolinas Inc | 6014 | Brunswick | NC | NSS2 | OP
3046 | Progress Energy Carolinas Inc | 6015 | Harris | NC | NSS1 | OP
49756 | Ameren Energy Resources Generating Co. | 6016 | Duck Creek | IL | 1 | OP | D | N |  |  |  | FD | ST | ST | 0.1 | 0.38 | 0.11 | PB | DP | NP | PS | OT | OT | 1976 | 2012 | 2012 | MS |  |  | MS |  |  | MS |  |  | NC |  |  | NC |  |  | RS | 6 | 1976 |  |  | 3000 | 180 | 0 | 0 | 0 |  | BIT | [7 empty] | FF |  |  | 90% | 90% | 742000 | D | N |  |  |  | SR |  |  | NC
520 | Ameren Energy Generating Co | 6017 | Newton | IL | 1 | OP | D | N |  |  |  | FD | FD | ST | 0.1 | 0.38 | 0.11 | PB | DP | NP | PS | OT | OT | 1977 | 2012 | 2012 | MS |  |  | MS |  |  | MS |  |  | SS |  |  | NC |  |  | CE | 11 | 1977 |  |  | 4158 | 224 | 0 | 0 | 0 |  | SUB | [7 empty] | TF |  |  | 90% | 90% | 1155000 | D | N |  |  |  | LN | OV |  | NC
520 | Ameren Energy Generating Co | 6017 | Newton | IL | 2 | OP | D | N |  |  |  | FD | FD | ST | 0.1 |  |  | PB | DP | NP | PS | OT | OT | 1982 | 1982 | 2003 | MS |  |  | MS |  |  | MS |  |  | SS |  |  | NC |  |  | CE | 12 | 1982 |  |  | 4158 | 224 | 0 | 0 | 0 |  | SUB | [7 empty] | TF |  |  | 90% | 90% | 1155000 | D | N |  |  |  | LN | OV |  | NC
55729 | Duke Energy Kentucky Inc | 6018 | East Bend | KY | 2 | OP | D | N |  |  |  | FD | FD | FD | 0.1 |  |  | PB | DP | NP | NV | TH | TH | 1981 | 1981 | 1981 | MS |  |  | MS |  |  | MS |  |  | IF |  |  | NC |  |  | BW | 3 | 1981 |  |  | 4750 | 288 | 0 | 0 | 0 |  | BIT | [7 empty] | OF |  |  | 90% | 90% | 1028692 | D | N |  |  |  | LN | OV | SR | NC
3542 | Duke Energy Ohio Inc | 6019 | W H Zimmer | OH | 1 | OP | Da | N |  |  |  | ST | ST | FD | 0.025 |  |  | PB | DP | NP | NV | MO | MO | 1991 | 1991 | 1991 | MS |  |  | MS |  |  | MS | MS |  | NC |  |  | NC |  |  | BW | 3 | 1991 |  |  | 9775 | 565 | 0 | 0 | 0 |  | BIT | [7 empty] | OF |  |  | 90% | 90% | 2542650 | D | N |  |  |  | SR | OV | LN | NC
50161 | FirstEnergy Nuclear Operating Company | 6020 | Perry | OH | NSS1 | OP
30151 | Tri-State G & T Assn, Inc | 6021 | Craig | CO | C1 | OP | D | N |  |  |  | ST | ST | St | 0.03 | 0.13 | 0.3 | PB | DP | NP | WO | ND | YR | 1980 | 1980 | 1980 | MS |  |  | MS |  |  | MS |  |  | NC |  |  | NC |  |  | BW | 7 | 1980 | 10 | 2030 | 3035 | 257 | 0 | 0 | 0 |  | SUB | [7 empty] | OF |  |  | 90% | 90% | 877778 | D | N |  |  |  | LN |  |  | LN
30151 | Tri-State G & T Assn, Inc | 6021 | Craig | CO | C2 | OP | D | N |  |  |  | ST | ST | St | 0.03 | 0.13 | 0.3 | PB | DP | NP | WO | ND | YR | 1979 | 1979 | 1979 | MS |  |  | MS |  |  | MS |  |  | NC |  |  | NC |  |  | BW | 11 | 1979 | 2 | 2030 | 3035 | 257 | 0 | 0 | 0 |  | SUB | [7 empty] | OF |  |  | 90% | 90% | 877778 | D | N |  |  |  | LN |  |  | LN
30151 | Tri-State G & T Assn, Inc | 6021 | Craig | CO | C3 | OP | Da | N |  |  |  | ST | FD | FD | 0.02 | 0.2 | 0.46 | PB | DP | NP | NV | DA | YR | 1984 | 1984 | 1984 | MS |  |  | MS |  |  | MS |  |  | NC |  |  | NC |  |  | BW | 10 | 1984 | 1 | 2034 | 3050 | 266 | 0 | 0 | 0 |  | SUB | [7 empty] | OF |  |  | 90% | 90% | 877778 | D | N |  |  |  | LN |  |  | LN
55951 | Exelon Nuclear | 6022 | Braidwood Generation Station | IL | NSS1 | OP
55951 | Exelon Nuclear | 6022 | Braidwood Generation Station | IL | NSS2 | OP
55951 | Exelon Nuclear | 6023 | Byron Generating Station | IL | NSS1 | OP
55951 | Exelon Nuclear | 6023 | Byron Generating Station | IL | NSS2 | OP
55951 | Exelon Nuclear | 6026 | LaSalle Generating Station | IL | NSS1 | OP
55951 | Exelon Nuclear | 6026 | LaSalle Generating Station | IL | NSS2 | OP
7570 | Great River Energy | 6030 | Coal Creek | ND | 1 | OP | D | Y | 6 | 2006 | T5-F82006 | FD | FD | FD | 0.1 |  |  | PB | DH | NP | TH | TH | YR | 1980 | 1980 | 2000 | MS |  |  | MS |  |  | MS |  |  | IF |  |  | NC |  |  | CE | 8 | 1979 |  |  | 3764 | 420 | 0 | 0 | 0 |  | LIG | [7 empty] | TF |  |  | 80% | 80% | 2310000 | D | N |  |  |  | LN | OV |  | NC
7570 | Great River Energy | 6030 | Coal Creek | ND | 2 | OP | D | Y | 6 | 2006 | T5-F82006 | FD | FD | FD | 0.1 |  |  | PB | DH | NP | TH | TH | YR | 1981 | 1981 | 2000 | MS |  |  | MS |  |  | MS |  |  | IF |  |  | NC |  |  | CE | 7 | 1981 |  |  | 3764 | 420 | 0 | 0 | 0 |  | LIG | [7 empty] | TF |  |  | 80% | 80% | 2310000 | D | N |  |  |  | LN | AA |  | NC
4922 | Dayton Power & Light Co | 6031 | Killen Station | OH | 2 | OP | D | N |  |  |  | ST | FD | FD | 0.1 |  |  | PB | DP | NP | PS | TH | TH | 1982 | 1982 | 1982 | MS |  |  | MS |  |  | MS |  |  | SS | IF |  | NC |  |  | BW | 6 | 1982 | 6 | 2022 | 4545 | 282.6 | 0 | 0 | 0 |  | BIT | [7 empty] | OF |  |  | 90% | 90% | 1210000 | D | N |  |  |  | LN | SR |  | NC
5109 | The DTE Electric Company | 6034 | Belle River | MI | 1 | OP | Da | N |  |  |  | FD | FD | FD | 0.1 |  |  | PB | DP | NP | YR | TH | TH | 1984 | 1984 | 1984 | MS |  |  | MS |  |  | MS |  |  | NC |  |  | NC |  |  | BW | 8 | 1984 |  |  | 4550 | 345 | 0 | 0 | 0 |  | SUB | [7 empty] | OF |  |  | 90% | 90% | 1250000 | D | N |  |  |  | NC |  |  | NC
5109 | The DTE Electric Company | 6034 | Belle River | MI | 2 | OP | Da | N |  |  |  | FD | FD | FD | 0.1 |  |  | PB | DP | NP | YR | TH | TH | 1985 | 1985 | 1985 | MS |  |  | MS |  |  | MS |  |  | NC |  |  | NC |  |  | BW | 7 | 1985 |  |  | 4550 | 345 | 0 | 0 | 0 |  | SUB | [7 empty] | OF |  |  | 90% | 90% | 1250000 | D | N |  |  |  | NC |  |  | NC
5109 | The DTE Electric Company | 6035 | Greenwood | MI | 1 | OP | Da | N |  |  |  | FD | FD | FD | 0.1 |  |  | PG | DP | NP | YR | TH | TH | 1979 | 1979 | 1979 | MS |  |  | MS |  |  | MS |  |  | SS |  |  | SS |  |  | FW | 7 | 1979 |  |  | 5500 | 0 | 1188.6 | 7320 | 0 |  | NG | RFO | [6 empty] | FF |  |  | 80% | 80% | 1260000 |  | N |  |  |  | NC |  |  | NC
5416 | Duke Energy Carolinas, LLC | 6036 | Catawba | SC | NSS1 | OP
5416 | Duke Energy Carolinas, LLC | 6036 | Catawba | SC | NSS2 | OP
5416 | Duke Energy Carolinas, LLC | 6038 | McGuire | NC | NSS1 | OP
5416 | Duke Energy Carolinas, LLC | 6038 | McGuire | NC | NSS2 | OP
50161 | FirstEnergy Nuclear Operating Company | 6040 | Beaver Valley | PA | NSS1 | OP
50161 | FirstEnergy Nuclear Operating Company | 6040 | Beaver Valley | PA | NSS2 | OP
5580 | East Kentucky Power Coop, Inc | 6041 | H L Spurlock | KY | 1 | OP | N | Y | 9 | 2007 | CAN-04-34-KSF | ST | ST | FD | 0.14 | 3 | 0.5 | PB | DP | NP | TH | DA | YR | 1977 | 1977 | 1977 | MS |  |  | MS |  |  | MS |  |  | IF |  |  | NC |  |  | BW | 9 | 1977 |  |  | 2300 | 131.4 | 0 | 0 | 0 |  | BIT | [7 empty] | OF |  |  | 90% | 90% | 621664 | D | N |  |  |  | SR | LN |  | NA
5580 | East Kentucky Power Coop, Inc | 6041 | H L Spurlock | KY | 2 | OP | D | Y | 9 | 2007 | CAN-04-34-KSF | ST | ST | FD | 0.1 | 1.2 | 0.45 | PB | DP | NP | TH | TH | YR | 1981 | 1981 | 1981 | MS |  |  | MS |  |  | MS |  |  | IF |  |  | NC |  |  | CE | 3 | 1981 |  |  | 4000 | 219 | 0 | 0 | 0 |  | BIT | [7 empty] | TF |  |  | 90% | 90% | 1057000 | D | N |  |  |  | LN | SR |  | NA
5580 | East Kentucky Power Coop, Inc | 6041 | H L Spurlock | KY | 3 | OP | Db | N |  |  |  | ST | ST | St | 0.015 | 0.2 | 0.07 | PB | DP | NP | TH | DA | MO | 2005 | 2005 | 2005 | MS |  |  | MS |  |  | MS |  |  | CF |  |  | NC |  |  | AL | 4 | 2005 |  |  | 1922 | 120 | 0 | 0 | 0 |  | BIT | [7 empty] | FB |  |  | 90% | 90% | 37315 | D | N |  |  |  | CF | SN |  | NA
5580 | East Kentucky Power Coop, Inc | 6041 | H L Spurlock | KY | 4 | OP | Db | N |  |  |  | ST | ST | St | 0.015 | 0.15 | 0.07 | PB | DP | NP | TH | MO | MO | 2009 | 2009 | 2009 | MS |  |  | MS |  |  | MS |  |  | CF |  |  | NC |  |  | CE | 4 | 2009 |  |  | 1922 | 120 | 0 | 0 | 0 |  | BIT | [7 empty] | FB |  |  | 90% | 90% | 37315 | D | N |  |  |  | CF | SN |  | NA
6452 | Florida Power & Light Co | 6042 | Manatee | FL | 3A | OP | Da | N |  |  |  | NA | NA | NA | [12 empty] | NC | [14 empty] | NT | 6 | 2005 |  |  | 599 |  |  | 485 |  | 1172 | NG | [7 empty] | DB |  |  | 90% | 90% | 399290 |  | N
6452 | Florida Power & Light Co | 6042 | Manatee | FL | 3B | OP | Da | N |  |  |  | NA | NA | NA | [12 empty] | NC | [14 empty] | NT | 6 | 2005 |  |  | 599 |  |  | 485 |  | 1172 | NG | [7 empty] | DB |  |  | 90% | 90% | 399290 |  | N
6452 | Florida Power & Light Co | 6042 | Manatee | FL | 3C | OP | Da | N |  |  |  | NA | NA | NA | [12 empty] | NC | [14 empty] | NT | 6 | 2005 |  |  | 599 |  |  | 485 |  | 1172 | NG | [7 empty] | DB |  |  | 90% | 90% | 399290 |  | N
6452 | Florida Power & Light Co | 6042 | Manatee | FL | 3D | OP | Da | N |  |  |  | NA | NA | NA | [12 empty] | NC | [14 empty] | NT | 6 | 2005 |  |  | 599 |  |  | 485 |  | 1172 | NG | [7 empty] | DB |  |  | 90% | 90% | 399290 |  | N
6452 | Florida Power & Light Co | 6042 | Manatee | FL | PMT1 | OP | N | N |  |  |  | ST | ST | ST | 0.1 |  |  | PB | DP | NP | NV | NV | MO | 1982 | 1982 | 1982 | MS |  |  | MS |  |  | MS |  |  | NC | SS |  | NC |  |  | FW | 10 | 1976 |  |  | 5751 | 0 | 1271 | 485 | 0 |  | RFO | NG | [6 empty] | FF |  |  | 90% | 90% | 1320000 |  | Y |  |  |  | NA |  |  | NA
6452 | Florida Power & Light Co | 6042 | Manatee | FL | PMT2 | OP | N | N |  |  |  | ST | ST | ST | 0.1 |  |  | PB | DP | NP | NV | NV | MO | 1982 | 1982 | 1982 | MS |  |  | MS |  |  | MS |  |  | NC | SS |  | NC |  |  | FW | 12 | 1977 |  |  | 5751 | 0 | 1271 | 485 | 0 |  | RFO | NG | [6 empty] | FF |  |  | 90% | 90% | 1320000 |  | Y |  |  |  | NA |  |  | NA
6452 | Florida Power & Light Co | 6043 | Martin | FL | PMR1 | OP | D | N |  |  |  | FD | FD | FD | 0.1 |  |  | PB | DP | NP | NV | NV | NV | 1980 | 1980 | 1980 | MS |  |  | MS |  |  | MS |  |  | NC |  | SS | NC |  |  | FW | 12 | 1980 |  |  | 5751 | 0 | 1300 | 8200 | 0 |  | RFO | NG | [6 empty] | FF |  |  | 90% | 90% | 1423000 |  | Y |  |  |  | SR |  |  | SR
6452 | Florida Power & Light Co | 6043 | Martin | FL | PMR2 | OP | D | N |  |  |  | FD | FD | FD | 0.1 |  |  | PB | DP | NP | NV | NV | NV | 1980 | 1980 | 1980 | MS |  |  | MS |  |  | MS |  |  | NC |  | SS | NC |  |  | FW | 6 | 1981 |  |  | 5751 | 0 | 1300 | 8200 | 0 |  | RFO | NG | [6 empty] | FF |  |  | 90% | 90% | 1423000 |  | Y |  |  |  | SR |  |  | SR
6452 | Florida Power & Light Co | 6043 | Martin | FL | PMR3 | OP | N |  |  |  |  | NA | NA | NA | [12 empty] | NC | [14 empty] | VO | 2 | 1994 |  |  | 354 | [5 empty] | OTH | [7 empty] | OT
6452 | Florida Power & Light Co | 6043 | Martin | FL | PMR4 | OP | N |  |  |  |  | NA | NA | NA | [12 empty] | NC | [14 empty] | VO | 4 | 1994 |  |  | 354 | [5 empty] | OTH | [7 empty] | OT
6452 | Florida Power & Light Co | 6043 | Martin | FL | PMR8A | OP | Da | N |  |  |  | ST | ST | St | 37 |  |  | PH | SU | NM | PS | NV | TH | 2004 | 2004 | 2004 | MS |  |  | MS |  |  | MS |  |  | NC |  |  | NC |  |  | NT | 6 | 2005 |  |  | 673 |  |  | 485 |  | 1172 | NG | [7 empty] | DB |  |  | 90% | 90% | 399290 |  | N |  |  |  | SR |  |  | NC
6452 | Florida Power & Light Co | 6043 | Martin | FL | PMR8B | OP | Da | N |  |  |  | ST | ST | St | 37 |  |  | PH | SU | NM | PS | NV | TH | 2004 | 2004 | 2004 | MS |  |  | MS |  |  | MS |  |  | NC |  |  | NC |  |  | NT | 6 | 2005 |  |  | 673 |  |  | 485 |  | 1172 | NG | [7 empty] | DB |  |  | 90% | 90% | 399290 |  | N |  |  |  | SR |  |  | NC
6452 | Florida Power & Light Co | 6043 | Martin | FL | PMR8C | OP | Da | N |  |  |  | ST | ST | St | 37 |  |  | PH | SU | NM | PS | NV | TH | 2004 | 2004 | 2004 | MS |  |  | MS |  |  | MS |  |  | NC |  |  | NC |  |  | NT | 6 | 2005 |  |  | 673 |  |  | 485 |  | 1172 | NG | [7 empty] | DB |  |  | 90% | 90% | 399290 |  | N |  |  |  | SR |  |  | NC
6452 | Florida Power & Light Co | 6043 | Martin | FL | PMR8D | OP | Da | N |  |  |  | ST | ST | St | 37 |  |  | PH | SU | NM | PS | NV | TH | 2004 | 2004 | 2004 | MS |  |  | MS |  |  | MS |  |  | NC |  |  | NC |  |  | NT | 6 | 2005 |  |  | 673 |  |  | 485 |  | 1172 | NG | [7 empty] | DB |  |  | 90% | 90% | 399290 |  | N |  |  |  | SR |  |  | NC
6452 | Florida Power & Light Co | 6045 | St Lucie | FL | NSS1 | OP
6452 | Florida Power & Light Co | 6045 | St Lucie | FL | NSS2 | OP
7140 | Georgia Power Co | 6051 | Edwin I Hatch | GA | NSS1 | OP
7140 | Georgia Power Co | 6051 | Edwin I Hatch | GA | NSS2 | OP
7140 | Georgia Power Co | 6052 | Wansley | GA | 1 | OP | N | N |  |  |  | ST | ST | St | 0.24 |  | 0.07 | PB | SR | NP | PS | MO | MO | 1976 | 1995 | 1996 | MS |  |  | MS |  |  | MS |  |  | SS | IF |  | IF |  |  | CE | 12 | 1976 |  |  | 6269 | 365.4 | 0 | 0 | 0 |  | BIT | [7 empty] | TF |  |  | 90% | 90% | 1476719 | D | N |  |  |  | SR | LN | OV | SR | LN | OV
7140 | Georgia Power Co | 6052 | Wansley | GA | 2 | OP | N | N |  |  |  | ST | ST | St | 0.24 |  | 0.07 | PB | SR | NP | PS | MO | MO | 1978 | 1995 | 1996 | MS |  |  | MS |  |  | MS |  |  | SS | IF |  | IF |  |  | CE | 4 | 1978 |  |  | 6269 | 365.4 | 0 | 0 | 0 |  | BIT | [7 empty] | TF |  |  | 90% | 90% | 1476719 | D | N |  |  |  | SR | LN | OV | SR | LN | OV
11252 | Louisiana Generating LLC | 6055 | Big Cajun 2 | LA | 2B1 | OP | D | N |  |  |  | FD | FD | FD | 0.1 |  |  | PB | DP | NP | DT | TH | YR | 1981 | 1981 | 1981 | MS |  |  | MS |  |  | MS |  |  | NC |  |  | ND |  |  | RS | 7 | 1981 |  |  | 4300 | 321.9 | 0 | 0 | 0 |  | SUB | DFO | [6 empty] | OF |  |  | 90% | 90% | 843622 | D | N |  |  |  | OV | LN |  | NA
11252 | Louisiana Generating LLC | 6055 | Big Cajun 2 | LA | 2B2 | OP | D | N |  |  |  | FD | FD | FD | 0.1 |  |  | PB | DP | NP | DT | TH | YR | 1982 | 1982 | 1982 | MS |  |  | MS |  |  | MS |  |  | NC |  |  | ND |  |  | RS | 7 | 1982 |  |  | 4300 | 321.9 | 0 | 0 | 0 |  | SUB | DFO | [6 empty] | OF |  |  | 90% | 90% | 843622 | D | N |  |  |  | OV | LN |  | NA
11252 | Louisiana Generating LLC | 6055 | Big Cajun 2 | LA | 2B3 | OP | D | N |  |  |  | FD | FD | FD | 0.1 |  |  | PB | DP | NP | DT | TH | YR | 1983 | 1983 | 1983 | MS |  |  | MS |  |  | MS |  |  | NC |  |  | ND |  |  | BW | 12 | 1983 |  |  | 4375 | 313.2 | 0 | 0 | 0 |  | SUB | DFO | [6 empty] | OF |  |  | 90% | 90% | 843622 | D | N |  |  |  | OV | LN |  | NA
11843 | Maui Electric Co Ltd | 6056 | Kahului | HI | K1 | OP
11843 | Maui Electric Co Ltd | 6056 | Kahului | HI | K2 | OP
11843 | Maui Electric Co Ltd | 6056 | Kahului | HI | K3 | OP
11843 | Maui Electric Co Ltd | 6056 | Kahului | HI | K4 | OP
17568 | South Mississippi El Pwr Assn | 6061 | R D Morrow | MS | 1 | OP | D | N |  |  |  | ST | ST | ST | 0.1 |  |  | PB | DP | NP | OH | TH | TH | 1979 | 1979 | 1979 | MS |  |  | MS |  |  | MS |  |  | SU |  |  | IF |  |  | RS | 4 | 1978 |  |  | 1575 | 81.7 | 0 | 0 | 0 |  | BIT | [7 empty] | OF |  |  | 90% | 90% | 213677 | D | N |  |  |  | LN |  |  | NC
17568 | South Mississippi El Pwr Assn | 6061 | R D Morrow | MS | 2 | OP | D | N |  |  |  | ST | ST | ST | 0.1 |  |  | PB | DP | NP | OH | TH | TH | 1979 | 1979 | 1979 | MS |  |  | MS |  |  | MS |  |  | SU |  |  | IF |  |  | RS | 12 | 1978 |  |  | 1575 | 81.7 | 0 | 0 | 0 |  | BIT | [7 empty] | OF |  |  | 90% | 90% | 213677 | D | N |  |  |  | LN |  |  | NC
9996 | City of Kansas City - (KS) | 6064 | Nearman Creek | KS | N1 | OP | D | Y | 9 | 1976 | 2090008 | FD | FD | FD | 0.1 |  |  | PB | OT | NP | NV | YR | NV | 1981 | 2000 | 2000 | MS |  |  | MS |  |  | MS |  |  | NC |  |  | NC |  |  | RS | 2 | 1981 | 2 | 2036 | 1750 | 141 | 0 | 0 | 0 |  | SUB | [7 empty] | OF |  |  | 80% | 80% | 533100 | D | N |  |  |  | LN |  |  | LN
10000 | Kansas City Power & Light Co | 6065 | Iatan | MO | 1 | OP | D | Y | 10 | 2008 | 012006-019D | FD | FD | FD | 0.0244 | 0.07 | 0.09 | PB | DP | NP | MO | MO | MO | 1980 | 1980 | 1996 | MS |  |  | MS |  |  | MS |  |  | NC |  |  | NC |  |  | BW | 5 | 1980 |  |  | 4930 | 417 | 0 | 0 | 0 |  | SUB | [7 empty] | OF |  |  | 90% | 80% | 1375700 | D | N |  |  |  | NC |  |  | NC
10000 | Kansas City Power & Light Co | 6065 | Iatan | MO | 2 | OP | Da | N |  |  | 012006-019C | FD | FD | FD | 0.0236 | 0.06 | 0.07 | PB | DP | NP | MO | MO | MO | 2010 | 2010 | 2010 | MS |  |  | MS |  |  | NC |  |  | NC |  |  | OT |  |  | AL | 8 | 2010 |  |  | 6246 | 472.1 |  |  |  |  | SUB | [7 empty] | TF |  |  | 90% | 90% | 1610000 | D | N |  |  |  | NC |  |  | OT
22500 | Westar Energy Inc | 6068 | Jeffrey Energy Center | KS | 1 | OP | D | Y | 2 | 2008 | 1490001 | FD | FD | FD | 0.03 | 0.07 | 0.18 | PB | DP | NP | PS | MO | MO | 2010 | 2010 | 2011 | MS |  |  | MS |  |  | MS |  |  | NC |  |  | NC |  |  | CE | 7 | 1978 |  |  | 5050 | 437 | 0 | 0 | 0 |  | SUB | [7 empty] | TF |  |  | 90% | 90% | 1900860 | D | N |  |  |  | NC |  |  | NC
22500 | Westar Energy Inc | 6068 | Jeffrey Energy Center | KS | 2 | OP | D | Y | 2 | 2008 | 1490001 | FD | FD | FD | 0.03 | 0.07 | 0.18 | PB | DP | NP | PS | MO | MO | 2010 | 2010 | 2011 | MS |  |  | MS |  |  | MS |  |  | NC |  |  | NC |  |  | CE | 5 | 1980 |  |  | 5050 | 437 | 0 | 0 | 0 |  | SUB | [7 empty] | TF |  |  | 90% | 90% | 1906118 | D | N |  |  |  | NC |  |  | NC
22500 | Westar Energy Inc | 6068 | Jeffrey Energy Center | KS | 3 | OP | D | Y | 2 | 2008 | 1490001 | FD | FD | FD | 0.03 | 0.07 | 0.18 | PB | DP | NP | PS | MO | MO | 2010 | 2010 | 2011 | MS |  |  | MS |  |  | MS |  |  | NC |  |  | NC |  |  | CE | 5 | 1983 |  |  | 5050 | 437 | 0 | 0 | 0 |  | SUB | [7 empty] | TF |  |  | 90% | 90% | 1882456 | D | N |  |  |  | NC |  |  | NC
11249 | Louisville Gas & Electric Co | 6071 | Trimble County | KY | 1 | OP | D | Y | 1 | 2010 | V-08-001- R2 | ST | ST | ST | 0.1 | 0.84 | 0.7 | PB | DP | NP | TH | TH | TH | 1990 | 1990 | 1990 | MS |  |  | MS |  |  | MS |  |  | NC |  |  | NC |  |  | CE | 12 | 1990 | 6 | 2042 | 3800 | 240.5 | 0 | 0 | 0 |  | BIT | [7 empty] | TF |  |  | 90% | 90% | 854300 | D | N |  |  |  | NC |  |  | NC
11249 | Louisville Gas & Electric Co | 6071 | Trimble County | KY | 2 | OP | Db | Y | 1 | 2010 | V-08-001 R2 | ST | ST | St | 0.015 | 1.4 | 1 | PB | DP | NP | DA | OT | OT | 2010 | 2010 | 2010 | MS |  |  | MS |  |  | MS |  |  | IF |  |  | NC |  |  | DS | 12 | 1990 | 1 | 2052 | 5150 | 314.2 |  |  |  |  | BIT | SUB | [6 empty] | OF |  |  | 90% | 90% | 1301766 | D | N |  |  |  | SR | LN |  | NC
12465 | System Energy Resources, Inc | 6072 | Grand Gulf | MS | NSS1 | OP
12686 | Mississippi Power Co | 6073 | Victor J Daniel Jr | MS | 1 | OP | D |  |  |  |  | FD | FD | FD | 0.1 |  |  | PB | DP | NP | NS | NS | YR | 1981 | 1981 | 1981 | MS |  |  | MS |  |  | MS |  |  | SS |  |  | IF |  |  | CE | 9 | 1977 |  |  | 3611 | 214 | 735 | 0 | 0 |  | BIT | DFO | [6 empty] | TF |  |  | 90% | 90% | 1080000 | W | N |  |  |  | OV |  |  | LN | SR
12686 | Mississippi Power Co | 6073 | Victor J Daniel Jr | MS | 2 | OP | D |  |  |  |  | FD | FD | FD | 0.1 |  |  | PB | DP | NP | NS | NS | YR | 1981 | 1981 | 1981 | MS |  |  | MS |  |  | MS |  |  | SS |  |  | IF |  |  | CE | 6 | 1981 |  |  | 3611 | 213.9 | 735.3 | 0 | 0 |  | BIT | DFO | [6 empty] | TF |  |  | 90% | 90% | 1080000 | W | N |  |  |  | OV | LN |  | SR
12686 | Mississippi Power Co | 6073 | Victor J Daniel Jr | MS | 3A | OP | Db | Y | 12 | 1998 | 1280-00090 | ST | NA | St | 0.011 |  |  | PB |  | NP | OH |  | OH | 2001 |  | 2001 | MS | [5 empty] | MS | [8 empty] | VO | 5 | 2001 |  |  | 119 |  |  | 172.4 |  | 1030 | NG | [7 empty] | DB |  |  | 90% | 90% | 2484491 |  | N |  |  |  | SR |  |  | NC
12686 | Mississippi Power Co | 6073 | Victor J Daniel Jr | MS | 3B | OP | Db | Y | 12 | 1998 | 1280-00090 | ST | NA | St | 0.011 |  |  | PB |  | NP | OH |  | OH | 2001 |  | 2001 | MS | [5 empty] | MS | [8 empty] | VO | 5 | 2001 |  |  | 119 |  |  | 172.4 |  | 1030 | NG | [7 empty] | DB |  |  | 90% | 90% | 2484491 |  | N |  |  |  | SR |  |  | NC
12686 | Mississippi Power Co | 6073 | Victor J Daniel Jr | MS | 4A | OP | Db | Y | 12 | 1998 | 1280-00090 | ST | NA | St | 0.011 |  |  | PB |  | NP | OH |  | OH | 2001 |  | 2001 | MS |  |  | MS |  |  | MS |  |  | NC |  |  | NC |  |  | VO | 4 | 2001 |  |  | 119 |  |  | 172.4 |  | 1030 | NG | [7 empty] | DB |  |  | 90% | 90% | 2484491 |  | N |  |  |  | SR |  |  | NC
12686 | Mississippi Power Co | 6073 | Victor J Daniel Jr | MS | 4B | OP | Db | Y | 12 | 1998 | 1280-00090 | ST | NA | St | 0.011 |  |  | PB |  | NP | OH |  | OH | 2001 |  | 2001 | MS |  |  | MS |  |  | MS |  |  | NC |  |  | NC |  |  | VO | 4 | 2001 |  |  | 119 |  |  | 172.4 |  | 1030 | NG | [7 empty] | DB |  |  | 90% | 90% | 2484491 |  | N |  |  |  | SR |  |  | NC
15298 | PPL Montana LLC | 6076 | Colstrip | MT | 4 | OP | D | Y | 9 | 1979 | PSD | FD | FD | FD | 0.05 | 761 | 0.18 | PB | DH | NP | OT | MO | YR | 1986 | 1986 | 2008 | MS |  |  | MS |  |  | MS |  |  | NC |  |  | NC |  |  | CE | 4 | 1986 |  |  | 5915 | 464 | 0 | 0 | 0 |  | SUB | [7 empty] | TF | CF |  | 90% | 90% | 1872712 | D | N |  |  |  | NC |  |  | NC
15298 | PPL Montana LLC | 6076 | Colstrip | MT | 1 | OP | D | N |  |  |  | FD | FD | FD | 0.1 | 1.2 | 0.4 | PB | DP | NP | OT | TH | TH | 1976 | 1976 | 1976 | MS |  |  | MS |  |  | MS |  |  | NC |  |  | NC |  |  | CE | 11 | 1975 |  |  | 2520 | 197.9 | 0 | 0 | 0 |  | SUB | [7 empty] | TF | CF |  | 90% | 90% | 855000 | D | N |  |  |  | NC |  |  | NC
15298 | PPL Montana LLC | 6076 | Colstrip | MT | 2 | OP | D | N |  |  |  | FD | FD | FD | 0.1 | 1.2 | 0.4 | PB | DP | NP | OT | TH | TH | 1976 | 1976 | 1976 | MS |  |  | MS |  |  | MS |  |  | NC |  |  | NC |  |  | CE | 8 | 1976 |  |  | 2520 | 197.9 | 0 | 0 | 0 |  | SUB | [7 empty] | TF | CF |  | 90% | 90% | 855000 | D | N |  |  |  | NC |  |  | NC
15298 | PPL Montana LLC | 6076 | Colstrip | MT | 3 | OP | D | Y | 9 | 1979 | PSD | FD | FD | FD | 0.05 | 761 | 0.18 | PB | DH | NP | OT | MO | MO | 1984 | 1984 | 2008 | MS |  |  | MS |  |  | MS |  |  | NC |  |  | NC |  |  | CE | 1 | 1984 |  |  | 5915 | 464 | 0 | 0 | 0 |  | SUB | [7 empty] | TF | CF |  | 90% | 90% | 1872712 | D | N |  |  |  | NC |  |  | NC
13337 | Nebraska Public Power District | 6077 | Gerald Gentleman | NE | 1 | OP | D | N |  |  |  | ST | ST | ST | 0.1 | 1.2 | 0.7 | PB | DP | NP | TH | TH | TH | 1986 | 1979 | 1979 | MS |  |  | MS |  |  | MS |  |  | NC |  |  | NC |  |  | FW | 4 | 1979 |  |  | 4700 | 403.2 | 0 | 0 | 0 |  | SUB | [7 empty] | OF |  |  | 90% | 90% | 1342810 | D | N |  |  |  | LN | OV |  | LN | OV
13337 | Nebraska Public Power District | 6077 | Gerald Gentleman | NE | 2 | OP | D | N |  |  |  | ST | ST | ST | 0.1 | 1.7 | 0.7 | PB | DP | NP | TH | TH | TH | 1986 | 1982 | 1982 | MS |  |  | MS |  |  | MS |  |  | NC |  |  | NC |  |  | BW | 1 | 1982 |  |  | 4700 | 400.9 | 0 | 0 | 0 |  | SUB | [7 empty] | OF |  |  | 90% | 90% | 1278454 | D | N |  |  |  | LN | OV |  | LN | OV
11806 | Massachusetts Mun Wholes Electric Co | 6081 | Stony Brook | MA | 1A | OP | N | N |  |  |  | NA | NA | NA | [27 empty] | GE | 11 | 1980 | 12 | 2030 | 60
11806 | Massachusetts Mun Wholes Electric Co | 6081 | Stony Brook | MA | 1B | OP | N | N |  |  |  | NA | NA | NA | [27 empty] | GE | 11 | 1980 | 12 | 2030 | 60
11806 | Massachusetts Mun Wholes Electric Co | 6081 | Stony Brook | MA | 1C | OP | N | N |  |  |  | NA | NA | NA | [27 empty] | GE | 11 | 1980 | 12 | 2030 | 60
11806 | Massachusetts Mun Wholes Electric Co | 6081 | Stony Brook | MA | CA1 | PL | N | N |  |  |  | ST | ST | St | 0.01 |  |  | PB | SU | NP | OH | OH | OH | 2014 | 2014 | 2014 | OT |  |  | OT |  |  | OT |  |  | OT |  |  | SS |  |  |  | 6 | 2016 | [5 empty] | 280.4 |  |  | NG | [7 empty] | DB | [6 empty] | N |  |  |  | OT |  |  | SR
22129 | Somerset Operating Co LLC | 6082 | Somerset Operating Co LLC | NY | 1 | OP | Da | N |  |  |  | FD | FD | ST | 0.03 | 0.6 | 0.45 | PB | DP | NP | NV | MO | DA | 1984 | 1984 | 1995 | MS |  |  | MS |  |  | MS |  |  | NC |  |  | NC |  |  | BW | 8 | 1984 |  |  | 4750 | 304.8 | 0 | 0 | 0 |  | BIT | PC | [6 empty] | OF |  |  | 90% | 90% | 1185111 | D | N |  |  |  | LN | SR |  | NA
13756 | Northern Indiana Pub Serv Co | 6085 | R M Schahfer | IN | 14 | OP | D | N |  |  |  | ST | ST | ST | 0.1 | 6 | 0.14 | PB | DP | NP | PS | OT | OT | 2011 | 1980 | 2011 | MS |  |  | MS |  |  | MS |  |  | NC |  |  | IF |  |  | BW | 12 | 1976 |  |  | 3230 | 193.4 | 0 | 0 | 0 |  | BIT | SUB | [6 empty] | CY | OF |  | 90% | 90% | 837083 | W | N |  |  |  | SR | OV |  | NC
13756 | Northern Indiana Pub Serv Co | 6085 | R M Schahfer | IN | 15 | OP | D | N |  |  |  | ST | ST | ST | 0.1 | 6 | 0.18 | PB | DP | NP | PS | TH | MO | 2011 | 1980 | 2011 | MS |  |  | MS |  |  | OV | LN |  | CU |  |  | IF |  |  | FW | 10 | 1979 |  |  | 3800 | 240.4 | 0 | 0 | 0 |  | BIT | SUB | [6 empty] | OF |  |  | 80% | 80% | 1078422 | D | N |  |  |  | OV | LN |  | SN
13756 | Northern Indiana Pub Serv Co | 6085 | R M Schahfer | IN | 17 | OP | Da | N |  |  |  | ST | ST | FD | 0.03 | 0.62 | 0.2 | PB | DP | NP | PS | MO | MO | 2011 | 2011 | 2011 | MS |  |  | MS |  |  | LN |  |  | NC |  |  | NC |  |  | CE | 4 | 1983 |  |  | 3000 | 180.3 | 0 | 0 | 0 |  | BIT | [7 empty] | TF |  |  | 90% | 90% | 801185 | D | N |  |  |  | OV | LN |  | NC
13756 | Northern Indiana Pub Serv Co | 6085 | R M Schahfer | IN | 18 | OP | Da | N |  |  |  | FD | FD | FD | 0.03 | 0.62 | 0.2 | PB | DP | NP | PS | MO | MO | 2011 | 2011 | 2011 | MS |  |  | MS |  |  | LN |  |  | NC |  |  | NC |  |  | CE | 2 | 1986 |  |  | 3000 | 180.3 | 0 | 0 | 0 |  | BIT | [7 empty] | TF |  |  | 90% | 90% | 801185 | D | N |  |  |  | OV | LN |  | NC
12199 | Montana-Dakota Utilities Co | 6089 | Lewis & Clark | MT | B1 | OP
13781 | Northern States Power Co - Minnesota | 6090 | Sherburne County | MN | 1 | OP | N | Y | 1 | 2013 | 14100004-004 | ST | ST | FD | 0.09 | 0.96 |  | PB | DP | OT | PS | OT | YR | 1976 | 1976 | 1995 | MS |  |  | MS |  |  | MS |  |  | NC |  |  | NC |  |  | CE | 5 | 1976 |  |  | 4985 | 407 | 0 | 0 | 0 |  | SUB | [7 empty] | TF |  |  | 90% | 90% | 1325000 | D | N |  |  |  | OT |  |  | NC
13781 | Northern States Power Co - Minnesota | 6090 | Sherburne County | MN | 2 | OP | N | Y | 1 | 2013 | 14100004-004 | ST | ST | FD | 0.09 | 0.96 |  | PB | DP | OT | PS | OT | YR | 1977 | 1977 | 1995 | MS |  |  | MS |  |  | MS |  |  | NC |  |  | NC |  |  | CE | 4 | 1977 |  |  | 4985 | 407 | 0 | 0 | 0 |  | SUB | [7 empty] | TF |  |  | 90% | 90% | 1325000 | D | N |  |  |  | OT |  |  | NC
13781 | Northern States Power Co - Minnesota | 6090 | Sherburne County | MN | 3 | OP | Da | Y | 1 | 2013 | 14100004-004 | ST | ST | ST | 0.03 |  |  | PB | OT | NP | PS | OT | MO | 1987 | 1987 | 1987 | MS |  |  | MS |  |  | MS |  |  | NC |  |  | NC |  |  | BW | 11 | 1987 |  |  | 6150 | 489 | 0 | 0 | 0 |  | SUB | [7 empty] | OF |  |  | 90% | 90% | 1596000 | D | N |  |  |  | OT |  |  | NC
6526 | FirstEnergy Generation Corp | 6094 | FirstEnergy Bruce Mansfield | PA | 1 | OP | N | N |  |  |  | ST | ST | ST | 0.1 |  |  | PB | DP | NP | PS | MO | MO | 1976 | 1976 | 1996 | MS |  |  | MS |  |  | MS |  |  | SU | US |  | NC |  |  | FW | 4 | 1976 |  |  | 6415 | 350 | 0 | 0 | 0 |  | BIT | [7 empty] | OF |  |  | 90% | 90% | 2394000 | D | N |  |  |  | LN | OV | SR | NC
6526 | FirstEnergy Generation Corp | 6094 | FirstEnergy Bruce Mansfield | PA | 2 | OP | N | N |  |  |  | ST | ST | ST | 0.1 |  |  | PB | DP | NP | PS | MO | MO | 1977 | 1977 | 1996 | MS |  |  | MS |  |  | MS |  |  | SU | US |  | NC |  |  | FW | 10 | 1977 |  |  | 6415 | 350 | 0 | 0 | 0 |  | BIT | [7 empty] | OF |  |  | 90% | 90% | 2394000 | D | N |  |  |  | LN | OV | SR | NC
6526 | FirstEnergy Generation Corp | 6094 | FirstEnergy Bruce Mansfield | PA | 3 | OP | D | Y | 12 | 1979 | 04-00235 | ST | ST | FD | 0.1 |  |  | PB | DP | NP | PS | MO | TH | 1980 | 1980 | 1980 | MS |  |  | MS |  |  | MS |  |  | NC |  |  | NC |  |  | FW | 9 | 1980 |  |  | 6415 | 350 | 0 | 0 | 0 |  | BIT | [7 empty] | OF |  |  | 90% | 90% | 2394000 | D | N |  |  |  | LN | OV | SR | NC
14063 | Oklahoma Gas & Electric Co | 6095 | Sooner | OK | 1 | OP | D | N |  |  |  | FD | FD | FD | 0.1 | 1.2 | 0.15 | PB | DP | NP | NV | TH | YR | 1979 | 1979 | 2015 | MS |  |  | MS |  |  | MS | LN | OV | SS |  |  | SS |  |  | CE | 11 | 1979 |  |  | 3832 | 293.9 | 0 | 0 | 0 |  | SUB | [7 empty] | TF |  |  | 90% | 90% | 1198800 | D | N |  |  |  | NC |  |  | NC
14063 | Oklahoma Gas & Electric Co | 6095 | Sooner | OK | 2 | OP | D | N |  |  |  | FD | FD | FD | 0.1 | 1.2 | 0.15 | PB | DP | NP | NV | TH | YR | 1979 | 1979 | 2015 | MS |  |  | MS |  |  | MS | LN | OV | SS |  |  | SS |  |  | CE | 12 | 1980 |  |  | 3832 | 293.9 | 0 | 0 | 0 |  | SUB | [7 empty] | TF |  |  | 90% | 90% | 1198800 | D | N |  |  |  | NC |  |  | NC
14127 | Omaha Public Power District | 6096 | Nebraska City | NE | 1 | OP | D | N |  |  |  | ST | ST | ST | 20 |  |  | OP | DP | NP | SM | TH | YR | 1979 | 1979 | 1997 | MS |  |  | MS |  |  | MS |  |  | NC |  |  | NC |  |  | FW | 5 | 1979 |  |  | 4300 | 357 | 0 | 0 | 0 |  | SUB | [7 empty] | OF |  |  | 90% | 90% | 1165905 | D | N |  |  |  | OV |  |  | LN
14127 | Omaha Public Power District | 6096 | Nebraska City | NE | 2 | OP | D | N |  |  |  | ST | ST | St | 0.02 |  |  | PB | DP | NP | SM | TH | MO | 2009 | 2009 | 2009 | MS |  |  | MS |  |  | MS |  |  | IF |  |  | NC |  |  | IHI | 5 | 2009 |  |  | 4750 | 363.5 |  |  |  |  | SUB | [7 empty] | OF |  |  | 90% | 90% | 1822800 | D | N |  |  |  | SR |  |  | NC
14232 | Otter Tail Power Co | 6098 | Big Stone | SD | 1 | OP | N | N |  |  |  | ST | ST | FD | 0.3 |  |  | PB | DP | NP | PS | TH | YR | 1975 | 1975 | 2000 | MS |  |  | MS |  |  | MS |  |  | SS |  |  | NC |  |  | BW | 5 | 1975 | 5 | 2020 | 3250 | 316 | 0 | 0 | 0 |  | SUB | [7 empty] | CY |  |  | 80% | 80% | 962850 | W | N |  |  |  | NC |  |  | NC
14328 | Pacific Gas & Electric Co | 6099 | Diablo Canyon | CA | NSS1 | OP
14328 | Pacific Gas & Electric Co | 6099 | Diablo Canyon | CA | NSS2 | OP
14354 | PacifiCorp | 6101 | Wyodak | WY | BW91 | OP | D | N |  |  |  | ST | ST | ST | 0.1 |  |  | PB | DP | NP | PS | TH | YR | 1978 | 1986 | 1988 | MS |  |  | MS |  |  | MS |  |  | CF |  |  | OT |  |  | BW | 9 | 1978 |  |  | 2622 | 245 | 0 | 0 | 0 |  | SUB | [7 empty] | OF |  |  | 80% | 80% | 874122 | D | N |  |  |  | NC |  |  | LN | SR
14266 | PPL Susquehanna LLC | 6103 | PPL Susquehanna | PA | NSS1 | OP
14266 | PPL Susquehanna LLC | 6103 | PPL Susquehanna | PA | NSS2 | OP
55951 | Exelon Nuclear | 6105 | Limerick | PA | NSS1 | OP
55951 | Exelon Nuclear | 6105 | Limerick | PA | NSS2 | OP
15248 | Portland General Electric Co | 6106 | Boardman | OR | 1SG | OP | D | N |  |  |  | ST | ST | ST | 0.04 |  | 0.23 | PB | DP | NP | TH | TH | TH | 1980 | 1980 | 1980 | MS |  |  | MS |  |  | MS |  |  | NC |  |  | ND |  |  | FW | 8 | 1980 | 6 | 2020 | 4060 | 352 | 175 | 0 | 0 |  | SUB | [7 empty] | OF |  |  | 90% | 90% | 127000 | D | N |  |  |  | NC |  |  | NC
5943 | Entergy Nuc Fitzpatrick LLC | 6110 | James A Fitzpatrick | NY | NSS1 | OP
15466 | Public Service Co of Colorado | 6112 | Fort St Vrain | CO | 2 | OP | Da | N |  |  |  | ST | ST | ST | 0.03 | 0.2 | 17 | PB | DP | NM | DT | MO | OH | 1998 | 1998 | 1998 | MS |  |  | MS |  |  | MS |  |  | NC |  |  | NC |  |  | VO | 5 | 1998 |  |  | 690 | 0 | 0 | 447.6 | 0 | 753 | NG | [7 empty] | DB |  |  | 90% | 90% | 980000 |  | N |  |  |  | NC |  |  | NC
15466 | Public Service Co of Colorado | 6112 | Fort St Vrain | CO | 3 | OP | Da | N |  |  |  | ST | ST | ST | 0.03 | 0.2 | 17 | PB | DP | NM | DT | MO | OH | 1999 | 1999 | 1999 | MS |  |  | MS |  |  | MS |  |  | NC |  |  | NC |  |  | VO | 5 | 1999 |  |  | 690 | 0 | 0 | 447.6 | 0 | 805 | NG | [7 empty] | DB |  |  | 90% | 90% | 980000 |  | N |  |  |  | NC |  |  | NC
15466 | Public Service Co of Colorado | 6112 | Fort St Vrain | CO | 4 | OP | Da | N |  |  |  | ST | ST | ST | 0.03 | 0.2 | 4 | PB | DP | NM | DT | MO | DA | 2001 | 2001 | 2001 | MS |  |  | MS |  |  | MS |  |  | NC |  |  | NC |  |  | VO | 6 | 2001 |  |  | 690 | 0 | 0 | 447.6 | 0 | 808 | NG | [7 empty] | DB |  |  | 90% | 90% | 980000 |  | N |  |  |  | NC |  |  | NC
15470 | Duke Energy Indiana Inc | 6113 | Gibson | IN | 1 | OP | D | N |  |  |  | ST | ST | NA | 0.12 |  |  | PB | DP |  | NV | MO |  | 1976 | 1991 |  | MS |  |  | MS | [5 empty] | IF |  |  | NC |  |  | FW | 4 | 1975 |  |  | 4588 | 254 | 0 | 0 | 0 |  | BIT | [7 empty] | OF |  |  | 90% | 90% | 1177188 | D | N
15470 | Duke Energy Indiana Inc | 6113 | Gibson | IN | 2 | OP | D | N |  |  |  | ST | ST | NA | 0.12 |  |  | PB | DP |  | NV | MO |  | 1975 | 1991 |  | MS |  |  | MS | [5 empty] | IF |  |  | NC |  |  | FW | 4 | 1975 |  |  | 4588 | 254 | 0 | 0 | 0 |  | BIT | [7 empty] | OF |  |  | 90% | 90% | 1177188 | D | N
15470 | Duke Energy Indiana Inc | 6113 | Gibson | IN | 3 | OP | D | N |  |  |  | ST | ST | NA | 0.12 |  |  | PB | DP |  | NV | MO |  | 1978 | 1991 |  | MS |  |  | MS | [5 empty] | IF |  |  | NC |  |  | FW | 3 | 1978 |  |  | 4588 | 254 | 0 | 0 | 0 |  | BIT | [7 empty] | OF |  |  | 90% | 90% | 1177188 | D | N
15470 | Duke Energy Indiana Inc | 6113 | Gibson | IN | 4 | OP | Da | N |  |  |  | ST | ST | NA | 0.12 |  |  | PB | DP |  | NV | MO |  | 1979 | 1991 |  | MS |  |  | MS | [5 empty] | IF |  |  | NC |  |  | FW | 3 | 1979 |  |  | 4588 | 254 | 0 | 0 | 0 |  | BIT | [7 empty] | OF |  |  | 90% | 90% | 1177188 | D | N
15470 | Duke Energy Indiana Inc | 6113 | Gibson | IN | 5 | OP | Da | N |  |  |  | ST | ST | ST | 0.1 |  |  | PB | DP | NP | NV | MO | MO | 1982 | 1982 | 1982 | MS |  |  | MS |  |  | MS |  |  | IF |  |  | NC |  |  | FW | 10 | 1982 |  |  | 4588 | 254 | 0 | 0 | 0 |  | BIT | [7 empty] | OF |  |  | 90% | 90% | 1177188 | D | N |  |  |  | LN | OV | SR | NC
6854 | NextEra Energy Seabrook LLC | 6115 | Seabrook | NH | NSS1 | OP
15478 | PSEG Nuclear LLC | 6118 | PSEG Hope Creek Generating Station | NJ | NSS1 | OP
50100 | R.E. Ginna Nuclear Power Plant, LLC | 6122 | R E Ginna Nuclear Power Plant | NY | NSS1 | OP
7140 | Georgia Power Co | 6124 | McIntosh | GA | 1 | OP | N | N |  |  |  | ST | ST | FD | 0.18 | 3 | 0.5 | PB | SU | NP | PS | NV | YR | 1982 | 1982 | 1996 | MS |  |  | MS |  |  | MS |  |  | OT |  |  | OT |  |  | BW | 6 | 1979 |  |  | 1202 | 68.2 | 286 | 0 | 0 |  | BIT | [7 empty] | FF |  |  | 90% | 90% | 495632 | D | N |  |  |  | OV |  |  | OV
17539 | South Carolina Electric&Gas Co | 6127 | V C Summer | SC | NSS1 | OP
17539 | South Carolina Electric&Gas Co | 6127 | V C Summer | SC | NSS2 | PL
17539 | South Carolina Electric&Gas Co | 6127 | V C Summer | SC | NSS3 | PL
18715 | Texas Municipal Power Agency | 6136 | Gibbons Creek | TX | 1 | OP | D | Y | 11 | 2011 | 5699/PSD-TX-18M1 | FD | FD | St | 20 | 6952 | 0.165 | OP | OT | NP | SM | YR | YR | 1983 | 1983 | 2007 | MS |  |  | MS |  |  | MS |  |  | SS | IF |  |  |  |  | CE | 10 | 1983 | 12 | 2035 | 3300 | 301.1 | 0 |  | 0 |  | SUB | [7 empty] | TF |  |  | 90% | 90% | 1623500 | D | N |  |  |  | AA | LA | LN | LN | LA | AA
17633 | Southern Indiana Gas & Elec Co | 6137 | A B Brown | IN | 1 | OP | D | N |  |  |  | FD | FD | FD | 0.1 | 1.2 | 0.48 | PB | DP | NP | NV | MO | MO | 1979 | 1979 | 1999 | MS |  |  | MS |  |  | MS |  |  | NC |  |  | NC |  |  | BW | 4 | 1979 |  |  | 1850 | 113 | 0 | 0 | 0 |  | BIT | [7 empty] | OF |  |  | 90% | 90% | 490800 | D | N |  |  |  | LN | SR |  | NC
17633 | Southern Indiana Gas & Elec Co | 6137 | A B Brown | IN | 2 | OP | Da | N |  |  |  | FD | FD | FD | 0.03 | 0.69 | 0.48 | PB | SR | NP | NV | MO | MO | 1986 | 1986 | 1999 | MS |  |  | MS |  |  | MS |  |  | NC |  |  | NC |  |  | BW | 2 | 1986 |  |  | 1850 | 103 | 0 | 0 | 0 |  | BIT | [7 empty] | OF |  |  | 90% | 90% | 508800 | D | N |  |  |  | LN | SR |  | NC
17698 | Southwestern Electric Power Co | 6138 | Flint Creek | AR | 1 | OP | D | N |  |  |  | FD | FD | FD | 0.1 | 1.2 | 0.7 | PB | DP | NP | TH | TH | TH | 1978 | 1978 | 1978 | MS |  |  | MS |  |  | MS |  |  | NC |  |  | NC |  |  | BW | 5 | 1978 |  |  | 3793 | 312.5 | 0 | 0 | 0 |  | SUB | [7 empty] | OF |  |  | 90% | 90% | 1099000 | D | N |  |  |  | NC |  |  | NC
17698 | Southwestern Electric Power Co | 6139 | Welsh | TX | 1 | OP | D | Y | 10 | 2012 | 4381-PSD-TX-3 | FD | FD | St | 0.1 | 1.2 | 0.36 | PB | DP | NP | TH | TH | MO | 1977 | 1977 | 2003 | MS |  |  | MS |  |  | MS |  |  | NC |  |  | NC |  |  | BW | 3 | 1977 |  |  | 3793 | 312.5 | 0 | 0 | 0 |  | SUB | [7 empty] | OF |  |  | 90% | 90% | 1099000 | D | N |  |  |  | LN | OV |  | NC
17698 | Southwestern Electric Power Co | 6139 | Welsh | TX | 2 | OP | D | N | 3 | 2007 | 4381 PSD-TX-3 | FD | FD | St | 0.075 | 1.1 | 0.36 | PB | DP | NP | TH | TH | MO | 1980 | 1980 | 2005 | MS |  |  | MS |  |  | MS |  |  | NC |  |  | NC |  |  | BW | 4 | 1980 |  |  | 3793 | 312.5 | 0 | 0 | 0 |  | SUB | [7 empty] | OF |  |  | 90% | 90% | 1099000 | D | N |  |  |  | LN | OV |  | NC
17698 | Southwestern Electric Power Co | 6139 | Welsh | TX | 3 | OP | D | N | 3 | 2007 | 4381 PSD-TX-3 | FD | FD | St | 0.069 | 1.12 | 0.36 | PB | DP | NP | TH | TH | MO | 1982 | 1982 | 2002 | MS |  |  | MS |  |  | MS |  |  | NC |  |  | NC |  |  | BW | 3 | 1982 |  |  | 3793 | 312.5 | 0 | 0 | 0 |  | SUB | [7 empty] | OF |  |  | 90% | 90% | 1099000 | D | N |  |  |  | LN | OV |  | NC
55983 | Luminant Generation Company LLC | 6145 | Comanche Peak | TX | NSS1 | OP
55983 | Luminant Generation Company LLC | 6145 | Comanche Peak | TX | NSS2 | OP
55983 | Luminant Generation Company LLC | 6146 | Martin Lake | TX | 1 | OP | D | Y | 9 | 2004 | 933 | FD | FD | FD | 0.1 | 1.2 | 0.4 | PB | DP | NP | TH | TH | YR | 1995 | 1995 | 2008 | MS |  |  | MS |  |  | MS |  |  | OT |  |  | NC |  |  | CE | 5 | 1977 |  |  | 5400 | 503 | 0 | 0 | 0 |  | LIG | SUB | [6 empty] | TF | CF |  | 80% | 80% | 1916580 | D | N |  |  |  | LN | OV |  | NC
55983 | Luminant Generation Company LLC | 6146 | Martin Lake | TX | 2 | OP | D | Y | 9 | 2004 | 933 | FD | FD | FD | 0.1 | 1.2 | 0.4 | PB | DP | NP | TH | TH | YR | 1995 | 1995 | 2008 | MS |  |  | MS |  |  | MS |  |  | OT |  |  | NC |  |  | CE | 5 | 1978 |  |  | 5400 | 503 | 0 | 0 | 0 |  | LIG | SUB | [6 empty] | TF | CF |  | 80% | 80% | 1916580 | D | N |  |  |  | LN | OV |  | NC
55983 | Luminant Generation Company LLC | 6146 | Martin Lake | TX | 3 | OP | D | Y | 9 | 2004 | 933 | FD | FD | FD | 0.1 | 1.2 | 0.4 | PB | DP | NP | TH | TH | YR | 1995 | 1995 | 2008 | MS |  |  | MS |  |  | MS |  |  | OT |  |  | NC |  |  | CE | 4 | 1979 |  |  | 5400 | 503 | 0 | 0 | 0 |  | LIG | SUB | [6 empty] | TF | CF |  | 80% | 80% | 1916580 | D | N |  |  |  | LN | OV |  | NC
55983 | Luminant Generation Company LLC | 6147 | Monticello | TX | 1 | OP | N | N |  |  |  | ST | ST | FD | 0.3 | 3 | 0.4 | PB | DP | NP | WO | TH | YR | 1989 | 1997 | 2008 | MS |  |  | MS |  |  | MS |  |  | OT |  |  | NC |  |  | CE | 12 | 1974 |  |  | 4025 | 418 | 0 | 0 | 0 |  | LIG | SUB | [6 empty] | TF | CF |  | 80% | 80% | 1443686 | D | N |  |  |  | LN | OV | SN | NC
55983 | Luminant Generation Company LLC | 6147 | Monticello | TX | 2 | OP | N | N |  |  |  | ST | ST | FD | 0.3 | 3 | 0.4 | PB | DP | NP | WO | TH | YR | 1989 | 1997 | 2008 | MS |  |  | MS |  |  | MS |  |  | OT |  |  | NC |  |  | CE | 12 | 1975 |  |  | 4025 | 418 | 0 | 0 | 0 |  | LIG | SUB | [6 empty] | TF | CF |  | 80% | 80% | 1443686 | D | N |  |  |  | LN | OV | SN | NC
55983 | Luminant Generation Company LLC | 6147 | Monticello | TX | 3 | OP | D | Y | 10 | 2006 | 2401 | ST | FD | FD | 800 | 1.2 | 0.4 | PH | DP | NP | TH | TH | YR | 1996 | 1995 | 2008 | MS |  |  | MS |  |  | MS |  |  | OT |  |  | NC |  |  | BW | 8 | 1978 |  |  | 5524 | 581 | 0 | 0 | 0 |  | LIG | SUB | [6 empty] | OF |  |  | 80% | 80% | 2038222 | D | N |  |  |  | LN | OV | SN | NC
50161 | FirstEnergy Nuclear Operating Company | 6149 | Davis Besse | OH | NSS1 | OP
18642 | Tennessee Valley Authority | 6152 | Sequoyah | TN | NSS1 | OP
18642 | Tennessee Valley Authority | 6152 | Sequoyah | TN | NSS2 | OP
19436 | Union Electric Co - (MO) | 6153 | Callaway | MO | NSS1 | OP
19436 | Union Electric Co - (MO) | 6155 | Rush Island | MO | 2 | OP | N | N |  |  |  | ST | ST | FD | 0.12 |  |  | PB | DP | NP | NS | TH | YR | 1979 | 1979 | 1996 | MS |  |  | MS |  |  | MS |  |  | SS |  |  | NC |  |  | CE | 3 | 1977 |  |  | 4284 | 336.9 | 0 | 0 | 0 |  | SUB | [7 empty] | TF | CF |  | 90% | 90% | 1289627 | D | N |  |  |  | LN | OV |  | NC
19436 | Union Electric Co - (MO) | 6155 | Rush Island | MO | 1 | OP | N | N |  |  |  | ST | ST | FD | 0.12 |  |  | PB | DP | NP | NS | TH | YR | 1979 | 1979 | 1996 | MS |  |  | MS |  |  | MS |  |  | SS |  |  | NC |  |  | CE | 3 | 1976 |  |  | 4284 | 336.9 | 0 | 0 | 0 |  | SUB | [7 empty] | TF | CF |  | 90% | 90% | 1289627 | D | N |  |  |  | LN | OV |  | NC
15452 | PSEG Power Connecticut LLC | 6156 | New Haven Harbor | CT | NHB1 | OP | N | N |  |  |  | ST | ST | ST | 0.14 | 0.55 | 0.25 | PB | DP | NP | NV | NV | NV | 1975 | 2004 | 1975 | MS |  |  | MS |  |  | MS |  |  | SS |  |  | NC |  |  | CE | 8 | 1975 |  |  | 3270 | 0 | 669.2 | 1800 | 0 |  | RFO | NG | [6 empty] | TF |  |  | 90% | 90% | 732605 |  | Y |  |  |  | LN |  |  | NC
14354 | PacifiCorp | 6165 | Hunter | UT | 1 | OP | D | N |  |  |  | ST | ST | ST | 0.05 |  |  | PB | DP | NP | PS | TH | YR | 1978 | 1978 | 1988 | MS |  |  | MS |  |  | MS |  |  | NC |  |  | OT | SS |  | CE | 6 | 1978 |  |  | 3318 | 170.5 | 0 | 0 | 0 |  | BIT | [7 empty] | TF | CF |  | 90% | 90% | 945000 | D | N |  |  |  | NC |  |  | LN | SR
14354 | PacifiCorp | 6165 | Hunter | UT | 2 | OP | D | N |  |  |  | ST | ST | ST | 0.05 |  |  | PB | DP | NP | PS | TH | YR | 1980 | 1980 | 1988 | MS |  |  | MS |  |  | MS |  |  | NC |  |  | NC |  |  | CE | 6 | 1980 |  |  | 3318 | 170.5 | 0 | 0 | 0 |  | BIT | [7 empty] | TF | CF |  | 90% | 90% | 945000 | D | N |  |  |  | NC |  |  | LN | SR
14354 | PacifiCorp | 6165 | Hunter | UT | 3 | OP | Da | N |  |  |  | ST | ST | ST | 0.02 |  |  | PB | DP | NP | PS | MO | YR | 1983 | 1983 | 1988 | MS |  |  | MS |  |  | MS |  |  | NC |  |  | NC |  |  | BW | 6 | 1983 |  |  | 3341 | 184.5 | 0 | 0 | 0 |  | BIT | [7 empty] | OF |  |  | 90% | 90% | 945000 | D | N |  |  |  | LN |  |  | SR
9324 | Indiana Michigan Power Co | 6166 | Rockport | IN | MB1 | OP | D | Y | 10 | 1977 | EPA-5-78-A-1 | ST | FD | FD | 0.1 | 1.2 | 0.7 | PB | DP | NP | PS | MO | YR | 1984 | 1984 | 1984 | MS |  |  | MS |  |  | MS |  |  | NC |  |  | NC |  |  | BW | 12 | 1984 |  |  | 9775 | 773.4 | 0 | 0 | 0 |  | SUB | BIT | [6 empty] | OF |  |  | 90% | 90% | 2576618 | D | N |  |  |  | NC |  |  | NC
9324 | Indiana Michigan Power Co | 6166 | Rockport | IN | MB2 | OP | D | Y | 10 | 1977 | EPA-5-78-A-1 | ST | FD | FD | 0.1 | 1.2 | 0.7 | PB | DP | NP | PS | MO | YR | 1989 | 1989 | 1989 | MS |  |  | MS |  |  | MS |  |  | NC |  |  | NC |  |  | BW | 12 | 1989 |  |  | 9775 | 773.4 | 0 | 0 | 0 |  | SUB | BIT | [6 empty] | OF |  |  | 90% | 90% | 2576618 | D | N |  |  |  | NC |  |  | NC
19876 | Virginia Electric & Power Co | 6168 | North Anna | VA | NSS1 | OP
19876 | Virginia Electric & Power Co | 6168 | North Anna | VA | NSS2 | OP
20847 | Wisconsin Electric Power Co | 6170 | Pleasant Prairie | WI | 1 | OP | D | N |  |  |  | ST | ST | ST | 0.03 | 0.1 | 0.1 | PB | DP | NP | NV | MO | MO | 1980 | 1980 | 1980 | MS |  |  | MS |  |  | MS |  |  | NC |  |  | NC |  |  | RS | 6 | 1980 |  |  | 4428 | 379.8 | 0 | 0 | 0 |  | SUB | [7 empty] | OF |  |  | 80% | 80% | 1255785 | D | N |  |  |  | LN | SR |  | NC
20847 | Wisconsin Electric Power Co | 6170 | Pleasant Prairie | WI | 2 | OP | D | N |  |  |  | ST | ST | ST | 0.03 | 0.1 | 0.1 | PB | DP | NP | NV | MO | MO | 1985 | 1985 | 1985 | MS |  |  | MS |  |  | MS |  |  | NC |  |  | NC |  |  | RS | 7 | 1985 |  |  | 4428 | 379.8 | 0 | 0 | 0 |  | SUB | [7 empty] | OF |  |  | 80% | 80% | 1255785 | D | N |  |  |  | SR | LN |  | NC
16572 | Salt River Project | 6177 | Coronado | AZ | U1B | OP | D | Y | 1 | 2009 | 46236 | ST | ST | ST | 0.03 | 0.08 | 0.32 | PB | DP | NP | PS | MO | MO | 2012 | 2013 | 2009 | MS |  |  | MS |  |  | MS |  |  | IF | [5 empty] | RS | 12 | 1979 |  |  | 2780 | 240 | 0 | 0 | 0 |  | SUB | [7 empty] | OF |  |  | 80% | 80% | 789600 | D | N |  |  |  | OV
16572 | Salt River Project | 6177 | Coronado | AZ | U2B | OP | D | Y | 1 | 2009 | 46236 | ST | ST | ST | 0.03 | 0.08 | 0.32 | PB | DP | NP | PS | MO | MO | 2011 | 2012 | 2011 | MS |  |  | MS |  |  | MS |  |  | IF | [5 empty] | RS | 10 | 1980 |  |  | 2780 | 240 | 0 | 0 | 0 |  | SUB | [7 empty] | OF |  |  | 80% | 90% | 789600 | D | N |  |  |  | OV
56570 | Coleto Creek Power LP | 6178 | Coleto Creek | TX | 1 | OP | D | Y | 10 | 2007 | 3687 | ST | ST | St | 211 | 7597 | 1151 | PH | DH | NH | OH | OH | OH | 1982 | 1982 | 1982 | MS |  |  | MS |  |  | MS |  |  | NC |  |  | NC |  |  | CE | 6 | 1980 | 12 | 2024 | 4199 | 260 | 0 | 0 | 0 |  | SUB | [7 empty] | TF |  |  | 90% | 90% | 1158000 | W | N |  |  |  | AA |  |  | NA
11269 | Lower Colorado River Authority | 6179 | Fayette Power Project | TX | 1 | OP | D | Y | 10 | 2002 | 51770 | ST | ST | ST | 20 |  |  | OP | DP | NP | SM | TH | TH | 1979 | 1979 | 2003 | MS |  |  | MS |  |  | MS |  |  | IF |  |  | IF |  |  | CE | 6 | 1979 |  |  | 4199 | 304 | 0 | 0 | 0 |  | SUB | [7 empty] | CF |  |  | 90% | 90% | 1368875 | D | N |  |  |  | LN |  |  | LN
11269 | Lower Colorado River Authority | 6179 | Fayette Power Project | TX | 2 | OP | D | Y | 10 | 2002 | 51770 | ST | ST | St | 20 |  |  | OP | DP | NP | SM | TH | TH | 1980 | 1980 | 2004 | MS |  |  | MS |  |  | MS |  |  | IF |  |  | IF |  |  | CE | 5 | 1980 |  |  | 4199 | 304 | 0 | 0 | 0 |  | SUB | [7 empty] | TF |  |  | 90% | 90% | 1368875 | D | N |  |  |  | LN |  |  | LN
11269 | Lower Colorado River Authority | 6179 | Fayette Power Project | TX | 3 | OP | Da | Y | 10 | 2002 | PSD-TX-486M3, State 51770 | ST | ST | ST | 10 |  |  | OP | DP | NP | SM | TH | MO | 1988 | 1988 | 2005 | MS |  |  | MS |  |  | MS |  |  | IF |  |  | IF |  |  | CE | 4 | 1988 |  |  | 3148 | 228.2 | 0 | 0 | 0 |  | SUB | [7 empty] | TF |  |  | 80% | 90% | 960000 | D | N |  |  |  | LN |  |  | LN
57097 | Oak Grove Management Co LLC | 6180 | Oak Grove | TX | 1 | OP | Da | Y | 6 | 2007 | 76474 PSD-TX1056 | ST | FD | St | 0.04 | 1.4 | 0.08 | PB | OT | NP | YR | OT | OT | 2009 | 2009 | 2009 | MS |  |  | MS |  |  | MS |  |  | OT |  |  | NC |  |  | AL | 4 | 2010 |  |  | 5740 | 576.4 |  |  |  |  | LIG | [7 empty] | CF | TF |  | 80% | 80% | 1994482 | D | N |  |  |  | LN | OV | SR | NC
57097 | Oak Grove Management Co LLC | 6180 | Oak Grove | TX | 2 | OP | Da | Y | 6 | 2007 | 76474 PSD-TX-1056 | ST | FD | St | 0.04 | 1.4 | 0.08 | PB | OT | NP | YR | OT | OT | 2010 | 2010 | 2010 | MS |  |  | MS |  |  | MS |  |  | OT |  |  | NC |  |  | BW | 4 | 2011 |  |  | 5740 | 582.9 |  |  |  |  | LIG | [7 empty] | OF |  |  | 80% | 80% | 1715426 | D | N |  |  |  | LN | OV | SR | NC
16604 | City of San Antonio - (TX) | 6181 | J T Deely | TX | 1 | OP | D | Y | 4 | 2012 | 1491 | FD | FD | St | 0.1 |  |  | PB | DP | OT | NV | NV | YR | 1977 | 1977 | 1997 | MS |  |  | MS |  |  | MS |  |  | NC |  |  | NC |  |  | CE | 5 | 1977 |  |  | 2900 | 249 | 0 | 0 | 0 |  | SUB | [7 empty] | TF | CF |  | 90% | 90% | 898693 | D | N |  |  |  | AA | LN | LA | NC
16604 | City of San Antonio - (TX) | 6181 | J T Deely | TX | 2 | OP | D | Y | 4 | 2012 | 1492 | FD | FD | St | 0.1 |  |  | PB | DP | OT | NV | NV | YR | 1978 | 1978 | 1997 | MS |  |  | MS |  |  | MS |  |  | NC |  |  | NC |  |  | CE | 2 | 1978 |  |  | 2900 | 249 | 0 | 0 | 0 |  | SUB | [7 empty] | TF | CF |  | 90% | 90% | 898693 | D | N |  |  |  | AA | LN | SR | NC
16624 | San Miguel Electric Coop, Inc | 6183 | San Miguel | TX | SM-1 | OP | D | Y | 3 | 2009 | 4180A | ST | FD | St | 20 | 1.2 | 0.165 | OP | DP | NP | SM | TH | OH | 1982 | 1982 | 2005 | MS |  |  | MS |  |  | MS |  |  | OT |  |  | NC |  |  | BW | 1 | 1982 | 12 | 2037 | 3054 | 437.6 | 0 | 0 | 0 |  | LIG | [7 empty] | OF |  |  | 80% | 80% | 2196000 | D | N |  |  |  | NC |  |  | NC
3265 | Cleco Power LLC | 6190 | Brame Energy Center | LA | 1 | OP | N | Y | 5 | 2008 | 2360-00030-V1 | ST | ST | ST | 204 | 2000 | 1410 | PH | DM | NH | OH | TH | OH | 2006 | 2006 | 2006 | MS |  |  | MS |  |  | MS |  |  | NC |  |  | NC |  |  | BW | 6 | 1975 |  |  | 3033 | 0 | 660 | 4165 | 0 |  | NG | DFO | [6 empty] | OF |  |  | 90% | 80% | 742200 |  | N |  |  |  | NA |  |  | NA
3265 | Cleco Power LLC | 6190 | Brame Energy Center | LA | 2 | OP | D | Y | 5 | 2008 | 2360-00030-V1 | FD | FD | FD | 0.1 | 1.2 | 0.46 | PB | DP | NP | NS | TH | YR | 2006 | 2006 | 2008 | MS |  |  | MS |  |  | MS |  |  | NC |  |  | NC |  |  | FW | 10 | 1982 |  |  | 3800 | 308.8 | 850.2 | 5002 | 0 |  | SUB | [7 empty] | OF |  |  | 80% | 90% | 1115000 | D | N |  |  |  | LN | OV |  | LN | OV | SN
3265 | Cleco Power LLC | 6190 | Brame Energy Center | LA | 3-1 | OP | Db | Y | 2 | 2011 | 2927-V3 | ST | ST | St | 31.2 | 425.4 | 198.5 | PH | DH | NH | MO | TH | DA | 2010 | 2010 | 2010 | MS |  |  | MS |  |  | MS |  |  | CF | IF |  | CF | IF |  | FW | 2 | 2010 |  |  | 2139 | 179.2 |  |  | 102 |  | PC | BIT | LIG | [5 empty] | FF | SF | FB | 90% | 90% | 1176806 | D | N | NA | NA |  | CF | SN |  | CF | SN
3265 | Cleco Power LLC | 6190 | Brame Energy Center | LA | 3-2 | OP | Db | Y | 2 | 2011 | 2927-V3 | ST | ST | St | 31.2 | 425.4 | 198.5 | PH | DH | NH | MO | TH | DA | 2010 | 2010 | 2010 | MS |  |  | MS |  |  | MS |  |  | CF | IF |  | CF | IF |  | FW | 2 | 2010 |  |  | 2139 | 179.2 |  |  | 102 |  | PC | BIT | LIG | [5 empty] | FF | SF | FB | 90% | 90% | 1176806 | D | N | NA | NA |  | CF | SN |  | CF | SN
17718 | Southwestern Public Service Co | 6193 | Harrington | TX | 061B | OP | D | Y | 4 | 2012 | 1388 | FD | FD | FD | 20 | 1.2 | 0.7 | OP | DP | NP | SM | TH | TH | 1984 | 1976 | 1976 | MS |  |  | MS |  |  | MS |  |  | NC |  |  | NC |  |  | CE | 7 | 1976 | 12 | 2031 | 2682 | 199.5 | 0 | 0 | 0 |  | SUB | [7 empty] | TF |  |  | 80% | 90% | 831800 | D | N |  |  |  | LN |  |  | LN
17718 | Southwestern Public Service Co | 6193 | Harrington | TX | 062B | OP | D | Y | 5 | 2012 | 5129 | FD | FD | FD | 20 | 1.2 | 0.7 | OP | DP | NP | SM | TH | TH | 1978 | 1978 | 1978 | MS |  |  | MS |  |  | MS |  |  | NC |  |  | NC |  |  | CE | 5 | 1978 | 12 | 2033 | 2682 | 199.5 | 0 | 0 | 0 |  | SUB | [7 empty] | TF |  |  | 80% | 90% | 831800 | D | N |  |  |  | LN |  |  | LN
17718 | Southwestern Public Service Co | 6193 | Harrington | TX | 063B | OP | D | Y | 5 | 2012 | 5129 | FD | FD | FD | 20 | 1.2 | 0.7 | OP | DP | NP | SM | TH | TH | 1980 | 1980 | 1980 | MS |  |  | MS |  |  | MS |  |  | NC |  |  | NC |  |  | CE | 5 | 1980 | 12 | 2035 | 2682 | 199.5 | 0 | 0 | 0 |  | SUB | [7 empty] | TF |  |  | 80% | 90% | 831800 | D | N |  |  |  | LN |  |  | LN
17718 | Southwestern Public Service Co | 6194 | Tolk | TX | 171B | OP | D | Y | 1 | 2012 | 6029 | FD | FD | FD | 20 | 1.2 | 0.7 | OP | DP | NP | SM | TH | TH | 1982 | 1982 | 1982 | MS |  |  | MS |  |  | MS |  |  | NC |  |  | NC |  |  | CE | 7 | 1982 | 12 | 2037 | 3797 | 304 | 0 | 0 | 0 |  | SUB | [7 empty] | TF |  |  | 90% | 90% | 1071200 | D | N |  |  |  | LN |  |  | LN
17718 | Southwestern Public Service Co | 6194 | Tolk | TX | 172B | OP | D | Y | 5 | 2012 | 6030 | FD | FD | FD | 20 | 1.2 | 0.7 | OP | DP | NP | SM | TH | TH | 1986 | 1986 | 1986 | MS |  |  | MS |  |  | MS |  |  | NC |  |  | NC |  |  | CE | 7 | 1985 | 12 | 2040 | 3797 | 304 | 0 | 0 | 0 |  | SUB | [7 empty] | TF |  |  | 90% | 90% | 1071200 | D | N |  |  |  | NC |  |  | LN
17833 | City Utilities of Springfield - (MO) | 6195 | John Twitty Energy Center | MO | 1 | OP | D | N |  |  |  | FD | FD | FD | 0.1 | 1.2 | 0.7 | PB | DP | NP | TH | TH | TH | 1977 | 1977 | 1977 | MS |  |  | MS |  |  | MS |  |  | SU | SS |  | SU | SS |  | RS | 6 | 1976 |  |  | 1350 | 82 | 0 | 0 | 0 |  | SUB | [7 empty] | OF |  |  | 90% | 90% | 363477 | D | N |  |  |  | OT |  |  | SR
17833 | City Utilities of Springfield - (MO) | 6195 | John Twitty Energy Center | MO | 2 | OP | Da | Y | 12 | 2004 | 12-2004-007A | FD | FD | FD | 0.018 | 0.095 | 0.08 | PB | DP | NP | MO | MO | MO | 2011 | 2011 | 2011 | MS |  |  | MS |  |  | MS |  |  | OT |  |  | CF |  |  | FW | 1 | 2011 |  |  | 1926.3 | 158.8 |  | 1120 |  |  | SUB | NG | [6 empty] | OF |  |  | 90% | 90% | 515948 | D | Y |  |  |  | OT |  |  | SR
1307 | Basin Electric Power Coop | 6204 | Laramie River Station | WY | 1 | OP | D | N |  |  |  | ST | ST | FD | 0.1 |  |  | PB | DP | NP | TH | TH | YR | 1980 | 1980 | 1997 | MS |  |  | MS |  |  | MS |  |  | NC |  |  | NC |  |  | BW | 7 | 1980 |  |  | 4025 | 339.3 | 0 | 0 | 0 |  | SUB | [7 empty] | OF |  |  | 90% | 80% | 1027139 | D | N |  |  |  | LN | OV |  | LN | OV
1307 | Basin Electric Power Coop | 6204 | Laramie River Station | WY | 2 | OP | D | N |  |  |  | ST | ST | FD | 0.1 |  |  | PB | DP | NP | TH | TH | YR | 1981 | 1981 | 1997 | MS |  |  | MS |  |  | MS |  |  | NC |  |  | NC |  |  | BW | 7 | 1981 |  |  | 4025 | 339.3 | 0 | 0 | 0 |  | SUB | [7 empty] | OF |  |  | 90% | 80% | 1027139 | D | N |  |  |  | LN | OV |  | LN | OV
1307 | Basin Electric Power Coop | 6204 | Laramie River Station | WY | 3 | OP | D | N |  |  |  | ST | ST | FD | 0.1 |  |  | PB | DP | NP | TH | TH | YR | 1982 | 1985 | 1997 | MS |  |  | MS |  |  | MS |  |  | NC |  |  | NC |  |  | BW | 11 | 1982 |  |  | 4025 | 339.3 | 0 | 0 | 0 |  | SUB | [7 empty] | OF |  |  | 90% | 80% | 1027139 | D | N |  |  |  | LN | OV |  | LN | OV
9267 | Hoosier Energy R E C, Inc | 6213 | Merom | IN | 1SG1 | OP | D | N |  |  |  | ST | FD | FD | 0.1 |  | 0.12 | PB | SR | NP | PS | MO | MO | 1983 | 2012 | 1995 | MS |  |  | MS |  |  | MS |  |  | NC |  |  | NC |  |  | RS | 9 | 1983 |  |  | 3900 | 257 | 0 | 0 | 0 |  | BIT | [7 empty] | OF |  |  | 90% | 90% | 1206779 | D | N |  |  |  | SR |  |  | SR
9267 | Hoosier Energy R E C, Inc | 6213 | Merom | IN | 2SG1 | OP | D | N |  |  |  | FD | ST | FD | 0.03 |  | 0.08 | PB | SR | NP | PS | MO | MO | 2012 | 2012 | 2012 | MS |  |  | MS |  |  | MS |  |  | NC |  |  | NC |  |  | RS | 2 | 1982 |  |  | 3900 | 257 | 0 | 0 | 0 |  | BIT | [7 empty] | OF |  |  | 90% | 90% | 1026779 | D | N |  |  |  | SR |  |  | SR
9667 | City of Jasper - (IN) | 6225 | Jasper 2 | IN | 1 | SB
40307 | Prairie Power, Inc | 6238 | Pearl Station | IL | 1A | OP
2442 | City of Bryan - (TX) | 6243 | Dansby | TX | 1 | OP | D | N |  |  |  | FD | FD | FD | 0.1 |  |  | PB | DP | NP | TH | TH | TH | 1978 | 1978 | 1978 | MS |  |  | MS |  |  | MS |  |  | NC |  |  | NC |  |  | BW | 4 | 1978 | 12 | 2038 | 775 | 0 | 175 | 1009 | 0 |  | NG | [7 empty] | FF |  |  | 90% | 90% | 199116 |  | N |  |  |  | LN | OV |  | NC
6452 | Florida Power & Light Co | 6246 | Putnam | FL | HRSG11 | OP | N | N |  |  |  | NA | ST | NA |  |  |  |  | DP |  |  | NV |  |  | 1982 |  | NC |  |  | MS | [5 empty] | NC |  | SS | NC |  |  | WE | 6 | 1976 |  |  | 443 | 0 | 43.5 | 266 | 0 | 254 | NG | RFO | [6 empty] | DB |  |  | 90% | 50% | 533000 |  | N
6452 | Florida Power & Light Co | 6246 | Putnam | FL | HRSG12 | OP | N | N |  |  |  | NA | ST | NA |  |  |  |  | DP |  |  | NV |  |  | 1982 |  | NC |  |  | MS | [5 empty] | NC |  | SS | NC |  |  | WE | 6 | 1976 |  |  | 443 | 0 | 43.5 | 266 | 0 | 254 | NG | RFO | [6 empty] | DB |  |  | 90% | 50% | 533000 |  | N
6452 | Florida Power & Light Co | 6246 | Putnam | FL | HRSG21 | OP | N | N |  |  |  | NA | ST | NA |  |  |  |  | DP |  |  | NV |  |  | 1982 |  | NC |  |  | MS | [5 empty] | NC |  | SS | NC |  |  | WE | 6 | 1976 |  |  | 443 | 0 | 43.5 | 266 | 0 | 254 | NG | RFO | [6 empty] | DB |  |  | 90% | 50% | 533000 |  | N
6452 | Florida Power & Light Co | 6246 | Putnam | FL | HRSG22 | OP | N | N |  |  |  | NA | ST | NA |  |  |  |  | DP |  |  | NV |  |  | 1982 |  | NC |  |  | MS | [5 empty] | NC |  | SS | NC |  |  | WE | 6 | 1976 |  |  | 443 | 0 | 43.5 | 266 | 0 | 254 | NG | RFO | [6 empty] | DB |  |  | 90% | 50% | 533000 |  | N
15466 | Public Service Co of Colorado | 6248 | Pawnee | CO | 1 | OP | D | N |  |  |  | ST | ST | St | 0.1 | 1.2 | 0.7 | PB | DP | NP | DT | TH | TH | 1981 | 1981 | 1981 | MS |  |  | MS |  |  | MS |  |  | NC |  |  | NC |  |  | FW | 6 | 1981 |  |  | 3684 | 329.5 | 0 | 0 | 0 |  | SUB | [7 empty] | OF |  |  | 90% | 90% | 1190290 | D | N |  |  |  | NC |  |  | NC
17543 | South Carolina Public Service Authority | 6249 | Winyah | SC | 1 | OP | N | N |  |  |  | FD | FD | FD | 0.03 | 2.85 | 0.11 | PB | DP | NP | PS | DA | MO | 2008 | 1975 | 2007 | MS |  |  | MS |  |  | MS |  |  | NC |  |  | NC |  |  | RS | 3 | 1975 | 3 | 2020 | 2000 | 115.7 | 0 | 0 | 0 |  | BIT | [7 empty] | FF |  |  | 90% | 90% | 521400 | D | N |  |  |  | NC |  |  | NC
17543 | South Carolina Public Service Authority | 6249 | Winyah | SC | 2 | OP | D | N |  |  |  | FD | FD | FD | 0.03 | 1.2 | 0.12 | PB | DP | NP | PS | TH | MO | 2008 | 1977 | 2008 | MS |  |  | MS |  |  | MS |  |  | NC |  |  | NC |  |  | RS | 7 | 1977 | 7 | 2022 | 2000 | 115.7 | 0 | 0 | 0 |  | BIT | [7 empty] | OF |  |  | 90% | 90% | 521400 | D | N |  |  |  | NC |  |  | NC
17543 | South Carolina Public Service Authority | 6249 | Winyah | SC | 3 | OP | D | Y | 1 | 2007 | TV-1140-0005 | FD | ST | FD | 0.1 | 0.52 | 0.12 | PB | DP | NP | PS | TH | MO | 1980 | 1980 | 2008 | MS |  |  | MS |  |  | MS |  |  | NC |  |  | NC |  |  | RS | 5 | 1980 | 5 | 2025 | 2000 | 115.7 | 0 | 0 | 0 |  | BIT | [7 empty] | OF |  |  | 90% | 90% | 521400 | D | N |  |  |  | NC |  |  | NC
17543 | South Carolina Public Service Authority | 6249 | Winyah | SC | 4 | OP | D | Y | 1 | 2007 | TV-1140-0005 | FD | FD | FD | 0.03 | 0.52 | 0.12 | PB | DP | NP | PS | TH | MO | 2007 | 1981 | 2008 | MS |  |  | MS |  |  | MS |  |  | NC |  |  | NC |  |  | RS | 11 | 1981 | 11 | 2026 | 2000 | 115.7 | 0 | 0 | 0 |  | BIT | [7 empty] | OF |  |  | 90% | 90% | 521400 | D | N |  |  |  | NC |  |  | NC
3046 | Progress Energy Carolinas Inc | 6250 | Mayo | NC | 1A | OP | D | Y | 10 | 1977 | 3478 | ST | ST | ST | 0.1 |  |  | PB | DP | NP | PS | MO | TH | 1983 | 1983 | 1983 | MS |  |  | MS |  |  | MS |  |  | IF |  |  | IF |  |  | FW | 3 | 1983 |  |  | 2750 | 164.2 | 0 | 0 | 0 |  | BIT | [7 empty] | OF |  |  | 90% | 90% | 637520 | D | N |  |  |  | SR |  |  | NC
3046 | Progress Energy Carolinas Inc | 6250 | Mayo | NC | 1B | OP | D | Y | 10 | 1977 | 3478 | ST | ST | ST | 0.1 |  |  | PB | DP | NP | PS | MO | TH | 1983 | 1983 | 1983 | MS |  |  | MS |  |  | MS |  |  | IF |  |  | IF |  |  | FW | 3 | 1983 |  |  | 2750 | 164.2 | 0 | 0 | 0 |  | BIT | [7 empty] | OF |  |  | 90% | 90% | 637520 | D | N |  |  |  | SR |  |  | NC
21535 | STP Nuclear Operating Co | 6251 | South Texas Project | TX | NSS1 | OP
21535 | STP Nuclear Operating Co | 6251 | South Texas Project | TX | NSS2 | OP
9417 | Interstate Power and Light Co | 6254 | Ottumwa | IA | 1 | OP | D | Y | 1 | 2010 | 78-A-019-P9 | ST | ST | St | 0.1 | 1.2 | 0.7 | PB | DP | NP | PS | TH | TH | 1981 | 1981 | 2010 | MS |  |  | MS |  |  | MS |  |  | NC |  |  | IF |  |  | CE | 5 | 1981 |  |  | 4850 | 434.5 | 0 | 0 | 0 |  | SUB | [7 empty] | TF |  |  | 90% | 90% | 1640000 | D | N |  |  |  | LN | OV |  | NC
7140 | Georgia Power Co | 6257 | Scherer | GA | 1 | OP | D | N |  |  |  | ST | ST | St | 0.1 | 1.2 | 0.2 | PB | DP | NP | PS | TH | MO | 1982 | 1982 | 2003 | MS |  |  | MS |  |  | MS |  |  | SS |  |  | IF |  |  | CE | 3 | 1982 | 3 | 2022 | 5790 | 314 | 0 | 0 | 0 |  | SUB | [7 empty] | TF |  |  | 90% | 90% | 1434865 | D | N |  |  |  | OV |  |  | SR | OV
7140 | Georgia Power Co | 6257 | Scherer | GA | 2 | OP | D | N |  |  |  | ST | ST | St | 0.1 | 1.2 | 0.17 | PB | DP | NP | PS | TH | MO | 1984 | 1984 | 2003 | MS |  |  | MS |  |  | MS |  |  | SS |  |  | IF |  |  | CE | 2 | 1984 | 3 | 2024 | 5790 | 314 | 0 | 0 | 0 |  | SUB | [7 empty] | TF |  |  | 90% | 90% | 1434865 | D | N |  |  |  | OV |  |  | SR | OV
7140 | Georgia Power Co | 6257 | Scherer | GA | 3 | OP | D | N |  |  |  | ST | ST | St | 0.1 | 1.2 | 0.15 | PB | DP | NP | PS | TH | MO | 1987 | 1987 | 2000 | MS |  |  | MS |  |  | MS |  |  | SS | IF |  | IF |  |  | CE | 1 | 1987 | 3 | 2027 | 5790 | 455 | 0 | 0 | 0 |  | SUB | [7 empty] | TF |  |  | 90% | 90% | 1734192 | D | N |  |  |  | OV |  |  | SR | OV
7140 | Georgia Power Co | 6257 | Scherer | GA | 4 | OP | D | N |  |  |  | ST | ST | St | 0.1 | 1.2 | 0.16 | PB | DP | NP | PS | TH | MO | 1989 | 1989 | 2000 | MS |  |  | MS |  |  | MS |  |  | SS |  |  | IF |  |  | CE | 2 | 1989 | 3 | 2029 | 5790 | 455 | 0 | 0 | 0 |  | SUB | [7 empty] | TF |  |  | 90% | 90% | 1734192 | D | N |  |  |  | OV |  |  | SR | OV
733 | Appalachian Power Co | 6264 | Mountaineer | WV | 1 | OP | D | Y | 4 | 1974 | R13-0075 | ST | FD | FD | 0.05 | 1 |  | PB | DP | OT | DT | TH | YR | 1980 | 1980 | 2000 | MS |  |  | MS |  |  | MS |  |  | NC |  |  | NC |  |  | BW | 9 | 1980 |  |  | 9775 | 542.9 | 0 | 0 | 0 |  | BIT | [7 empty] | OF |  |  | 90% | 90% | 2250000 | D | N |  |  |  | SR | LN |  | SR | LN
7353 | Golden Valley Elec Assn Inc | 6288 | Healy | AK | 1 | OP
55936 | Entergy Gulf States - LA LLC | 6462 | River Bend | LA | NSS1 | OP
1307 | Basin Electric Power Coop | 6469 | Antelope Valley | ND | B1 | OP | D | N |  |  |  | ST | ST | ST | 0.1 |  |  | PB | DP | NP | TH | TH | TH | 1983 | 1983 | 1983 | MS |  |  | MS |  |  | MS |  |  | NC |  |  | NC |  |  | CE | 7 | 1984 |  |  | 3162 | 340 | 0 | 0 | 0 |  | LIG | [7 empty] | TF |  |  | 80% | 80% | 1093012 | D | N |  |  |  | LN | OV | NC | LN | OV | NC
1307 | Basin Electric Power Coop | 6469 | Antelope Valley | ND | B2 | OP | D | N |  |  |  | ST | ST | ST | 0.1 |  |  | PB | DP | NP | TH | TH | TH | 1986 | 1986 | 1986 | MS |  |  | MS |  |  | MS |  |  | NC |  |  | NC |  |  | CE | 7 | 1986 |  |  | 3162 | 340 | 0 | 0 | 0 |  | LIG | [7 empty] | TF |  |  | 80% | 80% | 1093012 | D | N |  |  |  | OV |  |  | NA
10071 | Kauai Island Utility Cooperative | 6474 | Port Allen | HI | 1 | OP | N
8287 | Hawaii Electric Light Co Inc | 6478 | Shipman | HI | 3 | OP | N
8287 | Hawaii Electric Light Co Inc | 6478 | Shipman | HI | 4 | OP | N
11208 | Los Angeles Department of Water & Power | 6481 | Intermountain Power Project | UT | 1SGA | OP | Da | N |  |  |  | ST | ST | ST | 0.0184 |  |  | PB | DP | NP | NV | MO | MO | 1986 | 1986 | 1986 | MS |  |  | MS |  |  | MS |  |  | NC |  |  | NC |  |  | BW | 6 | 1986 | 7 | 2026 | 6900 | 343.1 | 0 | 0 | 0 |  | BIT | SUB | [6 empty] | OF |  |  | 90% | 90% | 1450000 | D | N |  |  |  | LN | OV |  | NC
11208 | Los Angeles Department of Water & Power | 6481 | Intermountain Power Project | UT | 2SGA | OP | Da | N |  |  |  | ST | ST | ST | 0.0184 |  |  | PB | DP | NP | NV | MO | MO | 1987 | 1987 | 1987 | MS |  |  | MS |  |  | MS |  |  | NC |  |  | NC |  |  | BW | 5 | 1987 | 7 | 2027 | 6900 | 343.1 | 0 | 0 | 0 |  | BIT | SUB | [6 empty] | OF |  |  | 90% | 90% | 1450000 | D | N |  |  |  | LN | OV |  | NC
11843 | Maui Electric Co Ltd | 6504 | Maalaea | HI | M14 | OP
11843 | Maui Electric Co Ltd | 6504 | Maalaea | HI | M16 | OP
11843 | Maui Electric Co Ltd | 6504 | Maalaea | HI | M17 | OP
11843 | Maui Electric Co Ltd | 6504 | Maalaea | HI | M19 | OP
298 | City of Alexandria - (LA) | 6558 | D G Hunter | LA | 3 | SB | N | N |  |  |  | ST | ST | ST | 0.7 |  |  | PH | SU | OT | YR | YR | YR | 1965 | 1965 | 1965 | MS |  |  | MS |  |  | MS |  |  | NC |  |  | NC |  |  | BW | 6 | 1965 |  |  | 510 | 0 | 0 | 660.4 | 0 |  | NG | [7 empty] | FF |  |  | 90% | 80% | 11400 |  | N |  |  |  | NC |  |  | NC
298 | City of Alexandria - (LA) | 6558 | D G Hunter | LA | 4 | SB | N | N |  |  |  | ST | ST | ST | 0.7 |  |  | PH | SU | OT | YR | YR | YR | 1974 | 1974 | 1974 | MS |  |  | MS |  |  | MS |  |  | NC |  |  | NC |  |  | CE | 6 | 1974 |  |  | 801 | 0 | 0 | 918.4 | 0 |  | NG | [7 empty] | FF |  |  | 80% | 80% | 182300 |  | N |  |  |  | NC |  |  | NC
599 | Anchorage Municipal Light and Power | 6559 | George M Sullivan Generation Plant 2 | AK | 5B | OP
599 | Anchorage Municipal Light and Power | 6559 | George M Sullivan Generation Plant 2 | AK | 7GB | OP
1692 | Big Rivers Electric Corp | 6639 | R D Green | KY | G1 | OP | D | N |  |  |  | ST | ST | ST | 0.1 |  |  | PB | DP | NP | TH | TH | TH | 1980 | 1980 | 1980 | MS |  |  | MS |  |  | MS |  |  | IF |  |  | NC |  |  | BW | 12 | 1979 |  |  | 1674 | 133 | 0 | 0 | 0 |  | BIT | PC | [6 empty] | OF |  |  | 90% | 90% | 570000 | W | N |  |  |  | FU | LN |  | NA
1692 | Big Rivers Electric Corp | 6639 | R D Green | KY | G2 | OP | D | N |  |  |  | ST | ST | ST | 0.1 |  |  | PB | DP | NP | TH | TH | TH | 1981 | 1981 | 1981 | MS |  |  | MS |  |  | MS |  |  | IF |  |  | NC |  |  | BW | 1 | 1981 |  |  | 1673 | 133 | 0 | 0 | 0 |  | BIT | PC | [6 empty] | OF |  |  | 90% | 90% | 570000 | W | N |  |  |  | FU | LN |  | NA
814 | Entergy Arkansas Inc | 6641 | Independence | AR | 1 | OP | D | N |  |  |  | FD | FD | FD | 0.04 | 0.93 | 0.7 | PB | DP | NP | NV | NV | NV | 1983 | 1983 | 1983 | MS |  |  | MS |  |  | MS |  |  | NC |  |  | NC |  |  | CE | 1 | 1983 |  |  | 6023 | 500 | 0 | 0 | 0 |  | SUB | [7 empty] | TF |  |  | 90% | 90% | 2379146 | W | N |  |  |  | NA |  |  | NA
814 | Entergy Arkansas Inc | 6641 | Independence | AR | 2 | OP | D | N |  |  |  | FD | FD | FD | 0.04 | 0.93 | 0.7 | PB | DP | NP | NV | NV | NV | 1985 | 1985 | 1985 | MS |  |  | MS |  |  | MS |  |  | NC |  |  | NC |  |  | CE | 1 | 1985 |  |  | 6023 | 500 | 0 | 0 | 0 |  | SUB | [7 empty] | TF |  |  | 90% | 90% | 2379146 | W | N |  |  |  | NA |  |  | NA
55983 | Luminant Generation Company LLC | 6648 | Sandow No 4 | TX | 4 | OP | D | Y | 2 | 2005 | 4980,PSD-TX-28M1 | ST | FD | FD | 569 | 1.2 | 0.08 | PH | DP | NP | TH | TH | OT | 1977 | 1995 | 2010 | MS |  |  | MS |  |  | MS |  |  | OT |  |  | NC |  |  | CE | 5 | 1981 |  |  | 4125 | 414 | 0 | 0 | 0 |  | LIG | [7 empty] | TF | CF |  | 80% | 80% | 1080300 | D | N |  |  |  | OV | LN |  | NC
12341 | MidAmerican Energy Co | 6664 | Louisa | IA | 101 | OP | Da | Y | 9 | 2011 | 05-A-031-P1 | ST | ST | St | 0.027 |  |  | PB | DH | NH | NV | MO | MO | 2007 | 2007 | 2005 | MS |  |  | MS |  |  | MS |  |  | IF |  |  | IF |  |  | BW | 10 | 1983 |  |  | 5458 | 444.2 | 0 | 0 | 0 |  | SUB | [7 empty] | OF |  |  | 90% | 90% | 1386000 | D | N |  |  |  | LN | OV | OT | LN | OV | OT
261 | AGC Division of APG Inc | 6705 | Warrick | IN | 1 | OP | N | N |  |  |  | ST | ST | St | 0.03 |  |  | PB | DP | NP | DA | DA | OT | 1979 | 1989 | 2004 | MS |  |  | MS |  |  | MS |  |  | IF | [5 empty] | BW | 4 | 1960 |  |  | 1200 | 69.9 | 0 | 320 | 0 |  | BIT | NG | [6 empty] | FF |  |  | 90% | 90% | 820000 | D | N |  |  |  | LN | OV
261 | AGC Division of APG Inc | 6705 | Warrick | IN | 2 | OP | N | N |  |  |  | ST | ST | St | 0.03 |  |  | PB | DP | NP | DA | DA | OT | 1979 | 1989 | 2004 | MS |  |  | MS |  |  | MS |  |  | IF | [5 empty] | BW | 1 | 1964 |  |  | 1200 | 69.9 | 0 | 320 | 0 |  | BIT | NG | [6 empty] | FF |  |  | 90% | 90% | 820000 | D | N |  |  |  | LN | OV
261 | AGC Division of APG Inc | 6705 | Warrick | IN | 3 | OP | N | N |  |  |  | ST | ST | St | 0.03 |  |  | PB | DP | NP | DA | DA | OT | 1979 | 1989 | 2004 | MS |  |  | MS |  |  | MS |  |  | IF | [5 empty] | BW | 10 | 1965 |  |  | 1100 | 69.9 | 0 | 320 | 0 |  | BIT | NG | [6 empty] | FF |  |  | 90% | 90% | 820000 | D | N |  |  |  | LN | OV
261 | AGC Division of APG Inc | 6705 | Warrick | IN | 4 | OP | N | N |  |  |  | ST | ST | St | 40 |  |  | OP | DP | NP | SM | MO | YR | 1984 | 1989 | 2004 | MS |  |  | MS |  |  | MS |  |  | IF | [5 empty] | BW | 10 | 1970 |  |  | 2225 | 134.9 | 0 | 700 | 0 |  | BIT | NG | [6 empty] | OF |  |  | 90% | 90% | 1211576 | D | N |  |  |  | LN | SR
15143 | Platte River Power Authority | 6761 | Rawhide | CO | 101 | OP | Da | N |  |  |  | FD | ST | St | 0.03 | 0.19 | 0.18 | PB | DP | NP | SM | TH | YR | 1984 | 1984 | 2006 | MS |  |  | MS |  |  | MS |  |  | NC |  |  | NC |  |  | CE | 4 | 1984 | 12 | 2034 | 1900 | 156 | 0 | 0 | 0 |  | SUB | [7 empty] | TF |  |  | 90% | 90% | 729000 | D | N |  |  |  | LN | AA |  | NC
17177 | City of Sikeston - (MO) | 6768 | Sikeston Power Station | MO | 1 | OP | D | N |  |  |  | FD | FD | FD | 0.1 |  |  | PB | DP | NP | OH | WO | WO | 1981 | 1981 | 1981 | MS |  |  | MS |  |  | MS |  |  | SS |  |  | NC |  |  | BW | 9 | 1981 |  |  | 1750 | 102.5 | 0 | 0 | 0 |  | SUB | [7 empty] | OF |  |  | 80% | 80% | 481903 | W | N |  |  |  | SN |  |  | NC
20447 | Western Farmers Elec Coop, Inc | 6772 | Hugo | OK | 1 | OP | D | Y | 4 | 2004 | 97-058-TV | ST | ST | ST | 223.65 |  |  | OT | OT | OT | YR | YR | YR | 1982 | 1982 | 1982 | MS |  |  | MS |  |  | MS |  |  | SS |  |  | SS |  |  | BW | 4 | 1982 | 5 | 2039 | 3300 | 261.4 | 0 | 0 | 0 |  | SUB | [7 empty] | OF |  |  | 90% | 90% | 1865251 | D | N |  |  |  | LN |  |  | LN
1692 | Big Rivers Electric Corp | 6823 | D B Wilson | KY | W1 | OP | Da | N |  |  |  | ST | ST | ST | 0.03 |  |  | PB | DP | NP | PS | MO | MO | 1984 | 1984 | 1984 | MS |  |  | MS |  |  | MS |  |  | IF |  |  | NC |  |  | FW | 9 | 1984 |  |  | 3484 | 214 | 0 | 0 | 196 |  | BIT | PC | [6 empty] | OF |  |  | 90% | 90% | 1527899 | W | N |  |  |  | LN | OV | SR | NA
20813 | City of Winfield - (KS) | 7013 | East 12th Street | KS | 4 | OP | N
56598 | Optim Energy LLC | 7030 | Twin Oaks Power One | TX | U1 | OP | Da | N |  |  |  | FD | FD | St | 0.03 | 0.58 | 0.165 | PB | DP | NP | SM | YR | YR | 1990 | 1990 | 1990 | MS |  |  | MS |  |  | MS |  |  | CF |  |  | NC |  |  | CE | 9 | 1990 | 9 | 2028 | 1100 | 120.6 | 0 | 0 | 0 |  | LIG | [7 empty] | FB |  |  | 80% | 80% | 330000 | D | N |  |  |  | CF |  |  | AA
56598 | Optim Energy LLC | 7030 | Twin Oaks Power One | TX | U2 | OP | Da | N |  |  |  | FD | FD | St | 0.03 | 0.58 | 0.165 | PB | DP | NP | SM | YR | YR | 1991 | 1991 | 1991 | MS |  |  | MS |  |  | MS |  |  | NC |  |  | NC |  |  | CE | 10 | 1991 | 10 | 2029 | 1100 | 120.6 | 0 | 0 | 0 |  | LIG | [7 empty] | FB |  |  | 80% | 80% | 330000 | D | N |  |  |  | CF |  |  | AA
13407 | Nevada Power Co | 7082 | Harry Allen | NV | HRSG5 | OP | Da | Y | 4 | 2009 | 533 | LO | LO | LO | 11.5 |  |  | PH | DH | NH | OH | OH | OH | 2011 | 2011 | 2011 | MS |  |  | MS |  |  | MS |  |  | NC |  |  | NC |  |  | VO | 3 | 2011 | 1 | 2046 | 518 |  |  | 178.4 |  | 860.9 | NG | [7 empty] | DB |  |  | 40% | 40% | 716500 |  | N |  |  |  | SR |  |  | NC
13407 | Nevada Power Co | 7082 | Harry Allen | NV | HRSG6 | OP | Da | Y | 4 | 2009 | 533 | LO | LO | LO | 11.5 |  |  | PH | DH | NH | OH | OH | OH | 2011 | 2011 | 2011 | MS |  |  | MS |  |  | MS |  |  | NC |  |  | NC |  |  | VO | 3 | 2011 | 1 | 2046 | 518 |  |  | 178.4 |  | 860.9 | NG | [7 empty] | DB |  |  | 40% | 40% | 716500 |  | N |  |  |  | SR |  |  | NC
16604 | City of San Antonio - (TX) | 7097 | J K Spruce | TX | BLR1 | OP | Da | Y | 4 | 2012 | C-18426 | FD | ST | FD | 0.03 |  | 0.3 | PB | SR | NP | OH | MO | MO | 1992 | 1992 | 1992 | MS |  |  | MS |  |  | MS |  |  | IF |  |  | NC |  |  | CE | 12 | 1992 |  |  | 3817 | 322 | 0 | 0 | 0 |  | SUB | [7 empty] | TF | CF |  | 90% | 90% | 1208646 | W | N |  |  |  | AA | LN | LA | NC
16604 | City of San Antonio - (TX) | 7097 | J K Spruce | TX | BLR2 | OP | Da | Y | 4 | 2012 | 70492 | FD | ST | St | 0.015 | 0.1 | 0.069 | PB | DP | NP | YR | MO | MO | 2010 | 2010 | 2010 | MS |  |  | MS |  |  | MS |  |  | IF |  |  | NC |  |  | AL | 5 | 2010 |  |  | 4973 | 412 |  |  |  |  | SUB | [7 empty] | TF | CF |  | 90% | 90% | 2502 | W | N |  |  |  | AA | LN | SR | NC
8287 | Hawaii Electric Light Co Inc | 7130 | Puna | HI | 1 | OP | N
56609 | Calpine Mid-Atlantic Generation LLC | 7153 | Hay Road | DE | HRSG1 | OP
56609 | Calpine Mid-Atlantic Generation LLC | 7153 | Hay Road | DE | HRSG2 | OP
56609 | Calpine Mid-Atlantic Generation LLC | 7153 | Hay Road | DE | HRSG3 | OP
56609 | Calpine Mid-Atlantic Generation LLC | 7153 | Hay Road | DE | HRSG5 | OP
56609 | Calpine Mid-Atlantic Generation LLC | 7153 | Hay Road | DE | HRSG6 | OP
56609 | Calpine Mid-Atlantic Generation LLC | 7153 | Hay Road | DE | HRSG7 | OP
17539 | South Carolina Electric&Gas Co | 7210 | Cope | SC | COP1 | OP | Db | N |  |  |  | ST | ST | ST | 0.02 | 0.25 | 0.32 | PB | DM | NM | MO | MO | MO | 1996 | 1996 | 1996 | MS |  |  | MS |  |  | LN | OV |  | IF |  |  | NC |  |  | CE | 1 | 1996 | 11 | 2035 | 2943 | 152.4 | 0 | 3871.1 | 0 |  | BIT | NG | [6 empty] | TF |  |  | 90% |  | 870072 | D | N |  |  |  | LN |  |  | LN | SR
19876 | Virginia Electric & Power Co | 7213 | Clover | VA | 1 | OP | Da | Y | 7 | 2002 | 30867 | ST | ST | ST | 0.02 |  |  | PB | SB | NP | NS | MO | MO | 1995 | 1995 | 1995 | MS |  |  | MS |  |  | MS |  |  | IF |  |  | IF |  |  | CE | 10 | 1995 |  |  | 3295 | 163.4 | 0 | 0 | 0 |  | BIT | [7 empty] | TF |  |  | 90% | 90% | 1054000 | D | N |  |  |  | OV | LN | SN | OV | LN | SN
19876 | Virginia Electric & Power Co | 7213 | Clover | VA | 2 | OP | Da | Y | 7 | 2002 | 30867 | ST | ST | ST | 0.02 |  |  | PB | SB | NP | NS | MO | MO | 1996 | 1996 | 1996 | MS |  |  | MS |  |  | MS |  |  | IF |  |  | IF |  |  | CE | 3 | 1996 |  |  | 3295 | 163.4 | 0 | 0 | 0 |  | BIT | [7 empty] | TF |  |  | 90% | 90% | 1054000 | D | N |  |  |  | OV | LN | SN | OV | LN | SN
16655 | City of Santa Clara - (CA) | 7232 | Santa Clara Cogen | CA | 1 | OP
10376 | Kissimmee Utility Authority | 7238 | Cane Island | FL | MS2B | OP | N |  |  |  |  | FD | FD | FD |  |  |  |  | DM | NM |  | YR | YR |  | 1995 | 1995 | LN |  |  | LN |  |  | LN | [5 empty] | NC |  |  | NT | 1 | 1995 |  |  | 269 |  |  |  |  | 6240 | NG | DFO | [6 empty] | OT |  |  | 90% | 80% | 2138000 | [8 empty] | LN
10376 | Kissimmee Utility Authority | 7238 | Cane Island | FL | MS3B | OP | N |  |  |  |  | FD | FD | FD |  |  |  |  | DM | NM |  | YR | YR |  | 2001 | 2001 | LN |  |  | LN |  |  | LN | [5 empty] | NC |  |  | AI | 6 | 2001 |  |  | 446 | [5 empty] | NG | DFO | [6 empty] | DB |  |  | 90% | 80% | 3314000 | [8 empty] | LN
10376 | Kissimmee Utility Authority | 7238 | Cane Island | FL | MS4 | OP | N |  |  |  |  | FD | FD | FD |  |  |  |  | DM | NM | YR | YR | YR |  | 2011 | 2011 | LN |  |  | LN |  |  | LN | [5 empty] | NC |  |  | VO | 7 | 2011 |  |  | 809 | [5 empty] | NG | [7 empty] | DB |  |  | 90% | 90% | 3226000 | [8 empty] | LN
18454 | Tampa Electric Co | 7242 | Polk | FL | 1A | OP
18454 | Tampa Electric Co | 7242 | Polk | FL | 1B | OP
18454 | Tampa Electric Co | 7242 | Polk | FL | 1C | OP
18454 | Tampa Electric Co | 7242 | Polk | FL | 2A | OP
18454 | Tampa Electric Co | 7242 | Polk | FL | 2B | OP
18454 | Tampa Electric Co | 7242 | Polk | FL | 2C | OP
12745 | Modesto Irrigation District | 7266 | Woodland | CA | Unit2 | OP
40577 | American Mun Power-Ohio, Inc | 7286 | Richard Gorsuch | OH | 1 | RE | N | N |  |  |  | ST | ST | FD | 0.1 |  |  | PB | DP | NP | NS | NS | YR | 1984 | 1984 | 2000 | MS |  |  | MS |  |  | MS |  |  | SS |  |  | NC |  |  | BW | 6 | 1951 | 11 | 2010 | 650 | 31.2 | 0 | 0 | 0 |  | BIT | [7 empty] | FF |  |  | 90% | 90% | 300000 | D | N |  |  |  | LN |  |  | LN
40577 | American Mun Power-Ohio, Inc | 7286 | Richard Gorsuch | OH | 2 | RE | N | N |  |  |  | ST | ST | FD | 0.1 |  |  | PB | DP | NP | NS | NS | YR | 1984 | 1984 | 2000 | MS |  |  | MS |  |  | MS |  |  | SS |  |  | NC |  |  | BW | 6 | 1951 | 11 | 2010 | 650 | 31.2 | 0 | 0 | 0 |  | BIT | [7 empty] | FF |  |  | 90% | 90% | 300000 | D | N |  |  |  | LN | OV |  | LN | OV
40577 | American Mun Power-Ohio, Inc | 7286 | Richard Gorsuch | OH | 3 | RE | N | N |  |  |  | ST | ST | FD | 0.1 |  |  | PB | DP | NP | NS | NS | YR | 1984 | 1984 | 2000 | MS |  |  | MS |  |  | MS |  |  | SS |  |  | NC |  |  | BW | 6 | 1951 | 11 | 2010 | 650 | 31.2 | 0 | 0 | 0 |  | BIT | [7 empty] | FF |  |  | 90% | 90% | 300000 | D | N |  |  |  | LN | OV |  | LN | OV
40577 | American Mun Power-Ohio, Inc | 7286 | Richard Gorsuch | OH | 4 | RE | N | N |  |  |  | ST | ST | FD | 0.1 |  |  | PB | DP | NP | NS | NS | YR | 1984 | 1984 | 2000 | MS |  |  | MS |  |  | MS |  |  | SS |  |  | NC |  |  | BW | 6 | 1951 | 11 | 2010 | 650 | 31.2 | 0 | 0 | 0 |  | BIT | [7 empty] | FF |  |  | 90% | 90% | 300000 | D | N |  |  |  | LN |  |  | LN
5860 | Empire District Electric Co | 7296 | State Line Combined Cycle | MO | HRSG21 | OP | Db | Y | 9 | 1999 | 1099-003 | ST | ST | St | 0.01 |  |  | PB | SU | NM | DT | DT | MO | 2001 | 2001 | 2001 | MS |  |  | MS |  |  | MS |  |  | NC |  |  | NC |  |  | NT | 6 | 2001 |  |  | 400 | 0 | 0 | 112 | 0 | 1641 | NG | [7 empty] | DB |  |  | 100% | 100% | 2243000 |  | N |  |  |  | SR |  |  | SR | AA
5860 | Empire District Electric Co | 7296 | State Line Combined Cycle | MO | HRSG22 | OP | Db | Y | 9 | 1999 | 1099-003 | ST | ST | ST | 0.012 |  |  | PB | SU | NM | DT | DT | MO | 2001 | 2001 | 2001 | MS |  |  | MS |  |  | MS |  |  | NC |  |  | NC |  |  | NT | 6 | 2001 |  |  | 400 | 0 | 0 | 112 | 0 | 1703 | NG | [7 empty] | DB |  |  | 100% | 100% | 2243000 |  | N |  |  |  | SR |  |  | SR
6455 | Duke Energy Florida, Inc | 7302 | Hines Energy Complex | FL | 1A | OP
6455 | Duke Energy Florida, Inc | 7302 | Hines Energy Complex | FL | 1B | OP
6455 | Duke Energy Florida, Inc | 7302 | Hines Energy Complex | FL | 2A | OP
6455 | Duke Energy Florida, Inc | 7302 | Hines Energy Complex | FL | 2B | OP
6455 | Duke Energy Florida, Inc | 7302 | Hines Energy Complex | FL | 3A | OP
6455 | Duke Energy Florida, Inc | 7302 | Hines Energy Complex | FL | 3B | OP
6455 | Duke Energy Florida, Inc | 7302 | Hines Energy Complex | FL | 4A | OP
6455 | Duke Energy Florida, Inc | 7302 | Hines Energy Complex | FL | 4B | OP
12341 | MidAmerican Energy Co | 7343 | George Neal South | IA | 4 | OP | D | Y | 9 | 2005 | 05-A-655-P | ST | ST | St | 0.1 |  |  | PB | DP | OT | NV | TH | YR | 1979 | 1979 | 2005 | MS |  |  | MS |  |  | MS |  |  | NC |  |  | IF |  |  | FW | 7 | 1979 |  |  | 4515 | 374.7 | 0 | 0 | 0 |  | SUB | [7 empty] | OF |  |  | 90% | 90% | 1165000 | D | N |  |  |  | LN | OV | OT | LN | OV | SN
15248 | Portland General Electric Co | 7350 | Coyote Springs | OR | SG01 | OP | N |  |  |  |  | ST |  | FD | 0.1 |  |  | PC |  | NM | NV |  | DA | 1995 |  | 1995 | MS | [5 empty] | MS | [8 empty] | DL | 8 | 1995 |  |  | 527.1 | 0 | 0 | 39.2 | 0 | 1337 | NG | [7 empty] | DB |  |  | 50% |  | 728672 |  | N
21554 | Seminole Electric Cooperative Inc | 7380 | Midulla Generating Station | FL | HRSG1 | OP
21554 | Seminole Electric Cooperative Inc | 7380 | Midulla Generating Station | FL | HRSG2 | OP
3252 | Central Illinois Light Co | 7384 | Indian Trails Cogen 1 | IL | 1 | RE | N
3252 | Central Illinois Light Co | 7384 | Indian Trails Cogen 1 | IL | 2 | OS | N
3252 | Central Illinois Light Co | 7384 | Indian Trails Cogen 1 | IL | 3 | OS | N
19545 | Black Hills Power Inc | 7504 | Neil Simpson II | WY | 2 | OP | N
16604 | City of San Antonio - (TX) | 7512 | Arthur Von Rosenberg | TX | 1 | OP | Db | Y | 12 | 2011 | 38183 | FD | ST | St | 0.03 | 1 | 0.1 | PB | OT | NP | OH | NV | OH | 2000 | 2000 | 2000 | MS |  |  | MS |  |  | MS |  |  | NC |  |  | NC |  |  | VO | 6 | 2000 |  |  | 527 | 0 | 0 | 102 | 0 | 34.3 | NG | [7 empty] | DB |  |  |  |  | 879991 |  | N |  |  |  | NC |  |  | NC
16604 | City of San Antonio - (TX) | 7512 | Arthur Von Rosenberg | TX | 2 | OP | Db | Y | 12 | 2011 | 38183 | FD | ST | St | 0.03 | 1 | 0.1 | PB | OT | NP | OH | NV | OH | 2000 | 2000 | 2000 | MS |  |  | MS |  |  | MS |  |  | NC |  |  | NC |  |  | VO | 6 | 2000 |  |  | 527 | 0 | 0 | 102 | 0 | 34.3 | NG | [7 empty] | DB |  |  |  |  | 879991 |  | N |  |  |  | NC |  |  | NC
1984 | ReEnergy Fort Fairfield LLC | 7513 | ReEnergy Fort Fairfield | ME | BOIL1 | OP | N
16534 | Sacramento Municipal Util Dist | 7527 | Carson Ice-Gen Project | CA | HRSG | OP
19876 | Virginia Electric & Power Co | 7537 | North Branch | WV | A | OS | N
19876 | Virginia Electric & Power Co | 7537 | North Branch | WV | B | OS
14077 | Oklahoma Municipal Power Authority | 7546 | Ponca City | OK | HRSG1 | OP
20847 | Wisconsin Electric Power Co | 7549 | Milwaukee County | WI | 1 | OP | N
20847 | Wisconsin Electric Power Co | 7549 | Milwaukee County | WI | 2 | OP | N
20847 | Wisconsin Electric Power Co | 7549 | Milwaukee County | WI | 3 | OP | N
16534 | Sacramento Municipal Util Dist | 7551 | SCA Cogen 2 | CA | HRSGA | OP
16534 | Sacramento Municipal Util Dist | 7551 | SCA Cogen 2 | CA | HRSGB | OP
16534 | Sacramento Municipal Util Dist | 7552 | SPA Cogen 3 | CA | HRSG | OP
924 | Associated Electric Coop, Inc | 7604 | St Francis Energy Facility | MO | HRSG1 | OP
924 | Associated Electric Coop, Inc | 7604 | St Francis Energy Facility | MO | HRSG2 | OP
3660 | PUD No 1 of Clark County - (WA) | 7605 | River Road Gen Plant | WA | 1 | OP
10273 | Kimberly-Clark Corp | 7627 | Everett Cogen | WA | 14 | RE | N
56190 | Savannah River Nuclear Solutions LLC | 7652 | US DOE Savannah River Site (D Area) | SC | D-1 | RE | N
56190 | Savannah River Nuclear Solutions LLC | 7652 | US DOE Savannah River Site (D Area) | SC | D-2 | RE | N
56190 | Savannah River Nuclear Solutions LLC | 7652 | US DOE Savannah River Site (D Area) | SC | D-3 | RE | N
56190 | Savannah River Nuclear Solutions LLC | 7652 | US DOE Savannah River Site (D Area) | SC | D-4 | RE | N
195 | Alabama Power Co | 7697 | Washington County Cogeneration Facility | AL | 1 | OP | Dc | Y | 3 | 2011 | 108-0018 | [30 empty] | VO | 12 | 2000 |  |  | 510 | [5 empty] | NG | [7 empty] | DB |  |  | 90% | 90% | 580000
195 | Alabama Power Co | 7698 | General Electric Plastic | AL | HRSG1 | OP | [37 empty] | 1999
6455 | Duke Energy Florida, Inc | 7699 | Tiger Bay | FL | 1 | OP
6035 | Exelon Power | 7701 | Fairless Hills | PA | 3 | RE
6035 | Exelon Power | 7701 | Fairless Hills | PA | 4 | OP
6035 | Exelon Power | 7701 | Fairless Hills | PA | 5 | OP
17650 | Southern Power Co | 7710 | H Allen Franklin Combined Cycle | AL | 1A | OP | Da | N |  |  |  | FD | FD | FD | 0.009 | 0.0006 | 0.013 | PB | DP | NP | DT | DT | TH | 2002 | 2002 | 2002 | MS |  |  | MS |  |  | MS |  |  | NC |  |  | NC |  |  | VO | 6 | 2002 |  |  | 156 |  |  | 290.1 |  | 950 | NG | [7 empty] | DB |  |  | 90% | 90% | 932.4 |  | N |  |  |  | SR |  |  | NC
17650 | Southern Power Co | 7710 | H Allen Franklin Combined Cycle | AL | 1B | OP | Da | N |  |  |  | FD | FD | FD | 0.009 | 0.0006 | 0.013 | PB | DP | NP | DT | DT | TH | 2002 | 2002 | 2002 | MS |  |  | MS |  |  | MS |  |  | NC |  |  | NC |  |  | VO | 6 | 2002 |  |  | 156 |  |  | 290.1 |  | 950 | NG | [7 empty] | DB |  |  | 90% | 90% | 932.4 |  | N |  |  |  | SR |  |  | NC
17650 | Southern Power Co | 7710 | H Allen Franklin Combined Cycle | AL | 2A | OP | Da | N |  |  |  | FD | FD | FD | 0.009 | 0.0006 | 0.013 | PB | DP | NP | DT | DT | TH | 2003 | 2003 | 2003 | MS |  |  | MS |  |  | MS |  |  | NC |  |  | NC |  |  | DL | 6 | 2003 |  |  | 156 |  |  | 541 |  | 950 | NG | [7 empty] | DB |  |  | 90% | 90% | 932.4 |  | N |  |  |  | SR |  |  | NC
17650 | Southern Power Co | 7710 | H Allen Franklin Combined Cycle | AL | 2B | OP | Da | N |  |  |  | FD | FD | FD | 0.009 | 0.0006 | 0.013 | PB | DP | NP | DT | DT | TH | 2003 | 2003 | 2003 | MS |  |  | MS |  |  | MS |  |  | NC |  |  | NC |  |  | DL | 6 | 2003 |  |  | 156 |  |  | 541 |  | 950 | NG | [7 empty] | DB |  |  | 90% | 90% | 932.4 |  | N |  |  |  | SR |  |  | NC
17650 | Southern Power Co | 7710 | H Allen Franklin Combined Cycle | AL | 3A | OP | Da | N |  |  |  | FD | FD | FD | 0.009 | 0.0006 | 0.013 | PB | DP | NP | DT | DT | TH | 2008 | 2008 | 2008 | MS |  |  | MS |  |  | MS |  |  | NC |  |  | NC |  |  | DL | 6 | 2008 |  |  | 156 |  |  | 541 |  | 950 | NG | [7 empty] | DB |  |  | 90% | 90% | 932.4 |  | N |  |  |  | SR |  |  | NC
17650 | Southern Power Co | 7710 | H Allen Franklin Combined Cycle | AL | 3B | OP | Da | N |  |  |  | FD | FD | FD | 0.009 | 0.0006 | 0.013 | PB | DP | NP | DT | DT | TH | 2008 | 2008 | 2008 | MS |  |  | MS |  |  | MS |  |  | NC |  |  | NC |  |  | DL | 6 | 2008 |  |  | 156 |  |  | 541 |  | 950 | NG | [7 empty] | DB |  |  | 90% | 90% | 932.4 |  | N |  |  |  | SR |  |  | NC
195 | Alabama Power Co | 7721 | Theodore Cogen Facility | AL | HRSG | OP | Dc | Y | 3 | 2011 | 503-8073 | [30 empty] | VO | 12 | 2000 |  |  | 700 | [5 empty] | NG | [7 empty] | DB |  |  | 90% | 90% | 815000
18642 | Tennessee Valley Authority | 7722 | Watts Bar Nuclear Plant | TN | NSS1 | OP
18642 | Tennessee Valley Authority | 7722 | Watts Bar Nuclear Plant | TN | NSS2 | CO
17539 | South Carolina Electric&Gas Co | 7737 | Kapstone | SC | B001 | OP | N
17539 | South Carolina Electric&Gas Co | 7737 | Kapstone | SC | RB01 | OP
924 | Associated Electric Coop, Inc | 7757 | Chouteau | OK | 3 | OP | N | N | 1 | 2009 | 2007-115-c(m-1)(PSD) | ST | ST | St | 0.0035 |  |  | PB | DH | OT | DA | TH | TH | 2009 | 2009 | 2009 | MS |  |  | MS |  |  | MS |  |  | NC |  |  | NC |  |  | VO | 6 | 2011 |  |  | 502 |  |  | 1882 |  | 958 | NG | [7 empty] | OT | DB |  | 90% |  | 711 | [5 empty] | LN | SR |  | NC
924 | Associated Electric Coop, Inc | 7757 | Chouteau | OK | 4 | OP | N | N | 1 | 2009 | 2007-115-c(m-1)(PSD) | ST | ST | St | 0.0035 |  |  | PB | DH | OT | DA | TH | TH | 2009 | 2009 | 2009 | MS |  |  | MS |  |  | MS |  |  | NC |  |  | NC |  |  | VO | 6 | 2011 |  |  | 502 |  |  | 1882 |  | 958 | NG | [7 empty] | OT | DB |  | 90% |  | 711 | [5 empty] | LN | SR |  | NC
924 | Associated Electric Coop, Inc | 7757 | Chouteau | OK | 1 | OP | N | N | 1 | 2009 | 2007-115-C(m-)(PSD) | ST | ST | St | 0.0035 |  |  | PB | DH | NH | NV | NV | TH | 2000 | 2000 | 2000 | MS |  |  | MS |  |  | MS |  |  | NC |  |  | NC |  |  | VO | 6 | 2000 |  |  | 528 |  |  | 1783 |  | 989 | NG | [7 empty] | OT |  |  | 90% |  | 839 | [5 empty] | LN | SR |  | NC
924 | Associated Electric Coop, Inc | 7757 | Chouteau | OK | 2 | OP | N | N | 1 | 2009 | 2007-115-C(M-)(PSD) | ST | ST | St | 0.0035 |  |  | PB | DH | OT | NV | NV | TH | 2000 | 2000 | 2000 | MS |  |  | MS |  |  | MS |  |  | NC |  |  | NC |  |  | VO | 6 | 2000 |  |  | 528 |  |  | 1783 |  | 989 | NG | [7 empty] | OT |  |  | 90% |  | 839 | [5 empty] | LN | SR |  | NC
16183 | Rochester Gas & Electric Corp | 7784 | Allegany Cogen | NY | HRSG | OP
40230 | Deseret Generation & Tran Coop | 7790 | Bonanza | UT | 1-1 | OP | Da | Y | 2 | 2001 | PSD-UO-001-2001:00 | FD | FD | FD | 0.03 |  |  | PB | DP | NP | NV | YR | YR | 1986 | 1986 | 1986 | MS |  |  | MS |  |  | MS |  |  | NC |  |  | NC |  |  | FW | 5 | 1986 |  |  | 3150 | 230 | 0 | 0 | 0 |  | BIT | [7 empty] | OF |  |  | 90% | 90% | 822000 | D | N |  |  |  | NC |  |  | NC
3046 | Progress Energy Carolinas Inc | 7805 | Sherwood H Smith Jr Energy Complex | NC | 4 | OP | [45 empty] | 1848
3046 | Progress Energy Carolinas Inc | 7805 | Sherwood H Smith Jr Energy Complex | NC | ST5 | OP | Dc | Y | 4 | 2009 | 08759T10 | ST | FD | FD | 0.0059 |  |  | PB | DP | NM | TH | NV | MO | 2011 | 2011 | 2011 | MS |  |  | MS |  |  | MS |  |  | ND |  |  | ND |  |  | VO | 6 | 2011 | 6 | 2051 | 1338 |  |  | 385 |  | 2155.5 | NG | [7 empty] | DB |  |  |  |  | 786692 |  |  | NA | NA |  | SR
17650 | Southern Power Co | 7826 | Rowan | NC | 4 | OP
17650 | Southern Power Co | 7826 | Rowan | NC | 5 | OP
17543 | South Carolina Public Service Authority | 7834 | John S Rainey | SC | 1A | OP
17543 | South Carolina Public Service Authority | 7834 | John S Rainey | SC | 1B | OP
18642 | Tennessee Valley Authority | 7845 | Lagoon Creek | TN | HRSG | OP | N |  |  |  |  | NA | NA | NA | [27 empty] | NT | 9 | 2010 |  |  | 1350 |  |  |  |  | 2403.6 | NG | [7 empty] | DB |  |  |  |  | 3781.6
9617 | JEA | 7846 | Brandy Branch | FL | HRSG2 | OP | Da | N |  |  |  | ST | ST | St | 0.1 |  |  | PB | DP | NP | NV | NV | NV | 2005 | 2005 | 2005 | MS |  |  | MS | NC |  | MS |  |  | NC |  |  | NC |  |  | NT | 2 | 2005 | 2 | 2045 | 574 |  |  | 95 | 0 | 1500 | NG | [7 empty] | DB |  |  | 90% | 90% | 25000 | D | N |  |  |  | NC |  |  | NC
9617 | JEA | 7846 | Brandy Branch | FL | HRSG3 | OP | Da | N |  |  |  | ST | ST | St | 0.1 |  |  | PB | DP | NP | NV | NV | NV | 2005 | 2005 | 2005 | MS |  |  | MS |  |  | MS |  |  | NC |  |  | NC |  |  | NT | 2 | 2005 | 2 | 2045 | 574 |  |  | 95 | 0 | 1500 | NG | [7 empty] | DB |  |  | 90% | 90% | 25000 | D | N |  |  |  | NC |  |  | NC
18454 | Tampa Electric Co | 7873 | H L Culbreath Bayside Power Station | FL | 1A | OP
18454 | Tampa Electric Co | 7873 | H L Culbreath Bayside Power Station | FL | 1B | OP
18454 | Tampa Electric Co | 7873 | H L Culbreath Bayside Power Station | FL | 1C | OP
18454 | Tampa Electric Co | 7873 | H L Culbreath Bayside Power Station | FL | 2A | OP
18454 | Tampa Electric Co | 7873 | H L Culbreath Bayside Power Station | FL | 2B | OP
18454 | Tampa Electric Co | 7873 | H L Culbreath Bayside Power Station | FL | 2C | OP
18454 | Tampa Electric Co | 7873 | H L Culbreath Bayside Power Station | FL | 2D | OP
11018 | Lincoln Electric System | 7887 | Terry Bundy Generating Station | NE | HRSG2 | OP
11018 | Lincoln Electric System | 7887 | Terry Bundy Generating Station | NE | HRSG3 | OP
17650 | Southern Power Co | 7897 | E B Harris Electric Generating Plant | AL | 1A | OP | Da | N |  |  |  | FD | FD | FD | 0.009 | 0.8 | 0.013 | PB | SU | NP | DT | NV | TH | 2003 | 2003 | 2003 | MS |  |  | MS |  |  | MS |  |  | NC |  |  | NC |  |  | DL | 6 | 2003 | 6 | 2033 | 156 |  |  | 541 |  | 950 | NG | [7 empty] | DB |  |  | 90% | 90% | 932.4 |  | N |  |  |  | SR |  |  | NC
17650 | Southern Power Co | 7897 | E B Harris Electric Generating Plant | AL | 1B | OP | Da | N |  |  |  | FD | FD | FD | 0.009 | 0.8 | 0.013 | PB | SU | NP | DT | NV | TH | 2003 | 2003 | 2003 | MS |  |  | MS |  |  | MS |  |  | NC |  |  | NC |  |  | DL | 6 | 2003 | 6 | 2033 | 156 |  |  | 541 |  | 950 | NG | [7 empty] | DB |  |  | 90% | 90% | 932.4 |  | N |  |  |  | SR |  |  | NC
17650 | Southern Power Co | 7897 | E B Harris Electric Generating Plant | AL | 2A | OP | Da | N |  |  |  | FD | FD | FD | 0.009 | 0.8 | 0.013 | PB | SU | NP | DT | NV | TH | 2003 | 2003 | 2003 | MS |  |  | MS |  |  | MS |  |  | NC |  |  | NC |  |  | DL | 6 | 2003 | 6 | 2033 | 156 |  |  | 541 |  | 950 | NG | [7 empty] | DB |  |  | 90% | 90% | 932.4 |  | N |  |  |  | NC |  |  | NC
17650 | Southern Power Co | 7897 | E B Harris Electric Generating Plant | AL | 2B | OP | Da | N |  |  |  | FD | FD | FD | 0.009 | 0.8 | 0.013 | PB | SU | NP | DT | NV | TH | 2003 | 2003 | 2003 | MS |  |  | MS |  |  | MS |  |  | NC |  |  | NC |  |  | DL | 6 | 2003 | 6 | 2033 | 156 |  |  | 541 |  | 950 | NG | [7 empty] | DB |  |  | 90% | 90% | 932.4 |  | N |  |  |  | SR |  |  | NC
1015 | Austin Energy | 7900 | Sand Hill | TX | 5A | OP | Da | Y | 9 | 2008 | 48106 | ST | FD | ST | 5 |  |  | OP | SU | NM | SM | YR | OH | 2004 | 2004 | 2004 | MS |  |  | MS |  |  | MS |  |  | NC |  |  | NC |  |  | DS | 3 | 2004 |  |  | 800 | 0 | 0 | 2200 | 0 | 514.5 | NG | [7 empty] | DB |  |  | 90% | 80% | 881800 |  | N |  |  |  | LN | SR |  | NC
17698 | Southwestern Electric Power Co | 7902 | Pirkey | TX | 1 | OP | D | Y | 6 | 2008 | 6269 | FD | FD | St | 20 | 1.2 | 0.22 | OP | DP | NP | SM | TH | MO | 1985 | 1985 | 2004 | MS |  |  | MS |  |  | MS |  |  | NC |  |  | NC |  |  | BW | 1 | 1985 |  |  | 4900 | 541 | 0 | 0 | 0 |  | LIG | [7 empty] | OF |  |  | 80% | 80% | 1484000 | D | N |  |  |  | NC |  |  | NC
13994 | Oglethorpe Power Corporation | 7917 | Chattahoochee Energy Facility | GA | 8A | OP | Dc | Y | 7 | 2003 | 4911-149-0006-V-02-0 | FD | ST | FD | 0.01 |  |  | PB | SU | NM | TH | NS | TH | 2002 | 2002 | 2002 | MS |  |  | MS |  |  | MS |  |  | NC |  |  | NC |  |  | VO | 2 | 2003 | 6 | 2063 | 857 |  |  | 87.2 |  | 846 | NG | [7 empty] | DB |  |  | 30% | 30% | 257742 |  | N |  |  |  | SR |  |  | NA
13994 | Oglethorpe Power Corporation | 7917 | Chattahoochee Energy Facility | GA | 8B | OP | Dc | Y | 7 | 2003 | 4911-149-0006-V-02-0 | FD | ST | FD | 0.01 |  |  | PB | SU | NM | TH | NS | TH | 2002 | 2002 | 2002 | MS |  |  | MS |  |  | MS |  |  | NC |  |  | NC |  |  | VO | 2 | 2003 | 6 | 2063 | 857 |  |  | 87.2 |  | 846 | NG | [7 empty] | DB |  |  | 30% | 30% | 282288 |  | N |  |  |  | SR |  |  | SR
20169 | Avista Corp | 7931 | Coyote Springs II | OR | SG02 | OP | Db | N |  |  |  | FD | NA | FD | 0.1 |  |  | PC |  | NM | NV |  | DA | 2003 |  | 2003 | MS | [5 empty] | MS | [8 empty] | FW | 6 | 2003 |  |  | 523.2 | 0 | 0 | 310 | 0 | 1455 | NG | [7 empty] | DB |  |  | 80% | 90% | 775000 |  | N |  |  |  | LN | SR |  | NA
13100 | Municipal Electric Authority | 7946 | Wansley Unit 9 | GA | HRSG1 | OP | Da | Y | 1 | 2007 | 4911-149-0007-V-02-0 | ST | NA | St | 0.01 |  |  | PB |  | NM | PS |  | MO | 2004 |  | 2003 | MS | [5 empty] | MS | [8 empty] | NT | 6 | 2003 |  |  | 620 |  |  | 170 |  | 1576 | NG | [7 empty] | DB |  |  | 90% |  | 931638 |  | N |  |  |  | SR | LN | NH | SR | LN | NH
13100 | Municipal Electric Authority | 7946 | Wansley Unit 9 | GA | HRSG2 | OP | Da | Y | 1 | 2007 | 4911-149-0007-V-02-0 | ST | NA | St | 0.01 |  |  | PB |  | NM | PS |  | MO | 2004 |  | 2003 | MS | [5 empty] | MS | [8 empty] | NT | 6 | 2003 |  |  | 620 |  |  | 170 |  | 1576 | NG | [7 empty] | DB |  |  | 90% |  | 931638 |  | N |  |  |  | SR | LN | NH | SR | LN | NH
12341 | MidAmerican Energy Co | 7985 | Greater Des Moines | IA | HRSG2 | OP
12341 | MidAmerican Energy Co | 7985 | Greater Des Moines | IA | HRSG1 | OP
11479 | Madison Gas & Electric Co | 7991 | West Campus Cogeneration Facility | WI | HRSG1 | OP | Db |  |  |  |  | ST | ST | FD | 8.6 |  |  | PH | DH | OT | OH | OH | OT | 2005 | 2005 | 2005 | MS |  |  | MS |  |  | MS |  |  | NC |  |  | NC |  |  | DL | 4 | 2005 |  |  | 274 |  |  | 239 |  | 174.6 | NG | [7 empty] | DB |  |  | 90% | 90% |  |  | N |  |  |  | OT |  |  | OT
11479 | Madison Gas & Electric Co | 7991 | West Campus Cogeneration Facility | WI | HRSG2 | OP | Db |  |  |  |  | ST | ST | FD | 8.6 |  |  | PH | DH | OT | OH | OH | OT | 2005 | 2005 | 2005 | MS |  |  | MS |  |  | MS |  |  | NC |  |  | NC |  |  | DL | 4 | 2005 |  |  | 274 |  |  | 239 |  | 174.6 | NG | [7 empty] | DB |  |  | 90% | 90% |  |  | N |  |  |  | OT |  |  | OT
49893 | Invenergy Services LLC | 7999 | Grays Harbor Energy Facility | WA | HRSG1 | OP | Db | N |  |  |  | ST | ST | St | 20.5 |  |  | PC | DH | NH | NV | OH | OH | 2008 | 2008 | 2008 | MS |  |  | MS |  |  | MS |  |  | NC |  |  | NC |  |  | AI | 5 | 2008 |  |  | 831 |  |  | 564.1 |  | 917.6 | NG | [7 empty] | DB |  |  | 90% | 90% | 760889 |  | N |  |  |  | LN | SR |  | LN | SR
49893 | Invenergy Services LLC | 7999 | Grays Harbor Energy Facility | WA | HRSG2 | OP | Db | N |  |  |  | ST | ST | St | 20.5 |  |  | PC | DH | NH | NV | OH | OH | 2008 | 2008 | 2008 | MS |  |  | MS |  |  | MS |  |  | NC |  |  | NC |  |  | AI | 5 | 2008 |  |  | 831 |  |  | 564.1 |  | 917.6 | NG | [7 empty] | DB |  |  | 90% | 90% | 760889 |  | N |  |  |  | LN | SR |  | LN | SR
13337 | Nebraska Public Power District | 8000 | Beatrice | NE | SG1 | OP
13337 | Nebraska Public Power District | 8000 | Beatrice | NE | SG2 | OP
15472 | Public Service Co of NH | 8002 | Newington | NH | 1 | OP | N | N |  |  |  | ST | ST | ST | 40 |  |  | OP | SU | NP | OT | NV | DA | 1974 | 1974 | 1992 | MS |  |  | MS |  |  | MS |  |  | SS |  |  |  | SS |  | CE | 6 | 1974 |  |  | 2996 | 0 | 680 | 4500 | 0 |  | RFO | NG | [6 empty] | TF |  |  | 90% | 80% | 464500 |  | Y |  |  |  | LN | OV
4362 | Corn Belt Energy Corporation | 8003 | Prairie Energy | IL | 1 | CN
5511 | CCI Roseton LLC | 8006 | Roseton Generating Facility | NY | 1 | OP | N | N |  |  |  | ST | ST | ST | 0.1 |  |  | PB | SU | NP | NV | YR | MO | 1974 | 1974 | 1995 | MS |  |  | MS |  |  | MS |  |  | NC |  |  | NC |  |  | CE | 12 | 1974 |  |  | 4200 | 0 | 901 | 6500 | 0 |  | RFO | NG | [6 empty] | TF |  |  | 90% | 90% | 909000 |  | N |  |  |  | FR |  |  | FR
5511 | CCI Roseton LLC | 8006 | Roseton Generating Facility | NY | 2 | OP | N | N |  |  |  | ST | ST | ST | 0.1 |  |  | PB | SU | NP | NV | YR | MO | 1974 | 1974 | 1995 | MS |  |  | MS |  |  | MS |  |  | NC |  |  | NC |  |  | CE | 9 | 1974 |  |  | 4200 | 0 | 901 | 6500 | 0 |  | RFO | NG | [6 empty] | TF |  |  | 90% | 90% | 909000 |  | N |  |  |  | FR |  |  | FR
55951 | Exelon Nuclear | 8011 | Three Mile Island | PA | NSS1 | OP
20856 | Wisconsin Power & Light Co | 8023 | Columbia | WI | 1 | OP | D | Y | 11 | 2011 | 11-POY-123 | ST | ST | NA | 0.6 | 3.2 |  | PB | DP |  | PS | DA |  | 1975 | 1986 |  | MS |  |  | MS | [5 empty] | NC | SS |  | IF |  |  | CE | 5 | 1975 |  |  | 3800 | 305.8 | 0 | 0 | 0 |  | SUB | [7 empty] | TF | CF |  | 90% | 90% | 1107075 | D | N
20856 | Wisconsin Power & Light Co | 8023 | Columbia | WI | 2 | OP | D | Y | 11 | 2011 | 11-POY-123 | FD | FD | FD | 0.1 | 1.2 | 0.7 | PB | DP | NP | PS | TH | TH | 1978 | 1978 | 1978 | MS |  |  | MS |  |  | MS |  |  | NC |  |  | IF |  |  | CE | 4 | 1978 |  |  | 3800 | 305.8 | 0 | 0 | 0 |  | SUB | [7 empty] | TF | CF |  | 90% | 90% | 1107075 | D | N |  |  |  | LN | AA
54718 | Dominion Energy Kewaunee Inc. | 8024 | Kewaunee | WI | NSS1 | OP
9417 | Interstate Power and Light Co | 8031 | Emery Station | IA | 1 | OP | Da | Y | 6 | 2002 | 02-A-634-P2 | ST | ST | St | 0.0072 | 0.0022 | 0.0114 | PB | DP | NP | PS | NS | NS | 2004 | 2004 | 2004 | MS |  |  | MS |  |  | MS |  |  | OT |  |  | NC |  |  | AL | 4 | 2004 |  |  | 599.9 |  | 0 | 405 | 0 | 2046 | NG | [7 empty] | DB |  |  | 90% | 90% | 902861 |  | N |  |  |  | SR |  |  | NC
9417 | Interstate Power and Light Co | 8031 | Emery Station | IA | 2 | OP | Da | Y | 6 | 2002 | 02-A-634-P2 | ST | ST | St | 0.0072 | 0.0022 | 0.0114 | PB | DP | NP | PS | NS | NS | 2004 | 2004 | 2004 | MS |  |  | MS |  |  | MS |  |  | OT |  |  | NC |  |  | AL | 4 | 2004 |  |  | 599.9 |  | 0 | 405 | 0 | 2046 | NG | [7 empty] | DB |  |  | 90% | 90% | 902861 |  | N |  |  |  | SR |  |  | NC
13337 | Nebraska Public Power District | 8036 | Cooper | NE | NSS1 | OP
5416 | Duke Energy Carolinas, LLC | 8042 | Belews Creek | NC | 1 | OP | N | N |  |  |  | ST | ST | ST | 0.15 |  |  | PB | DP | NP | DA | DA | DA | 1986 | 1999 | 2001 | MS |  |  | MS |  |  | MS |  |  | SS | IF |  | NC |  |  | BW | 8 | 1974 |  |  | 7300 | 359 | 0 | 0 | 0 |  | BIT | [7 empty] | OF |  |  | 90% | 90% | 1869459 | D | N |  |  |  | SR |  |  | NC
5416 | Duke Energy Carolinas, LLC | 8042 | Belews Creek | NC | 2 | OP | N | N |  |  |  | ST | ST | ST | 0.15 |  |  | PB | DP | NP | DA | DA | DA | 1986 | 1999 | 2001 | MS |  |  | MS |  |  | MS |  |  | SS | IF |  | NC |  |  | BW | 12 | 1975 |  |  | 7300 | 359 | 0 | 0 | 0 |  | BIT | [7 empty] | OF |  |  | 90% | 90% | 1869459 | D | N |  |  |  | SR |  |  | NC
6455 | Duke Energy Florida, Inc | 8048 | Anclote | FL | 1 | OP | N | N |  |  |  | ST | ST | NA | 0.1 |  |  | PB | DP |  | TH | NV |  | 1975 | 1975 |  | MS |  |  | MS | [5 empty] | ND |  |  | ND |  |  | CE | 10 | 1974 |  |  | 3559 | 0 | 753 | 2000 | 0 |  | RFO | NG | [6 empty] | TF |  |  | 90% | 90% | 1140000 |  | N
6455 | Duke Energy Florida, Inc | 8048 | Anclote | FL | 2 | OP | N | N |  |  |  | ST | ST | NA | 0.1 |  |  | PB | DP |  | TH | NV |  | 1978 | 1978 |  | MS |  |  | MS | [5 empty] | ND |  |  | ND |  |  | CE | 10 | 1978 |  |  | 3559 | 0 | 753 | 2000 | 0 |  | RFO | NG | [6 empty] | TF |  |  | 90% | 90% | 1140000 |  | N
12685 | Entergy Mississippi Inc | 8054 | Gerald Andrus | MS | 1 | OP | N | N |  |  |  | ST | ST | NA | 0.2 |  |  | PB | DP |  | NV | NV |  | 1972 | 1972 |  | MS |  |  | MS | [5 empty] | NC |  |  | SS |  |  | BW | 1 | 1975 |  |  | 5335 | 0 | 1219 | 7700 | 0 |  | NG | RFO | [6 empty] | OF |  |  | 90% | 90% | 1224000 |  | N
814 | Entergy Arkansas Inc | 8055 | Arkansas Nuclear One | AR | NSS1 | OP
814 | Entergy Arkansas Inc | 8055 | Arkansas Nuclear One | AR | NSS2 | OP
11241 | Entergy Louisiana Inc | 8056 | Waterford 1 & 2 | LA | 1 | OP | D | N |  |  |  | ST | ST | ST | 20 |  |  | OP | DM | NO | SM | NV | YR | 1975 | 1975 | 1975 | MS |  |  | MS |  |  | MS |  |  | NC |  |  | NC |  |  | RS | 6 | 1975 |  |  | 2943 | 0 | 628.7 | 4453 | 0 |  | NG | RFO | [6 empty] | FF |  |  | 90% | 90% | 385000 |  | N |  |  |  | NA |  |  | NA
11241 | Entergy Louisiana Inc | 8056 | Waterford 1 & 2 | LA | 2 | OP | D | N |  |  |  | ST | ST | ST | 20 |  |  | OP | DM | NO | SM | NV | YR | 1975 | 1975 | 1975 | MS |  |  | MS |  |  | MS |  |  | NC |  |  | NC |  |  | RS | 6 | 1975 |  |  | 2943 | 0 | 628.7 | 4453 | 0 |  | NG | RFO | [6 empty] | FF |  |  | 90% | 90% | 385000 |  | N |  |  |  | NA |  |  | NA
15474 | Public Service Co of Oklahoma | 8059 | Comanche | OK | 7251 | OP | N | N |  |  |  | NA | ST | NA |  |  |  |  | OT |  |  | NV |  |  | 1974 |  |  |  |  | MS | [5 empty] | NC |  |  | NC |  |  | WE | 2 | 1974 |  |  | 436.7 | 0 | 0 | 300 | 0 | 540 | NG | [7 empty] | DB |  |  | 90% | 90% | 564409 |  | N | na | NA
15474 | Public Service Co of Oklahoma | 8059 | Comanche | OK | 7252 | OP | N | N |  |  |  | NA | ST | NA |  |  |  |  | OT |  |  | NV |  |  | 1974 |  |  |  |  | MS | [5 empty] | NC |  |  | NC |  |  | WE | 2 | 1974 |  |  | 436.7 | 0 | 0 | 300 | 0 | 540 | NG | [7 empty] | DB |  |  | 90% | 90% | 564409 |  | N | na
55983 | Luminant Generation Company LLC | 8063 | DeCordova Steam Electric Station | TX | 1 | OS | N | N |  |  |  | ST | ST | ST | 0.1 | 440 |  | PB | DM | OT | WO | TH | YR | 1989 | 1992 | 2004 | MS |  |  | MS |  |  | MS |  |  | OT |  |  | NC |  |  | BW | 5 | 1975 |  |  | 5445 |  | 1158 | 7280 | 0 |  | NG | [7 empty] | OF |  |  | 90% | 80% | 1291666 |  | N
14354 | PacifiCorp | 8066 | Jim Bridger | WY | BW71 | OP | N | N |  |  |  | ST | ST | ST | 0.1 |  |  | PB | DP | NP | WO | WO | YR | 1974 | 1990 | 1998 | MS |  |  | MS |  |  | MS |  |  | NC |  |  | IF |  |  | CE | 11 | 1974 |  |  | 3980 | 256 | 0 | 0 | 0 |  | SUB | [7 empty] | TF | CF |  | 90% | 90% | 931000 | D | N |  |  |  | NC |  |  | LN | SR
14354 | PacifiCorp | 8066 | Jim Bridger | WY | BW72 | OP | N | N |  |  |  | ST | ST | ST | 0.1 |  |  | PB | DP | NP | WO | WO | YR | 1975 | 1986 | 1988 | MS |  |  | MS |  |  | MS |  |  | NC |  |  | NC |  |  | CE | 12 | 1975 |  |  | 3980 | 256 | 0 | 0 | 0 |  | SUB | [7 empty] | TF | CF |  | 90% | 90% | 931000 | D | N |  |  |  | LN |  |  | SR
14354 | PacifiCorp | 8066 | Jim Bridger | WY | BW73 | OP | N | N |  |  |  | ST | ST | ST | 0.1 |  |  | PB | DP | NP | WO | WO | YR | 1976 | 1988 | 1988 | MS |  |  | MS |  |  | MS |  |  | NC |  |  | NC |  |  | CE | 9 | 1976 |  |  | 3980 | 256 | 0 | 0 | 0 |  | SUB | [7 empty] | TF | CF |  | 90% | 90% | 931000 | D | N |  |  |  | LN |  |  | SR
14354 | PacifiCorp | 8066 | Jim Bridger | WY | BW74 | OP | D | N |  |  |  | ST | ST | ST | 0.1 |  |  | PB | DP | NP | WO | WO | TH | 1979 | 1979 | 1979 | MS |  |  | MS |  |  | MS |  |  | NC |  |  | NC |  |  | CE | 11 | 1979 |  |  | 3980 | 256 | 0 | 0 | 0 |  | SUB | [7 empty] | TF | CF |  | 90% | 90% | 931000 | D | N |  |  |  | NC |  |  | LN | SR
16572 | Salt River Project | 8068 | Santan | AZ | 1 | OP | N | Y | 12 | 2010 | V95-008 | LO | LO | LO |  |  |  | OT | OT | OT | YR | YR | YR | 2001 | 2001 | 2001 | OT |  |  | OT |  |  | OT |  |  | OT |  |  | OT |  |  | GE | 10 | 1974 |  |  | 253.9 |  |  |  |  | 465 | OTH | [7 empty] | OT |  |  | 80% | 80% | 425000 | [5 empty] | OT |  |  | OT
16572 | Salt River Project | 8068 | Santan | AZ | 2 | OP | N | Y | 12 | 2010 | V95-008 | LO | LO | LO |  |  |  | OT | OT | OT | YR | YR | YR | 2001 | 2001 | 2001 | OT |  |  | OT |  |  | OT |  |  | OT |  |  | OT |  |  | GE | 12 | 1974 |  |  | 253.9 |  |  |  |  | 465 | OTH | [7 empty] | OT |  |  | 80% | 80% | 425000 | [5 empty] | OT |  |  | OT
16572 | Salt River Project | 8068 | Santan | AZ | 3 | OP | N | Y | 12 | 2010 | V95-008 | LO | LO | LO |  |  |  | OT | OT | OT | YR | YR | YR | 2001 | 2001 | 2001 | OT |  |  | OT |  |  | OT |  |  | OT |  |  | OT |  |  | GE | 10 | 1974 |  |  | 253.9 |  |  |  |  | 465 | OTH | [7 empty] | OT |  |  | 80% | 80% | 425000 | [5 empty] | OT |  |  | OT
16572 | Salt River Project | 8068 | Santan | AZ | 4 | OP | N | Y | 12 | 2010 | V95-008 | LO | LO | LO |  |  |  | OT | OT | OT | YR | YR | YR | 2001 | 2001 | 2001 | OT |  |  | OT |  |  | OT |  |  | OT |  |  | OT |  |  | GE | 5 | 1975 |  |  | 253.9 |  |  |  |  | 465 | OTH | [7 empty] | OT |  |  | 80% | 80% | 399072 | [5 empty] | OT |  |  | OT
16572 | Salt River Project | 8068 | Santan | AZ | 5A | OP | Da | Y | 12 | 2010 | V95-008 | FD | FD | FD | 0.03 | 1.2 | 0.2 | PB | DP | NP | NV | NV | MO | 2005 | 2005 | 2005 | MS |  |  | MS |  |  | MS |  |  | WA |  |  | NC |  |  | AL | 4 | 2005 |  |  | 794 | 0 | 0 | 499.9 | 0 | 943 | NG | [7 empty] | DB |  |  | 90% | 90% | 656786 |  | N |  |  |  | NC |  |  | NC
16572 | Salt River Project | 8068 | Santan | AZ | 5B | OP | Da | Y | 12 | 2010 | V95-008 | FD | FD | FD | 0.03 | 1.2 | 0.2 | PB | DP | NP | NV | NV | MO | 2005 | 2005 | 2005 | MS |  |  | MS |  |  | MS |  |  | WA |  |  | NC |  |  | AL | 4 | 2005 |  |  | 794 | 0 | 0 | 499.9 | 0 | 943 | NG | [7 empty] | DB |  |  | 90% | 90% | 664181 |  | N |  |  |  | NC |  |  | NC
16572 | Salt River Project | 8068 | Santan | AZ | 6A | OP | Da | Y | 12 | 2010 | V95-008 | FD | FD | FD | 0.03 | 1.2 | 0.2 | PB | DP | NP | NV | NV | MO | 2006 | 2006 | 2006 | MS |  |  | MS |  |  | MS |  |  | WA |  |  | NC |  |  | AL | 3 | 2006 |  |  | 719 | 0 | 0 | 397.5 | 0 | 943 | NG | [7 empty] | DB |  |  | 90% | 90% | 671720 |  | N |  |  |  | NC |  |  | NC
14354 | PacifiCorp | 8069 | Huntington | UT | 1 | OP | D | N |  |  |  | ST | ST | FD | 0.1 |  |  | PB | DP | NP | PS | TH | YR | 1977 | 1977 | 1988 | MS |  |  | MS |  |  | MS |  |  | NC |  |  | OT |  |  | CE | 6 | 1977 |  |  | 3300 | 171.2 | 0 | 0 | 0 |  | BIT | [7 empty] | TF |  |  | 90% | 90% | 945000 | D | N |  |  |  | NC |  |  | LN | SR
14354 | PacifiCorp | 8069 | Huntington | UT | 2 | OP | N | N |  |  |  | ST | ST | FD | 40 |  |  | OP | SU | NP | SM | NV | YR | 1974 | 1974 | 1988 | MS |  |  | MS |  |  | MS |  |  | IF |  |  | NC |  |  | CE | 7 | 1974 |  |  | 3300 | 171.2 | 0 | 0 | 0 |  | BIT | [7 empty] | TF |  |  | 90% | 90% | 945000 | D | N |  |  |  | LN |  |  | SR
15248 | Portland General Electric Co | 8073 | Beaver | OR | 1 | OP | N
15248 | Portland General Electric Co | 8073 | Beaver | OR | 2 | OP | N
15248 | Portland General Electric Co | 8073 | Beaver | OR | 3 | OP | N
15248 | Portland General Electric Co | 8073 | Beaver | OR | 4 | OP | N
15248 | Portland General Electric Co | 8073 | Beaver | OR | 5 | OP | N
15248 | Portland General Electric Co | 8073 | Beaver | OR | 6 | OP | N
14006 | Ohio Power Co | 8102 | General James M Gavin | OH | 1 | OP | N | N |  |  |  | ST | ST | FD | 0.1 | 2.15 |  | PB | DP | NP | DT | MO | YR | 1974 | 1974 | 2000 | MS |  |  | MS |  |  | MS |  |  | NC |  |  | NC |  |  | BW | 5 | 1974 |  |  | 9775 | 543 | 0 | 0 | 0 |  | BIT | [7 empty] | OF |  |  | 90% | 90% | 2300000 | D | N |  |  |  | SR |  |  | SR | LN
14006 | Ohio Power Co | 8102 | General James M Gavin | OH | 2 | OP | N | N |  |  |  | ST | ST | FD | 0.1 | 2.15 |  | PB | DH | NP | DT | MO | YR | 1975 | 1975 | 2000 | MS |  |  | NC |  |  | MS |  |  | NC |  |  | NC |  |  | BW | 3 | 1975 |  |  | 9775 | 543 | 0 | 0 | 0 |  | BIT | [7 empty] | OF |  |  | 90% | 90% | 2300000 | D | N |  |  |  | SR |  |  | SR | LN
3989 | City of Colorado Springs - (CO) | 8219 | Ray D Nixon | CO | 1 | OP | D | N |  |  |  | ST | FD | FD | 0.1 | 1.2 | 0.46 | PB | DP | NP | NV | TH | YR | 1980 | 1980 | 1996 | MS |  |  | MS |  |  | MS |  |  | OT | SS |  | OT | SS |  | BW | 4 | 1980 |  |  | 1450 | 118.8 | 0 | 0 | 0 |  | SUB | [7 empty] | OF |  |  | 90% | 90% | 398756 | D | N |  |  |  | LN |  |  | LN
14232 | Otter Tail Power Co | 8222 | Coyote | ND | B1 | OP | D | N |  |  |  | ST | ST | FD | 0.1 |  |  | PB | DP | NP | PS | TH | YR | 1981 | 1981 | 2000 | MS |  |  | MS |  |  | MS |  |  | NC |  |  | NC |  |  | BW | 5 | 1981 | 5 | 2025 | 3250 | 316 | 0 | 0 | 0 |  | LIG | [7 empty] | CY |  |  | 80% | 80% | 980000 | W | N |  |  |  | NC |  |  | NC
24211 | Tucson Electric Power Co | 8223 | Springerville | AZ | 1 | OP | D | Y | 7 | 2006 | 32008 | ST | ST | ST | 0.03 |  |  | PB | DP | NP | PS | TH | TH | 1985 | 1985 | 1985 | MS |  |  | MS |  |  | MS |  |  | NC |  |  | NC |  |  | CE | 6 | 1985 | 6 | 2040 | 2815 | 218.5 | 0 | 0 | 0 |  | SUB | [7 empty] | TF |  |  | 90% | 90% | 727900 | D | N |  |  |  | NC |  |  | NC
24211 | Tucson Electric Power Co | 8223 | Springerville | AZ | 2 | OP | D | Y | 7 | 2006 | 32008 | ST | ST | ST | 0.03 |  |  | PB | DP | NP | PS | TH | TH | 1990 | 1990 | 1990 | MS |  |  | MS |  |  | MS |  |  | NC |  |  | NC |  |  | CE | 6 | 1990 | 6 | 2045 | 2815 | 218.5 | 0 | 0 | 0 |  | SUB | [7 empty] | TF |  |  | 90% | 90% | 727900 | D | N |  |  |  | NC |  |  | NC
24211 | Tucson Electric Power Co | 8223 | Springerville | AZ | 3 | OP | Da | Y | 7 | 2006 | 32008 | ST | FD | FD | 0.015 |  |  | PB | DP | OT | TH | MO | MO | 2006 | 2006 | 2006 | MS |  |  | MS |  |  | MS |  |  | NC |  |  | NC |  |  | FW | 7 | 2006 |  |  | 2990.8 | 231 |  |  |  |  | SUB | [7 empty] | OF |  |  | 90% | 90% | 3461.1 | D | N |  |  |  | NC |  |  | NC
24211 | Tucson Electric Power Co | 8223 | Springerville | AZ | 4 | OP | Da | Y | 12 | 2009 | 32008 | ST | FD | FD | 0.015 |  |  | PB | OT | OT | TH | MO | MO | 2009 | 2009 | 2009 | MS |  |  | MS |  |  | MS |  |  | NC |  |  | NC |  |  | FW | 12 | 2009 |  |  | 2990.8 | 231 |  |  |  |  | SUB | [7 empty] | OF |  |  | 90% | 90% | 3461.1 | D | N |  |  |  | NC |  |  | NC
17166 | Sierra Pacific Power Co | 8224 | North Valmy | NV | 1 | OP | D | N |  |  |  | ST | ST | ST | 20 | 1.2 | 0.7 | OP | DP | NP | SM | TH | TH | 1982 | 1982 | 1982 | MS |  |  | MS |  |  | MS |  |  | SS |  |  | NC |  |  | BW | 12 | 1981 |  |  | 1909 | 128 | 0 | 0 | 0 |  | BIT | SUB | [6 empty] | OF |  |  | 90% | 90% | 485657 | D | N |  |  |  | LN | OV |  | NC
17166 | Sierra Pacific Power Co | 8224 | North Valmy | NV | 2 | OP | Da | N |  |  |  | ST | ST | ST | 20 | 0.6 | 0.5 | OP | DP | NP | SM | MO | MO | 1985 | 1985 | 1985 | MS |  |  | MS |  |  | MS |  |  | IF |  |  | NC |  |  | FW | 7 | 1985 |  |  | 1997 | 144 | 0 | 0 | 0 |  | BIT | SUB | [6 empty] | FF |  |  | 90% | 90% | 517456 | D | N |  |  |  | LN | OV |  | NC
14165 | NRG Power Midwest LP | 8226 | Cheswick Power Plant | PA | 1 | OP | N | N |  |  |  | LO | LO | LO | 0.08 | 1.43 | 0.45 | PB | DP | NP | NV | YR | YR | 1970 | 1981 | 1995 | MS |  |  | MS |  |  | MS |  |  | IF |  |  | NC |  |  | CE | 12 | 1970 |  |  | 4000 | 224.5 | 0 | 600 | 0 |  | BIT | SUB | [6 empty] | TF |  |  | 90% | 90% | 841300 | W | N |  |  |  | AA | LN | SR | NC
54863 | U S Power Generating Company LLC | 8906 | Astoria Generating Station | NY | 20 | OS | N | N |  |  |  | ST | ST | LO | 0.03 |  |  | PB | SB | NM | NV | NV | NV | 1973 | 1972 | 2000 | MS |  |  | MS |  |  | BO |  |  | NC |  |  | ND |  |  | BW | 3 | 1954 |  |  | 1200 | 60 | 295.6 | 1674 | 0 |  | NG | [7 empty] | FF |  |  | 90% | 90% | 414292 |  | N |  |  |  | NC |  |  | ND
54863 | U S Power Generating Company LLC | 8906 | Astoria Generating Station | NY | 30 | OP | N | N |  |  |  | ST | ST | LO | 0.1 |  |  | PB | SU | NM | NV | NV | NV | 1973 | 1972 | 1995 | MS |  |  | MS |  |  | BO |  |  | NC |  |  | ND |  |  | BW | 12 | 1958 |  |  | 2913 | 151.6 | 605.5 | 3575 | 0 |  | NG | RFO | [6 empty] | FF |  |  | 90% | 90% | 845252 |  | N |  |  |  | NC |  |  | ND
54863 | U S Power Generating Company LLC | 8906 | Astoria Generating Station | NY | 40 | OS | N | N |  |  |  | ST | ST | LO | 0.1 |  |  | PB | SU | NM | NV | NV | NV | 1973 | 1972 | 1995 | MS |  |  | MS |  |  | BO |  |  | NC |  |  | ND |  |  | CE | 12 | 1961 |  |  | 2757 | 145.5 | 580.9 | 3430 | 0 |  | NG | RFO | [6 empty] | TF |  |  | 90% | 90% | 751971 |  | N |  |  |  | NC |  |  | ND
54863 | U S Power Generating Company LLC | 8906 | Astoria Generating Station | NY | 50 | OP | N | N |  |  |  | ST | ST | LO | 0.1 |  |  | PB | SU | NM | NV | NV | NV | 1973 | 1972 | 1995 | MS |  |  | MS |  |  | BO |  |  | NC |  |  | ND |  |  | CE | 12 | 1962 |  |  | 3079 | 162 | 648 | 3826 | 0 |  | NG | RFO | [6 empty] | TF |  |  | 90% | 90% | 838818 |  | N |  |  |  | NC |  |  | ND
6028 | Entergy Nuclear Indian Point 3 | 8907 | Indian Point 3 | NY | NSS3 | OP
8776 | City of Holyoke Gas and Electric Dept. | 9864 | Cabot Holyoke | MA | 5 | SB | N
8776 | City of Holyoke Gas and Electric Dept. | 9864 | Cabot Holyoke | MA | 6 | RE | N | [37 empty] | 12 | 2008
8776 | City of Holyoke Gas and Electric Dept. | 9864 | Cabot Holyoke | MA | 7 | SB
8776 | City of Holyoke Gas and Electric Dept. | 9864 | Cabot Holyoke | MA | 8 | SB
52 | ACE Cogeneration Co | 10002 | ACE Cogeneration Facility | CA | CFB | OP | Db | N |  |  |  | ST | LO | LO | 14.6 | 83 | 104 | PH | DH | NH | OH | OH | OH | 1990 | 1990 | 1990 | MS |  |  | MS |  |  | MS |  |  | NC |  |  | NC |  |  | PR | 9 | 1990 | 11 | 2015 | 940 | 44.5 | 0 | 0 | 0 |  | BIT | [7 empty] | FB |  |  | 90% | 90% | 280000 | D | Y |  |  |  | NC |  |  | NC
19173 | Colorado Energy Nations Company LLLP | 10003 | Colorado Energy Nations Company | CO | BLR1 | OP | N
19173 | Colorado Energy Nations Company LLLP | 10003 | Colorado Energy Nations Company | CO | BLR2 | OP | N
19173 | Colorado Energy Nations Company LLLP | 10003 | Colorado Energy Nations Company | CO | BLR3 | OP | N
19173 | Colorado Energy Nations Company LLLP | 10003 | Colorado Energy Nations Company | CO | BLR4 | OP | N
19173 | Colorado Energy Nations Company LLLP | 10003 | Colorado Energy Nations Company | CO | BLR5 | OP | N
4458 | Covanta Warren Energy Resource Co LP | 10012 | Covanta Warren Energy | NJ | 1 | OP
4458 | Covanta Warren Energy Resource Co LP | 10012 | Covanta Warren Energy | NJ | 2 | OP
4435 | Covanta Energy Co | 10013 | Covanta Hennepin Energy | MN | 1 | OP | N
4435 | Covanta Energy Co | 10013 | Covanta Hennepin Energy | MN | 2 | OP | N
17465 | RockTenn-West Point Mill | 10017 | West Point Mill | VA | PB06 | RE | N | N |  |  |  | ST | ST | NA | 0.263 |  |  | PB | DH |  | NS | NS |  | 1985 | 1985 |  | MS |  |  | MS | [5 empty] | NC |  |  | NC |  |  | CE | 6 | 1943 | 4 | 2008 | 100 |  | 19 | 0 | 0 |  | RFO | [7 empty] | FF |  |  | 90% |  | 110000 | D | N
17465 | RockTenn-West Point Mill | 10017 | West Point Mill | VA | PB08 | OP | N | N |  |  |  | ST | ST | St | 0.212 |  |  | PB | DH | NH | NS | NS | MO | 1985 | 1985 | 2005 | MS |  |  | MS |  |  | MS |  |  | NC |  |  | NC |  |  | CE | 6 | 1964 |  |  | 420 | 18.6 | 72 | 0 | 0 |  | BIT | RFO | [6 empty] | TF |  |  | 90% | 90% | 230000 | D | N |  |  |  | OT |  |  | NC
17465 | RockTenn-West Point Mill | 10017 | West Point Mill | VA | PB10 | OP | D | Y | 9 | 2008 | 80VA03 | ST | ST | ST | 0.1 |  |  | PB | DP | NP | NS | NS | NS | 1984 | 1984 | 1984 | MS |  |  | MS |  |  | MS |  |  | NC |  |  | NC |  |  | FW | 6 | 1981 |  |  | 420 |  | 85.1 | 0 | 659 |  | WDS | SLW | RFO | [5 empty] | FF |  |  | 70% |  | 350000 | D | Y |  |  |  | OT |  |  | OT
17465 | RockTenn-West Point Mill | 10017 | West Point Mill | VA | RF04 | OP | N | N |  |  |  | ST | ST | ST | 80 |  |  | PH | DH | NH | NS | NS | NS | 1991 | 1991 | 1991 | MS |  |  | MS |  |  | MS |  |  | NC |  |  | NC |  |  | CE | 6 | 1976 |  |  | 427 |  |  | 0 |  | 616.5 | BLQ | RFO | WDS | [5 empty] | OF |  |  |  |  | 380000 | W | Y |  |  |  | OT |  |  | NC
17465 | RockTenn-West Point Mill | 10017 | West Point Mill | VA | RF05 | OP | N | Y | 7 | 2004 | 40126 | ST | ST | ST | 0.03 |  |  | PC | DM | NM | NS | NS | NS | 1991 | 1991 | 1991 | MS |  |  | MS |  |  | MS |  |  | NC |  |  | NC |  |  | BW | 6 | 1991 |  |  | 493 | 18.6 | 600 | 0 | 832 |  | BLQ | DFO | OBL | [5 empty] | SF | FF | RF |  |  | 240000 |  | Y |  |  |  | OT |  |  | NC
5624 | RED-Rochester, LLC | 10025 | RED-Rochester, LLC | NY | 13 | RE | N |  |  |  |  | ST | ST | ST | 0.26 |  |  | PB | DP | NP | OH | YR | DA | 1995 | 1988 | 1995 | MS |  |  | MS |  |  | MS |  |  | NC |  |  | NC |  |  | BW | 6 | 1948 | 3 | 2007 | 185 | 9.6 | 0 | 0 | 0 |  | BIT | [7 empty] | OT |  |  | 80% | 80% | 60411 | D | N
5624 | RED-Rochester, LLC | 10025 | RED-Rochester, LLC | NY | 14 | RE | N |  |  |  |  | ST | ST | ST | 0.26 |  |  | PB | DP | NP | OH | YR | DA | 1995 | 1988 | 1995 | MS |  |  | MS |  |  | MS |  |  | NC |  |  | NC |  |  | BW | 6 | 1948 | 3 | 2007 | 185 | 9.6 | 0 | 0 | 0 |  | BIT | [7 empty] | OT |  |  | 80% | 80% | 60411 | D | N
5624 | RED-Rochester, LLC | 10025 | RED-Rochester, LLC | NY | 15 | RE | N |  |  |  |  | ST | ST | ST | 0.26 |  |  | PB | DP | NP | OH | YR | DA | 1972 | 1988 | 1995 | MS |  |  | MS |  |  | MS |  |  | NC |  |  | NC |  |  | BW | 6 | 1956 | 3 | 2007 | 400 | 17.5 | 0 | 0 | 0 |  | BIT | [7 empty] | CY |  |  | 90% | 90% | 94914 | W | N
5624 | RED-Rochester, LLC | 10025 | RED-Rochester, LLC | NY | 41 | SB | N | N |  |  |  | ST | ST | ST | 0.26 |  |  | PB | DP | NP | OH | YR | DA | 1972 | 1988 | 1995 | MS |  |  | MS |  |  | MS |  |  | NC |  |  | NC |  |  | BW | 6 | 1964 |  |  | 400 | 18 | 0 | 0 | 0 |  | BIT | [7 empty] | CY |  |  | 90% | 90% | 84557 | W | N |  |  |  | OV |  |  | NC
5624 | RED-Rochester, LLC | 10025 | RED-Rochester, LLC | NY | 42 | OP | N | N |  |  |  | ST | ST | ST | 0.26 |  |  | PB | DP | NP | OH | YR | DA | 1972 | 1988 | 1995 | MS |  |  | MS |  |  | MS |  |  | NC |  |  | NC |  |  | BW | 6 | 1968 |  |  | 400 | 18 | 0 | 0 | 0 |  | BIT | [7 empty] | CY |  |  | 90% | 90% | 84557 | W | N |  |  |  | OV |  |  | NC
5624 | RED-Rochester, LLC | 10025 | RED-Rochester, LLC | NY | 43 | OP | N | N |  |  |  | ST | ST | ST | 0.24 |  |  | PB | DP | NP | OH | YR | DA | 1972 | 1988 | 1995 | MS |  |  | MS |  |  | MS |  |  | NC |  |  | NC |  |  | BW | 6 | 1969 |  |  | 550 | 24 | 0 | 0 | 0 |  | BIT | [7 empty] | CY |  |  | 90% | 90% | 130968 | W | N |  |  |  | OV |  |  | NC
5624 | RED-Rochester, LLC | 10025 | RED-Rochester, LLC | NY | 44 | OP | Da | N |  |  |  | FD | FD | ST | 0.1 |  |  | PB | DP | NP | NV | NV | DA | 1987 | 1987 | 1995 | MS |  |  | MS |  |  | MS |  |  | NC |  |  | NC |  |  | CE | 6 | 1987 |  |  | 550 | 27 | 0 | 0 | 0 |  | BIT | [7 empty] | TF |  |  | 90% | 90% | 121286 | D | N |  |  |  | NC |  |  | NC
5624 | RED-Rochester, LLC | 10025 | RED-Rochester, LLC | NY | PB1 | OP | N | N |  |  |  | ST | ST | St | 0.2 |  |  | PB | DP | NP | OH | YR | DA | 1972 | 1988 | 1995 | MS |  |  | MS |  |  | MS |  |  | NC |  |  | NC |  |  | CE | 6 | 1966 |  |  | 80 | 0 | 15.4 | 0 | 0 |  | RFO | [7 empty] | FF |  |  | 80% | 80% | 21403 |  | N |  |  |  | NC |  |  | NC
5624 | RED-Rochester, LLC | 10025 | RED-Rochester, LLC | NY | PB2 | OP | N | N |  |  |  | ST | ST | St | 0.2 |  |  | PB | DP | NP | OH | YR | DA | 1972 | 1988 | 1995 | MS |  |  | MS |  |  | MS |  |  | NC |  |  | NC |  |  | CE | 6 | 1966 |  |  | 80 | 0 | 15.4 | 0 | 0 |  | RFO | [7 empty] | FF |  |  | 80% | 80% | 21403 |  | N |  |  |  | NC |  |  | NC
5624 | RED-Rochester, LLC | 10025 | RED-Rochester, LLC | NY | PB3 | OP | N | N |  |  |  | ST | ST | St | 0.2 |  |  | PB | DP | NP | OH | YR | DA | 1972 | 1988 | 1995 | MS |  |  | MS |  |  | MS |  |  | NC |  |  | NC |  |  | CE | 6 | 1966 |  |  | 80 | 0 | 15.4 | 0 | 0 |  | RFO | [7 empty] | FF |  |  | 80% | 80% | 21403 |  | N |  |  |  | NC |  |  | NC
5624 | RED-Rochester, LLC | 10025 | RED-Rochester, LLC | NY | PB4 | OP | N | N |  |  |  | ST | ST | St | 0.2 |  |  | PB | DP | NP | OH | YR | DA | 1972 | 1988 | 1995 | MS |  |  | MS |  |  | MS |  |  | NC |  |  | NC |  |  | CE | 6 | 1966 |  |  | 80 | 0 | 15.4 | 0 | 0 |  | RFO | [7 empty] | FF |  |  | 80% | 80% | 21403 |  | N |  |  |  | NC |  |  | NC
7049 | General Electric Aircraft Engines | 10029 | General Electric Aircraft Engines | MA | 1 | OP
7049 | General Electric Aircraft Engines | 10029 | General Electric Aircraft Engines | MA | 2 | OP
7049 | General Electric Aircraft Engines | 10029 | General Electric Aircraft Engines | MA | 3 | OP
7049 | General Electric Aircraft Engines | 10029 | General Electric Aircraft Engines | MA | 5 | OP
7860 | NRG Energy Center Dover LLC | 10030 | NRG Energy Center Dover | DE | COGEN1 | OP
15430 | Detroit Renewable Power | 10033 | Greater Detroit Resource Recovery | MI | 11 | OP
15430 | Detroit Renewable Power | 10033 | Greater Detroit Resource Recovery | MI | 12 | OP
15430 | Detroit Renewable Power | 10033 | Greater Detroit Resource Recovery | MI | 13 | OP
9788 | John Deere Harvester Works Co | 10039 | John Deere Harvester Works | IL | 10 | OP
9788 | John Deere Harvester Works Co | 10039 | John Deere Harvester Works | IL | 7 | OP
9788 | John Deere Harvester Works Co | 10039 | John Deere Harvester Works | IL | 8 | OP
9788 | John Deere Harvester Works Co | 10039 | John Deere Harvester Works | IL | 9 | OP
14932 | US Operating Services Company | 10043 | Logan Generating Company LP | NJ | B01 | OP | Db | Y | 2 | 1997 | 01-94-2523 | ST | ST | ST | 0.02 | 0.16 | 0.15 | PB | DP | NP | OH | TH | TH | 1994 | 1994 | 1994 | MS |  |  | MS |  |  | MS |  |  | NC |  |  | NC |  |  | FW | 9 | 1994 |  |  | 1600 | 79 | 0 | 0 | 0 |  | BIT | [7 empty] | FF |  |  | 90% | 90% | 751609 | D | N | NA | NA |  | LN | OV | SR | NC
54788 | DG Fairhaven Power LLC | 10052 | Fairhaven Power | CA | BLR1 | OP
50085 | Covanta Southeast Florida Renewable Ltd | 10062 | Miami Dade County Resource Recovery Fac | FL | BLR1 | OP | N
50085 | Covanta Southeast Florida Renewable Ltd | 10062 | Miami Dade County Resource Recovery Fac | FL | BLR2 | OP | N
50085 | Covanta Southeast Florida Renewable Ltd | 10062 | Miami Dade County Resource Recovery Fac | FL | BLR3 | OP | N
50085 | Covanta Southeast Florida Renewable Ltd | 10062 | Miami Dade County Resource Recovery Fac | FL | BLR4 | OP | N
56217 | Portsmouth Operating Services LLC | 10071 | Portsmouth Genco LLC | VA | 2C | OP | Db | Y | 6 | 2008 | 61049 | ST | ST | ST | 0.03 | 0.96 | 0.6 | PB | DP | NP | NS | NS | MO | 1988 | 1988 | 1988 | MS |  |  | MS |  |  | MS |  |  | NC |  |  | NC |  |  | FW | 6 | 1988 | 6 | 2028 | 158 | 8 | 0 | 0 | 0 |  | BIT | [7 empty] | SS |  |  | 90% | 90% | 38054 | D | Y |  |  |  | AA |  |  | NC
56217 | Portsmouth Operating Services LLC | 10071 | Portsmouth Genco LLC | VA | 1A | OP | Db | Y | 6 | 2008 | 61049 | ST | ST | ST | 0.03 | 0.96 | 0.6 | PB | DP | NP | NS | NS | MO | 1988 | 1988 | 1988 | MS |  |  | MS |  |  | MS |  |  | NC |  |  | NC |  |  | FW | 6 | 1988 | 6 | 2028 | 158 | 8 | 0 | 0 | 0 |  | BIT | [7 empty] | SS |  |  | 90% | 90% | 38054 | D | Y |  |  |  | AA |  |  | NC
56217 | Portsmouth Operating Services LLC | 10071 | Portsmouth Genco LLC | VA | 1B | OP | Db | Y | 6 | 2008 | 61049 | ST | ST | ST | 0.03 | 0.96 | 0.6 | PB | DP | NP | NS | NS | MO | 1988 | 1988 | 1988 | MS |  |  | MS |  |  | MS |  |  | NC |  |  | NC |  |  | FW | 6 | 1988 | 6 | 2028 | 158 | 8 | 0 | 0 | 0 |  | BIT | [7 empty] | SS |  |  | 90% | 90% | 38054 | D | Y |  |  |  | AA |  |  | NC
56217 | Portsmouth Operating Services LLC | 10071 | Portsmouth Genco LLC | VA | 1C | OP | Db | Y | 6 | 2008 | 61049 | ST | ST | ST | 0.03 | 0.96 | 0.6 | PB | DP | NP | NS | NS | MO | 1988 | 1988 | 1988 | MS |  |  | MS |  |  | MS |  |  | NC |  |  | NC |  |  | FW | 6 | 1988 | 6 | 2028 | 158 | 8 | 0 | 0 | 0 |  | BIT | [7 empty] | SS |  |  | 90% | 90% | 38054 | D | Y |  |  |  | AA |  |  | NC
56217 | Portsmouth Operating Services LLC | 10071 | Portsmouth Genco LLC | VA | 2A | OP | Db | Y | 6 | 2008 | 61049 | ST | ST | ST | 0.03 | 0.96 | 0.6 | PB | DP | NP | NS | NS | MO | 1988 | 1988 | 1988 | MS |  |  | MS |  |  | MS |  |  | NC |  |  | NC |  |  | FW | 6 | 1988 | 6 | 2028 | 158 | 8 | 0 | 0 | 0 |  | BIT | [7 empty] | SS |  |  | 90% | 90% | 38054 | D | Y |  |  |  | AA |  |  | NC
56217 | Portsmouth Operating Services LLC | 10071 | Portsmouth Genco LLC | VA | 2B | OP | Db | Y | 6 | 2008 | 61049 | ST | ST | ST | 0.03 | 0.96 | 0.6 | PB | DP | NP | NS | NS | MO | 1988 | 1988 | 1988 | MS |  |  | MS |  |  | MS |  |  | NC |  |  | NC |  |  | FW | 6 | 1988 | 6 | 2028 | 158 | 8 | 0 | 0 | 0 |  | BIT | [7 empty] | SS |  |  | 90% | 90% | 38054 | D | Y |  |  |  | AA |  |  | NC
55727 | Orion Engineered Carbons | 10072 | Engineered Carbons Borger Cogen | TX | WHBOIL | OP | N
56391 | Freshwater Pulp Company | 10074 | Pulp Mill Power House | CA | RECBOI | OS | N
12647 | Minnesota Power Inc | 10075 | Taconite Harbor Energy Center | MN | 1 | OP | N | Y | 10 | 2009 | 3100001 | FD | ST | FD | 0.3 | 0.78 | 0.4 | PB | DP | NP | PS | TH | YR | 1974 | 1992 | 1992 | MS |  |  | MS |  |  | MS |  |  | SS |  |  | NC |  |  | CE | 6 | 1957 |  |  | 560 | 30.2 | 0 | 0 |  |  | SUB | BIT | [6 empty] | TF |  |  | 90% | 90% | 224000 | D | N |  |  |  | SN | LN | OV | NC
12647 | Minnesota Power Inc | 10075 | Taconite Harbor Energy Center | MN | 2 | OP | N | Y | 10 | 2009 | 3100001 | FD | ST | St | 0.3 | 0.45 | 0.17 | PB | DP | NP | PS | YR | YR | 1974 | 2009 | 2009 | MS |  |  | MS |  |  | MS |  |  | OT |  |  | NC |  |  | CE | 9 | 1957 |  |  | 560 | 30.2 | 0 | 0 |  |  | SUB | BIT | [6 empty] | TF |  |  | 90% | 90% | 224000 | D | N |  |  |  | SN |  |  | NC
12647 | Minnesota Power Inc | 10075 | Taconite Harbor Energy Center | MN | 3 | OP | N | Y | 10 | 2009 | 3100001 | FD | ST | FD | 0.3 | 0.78 | 0.4 | PB | DP | NP | PS | TH | YR | 1974 | 1992 | 1992 | MS |  |  | MS |  |  | MS |  |  | SS |  |  | NC |  |  | CE | 5 | 1967 |  |  | 560 | 30.2 | 0 | 0 |  |  | SUB | BIT | [6 empty] | TF |  |  | 90% | 90% | 224000 | D | N |  |  |  | NC |  |  | NA
11217 | Los Angeles County Sanitation | 10090 | Commerce Refuse To Energy | CA | SMB001 | OP | N
50160 | Pedricktown Cogeneration Company LP | 10099 | Pedricktown Cogeneration Company LP | NJ | HRSG1 | OP
56398 | DTE Pontiac North LLC | 10111 | DTE Pontiac North LLC | MI | 9BLR | OS
7199 | Ri-Corp Development, Inc. | 10113 | John B Rich Memorial Power Station | PA | CFB1 | OP | N
7199 | Ri-Corp Development, Inc. | 10113 | John B Rich Memorial Power Station | PA | CFB2 | OP | N
8181 | Harrisburg Authority | 10118 | Harrisburg Facility | PA | 1 | op
8181 | Harrisburg Authority | 10118 | Harrisburg Facility | PA | 2 | OP
8181 | Harrisburg Authority | 10118 | Harrisburg Facility | PA | 3 | OP
9379 | Inter-Power/AhlCon Partners, L.P. | 10143 | Colver Power Project | PA | ABB01 | OP | Db | N |  |  |  | ST | ST | ST | 10 | 95 | 0.2 | OP | SR | NP | OT | MO | DA | 1995 | 1995 | 1995 | MS |  |  | MS |  |  | MS |  |  | CF | NC |  | NC |  |  | FW | 5 | 1995 | 5 | 2035 | 785 | 84 | 0 | 0 | 0 |  | WC | [7 empty] | FB |  |  | 90% | 70% | 925 | D | N |  |  |  | SN | NC |  | NC
17164 | Sierra Pacific Industries Inc | 10144 | Sierra Pacific Lincoln Facility | CA | BLR2 | RE | N | [37 empty] | 12 | 2005
17164 | Sierra Pacific Industries Inc | 10144 | Sierra Pacific Lincoln Facility | CA | BLR3 | OP | N
1951 | White Pine Electric Power LLC | 10148 | White Pine Electric Power | MI | BLR 1 | OP
1951 | White Pine Electric Power LLC | 10148 | White Pine Electric Power | MI | BLR 2 | OP
563 | American Bituminous Power LP | 10151 | Grant Town Power Plant | WV | BLR1A | OP
563 | American Bituminous Power LP | 10151 | Grant Town Power Plant | WV | BLR1B | OP
12971 | Worcester Energy Partners Inc | 10165 | Worcester Energy | ME | 1 | OS | N
12971 | Worcester Energy Partners Inc | 10165 | Worcester Energy | ME | 2 | OS | N
12971 | Worcester Energy Partners Inc | 10165 | Worcester Energy | ME | 3 | OS | N
3030 | Cardinal Cogen Inc | 10168 | Cardinal Cogen | CA | HRSG1 | OP
55727 | Orion Engineered Carbons | 10187 | Engineered Carbons Echo Cogeneration | TX | COBOIL | OP | N
56479 | PIC Group Inc | 10190 | Castleton Energy Center | NY | HRSG-1 | OP
3453 | Chevron Refinery-Hawaii | 10194 | Hawaii Cogen | HI | HRSG1 | OP
3453 | Chevron Refinery-Hawaii | 10194 | Hawaii Cogen | HI | HRSG2 | OP
3453 | Chevron Refinery-Hawaii | 10194 | Hawaii Cogen | HI | HRSG3 | OP
3453 | Chevron Refinery-Hawaii | 10194 | Hawaii Cogen | HI | HRSG4 | OP
9686 | RockTenn-Jackson Fenandina | 10202 | Fernandina Beach Mill | FL | 4REC | OP | D |  |  |  |  | ST | NA | NA | 137.5 |  |  | PH |  |  | DA |  |  | 1969 |  |  | MS | [14 empty] | BW | 9 | 1969 |  |  | 500 |  | 571.4 |  |  |  | BLQ | RFO | [6 empty] | OT |  |  | 70% | 70% | 452000 |  | N |  | NA
9686 | RockTenn-Jackson Fenandina | 10202 | Fernandina Beach Mill | FL | 5PWR | OP | D |  |  |  |  | FD | FD | NA | 137.1 |  |  | PH | DH |  | PS | YR |  | 1968 | 1968 |  | MS |  |  | MS | [5 empty] | NC |  |  | NC |  |  | BW | 6 | 1968 |  |  | 500 |  | 105 |  |  | 462.7 | WDS | RFO | [6 empty] | OT | RF |  | 90% | 90% | 638000 |  | N
9686 | RockTenn-Jackson Fenandina | 10202 | Fernandina Beach Mill | FL | 5REC | OP | Da |  |  |  |  | ST | NA | NA | 83.3 |  |  | PH |  |  | DA |  |  | 1978 |  |  | MS | [14 empty] | BW | 6 | 1978 |  |  | 500 | [5 empty] | BLQ | [7 empty] | OT |  |  | 70% | 70% | 688000 |  | N |  | NA | NA
9686 | RockTenn-Jackson Fenandina | 10202 | Fernandina Beach Mill | FL | 7PWR | OP | Da |  |  |  |  | FD | FD | FD | 102.1 |  |  | PH | DH | NH | NS | NS | NS | 1981 | 1981 | 1981 | MS |  |  | MS |  |  | MS |  |  | NC |  |  | NC |  |  | CE | 6 | 1982 |  |  | 770 | 770 |  |  |  |  | BIT | [7 empty] | TF |  |  | 90% | 90% | 989200 | D | Y |  |  |  | NC |  |  | NC
55867 | NewPage Corp-Escanaba | 10208 | Escanaba Paper Company | MI | 10 | OP | N | Y | 7 | 2008 | MI-ROP-A0884-2008 | FD | FD | FD | 0.03 |  |  | PC | DM | NM | NS | NS | NS | 1984 | 1984 | 1984 | MS |  |  | MS |  |  | MS |  |  | NC | [5 empty] | BW | 6 | 1972 |  |  | 565 |  | 67.1 | 0 | 4 |  | BLQ | RFO | NG | [5 empty] | SF |  |  | 70% | 70% | 878700 |  | N |  |  |  | AA
55867 | NewPage Corp-Escanaba | 10208 | Escanaba Paper Company | MI | 11 | OP | Db | Y | 7 | 2008 | MI-ROP-A0884-2008 | FD | FD | FD | 0.06 |  |  | PB | DP | NP | NS | OT | MO | 1986 | 1986 | 1986 | MS |  |  | MS |  |  | MS |  |  | SS | [5 empty] | CE | 6 | 1981 |  |  | 750 | 37.1 | 0 | 886.6 | 1440 |  | BIT | WDS | NG | [5 empty] | TF | SS |  | 80% | 80% | 693100 | D | Y |  |  |  | OV
55867 | NewPage Corp-Escanaba | 10208 | Escanaba Paper Company | MI | 7 | OP | N | Y | 7 | 2008 | MI-ROP-A0884-2008 | NA | NA | NA | [12 empty] | MS | [14 empty] | RS | 6 | 1947 |  |  | 150 |  | 0 | 150 | 0 |  | NG | [7 empty] | FF |  |  | 80% | 80% | 177000 |  | N
55867 | NewPage Corp-Escanaba | 10208 | Escanaba Paper Company | MI | 8 | OP | Db | Y | 7 | 2008 | MI-ROP-A0884-2008 | NA | NA | St | [5 empty] | NP |  |  | OT |  |  | 1978 | MS | [5 empty] | MS | [8 empty] | CE | 6 | 1968 |  |  | 450 |  | 49 | 555 | 0 |  | NG | RFO | [6 empty] | FF |  |  | 80% | 80% | 477000 |  | N |  |  |  | FR
55867 | NewPage Corp-Escanaba | 10208 | Escanaba Paper Company | MI | 9 | OP | D | Y | 7 | 2008 | MI-ROP-A0884-2008 | ST | NA | St | 0.5 |  |  | PG |  | NP | NS |  | OT | 1972 |  | 2004 | MS | [5 empty] | MS | [8 empty] | BW | 6 | 1972 |  |  | 250 |  | 0 | 308 | 850 |  | WDS | NG | [6 empty] | SS |  |  | 70% | 70% | 541000 | W | Y |  |  |  | OV
56150 | ArcelorMittal USA Inc | 10211 | 2 AC Station | IN | 211 | RE | N
56150 | ArcelorMittal USA Inc | 10211 | 2 AC Station | IN | 212 | RE | N
56150 | ArcelorMittal USA Inc | 10211 | 2 AC Station | IN | 213 | RE | N
3452 | Chevron USA Inc-El Sequndo | 10213 | El Segundo Cogen | CA | HRSG1 | OP
3452 | Chevron USA Inc-El Sequndo | 10213 | El Segundo Cogen | CA | HRSG2 | OP
3452 | Chevron USA Inc-El Sequndo | 10213 | El Segundo Cogen | CA | HRSG5 | OP
57356 | Alabama River Cellulose LLC | 10216 | Alabama River Pulp | AL | PB1 | OP | N
57356 | Alabama River Cellulose LLC | 10216 | Alabama River Pulp | AL | RB1 | OP | N
12311 | Merck & Co Inc | 10224 | Merck Rahway Power Plant | NJ | BLR 10 | OP
12311 | Merck & Co Inc | 10224 | Merck Rahway Power Plant | NJ | BLR 3 | OP
12311 | Merck & Co Inc | 10224 | Merck Rahway Power Plant | NJ | BLR 5 | OP
12311 | Merck & Co Inc | 10224 | Merck Rahway Power Plant | NJ | BLR 7 | RE
12311 | Merck & Co Inc | 10224 | Merck Rahway Power Plant | NJ | BLR 8 | RE
12311 | Merck & Co Inc | 10224 | Merck Rahway Power Plant | NJ | BLR 9 | OP
50133 | Leaf River Cellulose LLC | 10233 | Leaf River Cellulose LLC | MS | PB | OP | N
50133 | Leaf River Cellulose LLC | 10233 | Leaf River Cellulose LLC | MS | RB | OP | N
55965 | NewPage Corporation | 10234 | Biron Mill | WI | 1 | SB | N
55965 | NewPage Corporation | 10234 | Biron Mill | WI | 2 | SB | N
55965 | NewPage Corporation | 10234 | Biron Mill | WI | 3 | SB | N
55965 | NewPage Corporation | 10234 | Biron Mill | WI | 4 | OP | N
55965 | NewPage Corporation | 10234 | Biron Mill | WI | 5 | OP | N
54880 | P H Glatfelter Company | 10244 | P H Glatfelter Co -Chillicothe Facility | OH | 1 | OP | N
54880 | P H Glatfelter Company | 10244 | P H Glatfelter Co -Chillicothe Facility | OH | 2 | OP | N
54880 | P H Glatfelter Company | 10244 | P H Glatfelter Co -Chillicothe Facility | OH | 6 | OP | N
54880 | P H Glatfelter Company | 10244 | P H Glatfelter Co -Chillicothe Facility | OH | 7 | OP | N
54880 | P H Glatfelter Company | 10244 | P H Glatfelter Co -Chillicothe Facility | OH | 8 | OP | N
54880 | P H Glatfelter Company | 10244 | P H Glatfelter Co -Chillicothe Facility | OH | 9 | OP | N
56147 | ArcelorMittal Burns Harbor Inc | 10245 | ArcelorMittal Burns Harbor | IN | 10 | OP | N | N |  |  |  | ST | LO | ST | 0.09 |  |  | PB | DP | NP | YR | YR | YR | 1969 | 1969 | 1969 | MS |  |  | MS |  |  | MS |  |  | NC |  |  | NC |  |  | CE | 6 | 1969 |  |  | 475 | 0 | 0 | 663.4 | 13196 |  | BFG | OG | [6 empty] | TF |  |  | 70% | 80% | 200000 |  | N |  |  |  | NC |  |  | NC
56147 | ArcelorMittal Burns Harbor Inc | 10245 | ArcelorMittal Burns Harbor | IN | 11 | OP | N | N |  |  |  | ST | ST | ST | 0.09 |  |  | PB | DP | NP | YR | YR | YR | 1969 | 1969 | 1969 | MS |  |  | MS |  |  | MS |  |  | NC |  |  | NC |  |  | CE | 6 | 1969 |  |  | 475 | 0 | 0 | 663.4 | 13196 |  | BFG | OG | [6 empty] | TF |  |  | 70% | 80% | 200000 |  | N |  |  |  | NC |  |  | NC
56147 | ArcelorMittal Burns Harbor Inc | 10245 | ArcelorMittal Burns Harbor | IN | 12 | OP | N | N |  |  |  | ST | ST | ST | 0.09 |  |  | PB | DP | NP | YR | YR | YR | 1971 | 1971 | 1971 | MS |  |  | MS |  |  | MS |  |  | NC |  |  | NC |  |  | CE | 6 | 1969 |  |  | 475 | 0 | 0 | 663.4 | 13196 |  | BFG | OG | [6 empty] | TF |  |  | 70% | 80% | 200000 |  | N |  |  |  | NC |  |  | NC
23330 | Bay County Board-County Comm | 10250 | Bay Resource Management Center | FL | 1 | OP
23330 | Bay County Board-County Comm | 10250 | Bay Resource Management Center | FL | 2 | OP
55849 | Domtar Paper Co LLC Kingsport Mill | 10252 | Weyerhaeuser Kingsport Mill | TN | 7 | RE | N
55849 | Domtar Paper Co LLC Kingsport Mill | 10252 | Weyerhaeuser Kingsport Mill | TN | REC 2 | OP
55849 | Domtar Paper Co LLC Kingsport Mill | 10252 | Weyerhaeuser Kingsport Mill | TN | THB | OP | N
2226 | Bridgewater Power Co LP | 10290 | Bridgewater Power LP | NH | EU1 | OP | N
3998 | Desert View Power Inc | 10300 | Desert View Power | CA | BLR1 | OP | N
3998 | Desert View Power Inc | 10300 | Desert View Power | CA | BLR2 | OP | N
21970 | Northeast Energy Associates LP | 10307 | Bellingham Cogeneration Facility | MA | HRSG1 | OP
21970 | Northeast Energy Associates LP | 10307 | Bellingham Cogeneration Facility | MA | HRSG2 | OP
22290 | North Jersey Energy Assoc LP | 10308 | Sayreville Cogeneration Facility | NJ | HRSG1 | OP
22290 | North Jersey Energy Assoc LP | 10308 | Sayreville Cogeneration Facility | NJ | HRSG2 | OP
12436 | Michigan State University | 10328 | T B Simon Power Plant | MI | BLR1 | OP
12436 | Michigan State University | 10328 | T B Simon Power Plant | MI | BLR2 | OP
12436 | Michigan State University | 10328 | T B Simon Power Plant | MI | BLR3 | OP
12436 | Michigan State University | 10328 | T B Simon Power Plant | MI | BLR4 | OP
12436 | Michigan State University | 10328 | T B Simon Power Plant | MI | BLR6 | OP
3303 | Florida Power Development | 10333 | Florida Power Development | FL | 1 | OS | N | N |  |  |  | ST | ST | ST | 0.0135 | 1.2 | 0.7 | PB | DP | NP | TH | TH | TH | 1988 | 1988 | 1988 | MS |  |  | MS |  |  | MS |  |  | NC |  |  | ND |  |  | BW | 6 | 1988 |  |  | 930 | 52.5 | 0 | 0 | 0 |  | BIT | [7 empty] | OF | SF |  | 90% | 90% | 250000 | D | N |  |  |  | LN | AA |  | NC
49846 | Covanta Honolulu Resource Recovery | 10334 | H Power | HI | 1 | OP
49846 | Covanta Honolulu Resource Recovery | 10334 | H Power | HI | 2 | OP
11517 | Maine Energy Recovery Co | 10338 | Maine Energy Recovery | ME | ABLR | OP | N
11517 | Maine Energy Recovery Co | 10338 | Maine Energy Recovery | ME | BBLR | OP
49889 | Mount Carmel Cogen Inc | 10343 | Foster Wheeler Mt Carmel Cogen | PA | SG-101 | OP | N
8641 | Hillman Power Co | 10346 | Hillman Power LLC | MI | BOIL01 | OP | N
2867 | Calpine Corp-Yuba City | 10350 | Greenleaf 1 Power Plant | CA | HRSG | OP
57432 | ReEnergy Livermore Falls | 10354 | ReEnergy Livermore Falls | ME | 1 | OP | N
1981 | ReEnergy Ashland LLC | 10356 | ReEnergy Ashland | ME | BOIL1 | OS | N
55919 | Georgia-Pacific Consr Prods LP-Green Bay | 10360 | Green Bay West Mill | WI | B24 | RE | N | N |  |  |  | ST | ST | NA | 0.3 |  |  | PB | DP |  | PS | DA |  | 1998 | 1998 |  | MS |  |  | MS | [5 empty] | NC |  |  | NC |  |  | BW | 6 | 1947 | 12 | 2004 | 150 | 7.8 | 0 | 0 | 0 |  | BIT | [7 empty] | SS |  |  | 90% | 90% | 62316 | D | N
55919 | Georgia-Pacific Consr Prods LP-Green Bay | 10360 | Green Bay West Mill | WI | B25 | SB | N | N |  |  |  | ST | ST | NA | 0.3 |  |  | PB | DP |  | PS | DA |  | 1998 | 1998 |  | MS |  |  | MS | [8 empty] | NC |  |  | BW | 6 | 1951 |  |  | 150 | 9.2 | 0 | 0 | 0 |  | BIT | [7 empty] | SS |  |  | 80% | 80% | 58396 | D | N
55919 | Georgia-Pacific Consr Prods LP-Green Bay | 10360 | Green Bay West Mill | WI | B26 | OP | N | N |  |  |  | ST | ST | NA | 0.3 |  |  | PB | DP |  | PS | DA |  | 1998 | 1998 |  | MS |  |  | MS | [8 empty] | NC |  |  | BW | 6 | 1962 |  |  | 275 | 15.2 | 0 | 0 | 0 |  | BIT | PC | [6 empty] | SS |  |  | 90% | 90% | 96752 | D | Y
55919 | Georgia-Pacific Consr Prods LP-Green Bay | 10360 | Green Bay West Mill | WI | B27 | OP | N | N |  |  |  | ST | ST | NA | 0.3 |  |  | PB | DP |  | PS | DA |  | 1998 | 1998 |  | MS |  |  | MS | [8 empty] | NC |  |  | BW | 6 | 1969 |  |  | 500 | 23.5 | 104.6 | 0 | 0 |  | BIT | PC | DFO | NG |  |  |  |  | CY |  |  | 90% | 90% | 120319 | W | N
55919 | Georgia-Pacific Consr Prods LP-Green Bay | 10360 | Green Bay West Mill | WI | B28 | OP | N | N |  |  |  | ST | ST | NA | 0.15 |  |  | PB | DP |  | PS | DA |  | 1998 | 1998 |  | MS |  |  | MS | [8 empty] | NC |  |  | BW | 6 | 1976 |  |  | 182 | 10.6 | 0 | 0 | 0 |  | BIT | [7 empty] | SS |  |  | 80% | 80% | 92162 | D | Y
55919 | Georgia-Pacific Consr Prods LP-Green Bay | 10360 | Green Bay West Mill | WI | B29 | OP | Db | N |  |  |  | ST | ST | ST | 0.05 |  |  | PB | DP | NP | PS | TH | TH | 1998 | 1998 | 1998 | MS |  |  | MS |  |  | MS | [5 empty] | NC |  |  | AS | 6 | 1992 |  |  | 400 | 19.8 | 82.6 | 0 | 17 |  | PC | DFO | [6 empty] | FB |  |  | 90% | 90% | 131765 | D | N | [6 empty] | NC
7127 | Georgia-Pacific Consr Prods LP-Savannah | 10361 | Savannah River Mill | GA | 4B | OP | N
7127 | Georgia-Pacific Consr Prods LP-Savannah | 10361 | Savannah River Mill | GA | 5B | OP | N
7127 | Georgia-Pacific Consr Prods LP-Savannah | 10361 | Savannah River Mill | GA | 3B | OP | N
6589 | Georgia-Pacific Consr Prods LP-Muskogee | 10362 | Muskogee Mill | OK | BLR1 | SB | D | N |  |  |  | FD | FD | FD | 0.1 | 0.2 | 0.2 | PB | DP | NP | NV | NV | NV | 1978 | 1978 | 1978 | MS |  |  | MS |  |  | MS |  |  | NC |  |  | NC |  |  | ZN | 2 | 1978 |  |  | 220 |  |  | 310 |  |  | NG | [7 empty] | FF |  |  | 90% | 80% | 38298 |  | N |  |  |  | NC |  |  | NC
6589 | Georgia-Pacific Consr Prods LP-Muskogee | 10362 | Muskogee Mill | OK | BLR2 | OP | D | N |  |  |  | FD | FD | FD | 0.1 | 1.2 | 0.7 | PB | DP | NP | NV | NV | NV | 1979 | 1979 | 1979 | MS |  |  | MS |  |  | MS |  |  | NC |  |  | NC |  |  | BW | 6 | 1979 |  |  | 300 | 15 | 0 | 0 | 0 |  | SUB | [7 empty] | FF |  |  | 60% | 60% | 459 | D | N |  |  |  | NA |  |  | NA
6589 | Georgia-Pacific Consr Prods LP-Muskogee | 10362 | Muskogee Mill | OK | BLR3 | OP | D | N |  |  |  | FD | FD | FD | 0.1 | 1.2 | 0.7 | PB | DP | NP | NV | NV | NV | 1980 | 1980 | 1980 | MS |  |  | MS |  |  | MS |  |  | NC |  |  | NC |  |  | CE | 6 | 1980 |  |  | 400 | 28.4 | 0 | 0 | 0 |  | SUB | [7 empty] | TF |  |  | 90% | 80% | 410 | D | N |  |  |  | NA |  |  | NA
6589 | Georgia-Pacific Consr Prods LP-Muskogee | 10362 | Muskogee Mill | OK | BLR4 | OP | D | N |  |  |  | FD | FD | FD | 0.1 | 1.2 | 0.7 | PB | DP | NP | NV | NV | NV | 1984 | 1984 | 1984 | MS |  |  | MS |  |  | MS |  |  | NC |  |  | NC |  |  | RS | 6 | 1984 |  |  | 400 | 29 | 0 | 400 | 0 |  | SUB | NG | [6 empty] | OF |  |  | 90% | 80% | 509 | D | N |  |  |  | NA |  |  | NA
7840 | GWF Power Systems, L.P. | 10367 | East Third Street Power Plant | CA | CB1302 | RE | N
7840 | GWF Power Systems, L.P. | 10368 | Loveridge Road Power Plant | CA | CB1302 | RE | N
7840 | GWF Power Systems, L.P. | 10369 | Wilbur West Power Plant | CA | CB1302 | RE | N
7840 | GWF Power Systems, L.P. | 10370 | Wilbur East Power Plant | CA | CB1302 | RE | N
7840 | GWF Power Systems, L.P. | 10371 | Nichols Road Power Plant | CA | CB1302 | RE | N
8032 | Hanford L.P. | 10373 | Hanford | CA | CB1302 | RE | N
9628 | Hopewell Operating Services LLC | 10377 | James River Genco LLC | VA | 1A | OP | Db | Y | 6 | 2008 | 50950 | ST | ST | ST | 0.03 | 0.96 | 0.6 | PB | DP | NP | NS | NS | MO | 1987 | 1987 | 1987 | MS |  |  | MS |  |  | MS |  |  | IF |  |  | NC |  |  | FW | 12 | 1987 | 12 | 2027 | 158 | 8.1 | 0 | 0 | 0 |  | BIT | [7 empty] | SS |  |  | 90% | 90% | 38054 | D | Y |  |  |  | AA |  |  | NC
9628 | Hopewell Operating Services LLC | 10377 | James River Genco LLC | VA | 1B | OP | Db | Y | 6 | 2008 | 50950 | ST | ST | ST | 0.03 | 0.96 | 0.6 | PB | DP | NP | NS | NS | MO | 1987 | 1987 | 1987 | MS |  |  | MS |  |  | MS |  |  | IF |  |  | NC |  |  | FW | 12 | 1987 | 12 | 2027 | 158 | 8.1 | 0 | 0 | 0 |  | BIT | [7 empty] | SS |  |  | 90% | 90% | 38054 | D | Y |  |  |  | AA |  |  | NC
9628 | Hopewell Operating Services LLC | 10377 | James River Genco LLC | VA | 1C | OP | Db | Y | 6 | 2008 | 50950 | ST | ST | ST | 0.03 | 0.96 | 0.6 | PB | DP | NP | NS | NS | MO | 1987 | 1987 | 1987 | MS |  |  | MS |  |  | MS |  |  | IF |  |  | NC |  |  | FW | 12 | 1987 | 12 | 2027 | 158 | 8.1 | 0 | 0 | 0 |  | BIT | [7 empty] | SS |  |  | 90% | 90% | 38054 | D | Y |  |  |  | AA |  |  | NC
9628 | Hopewell Operating Services LLC | 10377 | James River Genco LLC | VA | 2A | OP | Db | Y | 6 | 2008 | 50950 | ST | ST | ST | 0.03 | 0.96 | 0.6 | PB | DP | NP | NS | NS | MO | 1987 | 1987 | 1987 | MS |  |  | MS |  |  | MS |  |  | IF |  |  | NC |  |  | FW | 12 | 1987 | 12 | 2027 | 158 | 8.1 | 0 | 0 | 0 |  | BIT | [7 empty] | SS |  |  | 90% | 90% | 38054 | D | Y |  |  |  | AA |  |  | NC
9628 | Hopewell Operating Services LLC | 10377 | James River Genco LLC | VA | 2B | OP | Db | Y | 6 | 2008 | 50950 | ST | ST | ST | 0.03 | 0.96 | 0.6 | PB | DP | NP | NS | NS | MO | 1987 | 1987 | 1987 | MS |  |  | MS |  |  | MS |  |  | IF |  |  | NC |  |  | FW | 12 | 1987 | 12 | 2027 | 158 | 8.1 | 0 | 0 | 0 |  | BIT | [7 empty] | SS |  |  | 90% | 90% | 38054 | D | Y |  |  |  | AA |  |  | NC
9628 | Hopewell Operating Services LLC | 10377 | James River Genco LLC | VA | 2C | OP | Db | Y | 6 | 2008 | 50950 | ST | ST | ST | 0.03 | 0.96 | 0.6 | PB | DP | NP | NS | NS | MO | 1987 | 1987 | 1987 | MS |  |  | MS |  |  | MS |  |  | IF |  |  | NC |  |  | FW | 12 | 1987 | 12 | 2027 | 158 | 8.1 | 0 | 0 | 0 |  | BIT | [7 empty] | SS |  |  | 90% | 90% | 38054 | D | Y |  |  |  | AA |  |  | NC
58209 | CPI USA NC Southport LLC | 10378 | CPI USA NC Southport | NC | 1C | OP | Db | N |  |  |  | ST | ST | St | 20 |  |  | OP | SU | NP | SM | NV | MO | 1987 | 1987 | 1987 | MS |  |  | MS |  |  | MS |  |  | SS |  |  | IF |  |  | FW | 9 | 1987 | 9 | 2027 | 158 | 8 | 0 | 0 | 0 |  | BIT | [7 empty] | SS |  |  | 80% | 90% | 56200 | D | Y |  |  |  | NC |  |  | AA
58209 | CPI USA NC Southport LLC | 10378 | CPI USA NC Southport | NC | 2A | OP | Db | N |  |  |  | ST | ST | St | 20 |  |  | OP | SU | NP | SM | NV | MO | 1987 | 1987 | 1987 | MS |  |  | MS |  |  | MS |  |  | SS |  |  | IF |  |  | FW | 9 | 1987 | 9 | 2027 | 158 | 8 | 0 | 0 | 0 |  | BIT | [7 empty] | SS |  |  | 80% | 90% | 56200 | D | Y |  |  |  | NC |  |  | AA
58209 | CPI USA NC Southport LLC | 10378 | CPI USA NC Southport | NC | 2B | OP | Db | N |  |  |  | ST | ST | St | 20 |  |  | OP | SU | NP | SM | NV | MO | 1987 | 1987 | 1987 | MS |  |  | MS |  |  | MS |  |  | SS |  |  | IF |  |  | FW | 9 | 1987 | 9 | 2027 | 158 | 8 | 0 | 0 | 0 |  | BIT | [7 empty] | SS |  |  | 80% | 90% | 56200 | D | Y |  |  |  | NC |  |  | AA
58209 | CPI USA NC Southport LLC | 10378 | CPI USA NC Southport | NC | 2C | OP | Db | N |  |  |  | ST | ST | St | 20 |  |  | OP | DP | NP | SM | NV | MO | 1987 | 1987 | 1987 | MS |  |  | MS |  |  | MS |  |  | SS |  |  | IF |  |  | FW | 9 | 1987 | 9 | 2027 | 158 | 8 | 0 | 0 | 0 |  | BIT | [7 empty] | SS |  |  | 80% | 90% | 56200 | D | Y |  |  |  | NC |  |  | AA
58209 | CPI USA NC Southport LLC | 10378 | CPI USA NC Southport | NC | 1A | OP | Db | N |  |  |  | ST | ST | St | 20 |  |  | OP | SU | NP | SM | NS | MO | 1987 | 1987 | 1987 | MS |  |  | MS |  |  | MS |  |  | SS |  |  | IF |  |  | FW | 9 | 1987 | 9 | 2027 | 170 | 8 | 0 | 0 | 0 |  | BIT | [7 empty] | SS |  |  | 80% | 90% | 56200 | D | Y |  |  |  | NC |  |  | AA
58209 | CPI USA NC Southport LLC | 10378 | CPI USA NC Southport | NC | 1B | OP | Db | N |  |  |  | ST | ST | St | 20 |  |  | OP | SU | NP | SM | NV | MO | 1987 | 1987 | 1987 | MS |  |  | MS |  |  | MS |  |  | SS |  |  | IF |  |  | FW | 9 | 1987 | 9 | 2027 | 170 | 8 | 0 | 0 | 0 |  | BIT | [7 empty] | SS |  |  | 80% | 90% | 56200 | D | Y |  |  |  | NC |  |  | AA
58210 | CPI USA NC Roxboro LLC | 10379 | CPI USA NC Roxboro | NC | 1C | OP | N
58210 | CPI USA NC Roxboro LLC | 10379 | CPI USA NC Roxboro | NC | 1A | OP | N
58210 | CPI USA NC Roxboro LLC | 10379 | CPI USA NC Roxboro | NC | 1B | OP | N
13695 | North Carolina Power Holdings, LLC | 10380 | Elizabethtown Power LLC | NC | A BLR | OS
13695 | North Carolina Power Holdings, LLC | 10380 | Elizabethtown Power LLC | NC | B BLR | OS
54889 | Carlyle/Riverstone Renewable Energy | 10381 | Coastal Carolina Clean Power | NC | 1A | OP | N
54889 | Carlyle/Riverstone Renewable Energy | 10381 | Coastal Carolina Clean Power | NC | 1B | OP | N
13695 | North Carolina Power Holdings, LLC | 10382 | Lumberton | NC | UNIT1 | OS | N
13695 | North Carolina Power Holdings, LLC | 10382 | Lumberton | NC | UNIT2 | OS | N
55739 | Edgecombe Operating Services LLC | 10384 | Edgecombe Genco LLC | NC | 1A | OP | Da | Y | 7 | 1989 | 6563 | ST | ST | ST | 0.02 |  |  | PB | DP | NP | NS | MO | MO | 1990 | 1990 | 1990 | MS |  |  | MS |  |  | MS |  |  | NC |  |  | NC |  |  | CE | 10 | 1990 | 10 | 2030 | 250 | 11.8 | 0 | 0 | 0 |  | BIT | [7 empty] | SS |  |  | 90% | 90% | 62526 | D | Y |  |  |  | OV |  |  | NC
55739 | Edgecombe Operating Services LLC | 10384 | Edgecombe Genco LLC | NC | 1B | OP | Da | Y | 7 | 1989 | 6563 | ST | ST | ST | 0.02 |  |  | PB | DP | NP | NS | MO | MO | 1990 | 1990 | 1990 | MS |  |  | MS |  |  | MS |  |  | NC |  |  | NC |  |  | CE | 10 | 1990 | 10 | 2030 | 250 | 11.8 | 0 | 0 | 0 |  | BIT | [7 empty] | SS |  |  | 90% | 90% | 62526 | D | Y |  |  |  | OV |  |  | NC
55739 | Edgecombe Operating Services LLC | 10384 | Edgecombe Genco LLC | NC | 2A | OP | Da | Y | 7 | 1989 | 6563 | ST | ST | ST | 0.02 |  |  | PB | DP | NP | NS | MO | MO | 1990 | 1990 | 1990 | MS |  |  | MS |  |  | MS |  |  | NC |  |  | NC |  |  | CE | 10 | 1990 | 10 | 2030 | 250 | 11.8 | 0 | 0 | 0 |  | BIT | [7 empty] | SS |  |  | 90% | 90% | 62526 | D | Y |  |  |  | OV |  |  | NC
55739 | Edgecombe Operating Services LLC | 10384 | Edgecombe Genco LLC | NC | 2B | OP | Da | Y | 7 | 1989 | 6563 | ST | ST | ST | 0.02 |  |  | PB | DP | NP | NS | MO | MO | 1990 | 1990 | 1990 | MS |  |  | MS |  |  | MS |  |  | NC |  |  | NC |  |  | CE | 10 | 1990 | 10 | 2030 | 250 | 11.8 | 0 | 0 | 0 |  | BIT | [7 empty] | SS |  |  | 90% | 90% | 62526 | D | Y |  |  |  | OV |  |  | NC
57242 | Coyote Canyon Energy LLC | 10395 | GRS Coyote Canyon | CA | 1 | OP | N
56165 | ArcelorMittal Indiana Harbor West | 10397 | ArcelorMittal Indiana Harbor West | IN | 5HPB | SB | N | N |  |  |  | ST | ST | St | 0.066 |  |  | PB | DP | NP | NS | ND | NS |  |  |  | MS |  |  | MS |  |  | MS |  |  | NC |  |  | NC |  |  | BW | 10 | 1952 |  |  | 300 | [5 empty] | BFG | NG | [6 empty] | FF |  |  | 80% | 80% | 88000 |  | N |  |  |  | NC |  |  | NC
56165 | ArcelorMittal Indiana Harbor West | 10397 | ArcelorMittal Indiana Harbor West | IN | 6HPB | OP | N | N |  |  |  | ST | ST | St | 0.066 |  |  | PB | DP | NP | NS | ND | NS |  |  |  | MS |  |  | MS |  |  | MS |  |  | NC |  |  | NC |  |  | BW | 9 | 1956 |  |  | 300 | [5 empty] | BFG | NG | [6 empty] | FF |  |  | 80% | 80% | 88000 |  | N |  |  |  | NC |  |  | NC
56165 | ArcelorMittal Indiana Harbor West | 10397 | ArcelorMittal Indiana Harbor West | IN | 7HPB | SB | N | N |  |  |  | ST | ST | St | 0.066 |  |  | PB | DP | NP | NS | ND | NS |  |  |  | MS |  |  | MS |  |  | MS |  |  | NC |  |  | NC |  |  | BW | 9 | 1956 |  |  | 300 | [5 empty] | BFG | NG | [6 empty] | FF |  |  | 80% | 80% | 88000 |  | N |  |  |  | NC |  |  | NC
56165 | ArcelorMittal Indiana Harbor West | 10397 | ArcelorMittal Indiana Harbor West | IN | 8HPB | OP | N | N |  |  |  | ST | ST | St | 0.066 |  |  | PB | DP | NP | NS | ND | NS |  |  |  | MS |  |  | MS |  |  | MS |  |  | NC |  |  | NC |  |  | CE | 1 | 1967 |  |  | 650 | [5 empty] | BFG | NG | [6 empty] | TF |  |  | 80% | 80% | 190667 |  | N |  |  |  | NC |  |  | NC
56165 | ArcelorMittal Indiana Harbor West | 10397 | ArcelorMittal Indiana Harbor West | IN | 9HPB | OP | Db | Y | 11 | 2009 | 089-27473-00448 | ST | ST | St | 0.01 |  |  | PC | SB | NP | PS |  | FT |  |  |  | MS |  |  | MS |  |  | MS |  |  | NC |  |  | NC |  |  | AL | 6 | 2000 |  |  | 460 | [5 empty] | BFG | NG | [6 empty] | OF |  |  | 80% | 80% | 110933.8 |  | N |  |  |  | NC |  |  | NC
9454 | ArcelorMittal Cleveland Inc | 10398 | Arcelormittal Cleveland Inc | OH | A | OP | N | [34 empty] | BW |  | 1951 |  |  | 220 |  | 28.6 | 381 | 4112 |  | BFG | NG | RFO | [8 empty] | 70% | 70%
9454 | ArcelorMittal Cleveland Inc | 10398 | Arcelormittal Cleveland Inc | OH | B | OP | N | [34 empty] | BW |  | 1952 |  |  | 220 |  | 28.6 | 381 | 4112 |  | BFG | NG | RFO | [8 empty] | 70% | 70%
9454 | ArcelorMittal Cleveland Inc | 10398 | Arcelormittal Cleveland Inc | OH | C | OP | N | [34 empty] | BW |  | 1956 |  |  | 220 | [5 empty] | BFG | NG | RFO | [8 empty] | 70% | 70%
9454 | ArcelorMittal Cleveland Inc | 10398 | Arcelormittal Cleveland Inc | OH | D | OS | N | [34 empty] | BW |  | 1965 |  |  | 300 | [5 empty] | BFG | NG | BIT | [8 empty] | 70% | 70% |  | D | Y
10337 | KES Kingsburg LP | 10405 | Kingsburg Cogen | CA | HRSG1 | OP
56600 | Ascend Performance Materials LLC | 10416 | Pensacola Florida Plant | FL | BO4 | OP | N
56600 | Ascend Performance Materials LLC | 10416 | Pensacola Florida Plant | FL | BO5 | OP | N
56600 | Ascend Performance Materials LLC | 10416 | Pensacola Florida Plant | FL | BO6 | OP | N
56600 | Ascend Performance Materials LLC | 10416 | Pensacola Florida Plant | FL | BO7 | OP | N
56600 | Ascend Performance Materials LLC | 10416 | Pensacola Florida Plant | FL | BO8 | OP | N
56600 | Ascend Performance Materials LLC | 10416 | Pensacola Florida Plant | FL | BO9 | OP
56488 | Ascend Performance Materials | 10418 | Ascend Performance Materials Texas Inc. | TX | H1 | OP | N
56488 | Ascend Performance Materials | 10418 | Ascend Performance Materials Texas Inc. | TX | H101 | OP | N
56488 | Ascend Performance Materials | 10418 | Ascend Performance Materials Texas Inc. | TX | H4 | OP | N
56488 | Ascend Performance Materials | 10418 | Ascend Performance Materials Texas Inc. | TX | H5 | OP | N
54745 | Temple-Inland | 10425 | TempleInland | TX | 1RB | OP
54745 | Temple-Inland | 10425 | TempleInland | TX | 2RB | OP | N
54745 | Temple-Inland | 10425 | TempleInland | TX | 3PB | OP
54745 | Temple-Inland | 10425 | TempleInland | TX | BRKBLR | OP
54745 | Temple-Inland | 10425 | TempleInland | TX | PF1BLR | OP
23632 | Inland Paperboard & Package Inc | 10426 | Inland Paperboard Packaging Rome | GA | PB1 | OS | N
23632 | Inland Paperboard & Package Inc | 10426 | Inland Paperboard Packaging Rome | GA | PB2 | OS | N
23632 | Inland Paperboard & Package Inc | 10426 | Inland Paperboard Packaging Rome | GA | PB3 | OS | N
23632 | Inland Paperboard & Package Inc | 10426 | Inland Paperboard Packaging Rome | GA | PB4 | OP | N
23632 | Inland Paperboard & Package Inc | 10426 | Inland Paperboard Packaging Rome | GA | RF5 | OP | N
23632 | Inland Paperboard & Package Inc | 10426 | Inland Paperboard Packaging Rome | GA | WFB | OP
623 | Anheuser-Busch Inc | 10430 | Anheuser-Busch St Louis | MO | B1 | OP | N
623 | Anheuser-Busch Inc | 10430 | Anheuser-Busch St Louis | MO | B5 | OP | N
623 | Anheuser-Busch Inc | 10430 | Anheuser-Busch St Louis | MO | B6 | OS | N
623 | Anheuser-Busch Inc | 10430 | Anheuser-Busch St Louis | MO | B7 | OP | N
623 | Anheuser-Busch Inc | 10430 | Anheuser-Busch St Louis | MO | B8 | OP | N
623 | Anheuser-Busch Inc | 10430 | Anheuser-Busch St Louis | MO | B9 | OP | N
49966 | Camden County Energy Recovery Corp | 10435 | Camden Resource Recovery Facility | NJ | SG101A | OP | N
49966 | Camden County Energy Recovery Corp | 10435 | Camden Resource Recovery Facility | NJ | SG101B | OP | N
49966 | Camden County Energy Recovery Corp | 10435 | Camden Resource Recovery Facility | NJ | SG101C | OP | N | [35 empty] | 3 | 1991 | 3 | 2032
56575 | Sunray Operating Services LLC | 10437 | SEGS I | CA | 1SH | OP
56575 | Sunray Operating Services LLC | 10438 | SEGS II | CA | 2U100 | OP
55711 | FPL Energy Operating Services Inc - SEGS | 10439 | SEGS III | CA | 3U100 | OP
55711 | FPL Energy Operating Services Inc - SEGS | 10440 | SEGS IV | CA | 4U100 | OP
55711 | FPL Energy Operating Services Inc - SEGS | 10441 | SEGS V | CA | 5U100 | OP
55711 | FPL Energy Operating Services Inc - SEGS | 10442 | SEGS VI | CA | 6U100 | OP
55711 | FPL Energy Operating Services Inc - SEGS | 10443 | SEGS VII | CA | 7U100 | OP
55711 | FPL Energy Operating Services Inc - SEGS | 10444 | SEGS VIII | CA | HTFHTR | OP
55711 | FPL Energy Operating Services Inc - SEGS | 10446 | SEGS IX | CA | HTFHTR | OP
1746 | Black River Generation LLC | 10464 | Black River Generation | NY | E0002 | OA | N
1746 | Black River Generation LLC | 10464 | Black River Generation | NY | E0003 | OA | N
1746 | Black River Generation LLC | 10464 | Black River Generation | NY | E0001 | OA | N
11217 | Los Angeles County Sanitation | 10471 | Spadra Landfill Gas to Energy | CA | SMB001 | OP | N
11217 | Los Angeles County Sanitation | 10472 | Puente Hills Energy Recovery | CA | B300 | OP | N
11217 | Los Angeles County Sanitation | 10472 | Puente Hills Energy Recovery | CA | B400 | OP | N
11217 | Los Angeles County Sanitation | 10473 | Palos Verdes Gas to Energy | CA | B501 | RE | N
11217 | Los Angeles County Sanitation | 10473 | Palos Verdes Gas to Energy | CA | B502 | RE | N
55965 | NewPage Corporation | 10477 | Wisconsin Rapids Pulp Mill | WI | P1 | OP | N
55965 | NewPage Corporation | 10477 | Wisconsin Rapids Pulp Mill | WI | P2 | OP | N
55965 | NewPage Corporation | 10477 | Wisconsin Rapids Pulp Mill | WI | P3 | OP | N
55965 | NewPage Corporation | 10477 | Wisconsin Rapids Pulp Mill | WI | R1 | OP | N
55965 | NewPage Corporation | 10477 | Wisconsin Rapids Pulp Mill | WI | R2 | OP | N
55965 | NewPage Corporation | 10477 | Wisconsin Rapids Pulp Mill | WI | R3 | OP | N
55877 | RG Steel, LLC | 10485 | RG Steel Sparrows Point, LLC | MD | 1 | RE | N | N |  |  |  | ST | ST | ST | 0.03 |  |  | PC | SU | NP | PS | NV | PS | 1949 | 1949 | 1949 | MS |  |  | MS |  |  | MS |  |  | NC |  |  | NC |  |  | CE | 6 | 1948 | 6 | 2012 | 375 |  | 103.2 | 581.9 | 6583 |  | BFG | NG | RFO | [5 empty] | SF |  |  | 70% | 70% | 340000 |  | N |  |  |  | NC |  |  | NC
55877 | RG Steel, LLC | 10485 | RG Steel Sparrows Point, LLC | MD | 2 | RE | N | N |  |  |  | ST | ST | ST | 0.03 |  |  | PC | SU | NP | PS | NV | PS | 1949 | 1949 | 1949 | MS |  |  | MS |  |  | MS |  |  | NC |  |  | NC |  |  | CE | 6 | 1948 | 6 | 2012 | 375 |  | 103.2 | 581.9 | 6151 |  | BFG | NG | RFO | [5 empty] | SF |  |  | 70% | 70% | 340000 |  | N |  |  |  | NC |  |  | NC
55877 | RG Steel, LLC | 10485 | RG Steel Sparrows Point, LLC | MD | 3 | RE | N | N |  |  |  | ST | ST | ST | 0.03 |  |  | PC | SU | NP | PS | NV | PS | 1954 | 1954 | 1954 | MS |  |  | MS |  |  | MS |  |  | NC |  |  | NC |  |  | CE | 6 | 1953 | 6 | 2012 | 395 |  | 108.7 | 612.9 | 6250 |  | BFG | NG | RFO | [5 empty] | TF |  |  | 70% | 80% | 410000 |  | N |  |  |  | NC |  |  | NC
55877 | RG Steel, LLC | 10485 | RG Steel Sparrows Point, LLC | MD | 4 | RE | N | N |  |  |  | ST | ST | ST | 0.03 |  |  | PC | SU | NP | PS | NV | PS | 1959 | 1959 | 1959 | MS |  |  | MS |  |  | MS |  |  | NC |  |  | NC |  |  | CE | 6 | 1958 | 6 | 2012 | 540 |  | 148.6 | 837.9 | 8576 |  | BFG | NG | RFO | [5 empty] | TF |  |  | 70% | 80% | 500000 |  | N |  |  |  | NC |  |  | NC
1991 | Boise White Paper LLC | 10486 | Boise Cascade International Falls | MN | 1 | OP | N
1991 | Boise White Paper LLC | 10486 | Boise Cascade International Falls | MN | 2 | OP | N
1991 | Boise White Paper LLC | 10486 | Boise Cascade International Falls | MN | 3 | OP | N
1991 | Boise White Paper LLC | 10486 | Boise Cascade International Falls | MN | RECBLR | OP | N
1924 | Boise Packaging & Newsprint LLC | 10488 | DeRidder Mill | LA | PB1 | OP | N
1924 | Boise Packaging & Newsprint LLC | 10488 | DeRidder Mill | LA | PB2 | OP | N
1924 | Boise Packaging & Newsprint LLC | 10488 | DeRidder Mill | LA | PB3 | OP | N
1924 | Boise Packaging & Newsprint LLC | 10488 | DeRidder Mill | LA | PB4 | OS | N
1924 | Boise Packaging & Newsprint LLC | 10488 | DeRidder Mill | LA | REC | OP | N
54784 | NewPage Corporation | 10491 | Mead Rumford Cogen | ME | 3 | SB | N
54784 | NewPage Corporation | 10491 | Mead Rumford Cogen | ME | 5 | SB | N
54784 | NewPage Corporation | 10495 | Rumford Cogeneration | ME | 6 | OP | Da | N |  |  |  | ST | ST | ST | 0.2 |  |  | OP | DH | NH | SM | TH | DA | 1990 | 1990 | 1990 | MS |  |  | MS |  |  | MS |  |  | NC |  |  | NC | NC | NC | PR | 12 | 1990 |  |  | 460 | 415 | 0 | 0 | 0 |  | BIT | WDS | TDF | [5 empty] | FB |  |  | 90% | 80% | 109000 | D | Y |  |  |  | NC |  |  | NC | NC | NC
54784 | NewPage Corporation | 10495 | Rumford Cogeneration | ME | 7 | OP | Da | N |  |  |  | ST | ST | ST | 0.2 |  |  | OP | DH | NH | SM | TH | DA | 1990 | 1990 | 1990 | MS |  |  | MS |  |  | MS |  |  | NC |  |  | NC |  |  | PR | 12 | 1990 |  |  | 460 | 415 | 0 | 0 | 0 |  | BIT | WDS | TDF | [5 empty] | FB |  |  | 90% | 80% | 114000 | D | Y |  |  |  | NC |  |  | NC
54784 | NewPage Corporation | 10495 | Rumford Cogeneration | ME | CRECV | OP | Da | N |  |  |  | FD | FD | FD | 0.2 |  |  | OP | DH | NH | SM | TH | DA | 1990 | 1990 | 1990 | MS |  |  | MS |  |  | MS |  |  | NC |  |  | NC |  |  | PR | 7 | 1981 |  |  | 450 | 405 |  |  |  |  | BLQ | RFO | [6 empty] | FB |  |  | 90% | 80% | 112000 | D | Y |  |  |  | NC |  |  | NC
55850 | Tracy Biomass Holdings, LLC | 10502 | Thermal Energy Dev Partnshp LP | CA | 02 | OP | N
20541 | Wheelabrator Environmental Systems | 10503 | Wheelabrator Hudson Falls | NY | SG201A | OP | N
20541 | Wheelabrator Environmental Systems | 10503 | Wheelabrator Hudson Falls | NY | SG201B | OP | N
450 | The Amalgamated Sugar Co | 10504 | Amalgamated Sugar Twin Falls | ID | SB1 | OP | N
450 | The Amalgamated Sugar Co | 10504 | Amalgamated Sugar Twin Falls | ID | SB2 | OP | N
56174 | Finch Paper LLC | 10511 | Finch Paper | NY | 10 | OP | N
56174 | Finch Paper LLC | 10511 | Finch Paper | NY | 4 | OP | N
56174 | Finch Paper LLC | 10511 | Finch Paper | NY | 5 | OP | N
56174 | Finch Paper LLC | 10511 | Finch Paper | NY | 8 | OP | N
56174 | Finch Paper LLC | 10511 | Finch Paper | NY | 9 | OP | N
10849 | Wyeth-Averst Lederle | 10521 | Lederle Laboratories | NY | BLR3 | OP
10849 | Wyeth-Averst Lederle | 10521 | Lederle Laboratories | NY | BLR4 | OP
10849 | Wyeth-Averst Lederle | 10521 | Lederle Laboratories | NY | BLR5
10849 | Wyeth-Averst Lederle | 10521 | Lederle Laboratories | NY | WHSG1
10849 | Wyeth-Averst Lederle | 10521 | Lederle Laboratories | NY | WHSG2
3837 | CMS Generation Operating Co II | 10525 | Craven County Wood Energy LP | NC | 4A | OP
6541 | Formosa Plastics Corp | 10554 | Formosa Utility Venture Ltd | TX | THB-10 | OP | Db | Y | 7 | 2009 | 19166 | ST | ST | St | 5.71 | 0.83 | 119.02 | PH | DH | NH | OH | OH | OH | 1993 | 1993 | 1993 | MS |  |  | MS |  |  | MS |  |  | SS |  |  | NC |  |  | AT | 4 | 1993 |  |  | 365 | 0 | 0 | 327.6 | 0 | 586 | OG | [7 empty] | DB |  |  | 80% | 80% | 500000 |  | N |  |  |  | LN |  |  | LN
6541 | Formosa Plastics Corp | 10554 | Formosa Utility Venture Ltd | TX | THB-20 | OP | Db | Y | 7 | 2009 | 19166 | ST | ST | St | 5.71 | 0.83 | 119.02 | PH | DH | NH | OH | OH | OH | 1993 | 1993 | 1993 | MS |  |  | MS |  |  | MS |  |  | SS |  |  | NC |  |  | AT | 7 | 1993 |  |  | 365 | 0 | 0 | 327.2 | 0 | 526 | OG | [7 empty] | DB |  |  | 80% | 80% | 500000 |  | N |  |  |  | LN |  |  | LN
6541 | Formosa Plastics Corp | 10554 | Formosa Utility Venture Ltd | TX | THB-30 | OP | Db | Y | 7 | 2009 | 19166 | ST | ST | St | 5.71 | 0.83 | 119.02 | PH | DH | NH | OH | OH | OH | 1993 | 1993 | 1993 | MS |  |  | MS |  |  | MS |  |  | SS |  |  | NC |  |  | AT | 9 | 1993 |  |  | 365 | 0 | 0 | 98.6 | 0 | 586 | NG | [7 empty] | DB |  |  | 80% | 80% | 500000 |  | N |  |  |  | LN |  |  | LN
6541 | Formosa Plastics Corp | 10554 | Formosa Utility Venture Ltd | TX | THB-40 | OP | Db | Y | 7 | 2009 | 19166 | ST | ST | St | 5.71 | 0.83 | 132.02 | PH | DH | NH | OH | OH | OH | 1994 | 1994 | 1994 | MS |  |  | MS |  |  | MS |  |  | SS |  |  | NC |  |  | AT | 5 | 1994 |  |  | 365 | 0 | 0 | 98.6 | 0 | 586 | NG | [7 empty] | DB |  |  | 80% | 80% | 500000 |  | N |  |  |  | LN |  |  | LN
6541 | Formosa Plastics Corp | 10554 | Formosa Utility Venture Ltd | TX | THB-50 | OP | Db | Y | 7 | 2009 | 19166 | ST | ST | St | 5.71 | 0.83 | 132.02 | PH | DH | NH | OH | OH | OH | 1994 | 1994 | 1994 | MS |  |  | MS |  |  | MS |  |  | SS |  |  | NC |  |  | AT | 10 | 1994 |  |  | 365 | 0 | 0 | 327.2 | 0 | 586 | OG | [7 empty] | DB |  |  | 80% | 80% | 500000 |  | N |  |  |  | LN |  |  | LN
6541 | Formosa Plastics Corp | 10554 | Formosa Utility Venture Ltd | TX | THB-60 | OP | Db | Y | 7 | 2009 | 19166 | ST | ST | St | 5 | 0.62 | 38 | PH | DH | NH | OH | OH | OH | 2003 | 2003 | 2003 | MS |  |  | MS |  |  | MS |  |  | SS |  |  | NC |  |  | AL | 4 | 1993 |  |  | 280 |  |  |  |  | 586 | NG | [7 empty] | OT |  |  | 80% | 80% | 500000 |  | N |  |  |  | LN |  |  | NC
15726 | Rayonier Performance Fibers, LLC | 10560 | Rayonier Jesup Mill | GA | PACKB | OP
15726 | Rayonier Performance Fibers, LLC | 10560 | Rayonier Jesup Mill | GA | POWB | OP
15726 | Rayonier Performance Fibers, LLC | 10560 | Rayonier Jesup Mill | GA | RB5 | OP
15726 | Rayonier Performance Fibers, LLC | 10560 | Rayonier Jesup Mill | GA | RB6 | OP
15726 | Rayonier Performance Fibers, LLC | 10562 | Rayonier Fernandina Mill | FL | PB1 | RE | N
15726 | Rayonier Performance Fibers, LLC | 10562 | Rayonier Fernandina Mill | FL | PB2 | RE | N
15726 | Rayonier Performance Fibers, LLC | 10562 | Rayonier Fernandina Mill | FL | PB3 | RE | N
15726 | Rayonier Performance Fibers, LLC | 10562 | Rayonier Fernandina Mill | FL | PB6 | OP
15726 | Rayonier Performance Fibers, LLC | 10562 | Rayonier Fernandina Mill | FL | REC5 | OP | N
14932 | US Operating Services Company | 10566 | Chambers Cogeneration LP | NJ | BOIL1 | OP | Db | Y | 12 | 1998 | 65119 | ST | ST | ST | 25 | 100 | 90 | PH | DM | NM | OH | TH | TH | 1994 | 1994 | 1994 | MS |  |  | MS |  |  | MS |  |  | NC |  |  | NC |  |  | FW | 3 | 1994 |  |  | 1200 | 52.9 | 239.5 | 0 | 0 |  | BIT | [7 empty] | FF |  |  | 90% | 90% | 624300 | D | N |  |  |  | NC |  |  | NC
14932 | US Operating Services Company | 10566 | Chambers Cogeneration LP | NJ | BOIL2 | OP | Da | Y | 12 | 1998 | 65119 | ST | ST | ST | 25 | 100 | 90 | PH | DM | NM | OH | TH | TH | 1994 | 1994 | 1994 | MS |  |  | MS |  |  | MS |  |  | NC |  |  | NC |  |  | FW | 3 | 1994 |  |  | 1200 | 52.9 | 239.5 | 0 | 0 |  | BIT | [7 empty] | FF |  |  | 90% | 90% | 624300 | D | N |  |  |  | NC |  |  | NC
135 | Agrilectric Power Partners Ltd | 10593 | Agrilectric Power Partners Ltd | LA | BLR1 | OP | N
5670 | Ebensburg Power Co | 10603 | Ebensburg Power | PA | 031 | OP | N
8286 | Hawaiian Commercial and Sugar Company | 10604 | Hawaiian Comm & Sugar Puunene Mill | HI | BLR2 | OP | N
8286 | Hawaiian Commercial and Sugar Company | 10604 | Hawaiian Comm & Sugar Puunene Mill | HI | BLR3 | OP | N
8286 | Hawaiian Commercial and Sugar Company | 10604 | Hawaiian Comm & Sugar Puunene Mill | HI | BLR1 | OP | N
50003 | Brunswick Cellulose LLC | 10605 | Brunswick Cellulose | GA | 4PB | OP | N
50003 | Brunswick Cellulose LLC | 10605 | Brunswick Cellulose | GA | 5RB | OP | N
50003 | Brunswick Cellulose LLC | 10605 | Brunswick Cellulose | GA | 6PB | OP | N
50003 | Brunswick Cellulose LLC | 10605 | Brunswick Cellulose | GA | 6RB | OP | N
50003 | Brunswick Cellulose LLC | 10605 | Brunswick Cellulose | GA | 7PB | OP
4580 | Georgia-Pacific LLC | 10606 | Georgia-Pacific Crossett | AR | 10A | OP | N
4580 | Georgia-Pacific LLC | 10606 | Georgia-Pacific Crossett | AR | 5A | SB | N
4580 | Georgia-Pacific LLC | 10606 | Georgia-Pacific Crossett | AR | 6A | SB | N
4580 | Georgia-Pacific LLC | 10606 | Georgia-Pacific Crossett | AR | 8R | OP | N
4580 | Georgia-Pacific LLC | 10606 | Georgia-Pacific Crossett | AR | 9A | OP | N
7166 | Georgia-Pacific Monticello LLC | 10610 | Georgia-Pacific Monticello Paper | MS | COMB | OP | N
7166 | Georgia-Pacific Monticello LLC | 10610 | Georgia-Pacific Monticello Paper | MS | PFI | OP | N
7166 | Georgia-Pacific Monticello LLC | 10610 | Georgia-Pacific Monticello Paper | MS | REC1 | OP | N
7166 | Georgia-Pacific Monticello LLC | 10610 | Georgia-Pacific Monticello Paper | MS | REC2 | OP | N
50128 | Georgia-Pacific Consr Ops LLC-Palatka | 10611 | Georgia-Pacific Palatka Operations | FL | 4 COMB | OP | N | [34 empty] | BW | 6 | 1965 | [8 empty] | WDS | RFO | [6 empty] | SS |  |  | 60% | 60% | 165779 |  | N
50128 | Georgia-Pacific Consr Ops LLC-Palatka | 10611 | Georgia-Pacific Palatka Operations | FL | 4RB | OP | N | [34 empty] | CE | 6 | 1976 | [8 empty] | BLQ | RFO | [6 empty] | OT |  |  | 70% | 70% | 350007 |  | N
50128 | Georgia-Pacific Consr Ops LLC-Palatka | 10611 | Georgia-Pacific Palatka Operations | FL | 5 | OP | N | [34 empty] | BW | 6 | 1965 | [8 empty] | NG | [7 empty] | RF |  |  | 80% | 80% | 174014 |  | N
50128 | Georgia-Pacific Consr Ops LLC-Palatka | 10611 | Georgia-Pacific Palatka Operations | FL | 6 | RE | [36 empty] | 5 | 2002 | 5 | 2002
50128 | Georgia-Pacific Consr Ops LLC-Palatka | 10611 | Georgia-Pacific Palatka Operations | FL | 7 | OP | N | [34 empty] | BW | 10 | 2002 | [8 empty] | NG | [7 empty] | FF |  |  | 80% | 80% | 45924 |  | N
50129 | Georgia-Pacific Consr Ops LLC-Port Hudson | 10612 | Georgia-Pacific Port Hudson | LA | PB1 | RE | N | N | [33 empty] | BW | 4 | 2007 | [8 empty] | BLQ | NG | WDS
50129 | Georgia-Pacific Consr Ops LLC-Port Hudson | 10612 | Georgia-Pacific Port Hudson | LA | PB1SCB | RE | [35 empty] | BW | 1 | 1969 | 12 | 2007 | [6 empty] | WDS | NG | [6 empty] | SS |  |  | 60% | 60% | 325000 |  | N
50129 | Georgia-Pacific Consr Ops LLC-Port Hudson | 10612 | Georgia-Pacific Port Hudson | LA | PB5 | OP | D | Y | 1 | 2002 | PSD-LA-581 | FD | NA | FD | 0.1 |  |  | PB |  | NP | NS |  | NS | 2002 |  | 2002 | MS | [5 empty] | MS |  |  | NC | [5 empty] | CE | 6 | 1988 |  |  | 705 |  |  | 900 |  |  | NG | [7 empty] | FF |  |  | 90% | 80% | 350000 |  | N |  |  |  | NC
50129 | Georgia-Pacific Consr Ops LLC-Port Hudson | 10612 | Georgia-Pacific Port Hudson | LA | PB6 | OP | D | Y | 8 | 2005 | PSD-LA-581 | FD | FD | FD | 0.05 |  |  | PB | DP | NP | NS | MO | NS | 2007 | 2007 | 2007 | MS |  |  | MS |  |  | MS |  |  | NC | [5 empty] | KP | 4 | 2007 |  |  | 900 |  | 31.3 | 425 | 33 |  | PC | WDS | NG | [5 empty] | FF | RF |  | 80% | 80% | 365000 |  | N |  |  |  | NC
50129 | Georgia-Pacific Consr Ops LLC-Port Hudson | 10612 | Georgia-Pacific Port Hudson | LA | RB1 | OP | N | Y | 1 | 2002 | PSD-LA-581 | FD | FD | FD | 0.1 |  |  | UG | DC | NO | TH | TH | TH | 2002 | 2002 | 2002 | MS |  |  | MS |  |  | MS |  |  | NC | [5 empty] | BW | 1 | 1969 |  |  | 431 |  |  | 416 | 58 |  | BLQ | NG | [6 empty] | FF | RF | SF | 70% | 60% | 203000 |  | N |  |  |  | NC
50129 | Georgia-Pacific Consr Ops LLC-Port Hudson | 10612 | Georgia-Pacific Port Hudson | LA | RB2 | OP | N | Y | 1 | 2002 | PSD-LA-581 | FD | FD | FD | 0.1 |  |  | UG | DC | NO | TH | TH | TH | 2002 | 2002 | 2002 | MS |  |  | MS |  |  | MS |  |  | NC | [5 empty] | CE | 10 | 1977 |  |  | 642 |  |  | 460 | 93 |  | BLQ | NG | [6 empty] | SF |  |  | 70% | 60% | 307000 |  | N |  |  |  | NC
5232 | Woodland Pulp LLC | 10613 | Domtar - Woodland Mill | ME | 3RB | OP | N
5232 | Woodland Pulp LLC | 10613 | Domtar - Woodland Mill | ME | 9PB | OP | N
58338 | Lakeside Beaver Falls LLC | 10617 | CH Resources Beaver Falls | NY | HRSG50 | OP
3085 | Carthage Energy LLC | 10620 | Carthage Energy LLC | NY | HRSG | SB
58337 | Lakeside Syracuse LLC | 10621 | CH Resources Syracuse | NY | HRSG50 | SB
11216 | Los Angeles County | 10623 | Civic Center | CA | 1 | OP
11216 | Los Angeles County | 10623 | Civic Center | CA | 2 | OP
11216 | Los Angeles County | 10623 | Civic Center | CA | 3 | OP
11216 | Los Angeles County | 10623 | Civic Center | CA | 4 | OP
55863 | Evergreen Packaging Inc | 10627 | Pine Bluff Mill | AR | BB1 | OP | N
55863 | Evergreen Packaging Inc | 10627 | Pine Bluff Mill | AR | PB1 | OP | N
55863 | Evergreen Packaging Inc | 10627 | Pine Bluff Mill | AR | PB2 | RE | N
55863 | Evergreen Packaging Inc | 10627 | Pine Bluff Mill | AR | RB2 | OP | N
55863 | Evergreen Packaging Inc | 10627 | Pine Bluff Mill | AR | RB3 | OP | N
55863 | Evergreen Packaging Inc | 10627 | Pine Bluff Mill | AR | RB4 | OP | N
20541 | Wheelabrator Environmental Systems | 10629 | Wheelabrator Baltimore Refuse | MD | BLR1 | OP | N
20541 | Wheelabrator Environmental Systems | 10629 | Wheelabrator Baltimore Refuse | MD | BLR2 | OP | N
20541 | Wheelabrator Environmental Systems | 10629 | Wheelabrator Baltimore Refuse | MD | BLR3 | OP | N
19091 | Suez Energy Generation NA, Inc. | 10633 | Hopewell Cogeneration | VA | HRSG1 | OP
19091 | Suez Energy Generation NA, Inc. | 10633 | Hopewell Cogeneration | VA | HRSG2 | OP
19091 | Suez Energy Generation NA, Inc. | 10633 | Hopewell Cogeneration | VA | HRSG3 | OP
353 | Air Products Energy Enterprises LP | 10640 | Stockton Cogen | CA | BLR1 | OP | N
2884 | Cambria CoGen Co | 10641 | Cambria Cogen | PA | B1 | OP
2884 | Cambria CoGen Co | 10641 | Cambria Cogen | PA | B2 | OP
473 | Covanta Hempstead Company | 10642 | Covanta Hempstead | NY | 1 | OP | N
473 | Covanta Hempstead Company | 10642 | Covanta Hempstead | NY | 2 | OP | N
473 | Covanta Hempstead Company | 10642 | Covanta Hempstead | NY | 3 | OP | N
542 | Covanta Essex Company | 10643 | Covanta Essex Company | NJ | 1 | OP | N
542 | Covanta Essex Company | 10643 | Covanta Essex Company | NJ | 2 | OP | N
542 | Covanta Essex Company | 10643 | Covanta Essex Company | NJ | 3 | OP | N
528 | Covanta Southeastern Connecticut Company | 10646 | Covanta Southeastern Connecticut Company | CT | BLR1 | OP | N
528 | Covanta Southeastern Connecticut Company | 10646 | Covanta Southeastern Connecticut Company | CT | BLR2 | OP | N
2565 | North American Energy Services | 10652 | Burney Forest Products | CA | BLR1 | OP | N
2565 | North American Energy Services | 10652 | Burney Forest Products | CA | BLR2 | OP | N
3953 | Collins Pine Co | 10661 | Collins Pine Project | CA | 4 | OP | N
156 | AES Deepwater Inc | 10670 | AES Deepwater | TX | AAB001 | SC | Da | Y | 7 | 2008 | 9276 | ST | ST | ST | 0.03 | 0.9 | 0.05 | PB | DP | NP | OH | FT | DA | 1986 | 1986 | 2007 | MS |  |  | MS |  |  | MS |  |  | NC |  |  | ND |  |  | FW | 6 | 1986 |  |  | 1430 |  | 0 | 0 | 60 |  | PC | [7 empty] | AF |  |  | 90% | 90% | 355700 | D | N |  |  |  | LN | SR |  | NA
21 | AES Shady Point LLC | 10671 | AES Shady Point LLC | OK | 1A | OP | Da | Y | 10 | 2011 | 2003-062-TVR | FD | FD | FD | 0.03 | 0.6 | 0.5 | PB | DP | NP | PS | MO | MO | 1991 | 1991 | 1991 | MS |  |  | MS |  |  | MS |  |  | NC |  |  | NC |  |  | CE | 1 | 1991 | 1 | 2041 | 567 | 28.1 | 0 | 0 | 0 |  | BIT | [7 empty] | FB |  |  | 80% | 80% | 784719 | D | N |  |  |  | NC |  |  | NC
21 | AES Shady Point LLC | 10671 | AES Shady Point LLC | OK | 1B | OP | Da | Y | 10 | 2011 | 2003-062-TVR | FD | FD | FD | 0.03 | 0.6 | 0.5 | PB | DP | NP | PS | MO | MO | 1991 | 1991 | 1991 | MS |  |  | MS |  |  | MS |  |  | NC |  |  | NC |  |  | CE | 1 | 1991 | 1 | 2041 | 567 | 28.1 | 0 | 0 | 0 |  | BIT | [7 empty] | FB |  |  | 80% | 80% | 784719 | D | N |  |  |  | NC |  |  | NC
21 | AES Shady Point LLC | 10671 | AES Shady Point LLC | OK | 2A | OP | Da | Y | 10 | 2011 | 2003-062-TVR | FD | FD | FD | 0.03 | 0.6 | 0.5 | PB | DP | NP | PS | MO | MO | 1991 | 1991 | 1991 | MS |  |  | MS |  |  | MS |  |  | NC |  |  | NC |  |  | CE | 1 | 1991 | 1 | 2041 | 567 | 28.1 | 0 | 0 | 0 |  | BIT | [7 empty] | FB |  |  | 80% | 80% | 784719 | D | N |  |  |  | NC |  |  | NC
21 | AES Shady Point LLC | 10671 | AES Shady Point LLC | OK | 2B | OP | Da | Y | 10 | 2011 | 2003-062-TVR | FD | FD | FD | 0.03 | 0.6 | 0.5 | PB | DP | NP | PS | MO | MO | 1991 | 1991 | 1991 | MS |  |  | MS |  |  | MS |  |  | NC |  |  | NC |  |  | CE | 1 | 1991 | 1 | 2041 | 567 | 28.1 | 0 | 0 | 0 |  | BIT | [7 empty] | FB |  |  | 80% | 80% | 784719 | D | N |  |  |  | NC |  |  | NC
56730 | Cedar Bay Operating Services LLC | 10672 | Cedar Bay Generating Company LP | FL | CBA | OP | Da | Y | 3 | 2002 | PSD-FL-137F | ST | ST | ST | 0.02 | 0.3 | 0.17 | PB | DP | NP | PS | TH | MO | 1994 | 1994 | 1994 | MS |  |  | MS |  |  | MS |  |  | CF |  |  | NC |  |  | PR | 1 | 1994 |  |  | 746 | 41.2 | 0 | 0 | 0 |  | BIT | [7 empty] | FB |  |  | 90% | 90% | 400000 | D | N |  |  |  | CF | SN |  | NC
56730 | Cedar Bay Operating Services LLC | 10672 | Cedar Bay Generating Company LP | FL | CBB | OP | Da | Y | 3 | 2002 | PSD-FL-137F | ST | ST | ST | 0.02 | 0.3 | 0.17 | PB | DP | NP | PS | TH | MO | 1994 | 1994 | 1994 | MS |  |  | MS |  |  | MS |  |  | CF |  |  | NC |  |  | PR | 1 | 1994 |  |  | 746 | 41.2 | 0 | 0 | 0 |  | BIT | [7 empty] | FB |  |  | 90% | 90% | 400000 | D | N |  |  |  | CF | SN |  | NC
56730 | Cedar Bay Operating Services LLC | 10672 | Cedar Bay Generating Company LP | FL | CBC | OP | Da | Y | 3 | 2002 | PSD-FL-137F | ST | ST | ST | 0.02 | 0.3 | 0.17 | PB | DP | NP | PS | TH | MO | 1994 | 1994 | 1994 | MS |  |  | MS |  |  | MS |  |  | CF |  |  | NC |  |  | PR | 1 | 1994 |  |  | 746 | 41.2 | 0 | 0 | 0 |  | BIT | [7 empty] | FB |  |  | 90% | 90% | 400000 | D | N |  |  |  | CF | SN |  | NC
177 | AES Hawaii Inc | 10673 | AES Hawaii | HI | BLRA | OP | Db | N |  |  |  | ST | ST | ST | 20 | 48 | 25 | OP | DM | NM | SM | TH | TH | 1992 | 1992 | 1992 | MS |  |  | MS |  |  | MS |  |  | NC | CF |  |  |  |  | FW | 9 | 1992 |  |  | 664 | 43.1 |  |  | 1 |  | BIT | SUB | TDF | [5 empty] | FB |  |  | 90% | 90% | 187296 | D | Y |  |  |  | CF | SN |  | NH
177 | AES Hawaii Inc | 10673 | AES Hawaii | HI | BLRB | OP | Db | N |  |  |  | ST | ST | ST | 20 | 48 | 25 | OP | DM | NM | SM | TH | TH | 1992 | 1992 | 1992 | MS |  |  | MS |  |  | MS |  |  | NC | CF |  |  |  |  | FW | 9 | 1992 |  |  | 664 | 43.1 | 0 | 0 | 1 |  | BIT | SUB | TDF | WO |  |  |  |  | FB |  |  | 90% | 90% | 187296 | D | Y |  |  |  | CF | SN |  | NH
42 | AES Thames LLC | 10675 | AES Thames | CT | A | OS | Da | Y | 7 | 1987 | 0044-107-0010 | ST | ST | ST | 0.0144 |  |  | PB | DP | NP | SM | DA | DA | 1990 | 1990 | 1990 | MS |  |  | MS |  |  | MS |  |  | NC |  |  | NC |  |  | CE | 3 | 1990 | 3 | 2040 | 703 | 38.6 | 0 | 0 | 0 |  | BIT | [7 empty] | FB |  |  | 90% | 90% | 207000 | D | Y |  |  |  | NA |  |  | NA
42 | AES Thames LLC | 10675 | AES Thames | CT | B | OS | Da | Y | 7 | 1987 | 0044-107-0011 | ST | ST | ST | 0.0144 |  |  | PB | DP | NP | SM | DA | DA | 1990 | 1990 | 1990 | MS |  |  | MS |  |  | MS |  |  | NC |  |  | NC |  |  | CE | 3 | 1990 | 3 | 2040 | 703 | 38.6 | 0 | 0 | 0 |  | BIT | [7 empty] | FB |  |  | 90% | 90% | 207500 | D | Y |  |  |  | NA |  |  | NA
142 | AES Beaver Valley | 10676 | AES Beaver Valley Partners Beaver Valley | PA | 2 | OP | N | N |  |  |  | ST | ST | ST | 0.105 |  |  | PB | DP | NP | PS | DA | MO | 1980 | 1980 | 1994 | MS |  |  | MS |  |  | MS |  |  | NC |  |  | NC |  |  | BW | 7 | 1987 |  |  | 400 | 21.2 | 0 | 0 | 400000 |  | BIT | PC | [6 empty] | FF |  |  | 80% |  | 143833 | D | N |  |  |  | LN | SN |  | LN | SN
142 | AES Beaver Valley | 10676 | AES Beaver Valley Partners Beaver Valley | PA | 3 | OP | N | N |  |  |  | ST | ST | ST | 0.105 |  |  | PB | DP | NP | PS | DA | MO | 1980 | 1980 | 1994 | MS |  |  | MS |  |  | MS |  |  | NC |  |  | NC |  |  | BW | 7 | 1987 |  |  | 400 | 21.2 | 0 | 0 | 400000 |  | BIT | PC | [6 empty] | FF |  |  | 80% |  | 157500 | D | N |  |  |  | LN | SN | OT | LN | SN | OT
142 | AES Beaver Valley | 10676 | AES Beaver Valley Partners Beaver Valley | PA | 4 | OP | N | N |  |  |  | ST | ST | ST | 0.105 |  |  | PB | DP | NP | PS | DA | MO | 1980 | 1980 | 1994 | MS |  |  | MS |  |  | MS |  |  | NC |  |  | NC |  |  | BW | 7 | 1987 |  |  | 400 | 21.2 | 0 | 0 | 400000 |  | BIT | PC | [6 empty] | FF |  |  | 80% |  | 150000 | D | N |  |  |  | LN | SN |  | LN | SN
142 | AES Beaver Valley | 10676 | AES Beaver Valley Partners Beaver Valley | PA | 5 | OP | N | N |  |  |  | ST | ST | ST | 0.152 |  |  | PB | DP | NP | PS | DA | MO | 1986 | 1986 | 1994 | MS |  |  | MS |  |  | MS |  |  | NC |  |  | NC |  |  | CE | 7 | 1987 |  |  | 210 | 11 | 0 | 0 | 210000 |  | BIT | PC | [6 empty] | FF |  |  | 80% | 80% | 86233 | D | N |  |  |  | LN | SN |  | LN | SN
35 | AES WR Ltd Partnership | 10678 | AES Warrior Run Cogeneration Facility | MD | BLR1 | OP | Db | N |  |  |  | ST | ST | ST | 20 |  |  | OP | SB | NP | SM | TH | DA | 2000 | 2000 | 2000 | MS |  |  | MS |  |  | MS |  |  | OT |  |  | OT |  |  | CE | 2 | 2000 | 2 | 2050 | 1500 | 90 | 0 | 0 | 0 |  | BIT | [7 empty] | FB |  |  | 90% | 90% | 24 | D | Y |  |  |  | CF | SN |  | CF | SN
55307 | Colorado Energy Management | 10682 | Brush Generation Facility | CO | HR1 | OP | Db | Y | 7 | 2002 | 96OPMR171 | ST | ST | FD | 0.112 |  |  | PB | DC | NH | YR | YR | YR | 2002 | 2002 | 2002 | MS |  |  | MS |  |  | MS |  |  | NC |  |  | NC |  |  | VO | 10 | 1990 |  |  | 275 |  |  | 214 | 0 | 420 | NG | [7 empty] | DB |  |  | 30% | 30% | 260000 |  | N |  |  |  | LN |  |  | LN
55307 | Colorado Energy Management | 10682 | Brush Generation Facility | CO | HR2 | OP | Db | Y | 2 | 2000 | 96OPMR153 | ST | ST | FD | 0.113 |  |  | PB | DC | NH | YR | YR | YR | 1994 | 1994 | 1994 | MS |  |  | MS |  |  | MS |  |  | NC |  |  | NC |  |  | VO | 1 | 1994 |  |  | 275 |  |  | 252 |  | 420 | NG | [7 empty] | DB |  |  | 30% | 30% | 240000 |  | N |  |  |  | LN |  |  | LN
55307 | Colorado Energy Management | 10682 | Brush Generation Facility | CO | HR4 | OP | Db | Y | 9 | 2002 | 00OPMR224 | ST | ST | FD | 0.03 |  |  | PB | DC | NH | YR | YR | YR | 2002 | 2002 | 2002 | MS |  |  | MS |  |  | MS |  |  | NC |  |  | NC |  |  | NM | 9 | 2002 |  |  | 360 |  |  | 280 |  | 350 | NG | [7 empty] | DB |  |  | 30% | 30% | 260000 |  | N |  |  |  | LN |  |  | LN
55307 | Colorado Energy Management | 10682 | Brush Generation Facility | CO | HR5 | OP | Db | Y | 9 | 2002 | 00OPMR224 | ST | ST | FD | 0.03 |  |  | PB | DC | NH | YR | YR | YR | 2002 | 2002 | 2002 | MS |  |  | MS |  |  | MS |  |  | NC |  |  | NC |  |  | NM | 9 | 2002 |  |  | 370 |  |  | 280 |  | 420 | NG | [7 empty] | DB |  |  | 30% | 30% | 260000 |  | N |  |  |  | LN |  |  | LN
49968 | Searles Valley Minerals Operations Inc. | 10684 | Argus Cogen Plant | CA | BLR22 | OP
49968 | Searles Valley Minerals Operations Inc. | 10684 | Argus Cogen Plant | CA | BLR25 | OP | N
49968 | Searles Valley Minerals Operations Inc. | 10684 | Argus Cogen Plant | CA | BLR26 | OP | N
12647 | Minnesota Power Inc | 10686 | Rapids Energy Center | MN | 6 | OP
12647 | Minnesota Power Inc | 10686 | Rapids Energy Center | MN | 7 | OP
12647 | Minnesota Power Inc | 10686 | Rapids Energy Center | MN | 8 | OP
12647 | Minnesota Power Inc | 10686 | Rapids Energy Center | MN | 5 | OP
56500 | KPAQ Industries LLC | 10697 | St Francisville Mill | LA | RB | OS | N
7475 | Graphic Packaging Corp | 10698 | Graphic Packaging | MI | 8 | OP | N
7475 | Graphic Packaging Corp | 10698 | Graphic Packaging | MI | 9 | OP | N
7136 | Georgia-Pacific Consr Prods LP-Naheola | 10699 | Georgia-Pacific Consr Prods LP-Naheola | AL | 1 | OP | N
7136 | Georgia-Pacific Consr Prods LP-Naheola | 10699 | Georgia-Pacific Consr Prods LP-Naheola | AL | 2 | OP | N
7136 | Georgia-Pacific Consr Prods LP-Naheola | 10699 | Georgia-Pacific Consr Prods LP-Naheola | AL | 3 | OP | N
7136 | Georgia-Pacific Consr Prods LP-Naheola | 10699 | Georgia-Pacific Consr Prods LP-Naheola | AL | 4 | OP | N
7136 | Georgia-Pacific Consr Prods LP-Naheola | 10699 | Georgia-Pacific Consr Prods LP-Naheola | AL | 5 | RE | N
7136 | Georgia-Pacific Consr Prods LP-Naheola | 10699 | Georgia-Pacific Consr Prods LP-Naheola | AL | 6 | OP | N
56448 | Red Shield Acquisition LLC | 10700 | Red Shield Envir Old Town Facility | ME | BLR1 | OP
56448 | Red Shield Acquisition LLC | 10700 | Red Shield Envir Old Town Facility | ME | BLR2 | SB
56448 | Red Shield Acquisition LLC | 10700 | Red Shield Envir Old Town Facility | ME | RB4 | OP
16909 | Selkirk Cogen Partners LP | 10725 | Selkirk Cogen | NY | HRSG1 | OP | Db | N |  |  |  | ST | ST | St | 0.014 |  |  | PB | SU | NP | NS | NS | NS | 1992 | 1992 | 1992 | MS |  |  | MS |  |  | MS |  |  | NC |  |  | NC |  |  | ZN | 4 | 1992 | 6 | 2032 | 406 |  | 0 | 200 | 0 | 613 | NG | [7 empty] | DB |  |  | 90% | 90% | 2449 |  | N |  |  |  | NC |  |  | NC
16909 | Selkirk Cogen Partners LP | 10725 | Selkirk Cogen | NY | HRSG2 | OP | Db | N |  |  |  | ST | ST | St | 0.014 |  |  | PB | SU | NP | NS | NS | NS | 1994 | 1994 | 1994 | MS |  |  | MS |  |  | MS |  |  | NC |  |  | NC |  |  | AL | 9 | 1994 | 6 | 2034 | 440 |  | 0 | 185 | 0 | 613 | NG | [7 empty] | CF |  |  | 90% | 90% | 2449 |  | N |  |  |  | NC |  |  | NC
16909 | Selkirk Cogen Partners LP | 10725 | Selkirk Cogen | NY | HRSG3 | OP | Db | N |  |  |  | ST | ST | St | 0.014 |  |  | PB | SU | NP | NS | NS | NS | 1994 | 1994 | 1994 | MS |  |  | MS |  |  | MS |  |  | NC |  |  | NC |  |  | AL | 9 | 1994 | 6 | 2032 | 440 |  | 0 | 185 | 0 | 613 | NG | [7 empty] | CF |  |  | 90% | 90% | 2449 |  | N |  |  |  | NC |  |  | NC
11741 | Masspower | 10726 | Masspower | MA | ST | OP | N |  |  |  |  | ST | ST | St
3103 | Cargill Inc | 10729 | Cargill Corn Wet Milling Plant | TN | PCBLR | OP | N
3103 | Cargill Inc | 10729 | Cargill Corn Wet Milling Plant | TN | STRBLR | OP | N
10456 | Koppers Inc - Susquehanna | 10731 | Koppers Susquehanna Plant | PA | 1 | OP | N
12949 | Morgantown Energy Associates | 10743 | Morgantown Energy Facility | WV | CFB1 | OP | N
12949 | Morgantown Energy Associates | 10743 | Morgantown Energy Facility | WV | CFB2 | OP | N
12492 | Midland Cogeneration Venture | 10745 | Midland Cogeneration Venture | MI | 09HR82 | OP | Db | Y | 5 | 2008 | MI-ROP-B6527-2008b | ST | ST | ST | 0.75 | 3.91 | 24.9 | PH | DH | NH | OH | OH | DA | 1990 | 1990 | 1990 | MS |  |  | MS |  |  | MS |  |  | NC |  |  | NC |  |  | CE | 1 | 1990 |  |  | 539 |  | 0 | 245 | 0 | 605 | NG | [7 empty] | DB |  |  | 90% | 90% | 540000 |  | N |  |  |  | NC |  |  | NC
12492 | Midland Cogeneration Venture | 10745 | Midland Cogeneration Venture | MI | 10HR82 | OP | Db | Y | 5 | 2008 | MI-ROP-B6527-2008b | ST | ST | ST | 0.75 | 3.91 | 24.9 | PH | DH | NH | OH | OH | DA | 1990 | 1990 | 1990 | MS |  |  | MS |  |  | MS |  |  | NC |  |  | NC |  |  | CE | 1 | 1990 |  |  | 539 |  | 0 | 245 | 0 | 605 | NG | [7 empty] | DB |  |  | 90% | 90% | 540000 |  | N |  |  |  | NC |  |  | NC
12492 | Midland Cogeneration Venture | 10745 | Midland Cogeneration Venture | MI | 11HR82 | OP | Db | Y | 5 | 2008 | MI-ROP-B6527-2008b | ST | ST | ST | 0.75 | 3.91 | 24.9 | PH | DH | NH | OH | OH | DA | 1990 | 1990 | 1990 | MS |  |  | MS |  |  | MS |  |  | NC |  |  | NC |  |  | CE | 2 | 1990 |  |  | 539 |  | 0 | 245 | 0 | 605 | NG | [7 empty] | DB |  |  | 90% | 90% | 540000 |  | N |  |  |  | NC |  |  | NC
12492 | Midland Cogeneration Venture | 10745 | Midland Cogeneration Venture | MI | 12HR82 | OP | Db | Y | 5 | 2008 | MI-ROP-B6527-2008b | ST | ST | ST | 0.75 | 3.91 | 24.9 | PH | DH | NH | OH | OH | DA | 1990 | 1990 | 1990 | MS |  |  | MS |  |  | MS |  |  | NC |  |  | NC |  |  | CE | 3 | 1990 |  |  | 539 |  | 0 | 245 | 0 | 605 | NG | [7 empty] | DB |  |  | 90% | 90% | 540000 |  | N |  |  |  | NC |  |  | NC
12492 | Midland Cogeneration Venture | 10745 | Midland Cogeneration Venture | MI | 13HR82 | OP | Db | Y | 5 | 2008 | MI-ROP-B6527-2008b | ST | ST | ST | 0.75 | 3.91 | 24.9 | PH | DH | NH | OH | OH | DA | 1990 | 1990 | 1990 | MS |  |  | MS |  |  | MS |  |  | NC |  |  | NC |  |  | CE | 4 | 1990 |  |  | 539 |  | 0 | 245 | 0 | 605 | NG | [7 empty] | DB |  |  | 90% | 90% | 540000 |  | N |  |  |  | NC |  |  | NC
12492 | Midland Cogeneration Venture | 10745 | Midland Cogeneration Venture | MI | 14HR82 | OP | Db | Y | 5 | 2008 | MI-ROP-B6527-2008b | ST | ST | ST | 0.75 | 3.91 | 24.9 | PH | DH | NH | OH | OH | DA | 1990 | 1990 | 1990 | MS |  |  | MS |  |  | MS |  |  | NC |  |  | NC |  |  | CE | 5 | 1990 |  |  | 539 |  | 0 | 245 | 0 | 605 | NG | [7 empty] | DB |  |  | 90% | 90% | 540000 |  | N |  |  |  | NC |  |  | NC
12492 | Midland Cogeneration Venture | 10745 | Midland Cogeneration Venture | MI | 16E01 | OP | Da | Y | 4 | 2008 | MI-ROP-B6527-2008b | ST | ST | St | 2.8 | 0.0006 | 13.7 | PH | DP | NH | PS | PS | DA | 2008 | 2008 | 2008 | MS |  |  | MS |  |  | MS |  |  | NC |  |  | NC |  |  | ID | 10 | 2008 |  |  | 250 |  |  | 370 |  |  | NG | [7 empty] | FF |  |  | 80% | 80% | 297500 |  | N |  |  |  | LN |  |  | LN
12492 | Midland Cogeneration Venture | 10745 | Midland Cogeneration Venture | MI | 17E01 | OP | Da | Y | 4 | 2008 | MI-ROP-B6527-2008b | ST | ST | St | 2.8 | 0.0006 | 13.7 | PH | DP | NH | PS | PS | DA | 2008 | 2008 | 2008 | MS |  |  | MS |  |  | MS |  |  | NC |  |  | NC |  |  | ID | 10 | 2008 |  |  | 250 |  |  | 370 |  |  | NG | [7 empty] | FF |  |  | 80% | 80% | 297500 |  | N |  |  |  | LN |  |  | LN
12492 | Midland Cogeneration Venture | 10745 | Midland Cogeneration Venture | MI | 18E01 | OP | Da | Y | 4 | 2008 | MI-ROP-B6527-2008b | ST | ST | St | 2.8 | 0.0006 | 13.7 | PH | DP | NH | PS | PS | DA | 2008 | 2008 | 2008 | MS |  |  | MS |  |  | MS |  |  | NC |  |  | NC |  |  | ID | 10 | 2008 |  |  | 250 |  |  | 370 |  |  | NG | [7 empty] | FF |  |  | 80% | 80% | 297500 |  | N |  |  |  | LN |  |  | LN
12492 | Midland Cogeneration Venture | 10745 | Midland Cogeneration Venture | MI | 19E01 | OP | Da | Y | 4 | 2008 | MI-ROP-B6527-2008b | ST | ST | St | 2.8 | 0.0006 | 13.7 | PH | DP | NH | PS | PS | DA | 2008 | 2008 | 2008 | MS |  |  | MS |  |  | MS |  |  | NC |  |  | NC |  |  | ID | 10 | 2008 |  |  | 250 |  |  | 370 |  |  | NG | [7 empty] | FF |  |  | 80% | 80% | 297500 |  | N |  |  |  | LN |  |  | LN
12492 | Midland Cogeneration Venture | 10745 | Midland Cogeneration Venture | MI | 20E01 | OP | Da | Y | 4 | 2008 | MI-ROP-B6527-2008b | ST | ST | St | 2.8 | 0.0006 | 13.7 | PH | DP | NH | PS | PS | DA | 2009 | 2009 | 2009 | MS |  |  | MS |  |  | MS |  |  | NC |  |  | NC |  |  | ID | 2 | 2009 |  |  | 250 |  |  | 370 |  |  | NG | [7 empty] | FF |  |  | 80% | 80% | 297500 |  | N |  |  |  | LN |  |  | LN
12492 | Midland Cogeneration Venture | 10745 | Midland Cogeneration Venture | MI | 21E01 | OP | Da | Y | 4 | 2008 | MI-ROP-B6527-2008b | ST | ST | St | 2.8 | 0.0006 | 13.7 | PH | DP | NH | PS | PS | DA | 2009 | 2009 | 2009 | MS |  |  | MS |  |  | MS |  |  | NC |  |  | NC |  |  | ID | 2 | 2009 |  |  | 250 |  |  | 370 |  |  | NG | [7 empty] | FF |  |  | 80% | 80% | 297500 |  | N |  |  |  | LN |  |  | LN
570 | Covanta Delaware Valley LP | 10746 | Covanta Delaware Valley | PA | BLR1 | OP | N
570 | Covanta Delaware Valley LP | 10746 | Covanta Delaware Valley | PA | BLR2 | OP | N
570 | Covanta Delaware Valley LP | 10746 | Covanta Delaware Valley | PA | BLR3 | OP | N
570 | Covanta Delaware Valley LP | 10746 | Covanta Delaware Valley | PA | BLR4 | OP | N
570 | Covanta Delaware Valley LP | 10746 | Covanta Delaware Valley | PA | BLR5 | OP | N
570 | Covanta Delaware Valley LP | 10746 | Covanta Delaware Valley | PA | BLR6 | OP | N
56516 | Morris Energy Operations Company, LLC | 10751 | Camden Plant Holding LLC | NJ | HRSG1 | OP
30151 | Tri-State G & T Assn, Inc | 10755 | Rifle Generating Station | CO | HR2 | OP
30151 | Tri-State G & T Assn, Inc | 10755 | Rifle Generating Station | CO | HR3 | OP
30151 | Tri-State G & T Assn, Inc | 10755 | Rifle Generating Station | CO | HR4 | OP
56120 | Blue Lake Power LLC | 10764 | Blue Lake Power LLC | CA | Zurn | OP
56402 | Covanta Maine LLC | 10765 | Indeck Jonesboro Energy Center | ME | CFB002 | SB | N
56402 | Covanta Maine LLC | 10766 | Indeck West Enfield Energy Center | ME | CFB001 | OP | N
15986 | Rio Bravo Fresno | 10767 | Rio Bravo Fresno | CA | CFB | OP | N
16061 | Rio Bravo Jasmin | 10768 | Rio Bravo Jasmin | CA | CFB | OP | N
16002 | Rio Bravo Poso | 10769 | Rio Bravo Poso | CA | CFB | OP | N
19876 | Virginia Electric & Power Co | 10771 | Hopewell Power Station | VA | 1 | SC | N
19876 | Virginia Electric & Power Co | 10771 | Hopewell Power Station | VA | 2 | OP
16077 | Rio Bravo Rocklin | 10772 | Rio Bravo Rocklin | CA | CFB | OP | N
19876 | Virginia Electric & Power Co | 10773 | Altavista Power Station | VA | 1 | OP | N
19876 | Virginia Electric & Power Co | 10773 | Altavista Power Station | VA | 2 | OP
19876 | Virginia Electric & Power Co | 10774 | Southampton Power Station | VA | 1 | OP | N
19876 | Virginia Electric & Power Co | 10774 | Southampton Power Station | VA | 2 | OP
5533 | EF Oxnard, LLC | 10776 | E F Oxnard Energy Facility | CA | 033716
5533 | EF Oxnard, LLC | 10776 | E F Oxnard Energy Facility | CA | 033717
5533 | EF Oxnard, LLC | 10776 | E F Oxnard Energy Facility | CA | 033718
5533 | EF Oxnard, LLC | 10776 | E F Oxnard Energy Facility | CA | 90
56866 | HL Power Company | 10777 | HL Power | CA | ZURN1 | OP | N
4217 | Colstrip Energy LP | 10784 | Colstrip Energy LP | MT | BLR1 | OP | N
5543 | E I DuPont De Nemours & Co | 10788 | Belle West Virginia Plant | WV | BLR10 | RE | N
5543 | E I DuPont De Nemours & Co | 10788 | Belle West Virginia Plant | WV | BLR14 | RE | N
5543 | E I DuPont De Nemours & Co | 10788 | Belle West Virginia Plant | WV | BLR15 | RE | N
5543 | E I DuPont De Nemours & Co | 10788 | Belle West Virginia Plant | WV | BLR6 | RE | N
5543 | E I DuPont De Nemours & Co | 10792 | Unifi Kinston LLC | NC | BOIL1 | RE | N
5543 | E I DuPont De Nemours & Co | 10792 | Unifi Kinston LLC | NC | BOIL2 | RE | N
5543 | E I DuPont De Nemours & Co | 10792 | Unifi Kinston LLC | NC | BOIL3 | RE | N
50006 | Invista | 10793 | Seaford Delaware Plant | DE | BLR1 | OS | N
50006 | Invista | 10793 | Seaford Delaware Plant | DE | BLR2 | OS | N
50006 | Invista | 10793 | Seaford Delaware Plant | DE | BLR3 | OS | N
50006 | Invista | 10793 | Seaford Delaware Plant | DE | BLR5 | OS
50006 | Invista | 10795 | Camden South Carolina | SC | BLR1 | OP | N
50006 | Invista | 10795 | Camden South Carolina | SC | BLR2 | OP | N
50006 | Invista | 10795 | Camden South Carolina | SC | BLR3 | OP | N
50006 | Invista | 10795 | Camden South Carolina | SC | BLR4 | RE | N | [35 empty] | 10 | 2011
50006 | Invista | 10796 | Waynesboro Virginia Plant | VA | BLR1 | RE | N
50006 | Invista | 10796 | Waynesboro Virginia Plant | VA | BLR2 | RE | N
50006 | Invista | 10796 | Waynesboro Virginia Plant | VA | BLR3 | RE | N
11267 | Lowell Cogeneration Co LP | 10802 | Lowell Cogeneration Company LP | MA | HRSG1
40052 | AG Energy LP | 10803 | Ogdensburg Power | NY | HRSG A | OS
745 | Applied Energy Inc | 10811 | Naval Station Energy Facility | CA | HRSG1 | OP
82 | Ada Cogeneration Ltd Partnership | 10819 | Ada Cogeneration LP | MI | HRSG1 | OP
3836 | CMS Generation Operating LLC | 10822 | Grayling Generating Station | MI | BOIL1 | OP | N
11427 | Massachusetts Wtr RAuth-Deer I | 10823 | Deer Island Treatment Plant | MA | B101 | OP | N
11427 | Massachusetts Wtr RAuth-Deer I | 10823 | Deer Island Treatment Plant | MA | B201 | OP | N
54806 | DTE Energy Services-Woodland | 10836 | Woodland Biomass Power Ltd | CA | BLR1 | OP | N
55989 | Covanta Mendota LP | 10837 | Covanta Mendota | CA | B1 | OP | N
56084 | Springfield Power LLC | 10838 | Springfield Power LLC | NH | BLR1 | OP | N
55840 | EWP RENEWABLE CORP. | 10839 | DG Whitefield LLC | NH | BLR1 | OP
56099 | Covanta Delano Inc | 10840 | Covanta Delano Energy | CA | U1 | OP | N
56099 | Covanta Delano Inc | 10840 | Covanta Delano Energy | CA | U2 | OP | N
3807 | Cleveland Cliffs Inc | 10849 | Silver Bay Power | MN | BLR1 | OP | N | N |  |  |  | FD | FD | NA | 0.6 |  |  | PB | DP |  | SM | YR |  | 1990 | 1990 |  | MS |  |  | MS | [5 empty] | NC |  |  | NC |  |  | BW | 10 | 1955 |  |  | 450 | 21.9 | 0 | 558 | 0 |  | SUB | NG | [6 empty] | FF |  |  | 90% | 90% | 416000 | D | N
3807 | Cleveland Cliffs Inc | 10849 | Silver Bay Power | MN | BLR2 | OP | N | N |  |  |  | FD | FD | NA | 0.6 |  |  | PB | DP |  | SM | YR |  | 1989 | 1989 |  | MS |  |  | MS | [5 empty] | NC |  |  | NC |  |  | BW | 1 | 1963 |  |  | 575 | 32.3 | 0 | 751 | 0 |  | SUB | NG | [6 empty] | FF |  |  | 90% | 90% | 595000 | D | N
5050 | Energy Operation Group | 10850 | Mojave Cogen | CA | HRSG1 | OP
3106 | Cargill Inc North America Sweetners | 10855 | Cargill Corn Milling Division | IA | STKR1 | OP | N
3106 | Cargill Inc North America Sweetners | 10855 | Cargill Corn Milling Division | IA | STKR2 | OP | N
3106 | Cargill Inc North America Sweetners | 10855 | Cargill Corn Milling Division | IA | STKR3 | OP | N
772 | Archer Daniels Midland Co | 10860 | Archer Daniels Midland Clinton | IA | B1 | RE | N |  |  |  |  | ST | ST | St | [30 empty] | 10 | 2008
772 | Archer Daniels Midland Co | 10860 | Archer Daniels Midland Clinton | IA | B10 | RE | N |  |  |  |  | ST | ST | St | [30 empty] | 10 | 2008
772 | Archer Daniels Midland Co | 10860 | Archer Daniels Midland Clinton | IA | B2 | RE | N |  |  |  |  | ST | ST | St | [30 empty] | 10 | 2008
772 | Archer Daniels Midland Co | 10860 | Archer Daniels Midland Clinton | IA | B3 | RE | N |  |  |  |  | ST | ST | St | [30 empty] | 10 | 2008
772 | Archer Daniels Midland Co | 10860 | Archer Daniels Midland Clinton | IA | B4 | RE | N |  |  |  |  | ST | ST | St | [30 empty] | 10 | 2008
772 | Archer Daniels Midland Co | 10860 | Archer Daniels Midland Clinton | IA | B5 | RE | N |  |  |  |  | ST | ST | St | [30 empty] | 10 | 2008
772 | Archer Daniels Midland Co | 10860 | Archer Daniels Midland Clinton | IA | B6 | RE | N |  |  |  |  | ST | ST | St | [30 empty] | 10 | 2008
772 | Archer Daniels Midland Co | 10860 | Archer Daniels Midland Clinton | IA | B7 | RE | N |  |  |  |  | ST | ST | St | [30 empty] | 10 | 2008
772 | Archer Daniels Midland Co | 10860 | Archer Daniels Midland Clinton | IA | B8 | RE | N |  |  |  |  | ST | ST | St | [30 empty] | 10 | 2008
772 | Archer Daniels Midland Co | 10860 | Archer Daniels Midland Clinton | IA | B9 | RE | N |  |  |  |  | ST | ST | St | [30 empty] | 10 | 2008
772 | Archer Daniels Midland Co | 10860 | Archer Daniels Midland Clinton | IA | CFB1 | OP | Db | N |  |  |  | ST | ST | St | 0.018 |  |  | PB | DP | NP | PS | MO | MO | 2009 | 2009 | 2009 | MS |  |  | MS |  |  | MS |  |  | CF | OT |  | CF | OT |  | KP | 9 | 2008 |  |  | 1200 | 80.8 |  |  |  |  | SUB | BIT | [6 empty] | FB |  |  | 80% | 80% | 340000 | D | N |  |  |  | CF | SN |  | CF | SN
772 | Archer Daniels Midland Co | 10860 | Archer Daniels Midland Clinton | IA | CFB2 | OP | Db | N |  |  |  | ST | ST | St | 0.018 |  |  | PB | DP | NP | PS | MO | MO | 2009 | 2009 | 2009 | MS |  |  | MS |  |  | MS |  |  | CF | OT |  | CF | OT |  | KP | 12 | 2008 |  |  | 1200 | 80.8 |  |  |  |  | SUB | BIT | [6 empty] | FB |  |  | 80% | 80% | 340000 | D | N |  |  |  | CF | SN |  | CF | SN
772 | Archer Daniels Midland Co | 10860 | Archer Daniels Midland Clinton | IA | CFB3 | OP | Db | N |  |  |  | ST | ST | St | 0.018 |  |  | PB | DP | NP | PS | MO | MO | 2009 | 2009 | 2009 | MS |  |  | MS |  |  | MS |  |  | CF | OT |  | CF | OT |  | KP | 7 | 2009 |  |  | 1200 | 80.8 |  |  |  |  | SUB | BIT | [6 empty] | FB |  |  | 80% | 80% | 340000 | D | N |  |  |  | CF | SN |  | CF | SN
772 | Archer Daniels Midland Co | 10864 | Archer Daniels Midland Cedar Rapids | IA | 1 | OP | Db | N |  |  |  | ST | FD | FD | 0.03 |  |  | PB | DP | NP | TH | TH | MO | 1988 | 1988 | 1988 | MS |  |  | MS |  |  | MS |  |  | NC |  |  | NC |  |  | KL | 10 | 1988 |  |  | 477 | 32.8 | 0 | 0 | 0 |  | SUB | BIT | [6 empty] | FB |  |  | 80% | 80% | 200000 | D | N |  |  |  | NC |  |  | SN
772 | Archer Daniels Midland Co | 10864 | Archer Daniels Midland Cedar Rapids | IA | 2 | OP | Db | N |  |  |  | ST | FD | FD | 0.03 |  |  | PB | DP | NP | TH | TH | MO | 1988 | 1988 | 1988 | MS |  |  | MS |  |  | MS |  |  | NC |  |  | NC |  |  | KL | 11 | 1988 |  |  | 477 | 32.8 | 0 | 0 | 0 |  | SUB | BIT | [6 empty] | FB |  |  | 80% | 80% | 200000 | D | N |  |  |  | NC |  |  | SN
772 | Archer Daniels Midland Co | 10864 | Archer Daniels Midland Cedar Rapids | IA | 3 | OP | Db | N |  |  |  | ST | ST | ST | 0.03 |  |  | PB | DP | NP | TH | TH | MO | 1989 | 1989 | 1989 | MS |  |  | MS |  |  | MS |  |  | NC |  |  | NC |  |  | KL | 3 | 1989 |  |  | 477 | 32.8 | 0 | 0 | 0 |  | SUB | BIT | [6 empty] | FB |  |  | 80% | 80% | 200000 | D | N |  |  |  | NC |  |  | SN
772 | Archer Daniels Midland Co | 10864 | Archer Daniels Midland Cedar Rapids | IA | 4 | OP | Db | N |  |  |  | ST | ST | ST | 0.03 |  |  | PB | DP | NP | TH | TH | MO | 1994 | 1994 | 1994 | MS |  |  | MS |  |  | MS |  |  | NC |  |  | NC |  |  | KL | 10 | 1994 |  |  | 477 | 32.8 | 0 | 0 | 0 |  | SUB | BIT | [6 empty] | FB |  |  | 80% | 80% | 200000 | W | N |  |  |  | NC |  |  | SN
772 | Archer Daniels Midland Co | 10864 | Archer Daniels Midland Cedar Rapids | IA | 5 | OP | N | N |  |  |  | ST | ST | ST | 0.03 |  |  | PB | DP | NP | TH | TH | MO | 2001 | 2001 | 2001 | MS |  |  | MS |  |  | MS |  |  | NC |  |  | NC |  |  | TM | 8 | 2001 |  |  | 1200 | 89.3 | 0 | 0 | 0 |  | SUB | BIT | [6 empty] | FB |  |  | 90% | 80% | 550000 | D | N |  |  |  | NC |  |  | SN
772 | Archer Daniels Midland Co | 10865 | Archer Daniels Midland Decatur | IL | CFB1 | OP | Db | Y | 6 | 1985 | 85060030 | ST | ST | FD | 0.03 |  |  | PB | DP | NP | PS | MO | MO | 1987 | 1987 | 1987 | MS |  |  | MS |  |  | MS |  |  | NC |  |  | NC |  |  | KL | 2 | 1987 |  |  | 425 | 24.5 | 0 | 0 | 0 |  | BIT | SUB | [6 empty] | FB |  |  | 80% | 80% | 121560 | D | N |  |  |  | SN |  |  | SN
772 | Archer Daniels Midland Co | 10865 | Archer Daniels Midland Decatur | IL | CFB2 | OP | Db | Y | 6 | 1985 | 85060030 | ST | ST | FD | 0.03 |  |  | PB | DP | NP | PS | MO | MO | 1987 | 1987 | 1987 | MS |  |  | MS |  |  | MS |  |  | NC |  |  | NC |  |  | KL | 4 | 1987 |  |  | 425 | 24.5 | 0 | 0 | 0 |  | BIT | SUB | [6 empty] | FB |  |  | 80% | 80% | 121560 | D | Y |  |  |  | SN |  |  | SN
772 | Archer Daniels Midland Co | 10865 | Archer Daniels Midland Decatur | IL | CFB3 | OP | Db | Y | 6 | 1985 | 85060030 | ST | ST | FD | 0.03 |  |  | PB | DP | NP | PS | MO | MO | 1987 | 1987 | 1987 | MS |  |  | MS |  |  | MS |  |  | NC |  |  | NC |  |  | KL | 7 | 1987 |  |  | 425 | 24.5 | 0 | 0 | 0 |  | BIT | SUB | [6 empty] | FB |  |  | 80% | 80% | 121560 | D | N |  |  |  | SN |  |  | SN
772 | Archer Daniels Midland Co | 10865 | Archer Daniels Midland Decatur | IL | CFB4 | OP | Db | Y | 6 | 1985 | 85060030 | ST | ST | FD | 0.03 |  |  | PB | DP | NP | PS | MO | MO | 1987 | 1987 | 1987 | MS |  |  | MS |  |  | MS |  |  | NC |  |  | NC |  |  | KL | 7 | 1987 |  |  | 425 | 24.5 | 0 | 0 | 0 |  | BIT | SUB | [6 empty] | FB |  |  | 80% | 80% | 121560 | D | N |  |  |  | SN |  |  | SN
772 | Archer Daniels Midland Co | 10865 | Archer Daniels Midland Decatur | IL | CFB5 | OP | Db | Y | 6 | 1985 | 85060030 | ST | ST | FD | 0.03 |  |  | PB | DP | NP | PS | MO | MO | 1987 | 1987 | 1987 | MS |  |  | MS |  |  | MS |  |  | NC |  |  | NC |  |  | KL | 12 | 1987 |  |  | 425 | 24.5 | 0 | 0 | 0 |  | BIT | SUB | [6 empty] | FB |  |  | 80% | 80% | 121560 | D | N |  |  |  | SN |  |  | SN
772 | Archer Daniels Midland Co | 10865 | Archer Daniels Midland Decatur | IL | CFB6 | OP | Db | Y | 6 | 1985 | 85060030, 94020006 | ST | ST | FD | 0.025 |  |  | PB | DP | NP | PS | MO | MO | 1991 | 1991 | 1991 | MS |  |  | MS |  |  | MS |  |  | NC |  |  | NC |  |  | KL | 12 | 1991 |  |  | 477 | 27.5 | 0 | 0 | 0 |  | BIT | SUB | [6 empty] | FB |  |  | 80% | 80% | 135067 | D | N |  |  |  | SN |  |  | SN
772 | Archer Daniels Midland Co | 10865 | Archer Daniels Midland Decatur | IL | CFB7 | OP | Db | Y | 2 | 1994 | 94020006 | ST | ST | St | 0.025 |  |  | PB | DP | NP | PS | MO | MO | 1996 | 1996 | 1996 | MS |  |  | MS |  |  | MS |  |  | NC |  |  | NC |  |  | TM | 3 | 1996 |  |  | 477 | 27.5 | 0 | 0 | 0 |  | BIT | SUB | [6 empty] | FB |  |  | 80% | 80% | 126933 | D | N |  |  |  | SN |  |  | SN
772 | Archer Daniels Midland Co | 10865 | Archer Daniels Midland Decatur | IL | CFB8 | OP | Db | Y | 2 | 1994 | 94020006 | ST | ST | ST | 0.025 |  |  | PB | DP | NP | PS | MO | MO | 1997 | 1997 | 1997 | MS |  |  | MS |  |  | MS |  |  | NC |  |  | NC |  |  | KL | 5 | 1997 |  |  | 1200 | 66.4 | 0 | 0 | 0 |  | BIT | SUB | [6 empty] | FB |  |  | 90% | 80% | 386183 | D | N |  |  |  | SN |  |  | SN
772 | Archer Daniels Midland Co | 10865 | Archer Daniels Midland Decatur | IL | CFB9 | OP | Db | Y | 5 | 1997 | 97050097 | ST | ST | ST | 0.025 |  |  | PB | DP | NP | PS | MO | MO | 2002 | 2002 | 2002 | MS |  |  | MS |  |  | MS |  |  | NC |  |  | NC |  |  | TM | 2 | 2001 |  |  | 1200 | 66.7 | 0 | 0 | 0 |  | BIT | SUB | [6 empty] | FB |  |  | 90% | 80% | 386183 | D | N |  |  |  | SN |  |  | SN
772 | Archer Daniels Midland Co | 10866 | Archer Daniels Midland Peoria | IL | 1 | OP | N
772 | Archer Daniels Midland Co | 10866 | Archer Daniels Midland Peoria | IL | 10 | OP | N
772 | Archer Daniels Midland Co | 10866 | Archer Daniels Midland Peoria | IL | 11 | RE | N
772 | Archer Daniels Midland Co | 10866 | Archer Daniels Midland Peoria | IL | 12 | RE | N
772 | Archer Daniels Midland Co | 10866 | Archer Daniels Midland Peoria | IL | 13 | OP
772 | Archer Daniels Midland Co | 10866 | Archer Daniels Midland Peoria | IL | 2 | OP | N
772 | Archer Daniels Midland Co | 10866 | Archer Daniels Midland Peoria | IL | 3 | OP | N
772 | Archer Daniels Midland Co | 10866 | Archer Daniels Midland Peoria | IL | 5 | OP | N
772 | Archer Daniels Midland Co | 10866 | Archer Daniels Midland Peoria | IL | 9 | OP | N
772 | Archer Daniels Midland Co | 10866 | Archer Daniels Midland Peoria | IL | 14 | OP
7 | Tate & Lyle Ingredients Americas Inc | 10867 | Tate & Lyle Decatur Plant Cogen | IL | COGEN1 | OP | N
7 | Tate & Lyle Ingredients Americas Inc | 10867 | Tate & Lyle Decatur Plant Cogen | IL | COGEN2 | OP | N
1745 | Biomass One LP | 10869 | Biomass One LP | OR | NORTH | OP | N
1745 | Biomass One LP | 10869 | Biomass One LP | OR | SOUTH | OP | N
12258 | Medical Area Total Egy Plt Inc | 10883 | Medical Area Total Energy Plant | MA | GTHSG1 | OP
12258 | Medical Area Total Egy Plt Inc | 10883 | Medical Area Total Energy Plant | MA | GTHSG2 | OP
12258 | Medical Area Total Egy Plt Inc | 10883 | Medical Area Total Energy Plant | MA | HSG1 | OP
12258 | Medical Area Total Egy Plt Inc | 10883 | Medical Area Total Energy Plant | MA | HSG2 | OP
12258 | Medical Area Total Egy Plt Inc | 10883 | Medical Area Total Energy Plant | MA | PSG1 | OP
12258 | Medical Area Total Egy Plt Inc | 10883 | Medical Area Total Energy Plant | MA | PSG2 | OP
12258 | Medical Area Total Egy Plt Inc | 10883 | Medical Area Total Energy Plant | MA | PSG3 | OP
3890 | Cogen Technologies Linden Vent | 50006 | Linden Cogen Plant | NJ | HRSG1 | OP | Db | N |  |  |  | ST | NA | St | 0.02 |  |  | PB |  | NP | PS |  | TH | 1992 |  | 1992 | MS | [5 empty] | MS | [8 empty] | NT | 4 | 1992 |  |  | 461 |  | 75 | 300 | 75 | 560 | NG | WO | [6 empty] | DB |  |  | 100% | 100% | 832045 |  | N |  |  |  | SR |  |  | SR
3890 | Cogen Technologies Linden Vent | 50006 | Linden Cogen Plant | NJ | HRSG2 | OP | Db | N |  |  |  | ST | NA | St | 0.02 |  |  | PB |  | NP | PS |  | TH | 1992 |  | 1992 | MS | [5 empty] | MS | [8 empty] | NT | 4 | 1992 |  |  | 461 |  | 75 | 300 | 75 | 560 | NG | WO | [6 empty] | DB |  |  | 100% | 100% | 832045 |  | N |  |  |  | SR |  |  | SR
3890 | Cogen Technologies Linden Vent | 50006 | Linden Cogen Plant | NJ | HRSG3 | OP | Db | N |  |  |  | ST | NA | St | 0.02 |  |  | PB |  | NP | PS |  | TH | 1992 |  | 1992 | MS | [5 empty] | MS | [8 empty] | NT | 4 | 1992 |  |  | 461 |  | 75 | 300 | 75 | 560 | NG | WO | [6 empty] | DB |  |  | 100% | 100% | 832045 |  | N |  |  |  | SR |  |  | SR
3890 | Cogen Technologies Linden Vent | 50006 | Linden Cogen Plant | NJ | HRSG4 | OP | Db | N |  |  |  | ST | NA | St | 0.02 |  |  | PB |  | NP | PS |  | TH | 1992 |  | 1992 | MS | [5 empty] | MS | [8 empty] | NT | 4 | 1992 |  |  | 461 |  | 75 | 300 | 75 | 560 | NG | WO | [6 empty] | DB |  |  | 100% | 100% | 832045 |  | N |  |  |  | SR |  |  | SR
3890 | Cogen Technologies Linden Vent | 50006 | Linden Cogen Plant | NJ | HRSG5 | OP | Db | N |  |  |  | ST | NA | St | 0.02 |  |  | PB |  | NP | PS |  | TH | 1992 |  | 1992 | MS | [5 empty] | MS | [8 empty] | NT | 4 | 1992 |  |  | 461 |  | 75 | 300 | 75 | 560 | NG | WO | [6 empty] | DB |  |  | 100% | 100% | 832045 |  | N |  |  |  | SR |  |  | SR
55779 | WVA Manufacturing LLC | 50012 | Alloy Steam Station | WV | BLR4 | OS | N
16064 | Graphic Packaging International | 50028 | Plant 31 Paper Mill | LA | 1FW | OP | N
16064 | Graphic Packaging International | 50028 | Plant 31 Paper Mill | LA | 1HP | OP | N
16064 | Graphic Packaging International | 50028 | Plant 31 Paper Mill | LA | 2FW | OP | N
16064 | Graphic Packaging International | 50028 | Plant 31 Paper Mill | LA | 4BW | OP | N
16064 | Graphic Packaging International | 50028 | Plant 31 Paper Mill | LA | 5CE | OP | N
13833 | Northeastern Power Co | 50039 | Kline Township Cogen Facility | PA | 1 | OP
14254 | Oxy Vinyls LP | 50043 | Houston Chemical Complex Battleground | TX | HRSG1 | OP
14254 | Oxy Vinyls LP | 50043 | Houston Chemical Complex Battleground | TX | HRSG2 | OP
14254 | Oxy Vinyls LP | 50043 | Houston Chemical Complex Battleground | TX | HRSG3 | OP
56305 | Eel River Power LLC | 50049 | Eel River Power | CA | BLRA | OP | N
56305 | Eel River Power LLC | 50049 | Eel River Power | CA | BLRC | OP | N
56305 | Eel River Power LLC | 50049 | Eel River Power | CA | BLRB | OP | N
6036 | ESOCO Orrington LLC | 50051 | Penobscot Energy Recovery | ME | BLR A | OP | N
6036 | ESOCO Orrington LLC | 50051 | Penobscot Energy Recovery | ME | BLR B | OP | N
15941 | Rice University | 50054 | Rice University | TX | HRSG#1
15941 | Rice University | 50054 | Rice University | TX | HRSG#2
17145 | Sid Richardson Carbon Ltd | 50067 | Borger Plant | TX | 1 | OP | N
17145 | Sid Richardson Carbon Ltd | 50067 | Borger Plant | TX | 2 | OP | N
17445 | Solid Waste Auth of Palm Beach | 50071 | Palm Beach Renewable Energy Facility#1 | FL | BLR1 | OP | N
17445 | Solid Waste Auth of Palm Beach | 50071 | Palm Beach Renewable Energy Facility#1 | FL | BLR2 | OP | N
23955 | University of Massachusetts Medical | 50087 | Univ of Massachusetts Medical Center | MA | 1 | OP
23955 | University of Massachusetts Medical | 50087 | Univ of Massachusetts Medical Center | MA | 2 | OP
23955 | University of Massachusetts Medical | 50087 | Univ of Massachusetts Medical Center | MA | 3 | OP
23955 | University of Massachusetts Medical | 50087 | Univ of Massachusetts Medical Center | MA | 4 | OP
23955 | University of Massachusetts Medical | 50087 | Univ of Massachusetts Medical Center | MA | HRSG | TS
12307 | MeadWestvaco Corp | 50101 | MeadWestvaco Evadale | TX | PB1 | RE | N
12307 | MeadWestvaco Corp | 50101 | MeadWestvaco Evadale | TX | PB2 | OP | N
12307 | MeadWestvaco Corp | 50101 | MeadWestvaco Evadale | TX | PB5 | OP | N
12307 | MeadWestvaco Corp | 50101 | MeadWestvaco Evadale | TX | PB6 | OP | N
12307 | MeadWestvaco Corp | 50101 | MeadWestvaco Evadale | TX | RB2 | RE | N
12307 | MeadWestvaco Corp | 50101 | MeadWestvaco Evadale | TX | RB3 | OP | N
12307 | MeadWestvaco Corp | 50101 | MeadWestvaco Evadale | TX | RB4 | OP | N
54700 | Paris Generation LP | 50109 | Paris Energy Center | TX | HRSG1 | OP
54700 | Paris Generation LP | 50109 | Paris Energy Center | TX | HRSG2 | OP
17164 | Sierra Pacific Industries Inc | 50110 | Sierra Pacific Burney Facility | CA | BLR1 | OP | N
17164 | Sierra Pacific Industries Inc | 50111 | Sierra Pacific Loyalton Facility | CA | BLR1 | OS | N
17164 | Sierra Pacific Industries Inc | 50112 | Sierra Pacific Quincy Facility | CA | BLR1 | OP | N
17164 | Sierra Pacific Industries Inc | 50112 | Sierra Pacific Quincy Facility | CA | BLR2 | OP | N
19537 | University of Texas at Austin | 50118 | Hal C Weaver Power Plant | TX | B1 | OP
19537 | University of Texas at Austin | 50118 | Hal C Weaver Power Plant | TX | B2 | OP
19537 | University of Texas at Austin | 50118 | Hal C Weaver Power Plant | TX | B3 | OP
19537 | University of Texas at Austin | 50118 | Hal C Weaver Power Plant | TX | B7 | OP
19537 | University of Texas at Austin | 50118 | Hal C Weaver Power Plant | TX | HRSG10 | OP
19537 | University of Texas at Austin | 50118 | Hal C Weaver Power Plant | TX | HRSG8 | SB
19685 | Valero Refining Co | 50121 | Valero Refinery Corpus Christi West | TX | B&W | RE | N | [37 empty] | 8 | 2006
19685 | Valero Refining Co | 50121 | Valero Refinery Corpus Christi West | TX | HOC | OP | N
19685 | Valero Refining Co | 50121 | Valero Refinery Corpus Christi West | TX | WHS | OP
54777 | CCI Signal Hill LLC | 50127 | CCI Signal Hill LLC | TX | HRSGA | OP
54777 | CCI Signal Hill LLC | 50127 | CCI Signal Hill LLC | TX | HRSGB | OP
54777 | CCI Signal Hill LLC | 50127 | CCI Signal Hill LLC | TX | HRSGC | OP
54881 | Horsehead Corporation | 50130 | G F Weaton Power Station | PA | BLR1 | OS | N | N |  |  |  | ST | ST | St | 20 |  |  | OP | DP | NP | NV | DA | MO | 1971 | 1987 | 1998 | MS |  |  | MS |  |  | MS |  |  | SS |  |  | NC |  |  | CE | 8 | 1958 |  |  | 400 | 400 | 0 | 0 | 0 |  | SUB | BIT | [6 empty] | TF |  |  | 90% | 90% | 137000 | D | N |  |  |  | LN |  |  | NC
54881 | Horsehead Corporation | 50130 | G F Weaton Power Station | PA | BLR2 | OS | N | N |  |  |  | ST | ST | St | 20 |  |  | OP | DP | NP | NV | DA | MO | 1971 | 1987 | 1998 | MS |  |  | MS |  |  | MS |  |  | SS |  |  | NC |  |  | CE | 5 | 1958 |  |  | 400 | 400 | 0 | 0 | 0 |  | SUB | BIT | [6 empty] | TF |  |  | 90% | 90% | 137000 | D | N |  |  |  | LN |  |  | NC
27131 | Imperial Savannah LP | 50146 | Imperial Savannah LP | GA | A | OP | N
27131 | Imperial Savannah LP | 50146 | Imperial Savannah LP | GA | B | OP | N
27131 | Imperial Savannah LP | 50146 | Imperial Savannah LP | GA | C | OP | N
27131 | Imperial Savannah LP | 50146 | Imperial Savannah LP | GA | D | OP | N
19450 | Union Carbide Corp-Seadrift | 50150 | Union Carbide Seadrift Cogen | TX | 11HRSG | OP | N |  |  |  |  | NA | NA | St | [5 empty] | NM | [12 empty] | LN | [8 empty] | DL | 11 | 2000 |  |  | 385 |  |  | 279 |  |  | NG | [7 empty] | DB |  |  | 100% | 100% | 225130 | [8 empty] | LN
19450 | Union Carbide Corp-Seadrift | 50150 | Union Carbide Seadrift Cogen | TX | 6 HRSG | OP | N |  |  |  |  | NA | NA | St | [27 empty] | EC | 11 | 1987 |  |  | 310 |  |  | 184 |  |  | NG | OG | [6 empty] | DB |  |  | 100% | 100% | 225130
19450 | Union Carbide Corp-Seadrift | 50150 | Union Carbide Seadrift Cogen | TX | 8 HRSG | OP | N |  |  |  |  | ST | NA | NA |  |  |  | OP | [8 empty] | MS | [14 empty] | EC | 11 | 1987 |  |  | 310 |  |  | 184 |  |  | NG | OG | [6 empty] | DB |  |  | 100% | 100% | 225130
5352 | Dow Chemical Co - St Charles | 50152 | Dow St Charles Operations | LA | HRSGE | OP
5352 | Dow Chemical Co - St Charles | 50152 | Dow St Charles Operations | LA | HRSGW | OP
20492 | Weyerhaeuser Co | 50184 | Weyerhaeuser Columbus MS | MS | COMB | OP | Db | N |  |  |  | FD | FD | FD | 0.045 |  |  | PB | DP | NP | OH | MO | MO | 1980 | 1980 | 1980 | MS |  |  | MS |  |  | MS |  |  | SS |  |  | SS |  |  | FW | 5 | 1982 | 12 | 2020 | 600 | 28.3 | 65.3 | 296 | 101 |  | WDS | NG | DFO | [5 empty] | SS |  |  | 70% | 70% | 257892 | D | Y |  |  |  | LN | OT |  | LN | OT
20492 | Weyerhaeuser Co | 50184 | Weyerhaeuser Columbus MS | MS | PKG | OP | Db | N |  |  |  | FD | FD | FD | 0.0048 |  |  | PB | DP | NP | OH | OH | OH | 1994 | 1994 | 1994 | MS |  |  | MS |  |  | MS |  |  | SS |  |  | SS |  |  | FW | 12 | 1993 | 12 | 2033 | 250 | 0 | 0 | 250 | 0 |  | NG | [7 empty] | FF |  |  | 80% | 80% | 20357 | D | N |  |  |  | LN | FR |  | LN | FR
20492 | Weyerhaeuser Co | 50184 | Weyerhaeuser Columbus MS | MS | REC | OP | Db | N |  |  |  | FD | FD | FD | 0.023 |  |  | PC | DM | NM | OH | OH | EH | 1990 | 1990 | 1990 | MS |  |  | MS |  |  | MS |  |  | SS |  |  | SS |  |  | BW | 5 | 1990 | 12 | 2030 | 900 | 0 | 80 | 243 | 0 |  | BLQ | NG | DFO | [5 empty] | CY |  |  | 70% | 70% | 263607 |  | Y |  |  |  | LN | OT |  | LN | OT
20547 | Cosmo Specialty Fibers | 50185 | Cosmo Specialty Fibers Plant | WA | 1RB | OP | N
20547 | Cosmo Specialty Fibers | 50185 | Cosmo Specialty Fibers Plant | WA | 2RB | OP | N
20547 | Cosmo Specialty Fibers | 50185 | Cosmo Specialty Fibers Plant | WA | 3RB | OP | N
20547 | Cosmo Specialty Fibers | 50185 | Cosmo Specialty Fibers Plant | WA | PB | OP | N
20548 | Weyerhaeuser Co | 50187 | Weyerhaeuser Longview WA | WA | 10B | OP | N
20548 | Weyerhaeuser Co | 50187 | Weyerhaeuser Longview WA | WA | 11B | OP | N
20548 | Weyerhaeuser Co | 50187 | Weyerhaeuser Longview WA | WA | PB | OP | N
20511 | Weyerhaeuser Co- New Bern | 50188 | Weyerhaeuser New Bern NC | NC | PB1 | OP | N
20511 | Weyerhaeuser Co- New Bern | 50188 | Weyerhaeuser New Bern NC | NC | PB2 | OP | N
20511 | Weyerhaeuser Co- New Bern | 50188 | Weyerhaeuser New Bern NC | NC | RB | OP | N
55903 | Domtar Paper Company LLC | 50189 | Domtar Paper Co LLC Plymouth NC | NC | PKG | RE | Db | N |  |  |  | FD | FD | FD | 0.05 |  |  | PB | DP | NP | TH | TH | TH | 1997 | 1997 | 1997 | MS |  |  | MS |  |  | MS |  |  | OT |  |  | NC |  |  | ID | 6 | 1997 |  |  | 250 |  | 56.4 | 0 | 0 |  | DFO | RFO | [6 empty] | FF |  |  | 70% | 60% | 75 |  | N |  |  |  | FR | LN |  | NC
55903 | Domtar Paper Company LLC | 50189 | Domtar Paper Co LLC Plymouth NC | NC | 1CB | RE | N | N |  |  |  | ST | ST | ST | 0.2053 |  |  | PB | DP | NP | TH | TH | TH | 1965 | 1966 | 1967 |  |  |  | MS |  |  | MS |  |  | CF |  |  | NC |  |  | RS | 6 | 1965 | 5 | 2006 | 520 | 26 | 98.4 | 0 | 0 |  | BIT | [7 empty] | FF |  |  | 90% | 90% | 118 | D | N |  |  |  | NC |  |  | NC
55903 | Domtar Paper Company LLC | 50189 | Domtar Paper Co LLC Plymouth NC | NC | 1HFB | OP | D | N |  |  |  | FD | FD | FD | 0.1 |  |  | PB | DP | NP | TH | TH | TH | 1982 | 1982 | 1982 | MS |  |  | MS |  |  | MS |  |  | NC |  |  | NC |  |  | FW | 6 | 1977 |  |  | 650 | 12.1 | 96.6 | 0 | 835 |  | WDS | BIT | RFO | [5 empty] | SS |  |  | 70% | 70% | 172 | D | N |  |  |  | OV |  |  | NC
55903 | Domtar Paper Company LLC | 50189 | Domtar Paper Co LLC Plymouth NC | NC | 2HFB | OP | D | N |  |  |  | FD | FD | FD | 0.1 |  |  | PB | DP | NP | TH | TH | TH | 1982 | 1982 | 1982 | MS |  |  | MS |  |  | MS |  |  | NC |  |  | NC |  |  | CE | 6 | 1982 |  |  | 650 | 33.6 | 125.2 | 0 | 889 |  | WDS | BIT | RFO | [5 empty] | SS |  |  | 70% | 70% | 170 | D | N |  |  |  | NA |  |  | NC
55903 | Domtar Paper Company LLC | 50189 | Domtar Paper Co LLC Plymouth NC | NC | 5REC | OP | N | N |  |  |  | FD | FD | FD | 0.04 |  |  | PC | DM | NM | TH | DA | TH | 2001 | 1965 | 1965 | MS |  |  | MS |  |  | MS |  |  | NC |  |  | NC |  |  | BW | 6 | 2001 |  |  | 917 |  | 204.8 | 0 | 130 |  | BLQ | [7 empty] | OT |  |  | 70% | 60% | 229 |  | N |  |  |  | NA |  |  | NC
56289 | International Paper Corporation | 50191 | IP Springfield Oregon | OR | PB | OP | N
56289 | International Paper Corporation | 50191 | IP Springfield Oregon | OR | PKG | SB | N
56289 | International Paper Corporation | 50191 | IP Springfield Oregon | OR | REC3 | SB | N
56289 | International Paper Corporation | 50191 | IP Springfield Oregon | OR | REC4 | OP | N
56164 | International Paper - Valliant | 50192 | International Paper Valliant OK | OK | 1 | OP | N
56164 | International Paper - Valliant | 50192 | International Paper Valliant OK | OK | 2 | OP | N
56164 | International Paper - Valliant | 50192 | International Paper Valliant OK | OK | 3 | OP | N
56216 | Multitrade Rabun Gap LLC | 50201 | Rabun Gap Cogen Facility | GA | WB1 | OP
55807 | Niagara Generation LLC | 50202 | WPS Power Niagara | NY | 1 | OP | N
15064 | Pinetree Power Inc | 50208 | Pinetree Power | NH | B1 | OP | N
21128 | York County Solid W & R Auth | 50215 | York County Resource Recovery | PA | 101 | OP | N
21128 | York County Solid W & R Auth | 50215 | York County Resource Recovery | PA | 102 | OP | N
21128 | York County Solid W & R Auth | 50215 | York County Resource Recovery | PA | 103 | OP | N
867 | ARCO Products Co-Watson | 50216 | Watson Cogeneration | CA | 91 | OP | N |  |  |  |  | ST | ST | ST | 0 |  |  | PH | DM | NM | FT | FT | FT | 1988 | 1988 | 1988 | MS |  |  | MS |  |  | MS |  |  | NC | [5 empty] | BW | 3 | 1988 | 6 | 2092 | 590 |  | 0 | 250 | 0 |  | NG | OG | WO | [5 empty] | DB |  |  | 90% | 60% | 560000 |  | N
867 | ARCO Products Co-Watson | 50216 | Watson Cogeneration | CA | 92 | OP | N |  |  |  |  | ST | ST | ST | 0 |  |  | PH | DM | NM | FT | FT | FT | 1988 | 1988 | 1988 | MS |  |  | MS |  |  | MS |  |  | NC | [5 empty] | BW | 2 | 1988 | 6 | 2028 | 590 |  | 0 | 250 | 0 |  | NG | OG | WO | [5 empty] | DB |  |  | 90% | 60% | 540000 |  | N
867 | ARCO Products Co-Watson | 50216 | Watson Cogeneration | CA | 93 | OP | N |  |  |  |  | ST | ST | ST | 0 |  |  | PH | DM | NM | FT | FT | FT | 1988 | 1988 | 1988 | MS |  |  | MS |  |  | MS |  |  | NC | [5 empty] | BW | 1 | 1988 | 6 | 2028 | 590 |  | 0 | 250 | 0 |  | NG | OG | WO | [5 empty] | DB |  |  | 90% | 60% | 550000 |  | N
867 | ARCO Products Co-Watson | 50216 | Watson Cogeneration | CA | 94 | OP | N |  |  |  |  | ST | ST | ST | 0 |  |  | PH | DM | NM | FT | FT | FT | 1988 | 1988 | 1988 | MS |  |  | MS |  |  | MS |  |  | NC | [5 empty] | BW | 12 | 1987 | 6 | 2027 | 590 |  | 0 | 250 | 0 |  | NG | OG | WO | [5 empty] | DB |  |  | 90% | 50% | 555000 |  | N
15824 | Ecomaine | 50225 | Regional Waste Systems | ME | 1SG1A | OP | N
15824 | Ecomaine | 50225 | Regional Waste Systems | ME | 1SG1B | OP | N
18760 | TPC Group, LLC | 50229 | Texas Petrochemicals | TX | TPCBLR | OP | N | N | [44 empty] | NG | OG
22803 | SDS Lumber Co | 50231 | SDS Lumber Gorge Energy Division | WA | 821 | OP
15526 | Purdue University | 50240 | Purdue University | IN | BLR1 | OP | N
15526 | Purdue University | 50240 | Purdue University | IN | BLR2 | OP | N
15526 | Purdue University | 50240 | Purdue University | IN | BLR3 | OP | N
15526 | Purdue University | 50240 | Purdue University | IN | BLR5 | OP | N
15526 | Purdue University | 50240 | Purdue University | IN | BLR7 | OC
9303 | Verso Bucksport LLC | 50243 | Verso Paper | ME | 5 | SB | N |  |  |  |  | ST | ST | St | 0.075 |  |  | PB | DH | NP | PS | OH | NV | 1972 | 1972 | 1972 | MS |  |  | MS |  |  | MS |  |  | SS | [5 empty] | RS | 1 | 1966 |  |  | 300 | [5 empty] | RFO | [7 empty] | FF |  |  |  |  | 863580 | D | N |  |  |  | NC |  |  | NA
9303 | Verso Bucksport LLC | 50243 | Verso Paper | ME | 6 | SC | N |  |  |  |  | ST | ST | St | 0.075 |  |  | PB | DH | NP | PS | OH | NV | 1976 | 1976 | 1976 | MS |  |  | MS |  |  | MS |  |  | OT | [5 empty] | RS | 1 | 1976 |  |  | 175 | [5 empty] | RFO | [7 empty] | FF |  |  |  |  | 506292 | D | N | [6 empty] | NA
9303 | Verso Bucksport LLC | 50243 | Verso Paper | ME | 7 | SC | N |  |  |  |  | ST | ST | St | 0.075 |  |  | PB | DH | NP | PS | OH | NV | 1976 | 1976 | 1976 | MS |  |  | MS |  |  | MS |  |  | OT | [5 empty] | RS | 1 | 1976 | 6 | 2012 | 175 | [5 empty] | RFO | [7 empty] | FF |  |  |  |  | 506292 | D | N | [6 empty] | NA
9303 | Verso Bucksport LLC | 50243 | Verso Paper | ME | 8 | OP | N | Y | 11 | 2010 | A-22-77-4-A | ST | ST | St | 0.06 |  |  | PB | DH | NP | DT | TH | TH | 1984 | 1984 | 1984 | MS |  |  | MS |  |  | MS |  |  | SS | [5 empty] | CE | 1 | 1984 |  |  | 500 | [5 empty] | WDS | NG | RFO | SLW |  |  |  |  | TF |  |  | 90% |  | 575600 | D | N |  |  |  | LN |  |  | NA
23815 | Blue Ridge Paper Products Inc | 50244 | Canton North Carolina | NC | 10REC | OP
23815 | Blue Ridge Paper Products Inc | 50244 | Canton North Carolina | NC | 11REC | OP
23815 | Blue Ridge Paper Products Inc | 50244 | Canton North Carolina | NC | 4PB | OP | N
23815 | Blue Ridge Paper Products Inc | 50244 | Canton North Carolina | NC | BBB | OP | N
23815 | Blue Ridge Paper Products Inc | 50244 | Canton North Carolina | NC | PGB | OP | N
23815 | Blue Ridge Paper Products Inc | 50244 | Canton North Carolina | NC | RBB | OP | N
23815 | Blue Ridge Paper Products Inc | 50244 | Canton North Carolina | NC | RCB | OP | N
9384 | International Paper Co-Courtld | 50245 | International Paper Courtland Mill | AL | HRSG | OP | N |  |  |  |  | FD | FD | FD | 3.1 |  |  | PH | SU | NH | DT | PS | PS | 1990 | 1990 | 1990 | MS |  |  | MS |  |  | MS |  |  | ND |  |  | ND |  |  | GE | 2 | 1990 |  |  | 225 | 0 | 0 | 225 | 0 |  | NG | [7 empty] | DB |  |  | 80% | 80% | 228 |  | N
9384 | International Paper Co-Courtld | 50245 | International Paper Courtland Mill | AL | PB3 | OP | N |  |  |  |  | FD | FD | FD | 0.03 |  |  | PB | DP | NP | YR | TH | TH | 1992 | 1992 | 1992 | MS |  |  | MS |  |  | MS |  |  | ND |  |  | ND |  |  | TM | 5 | 1993 |  |  | 400 | 0 | 0 | 400 | 400 |  | WDS | [7 empty] | FB |  |  | 60% | 60% | 450 |  | N
9384 | International Paper Co-Courtld | 50245 | International Paper Courtland Mill | AL | RB3 | OP | N |  |  |  |  | FD | FD | FD | 0.027 |  |  | PC | DH | NH | YR | TH | TH | 1990 | 1990 | 1990 | MS |  |  | MS |  |  | MS |  |  | ND |  |  | ND |  |  | BW | 4 | 1991 |  |  | 611 | 0 | 300 | 300 | 611 |  | BLQ | [7 empty] | OF |  |  | 70% | 60% | 700 |  | N
56208 | Smart Papers Holdings LLC | 50247 | Smart Papers LLC | OH | B010 | RE | N
56208 | Smart Papers Holdings LLC | 50247 | Smart Papers LLC | OH | B020 | RE | N
56208 | Smart Papers Holdings LLC | 50247 | Smart Papers LLC | OH | B022 | RE | N
9401 | International Paper Co-Pensacola | 50250 | International Paper Pensacola | FL | 1RB | OP | N
9401 | International Paper Co-Pensacola | 50250 | International Paper Pensacola | FL | 2RB | OP | N
9401 | International Paper Co-Pensacola | 50250 | International Paper Pensacola | FL | 3PB | OP | N
9401 | International Paper Co-Pensacola | 50250 | International Paper Pensacola | FL | 4PB | OP | N
9401 | International Paper Co-Pensacola | 50250 | International Paper Pensacola | FL | 6PB | OP | N
56187 | Verso Paper - Quinnesec | 50251 | Verso Paper Quinnesec Mich Mill | MI | PB | OP
56187 | Verso Paper - Quinnesec | 50251 | Verso Paper Quinnesec Mich Mill | MI | RB | OP
56187 | Verso Paper - Quinnesec | 50251 | Verso Paper Quinnesec Mich Mill | MI | WTB | OP
56078 | CMP Sartell LLC | 50252 | International Paper Sartell Mill | MN | 3PB | RE | N
55771 | KAPSTONE Kraft Paper Corp | 50254 | KapStone Kraft Paper Corp | NC | 1PB | OP | N
55771 | KAPSTONE Kraft Paper Corp | 50254 | KapStone Kraft Paper Corp | NC | 2PB | OP | N
55771 | KAPSTONE Kraft Paper Corp | 50254 | KapStone Kraft Paper Corp | NC | 3PB | RE | N
55771 | KAPSTONE Kraft Paper Corp | 50254 | KapStone Kraft Paper Corp | NC | 4PB | OP
13504 | New Hanover County | 50271 | New Hanover County WASTEC | NC | 1A | OS | N
13504 | New Hanover County | 50271 | New Hanover County WASTEC | NC | 2A | OS | N
13504 | New Hanover County | 50271 | New Hanover County WASTEC | NC | 3A | OS | N
17191 | Simplot Leasing Corp | 50274 | Simplot Leasing Don Plant | ID | 1 | OP
14465 | Park 500 Philip Morris USA | 50275 | Park 500 Philip Morris USA | VA | 2 | SB | N
14465 | Park 500 Philip Morris USA | 50275 | Park 500 Philip Morris USA | VA | 3 | OP | N
57433 | ReEnergy Chateaugay LLC | 50277 | ReEnergy Chateaugay Power Station | NY | BLR1 | OP
22174 | PEI Power Corp | 50279 | Archbald Power Station | PA | MAIN | OP | N
50097 | NewPage Corp-Luke | 50282 | Luke Mill | MD | 24PB | OP | N
50097 | NewPage Corp-Luke | 50282 | Luke Mill | MD | 25PB | OP | N
50097 | NewPage Corp-Luke | 50282 | Luke Mill | MD | 26PB | SB | N
50097 | NewPage Corp-Luke | 50282 | Luke Mill | MD | 2RB | SB | N
50097 | NewPage Corp-Luke | 50282 | Luke Mill | MD | 3RB | OP | N
49923 | American Eagle Paper Mills | 50284 | American Eagle Paper Mills | PA | 7 | OP
16929 | SEMASS Partnership | 50290 | SEMASS Resource Recovery | MA | 1 | OP | N
16929 | SEMASS Partnership | 50290 | SEMASS Resource Recovery | MA | 2 | OP | N
16929 | SEMASS Partnership | 50290 | SEMASS Resource Recovery | MA | 3 | OP | N
24457 | Calpine Eastern Corp | 50292 | Bethpage Power Plant | NY | HRSG1 | OP
24457 | Calpine Eastern Corp | 50292 | Bethpage Power Plant | NY | HRSG2 | OP
24457 | Calpine Eastern Corp | 50292 | Bethpage Power Plant | NY | HRSG3 | OP
19946 | Wadham Energy Ltd Partners | 50293 | Wadham Energy LP | CA | BLR100 | OP | N
14362 | Packaging Corp of America | 50296 | Packaging Corp of America | TN | C1 | OP
14362 | Packaging Corp of America | 50296 | Packaging Corp of America | TN | C2 | OP
14362 | Packaging Corp of America | 50296 | Packaging Corp of America | TN | R1 | OP
14362 | Packaging Corp of America | 50296 | Packaging Corp of America | TN | R2 | OP
14362 | Packaging Corp of America | 50296 | Packaging Corp of America | TN | R3 | OP
17139 | Shell Oil Co-Deer Park | 50304 | Shell Deer Park | TX | H8610 | RE | N | [37 empty] | 5 | 2003 | [6 empty] | NG
17139 | Shell Oil Co-Deer Park | 50304 | Shell Deer Park | TX | H8620 | RE | [38 empty] | 5 | 2003
17139 | Shell Oil Co-Deer Park | 50304 | Shell Deer Park | TX | HRSG4
17139 | Shell Oil Co-Deer Park | 50304 | Shell Deer Park | TX | HRSG5
40430 | Lafarge Corp | 50305 | LaFarge Alpena | MI | K19 | OP
40430 | Lafarge Corp | 50305 | LaFarge Alpena | MI | K20 | OP
40430 | Lafarge Corp | 50305 | LaFarge Alpena | MI | K21 | OP
40430 | Lafarge Corp | 50305 | LaFarge Alpena | MI | K22 | OP
40430 | Lafarge Corp | 50305 | LaFarge Alpena | MI | K23 | OP
19533 | University of Oklahoma | 50307 | University of Oklahoma | OK | B1 | OP | N
19533 | University of Oklahoma | 50307 | University of Oklahoma | OK | B2 | OP | N
19533 | University of Oklahoma | 50307 | University of Oklahoma | OK | B3 | OP | N
19533 | University of Oklahoma | 50307 | University of Oklahoma | OK | B4 | OP | N
56389 | Doyon Utilities - Ft. Wainwright | 50308 | Utility Plants Section | AK | 7 | OP | N
56389 | Doyon Utilities - Ft. Wainwright | 50308 | Utility Plants Section | AK | 8 | OP | N
56389 | Doyon Utilities - Ft. Wainwright | 50308 | Utility Plants Section | AK | 3 | OP | N
56389 | Doyon Utilities - Ft. Wainwright | 50308 | Utility Plants Section | AK | 4 | OP | N
56389 | Doyon Utilities - Ft. Wainwright | 50308 | Utility Plants Section | AK | 5 | OP
56389 | Doyon Utilities - Ft. Wainwright | 50308 | Utility Plants Section | AK | 6 | OP | N
17330 | Walter Coke | 50359 | Sloss Industries Corp | AL | 1 | OP | N
17330 | Walter Coke | 50359 | Sloss Industries Corp | AL | 2 | OS | N
17330 | Walter Coke | 50359 | Sloss Industries Corp | AL | 4 | OP | N
17330 | Walter Coke | 50359 | Sloss Industries Corp | AL | 3 | OP | N
55960 | GreenHunter Energy Inc | 50363 | Mesquite Resource Recovery Project | CA | B201 | OS
19564 | University of Notre Dame | 50366 | University of Notre Dame | IN | BLR1 | OP | N
19564 | University of Notre Dame | 50366 | University of Notre Dame | IN | BLR2 | OP | N
19564 | University of Notre Dame | 50366 | University of Notre Dame | IN | BLR3 | OP | N
19564 | University of Notre Dame | 50366 | University of Notre Dame | IN | BLR4 | OP | N
19564 | University of Notre Dame | 50366 | University of Notre Dame | IN | BLR5 | OP | N
19564 | University of Notre Dame | 50366 | University of Notre Dame | IN | BLR6 | OP
55846 | Newark Bay Cogeneration Partnership LP | 50385 | Newark Bay Cogeneration Partnership LP | NJ | HRSG1
55846 | Newark Bay Cogeneration Partnership LP | 50385 | Newark Bay Cogeneration Partnership LP | NJ | HRSG2
14952 | ConocoPhillips | 50388 | Phillips 66 Carbon Plant | CA | K1 | OP | N
14952 | ConocoPhillips | 50388 | Phillips 66 Carbon Plant | CA | K2 | OP | N
22199 | U S Air Force-Eielson AFB | 50392 | Eielson AFB Central Heat & Power Plant | AK | 1 | OP
22199 | U S Air Force-Eielson AFB | 50392 | Eielson AFB Central Heat & Power Plant | AK | 2 | OP
22199 | U S Air Force-Eielson AFB | 50392 | Eielson AFB Central Heat & Power Plant | AK | 3 | OP
22199 | U S Air Force-Eielson AFB | 50392 | Eielson AFB Central Heat & Power Plant | AK | 4 | OP
22199 | U S Air Force-Eielson AFB | 50392 | Eielson AFB Central Heat & Power Plant | AK | 5 | OP
22199 | U S Air Force-Eielson AFB | 50392 | Eielson AFB Central Heat & Power Plant | AK | 6 | CO
5033 | Domtar Industries Inc | 50395 | Georgia-Pacific Corp - Nekoosa Mill | WI | 1 | OP | N
5033 | Domtar Industries Inc | 50395 | Georgia-Pacific Corp - Nekoosa Mill | WI | 10 | OP | N
5033 | Domtar Industries Inc | 50395 | Georgia-Pacific Corp - Nekoosa Mill | WI | 14 | OP | N
5033 | Domtar Industries Inc | 50395 | Georgia-Pacific Corp - Nekoosa Mill | WI | 2 | OP | N
5033 | Domtar Industries Inc | 50395 | Georgia-Pacific Corp - Nekoosa Mill | WI | 7 | OP | N
16294 | Roseburg Forest Products Co | 50396 | Dillard Complex | OR | BLR1 | OP | N
16294 | Roseburg Forest Products Co | 50396 | Dillard Complex | OR | BLR2 | OP | N
16294 | Roseburg Forest Products Co | 50396 | Dillard Complex | OR | BLR6 | OP | N
14310 | P H Glatfelter Co | 50397 | P H Glatfelter | PA | 1PB035 | OP | N | N |  |  |  | ST | ST | ST | 3.6 |  |  | PB | DP | NP | NS | MO | MO | 1971 | 1971 | 1995 | MS |  |  | MS |  |  | MS |  |  | NC |  |  | NC |  |  | RS | 2 | 1964 |  |  | 200 | 9.7 | 0 | 0 | 0 |  | BIT | [7 empty] | FF |  |  | 90% | 90% | 53000 | D | N |  |  |  | LN | OV |  | OT
14310 | P H Glatfelter Co | 50397 | P H Glatfelter | PA | 3PB033 | SB | N | N |  |  |  | ST | ST | ST | 36 |  |  | PB | DP | NM | NS | MO | YR | 1971 | 1971 | 1995 | MS |  |  | MS |  |  | MS |  |  | NC |  |  | NC |  |  | RS | 6 | 1947 |  |  | 125 | 5.5 | 0 | 0 | 0 |  | BIT | [7 empty] | FF |  |  | 90% | 80% | 30475 | D | N |  |  |  | OT |  |  | OT
14310 | P H Glatfelter Co | 50397 | P H Glatfelter | PA | 4PB034 | OP | N | N |  |  |  | ST | ST | ST | 3.6 |  |  | PB | DP | NP | NS | MO | MO | 1971 | 1971 | 1994 | MS |  |  | MS |  |  | MS |  |  | NC |  |  | NC |  |  | CE | 5 | 1955 |  |  | 280 | 13.5 | 0 | 0 | 0 |  | BIT | [7 empty] | FF |  |  | 90% | 90% | 47700 | D | N |  |  |  | LN | OV |  | OT
14310 | P H Glatfelter Co | 50397 | P H Glatfelter | PA | 5PB036 | OP | Db | Y | 4 | 1988 | 67-306-006A | FD | ST | ST | 0.05 |  |  | PB | DP | NH | NS | DA | MO | 1989 | 1989 | 1989 | MS |  |  | MS |  |  | MS |  |  | NC |  |  | NC |  |  | PR | 9 | 1989 |  |  | 400 | 20 | 0 | 0 | 0 |  | BIT | [7 empty] | FB |  |  | 80% |  | 118000 | D | N |  |  |  | CF |  |  | CF
14310 | P H Glatfelter Co | 50397 | P H Glatfelter | PA | REC037 | OP | Db | Y | 8 | 1993 | 67-315-008 | ST | ST | ST | 35.4 |  |  | PH | DM | NM | NS | DA | MO | 1994 | 1994 | 1994 | MS |  |  | MS |  |  | MS |  |  | NC |  |  | NC |  |  | AL | 12 | 1993 |  |  | 431 | 0 | 35.7 | 0 | 450000 |  | BLQ | [7 empty] | FF |  |  | 80% |  | 106900 |  | N |  |  |  | OT |  |  | OT
30002 | International Paper Co | 50398 | International Paper Savanna Mill | GA | 13PB | OP | D | N |  |  |  | ST | ST | ST | 0.075 |  |  | PB | DH | NP | PS | PS | PS | 1983 | 1992 | 1983 | MS |  |  | MS |  |  | MS |  |  | NC |  |  | NC |  |  | CE | 10 | 1981 |  |  | 880 | 45 | 0 | 0 | 0 |  | BIT | WDS | [6 empty] | TF |  |  | 90% | 80% | 250000 | W | N |  |  |  | NC |  |  | NC
30002 | International Paper Co | 50398 | International Paper Savanna Mill | GA | 15RB | OP | Da | N |  |  |  | ST | ST | ST | 47.2 |  |  | PH | DH | NH | PS | PS | PS | 1995 | 1992 | 1992 | MS |  |  | MS |  |  | MS |  |  | NC |  |  | NC |  |  | TM | 2 | 1995 |  |  | 969 | 0 | 0 | 1258.5 | 308000 |  | BLQ | NG | [6 empty] | TF |  |  | 70% | 70% | 190000 |  | N |  |  |  | NC |  |  | NC
16190 | Sappi Fine Paper North America-Somerset | 50406 | Somerset Plant | MA | 1HFB | OP | N | N |  |  |  | ST | ST | ST | 0.26 | 744 | 0.4 | PB | DH | NP | PS | DA | MO | 2004 | 1983 | 2004 | MS |  |  | MS |  |  | MS |  |  | NC |  |  | NC |  |  | BW | 12 | 1976 | 6 | 2025 | 550 | 23.7 | 112 | 0 | 61 |  | WDS | RFO | TDF | [5 empty] | RF | SS |  | 70% | 70% | 203000 | D | N |  |  |  | OT |  |  | NC
16190 | Sappi Fine Paper North America-Somerset | 50406 | Somerset Plant | MA | 2HFB | OP | Db | Y | 12 | 2004 | A-19-70-A-I | FD | FD | FD | 0.03 | 0.27 | 0.2 | PB | DP | NP | PS | MO | MO | 1990 | 1990 | 1990 | MS |  |  | MS |  |  | MS |  |  | NC |  |  | NC |  |  | CE | 6 | 1990 | 6 | 2024 | 685 | 0 | 24.3 | 0 | 100 |  | WDS | RFO | DFO | TDF |  |  |  |  | TF | SS |  | 70% | 70% | 230621 | D | N |  |  |  | OT |  |  | NC
16190 | Sappi Fine Paper North America-Somerset | 50406 | Somerset Plant | MA | REC | OP | N | Y | 6 | 2008 | AA-19-77-2-A | FD | ST | ST | 0.3 | 150 | 120 | PC | DM | NM | PS | MO | MO | 2011 | 2011 | 2011 | MS |  |  | MS |  |  | MS |  |  | NC |  |  | NC |  |  | CE | 12 | 1976 | 6 | 2025 | 750 | 0 | 113.3 | 0 | 4 |  | BLQ | RFO | [6 empty] | OT |  |  | 60% | 60% | 204073 |  | N |  |  |  | OT |  |  | NC
34672 | DTE Energy Services | 50407 | Mobile Energy Services LLC | AL | 5PB | RE | Db |  |  |  |  | FD | NA | NA | 0.15 |  |  | PB |  |  | MO |  |  | 1985 | [17 empty] | CE | 7 | 1985 | 12 | 2003 | 200 | 60 | 0 | 200 | 0 |  | NG | [7 empty] | TF |  |  | 90% | 50% |  |  | Y
34672 | DTE Energy Services | 50407 | Mobile Energy Services LLC | AL | 7PB | OP | Db |  |  |  |  | FD | FD | FD | 0.15 |  |  | PB | DP | NP | MO | MO | MO | 1985 | 1985 | 1985 |  |  |  | MS |  |  | MS |  |  | NC | [5 empty] | CE | 6 | 1985 |  |  | 689 |  | 0 | 0 | 0 |  | WDS | BIT | NG | [5 empty] | TF |  |  | 90% | 40% |  | D | Y
34672 | DTE Energy Services | 50407 | Mobile Energy Services LLC | AL | 8PB | SB | Db |  |  |  |  | FD | FD | FD | 0.15 |  |  | PB | DP | NP | MO | MO | MO | 1985 | 1985 | 1985 |  |  |  | MS |  |  | MS |  |  | NC | [5 empty] | CE | 6 | 1985 |  |  | 600 |  | 0 | 600 | 0 |  | NG | [7 empty] | TF |  |  | 100% | 40% |  | D | Y
34672 | DTE Energy Services | 50407 | Mobile Energy Services LLC | AL | 8RB | RE | Db |  |  |  |  | FD | FD | FD | 1.8 |  |  | PB | DP | NP | MO | MO | MO | 1994 | 1994 | 1994 |  |  |  | MS |  |  | MS |  |  | NC | [5 empty] | CE | 7 | 1990 | 12 | 2004 | 635 |  | 0 | 200 | 0 |  | NG | [7 empty] | TF |  |  | 100% | 50% |  |  | N
10273 | Kimberly-Clark Corp | 50410 | Chester Operations | PA | 10 | OP | N
19588 | University of Michigan | 50431 | University of Michigan | MI | 1 | OP
19588 | University of Michigan | 50431 | University of Michigan | MI | 2 | OP
19588 | University of Michigan | 50431 | University of Michigan | MI | 3 | OP
19588 | University of Michigan | 50431 | University of Michigan | MI | 4 | OP
19588 | University of Michigan | 50431 | University of Michigan | MI | 5 | RE
19588 | University of Michigan | 50431 | University of Michigan | MI | 6 | OP
19588 | University of Michigan | 50431 | University of Michigan | MI | 7 | OP
19588 | University of Michigan | 50431 | University of Michigan | MI | 8 | OP
16721 | S D Warren Co.- Westbrook | 50447 | S D Warren Westbrook | ME | 17 | SB
16721 | S D Warren Co.- Westbrook | 50447 | S D Warren Westbrook | ME | 18 | SB
16721 | S D Warren Co.- Westbrook | 50447 | S D Warren Westbrook | ME | 20 | OS
16721 | S D Warren Co.- Westbrook | 50447 | S D Warren Westbrook | ME | 21 | OP
9245 | Indeck-Energy Serv Silver Spg | 50449 | Indeck Silver Springs Energy Center | NY | HRSG1 | OP | N
9244 | Indeck-Oswego Ltd Partnership | 50450 | Indeck Oswego Energy Center | NY | HRSG1 | OP | N
9243 | Indeck-Yerkes Ltd Partnership | 50451 | Indeck Yerkes Energy Center | NY | HRSG1 | OP | N
15400 | Procter & Gamble Co | 50456 | Procter & Gamble Cincinnati Plant | OH | 4 | OP | N
15400 | Procter & Gamble Co | 50456 | Procter & Gamble Cincinnati Plant | OH | PB1 | OP | N
15400 | Procter & Gamble Co | 50456 | Procter & Gamble Cincinnati Plant | OH | PB2 | OP
9263 | Indeck-Corinth Ltd Partnership | 50458 | Indeck Corinth Energy Center | NY | HRSG1 | OP | N
20542 | Weyerhaeuser Co | 50465 | Flint River Operations | GA | PB | OP
20542 | Weyerhaeuser Co | 50465 | Flint River Operations | GA | RB | OP
2522 | Buckeye Florida Ltd Partners | 50466 | Buckeye Florida LP | FL | 1BB | OP | N
2522 | Buckeye Florida Ltd Partners | 50466 | Buckeye Florida LP | FL | 1PB | OP | N
2522 | Buckeye Florida Ltd Partners | 50466 | Buckeye Florida LP | FL | 2BB | OP | N
2522 | Buckeye Florida Ltd Partners | 50466 | Buckeye Florida LP | FL | 2PB | OP | N
2522 | Buckeye Florida Ltd Partners | 50466 | Buckeye Florida LP | FL | 2RB | OP | N
2522 | Buckeye Florida Ltd Partners | 50466 | Buckeye Florida LP | FL | 3RB | OP | N
2522 | Buckeye Florida Ltd Partners | 50466 | Buckeye Florida LP | FL | 4RB | OP | N
470 | Covanta Energy of Niagara LP | 50472 | Covanta Niagara LP | NY | BLR1 | SB | N
470 | Covanta Energy of Niagara LP | 50472 | Covanta Niagara LP | NY | BLR2 | OP | N
470 | Covanta Energy of Niagara LP | 50472 | Covanta Niagara LP | NY | BLR3 | OP | N
470 | Covanta Energy of Niagara LP | 50472 | Covanta Niagara LP | NY | BLR4 | OP | N
20558 | White Springs Agrici Chem Inc | 50473 | Suwannee River Chemical Complex | FL | C | OP
20558 | White Springs Agrici Chem Inc | 50473 | Suwannee River Chemical Complex | FL | D | OP
20558 | White Springs Agrici Chem Inc | 50474 | Swift Creek Chemical Complex | FL | E | OP
20558 | White Springs Agrici Chem Inc | 50474 | Swift Creek Chemical Complex | FL | F | OP
14369 | Packaging Corp of America | 50476 | Packaging of America Tomahawk Mill | WI | B10 | OP | N
14369 | Packaging Corp of America | 50476 | Packaging of America Tomahawk Mill | WI | B11 | OP | N
14369 | Packaging Corp of America | 50476 | Packaging of America Tomahawk Mill | WI | B5 | OP | N
14369 | Packaging Corp of America | 50476 | Packaging of America Tomahawk Mill | WI | B7 | OP | N
14369 | Packaging Corp of America | 50476 | Packaging of America Tomahawk Mill | WI | B8 | OP | N
14369 | Packaging Corp of America | 50476 | Packaging of America Tomahawk Mill | WI | B9 | OP | N
5610 | Eastman Chemical Co-TN Ops | 50481 | Tennessee Eastman Operations | TN | 253-25 | OP | N | N |  |  |  | ST | ST | FD | 0.09 |  |  | PB | DP | OT | PS | DA | OT | 1966 | 1966 | 2004 | MS |  |  | MS |  |  | MS |  |  | NC |  |  | NC |  |  | CE | 6 | 1966 |  |  | 500 | 25.2 | 0 | 0 | 0 |  | BIT | NG | [6 empty] | TF |  |  | 90% | 90% | 115111 | D | N |  |  |  | LN |  |  | NC
5610 | Eastman Chemical Co-TN Ops | 50481 | Tennessee Eastman Operations | TN | 253-26 | OP | N | N |  |  |  | ST | ST | FD | 0.09 |  |  | PB | DP | OT | PS | DA | OT | 1966 | 1966 | 2004 | MS |  |  | MS |  |  | MS |  |  | NC |  |  | NC |  |  | CE | 6 | 1966 |  |  | 500 | 25.2 | 0 | 0 | 0 |  | BIT | [7 empty] | TF |  |  | 90% | 90% | 115111 | D | N |  |  |  | LN |  |  | NC
5610 | Eastman Chemical Co-TN Ops | 50481 | Tennessee Eastman Operations | TN | 253-27 | OP | N | N |  |  |  | ST | ST | FD | 0.09 |  |  | PB | DP | OT | PS | DA | OT | 1967 | 1967 | 2004 | MS |  |  | MS |  |  | MS |  |  | NC |  |  | NC |  |  | CE | 6 | 1967 |  |  | 500 | 25.2 | 0 | 0 | 0 |  | BIT | [7 empty] | TF |  |  | 90% | 90% | 115111 | D | N |  |  |  | LN |  |  | NC
5610 | Eastman Chemical Co-TN Ops | 50481 | Tennessee Eastman Operations | TN | 253-28 | OP | N | N |  |  |  | ST | ST | FD | 0.09 |  |  | PB | DP | OT | PS | DA | OT | 1970 | 1970 | 2004 | MS |  |  | MS |  |  | MS |  |  | NC |  |  | NC |  |  | CE | 6 | 1969 |  |  | 500 | 25.2 | 0 | 0 | 0 |  | BIT | [7 empty] | TF |  |  | 90% | 90% | 115111 | D | N |  |  |  | LN |  |  | NC
5610 | Eastman Chemical Co-TN Ops | 50481 | Tennessee Eastman Operations | TN | 253-29 | OP | N | N |  |  |  | ST | ST | FD | 0.09 |  |  | PB | DP | OT | PS | DA | OT | 1972 | 1972 | 2004 | MS |  |  | MS |  |  | MS |  |  | NC |  |  | NC |  |  | CE | 6 | 1971 |  |  | 500 | 25.2 | 0 | 0 | 0 |  | BIT | NG | [6 empty] | TF |  |  | 90% | 90% | 115111 | D | N |  |  |  | LN |  |  | NC
5610 | Eastman Chemical Co-TN Ops | 50481 | Tennessee Eastman Operations | TN | 325-30 | OP | D | Y | 12 | 1980 | 992060P | FD | ST | ST | 0.1 |  |  | PB | DH | NP | PS | MO | PS | 1982 | 1995 | 1982 | MS |  |  | MS |  |  | MS |  |  | NC |  |  | NC |  |  | CE | 8 | 1982 |  |  | 600 | 30 | 0 | 0 | 0 |  | BIT | NG | OG | OTH |  |  |  |  | TF |  |  | 90% | 90% | 155762 | D | N |  |  |  | LN |  |  | NC
5610 | Eastman Chemical Co-TN Ops | 50481 | Tennessee Eastman Operations | TN | 325-31 | OP | Db | Y | 4 | 1992 | 932325P | FD | FD | ST | 0.05 |  |  | PB | SR | NP | PS | OT | OT | 1995 | 1995 | 1995 | MS |  |  | MS |  |  | MS |  |  | NC |  |  | NC |  |  | RS | 1 | 1995 |  |  | 600 | 33.9 | 0 | 0 | 0 |  | BIT | NG | OG | [5 empty] | OF |  |  | 90% | 90% | 160784 | D | N |  |  |  | LN |  |  | NC
5610 | Eastman Chemical Co-TN Ops | 50481 | Tennessee Eastman Operations | TN | 423-A | OP | Db | Y | 8 | 2009 | 561988 | ST | ST | FD | 5.3 |  |  | PH | DH | NP | PS | PS | PS | 1991 | 1991 | 1991 | MS |  |  | MS |  |  | MS |  |  | NC |  |  | NC |  |  | CE | 8 | 1991 |  |  | 170 |  |  | 203 |  |  | NG | [7 empty] | FF |  |  | 80% | 80% | 43227 |  | N |  |  |  | LN | FR |  | NC
5610 | Eastman Chemical Co-TN Ops | 50481 | Tennessee Eastman Operations | TN | 423-B | OP | Db | Y | 8 | 2009 | 561988 | ST | ST | FD | 5.3 |  |  | PH | DH | NP | PS | PS | PS | 1991 | 1991 | 1991 | MS |  |  | MS |  |  | MS |  |  | NC |  |  | NC |  |  | CE | 8 | 1991 |  |  | 170 |  |  | 203 |  |  | NG | [7 empty] | FF |  |  | 80% | 80% | 43227 |  | N |  |  |  | LN | FR |  | NC
5610 | Eastman Chemical Co-TN Ops | 50481 | Tennessee Eastman Operations | TN | 423-C | OP | Db | Y | 8 | 2009 | 561988 | ST | ST | FD | 5.3 |  |  | PH | DH | NP | PS | PS | PS | 1991 | 1991 | 1991 | MS |  |  | MS |  |  | MS |  |  | NC |  |  | NC |  |  | CE | 8 | 1991 |  |  | 170 |  |  | 203 |  |  | NG | [7 empty] | FF |  |  | 80% | 80% | 43227 |  | N |  |  |  | LN | FR |  | NC
5610 | Eastman Chemical Co-TN Ops | 50481 | Tennessee Eastman Operations | TN | 83-18 | OP | N | N |  |  |  | ST | ST | NA | 0.09 |  |  | PB | DP |  | OT | OH |  | 1974 | 1974 |  | MS |  |  | MS | [5 empty] | NC |  |  | NC |  |  | BW | 6 | 1947 |  |  | 150 | 9.5 | 0 | 0 | 0 |  | BIT | SLW | [6 empty] | SS |  |  | 80% | 80% | 52888 | D | Y
5610 | Eastman Chemical Co-TN Ops | 50481 | Tennessee Eastman Operations | TN | 83-19 | OP | N | N |  |  |  | ST | ST | NA | 0.09 |  |  | PB | DP |  | OT | OH |  | 1974 | 1974 |  | MS |  |  | MS | [5 empty] | NC |  |  | NC |  |  | BW | 6 | 1947 |  |  | 150 | 9.5 | 0 | 0 | 0 |  | BIT | SLW | [6 empty] | SS |  |  | 80% | 80% | 52888 | D | Y
5610 | Eastman Chemical Co-TN Ops | 50481 | Tennessee Eastman Operations | TN | 83-20 | OP | N | N |  |  |  | ST | ST | NA | 0.09 |  |  | PB | DP |  | OT | OH |  | 1974 | 1974 |  | MS |  |  | MS | [5 empty] | NC |  |  | NC |  |  | BW | 6 | 1948 |  |  | 150 | 9.5 | 0 | 0 | 0 |  | BIT | SLW | [6 empty] | SS |  |  | 80% | 80% | 52888 | D | Y
5610 | Eastman Chemical Co-TN Ops | 50481 | Tennessee Eastman Operations | TN | 83-21 | OP | N | N |  |  |  | ST | ST | NA | 0.09 |  |  | PB | DP |  | OT | OH |  | 1974 | 1974 |  | MS |  |  | MS | [5 empty] | NC |  |  | NC |  |  | BW | 6 | 1951 |  |  | 165 | 9.6 | 0 | 0 | 0 |  | BIT | SLW | [6 empty] | SS |  |  | 90% | 90% | 45200 | D | Y
5610 | Eastman Chemical Co-TN Ops | 50481 | Tennessee Eastman Operations | TN | 83-22 | OP | N | N |  |  |  | ST | ST | NA | 0.09 |  |  | PB | DP |  | OT | OH |  | 1974 | 1974 |  | MS |  |  | MS | [5 empty] | NC |  |  | NC |  |  | BW | 6 | 1952 |  |  | 165 | 9.6 | 0 | 0 | 0 |  | BIT | SLW | [6 empty] | SS |  |  | 90% | 90% | 42000 | D | Y
5610 | Eastman Chemical Co-TN Ops | 50481 | Tennessee Eastman Operations | TN | 83-23 | OP | N | N |  |  |  | ST | ST | NA | 0.09 |  |  | PB | DP |  | OT | OH |  | 1973 | 1973 |  | MS |  |  | MS | [5 empty] | NC |  |  | NC |  |  | CE | 6 | 1959 |  |  | 340 | 19.3 | 0 | 0 | 0 |  | BIT | SLW | OTH | [5 empty] | SS |  |  | 90% | 90% | 75900 | D | Y
5610 | Eastman Chemical Co-TN Ops | 50481 | Tennessee Eastman Operations | TN | 83-24 | OP | N | N |  |  |  | ST | ST | NA | 0.09 |  |  | PB | DP |  | OT | OH |  | 1971 | 1971 |  | MS |  |  | MS | [5 empty] | NC |  |  | NC |  |  | CE | 6 | 1963 |  |  | 340 | 19.3 | 0 | 0 | 0 |  | BIT | SLW | OTH | [5 empty] | SS |  |  | 90% | 90% | 84200 | D | Y
19365 | United States Sugar Corp | 50482 | Clewiston Sugar House | FL | B1 | OP | N
19365 | United States Sugar Corp | 50482 | Clewiston Sugar House | FL | B2 | OP | N
19365 | United States Sugar Corp | 50482 | Clewiston Sugar House | FL | B3 | RE | N | [37 empty] | 1 | 2005
19365 | United States Sugar Corp | 50482 | Clewiston Sugar House | FL | B4 | OP | N
19365 | United States Sugar Corp | 50482 | Clewiston Sugar House | FL | B7 | OP | N
19365 | United States Sugar Corp | 50482 | Clewiston Sugar House | FL | B8 | OP
19365 | United States Sugar Corp | 50483 | Bryant Sugar House | FL | B1 | RE | N
19365 | United States Sugar Corp | 50483 | Bryant Sugar House | FL | B2 | RE | N
19365 | United States Sugar Corp | 50483 | Bryant Sugar House | FL | B3 | RE | N
19365 | United States Sugar Corp | 50483 | Bryant Sugar House | FL | B4 | RE | N
19365 | United States Sugar Corp | 50483 | Bryant Sugar House | FL | B7 | RE
19365 | United States Sugar Corp | 50483 | Bryant Sugar House | FL | B8 | RE
14306 | Eagle 2 US LLC | 50489 | PPG Powerhouse C | LA | C1 | OP | N |  |  |  |  | ST | ST |  | 0.6 |  |  | PB | DM |  | OH | OH |  | 1977 | 1977 |  | MS |  |  | MS | [5 empty] | NC | [5 empty] | WE | 12 | 1977 |  |  | 675 | 0 | 0 | 601.5 | 0 | 420 | NG | OTH | BFG | [5 empty] | TF |  |  | 90% |  |  |  | N
14306 | Eagle 2 US LLC | 50489 | PPG Powerhouse C | LA | C2 | OP | N |  |  |  |  | ST | ST |  | 0.6 |  |  | PB | DM |  | OH | OH |  | 1979 | 1979 |  | MS |  |  | MS | [5 empty] | NC | [5 empty] | WE | 12 | 1979 |  |  | 675 | 0 | 0 | 601.5 | 0 | 420 | NG | OTH | BFG | [5 empty] | TF |  |  | 90% |  |  |  | N
14306 | Eagle 2 US LLC | 50489 | PPG Powerhouse C | LA | C4 | OP
14306 | Eagle 2 US LLC | 50489 | PPG Powerhouse C | LA | C5 | OP
50033 | PPG Industries Inc Natrium | 50491 | PPG Natrium Plant | WV | 3BLR | OP | N | N |  |  |  | ST | ST | FD | 10.27 |  |  | PH | DH | NP | PS | DA | NS | 1980 | 1980 | 2002 | MS |  |  | MS |  |  | MS |  |  | NC |  |  | NC |  |  | WG | 12 | 1981 |  |  | 200 | 9.8 |  |  | 0 |  | BIT | [7 empty] | FF |  |  | 70% | 90% | 68000 | D | N |  |  |  | LN | OV |  | LN | OV
50033 | PPG Industries Inc Natrium | 50491 | PPG Natrium Plant | WV | 4BLR | OP | N | Y | 4 | 2008 | R14-027B | ST | ST | NA | 44.6 |  |  | PH | DH |  | PS | DA |  | 1980 | 1980 |  | MS |  |  | MS | [5 empty] | SS |  |  | NC |  |  | RS | 6 | 1952 |  |  | 340 | 18.5 |  |  |  |  | BIT | [7 empty] | FF |  |  | 80% | 90% | 95000 | D | N
50033 | PPG Industries Inc Natrium | 50491 | PPG Natrium Plant | WV | 5BLR | OP | N | Y | 4 | 2008 | R14-027B | ST | ST | NA | 79 |  |  | PH | DH |  | PS | DA |  | 1980 | 1980 |  | MS |  |  | MS | [5 empty] | SS |  |  | NC |  |  | BW | 9 | 1966 |  |  | 750 | 41.5 | 0 | 0 | 0 |  | BIT | [7 empty] | FF |  |  | 70% | 80% | 240000 | D | N
50033 | PPG Industries Inc Natrium | 50491 | PPG Natrium Plant | WV | 6BLR | OP | N | Y | 11 | 2004 | R13-1637A | NA | NA | ST | [5 empty] | NH |  |  | PS |  |  | 1993 | [6 empty] | MS | [8 empty] | WG | 3 | 1994 |  |  | 116 |  | 0 | 904.8 | 3474 |  | OG | NG | [6 empty] | FF |  |  | 70% | 70% | 63584 |  | N |  |  |  | NA |  |  | NA
50168 | Maxim Power (USA) Inc | 50498 | Capital District Energy Center | CT | HRSG | SB
55985 | Tesoro Refining and Marketing Company | 50530 | Equilon Los Angeles Refining | CA | H43 | OP | N
8303 | Harbor Cogeneration Co. | 50541 | Harbor Cogen | CA | HR200 | OP
8303 | Harbor Cogeneration Co. | 50541 | Harbor Cogen | CA | HRSG1 | OP
26840 | Port Townsend Paper Co | 50544 | Port Townsend Paper | WA | 10PB | OP | N
26840 | Port Townsend Paper Co | 50544 | Port Townsend Paper | WA | 1RB | OP | N
26840 | Port Townsend Paper Co | 50544 | Port Townsend Paper | WA | PKB | OP | N
17355 | PowerSmith Cogen Proj LP | 50558 | PowerSmith Cogeneration Project | OK | HRSG | OP
4172 | Constellation Operatg Serv Inc | 50560 | Pacific-Ultrapower Chinese Station | CA | B101 | OP | N
49942 | Eagle Point Power Generation LLC | 50561 | Eagle Point Power Generation | NJ | 0001 | OP | Db |  |  |  |  | ST | ST | St | 0.016 |  |  | PB | SB | NM | PS | PS | TH | 1991 | 1991 | 1991 |  |  |  | MS |  |  | MS | [8 empty] | NT | 4 | 1991 |  |  | 566 |  | 0 | 413 | 0 | 683 | NG | [7 empty] | DB |  |  | 100% | 100% | 872616 |  | N
49942 | Eagle Point Power Generation LLC | 50561 | Eagle Point Power Generation | NJ | 0002 | OP | Db |  |  |  |  | ST | ST | St | 0.016 |  |  | PB | SB | NM | PS | PS | TH | 1991 | 1991 | 1991 |  |  |  | MS |  |  | MS | [8 empty] | NT | 4 | 1991 |  |  | 566 |  | 0 | 413 | 0 | 683 | NG | [7 empty] | DB |  |  | 100% | 100% | 8726163 |  | N
58224 | Westwood Generation LLC | 50611 | Westwood Generation LLC | PA | 031 | OP
13008 | Wausau Paper Specialty Products LLC | 50614 | Mosinee Paper | WI | 14 | OP
13008 | Wausau Paper Specialty Products LLC | 50614 | Mosinee Paper | WI | 5 | OP
13008 | Wausau Paper Specialty Products LLC | 50614 | Mosinee Paper | WI | 6 | OP
55983 | Luminant Generation Company LLC | 50615 | TXU Sweetwater Generating Plant | TX | HRSG02 | RE | Da |  |  |  |  | ST | ST | FD
55983 | Luminant Generation Company LLC | 50615 | TXU Sweetwater Generating Plant | TX | HRSG03 | RE | Da |  |  |  |  | ST | ST | FD
6090 | ExxonMobil Oil Corp | 50625 | ExxonMobil Beaumont Refinery | TX | 15 | RE | N |  |  |  |  | ST | ST | ST |  |  |  | OP | DC | NH | SM | OT | OH | 1996 | 1997 | 2001 | MS |  |  | MS |  |  | MS |  |  | NC |  |  | NC |  |  | CE | 6 | 1954 | 3 | 2005 | 250 | 0 | 0 | 250 | 0 |  | OG | NG | [6 empty] | FF |  |  | 80% | 80% | 500000 |  | N
6090 | ExxonMobil Oil Corp | 50625 | ExxonMobil Beaumont Refinery | TX | 16 | RE | N |  |  |  |  | ST | ST | ST |  |  |  | OP | DC | NH | SM | OT | OH | 1996 | 1997 | 2001 | MS |  |  | MS |  |  | MS |  |  | NC |  |  | NC |  |  | CE | 6 | 1956 | 8 | 2005 | 250 | 0 | 0 | 250 | 0 |  | OG | NG | [6 empty] | FF |  |  | 80% | 80% | 500000 |  | N
6090 | ExxonMobil Oil Corp | 50625 | ExxonMobil Beaumont Refinery | TX | 17 | RE | N |  |  |  |  | ST | ST | ST |  |  |  | OP | DC | NH | SM | OT | OH | 1996 | 1997 | 2001 | MS |  |  | MS |  |  | MS |  |  | NC |  |  | NC |  |  | CE | 6 | 1956 | 8 | 2005 | 250 | 0 | 0 | 250 | 0 |  | OG | NG | [6 empty] | FF |  |  | 80% | 80% | 500000 |  | N
6090 | ExxonMobil Oil Corp | 50625 | ExxonMobil Beaumont Refinery | TX | 18 | RE | N |  |  |  |  | ST | ST | ST |  |  |  | OP | DC | NH | SM | OT | OH | 1996 | 1997 | 2001 | MS |  |  | MS |  |  | MS |  |  | NC |  |  | NC |  |  | CE | 6 | 1957 | 2 | 2005 | 250 | 0 | 0 | 250 | 0 |  | OG | NG | [6 empty] | FF |  |  | 80% | 80% | 500000 |  | N
6090 | ExxonMobil Oil Corp | 50625 | ExxonMobil Beaumont Refinery | TX | 19 | RE | N |  |  |  |  | ST | ST | ST |  |  |  | OP | DC | NH | SM | OT | OH | 1996 | 1997 | 2001 | MS |  |  | MS |  |  | MS |  |  | NC |  |  | NC |  |  | CE | 6 | 1960 | 8 | 2005 | 250 | 0 | 0 | 250 | 0 |  | OG | NG | [6 empty] | FF |  |  | 80% | 80% | 500000 |  | N
6090 | ExxonMobil Oil Corp | 50625 | ExxonMobil Beaumont Refinery | TX | 22 | RE | Da | Y | 6 | 1981 | 1202 | ST | ST | ST |  |  |  | PH | DH | NH | OH | OH | OH | 2007 | 2007 | 2007 | MS |  |  | MS |  |  | MS |  |  | NC |  |  | NC |  |  | CE | 6 | 1976 | 10 | 2007 | 600 | 0 | 0 | 600 | 0 |  | OG | NG | [6 empty] | TF |  |  | 90% | 80% | 600000 |  | N
6090 | ExxonMobil Oil Corp | 50625 | ExxonMobil Beaumont Refinery | TX | 24 | OP | Db | Y | 5 | 2006 | 20862 | ST | ST | ST | 3.5 | 2.9 | 11.7 | PH | DH | NH | OH | OH | OH | 2006 | 2006 | 2006 | MS |  |  | MS |  |  | MS |  |  | NC |  |  | NC |  |  | DL | 6 | 1993 |  |  | 316.5 | 0 | 0 | 300 |  | 125 | NG | [7 empty] | DB |  |  | 100% | 90% | 243000 |  | N |  |  |  | SR |  |  | NC
6090 | ExxonMobil Oil Corp | 50625 | ExxonMobil Beaumont Refinery | TX | 32 | RE | N |  |  |  |  | ST | ST | ST | 0 | 0 | 0 | OP | DC | NH | SM | OT | OH | 1996 | 1997 | 2001 | MS |  |  | MS |  |  | MS |  |  | NC |  |  | NC |  |  | CE | 6 | 1969 | 12 | 2005 | 600 | 0 | 0 | 600 | 0 |  | OG | NG | [6 empty] | TF |  |  | 80% | 80% | 600000 |  | N
6090 | ExxonMobil Oil Corp | 50625 | ExxonMobil Beaumont Refinery | TX | 33 | OP | N | Y | 5 | 2006 | 56259 | ST | ST | ST | 2.1 | 0.8 | 10 | PH | DH | NH | OH | OH | OH | 2006 | 2006 | 2006 | MS |  |  | MS |  |  | MS |  |  | NC |  |  | NC |  |  | CE | 6 | 1965 |  |  | 500 | 0 | 0 | 500 | 0 |  | OG | NG | [6 empty] | TF |  |  | 90% | 80% | 600000 |  | N |  |  |  | FR | LN | OT | NC
6090 | ExxonMobil Oil Corp | 50625 | ExxonMobil Beaumont Refinery | TX | 34 | OP | N | Y | 5 | 2006 | 56259 | ST | ST | ST | 2 | 0.7 | 9.2 | PH | DH | NH | OH | OH | OH | 2006 | 2006 | 2006 | MS |  |  | MS |  |  | MS |  |  | NC |  |  | NC |  |  | CE | 6 | 1966 |  |  | 500 | 0 | 0 | 500 | 0 |  | OG | NG | [6 empty] | TF |  |  | 90% | 80% | 600000 |  | N |  |  |  | FR | LN | OT | NC
6090 | ExxonMobil Oil Corp | 50625 | ExxonMobil Beaumont Refinery | TX | 41 | OP | Db | Y | 9 | 2007 | 19566 | ST | ST | St | 11.7 | 1.1 | 38.8 | PH | DH | NH | OH | OH | OH | 2007 | 2007 | 2007 | MS |  |  | MS |  |  | MS |  |  | NC |  |  | NC |  |  | DL | 6 | 2005 |  |  | 1076 |  |  | 1575.6 |  | 590.2 | NG | OG | [6 empty] | DB |  |  | 100% | 90% | 1205479 |  | N |  |  |  | NC |  |  | NC
6090 | ExxonMobil Oil Corp | 50625 | ExxonMobil Beaumont Refinery | TX | 42 | OP | Db | Y | 9 | 2007 | 19566 | ST | ST | St | 11.4 | 1.1 | 39.1 | PH | DH | NH | OH | OH | OH | 2007 | 2007 | 2007 | MS |  |  | MS |  |  | MS |  |  | NC |  |  | NC |  |  | DL | 5 | 2005 |  |  | 1076 |  |  | 1575.6 |  | 590.2 | NG | OG | [6 empty] | DB |  |  | 100% | 90% | 1205479 |  | N |  |  |  | NC |  |  | NC
6090 | ExxonMobil Oil Corp | 50625 | ExxonMobil Beaumont Refinery | TX | 43 | OP | Db | Y | 9 | 2007 | 19566 | ST | ST | St | 11.4 | 1 | 36.6 | PH | DH | NH | OH | OH | OH | 2007 | 2007 | 2007 | MS |  |  | MS |  |  | MS |  |  | NC |  |  | NC |  |  | DL | 12 | 2004 |  |  | 1076 |  |  | 1575.6 |  | 590.2 | NG | OG | [6 empty] | DB |  |  | 100% | 90% | 1205479 |  | N |  |  |  | NC |  |  | NC
5519 | ExxonMobil Oil Corp | 50627 | ExxonMobil Oil Joliet Refinery | IL | AUX | OP
5519 | ExxonMobil Oil Corp | 50627 | ExxonMobil Oil Joliet Refinery | IL | ECO | OP
5519 | ExxonMobil Oil Corp | 50627 | ExxonMobil Oil Joliet Refinery | IL | HRSG | OP
5519 | ExxonMobil Oil Corp | 50627 | ExxonMobil Oil Joliet Refinery | IL | WCO | OP
19691 | Paulsboro Refining Company - LLC | 50628 | Paulsboro Refinery | NJ | 2A | OP
19691 | Paulsboro Refining Company - LLC | 50628 | Paulsboro Refinery | NJ | 2B | OP
19691 | Paulsboro Refining Company - LLC | 50628 | Paulsboro Refinery | NJ | 2C | OP
19691 | Paulsboro Refining Company - LLC | 50628 | Paulsboro Refinery | NJ | HRSG | OP
4482 | Covanta Lake Inc | 50629 | Covanta Lake County Energy | FL | 1 | OP | N
4482 | Covanta Lake Inc | 50629 | Covanta Lake County Energy | FL | 2 | OP | N
4476 | Covanta Marion Inc | 50630 | Covanta Marion Inc | OR | BLR1 | OP | N
4476 | Covanta Marion Inc | 50630 | Covanta Marion Inc | OR | BLR2 | OP
4498 | Covanta Stanislaus Inc | 50632 | Covanta Stanislaus Energy | CA | 1 | OP
4498 | Covanta Stanislaus Inc | 50632 | Covanta Stanislaus Energy | CA | 2 | OP
3102 | Mosaic Company | 50633 | Mosaic Co Martlow Facility | FL | other
56225 | Clearwater Paper Corporation | 50637 | Clearwater Paper IPP Lewiston | ID | 1PWR | OP | N | N |  |  |  | ST | NA | NA | 20 |  |  | OP |  |  | OT |  |  | 1984 |  |  | MS | [14 empty] | CE | 6 | 1950 | 6 | 2020 | 220 |  |  | 340.1 |  |  | NG | [7 empty] | FF |  |  | 80% | 80% | 66600 |  | N
56225 | Clearwater Paper Corporation | 50637 | Clearwater Paper IPP Lewiston | ID | 2PWR | OP | N | N |  |  |  | ST | NA | NA | 20 |  |  | OP |  |  | OT |  |  | 1984 |  |  | MS | [14 empty] | BW | 6 | 1952 | 6 | 2020 | 220 |  | 45 | 340.1 |  |  | NG | [7 empty] | FF |  |  | 80% | 80% | 66600 |  | N
56225 | Clearwater Paper Corporation | 50637 | Clearwater Paper IPP Lewiston | ID | 4PWR | OP | N | N |  |  |  | FD | FD | FD | 20 |  |  | OP | DP | NP | SM | NS | TH | 1981 | 1981 | 1981 | MS |  |  | MS |  |  | MS |  |  | NC |  |  | NC |  |  | CE | 10 | 1981 | 6 | 2030 | 592 |  |  | 885.9 |  |  | WDS | NG | [6 empty] | SS |  |  | 70% | 70% | 270000 |  | Y | [6 empty] | NC
56225 | Clearwater Paper Corporation | 50637 | Clearwater Paper IPP Lewiston | ID | 4REC | OP | N | N |  |  |  | ST | NA | NA | 40 |  |  | OP |  |  | OT |  |  | 1971 |  |  | MS | [14 empty] | BW | 11 | 1971 | 6 | 2025 | 250 |  |  | 240 |  |  | BLQ | NG | [6 empty] | OF |  |  | 70% | 70% | 180000 |  | N
56225 | Clearwater Paper Corporation | 50637 | Clearwater Paper IPP Lewiston | ID | 5REC | OP | N | N |  |  |  | FD | FD | FD | 35 |  |  | OP | DM | NM | SM | DA | PS | 1987 | 1987 | 1987 | MS |  |  | MS |  |  | MS |  |  | NC |  |  | NC |  |  | GT | 6 | 1987 | 6 | 2030 | 701 |  |  | 180 |  |  | BLQ | NG | [6 empty] | CY | TF |  | 70% | 70% | 410000 |  | N | [6 empty] | NC
56225 | Clearwater Paper Corporation | 50638 | Clearwater Paper APP CB | AR | PB1 | OP | N
56225 | Clearwater Paper Corporation | 50638 | Clearwater Paper APP CB | AR | REC1 | OP | N
16653 | Sappi Cloquet LLC | 50639 | Sappi Cloquet Mill | MN | 10RB | OP | N
16653 | Sappi Cloquet LLC | 50639 | Sappi Cloquet Mill | MN | 7PB | OP | N
16653 | Sappi Cloquet LLC | 50639 | Sappi Cloquet Mill | MN | 8PB | OP | N
16653 | Sappi Cloquet LLC | 50639 | Sappi Cloquet Mill | MN | 9PB | OP | N
15262 | Potlatch Land and Lumber LLC | 50640 | Warren Lumber Mill | AR | BLR1 | OP | N
4474 | Covanta Bristol Inc | 50648 | Covanta Bristol Energy | CT | UNIT1 | OP | N
4474 | Covanta Bristol Inc | 50648 | Covanta Bristol Energy | CT | UNIT2 | OP | N
4484 | Covanta Babylon Inc | 50649 | Covanta Babylon Inc | NY | 1 | OP | N
4484 | Covanta Babylon Inc | 50649 | Covanta Babylon Inc | NY | 2 | OP | N
1950 | ReEnergy Stratton LLC | 50650 | ReEnergy Stratton LLC | ME | BLR1 | OP | N
19194 | Syracuse Energy Corp | 50651 | Syracuse Energy | NY | 1 | OP | N | N |  |  |  | ST | ST | St | 0.05 |  |  | OP | DP | NP | SM | DA | DA | 1991 | 1991 | 1991 | MS |  |  | MS |  |  | MS |  |  | IF |  |  | NC |  |  | BW | 1 | 1965 | 12 | 2013 | 210 | 10.6 |  |  |  |  | BIT | [7 empty] | FF |  |  | 80% | 80% | 4200000 | D | N |  |  |  | LN |  |  | ND
19194 | Syracuse Energy Corp | 50651 | Syracuse Energy | NY | 2 | OP | N | N |  |  |  | ST | ST | St | 0.05 |  |  | OP | DP | NP | SM | DA | DA | 1991 | 1991 | 1991 | MS |  |  | MS |  |  | MS |  |  | IF |  |  | NC |  |  | BW | 1 | 1960 | 12 | 2018 | 210 | 10.6 |  |  |  |  | BIT | [7 empty] | FF |  |  | 80% | 80% | 4200000 | D | N |  |  |  | LN |  |  | ND
19194 | Syracuse Energy Corp | 50651 | Syracuse Energy | NY | 3 | OP | N | N |  |  |  | ST | ST | St | 0.05 |  |  | OP | DP | NP | SM | DA | DA | 1991 | 1991 | 1991 | MS |  |  | MS |  |  | MS |  |  | IF |  |  | NC |  |  | BW | 1 | 1947 | 12 | 2018 | 210 | 10.6 |  |  |  |  | BIT | [7 empty] | FF |  |  | 80% | 80% | 4200000 | D | N |  |  |  | LN |  |  | ND
19194 | Syracuse Energy Corp | 50651 | Syracuse Energy | NY | 4 | OP | N | N |  |  |  | ST | ST | St | 0.05 |  |  | OP | DP | NP | SM | DA | DA | 1991 | 1991 | 1991 | MS |  |  | MS |  |  | MS |  |  | IF |  |  | NC |  |  | BW | 1 | 1947 | 12 | 2018 | 105 | 5.3 |  |  |  |  | BIT | [7 empty] | FF |  |  | 80% | 80% | 4200000 | D | N |  |  |  | LN |  |  | ND
19194 | Syracuse Energy Corp | 50651 | Syracuse Energy | NY | 5 | OP | N | N |  |  |  | ST | ST | St | 0.05 |  |  | OP | DP | NP | SM | DA | DA | 1991 | 1991 | 1991 | MS |  |  | MS |  |  | MS |  |  | IF |  |  | NC |  |  | BW | 1 | 1948 | 12 | 2018 | 105 | 5.3 |  |  |  |  | BIT | [7 empty] | FF |  |  | 80% | 80% | 4200000 | D | N |  |  |  | LN |  |  | ND
9097 | Huntington Resource Recovery | 50656 | Huntington Resource Recovery Facility | NY | UNIT1 | OP | N
9097 | Huntington Resource Recovery | 50656 | Huntington Resource Recovery Facility | NY | UNIT2 | OP | N
9097 | Huntington Resource Recovery | 50656 | Huntington Resource Recovery Facility | NY | UNIT3 | OP | N
49760 | Covanta Montgomery, Inc. | 50657 | Montgomery County Resource Recovery | MD | 1 | OP | N
49760 | Covanta Montgomery, Inc. | 50657 | Montgomery County Resource Recovery | MD | 2 | OP | N
49760 | Covanta Montgomery, Inc. | 50657 | Montgomery County Resource Recovery | MD | 3 | OP | N
4425 | Covanta Fairfax Inc | 50658 | Covanta Fairfax Energy | VA | 1 | OP | N | N |  |  |  | FD | FD | FD | 10 |  |  | OP | DC | NM | SM | DA | DA | 2001 | 2001 | 2001 | MS |  |  | MS |  |  | MS |  |  | NC |  |  | NC |  |  | ZN | 6 | 1990 | 6 | 2015 | 206 | 0 | 0 | 90 | 750 |  | MSW | [7 empty] | OT |  |  | 70% | 50% | 83.3 |  | N |  |  |  | SN |  |  | SN
4425 | Covanta Fairfax Inc | 50658 | Covanta Fairfax Energy | VA | 2 | OP | N | N |  |  |  | FD | FD | FD | 10 |  |  | OP | DC | NM | SM | DA | DA | 2001 | 2001 | 2001 | MS |  |  | MS |  |  | MS |  |  | NC |  |  | NC |  |  | ZN | 6 | 1990 | 6 | 2015 | 206 | 0 | 0 | 90 | 750 |  | MSW | [7 empty] | OT |  |  | 70% | 50% | 83.3 |  | N |  |  |  | SN |  |  | SN
4425 | Covanta Fairfax Inc | 50658 | Covanta Fairfax Energy | VA | 3 | OP | N | N |  |  |  | FD | FD | FD | 10 |  |  | OP | DC | NM | SM | DA | DA | 2001 | 2001 | 2001 | MS |  |  | MS |  |  | MS |  |  | NC |  |  | NC |  |  | ZN | 6 | 1990 | 6 | 2015 | 206 | 0 | 0 | 90 | 750 |  | MSW | [7 empty] | OT |  |  | 70% | 50% | 83.3 |  | N |  |  |  | SN |  |  | SN
4425 | Covanta Fairfax Inc | 50658 | Covanta Fairfax Energy | VA | 4 | OP | N | N |  |  |  | FD | FD | FD | 10 |  |  | OP | DC | NM | SM | DA | DA | 2001 | 2001 | 2001 | MS |  |  | MS |  |  | MS |  |  | NC |  |  | NC |  |  | ZN | 6 | 1990 | 6 | 2015 | 206 | 0 | 0 | 90 | 750 |  | MSW | [7 empty] | OT |  |  | 70% | 50% | 83.3 |  | N |  |  |  | SN |  |  | SN
56316 | Covanta WBH LLC | 50660 | Covanta WBH LLC | OK | 1 | OP | N
56316 | Covanta WBH LLC | 50660 | Covanta WBH LLC | OK | 2 | OP | N
56316 | Covanta WBH LLC | 50660 | Covanta WBH LLC | OK | 3 | OP | N
13982 | Ogden Projects Inc-Haverhill | 50661 | Covanta Haverhill | MA | A | OP
13982 | Ogden Projects Inc-Haverhill | 50661 | Covanta Haverhill | MA | B | OP
4487 | Covanta Onondega LP | 50662 | Onondaga County Resource Recovery | NY | UNIT1 | OP | N
4487 | Covanta Onondega LP | 50662 | Onondaga County Resource Recovery | NY | UNIT2 | OP | N
4487 | Covanta Onondega LP | 50662 | Onondaga County Resource Recovery | NY | UNIT3 | OP | N
4496 | Covanta Alexandria/Arlington | 50663 | Covanta Alexandria/Arlington Energy | VA | B100 | OP | N
4496 | Covanta Alexandria/Arlington | 50663 | Covanta Alexandria/Arlington Energy | VA | B200 | OP | N
4496 | Covanta Alexandria/Arlington | 50663 | Covanta Alexandria/Arlington Energy | VA | B300 | OP | N
4427 | Covanta Projects LP | 50664 | Covanta Wallingford Energy | CT | B101 | OP | N
4427 | Covanta Projects LP | 50664 | Covanta Wallingford Energy | CT | B102 | OP | N
4427 | Covanta Projects LP | 50664 | Covanta Wallingford Energy | CT | B103 | OP | N
14519 | Pasco County | 50666 | Pasco Cnty Solid Waste Resource Recovery | FL | B1 | OP
14519 | Pasco County | 50666 | Pasco Cnty Solid Waste Resource Recovery | FL | B2 | OP
14519 | Pasco County | 50666 | Pasco Cnty Solid Waste Resource Recovery | FL | B3 | OP
30151 | Tri-State G & T Assn, Inc | 50707 | JM Shafer Generating Station | CO | HRSG A | OP | Db |  |  |  |  | ST | ST | ST | 5 |  |  |  |  | NM | YR | YR | DA | 1994 | 1994 | 1994 | MS |  |  | MS |  |  | MS |  |  | NC |  |  | NC |  |  | NT | 6 | 1994 | 6 | 2044 | 250 | 0 | 0 | 233 | 0 |  | NG | [7 empty] | DB |  |  | 80% | 80% | 329000 |  | N
30151 | Tri-State G & T Assn, Inc | 50707 | JM Shafer Generating Station | CO | HRSG B | OP | Db |  |  |  |  | ST | ST | ST | 5 |  |  |  |  | NM | YR | YR | DA | 1994 | 1994 | 1994 | MS |  |  | MS |  |  | MS |  |  | NC |  |  | NC |  |  | NT | 6 | 1994 | 6 | 2044 | 250 | 0 | 0 | 233 | 0 |  | NG | [7 empty] | DB |  |  | 80% | 80% | 329000 |  | N
30151 | Tri-State G & T Assn, Inc | 50707 | JM Shafer Generating Station | CO | HRSG C | OP | Db |  |  |  |  | ST | ST | ST | 5 |  |  |  |  | NM | YR | YR | DA | 1994 | 1994 | 1994 | MS |  |  | MS |  |  | MS |  |  | NC |  |  | NC |  |  | NT | 6 | 1994 | 6 | 2044 | 180 | 0 | 0 | 167 | 0 |  | NG | [7 empty] | DB |  |  | 80% | 80% | 329000 |  | N
30151 | Tri-State G & T Assn, Inc | 50707 | JM Shafer Generating Station | CO | HRSG D | OP | Db |  |  |  |  | ST | ST | ST | 5 |  |  |  |  | NM | YR | YR | DA | 1994 | 1994 | 1994 | MS |  |  | MS |  |  | MS |  |  | NC |  |  | NC |  |  | NT | 6 | 1994 | 6 | 2044 | 180 | 0 | 0 | 167 | 0 |  | NG | [7 empty] | DB |  |  | 80% | 80% | 329000 |  | N
30151 | Tri-State G & T Assn, Inc | 50707 | JM Shafer Generating Station | CO | HRSG E | OP | Db |  |  |  |  | ST | ST | ST | 5 |  |  |  |  | NM | YR | YR | DA | 1994 | 1994 | 1994 | MS |  |  | MS |  |  | MS |  |  | NC |  |  | NC |  |  | NT | 6 | 1994 | 6 | 2044 | 180 | 0 | 0 | 167 | 0 |  | NG | [7 empty] | DB |  |  | 80% | 80% | 329000 |  | N
19511 | University of Alaska | 50711 | University of Alaska Fairbanks | AK | BLR1 | op
19511 | University of Alaska | 50711 | University of Alaska Fairbanks | AK | BLR2 | OP
19511 | University of Alaska | 50711 | University of Alaska Fairbanks | AK | BLR3 | OP
19511 | University of Alaska | 50711 | University of Alaska Fairbanks | AK | BLR4 | OP
19517 | United States Steel- Clairton | 50729 | Clairton Works | PA | 1BLR | OP
19517 | United States Steel- Clairton | 50729 | Clairton Works | PA | 2BLR | OP
19517 | United States Steel- Clairton | 50729 | Clairton Works | PA | R1BLR | OP
19517 | United States Steel- Clairton | 50729 | Clairton Works | PA | R2BLR | OP
19517 | United States Steel- Clairton | 50729 | Clairton Works | PA | T1BLR | OP
19517 | United States Steel- Clairton | 50729 | Clairton Works | PA | T2BLR | OP
19370 | United States Steel Corporation | 50730 | Fairfield Works | AL | 10 | OP | N
19370 | United States Steel Corporation | 50730 | Fairfield Works | AL | 5 | OP | N
19370 | United States Steel Corporation | 50730 | Fairfield Works | AL | 8 | OP | N
19370 | United States Steel Corporation | 50730 | Fairfield Works | AL | 9 | OP | N
19519 | United States Steel-Mon Valley | 50732 | Mon Valley Works | PA | ETBLR1 | OP | N
19519 | United States Steel-Mon Valley | 50732 | Mon Valley Works | PA | ETBLR2 | OP | N
19519 | United States Steel-Mon Valley | 50732 | Mon Valley Works | PA | ETBLR3 | OP | N
19526 | United States Steel-Gary | 50733 | Gary Works | IN | 4BH1 | OP | N | N |  |  |  | ST | ST | St | 0.036 |  |  | PB | DP | NP | DA | DA | OT | 1993 | 1991 | 2004 | MS |  |  | MS |  |  | MS |  |  | NC |  |  | NC |  |  | CE | 6 | 1967 |  |  | 300 |  | 64.2 | 6706.9 | 0 |  | BFG | RFO | [6 empty] | TF |  |  | 90% | 80% | 66270 |  | N |  |  | NA | NC |  |  | NC
19526 | United States Steel-Gary | 50733 | Gary Works | IN | 4BH2 | OP | N | N |  |  |  | ST | ST | St | 0.036 |  |  | PB | DP | NP | DA | DA | OT | 1993 | 1991 | 2004 | MS |  |  | MS |  |  | MS |  |  | NC |  |  | NC |  |  | CE | 6 | 1967 |  |  | 300 |  | 64.2 | 5706.9 | 0 |  | BFG | RFO | [6 empty] | TF |  |  | 90% | 80% | 66270 |  | N |  |  | NA | NC |  |  | NC
19526 | United States Steel-Gary | 50733 | Gary Works | IN | 4BH3 | OP | N | N |  |  |  | ST | ST | St | 0.036 |  |  | PB | DP | NP | DA | DA | OT | 1993 | 1991 | 2004 | MS |  |  | MS |  |  | MS |  |  | NC |  |  | NC |  |  | CE | 6 | 1967 |  |  | 300 |  |  | 5706.9 | 418 |  | BFG | NG | [6 empty] | TF |  |  | 90% | 80% | 66270 |  | N |  |  | NA | NC |  |  | NC
19526 | United States Steel-Gary | 50733 | Gary Works | IN | TBB1 | OP | N | N |  |  |  | ST | ST | St | 0.037 |  |  | PB | SB | NP | DA | DA | OT | 1993 | 1991 | 2004 | MS |  |  | MS |  |  | MS |  |  | NC |  |  | NC |  |  | BW | 6 | 1948 |  |  | 265 |  | 52.7 | 4090 | 620 |  | BFG | OG | NG | [5 empty] | FF |  |  | 80% | 80% | 84084 |  | N |  |  | NA | NC |  |  | NC
19526 | United States Steel-Gary | 50733 | Gary Works | IN | TBB2 | OP | N | N |  |  |  | ST | ST | St | 0.037 |  |  | PB | SB | NP | DA | DA | OT | 1993 | 1991 | 2004 | MS |  |  | MS |  |  | MS |  |  | NC |  |  | NC |  |  | BW | 6 | 1948 |  |  | 265 |  | 52.7 | 4090 | 620 |  | BFG | OG | NG | [5 empty] | FF |  |  | 80% | 80% | 84084 |  | N |  |  | NA | NC |  |  | NC
19526 | United States Steel-Gary | 50733 | Gary Works | IN | TBB3 | OP | N | N |  |  |  | ST | ST | St | 0.037 |  |  | PB | SB | NP | DA | DA | OT | 1993 | 1991 | 2004 | MS |  |  | MS |  |  | MS |  |  | NC |  |  | NC |  |  | BW | 6 | 1948 |  |  | 265 |  | 52.7 | 4090 | 620 |  | BFG | OG | NG | [5 empty] | FF |  |  | 80% | 80% | 84084 |  | N |  |  | NA | NC |  |  | NC
19526 | United States Steel-Gary | 50733 | Gary Works | IN | TBB4A | OS | Db | N |  |  |  | ST | ST | ST | 0.012 |  |  | PB | SB | NP | DA | DA | DA | 1993 | 1991 | 2000 | MS |  |  | MS |  |  | MS |  |  | NC |  |  | NC |  |  | CE | 6 | 1989 |  |  | 165 |  |  | 245 | 467 |  | OG | NG | [6 empty] | FF |  |  | 80% | 80% | 47575 |  | N |  |  | NA | NC |  |  | NC
19526 | United States Steel-Gary | 50733 | Gary Works | IN | TBB5 | OP | N | N |  |  |  | ST | ST | St | 0.037 |  |  | PB | SB | NP | DA | DA | OT | 1993 | 1991 | 2004 | MS |  |  | MS |  |  | MS |  |  | NC |  |  | NC |  |  | RS | 6 | 1956 |  |  | 265 |  | 53 | 3990 | 620 |  | BFG | OG | NG | [5 empty] | FF |  |  | 90% | 80% | 72083 |  | N |  |  | NA | NC |  |  | NC
19526 | United States Steel-Gary | 50733 | Gary Works | IN | TBB6 | OP | D | N |  |  |  | ST | ST | St | 0.039 |  |  | PB | SB | NP | DA | DA | OT | 1993 | 1991 | 2001 | MS |  |  | MS |  |  | MS |  |  | NC |  |  | NC |  |  | ER | 6 | 1971 |  |  | 475 |  |  | 7830 |  |  | BFG | NG | [6 empty] | FF |  |  | 90% | 80% | 104928 |  | N |  |  | NA | NC |  |  | NC
57182 | ReEnergy Sterling CT LP | 50736 | Exeter Energy LP | CT | B1 | OP | N
57182 | ReEnergy Sterling CT LP | 50736 | Exeter Energy LP | CT | B2 | OP | N
15085 | Pinetree Power Tamworth Inc | 50739 | Pinetree Power Tamworth | NH | 0100 | OP | N
18020 | Starrett City Inc | 50743 | Starrett City Cogen Facility | NY | 1 | OP | N
18020 | Starrett City Inc | 50743 | Starrett City Cogen Facility | NY | 2 | OP | N
18020 | Starrett City Inc | 50743 | Starrett City Cogen Facility | NY | 3 | OP | N
18020 | Starrett City Inc | 50743 | Starrett City Cogen Facility | NY | 4 | SB | N
14182 | Sterling Power Partners LP | 50744 | Sterling Power Plant | NY | HRSG | OP
19781 | Viking Energy Corp | 50770 | Viking Energy of McBain | MI | B1 | OP | N
19900 | Viking Energy Corp | 50771 | Viking Energy of Northumberland | PA | B1 | OS | N
19781 | Viking Energy Corp | 50772 | Viking Energy of Lincoln | MI | B1 | OP | N
54827 | Telogia Power LLC | 50774 | Telogia Power | FL | 1 | OP | N
14432 | Panther Creek Power Operating, LLC | 50776 | Panther Creek Energy Facility | PA | BLR1 | OP | N
14432 | Panther Creek Power Operating, LLC | 50776 | Panther Creek Energy Facility | PA | BLR2 | OP | N
55914 | GE Energy Financial Services | 50799 | Parlin Power Plant | NJ | WH 1 | OP
55914 | GE Energy Financial Services | 50799 | Parlin Power Plant | NJ | WH 2 | OP
27718 | RockTenn-Seminole | 50803 | Seminole Mill | FL | 1 | OP | N
27718 | RockTenn-Seminole | 50803 | Seminole Mill | FL | 2 | OP | N
27718 | RockTenn-Seminole | 50803 | Seminole Mill | FL | 3 | OP | N
20505 | Weyerhaeuser NR Port Wentworth | 50804 | Port Wentworth Mill | GA | 4 | OP
20505 | Weyerhaeuser NR Port Wentworth | 50804 | Port Wentworth Mill | GA | RE01 | OP
55973 | Catalyst Paper Corp | 50805 | Catalyst Paper Snowflake Mill | AZ | 1PB | SB
55973 | Catalyst Paper Corp | 50805 | Catalyst Paper Snowflake Mill | AZ | 2PB | OP
55973 | Catalyst Paper Corp | 50805 | Catalyst Paper Snowflake Mill | AZ | 3PB | SB
18162 | RockTenn-Florence | 50806 | Florence Mill | SC | PB3 | OP | N | N |  |  |  | ST | ST | NA | 0.07 |  |  | PB | DP |  | PS | OT |  | 1963 | 1963 |  | MS |  |  | MS | [5 empty] | NC |  |  | NC |  |  | BW | 6 | 1963 |  |  | 300 | 0 | 39.7 | 242.7 | 32 |  | WDS | RFO | NG | [5 empty] | SS | OF |  | 70% | 70% | 134000 |  | N
18162 | RockTenn-Florence | 50806 | Florence Mill | SC | PB4 | OP | Db | N |  |  |  | FD | FD | FD | 0.07 |  |  | PB | DP | NP | PS | TH | MO | 1987 | 1987 | 1987 | MS |  |  | MS |  |  | MS |  |  | NC |  |  | NC |  |  | BW | 3 | 1987 |  |  | 750 | 29 | 137.1 | 0 | 111 |  | BIT | WDS | RFO | [5 empty] | OF | SS |  | 80% | 80% | 180000 | D | N |  |  |  | OT |  |  | NA
18162 | RockTenn-Florence | 50806 | Florence Mill | SC | RBF | OP | N | N |  |  |  | FD | ST | ST | 0.04 |  |  | PC | OT | OT | PS | YR | YR | 1974 | 1974 | 1974 | MS |  |  | MS |  |  | MS |  |  | NC |  |  | NC |  |  | BW | 6 | 1974 |  |  | 600 | 0 | 91.4 | 0 | 165 |  | BLQ | [7 empty] | OF |  |  | 70% | 60% | 85000 |  | N |  |  |  | NA |  |  | NA
18162 | RockTenn-Florence | 50806 | Florence Mill | SC | PB1 | OP | N | N |  |  |  | ST | ST | NA | 0.07 |  |  | PB | DP |  | PS | OT |  | 1963 | 1963 |  | MS |  |  | MS | [5 empty] | NC |  |  | NC |  |  | BW | 6 | 1963 |  |  | 220 | 0 | 38.9 | 241.8 | 11 |  | NG | RFO | WDS | [5 empty] | OF | SS |  | 80% | 80% | 63000 |  | N
18157 | Stone Container Corp-Panama Ci | 50807 | Stone Container Panama City Mill | FL | 1RB | OP | N
18157 | Stone Container Corp-Panama Ci | 50807 | Stone Container Panama City Mill | FL | 2RB | OP | N
18157 | Stone Container Corp-Panama Ci | 50807 | Stone Container Panama City Mill | FL | 3BB | OP | N
18157 | Stone Container Corp-Panama Ci | 50807 | Stone Container Panama City Mill | FL | 4BB | OP | N
18155 | RockTenn-Stone Container Corp | 50810 | Stone Container Hodge | LA | 2RB | OP | N
18155 | RockTenn-Stone Container Corp | 50810 | Stone Container Hodge | LA | 3RB | OP | N
18155 | RockTenn-Stone Container Corp | 50810 | Stone Container Hodge | LA | CB | OP | N
18155 | RockTenn-Stone Container Corp | 50810 | Stone Container Hodge | LA | PB | OP | N
18158 | RockTenn CP LLC Coshocton | 50811 | RockTenn Coshocton Mill | OH | 6 | OP | N
18147 | RockTenn-Hopewell | 50813 | Hopewell Mill | VA | CB1 | OP | N
18147 | RockTenn-Hopewell | 50813 | Hopewell Mill | VA | RB1 | OP | N
55879 | Optim Energy LLC | 50815 | Optim Energy Altura Cogen LLC | TX | HRB1 | OP | Db | Y | 9 | 2002 | 9241A, PSD-TX-493M4 | ST | ST | St | 1.4 |  |  | PH | DH | NH | NV | NV | NV | 2002 | 2002 | 2002 | MS |  |  | NC |  |  | MS |  |  | NC |  |  | NC |  |  | VO | 11 | 1985 |  |  | 371 |  |  | 137.3 |  | 140 | NG | [7 empty] | DB |  |  | 100% | 100% | 274.9 |  | N |  |  |  | LN |  |  | LN
55879 | Optim Energy LLC | 50815 | Optim Energy Altura Cogen LLC | TX | HRB2 | OP | Db | Y | 12 | 1985 | 9241A,PSD-TX-493M4 | ST | ST | St | 1.4 |  |  | PH | DH | NH | NV | NV | NV | 2002 | 2002 | 2002 | MS |  |  | NC |  |  | MS |  |  | NC |  |  | NC |  |  | VO | 12 | 1985 |  |  | 371 |  |  | 137.3 |  | 140 | NG | [7 empty] | DB |  |  | 100% | 100% | 274.9 |  | N |  |  |  | LN |  |  | LN
18414 | TES Filer City Station LP | 50835 | TES Filer City Station | MI | 1 | OP | N
18414 | TES Filer City Station LP | 50835 | TES Filer City Station | MI | 2 | OP | N
16899 | SERRF Joint Powers Authority | 50837 | Southeast Resource Recovery | CA | UNIT1 | OP | N
16899 | SERRF Joint Powers Authority | 50837 | Southeast Resource Recovery | CA | UNIT2 | OP | N
16899 | SERRF Joint Powers Authority | 50837 | Southeast Resource Recovery | CA | UNIT3 | OP | N
56097 | Noranda Alumina LLC | 50846 | Noranda Alumina LLC | LA | PB1 | OP | N
56097 | Noranda Alumina LLC | 50846 | Noranda Alumina LLC | LA | PB2 | OP | N
56097 | Noranda Alumina LLC | 50846 | Noranda Alumina LLC | LA | PB3 | OP | N
56097 | Noranda Alumina LLC | 50846 | Noranda Alumina LLC | LA | PB4 | OP | N
8633 | Hillsborough County | 50858 | Hillsborough County Resource Recovery | FL | MWC1B | OP
8633 | Hillsborough County | 50858 | Hillsborough County Resource Recovery | FL | MWC2C | OP
8633 | Hillsborough County | 50858 | Hillsborough County Resource Recovery | FL | MWC3D | OP
8633 | Hillsborough County | 50858 | Hillsborough County Resource Recovery | FL | MWC4E | OP
4447 | Covanta Lancaster Inc | 50859 | Lancaster County Resource Recovery | PA | BLR1 | OP | N
4447 | Covanta Lancaster Inc | 50859 | Lancaster County Resource Recovery | PA | BLR2 | OP | N
4447 | Covanta Lancaster Inc | 50859 | Lancaster County Resource Recovery | PA | BLR3 | OP | N
10162 | Kent County | 50860 | Kent County Waste to Energy Facility | MI | BLR1 | OP | N
10162 | Kent County | 50860 | Kent County Waste to Energy Facility | MI | BLR2 | OP | N
20541 | Wheelabrator Environmental Systems | 50872 | Wheelabrator Claremont Facility | NH | B1
20541 | Wheelabrator Environmental Systems | 50872 | Wheelabrator Claremont Facility | NH | B2
20541 | Wheelabrator Environmental Systems | 50873 | Wheelabrator Concord Facility | NH | B1 | OP | N
20541 | Wheelabrator Environmental Systems | 50873 | Wheelabrator Concord Facility | NH | B2 | OP | N
55766 | Boralex Sherman LLC | 50874 | Boralex Sherman LLC | ME | 19425 | OS | N
20541 | Wheelabrator Environmental Systems | 50875 | McKay Bay Facility | FL | 1 | OP | N
20541 | Wheelabrator Environmental Systems | 50875 | McKay Bay Facility | FL | 2 | OP | N
20541 | Wheelabrator Environmental Systems | 50875 | McKay Bay Facility | FL | 3 | OP | N
20541 | Wheelabrator Environmental Systems | 50875 | McKay Bay Facility | FL | 4 | OP | N
20541 | Wheelabrator Environmental Systems | 50877 | Wheelabrator North Andover | MA | B1 | OP | N
20541 | Wheelabrator Environmental Systems | 50877 | Wheelabrator North Andover | MA | B2 | OP | N
20541 | Wheelabrator Environmental Systems | 50878 | Wheelabrator Millbury Facility | MA | UNIT1 | OP | N
20541 | Wheelabrator Environmental Systems | 50878 | Wheelabrator Millbury Facility | MA | UNIT2 | OP | N
20541 | Wheelabrator Environmental Systems | 50879 | Wheelabrator Frackville Energy | PA | BLR1 | OP | N
20541 | Wheelabrator Environmental Systems | 50880 | Wheelabrator Saugus | MA | UNIT1 | OP | N
20541 | Wheelabrator Environmental Systems | 50880 | Wheelabrator Saugus | MA | UNIT2 | OP | N
20541 | Wheelabrator Environmental Systems | 50881 | Wheelabrator Shasta | CA | BLR1 | OP | N
20541 | Wheelabrator Environmental Systems | 50881 | Wheelabrator Shasta | CA | BLR2 | OP | N
20541 | Wheelabrator Environmental Systems | 50881 | Wheelabrator Shasta | CA | BLR3 | OP | N
20541 | Wheelabrator Environmental Systems | 50882 | Wheelabrator Westchester | NY | 1 | OP | N
20541 | Wheelabrator Environmental Systems | 50882 | Wheelabrator Westchester | NY | 2 | OP | N
20541 | Wheelabrator Environmental Systems | 50882 | Wheelabrator Westchester | NY | 3 | OP | N
20541 | Wheelabrator Environmental Systems | 50883 | Wheelabrator Bridgeport | CT | BLR1 | OP
20541 | Wheelabrator Environmental Systems | 50883 | Wheelabrator Bridgeport | CT | BLR2 | OP
20541 | Wheelabrator Environmental Systems | 50883 | Wheelabrator Bridgeport | CT | BLR3 | OP
55871 | GCS Energy Recovery of Pinellas, Inc | 50884 | GCS Energy Recovery of Pinellas, Inc | FL | B101 | OP | N
55871 | GCS Energy Recovery of Pinellas, Inc | 50884 | GCS Energy Recovery of Pinellas, Inc | FL | B102 | OP | N
55871 | GCS Energy Recovery of Pinellas, Inc | 50884 | GCS Energy Recovery of Pinellas, Inc | FL | B103 | OP | N
20541 | Wheelabrator Environmental Systems | 50885 | Wheelabrator Gloucester LP | NJ | BLR1 | OP | N
20541 | Wheelabrator Environmental Systems | 50885 | Wheelabrator Gloucester LP | NJ | BLR2 | OP | N
20541 | Wheelabrator Environmental Systems | 50886 | Wheelabrator Spokane | WA | 1-1A | OP | N
20541 | Wheelabrator Environmental Systems | 50886 | Wheelabrator Spokane | WA | 1-1B | OP | N
20541 | Wheelabrator Environmental Systems | 50887 | Wheelabrator South Broward | FL | BLR1 | OP | N
20541 | Wheelabrator Environmental Systems | 50887 | Wheelabrator South Broward | FL | BLR2 | OP | N
20541 | Wheelabrator Environmental Systems | 50887 | Wheelabrator South Broward | FL | BLR3 | OP | N
14932 | US Operating Services Company | 50888 | Northampton Generating Company LP | PA | BLR1 | OP | Db | Y | 9 | 2007 | 48-306-012 | ST | ST | ST | 0.01 | 0.13 | 0.1 | PB | DP | NP | OH | DA | DA | 1995 | 1995 | 1995 | MS |  |  | MS |  |  | MS |  |  | NC | CF |  | NC | CF |  | FW | 8 | 1995 |  |  | 795 | 73.5 | 32 | 0 | 32 |  | WC | TDF | PC | WDS |  |  |  |  | FB |  |  | 90% | 90% | 222000 | D | N |  |  |  | CF | SN |  | CF | SN
20508 | MeadWestvaco Corp | 50900 | Covington Facility | VA | 10PB | OP | N | N |  |  |  | NA | NA | St |  |  | 66 |  |  | NH |  |  | MO | [9 empty] | MS | [8 empty] | CE |  | 1969 |  |  | 240 |  |  | 304 |  |  | NG | [7 empty] | FF |  |  | 80% | 80% | 57017 |  | N |  |  |  | LN
20508 | MeadWestvaco Corp | 50900 | Covington Facility | VA | 11PB | OP | Db | N |  |  |  | NA | NA | St |  |  | 0.05 |  |  | NP |  |  | MO | [9 empty] | MS | [8 empty] | FW |  | 1994 |  |  | 250 |  |  | 225 |  |  | NG | [7 empty] | SF |  |  | 80% | 80% | 64710 |  | N |  |  |  | FR
20508 | MeadWestvaco Corp | 50900 | Covington Facility | VA | 1PB | CO | Db | N |  |  |  | ST | ST | St | [9 empty] | 2013 | 2013 | 2013 | MS |  |  | MS |  |  | MS |  |  | CF | [5 empty] | OT | 8 | 2013 |  |  | 640 |  |  |  | 2400 |  | WDS | SLW | NG | [5 empty] | FB |  |  | 70% | 70% | 156600 | D | N |  |  |  | CF | AA | SN
20508 | MeadWestvaco Corp | 50900 | Covington Facility | VA | 1RB | OP | N | N |  |  |  | ST | ST | NA |  |  |  | OT | OT |  | TH | DA |  |  |  |  | MS |  |  | MS | [5 empty] | NC | [5 empty] | CE |  | 1973 |  |  | 640 |  |  |  | 165333 |  | BLQ | RFO | [6 empty] | CF |  |  | 50% | 50% | 212145 | D | Y
20508 | MeadWestvaco Corp | 50900 | Covington Facility | VA | 2RB | OP | N | N |  |  |  | ST | ST | NA | 35 | 115 |  | OP | DM |  | OH | DA |  |  |  |  | MS |  |  | MS | [5 empty] | NC | [5 empty] | GT |  | 1992 |  |  | 751 |  |  |  | 208333 |  | BLQ | RFO | [6 empty] | CF |  |  | 60% | 50% | 210360 | W | Y
20508 | MeadWestvaco Corp | 50900 | Covington Facility | VA | 6PB | OP | N | N |  |  |  | ST | ST | St |  |  | 330 | OP | OT | NM | OT | TH | YR |  |  |  | MS |  |  | MS |  |  | MS |  |  | CU | [5 empty] | RS |  | 1926 |  |  | 400 | 375 |  |  |  |  | BIT | [7 empty] | FF |  |  | 90% | 80% | 100000 | W | N |  |  |  | LN |  |  | UE
20508 | MeadWestvaco Corp | 50900 | Covington Facility | VA | 7PB | OP | N | N |  |  |  | ST | ST | St |  |  |  | OP | DH | OT | OH | OT | OT |  |  |  | LN |  |  | MS |  |  | MS |  |  | CU | [5 empty] | FW |  | 1949 | 8 | 2013 | 270 | 250 |  |  |  |  | BIT | [7 empty] | SS |  |  | 80% | 70% | 153000 | W | Y |  |  |  | FU | OV
20508 | MeadWestvaco Corp | 50900 | Covington Facility | VA | 8PB | OP | N | N |  |  |  | ST | ST | St |  |  |  | OT | DH | OT | OT | OT | OT |  |  |  | MS |  |  | MS |  |  | MS |  |  | CU | [5 empty] | BW |  | 1955 | 3 | 2014 | 375 | 325 |  |  |  |  | BIT | [7 empty] | SS |  |  | 80% | 70% | 198000 | W | Y |  |  |  | OV
20508 | MeadWestvaco Corp | 50900 | Covington Facility | VA | 9PB | OP | N | N |  |  |  | ST | ST | St |  |  | 242.1 | OT | OT | NH | OT | OT | YR |  |  |  | MS |  |  | MS |  |  | MS |  |  | CU | [5 empty] | CE |  | 1963 |  |  | 550 | 525 |  |  |  |  | BIT | [7 empty] | TF |  |  | 90% | 80% | 220000 | W | N |  |  |  | AA | LA |  | SN
21773 | Yellowstone Energy LP | 50931 | Yellowstone Energy LP | MT | BLR1 | OP | N
21773 | Yellowstone Energy LP | 50931 | Yellowstone Energy LP | MT | BLR2 | OP | N
49801 | Wausau Paper Mills LLC | 50933 | Rhinelander Mill | WI | BLR1 | OP | N | [56 empty] | 80% | 60% | 36307 |  | N
49801 | Wausau Paper Mills LLC | 50933 | Rhinelander Mill | WI | BLR2 | OP | N | [56 empty] | 80% | 60% | 36307 |  | N
49801 | Wausau Paper Mills LLC | 50933 | Rhinelander Mill | WI | BLR3 | OP | N | [56 empty] | 80% | 60% | 36307 |  | N
49801 | Wausau Paper Mills LLC | 50933 | Rhinelander Mill | WI | BLR4 | OS | N | [56 empty] | 80% | 60% | 36307 |  | N
49801 | Wausau Paper Mills LLC | 50933 | Rhinelander Mill | WI | BLR5 | RE | N | [37 empty] | 3 | 2007
49801 | Wausau Paper Mills LLC | 50933 | Rhinelander Mill | WI | BLR7 | OP | N | [56 empty] | 80% | 80% | 57655 |  | N
49801 | Wausau Paper Mills LLC | 50933 | Rhinelander Mill | WI | BLR8 | OP | N | [56 empty] | 80% | 80% | 45686 |  | N
49893 | Invenergy Services LLC | 50949 | Hardee Power Station | FL | 1A | OP
49893 | Invenergy Services LLC | 50949 | Hardee Power Station | FL | 1B | OP
21734 | Sunnyside Cogeneration Assoc | 50951 | Sunnyside Cogen Associates | UT | 1 | OP
23931 | Resolute Forest Products | 50956 | Bowater Newsprint Calhoun Operation | TN | PB3 | OP | N
23931 | Resolute Forest Products | 50956 | Bowater Newsprint Calhoun Operation | TN | RB3 | OP | N
23931 | Resolute Forest Products | 50956 | Bowater Newsprint Calhoun Operation | TN | BFB | OP | N
23931 | Resolute Forest Products | 50956 | Bowater Newsprint Calhoun Operation | TN | PB1 | OP | N
23931 | Resolute Forest Products | 50956 | Bowater Newsprint Calhoun Operation | TN | PB2 | OP | N
4440 | Covanta Union Operations LLC | 50960 | Union County Resource Recovery | NJ | UNIT1 | OP | N
4440 | Covanta Union Operations LLC | 50960 | Union County Resource Recovery | NJ | UNIT2 | OP | N
4440 | Covanta Union Operations LLC | 50960 | Union County Resource Recovery | NJ | UNIT3 | OP | N
19876 | Virginia Electric & Power Co | 50966 | Bellmeade Power Station | VA | 1 | OP | Dc | N |  |  |  | ST | ST | St | 0.39 |  |  | PH | DH | NM | OH | OH | OH | 1997 | 1997 | 1997 | MS |  |  | MS |  |  | MS |  |  | NC |  |  | NC |  |  | ET | 3 | 1991 |  |  | 475.9 |  |  | 86 |  | 1163.5 | NG | [7 empty] | DB |  |  | 80% |  | 660.7 |  | N |  |  |  | SR |  |  | NC
19876 | Virginia Electric & Power Co | 50966 | Bellmeade Power Station | VA | 2 | OP | Dc | N |  |  |  | ST | ST | St | 0.39 |  |  | PH | DH | NM | OH | OH | OH | 1997 | 1997 | 1997 | MS |  |  | MS |  |  | MS |  |  | NC |  |  | NC |  |  | ET | 3 | 1991 |  |  | 475.9 |  |  | 86 |  | 1163.5 | NG | [7 empty] | DB |  |  | 80% |  | 660.7 |  | N |  |  |  | SR |  |  | NC
34359 | Curators of the University of Missouri | 50969 | MU Combined Heat and Power Plant | MO | BLR10 | OP | N
34359 | Curators of the University of Missouri | 50969 | MU Combined Heat and Power Plant | MO | BLR11 | RE | N
34359 | Curators of the University of Missouri | 50969 | MU Combined Heat and Power Plant | MO | BLR12 | OP | N
34359 | Curators of the University of Missouri | 50969 | MU Combined Heat and Power Plant | MO | BLR7 | OP | N
34359 | Curators of the University of Missouri | 50969 | MU Combined Heat and Power Plant | MO | BLR8 | OP | N
34359 | Curators of the University of Missouri | 50969 | MU Combined Heat and Power Plant | MO | BLR9 | OP | N
34359 | Curators of the University of Missouri | 50969 | MU Combined Heat and Power Plant | MO | HRSG1 | OP
34359 | Curators of the University of Missouri | 50969 | MU Combined Heat and Power Plant | MO | HRSG2 | OP
12981 | Motiva Enterprises LLC | 50973 | Motiva Enterprises Port Arthur Refinery | TX | 29 | RE | N | Y | 12 | 2010 | 6056 | ST | ST | St | 2.1 |  |  | PH | DH | NH | OH | OH | OH | 1990 | 1990 | 1990 | MS |  |  | MS |  |  | MS |  |  | NC |  |  | OT |  |  | CE | 1 | 1969 | 2 | 2012 | 400 |  |  |  | 274 | 136.9 | OG | NG | [6 empty] | DB | SF |  | 90% | 80% | 552.4 | D | N |  |  |  | NC |  |  | OT
12981 | Motiva Enterprises LLC | 50973 | Motiva Enterprises Port Arthur Refinery | TX | 32 | RE | N | Y | 12 | 2010 | 6056 | ST | ST | St | 1.9 |  |  | PH | DH | NH | OH | OH | OH | 1990 | 1990 | 1990 | MS |  |  | MS |  |  | MS |  |  | NC |  |  | OT |  |  | RS | 1 | 1957 | 2 | 2012 | 330 |  |  |  | 338 |  | OG | NG | [6 empty] | FF | SF |  | 80% | 70% | 429.8 | D | N |  |  |  | NC |  |  | OT
12981 | Motiva Enterprises LLC | 50973 | Motiva Enterprises Port Arthur Refinery | TX | 33 | RE | N | Y | 12 | 2010 | 6056 | ST | ST | St | 1.9 |  |  | PH | DH | NH | OH | OH | OH | 1990 | 1990 | 1990 | MS |  |  | MS |  |  | MS |  |  | NC |  |  | OT |  |  | RS | 1 | 1957 | 2 | 2012 | 330 |  |  |  | 338 |  | OG | NG | [6 empty] | FF | SF |  | 80% | 70% | 429.8 | D | N |  |  |  | NC |  |  | NC
12981 | Motiva Enterprises LLC | 50973 | Motiva Enterprises Port Arthur Refinery | TX | 34 | OP | D | Y | 12 | 2009 | 3415 | ST | ST | St | 12.6 |  |  | PH | DH | NP | OH | OH | OH | 1990 | 1990 | 1990 | MS |  |  | MS |  |  | MS |  |  | NC |  |  | NC |  |  | RS | 1 | 1978 |  |  | 400 |  |  |  | 437 |  | OG | NG | [6 empty] | FF | SF |  | 90% | 70% | 556 | D | N |  |  |  | NC |  |  | NC
12981 | Motiva Enterprises LLC | 50973 | Motiva Enterprises Port Arthur Refinery | TX | 35 | OP | D | Y | 12 | 2009 | 3415 | ST | ST | St | 12.6 |  |  | PH | DH | NP | OH | OH | OH | 1990 | 1990 | 1990 | MS |  |  | MS |  |  | MS |  |  | NC |  |  | NC |  |  | RS | 1 | 1978 |  |  | 400 |  |  |  | 437 |  | OG | NG | [6 empty] | FF | SF |  | 90% | 70% | 556 | D | N |  |  |  | NC |  |  | OT
12981 | Motiva Enterprises LLC | 50973 | Motiva Enterprises Port Arthur Refinery | TX | 36 | OP | N | Y | 3 | 2004 | 56287 | ST | ST | St | 1.9 |  |  | PH | DH | NH | OH | OH | OH | 2007 | 2007 | 2007 | MS |  |  | MS |  |  | MS |  |  | NC |  |  | NC |  |  | VO | 1 | 1981 |  |  | 160 |  |  | 110 |  | 54.8 | OG | NG | [6 empty] | DB |  |  | 90% | 70% | 139.3 | D | N |  |  |  | NC |  |  | NC
12981 | Motiva Enterprises LLC | 50973 | Motiva Enterprises Port Arthur Refinery | TX | 37 | OP | N | Y | 2 | 2004 | 54322 | ST | ST | St | 27.8 |  |  | PH | DH | NH | OH | OH | OH | 2004 | 2004 | 2004 | MS |  |  | MS |  |  | MS |  |  | NC |  |  | NC |  |  | VO | 1 | 2005 |  |  | 300 |  |  |  | 205 | 105.3 | OG | NG | [6 empty] | DB |  |  | 90% | 80% | 394.7 | D | N |  |  |  | NC |  |  | NC
12981 | Motiva Enterprises LLC | 50973 | Motiva Enterprises Port Arthur Refinery | TX | 41 | OP | N | Y | 12 | 2010 | 6056 | ST | ST | St | 26.62 |  |  | PH | DH | NH | OH | OH | OH | 2011 | 2011 | 2011 | MS |  |  | MS |  |  | MS |  |  | NC |  |  | NC |  |  | VO | 1 | 2012 |  |  | 400 |  |  | 713.8 |  | 268.4 | OG | NG | [6 empty] | DB |  |  | 80% | 80% | 481.5 |  | N |  |  |  | NC |  |  | NC
12981 | Motiva Enterprises LLC | 50973 | Motiva Enterprises Port Arthur Refinery | TX | 42 | OP | N | Y | 12 | 2010 | 6056 | ST | ST | St | 26.62 |  |  | PH | DH | NH | OH | OH | OH | 2011 | 2011 | 2011 | MS |  |  | MS |  |  | MS |  |  | NC |  |  | NC |  |  | VO | 1 | 2012 |  |  | 400 |  |  | 713.8 |  | 268.4 | OG | NG | [6 empty] | DB |  |  | 80% | 80% | 908.1 |  | N |  |  |  | NC |  |  | NC
12981 | Motiva Enterprises LLC | 50973 | Motiva Enterprises Port Arthur Refinery | TX | 43 | OP | N | Y | 12 | 2010 | 6056 | ST | ST | St | 26.62 |  |  | PH | DH | NH | OH | OH | OH | 2011 | 2011 | 2011 | MS |  |  | MS |  |  | MS |  |  | NC |  |  | NC |  |  | VO | 1 | 2012 |  |  | 400 |  |  | 713.8 |  | 268.4 | OG | NG | [6 empty] | DB |  |  | 80% | 80% | 908.1 |  | N |  |  |  | NC |  |  | NC
12981 | Motiva Enterprises LLC | 50973 | Motiva Enterprises Port Arthur Refinery | TX | 44 | OP | N | Y | 12 | 2010 | 6056 | ST | ST | St | 26.62 |  |  | PH | DH | NH | NV | OH | OH | 2011 | 2011 | 2011 | MS |  |  | MS |  |  | MS |  |  | NC |  |  | NC |  |  | VO | 1 | 2012 |  |  | 400 |  |  | 713.8 |  | 268.4 | OG | NG | [6 empty] | DB |  |  | 80% | 80% | 908.1 |  | N |  |  |  | NC |  |  | NC
12981 | Motiva Enterprises LLC | 50973 | Motiva Enterprises Port Arthur Refinery | TX | 46 | OP | Db | Y | 12 | 2010 | 6056 | ST | ST | St | 4.44 |  |  | PH | DH | NP | OH | OH | YR | 2011 | 2011 | 2011 | MS |  |  | MS |  |  | MS |  |  | NC |  |  | NC |  |  | VO | 1 | 1957 |  |  | 400 |  |  | 713.8 |  | 268.4 | OG | NG | [6 empty] | DB |  |  | 80% | 80% | 908.1 |  | N |  |  |  | NH |  |  | NC
12981 | Motiva Enterprises LLC | 50973 | Motiva Enterprises Port Arthur Refinery | TX | COB | RE | D |  |  |  |  | ST | ST | NA | 12.2 |  |  | PH | DH | NH | FM | FM | FM | 1990 | 1990 | 1990 | [9 empty] | NC | [5 empty] | BW | 1 | 1986 | 2 | 2006 | 300 |  |  |  | 205 | 102.7 | NG | [7 empty] | DB |  |  | 90% | 80% | 391.8 | D | N
14932 | US Operating Services Company | 50974 | Scrubgrass Generating Company LP | PA | UNIT 1 | OP
14932 | US Operating Services Company | 50974 | Scrubgrass Generating Company LP | PA | UNIT 2 | OP
14932 | US Operating Services Company | 50976 | Indiantown Cogeneration LP | FL | AAB01 | OP | Db | Y | 3 | 1992 | PSD-FL-168 | ST | ST | ST | 10 | 582 | 582 | OP | DH | NH | SM | DA | DA | 1995 | 1995 | 1995 | MS |  |  | MS |  |  | MS |  |  | IF |  |  | NC |  |  | FW | 12 | 1995 | 12 | 2025 | 2500 | 264 | 0 | 0 | 0 |  | BIT | [7 empty] | OF |  |  | 90% | 90% | 651556 | D | N |  |  |  | LN |  |  | NC
24202 | Carr Street Generating Sta LP | 50978 | Carr Street Generating Station | NY | HRSG1 | OP
24202 | Carr Street Generating Sta LP | 50978 | Carr Street Generating Station | NY | HRSG2 | OP
54824 | SUEZ Energy Generation NA Inc | 51026 | Ryegate Power Station | VT | BLR1 | OP | N
27769 | Ocean State Power Co | 51030 | Ocean State Power | RI | HRSG1 | OP | N
27769 | Ocean State Power Co | 51030 | Ocean State Power | RI | HRSG2 | OP | N
56601 | Covanta MacArthur Renewable Energy | 51038 | MacArthur Waste to Energy Facility | NY | B1 | OP
56601 | Covanta MacArthur Renewable Energy | 51038 | MacArthur Waste to Energy Facility | NY | B2 | OP
5347 | Dow Chemical Co | 52006 | LaO Energy Systems | LA | HRU100 | OP | Db | N |  |  |  | ST | NA | St | 0.6 |  |  | PB |  | NP | NS |  | DT | 1997 |  | 2004 | MS | [5 empty] | MS | [8 empty] | VO | 11 | 1978 |  |  | 645 |  |  | 441.5 |  | 345.4 | OG | OTH | [6 empty] | DB |  |  | 90% | 90% | 483793 |  | N |  |  |  | NA |  |  | NA
5347 | Dow Chemical Co | 52006 | LaO Energy Systems | LA | HRU200 | OP | Db | N |  |  |  | ST | NA | St | 0.6 |  |  | PB |  | NP | NS |  | DT | 1997 |  | 2004 | MS | [5 empty] | MS | [8 empty] | VO | 2 | 1979 |  |  | 645 |  |  | 436 |  | 345.4 | OG | OTH | [6 empty] | DB |  |  | 90% | 90% | 483793 |  | N |  |  |  | NA |  |  | NA
19876 | Virginia Electric & Power Co | 52007 | Mecklenburg Power Station | VA | BLR1 | OP | Da | Y | 3 | 2003 | 30861 | ST | ST | ST | 0.02 |  |  | PB | SB | NP | NS | MO | MO | 1992 | 1992 | 1992 | MS |  |  | MS |  |  | MS |  |  | IF |  |  | IF |  |  | FW | 11 | 1992 |  |  | 600 | 29 | 0 | 0 | 0 |  | BIT | [7 empty] | FF |  |  | 90% |  | 135613 | D | N |  |  |  | LN | AA |  | LN | AA
19876 | Virginia Electric & Power Co | 52007 | Mecklenburg Power Station | VA | BLR2 | OP | Da | Y | 3 | 2003 | 30861 | ST | ST | ST | 0.02 |  |  | PB | SB | NP | NS | MO | MO | 1992 | 1992 | 1992 | MS |  |  | MS |  |  | MS |  |  | IF |  |  | IF |  |  | FW | 11 | 1992 |  |  | 600 | 29 | 0 | 0 | 0 |  | BIT | [7 empty] | FF |  |  | 90% |  | 135613 | D | N |  |  |  | LN | AA |  | LN | AA
10875 | Lee County Board-Commissioners | 52010 | Lee County Solid Waste Energy | FL | BLR1 | OP | N
10875 | Lee County Board-Commissioners | 52010 | Lee County Solid Waste Energy | FL | BLR2 | OP | N
10875 | Lee County Board-Commissioners | 52010 | Lee County Solid Waste Energy | FL | BLR3 | OP
5310 | Doswell Ltd Partnership | 52019 | Doswell Energy Center | VA | HR501 | OP | Da | Y | 8 | 2005 | 51018 | ST | ST | ST | 0.0192 |  |  | PB | DP | NM | OH | OH | OH | 1992 | 1992 | 1992 | MS |  |  | MS |  |  | MS |  |  | SS |  |  | NC |  |  | NT | 5 | 1992 | 12 | 2022 | 550 | 0 | 44.2 | 267.5 | 0 | 771 | NG | DFO | [6 empty] | DB |  |  | 100% | 100% |  |  | N |  |  |  | SR |  |  | NC
5310 | Doswell Ltd Partnership | 52019 | Doswell Energy Center | VA | HR502 | OP | Da | Y | 8 | 2005 | 51018 | ST | ST | ST | 0.0192 |  |  | PB | DP | NM | OH | OH | OH | 1992 | 1992 | 1992 | MS |  |  | MS |  |  | MS |  |  | SS |  |  | NC |  |  | NT | 5 | 1992 | 12 | 2022 | 550 | 0 | 44.2 | 267.5 | 0 | 771 | NG | DFO | [6 empty] | DB |  |  | 100% | 100% |  |  | N |  |  |  | SR |  |  | NC
5310 | Doswell Ltd Partnership | 52019 | Doswell Energy Center | VA | HR601 | OP | Da | Y | 8 | 2005 | 51018 | ST | ST | ST | 0.0192 |  |  | PB | DP | NM | OH | OH | OH | 1992 | 1992 | 1992 | MS |  |  | MS |  |  | MS |  |  | SS |  |  | NC |  |  | NT | 5 | 1992 | 12 | 2022 | 550 | 0 | 44.2 | 267.5 | 0 | 771 | NG | DFO | [6 empty] | DB |  |  | 100% | 100% |  |  | N |  |  |  | SR |  |  | NC
5310 | Doswell Ltd Partnership | 52019 | Doswell Energy Center | VA | HR602 | OP | Da | Y | 8 | 2005 | 51018 | ST | ST | ST | 0.0192 |  |  | PB | DP | NM | OH | OH | OH | 1992 | 1992 | 1992 | MS |  |  | MS |  |  | MS |  |  | SS |  |  | NC |  |  | NT | 5 | 1992 | 12 | 2022 | 550 | 0 | 44.2 | 267.5 | 0 | 771 | NG | DFO | [6 empty] | DB |  |  | 100% | 100% |  |  | N |  |  |  | SR |  |  | NC
16001 | Rhode Island Hospital | 52024 | Rhode Island Hospital | RI | 2 | OP | N
16001 | Rhode Island Hospital | 52024 | Rhode Island Hospital | RI | 3 | OP | N
16001 | Rhode Island Hospital | 52024 | Rhode Island Hospital | RI | 4 | OP | N
16001 | Rhode Island Hospital | 52024 | Rhode Island Hospital | RI | 5 | OP | N
16001 | Rhode Island Hospital | 52024 | Rhode Island Hospital | RI | 6 | OP
56516 | Morris Energy Operations Company, LLC | 52026 | Dartmouth Power Associates LP | MA | HRSG | OP
2091 | Phillips 66 | 52031 | Alliance Refinery | LA | B01B3 | OP | N
19724 | Vanderbilt University | 52048 | Vanderbilt University Power Plant | TN | 7 | OP | N
19724 | Vanderbilt University | 52048 | Vanderbilt University Power Plant | TN | 8 | OP | N
19724 | Vanderbilt University | 52048 | Vanderbilt University Power Plant | TN | 9 | OP | N
19724 | Vanderbilt University | 52048 | Vanderbilt University Power Plant | TN | HRSG1 | OP | N
19724 | Vanderbilt University | 52048 | Vanderbilt University Power Plant | TN | HRSG2 | OP | N
19153 | Nassau Energy Corp | 52056 | Nassau Energy Corp | NY | 4 | OP
22337 | Alcoa World Alumina LLC | 52069 | Point Comfort Operations | TX | HP1 | OP | N
22337 | Alcoa World Alumina LLC | 52069 | Point Comfort Operations | TX | HP2 | OP | N
22337 | Alcoa World Alumina LLC | 52069 | Point Comfort Operations | TX | HP3 | OP | N
22337 | Alcoa World Alumina LLC | 52069 | Point Comfort Operations | TX | HP4 | OP | N
22337 | Alcoa World Alumina LLC | 52069 | Point Comfort Operations | TX | HP5 | OP | N
22337 | Alcoa World Alumina LLC | 52069 | Point Comfort Operations | TX | HP6 | OP | N
57098 | Sandow Power Co LLC | 52071 | Sandow No 5 | TX | 5A | OP | Da | Y | 9 | 2003 | 48437 | FD | FD | FD | 0.015 | 1.4 | 0.08 | PB | OT | NP | TH | OT | OT | 2009 | 2009 | 2011 | MS |  |  | MS |  |  | MS |  |  | OT |  |  | NC |  |  | FW | 1 | 2010 |  |  | 2045 | 231.4 |  |  |  |  | LIG | [7 empty] | FB |  |  | 80% | 80% | 593515 | D | N |  |  |  | CF | SN |  | NC
57098 | Sandow Power Co LLC | 52071 | Sandow No 5 | TX | 5B | OP | Da | Y | 9 | 2003 | 48437 | FD | FD | FD | 0.015 | 1.4 | 0.08 | PB | OT | NP | TH | OT | OT | 2009 | 2009 | 2011 | MS |  |  | MS |  |  | MS |  |  | OT |  |  | NC |  |  | FW | 1 | 2010 |  |  | 2045 | 231.4 |  |  |  |  | LIG | [7 empty] | FB |  |  | 80% | 80% | 593515 | D | N |  |  |  | CF | SN |  | NC
57098 | Sandow Power Co LLC | 52071 | Sandow No 5 | TX | SANDW1 | RE | N |  |  |  |  | ST | ST | ST | 0.1 |  |  | PB | DP | NH | PS | PS | PS | 1989 | 1995 | 2001 | MS |  |  | MS |  |  | MS |  |  | OT |  |  | OT |  |  | CE | 12 | 1953 | 12 | 2006 | 800 | 65 | 0 | 0 | 0 |  | LIG | [7 empty] | TF |  |  | 90% |  | 300000 | W | N
57098 | Sandow Power Co LLC | 52071 | Sandow No 5 | TX | SANDW2 | RE | N |  |  |  |  | ST | ST | ST | 0.1 |  |  | PB | DP | NH | PS | PS | PS | 1989 | 1995 | 2000 | MS |  |  | MS |  |  | MS |  |  | OT |  |  | OT |  |  | CE | 2 | 1954 | 12 | 2006 | 800 | 65 | 0 | 0 | 0 |  | LIG | [7 empty] | TF |  |  | 90% |  | 300000 | W | N
57098 | Sandow Power Co LLC | 52071 | Sandow No 5 | TX | SANDW3 | RE | N |  |  |  |  | ST | ST | ST | 0.1 |  |  | PB | DP | NH | PS | PS | PS | 1989 | 1995 | 2002 | MS |  |  | MS |  |  | MS |  |  | OT |  |  | OT |  |  | CE | 7 | 1954 | 12 | 2006 | 800 | 65 | 0 | 0 | 0 |  | LIG | [7 empty] | TF |  |  | 90% |  | 300000 | W | N
22218 | U S Army-Radford | 52072 | Radford Army Ammunition Plant | VA | 1 | RE | N
22218 | U S Army-Radford | 52072 | Radford Army Ammunition Plant | VA | 2 | OP | N
22218 | U S Army-Radford | 52072 | Radford Army Ammunition Plant | VA | 3 | OP | N
22218 | U S Army-Radford | 52072 | Radford Army Ammunition Plant | VA | 4 | OP | N
22218 | U S Army-Radford | 52072 | Radford Army Ammunition Plant | VA | 5 | OP | N
19524 | University of California-LA | 52073 | UCLA So Campus Cogen Project | CA | HRSG A | OP
19524 | University of California-LA | 52073 | UCLA So Campus Cogen Project | CA | HRSG B | OP
22652 | Texas City Cogeneration LLC | 52088 | Texas City Power Plant | TX | HRSG 1 | OP | Db | Y | 9 | 2005 | 89 | ST | ST | St | 7 | 19.4 | 476.3 | PH | DH | NH | NS | NS | NS | 2005 | 2005 | 2005 | MS |  |  | MS |  |  | MS |  |  | NC |  |  | NC |  |  | EC | 5 | 1987 |  |  | 700 | 0 | 0 | 396.7 | 0 | 565 | NG | OG | [6 empty] | DB |  |  | 100% | 100% | 2857600 |  | N |  |  |  | NC |  |  | NA
22652 | Texas City Cogeneration LLC | 52088 | Texas City Power Plant | TX | HRSG 2 | OP | Db | Y | 9 | 2005 | 89 | ST | ST | St | 7 | 19.4 | 70.4 | PH | DH | NH | NS | NS | NS | 2005 | 2005 | 2005 | MS |  |  | MS |  |  | MS |  |  | NC |  |  | NC |  |  | EC | 5 | 1987 |  |  | 700 | 0 | 0 | 396.7 | 0 | 565 | NG | OG | [6 empty] | DB |  |  | 100% | 100% | 2857600 |  | N |  |  |  | LN |  |  | NA
22652 | Texas City Cogeneration LLC | 52088 | Texas City Power Plant | TX | HRSG 3 | OP | Db | Y | 9 | 2005 | 89 | ST | ST | St | 7 | 19.4 | 70.4 | PH | DH | NH | NS | NS | NS | 2005 | 2005 | 2007 | MS |  |  | MS |  |  | MS |  |  | NC |  |  | NC |  |  | EC | 5 | 1987 |  |  | 700 | 0 | 0 | 396.7 | 0 | 565 | NG | OG | [6 empty] | DB |  |  | 100% | 100% | 2857600 |  | N |  |  |  | LN |  |  | NA
57151 | Celanese Acetate LLC | 52089 | Celanese Acetate LLC | VA | NO1BLR | OP | N
57151 | Celanese Acetate LLC | 52089 | Celanese Acetate LLC | VA | NO2BLR | OP | N
57151 | Celanese Acetate LLC | 52089 | Celanese Acetate LLC | VA | NO3BLR | OP | N
57151 | Celanese Acetate LLC | 52089 | Celanese Acetate LLC | VA | NO4BLR | OP | N
57151 | Celanese Acetate LLC | 52089 | Celanese Acetate LLC | VA | NO5BLR | OP | N
57151 | Celanese Acetate LLC | 52089 | Celanese Acetate LLC | VA | NO6BLR | OP | N
57151 | Celanese Acetate LLC | 52089 | Celanese Acetate LLC | VA | NO7BLR | OP | N
57151 | Celanese Acetate LLC | 52089 | Celanese Acetate LLC | VA | NO8BLR | OP | N
57151 | Celanese Acetate LLC | 52089 | Celanese Acetate LLC | VA | NO9BLR | OP | N
49732 | Chevron Products Company-Richmond | 52105 | Richmond Refinery TG800 | CA | 1BLR | OP | N
49732 | Chevron Products Company-Richmond | 52105 | Richmond Refinery TG800 | CA | 3BLR | OP | N
49732 | Chevron Products Company-Richmond | 52105 | Richmond Refinery TG800 | CA | 4BLR | OP | N
49732 | Chevron Products Company-Richmond | 52105 | Richmond Refinery TG800 | CA | 5BLR | OP | N
49732 | Chevron Products Company-Richmond | 52105 | Richmond Refinery TG800 | CA | 7BLR | OP | N
49732 | Chevron Products Company-Richmond | 52105 | Richmond Refinery TG800 | CA | HRSG1 | OP
49732 | Chevron Products Company-Richmond | 52105 | Richmond Refinery TG800 | CA | HRSG2 | OP
18340 | PES | 52106 | Philadelphia Refinery | PA | 37 | OP | N
18340 | PES | 52106 | Philadelphia Refinery | PA | 38 | OS | N
18340 | PES | 52106 | Philadelphia Refinery | PA | 39 | OP | N
18340 | PES | 52106 | Philadelphia Refinery | PA | 40 | OP | N
50163 | Valero Energy Corporation | 52108 | Valero Energy Port Arthur Refinery | TX | 31 | OP
50163 | Valero Energy Corporation | 52108 | Valero Energy Port Arthur Refinery | TX | 32 | OP
50163 | Valero Energy Corporation | 52108 | Valero Energy Port Arthur Refinery | TX | 33 | OP
50163 | Valero Energy Corporation | 52108 | Valero Energy Port Arthur Refinery | TX | 34 | OP
50163 | Valero Energy Corporation | 52108 | Valero Energy Port Arthur Refinery | TX | 35 | OP
50163 | Valero Energy Corporation | 52108 | Valero Energy Port Arthur Refinery | TX | 6 | RE | [38 empty] | 11 | 2006
50163 | Valero Energy Corporation | 52108 | Valero Energy Port Arthur Refinery | TX | 7 | RE | [38 empty] | 11 | 2006
19876 | Virginia Electric & Power Co | 52118 | Multitrade of Pittsylvania LP | VA | 101 | OP | N
19876 | Virginia Electric & Power Co | 52118 | Multitrade of Pittsylvania LP | VA | 102 | OP | N
19876 | Virginia Electric & Power Co | 52118 | Multitrade of Pittsylvania LP | VA | 103 | OP | N
5338 | Dow Chemical Co | 52120 | Dow Chemical Texas Operation | TX | G64 | OP | Da | N |  |  |  | ST | ST | St | 0.1011 | 0.0014 | 0.22417 | OT | OT | OT | OH | OH | OH | 1984 | 1984 | 1984 | MS |  |  | MS |  |  | MS |  |  | NC |  |  | NC |  |  | VO | 9 | 1987 |  |  | 13000 | [5 empty] | NG | OG | [6 empty] | OT |  |  | 90% | [7 empty] | NC |  |  | NC
5338 | Dow Chemical Co | 52120 | Dow Chemical Texas Operation | TX | G65 | OP | Da | N |  |  |  | ST | ST | St | 0.1011 | 0.0014 | 0.22417 | OT | OT | OT | OH | OH | OH | 1982 | 1982 | 1982 | MS |  |  | MS |  |  | MS |  |  | NC |  |  | NC |  |  | VO | 9 | 1987 |  |  | 13000 | [5 empty] | NG | OG | [6 empty] | OT |  |  | 90% | [7 empty] | NC |  |  | NC
44466 | BP PLC | 52130 | Whiting Refinery | IN | 13BLR | RE | [38 empty] | 2 | 2006
44466 | BP PLC | 52130 | Whiting Refinery | IN | 14BLR | RE | [38 empty] | 2 | 2006
44466 | BP PLC | 52130 | Whiting Refinery | IN | 15BLR | RE
44466 | BP PLC | 52130 | Whiting Refinery | IN | 16BLR | RE
44466 | BP PLC | 52130 | Whiting Refinery | IN | 17BLR | RE
44466 | BP PLC | 52130 | Whiting Refinery | IN | 31BLR | OP
44466 | BP PLC | 52130 | Whiting Refinery | IN | 32BLR | OP
44466 | BP PLC | 52130 | Whiting Refinery | IN | 33BLR | OP
44466 | BP PLC | 52130 | Whiting Refinery | IN | 34BLR | OP
44466 | BP PLC | 52130 | Whiting Refinery | IN | 36BLR | OP
17566 | South Houston Green Power LP | 52132 | Power Station 4 | TX | HRSG1 | OP
17566 | South Houston Green Power LP | 52132 | Power Station 4 | TX | HRSG2 | OP
8009 | International Paper Co | 52140 | International Paper Prattville Mill | AL | PB1 | OP | N
8009 | International Paper Co | 52140 | International Paper Prattville Mill | AL | PB2 | OP | N
8009 | International Paper Co | 52140 | International Paper Prattville Mill | AL | RF1 | OP | N
8009 | International Paper Co | 52140 | International Paper Prattville Mill | AL | RF2 | OP | N
12303 | Merck & Co Inc-West Point | 52149 | West Point | PA | B4 | OS
9424 | International Paper Co-Eastovr | 52151 | International Paper Eastover Facility | SC | PB1 | OP | D | Y | 2 | 1982 | P/C-40-128 | FD | FD | FD | 0.1 |  |  | PB | DP | NP | PS | MO | TH | 1984 | 1984 | 1984 | MS |  |  | MS |  |  | MS |  |  | NC |  |  | NC |  |  | CE | 4 | 1984 | 4 | 2084 | 400 | 440 | 74.3 |  |  |  | BIT | RFO | WO | [5 empty] | TF |  |  | 90% | 90% | 90752 | D | N |  |  |  | NC |  |  | NC
9424 | International Paper Co-Eastovr | 52151 | International Paper Eastover Facility | SC | PB2 | OP | Db | Y | 8 | 2003 | 1900-0046-DD | FD | FD | FD | 0.05 |  |  | PB | DP | NP | PS | PS | MO | 1991 | 1991 | 1991 | MS |  |  | MS |  |  | MS |  |  | NC |  |  | NC |  |  | BW | 4 | 1991 | 4 | 2091 | 300 |  | 54.6 |  | 52 |  | WDS | WO | TDF | [5 empty] | AF | DB |  | 70% | 70% | 94430 | D | N |  |  |  | NC |  |  | NC
9424 | International Paper Co-Eastovr | 52151 | International Paper Eastover Facility | SC | RF1 | OP | N | Y | 2 | 1982 | P/C-40-131 | FD | FD | FD | 0.044 |  |  | PC | DM | NM | PS | PS | PS | 1984 | 1984 | 1984 | MS |  |  | MS |  |  | MS |  |  | NC |  |  | NC |  |  | CE | 4 | 1991 | 4 | 2051 | 350 |  | 53.6 |  | 49 |  | BLQ | RFO | WO | [5 empty] | TF |  |  | 60% | 60% | 103653 |  | N |  |  |  | NC |  |  | NC
9424 | International Paper Co-Eastovr | 52151 | International Paper Eastover Facility | SC | RF2 | OP | N | Y | 7 | 1989 | 1900-0046-CB | FD | FD | FD | 0.03 |  |  | PC | DM | NM | PS | PS | PS | 1991 | 1991 | 1991 | MS |  |  | MS |  |  | MS |  |  | NC |  |  | NC |  |  | TM | 4 | 1991 | 4 | 2051 | 725 |  | 103 |  | 97 |  | BLQ | RFO | WO | [5 empty] | FB |  |  | 70% | 70% | 194136 |  | N |  |  |  | NC |  |  | NC
9348 | International Paper | 52152 | International Paper Franklin Mill | VA | 9PB | OP
9348 | International Paper | 52152 | International Paper Franklin Mill | VA | 4RB | OS | N
9348 | International Paper | 52152 | International Paper Franklin Mill | VA | 5PB | OS | N
9348 | International Paper | 52152 | International Paper Franklin Mill | VA | 5RB | OS | N
9348 | International Paper | 52152 | International Paper Franklin Mill | VA | 6PB | OS | N
9348 | International Paper | 52152 | International Paper Franklin Mill | VA | 6RB | OP | N
9348 | International Paper | 52152 | International Paper Franklin Mill | VA | 7PB | OS | N
24210 | Riverbay Corp | 52168 | Riverbay | NY | U00003 | OP
24210 | Riverbay Corp | 52168 | Riverbay | NY | U00004 | OP
24210 | Riverbay Corp | 52168 | Riverbay | NY | U00006 | OP
7168 | CITGO Petroleum Corp | 52175 | CITGO Refinery Powerhouse | LA | B1 | OP | N
7168 | CITGO Petroleum Corp | 52175 | CITGO Refinery Powerhouse | LA | B1A | OP | N
7168 | CITGO Petroleum Corp | 52175 | CITGO Refinery Powerhouse | LA | B1B | OP | N
7168 | CITGO Petroleum Corp | 52175 | CITGO Refinery Powerhouse | LA | B1C | OP | N
15300 | Power Resources Ltd | 52176 | C R Wing Cogen Plant | TX | HRSG1 | OP
15300 | Power Resources Ltd | 52176 | C R Wing Cogen Plant | TX | HRSG2 | OP
4202 | Phillips 66-Ponca City Refinery | 52188 | Ponca City Refinery | OK | B10 | PL
4202 | Phillips 66-Ponca City Refinery | 52188 | Ponca City Refinery | OK | B21 | OP
4202 | Phillips 66-Ponca City Refinery | 52188 | Ponca City Refinery | OK | B22 | OP
4202 | Phillips 66-Ponca City Refinery | 52188 | Ponca City Refinery | OK | B6 | RE
4202 | Phillips 66-Ponca City Refinery | 52188 | Ponca City Refinery | OK | B7 | RE | N
4202 | Phillips 66-Ponca City Refinery | 52188 | Ponca City Refinery | OK | B8 | OP
4202 | Phillips 66-Ponca City Refinery | 52188 | Ponca City Refinery | OK | B9 | PL
4202 | Phillips 66-Ponca City Refinery | 52188 | Ponca City Refinery | OK | DB1 | RE | N
4202 | Phillips 66-Ponca City Refinery | 52188 | Ponca City Refinery | OK | DB2 | RE | N
56605 | Delaware City Refining Company LLC | 52193 | Delaware City Plant | DE | BLR1 | OS | N | N |  |  |  | ST | ST | ST | 20 |  |  | OP | SU | NP | YR | NV | DA | 1993 | 1993 | 2000 | MS |  |  | MS |  |  | MS |  |  | NC |  |  | NC |  |  | RS | 9 | 1956 | 12 | 2050 | 550 |  | 116.1 | 771.9 | 0 |  | OG | [7 empty] | SF |  |  | 80% | 80% | 131300 |  | N |  |  |  | NC |  |  | NC
56605 | Delaware City Refining Company LLC | 52193 | Delaware City Plant | DE | BLR2 | OP | N | N |  |  |  | ST | ST | ST | 20 |  |  | OP | SU | NP | YR | NV | DA | 2004 | 2004 | 2004 | MS |  |  | MS |  |  | MS |  |  | NC |  |  | NC |  |  | RS | 9 | 1956 | 12 | 2050 | 410 |  | 116.1 | 771.9 | 0 |  | OG | [7 empty] | SF |  |  | 80% | 80% | 131300 |  | N |  |  |  | NC |  |  | NC
56605 | Delaware City Refining Company LLC | 52193 | Delaware City Plant | DE | BLR3 | OP | N | N |  |  |  | ST | ST | ST | 20 |  |  | PB | SU | NP | YR | NV | DA | 1993 | 1993 | 2000 | MS |  |  | MS |  |  | MS |  |  | NC |  |  | NC |  |  | RS | 9 | 1956 | 12 | 2050 | 430 |  | 116.1 | 771.9 | 0 |  | OG | [7 empty] | SF |  |  | 80% | 80% | 131300 |  | N |  |  |  | NC |  |  | NC
56605 | Delaware City Refining Company LLC | 52193 | Delaware City Plant | DE | BLR4 | OP | N | N |  |  |  | ST | ST | ST | 20 |  |  | OP | SU | NP | YR | NV | DA | 1993 | 1993 | 1999 | MS |  |  | MS |  |  | MS |  |  | NC |  |  | NC |  |  | FW | 4 | 1962 | 12 | 2050 | 540 |  | 129.2 | 732 | 0 |  | OG | [7 empty] | SF |  |  | 80% | 80% | 137000 |  | N |  |  |  | NC |  |  | NC
56605 | Delaware City Refining Company LLC | 52193 | Delaware City Plant | DE | HRSG 1 | OP | Db | N |  |  |  | ST | ST | ST | 0.009 |  |  | PB | SU | NM | YR | NV | DA | 2001 | 2001 | 2001 | MS |  |  | MS |  |  | MS |  |  | NC |  |  | NC |  |  | NT | 5 | 2000 | 5 | 2050 | 400 |  | 13.2 | 3375 | 0 | 524 | NG | [7 empty] | DB |  |  | 40% | 40% | 2121800 |  | N |  |  |  | NC |  |  | NC
56605 | Delaware City Refining Company LLC | 52193 | Delaware City Plant | DE | HRSG 2 | OP | Db | N |  |  |  | ST | ST | ST | 0.009 |  |  | PB | SU | NM | YR | NV | DA | 2001 | 2001 | 2001 | MS |  |  | MS |  |  | MS |  |  | NC |  |  | NC |  |  | NT | 5 | 2000 | 5 | 2050 | 400 |  | 13.2 | 3375 | 0 | 524 | NG | [7 empty] | DB |  |  | 40% | 40% | 211800 |  | N |  |  |  | NC |  |  | NC
17610 | SP Fiber Technologies LLC | 54004 | Dublin Mill | GA | HRSG | OP | N
17610 | SP Fiber Technologies LLC | 54004 | Dublin Mill | GA | PB1 | OP | N
17610 | SP Fiber Technologies LLC | 54004 | Dublin Mill | GA | PB2 | OP | N
20541 | Wheelabrator Environmental Systems | 54033 | Wheelabrator North Broward | FL | BLR1 | OP | N
20541 | Wheelabrator Environmental Systems | 54033 | Wheelabrator North Broward | FL | BLR2 | OP | N
20541 | Wheelabrator Environmental Systems | 54033 | Wheelabrator North Broward | FL | BLR3 | OP | N
6838 | CCI Rensselaer LLC | 54034 | Rensselaer Cogen | NY | HRSG | OP
55808 | Westmoreland Partners | 54035 | Roanoke Valley Energy Facililty I | NC | BLR1 | OP | Db | Y | 6 | 2007 | 06964T17 | ST | ST | ST | 0.02 |  |  | PB | DP | NP | SM | MO | MO | 1993 | 1993 | 1993 | MS |  |  | MS |  |  | MS |  |  | NC |  |  | NC |  |  | RS | 5 | 1994 | 6 | 2020 | 1250 | 66.1 | 43.2 | 0 | 0 |  | BIT | [7 empty] | FF |  |  | 90% |  | 304005 | D | N |  |  |  | LA | OV | LN | NC
11127 | Lockport Energy Associates LP | 54041 | Lockport Energy Associates LP | NY | 4 | OP
14584 | Pawtucket Power Associates LP | 54056 | Pawtucket Power Associates | RI | HRSG | OP
9261 | Indeck-Olean Ltd Partnership | 54076 | Indeck Olean Energy Center | NY | HRSG1 | OP | N
55740 | Spruance Operating Services LLC | 54081 | Spruance Genco LLC | VA | 1A | OP | Da | Y | 3 | 2006 | DTE-658-90 | ST | ST | ST | 0.02 | 0.135 | 0.305 | PB | DP | NP | NS | TH | MO | 1992 | 1992 | 1992 | MS |  |  | MS |  |  | MS |  |  | NC |  |  | NC |  |  | CE | 5 | 1992 | 5 | 2032 | 275 | 13.2 | 0 | 0 | 0 |  | BIT | [7 empty] | SS |  |  | 80% | 90% | 69619 | D | Y |  |  |  | NC |  |  | NC
55740 | Spruance Operating Services LLC | 54081 | Spruance Genco LLC | VA | 1B | OP | Da | Y | 3 | 2006 | DTE-658-90 | ST | ST | ST | 0.02 | 0.135 | 0.305 | PB | DP | NP | NS | TH | MO | 1992 | 1992 | 1992 | MS |  |  | MS |  |  | MS |  |  | NC |  |  | NC |  |  | CE | 5 | 1992 | 5 | 2032 | 275 | 13.2 | 0 | 0 | 0 |  | BIT | [7 empty] | SS |  |  | 80% | 90% | 69619 | D | Y |  |  |  | NC |  |  | NC
55740 | Spruance Operating Services LLC | 54081 | Spruance Genco LLC | VA | 2A | OP | Da | Y | 3 | 2006 | DTE-658-90 | ST | ST | ST | 0.02 | 0.135 | 0.305 | PB | DP | NP | NS | TH | MO | 1992 | 1992 | 1992 | MS |  |  | MS |  |  | MS |  |  | NC |  |  | NC |  |  | CE | 5 | 1992 | 5 | 2032 | 275 | 13.2 | 0 | 0 | 0 |  | BIT | [7 empty] | SS |  |  | 80% | 90% | 69619 | D | Y |  |  |  | NC |  |  | NC
55740 | Spruance Operating Services LLC | 54081 | Spruance Genco LLC | VA | 2B | OP | Da | Y | 3 | 2006 | DTE-658-90 | ST | ST | ST | 0.02 | 0.135 | 0.305 | PB | DP | NP | NS | TH | MO | 1992 | 1992 | 1992 | MS |  |  | MS |  |  | MS |  |  | NC |  |  | NC |  |  | CE | 5 | 1992 | 5 | 2032 | 275 | 13.2 | 0 | 0 | 0 |  | BIT | [7 empty] | SS |  |  | 80% | 90% | 69619 | D | Y |  |  |  | NC |  |  | NC
55740 | Spruance Operating Services LLC | 54081 | Spruance Genco LLC | VA | 3A | OP | Da | Y | 3 | 2006 | DTE-658-90 | ST | ST | ST | 0.02 | 0.135 | 0.305 | PB | DP | NP | NS | TH | MO | 1992 | 1992 | 1992 | MS |  |  | MS |  |  | MS |  |  | NC |  |  | NC |  |  | CE | 8 | 1992 | 5 | 2032 | 275 | 13.2 | 0 | 0 | 0 |  | BIT | [7 empty] | SS |  |  | 80% | 90% | 69619 | D | Y |  |  |  | NC |  |  | NC
55740 | Spruance Operating Services LLC | 54081 | Spruance Genco LLC | VA | 3B | OP | Da | Y | 3 | 2006 | DTE-658-90 | ST | ST | ST | 0.02 | 0.135 | 0.305 | PB | DP | NP | NS | TH | MO | 1992 | 1992 | 1992 | MS |  |  | MS |  |  | MS |  |  | NC |  |  | NC |  |  | CE | 8 | 1992 | 5 | 2032 | 275 | 13.2 | 0 | 0 | 0 |  | BIT | [7 empty] | SS |  |  | 80% | 90% | 69619 | D | Y |  |  |  | NC |  |  | NC
55740 | Spruance Operating Services LLC | 54081 | Spruance Genco LLC | VA | 4A | OP | Da | Y | 3 | 2006 | DTE-658-90 | ST | ST | ST | 0.02 | 0.135 | 0.305 | PB | DP | NP | NS | TH | MO | 1992 | 1992 | 1992 | MS |  |  | MS |  |  | MS |  |  | NC |  |  | NC |  |  | CE | 8 | 1992 | 5 | 2032 | 275 | 13.2 | 0 | 0 | 0 |  | BIT | [7 empty] | SS |  |  | 80% | 90% | 69619 | D | Y |  |  |  | NC |  |  | NC
55740 | Spruance Operating Services LLC | 54081 | Spruance Genco LLC | VA | 4B | OP | Da | Y | 3 | 2006 | DTE-658-90 | ST | ST | ST | 0.02 | 0.135 | 0.305 | PB | DP | NP | NS | TH | MO | 1992 | 1992 | 1992 | MS |  |  | MS |  |  | MS |  |  | NC |  |  | NC |  |  | CE | 8 | 1992 | 5 | 2032 | 275 | 13.2 | 0 | 0 | 0 |  | BIT | [7 empty] | SS |  |  | 80% | 90% | 69619 | D | Y |  |  |  | NC |  |  | NC
55738 | Verso Paper Androscoggin LLC | 54085 | Androscoggin Mill | ME | PB1 | OS | N
55738 | Verso Paper Androscoggin LLC | 54085 | Androscoggin Mill | ME | PB2 | OS | N
55738 | Verso Paper Androscoggin LLC | 54085 | Androscoggin Mill | ME | RB1 | OP | N
55738 | Verso Paper Androscoggin LLC | 54085 | Androscoggin Mill | ME | RB2 | OP | N
55738 | Verso Paper Androscoggin LLC | 54085 | Androscoggin Mill | ME | WFI | OP | N
9390 | International Paper Co-GT Mill | 54087 | International Paper Georgetown Mill | SC | PB01 | OP | D |  |  |  |  | FD | FD | FD |  |  |  | OP | DP | NP | SM | TH | TH | 1984 | 1984 | 1984 | [9 empty] | NC |  |  | NC
9390 | International Paper Co-GT Mill | 54087 | International Paper Georgetown Mill | SC | PB02 | OP | D |  |  |  |  | FD | FD | FD |  |  |  | OP | DP | NP | SM | TH | TH | 1984 | 1984 | 1984 | [9 empty] | NC |  |  | NC
9390 | International Paper Co-GT Mill | 54087 | International Paper Georgetown Mill | SC | RB01 | OP
9390 | International Paper Co-GT Mill | 54087 | International Paper Georgetown Mill | SC | RB02 | OP
9312 | IPC-Mansfield Mill | 54091 | Mansfield Mill | LA | HRSG | OP | D | Y | 7 | 2004 | PSD-LA-93(M7) | NA | NA | FD | [5 empty] | NP |  |  | OH |  |  | 1995 | MS | [5 empty] | MS | [8 empty] | DL | 8 | 1995 |  |  | 335 |  | 0 | 204.7 | 0 | 180.3 | NG | [7 empty] | DB |  |  | 100% | 100% | 150000 |  | N |  |  |  | NC |  |  | NC
9312 | IPC-Mansfield Mill | 54091 | Mansfield Mill | LA | PB1 | OP | D | Y | 7 | 2004 | PSD-LA-93(M7) | FD | FD | FD | 0.1 |  |  | PB | DP | NP | SM | OH | OH | 1981 | 1981 | 1981 | MS |  |  | MS |  |  | MS |  |  | NC |  |  | NC |  |  | BW | 10 | 1981 |  |  | 500 | 21.8 | 102.9 | 360 | 60 |  | WDS | NG | BIT | [5 empty] | RF |  |  | 80% | 80% | 450 | D | N |  |  |  | NC |  |  | NC
9312 | IPC-Mansfield Mill | 54091 | Mansfield Mill | LA | PB2 | OP | D | Y | 7 | 2004 | PSD-LA-93(M7) | FD | FD | FD | 0.1 |  |  | PB | DP | NP | SM | OH | OH | 1981 | 1981 | 1981 | MS |  |  | MS |  |  | MS |  |  | NC |  |  | NC |  |  | BW | 10 | 1981 |  |  | 500 | 14.5 | 102.9 | 360 | 60 |  | WDS | NG | BIT | [5 empty] | RF |  |  | 80% | 80% | 450 | D | N |  |  |  | NC |  |  | NC
9312 | IPC-Mansfield Mill | 54091 | Mansfield Mill | LA | RB1 | OP | D | Y | 7 | 2004 | PSD-LA-93(M7) | FD | NA | NA | 0.044 |  |  | PC |  |  | SM |  |  | 1981 |  |  | MS | [14 empty] | BW | 10 | 1981 |  |  | 429 |  | 142.9 | 322.7 | 70 |  | BLQ | [7 empty] | OF |  |  | 50% | 50% | 240000 |  | Y
9312 | IPC-Mansfield Mill | 54091 | Mansfield Mill | LA | RB2 | OP | D | Y | 7 | 2004 | PSD-LA-93(M7) | FD | NA | NA | 0.044 |  |  | PC |  |  | SM |  |  | 1981 |  |  | MS | [14 empty] | BW | 10 | 1981 |  |  | 429 |  | 142.9 | 322.7 | 70 |  | BLQ | [7 empty] | OF |  |  | 50% | 50% | 240000 |  | Y
9393 | International Paper Co-Riverdl | 54096 | International Paper Riverdale Mill | AL | BLRB1 | OP | N
9393 | International Paper Co-Riverdl | 54096 | International Paper Riverdale Mill | AL | BLRB2 | OP | N
9393 | International Paper Co-Riverdl | 54096 | International Paper Riverdale Mill | AL | BLRP1 | OP | N
9393 | International Paper Co-Riverdl | 54096 | International Paper Riverdale Mill | AL | BLRR1 | OP | N
9393 | International Paper Co-Riverdl | 54096 | International Paper Riverdale Mill | AL | BLRR2 | OP | N
9393 | International Paper Co-Riverdl | 54096 | International Paper Riverdale Mill | AL | HRSG4 | OP | N
9385 | International Paper Co | 54097 | International Paper Texarkana Mill | TX | PB1 | 0 | N
9385 | International Paper Co | 54097 | International Paper Texarkana Mill | TX | PB2 | OP | N
9385 | International Paper Co | 54097 | International Paper Texarkana Mill | TX | RB1 | OP
9385 | International Paper Co | 54097 | International Paper Texarkana Mill | TX | RB2 | OP
54738 | Thilmany LLC | 54098 | Kaukauna Paper Mill | WI | B07 | OP | N
54738 | Thilmany LLC | 54098 | Kaukauna Paper Mill | WI | B08 | OP | N
54738 | Thilmany LLC | 54098 | Kaukauna Paper Mill | WI | B09 | OP | N
54738 | Thilmany LLC | 54098 | Kaukauna Paper Mill | WI | B10 | OP | N
54738 | Thilmany LLC | 54098 | Kaukauna Paper Mill | WI | B11 | OP | N
9350 | IPC-Ticonderoga | 54099 | Ticonderoga Mill | NY | PB1 | OP
9350 | IPC-Ticonderoga | 54099 | Ticonderoga Mill | NY | RB1 | OP | N
9382 | International Paper Co-Vicksbg | 54100 | International Paper Vicksburg Mill | MS | N1BABO | OP
9382 | International Paper Co-Vicksbg | 54100 | International Paper Vicksburg Mill | MS | N1REBO | OP
7172 | Georgia-PacificCedar Springs LLC | 54101 | Georgia-Pacific Cedar Springs | GA | PB1 | OP | N | N |  |  |  | ST | ST | NA | 0.07 | 135 |  | PB | DH |  | PS | DA |  | 1968 | 1968 |  | MS |  |  | MS | [5 empty] | NC |  |  | NC |  |  | BW | 6 | 1963 | 6 | 2040 | 550 | 30.2 | 154.2 | 0 | 32 |  | BIT | WDS | RFO | [5 empty] | RF | SS | SF | 90% | 90% | 240000 | D | N
7172 | Georgia-PacificCedar Springs LLC | 54101 | Georgia-Pacific Cedar Springs | GA | PB2 | OP | N | N |  |  |  | ST | ST | NA | 0.07 | 135 |  | PB | DH |  | PS | DA |  | 1968 | 1968 |  | MS |  |  | MS | [5 empty] | NC | [5 empty] | BW | 6 | 1966 | 6 | 2043 | 550 | 30.2 | 154.2 | 0 | 32 |  | BIT | WDS | RFO | [5 empty] | RF | SS | SF | 90% | 90% | 240000 | D | N
7172 | Georgia-PacificCedar Springs LLC | 54101 | Georgia-Pacific Cedar Springs | GA | RB1 | OP | Db | Y | 2 | 2007 | 2631-099-0001-V-020 | ST | ST | NA | 46 | 300 |  | PH | DM |  | PS | TH | NS | 1992 | 1992 |  | MS |  |  | MS |  |  | NC |  |  | NC | [5 empty] | BW | 6 | 1990 |  |  | 390 |  | 121.6 |  | 53 |  | BLQ | DFO | [6 empty] | SF |  |  | 60% | 60% | 137090 |  | N |  |  |  | NA
7172 | Georgia-PacificCedar Springs LLC | 54101 | Georgia-Pacific Cedar Springs | GA | RB2 | OP | Db | Y | 2 | 2007 | 2631-099-0001-V-020 | ST | ST | NA | 46 | 300 |  | PH | DM |  | OH | TH | NS | 1992 | 1992 |  | MS |  |  | MS |  |  | NC |  |  | NC | [5 empty] | BW | 6 | 1991 |  |  | 390 |  | 121.6 |  | 53 |  | BLQ | DFO | [6 empty] | SF |  |  | 50% | 50% | 137090 | D | N |  |  |  | NA
7172 | Georgia-PacificCedar Springs LLC | 54101 | Georgia-Pacific Cedar Springs | GA | RB3 | OP | N | Y | 2 | 2007 | 2631-099-0001-V-020 | ST | ST | NA | 49.7 | 350 |  | PH | DM |  | PS | DA | NS | 2007 | 2007 |  | MS |  |  | MS |  |  | NC |  |  | NC | [5 empty] | BW | 6 | 1974 |  |  | 470 |  | 143.4 |  | 85 |  | BLQ | RFO | [6 empty] | SF |  |  | 40% | 40% | 220903 |  | N |  |  |  | NA
5262 | Domtar Industries Inc | 54104 | Ashdown | AR | PB1 | OP | N | N |  |  |  | ST | ST | ST | 343 |  |  | PH | SU | NH | PS | NV | PS | 2007 | 1999 | 1999 | MS |  |  | MS |  |  | MS |  |  | NC |  |  | NC |  |  | BW | 6 | 1968 |  |  | 275 | 0 | 59.5 | 384 | 55000 |  | WDS | RFO | NG | [5 empty] | RF |  |  | 80% | 80% | 90000 |  | N |  |  |  | NC |  |  | NC
5262 | Domtar Industries Inc | 54104 | Ashdown | AR | PB2 | OP | D | N |  |  |  | FD | FD | FD | 82 |  |  | PH | DH | NH | SM | TH | TH | 1975 | 1975 | 1975 | MS |  |  | MS |  |  | MS |  |  | NC |  |  | NC |  |  | BW | 6 | 1975 |  |  | 525 | 59.3 | 39.3 | 0 | 89900 |  | BIT | WDS | [6 empty] | RF |  |  | 90% | 80% | 412000 | D | N |  |  |  | NC |  |  | LN
5262 | Domtar Industries Inc | 54104 | Ashdown | AR | PB3 | OP | Db | N |  |  |  | FD | FD | FD | 19.8 |  |  | PH | DH | NH | SM | TH | TH | 1991 | 1991 | 1991 | MS |  |  | MS |  |  | MS |  |  | NC |  |  | NC |  |  | CE | 6 | 1991 |  |  | 480 | 0 | 0 | 616 | 159000 |  | WDS | NG | TDF | [5 empty] | OF |  |  | 60% | 70% | 165000 |  | N |  |  |  | NC |  |  | NC
5262 | Domtar Industries Inc | 54104 | Ashdown | AR | RB2 | OP | N | N |  |  |  | ST | ST | ST | 20 |  |  | OP | DH | NP | SM | TH | TH | 1979 | 1979 | 1979 | MS |  |  | MS |  |  | MS |  |  | NC |  |  | NC |  |  | BW | 6 | 1979 |  |  | 560 | 0 | 0 | 600 | 4 |  | BLQ | NG | [6 empty] | OF |  |  | 60% | 60% | 165214 |  | Y |  |  |  | NC |  |  | NC
5262 | Domtar Industries Inc | 54104 | Ashdown | AR | RB3 | OP | N | N |  |  |  | ST | ST | ST | 20 |  |  | OP | DH | NH | SM | TH | TH | 1989 | 1989 | 1989 | MS |  |  | MS |  |  | MS |  |  | NC |  |  | NC |  |  | GT | 6 | 1989 |  |  | 800 | 0 | 0 | 284 | 5 |  | BLQ | NG | [6 empty] | OF |  |  | 60% | 60% | 232223 |  | Y |  |  |  | NC |  |  | NC
10349 | KIAC Partners | 54114 | Kennedy International Airport Cogen | NY | HRSG1 | OP
10349 | KIAC Partners | 54114 | Kennedy International Airport Cogen | NY | HRSG2 | OP
50136 | North American Energy Services | 54131 | Fortistar North Tonawanda | NY | HR123 | OP
4129 | Colmac Clarion Inc | 54144 | Piney Creek Project | PA | BRBR1 | OP
9434 | Iowa State University | 54201 | Iowa State University | IA | BLR1 | OP | N
9434 | Iowa State University | 54201 | Iowa State University | IA | BLR2 | OP | N
9434 | Iowa State University | 54201 | Iowa State University | IA | BLR3 | OP | N
9434 | Iowa State University | 54201 | Iowa State University | IA | BLR4 | OP | N
9434 | Iowa State University | 54201 | Iowa State University | IA | BLR5 | OS | N
9434 | Iowa State University | 54201 | Iowa State University | IA | BLR6 | RE | N
9434 | Iowa State University | 54201 | Iowa State University | IA | BLR7 | RE | N
56616 | ArcelorMittal Warren Inc | 54207 | ArcelorMittal Warren | OH | 1 | OP | N
56616 | ArcelorMittal Warren Inc | 54207 | ArcelorMittal Warren | OH | 2 | SB | N
56616 | ArcelorMittal Warren Inc | 54207 | ArcelorMittal Warren | OH | 3 | OP | N
491 | American Crystal Sugar Co | 54210 | American Crystal Sugar Hillsboro | ND | EUI1 | OP
2053 | Bowater Newport Coosa Pines Op | 54216 | U S Alliance Coosa Pines | AL | AOW2 | OP | N
2053 | Bowater Newport Coosa Pines Op | 54216 | U S Alliance Coosa Pines | AL | AOW3 | OP | N
2053 | Bowater Newport Coosa Pines Op | 54216 | U S Alliance Coosa Pines | AL | AOW4 | OP | N
2053 | Bowater Newport Coosa Pines Op | 54216 | U S Alliance Coosa Pines | AL | REC3 | OP
2053 | Bowater Newport Coosa Pines Op | 54216 | U S Alliance Coosa Pines | AL | AOW1 | OP | N
22296 | Burney Mountain Power | 54219 | Burney Mountain Power | CA | BLR1 | OS | N
6738 | Franklin Heating Station | 54224 | Franklin Heating Station | MN | SG1 | OP | N
6738 | Franklin Heating Station | 54224 | Franklin Heating Station | MN | SG2 | OP | N
6738 | Franklin Heating Station | 54224 | Franklin Heating Station | MN | SG3 | OP | N
6738 | Franklin Heating Station | 54224 | Franklin Heating Station | MN | SG4 | OP | N
7209 | The Gillette Company | 54225 | Gillette SBMC | MA | 1 | CN | N
7209 | The Gillette Company | 54225 | Gillette SBMC | MA | 2 | OP | N
7209 | The Gillette Company | 54225 | Gillette SBMC | MA | 3 | OP
2999 | Caraustar Industries Inc | 54235 | Rittman Paperboard | OH | B001 | SB
2999 | Caraustar Industries Inc | 54235 | Rittman Paperboard | OH | B003 | SB
14928 | Pfizer Inc | 54236 | Pfizer Groton Plant | CT | BLR1 | OP | N
14928 | Pfizer Inc | 54236 | Pfizer Groton Plant | CT | BLR2 | OP | N
14928 | Pfizer Inc | 54236 | Pfizer Groton Plant | CT | BLR3 | OP | N
14928 | Pfizer Inc | 54236 | Pfizer Groton Plant | CT | BLR4 | RE | N
14928 | Pfizer Inc | 54236 | Pfizer Groton Plant | CT | BLR5 | OP | N
14928 | Pfizer Inc | 54236 | Pfizer Groton Plant | CT | BLR8 | RE | N
14928 | Pfizer Inc | 54236 | Pfizer Groton Plant | CT | HRSG1 | OP | [36 empty] | 7 | 2009
56652 | DTE Stockton LLC | 54238 | Port of Stockton Energy Facility | CA | BIOMS1 | CO
56652 | DTE Stockton LLC | 54238 | Port of Stockton Energy Facility | CA | N64514 | RE
56652 | DTE Stockton LLC | 54238 | Port of Stockton Energy Facility | CA | N64516 | RE
11459 | March Point Cogeneration Co | 54268 | March Point Cogeneration | WA | E101 | OP | Db | Y | 10 | 1990 | OAC 476 | LO | LO | LO | 11.5 |  |  | PH | DH | NH | YR | YR | YR | 1991 | 1991 | 1991 | MS |  |  | MS |  |  | MS |  |  | NC |  |  | NC |  |  | GE | 9 | 1991 |  |  | 300 |  |  | 184.7 | 173 |  | OG | NG | [6 empty] | DB |  |  | 90% | 90% | 17973 | [5 empty] | NC |  |  | NC
11459 | March Point Cogeneration Co | 54268 | March Point Cogeneration | WA | E201 | OP | Db | Y | 10 | 1990 | OAC 475 | LO | LO | LO | 11.5 |  |  | PH | DH | NH | YR | YR | YR | 1991 | 1991 | 1991 | MS |  |  | MS |  |  | MS |  |  | NC |  |  | NC |  |  | GE | 10 | 1991 |  |  | 300 |  |  | 184.7 | 173 |  | OG | NG | [6 empty] | DB |  |  | 90% | 90% | 14973 | [5 empty] | NC |  |  | NC
11459 | March Point Cogeneration Co | 54268 | March Point Cogeneration | WA | E301 | OP | Db | Y | 8 | 1991 | OAC 476 | LO | LO | LO | 17 |  |  | PH | DH | NH | YR | YR | YR | 1992 | 1992 | 1992 | MS |  |  | MS |  |  | MS |  |  | NC |  |  | NC |  |  | GE | 1 | 1993 |  |  | 300 |  |  | 184.7 | 173 |  | OG | NG | [6 empty] | DB |  |  | 90% | 90% | 14973 | [5 empty] | NC |  |  | NC
16553 | Saguaro Power Co | 54271 | Saguaro Power | NV | HRSG1 | OP | N
16553 | Saguaro Power Co | 54271 | Saguaro Power | NV | HRSG2 | OP | N
19541 | University of North Carolina | 54276 | Univ of NC Chapel Hill Cogen Facility | NC | 6 | OP | N
19541 | University of North Carolina | 54276 | Univ of NC Chapel Hill Cogen Facility | NC | 7 | OP | N
9394 | Interstate Paper LLC | 54281 | Interstate Paper LLC Riceboro | GA | MFB | OP
9394 | Interstate Paper LLC | 54281 | Interstate Paper LLC Riceboro | GA | POW | OP
9394 | Interstate Paper LLC | 54281 | Interstate Paper LLC Riceboro | GA | REC | OP
1735 | Birchwood Power Partners LP | 54304 | Birchwood Power | VA | 1A | OP | Db | N |  |  |  | ST | ST | ST | 10 | 0.1 | 0.1 | OP | DP | NP | SM | MO | MO | 1996 | 1996 | 1996 | MS |  |  | MS |  |  | MS |  |  | NC |  |  | NC |  |  | CE | 12 | 1996 |  |  | 1787 | 92.7 | 0 | 0 | 0 |  | BIT | [7 empty] | TF |  |  | 90% | 90% | 50271 | D | N |  |  |  | LN | SR |  | NC
7067 | Tata Chemicals Partners | 54318 | General Chemical | WY | C | OP | N
7067 | Tata Chemicals Partners | 54318 | General Chemical | WY | D | OP | N
7067 | Tata Chemicals Partners | 54318 | General Chemical | WY | E | OP | N
7375 | Goodyear Tire & Rubber Co | 54321 | Goodyear Beaumont Chemical Plant | TX | 3B101 | OP
7375 | Goodyear Tire & Rubber Co | 54321 | Goodyear Beaumont Chemical Plant | TX | 3B102 | OP
7375 | Goodyear Tire & Rubber Co | 54321 | Goodyear Beaumont Chemical Plant | TX | 3B103 | OP
7375 | Goodyear Tire & Rubber Co | 54321 | Goodyear Beaumont Chemical Plant | TX | 3B104 | OP
7375 | Goodyear Tire & Rubber Co | 54321 | Goodyear Beaumont Chemical Plant | TX | 3B105 | OP
7375 | Goodyear Tire & Rubber Co | 54321 | Goodyear Beaumont Chemical Plant | TX | 3B106 | OP
7375 | Goodyear Tire & Rubber Co | 54321 | Goodyear Beaumont Chemical Plant | TX | 3B107 | OP
7375 | Goodyear Tire & Rubber Co | 54321 | Goodyear Beaumont Chemical Plant | TX | 3B108 | OP
27770 | Ocean State Power II | 54324 | Ocean State Power II | RI | HRSG3 | OP | N
27770 | Ocean State Power II | 54324 | Ocean State Power II | RI | HRSG4 | OP | N
16098 | Rio Grande Valley Sugar Growers, Inc. | 54338 | Rio Grande Valley Sugar Growers | TX | 1 | OP
16098 | Rio Grande Valley Sugar Growers, Inc. | 54338 | Rio Grande Valley Sugar Growers | TX | 2 | OP
16098 | Rio Grande Valley Sugar Growers, Inc. | 54338 | Rio Grande Valley Sugar Growers | TX | 3 | OP
16098 | Rio Grande Valley Sugar Growers, Inc. | 54338 | Rio Grande Valley Sugar Growers | TX | 4 | OP
16098 | Rio Grande Valley Sugar Growers, Inc. | 54338 | Rio Grande Valley Sugar Growers | TX | 6 | OP
13365 | Nevada Cogeneration Assoc # 2 | 54349 | Nevada Cogen Associates 2 Black Mountain | NV | AUX | OP
13399 | Nevada Cogeneration Assoc # 1 | 54350 | Nevada Cogen Assoc#1 GarnetVly | NV | AUX | OP
9353 | International Paper Co-Augusta | 54358 | International Paper Augusta Mill | GA | PB1 | OP | N
9353 | International Paper Co-Augusta | 54358 | International Paper Augusta Mill | GA | PB2 | OP | N
9353 | International Paper Co-Augusta | 54358 | International Paper Augusta Mill | GA | PB3 | OP | N
9353 | International Paper Co-Augusta | 54358 | International Paper Augusta Mill | GA | RB2 | OP | N
9353 | International Paper Co-Augusta | 54358 | International Paper Augusta Mill | GA | RB3 | OP | N
18028 | State of Wisconsin | 54408 | UW Madison Charter Street Plant | WI | B08
18028 | State of Wisconsin | 54408 | UW Madison Charter Street Plant | WI | B21 | OP
18028 | State of Wisconsin | 54408 | UW Madison Charter Street Plant | WI | B22 | OP
18028 | State of Wisconsin | 54408 | UW Madison Charter Street Plant | WI | B23 | RE
18028 | State of Wisconsin | 54408 | UW Madison Charter Street Plant | WI | B24 | OP
18028 | State of Wisconsin | 54408 | UW Madison Charter Street Plant | WI | B25 | OP
9765 | John Deere Dubuque Works | 54414 | John Deere Dubuque Works | IA | BLR1 | RE | N
9765 | John Deere Dubuque Works | 54414 | John Deere Dubuque Works | IA | BLR2 | RE | N
9765 | John Deere Dubuque Works | 54414 | John Deere Dubuque Works | IA | BLR3 | RE | N
9765 | John Deere Dubuque Works | 54414 | John Deere Dubuque Works | IA | BLR4 | RE | N
55600 | Cadillac Renewable Energy LLC | 54415 | Cadillac Renewable Energy | MI | 101613 | OP | N
10545 | Teton Operating Services LLC | 54423 | Lake Cogen Ltd | FL | HRSG1 | OP
10545 | Teton Operating Services LLC | 54423 | Lake Cogen Ltd | FL | HRSG2 | OP
10545 | Teton Operating Services LLC | 54424 | Pasco Cogen Ltd | FL | HRSG1 | OP
10545 | Teton Operating Services LLC | 54424 | Pasco Cogen Ltd | FL | HRSG2 | OP
7043 | Temple-Inland Corp | 54427 | Gaylord Container Bogalusa | LA | 10C | OP | N
7043 | Temple-Inland Corp | 54427 | Gaylord Container Bogalusa | LA | 12 | OP | N
7043 | Temple-Inland Corp | 54427 | Gaylord Container Bogalusa | LA | 20 | OP | N
7043 | Temple-Inland Corp | 54427 | Gaylord Container Bogalusa | LA | 21 | OP | N
57356 | Alabama River Cellulose LLC | 54429 | Alabama Pine Pulp | AL | PB2 | OP | N
57356 | Alabama River Cellulose LLC | 54429 | Alabama Pine Pulp | AL | RB2 | OP | N
16024 | Riverwood Intl USA Inc | 54464 | Riverwood International Macon Mill | GA | B001 | OP | N
16024 | Riverwood Intl USA Inc | 54464 | Riverwood International Macon Mill | GA | B002 | OP | N
16024 | Riverwood Intl USA Inc | 54464 | Riverwood International Macon Mill | GA | B003 | OP | N
16024 | Riverwood Intl USA Inc | 54464 | Riverwood International Macon Mill | GA | B004 | PL
16024 | Riverwood Intl USA Inc | 54464 | Riverwood International Macon Mill | GA | D001 | OP | Db
14184 | Orlando CoGen Ltd LP | 54466 | Orlando Cogen LP | FL | HRSG 1 | OP | Db | N |  |  |  | ST | ST | St | 0.001 |  |  | PB | SU | NH | YR | YR | YR | 1993 | 1993 | 1993 | MS |  |  | MS |  |  | MS |  |  | NC |  |  | NC |  |  | CE | 9 | 1993 |  |  | 400 |  |  | 131 |  | 980 | NG | [7 empty] | DB |  |  | 50% | 40% | 1338871 |  | N |  |  |  | LN |  |  | NC
22297 | Mt Lassen Power | 54468 | Mt Lassen Power | CA | BLR1 | OS | N
22048 | Pacific Oroville Power Co | 54469 | Pacific Oroville Power Inc | CA | BLR1 | OP | N
22048 | Pacific Oroville Power Co | 54469 | Pacific Oroville Power Inc | CA | BLR2 | OP | N
16968 | Simplot Phosphates LLC | 54472 | Simplot Phosphates | WY | AUX | OP
16968 | Simplot Phosphates LLC | 54472 | Simplot Phosphates | WY | LURGI | OP
16968 | Simplot Phosphates LLC | 54472 | Simplot Phosphates | WY | MECS | OP
16968 | Simplot Phosphates LLC | 54472 | Simplot Phosphates | WY | ZURN | OP
547 | American Sugar Refining Inc. | 54512 | Domino Sugar Arabi Plant | LA | 1 | OP | N
547 | American Sugar Refining Inc. | 54512 | Domino Sugar Arabi Plant | LA | 2 | OP | N
547 | American Sugar Refining Inc. | 54512 | Domino Sugar Arabi Plant | LA | 3 | OS | N
547 | American Sugar Refining Inc. | 54512 | Domino Sugar Arabi Plant | LA | 4 | OP | N
547 | American Sugar Refining Inc. | 54512 | Domino Sugar Arabi Plant | LA | 5 | OP | N
547 | American Sugar Refining Inc. | 54512 | Domino Sugar Arabi Plant | LA | 6 | OP | N
547 | American Sugar Refining Inc. | 54512 | Domino Sugar Arabi Plant | LA | 7 | OP | N
6564 | Formosa Plastics Corp | 54518 | Formosa Plastics | LA | HRSG1 | RE
6564 | Formosa Plastics Corp | 54518 | Formosa Plastics | LA | HRSG2 | OP
6564 | Formosa Plastics Corp | 54518 | Formosa Plastics | LA | HRSG3 | OP
6564 | Formosa Plastics Corp | 54518 | Formosa Plastics | LA | RE | RE
57431 | ReEnergy Biomass LLC | 54526 | ReEnergy Biomass LLC | NY | 00001 | OP
20541 | Wheelabrator Environmental Systems | 54529 | Wheelabrator Ridge Energy | FL | 0001 | OP | N
15500 | Puget Sound Energy Inc | 54537 | Ferndale Generating Station | WA | HRSGB | OP
15500 | Puget Sound Energy Inc | 54537 | Ferndale Generating Station | WA | HRSGA | OP
17254 | Sithe/Independence LLC | 54547 | Sithe Independence Station | NY | HRSG 1 | OP | Db | N |  |  |  | FD | NA | FD | 15.9 |  | 34 | PH |  | NH | OH |  | OH | 1995 |  | 1995 | MS | [5 empty] | MS | [8 empty] | VO | 10 | 1994 |  |  | 699 | 0 | 0 | 168 | 0 | 1881 | NG | [7 empty] | DB |  |  | 80% | 80% | 835378 |  | N |  |  |  | SR |  |  | NC
17254 | Sithe/Independence LLC | 54547 | Sithe Independence Station | NY | HRSG 2 | OP | Db | N |  |  |  | FD | NA | FD | 15.9 |  | 34 | PH |  | NH | OH |  | OH | 1995 |  | 1995 | MS | [5 empty] | MS | [8 empty] | VO | 9 | 1994 |  |  | 699 | 0 | 0 | 168 | 0 | 1881 | NG | [7 empty] | DB |  |  | 80% | 80% | 835378 |  | N |  |  |  | SR |  |  | NC
17254 | Sithe/Independence LLC | 54547 | Sithe Independence Station | NY | HRSG 3 | OP | Db | N |  |  |  | FD | NA | FD | 15.9 |  | 34 | PH |  | NH | OH |  | OH | 1995 |  | 1995 | MS | [5 empty] | MS | [8 empty] | VO | 8 | 1994 |  |  | 699 | 0 | 0 | 168 | 0 | 1881 | NG | [7 empty] | DB |  |  | 80% | 80% | 835378 |  | N |  |  |  | SR |  |  | NC
17254 | Sithe/Independence LLC | 54547 | Sithe Independence Station | NY | HRSG 4 | OP | Db | N |  |  |  | FD | NA | FD | 15.9 |  | 34 | PH |  | NH | OH |  | OH | 1995 |  | 1995 | MS | [5 empty] | MS | [8 empty] | VO | 8 | 1994 |  |  | 699 | 0 | 0 | 168 | 0 | 1881 | NG | [7 empty] | DB |  |  | 80% | 80% | 835378 |  | N |  |  |  | SR |  |  | NC
4222 | Ingredion Inc - Illinois | 54556 | Ingredion Illinois | IL | BLR1 | RE | N | [37 empty] | 10 | 2007
4222 | Ingredion Inc - Illinois | 54556 | Ingredion Illinois | IL | BLR10 | OP
4222 | Ingredion Inc - Illinois | 54556 | Ingredion Illinois | IL | BLR2 | RE | N | [37 empty] | 10 | 2007
4222 | Ingredion Inc - Illinois | 54556 | Ingredion Illinois | IL | BLR3 | RE | N | [37 empty] | 10 | 2007
4222 | Ingredion Inc - Illinois | 54556 | Ingredion Illinois | IL | BLR5 | OP | N
4222 | Ingredion Inc - Illinois | 54556 | Ingredion Illinois | IL | BLR6 | OP | N
4222 | Ingredion Inc - Illinois | 54556 | Ingredion Illinois | IL | BLR7 | OP
11169 | Longview Fibre Co | 54562 | Longview Fibre | WA | PB12 | OP | N
11169 | Longview Fibre Co | 54562 | Longview Fibre | WA | PB13 | OP | N
11169 | Longview Fibre Co | 54562 | Longview Fibre | WA | PB16 | OP | N
11169 | Longview Fibre Co | 54562 | Longview Fibre | WA | PB20 | OP | N
11169 | Longview Fibre Co | 54562 | Longview Fibre | WA | RF15 | RE | N | [35 empty] | 12
11169 | Longview Fibre Co | 54562 | Longview Fibre | WA | RF18 | OP | N
11169 | Longview Fibre Co | 54562 | Longview Fibre | WA | RF19 | OP | N
11169 | Longview Fibre Co | 54562 | Longview Fibre | WA | RF22 | OP | N
16729 | Saranac Power Partners LP | 54574 | Saranac Facility | NY | HRSG1 | OP
16729 | Saranac Power Partners LP | 54574 | Saranac Facility | NY | HRSG2 | OP
57218 | L'Energia Energy | 54586 | L'Energia Energy Center | MA | HRSG | OP
49969 | Lincoln Paper and Tissue, LLC | 54587 | Lincoln Paper & Tissue | ME | 2 | OP
49969 | Lincoln Paper and Tissue, LLC | 54587 | Lincoln Paper & Tissue | ME | 6 | SB
49969 | Lincoln Paper and Tissue, LLC | 54587 | Lincoln Paper & Tissue | ME | 7 | SB
49969 | Lincoln Paper and Tissue, LLC | 54587 | Lincoln Paper & Tissue | ME | 8 | OP
15253 | Power City Partners LP | 54592 | Massena Energy Facility | NY | HRSG1 | OP
14995 | Pinetree Power Fitchburg Inc | 54620 | Pinetree Power Fitchburg | MA | B1 | OP | N
56646 | Covanta Plymouth Renewable Energy L P | 54625 | Covanta Plymouth Renewable Energy | PA | 1 | OP | N
56646 | Covanta Plymouth Renewable Energy L P | 54625 | Covanta Plymouth Renewable Energy | PA | 2 | OP | N
13060 | Mt Poso Cogeneration Co | 54626 | Mt Poso Cogeneration | CA | BL01 | OP | N
13492 | New Hope Power Company | 54627 | Okeelanta Cogeneration | FL | A | OP | Db | Y | 6 | 2005 | PSD-FL-196(P) | FD | FD | FD | 0.026 | 0.06 | 0.15 | PB | DP | NP | PS | YR | MO | 1996 | 1996 | 2008 | MS |  |  | MS |  |  | MS |  |  | SS | [5 empty] | CE | 6 | 1995 | 1 | 2026 | 506 |  | 84.5 | 400 | 97 |  | AB | WDS | [6 empty] | SS | OT |  | 70% | 70% | 129700 | D | N |  |  |  | LN | SN | OV
13492 | New Hope Power Company | 54627 | Okeelanta Cogeneration | FL | B | OP | Db | Y | 6 | 2005 | PSD-FL-196(P) | FD | FD | FD | 0.026 | 0.06 | 0.15 | PB | DP | NP | PS | YR | MO | 1996 | 1996 | 1996 | MS |  |  | MS |  |  | MS |  |  | SS | [5 empty] | CE | 6 | 1995 | 1 | 2026 | 506 |  | 84.5 | 400 | 97 |  | AB | WDS | [6 empty] | SS | OT |  | 70% | 70% | 129700 | D | N |  |  |  | LN | SN | OV
13492 | New Hope Power Company | 54627 | Okeelanta Cogeneration | FL | C | OP | Db | Y | 6 | 2005 | PSD-FL-196(P) | FD | FD | FD | 0.026 | 0.06 | 0.15 | PB | DP | NP | PS | YR | MO | 1996 | 1996 | 1996 | MS |  |  | MS |  |  | MS |  |  | SS | [5 empty] | CE | 6 | 1995 | 1 | 2026 | 506 |  | 84.5 | 400 | 97 |  | AB | WDS | [6 empty] | SS | OT |  | 70% | 70% | 129700 | D | N |  |  |  | LN | SN | OV
16793 | Schuylkill Energy Resource Inc | 54634 | St Nicholas Cogen Project | PA | 1 | OP
56137 | Domtar LLC | 54638 | Johnsonburg Mill | PA | PC81 | OP
56137 | Domtar LLC | 54638 | Johnsonburg Mill | PA | PC82 | OP
56137 | Domtar LLC | 54638 | Johnsonburg Mill | PA | RB01 | OP
56160 | NAEA Operating Company LLC | 54640 | NAEA Lakewood LLC | NJ | HRSG1 | SB
56160 | NAEA Operating Company LLC | 54640 | NAEA Lakewood LLC | NJ | HRSG2 | SB
9989 | Kalaeloa Partners LP | 54646 | Kalaeloa Cogen Plant | HI | 1 | OP
9989 | Kalaeloa Partners LP | 54646 | Kalaeloa Cogen Plant | HI | 2 | OP
9210 | International Paper Co-Riegelwood | 54656 | International Paper Riegelwood Mill | NC | PB1 | OP | N
9210 | International Paper Co-Riegelwood | 54656 | International Paper Riegelwood Mill | NC | PB2 | OP | N
9210 | International Paper Co-Riegelwood | 54656 | International Paper Riegelwood Mill | NC | PB3 | RE | N
9210 | International Paper Co-Riegelwood | 54656 | International Paper Riegelwood Mill | NC | PB4 | RE | N
9210 | International Paper Co-Riegelwood | 54656 | International Paper Riegelwood Mill | NC | PB5 | OP | N
9210 | International Paper Co-Riegelwood | 54656 | International Paper Riegelwood Mill | NC | RB3 | RE | N
9210 | International Paper Co-Riegelwood | 54656 | International Paper Riegelwood Mill | NC | RB4 | OP | N
9210 | International Paper Co-Riegelwood | 54656 | International Paper Riegelwood Mill | NC | RB5 | OP | N
55793 | Fusion Paperboard Connecticut LLC | 54657 | Versailles Mill | CT | PFINO1 | OP
10545 | Teton Operating Services LLC | 54658 | Auburndale Power Partners | FL | HRSG
10545 | Teton Operating Services LLC | 54658 | Auburndale Power Partners | FL | HSRG | OP
3670 | Phelps Dodge Corp-Chino Mines | 54667 | Chino Mines | NM | 9 | SB | N
5374 | Dow Chemical Company-Oyster Creek VIII | 54676 | Oyster Creek Unit VIII | TX | H81 | OP | Db | Y | 4 | 2003 | 20869 | NA | NA | NA | [12 empty] | NC |  |  | NC |  |  | NC | [8 empty] | VO | 10 | 1994 |  |  | 700 |  |  | 512 |  | 600 | NG | OG | [6 empty] | DB
5374 | Dow Chemical Company-Oyster Creek VIII | 54676 | Oyster Creek Unit VIII | TX | H82 | OP | Db | Y | 4 | 2003 | 20869 | NA | NA | NA | [12 empty] | NC |  |  | NC |  |  | NC | [8 empty] | VO | 10 | 1994 |  |  | 700 |  |  | 512 |  | 600 | NG | OG | [6 empty] | DB
5374 | Dow Chemical Company-Oyster Creek VIII | 54676 | Oyster Creek Unit VIII | TX | H83 | OP | Db | Y | 4 | 2003 | 20869 | NA | NA | NA | [12 empty] | NC |  |  | NC |  |  | NC | [8 empty] | VO | 10 | 1994 |  |  | 700 |  |  | 512 |  | 600 | NG | OG | [6 empty] | DB
4660 | CII Carbon LLC | 54677 | CII Carbon LLC | LA | HRB | OP | N
56516 | Morris Energy Operations Company, LLC | 54693 | York Generation Company LLC | PA | HRSG 1 | OP
56516 | Morris Energy Operations Company, LLC | 54693 | York Generation Company LLC | PA | HRSG 2 | OP
56516 | Morris Energy Operations Company, LLC | 54693 | York Generation Company LLC | PA | HRSG 3 | RE | [38 empty] | 12 | 2004
56516 | Morris Energy Operations Company, LLC | 54693 | York Generation Company LLC | PA | HRSG 4 | RE | [38 empty] | 12 | 2004
56516 | Morris Energy Operations Company, LLC | 54693 | York Generation Company LLC | PA | HRSG 5 | OP
56516 | Morris Energy Operations Company, LLC | 54693 | York Generation Company LLC | PA | HRSG 6 | OP
49919 | Falcon Power Operating Company | 54694 | Yuma Cogeneration Associates | AZ | HRSG | OP
20541 | Wheelabrator Environmental Systems | 54746 | Wheelabrator Falls | PA | 1 | OP | N
20541 | Wheelabrator Environmental Systems | 54746 | Wheelabrator Falls | PA | 2 | OP | N
3836 | CMS Generation Operating LLC | 54751 | Genesee Power Station LP | MI | BLR1 | OP | N
56291 | International Paper Co. | 54752 | Weyerhaeuser Pine Hill Operations | AL | 1PB | OP | N
56291 | International Paper Co. | 54752 | Weyerhaeuser Pine Hill Operations | AL | 2PB | OP | N
56291 | International Paper Co. | 54752 | Weyerhaeuser Pine Hill Operations | AL | RECB | OP | N
55808 | Westmoreland Partners | 54755 | Roanoke Valley Energy Facility II | NC | BLR2 | OP | N
20541 | Wheelabrator Environmental Systems | 54758 | Wheelabrator Lisbon | CT | BW1 | OP | N
20541 | Wheelabrator Environmental Systems | 54758 | Wheelabrator Lisbon | CT | BW2 | OP | N
8503 | Hermiston Generating Co LP | 54761 | Hermiston Generating Plant | OR | HRSG1 | OP
8503 | Hermiston Generating Co LP | 54761 | Hermiston Generating Plant | OR | HRSG3 | OP
50102 | Rock-Tenn Company | 54763 | Rock-Tenn Mill | AL | PB1 | OP
50102 | Rock-Tenn Company | 54763 | Rock-Tenn Mill | AL | PB2 | OS
50102 | Rock-Tenn Company | 54763 | Rock-Tenn Mill | AL | PB3 | OP
50102 | Rock-Tenn Company | 54763 | Rock-Tenn Mill | AL | R2 | SB
50102 | Rock-Tenn Company | 54763 | Rock-Tenn Mill | AL | R3 | OP
19539 | University of Iowa | 54775 | University of Iowa Main Power Plant | IA | BLR10 | OP | N
19539 | University of Iowa | 54775 | University of Iowa Main Power Plant | IA | BLR11 | OP | N
19539 | University of Iowa | 54775 | University of Iowa Main Power Plant | IA | BLR7 | OP | N
19539 | University of Iowa | 54775 | University of Iowa Main Power Plant | IA | BLR8 | OP | N
19539 | University of Iowa | 54775 | University of Iowa Main Power Plant | IA | BLR9 | RE | N
19528 | University of Illinois | 54780 | University of Illinois Abbott Power Plt | IL | B2 | OP | N
19528 | University of Illinois | 54780 | University of Illinois Abbott Power Plt | IL | B3 | OP | N
19528 | University of Illinois | 54780 | University of Illinois Abbott Power Plt | IL | B4 | SB | N
19528 | University of Illinois | 54780 | University of Illinois Abbott Power Plt | IL | B5 | OP
19528 | University of Illinois | 54780 | University of Illinois Abbott Power Plt | IL | B6 | OP | N
19528 | University of Illinois | 54780 | University of Illinois Abbott Power Plt | IL | B7 | OP | N
19528 | University of Illinois | 54780 | University of Illinois Abbott Power Plt | IL | CR | OP
19528 | University of Illinois | 54780 | University of Illinois Abbott Power Plt | IL | DB1 | OP
19528 | University of Illinois | 54780 | University of Illinois Abbott Power Plt | IL | DB2 | OP
7564 | Grays Ferry Cogen Partnership | 54785 | Grays Ferry Cogeneration | PA | 1CT | OP | Db | Y | 10 | 1995 | 95240 | LO | LO | LO | 0.01 |  |  | PB |  | NM | NV |  | OH | 1997 |  | 1997 | MS |  |  | MS |  |  | MS |  |  | NC |  |  | NC |  |  | OT | 1 | 1997 |  |  | 639 |  |  | 282.2 |  | 1341.4 | NG | [7 empty] | DB |  |  | 100% | 90% | 719695 |  |  | NA |  |  | LN |  |  | LN
7564 | Grays Ferry Cogen Partnership | 54785 | Grays Ferry Cogeneration | PA | B25 | OP | Db | Y | 10 | 1995 | 95240 | LO | LO | LO | 0.032 |  |  | PB |  | NP | NV |  | NV | 1997 |  | 1997 | MS |  |  | MS |  |  | MS |  |  | US |  |  | SS |  |  | OT | 1 | 1997 |  |  | 720 |  | 188 | 9567 |  |  | NG | DFO | [6 empty] | FF |  |  | 80% | 80% | 898137 | D | N | NA |  |  | LN |  |  | SR
55932 | Georgia-Pacific Brewton LLC | 54789 | Georgia-Pacific Brewton Mill | AL | 1PB | OP | N
55932 | Georgia-Pacific Brewton LLC | 54789 | Georgia-Pacific Brewton Mill | AL | 1RB | OP | N
55932 | Georgia-Pacific Brewton LLC | 54789 | Georgia-Pacific Brewton Mill | AL | 2PB | OP | N
55932 | Georgia-Pacific Brewton LLC | 54789 | Georgia-Pacific Brewton Mill | AL | 2RB | OP
55932 | Georgia-Pacific Brewton LLC | 54789 | Georgia-Pacific Brewton Mill | AL | 3PB | OP
55932 | Georgia-Pacific Brewton LLC | 54789 | Georgia-Pacific Brewton Mill | AL | 3RB | OP
5277 | American Sugar Refining, Inc. | 54795 | Domino Sugar Baltimore | MD | C1 | OP | N
5277 | American Sugar Refining, Inc. | 54795 | Domino Sugar Baltimore | MD | C2 | OP | N
5277 | American Sugar Refining, Inc. | 54795 | Domino Sugar Baltimore | MD | C3 | OP | N
5277 | American Sugar Refining, Inc. | 54795 | Domino Sugar Baltimore | MD | C4 | OP | N
5277 | American Sugar Refining, Inc. | 54795 | Domino Sugar Baltimore | MD | C6 | OP | N
12222 | Mead Coated Board Inc | 54802 | Mead Coated Board | AL | BB1 | OP | N
12222 | Mead Coated Board Inc | 54802 | Mead Coated Board | AL | BB2 | OP | Da
12222 | Mead Coated Board Inc | 54802 | Mead Coated Board | AL | BB3 | OP | Db
12222 | Mead Coated Board Inc | 54802 | Mead Coated Board | AL | PFI | OP | N
12222 | Mead Coated Board Inc | 54802 | Mead Coated Board | AL | REC1 | OP | N
12222 | Mead Coated Board Inc | 54802 | Mead Coated Board | AL | REC2 | OP | N
12469 | Milford Power Ltd Partnership | 54805 | Milford Power LP | MA | HRSG1 | OP
2172 | Brazos Electric Power Coop Inc | 54817 | Johnson County | TX | HRSG | OP | Da | Y | 10 | 2004 | 25384 | ST | ST | ST | 57 |  |  | PH | DH | NH | OH | YR | OH | 1997 | 1997 | 1997 | MS |  |  | MS |  |  | MS |  |  | NC |  |  | NC |  |  | DL | 1 | 1997 | 1 | 2027 | 554 |  | 0 | 360 | 0 | 1237 | NG | [7 empty] | DB |  |  | 90% | 90% | 686632 |  | N |  |  |  | NC |  |  | NC
14410 | Panda-Brandywine LP | 54832 | Panda Brandywine LP | MD | HRSGA | OP
14410 | Panda-Brandywine LP | 54832 | Panda Brandywine LP | MD | HRSGB | OP
19876 | Virginia Electric & Power Co | 54844 | Gordonsville Energy LP | VA | 1 | OP | Db | N |  |  |  | ST | ST | St | 0.01 |  |  | PB | DH | NM | OH | OH | OH | 1993 | 1993 | 1993 | MS |  |  | MS |  |  | MS |  |  | SS |  |  | SS |  |  | NT | 6 | 1994 |  |  | 364.5 |  | 16 |  |  | 592.5 | NG | DFO | [6 empty] | DB |  |  | 80% |  | 455812 |  | N |  |  |  | SR |  |  | SR
19876 | Virginia Electric & Power Co | 54844 | Gordonsville Energy LP | VA | 2 | OP | Db | N |  |  |  | ST | ST | St | 0.01 |  |  | PB | DH | NM | OH | OH | OH | 1993 | 1993 | 1993 | MS |  |  | MS |  |  | MS |  |  | SS |  |  | SS |  |  | NT | 6 | 1994 |  |  | 364.5 |  | 16 |  |  | 592.5 | NG | DFO | [6 empty] | DB |  |  | 80% |  | 455812 |  | N |  |  |  | SR |  |  | SR
7662 | Greenville Steam Co | 54852 | Greenville Steam | ME | 1 | OS | N
55965 | NewPage Corporation | 54857 | Niagara Mill | WI | B21 | OS | N
55965 | NewPage Corporation | 54857 | Niagara Mill | WI | B22 | OS | N
55965 | NewPage Corporation | 54857 | Niagara Mill | WI | B23 | OS | N
55965 | NewPage Corporation | 54857 | Niagara Mill | WI | B24 | OS | N
10056 | City of Kaukauna | 54885 | Kimberly Mill | WI | B21 | RE | N
10056 | City of Kaukauna | 54885 | Kimberly Mill | WI | B22 | RE | N
10056 | City of Kaukauna | 54885 | Kimberly Mill | WI | B23 | RE | N
10056 | City of Kaukauna | 54885 | Kimberly Mill | WI | B28 | RE | N
2313 | Brooklyn Navy Yard Cogen PLP | 54914 | Brooklyn Navy Yard Cogeneration | NY | HRSG1 | OP
2313 | Brooklyn Navy Yard Cogen PLP | 54914 | Brooklyn Navy Yard Cogeneration | NY | HRSG2 | OP
49977 | DPS Michigan, LLC | 54915 | Michigan Power LP | MI | HRB101 | OP | Db |  |  |  |  | ST |  | St | 10.4 |  |  | PH |  | NM | OH |  | DA | 1995 |  | 1995 | LN | MS |  |  |  |  | LN | NC | [7 empty] | DL | 10 | 1995 |  |  | 433 |  |  | 341 |  | 533.6 | NG | [7 empty] | DB |  |  | 100% | 100% |  |  | N | [6 empty] | LN | NC
4426 | NAES Corp | 54945 | CT Resource Rec Authority Facility | CT | 11 | OP | N
4426 | NAES Corp | 54945 | CT Resource Rec Authority Facility | CT | 12 | OP | N
4426 | NAES Corp | 54945 | CT Resource Rec Authority Facility | CT | 13 | OP | N
13765 | Northlake Energy | 54995 | Indiana Harbor E 5 AC Station | IN | 501 | OP | N
13765 | Northlake Energy | 54995 | Indiana Harbor E 5 AC Station | IN | 502 | OP | N
13765 | Northlake Energy | 54995 | Indiana Harbor E 5 AC Station | IN | 503 | OP | N
13765 | Northlake Energy | 54995 | Indiana Harbor E 5 AC Station | IN | 504 | CO
20541 | Wheelabrator Environmental Systems | 54998 | Wheelabrator Portsmouth | VA | 12300 | OP | N
20541 | Wheelabrator Environmental Systems | 54998 | Wheelabrator Portsmouth | VA | 12400 | OP | N
20541 | Wheelabrator Environmental Systems | 54998 | Wheelabrator Portsmouth | VA | 12500 | OP | N
20541 | Wheelabrator Environmental Systems | 54998 | Wheelabrator Portsmouth | VA | 12600 | OP | N
55912 | Cottage Grove Operating Services LLC | 55010 | LSP-Cottage Grove LP | MN | 1 | OP | Da | Y | 4 | 2005 | 16300087-005 | ST | ST | ST | 73.3 | 59.6 | 36.5 | PH | DH | NH | DA | DA | MO | 1997 | 1997 | 1997 | MS |  |  | MS |  |  | MS |  |  | NC |  |  | NC |  |  | NT | 10 | 1997 | 10 | 2027 | 748 |  | 0 | 246 | 0 | 1200 | NG | [7 empty] | DB |  |  | 80% | 80% | 728474 |  | N |  |  |  | NC |  |  | NC
55911 | Whitewater Operating Services LLC | 55011 | LSP-Whitewater LP | WI | 1 | OP | Db | Y | 6 | 2010 | 128085210-P10 | ST | ST | ST | 9.7 | 1.1 | 4.5 | PH | DH | NM | OH | OH | OH | 1997 | 1997 | 1997 | MS |  |  | MS |  |  | MS |  |  | NC |  |  | NC |  |  | NT | 9 | 1997 | 9 | 2022 | 701 |  | 0 | 246 | 0 | 1200 | NG | [7 empty] | DB |  |  | 100% | 80% | 729800 |  | N |  |  |  | NC |  |  | NC
55773 | Dighton Power, LLC | 55026 | Dighton Power Plant | MA | HRSG | OP
12564 | Mid-Georgia Cogen LP | 55040 | Mid-Georgia Cogeneration Facility | GA | 101 | OP
12564 | Mid-Georgia Cogen LP | 55040 | Mid-Georgia Cogeneration Facility | GA | 201 | OP
1616 | Berkshire Power Co LLC | 55041 | Berkshire Power | MA | HRSG1A | OP
2232 | Bridgeport Energy LLC | 55042 | Bridgeport Energy Project | CT | HRSG1 | OP
2232 | Bridgeport Energy LLC | 55042 | Bridgeport Energy Project | CT | HRSG2 | OP
56310 | Boise White Paper LLC | 55044 | Boise Cascade Pulp & Paper Mill | AL | PB3 | OP | N
56310 | Boise White Paper LLC | 55044 | Boise Cascade Pulp & Paper Mill | AL | PB4 | OP | N
56310 | Boise White Paper LLC | 55044 | Boise Cascade Pulp & Paper Mill | AL | PB5 | OP | N
56310 | Boise White Paper LLC | 55044 | Boise Cascade Pulp & Paper Mill | AL | RB1 | OP | N
11059 | Pasadena Cogeneration LP | 55047 | Pasadena Cogeneration | TX | HRSG1 | OP | Da |  |  |  |  | ST | ST | St
11059 | Pasadena Cogeneration LP | 55047 | Pasadena Cogeneration | TX | HRSG2 | OP | Da |  |  |  |  | ST | ST | St
11059 | Pasadena Cogeneration LP | 55047 | Pasadena Cogeneration | TX | HRSG3 | OP | Da |  |  |  |  | ST | ST | St
55510 | Tiverton Power LLC | 55048 | Tiverton Power Plant | RI | HRSG1 | OP
18611 | Tenaska Frontier Partners Ltd | 55062 | Tenaska Frontier Generation Station | TX | HRSG1 | OP | Da | Y | 7 | 1998 | 37391/PSD-TX-897 | FD | FD | FD | 23.5 |  |  | PH | DH | NH | OH | OH | OH | 2000 | 2000 | 2000 | MS |  |  | MS |  |  | MS |  |  | NC |  |  | NC |  |  | DL | 9 | 2000 |  |  | 790 |  | 399.6 | 550 |  | 1168 | NG | [7 empty] | DB |  |  | 80% | 80% | 747000 |  | N |  |  |  | LN |  |  | NC
18611 | Tenaska Frontier Partners Ltd | 55062 | Tenaska Frontier Generation Station | TX | HRSG2 | OP | Da | Y | 7 | 1998 | 37391/PSD-TX-897 | FD | FD | FD | 23.5 |  |  | PH | DH | NH | OH | OH | OH | 2000 | 2000 | 2000 | MS |  |  | MS |  |  | MS |  |  | NC |  |  | NC |  |  | DL | 9 | 2000 |  |  | 790 |  | 399.6 | 550 |  | 1168 | NG | [7 empty] | DB |  |  | 80% | 80% | 747000 |  | N |  |  |  | LN |  |  | NC
18611 | Tenaska Frontier Partners Ltd | 55062 | Tenaska Frontier Generation Station | TX | HRSG3 | OP | Da | Y | 7 | 1998 | 37391/PSD-TX-897 | FD | FD | FD | 23.5 |  |  | PH | DH | NH | OH | OH | OH | 2000 | 2000 | 2000 | MS |  |  | MS |  |  | MS |  |  | NC |  |  | NC |  |  | DL | 9 | 2000 |  |  | 790 |  | 399.6 | 550 |  | 1168 | NG | [7 empty] | DB |  |  | 80% | 80% | 747000 |  | N |  |  |  | LN |  |  | NC
17568 | South Mississippi El Pwr Assn | 55063 | Batesville Generation Facility | MS | HRSG1 | OP | N | N |  |  |  | ST | ST | ST | 0.02 |  |  | PB | DM | NM | OH | OH | OH | 2000 | 2000 | 2000 | MS |  |  | MS |  |  | MS |  |  | NC |  |  | NC |  |  | NT | 8 | 2000 | 8 | 2030 | 629 | 0 | 0 | 268 | 0 | 1792 | NG | [7 empty] | DB |  |  | 100% | 100% | 814000 |  | N |  |  |  | NC |  |  | NC
17568 | South Mississippi El Pwr Assn | 55063 | Batesville Generation Facility | MS | HRSG2 | OP | N | N |  |  |  | ST | ST | ST | 0.02 |  |  | PB | DM | NM | OH | OH | OH | 2000 | 2000 | 2000 | MS |  |  | MS |  |  | MS |  |  | NC |  |  | NC |  |  | NT | 8 | 2000 | 8 | 2030 | 629 | 0 | 0 | 268 | 0 | 1792 | NG | [7 empty] | DB |  |  | 100% | 100% | 814000 |  | N |  |  |  | NC |  |  | NC
17568 | South Mississippi El Pwr Assn | 55063 | Batesville Generation Facility | MS | HRSG3 | OP | N | N |  |  |  | ST | ST | ST | 0.02 |  |  | PB | DM | NM | OH | OH | OH | 2000 | 2000 | 2000 | MS |  |  | MS |  |  | MS |  |  | NC |  |  | NC |  |  | NT | 8 | 2000 | 8 | 2030 | 629 | 0 | 0 | 268 | 0 | 1792 | NG | [7 empty] | DB |  |  | 100% | 100% | 814000 |  | N |  |  |  | NC |  |  | NC
7349 | Golden Spread Electric Cooperative, Inc | 55065 | Mustang Station | TX | HRSG1 | OP | Db | Y | 12 | 1997 | 32881 | ST | ST | ST | 22.1 |  |  | PH | DH | NM | OH | OH | OH | 2000 | 2000 | 2000 | MS |  |  | MS |  |  | MS |  |  | OT |  |  | NC |  |  | AT | 4 | 2000 | 4 | 2030 | 556 | 0 | 0 | 144 | 0 | 1044 | NG | [7 empty] | DB |  |  | 80% | 70% | 680000 |  | N |  |  |  | LN |  |  | NC
7349 | Golden Spread Electric Cooperative, Inc | 55065 | Mustang Station | TX | HRSG2 | OP | Db | Y | 12 | 1997 | 32881 | ST | ST | ST | 22.1 |  |  | PH | DH | NM | OH | OH | OH | 2000 | 2000 | 2000 | MS |  |  | MS |  |  | MS |  |  | OT |  |  | NC |  |  | AT | 4 | 2000 | 4 | 2030 | 556 | 0 | 0 | 144 | 0 | 1044 | NG | [7 empty] | DB |  |  | 80% | 70% | 680000 |  | N |  |  |  | LN |  |  | NC
4966 | Casco Bay Energy Co LLC | 55068 | Maine Independence Station | ME | HRSG1 | OP
4966 | Casco Bay Energy Co LLC | 55068 | Maine Independence Station | ME | HRSG2 | OP
28764 | Pine Bluff Energy LLC | 55075 | Pine Bluff Energy Center | AR | HRSG | OP
3593 | Choctaw Generating LP | 55076 | Red Hills Generating Facility | MS | AA001 | OP | Da | N |  |  |  | ST | FD | FD | 0.015 | 0.25 | 0.2 | PB | DP | NP | DA | DA | DA | 2002 | 2002 | 2002 | MS |  |  | MS |  |  | MS |  |  | CF | OT |  | NC |  |  | AL | 3 | 2002 | 3 | 2032 | 1581 | 209.5 | 0 | 271.5 | 0 |  | LIG | [7 empty] | FB |  |  | 80% |  | 933008 | D | N |  |  |  | CF | OT |  | NC
3593 | Choctaw Generating LP | 55076 | Red Hills Generating Facility | MS | AA002 | OP | Da | N |  |  |  | ST | FD | FD | 0.015 |  |  | PB | DP | NP | DA | DA | DA | 2002 | 2002 | 2002 | MS |  |  | MS |  |  | MS |  |  | CF | OT |  | NC |  |  | AL | 3 | 2002 | 3 | 2032 | 1581 | 209.5 | 0 | 271.5 | 0 |  | LIG | [7 empty] | FB |  |  | 80% |  | 933008 | D | N |  |  |  | CF |  |  | NC
5695 | Desert Star Energy Center SDG&E | 55077 | Desert Star Energy Center | NV | 1 | OP | Db | Y | 12 | 2010 | 652 | LO | LO | LO | 44.8 | 4.3 | 23 | OT | OT | NH | YR | YR | TH | 2000 | 2000 | 2000 | MS |  |  | MS |  |  | MS |  |  | NC |  |  | NC |  |  | NT | 5 | 2000 | 6 | 2030 | 633 | 0 | 0 | 193.3 | 0 | 938.5 | NG | [7 empty] | DB | OT |  | 90% |  | 760000 |  | N |  |  |  | LN | SR |  | LN | SR
5695 | Desert Star Energy Center SDG&E | 55077 | Desert Star Energy Center | NV | 2 | OP | Db | Y | 12 | 2010 | 652 | LO | LO | LO | 44.8 | 4.3 | 23 | OT | OT | NH | YR | YR | TH | 2000 | 2000 | 2000 | MS |  |  | MS |  |  | MS |  |  | NC |  |  | NC |  |  | NT | 5 | 2000 | 6 | 2030 | 633 | 0 | 0 | 193.3 | 0 | 938.5 | NG | [7 empty] | DB | OT |  | 90% |  | 760000 |  | N |  |  |  | LN | SR |  | LN | SR
12713 | Millennium Power Partners LP | 55079 | Millennium Power | MA | HRSG1 | OP
4464 | Crockett Cogeneration | 55084 | Crockett Cogen Project | CA | HRSG1 | OP | Da | Y | 11 | 2008 | A8664 | LO | LO | LO | 329.1 |  |  | PH | DH | NH | DA | DA | TH | 1995 | 1995 | 1995 | MS |  |  | MS |  |  | MS |  |  | NC |  |  | NC |  |  | VO | 5 | 1996 |  |  | 798 | 0 | 0 | 255.1 | 0 | 963.8 | NG | [7 empty] | DB |  |  | 70% | 70% | 2249000 |  | N |  |  |  | LN | SR |  | NC
54727 | DPS Gregory LLC | 55086 | Gregory Power Facility | TX | HRSG1A | OP | Db | Y | 3 | 2010 | 87153 | ST | ST | ST | 22 | 19.7 | 10.8 | PH | DH | NM | OH | OH | TH | 2000 | 2000 | 2000 | MS |  |  | MS |  |  | MS |  |  | NC |  |  | NC |  |  | FW | 7 | 2000 | 7 | 2030 | 1000 |  |  | 502 |  | 990.4 | NG | [7 empty] | DB |  |  | 100% | 90% | 2745 |  | N |  |  |  | LN |  |  | NC
54727 | DPS Gregory LLC | 55086 | Gregory Power Facility | TX | HRSG1B | OP | Db | Y | 3 | 2010 | 87153 | ST | ST | ST | 22 | 19.7 | 10.8 | PH | DH | NM | OH | OH | TH | 2000 | 2000 | 2000 | MS |  |  | MS |  |  | MS |  |  | NC |  |  | NC |  |  | FW | 7 | 2000 | 7 | 2030 | 1000 |  |  | 502 |  | 990.4 | NG | [7 empty] | DB |  |  | 100% | 90% | 2745 |  | N |  |  |  | LN |  |  | NC
4254 | Consumers Energy Co | 55087 | Zeeland Generating Station | MI | 2A | OP | Db | Y | 1 | 2003 | 267-98A | FD | FD | ST | 0.03 |  |  | PB | DP | NP | PS | OT | DA | 2002 | 2002 | 2002 | MS |  |  | MS |  |  | MS |  |  | NC |  |  | NC |  |  | VO | 8 | 2002 | 8 | 2032 | 806 |  | 0 | 335 | 0 | 1174 | NG | [7 empty] | DB |  |  | 50% | 40% | 77679 |  | N |  |  |  | LN | SR
4254 | Consumers Energy Co | 55087 | Zeeland Generating Station | MI | 2B | OP | Db | Y | 1 | 2003 | 267-98A | FD | FD | ST | 0.03 |  |  | PB | DP | NP | PS | OT | DA | 2002 | 2002 | 2002 | MS |  |  | MS |  |  | MS |  |  | NC |  |  | NC |  |  | VO | 8 | 2002 | 8 | 2032 | 806 |  | 0 | 335 | 0 | 1174 | NG | [7 empty] | DB |  |  | 50% | 40% | 77679 |  | N |  |  |  | LN | SR
4945 | Dearborn Industrial Gen Inc | 55088 | Dearborn Industrial Generation | MI | EUCTG1 | OP
4945 | Dearborn Industrial Gen Inc | 55088 | Dearborn Industrial Generation | MI | EUCTG2 | OP
4945 | Dearborn Industrial Gen Inc | 55088 | Dearborn Industrial Generation | MI | EUCTG3 | OP
13914 | Occidental Chemical Corporation | 55089 | Taft Cogeneration Facility | LA | 20F101 | OP | Da | Y | 6 | 2011 | 2598-V4 | ST | NA | St | 0.0035 | 0.8 | 1.6 | PC | SU | OT | DT | NS | DT | 2002 | 2002 | 2002 | MS |  |  | MS |  |  | MS |  |  | NC |  |  | NC |  |  | AI | 7 | 2002 |  |  | 672 |  |  | 88.6 | 177 | 949.9 | NG | OG | [6 empty] | DB |  |  | 90% |  |  |  | N |  |  |  | LN |  |  | NC
13914 | Occidental Chemical Corporation | 55089 | Taft Cogeneration Facility | LA | 20F201 | OP | Da | Y | 6 | 2011 | 2598-V4 | ST | NA | St | 0.0035 | 0.8 | 1.6 | PC | SU | OT | DT | NS | DT | 2002 | 2002 | 2002 | MS |  |  | MS |  |  | MS |  |  | NC |  |  | NC |  |  | AI | 8 | 2002 |  |  | 672 |  |  | 88.6 | 177 | 949.9 | NG | OG | [6 empty] | DB |  |  | 90% |  |  |  | N |  |  |  | LN |  |  | NC
13914 | Occidental Chemical Corporation | 55089 | Taft Cogeneration Facility | LA | 20F301 | OP | Da | Y | 6 | 2011 | 2598-V4 | ST | NA | St | 0.0035 | 0.8 | 1.6 | PC | SU | OT | DT | NS | DT | 2002 | 2002 | 2002 | MS |  |  | MS |  |  | MS |  |  | NC |  |  | NC |  |  | AI | 9 | 2002 |  |  | 672 |  |  | 88.6 | 177 | 949.9 | NG | OG | [6 empty] | DB |  |  | 90% |  |  |  | N |  |  |  | LN |  |  | NC
12501 | Midlothian Energy LP | 55091 | Midlothian Energy Facility | TX | HRSG1 | OP
12501 | Midlothian Energy LP | 55091 | Midlothian Energy Facility | TX | HRSG2 | OP
12501 | Midlothian Energy LP | 55091 | Midlothian Energy Facility | TX | HRSG3 | OP
12501 | Midlothian Energy LP | 55091 | Midlothian Energy Facility | TX | HRSG4 | OP
12501 | Midlothian Energy LP | 55091 | Midlothian Energy Facility | TX | HRSG5 | OP
12501 | Midlothian Energy LP | 55091 | Midlothian Energy Facility | TX | HRSG6 | OP
10755 | Lamar Power Partners LP | 55097 | Lamar Power Project | TX | HRSG1 | OP | Db | Y | 1 | 2002 | O-02402AR | ST | ST | St | 20.3 |  |  | PH | DH | NH | OH | OH | OH | 2000 | 2000 | 2000 | MS |  |  | MS |  |  | MS |  |  | NC |  |  | NC |  |  | AI | 7 | 2000 |  |  | 464 |  |  | 180 |  | 1252 | NG | [7 empty] | DB |  |  | 50% | 40% | 846667 |  | N |  |  |  | NC |  |  | NC
10755 | Lamar Power Partners LP | 55097 | Lamar Power Project | TX | HRSG2 | OP | Db | Y | 1 | 2002 | O-02402AR | ST | ST | St | 20.3 |  |  | PH | DH | NH | OH | OH | OH | 2000 | 2000 | 2000 | MS |  |  | MS |  |  | MS |  |  | NC |  |  | NC |  |  | AI | 7 | 2000 |  |  | 464 |  |  | 180 |  | 1252 | NG | [7 empty] | DB |  |  | 50% | 40% | 846667 |  | N |  |  |  | NC |  |  | NC
10755 | Lamar Power Partners LP | 55097 | Lamar Power Project | TX | HRSG3 | OP | Db | Y | 1 | 2002 | O-02402AR | ST | ST | St | 20.3 |  |  | PH | DH | NH | OH | OH | OH | 2001 | 2001 | 2001 | MS |  |  | MS |  |  | MS |  |  | NC |  |  | NC |  |  | AI | 1 | 2001 |  |  | 464 |  |  | 180 |  | 1252 | NG | [7 empty] | DB |  |  | 50% | 40% | 846667 |  | N |  |  |  | NC |  |  | NC
10755 | Lamar Power Partners LP | 55097 | Lamar Power Project | TX | HRSG4 | OP | Db | Y | 1 | 2002 | O-02402AR | ST | ST | St | 20.3 |  |  | PH | DH | NH | OH | OH | OH | 2001 | 2001 | 2001 | MS |  |  | MS |  |  | MS |  |  | NC |  |  | NC |  |  | AI | 1 | 2001 |  |  | 464 |  |  | 180 |  | 1252 | NG | [7 empty] | DB |  |  | 50% | 40% | 846667 |  | N |  |  |  | NC |  |  | NC
6519 | Frontera Generation Limited Partnership | 55098 | Frontera Energy Center | TX | HRSG1 | OP
6519 | Frontera Generation Limited Partnership | 55098 | Frontera Energy Center | TX | HRSG2 | OP
54821 | Rumford Power | 55100 | Rumford Power Associates | ME | HRSG | OP
14372 | Pacific Klamath Energy Inc | 55103 | Klamath Cogeneration Plant | OR | HRSG1 | OP | Db | N |  |  |  | FD | FD | FD | 0.1 |  |  | PC | SU | NM | NV | NV | DA | 2001 | 2001 | 2001 | MS |  |  | MS |  |  | MS |  |  | NC |  |  | NC |  |  | TS | 7 | 2001 | 7 | 2031 | 590 |  |  | 187.3 |  | 1610 | NG | [7 empty] | DB |  |  | 80% |  | 611000 |  | N |  |  |  | SR |  |  | NC
14372 | Pacific Klamath Energy Inc | 55103 | Klamath Cogeneration Plant | OR | HRSG2 | OP | Db | N |  |  |  | FD | FD | FD | 0.1 |  |  | PC | SU | NM | NV | NV | DA | 2001 | 2001 | 2001 | MS |  |  | MS |  |  | MS |  |  | NC |  |  | NC |  |  | TS | 7 | 2001 | 7 | 2030 | 590 |  |  | 187.3 |  | 1610 | NG | [7 empty] | DB |  |  | 80% |  | 617000 |  | N |  |  |  | SR |  |  | NC
16668 | Sabine Cogen LP | 55104 | Sabine Cogen | TX | HRSG1 | OP
16668 | Sabine Cogen LP | 55104 | Sabine Cogen | TX | HRSG2 | OP
6832 | Entergy RISE | 55107 | Entergy Rhode Island State Energy LP | RI | HRSG01 | OP | N | N |  |  |  | ST | ST | St | 0.009 |  |  | PB | DP | NM | OH | OH | OH | 2002 | 2002 | 2002 | MS |  |  | MS |  |  | MS |  |  | NC |  |  | NC |  |  | VO | 11 | 2001 |  |  | 1650 |  |  | 101.3 |  | 947 | NG | [7 empty] | DB |  |  | 60% |  |  |  | N |  |  |  | NC |  |  | NC
6832 | Entergy RISE | 55107 | Entergy Rhode Island State Energy LP | RI | HRSG02 | OP | N | N |  |  |  | ST | ST | St | 0.009 |  |  | PB | DP | NM | OH | OH | OH | 2002 | 2002 | 2002 | MS |  |  | MS |  |  | MS |  |  | NC |  |  | NC |  |  | VO | 11 | 2001 |  |  | 1650 |  |  | 101.3 |  | 948 | NG | [7 empty] | DB |  |  | 60% |  |  |  | N |  |  |  | NC |  |  | NC
22650 | Calpine Corp-Sutter | 55112 | Sutter Energy Center | CA | HRSG1 | OP | Db | N |  |  |  | FD | FD | FD | 1.86 | 0.92 | 14.79 | PH | DH | NH | TH | TH | OH | 2001 | 2001 | 2001 | MS |  |  | MS |  |  | MS |  |  | NC |  |  | NC |  |  | VO | 7 | 2001 | 12 | 2031 | 495 | 0 | 0 | 6225 | 0 | 2070 | NG | [7 empty] | DB |  |  | 40% | 40% | 1373194 |  | N |  |  |  | LN | SR |  | NA
22650 | Calpine Corp-Sutter | 55112 | Sutter Energy Center | CA | HRSG2 | OP | Db | N |  |  |  | FD | FD | FD | 1.6 | 0.81 | 12.85 | PH | DH | NH | TH | TH | OH | 2001 | 2001 | 2001 | MS |  |  | MS |  |  | MS |  |  | NC |  |  | NC |  |  | VO | 7 | 2001 | 12 | 2031 | 495 | 0 | 0 | 6225 | 0 | 2070 | NG | [7 empty] | DB |  |  | 40% | 40% | 1373194 |  | N |  |  |  | LN | SR |  | NA
14306 | Eagle 2 US LLC | 55117 | RS Cogen | LA | R5 | OP | Db | Y | 5 | 2002 | PSD-LA-637(IIII) | ST | NA | FD | 20 |  |  | OP |  | NP | SM |  | TH | 2002 | 2002 | 2002 | MS |  |  | MS |  |  | MS |  |  | NC |  |  | NC |  |  | NT | 12 | 2002 |  |  | 518.56 |  |  | 161.9 |  | 1661.2 | NG | [7 empty] | DB |  |  | 100% |  | 3659188.2 |  |  |  | NA |  | LN | SR | NC | LN | SR | NC
14306 | Eagle 2 US LLC | 55117 | RS Cogen | LA | R6 | OP | Db | Y | 5 | 2002 | PSD-LA-637(IIII) | ST | NA | FD | 20 |  |  | OP |  | NP | SM |  | TH | 2002 | 2002 | 2002 | MS |  |  | MS |  |  | MS |  |  | NC |  |  | NC |  |  | NT | 12 | 2002 |  |  | 518.56 |  |  | 161.9 |  | 1661.2 | NG | [7 empty] | DB |  |  | 90% |  | 3644615.7 |  |  |  | NA |  | LN | SR | NC | LN | SR
57160 | DuPont Sabine River Works | 55120 | SRW Cogen LP | TX | DB1A | OP | Da | Y | 1 | 2009 | 40496PSDTX929 | FD | FD | FD | 0.03 |  |  | PB | DP | NP | OH | OH | OH | 2001 | 2001 | 2001 | MS |  |  | MS |  |  | MS |  |  | NC |  |  | NC |  |  | FW | 12 | 2001 |  |  | 878 |  |  | 478.5 |  | 1461 | NG | OG | [6 empty] | DB |  |  | 90% | 60% | 781821 |  | N |  |  |  | NC |  |  | NC
57160 | DuPont Sabine River Works | 55120 | SRW Cogen LP | TX | DB1B | OP | Da | Y | 1 | 2009 | 40496PSDTX929 | FD | FD | FD | 0.03 |  |  | PB | DP | NP | OH | OH | OH | 2001 | 2001 | 2001 | MS |  |  | MS |  |  | MS |  |  | NC |  |  | NC |  |  | FW | 12 | 2001 |  |  | 878 |  |  | 478.5 |  | 1461 | NG | OG | [6 empty] | DB |  |  | 90% | 60% | 781821 |  | N |  |  |  | NC |  |  | NC
2877 | Calpine Corp-Magic Valley | 55123 | Magic Valley Generating Station | TX | HRSG1 | OP | Db | N |  |  |  | ST | ST | ST | 25 |  |  | PH | DH | NM | YR | DT | OH | 2002 | 2002 | 2002 | MS |  |  | MS |  |  | MS |  |  | NC |  |  | NC |  |  | NT | 2 | 2002 |  |  | 1381 | 0 | 0 | 108.3 | 0 | 1383.7 | NG | [7 empty] | DB |  |  | 90% |  | 1197021 |  | N |  |  |  | SR |  |  | NC
2877 | Calpine Corp-Magic Valley | 55123 | Magic Valley Generating Station | TX | HRSG2 | OP | Db | N |  |  |  | ST | ST | ST | 25 |  |  | PH | DH | NM | YR | DT | OH | 2002 | 2002 | 2002 | MS |  |  | MS |  |  | MS |  |  | NC |  |  | NC |  |  | NT | 2 | 2002 |  |  | 1381 | 0 | 0 | 108.3 | 0 | 1383.7 | NG | [7 empty] | DB |  |  | 90% |  | 1197021 |  | N |  |  |  | SR |  |  | NC
56090 | Star West Gen Griffith Energy LLC | 55124 | Griffith Energy LLC | AZ | 259611 | OP | Db | N |  |  |  | FD | FD | FD | 27 |  |  | PH | DH | NM | OH | OH | OH | 2002 | 2002 | 2002 | MS |  |  | MS |  |  | MS |  |  | NC |  |  | NC |  |  | NM | 1 | 2002 | 1 | 2032 | 610 |  |  | 388.9 |  | 84 | NG | [7 empty] | DB |  |  | 80% | 80% | 371800 |  | N |  |  |  | LN | SR |  | LN | SR
56090 | Star West Gen Griffith Energy LLC | 55124 | Griffith Energy LLC | AZ | 259612 | OP | Db | N |  |  |  | FD | FD | FD | 27 |  |  | PH | DH | NM | OH | OH | OH | 2002 | 2002 | 2002 | MS |  |  | MS |  |  | MS |  |  | NC |  |  | NC |  |  | NM | 1 | 2002 | 1 | 2032 | 610 |  |  | 388.9 |  | 84 | NG | [7 empty] | DB |  |  | 80% | 80% | 371800 |  | N |  |  |  | LN | SR |  | LN | SR
12568 | Milford Power Co LLC | 55126 | Milford Power Project | CT | HRSG1 | OP
12568 | Milford Power Co LLC | 55126 | Milford Power Project | CT | HRSG2 | OP
16572 | Salt River Project | 55129 | Desert Basin | AZ | HRSG2 | OP | Da | N |  |  |  | ST | ST | ST | 23 | 0.0075 | 3 | PH | OT | NM | TH | NV | TH | 2001 | 2001 | 2001 | MS |  |  | MS |  |  | MS |  |  | OT |  |  | OT |  |  | NM | 10 | 2001 |  |  | 725 | 0 | 0 | 351.8 | 0 | 1366 | NG | [7 empty] | DB |  |  | 70% |  | 229670 |  | N | NA |  |  | LN | SR |  | LN | SR
16572 | Salt River Project | 55129 | Desert Basin | AZ | HRSG1 | OP | Da | N |  |  |  | ST | ST | ST | 23 | 0.0075 | 3 | PH | OT | NM | TH | NV | TH | 2001 | 2001 | 2001 | MS |  |  | MS |  |  | MS |  |  | OT |  |  | OT |  |  | NM | 10 | 2001 |  |  | 725 | 0 | 0 | 351.8 | 0 | 1366 | NG | [7 empty] | DB |  |  | 70% |  | 229670 |  | N | NA |  |  | LN | SR |  | LN | SR
57141 | Dynegy Kendall Energy LLC | 55131 | Kendall County Generation Facility | IL | B1 | OP | Db | N |  |  |  | ST | ST | ST | 43.9 |  |  | PH | DH | NM | OH | OH | OH | 2002 | 2002 | 2002 | MS |  |  | MS |  |  | MS |  |  | NC |  |  | NC |  |  | FW | 3 | 2002 | 3 | 2032 | 677 |  | 0 | 350 | 0 | 2166 | NG | [7 empty] | DB |  |  | 80% | 80% | 800945 |  | N |  |  |  | LN | SR |  | NC
57141 | Dynegy Kendall Energy LLC | 55131 | Kendall County Generation Facility | IL | B2 | OP | Db | N |  |  |  | ST | ST | ST | 43.9 |  |  | PH | DH | NM | OH | OH | OH | 2002 | 2002 | 2002 | MS |  |  | MS |  |  | MS |  |  | NC |  |  | NC |  |  | FW | 4 | 2002 | 4 | 2032 | 677 |  | 0 | 350 | 0 | 2166 | NG | [7 empty] | DB |  |  | 80% | 80% | 800945 |  | N |  |  |  | LN | SR |  | NC
57141 | Dynegy Kendall Energy LLC | 55131 | Kendall County Generation Facility | IL | B3 | OP | Db | N |  |  |  | ST | ST | ST | 43.9 |  |  | PH | DH | NM | OH | OH | OH | 2002 | 2002 | 2002 | MS |  |  | MS |  |  | MS |  |  | NC |  |  | NC |  |  | FW | 4 | 2002 | 4 | 2032 | 677 |  | 0 | 350 | 0 | 2166 | NG | [7 empty] | DB |  |  | 80% | 80% | 800945 |  | N |  |  |  | LN | SR |  | NC
57141 | Dynegy Kendall Energy LLC | 55131 | Kendall County Generation Facility | IL | B4 | OP | Db | N |  |  |  | ST | ST | ST | 43.9 |  |  | PH | DH | NM | OH | OH | OH | 2002 | 2002 | 2002 | MS |  |  | MS |  |  | MS |  |  | NC |  |  | NC |  |  | FW | 7 | 2002 | 7 | 2032 | 677 |  | 0 | 350 | 0 | 2166 | NG | [7 empty] | DB |  |  | 80% | 80% | 800945 |  | N |  |  |  | LN | SR |  | NC
18518 | Tenaska Gateway Partners Ltd | 55132 | Tenaska Gateway Generating Station | TX | HRSG1 | OP | Da | Y | 5 | 1999 | 40039 | FD | FD | FD | 24.8 |  |  | PH | DH | NH | OH | OH | OH | 2001 | 2001 | 2001 | MS |  |  | MS |  |  | MS |  |  | NC |  |  | NC |  |  | DL | 7 | 2001 |  |  | 654 |  |  | 518.9 |  | 851 | NG | [7 empty] | DB |  |  | 80% | 80% | 780000 |  | N |  |  |  | LN |  |  | NC
18518 | Tenaska Gateway Partners Ltd | 55132 | Tenaska Gateway Generating Station | TX | HRSG2 | OP | Da | Y | 5 | 1999 | 40039 | FD | FD | FD | 24.8 |  |  | PH | DH | NH | OH | OH | OH | 2001 | 2001 | 2001 | MS |  |  | MS |  |  | MS |  |  | NC |  |  | NC |  |  | DL | 7 | 2001 |  |  | 654 |  |  | 518.9 |  | 851 | NG | [7 empty] | DB |  |  | 80% | 80% | 780000 |  | N |  |  |  | LN |  |  | NC
18518 | Tenaska Gateway Partners Ltd | 55132 | Tenaska Gateway Generating Station | TX | HRSG3 | OP | Da | Y | 5 | 1999 | 40039 | FD | FD | FD | 24.8 |  |  | PH | DH | NH | OH | OH | OH | 2001 | 2001 | 2001 | MS |  |  | MS |  |  | MS |  |  | NC |  |  | NC |  |  | DL | 7 | 2001 |  |  | 654 |  |  | 518.9 |  | 851 | NG | [7 empty] | DB |  |  | 80% | 80% | 780000 |  | N |  |  |  | LN |  |  | NC
16604 | City of San Antonio - (TX) | 55137 | Rio Nogales Power Project | TX | 101 | OP | Db | N | 8 | 2009 | 40867 | ST | ST | ST | 21.7 | 32.5 | 104.1 | PH | DH | NH | OH | OH | OH | 2002 | 2002 | 2002 | MS |  |  | MS |  |  | MS |  |  | NC |  |  | NC |  |  | DJ | 6 | 2002 | 6 | 2042 | 499 |  | 0 | 161.5 | 0 | 978 | NG | [7 empty] | DB |  |  | 80% | 80% | 753000 |  | N |  |  |  | NC |  |  | NC
16604 | City of San Antonio - (TX) | 55137 | Rio Nogales Power Project | TX | 201 | OP | Db | N | 8 | 2009 | 40867 | ST | ST | ST | 21.7 | 32.5 | 104.1 | PH | DH | NH | OH | OH | OH | 2002 | 2002 | 2002 | MS |  |  | MS |  |  | MS |  |  | NC |  |  | NC |  |  | DJ | 6 | 2002 | 6 | 2042 | 494 |  | 0 | 161.5 | 0 | 966 | NG | [7 empty] | DB |  |  | 90% | 90% | 753000 |  | N |  |  |  | NC |  |  | NC
16604 | City of San Antonio - (TX) | 55137 | Rio Nogales Power Project | TX | 301 | OP | Db | N | 8 | 2009 | 40867 | ST | ST | ST | 21.7 | 32.5 | 104.1 | PH | DH | NH | OH | OH | OH | 2002 | 2002 | 2002 | MS |  |  | MS |  |  | MS |  |  | NC |  |  | NC |  |  | DJ | 6 | 2002 | 6 | 2042 | 501 |  | 0 | 161.5 | 0 | 966 | NG | [7 empty] | DB |  |  | 90% | 90% | 753000 |  | N |  |  |  | NC |  |  | NC
6035 | Exelon Power | 55139 | Wolf Hollow I LP | TX | HRSG1 | OP | Db | Y | 6 | 2004 | O2066 | ST | ST | St | 30.1 | 41.8 | 91.9 | PH | DH | NH | OH | OH | OH | 2003 | 2003 | 2003 | MS |  |  | MS |  |  | MS |  |  | NC |  |  | NC |  |  | DL | 8 | 2003 |  |  | 684 |  |  |  |  | 1349.5 | NG | [7 empty] | DB |  |  | 90% | 80% | 5500000 |  | N |  |  |  | NC |  |  | NC
6035 | Exelon Power | 55139 | Wolf Hollow I LP | TX | HRSG2 | OP | Db | Y | 6 | 2004 | O2066 | ST | ST | St | 30.1 | 41.8 | 91.9 | PH | DH | NH | OH | OH | OH | 2003 | 2003 | 2003 | MS |  |  | MS |  |  | MS |  |  | NC |  |  | NC |  |  | DL | 8 | 2003 |  |  | 684 |  |  |  |  | 1349.5 | NG | [7 empty] | DB |  |  | 90% | 80% | 5500000 |  | N |  |  |  | NC |  |  | NC
1074 | IPA Operations Inc - Hays | 55144 | Hays Energy Project | TX | HRSG | OP
7597 | Green Country OP Services LLC | 55146 | Green Country Energy LLC | OK | 1 | OP | Db | N |  |  |  | ST | ST | ST | 0.009 | 0.0013 | 0.031 | PB | DP | NP | OH | OH | OH | 2002 | 2002 | 2002 | MS |  |  | MS |  |  | MS |  |  | NC |  |  | NC |  |  | AI | 2 | 2002 | 2 | 2032 | 568 | 0 | 0 | 264 | 0 | 950.1 | NG | [7 empty] | DB |  |  | 90% | 90% | 710186 |  | N |  |  |  | LN | SR |  | LN | SR
7597 | Green Country OP Services LLC | 55146 | Green Country Energy LLC | OK | 2 | OP | Db | N |  |  |  | ST | ST | ST | 0.009 | 0.0013 | 0.031 | PB | DP | NP | OH | OH | OH | 2002 | 2002 | 2002 | MS |  |  | MS |  |  | MS |  |  | NC |  |  | NC |  |  | AI | 2 | 2002 | 2 | 2032 | 568 | 0 | 0 | 264 | 0 | 950.1 | NG | [7 empty] | DB |  |  | 90% | 90% | 710186 |  | N |  |  |  | LN | SR |  | LN | SR
7597 | Green Country OP Services LLC | 55146 | Green Country Energy LLC | OK | 3 | OP | Db | N |  |  |  | ST | ST | ST | 0.009 | 0.0013 | 0.031 | PH | DP | NM | OH | OH | OH | 2002 | 2002 | 2002 | MS |  |  | MS |  |  | MS |  |  | NC |  |  | NC |  |  | AI | 2 | 2002 | 2 | 2032 | 568 | 0 | 0 | 264 | 0 | 950.1 | NG | [7 empty] | DB |  |  | 90% | 90% | 710186 |  | N |  |  |  | LN | SR |  | LN | SR
10576 | Lake Road Generating Co LP | 55149 | Lake Road Generating Plant | CT | 1HA | OP
10576 | Lake Road Generating Co LP | 55149 | Lake Road Generating Plant | CT | 2HA | OP
10576 | Lake Road Generating Co LP | 55149 | Lake Road Generating Plant | CT | 3HA | OP
26853 | La Paloma Generating Co LLC | 55151 | La Paloma Generating LLC | CA | HRSG1 | OP
26853 | La Paloma Generating Co LLC | 55151 | La Paloma Generating LLC | CA | HRSG2 | OP
26853 | La Paloma Generating Co LLC | 55151 | La Paloma Generating LLC | CA | HRSG3 | OP
26853 | La Paloma Generating Co LLC | 55151 | La Paloma Generating LLC | CA | HRSG4 | OP
57045 | Guadalupe Power Partners LP | 55153 | Guadalupe Generating Station | TX | HRSG1 | OP | Db | Y | 2 | 2012 | 38659 | ST | ST | ST | 20 |  |  | PH | DH | NH | OH | OH | OH | 2000 | 2000 | 2000 | MS |  |  | MS |  |  | MS |  |  | NC |  |  | NC |  |  | AI | 10 | 2000 | 10 | 2030 | 600 | 0 | 0 | 140 | 0 | 1333 | NG | [7 empty] | DB |  |  | 40% | 40% | 720700 |  | N |  |  |  | NC |  |  | NC
57045 | Guadalupe Power Partners LP | 55153 | Guadalupe Generating Station | TX | HRSG2 | OP | Db | Y | 1 | 2009 | 38659 | ST | ST | ST | 20 |  |  | PH | DH | NH | OH | OH | OH | 2000 | 2000 | 2000 | MS |  |  | MS |  |  | MS |  |  | NC |  |  | NC |  |  | AI | 10 | 2000 | 10 | 2030 | 600 | 0 | 0 | 140 | 0 | 1333 | NG | [7 empty] | DB |  |  | 40% | 40% | 720700 |  | N |  |  |  | NC |  |  | NC
57045 | Guadalupe Power Partners LP | 55153 | Guadalupe Generating Station | TX | HRSG3 | OP | Db | Y | 1 | 2009 | 38659 | ST | ST | ST | 20 |  |  | PH | DH | NH | OH | OH | OH | 2000 | 2000 | 2000 | MS |  |  | MS |  |  | MS |  |  | NC |  |  | NC |  |  | AI | 12 | 2000 | 10 | 2030 | 600 | 0 | 0 | 140 | 0 | 1333 | NG | [7 empty] | DB |  |  | 40% | 40% | 720700 |  | N |  |  |  | NC |  |  | NC
57045 | Guadalupe Power Partners LP | 55153 | Guadalupe Generating Station | TX | HRSG4 | OP | Db | Y | 1 | 2009 | 38659 | ST | ST | ST | 20 |  |  | PH | DH | NH | OH | OH | OH | 2000 | 2000 | 2000 | MS |  |  | MS |  |  | MS |  |  | NC |  |  | NC |  |  | AI | 12 | 2000 | 12 | 2030 | 600 | 0 | 0 | 140 | 0 | 1333 | NG | [7 empty] | DB |  |  | 40% | 40% | 720700 |  | N |  |  |  | NC |  |  | NC
11269 | Lower Colorado River Authority | 55154 | Lost Pines 1 Power Project | TX | 1 | OP
11269 | Lower Colorado River Authority | 55154 | Lost Pines 1 Power Project | TX | 2 | OP
49768 | Bastrop Energy Partners, LP | 55168 | Bastrop Energy Center | TX | HRSG1A | OP | Da | Y | 3 | 2000 | 41941 | FD | FD | FD | 0.007 | 0.014 | 0.04 | PB | DP | NP | NV | NV | NV | 2002 | 2002 | 2002 | MS |  |  | MS |  |  | MS |  |  | NC |  |  | NC |  |  | AI | 5 | 2002 | 5 | 2032 | 1285.8 | 0 | 0 | 2074.8 | 0 | 1195.4 | NG | [7 empty] | DB |  |  | 90% | 90% | 1056310 |  | N |  |  |  | NC |  |  | NC
49768 | Bastrop Energy Partners, LP | 55168 | Bastrop Energy Center | TX | HRSG1B | OP | Da | Y | 3 | 2000 | 41941 | FD | FD | FD | 0.03 |  |  | PB | DP | NP | NV | NV | NV | 2002 | 2002 | 2002 | MS |  |  | MS |  |  | MS |  |  | NC |  |  | NC |  |  | AI | 5 | 2002 | 5 | 2032 | 1285.8 | 0 | 0 | 2074.8 | 0 | 1195.4 | NG | [7 empty] | DB |  |  | 90% | 90% | 1056310 |  | N |  |  |  | NC |  |  | NC
88 | Granite Ridge Energy LLC | 55170 | Granite Ridge | NH | STB1 | OP
88 | Granite Ridge Energy LLC | 55170 | Granite Ridge | NH | STB2 | OP
55899 | Calpine Bosque Energy Center LLC | 55172 | Bosque County Peaking | TX | HRSG3 | OP | N | N |  |  | 40620 | NA | FD | FD |  |  |  |  | DP | NM |  | OH | OH |  | 2001 | 2001 | MS |  |  | MS |  |  | MS |  |  | NC |  |  | NC |  |  | AL | 4 | 2001 |  |  | 539 |  |  |  |  | 3453 | NG | [7 empty] | OT |  |  | 90% | 70% | 98581 |  |  | NA | NA |  | LN |  |  | NC
55899 | Calpine Bosque Energy Center LLC | 55172 | Bosque County Peaking | TX | HRSG1 | OP | N | Y | 2 | 2009 | 40620 | NA | FD | FD |  |  |  |  | DP | NM |  | OH | OH |  | 2009 | 2009 | MS |  |  | MS |  |  | MS |  |  | NC |  |  | NC |  |  | IHI | 6 | 2001 |  |  | 559 |  |  | 197.5 |  | 3453 | NG | [7 empty] | DB |  |  | 90% | 70% | 98581 |  | N | NA | NA |  | LN | SR |  | NC
55899 | Calpine Bosque Energy Center LLC | 55172 | Bosque County Peaking | TX | HRSG2 | OP | N | Y | 2 | 2009 | 40620 | NA | FD | FD |  |  |  |  | DP | NM |  | OH | OH |  | 2009 | 2009 | MS |  |  | MS |  |  | MS |  |  | NC |  |  | NC |  |  | IHI | 6 | 2001 |  |  | 559 |  |  | 197.5 |  | 3453 | NG | [7 empty] | DB |  |  | 90% | 70% | 98581 |  | N | NA | NA |  | LN | SR |  | NC
3265 | Cleco Power LLC | 55173 | Acadia Energy Center | LA | HRSG11 | OP | Db | N |  |  |  | ST | ST | ST | 3.2 | 4.6 | 31.1 | PH | DH | NM | DA | DA | DA | 2002 | 2002 | 2002 | MS |  |  | MS |  |  | MS |  |  | NC |  |  | NC |  |  | NT | 6 | 2002 |  |  | 672 |  | 0 | 300 | 0 | 1200 | NG | [7 empty] | DB |  |  | 70% | 80% | 800 |  | N |  |  |  | LN |  |  | LN
3265 | Cleco Power LLC | 55173 | Acadia Energy Center | LA | HRSG12 | OP | Db | N |  |  |  | ST | ST | ST | 3.2 | 4.6 | 31.1 | PH | DH | NM | DA | DA | DA | 2002 | 2002 | 2002 | MS |  |  | MS |  |  | MS |  |  | NC |  |  | NC |  |  | NT | 6 | 2002 |  |  | 672 |  | 0 | 300 | 0 | 1200 | NG | [7 empty] | DB |  |  | 70% | 80% | 800 |  | N |  |  |  | LN |  |  | LN
3265 | Cleco Power LLC | 55173 | Acadia Energy Center | LA | HRSG24 | OP | Db | N |  |  |  | ST | ST | ST | 3.2 |  |  | PH | DH | NM | DA | DA | DA | 2002 | 2002 | 2002 | MS |  |  | MS |  |  | MS |  |  | NC |  |  | NC |  |  | NT | 8 | 2002 |  |  | 672 |  | 0 | 300 | 0 | 1200 | NG | [7 empty] | DB |  |  | 70% | 80% | 800 |  | N |  |  |  | LN |  |  | LN
3265 | Cleco Power LLC | 55173 | Acadia Energy Center | LA | HRSG25 | OP | Db | N |  |  |  | ST | ST | ST | 3.2 |  |  | PH | DH | NM | DA | DA | DA | 2002 | 2002 | 2002 | MS |  |  | MS |  |  | MS |  |  | NC |  |  | NC |  |  | NT | 8 | 2002 |  |  | 672 |  | 0 | 300 | 0 | 1200 | NG | [7 empty] | DB |  |  | 70% | 80% | 800 |  | N |  |  |  | LN |  |  | LN
49791 | Eastman Cogeneration LP | 55176 | Eastman Cogeneration Facility | TX | HRSG 1 | OP | Da | Y | 4 | 2005 | 39842 | FD | ST | ST | 28 |  |  | PH | DH | NH | OH | YR | OH | 2002 | 2002 | 2002 | MS |  |  | MS |  |  | MS |  |  | NC |  |  | NC |  |  | NT | 1 | 2002 | 12 | 2021 | 930 | 0 | 0 | 489 | 0 | 1096 | NG | OG | OTH | [5 empty] | DB |  |  | 100% | 70% | 838466 |  | N |  |  |  | NC |  |  | NC
49791 | Eastman Cogeneration LP | 55176 | Eastman Cogeneration Facility | TX | HRSG 2 | OP | Da | Y | 4 | 2005 | 39842 | FD | ST | ST | 28 |  |  | PH | DH | NH | OH | YR | OH | 2002 | 2002 | 2002 | MS |  |  | MS |  |  | MS |  |  | NC |  |  | NC |  |  | NT | 1 | 2002 | 12 | 2021 | 930 | 0 | 0 | 489 | 0 | 1096 | NG | OG | OTH | [5 empty] | DB |  |  | 100% | 70% | 838466 |  | N |  |  |  | NC |  |  | NC
50157 | South Point Energy Center LLC | 55177 | South Point Energy Center | AZ | HRSG A | OP | Db | Y | 5 | 2003 | FM-OP 02-01 | FD | FD | FD | 22.8 |  |  | PH | DH | NH | OH | TH | TH | 2001 | 2001 | 2001 | MS |  |  | MS |  |  | MS |  |  | NC |  |  | NC |  |  | VO | 6 | 2001 |  |  | 674 |  |  | 119.8 |  | 1200 | NG | [7 empty] | DB | [6 empty] | N |  |  |  | SR |  |  | SR
50157 | South Point Energy Center LLC | 55177 | South Point Energy Center | AZ | HRSG B | OP | Db | Y | 5 | 2003 | FM-OP 02-01 | FD | FD | FD | 22.8 |  |  | PH | DH | NH | OH | TH | TH | 2001 | 2001 | 2001 | MS |  |  | MS |  |  | MS |  |  | NC |  |  | NC |  |  | VO | 6 | 2001 |  |  | 674 |  |  | 119.8 |  | 1200 | NG | [7 empty] | DB | [6 empty] | N |  |  |  | SR |  |  | SR
54915 | Dogwood Power Management, LLC | 55178 | Dogwood Energy Facility | MO | HRSG1 | OP | Da | Y | 4 | 2009 | 042009-009 | ST | NA | ST | 0.015 |  | 4 | PB |  | NM | DT |  | MO | 2002 |  | 2002 | MS | [5 empty] | MS | [8 empty] | TS | 2 | 2002 |  |  | 741 |  | 0 | 350 | 0 | 821 | NG | [7 empty] | DB |  |  | 50% | 50% | 4840477 |  | N |  |  |  | NC | SR |  | NC | SR
54915 | Dogwood Power Management, LLC | 55178 | Dogwood Energy Facility | MO | HRSG2 | OP | Da | Y | 4 | 2009 | 042009-009 | ST | NA | ST | 0.015 |  | 4 | PB |  | NM | DT |  | MO | 2002 |  | 2002 | MS | [5 empty] | MS | [8 empty] | TS | 2 | 2002 |  |  | 741 |  | 0 | 330 | 0 | 821 | NG | [7 empty] | DB |  |  | 50% | 50% | 4840477 |  | N |  |  |  | NC | SR |  | NC | SR
15708 | Rathdrum Operating Services Co., Inc. | 55179 | Rathdrum Power LLC | ID | 1 | OP | Db | Y | 2 | 2010 | T1-2009-0111 | ST | ST | ST | 10.7 | 2.7 | 4.5 | PH | DH | NM | OH | OH | OH | 2001 | 2001 | 2001 | MS |  |  | MS |  |  | MS |  |  | NC |  |  | NC |  |  | AI | 9 | 2001 | 10 | 2026 | 544 |  |  | 232 |  | 1105 | NG | [7 empty] | DB |  |  |  |  | 729386 |  | N |  |  |  | LN | SR |  | NC
18320 | Sunrise Power Co LLC | 55182 | Sunrise Power LLC | CA | HRSG1 | OP | Db | N |  |  |  | LO | LO | FD | 17.8 |  |  | PH | DH | NH | OH | OH | OH | 2003 | 2003 | 2003 | MS |  |  | MS |  |  | MS |  |  | OT |  |  | NC |  |  | AL | 6 | 2003 | 6 | 2033 | 705.4 |  |  | 390 |  | 981 | NG | [7 empty] | DB |  |  | 90% | 80% | 754697 |  | N |  |  |  | LN |  |  | LN | SR
18320 | Sunrise Power Co LLC | 55182 | Sunrise Power LLC | CA | HRSG2 | OP | Db | N |  |  |  | LO | LO | FD | 17.8 |  |  | PH | DH | NH | OH | OH | OH | 2003 | 2003 | 2003 | MS |  |  | MS |  |  | MS |  |  | OT |  |  | NC |  |  | AL | 6 | 2003 | 6 | 2033 | 705.4 |  |  | 390 |  | 981 | NG | [7 empty] | DB |  |  | 90% | 80% | 754697 |  | N |  |  |  | LN |  |  | LN | SR
56380 | GIM Channelview Cogeneration LLC | 55187 | Channelview Cogeneration Plant | TX | HRSG1 | OP | Db | Y | 10 | 2009 | 41775-PSD-TX-946/N-017 | ST | ST | ST | 5 |  |  | OP | DH | NM | SM | OH | YR | 2002 | 2002 | 2002 | MS |  |  | MS |  |  | MS |  |  | NC |  |  | NC |  |  | NT | 6 | 2002 | 6 | 2025 | 1000 | 0 | 0 | 2093.6 | 0 | 1474 | NG | [7 empty] | DB |  |  | 90% | 90% | 886600 |  | N |  |  |  | SR |  |  | NC
56380 | GIM Channelview Cogeneration LLC | 55187 | Channelview Cogeneration Plant | TX | HRSG2 | OP | Db | Y | 10 | 2009 | 41775-PSD-TX-946/N-017 | ST | ST | ST | 5 |  |  | OP | DH | NM | SM | OH | YR | 2002 | 2002 | 2002 | MS |  |  | MS |  |  | MS |  |  | NC |  |  | NC |  |  | NT | 6 | 2002 | 6 | 2025 | 1000 | 0 | 0 | 2093.6 | 0 | 1474 | NG | [7 empty] | DB |  |  | 90% | 90% | 886600 |  | N |  |  |  | SR |  |  | NC
56380 | GIM Channelview Cogeneration LLC | 55187 | Channelview Cogeneration Plant | TX | HRSG3 | OP | Db | Y | 10 | 2009 | 41775-PSD-TX-946/N-017 | ST | ST | ST | 5 |  |  | OP | DH | NM | SM | OH | YR | 2002 | 2002 | 2002 | MS |  |  | MS |  |  | MS |  |  | NC |  |  | NC |  |  | NT | 6 | 2002 | 6 | 2025 | 1000 | 0 | 0 | 2093.6 | 0 | 1474 | NG | [7 empty] | DB |  |  | 90% | 90% | 886600 |  | N |  |  |  | SR |  |  | NC
56380 | GIM Channelview Cogeneration LLC | 55187 | Channelview Cogeneration Plant | TX | HRSG4 | OP | Db | Y | 10 | 2009 | 41775-PSD-TX-946/N-017 | ST | ST | ST | 5 |  |  | OP | DH | NM | SM | OH | YR | 2002 | 2002 | 2002 | MS |  |  | MS |  |  | MS |  |  | NC |  |  | NC |  |  | NT | 8 | 2001 | 6 | 2025 | 1000 | 0 | 0 | 2093.6 | 0 | 1474 | NG | [7 empty] | DB |  |  | 90% | 90% | 886600 |  | N |  |  |  | SR |  |  | NC
4210 | Cordova Energy Co LLC | 55188 | Cordova Energy | IL | HRSG11 | OP
4210 | Cordova Energy Co LLC | 55188 | Cordova Energy | IL | HRSG21 | OP
55649 | Ontelaunee Energy Center | 55193 | Ontelaunee Energy Center | PA | HRSG1 | OP
55649 | Ontelaunee Energy Center | 55193 | Ontelaunee Energy Center | PA | HRSG2 | OP
18642 | Tennessee Valley Authority | 55197 | Caledonia | MS | 1 | OP | Da | N |  |  |  | ST | ST | ST | 24 |  |  | PH | DH | NM | OH | OH | DA | 2003 | 2003 | 2003 | MS |  |  | MS |  |  | MS | [5 empty] | NC |  |  | AI | 6 | 2003 | 5 | 2028 | 568 |  | 0 | 233 | 0 | 984.9 | NG | [7 empty] | DB |  |  | 60% | 50% | 743568 |  | N |  |  |  | LN
18642 | Tennessee Valley Authority | 55197 | Caledonia | MS | 2 | OP | Da | N |  |  |  | ST | ST | ST | 24 |  |  | PH | DH | NM | OH | OH | DA | 2003 | 2003 | 2003 | MS |  |  | MS |  |  | MS | [5 empty] | NC |  |  | AI | 6 | 2003 | 5 | 2028 | 568 |  | 0 | 233 | 0 | 984.9 | NG | [7 empty] | DB |  |  | 60% | 50% | 743568 |  | N |  |  |  | LN
18642 | Tennessee Valley Authority | 55197 | Caledonia | MS | 3 | OP | Da | N |  |  |  | ST | ST | ST | 24 |  |  | PH | DH | NM | OH | OH | DA | 2003 | 2003 | 2003 | MS |  |  | MS |  |  | MS | [5 empty] | NC |  |  | AI | 6 | 2003 | 5 | 2028 | 568 |  | 0 | 233 | 0 | 984.9 | NG | [7 empty] | DB |  |  | 60% | 50% | 743568 |  | N |  |  |  | LN
1415 | SWG Colorado LLC | 55200 | Arapahoe Combustion Turbine Project | CO | HRSG5 | OP | Db |  |  |  |  | ST | ST | St | 14.9 |  |  | OT | OT | OT | YR | YR | YR | 2002 | 2002 | 2002 | [9 empty] | NC |  |  | NC |  |  | NM | 10 | 2002 |  |  | 207.93 | 0 | 0 | 125 | 0 |  | NG | [7 empty] | DB |  |  |  |  | 866646 |  | N
1415 | SWG Colorado LLC | 55200 | Arapahoe Combustion Turbine Project | CO | HSRG6 | OP | Db |  |  |  |  | ST | ST | St | 14.9 |  |  | OT | OT | OT | YR | YR | YR | 2002 | 2002 | 2002 | [9 empty] | NC |  |  | NC |  |  | NM | 10 | 2002 |  |  | 207.93 | 0 | 0 | 125 | 0 |  | NG | [7 empty] | DB |  |  |  |  | 866646 |  | N
4383 | Corpus Christi Cogeneration LLC | 55206 | Corpus Christi Energy Center | TX | HRSG1 | OP | Db | N |  |  |  | ST | ST | ST | 35.9 | 48.35 | 164.75 | PH | DH | NH | PS | OH | OH | 2002 | 2002 | 2002 | MS |  |  | MS |  |  | MS |  |  | NC |  |  | NC |  |  | AL | 10 | 2002 |  |  | 856.8 | 0 | 0 | 1708.8 | 0 | 1345.6 | NG | [7 empty] | DB |  |  | 90% | 90% | 970.9 |  | N |  |  |  | NC |  |  | NC
4383 | Corpus Christi Cogeneration LLC | 55206 | Corpus Christi Energy Center | TX | HRSG2 | OP | Db | N |  |  |  | ST | ST | ST | 35.9 | 48.35 | 164.75 | PH | DH | NH | PS | OH | OH | 2002 | 2002 | 2002 | MS |  |  | MS |  |  | MS |  |  | NC |  |  | NC |  |  | AL | 10 | 2002 |  |  | 856.8 | 0 | 0 | 1708.8 | 0 | 1345.6 | NG | [7 empty] | DB |  |  | 90% | 90% | 970.9 |  | N |  |  |  | NC |  |  | NC
15473 | Public Service Co of NM | 55210 | Afton Generating Station | NM | 1 | OP | Da | N |  |  |  | ST | ST | St | 48.2 | 13 | 257.9 | OT | OT | OT | DA | DA | DA | 2007 | 2007 | 2007 | MS |  |  | MS |  |  | MS |  |  | NC |  |  | NC |  |  | CMI | 12 | 2007 |  |  | 568 |  |  | 260 |  | 3391 | NG | [7 empty] | DB |  |  | 100% | 90% | 3391000 |  | N |  |  |  | SR |  |  | NC
641 | ANP Bellingham Energy Company LLC | 55211 | ANP Bellingham Energy Project | MA | U1 | OP
641 | ANP Bellingham Energy Company LLC | 55211 | ANP Bellingham Energy Project | MA | U2 | OP
656 | ANP Blackstone Energy Company LLC | 55212 | ANP Blackstone Energy Project | MA | U1 | OP
656 | ANP Blackstone Energy Company LLC | 55212 | ANP Blackstone Energy Project | MA | U2 | OP
14298 | Odessa-Ector Power Partners LP | 55215 | Odessa Ector Generating Station | TX | HRSG1 | OP | Db | Y | 5 | 2010 | 41008 | ST | ST | ST | 21 |  |  | PH | DH | NH | OH | OH | OH | 2001 | 2001 | 2001 | MS |  |  | MS |  |  | MS |  |  | NC |  |  | NC |  |  | AI | 6 | 2001 | 6 | 2020 | 600 | 0 | 0 | 230 | 0 | 1300 | NG | [7 empty] | DB |  |  | 70% | 70% | 737917 |  | N |  |  |  | NC |  |  | NC
14298 | Odessa-Ector Power Partners LP | 55215 | Odessa Ector Generating Station | TX | HRSG2 | OP | Db | Y | 5 | 2010 | 41008 | ST | ST | ST | 21 |  |  | PH | DH | NH | OH | OH | OH | 2001 | 2001 | 2001 | MS |  |  | MS |  |  | MS |  |  | NC |  |  | NC |  |  | AI | 6 | 2001 | 6 | 2020 | 600 | 0 | 0 | 230 | 0 | 1300 | NG | [7 empty] | DB |  |  | 70% | 70% | 737917 |  | N |  |  |  | NC |  |  | NC
14298 | Odessa-Ector Power Partners LP | 55215 | Odessa Ector Generating Station | TX | HRSG3 | OP | Db | Y | 5 | 2010 | 41008 | ST | ST | ST | 21 |  |  | PH | DH | NH | OH | OH | OH | 2001 | 2001 | 2001 | MS |  |  | MS |  |  | MS |  |  | NC |  |  | NC |  |  | AI | 6 | 2001 | 6 | 2020 | 600 | 0 | 0 | 230 | 0 | 1300 | NG | [7 empty] | DB |  |  | 70% | 70% | 737917 |  | N |  |  |  | NC |  |  | NC
14298 | Odessa-Ector Power Partners LP | 55215 | Odessa Ector Generating Station | TX | HRSG4 | OP | Db | Y | 5 | 2010 | 41008 | ST | ST | ST | 21 |  |  | PH | DH | NH | OH | OH | OH | 2001 | 2001 | 2001 | MS |  |  | MS |  |  | MS |  |  | NC |  |  | NC |  |  | AI | 6 | 2001 | 6 | 2020 | 600 | 0 | 0 | 230 | 0 | 1300 | NG | [7 empty] | DB |  |  | 70% | 70% | 737917 |  | N |  |  |  | NC |  |  | NC
54755 | Morris Cogeneration LLC | 55216 | Morris Cogeneration LLC | IL | HRSG 1 | OP
54755 | Morris Cogeneration LLC | 55216 | Morris Cogeneration LLC | IL | HRSG 2 | OP
54755 | Morris Cogeneration LLC | 55216 | Morris Cogeneration LLC | IL | HRSG 3 | OP
2843 | Los Medanos Energy Center LLC | 55217 | Los Medanos Energy Center | CA | HRSG1 | OP | Db | Y | 9 | 2012 | BAAQMD PTO Plant # 11866 | ST | ST | ST | 0.0082 | 0.0021 | 0.023 | PB | DP | NM | OH | OH | NV | 2001 | 2001 | 2001 | MS |  |  | MS |  |  | MS |  |  | NC |  |  | NC |  |  | NT | 8 | 2001 | 8 | 2031 | 680 | 0 | 0 | 285 | 0 | 975 | NG | [7 empty] | DB |  |  | 90% | 90% | 2152828 |  | N |  |  |  | SR |  |  | NC
2843 | Los Medanos Energy Center LLC | 55217 | Los Medanos Energy Center | CA | HRSG2 | OP | Db | Y | 9 | 2012 | BAAQMD PTO Plant # 11866 | ST | ST | ST | 0.0059 | 0.0024 | 2.5 | PB | DP | NM | OH | OH | NV | 2001 | 2001 | 2001 | MS |  |  | MS |  |  | MS |  |  | NC |  |  | NC |  |  | NT | 8 | 2001 | 8 | 2031 | 680 | 0 | 0 | 285 | 0 | 975 | NG | [7 empty] | DB |  |  | 90% | 90% | 2152828 |  | N |  |  |  | SR |  |  | NC
12685 | Entergy Mississippi Inc | 55218 | Hinds Energy Facility | MS | H01 | OP
12685 | Entergy Mississippi Inc | 55218 | Hinds Energy Facility | MS | H02 | OP
12685 | Entergy Mississippi Inc | 55220 | Attala | MS | HRSG1 | OP
12685 | Entergy Mississippi Inc | 55220 | Attala | MS | HRSG2 | OP
807 | Arkansas Electric Coop Corp | 55221 | Harry L. Oswald | AR | HRSG7 | OP | Db | Y | 3 | 2010 | 1842-AOP-R5 | NA | NA | ST | [5 empty] | NP |  |  | TH |  |  | 2002 | [6 empty] | MS |  |  | NC | WA |  | NC | WA |  | DL | 6 | 2002 | 12 | 2042 | 276 |  | 0 | 234.5 | 0 |  | NG | [7 empty] | DB |  |  | 80% | 80% | 721578 |  | N |  |  |  | NA |  |  | NA
807 | Arkansas Electric Coop Corp | 55221 | Harry L. Oswald | AR | HRSG1 | OP | Db | Y | 3 | 2010 | 1842-AOP-R5 | NA | NA | ST | [5 empty] | NP |  |  | TH |  |  | 2002 | [6 empty] | MS |  |  | NC | WA |  | NC | WA |  | DL | 6 | 2002 | 12 | 2042 | 276 |  | 0 | 181.2 | 0 |  | NG | [7 empty] | DB |  |  | 80% | 80% | 307657 |  | N |  |  |  | NA |  |  | NA
807 | Arkansas Electric Coop Corp | 55221 | Harry L. Oswald | AR | HRSG2 | OP | Db | Y | 3 | 2010 | 1842-AOP-R5 | NA | NA | ST | [5 empty] | NP |  |  | TH |  |  | 2002 | [6 empty] | MS |  |  | NC | WA |  | NC | WA |  | DL | 6 | 2002 | 12 | 2042 | 276 |  | 0 | 181.2 | 0 |  | NG | [7 empty] | DB |  |  | 80% | 80% | 307657 |  | N |  |  |  | NA |  |  | NA
807 | Arkansas Electric Coop Corp | 55221 | Harry L. Oswald | AR | HRSG3 | OP | Db | Y | 3 | 2010 | 1842-AOP-R5 | NA | NA | ST | [5 empty] | NP |  |  | TH |  |  | 2002 | [6 empty] | MS |  |  | NC | WA |  | NC | WA |  | DL | 6 | 2002 | 12 | 2042 | 276 |  | 0 | 181.2 | 0 |  | NG | [7 empty] | DB |  |  | 80% | 80% | 307657 |  | N |  |  |  | NA |  |  | NA
807 | Arkansas Electric Coop Corp | 55221 | Harry L. Oswald | AR | HRSG4 | OP | Db | Y | 3 | 2010 | 1842-AOP-R5 | NA | NA | ST | [5 empty] | NP |  |  | TH |  |  | 2002 | [6 empty] | MS |  |  | NC | WA |  | NC | WA |  | DL | 6 | 2002 | 12 | 2042 | 276 |  | 0 | 181.2 | 0 |  | NG | [7 empty] | DB |  |  | 80% | 80% | 307657 |  | N |  |  |  | NA |  |  | NA
807 | Arkansas Electric Coop Corp | 55221 | Harry L. Oswald | AR | HRSG5 | OP | Db | Y | 3 | 2010 | 1842-AOP-R5 | NA | NA | ST | [5 empty] | NP |  |  | TH |  |  | 2002 | [6 empty] | MS |  |  | NC | WA |  | NC | WA |  | DL | 6 | 2002 | 12 | 2042 | 276 |  | 0 | 181.2 | 0 |  | NG | [7 empty] | DB |  |  | 80% | 80% | 307657 |  | N |  |  |  | NA |  |  | NA
807 | Arkansas Electric Coop Corp | 55221 | Harry L. Oswald | AR | HRSG6 | OP | Db | Y | 3 | 2010 | 1842-AOP-R5 | NA | NA | ST | [5 empty] | NP |  |  | TH |  |  | 2002 | [6 empty] | MS |  |  | NC | WA |  | NC | WA |  | DL | 6 | 2002 | 12 | 2042 | 276 |  | 0 | 181.2 | 0 |  | NG | [7 empty] | DB |  |  | 80% | 80% | 307657 |  | N |  |  |  | NA |  |  | NA
5761 | Ennis Power Company LLC | 55223 | Ennis Power Company LLC | TX | HRSG1 | OP
2897 | Calpine Oneta Power LLC | 55225 | Oneta Energy Center | OK | HRSG-1 | OP | Da | Y | 5 | 2011 | 2008-357-TRV | ST | ST | ST | 0.262 | 0.2 | 0.037 | PB | DP | NP | NV | NV | OH | 2002 | 2002 | 2002 | MS |  |  | MS |  |  | MS |  |  | NC |  |  | NC |  |  | NT | 7 | 2002 |  |  | 726 | 0 | 0 | 264 | 0 | 929.3 | NG | [7 empty] | DB |  |  | 90% |  | 767184 |  | N |  |  |  | NC |  |  | NC
2897 | Calpine Oneta Power LLC | 55225 | Oneta Energy Center | OK | HRSG-2 | OP | Da | Y | 5 | 2011 | 2008-357-TRV | ST | ST | ST | 0.262 | 0.2 | 0.037 | PB | DP | NP | NV | NV | OH | 2002 | 2002 | 2002 | MS |  |  | MS |  |  | MS |  |  | NC |  |  | NC |  |  | NT | 7 | 2002 |  |  | 726 | 0 | 0 | 264 | 0 | 929.3 | NG | [7 empty] | DB |  |  | 90% |  | 767184 |  | N |  |  |  | NC |  |  | NC
2897 | Calpine Oneta Power LLC | 55225 | Oneta Energy Center | OK | HRSG-3 | OP | Da | Y | 5 | 2011 | 2008-357-TRV | ST | ST | ST | 0.262 | 0.2 | 0.037 | PB | DP | NP | NV | NV | OH | 2003 | 2003 | 2003 | MS |  |  | MS |  |  | MS |  |  | NC |  |  | NC |  |  | NT | 6 | 2003 |  |  | 726 | 0 | 0 | 264 | 0 | 929.3 | NG | [7 empty] | DB |  |  | 90% |  | 767184 |  | N |  |  |  | NC |  |  | NC
2897 | Calpine Oneta Power LLC | 55225 | Oneta Energy Center | OK | HRSG-4 | OP | Da | Y | 5 | 2011 | 2008-357-TRV | ST | ST | ST | 0.262 | 0.2 | 0.037 | PB | DP | NP | NV | NV | OH | 2002 | 2002 | 2002 | MS |  |  | MS |  |  | MS |  |  | NC |  |  | NC |  |  | NT | 6 | 2003 |  |  | 726 | 0 | 0 | 264 | 0 | 929.3 | NG | [7 empty] | DB |  |  | 90% |  | 767184 |  | N |  |  |  | NC |  |  | NC
6763 | Freestone Power Generation LLC | 55226 | Freestone Energy Center | TX | 1 | OP
6763 | Freestone Power Generation LLC | 55226 | Freestone Energy Center | TX | 2 | OP
6763 | Freestone Power Generation LLC | 55226 | Freestone Energy Center | TX | 3 | OP
6763 | Freestone Power Generation LLC | 55226 | Freestone Energy Center | TX | 4 | OP
2172 | Brazos Electric Power Coop Inc | 55230 | Jack County | TX | HRSG1 | OP | Da | Y | 7 | 2003 | 52756 | ST | ST | St | 34.7 |  |  | OP | DH | NM | OH | OH | OH | 2005 | 2005 | 2005 | MS |  |  | MS |  |  | MS |  |  | NC |  |  | NC |  |  | AI | 2 | 2006 | 2 | 2036 | 780 |  |  | 506 |  | 1586 | NG | [7 empty] | DB |  |  | 80% | 70% | 680000 |  | N | NA |  |  | SR |  |  | NC
2172 | Brazos Electric Power Coop Inc | 55230 | Jack County | TX | HRSG2 | OP | Da | Y | 7 | 2003 | 52756 | ST | ST | St | 34.7 |  |  | OP | DH | NM | OH | OH | OH | 2005 | 2005 | 2005 | MS |  |  | MS |  |  | MS |  |  | NC |  |  | NC |  |  | AI | 2 | 2006 | 2 | 2036 | 780 |  |  | 506 |  | 1486 | NG | [7 empty] | DB |  |  | 80% | 70% | 680000 |  | N | NA |  |  | SR |  |  | NC
2172 | Brazos Electric Power Coop Inc | 55230 | Jack County | TX | HRSG3 | OP | Dc | Y | 12 | 2008 | 83801 | ST | ST | St | 12 |  |  | PH | DH | NM | OH | OH | DA | 2011 | 2011 | 2011 | MS |  |  | MS |  |  | MS |  |  | NC |  |  | NC |  |  | NT | 7 | 2011 |  |  | 863 |  |  | 574 |  | 1512 | NG | [7 empty] | DB |  |  | 80% | 70% | 680000 |  | N | NA |  |  | SR |  |  | SR
2172 | Brazos Electric Power Coop Inc | 55230 | Jack County | TX | HRSG4 | OP | Dc | Y | 12 | 2008 | 83801 | ST | ST | St | 12 |  |  | PH | DH | NM | OH | OH | DA | 2011 | 2011 | 2011 | MS |  |  | MS |  |  | MS |  |  | NC |  |  | NC |  |  | NT | 7 | 2011 |  |  | 863 |  |  | 574 |  | 1608 | NG | [7 empty] | DB |  |  | 80% | 70% | 680000 |  | N | NA |  |  | SR |  |  | SR
27031 | Liberty Electric Power LLC | 55231 | Liberty Electric Power Plant | PA | HRSG1 | OP | Db | Y | 6 | 2000 | PA-23-0082 | ST | ST | ST | 5.5 |  |  | PH | DP | NM | OH | NV | OH | 2002 | 2002 | 2002 | MS |  |  | MS |  |  | MS |  |  | NC |  |  | NC |  |  | AI | 5 | 2002 |  |  | 573 |  | 0 | 237.9 | 0 | 1071 | NG | [7 empty] | DB |  |  | 90% | 90% | 988391 |  | N |  |  |  | OT |  |  | OT
27031 | Liberty Electric Power LLC | 55231 | Liberty Electric Power Plant | PA | HRSG2 | OP | Db | Y | 6 | 2000 | PA-23-0082 | ST | ST | ST | 5.5 |  |  | PH | DP | NM | OH | NV | OH | 2002 | 2002 | 2002 | MS |  |  | MS |  |  | MS |  |  | NC |  |  | NC |  |  | AI | 5 | 2002 |  |  | 573 |  | 0 | 237.9 | 0 | 1071 | NG | [7 empty] | DB |  |  | 90% | 90% | 988391 |  | N |  |  |  | OT |  |  | OT
22131 | Red Oak Power LLC | 55239 | Red Oak Power LLC | NJ | HRSG1 | OP
22131 | Red Oak Power LLC | 55239 | Red Oak Power LLC | NJ | HRSG2 | OP
22131 | Red Oak Power LLC | 55239 | Red Oak Power LLC | NJ | HRSG3 | OP
12739 | Mobile Energy LLC | 55241 | Hog Bayou Energy Center | AL | HRSG1 | OP
54692 | Calpine Operating Services Company, Inc. | 55242 | Santa Rosa Energy Center | FL | HRSG2 | OP
19145 | DTE Tuscola, LLC | 55245 | Tuscola Station | IL | 1 | OP | N
19145 | DTE Tuscola, LLC | 55245 | Tuscola Station | IL | 3 | OP | N
19145 | DTE Tuscola, LLC | 55245 | Tuscola Station | IL | 4 | OP | N
56195 | BP Alternative Energy | 55259 | Whiting Clean Energy | IN | 1100 | OP | Da | Y | 7 | 2000 | 089-11194-00449 | ST | ST | ST | 0.03 |  |  | PB | DH | NM | OH | OH | TH | 2002 | 2002 | 2002 | MS |  |  | MS |  |  | MS |  |  | NC |  |  | NC |  |  | AI | 4 | 2002 | 4 | 2032 | 1123 | 0 | 0 | 647.5 | 0 | 1735 | NG | [7 empty] | DB |  |  | 90% | 80% | 763022 |  | N |  |  |  | SR |  |  | SR
56195 | BP Alternative Energy | 55259 | Whiting Clean Energy | IN | 2100 | OP | Da | Y | 7 | 2000 | 089-11194-00449 | ST | ST | ST | 0.03 |  |  | PB | DH | NM | OH | OH | TH | 2002 | 2002 | 2002 | MS |  |  | MS |  |  | MS |  |  | NC |  |  | NC |  |  | AI | 4 | 2002 | 4 | 2032 | 1123 | 0 | 0 | 647.5 | 0 | 1735 | NG | [7 empty] | DB |  |  | 90% | 80% | 763022 |  | N |  |  |  | SR |  |  | SR
18642 | Tennessee Valley Authority | 55269 | TVA Southaven Combined Cycle | MS | 1 | OP | Da | Y | 4 | 2000 | 0680-00095 | ST | ST | ST | 24 |  |  | PH | DH | NM | OH | OH | DA | 2003 | 2003 | 2003 | MS |  |  | MS |  |  | MS | [5 empty] | NC |  |  | AI | 5 | 2003 | 5 | 2032 | 568 | 0 | 0 | 240 | 0 | 969.3 | NG | [7 empty] | DB |  |  | 60% | 50% | 731786 |  | N |  |  |  | LN
18642 | Tennessee Valley Authority | 55269 | TVA Southaven Combined Cycle | MS | 2 | OP | Da | Y | 4 | 2000 | 0680-00095 | ST | ST | ST | 24 |  |  | PH | DH | NM | OH | OH | DA | 2003 | 2003 | 2003 | MS |  |  | MS |  |  | MS | [5 empty] | NC |  |  | AI | 5 | 2003 | 5 | 2032 | 568 | 0 | 0 | 240 | 0 | 969.3 | NG | [7 empty] | DB |  |  | 60% | 50% | 731786 |  | N |  |  |  | LN
18642 | Tennessee Valley Authority | 55269 | TVA Southaven Combined Cycle | MS | 3 | OP | Da | Y | 4 | 2000 | 0680-00095 | ST | ST | ST | 24 |  |  | PH | DH | NM | OH | OH | DA | 2003 | 2003 | 2003 | MS |  |  | MS |  |  | MS | [5 empty] | NC |  |  | AI | 6 | 2003 | 6 | 2032 | 568 | 0 | 0 | 240 | 0 | 969.3 | NG | [7 empty] | DB |  |  | 60% | 50% | 731786 |  | N |  |  |  | LN
57086 | Jackson Power Company, LLC | 55270 | Jackson Michigan Facility | MI | HRSG1 | OP | Db | N |  |  |  | NA | NA | ST |  |  | 0.09 |  |  | NP |  |  | MO |  |  | 2002 | MS | [5 empty] | MS | [8 empty] | DL | 7 | 2002 | 12 | 2042 | 276 | 0 | 0 | 181.2 | 0 | 148.6 | NG | [7 empty] | DB |  |  | 80% | 80% | 326565 |  | N |  |  |  | NC |  |  | NC
57086 | Jackson Power Company, LLC | 55270 | Jackson Michigan Facility | MI | HRSG2 | OP | Db | N |  |  |  | NA | NA | ST |  |  | 0.09 |  |  | NP |  |  | MO |  |  | 2002 | MS | [5 empty] | MS | [8 empty] | DL | 7 | 2002 | 12 | 2042 | 276 | 0 | 0 | 181.2 | 0 | 148.6 | NG | [7 empty] | DB |  |  | 80% | 80% | 326565 |  | N |  |  |  | NC |  |  | NC
57086 | Jackson Power Company, LLC | 55270 | Jackson Michigan Facility | MI | HRSG3 | OP | Db | N |  |  |  | NA | NA | ST |  |  | 0.09 |  |  | NP |  |  | MO |  |  | 2002 | MS | [5 empty] | MS | [8 empty] | DL | 7 | 2002 | 12 | 2042 | 276 | 0 | 0 | 181.2 | 0 | 148.6 | NG | [7 empty] | DB |  |  | 80% | 80% | 326565 |  | N |  |  |  | NC |  |  | NC
57086 | Jackson Power Company, LLC | 55270 | Jackson Michigan Facility | MI | HRSG4 | OP | Db | N |  |  |  | NA | NA | ST |  |  | 0.09 |  |  | NP |  |  | MO |  |  | 2002 | MS | [5 empty] | MS | [8 empty] | DL | 7 | 2002 | 12 | 2042 | 276 | 0 | 0 | 181.2 | 0 | 148.6 | NG | [7 empty] | DB |  |  | 80% | 80% | 326565 |  | N |  |  |  | NC |  |  | NC
57086 | Jackson Power Company, LLC | 55270 | Jackson Michigan Facility | MI | HRSG5 | OP | Db | N |  |  |  | NA | NA | ST |  |  | 0.09 |  |  | NP |  |  | MO |  |  | 2002 | MS | [5 empty] | MS | [8 empty] | DL | 7 | 2002 | 12 | 2042 | 276 | 0 | 0 | 181.2 | 0 | 148.6 | NG | [7 empty] | DB |  |  | 80% | 80% | 326565 |  | N |  |  |  | NC |  |  | NC
57086 | Jackson Power Company, LLC | 55270 | Jackson Michigan Facility | MI | HRSG6 | OP | Db | N |  |  |  | NA | NA | ST |  |  | 0.09 |  |  | NP |  |  | MO |  |  | 2002 | MS | [5 empty] | MS | [8 empty] | DL | 7 | 2002 | 12 | 2042 | 276 | 0 | 0 | 181.2 | 0 | 148.6 | NG | [7 empty] | DB |  |  | 80% | 80% | 326565 |  | N |  |  |  | NC |  |  | NC
57086 | Jackson Power Company, LLC | 55270 | Jackson Michigan Facility | MI | HRSG7 | OP | Db | N |  |  |  | NA | NA | ST |  |  | 0.09 |  |  | NP |  |  | MO |  |  | 2002 | MS | [5 empty] | MS | [8 empty] | DL | 7 | 2002 | 12 | 2042 | 547 | 0 | 0 | 234.5 | 0 | 434.7 | NG | [7 empty] | DB |  |  | 80% | 80% | 711004 |  | N |  |  |  | NC |  |  | NC
31386 | Tenaska Alabama Partners LP | 55271 | Tenaska Lindsay Hill Generating Station | AL | HRSG1 | OP | Db | N |  |  |  | FD | FD | FD | 0.03 |  |  | PB | DP | NP | NV | NV | TH | 2002 | 2002 | 2002 | MS |  |  | MS |  |  | MS |  |  | NC |  |  | NC |  |  | DL | 5 | 2002 |  |  | 672 |  |  | 370.7 |  | 938 | NG | [7 empty] | DB |  |  | 90% | 90% | 769200 |  | N |  |  |  | NC |  |  | NC
31386 | Tenaska Alabama Partners LP | 55271 | Tenaska Lindsay Hill Generating Station | AL | HRSG2 | OP | Db | N |  |  |  | FD | FD | FD | 0.03 |  |  | PB | DP | NP | NV | NV | TH | 2002 | 2002 | 2002 | MS |  |  | MS |  |  | MS |  |  | NC |  |  | NC |  |  | DL | 5 | 2002 |  |  | 672 |  |  | 370.7 |  | 938 | NG | [7 empty] | DB |  |  | 90% | 90% | 769200 |  | N |  |  |  | NC |  |  | NC
31386 | Tenaska Alabama Partners LP | 55271 | Tenaska Lindsay Hill Generating Station | AL | HRSG3 | OP | Db | N |  |  |  | FD | FD | FD | 0.03 |  |  | PB | DP | NP | NV | NV | TH | 2002 | 2002 | 2002 | MS |  |  | MS |  |  | MS |  |  | NC |  |  | NC |  |  | DL | 5 | 2002 |  |  | 672 |  |  | 370.7 |  | 938 | NG | [7 empty] | DB |  |  | 90% | 90% | 769200 |  | N |  |  |  | NC |  |  | NC
56812 | Arlington Valley LLC | 55282 | Arlington Valley Energy Facility | AZ | HRSG1 | OP | Da | N |  |  |  | FD | FD | FD | 27 | 5.25 | 2.5 | PH | DH | NM | OH | OH | TH | 2002 | 2002 | 2002 | MS |  |  | MS |  |  | MS |  |  | NC |  |  | NC |  |  | AI | 6 | 2002 | 6 | 2032 | 610 |  | 0 | 356 | 0 | 918.8 | NG | [7 empty] | DB |  |  | 80% | 80% | 776404 |  | N |  |  |  | NC |  |  | NC
56812 | Arlington Valley LLC | 55282 | Arlington Valley Energy Facility | AZ | HRSG2 | OP | Da | N |  |  |  | FD | FD | FD | 27 | 5.25 | 2.5 | PH | DH | NM | OH | OH | TH | 2002 | 2002 | 2002 | MS |  |  | MS |  |  | MS |  |  | NC |  |  | NC |  |  | AI | 6 | 2002 | 6 | 2032 | 610 |  | 0 | 356 | 0 | 918.8 | NG | [7 empty] | DB |  |  | 80% | 80% | 776404 |  | N |  |  |  | NC |  |  | NC
3989 | City of Colorado Springs - (CO) | 55283 | Front Range Power Plant | CO | HRSG1 | OP | Da | Y | 9 | 2002 | 99EP0851 | ST | ST | St | 0.03 | 0.2 | 1.6 | PB | DP | OT | NS | MO | MO | 2002 | 2002 | 2002 | MS |  |  | MS |  |  | MS |  |  | NC |  |  | NC |  |  | VO | 4 | 2003 |  |  | 555 |  |  | 320 |  | 842 | NG | [7 empty] | DB |  |  | 90% | 80% | 628342 |  | N |  |  |  | LN |  |  | NA
3989 | City of Colorado Springs - (CO) | 55283 | Front Range Power Plant | CO | HRSG2 | OP | Da | Y | 9 | 2002 | 99EP0851 | ST | ST | St | 0.03 | 0.2 | 1.6 | PB | DP | OT | NS | MO | MO | 2002 | 2002 | 2002 | MS |  |  | MS |  |  | MS |  |  | NC |  |  | NC |  |  | VO | 4 | 2003 |  |  | 555 |  |  | 320 |  | 842 | NG | [7 empty] | DB |  |  | 90% | 80% | 628342 |  | N |  |  |  | LN |  |  | NA
2929 | Decatur Energy Center LLC | 55292 | Decatur Energy Center | AL | HRSG1 | OP | Da | Y | 9 | 2001 | 712-0079 | FD | FD | FD | 11 | 0.8 | 31.2 | PH | SU | NH | NS | NV | TH | 2002 | 2002 | 2002 | MS |  |  | MS |  |  | MS |  |  | NC |  |  | NC |  |  | NT | 6 | 2002 |  |  | 1000 |  | 0 | 376 | 0 | 1836 | NG | [7 empty] | DB |  |  | 60% | 50% | 789488 |  | N |  |  |  | NC |  |  | NC
2929 | Decatur Energy Center LLC | 55292 | Decatur Energy Center | AL | HRSG2 | OP | Da | Y | 9 | 2001 | 712-0079 | FD | FD | FD | 11 | 0.8 | 31.2 | PH | SU | NH | NS | NV | TH | 2002 | 2002 | 2002 | MS |  |  | MS |  |  | MS |  |  | NC |  |  | NC |  |  | NT | 6 | 2002 |  |  | 1000 |  | 0 | 376 | 0 | 1836 | NG | [7 empty] | DB |  |  | 60% | 50% | 789488 |  | N |  |  |  | NC |  |  | NC
2929 | Decatur Energy Center LLC | 55292 | Decatur Energy Center | AL | HRSG3 | OP | Da | Y | 9 | 2001 | 712-0079 | FD | FD | FD | 11 | 0.8 | 31.2 | PH | SU | NH | NS | NV | TH | 2003 | 2003 | 2003 | MS |  |  | MS |  |  | MS |  |  | NC |  |  | NC |  |  | NT | 6 | 2003 |  |  | 1000 |  | 0 | 376 | 0 | 1836 | NG | [7 empty] | DB |  |  | 60% | 50% | 789488 |  | N |  |  |  | NC |  |  | NC
29122 | Morgan Energy Center LLC | 55293 | Morgan Energy Center | AL | HRSG 1 | OP | Da | Y | 6 | 2000 | 712-0080 | FD | FD | FD | 0.005 |  |  | PB | SU | NP | NS | NS | TH | 2003 | 2003 | 2003 | MS |  |  | MS |  |  | MS |  |  | OT | [5 empty] | NT | 6 | 2003 | 6 | 2033 | 850 | 0 | 0 | 376.2 | 0 | 1443 | NG | [7 empty] | DB |  |  | 90% | 90% | 809586 |  | N |  |  |  | SR
29122 | Morgan Energy Center LLC | 55293 | Morgan Energy Center | AL | HRSG 2 | OP | Da | Y | 6 | 2000 | 712-0080 | FD | FD | FD | 0.005 |  |  | PB | SU | NP | NS | NS | TH | 2003 | 2003 | 2003 | MS |  |  | MS |  |  | MS |  |  | OT | [5 empty] | NT | 6 | 2003 | 6 | 2033 | 850 | 0 | 0 | 376.2 | 0 | 1443 | NG | [7 empty] | DB |  |  | 90% | 90% | 809586 |  | N |  |  |  | SR
29122 | Morgan Energy Center LLC | 55293 | Morgan Energy Center | AL | HRSG 3 | OP | Da | Y | 6 | 2000 | 712-0800 | FD | FD | FD | 0.005 |  |  | PB | SU | NP | NS | NS | TH | 2003 | 2003 | 2003 | MS |  |  | MS |  |  | MS |  |  | OT | [5 empty] | NT | 6 | 2003 | 6 | 2033 | 850 | 0 | 0 | 376.2 | 0 | 1443 | NG | [7 empty] | DB |  |  | 90% | 90% | 809586 |  | N |  |  |  | SR
2891 | Westbrook Energy Center | 55294 | Westbrook Energy Center Power Plant | ME | HRSG1 | OP
2891 | Westbrook Energy Center | 55294 | Westbrook Energy Center Power Plant | ME | HRSG2 | OP
58453 | AltaGas Blythe Operations Inc | 55295 | Blythe Energy Inc | CA | HRSG1 | OP | N | N |  |  |  | FD | FD | FD | 103 | 24 | 202 | OT | OT | OT | YR | YR | YR | 2003 | 2003 | 2003 | MS |  |  | MS |  |  | MS |  |  | NC |  |  | NC |  |  | VO | 12 | 2003 |  |  | 560 |  |  | 92 |  | 1720 | NG | [7 empty] | FF |  |  | 80% | 90% | 765579 |  | N |  |  |  | NC |  |  | NC
58453 | AltaGas Blythe Operations Inc | 55295 | Blythe Energy Inc | CA | HRSG2 | OP | N | N |  |  |  | FD | FD | FD | 103 | 24 | 202 | OT | OT | OT | YR | YR | YR | 2003 | 2003 | 2003 | MS |  |  | MS |  |  | MS |  |  | NC |  |  | NC |  |  | VO | 12 | 2003 |  |  | 560 |  |  | 92 |  | 1720 | NG | [7 empty] | FF |  |  | 80% | 90% | 765579 |  | N |  |  |  | NC |  |  | NC
21579 | New Covert Generating Company LLC | 55297 | New Covert Generating Facility | MI | HRSG1 | OP | Da | Y | 11 | 2009 | MI-ROP-N6767-2009 | ST | ST | ST | 33.7 |  |  | OP | DC | NM | DA | DA | DA | 2004 | 2004 | 2004 | MS |  |  | MS |  |  | MS |  |  | NC |  |  | NC |  |  | DL | 3 | 2004 |  |  | 779 | 0 | 0 | 256 | 100 | 2676 | NG | [7 empty] | DB |  |  | 80% |  | 1390988 |  | N |  |  |  | LN |  |  | LN
21579 | New Covert Generating Company LLC | 55297 | New Covert Generating Facility | MI | HRSG2 | OP | Da | Y | 11 | 2009 | MI-ROP-N6767-2009 | ST | ST | ST | 33.4 |  |  | PH | SB | NM | DA | DA | DA | 2004 | 2004 | 2004 | MS |  |  | MS |  |  | MS |  |  | NC |  |  | NC |  |  | DL | 3 | 2004 |  |  | 779 | 0 | 0 | 256 | 100 | 2676 | NG | [7 empty] | DB |  |  | 80% |  | 1392741 |  | N |  |  |  | LN |  |  | LN
21579 | New Covert Generating Company LLC | 55297 | New Covert Generating Facility | MI | HRSG3 | OP | Da | Y | 11 | 2009 | MI-ROP-N6767-2009 | ST | ST | ST | 33.7 |  |  | PH | SB | NM | DA | DA | DA | 2004 | 2004 | 2004 | MS |  |  | MS |  |  | MS |  |  | NC |  |  | NC |  |  | DL | 3 | 2004 |  |  | 779 | 0 | 0 | 256 | 100 | 2676 | NG | [7 empty] | DB |  |  | 80% |  | 1320815 |  | N |  |  |  | LN |  |  | LN
54817 | Fairless Energy LLC | 55298 | Fairless Energy Center | PA | HRSG1A | OP | Da | N |  |  |  | ST | ST | St | 0.014 | 0.002 | 2.5 | PB | DP | NM | PS | DT | OT | 2004 | 2004 | 2004 | MS | BO |  | MS | BO |  | MS | BO |  | NC |  |  | NC |  |  | NM | 5 | 2004 | 12 | 2034 | 1200 |  | 0 | 300 | 0 | 3325 | NG | [7 empty] | DB |  |  | 90% | 80% | 1400000 |  | N |  |  |  | LN | SR |  | LN | SR
54817 | Fairless Energy LLC | 55298 | Fairless Energy Center | PA | HRSG1B | OP | Da | N |  |  |  | ST | ST | St | 0.014 | 0.002 | 2.5 | PB | DP | NM | PS | DT | OT | 2004 | 2004 | 2004 | MS | BO |  | MS | BO |  | MS | BO |  | NC |  |  | NC |  |  | NM | 5 | 2004 | 12 | 2034 | 1200 |  | 0 | 300 | 0 | 3325 | NG | [7 empty] | DB |  |  | 90% | 80% | 1400000 |  | N |  |  |  | LN | SR |  | LN | SR
54817 | Fairless Energy LLC | 55298 | Fairless Energy Center | PA | HRSG2A | OP | Da | N |  |  |  | ST | ST | St | 0.014 | 0.002 | 2.5 | PB | DP | NM | PS | DT | OT | 2004 | 2004 | 2004 | MS | BO |  | MS | BO |  | MS | BO |  | NC |  |  | NC |  |  | NM | 5 | 2004 | 12 | 2034 | 1200 |  | 0 | 300 | 0 | 3325 | NG | [7 empty] | DB |  |  | 90% | 80% | 1400000 |  | N |  |  |  | LN | SR |  | LN | SR
54817 | Fairless Energy LLC | 55298 | Fairless Energy Center | PA | HRSG2B | OP | Da | N |  |  |  | ST | ST | St | 0.014 | 0.002 | 2.5 | PB | DP | NM | PS | DT | OT | 2004 | 2004 | 2004 | MS | BO |  | MS | BO |  | MS | BO |  | NC |  |  | NC |  |  | NM | 5 | 2004 | 12 | 2034 | 1200 |  | 0 | 300 | 0 | 3325 | NG | [7 empty] | DB |  |  | 90% | 80% | 1400000 |  | N |  |  |  | LN | SR |  | LN | SR
3370 | Channel Energy Center LLC | 55299 | Channel Energy Center LLC | TX | HRSG3 | CO | [36 empty] | 6 | 2014
3370 | Channel Energy Center LLC | 55299 | Channel Energy Center LLC | TX | HRSG1 | OP | Da | Y | 10 | 2012 | 42179 | NA | NA | ST | [5 empty] | NM |  |  | TH |  |  | 2002 | NC | [5 empty] | MS | [8 empty] | NT | 6 | 2001 |  |  | 950 | 0 | 0 | 415 | 0 | 821 | NG | [7 empty] | DB |  |  | 100% | 100% | 793459 |  | N |  |  |  | SN |  |  | NC
3370 | Channel Energy Center LLC | 55299 | Channel Energy Center LLC | TX | HRSG2 | OP | Da | Y | 10 | 2012 | 42179 | NA | NA | ST | [5 empty] | NM |  |  | TH |  |  | 2002 | NC | [5 empty] | MS | [8 empty] | NT | 4 | 2002 |  |  | 950 | 0 | 0 | 415 | 0 | 821 | NG | [7 empty] | DB |  |  | 100% | 100% | 793459 |  | N |  |  |  | SN |  |  | NC
14412 | Gila River Power Station LP | 55306 | Gila River Power Station | AZ | 1 A | OP | Da | Y | 7 | 2008 | V99-018 | LO | LO | LO | 12.5 |  |  | PH | DH | NM | OH | TH | TH | 2003 | 2003 | 2003 | MS |  |  | MS |  |  | MS |  |  | NC |  |  | NC |  |  | OT | 7 | 2003 |  |  | 704 | 0 | 0 | 282 |  | 2156 | NG | [7 empty] | DB |  |  | 90% | 90% | 145000 |  | N |  |  |  | LN | SR |  | NC
14412 | Gila River Power Station LP | 55306 | Gila River Power Station | AZ | 1 B | OP | Da | Y | 7 | 2008 | V99-018 | LO | LO | LO | 12.5 |  |  | PH | DH | NM | OH | TH | TH | 2003 | 2003 | 2003 | MS |  |  | MS |  |  | MS |  |  | NC |  |  | NC |  |  | OT | 7 | 2003 |  |  | 704 | 0 | 0 | 282 |  | 2156 | NG | [7 empty] | DB |  |  | 90% | 90% | 145000 |  | N |  |  |  | LN | SR |  | NC
14412 | Gila River Power Station LP | 55306 | Gila River Power Station | AZ | 2 A | OP | Da | Y | 7 | 2008 | V99-018 | LO | LO | LO | 12.5 |  |  | PH | DH | NM | OH | TH | TH | 2003 | 2003 | 2003 | MS |  |  | MS |  |  | MS |  |  | NC |  |  | NC |  |  | OT | 6 | 2003 |  |  | 704 | 0 | 0 | 282 |  | 2156 | NG | [7 empty] | DB |  |  | 90% | 90% | 145000 |  | N |  |  |  | LN | SR |  | NC
14412 | Gila River Power Station LP | 55306 | Gila River Power Station | AZ | 2 B | OP | Da | Y | 7 | 2008 | V99-018 | LO | LO | LO | 12.5 |  |  | PH | DH | NM | OH | TH | TH | 2003 | 2003 | 2003 | MS |  |  | MS |  |  | MS |  |  | NC |  |  | NC |  |  | OT | 6 | 2003 |  |  | 704 | 0 | 0 | 282 |  | 2156 | NG | [7 empty] | DB |  |  | 90% | 90% | 145000 |  | N |  |  |  | LN | SR |  | NC
14412 | Gila River Power Station LP | 55306 | Gila River Power Station | AZ | 3 A | OP | Da | Y | 7 | 2008 | V99-018 | LO | LO | LO | 12.5 |  |  | PH | DH | NM | OH | TH | TH | 2003 | 2003 | 2003 | MS |  |  | MS |  |  | MS |  |  | NC |  |  | NC |  |  | OT | 6 | 2003 |  |  | 704 | 0 | 0 | 282 |  | 2156 | NG | [7 empty] | DB |  |  | 90% | 90% | 145000 |  | N |  |  |  | LN | SR |  | NC
14412 | Gila River Power Station LP | 55306 | Gila River Power Station | AZ | 3 B | OP | Da | Y | 7 | 2008 | V99-018 | LO | LO | LO | 12.5 |  |  | PH | DH | NM | OH | TH | TH | 2003 | 2003 | 2003 | MS |  |  | MS |  |  | MS |  |  | NC |  |  | NC |  |  | OT | 6 | 2003 |  |  | 704 | 0 | 0 | 282 |  | 2156 | NG | [7 empty] | DB |  |  | 90% | 90% | 145000 |  | N |  |  |  | LN | SR |  | NC
14412 | Gila River Power Station LP | 55306 | Gila River Power Station | AZ | 4 A | OP | Da | Y | 7 | 2008 | V99-018 | LO | LO | LO | 12.5 |  |  | PH | DH | NM | OH | TH | TH | 2003 | 2003 | 2003 | MS |  |  | MS |  |  | MS |  |  | NC |  |  | NC |  |  | OT | 5 | 2003 |  |  | 704 | 0 | 0 | 282 |  | 2156 | NG | [7 empty] | DB |  |  | 90% | 90% | 145000 |  | N |  |  |  | LN | SR |  | NC
14412 | Gila River Power Station LP | 55306 | Gila River Power Station | AZ | 4 B | OP | Da | Y | 7 | 2008 | V99-018 | LO | LO | LO | 12.5 |  |  | PH | DH | NM | OH | TH | TH | 2003 | 2003 | 2003 | MS |  |  | MS |  |  | MS |  |  | NC |  |  | NC |  |  | OT | 5 | 2003 |  |  | 704 | 0 | 0 | 282 |  | 2156 | NG | [7 empty] | DB |  |  | 90% | 90% | 145000 |  | N |  |  |  | LN | SR |  | NC
56304 | Air Products LLC | 55309 | Air Products Port Arthur | TX | HRSG | OP
1182 | BASF Corporation | 55311 | BASF Freeport Works | TX | HRSG | OP
26469 | Ingleside Cogeneration LP | 55313 | Ingleside Cogeneration | TX | 20F101 | OP | Db | Y | 3 | 2012 | 35335 | ST | ST | St | 0.02 | 0.0007 | 0.18 | PB | DP | NP | OH | OH | OH | 1999 | 1999 | 1999 | MS |  |  | MS |  |  | MS |  |  | ND |  |  | ND |  |  | DL | 7 | 1999 |  |  | 960 |  |  | 398 |  | 499 | NG | OTH | [6 empty] | DB |  |  |  |  | 765000 | [5 empty] | ND |  |  | ND
26469 | Ingleside Cogeneration LP | 55313 | Ingleside Cogeneration | TX | 20F201 | OP | Db | Y | 3 | 2012 | 35335 | ST | ST | St | 0.02 | 0.0007 | 0.18 | PB | DP | NP | OH | OH | OH | 1999 | 1999 | 1999 | MS |  |  | MS |  |  | MS |  |  | ND |  |  | ND |  |  | DL | 7 | 1999 |  |  | 960 |  |  | 398 |  | 499 | NG | OTH | [6 empty] | DB |  |  |  |  | 765000 | [5 empty] | ND |  |  | ND
49965 | Constellation Mystic Power LLC | 55317 | Fore River Generating Station | MA | 11 | OP | Db | N |  |  |  | ST | ST | ST | 0.011 |  |  | PB | SB | NP | NV | NV | OH | 2003 | 2003 | 2003 | MS |  |  | MS |  |  | MS |  |  | NC |  |  | NC |  |  | DL | 6 | 2003 |  |  | 700 |  |  | 2955 | 0 | 1500 | NG | [7 empty] | DB |  |  | 70% | 70% | 1140350 | D | N |  |  |  | NH |  |  | NC
49965 | Constellation Mystic Power LLC | 55317 | Fore River Generating Station | MA | 12 | OP | Db | N |  |  |  | ST | ST | ST | 0.011 |  |  | PB | SB | NP | NV | NV | OH | 2003 | 2003 | 2003 | MS |  |  | MS |  |  | MS |  |  | NC |  |  | NC |  |  | DL | 6 | 2003 |  |  | 700 |  |  | 2955 | 0 | 1500 | NG | [7 empty] | DB |  |  | 70% | 70% | 1140350 | D | N |  |  |  | NH |  |  | NC
14610 | Orlando Utilities Comm | 55318 | Indian River | FL | 1 | OS | N | N |  |  |  | ST | ST | NA | 0.1 |  |  | PB | DP |  | TH | NV |  | 1972 | 1972 |  | MS |  |  | MS | [5 empty] | NC |  |  | NC |  |  | CE | 2 | 1960 |  |  | 500 | 0 | 106.4 | 672.5 | 0 |  | NG | RFO | [6 empty] | TF |  |  | 90% | 90% | 113382 |  | N
14610 | Orlando Utilities Comm | 55318 | Indian River | FL | 2 | OS | N | N |  |  |  | ST | ST | NA | 0.1 |  |  | PB | DP |  | TH | NV |  | 1972 | 1972 |  | MS |  |  | MS | [5 empty] | NC |  |  | NC |  |  | CE | 9 | 1964 |  |  | 1200 | 0 | 256.7 | 1722.4 | 0 |  | NG | RFO | [6 empty] | TF |  |  | 90% | 90% | 313313 |  | N
14610 | Orlando Utilities Comm | 55318 | Indian River | FL | 3 | OS | N | N |  |  |  | ST | ST | NA | 0.1 |  |  | PB | DP |  | TH | NV |  | 1974 | 1974 |  | MS |  |  | MS | [5 empty] | NC |  |  | NC |  |  | CE | 2 | 1974 |  |  | 2265 | 0 | 481 | 3115 | 0 |  | NG | RFO | [6 empty] | TF |  |  | 90% | 90% | 518718 |  | N
21668 | Wise County Power Company LLC | 55320 | Wise County Power LLC | TX | HRSG1 | OP | Db | Y | 12 | 2011 | 42734 | ST | ST | St | 31.4 | 4.24 | 5 | PH | DH | NM | OH | PS | OH | 2003 | 2003 | 2003 | MS |  |  | MS |  |  | MS |  |  | NC |  |  | NC |  |  | NT | 7 | 2004 | 6 | 2030 | 820 |  |  | 1217 |  | 1240 | NG | [7 empty] | DB |  |  | 100% | 100% | 1136 |  | N | NA | NA |  | SR |  |  | SR
21668 | Wise County Power Company LLC | 55320 | Wise County Power LLC | TX | HRSG2 | OP | Db | Y | 12 | 2011 | 42734 | ST | ST | St | 31.4 | 4.24 | 5 | PH | DH | NM | OH | PS | OH | 2003 | 2003 | 2003 | MS |  |  | MS |  |  | MS |  |  | NC |  |  | NC |  |  | NT | 7 | 2004 | 6 | 2030 | 820 |  |  | 1217 |  | 1240 | NG | [7 empty] | DB |  |  | 100% | 100% | 1136 |  | N | NA | NA |  | SR |  |  | SR
13407 | Nevada Power Co | 55322 | Chuck Lenzie Generating Station | NV | HRSG1 | OP | Da | Y | 10 | 2009 | 1513 | LO | LO | LO | 28.25 |  |  | PH | DH | NH | OH | OH | OH | 2006 | 2006 | 2006 | MS |  |  | MS |  |  | MS |  |  | NC |  |  | NC |  |  | AI | 1 | 2006 | 1 | 2036 | 250 |  |  | 499 |  | 1772 | NG | [7 empty] | DB |  |  | 40% | 40% | 800000 |  | N |  |  |  | SR |  |  | NC
13407 | Nevada Power Co | 55322 | Chuck Lenzie Generating Station | NV | HRSG2 | OP | Da | Y | 10 | 2009 | 1513 | LO | LO | LO | 28.25 |  |  | PH | DH | NH | OH | OH | OH | 2006 | 2006 | 2006 | MS |  |  | MS |  |  | MS |  |  | NC |  |  | NC |  |  | AI | 3 | 2006 | 3 | 2036 | 250 |  |  | 499 |  | 1772 | NG | [7 empty] | DB |  |  | 40% | 40% | 800000 |  | N |  |  |  | SR |  |  | NC
13407 | Nevada Power Co | 55322 | Chuck Lenzie Generating Station | NV | HRSG3 | OP | Da | Y | 10 | 2009 | 1513 | LO | LO | LO | 28.25 |  |  | PH | DH | NH | OH | OH | OH | 2006 | 2006 | 2006 | MS |  |  | MS |  |  | MS |  |  | NC |  |  | NC |  |  | AI | 3 | 2006 | 3 | 2036 | 250 |  |  | 499 |  | 1772 | NG | [7 empty] | DB |  |  | 40% | 40% | 800000 |  | N |  |  |  | SR |  |  | NC
13407 | Nevada Power Co | 55322 | Chuck Lenzie Generating Station | NV | HRSG4 | OP | Da | Y | 10 | 2009 | 1513 | LO | LO | LO | 28.25 |  |  | PH | DH | NH | OH | OH | OH | 2006 | 2006 | 2006 | MS |  |  | MS |  |  | MS |  |  | NC |  |  | NC |  |  | AI | 3 | 2006 | 3 | 2036 | 250 |  |  | 499 |  | 1772 | NG | [7 empty] | DB |  |  | 40% | 40% | 800000 |  | N |  |  |  | SR |  |  | NC
2838 | Baytown Energy Center LLC | 55327 | Baytown Energy Center | TX | HRSG1 | OP | Da | Y | 12 | 2011 | 41996 | ST | ST | ST | 28.3 |  |  | PH | DH | NM | TH | OH | TH | 2002 | 2002 | 2002 | MS |  |  | MS |  |  | MS |  |  | OT |  |  | OT |  |  | NT | 6 | 2002 |  |  | 850 |  | 0 | 378 | 0 | 972 | NG | [7 empty] | DB |  |  | 100% | 100% | 1011.1 |  | N |  |  |  | SR |  |  | NC
2838 | Baytown Energy Center LLC | 55327 | Baytown Energy Center | TX | HRSG2 | OP | Da | Y | 12 | 2011 | 41996 | ST | ST | ST | 28.3 |  |  | PH | DH | NM | TH | OH | TH | 2002 | 2002 | 2002 | MS |  |  | MS |  |  | MS |  |  | OT |  |  | OT |  |  | NT | 6 | 2002 |  |  | 850 |  | 0 | 378 | 0 | 972 | NG | [7 empty] | DB |  |  | 100% | 100% | 1011.1 |  | N |  |  |  | SR |  |  | NC
2838 | Baytown Energy Center LLC | 55327 | Baytown Energy Center | TX | HRSG3 | OP | Da | Y | 12 | 2011 | 41996 | ST | ST | ST | 28.3 |  |  | PH | DH | NM | TH | OH | TH | 2002 | 2002 | 2002 | MS |  |  | MS |  |  | MS |  |  | OT |  |  | OT |  |  | NT | 6 | 2002 |  |  | 850 |  | 0 | 378 | 0 | 972 | NG | [7 empty] | DB |  |  | 100% | 100% | 1011.1 |  | N |  |  |  | SR |  |  | NC
7869 | Hermiston Power Partnership | 55328 | Hermiston Power Partnership | OR | HRSG 1 | OP | Da | Y | 8 | 1995 | 30-0118 | NA | ST | FD |  | 0.2 | 0.43 |  | DP | OT |  | NV | MO | 2002 | 2002 | 2002 |  |  |  | MS |  |  | MS |  |  | NC |  |  | NC |  |  | NT | 8 | 2002 |  |  | 670 | 0 | 0 | 331.4 | 0 | 908 | NG | [7 empty] | DB |  |  | 100% |  | 4505 |  | N |  |  |  | SR | LN |  | SR | LN
7869 | Hermiston Power Partnership | 55328 | Hermiston Power Partnership | OR | HRSG 2 | OP | N | Y | 8 | 1995 | 30-0118 | NA | ST | FD |  | 0.2 | 0.43 |  | DP | OT |  | NV | MO | 2002 | 2002 | 2002 |  |  |  | MS |  |  | MS |  |  | NC |  |  | NC |  |  | NT | 8 | 2002 |  |  | 670 | 0 | 6 | 331.4 | 0 | 908 | NG | [7 empty] | DB |  |  | 100% |  | 4505 |  | N |  |  |  | SR | LN |  | SR | LN
5030 | Delta Energy Center LLC | 55333 | Delta Energy Center | CA | HRSG1 | OP | Db | N |  |  |  | ST | ST | ST | 9 |  |  | PH | DH | NM | OH | OH | OH | 2002 | 2002 | 2002 | MS |  |  | MS |  |  | MS |  |  | NC |  |  | NC |  |  | DL | 6 | 2002 |  |  | 568 | 0 | 0 | 196 | 0 | 1001 | NG | [7 empty] | DB |  |  | 90% |  | 2318269 |  | N |  |  |  | SR |  |  | SR
5030 | Delta Energy Center LLC | 55333 | Delta Energy Center | CA | HRSG2 | OP | Db | N |  |  |  | ST | ST | ST | 9 |  |  | PH | DH | NM | OH | OH | OH | 2002 | 2002 | 2002 | MS |  |  | MS |  |  | MS |  |  | NC |  |  | NC |  |  | DL | 6 | 2002 |  |  | 568 | 0 | 0 | 196 | 0 | 1001 | NG | [7 empty] | DB |  |  | 90% |  | 2318269 |  | N |  |  |  | SR |  |  | SR
5030 | Delta Energy Center LLC | 55333 | Delta Energy Center | CA | HRSG3 | OP | Db | N |  |  |  | ST | ST | ST | 9 |  |  | PH | DH | NM | OH | OH | OH | 2002 | 2002 | 2002 | MS |  |  | MS |  |  | MS |  |  | NC |  |  | NC |  |  | DL | 6 | 2002 |  |  | 568 | 0 | 0 | 196 | 0 | 1001 | NG | [7 empty] | DB |  |  | 90% |  | 2318269 |  | N |  |  |  | SR |  |  | SR
49974 | NAES Corporation - (WA) | 55334 | Holland Energy Facility | IL | HRSG 1 | OP | Db | N |  |  |  | ST | ST | ST | 0.01 |  |  | PB | DP | NP | OH | OH | OH | 2002 | 2002 | 2002 | MS |  |  | MS |  |  | MS |  |  | NC |  |  | NC |  |  | NT | 9 | 2002 | 9 | 2042 | 1902.1 |  | 0 | 717.8 |  | 630 | NG | [7 empty] | DB |  |  | 90% | 90% | 1002403 |  | N |  |  |  | SR |  |  | SR
49974 | NAES Corporation - (WA) | 55334 | Holland Energy Facility | IL | HRSG 2 | OP | Db | N |  |  |  | ST | ST | ST | 0.01 |  |  | PB | DP | NP | OH | OH | OH | 2002 | 2002 | 2002 | MS |  |  | MS |  |  | MS |  |  | NC |  |  | NC |  |  | NT | 9 | 2002 | 9 | 2042 | 1902.1 |  | 0 | 717.8 | 0 | 630 | NG | [7 empty] | DB |  |  | 90% | 90% | 1002403 |  | N |  |  |  | SR |  |  | NC
58199 | PPL Ironwood LLC | 55337 | PPL Ironwood LLC | PA | HRSG11 | OP
58199 | PPL Ironwood LLC | 55337 | PPL Ironwood LLC | PA | HRSG12 | OP
924 | Associated Electric Coop, Inc | 55340 | Dell Power Station | AR | HRSG1 | OP | N | Y | 3 | 2010 | 1903-AOP-R7 | ST | ST | St | 0.021 |  |  | PB | DP | NM | PS | OT | TH | 2007 | 2007 | 2007 | MS |  |  | MS |  |  | MS |  |  | NC |  |  | NC |  |  | AI | 8 | 2007 |  |  | 770.7 |  |  | 1832 |  | 1010 | NG | DFO | [6 empty] | DB |  |  | 100% |  | 772000 |  | N |  |  |  | LN | SR |  | NC
924 | Associated Electric Coop, Inc | 55340 | Dell Power Station | AR | HRSG2 | OP | N | Y | 3 | 2010 | 1903-AOP-R7 | ST | ST | St | 0.021 |  |  | PB | DP | NM | PS | OT | TH | 2007 | 2007 | 2007 | MS |  |  | MS |  |  | LN | SR |  | NC |  |  | NC |  |  | AI | 8 | 2007 |  |  | 770.7 |  |  | 1832 |  | 1010 | NG | DFO | [6 empty] | DB |  |  | 100% |  | 772000 |  | N |  |  |  | NC |  |  | NC
15473 | Public Service Co of NM | 55343 | Luna Energy Facility | NM | 1 | OP | Db | N |  |  |  | ST | ST | St | 225.5 | 37.3 | 246.3 | OT | OT | OT | OH | OT | OT | 2005 | 2005 | 2005 | MS |  |  | MS |  |  | MS |  |  | NC |  |  | NC |  |  | GE | 12 | 2005 |  |  | 1643 |  |  | 570 |  | 942 | NG | [7 empty] | DB |  |  | 90% | 90% | 935868 |  | N |  |  |  | NC |  |  | NC
15473 | Public Service Co of NM | 55343 | Luna Energy Facility | NM | 2 | OP | Db | N |  |  |  | ST | ST | St | 225.5 | 7.3 | 246.3 | OT | OT | OT | OT | OT | OT | 2005 | 2005 | 2005 | MS |  |  | MS |  |  | MS |  |  | NC |  |  | NC |  |  | GE | 12 | 2005 |  |  | 1643 |  |  | 570 |  | 942 | NG | [7 empty] | DB |  |  | 90% | 90% | 935868 |  | N |  |  |  | NC |  |  | NC
14274 | Otay Mesa Energy Center LLC | 55345 | Otay Mesa Generating Project | CA | HRSG 1 | OP | Db | N |  |  |  | LO | LO | LO | 11.5 |  |  | PH | OT | NM | PS | NV | TH | 2009 | 2009 | 2009 | NC |  |  | NC |  |  | MS |  |  | NC | NC |  | NC | NC | NC | NT | 10 | 2009 |  |  | 751 | 0 | 0 | 384.2 | 0 | 990 | NG | [7 empty] | DB |  |  | 90% | 90% | 763720 |  | N |  |  |  |  | SR |  |  | SR
14274 | Otay Mesa Energy Center LLC | 55345 | Otay Mesa Generating Project | CA | HRSG 2 | OP | Db |  |  |  |  | LO | LO | LO | 11.5 |  |  | PH | OT | NM | PS | NV | TH | 2009 | 2009 | 2009 | NC |  |  | NC |  |  | MS |  |  | NC | NC |  | NC |  |  | NT | 10 | 2009 |  |  | 751 | 0 | 0 | 384.2 | 0 | 990 | NG | [7 empty] | DB |  |  | 90% | 90% | 763720 |  | N |  |  |  |  | SR |  |  | SR
733 | Appalachian Power Co | 55350 | Dresden Energy Facility | OH | 1 | CO | Da | N |  |  |  | FD | FD | FD | 0.03 |  |  | PB | DP | NP | TH | TH | TH | 2013 | 2013 | 2013 | MS |  |  | MS |  |  | MS |  |  | ND |  |  | ND |  |  | NM | 6 | 2013 |  |  | 649.3 |  |  | 337.9 |  |  | NG | [7 empty] | DB |  |  | 90% | 90% | 777600 |  | N |  |  |  | LN | SR |  | LN | SR
733 | Appalachian Power Co | 55350 | Dresden Energy Facility | OH | 2 | CO | Da | N |  |  |  | FD | FD | FD | 0.03 |  |  | PB | DP | NP | TH | TH | TH | 2013 | 2013 | 2013 | MS |  |  | MS |  |  | MS |  |  | ND |  |  | ND |  |  | NM | 6 | 2013 |  |  | 649.3 |  |  | 337.9 |  |  | NG | [7 empty] | DB |  |  | 90% | 90% | 777600 |  | N |  |  |  | LN | SR |  | LN | SR
2171 | Brazos Valley Energy | 55357 | Brazos Valley Generating Facility | TX | HRSG1 | OP | Db | Y | 12 | 2002 | 43965 | ST | ST | ST | 38.6 |  |  | PH | DH | NH | NV | NV | NV | 2003 | 2003 | 2003 | MS |  |  | MS |  |  | MS |  |  | NC |  |  | NC |  |  | NM | 5 | 2003 | 5 | 2023 | 1400 | 0 | 0 | 160 | 0 | 1900 | NG | [7 empty] | DB |  |  | 40% | 40% | 858600 | W | N |  |  |  | NC |  |  | NC
2171 | Brazos Valley Energy | 55357 | Brazos Valley Generating Facility | TX | HRSG2 | OP | Db | Y | 12 | 2002 | 43965 | ST | ST | ST | 38.6 |  |  | PH | DH | NH | NV | NV | NV | 2003 | 2003 | 2003 | MS |  |  | MS |  |  | MS |  |  | NC |  |  | NC |  |  | NM | 5 | 2003 |  |  | 1400 | 0 | 0 | 160 | 0 | 1900 | NG | [7 empty] | DB |  |  | 40% | 40% | 858600 | W | N |  |  |  | NC |  |  | NC
4405 | Cottonwood Energy Co LP | 55358 | Cottonwood Energy Project | TX | FB1 | OP | Da | Y | 8 | 2005 | 43890/PSD-TX-965 | ST | ST | ST | 6.8 |  |  | PH | DH | NH | NV | NV | NV | 2003 | 2003 | 2003 | MS |  |  | MS |  |  | MS |  |  | NC |  |  | NC |  |  | FW | 2 | 2003 | 2 | 2033 | 315 | 0 | 0 | 559.1 | 0 | 1085 | NG | [7 empty] | DB |  |  | 90% | 90% | 700511 |  | N |  |  |  | LN | SR |  | LN | SR
4405 | Cottonwood Energy Co LP | 55358 | Cottonwood Energy Project | TX | FB2 | OP | Da | Y | 8 | 2005 | 43890/PSD-TX-965 | ST | ST | ST | 6.8 |  |  | PH | DH | NH | NV | NV | NV | 2003 | 2003 | 2003 | MS |  |  | MS |  |  | MS |  |  | NC |  |  | NC |  |  | FW | 3 | 2003 | 3 | 2033 | 315 | 0 | 0 | 559.1 | 0 | 1085 | NG | [7 empty] | DB |  |  | 90% | 90% | 700511 |  | N |  |  |  | LN | SR |  | LN | SR
4405 | Cottonwood Energy Co LP | 55358 | Cottonwood Energy Project | TX | FB3 | OP | Da | Y | 8 | 2005 | 43890/PSD-TX-965 | ST | ST | ST | 6.8 |  |  | PH | DH | NH | NV | NV | NV | 2003 | 2003 | 2003 | MS |  |  | MS |  |  | MS |  |  | NC |  |  | NC |  |  | FW | 4 | 2003 | 4 | 2033 | 315 | 0 | 0 | 559.1 | 0 | 1085 | NG | [7 empty] | DB |  |  | 90% | 90% | 700511 |  | N |  |  |  | LN | SR |  | LN | SR
4405 | Cottonwood Energy Co LP | 55358 | Cottonwood Energy Project | TX | FB4 | OP | Da | Y | 8 | 2005 | 43890/PSD-TX-965 | ST | ST | ST | 6.8 |  |  | PH | DH | NH | NV | NV | NV | 2003 | 2003 | 2003 | MS |  |  | MS |  |  | MS |  |  | NC |  |  | NC |  |  | FW | 5 | 2003 | 5 | 2033 | 315 | 0 | 0 | 559.1 | 0 | 1085 | NG | [7 empty] | DB |  |  | 90% | 90% | 700511 |  | N |  |  |  | LN | SR |  | LN | SR
19316 | Two Elk Generation Partners LP | 55360 | Two Elk Generating Station | WY | 1 | CO | Da | N |  |  |  | ST | ST | St | 0.018 |  |  | PB | DP | NP | NV | TH | MO | 2015 | 2015 | 2015 | MS |  |  | MS |  |  | MS | [5 empty] | IF |  |  | FW | 12 | 2016 |  |  | 2271 | 191.5 |  |  |  |  | WC | [7 empty] | TF |  |  | 80% | 80% | 2007000 | D | N | [6 empty] | SR | LN
13756 | Northern Indiana Pub Serv Co | 55364 | Sugar Creek Power | IN | 1A | OP | Db | N |  |  |  | ST | ST | FD | 0.012 | 0.0025 | 3 | PB | DP | NM | PS | DT | TH | 2003 | 2003 | 2003 | MS |  |  | MS |  |  | MS |  |  | NC |  |  | NC |  |  | VO | 6 | 2003 | 6 | 2043 | 341 |  | 0 | 350 | 0 | 1223 | NG | [7 empty] | DB |  |  | 90% | 90% | 669.6 |  | N | NA | NA |  | SR |  |  | SR
13756 | Northern Indiana Pub Serv Co | 55364 | Sugar Creek Power | IN | 1B | OP | Db | N |  |  |  | ST | ST | FD | 0.012 | 0.0025 | 3 | PB | DP | NM | PS | DT | TH | 2003 | 2003 | 2003 | MS |  |  | MS |  |  | MS |  |  | NC |  |  | NC |  |  | VO | 6 | 2003 | 6 | 2043 | 341 |  | 0 | 350 | 0 | 1223 | NG | [7 empty] | DB |  |  | 90% | 90% | 689.2 |  | N | NA | NA |  | SR |  |  | SR
7972 | Hamakua Energy Partners LP | 55369 | Hamakua Energy Plant | HI | HRSG1 | OP
7972 | Hamakua Energy Partners LP | 55369 | Hamakua Energy Plant | HI | HRSG2 | OP
32790 | New Harquahala Generating Co, LLC | 55372 | Harquahala Generating Project | AZ | HRSG1 | OP
32790 | New Harquahala Generating Co, LLC | 55372 | Harquahala Generating Project | AZ | HRSG2 | OP
32790 | New Harquahala Generating Co, LLC | 55372 | Harquahala Generating Project | AZ | HRSG3 | OP
22979 | Astoria Energy LLC | 55375 | Astoria Energy | NY | HRSG1 | OP | Db | Y | 12 | 2001 | 2-6301-00072/00014 | FD | FD | FD | 0.01 |  | 0.011 | PB | DP | NM | PS | PS | PS | 2006 | 2006 | 2006 | MS |  |  | MS |  |  | MS |  |  | NC |  |  | NC |  |  | AL | 5 | 2006 | 2 | 2026 | 685.653 |  |  | 493.3 |  | 1087.8 | NG | [7 empty] | DB |  |  | 80% | 70% | 748.5 |  | N |  |  |  | NC |  |  | NC
22979 | Astoria Energy LLC | 55375 | Astoria Energy | NY | HRSG2 | OP | Db | Y | 12 | 2001 | 2-6301-00072/00014 | FD | FD | FD | 0.01 |  | 0.011 | PB | DP | NM | PS | PS | PS | 2006 | 2006 | 2006 | MS |  |  | MS |  |  | MS |  |  | NC |  |  | NC |  |  | AL | 5 | 2006 | 2 | 2026 | 685.653 |  |  | 493.3 |  | 1087.8 | NG | [7 empty] | DB |  |  | 80% | 70% | 748.5 |  | N |  |  |  | NC |  |  | NC
54796 | Union Power Partners LP | 55380 | Union Power Partners LP | AR | 1 A | OP | Da | Y | 9 | 2005 | 1861-AOP-R5 | FD | LO | FD | 0.02 | 3 | 3.5 | PB | DH | NM | TH | DA | MO | 2003 | 2003 | 2003 | MS |  |  | MS |  |  | MS |  |  | NC |  |  | NC |  |  | AL | 1 | 2003 |  |  | 704 |  | 0 | 284 | 282 | 2231 | NG | [7 empty] | DB |  |  | 90% | 90% | 145000 |  | N |  |  |  | SR |  |  | SR
54796 | Union Power Partners LP | 55380 | Union Power Partners LP | AR | 1 B | OP | Da | Y | 9 | 2005 | 1861-AOP-R5 | FD | LO | FD | 0.02 | 3 | 3.5 | PB | DH | NM | TH | DA | MO | 2003 | 2003 | 2003 | MS |  |  | MS |  |  | MS |  |  | NC |  |  | NC |  |  | AL | 1 | 2003 |  |  | 704 |  | 0 | 284 | 282 | 2231 | NG | [7 empty] | DB |  |  | 90% | 90% | 145000 |  | N |  |  |  | SR |  |  | SR
54796 | Union Power Partners LP | 55380 | Union Power Partners LP | AR | 2 A | OP | Da | Y | 9 | 2005 | 1861-AOP-R5 | FD | LO | FD | 0.02 | 3 | 3.5 | PB | DH | NM | TH | DA | MO | 2003 | 2003 | 2003 | MS |  |  | MS |  |  | MS |  |  | NC |  |  | NC |  |  | AL | 4 | 2003 |  |  | 704 |  | 0 | 284 | 282 | 2231 | NG | [7 empty] | DB |  |  | 90% | 90% | 145000 |  | N |  |  |  | SR |  |  | SR
54796 | Union Power Partners LP | 55380 | Union Power Partners LP | AR | 2 B | OP | Da | Y | 9 | 2005 | 1861-AOP-R5 | FD | LO | FD | 0.02 | 3 | 3.5 | PB | DH | NM | TH | DA | MO | 2003 | 2003 | 2003 | MS |  |  | MS |  |  | MS |  |  | NC |  |  | NC |  |  | AL | 4 | 2003 |  |  | 704 |  | 0 | 284 | 282 | 2231 | NG | [7 empty] | DB |  |  | 90% | 90% | 145000 |  | N |  |  |  | SR |  |  | SR
54796 | Union Power Partners LP | 55380 | Union Power Partners LP | AR | 3 A | OP | Da | Y | 9 | 2005 | 1861-AOP-R5 | FD | LO | FD | 0.02 | 3 | 3.5 | PB | DH | NM | TH | DA | MO | 2003 | 2003 | 2003 | MS |  |  | MS |  |  | MS |  |  | NC |  |  | NC |  |  | AL | 5 | 2003 |  |  | 704 |  | 0 | 284 | 282 | 2231 | NG | [7 empty] | DB |  |  | 90% | 90% | 145000 |  | N |  |  |  | SR |  |  | SR
54796 | Union Power Partners LP | 55380 | Union Power Partners LP | AR | 3 B | OP | Da | Y | 9 | 2005 | 1861-AOP-R5 | FD | LO | FD | 0.02 | 3 | 3.5 | PB | DH | NM | TH | DA | MO | 2003 | 2003 | 2003 | MS |  |  | MS |  |  | MS |  |  | NC |  |  | NC |  |  | AL | 5 | 2003 |  |  | 704 |  | 0 | 284 | 282 | 2231 | NG | [7 empty] | DB |  |  | 90% | 90% | 145000 |  | N |  |  |  | SR |  |  | SR
54796 | Union Power Partners LP | 55380 | Union Power Partners LP | AR | 4 A | OP | Da | Y | 9 | 2005 | 1861-AOP-R5 | FD | LO | FD | 0.02 | 3 | 3.5 | PB | DH | NM | TH | DA | MO | 2003 | 2003 | 2003 | MS |  |  | MS |  |  | MS |  |  | NC |  |  | NC |  |  | AL | 6 | 2003 |  |  | 704 |  | 0 | 284 | 282 | 2231 | NG | [7 empty] | DB |  |  | 90% | 90% | 145000 |  | N |  |  |  | SR |  |  | SR
54796 | Union Power Partners LP | 55380 | Union Power Partners LP | AR | 4 B | OP | Da | Y | 9 | 2005 | 1861-AOP-R5 | FD | LO | FD | 0.02 | 3 | 3.5 | PB | DH | NM | TH | DA | MO | 2003 | 2003 | 2003 | MS |  |  | MS |  |  | MS |  |  | NC |  |  | NC |  |  | AL | 6 | 2003 |  |  | 704 |  | 0 | 0 | 282 | 2231 | NG | [7 empty] | DB |  |  | 90% | 90% | 145000 |  | N |  |  |  | SR |  |  | SR
13994 | Oglethorpe Power Corporation | 55382 | Thomas A Smith Energy Facility | GA | 1H1100 | OP | Db | N |  |  |  | ST | ST | ST | 25 | 0.8 | 3 | PH | SU | NM | OH | NV | TH | 2002 | 2002 | 2002 | MS |  |  | MS |  |  | MS |  |  | OT |  |  | NC |  |  | AI | 6 | 2002 | 6 | 2032 | 844 |  | 0 | 489.9 | 0 | 891 | NG | [7 empty] | DB |  |  | 90% | 90% | 771232 |  | N |  |  |  | SR | LN |  | SR | LN
13994 | Oglethorpe Power Corporation | 55382 | Thomas A Smith Energy Facility | GA | 1H2100 | OP | Db | N |  |  |  | ST | ST | ST | 25 | 0.8 | 3 | PH | SU | NM | OH | NV | TH | 2002 | 2002 | 2002 | MS |  |  | MS |  |  | MS |  |  | OT |  |  | NC |  |  | AI | 6 | 2002 | 6 | 2032 | 844 |  | 0 | 489.9 | 0 | 891 | NG | [7 empty] | DB |  |  | 90% | 90% | 771232 |  | N |  |  |  | LN | SR |  | LN | SR
13994 | Oglethorpe Power Corporation | 55382 | Thomas A Smith Energy Facility | GA | 2H1100 | OP | Db | N |  |  |  | ST | ST | ST | 25 | 0.8 | 3 | PH | SU | NM | OH | NV | TH | 2002 | 2002 | 2002 | MS |  |  | MS |  |  | MS |  |  | OT |  |  | NC |  |  | AI | 6 | 2002 | 6 | 2032 | 844 |  | 0 | 489.9 | 0 | 891 | NG | [7 empty] | DB |  |  | 90% | 90% | 771232 |  | N |  |  |  | LN | SR |  | LN | SR
13994 | Oglethorpe Power Corporation | 55382 | Thomas A Smith Energy Facility | GA | 2H2100 | OP | Db | N |  |  |  | ST | ST | ST | 25 | 0.8 | 3 | PH | SU | NM | OH | NV | TH | 2002 | 2002 | 2002 | MS |  |  | MS |  |  | MS |  |  | OT |  |  | NC |  |  | AI | 6 | 2002 | 6 | 2032 | 844 |  | 0 | 489.9 | 0 | 891 | NG | [7 empty] | DB |  |  | 90% | 90% | 771232 |  | N |  |  |  | LN | SR |  | LN | SR
4028 | Columbia Energy LLC | 55386 | Columbia Energy Center | SC | DB1 | OP | Db | Y | 4 | 2001 | 0460-0024-CA | FD | FD | FD | 29.3 | 4.9 | 3.5 | PH | DH | NM | OH | OH | TH | 2004 | 2004 | 2004 | MS |  |  | MS |  |  | MS |  |  | NC |  |  | NC |  |  | NT | 4 | 2004 | 4 | 2024 | 1017 | 0 | 0 | 577.1 | 0 | 966 | NG | [7 empty] | DB |  |  | 90% | 90% | 761435 |  | N |  |  |  | LN |  |  | NC
4028 | Columbia Energy LLC | 55386 | Columbia Energy Center | SC | DB2 | OP | Db | Y | 4 | 2001 | 0460-0024-CA | FD | FD | FD | 29.3 | 4.9 | 3.5 | PH | DH | NM | OH | OH | TH | 2004 | 2004 | 2004 | MS |  |  | MS |  |  | MS |  |  | NC |  |  | NC |  |  | NT | 4 | 2004 | 4 | 2024 | 1017 | 0 | 0 | 577.1 | 0 | 966 | NG | [7 empty] | DB |  |  | 90% | 90% | 761635 |  | N |  |  |  | LN |  |  | NC
2799 | Calpine Corp - Metcalf Energy Center | 55393 | Metcalf Energy Center | CA | HRSG 1 | OP | Db | N |  |  |  | LO | LO | LO | 12 | 1.28 | 2.5 | PH | DH | NM | PS | PS | OH | 2005 | 2005 | 2005 | MS |  |  | MS |  |  | MS |  |  | NC |  |  | NC |  |  | NT | 5 | 2005 | 5 | 2030 | 114 | 0 | 0 | 6720 | 0 | 1434 | NG | [7 empty] | DB |  |  | 80% | 80% | 1295414 | D | N |  |  |  | SR |  |  | NC
2799 | Calpine Corp - Metcalf Energy Center | 55393 | Metcalf Energy Center | CA | HSRG 2 | OP | Db | N |  |  |  | LO | LO | LO | 12 | 1.28 | 2.5 | PH | DH | NM | PS | PS | OH | 2005 | 2005 | 2005 | MS |  |  | MS |  |  | MS |  |  | NC |  |  | NC |  |  | NT | 5 | 2005 | 5 | 2030 | 114 | 0 | 0 | 6720 | 0 | 1434 | NG | [7 empty] | DB |  |  | 80% | 80% | 1286242 | D | N |  |  |  | SR |  |  | NC
57393 | Duke Energy Commercial Asset Management | 55397 | Washington Energy Facility | OH | DB1 | OP | N |  | 7 | 2002 | 606792 | ST | ST | St | 28 |  |  | PH | DH | NH | NV | NV | NV | 2002 | 2002 | 2002 | MS |  |  | MS |  |  | MS |  |  | NC |  |  | NC |  |  | AI | 6 | 2002 |  |  | 819 |  |  | 2020 |  | 1025 | NG | [7 empty] | CF |  |  | 50% | 50% | 711418 |  | N |  |  |  | LN | SR |  | NC
57393 | Duke Energy Commercial Asset Management | 55397 | Washington Energy Facility | OH | DB2 | OP | N |  | 7 | 2002 | 606792 | ST | ST | St | 28 |  |  | PH | DH | NH | NV | NV | NV | 2002 | 2002 | 2002 | MS |  |  | MS |  |  | MS |  |  | NC |  |  | NC |  |  | AI | 6 | 2002 |  |  | 819 |  |  | 2020 |  | 1025 | NG | [7 empty] | CF |  |  | 50% | 50% | 711418 |  | N |  |  |  | LN | SR |  | NC
34164 | Elk Hills Power LLC | 55400 | Elk Hills Power LLC | CA | HRSG1 | OP | Da | Y | 2 | 2016 | S-3523 | LO | LO | LO | 15 |  |  | PH | DH | NH | OH | OH | OH | 2008 | 2008 | 2008 | MS |  |  | MS |  |  | MS |  |  | OT |  |  | OT |  |  | IHI | 7 | 2003 | 6 | 2036 | 1246 |  |  | 414 |  | 250 | NG | [7 empty] | DB |  |  | 90% | 90% | 120000 |  | N |  |  |  | SR |  |  | SR
34164 | Elk Hills Power LLC | 55400 | Elk Hills Power LLC | CA | HRSG2 | OP | Da | Y | 2 | 2016 | S-3523 | LO | LO | LO | 15 |  |  | PH | DH | NH | OH | OH | OH | 2007 | 2007 | 2007 | MS |  |  | MS |  |  | MS |  |  | OT |  |  | OT |  |  | IHI | 7 | 2003 | 6 | 2036 | 1246 |  |  | 414 |  | 250 | NG | [7 empty] | DB |  |  | 90% | 90% | 120000 |  | N |  |  |  | SR |  |  | SR
3131 | Carville Energy LLC | 55404 | Carville Energy LLC | LA | HRSG1 | OP | Da | Y | 5 | 2001 | 1280-00092-V1 | FD | FD | FD | 0.03 | 0.2 | 1.6 | PB | DP | OT | NS | MO | MO | 2003 | 2003 | 2003 | MS |  |  | MS |  |  | MS |  |  | NC |  |  | NC |  |  | AL | 6 | 2003 |  |  | 1041 | 0 | 0 | 561.4 | 0 | 968 | NG | [7 empty] | DB |  |  | 90% | 90% | 778951 |  | N |  |  |  | NC |  |  | NC
3131 | Carville Energy LLC | 55404 | Carville Energy LLC | LA | HRSG2 | OP | Da | Y | 5 | 2001 | 1280-00092-V1 | FD | FD | FD | 0.03 | 0.2 | 1.6 | PB | DP | OT | NS | MO | MO | 2003 | 2003 | 2003 | MS |  |  | MS |  |  | MS |  |  | NC |  |  | NC |  |  | AL | 6 | 2003 |  |  | 1041 | 0 | 0 | 561.4 | 0 | 968 | NG | [7 empty] | DB |  |  | 90% | 90% | 778951 |  | N |  |  |  | NC |  |  | NC
32173 | New Athens Generating Company LLC | 55405 | Athens Generating Plant | NY | HRSG01 | OP
32173 | New Athens Generating Company LLC | 55405 | Athens Generating Plant | NY | HRSG02 | OP
32173 | New Athens Generating Company LLC | 55405 | Athens Generating Plant | NY | HRSG03 | OP
55845 | CAMS Mackinaw Power Operations LLC | 55406 | Effingham County Power Project | GA | HRSG1 | OP | [35 empty] | NT | 8 | 2003
55845 | CAMS Mackinaw Power Operations LLC | 55406 | Effingham County Power Project | GA | HRSG2 | OP
55987 | CER Generation LLC | 55411 | Hillabee Energy Center | AL | HRSG1 | OP | Db | Y | 9 | 2008 | 310-0022-X001 | FD | FD | FD | 0.011 | 0.0056 |  | PB | DP | NP | DT | DT | TH | 2010 | 2010 | 2010 | MS |  |  | MS |  |  | MS |  |  | NC |  |  | NC |  |  | NT | 6 | 2010 |  |  | 856 |  |  | 163.8 |  | 2142 | NG | [7 empty] | DB |  |  | 80% | 80% | 930656 |  | N |  |  |  | SR |  |  | NC
55987 | CER Generation LLC | 55411 | Hillabee Energy Center | AL | HRSG2 | OP | Db | Y | 9 | 2008 | 310-0022-X001 | FD | FD | FD | 0.011 |  |  | PB | DP | NP | DT | DT | TH | 2010 | 2010 | 2010 | MS |  |  | MS |  |  | MS |  |  | NC |  |  | NC |  |  | NT | 6 | 2010 |  |  | 856 |  | 0 | 163.8 | 0 | 2142 | NG | [7 empty] | DB |  |  | 80% | 80% | 930656 |  | N |  |  |  | SR |  |  | NC
54693 | Osprey Energy Center | 55412 | Osprey Energy Center Power Plant | FL | HRSG1 | OP | Db | N |  |  |  | ST | ST | St | 24.1 | 2 | 3.5 | PH | OT | NM | DT | OT | DA | 2004 | 2004 | 2004 | MS |  |  | MS |  |  | MS |  |  | NC |  |  | NC |  |  | NT | 5 | 2004 |  |  | 649 |  | 0 | 273.7 | 0 | 1927 | NG | [7 empty] | DB |  |  | 100% | 100% | 806500 |  | N |  |  |  | NC |  |  | NC
54693 | Osprey Energy Center | 55412 | Osprey Energy Center Power Plant | FL | HRSG2 | OP | Db | N |  |  |  | ST | ST | St | 24.1 | 2 | 3.5 | PH | OT | NM | DT | OT | DA | 2004 | 2004 | 2004 | MS |  |  | MS |  |  | MS |  |  | NC |  |  | NC |  |  | NT | 5 | 2004 |  |  | 649 |  | 0 | 273.7 | 0 | 1927 | NG | [7 empty] | DB |  |  | 100% | 100% | 806500 |  | N |  |  |  | NC |  |  | NC
814 | Entergy Arkansas Inc | 55418 | Hot Spring Generating Facility | AR | 1H1100 | OP | Db | N |  |  |  | ST | ST | St | 27.8 | 13.3 | 31.9 | PH | DH | NH | TH | DA | DA | 2002 | 2002 | 2002 | MS |  |  | MS |  |  | MS |  |  | SS | [5 empty] | AI | 6 | 2002 | 6 | 2032 | 831 |  |  | 572.5 |  | 891.8 | NG | [7 empty] | DB |  |  | 90% | 90% | 814465 |  | N | na | NA |  | SR
814 | Entergy Arkansas Inc | 55418 | Hot Spring Generating Facility | AR | 1H2100 | OP | Db | N |  |  |  | ST | ST | St | 27.8 | 13.3 | 31.9 | PH | DH | NH | TH | DA | DA | 2002 | 2002 | 2002 | MS |  |  | MS |  |  | MS |  |  | SS | [5 empty] | AI | 6 | 2002 | 6 | 2032 | 831 |  |  | 572.5 |  | 891.8 | NG | [7 empty] | DB |  |  | 90% | 90% | 814465 |  | N | na | NA |  | SR
5347 | Dow Chemical Co | 55419 | Plaquemine Cogeneration Plant | LA | HRU500 | OP | Da | N |  |  |  | FD | FD | FD | 0.3 |  |  | PB | DP | OT | NS | MO | MO | 2004 | 2004 | 2004 | MS |  |  | MS |  |  | MS |  |  | NC |  |  | NC |  |  | NM | 3 | 2004 |  |  | 1250 |  |  | 825 |  | 999 | OG | OTH | [6 empty] | DB |  |  | 90% | 90% | 726738 |  | N |  |  |  | SR |  |  | NA
5347 | Dow Chemical Co | 55419 | Plaquemine Cogeneration Plant | LA | HRU600 | OP | Da | N |  |  |  | FD | FD | FD | 0.3 |  |  | PB | DP | OT | NS | MO | MO | 2004 | 2004 | 2004 | MS |  |  | MS |  |  | MS |  |  | NC |  |  | NC |  |  | NM | 3 | 2004 |  |  | 1250 |  |  | 825 |  | 999 | OG | OTH | [6 empty] | DB |  |  | 90% | 90% | 726738 |  | N |  |  |  | SR |  |  | NA
5347 | Dow Chemical Co | 55419 | Plaquemine Cogeneration Plant | LA | HRU700 | OP | Da | N |  |  |  | FD | FD | FD | 0.3 |  |  | PB | DP | OT | NS | MO | MO | 2004 | 2004 | 2004 | MS |  |  | MS |  |  | MS |  |  | NC |  |  | NC |  |  | NM | 3 | 2004 |  |  | 1250 |  |  | 825 |  | 999 | OG | OTH | [6 empty] | DB |  |  | 90% | 90% | 726738 |  | N |  |  |  | SR |  |  | NA
5347 | Dow Chemical Co | 55419 | Plaquemine Cogeneration Plant | LA | HRU800 | OP | Da | N |  |  |  | FD | FD | FD | 0.3 |  |  | PB | DP | OT | NS | MO | MO | 2004 | 2004 | 2004 | MS |  |  | MS |  |  | MS |  |  | NC |  |  | NC |  |  | NM | 3 | 2004 |  |  | 1250 |  |  | 825 |  | 999 | OG | OTH | [6 empty] | DB |  |  | 90% | 90% | 726738 |  | N |  |  |  | SR |  |  | NA
55839 | Domtar Paper Company LLC | 55429 | Kentucky Mills | KY | 3REC | OP
55839 | Domtar Paper Company LLC | 55429 | Kentucky Mills | KY | 4REC | OP
55839 | Domtar Paper Company LLC | 55429 | Kentucky Mills | KY | BFB | OP
18569 | Tenaska Virginia Partners LP | 55439 | Tenaska Virginia Generating Station | VA | HRSG1 | OP | Db | Y | 1 | 2008 | 40995 | ST | ST | St | 12.2 | 0.0006 | 0.008 | PB | DP | NP | YR | YR | YR | 2004 | 2004 | 2004 | MS |  |  | MS |  |  | MS |  |  | NC |  |  | NC |  |  | DL | 4 | 2004 |  |  | 856 |  |  | 540 |  | 938 | NG | [7 empty] | DB |  |  | 100% | 100% | 762600 |  | N |  |  |  | NC |  |  | NC
18569 | Tenaska Virginia Partners LP | 55439 | Tenaska Virginia Generating Station | VA | HRSG2 | OP | Db | Y | 1 | 2008 | 40995 | ST | ST | St | 31.5 | 0.0006 | 0.009 | PB | SB | NP | YR | YR | YR | 2004 | 2004 | 2004 | MS |  |  | MS |  |  | MS |  |  | NC |  |  | NC |  |  | DL | 4 | 2004 |  |  | 856 |  |  | 540 |  | 938 | NG | [7 empty] | DB |  |  | 100% | 100% | 762600 |  | N |  |  |  | NC |  |  | NC
18569 | Tenaska Virginia Partners LP | 55439 | Tenaska Virginia Generating Station | VA | HRSG3 | OP | Db | Y | 6 | 2008 | 40995 | ST | ST | St | 30.6 | 0.0006 | 0.008 | PB | SB | NP | YR | YR | YR | 2004 | 2004 | 2004 | MS |  |  | MS |  |  | MS |  |  | NC |  |  | NC |  |  | DL | 4 | 2004 |  |  | 856 |  |  | 540 |  | 938 | NG | [7 empty] | DB |  |  | 100% | 100% | 762600 |  | N |  |  |  | NC |  |  | NC
18835 | Tenaska Alabama B LP | 55440 | Tenaska Central Alabama Generating Stn | AL | HRSG2 | OP | Db | Y | 2 | 2001 | 201-0009-X001 | FD | FD | FD | 0.0166 |  |  | PB | DP | NP | NV | NV | TH | 2003 | 2003 | 2003 | MS |  |  | MS |  |  | MS |  |  | NC |  |  | NC |  |  | DL | 5 | 2003 |  |  | 845 |  |  | 540 |  | 938 | NG | [7 empty] | DB |  |  | 100% | 100% | 762600 |  | N |  |  |  | NC |  |  | NC
18835 | Tenaska Alabama B LP | 55440 | Tenaska Central Alabama Generating Stn | AL | HRSG3 | OP | Db | Y | 2 | 2001 | 201-0009-X001 | FD | FD | FD | 0.0166 |  |  | PB | DP | NP | NV | NV | TH | 2003 | 2003 | 2003 | MS |  |  | MS |  |  | MS |  |  | NC |  |  | NC |  |  | DL | 5 | 2003 |  |  | 845 |  |  | 540 |  | 938 | NG | [7 empty] | DB |  |  | 100% | 100% | 762600 |  | N |  |  |  | NC |  |  | NC
18835 | Tenaska Alabama B LP | 55440 | Tenaska Central Alabama Generating Stn | AL | HRSG1 | OP | Db | Y | 2 | 2001 | 201-0009-X001 | FD | FD | FD | 0.0166 | 0.006 | 0.013 | PB | DP | NP | NV | NV | TH | 2003 | 2003 | 2003 | MS |  |  | MS |  |  | MS |  |  | NC |  |  | NC |  |  | DL | 5 | 2003 |  |  | 845 |  |  | 540 |  | 938 | NG | [7 empty] | DB |  |  | 100% | 100% | 762600 |  | N |  |  |  | NC |  |  | NC
18642 | Tennessee Valley Authority | 55451 | Magnolia Power Plant | MS | FB1 | OP | Da | N |  |  |  | ST | ST | ST | 6.8 |  |  | PH | DH | NH | NV | NV | TH | 2003 | 2003 | 2003 | MS |  |  | MS |  |  | MS |  |  | NC |  |  | NC |  |  | FW | 5 | 2003 | 5 | 2033 | 320 |  |  | 555.3 |  | 2000 | NG | [7 empty] | DB |  |  | 90% | 90% | 705914 |  | N |  |  |  | LN |  |  | NA
18642 | Tennessee Valley Authority | 55451 | Magnolia Power Plant | MS | FB2 | OP | Da | N |  |  |  | ST | ST | ST | 6.8 |  |  | PH | DH | NH | NV | NV | TH | 2003 | 2003 | 2003 | MS |  |  | MS |  |  | MS |  |  | NC |  |  | NC |  |  | FW | 6 | 2003 | 6 | 2023 | 320 |  | 0 | 555.3 | 0 | 2000 | NG | [7 empty] | DB |  |  | 90% | 90% | 705914 |  | N |  |  |  | LN |  |  | NC
18642 | Tennessee Valley Authority | 55451 | Magnolia Power Plant | MS | FB3 | OP | Da | N |  |  |  | ST | ST | ST | 6.8 |  |  | PH | DH | NH | NV | NV | NV | 2003 | 2003 | 2003 | MS |  |  | MS |  |  | MS |  |  | NC |  |  | NC |  |  | FW | 7 | 2003 | 7 | 2033 | 320 |  | 0 | 555.3 | 0 | 2000 | NG | [7 empty] | DB |  |  | 90% | 90% | 705914 |  | N |  |  |  | LN |  |  | NC
803 | Arizona Public Service Co | 55455 | Red Hawk | AZ | HRSG1A | OP | Db | N |  |  |  | LO | NA | LO | 41.8 |  |  | PH |  | NP | OH |  | TH | 2002 |  | 2002 | MS | [5 empty] | MS | [8 empty] | VO | 7 | 2002 | 6 | 2032 | 650 |  | 0 | 122 | 0 | 1055 | NG | [7 empty] | DB |  |  | 100% | 90% | 3433318 |  | N |  |  |  | NC |  |  | NC
803 | Arizona Public Service Co | 55455 | Red Hawk | AZ | HRSG1B | OP | Db | N |  |  |  | LO | NA | LO | 41.8 |  |  | PH |  | NP | OH |  | TH | 2002 |  | 2002 | MS | [5 empty] | MS | [8 empty] | VO | 7 | 2002 | 6 | 2032 | 650 |  | 0 | 122 | 0 | 1055 | NG | [7 empty] | DB |  |  | 100% | 90% | 3433318 |  | N |  |  |  | NC |  |  | NC
803 | Arizona Public Service Co | 55455 | Red Hawk | AZ | HRSG2A | OP | Db | N |  |  |  | LO | NA | LO | 41.8 |  |  | PH |  | NP | OH |  | TH | 2002 |  | 2002 | MS | [5 empty] | MS | [8 empty] | VO | 7 | 2002 | 6 | 2032 | 650 |  | 0 | 122 | 0 | 1055 | NG | [7 empty] | DB |  |  | 100% | 90% | 3433318 |  | N |  |  |  | NC |  |  | NC
803 | Arizona Public Service Co | 55455 | Red Hawk | AZ | HRSG2B | OP | Db | N |  |  |  | LO | NA | LO | 41.8 |  |  | PH |  | NP | OH |  | TH | 2002 |  | 2002 | MS | [5 empty] | MS | [8 empty] | VO | 7 | 2002 | 6 | 2032 | 650 |  | 0 | 122 | 0 | 1055 | NG | [7 empty] | DB |  |  | 100% | 90% | 3433318 |  | N |  |  |  | NC |  |  | NC
14063 | Oklahoma Gas & Electric Co | 55457 | McClain Energy Facility | OK | 1 | OP
14063 | Oklahoma Gas & Electric Co | 55463 | Redbud Power Plant | OK | FB1 | OP | Da | N |  |  |  | ST | ST | ST | 0.25 |  |  | PB | DP | NP | NV | NV | NV | 2003 | 2003 | 2003 | MS |  |  | MS |  |  | MS |  |  | NC |  |  | NC |  |  | FW | 9 | 2003 | 9 | 2033 | 828 |  | 0 | 580 | 0 | 1538 | NG | [7 empty] | DB |  |  | 90% | 90% | 738800 |  | N | [6 empty] | NC
14063 | Oklahoma Gas & Electric Co | 55463 | Redbud Power Plant | OK | FB2 | OP | Da | N |  |  |  | ST | ST | ST | 0.25 |  |  | PB | DP | NP | NV | NV | NV | 2003 | 2003 | 2003 | MS |  |  | MS |  |  | MS |  |  | NC |  |  | NC |  |  | FW | 7 | 2003 | 7 | 2033 | 828 |  | 0 | 580 | 0 | 1538 | NG | [7 empty] | DB |  |  | 90% | 90% | 738800 |  | N | [6 empty] | NC
14063 | Oklahoma Gas & Electric Co | 55463 | Redbud Power Plant | OK | FB3 | OP | Da | N |  |  |  | ST | ST | ST | 0.25 |  |  | PB | DP | NP | NV | NV | NV | 2003 | 2003 | 2003 | MS |  |  | MS |  |  | MS |  |  | NC |  |  | NC |  |  | FW | 8 | 2003 | 8 | 2033 | 828 |  | 0 | 580 | 0 | 1538 | NG | [7 empty] | DB |  |  | 90% | 90% | 738800 |  | N | [6 empty] | NC
14063 | Oklahoma Gas & Electric Co | 55463 | Redbud Power Plant | OK | FB4 | OP | Da | N |  |  |  | ST | ST | ST | 0.25 |  |  | PB | DP | NP | NV | NV | NV | 2003 | 2003 | 2003 | MS |  |  | MS |  |  | MS |  |  | NC |  |  | NC |  |  | FW | 9 | 2003 | 9 | 2033 | 828 |  | 0 | 580 | 0 | 1538 | NG | [7 empty] | DB |  |  | 90% | 90% | 738800 |  | N | [6 empty] | NC
4994 | Deer Park Energy Center | 55464 | Deer Park Energy Center | TX | HRSG1 | OP | Da | Y | 10 | 2009 | 45642 | ST | ST | ST | 33.9 |  |  | PH | DH | NH | NS | NS | TH | 2003 | 2003 | 2003 | MS |  |  | MS |  |  | MS |  |  | NC |  |  | NC |  |  | NT | 6 | 2003 |  |  | 1100 | 0 | 0 | 618.3 | 0 | 1827 | NG | [7 empty] | DB |  |  | 90% | 90% | 817264 |  | N |  |  |  | LN | SR |  | LN | SR
4994 | Deer Park Energy Center | 55464 | Deer Park Energy Center | TX | HRSG2 | OP | Da | Y | 10 | 2009 | 45642 | ST | ST | ST | 33.9 |  |  | PH | DH | NH | NS | NS | TH | 2003 | 2003 | 2003 | MS |  |  | MS |  |  | MS |  |  | NC |  |  | NC |  |  | NT | 6 | 2003 |  |  | 1100 | 0 | 0 | 618.3 | 0 | 1827 | NG | [7 empty] | DB |  |  | 90% | 90% | 817264 |  | N |  |  |  | LN | SR |  | LN | SR
4994 | Deer Park Energy Center | 55464 | Deer Park Energy Center | TX | HRSG3 | OP | Da | Y | 10 | 2009 | 45642 | ST | ST | St | 33.9 |  |  | PH | DH | NH | NS | NS | TH | 2004 | 2004 | 2004 | MS |  |  | MS |  |  | MS |  |  | NC |  |  | NC |  |  | NT | 6 | 2004 |  |  | 1100 | 0 | 0 | 618.3 | 0 | 1827 | NG | [7 empty] | DB |  |  | 90% | 90% | 817264 |  | N |  |  |  | LN | SR |  | LN | SR
4994 | Deer Park Energy Center | 55464 | Deer Park Energy Center | TX | HRSG4 | OP | Da | Y | 10 | 2009 | 45642 | ST | ST | St | 33.9 |  |  | PH | DH | NH | NS | NS | TH | 2004 | 2004 | 2004 | MS |  |  | MS |  |  | MS |  |  | NC |  |  | NC |  |  | NT | 6 | 2004 |  |  | 1100 | 0 | 0 | 618.3 | 0 | 1827 | NG | [7 empty] | DB |  |  | 90% | 90% | 817264 |  | N |  |  |  | LN | SR |  | LN | SR
11241 | Entergy Louisiana Inc | 55467 | Ouachita | LA | 1 | OP | Da | N |  |  |  | ST | ST | St | 0.02 | 0.006 | 0.05 | PB | DP | NP | OH | OH | OH | 2002 | 2002 | 2002 | MS |  |  | MS |  |  | MS |  |  | NC |  |  | NC |  |  | AI | 8 | 2002 | 5 | 2012 | 568 | 0 | 0 | 234 | 0 | 980 | NG | [7 empty] | DB |  |  | 100% |  | 739859 |  | N |  |  |  | SR | LN |  | NC
11241 | Entergy Louisiana Inc | 55467 | Ouachita | LA | 2 | OP | Da | N |  |  |  | ST | ST | St | 0.02 | 0.006 | 0.05 | PB | DP | NP | OH | OH | OH | 2002 | 2002 | 2002 | MS |  |  | MS |  |  | MS |  |  | NC |  |  | NC |  |  | AI | 8 | 2002 | 5 | 2012 | 568 | 0 | 0 | 234 | 0 | 980 | NG | [7 empty] | DB |  |  | 100% |  | 739859 |  | N |  |  |  | SR | LN |  | NC
11241 | Entergy Louisiana Inc | 55467 | Ouachita | LA | 3 | OP | Da | N |  |  |  | ST | ST | ST | 0.02 | 0.006 | 0.05 | PB | DP | NP | OH | OH | OH | 2002 | 2002 | 2002 | MS |  |  | MS |  |  | MS |  |  | NC |  |  | NC |  |  | AI | 8 | 2002 | 5 | 2012 | 568 | 0 | 0 | 234 | 0 | 980 | NG | [7 empty] | DB |  |  | 100% |  | 739859 |  | N |  |  |  | SR | LN |  | NC
17566 | South Houston Green Power LP | 55470 | Green Power 2 | TX | HRSG1 | OP | Db | Y | 7 | 2001 | 46042 | ST | ST | FD | 32.8 |  |  | PH | DH | NM | OH | OH | TH | 1985 | 1985 | 1985 | MS |  |  | MS |  |  | MS | [5 empty] | NC |  |  | DL | 10 | 1985 |  |  | 1100 |  |  | 695.3 |  | 1359 | OG | NG | [6 empty] | DB |  |  | 80% | 80% | 756000 |  | N |  |  |  | SR |  |  | NC
17566 | South Houston Green Power LP | 55470 | Green Power 2 | TX | HRSG2 | OP | Db | Y | 7 | 2001 | 46042 | ST | ST | FD | 32.8 |  |  | PH | DH | NM | OH | OH | TH | 2004 | 2004 | 2003 | MS |  |  | MS |  |  | MS | [5 empty] | NC |  |  | DL | 12 | 2003 |  |  | 1100 |  |  | 695.3 |  | 1359 | OG | NG | [6 empty] | DB |  |  | 80% | 80% | 756000 |  | N |  |  |  | SR |  |  | NC
17566 | South Houston Green Power LP | 55470 | Green Power 2 | TX | HRSG3 | OP | Db | Y | 7 | 2001 | 46042 | ST | ST | FD | 32.8 |  |  | PH | DH | NM | OH | OH | TH | 2004 | 2004 | 2003 | MS |  |  | MS |  |  | MS | [5 empty] | NC |  |  | DL | 12 | 2003 |  |  | 1100 |  |  | 695.3 |  | 1359 | OG | NG | [6 empty] | DB |  |  | 80% | 80% | 756000 |  | N |  |  |  | SR |  |  | NC
19545 | Black Hills Power Inc | 55479 | Wygen 1 | WY | 3 | OP
6844 | FPLE Forney LP | 55480 | Forney Energy Center | TX | HRSG 1 | OP | Db | Y | 1 | 2002 | O-02402AR | ST | ST | St | 22.06 |  |  | PH | DH | NH | OH | OH | OH | 2003 | 2003 | 2003 | MS |  |  | MS |  |  | MS |  |  | NC |  |  | NC |  |  | AL | 6 | 2003 | 4 | 2034 | 764.9 |  |  | 440 |  | 1252 | NG | [7 empty] | DB |  |  | 50% | 40% | 865022 |  | N |  |  |  | NC |  |  | NC
6844 | FPLE Forney LP | 55480 | Forney Energy Center | TX | HRSG 2 | OP | Db | Y | 1 | 2002 | O-02402AR | ST | ST | St | 22.06 |  |  | PH | DH | NH | OH | OH | OH | 2003 | 2003 | 2003 | MS |  |  | MS |  |  | MS |  |  | NC |  |  | NC |  |  | AL | 6 | 2003 | 4 | 2034 | 764.9 |  |  | 440 |  | 1252 | NG | [7 empty] | DB |  |  | 50% | 40% | 865022 |  | N |  |  |  | NC |  |  | NC
6844 | FPLE Forney LP | 55480 | Forney Energy Center | TX | HRSG 3 | OP | Db | Y | 1 | 2002 | O-02402AR | ST | ST | St | 22.06 |  |  | PH | DH | NH | OH | OH | OH | 2003 | 2003 | 2003 | MS |  |  | MS |  |  | MS |  |  | NC |  |  | NC |  |  | AL | 6 | 2003 | 4 | 2034 | 764.9 |  |  | 440 |  | 1252 | NG | [7 empty] | DB |  |  | 50% | 40% | 865022 |  | N |  |  |  | NC |  |  | NC
6844 | FPLE Forney LP | 55480 | Forney Energy Center | TX | HRSG 4 | OP | Db | Y | 1 | 2002 | O-02402AR | ST | ST | St | 22.06 |  |  | PH | DH | NH | OH | OH | OH | 2003 | 2003 | 2003 | MS |  |  | MS |  |  | MS |  |  | NC |  |  | NC |  |  | AL | 8 | 2003 | 4 | 2034 | 764.9 |  |  | 440 |  | 1252 | NG | [7 empty] | DB |  |  | 50% | 40% | 865022 |  | N |  |  |  | NC |  |  | NC
6844 | FPLE Forney LP | 55480 | Forney Energy Center | TX | HRSG 5 | OP | Db | Y | 1 | 2002 | O-02402AR | ST | ST | St | 22.06 |  |  | PH | DH | NH | OH | OH | OH | 2003 | 2003 | 2003 | MS |  |  | MS |  |  | MS |  |  | NC |  |  | NC |  |  | AL | 8 | 2003 | 4 | 2034 | 764.9 |  |  | 440 |  | 1252 | NG | [7 empty] | DB |  |  | 50% | 40% | 865022 |  | N |  |  |  | NC |  |  | NC
6844 | FPLE Forney LP | 55480 | Forney Energy Center | TX | HRSG 6 | OP | Db | Y | 1 | 2002 | O-02402AR | ST | ST | St | 22.06 |  |  | PH | DH | NH | OH | OH | OH | 2003 | 2003 | 2003 | MS |  |  | MS |  |  | MS |  |  | NC |  |  | NC |  |  | AL | 8 | 2003 | 4 | 2034 | 764.9 |  |  | 440 |  | 1252 | NG | [7 empty] | DB |  |  | 50% | 40% | 865022 |  | N |  |  |  | NC |  |  | NC
12363 | Mesquite Power LLC | 55481 | Mesquite Generating Station | AZ | 1 | OP | Da | N |  |  |  | LO | LO | LO | 30.4 |  |  | PH | DH | NH | OH | OH | OH | 2003 | 2003 | 2003 | MS |  |  | MS |  |  | MS |  |  | NC |  |  | NC |  |  | NT | 6 | 2003 | 6 | 2033 | 877 |  | 0 | 1568 | 0 | 2303 | NG | [7 empty] | FF | DB |  | 50% | 40% | 694.9 |  | N |  |  |  | NC |  |  | NC
12363 | Mesquite Power LLC | 55481 | Mesquite Generating Station | AZ | 2 | OP | Da | N |  |  |  | LO | LO | LO | 30.4 |  |  | PH | DH | NH | OH | OH | OH | 2003 | 2003 | 2003 | MS |  |  | MS |  |  | MS |  |  | NC |  |  | NC |  |  | NT | 6 | 2003 | 6 | 2033 | 877 |  | 0 | 1568 | 0 | 2303 | NG | [7 empty] | FF | DB |  | 50% | 40% | 694.9 |  | N |  |  |  | NC |  |  | NC
12363 | Mesquite Power LLC | 55481 | Mesquite Generating Station | AZ | 5 | OP | Da | N |  |  |  | LO | LO | LO | 30.4 |  |  | PH | DH | NH | OH | OH | OH | 2003 | 2003 | 2003 | MS |  |  | MS |  |  | MS |  |  | NC |  |  | NC |  |  | NT | 12 | 2003 | 6 | 2033 | 877 |  | 0 | 1568 | 0 | 2303 | NG | [7 empty] | FF | DB |  | 50% | 40% | 694.9 |  | N |  |  |  | NC |  |  | NC
12363 | Mesquite Power LLC | 55481 | Mesquite Generating Station | AZ | 6 | OP | Da | N |  |  |  | LO | LO | LO | 30.4 |  |  | PH | DH | NH | OH | OH | OH | 2003 | 2003 | 2003 | MS |  |  | MS |  |  | MS |  |  | NC |  |  | NC |  |  | NT | 12 | 2003 | 6 | 2033 | 877 |  | 0 | 1568 | 0 | 2303 | NG | [7 empty] | FF | DB |  | 50% | 40% | 694.9 |  | N |  |  |  | NC |  |  | NC
15500 | Puget Sound Energy Inc | 55482 | Goldendale Generating Station | WA | HRSG1 | OP | Db | N |  |  |  | ST | ST | ST | 22.3 |  |  | PH | DM | NM | OH | OH | TH | 2004 | 2004 | 2004 | MS |  |  | MS |  |  | MS |  |  | NC |  |  | NC |  |  | HT | 9 | 2004 |  |  | 529.3 |  | 0 | 270.5 | 0 | 919.8 | NG | [7 empty] | DB |  |  | 90% | 80% | 825.1 |  | N |  |  |  | OT |  |  | OT
20159 | Washington Parish Engy Ctr LLC | 55486 | Washington Parish Energy Center | LA | HRSG1 | CO | Da | N |  |  |  | ST | ST | ST |  |  |  | PB | DP | NP | DA | DA | DA | 2015 | 2015 | 2015 | NC |  |  | NC |  |  | NC |  |  | NC |  |  | NC |  |  | NT | 6 | 2015 |  |  | 120 | 0 | 0 | 178.4 | 0 |  | NG | [7 empty] | DB | [5 empty] | D | N |  |  |  | NC |  |  | NC
20159 | Washington Parish Engy Ctr LLC | 55486 | Washington Parish Energy Center | LA | HRSG2 | CO | Da | N |  |  |  | ST | ST | ST |  |  |  | PB | DP | NP | DA | DA | DA | 2015 | 2015 | 2015 | NC |  |  | NC |  |  | NC |  |  | NC |  |  | NC |  |  | NT | 6 | 2015 |  |  | 120 | 0 | 0 | 178.4 | 0 |  | NG | [7 empty] | DB | [5 empty] | D | N |  |  |  | NC |  |  | NC
10362 | Kiowa Power Partners LLC | 55501 | Kiamichi Energy Facility | OK | HRSG1 | OP | Da | Y | 7 | 2004 | 2000-103-TV | FD | FD | FD | 20.4 |  |  | PH | DH | NH | TH | TH | TH | 2002 | 2002 | 2002 | MS |  |  | MS |  |  | MS |  |  | NC |  |  | NC |  |  | DL | 11 | 2002 |  |  | 842 |  |  | 567.1 |  | 1524 | NG | [7 empty] | DB |  |  | 90% | 80% | 1060511 |  | N |  |  |  | LN |  |  | NC
10362 | Kiowa Power Partners LLC | 55501 | Kiamichi Energy Facility | OK | HRSG2 | OP | Da | Y | 7 | 2004 | 2000-103-TV | FD | FD | FD | 20.4 |  |  | PH | DH | NH | TH | TH | TH | 2002 | 2002 | 2002 | MS |  |  | MS |  |  | MS |  |  | NC |  |  | NC |  |  | DL | 11 | 2002 |  |  | 842 |  |  | 567.1 |  | 1524 | NG | [7 empty] | DB |  |  | 90% | 80% | 1060511 |  | N |  |  |  | LN |  |  | NC
10362 | Kiowa Power Partners LLC | 55501 | Kiamichi Energy Facility | OK | HRSG3 | OP | Da | Y | 7 | 2004 | 2000-103-TV | FD | FD | FD | 20.4 |  |  | PH | DH | NH | TH | TH | TH | 2002 | 2002 | 2002 | MS |  |  | MS |  |  | MS |  |  | NC |  |  | NC |  |  | DL | 11 | 2002 |  |  | 842 |  |  | 567.1 |  | 1524 | NG | [7 empty] | DB |  |  | 90% | 80% | 1060511 |  | N |  |  |  | LN |  |  | NC
10362 | Kiowa Power Partners LLC | 55501 | Kiamichi Energy Facility | OK | HRSG4 | OP | Da | Y | 7 | 2004 | 2000-103-TV | FD | FD | FD | 20.4 |  |  | PH | DH | NH | TH | TH | TH | 2002 | 2002 | 2002 | MS |  |  | MS |  |  | MS |  |  | NC |  |  | NC |  |  | DL | 11 | 2002 |  |  | 842 |  |  | 567.1 |  | 1524 | NG | [7 empty] | DB |  |  | 90% | 80% | 1060511 |  | N |  |  |  | LN |  |  | NC
343 | AEP Generating Company | 55502 | Lawrenceburg Energy Facility | IN | 1A | OP | Da | N |  |  |  | ST | ST | St | 24.1 |  |  | PH | DH | NH | PS | MO | TH | 2006 | 2006 | 2006 | MS |  |  | MS |  |  | MS |  |  | NC |  |  | NC |  |  | AI | 6 | 2004 |  |  | 640 |  |  | 304 |  | 1016.6 | NG | [7 empty] | DB |  |  | 90% | 90% | 772000 |  | N |  |  |  | LN | SR |  | LN | SR
343 | AEP Generating Company | 55502 | Lawrenceburg Energy Facility | IN | 1B | OP | Da | N |  |  |  | ST | ST | St | 24.1 |  |  | PH | DH | NH | PS | MO | TH | 2006 | 2006 | 2006 | MS |  |  | MS |  |  | MS |  |  | NC |  |  | NC |  |  | AI | 6 | 2004 |  |  | 640 |  |  | 304 |  | 1016.6 | NG | [7 empty] | DB |  |  | 90% | 90% | 772000 |  | N |  |  |  | LN | SR |  | LN | SR
343 | AEP Generating Company | 55502 | Lawrenceburg Energy Facility | IN | 2A | OP | Da | N |  |  |  | ST | ST | St | 24.1 |  |  | PH | DH | NH | PS | MO | TH | 2006 | 2006 | 2006 | MS |  |  | MS |  |  | MS |  |  | NC |  |  | NC |  |  | AI | 6 | 2004 |  |  | 640 |  |  | 304 |  | 1016.6 | NG | [7 empty] | DB |  |  | 90% | 90% | 772000 |  | N |  |  |  | LN | SR |  | LN | SR
343 | AEP Generating Company | 55502 | Lawrenceburg Energy Facility | IN | 2B | OP | Da | N |  |  |  | ST | ST | St | 24.1 |  |  | PH | DH | NH | PS | MO | TH | 2006 | 2006 | 2006 | MS |  |  | MS |  |  | MS |  |  | NC |  |  | NC |  |  | AI | 6 | 2004 |  |  | 640 |  |  | 304 |  | 1016.6 | NG | [7 empty] | DB |  |  | 90% | 90% | 772000 |  | N |  |  |  | LN | SR |  | LN | SR
14006 | Ohio Power Co | 55503 | AEP Waterford Facility | OH | HRSG1 | OP | Db | N |  |  |  | ST | ST | St | 10 |  |  | OP | DH | NH | SM | OH | OH | 2003 | 2003 | 2003 | OT |  |  | OT |  |  | OT |  |  | OT |  |  | OT |  |  | NT | 8 | 2003 | 8 | 2043 | 663 | 0 | 0 | 351.2 | 0 | 1093 | NG | [7 empty] | DB |  |  | 90% | 90% | 777644 |  | N |  |  |  | LN | SR |  | LN | SR
14006 | Ohio Power Co | 55503 | AEP Waterford Facility | OH | HRSG2 | OP | Db | N |  |  |  | ST | ST | St | 10 |  |  | OP | DH | NH | SM | OH | OH | 2003 | 2003 | 2003 | OT |  |  | OT |  |  | OT |  |  | OT |  |  | OT |  |  | NT | 8 | 2003 | 8 | 2043 | 663 | 0 | 0 | 351.2 | 0 | 1093 | NG | [7 empty] | DB |  |  | 90% | 90% | 777644 |  | N |  |  |  | LN | SR |  | LN | SR
14006 | Ohio Power Co | 55503 | AEP Waterford Facility | OH | HRSG3 | OP | Db | N |  |  |  | ST | ST | St | 10 |  |  | OP | DH | NH | SM | OH | OH | 2003 | 2003 | 2003 | OT |  |  | OT |  |  | OT |  |  | OT |  |  | OT |  |  | NT | 8 | 2003 | 8 | 2043 | 663 | 0 | 0 | 351.2 | 0 | 1093 | NG | [7 empty] | DB |  |  | 90% | 90% | 777644 |  | N |  |  |  | LN | SR |  | LN | SR
55852 | Las Vegas Power Company LLC | 55514 | Apex Generating Station | NV | CTG01 | OP | Da | Y | 10 | 2007 | 1520 | LO | LO | LO | 13 | 1 | 23 | PH | DH | NH | OH | OH | OH | 2003 | 2003 | 2003 | MS |  |  | MS |  |  | MS |  |  | SS |  |  | NC |  |  | VO | 5 | 2003 |  |  | 1500 |  | 0 | 2537.6 | 0 | 946 | NG | [7 empty] | DB |  |  | 90% | 90% | 697180.7 |  | N |  |  |  | LN | SR |  | NC
55852 | Las Vegas Power Company LLC | 55514 | Apex Generating Station | NV | CTG02 | OP | Da | N |  |  |  | LO | LO | LO | 13 | 1 | 23 | PH | DH | NH | OH | OH | OH | 2003 | 2003 | 2003 | MS |  |  | MS |  |  | MS |  |  | SS |  |  | NC |  |  | GE | 5 | 2003 |  |  | 1500 |  | 0 | 2537.6 | 0 | 946 | NG | [7 empty] | DB |  |  | 90% | 90% | 697180.7 |  | N |  |  |  | LN | SR |  | NC
57393 | Duke Energy Commercial Asset Management | 55516 | Fayette Energy Facility | PA | DB1 | OP | N |  | 1 | 2002 | PA2600535A | ST | ST | ST | 34.8 |  |  | PH | DH | NH | TH | TH | TH | 2003 | 2003 | 2003 | MS |  |  | MS |  |  | MS |  |  | NC |  |  | NC |  |  | AI | 5 | 2003 |  |  | 819 |  | 0 | 2020 | 0 | 1025 | NG | [7 empty] | CF |  |  | 50% | 50% | 711418 |  | N |  |  |  | LN | SR |  | NC
57393 | Duke Energy Commercial Asset Management | 55516 | Fayette Energy Facility | PA | DB2 | OP | N |  | 1 | 2002 | PA2600535A | ST | ST | ST | 34.8 |  |  | PH | DH | NH | TH | TH | TH | 2003 | 2003 | 2003 | MS |  |  | MS |  |  | MS |  |  | NC |  |  | NC |  |  | AI | 5 | 2003 |  |  | 819 |  | 0 | 2020 | 0 | 1025 | NG | [7 empty] | CF |  |  | 50% | 50% | 711418 |  | N |  |  |  | LN | SR |  | NC
56559 | High Desert Power Project LLC | 55518 | High Desert Power Plant | CA | 1 | OP | Db | N |  |  |  | LO | LO | LO | 18.14 |  |  | PH | DH | NH | OH | OH | OH | 2003 | 2003 | 2003 | MS |  |  | MS |  |  | MS |  |  | SS |  |  | NC |  |  | AL | 4 | 2003 | 4 | 2043 | 484.8 |  | 0 | 161.5 | 0 | 922 | NG | [7 empty] | DB |  |  | 90% | 80% | 713789 |  | N |  |  |  | SR |  |  | NC
56559 | High Desert Power Project LLC | 55518 | High Desert Power Plant | CA | 2 | OP | Db | N |  |  |  | LO | LO | LO | 18.14 |  |  | PH | DH | NH | OH | OH | OH | 2003 | 2003 | 2003 | MS |  |  | MS |  |  | MS |  |  | SS |  |  | NC |  |  | AL | 4 | 2003 | 4 | 2043 | 484.8 |  | 0 | 161.5 | 0 | 922 | NG | [7 empty] | DB |  |  | 90% | 80% | 713789 |  | N |  |  |  | SR |  |  | NC
56559 | High Desert Power Project LLC | 55518 | High Desert Power Plant | CA | 3 | OP | Db | N |  |  |  | LO | LO | LO | 18.14 |  |  | PH | DH | NH | OH | OH | OH | 2003 | 2003 | 2003 | MS |  |  | MS |  |  | MS |  |  | SS |  |  | NC |  |  | AL | 4 | 2003 | 4 | 2043 | 484.8 |  | 0 | 161.5 | 0 | 922 | NG | [7 empty] | DB |  |  | 90% | 80% | 713789 |  | N |  |  |  | SR |  |  | NC
56608 | Calpine Mid-Merit LLC | 55524 | York Energy Center | PA | HRSG1 | OP
56608 | Calpine Mid-Merit LLC | 55524 | York Energy Center | PA | HRSG2 | OP
56608 | Calpine Mid-Merit LLC | 55524 | York Energy Center | PA | HRSG3 | OP
2934 | Calpine Corp - Hidalgo | 55545 | Hidalgo Energy Center | TX | HRSG1 | OP | [35 empty] | CE | 6 | 2000 |  |  | 570.3 |  |  |  |  | 1750 | [8 empty] | OT |  |  | 90% | 70%
2934 | Calpine Corp - Hidalgo | 55545 | Hidalgo Energy Center | TX | HRSG2 | OP | [35 empty] | CE | 6 | 2000 |  |  | 570.3 |  |  |  |  | 1750 | [8 empty] | OT |  |  | 90% | 70%
7011 | Gas Recovery Services-IL Inc | 55592 | Mallard Lake Electric | IL | HRSG 1 | OP
7011 | Gas Recovery Services-IL Inc | 55592 | Mallard Lake Electric | IL | HRSG 2 | OP
7011 | Gas Recovery Services-IL Inc | 55592 | Mallard Lake Electric | IL | HRSG 3 | RE
25049 | Gas Recovery Systems Inc | 55596 | GRS Arbor Hills | MI | HRSG 1 | OP
25049 | Gas Recovery Systems Inc | 55596 | GRS Arbor Hills | MI | HRSG 2 | OP
25049 | Gas Recovery Systems Inc | 55596 | GRS Arbor Hills | MI | HRSG 3 | OP
50081 | AE Operations LLC | 55611 | Mingo Junction Energy Center | OH | BOIL1 | OP | N
50081 | AE Operations LLC | 55611 | Mingo Junction Energy Center | OH | BOIL2 | OP | N
50081 | AE Operations LLC | 55611 | Mingo Junction Energy Center | OH | BOIL3 | OP | N
50081 | AE Operations LLC | 55611 | Mingo Junction Energy Center | OH | BOIL4 | OP | N
11241 | Entergy Louisiana Inc | 55620 | Perryville Power Station | LA | 1-1 | OP | Da | N |  |  |  | FD | FD | FD | 0.03 | 0.8 | 1.6 | PB | DP | OT | NS | MO | MO | 2002 | 2002 | 2002 | MS |  |  | MS |  |  | MS |  |  | NC |  |  | NC |  |  | VO | 7 | 2002 |  |  | 806 |  | 0 | 269 | 0 | 1800 | NG | [7 empty] | DB |  |  | 60% | 60% | 960000 |  | N |  |  |  | NH | SR |  | NC
11241 | Entergy Louisiana Inc | 55620 | Perryville Power Station | LA | 1-2 | OP | Da | N |  |  |  | FD | FD | FD | 0.03 | 0.8 | 1.6 | PB | DP | OT | NS | MO | MO | 2002 | 2002 | 2002 | MS |  |  | MS |  |  | MS |  |  | NC |  |  | NC |  |  | VO | 7 | 2002 |  |  | 806 |  | 0 | 269 | 0 | 1800 | NG | [7 empty] | DB |  |  | 60% | 60% | 960000 |  | N |  |  |  | NH | SR |  | NC
16204 | Rock River Energy LLC | 55641 | Riverside Energy Center | WI | HRSG1 | OP | Da | N |  |  |  | ST | ST | ST | 26.4 |  |  | PH | DH | NM | TH | TH | TH | 2004 | 2004 | 2004 | BO |  |  | BO |  |  | BO |  |  | NC |  |  | NC |  |  | NT | 6 | 2004 |  |  | 789 | 0 | 0 | 468.2 | 0 | 947.1 | NG | [7 empty] | DB |  |  | 50% |  |  |  | N |  |  |  | SR | OT |  | NC
16204 | Rock River Energy LLC | 55641 | Riverside Energy Center | WI | HRSG2 | OP | Da | N |  |  |  | ST | ST | ST | 26.4 |  |  | PH | DH | NM | TH | TH | TH | 2004 | 2004 | 2004 | BO |  |  | BO |  |  | BO |  |  | NC |  |  | NC |  |  | NT | 6 | 2004 |  |  | 789 | 0 | 0 | 468.2 | 0 | 947.1 | NG | [7 empty] | DB |  |  | 50% |  |  |  | N |  |  |  | SR | OT |  | NC
2820 | Calpine Corp - Pastoria Energy Center | 55656 | Pastoria Energy Facility, LLC | CA | HRSG01 | OP
2820 | Calpine Corp - Pastoria Energy Center | 55656 | Pastoria Energy Facility, LLC | CA | HRSG02 | OP
2820 | Calpine Corp - Pastoria Energy Center | 55656 | Pastoria Energy Facility, LLC | CA | HRSG04 | OP
13538 | EP Newington Energy LLC | 55661 | EP Newington Energy LLC | NH | HRSG1 | OP | Db | N |  |  |  | ST | ST | St | 0.015 |  |  | PB | DP | NP | OH | TH | TH | 2002 | 2002 | 2002 | MS |  |  | MS |  |  | MS |  |  | NC |  |  | NC |  |  | FW | 10 | 2002 |  |  | 1310 |  |  | 158.3 |  | 1560 | NG | DFO | [6 empty] | DB |  |  |  |  | 795111.1 | [5 empty] | NC |  |  | NC
13538 | EP Newington Energy LLC | 55661 | EP Newington Energy LLC | NH | HRSG2 | OP | Db | N |  |  |  | ST | ST | St | 0.015 |  |  | PB | DP | NP | OH | TH | TH | 2002 | 2002 | 2002 | MS |  |  | MS |  |  | MS |  |  | NC |  |  | NC |  |  | FW | 10 | 2002 |  |  | 1310 |  |  | 158.3 |  | 1560 | NG | DFO | [6 empty] | DB |  |  |  |  | 795111.1 | [5 empty] | NC |  |  | NC
14354 | PacifiCorp | 55662 | Chehalis Generating Facility | WA | ST1 | OP
6041 | Entergy Power Ventures LP | 55664 | Harrison County Power Project | TX | HCCP 1 | OP | Db | Y | 10 | 2011 | 45360 | ST | ST | St | 0.0089 |  |  | PB | DP | NP | YR | YR | YR | 2003 | 2003 | 2003 | MS |  |  | MS |  |  | MS |  |  | NC |  |  | NC |  |  | AL | 6 | 2003 |  |  | 578.2 |  |  | 261.2 |  | 209.8 | NG | [7 empty] | DB |  |  | 40% | 30% | 26635 |  | N |  |  |  | SR |  |  | NC
6041 | Entergy Power Ventures LP | 55664 | Harrison County Power Project | TX | HCCP 2 | OP | Db | Y | 10 | 2010 | 45360 | ST | ST | St | 0.0089 |  |  | PB | DP | NP | YR | YR | YR | 2003 | 2003 | 2003 | MS |  |  | MS |  |  | MS |  |  | NC |  |  | NC |  |  | AL | 6 | 2003 |  |  | 578.2 |  |  | 261.2 |  | 209.8 | NG | [7 empty] | DB |  |  | 40% | 30% | 26635 |  | N |  |  |  | SR |  |  | NC
11275 | Lower Mount Bethel Energy LLC | 55667 | Lower Mount Bethel Energy | PA | HRSG 1 | OP | N | N |  |  |  | NA | NA | NA |  |  |  | OT | OT | OT | OT | OT | OT | 2003 | 2003 | 2003 | OT |  |  | OT |  |  | OT |  |  | OT | [5 empty] | NM | 12 | 2003 |  |  | 527.79 |  |  | 157 |  | 1245 | NG | [7 empty] | DB |  |  | 90% | 80% | 963000 |  | N |  |  |  | SR
11275 | Lower Mount Bethel Energy LLC | 55667 | Lower Mount Bethel Energy | PA | HRSG 2 | OP | N | N |  |  |  | NA | NA | NA |  |  |  | OT | OT | OT | OT | OT | OT | 2003 | 2003 | 2003 | OT |  |  | OT |  |  | OT |  |  | OT | [5 empty] | NM | 12 | 2003 |  |  | 527.79 |  |  | 157 |  | 1245 | NG | [7 empty] | DB |  |  | 90% | 80% | 963000 |  | N |  |  |  | SR
13407 | Nevada Power Co | 55687 | Higgins Generating Station | NV | HRSG1 | OP | Da | N |  |  |  | FD | FD | FD |  |  | 25.7 | PH | DH | NH | OH | OH | OH | 2003 | 2003 | 2003 | MS |  |  | MS |  |  | MS |  |  | NC |  |  | NC |  |  | AL | 10 | 2003 | 12 | 2028 | 856.2 |  |  | 591.3 |  | 929.5 | NG | [7 empty] | DB |  |  | 90% | 90% | 745779 |  | N |  |  |  | NC |  |  | NC
13407 | Nevada Power Co | 55687 | Higgins Generating Station | NV | HRSG2 | OP | Da | N |  |  |  | FD | FD | FD |  |  | 25.7 | PH | DH | NH | OH | OH | OH | 2003 | 2003 | 2003 | MS |  |  | MS |  |  | MS |  |  | NC |  |  | NC |  |  | AL | 10 | 2003 | 12 | 2028 | 856.2 |  |  | 637 | 0 | 929.5 | NG | [7 empty] | DB |  |  | 90% | 90% | 745779 |  | N |  |  |  | NC |  |  | NC
56607 | Calpine Bethlehem LLC | 55690 | Bethlehem Power Plant | PA | HRSG1 | OP
56607 | Calpine Bethlehem LLC | 55690 | Bethlehem Power Plant | PA | HRSG2 | OP
56607 | Calpine Bethlehem LLC | 55690 | Bethlehem Power Plant | PA | HRSG3 | OP
56607 | Calpine Bethlehem LLC | 55690 | Bethlehem Power Plant | PA | HRSG5 | OP
56607 | Calpine Bethlehem LLC | 55690 | Bethlehem Power Plant | PA | HRSG6 | OP
56607 | Calpine Bethlehem LLC | 55690 | Bethlehem Power Plant | PA | HRSG7 | OP
3549 | Choctaw Gas Generating Pro LLC | 55694 | Quantum Choctaw Power LLC | MS | HSG1 | OP | Db | Y | 12 | 2001 | 0400-00019 | ST | ST | St | 10 |  |  | OP | DH | NH | SM | OH | DA | 2006 | 2006 | 2006 | MS |  |  | MS |  |  | MS |  |  | NC |  |  | NC |  |  | NT | 6 | 2006 | 6 | 2035 | 700 |  |  | 180 |  | 1072 | NG | [7 empty] | DB |  |  | 100% | 100% | 577864 |  | N |  |  |  | NC |  |  | NC
3549 | Choctaw Gas Generating Pro LLC | 55694 | Quantum Choctaw Power LLC | MS | HSG2 | OP | Db | Y | 12 | 2001 | 0400-00019 | ST | ST | St | 10 |  |  | OP | DH | NH | SM | OH | DA | 2006 | 2006 | 2006 | MS |  |  | MS |  |  | MS |  |  | NC |  |  | NC |  |  | NT | 12 | 2006 | 6 | 2035 | 700 |  |  | 180 |  | 1072 | NG | [7 empty] | DB |  |  | 100% | 100% | 577864 |  | N |  |  |  | NC |  |  | NC
15500 | Puget Sound Energy Inc | 55700 | Mint Farm Generating Station | WA | HRSG1 | OP | Da | Y | 2 | 2008 | 04-2571R2 | LO | LO | LO | 23.2 |  |  | PH | DH | NH | OH | OH | OH | 2007 | 2007 | 2007 | MS |  |  | MS |  |  | MS |  |  | NC |  |  | NC |  |  | FW | 1 | 2008 |  |  | 905 |  |  | 449 |  | 151 | NG | [7 empty] | DB |  |  | 90% | 80% | 787 |  | N |  |  |  | SR |  |  | NC
40577 | American Mun Power-Ohio, Inc | 55701 | Fremont Energy Center | OH | P001 | OP | Dc | Y | 8 | 2001 | 03-13549 | ST | ST | ST | 0.0091 |  |  | PB | DP | NM | DT | DT | TH | 2005 | 2005 | 2005 | OT |  |  | OT |  |  | OT | LN |  | NC |  |  | NC |  |  | NT | 1 | 2012 |  |  | 943 | 0 | 0 | 684 | 0 | 1459 | NG | [7 empty] | DB |  |  | 80% | 80% | 974000 |  | N |  |  |  | LN | SR |  | LN | SR
40577 | American Mun Power-Ohio, Inc | 55701 | Fremont Energy Center | OH | P002 | OP | Dc | Y | 8 | 2001 | 03-13549 | ST | ST | ST | 0.0091 |  |  | PB | DP | NM | DT | DT | TH | 2005 | 2005 | 2005 | OT | LN |  | OT | LN |  | OT | LN |  | NC |  |  | NC |  |  | NT | 1 | 2012 |  |  | 943 | 0 | 0 | 684 | 0 | 1459 | NG | [7 empty] | DB |  |  | 90% | 90% | 974000 |  | N |  |  |  | LN | SR |  | LN | SR
54885 | NRG Wholesale Generation LP | 55706 | Choctaw County | MS | HRG101 | OS | Db | N |  |  |  | FD | FD | FD | 20.59 | 1.38 | 27.36 | PH | DH | NH | NS | NS | TH | 2003 | 2003 | 2003 | MS |  |  | MS |  |  | MS |  |  | NC |  |  | ND |  |  | AL | 7 | 2003 | 7 | 2033 | 626 |  | 0 | 229 | 0 | 1032 | NG | [7 empty] | DB |  |  | 90% |  | 779621 |  | N |  |  |  | SR |  |  | NC
54885 | NRG Wholesale Generation LP | 55706 | Choctaw County | MS | HRG201 | OP | Db | N |  |  |  | FD | FD | FD | 20.59 | 1.38 | 27.36 | PH | DH | NH | NS | NS | TH | 2003 | 2003 | 2003 | MS |  |  | MS |  |  | MS |  |  | NC |  |  | ND |  |  | AL | 7 | 2003 | 7 | 2033 | 626 |  | 0 | 229 | 0 | 1032 | NG | [7 empty] | DB |  |  | 90% |  | 779621 |  | N |  |  |  | SR |  |  | NC
54885 | NRG Wholesale Generation LP | 55706 | Choctaw County | MS | HRG301 | OP | Db | N |  |  |  | FD | FD | FD | 20.59 | 1.38 | 27.36 | PH | DH | NH | NS | NS | TH | 2003 | 2003 | 2003 | MS |  |  | MS |  |  | MS |  |  | NC |  |  | ND |  |  | AL | 7 | 2003 | 7 | 2033 | 626 |  | 0 | 229 | 0 | 1032 | NG | [7 empty] | DB |  |  | 90% |  | 779621 |  | N |  |  |  | SR |  |  | NC
17650 | Southern Power Co | 55708 | Nacogdoches Power | TX | BLR1 | OP | Db | Y | 3 | 2007 | 77679 | FD | FD | FD | 0.03 | 0.05 | 0.1 | PB | DP | NP | MO | MO | MO | 2012 | 2012 | 2012 | MS |  |  | MS |  |  | MS |  |  | CF |  |  | NC |  |  | KP | 7 | 2012 |  |  | 930 |  |  |  | 275299 |  | WDS | OBS | [6 empty] | FB |  |  | 80% |  | 85394 |  | N |  |  |  | CF | SN |  | NC
23279 | Allegheny Energy Supply Co LLC | 55710 | Allegheny Energy Units 3 4 & 5 | PA | STB | OP
807 | Arkansas Electric Coop Corp | 55714 | Magnet Cove | AR | HRSG1 | OP | Db | N |  |  |  | ST | ST | St | 0.013 |  |  | PH | DM | NM | PS | PS | DA | 2005 | 2005 | 2005 | MS |  |  | MS |  |  | MS |  |  | NC |  |  | NC |  |  | NT | 7 | 2005 |  |  | 540 | 0 | 0 | 206.9 | 0 | 1072 | NG | [7 empty] | DB |  |  | 90% | 80% | 980000 |  | N |  |  |  | SR |  |  | NC
807 | Arkansas Electric Coop Corp | 55714 | Magnet Cove | AR | HRSG2 | OP | Db | N |  |  |  | ST | ST | St | 0.013 |  |  | PH | DM | NM | PS | PS | DA | 2005 | 2005 | 2005 | MS |  |  | MS |  |  | MS |  |  | NC |  |  | NC |  |  | NT | 1 | 2006 |  |  | 540 | 0 | 0 | 204.9 | 0 | 1072 | NG | [7 empty] | DB |  |  | 90% | 80% | 980000 |  | N |  |  |  | SR |  |  | NC
57393 | Duke Energy Commercial Asset Management | 55736 | Hanging Rock Energy Facility | OH | 1HR1 | OP | N |  | 12 | 2001 | 700503 | ST | ST | St | 23.3 |  |  | PH | DH | NH | OH | OH | OH | 2003 | 2003 | 2003 | MS |  |  | MS |  |  | MS |  |  | NC |  |  | NC |  |  | AI | 6 | 2003 |  |  | 1448 |  | 0 | 356 | 0 | 886 | NG | [7 empty] | DB |  |  | 90% |  | 695000 |  | N |  |  |  | LN | SR |  | NC
57393 | Duke Energy Commercial Asset Management | 55736 | Hanging Rock Energy Facility | OH | 1HR2 | OP | N |  | 12 | 2001 | 700503 | ST | ST | St | 23.3 |  |  | PH | DH | NH | OH | OH | OH | 2003 | 2003 | 2003 | MS |  |  | MS |  |  | MS |  |  | NC |  |  | NC |  |  | AI | 6 | 2003 |  |  | 1448 |  | 0 | 356 | 0 | 886 | NG | [7 empty] | DB |  |  | 90% |  | 695000 |  | N |  |  |  | LN | SR |  | NC
57393 | Duke Energy Commercial Asset Management | 55736 | Hanging Rock Energy Facility | OH | 2HR1 | OP | N |  | 12 | 2001 | 700503 | ST | ST | St | 23.3 |  |  | PH | DH | NH | OH | OH | OH | 2003 | 2003 | 2003 | MS |  |  | MS |  |  | MS |  |  | NC |  |  | NC |  |  | AI | 6 | 2003 |  |  | 1448 |  | 0 | 356 | 0 | 886 | NG | [7 empty] | DB |  |  | 90% |  | 695000 |  | N |  |  |  | LN | SR |  | NC
57393 | Duke Energy Commercial Asset Management | 55736 | Hanging Rock Energy Facility | OH | 2HR2 | OP | N |  | 12 | 2001 | 700503 | ST | ST | St | 23.3 |  |  | PH | DH | NH | OH | OH | OH | 2003 | 2003 | 2003 | MS |  |  | MS |  |  | MS |  |  | NC |  |  | NC |  |  | AI | 6 | 2003 |  |  | 1448 |  | 0 | 356 | 0 | 886 | NG | [7 empty] | DB |  |  | 90% |  | 695000 |  | N |  |  |  | LN | SR |  | NC
2860 | Los Esteros Critical Energy Facility LLC | 55748 | Los Esteros Critical Energy Center | CA | HRSG1 | CO | Db | N |  |  |  | LO | LO | LO | 38.5 | 6.43 | 2 | OT | OT | NM | YR | YR | OH | 2013 | 2013 | 2013 | OT |  |  | OT |  |  | OT |  |  | OT |  |  | OT |  |  | VO | 6 | 2013 |  |  | 146 |  |  | 8072 |  | 206 | NG | [7 empty] | DB |  |  | 80% | 80% | 1112674 | D | N |  |  |  | SR |  |  | SR
2860 | Los Esteros Critical Energy Facility LLC | 55748 | Los Esteros Critical Energy Center | CA | HRSG2 | CO | Db | N |  |  |  | LO | LO | LO | 38.5 | 6.43 | 2 | OT | OT | NM | YR | YR | OH | 2013 | 2013 | 2013 | OT |  |  | OT |  |  | OT |  |  | OT | [5 empty] | VO | 6 | 2013 |  |  | 146 |  |  | 8072 |  | 206 | NG | [7 empty] | DB |  |  | 80% | 80% | 1112674 | D | N |  |  |  | SR
2860 | Los Esteros Critical Energy Facility LLC | 55748 | Los Esteros Critical Energy Center | CA | HRSG3 | CO | Db | N |  |  |  | LO | LO | LO | 38.5 | 6.43 | 2 | OT | OT | NM | YR | YR | OH | 2013 | 2013 | 2013 | OT |  |  | OT |  |  | OT |  |  | OT | [5 empty] | VO | 6 | 2013 |  |  | 146 |  |  | 8072 |  | 206 | NG | [7 empty] | DB |  |  | 80% | 80% | 1112674 | D | N |  |  |  | SR
2860 | Los Esteros Critical Energy Facility LLC | 55748 | Los Esteros Critical Energy Center | CA | HRSG4 | CO | Db | N |  |  |  | LO | LO | LO | 38.5 | 6.43 | 2 | OT | OT | NM | YR | YR | OH | 2013 | 2013 | 2013 | OT |  |  | OT |  |  | OT |  |  | OT | [5 empty] | VO | 6 | 2013 |  |  | 146 |  |  | 8072 |  | 206 | NG | [7 empty] | DB |  |  | 80% | 80% | 1112674 | D | N |  |  |  | SR
16233 | Rocky Mountain Power Inc | 55749 | Hardin Generator Project | MT | PC1 | OP | Db | N |  |  |  | ST | ST | St | 0.012 | 0.11 | 0.09 | PB | DP | NP | NV | MO | MO | 2006 | 2006 | 2006 | MS |  |  | MS |  |  | MS |  |  | NC |  |  | NC |  |  | ME | 4 | 2006 | 1 | 2036 | 900 | 72.3 | 0 | 189.7 | 0 |  | SUB | [7 empty] | OF |  |  | 90% | 90% | 202200 | D | N |  |  |  | NC |  |  | NC
2087 | Bowie Power Station LLC | 55780 | Bowie Power Station LLC | AZ | HRSG1 | PL |  | Y |  |  |  | NA | NA | NA | [28 empty] | 12 | 2015 |  |  | 637 |  |  | 406 |  |  | NG | [10 empty] | 50% |  | 1094980 |  | N
2087 | Bowie Power Station LLC | 55780 | Bowie Power Station LLC | AZ | HRSG2 | PL |  | Y | [34 empty] | 12 | 2015 |  |  | 637 |  |  | 406 |  |  | NG | [10 empty] | 50% |  | 1094980 |  | N
2087 | Bowie Power Station LLC | 55780 | Bowie Power Station LLC | AZ | HRSG3 | PL |  | Y | [34 empty] | 12 | 2015 | [8 empty] | NG
2087 | Bowie Power Station LLC | 55780 | Bowie Power Station LLC | AZ | HRSG4 | PL |  | Y | [34 empty] | 12 | 2015 | [8 empty] | NG
11089 | Live Oaks Company LLC | 55800 | Live Oaks Power Plant | GA | HRSG1 | CN | Db | N |  |  |  | ST | ST | St | [9 empty] | 2015 | 2015 | 2015 | LN | LN | LN | LN | LN | LN | LN | LN | LN | ND | ND |  | ND | ND | ND |  | 6 | 2015 | [8 empty] | NG | [7 empty] | DB | [10 empty] | ND | ND | ND | ND | ND
11089 | Live Oaks Company LLC | 55800 | Live Oaks Power Plant | GA | HRSG2 | CN | Db | N |  |  |  | ST | ST | St | [9 empty] | 2015 | 2015 | 2015 | LN |  |  | LN |  |  | LN |  |  | ND | ND |  | ND | ND | ND |  | 6 | 2015 | [8 empty] | NG | [7 empty] | DB | [10 empty] | ND | ND | ND | ND | ND | ND
6693 | FPL Energy Marcus Hook LP | 55801 | FPL Energy Marcus Hook LP | PA | HRSG1 | OP | Db | N |  |  | PA-23-0089 | NA | NA | NA | [27 empty] | FW | 12 | 2004 |  |  | 790.8 |  |  | 374.6 |  | 1007 | NG | OG | [6 empty] | DB |  |  | 70% | 70% | 1100000 |  | N
6693 | FPL Energy Marcus Hook LP | 55801 | FPL Energy Marcus Hook LP | PA | HRSG2 | OP | Db | N |  |  | PA-23-0089 | NA | NA | NA | [27 empty] | FW | 12 | 2004 |  |  | 790.8 |  |  | 374.6 |  | 1007 | NG | OG | [6 empty] | DB |  |  | 70% | 70% | 1100000 |  | N
6693 | FPL Energy Marcus Hook LP | 55801 | FPL Energy Marcus Hook LP | PA | HRSG3 | OP | Db | N |  |  | PA-23-0089 | NA | NA | NA | [27 empty] | FW | 12 | 2004 |  |  | 790.8 |  |  | 374.6 |  | 1007 | NG | OG | [6 empty] | DB |  |  | 70% | 70% | 1100000 |  | N
56613 | Frederickson Power LP | 55818 | Frederickson Power LP | WA | HRSG-1 | OP | Da | Y | 11 | 2001 | PSCAA AOP#10645 | LO | LO | LO | 0.0028 |  |  | PC | DM | NM | OH | OH | EH | 2002 | 2002 | 2002 | BO |  |  | BO |  |  | BO |  |  | NC |  |  | NC |  |  | NT | 8 | 2002 | 8 | 2022 | 728 | 0 | 0 | 341.5 | 0 | 1599 | NG | [7 empty] | DB |  |  | 50% | 40% | 772027 |  | N |  |  |  | LN | SR |  | LN | SR
17650 | Southern Power Co | 55821 | Curtis H Stanton Energy Center | FL | 25 | OP | Da | N |  |  |  | FD | FD | FD | 0.01 | 0.8 | 3.5 | PB | SU | NM | OT | NV | TH | 2003 | 2003 | 2003 | MS |  |  | MS |  |  | MS |  |  | NC |  |  | NC |  |  | DL | 10 | 2003 |  |  | 156 | 0 | 0 | 541 | 0 | 950 | NG | [7 empty] | DB |  |  | 90% | 90% | 1030000 |  | N |  |  |  | SR |  |  | NC
17650 | Southern Power Co | 55821 | Curtis H Stanton Energy Center | FL | 26 | OP | Da | N |  |  |  | FD | FD | FD | 0.01 | 0.8 | 3.5 | PB | SU | NM | OT | NV | TH | 2003 | 2003 | 2003 | MS |  |  | MS |  |  | MS |  |  | NC |  |  | NC |  |  | DL | 10 | 2003 |  |  | 156 | 0 | 0 | 541 | 0 | 950 | NG | [7 empty] | DB |  |  | 90% | 90% | 1030000 |  | N |  |  |  | SR |  |  | NC
57207 | Great Northern Paper Company LLC | 55829 | Millinocket Mill | ME | MB3 | OS | N | N |  |  |  | ST | ST | ST | 40 |  |  | OP | SU | NP | SM | NV | DT | 1991 | 1988 | 1995 | MS |  |  | MS |  |  | MS |  |  | NC |  |  | NC |  |  | CE | 6 | 1956 |  |  | 330 |  | 64.3 | 0 | 0 |  | RFO | [7 empty] | FF |  |  | 90% | 90% | 315 |  | N |  |  |  | NC |  |  | NC
57207 | Great Northern Paper Company LLC | 55829 | Millinocket Mill | ME | MB1 | OS | N | N |  |  |  | ST | ST | ST | 74 |  |  | PH | SU | NP | PS | NV | DA | 1991 | 1988 | 1995 | MS |  |  | MS |  |  | MS |  |  | NC |  |  | NC |  |  | CE | 6 | 1956 |  |  | 330 |  | 64.3 | 0 | 0 |  | RFO | [7 empty] | FF |  |  | 90% | 90% | 315 |  | N |  |  |  | LN |  |  | NC
57207 | Great Northern Paper Company LLC | 55829 | Millinocket Mill | ME | MB2 | OS | N | N |  |  |  | ST | ST | ST | 40 |  |  | OP | SU | NP | SM | NV | DA | 1991 | 1988 | 1995 | MS |  |  | MS |  |  | MS |  |  | NC |  |  | NC |  |  | CE | 6 | 1956 |  |  | 330 |  | 64.3 | 0 | 0 |  | RFO | [7 empty] | FF |  |  | 90% | 90% | 315 |  | N |  |  |  | LN |  |  | NC
57207 | Great Northern Paper Company LLC | 55830 | East Millinocket Mill | ME | EB1 | OS | N
57207 | Great Northern Paper Company LLC | 55830 | East Millinocket Mill | ME | EB2 | OP | N
57207 | Great Northern Paper Company LLC | 55830 | East Millinocket Mill | ME | EB3 | OP | N
15466 | Public Service Co of Colorado | 55835 | Rocky Mountain Energy Center | CO | HRSG 1 | OP | Db | N |  |  |  | ST | ST | ST | 0.00735 | 0.35 | 3 | PB | DP | NP | PS | TH | OH | 2004 | 2004 | 2004 | MS |  |  | MS |  |  | MS |  |  | NC |  |  | NC |  |  | NT | 5 | 2004 |  |  | 793 | 0 | 0 | 588 | 0 | 2311 | NG | [7 empty] | DB |  |  | 90% | 90% | 668567 |  | N |  |  |  | NC |  |  | NC
15466 | Public Service Co of Colorado | 55835 | Rocky Mountain Energy Center | CO | HRSG 2 | OP | Db | N |  |  |  | ST | ST | ST | 0.00735 | 0.35 | 3 | PB | DP | NP | PS | TH | OH | 2004 | 2004 | 2004 | MS |  |  | MS |  |  | MS |  |  | NC |  |  | NC |  |  | NT | 5 | 2004 |  |  | 793 | 0 | 0 | 588 | 0 | 2311 | NG | [7 empty] | DB |  |  | 90% | 90% | 668567 |  | N |  |  |  | NC |  |  | NC
13407 | Nevada Power Co | 55841 | Silverhawk | NV | A01 | OP | Da | Y | 12 | 2006 | 1584 | LO | LO | LO | 73.8 |  |  | OT | DH | NH | YR | OH | OH | 2004 | 2004 | 2004 | MS |  |  | MS |  |  | MS |  |  | NC |  |  | NC |  |  | AL | 6 | 2004 | 6 | 2034 | 723 |  |  | 504 |  | 800 | NG | [7 empty] | DB |  |  | 50% | 40% | 800000 |  | N |  |  |  | SR |  |  | NC
13407 | Nevada Power Co | 55841 | Silverhawk | NV | A03 | OP | Da | Y | 12 | 2006 | 1584 | LO | LO | LO | 73.8 |  |  | OT | DH | NH | YR | OH | OH | 2004 | 2004 | 2004 | MS |  |  | MS |  |  | MS |  |  | NC |  |  | NC |  |  | AL | 6 | 2004 | 6 | 2034 | 723 |  |  | 504 |  | 800 | NG | [7 empty] | DB |  |  | 50% | 40% | 800000 |  | N |  |  |  | SR |  |  | NC
9155 | Inland Empire Energy Ctr LLC | 55853 | Inland Empire Energy Center | CA | 1 | OP
9155 | Inland Empire Energy Ctr LLC | 55853 | Inland Empire Energy Center | CA | 2 | OP
15330 | Prairie State Generating Co LLC | 55856 | Prairie State Generatng Station | IL | PC1 | OP | Da | Y | 4 | 2005 | 189808AAB | FD | FD | FD | 0.015 | 0.182 | 0.07 | PB | DP | NP | MO | MO | MO | 2013 | 2013 | 2013 | MS |  |  | MS |  |  | MS |  |  | IF |  |  | NC |  |  | BW | 3 | 2012 |  |  | 5910 | 424 |  |  |  |  | BIT | [7 empty] | OF |  |  | 90% | 90% | 1516100 | W | N |  |  |  | LN | SR |  | NC
15330 | Prairie State Generating Co LLC | 55856 | Prairie State Generatng Station | IL | PC2 | OP | Da | Y | 4 | 2005 | 189808AAB | FD | FD | FD | 0.015 | 0.182 | 0.07 | PB | DP | NP | MO | MO | MO | 2013 | 2013 | 2013 | MS |  |  | MS |  |  | MS |  |  | IF |  |  | NC |  |  | BW | 3 | 2012 |  |  | 5910 | 424 |  |  |  |  | BIT | [7 empty] | OF |  |  | 90% | 90% | 1516100 | W | N |  |  |  | LN | SR |  | NC
6306 | Fibrominn LLC | 55867 | Fibrominn Biomass Power Plant | MN | B1 | OP | [36 empty] | 7 | 2007
17164 | Sierra Pacific Industries Inc | 55882 | Sierra Pacific Aberdeen | WA | BLR1 | OP
17539 | South Carolina Electric&Gas Co | 55927 | Jasper | SC | HRSG1 | OP | Db | N |  |  |  | ST | ST | St | 0.44 |  |  | PB | DP | NH | DA | TH | DA | 2004 | 2004 | 2004 | MS |  |  | MS |  |  | MS |  |  | NC |  |  | NC |  |  | NT | 5 | 2004 |  |  | 764.2 |  |  | 365.5 |  | 882.8 | NG | [7 empty] | DB |  |  | 80% | 70% | 222222 |  | N |  |  |  | SR |  |  | SR
17539 | South Carolina Electric&Gas Co | 55927 | Jasper | SC | HRSG2 | OP | Db | N |  |  |  | ST | ST | St | 0.44 |  |  | PB | DP | NH | DA | TH | DA | 2004 | 2004 | 2004 | MS |  |  | MS |  |  | MS |  |  | NC |  |  | NC |  |  | NT | 5 | 2004 |  |  | 764.2 |  |  | 365.5 |  | 882.8 | NG | [7 empty] | DB |  |  | 80% | 70% | 222222 |  | N |  |  |  | SR |  |  | SR
17539 | South Carolina Electric&Gas Co | 55927 | Jasper | SC | HRSG3 | OP | Db | N |  |  |  | ST | ST | St | 0.44 |  |  | PB | DP | NH | DA | TH | DA | 2004 | 2004 | 2004 | MS |  |  | MS |  |  | MS |  |  | NC |  |  | NC |  |  | NT | 5 | 2004 |  |  | 764.2 |  |  | 365.5 |  | 882.8 | NG | [7 empty] | DB |  |  | 80% | 70% | 222222 |  | N |  |  |  | SR |  |  | SR
7724 | GWF Energy LLC | 55933 | Tracy Combined Cycle Power Plant | CA | 3H0301 | OP | Db | N |  |  |  | LO | LO | LO | 4.4 | 2.03 | 8.1 | PH | DH | NH | TH | TH | OH | 2012 | 2012 | 2012 | MS |  |  | MS |  |  | MS |  |  | OT | [5 empty] | AL | 11 | 2012 |  |  | 568 |  |  | 198 |  | 6071 | NG | [7 empty] | DB | OT | [9 empty] | SR
7724 | GWF Energy LLC | 55933 | Tracy Combined Cycle Power Plant | CA | 4H0401 | OP | Db |  |  |  |  | LO | LO | LO | 4.4 | 2.03 | 8.1 | PH | DH | NH | TH | TH | OH | 2012 | 2012 | 2012 | MS |  |  | MS |  |  | MS |  |  | OT | [5 empty] | AL | 11 | 2012 |  |  | 568 |  |  | 198 |  | 6071 | NG | [7 empty] | DB | OT | [6 empty] | NA | NA |  | SR
19876 | Virginia Electric & Power Co | 55939 | Warren County VA | VA | CT01 | [47 empty] | NG
19876 | Virginia Electric & Power Co | 55939 | Warren County VA | VA | CT02 | [47 empty] | NG
19876 | Virginia Electric & Power Co | 55939 | Warren County VA | VA | CT03 | [47 empty] | NG
17650 | Southern Power Co | 55965 | Wansley Combined Cycle | GA | 6A | OP | Da | N |  |  |  | FD | FD | FD | 0.01 | 0.01 | 3.5 | PB | SU | NM | DT | OT | MO | 2002 | 2002 | 2002 | MS |  |  | MS |  |  | MS |  |  | NC |  |  | NC |  |  | VO | 6 | 2002 |  |  | 156 |  | 0 | 290.1 | 0 | 950 | NG | [7 empty] | DB |  |  | 90% | 90% | 932.4 |  | N |  |  |  | SR |  |  | NC
17650 | Southern Power Co | 55965 | Wansley Combined Cycle | GA | 6B | OP | Da | N |  |  |  | FD | FD | FD | 0.01 | 0.01 | 3.5 | PB | SU | NM | DT | OT | MO | 2002 | 2002 | 2002 | MS |  |  | MS |  |  | MS |  |  | NC |  |  | NC |  |  | VO | 6 | 2002 |  |  | 156 |  | 0 | 290.1 | 0 | 950 | NG | [7 empty] | DB |  |  | 90% | 90% | 932.4 |  | N |  |  |  | SR |  |  | NC
17650 | Southern Power Co | 55965 | Wansley Combined Cycle | GA | 7A | OP | Da | N |  |  |  | FD | FD | FD | 0.01 | 0.01 | 3.5 | PB | SU | NM | DT | OT | MO | 2002 | 2002 | 2002 | MS |  |  | MS |  |  | MS |  |  | NC |  |  | NC |  |  | VO | 6 | 2002 |  |  | 156 |  | 0 | 290.1 | 0 | 950 | NG | [7 empty] | DB |  |  | 90% | 90% | 932.4 |  | N |  |  |  | SR |  |  | NC
17650 | Southern Power Co | 55965 | Wansley Combined Cycle | GA | 7B | OP | Da | N |  |  |  | FD | FD | FD | 0.01 | 0.01 | 3.5 | PB | SU | NM | DT | OT | MO | 2002 | 2002 | 2002 | MS |  |  | MS |  |  | MS |  |  | NC |  |  | NC |  |  | VO | 6 | 2002 |  |  | 156 |  | 0 | 290.1 | 0 | 950 | NG | [7 empty] | DB |  |  | 90% | 90% | 932.4 |  | N |  |  |  | SR |  |  | NC
19558 | Homer Electric Assn Inc | 55966 | Nikiski Co-Generation | AK | HRSG | CO
16534 | Sacramento Municipal Util Dist | 55970 | Cosumnes | CA | HRSGC | CN
16534 | Sacramento Municipal Util Dist | 55970 | Cosumnes | CA | HRSGA | OP
16534 | Sacramento Municipal Util Dist | 55970 | Cosumnes | CA | HRSGB | OP
54885 | NRG Wholesale Generation LP | 55976 | Hunterstown | PA | 101 | OP | Db | N |  |  |  | ST | ST | St | 0.011 | 0.002 | 3.5 | PB | DP | NP | OH | OH | OH | 2003 | 2003 | 2003 | MS |  |  | MS |  |  | MS |  |  | NC |  |  | ND |  |  | AL | 8 | 2003 | 8 | 2033 | 643 |  | 0 | 1661 | 0 | 491 | NG | [7 empty] | DB |  |  |  |  | 830 |  | N |  |  |  | SR |  |  | NC
54885 | NRG Wholesale Generation LP | 55976 | Hunterstown | PA | 201 | OP | Db | N |  |  |  | ST | ST | St | 0.011 | 0.002 | 3.5 | PB | DP | NP | OH | OH | OH | 2003 | 2003 | 2003 | MS |  |  | MS |  |  | MS |  |  | NC |  |  | ND |  |  | AL | 8 | 2003 | 8 | 2033 | 643 |  | 0 | 1661 | 0 | 491 | NG | [7 empty] | DB |  |  |  |  | 830 |  | N |  |  |  | SR |  |  | NC
54885 | NRG Wholesale Generation LP | 55976 | Hunterstown | PA | 301 | OP | Db | N |  |  |  | ST | ST | St | 0.011 | 0.002 | 3.5 | PB | DP | NP | OH | OH | OH | 2003 | 2003 | 2003 | MS |  |  | MS |  |  | MS |  |  | NC |  |  | ND |  |  | AL | 8 | 2003 | 8 | 2033 | 643 |  | 0 | 1661 | 0 | 491 | NG | [7 empty] | DB |  |  |  |  | 830 |  | N |  |  |  | SR |  |  | NC
6204 | City of Farmington - (NM) | 55977 | Bluffview | NM | 1 | OP
16609 | San Diego Gas & Electric Co | 55985 | Palomar Energy | CA | HRSG1 | OP | Db | Y | 4 | 2008 | APCD2010-PTO-000623-V1 | LO | NA | LO | 14 |  | 2 | PH |  | NM | OH |  | OH | 2006 |  | 2006 | MS | [5 empty] | MS |  |  | NC |  |  | NC |  |  | NT | 4 | 2006 | 6 | 2036 | 646 |  |  | 195 |  | 1023 | NG | [7 empty] | DB |  |  | 80% | 90% | 3492003 |  | N |  | NA |  | NC |  |  | NC
16609 | San Diego Gas & Electric Co | 55985 | Palomar Energy | CA | HRSG2 | OP | Db | Y | 4 | 2008 | APCD2010-PTO-000625-V1 | LO | NA | LO | 14 |  | 2 | PH |  | NM | OH |  | OH | 2006 |  | 2006 | MS | [5 empty] | MS |  |  | NC |  |  | NC |  |  | NT | 4 | 2006 | 6 | 2036 | 646 |  |  | 195 |  | 1023 | NG | [7 empty] | DB |  |  | 80% | 90% | 3492003 |  | N |  | NA |  | NC |  |  | NC
10379 | Klamath Generation LLC | 56019 | Klamath | OR | HRSG
16655 | City of Santa Clara - (CA) | 56026 | Donald Von Raesfeld Power Plant | CA | HRSG1 | OP | D |  |  |  |  | LO | LO | LO |  |  |  | PH | DH | NM | OH | OH | OH | 2005 | 2005 | 2005 | [15 empty] | AT | 3 | 2005 | 6 | 2035 | 195.8 | 0 | 0 | 137 | 0 | 474 | NG | [7 empty] | DB |  |  | 90% | 90% | 522 |  | N
16655 | City of Santa Clara - (CA) | 56026 | Donald Von Raesfeld Power Plant | CA | HRSG2 | OP | D |  |  |  |  | LO | LO | LO |  |  |  | PH | DH | NM | OH | OH | OH | 2005 | 2005 | 2005 | [15 empty] | AT | 3 | 2005 | 6 | 2035 | 195.8 | 0 | 0 | 137 | 0 | 474 | NG | [7 empty] | DB |  |  | 90% | 90% | 522 |  | N
54909 | GE Energy Services | 56031 | Fox Energy Center | WI | HRSG1 | OP | Db |  |  |  |  | ST | ST | St | 28.4 |  |  | PH | DH | NM | TH | TH | DA | 2006 | 2006 | 2006 | MS |  |  | MS |  |  | MS |  |  | NC |  |  | NC |  |  | NT | 6 | 2006 |  |  | 892.5 |  | 0 | 614 | 0 | 1895 | NG | DFO | [6 empty] | DB |  |  |  |  | 72600 |  | N |  |  |  | NC |  |  | NC
54909 | GE Energy Services | 56031 | Fox Energy Center | WI | HRSG2 | OP | Db |  |  |  |  | ST | ST | St | 28.4 |  |  | PH | DH | NM | TH | TH | DA | 2005 | 2005 | 2005 | MS |  |  | MS |  |  | MS |  |  | NC |  |  | NC |  |  | NT | 6 | 2005 |  |  | 892.5 |  | 0 | 614 | 0 | 1895 | NG | DFO | [6 empty] | DB |  |  |  |  | 72600 | [5 empty] | NC |  |  | NC
29116 | Colorado Energy Management LLC | 56041 | Malburg | CA | M1 | OP | [35 empty] | OT | 10 | 2005 |  |  | 194 | [5 empty] | NG | [7 empty] | DB
29116 | Colorado Energy Management LLC | 56041 | Malburg | CA | M2 | OP | [35 empty] | OT | 10 | 2005 |  |  | 194 | [5 empty] | NG | [7 empty] | DB
2507 | City of Burbank Water and Power | 56046 | Magnolia Power Project | CA | HRSG2 | OP | N | Y | 1 | 2008 | 128243 | LO | FD | LO | 0.03 |  |  | PB | DP | NM | DT | NV | FT | 2005 | 2005 | 2005 | MS |  |  | MS |  |  | MS |  |  | NC |  |  | NC |  |  | GE | 9 | 2005 | 9 | 2065 | 922 |  |  | 555.2 |  | 815 | NG | [7 empty] | DB |  |  | 90% | 90% | 761700 |  | N |  |  |  | NC |  |  | NC
19002 | CPV Towantic, LLC | 56047 | CPV Towantic Energy Center | CT | HRSG1 | CN | D | [45 empty] | NG
19002 | CPV Towantic, LLC | 56047 | CPV Towantic Energy Center | CT | HRSG2 | CN
20847 | Wisconsin Electric Power Co | 56068 | Elm Road Generating Station | WI | 18 | OP | Db | N |  |  |  | ST | ST | St | 0.018 | 0.15 | 0.07 | PB | DP | NP | TH | MO | MO | 2010 | 2010 | 2010 | MS |  |  | MS |  |  | MS | [5 empty] | IF |  |  | HT | 1 | 2010 |  |  | 4321 | 209.5 |  |  |  |  | BIT | [7 empty] | OF |  |  | 90% | 90% | 1062000 | W | N | [6 empty] | LN | SR
20847 | Wisconsin Electric Power Co | 56068 | Elm Road Generating Station | WI | 19 | OP | Db | N |  |  |  | ST | ST | St | 0.018 | 0.15 | 0.07 | PB | DP | NP | TH | MO | MO | 2010 | 2010 | 2010 | MS |  |  | MS |  |  | MS | [5 empty] | IF |  |  | HT | 1 | 2011 |  |  | 4321 | 209.5 |  |  |  |  | BIT | [7 empty] | OF |  |  | 90% | 90% | 1062000 | W | N | [6 empty] | LN | SR
19281 | Turlock Irrigation District | 56078 | Walnut Energy Center | CA | 301 | OP
15597 | Riceland Foods Inc. | 56079 | Riceland Foods Cogeneration Plant | AR | North | OP
15597 | Riceland Foods Inc. | 56079 | Riceland Foods Cogeneration Plant | AR | South | OP
14354 | PacifiCorp | 56102 | Currant Creek | UT | HRSG1A | OP | Db | N |  |  |  | ST | NA | St | 0.066 |  |  | PB |  | NM | DA |  | TH | 2006 |  | 2006 | MS |  |  | MS |  |  | MS | [8 empty] | VO | 3 | 2006 | 3 | 2041 | 731.1 |  |  | 3852 |  | 1639 | NG | [7 empty] | DB |  |  | 90% | 90% | 3021000 |  | N |  |  |  | SR |  |  | NC
14354 | PacifiCorp | 56102 | Currant Creek | UT | HRSG1B | OP | Db | N |  |  |  | ST | NA | St | 0.066 |  |  | PB |  | NM | DA |  | TH | 2006 |  | 2006 | MS |  |  | MS |  |  | MS |  |  | NC |  |  | NC |  |  | VO | 3 | 2006 | 3 | 2041 | 731.1 |  |  | 3852 |  | 1639 | NG | [7 empty] | DB |  |  | 90% | 90% | 3021000 |  | N |  |  |  | SR |  |  | NC
2338 | Calpine Central LP | 56104 | Mankato Energy Center | MN | HRSG1 | PL | Da | N | 9 | 2004 | 01300098-001 | NA | NA | NA | 0.009 | [26 empty] | NT | 1 | 2016 |  |  | 450 |  |  | 735 |  | 742 | NG | [7 empty] | DB |  |  |  |  | 725000 |  | N
2338 | Calpine Central LP | 56104 | Mankato Energy Center | MN | HRSG2 | OP | Da | Y | 9 | 2004 | 01300098-001 | ST | ST | St | 0.009 |  |  | OP | DC | NM | TH | TH | TH | 2006 | 2006 | 2006 | MS |  |  | MS |  |  | MS |  |  | NC |  |  | NC |  |  | NT | 7 | 2006 |  |  | 450 |  |  | 735 |  | 742 | NG | [7 empty] | DB |  |  | 90% | 70% | 725000 |  | N |  |  |  | LN | SR |  | LN | SR
49736 | Loring Holdings, LLC | 56105 | Loring Power Plant | ME | HRSG1 | PL
49745 | Cash Creek Generating LLC | 56107 | Cash Creek | KY | HRSG2 | PL | N | N |  |  |  | ST | ST | St | 0.0048 | 0.0027 | 0.0073 | PB | DP | NP | TH | TH | TH | 2017 | 2017 | 2017 | [6 empty] | LN | [5 empty] | ND |  |  |  | 7 | 2017 | 7 | 2047 | 2024.562 |  |  | 690.4 |  |  | NG | [7 empty] | DB |  |  | 50% | 50% | 1013788 | [8 empty] | ND
49745 | Cash Creek Generating LLC | 56107 | Cash Creek | KY | HRSG | PL | N | N |  |  |  | ST | ST | St | 0.0048 | 0.0027 | 0.0073 | PB | DP | NP | TH | TH | TH | [9 empty] | LN | [5 empty] | ND |  |  |  | 7 | 2017 | 7 | 2047 | 2024.562 |  |  | 690.4 |  |  | NG | [7 empty] | DB |  |  | 50% | 50% | 1013788 | [8 empty] | ND
49775 | Middlesex Generating Company LLC | 56119 | Middlesex Generating Facility | NJ | HRSG1 | OP
49775 | Middlesex Generating Company LLC | 56119 | Middlesex Generating Facility | NJ | HRSG2 | OP
49777 | SP Fiber Technologies NW LLC | 56124 | SPFT - Newberg Cogen | OR | 10BLR | OP
49777 | SP Fiber Technologies NW LLC | 56124 | SPFT - Newberg Cogen | OR | 2HRSG | RE
7140 | Georgia Power Co | 56150 | McIntosh Combined Cycle Facility | GA | 10A | OP | Da | N |  |  |  | FD | FD | FD | 0.009 | 0.2 | 2.5 | PB | OT | NM | PS | NV | TH | 2005 | 2005 | 2005 | MS |  |  | MS |  |  | MS |  |  | OT |  |  | NC |  |  | DL | 6 | 2005 |  |  | 842.762 |  |  | 541 |  | 950 | NG | [7 empty] | DB |  |  | 90% | 90% | 1030000 |  | N |  |  |  | NA |  |  | NA
7140 | Georgia Power Co | 56150 | McIntosh Combined Cycle Facility | GA | 10B | OP | Da | N |  |  |  | FD | FD | FD | 0.009 | 0.2 | 2.5 | PB | OT | NM | PS | NV | TH | 2005 | 2005 | 2005 | MS |  |  | MS |  |  | MS |  |  | OT |  |  | NC |  |  | DL | 6 | 2005 |  |  | 842.762 |  |  | 541 |  | 950 | NG | [7 empty] | DB |  |  | 90% | 90% | 1030000 |  | N |  |  |  | NA |  |  | NA
7140 | Georgia Power Co | 56150 | McIntosh Combined Cycle Facility | GA | 11A | OP | Da | N |  |  |  | FD | FD | FD | 0.009 | 0.2 | 2.5 | PB | OT | NM | PS | NV | TH | 2005 | 2005 | 2005 | MS |  |  | MS |  |  | MS |  |  | OT |  |  | NC |  |  | DL | 6 | 2005 |  |  | 842.762 |  |  | 541 |  | 950 | NG | [7 empty] | DB |  |  | 90% | 90% | 1030000 |  | N |  |  |  | NA |  |  | NA
7140 | Georgia Power Co | 56150 | McIntosh Combined Cycle Facility | GA | 11B | OP | Da | N |  |  |  | FD | FD | FD | 0.009 | 0.2 | 2.5 | PB | OT | NM | PS | NV | TH | 2005 | 2005 | 2005 | MS |  |  | MS |  |  | MS |  |  | OT |  |  | NC |  |  | DL | 6 | 2005 |  |  | 842.762 |  |  | 541 |  | 950 | NG | [7 empty] | DB |  |  | 90% | 90% | 1030000 |  | N |  |  |  | NA |  |  | NA
5338 | Dow Chemical Co | 56152 | Freeport Energy Center | TX | FB91 | OP
5338 | Dow Chemical Co | 56152 | Freeport Energy Center | TX | FB92 | OP
5338 | Dow Chemical Co | 56152 | Freeport Energy Center | TX | FB93 | OP
5338 | Dow Chemical Co | 56152 | Freeport Energy Center | TX | FB94 | OP
49805 | Kennecott Utah Copper | 56163 | Kennecott Power Plant | UT | 1 | OP | N | N |  |  |  | ST | NA | St | 17.3 |  |  | PH |  | NH | DT |  | DT | 2000 |  | 2000 | MS | [5 empty] | MS |  |  | OT |  |  | OT |  |  | BW | 6 | 1944 |  |  | 350 | 15 | 0 | 453.1 | 0 |  | BIT | [7 empty] | FF |  |  | 90% | 70% | 101035 | W | N | [6 empty] | OT
49805 | Kennecott Utah Copper | 56163 | Kennecott Power Plant | UT | 2 | OP | N | N |  |  |  | ST | NA | St | 17.3 |  |  | PH |  | NH | DT |  | DT | 2000 |  | 2000 | MS | [5 empty] | MS |  |  | OT |  |  | OT |  |  | BW | 6 | 1945 |  |  | 350 | 15 | 0 | 453.1 | 0 |  | BIT | [7 empty] | FF |  |  | 90% | 70% | 101035 | W | N | [6 empty] | OT
49805 | Kennecott Utah Copper | 56163 | Kennecott Power Plant | UT | 3 | OP | N | N |  |  |  | ST | NA | St | 17.3 |  |  | PH |  | NH | DT |  | DT | 2000 |  | 2000 | MS | [5 empty] | MS |  |  | OT |  |  | OT |  |  | BW | 6 | 1945 |  |  | 350 | 15 | 0 | 453.1 | 0 |  | BIT | [7 empty] | FF |  |  | 90% | 70% | 101035 | W | N | [6 empty] | OT
49805 | Kennecott Utah Copper | 56163 | Kennecott Power Plant | UT | 4 | OP | N | N |  |  |  | FD | NA | FD | 33.5 |  |  | PH |  | NH | DT |  | DT | 2000 |  | 2000 | MS | [5 empty] | MS |  |  | OT |  |  | OT |  |  | CE | 6 | 1959 |  |  | 600 | 28.5 | 0 | 910 | 0 |  | BIT | [7 empty] | TF |  |  | 90% | 70% | 176738 | D | N | [6 empty] | OT
49805 | Kennecott Utah Copper | 56163 | Kennecott Power Plant | UT | HRSG | CO | [35 empty] | NB | 8 | 2013 |  |  | 60 |  |  |  |  | 32.2 | NG | [7 empty] | DB |  |  | 80% | 70%
12667 | Minnesota Municipal Power Agny | 56164 | Faribault Energy Park | MN | HRSG1 | OP | Db | N |  |  |  | ST | ST | St | 7007.3 |  |  | OP | DP | NM | NS | YR | TH | 2007 | 2007 | 2007 | MS |  |  | MS |  |  | MS |  |  | NC |  |  | NC |  |  | AI | 8 | 2007 |  |  | 641 |  | 17.2 | 231 |  | 1992 | NG | DFO | [6 empty] | DB | [6 empty] | N |  |  |  | LN |  |  | SR | LN
40575 | Utah Associated Mun Power Sys | 56177 | Nebo Power Station | UT | 26130 | OP
49837 | Pinelawn Power LLC | 56188 | Pinelawn Power LLC | NY | 001 | OP
49841 | Colville Indian Plywood & Veneer | 56191 | Colville Indian Plywood & Veneer | WA | 1 | OS
49841 | Colville Indian Plywood & Veneer | 56191 | Colville Indian Plywood & Veneer | WA | 2 | OS
49842 | Georgia-Pacific Consr Prods LP-Wauna | 56192 | Georgia-Pacific Wauna Mill | OR | FBB | OP
49842 | Georgia-Pacific Consr Prods LP-Wauna | 56192 | Georgia-Pacific Wauna Mill | OR | PB | OP
15296 | New York Power Authority | 56196 | 500MW CC | NY | 7A | OP
15296 | New York Power Authority | 56196 | 500MW CC | NY | 7B | OP
49896 | Newmont Nevada Energy Investment, LLC | 56224 | TS Power Plant | NV | BLR100 | OP | Da | N |  |  |  | FD | FD | FD | 0.012 |  | 0.067 | PB | SR | NH | DA | MO | DA | 2008 | 2008 | 2008 | MS |  |  | MS |  |  | MS |  |  | NC |  |  | NC |  |  | BW | 6 | 2008 |  |  | 1491 | 122.6 | 0 | 0 | 0 |  | SUB | [7 empty] | AF | SF |  | 90% | 90% | 476000 | D | N |  |  |  | NC |  |  | NC
15248 | Portland General Electric Co | 56227 | Port Westward | OR | HRSG01 | OP | Db | N |  |  |  | ST | ST | FD | 0.14 |  |  | PB | OT | NP | NV | YR | MO | 2007 | 2007 | 2007 | MS |  |  | MS |  |  | MS |  |  | NC |  |  | NC |  |  | DL | 3 | 2007 | 3 | 2037 | 930 | 0 | 0 | 278.8 | 0 | 1424 | NG | [7 empty] | DB |  |  | 40% |  | 580000 |  | N |  |  |  | NC |  |  | NC
49949 | Kinder Morgan Production Company LP | 56233 | EG178 Facility | TX | HRSG A | OP | Db |  |  |  |  | ST | ST | St
49949 | Kinder Morgan Production Company LP | 56233 | EG178 Facility | TX | HRSG B | OP | Db |  |  |  |  | ST | ST | St
49950 | Caithness Long Island, LLC | 56234 | Caithness Long Island Energy Center | NY | HRSG01 | OP | Da | N |  |  |  | NA | NA | St | [5 empty] | NM |  |  | TH |  |  | 2009 | LN | [5 empty] | MS | [8 empty] | NT | 6 | 2009 |  |  | 781 |  |  |  |  | 36.6 | NG | [7 empty] | DB |  |  | 90% | 90% | 17927 | [5 empty] | ND |  |  | ND
14354 | PacifiCorp | 56237 | Lake Side Power Plant | UT | HRSG01 | OP | Db | N |  |  |  | ST | NA | St | 10.8 |  |  | PB |  | NM | DA |  | TH | 2007 |  | 2007 | MS | [5 empty] | MS | [8 empty] | NM | 9 | 2007 | 3 | 2039 | 734.4 |  |  | 4000 |  | 1800 | NG | [7 empty] | DB |  |  | 90% | 60% | 3504000 |  | N |  |  |  | SR |  |  | NC
14354 | PacifiCorp | 56237 | Lake Side Power Plant | UT | HRSG02 | OP | Db | N |  |  |  | ST | NA | St | 10.8 |  |  | PB |  | NM | DA |  | TH | 2007 |  | 2007 | MS | [5 empty] | MS | [8 empty] | NM | 9 | 2007 | 3 | 2039 | 734.4 |  |  | 4000 |  | 1800 | NG | [7 empty] | DB |  |  | 90% | 60% | 3504000 |  | N |  |  |  | SR |  |  | NC
56480 | Empire Generating Co LLC | 56259 | Empire Generating Co LLC | NY | HRSG11 | OP | N | Y | 6 | 2005 | 3814-00052/0001 | ST | ST | St | 0.012 | 1.67 | 2 | PB | DH | NM | PS | OT | TH | 2010 | 2010 | 2010 | MS |  |  | MS |  |  | MS |  |  | OT |  |  | NC |  |  | AL | 9 | 2010 |  |  | 752.3 |  |  | 3650 | 433000 | 264 | NG | DFO | [6 empty] | DB |  |  | 80% | 70% | 2463333 |  | N |  |  |  | OT |  |  | NC
56480 | Empire Generating Co LLC | 56259 | Empire Generating Co LLC | NY | HRSG12 | OP | N | Y | 6 | 2005 | 3814-00052/0001 | ST | ST | St | 0.012 |  |  | PB | DH | NM | PS | OT | TH | 2010 | 2010 | 2010 | MS |  |  | MS |  |  | MS |  |  | CF |  |  | NC |  |  | AL | 9 | 2010 |  |  | 752.3 |  |  | 3650 | 433000 | 264 | NG | DFO | [6 empty] | DB |  |  | 80% | 70% | 2463333 |  | N |  |  |  | SR | LN |  | NC
16295 | City of Roseville - (CA) | 56298 | Roseville Energy Park | CA | HRSG1 | OP
16295 | City of Roseville - (CA) | 56298 | Roseville Energy Park | CA | HRSG2 | OP
50130 | Trigen St Louis Energy Corporation | 56309 | Trigen St. Louis | MO | HRSG1 | OP
50130 | Trigen St Louis Energy Corporation | 56309 | Trigen St. Louis | MO | HRSG2 | OP
19545 | Black Hills Power Inc | 56319 | Wygen 2 | WY | 1 | OP
56766 | CER Quail Run Energy Partners LP | 56349 | Quail Run Energy Center | TX | HRSG1 | OP | Db | Y | 10 | 2006 | 0-2886 | ST | ST | St | 10.4 |  |  | PH | DH | NH | OH | OH | TH | 2007 | 2007 | 2007 | MS |  |  | MS |  |  | MS |  |  | OT |  |  | NC |  |  | DL | 4 | 2007 |  |  | 476 |  |  | 161.7 |  | 585 | NG | [7 empty] | DB |  |  | 100% | 80% | 424793 |  | N |  |  |  | LN | SR |  | NC
56766 | CER Quail Run Energy Partners LP | 56349 | Quail Run Energy Center | TX | HRSG2 | OP | Db | Y | 10 | 2006 | 0-2886 | ST | ST | St | 10.4 |  |  | PH | DH | NH | OH | OH | TH | 2007 | 2007 | 2007 | MS |  |  | MS |  |  | MS |  |  | OT |  |  | NC |  |  | DL | 4 | 2007 |  |  | 476 |  |  | 161.7 |  | 585 | NG | [7 empty] | DB |  |  | 100% | 80% | 424793 |  | N |  |  |  | LN | SR |  | NC
56766 | CER Quail Run Energy Partners LP | 56349 | Quail Run Energy Center | TX | HRSG3 | OP | Db | Y | 10 | 2006 | 0-2886 | ST | ST | St | 10.4 |  |  | PH | DH | NH | OH | OH | TH | 2008 | 2008 | 2008 | MS |  |  | MS |  |  | MS |  |  | OT |  |  | NC |  |  | VO | 4 | 2008 |  |  | 468 |  |  | 161.7 |  | 585 | NG | [7 empty] | DB |  |  | 100% | 80% | 424793 |  | N |  |  |  | LN | SR |  | NC
56766 | CER Quail Run Energy Partners LP | 56349 | Quail Run Energy Center | TX | HRSG4 | OP | Db | Y | 10 | 2006 | 0-2886 | ST | ST | St | 10.4 |  |  | PH | DH | NH | OH | OH | TH | 2008 | 2008 | 2008 | MS |  |  | MS |  |  | MS |  |  | OT |  |  | NC |  |  | VO | 4 | 2008 |  |  | 468 |  |  | 161.7 |  | 585 | NG | [7 empty] | DB |  |  | 100% | 80% | 424793 |  | N |  |  |  | LN | SR |  | NC
56765 | CER Colorado Bend Energy Partners LP | 56350 | Colorado Bend Energy Center | TX | HRSG1 | OP | Db | N |  |  |  | ST | ST | LO |  |  | 5 | PB | DP | NM | OH | OH | DA | 2007 | 2007 | 2007 | MS |  |  | MS |  |  | MS |  |  | NC |  |  | NC |  |  | DL | 6 | 2007 | 6 | 2033 | 429 |  |  | 1932.9 |  | 78.2 | NG | [7 empty] | DB |  |  | 80% | 80% | 492.9 |  | N |  |  |  | LN | SR |  | NC
56765 | CER Colorado Bend Energy Partners LP | 56350 | Colorado Bend Energy Center | TX | HRSG2 | OP | Db | N |  |  |  | ST | ST | LO |  |  | 5 | PB | DP | NM | OH | OH | DA | 2007 | 2007 | 2007 | MS |  |  | MS |  |  | MS |  |  | NC |  |  | NC |  |  | DL | 6 | 2007 | 6 | 2033 | 429 |  |  | 1932.9 |  | 78.2 | NG | [7 empty] | DB |  |  | 80% | 80% | 492.9 |  | N |  |  |  | LN | SR |  | LN
56765 | CER Colorado Bend Energy Partners LP | 56350 | Colorado Bend Energy Center | TX | HRSG3 | OP | Db | N |  |  |  | ST | ST | LO |  |  | 5 | PB | DP | NM | OH | OH | DA | 2008 | 2008 | 2008 | MS |  |  | MS |  |  | MS |  |  | NC |  |  | NC |  |  | VO | 7 | 2008 |  |  | 429 |  |  | 1932.9 |  | 78.2 | NG | [7 empty] | DB |  |  | 80% | 80% | 492.9 |  | N |  |  |  | LN | SR |  | NC
56765 | CER Colorado Bend Energy Partners LP | 56350 | Colorado Bend Energy Center | TX | HRSG4 | OP | Db | N |  |  |  | ST | ST | LO |  |  | 5 | PB | DP | NM | OH | OH | DA | 2008 | 2008 | 2008 | BO |  |  | MS |  |  | MS |  |  | NC |  |  | NC |  |  | VO | 7 | 2008 |  |  | 429 |  |  | 1932.9 |  | 78.2 | NG | [7 empty] | DB |  |  | 80% | 80% | 492.9 |  | N |  |  |  | LN | SR |  | LN
6616 | Fort Pierce Utilities Authority | 56400 | Treasure Coast Energy Center | FL | HRSG1 | OP | Da | N |  |  |  | ST | ST | St | 10 |  |  | OP | SU | NM | SM | NV | DA | 2008 | 2008 | 2008 | MS |  |  | MS |  |  | MS |  |  | SS |  |  | NC |  |  | VO | 5 | 2008 | 5 | 2038 | 833.791 |  |  | 549.9 |  | 1768 | NG | [7 empty] | DB |  |  | 60% |  | 63833 |  | N |  |  |  | SR |  |  | NC
55744 | Acciona Solar Power | 56405 | Nevada Solar One | NV | HI | OP
17164 | Sierra Pacific Industries Inc | 56406 | Sierra Pacific Burlington Facility | WA | BLR1 | OP
6452 | Florida Power & Light Co | 56407 | West County Energy Center | FL | PWC11 | OP | Dc | Y | 1 | 2007 | PSD-FL-354 | ST | ST | St | 2 |  |  | PC | SU | NM | PS | NV | DA | 2010 | 2010 | 2010 | OT |  |  | OT |  |  | OT |  |  | NC |  |  | NC |  |  | NT | 8 | 2009 |  |  | 798 |  |  | 2287 |  | 1604 | NG | [7 empty] | DB |  |  | 90% | 90% | 520172 |  | N |  |  |  | SR |  |  | NC
6452 | Florida Power & Light Co | 56407 | West County Energy Center | FL | PWC12 | OP | Dc | Y | 1 | 2007 | PSD-FL-354 | ST | ST | St | 2 |  |  | PC | SU | NM | PS | NV | DA | 2010 | 2010 | 2010 | OT |  |  | OT |  |  | OT |  |  | NC |  |  | NC |  |  | NT | 8 | 2009 |  |  | 798 |  |  | 2287 |  | 1604 | NG | [7 empty] | DB |  |  | 90% | 90% | 520172 |  | N |  |  |  | SR |  |  | NC
6452 | Florida Power & Light Co | 56407 | West County Energy Center | FL | PWC13 | OP | Dc | Y | 1 | 2007 | PSD-FL-354 | ST | ST | St | 2 |  |  | PC | SU | NM | PS | NV | DA | 2010 | 2010 | 2010 | OT |  |  | OT |  |  | OT |  |  | NC |  |  | NC |  |  | NT | 8 | 2009 |  |  | 798 |  |  | 2287 |  | 1604 | NG | [7 empty] | DB |  |  | 90% | 90% | 520172 |  | N |  |  |  | SR |  |  | NC
6452 | Florida Power & Light Co | 56407 | West County Energy Center | FL | PWC21 | OP | Dc | Y | 1 | 2007 | PSD-FL-354 | ST | ST | St | 2 |  |  | PC | SU | NM | PS | NV | DA | 2010 | 2010 | 2010 | OT |  |  | OT |  |  | OT |  |  | NC |  |  | NC |  |  | NT | 11 | 2009 |  |  | 798 |  |  | 2287 |  | 1604 | NG | [7 empty] | DB |  |  | 90% | 90% | 520172 |  | N |  |  |  | SR |  |  | NC
6452 | Florida Power & Light Co | 56407 | West County Energy Center | FL | PWC22 | OP | Dc | Y | 1 | 2007 | PSD-FL-354 | ST | ST | St | 2 |  |  | PC | SU | NM | PS | NV | DA | 2010 | 2010 | 2010 | OT |  |  | OT |  |  | OT |  |  | NC |  |  | NC |  |  | NT | 11 | 2009 |  |  | 798 |  |  | 2287 |  | 1604 | NG | [7 empty] | DB |  |  | 90% | 90% | 520172 |  | N |  |  |  | SR |  |  | NC
6452 | Florida Power & Light Co | 56407 | West County Energy Center | FL | PWC23 | OP | Dc | Y | 1 | 2007 | PSD-FL-354 | ST | ST | St | 2 |  |  | PC | SU | NM | PS | NV | DA | 2010 | 2010 | 2010 | OT |  |  | OT |  |  | OT |  |  | NC |  |  | NC |  |  | NT | 11 | 2009 |  |  | 798 |  |  | 2287 |  | 1604 | NG | [7 empty] | DB |  |  | 90% | 90% | 520172 |  | N |  |  |  | SR |  |  | NC
6452 | Florida Power & Light Co | 56407 | West County Energy Center | FL | PWC31 | OP | Dc | Y | 1 | 2007 | PSD-FL-354 | ST | ST | St | 2 |  |  | PC | SU | NM | PS | NV | DA | 2011 | 2011 | 2011 | OT |  |  | OT |  |  | OT |  |  | NC |  |  | NC |  |  | NT | 8 | 2011 |  |  | 798 |  |  | 2287 |  | 1604 | NG | [7 empty] | DB |  |  | 90% | 90% | 520172 |  | N |  |  |  | SR |  |  | NC
6452 | Florida Power & Light Co | 56407 | West County Energy Center | FL | PWC32 | OP | Dc | Y | 1 | 2007 | PSD-FL-354 | ST | ST | St | 2 |  |  | PC | SU | NM | PS | NV | DA | 2011 | 2011 | 2011 | OT |  |  | OT |  |  | OT |  |  | NC |  |  | NC |  |  | NT | 6 | 2011 |  |  | 798 |  |  | 2287 |  | 1604 | NG | [7 empty] | DB |  |  | 90% | 90% | 520172 |  | N |  |  |  | SR |  |  | NC
6452 | Florida Power & Light Co | 56407 | West County Energy Center | FL | PWC33 | OP | Dc | Y | 1 | 2007 | PSD-FL-354 | ST | ST | St | 2 |  |  | PC | SU | NM | PS | NV | DA | 2011 | 2011 | 2011 | OT |  |  | OT |  |  | OT |  |  | NC |  |  | NC |  |  | NT | 6 | 2011 |  |  | 798 |  |  | 2287 |  | 1604 | NG | [7 empty] | DB |  |  | 90% | 90% | 520172 |  | N |  |  |  | SR |  |  | NC
54866 | Robinson Power Company LLC | 56453 | Robinson Power Company LLC | PA | 031 | PL | Da | Y | 4 | 2005 | PA 63-00922A | ST | ST | St | 0.012 |  |  | PB | DP | NP | NV | DA | MO | 2014 | 2014 | 2014 | BO |  |  | BO |  |  | BO |  |  | CF | IF |  | CF | IF |  | FW | 6 | 2014 |  |  | 1000 | 155 |  |  |  |  | WC | BIT | [6 empty] | FB |  |  | 80% | 80% | 330000 | D | Y |  |  |  | CF | SN |  | CF
55995 | Plum Point Energy Associates LLC | 56456 | Plum Point Energy Station | AR | BLR1 | OP | Da | Y | 1 | 2008 | 1995-AOP-R2 | FD | FD | FD | 0.02 |  |  | PB | DP | NP | YR | MO | YR | 2009 | 2009 | 2009 | MS |  |  | MS |  |  | MS |  |  | IF |  |  | IF |  |  | IHI | 9 | 2010 | 9 | 2040 | 4750 | 352 |  |  |  |  | BIT | DFO | [6 empty] | OF |  |  | 90% | 90% | 2500000 | D | N |  |  |  | LN | OV | SR | LN | OV | SR
56358 | CAMS NM LLC | 56458 | Hobbs Generating Station | NM | HRSG1 | OP | Db | Y | 9 | 2011 | NSR-3449-M1 | ST | ST | St | 0.0089 | 0.06 | 0.008 | PB | DH | NM | OH | OH | OH | 2008 | 2008 | 2008 | MS |  |  | MS |  |  | MS |  |  | NC |  |  | NC |  |  | AI | 9 | 2008 | 9 | 2033 | 641.1 |  |  | 320 |  | 840 | NG | [7 empty] | DB |  |  | 100% | 100% | 715000 |  | N |  |  |  | NC |  |  | NC
56358 | CAMS NM LLC | 56458 | Hobbs Generating Station | NM | HRSG2 | OP | Db | Y | 9 | 2011 | NSR-3449-M1 | ST | ST | St | 0.0089 | 0.06 | 0.008 | PB | DH | NM | OH | OH | OH | 2008 | 2008 | 2008 | MS |  |  | MS |  |  | MS |  |  | NC |  |  | NC |  |  | AI | 9 | 2008 | 9 | 2033 | 641.1 |  |  | 320 |  | 840 | NG | [7 empty] | DB |  |  | 100% | 100% | 715000 |  | N |  |  |  | NC |  |  | NC
54890 | Russell City Energy Company LLC | 56467 | Russell City Energy Center | CA | HRSG1 | CO | Db | Y | 11 | 2010 | 15487 | LO | LO | LO | 0.0036 |  |  | PB | DP | NP | NS | DA | DA | 2013 | 2013 | 2013 | MS |  |  | MS |  |  | MS | [5 empty] | NC |  |  | NT | 7 | 2013 | [5 empty] | 200 |  | 2038.6 | NG | [7 empty] | DB | [13 empty] | SR
54890 | Russell City Energy Company LLC | 56467 | Russell City Energy Center | CA | HRSG2 | CO | Db | Y | 11 | 2010 | 15487 | LO | LO | LO | 0.0036 |  |  | PB | DP | NP | NS | DA | DA | 2013 | 2013 | 2013 | MS |  |  | MS |  |  | MS | [5 empty] | NC |  |  | NT | 7 | 2013 | [5 empty] | 200 |  | 2038.6 | NG | [7 empty] | DB | [13 empty] | SR
54894 | Roseburg Forest Products | 56469 | Roseburg Forest Products Biomass | CA | FW-1 | OP
14328 | Pacific Gas & Electric Co | 56476 | Gateway Generating Station | CA | HRSGA | OP | Db | N |  |  |  | ST | ST | St | 0.00584 |  |  | PB | DP | NP | OH | OH | OH | 2009 | 2009 | 2009 | MS |  |  | MS |  |  | MS |  |  | NC |  |  | NC |  |  | VO | 1 | 2009 |  |  | 753 |  |  | 176.4 |  | 1350 | NG | [7 empty] | DB |  |  | 90% | 90% | 791000 |  | N |  |  |  | LN | SR |  | LN | SR
14328 | Pacific Gas & Electric Co | 56476 | Gateway Generating Station | CA | HRSGB | OP | Db | N |  |  |  | ST | ST | St | 0.00584 |  |  | PB | DP | NP | OH | OH | OH | 2009 | 2009 | 2009 | MS |  |  | MS |  |  | MS |  |  | NC |  |  | NC |  |  | VO | 1 | 2009 |  |  | 753 |  |  | 176.4 |  | 1350 | NG | [7 empty] | DB |  |  | 90% | 90% | 791000 |  | N |  |  |  | LN | SR |  | LN | SR
14328 | Pacific Gas & Electric Co | 56532 | Colusa Generating Station | CA | HRSGA | OP | Db | N |  |  |  | LO | FD | LO | 20.1 |  |  | PH | OT | NH | OH | OH | OH | 2010 | 2010 | 2010 | MS |  |  | MS |  |  | MS |  |  | NC |  |  | NC |  |  | NT | 12 | 2010 |  |  | 464 |  |  | 635 |  | 550 | NG | [7 empty] | DB |  |  | 90% | 90% | 891175 |  | N |  |  |  | LN | SR |  | LN | SR
14328 | Pacific Gas & Electric Co | 56532 | Colusa Generating Station | CA | HRSGB | OP | Db | N |  |  |  | LO | FD | LO | 20.1 |  |  | PH | OT | NH | OH | MO | OH | 2010 | 2010 | 2010 | MS |  |  | MS |  |  | MS |  |  | NC |  |  | NC |  |  | NT | 12 | 2010 |  |  | 464 |  |  | 635 |  | 550 | NG | [7 empty] | DB |  |  | 90% | 90% | 891175 |  | N |  |  |  | LN | SR |  | LN | SR
17698 | Southwestern Electric Power Co | 56564 | John W Turk Jr Power Plant | AR | 1 | OP | Da | Y | 11 | 2008 | 2123-AOP-R1 | FD | FD | FD | 0.25 | 0.065 | 0.067 | PB | DP | NP | TH | MO | DA | 2012 | 2012 | 2012 | MS |  |  | MS |  |  | MS |  |  | NC |  |  | NC |  |  | BW | 12 | 2012 |  |  | 4419 | [5 empty] | SUB | [7 empty] | AF |  |  |  |  | 1081000 | W | Y |  | NA |  | NC |  |  | NC
17698 | Southwestern Electric Power Co | 56565 | J Lamar Stall Unit | LA | HRSG1 | OP
17698 | Southwestern Electric Power Co | 56565 | J Lamar Stall Unit | LA | HRSG2 | OP
55816 | Robbins Community Power LLC | 56576 | Robbins Community Power LLC | IL | 7218 | CO
55816 | Robbins Community Power LLC | 56576 | Robbins Community Power LLC | IL | 7219 | CO
19545 | Black Hills Power Inc | 56596 | Wygen III | WY | 1 | OP | Da | Y | 2 | 2007 | CT4517 | ST | ST | St | 0.012 |  |  | PB | DP | NP | OH | TH | OH | 2010 | 2010 | 2010 | MS |  |  | MS |  |  | MS |  |  | IF | SS |  |  |  |  | BW | 4 | 2010 |  |  | 828.9 | 146 |  |  |  |  | SUB | [7 empty] | OF |  |  | 40% | 40% | 822.2 | D | N |  |  |  | SR | LN | OV
1307 | Basin Electric Power Coop | 56609 | Dry Fork Station | WY | 1 | OP | Db | N |  |  |  | FD | FD | FD | 0.012 |  |  | PB | DP | NP | OH | YR | YR | 2011 | 2011 | 2011 | OT |  |  | OT |  |  | OT |  |  | IF |  |  | IF |  |  | BW | 11 | 2011 |  |  | 2538 | 236.1 |  |  |  |  | SUB | [7 empty] | OF |  |  | 90% | 90% | 740710 | D | Y |  |  |  | LN | OV | SR | LN | OV | SR
1307 | Basin Electric Power Coop | 56610 | Deer Creek Station | SD | U1HRSG | OP | N | N |  |  |  | ST | NA | St | 23.2 |  | 25.8 | PH |  | NH | TH |  | TH | 2012 |  | 2012 | MS | [5 empty] | MS | [5 empty] | NC |  |  | NT | 6 | 2012 |  |  | 792.7 |  |  | 565.7 |  | 951.9 | NG | [7 empty] | DB |  |  | 90% | 90% |  |  | N |  |  |  | LN | SR |  | NC
55861 | Sandy Creek Energy Associates L P | 56611 | Sandy Creek Energy Station | TX | S01 | CO | Db | Y | 7 | 2006 | PSD-TX-1039 | FD | FD | FD | 0.04 |  |  | PB | DP | NP | YR | MO | MO | 2012 | 2012 | 2012 | BO |  |  | BO |  |  | BO |  |  | IF |  |  | IF |  |  | IHI | 2 | 2013 | 6 | 2047 | 6295 | 464.3 |  |  |  |  | SUB | [7 empty] | OF |  |  | 90% | 90% | 1639333 | D | N |  |  |  | LN | OV | SR | LN | OV | SR
55925 | Snowflake Power LLC | 56616 | Snowflake White Mountain Power LLC | AZ | 4PB | OP
55893 | St Paul Cogeneration LLC | 56643 | St Paul Cogeneration | MN | 7 | OP
55904 | Wellington Development WVDT LLC | 56664 | Greene Energy Resource Recovery Project | PA | B1 | PL | Db | Y | 11 | 2005 | PA30 000150A | ST | ST | St | 0.012 |  |  | PB | DP | NP | TH | TH | TH | 2016 | 2016 | 2016 | MS |  |  | MS |  |  | MS |  |  | CF | IF | WA |  |  |  | AL | 1 | 2016 |  |  | 1900 |  |  |  | 168 |  | WC | [7 empty] | CF |  |  | 80% | 80% | 2250409 | D | N |  |  |  | ND
55904 | Wellington Development WVDT LLC | 56664 | Greene Energy Resource Recovery Project | PA | B2 | PL | Db | Y | 11 | 2005 | PA30 000150A | ST | ST | St | 0.012 |  |  | PB | DP | NP | TH | TH | TH | 2016 | 2016 | 2016 | MS |  |  | MS |  |  | MS |  |  | CF | IF | WA |  |  |  | AL | 1 | 2016 |  |  | 1900 |  |  |  | 168 |  | WC | [7 empty] | CF |  |  | 80% | 80% | 2250409 | D | N |  |  |  | ND
55924 | GenPower | 56671 | Longview Power LLC | WV | UHA01 | OP | Db | Y | 5 | 2011 | R14-0024D | ST | ST | St | 0.015 |  |  | PB | DP | NP | DA | YR | YR | 2011 | 2011 | 2011 | MS |  |  | MS |  |  | MS |  |  | IF |  |  | IF |  |  | FW | 12 | 2011 |  |  | 4876 | 271 |  |  |  |  | BIT | [7 empty] | OF | FF | RF | 90% | 90% | 1396154 | D | N |  |  |  | LN | SR | OV | LN | SR | OV
55927 | Power4Georgians LLC | 56675 | Plant Washington | GA | MAIN | PL | [46 empty] | SUB | BIT
55953 | Ampersand Chowchilla Biomass LLC | 56706 | Ampersand Chowchilla Biomass LLC | CA | SD200 | OP
55952 | Merced Power LLC | 56707 | El Nido Facility | CA | SD200 | OP | [36 empty] | 7 | 2008
6541 | Formosa Plastics Corp | 56708 | CFB Power Plant | TX | H1101 | OP | Db | Y | 12 | 2010 | 76044 | ST | ST | St | 0.04 | 0.19 | 0.07 | PB | SB | NP | YR | YR | MO | 2012 | 2012 | 2012 | OT |  |  | OT |  |  | OT | [5 empty] | CF | IF |  | AL | 4 | 2012 |  |  | 1100 |  | 329.9 |  |  |  | PC | [7 empty] | FB |  |  | 90% | 90% | 295505 |  | N | [6 empty] | SN | CF
6541 | Formosa Plastics Corp | 56708 | CFB Power Plant | TX | H1201 | OP | Db | Y | 12 | 2010 | 76044 | ST | ST | St | 0.04 | 0.19 | 0.07 | PB | SB | NP | YR | YR | MO | 2012 | 2012 | 2012 | OT |  |  | OT |  |  | OT | [5 empty] | CF | IF |  | AL | 1 | 2012 |  |  | 1100 |  | 329.9 |  |  |  | PC | [7 empty] | FB |  |  | 90% | 90% | 295505 |  | N | [6 empty] | SN | CF
55968 | Evergreen BioPower LLC | 56781 | Evergreen BioPower LLC | OR | 3 | OP
7570 | Great River Energy | 56786 | Spiritwood Station | ND | 1 | CO | Da |  | 9 | 2007 | 7026 | FD | FD | FD | 0.03 |  |  | PB | DP | NP | TH | MO | MO | 2013 | 2013 | 2013 | OT |  |  | OT |  |  | OT |  |  | OT |  |  | CF | IF |  | BW | 6 | 2014 |  |  | 805 | [5 empty] | LIG | [7 empty] | FB |  |  |  |  | 197959 | [5 empty] | OT |  |  | CF | SN
55993 | Kleen Energy Systems, LLC | 56798 | Kleen Energy Systems Project | CT | HRSG1 | OP | N | Y | 2 | 2008 | 104-0131 | ST | ST | St | 11 | 4.9 | 2 | PH | DH | NM | OH | OH | OH | 2010 | 2010 | 2010 | MS |  |  | MS |  |  | MS |  |  | NC |  |  | NC |  |  | VO | 6 | 2011 | 2 | 2041 | 1600 |  | 370.4 | 436.3 |  | 2032 | NG | DFO | [6 empty] | DB |  |  |  |  | 3767848 |  | N |  |  |  | SR |  |  | SR
55993 | Kleen Energy Systems, LLC | 56798 | Kleen Energy Systems Project | CT | HRSG2 | OP | N | Y | 2 | 2008 | 104-0133 | ST | ST | St | 11 | 4.9 | 2 | PH | DH | NM | OH | OH | OH | 2010 | 2010 | 2010 | MS |  |  | MS |  |  | MS |  |  | NC |  |  | NC |  |  | VO | 6 | 2010 | 6 | 2040 | 1600 |  | 370.4 | 436.3 |  | 1995 | NG | DFO | [6 empty] | DB |  |  |  |  | 3767848 |  | N |  |  |  | SR |  |  | SR
9617 | JEA | 56799 | Greenland Energy Center | FL | HRSG1 | IP | Da |  |  |  |  | ST | ST | St
9617 | JEA | 56799 | Greenland Energy Center | FL | HRSG2 | IP | Da |  |  |  |  | ST | ST | St
56017 | Avenal Power Center LLC | 56801 | Avenal Power Center | CA | HRSG2 | PL | Db | N |  |  |  | ST | ST | St | [12 empty] | OT |  |  | OT |  |  | OT | [5 empty] | OT |  |  | OT | 6 | 2012 | [8 empty] | NG | [7 empty] | DB | [13 empty] | OT
56017 | Avenal Power Center LLC | 56801 | Avenal Power Center | CA | HRSG3 | PL | Db | N |  |  |  | ST | ST | St | [12 empty] | OT |  |  | OT |  |  | OT | [5 empty] | OT |  |  |  | 6 | 2012 | [8 empty] | NG | [7 empty] | DB | [13 empty] | OT
56020 | NRG Cedar Bayou Development Company LLC | 56806 | Cedar Bayou 4 | TX | CBYB41 | OP
56020 | NRG Cedar Bayou Development Company LLC | 56806 | Cedar Bayou 4 | TX | CBYB42 | OP
19876 | Virginia Electric & Power Co | 56807 | Bear Garden | VA | 1A | OP | Da | Y | 1 | 2011 | 32004 | ST | ST | St | 21.8 |  |  | PH | DH | NH | TH | TH | TH | 2011 | 2011 | 2011 | OT |  |  | OT |  |  | OT | [5 empty] | SS |  |  | NT | 5 | 2011 |  |  | 647.4 |  | 334.1 | 2031 |  | 1719.6 | NG | DFO | [6 empty] | DB |  |  | 90% | 80% |  |  | N | [6 empty] | LN | SR
19876 | Virginia Electric & Power Co | 56807 | Bear Garden | VA | 1B | OP | Da | Y | 1 | 2011 | 32004 | ST | ST | St | 21.8 |  |  | PH | DH | NH | TH | TH | TH | 2011 | 2011 | 2011 | OT |  |  | OT |  |  | OT | [5 empty] | SS |  |  | NT | 5 | 2011 |  |  | 666.1 |  | 343.8 | 2090 |  | 1769.3 | NG | DFO | [6 empty] | DB |  |  | 90% | 80% |  |  | N | [6 empty] | LN | SR
19876 | Virginia Electric & Power Co | 56808 | Virginia City Hybrid Energy Center | VA | 1 | OP | Da | Y | 6 | 2008 | 11526 | ST | ST | St | 0.01 |  |  | PB | DP | NP | OH | TH | MO | 2012 | 2012 | 2012 | OT |  |  | OT |  |  | OT |  |  | CF | IF |  | CF | IF |  | FW | 4 | 2012 |  |  | 2142.5 | 196.5 |  |  |  |  | BIT | [7 empty] | FB |  |  | 80% | 90% | 625900 | D | N |  |  |  | SR |  |  | SR
19876 | Virginia Electric & Power Co | 56808 | Virginia City Hybrid Energy Center | VA | 2 | OP | Da | Y | 6 | 2008 | 11526 | ST | ST | St | 0.01 |  |  | PB | DP | NP | OH | TH | MO | 2012 | 2012 | 2012 | OT |  |  | OT |  |  | OT |  |  | CF | IF |  | CF | IF |  | FW | 7 | 2012 |  |  | 2142.5 | 196.5 |  |  | 3132 |  | BIT | [7 empty] | FB |  |  | 80% | 90% | 625900 | D | N |  |  |  | SR |  |  | SR
56023 | Arizona Solar One LLC | 56812 | Solana Generating Station | AZ | 1 | PL
56029 | Fibrowatt LLC | 56816 | FibroCoast | NC | 1 | CN
56029 | Fibrowatt LLC | 56817 | FibroHills | NC | 1 | CN
56031 | CPV Maryland LLC | 56846 | CPV St Charles Energy Center | MD | HRSG1 | PL | [5 empty] | FD | FD | FD | [28 empty] | 6 | 2013 | [8 empty] | NG | [7 empty] | DB
56031 | CPV Maryland LLC | 56846 | CPV St Charles Energy Center | MD | HRSG2 | PL | [5 empty] | FD | FD | FD | [28 empty] | 6 | 2013 | [8 empty] | NG | [7 empty] | DB
56067 | Plainfield Renewable Energy, LLC | 56847 | Plainfield Renewable Energy LLC | CT | Boil | CO
56069 | SunCoke Energy, Inc. | 56848 | Haverhill North Cogeneration Facility | OH | HRSG10 | OP
56069 | SunCoke Energy, Inc. | 56848 | Haverhill North Cogeneration Facility | OH | HRSG6 | OP
56069 | SunCoke Energy, Inc. | 56848 | Haverhill North Cogeneration Facility | OH | HRSG7 | OP
56069 | SunCoke Energy, Inc. | 56848 | Haverhill North Cogeneration Facility | OH | HRSG8 | OP
56069 | SunCoke Energy, Inc. | 56848 | Haverhill North Cogeneration Facility | OH | HRSG9 | OP
56148 | Aspen Power LLC | 56931 | Aspen Biomass Power Plant | TX | BoilA | OP | [36 empty] | 8 | 2011
56204 | CPV Valley LLC | 56940 | CPV Valley Energy Center | NY | HRSG1 | PL | Db | N |  |  |  | ST | ST | St | [9 empty] | 2016 | 2016 | 2016 | OT |  |  | OT |  |  | OT |  |  | OT |  |  | NC |  |  |  | 6 | 2016 | [8 empty] | NG | [7 empty] | DB | [7 empty] | NA | NA | NA | OT |  |  | LN | SR
56204 | CPV Valley LLC | 56940 | CPV Valley Energy Center | NY | HRSG2 | PL | Db | N |  |  |  | ST | ST | St | [9 empty] | 2016 | 2016 | 2016 | OT |  |  | OT |  |  | OT |  |  | NC |  |  | NC |  |  |  | 6 | 2016 | [8 empty] | NG | [7 empty] | DB | [7 empty] | NA | NA | NA | NC |  |  | LN | SR
56236 | West Deptford Energy LLC | 56963 | West Deptford Energy Station | NJ | H101 | PL | N | Y | 2 | 2009 | BOP080001 | ST | ST | St | 270.6 |  |  | PH | DH | NP | OH | OH | TH |  |  |  | NC |  |  | NC |  |  | OT | [5 empty] | SS |  |  |  | 6 | 2014 |  |  | 1521 |  |  | 440 |  |  | NG | [7 empty] | DB |  |  | 60% | 50% | 3900957 | [8 empty] | LN | SR
56236 | West Deptford Energy LLC | 56963 | West Deptford Energy Station | NJ | H102 | PL | N | Y | 2 | 2009 | BOP080001 | ST | ST | St | 270.6 |  |  | PH | DH | NP | OH | OH | TH |  |  |  | NC |  |  | NC |  |  | OT | [5 empty] | SS |  |  |  | 6 | 2014 |  |  | 1521 |  |  | 440 |  |  | NG | [7 empty] | DB |  |  | 60% | 50% | 3900957 | [8 empty] | LN | SR
56771 | Black Hills Service Company LLC | 56998 | Pueblo Airport Generating Station | CO | 43 | TS
56771 | Black Hills Service Company LLC | 56998 | Pueblo Airport Generating Station | CO | 53 | TS
56771 | Black Hills Service Company LLC | 56998 | Pueblo Airport Generating Station | CO | 41
56771 | Black Hills Service Company LLC | 56998 | Pueblo Airport Generating Station | CO | 42
56771 | Black Hills Service Company LLC | 56998 | Pueblo Airport Generating Station | CO | 51
56771 | Black Hills Service Company LLC | 56998 | Pueblo Airport Generating Station | CO | 52
56290 | CPV Vaca Station LLC | 56999 | CPV Vaca Station LLC | CA | HRSG1 | PL | N | N |  |  |  | LO | LO | LO | 9 |  |  | PH | OT | NM | OH | DT | OH | 2016 | 2016 | 2016 | NC |  |  | NC |  |  | LN |  |  | NC |  |  | NC |  |  | OT | 6 | 2016 |  |  | 3375 |  |  | 502 |  |  | NG | [7 empty] | DB |  |  |  |  | 780661 |  | N |  |  |  | ND |  |  | ND
56290 | CPV Vaca Station LLC | 56999 | CPV Vaca Station LLC | CA | HRSG2 | PL | N | N |  |  |  | LO | LO | LO | 9 |  |  | PH | OT | NM | OH | DT | OH | 2013 | 2013 | 2013 | NC |  |  | NC |  |  | LN |  |  | NC |  |  | NC |  |  | OT | 6 | 2016 |  |  | 3375 |  |  | 502 |  |  | NG | [7 empty] | DB |  |  |  |  | 780661 |  | N |  |  |  | NC |  |  | SR
9191 | Idaho Power Co | 57028 | Langley Gulch Power Plant | ID | 1 | OP | Db | Y | 6 | 2010 | P-2009.0092 | ST | ST | St | 12.4 |  |  | PH | DH | NH | OH | OH | OH | 2012 | 2012 | 2012 | OT |  |  | OT |  |  | OT | [5 empty] | OT |  |  | VO | 6 | 2012 |  |  | 783.4 |  |  | 231.7 |  | 1011 | NG | [7 empty] | OT | DB |  | 80% | 80% | 821258 |  | N | [6 empty] | LN | SR
3522 | Chugach Electric Assn Inc | 57036 | Southcentral Power Plant | AK | OTSG1 | CO
3522 | Chugach Electric Assn Inc | 57036 | Southcentral Power Plant | AK | OTSG2 | CO
3522 | Chugach Electric Assn Inc | 57036 | Southcentral Power Plant | AK | OTSG3 | CO
12686 | Mississippi Power Co | 57037 | Kemper County IGCC Project | MS | A | CO | Da | Y | 10 | 2008 | 1380-00017 | FD | FD | FD | 52 |  |  | PH | DH | NH | TH | DA | DA | 2013 | 2013 | 2013 | OT |  |  | OT |  |  | OT |  |  | OT | [5 empty] | NT | 5 | 2014 |  |  | 1662 |  |  | 629.4 |  | 52 | NG | [7 empty] | DB |  |  | 90% |  | 1262165 |  | N |  |  |  | OT
12686 | Mississippi Power Co | 57037 | Kemper County IGCC Project | MS | B | CO | Da | Y | 10 | 2008 | 1380-00017 | FD | FD | FD | 52 |  |  | PH | DH | NH | TH | DA | DA | 2013 | 2013 | 2013 | OT |  |  | OT |  |  | OT |  |  | OT | [5 empty] | NT | 5 | 2014 |  |  | 1662 |  |  | 629.4 |  | 52 | NG | [7 empty] | DB |  |  | 90% |  | 1262165 |  | N |  |  |  | OT
772 | Archer Daniels Midland Co | 57046 | Archer Daniels Midland Columbus | NE | CFB1 | OP
772 | Archer Daniels Midland Co | 57046 | Archer Daniels Midland Columbus | NE | CFB2 | OP
56364 | United States Steel Granite City Works | 57072 | Granite City Works | IL | PB-1 | OP
57499 | NRG Energy Services | 57073 | Ivanpah 2 | CA | BLR1 | PL | Db |  |  |  |  | LO | LO | LO
57499 | NRG Energy Services | 57074 | Ivanpah 1 | CA | BLR1 | CO | Db |  |  |  |  | LO | LO | LO
57499 | NRG Energy Services | 57075 | Ivanpah 3 | CA | BLR1 | CO | Db |  |  |  |  | LO | LO | LO
56400 | Simpson Tacoma Kraft Co LLC | 57099 | Simpson Tacoma Kraft Biomass | WA | 4RB | OP
56400 | Simpson Tacoma Kraft Co LLC | 57099 | Simpson Tacoma Kraft Biomass | WA | 7PB | OP
56406 | Newark America | 57103 | Newark America Mill | MA | 2
56407 | BIOENERGY POWER LLC | 57104 | Bioenergy Power LLC | IN | Boil1 | PL
56413 | Koda Energy LLC | 57119 | Koda Biomass Plant | MN | 1111 | OP
56476 | Ameresco | 57138 | Savannah River Site Biomass Cogen | SC | HRSG1 | OP
56476 | Ameresco | 57138 | Savannah River Site Biomass Cogen | SC | HRSG2 | OP
56510 | Imperial Valley Resource Recovery Co LLC | 57154 | Imperial Valley Resource Recovery | CA | B1 | OS
56512 | Liberty Green Renewables Indiana LLC | 57158 | Scottsburg Renewable Energy Center | IN | EU01 | CN
56534 | Cricket Valley Energy Center LLC | 57185 | Cricket Valley Energy | NY | U1HRSG | PL | N | N |  |  |  | FD | FD | St | 0.007 |  |  | PB | DP | NP | NV | NV | NV | 2015 | 2015 | 2015 | MS |  |  | MS |  |  | MS | [5 empty] | SS |  |  |  | 1 | 2015 |  | 2045 | 882.6 |  |  | 431.9 |  | 347 | NG | [7 empty] | DB |  |  | 90% | 80% | 1325161 |  | N | [6 empty] | SR
56534 | Cricket Valley Energy Center LLC | 57185 | Cricket Valley Energy | NY | U2HRSG | PL | N | N |  |  |  | FD | FD | St | 0.007 |  |  | PB | DP | NP | NV | NV | NV | 2015 | 2015 | 2015 | MS |  |  | MS |  |  | MS | [5 empty] | SS |  |  |  | 1 | 2015 |  | 2045 | 882.6 |  |  | 431.9 |  | 347 | NG | [7 empty] | DB |  |  | 90% | 80% | 1325161 |  | N | [6 empty] | SR
56534 | Cricket Valley Energy Center LLC | 57185 | Cricket Valley Energy | NY | U3HRSG | PL | N | N |  |  |  | FD | FD | St | 0.007 |  |  | PB | DP | NP | NV | NV | NV | 2015 | 2015 | 2015 | MS |  |  | MS |  |  | MS | [5 empty] | SS |  |  |  | 1 | 2015 |  | 2045 | 882.6 |  |  | 431.9 |  | 347 | NG | [7 empty] | DB |  |  | 90% | 80% | 1325161 |  | N | [6 empty] | SR
13994 | Oglethorpe Power Corporation | 57209 | Rumble Road Energy Center | GA | 3A | CN | Dc
13994 | Oglethorpe Power Corporation | 57209 | Rumble Road Energy Center | GA | 3B | CN | Dc
56591 | Orange County Biomass LLC | 57215 | Orange County Biomass LLC | SC | B-01 | PL
56611 | Gainesville Renewable Energy Center LLC | 57241 | Gainesville Renewable Energy Center | FL | BLR1 | CO | Da | N |  |  |  | ST | ST | St |  |  |  | PB | DP | NP |  | MO | MO | 2013 | 2013 | 2013 | [12 empty] | CF |  |  | OT | 10 | 2013 | 10 | 2051 | 907.5 |  |  |  | 1244 |  | WDS | [7 empty] | FB |  |  | 80% |  | 321327 |  | N | [6 empty] | CF | SR
56644 | Solar Trust of America | 57272 | Palen Solar Power Project | CA | A | CN
56644 | Solar Trust of America | 57272 | Palen Solar Power Project | CA | B | CN
58371 | NextEra Blythe Solar Energy Center, LLC | 57273 | Blythe Solar Power Project | CA | A | CN
58371 | NextEra Blythe Solar Energy Center, LLC | 57273 | Blythe Solar Power Project | CA | B | PL
56641 | Tonopah Solar Energy LLC | 57275 | Crescent Dunes Solar Energy | NV | TSE-B1 | CO
56641 | Tonopah Solar Energy LLC | 57275 | Crescent Dunes Solar Energy | NV | TSE-B2 | CO
56644 | Solar Trust of America | 57288 | Amargosa Solar Power Project | NV | A | CN
56644 | Solar Trust of America | 57288 | Amargosa Solar Power Project | NV | B | CN
56660 | Mojave Solar LLC | 57331 | Mojave Solar Project | CA | MSP1 | CN
56660 | Mojave Solar LLC | 57331 | Mojave Solar Project | CA | MSP2 | CN
56691 | Garrison Energy Center LLC | 57349 | Garrison Energy Center LLC | DE | HRSG1 | CO | Db | Y | 1 | 2013 | APC-2012/0098 | ST | ST | St | 32.1 | 6.5 | 2 | PH | DH | NM | OH | OH | OH | 2015 | 2015 | 2015 | [6 empty] | LN | [5 empty] | SS |  |  | NT | 6 | 2013 |  |  | 702 |  |  |  |  | 1075 | NG | DFO | [6 empty] | DB | [13 empty] | LN | SR
56724 | Klamath Falls Bioenergy LLC | 57388 | Klamath Falls Bioenergy Facility | OR | B1 | PL
56723 | Genesis Solar LLC | 57394 | Genesis Solar Energy Project | CA | SOLAR | PL
56728 | Dow Jones & Co | 57397 | Dow Jones South Brunswick Solar | NJ | OP
15399 | Iberdrola Renewables Inc | 57398 | Lakeview Cogeneration LLC | OR | BOILER | CO |  | Y
56776 | Seneca Sustainable Energy LLC | 57457 | Seneca Sustainable Energy LLC | OR | 1 | OP
56785 | Westervelt Renewable Energy LLC | 57467 | Westervelt Moundville Cogen | AL | TE
56785 | Westervelt Renewable Energy LLC | 57467 | Westervelt Moundville Cogen | AL | WE
56788 | Domtar Paper Company Bennettsville | 57470 | Marlboro Mill | SC | RF-P1 | OP
56788 | Domtar Paper Company Bennettsville | 57470 | Marlboro Mill | SC | UA-P2 | OP
56872 | Contra Costa Generating Station LLC | 57552 | Oakley Generating Station | CA | HRSG1 | PL
56872 | Contra Costa Generating Station LLC | 57552 | Oakley Generating Station | CA | HRSG2 | PL
56905 | Algonquin Power Sanger LLC | 57564 | Algonquin Power Sanger LLC | CA | EIHRSG | OP
56918 | University of California San Diego | 57584 | University of California San Diego | CA | NHRSG | OP
56918 | University of California San Diego | 57584 | University of California San Diego | CA | SHRSG | OP
56963 | Beaver Wood Energy Fair Haven, LLC | 57634 | Beaver Wood Energy Fair Haven, LLC | VT | BLR1 | PL
56991 | Astoria Energy II LLC | 57664 | Astoria Energy II | NY | HRSG3 | OP | Db | Y | 12 | 2001 | 2-6301-00072/00014 | FD | FD | FD | 0.01 |  | 0.011 | PB | DP | NM | PS | PS | PS | 2011 | 2011 | 2011 | MS |  |  | MS |  |  | MS |  |  | NC |  |  | NC |  |  | AL | 5 | 2011 | 5 | 2031 | 691.7 |  |  | 493.3 |  | 1087.8 | NG | [7 empty] | DB |  |  | 80% | 70% | 748.5 |  | N |  |  |  | NC |  |  | NC
56991 | Astoria Energy II LLC | 57664 | Astoria Energy II | NY | HRSG4 | OP | Db | Y | 12 | 2001 | 2-6301-00072/00014 | FD | FD | FD | 0.01 |  | 0.011 | PB | DP | NM | OH | OH | PS | 2011 | 2011 | 201 | MS |  |  | MS |  |  | MS |  |  | NC |  |  | NC |  |  | AL | 5 | 2011 | 2 | 2031 | 691.7 |  |  | 493.3 |  | 1087.8 | NG | [7 empty] | DB |  |  | 80% | 70% | 748.5 |  | N |  |  |  | NC |  |  | NC
56992 | Foxwoods Resort Casino | 57666 | Foxwoods CoGen | CT | HRSG1 | OP
56992 | Foxwoods Resort Casino | 57666 | Foxwoods CoGen | CT | HRSG2 | OP
13407 | Nevada Power Co | 57684 | Goodsprings Waste Heat Recovery | NV | 1 | OP
57019 | Phillips 66 Sweeny IGCC | 57705 | Sweeny IGCC Plant | TX | 000001 | PL | D |  |  |  |  | NA | NA | NA | [27 empty] | CE | 1 | 2016 | 1 | 2047 | 100 | [5 empty] | OG | [7 empty] | DB |  |  | 30% | 30% | 100
56983 | Gibson County Generation LLC | 57709 | Gibson County Generation Station | TN | X | PL | N | N |  |  |  | FD | FD | FD | 0.00882 |  |  | PB | DH | NP | TH | OH | TH | 2015 | 2015 | 2015 | [9 empty] | WA |  |  | WA |  |  | OT | 6 | 2015 | 6 | 2045 |  |  |  | 814 |  |  | NG | [7 empty] | DB |  |  | 50% | 40% | 1088860 |  |  | NA | NA
14354 | PacifiCorp | 57759 | Consumer Products (Camas) LLC | WA | 3PB | OP
14354 | PacifiCorp | 57759 | Consumer Products (Camas) LLC | WA | 4RF | OP
14354 | PacifiCorp | 57759 | Consumer Products (Camas) LLC | WA | 5PB | OP
57109 | St Joseph Energy Center LLC | 57794 | St Joseph Energy Center | IN | HRSG1 | PL | Da | N |  |  |  | ST | ST | St |  |  |  | PH | SU | NM | NS | NS | [13 empty] | SS |  |  | SS |  |  | OT | 3 | 2015 | 3 | 2035 | 600 |  |  |  |  | 370 | NG | [7 empty] | DB |  |  | 90% | 90% |  |  |  | NA | NA |  | SR |  |  | SR
57109 | St Joseph Energy Center LLC | 57794 | St Joseph Energy Center | IN | HRSG2 | PL | Da | N |  |  |  | ST | ST | St |  |  |  | PH | SU | NM | NS | NS | NS | [12 empty] | SS |  |  | SS |  |  | OT | 3 | 2015 | 3 | 2035 | 600 |  |  |  |  | 370 | NG | [7 empty] | DB |  |  | 90% | 90% |  |  |  | NA | NA |  | SR |  |  | SR
57109 | St Joseph Energy Center LLC | 57794 | St Joseph Energy Center | IN | HRSG3 | PL | Da | N |  |  |  | ST | ST | St |  |  |  | PH | SU | NM | NS | NS | NS | [12 empty] | SS |  |  | SS |  |  | OT | 3 | 2015 | 3 | 2035 | 600 |  |  |  |  | 370 | NG | [7 empty] | DB |  |  | 90% | 90% |  |  |  | NA | NA |  | SR |  |  | SR
57109 | St Joseph Energy Center LLC | 57794 | St Joseph Energy Center | IN | HRSG4 | PL | Da | N |  |  |  | ST | ST | St |  |  |  | PH | SU | NM | NS | NS | NS | [12 empty] | SS |  |  | SS |  |  | OT | 3 | 2015 | 3 | 2035 | 600 |  |  |  |  | 370 | NG | [7 empty] | DB |  |  | 90% | 90% |  |  |  | NA | NA |  | SR |  |  | SR
57129 | New Jersey Power Development LLC | 57814 | Old Bridge Clean Energy Center | NJ | HRSG | CN | N | N |  |  |  | ST | ST | St | 10 |  |  | OP | DP | NM | NV | NV | NV | 2016 | 2016 | 2016 | OT |  |  | OT |  |  | OT |  |  | SS | WA |  | SS | WA |  | OT | 6 | 2015 |  |  | 4140 | [5 empty] | NG | [7 empty] | OT |  |  | 40% | 40% | 1142712 | [5 empty] | SR |  |  | SR
56069 | SunCoke Energy, Inc. | 57822 | Middletown Coke Company, LLC | OH | HRSG1 | OP
56069 | SunCoke Energy, Inc. | 57822 | Middletown Coke Company, LLC | OH | HRSG2 | OP
56069 | SunCoke Energy, Inc. | 57822 | Middletown Coke Company, LLC | OH | HRSG3 | OP
56069 | SunCoke Energy, Inc. | 57822 | Middletown Coke Company, LLC | OH | HRSG4 | OP
56069 | SunCoke Energy, Inc. | 57822 | Middletown Coke Company, LLC | OH | HRSG5 | OP
40211 | Wabash Valley Power Assn, Inc | 57842 | Wabash Valley Power IGCC | IN | 1 | RE | N | N |  |  |  | LO | LO | NA | 0.1338 |  |  | PB | DP |  | NV | MO |  | 1979 | 1983 |  | MS |  |  | MS | [5 empty] | CU | RP |  | NC |  |  | FW | 12 | 1953 | 11 | 1995 | 700 | 125 | 0 | 0 | 0 |  | NG | BIT | [6 empty] | FF |  |  | 90% | 90% | 312000 | D | N
40211 | Wabash Valley Power Assn, Inc | 57842 | Wabash Valley Power IGCC | IN | 1HRSG | OP |  | Y | 6 | 2010 | T167-29262-00147 | ST | FD | FD | 0.03 |  |  | PC | SU | NM | NV | YR | NV | 1995 | 1995 | 1995 | MS |  |  | MS |  |  | MS |  |  | WA | NC |  | NC |  |  | FW | 11 | 1995 |  |  | 700 |  |  |  | 700 | 1030 | OTH | NG | [6 empty] | OT |  |  | 90% | 90% | 950000 | [5 empty] | ST | NC |  | NA | NC
6455 | Duke Energy Florida, Inc | 57894 | Levy Nuclear Plant | FL | 1 | PL
6455 | Duke Energy Florida, Inc | 57894 | Levy Nuclear Plant | FL | 2 | PL
17445 | Solid Waste Auth of Palm Beach | 57898 | Palm Beach Renewable Energy Facility#2 | FL | BLR3 | PL
17445 | Solid Waste Auth of Palm Beach | 57898 | Palm Beach Renewable Energy Facility#2 | FL | BLR4 | PL
17445 | Solid Waste Auth of Palm Beach | 57898 | Palm Beach Renewable Energy Facility#2 | FL | BLR5 | PL
13584 | NRG El Segundo Operations Inc | 57901 | El Segundo Energy Center LLC | CA | 10 | TS
13584 | NRG El Segundo Operations Inc | 57901 | El Segundo Energy Center LLC | CA | 20 | TS
57277 | Hidden Hills Solar I LLC | 57905 | Hidden Hills Solar Plant 1 | CA | B1A | PL
57278 | Hidden Hills Solar II LLC | 57906 | Hidden Hills Solar Plant 2 | CA | B1B | PL
57279 | California Portland Cement Co | 57907 | Colton Plant | CA | P2-1 | OS
57279 | California Portland Cement Co | 57907 | Colton Plant | CA | P2-2 | OS
57279 | California Portland Cement Co | 57907 | Colton Plant | CA | P3-1 | OS
57281 | University of Cincinnati | 57908 | Central Utility Plant Cincinnati | OH | HRSG1 | OP
57281 | University of Cincinnati | 57908 | Central Utility Plant Cincinnati | OH | HRSG2 | OP
57282 | Piedmont Green Power | 57909 | Piedmont Green Power | GA | BLR1 | TS
57296 | Sidney Sugars Incorporated | 57914 | Sidney MT Plant | MT | CE1 | OP
57296 | Sidney Sugars Incorporated | 57914 | Sidney MT Plant | MT | CE2 | OP
57296 | Sidney Sugars Incorporated | 57914 | Sidney MT Plant | MT | UI3 | OP
57296 | Sidney Sugars Incorporated | 57914 | Sidney MT Plant | MT | UI4 | OP
57297 | FMC Westvaco | 57915 | FMC Westvaco | WY | 1BLR | SB
57297 | FMC Westvaco | 57915 | FMC Westvaco | WY | 2BLR | SB
57297 | FMC Westvaco | 57915 | FMC Westvaco | WY | 3BLR | SB
57297 | FMC Westvaco | 57915 | FMC Westvaco | WY | 4BLR | SB
57297 | FMC Westvaco | 57915 | FMC Westvaco | WY | 6BLR | OP
57297 | FMC Westvaco | 57915 | FMC Westvaco | WY | 7BLR | OP
57297 | FMC Westvaco | 57915 | FMC Westvaco | WY | 8BLR | SB
57300 | Bayer CropScience | 57917 | Bayer CropScience Institute Plant | WV | 10 | OP
57300 | Bayer CropScience | 57917 | Bayer CropScience Institute Plant | WV | 11 | OP
57300 | Bayer CropScience | 57917 | Bayer CropScience Institute Plant | WV | 12 | OP
57302 | Sonoco Products Co | 57919 | Sonoco Products Co | SC | 2 | RE
57302 | Sonoco Products Co | 57919 | Sonoco Products Co | SC | 3 | OP
57302 | Sonoco Products Co | 57919 | Sonoco Products Co | SC | 4 | OP
57302 | Sonoco Products Co | 57919 | Sonoco Products Co | SC | 6 | RE
57302 | Sonoco Products Co | 57919 | Sonoco Products Co | SC | 9 | OP
57302 | Sonoco Products Co | 57919 | Sonoco Products Co | SC | 10 | OP
57322 | Naval Facilities Engineering Command | 57944 | Goddard Steam Plant | MD | BLR1 | OP
57322 | Naval Facilities Engineering Command | 57944 | Goddard Steam Plant | MD | BLR2 | OP
57322 | Naval Facilities Engineering Command | 57944 | Goddard Steam Plant | MD | BLR3 | OP
57332 | Roquette America | 57953 | Roquette America | IA | COGEN | OP
57332 | Roquette America | 57953 | Roquette America | IA | HRSG | SB
57341 | Foster Wheeler Twin Cities | 57966 | Southeast Steam Plant | MN | SG-201 | OP
57341 | Foster Wheeler Twin Cities | 57966 | Southeast Steam Plant | MN | SG-203 | OP
40613 | Northern California Power Agny | 57978 | Lodi Energy Center | CA | ST1HRG | OP
57377 | PPG - O&M Panda Temple Power LLC | 58001 | Panda Temple Power Station | TX | HRSG1 | PL | N | Y | 10 | 2008 | 83503/PSDTX1111 | FD | FD | FD | [9 empty] | 2014 | 2014 | 2014 | LN |  |  | LN |  |  | LN | [5 empty] | ND |  |  | NM | 6 | 2014 | 6 | 2044 | 782 |  |  | 365 |  |  | NG | [7 empty] | DB |  |  |  |  | 1086006 |  |  | NA | NA |  |  |  |  | LN | SR
57377 | PPG - O&M Panda Temple Power LLC | 58001 | Panda Temple Power Station | TX | HRSG2 | PL | N | Y | 10 | 2008 | 83503/PSDTX1111 | FD | FD | FD | [9 empty] | 2014 | 2014 | 2014 | LN |  |  | LN |  |  | LN | [5 empty] | ND |  |  | NM | 6 | 2014 | 6 | 2044 | 782 |  |  | 365 |  |  | NG | [7 empty] | DB |  |  |  |  | 1086006 |  |  | NA | NA |  |  |  |  | LN | SR
57377 | PPG - O&M Panda Temple Power LLC | 58001 | Panda Temple Power Station | TX | HRSG3 | PL | N | Y | 10 | 2008 | 83503/PSDTX1111 | FD | FD | FD | [9 empty] | 2015 | 2015 | 2015 | LN |  |  | LN |  |  | LN | [5 empty] | ND |  |  | NM | 6 | 2015 | 6 | 2045 | 782 |  |  | 365 |  |  | NG | [7 empty] | DB |  |  |  |  | 1086006 |  |  | NA | NA |  | LN |  |  | LN | SR
57377 | PPG - O&M Panda Temple Power LLC | 58001 | Panda Temple Power Station | TX | HRSG4 | PL | N | Y | 10 | 2008 | 83503/PSDTX1111 | FD | FD | FD | [9 empty] | 2015 | 2015 | 2015 | LN |  |  | LN |  |  | LN | [5 empty] | ND |  |  | NM | 6 | 2015 | 6 | 2045 | 782 |  |  | 365 |  |  | NG | [7 empty] | DB |  |  |  |  | 1086006 |  |  | NA | NA |  |  |  |  | LN | SR
57379 | PPG - O&M Panda Sherman Power LLC | 58005 | Panda Sherman Power Station | TX | HRSG1 | PL | N | Y | 3 | 2010 | 87225/PSDTX1198 | FD | FD | FD | [9 empty] | 2014 | 2014 | 2014 | LN |  |  | LN |  |  | LN | [5 empty] | ND |  |  | NM | 6 | 2014 | 6 | 2044 | 782 |  |  | 365 |  |  | NG | [7 empty] | DB |  |  |  |  | 1086006 | [8 empty] | LN | SR
57379 | PPG - O&M Panda Sherman Power LLC | 58005 | Panda Sherman Power Station | TX | HRSG2 | PL | N | Y | 3 | 2010 | 87225/PSDTX1198 | FD | FD | FD | [9 empty] | 2014 | 2014 | 2014 | LN |  |  | LN |  |  | LN | [5 empty] | ND |  |  | NM | 6 | 2014 | 6 | 2044 | 782 |  |  | 365 |  |  | NG | [7 empty] | DB |  |  |  |  | 1086006 | [8 empty] | LN | SR
57384 | Brea Power II | 58007 | Brea Expansion Plant | CA | HRSG1
57384 | Brea Power II | 58007 | Brea Expansion Plant | CA | HRSG2
57384 | Brea Power II | 58007 | Brea Expansion Plant | CA | HRSG3
57384 | Brea Power II | 58007 | Brea Expansion Plant | CA | HRSG4
57400 | Evergreen Community Power, LLC | 58023 | Evergreen Community Power | PA | 1 | OP | [36 empty] | 8 | 2009
57430 | Berlin Station, LLC | 58054 | Burgess BioPower | NH | ST01 | CO
57437 | MillerCoors LLC Trenton Brewery | 58059 | MillerCoors Trenton Brewery | OH | B001 | OP
57437 | MillerCoors LLC Trenton Brewery | 58059 | MillerCoors Trenton Brewery | OH | B002 | OP
57442 | PCA, Filer City Mill | 58066 | PCA, Filer City Mill | MI | B2 | OP
57442 | PCA, Filer City Mill | 58066 | PCA, Filer City Mill | MI | B4 | OP
57442 | PCA, Filer City Mill | 58066 | PCA, Filer City Mill | MI | B1 | OP
57457 | Hess NEC, LLC | 58079 | Newark Energy Center | NJ | HRSG-1 | CO | Da | Y | 6 | 2012 | 08857-BOP110001 | FD | ST | FD | 253.1 | 2.5 | 0.0073 | PH | DH | NP | PS | PS | TH | 2015 | 2015 | 2015 | [12 empty] | OT |  |  | VO | 7 | 2015 |  |  | 657.9 |  |  | 197 |  | 1485 | NG | [7 empty] | DB |  |  | 90% | 100% | 1231629 | [8 empty] | LN | NH | SR
57457 | Hess NEC, LLC | 58079 | Newark Energy Center | NJ | HRSG-2 | CO | Da | Y | 6 | 2012 | 08857-BOP110001 | FD | ST | FD | 253.1 | 2.5 | 0.0073 | PH | DH | NP | PS | PS | TH | 2015 | 2015 | 2015 | [12 empty] | OT |  |  | VO | 7 | 2015 |  |  | 657.9 |  |  | 197 |  | 1485 | NG | [7 empty] | DB |  |  | 90% | 100% | 1231629 | [8 empty] | LN | NH | SR
57481 | Red River Mill Intl Paper Company | 58108 | International Paper Red River Mill | LA | 3 RB | OP
57481 | Red River Mill Intl Paper Company | 58108 | International Paper Red River Mill | LA | 2 HFB | OP
57492 | Georgia-Pacific Toledo LLC | 58109 | Georgia-Pacific Toledo Mill | OR | REC1 | OP
57492 | Georgia-Pacific Toledo LLC | 58109 | Georgia-Pacific Toledo Mill | OR | REC2 | OP
57492 | Georgia-Pacific Toledo LLC | 58109 | Georgia-Pacific Toledo Mill | OR | PB3 | OP
57492 | Georgia-Pacific Toledo LLC | 58109 | Georgia-Pacific Toledo Mill | OR | PB5 | OP
20847 | Wisconsin Electric Power Co | 58124 | Rothschild Biomass Cogen Facility | WI | 1 | CO
58113 | Texas A&M, Utilities & Energy Services | 58151 | Central Utility Plant | TX | B001 | OP
58113 | Texas A&M, Utilities & Energy Services | 58151 | Central Utility Plant | TX | B012 | SB
58107 | University of Rochester | 58157 | University of Rochester | NY | 9 | OP
58107 | University of Rochester | 58157 | University of Rochester | NY | 5 | OP
58107 | University of Rochester | 58157 | University of Rochester | NY | 6 | OP
58107 | University of Rochester | 58157 | University of Rochester | NY | 7 | OP
58130 | University of Connecticut | 58159 | UCONN Cogen Facility | CT | HRSG1
58130 | University of Connecticut | 58159 | UCONN Cogen Facility | CT | HRSG2
58130 | University of Connecticut | 58159 | UCONN Cogen Facility | CT | HRSG3
58168 | Rio Mesa Solar I LLC | 58188 | Rio Mesa Solar Facility 1 | CA | B1A | PL
58169 | Rio Mesa Solar II LLC | 58189 | Rio Mesa SEGF 2 | CA | B1A | PL
58173 | Ormet Primary Aluminium Corp-Burnside | 58200 | Burnside Alumina Div | LA | BLR3 | OP
58173 | Ormet Primary Aluminium Corp-Burnside | 58200 | Burnside Alumina Div | LA | BLR4 | OP
58173 | Ormet Primary Aluminium Corp-Burnside | 58200 | Burnside Alumina Div | LA | BLR2 | OP
3046 | Progress Energy Carolinas Inc | 58215 | Lee Combined Cycle Plant | NC | ST1 | OP |  | N |  |  |  | ST | FD | FD | 742.6 | 0.06 | 15 | OT | DP | NM | YR | NV | MO | 2012 | 2012 | 2012 | MS |  |  | MS |  |  | MS |  |  | OT | [5 empty] | OT | 12 | 2012 |  |  | 765 |  |  | 352.6 |  | 1182.3 | NG | [7 empty] | DB |  |  | 80% | 80% | [6 empty] | SR
19876 | Virginia Electric & Power Co | 58260 | Brunswick County Power Station | VA | HRSG1A | PL | [36 empty] | 5 | 2016 | [8 empty] | NG
19876 | Virginia Electric & Power Co | 58260 | Brunswick County Power Station | VA | HRSG1B | PL | [36 empty] | 5 | 2016 | [8 empty] | NG
19876 | Virginia Electric & Power Co | 58260 | Brunswick County Power Station | VA | HRSG1C | PL | [36 empty] | 5 | 2016 | [8 empty] | NG
58287 | Rain CII Carbon LLC | 58310 | Lake Charles Plant | LA | B-1
58341 | Nippon Paper Industries USA | 58352 | NPI USA Cogeneration Plant | WA | B-11 | CO
14354 | PacifiCorp | 58393 | Lake Side 2 | UT | HRSG21 | PL | Db | N | [15 empty] | 2014 |  | 2014 | [16 empty] | 6 | 2014 | 6 | 2059 | [6 empty] | NG
14354 | PacifiCorp | 58393 | Lake Side 2 | UT | HRSG22 | PL | Db | N | [15 empty] | 2014 |  | 2014 | [16 empty] | 6 | 2014 | 6 | 2059 | [6 empty] | NG
58409 | Future Power PA | 58409 | Good Spring NGCC | PA | HRSG
58417 | Moxie Liberty LLC | 58420 | Moxie Liberty Generation Plant | PA | HRSG1
58417 | Moxie Liberty LLC | 58420 | Moxie Liberty Generation Plant | PA | HRSG2
58421 | Moxie Patriot LLC | 58426 | Moxie Patriot Generation Plant | PA | HRSG1
58421 | Moxie Patriot LLC | 58426 | Moxie Patriot Generation Plant | PA | HRSG2
56155 | Lansing Board of Water and Light | 58427 | Lansing BWL REO Town Plant | MI | HRSG1 | TS
56155 | Lansing Board of Water and Light | 58427 | Lansing BWL REO Town Plant | MI | HRSG2 | TS
58460 | Buena Vista Biomass LLC | 58472 | Buena Vista Biomass Power | CA | 1 | OP
58487 | Montefiore Medical Center Moses Division | 58507 | Montefieor Medical Center Moses Division | NY | HRSG

## Controls
2012 Form EIA-860 Data - Schedule 6, 'Boiler Control Data'
Utility ID | Utility Name | Plant Code | Plant Name | State | Boiler ID | Boiler Status | Type of Boiler | NOx Control Status | Low NOx Process 1 | Low NOx Process 2 | Low NOx Process 3 | Low NOx Manufacturer | Mercury Emission Control | Mercury Emission Activated Carbon Injection | Mercury Emission Baghouse | Mercury Emission Dry Scrubber | Mercury Emission Electrostatic Precipitator | Mercury Emission Flue Gas Desulfurization | Mercury Emission Lime Injecton | Mercury Emission Wet Scrubber | Mercury Emission Baghouse, Shake and Deflate | Mercury Emission Baghouse, Pulse | Mercury Emission Baghouse, Reverse Air | Mercury Emission Electrostatic Precipitator, Cold Side with Flue Gas Conditioning | Mercury Emission Electrostatic Precipitator, Hot Side with Flue Gas Conditioning | Mercury Emission Electrostatic Precipitator, Hot Side without Flue Gas Conditioning | Mercury Emission Electrostatic Precipitator, Cold Side without Flue Gas Conditioning | Mercury Emission Other
195 | Alabama Power Co | 3 | Barry | AL | 1 | OP | N | OP | LN | SN |  | AL | N
195 | Alabama Power Co | 3 | Barry | AL | 2 | OP | N | OP | LN | SN |  | AL | N
195 | Alabama Power Co | 3 | Barry | AL | 3 | OP | N | OP | LN | SN | OV | AL | N
195 | Alabama Power Co | 3 | Barry | AL | 4 | OP | N | OP | LN | OV | SN | AL | N
195 | Alabama Power Co | 3 | Barry | AL | 5 | OP | N | OP | LN | OV | SR | AL | N
195 | Alabama Power Co | 3 | Barry | AL | 6A | OP | Db | OP | SR |  |  | NA | N
195 | Alabama Power Co | 3 | Barry | AL | 6B | OP | Db | OP | SR |  |  | NA | N
195 | Alabama Power Co | 3 | Barry | AL | 7A | OP | Db | OP | SR |  |  | NA | N
195 | Alabama Power Co | 3 | Barry | AL | 7B | OP | Db | OP | SR |  |  | NA | N
195 | Alabama Power Co | 7 | Gadsden | AL | 1 | OP | N | OZ | LA |  |  | NA | N
195 | Alabama Power Co | 7 | Gadsden | AL | 2 | OP | N | OZ | LA |  |  | NA | N
195 | Alabama Power Co | 8 | Gorgas | AL | 10 | OP | N | OP | OV | LN |  | SC | Y
195 | Alabama Power Co | 8 | Gorgas | AL | 6 | OP | N | OP | LN |  |  | BW | N
195 | Alabama Power Co | 8 | Gorgas | AL | 7 | OP | N | OP | LN |  |  | BW | N
195 | Alabama Power Co | 8 | Gorgas | AL | 8 | OP | N | OP | LN |  |  | SC | N
195 | Alabama Power Co | 8 | Gorgas | AL | 9 | OP | N | OP | LN |  |  | IC | N
195 | Alabama Power Co | 10 | Greene County | AL | 1 | OP | N | OP | LN | OV |  | BW | N
195 | Alabama Power Co | 10 | Greene County | AL | 2 | OP | N | OP | LN | OV |  | BW | N
195 | Alabama Power Co | 26 | E C Gaston | AL | 1 | OP | N | OP | LN | OV |  | BW | N
195 | Alabama Power Co | 26 | E C Gaston | AL | 2 | OP | N | OP | LN |  |  | BW | N
195 | Alabama Power Co | 26 | E C Gaston | AL | 3 | OP | N | OP | LN |  |  | BW | N
195 | Alabama Power Co | 26 | E C Gaston | AL | 4 | OP | N | OP | LN |  |  | BW | N
195 | Alabama Power Co | 26 | E C Gaston | AL | 5 | OP | N | OP | LN | OV | SR | NE | N
18642 | Tennessee Valley Authority | 46 | Browns Ferry | AL | NSS1 | OP
18642 | Tennessee Valley Authority | 46 | Browns Ferry | AL | NSS2 | OP
18642 | Tennessee Valley Authority | 46 | Browns Ferry | AL | NSS3 | OP
18642 | Tennessee Valley Authority | 47 | Colbert | AL | 1 | OP | N | OP | LN |  |  | FW | Y | [12 empty] | Y
18642 | Tennessee Valley Authority | 47 | Colbert | AL | 2 | OP | N | OP | LN |  |  | FW | Y | [12 empty] | Y
18642 | Tennessee Valley Authority | 47 | Colbert | AL | 3 | OP | N | OP | LN |  |  | FW | Y | [12 empty] | Y
18642 | Tennessee Valley Authority | 47 | Colbert | AL | 4 | OP | N | OP | LN |  |  | FW | Y | [12 empty] | Y
18642 | Tennessee Valley Authority | 47 | Colbert | AL | 5 | OP | N | OP | LN | SR |  | FW | Y | [12 empty] | Y
18642 | Tennessee Valley Authority | 50 | Widows Creek | AL | 1 | OS | N | OS | LN |  |  | EG | Y | [12 empty] | Y
18642 | Tennessee Valley Authority | 50 | Widows Creek | AL | 2 | OS | N | OS | LN |  |  | EG | Y | [12 empty] | Y
18642 | Tennessee Valley Authority | 50 | Widows Creek | AL | 3 | OS | N | OS | LN |  |  | EG | Y | [12 empty] | Y
18642 | Tennessee Valley Authority | 50 | Widows Creek | AL | 4 | OS | N | OS | LN |  |  | EG | Y | [12 empty] | Y
18642 | Tennessee Valley Authority | 50 | Widows Creek | AL | 5 | OS | N | OS | LN |  |  | EG | Y | [12 empty] | Y
18642 | Tennessee Valley Authority | 50 | Widows Creek | AL | 6 | OP | N | OS | LN |  |  | EG | Y | [12 empty] | Y
18642 | Tennessee Valley Authority | 50 | Widows Creek | AL | 7 | OP | N | OP | LN | SR | OV | IC | Y |  |  |  |  | Y |  | Y | [5 empty] | Y
18642 | Tennessee Valley Authority | 50 | Widows Creek | AL | 8 | OP | N | OP | LN | SR | OV | IC | Y |  |  |  |  | Y | Y | Y
3265 | Cleco Power LLC | 51 | Dolet Hills | LA | 1 | OP | Da | OP | LN | AA |  | AB | N | [10 empty] | Y
5580 | East Kentucky Power Coop, Inc | 54 | J K Smith | KY | 1 | CN | Db
189 | PowerSouth Energy Cooperative | 56 | Charles R Lowman | AL | 3 | OP | D | OP | SR |  |  | NA | N
189 | PowerSouth Energy Cooperative | 56 | Charles R Lowman | AL | 1 | OP | N | OP | LN |  |  | BW | N
189 | PowerSouth Energy Cooperative | 56 | Charles R Lowman | AL | 2 | OP | D | OP | SR |  |  | NA | N
40606 | City of Grand Island - (NE) | 59 | Platte | NE | 1 | OP | D | NA | NA |  |  | NA | N
8245 | City of Hastings - (NE) | 60 | Whelan Energy Center | NE | 1 | OP | N | TS | LN | OV |  | FT | N
8245 | City of Hastings - (NE) | 60 | Whelan Energy Center | NE | 2 | OP | Db | OP | LN | OV | SR | BW | Y | Y |  | Y |  | Y | Y |  |  |  | Y
986 | Aurora Energy LLC | 79 | Aurora Energy LLC Chena | AK | 1 | OP |  | NA | NA |  |  | NA | Y | [8 empty] | Y
986 | Aurora Energy LLC | 79 | Aurora Energy LLC Chena | AK | 2 | OP |  | NA | NA |  |  | NA | Y | [8 empty] | Y
986 | Aurora Energy LLC | 79 | Aurora Energy LLC Chena | AK | 3 | OP |  | NA | NA |  |  | NA | Y | [8 empty] | Y
986 | Aurora Energy LLC | 79 | Aurora Energy LLC Chena | AK | 5 | OP |  | NA | NA |  |  | NA | Y | [8 empty] | Y
30151 | Tri-State G & T Assn, Inc | 87 | Escalante | NM | 1 | OP | Da | OP | LN |  |  | CE | Y | [6 empty] | Y |  |  | Y
3522 | Chugach Electric Assn Inc | 96 | Beluga | AK | 8 | OP
18315 | Sunflower Electric Power Corp | 108 | Holcomb | KS | SGU1 | OP | Da | OP | LN | OV |  | HT | N
803 | Arizona Public Service Co | 113 | Cholla | AZ | 1 | OP | N | OP | LN | OV |  | ABB | Y |  |  |  |  | Y |  |  |  | Y
803 | Arizona Public Service Co | 113 | Cholla | AZ | 2 | OP | D | OP | OV | LN | LA | ABB | Y |  |  |  |  | Y |  | Y |  | Y
803 | Arizona Public Service Co | 113 | Cholla | AZ | 3 | OP | D | OP | OV | LN |  | ABB | Y |  |  |  |  | Y |  |  |  | Y
803 | Arizona Public Service Co | 113 | Cholla | AZ | 4 | OP | D | OP | OV | LN |  | ABB | Y |  |  |  |  | Y
803 | Arizona Public Service Co | 116 | Ocotillo | AZ | 1 | OP | N | NA | NA |  |  | NA | N
803 | Arizona Public Service Co | 116 | Ocotillo | AZ | 2 | OP | N | NA | NA |  |  | NA | N
803 | Arizona Public Service Co | 117 | West Phoenix | AZ | 1B | OP | N | NA |  |  |  |  | N
803 | Arizona Public Service Co | 117 | West Phoenix | AZ | 2B | OP | N | NA |  |  |  |  | N
803 | Arizona Public Service Co | 117 | West Phoenix | AZ | 3B | OP | N | NA |  |  |  |  | N
803 | Arizona Public Service Co | 117 | West Phoenix | AZ | CC4 | OP | Dc | OP | LN |  |  | GE | N
803 | Arizona Public Service Co | 117 | West Phoenix | AZ | CC5A | OP | Db | OP | SR | LN |  | SW | N
803 | Arizona Public Service Co | 117 | West Phoenix | AZ | CC5B | OP | Db | OP | LN | SR |  | SW | N
803 | Arizona Public Service Co | 118 | Saguaro | AZ | 1 | OP | N | NA | NA |  |  | NA | N
803 | Arizona Public Service Co | 118 | Saguaro | AZ | 2 | OP | N | NA | NA |  |  | NA | N
803 | Arizona Public Service Co | 120 | Yucca | AZ | 1 | OP | N | NA | NA |  |  | NA | N
24211 | Tucson Electric Power Co | 126 | H Wilson Sundt Generating Station | AZ | 1 | OP | N | NA | NA |  |  | NA | N
24211 | Tucson Electric Power Co | 126 | H Wilson Sundt Generating Station | AZ | 2 | OP | N | NA | NA |  |  | NA | N
24211 | Tucson Electric Power Co | 126 | H Wilson Sundt Generating Station | AZ | 3 | OP | N | NA | NA |  |  | NA | N
24211 | Tucson Electric Power Co | 126 | H Wilson Sundt Generating Station | AZ | 4 | OP | N | OP | LN | OV |  | FW | N | [12 empty] | Y
15474 | Public Service Co of Oklahoma | 127 | Oklaunion | TX | 1 | OP | Da | OP | LN |  |  | EP | N
17543 | South Carolina Public Service Authority | 130 | Cross | SC | 2 | OP | Da | OP | LN | SR | OV | CE | Y |  |  |  |  | Y | [7 empty] | Y
17543 | South Carolina Public Service Authority | 130 | Cross | SC | 3 | OP | Da | OP | LN | SR | OV | AL | Y |  |  |  |  | Y | [7 empty] | Y
17543 | South Carolina Public Service Authority | 130 | Cross | SC | 4 | OP | Da | OP | LN | SR | OV | AL | Y |  |  |  |  | Y | [7 empty] | Y
17543 | South Carolina Public Service Authority | 130 | Cross | SC | 1 | OP | Da | OP | LN | SR | OV | FW | Y |  |  |  |  | Y | [7 empty] | Y
21554 | Seminole Electric Cooperative Inc | 136 | Seminole | FL | 1 | OP | Da | OP | LN | OV | SR | FW | Y |  |  |  |  | Y | Y | Y | [6 empty] | Y
21554 | Seminole Electric Cooperative Inc | 136 | Seminole | FL | 2 | OP | Da | OP | LN | OV | SR | FW | Y |  |  |  |  | Y | Y | Y | [6 empty] | Y
21554 | Seminole Electric Cooperative Inc | 136 | Seminole | FL | 3 | CN |  | CN
16572 | Salt River Project | 141 | Agua Fria | AZ | 1 | OP | N | NA | NA |  |  | NA | N
16572 | Salt River Project | 141 | Agua Fria | AZ | 2 | OP | N | NA | NA |  |  | NA | N
16572 | Salt River Project | 141 | Agua Fria | AZ | 3 | OP | N | NA | NA |  |  | NA | N
16572 | Salt River Project | 143 | Crosscut | AZ | 1 | OS | N | NA | NA |  |  | NA | N
16572 | Salt River Project | 143 | Crosscut | AZ | 2 | OS | N | NA | NA |  |  | NA | N
16572 | Salt River Project | 143 | Crosscut | AZ | 3 | OS | N | NA | NA |  |  | NA | N
16572 | Salt River Project | 143 | Crosscut | AZ | 4 | OS | N | NA | NA |  |  | NA | N
16572 | Salt River Project | 143 | Crosscut | AZ | 5 | OS | N | NA | NA |  |  | NA | N
16572 | Salt River Project | 143 | Crosscut | AZ | 6 | OS | N | NA | NA |  |  | NA | N
16572 | Salt River Project | 147 | Kyrene | AZ | K-1 | SC | N | OS | OT |  |  | NA | N
16572 | Salt River Project | 147 | Kyrene | AZ | K-2 | SC | N | OS | OT |  |  | NA | N
16572 | Salt River Project | 147 | Kyrene | AZ | K-7 | OP | Db | OP | LN | SR |  | GE | N
796 | Arizona Electric Pwr Coop Inc | 160 | Apache Station | AZ | 1 | SB | N | NA | NA |  |  | NA | N
796 | Arizona Electric Pwr Coop Inc | 160 | Apache Station | AZ | 2 | OP | D | OP | OV |  |  | NA | Y |  |  |  |  | Y | [9 empty] | Y
796 | Arizona Electric Pwr Coop Inc | 160 | Apache Station | AZ | 3 | OP | D | OP | OV |  |  | NA | Y |  |  |  |  | Y | [9 empty] | Y
7490 | Grand River Dam Authority | 165 | GRDA | OK | 2 | OP | Da | OP | LN | OV |  | OT | N
7490 | Grand River Dam Authority | 165 | GRDA | OK | 1 | OP | D | OP | OV |  |  | NA | N
814 | Entergy Arkansas Inc | 167 | Cecil Lynch | AR | 2 | OS | N | NA | NA |  |  | NA | N
814 | Entergy Arkansas Inc | 167 | Cecil Lynch | AR | 3 | OP | N | NA | NA |  |  | NA | N
814 | Entergy Arkansas Inc | 168 | Hamilton Moses | AR | 1 | OS | N | NA | NA |  |  | NA | N
814 | Entergy Arkansas Inc | 168 | Hamilton Moses | AR | 2 | OS | N | NA | NA |  |  | NA | N
814 | Entergy Arkansas Inc | 169 | Harvey Couch | AR | 1 | RE | N | NA | NA |  |  | NA | N
814 | Entergy Arkansas Inc | 169 | Harvey Couch | AR | 2 | OP | N | NA | NA |  |  | NA | N
814 | Entergy Arkansas Inc | 170 | Lake Catherine | AR | 1 | SB | N | NA | NA |  |  | NA | N
814 | Entergy Arkansas Inc | 170 | Lake Catherine | AR | 2 | SB | N | NA | NA |  |  | NA | N
814 | Entergy Arkansas Inc | 170 | Lake Catherine | AR | 3 | SB | N | NA | NA |  |  | NA | N
814 | Entergy Arkansas Inc | 170 | Lake Catherine | AR | 4 | OP | N | NA | NA |  |  | NA | N
814 | Entergy Arkansas Inc | 173 | Robert E Ritchie | AR | 1 | SB | N | NA | NA |  |  | NA | N
814 | Entergy Arkansas Inc | 173 | Robert E Ritchie | AR | 2 | SB | N | NA | NA |  |  | NA | N
807 | Arkansas Electric Coop Corp | 201 | Thomas Fitzhugh | AR | 2 | OP |  | NC |  |  |  |  | N
807 | Arkansas Electric Coop Corp | 202 | Carl Bailey | AR | 01 | OP | N | NA | NA |  |  | NA | N
807 | Arkansas Electric Coop Corp | 203 | McClellan | AR | 01 | OP | N | NA | NA |  |  | NA | N
55951 | Exelon Nuclear | 204 | Clinton Power Station | IL | NSS1 | OP
9617 | JEA | 207 | St Johns River Power Park | FL | 1 | OP | Da | OP | LN | SR | OV | FW | N
9617 | JEA | 207 | St Johns River Power Park | FL | 2 | OP | Da | OP | LN | SR | OV | FW | N
20893 | Wolf Creek Nuclear Optg Corp | 210 | Wolf Creek Generating Station | KS | NSS1 | OP
12631 | NRG Delta LLC | 228 | Contra Costa | CA | 10 | OP | N | OP | FR | LN | SR | JZ | N
12631 | NRG Delta LLC | 228 | Contra Costa | CA | 9 | OP | N | OP | OV | FR | LN | JZ | N
14328 | Pacific Gas & Electric Co | 246 | Humboldt Bay | CA | 1 | RE | N
14328 | Pacific Gas & Electric Co | 246 | Humboldt Bay | CA | 2 | RE | N
14328 | Pacific Gas & Electric Co | 247 | Hunters Point | CA | 7 | RE | N
55843 | Dynegy Morro Bay LLC | 259 | Dynegy Morro Bay LLC | CA | 1 | OS | N | OS | OV |  |  | NA | N
55843 | Dynegy Morro Bay LLC | 259 | Dynegy Morro Bay LLC | CA | 2 | OS | N | OS | OV |  |  | NA | N
55843 | Dynegy Morro Bay LLC | 259 | Dynegy Morro Bay LLC | CA | 3 | OP | N | OP | OV | LN | FR | BW | N
55843 | Dynegy Morro Bay LLC | 259 | Dynegy Morro Bay LLC | CA | 4 | OP | N | OP | OV | LN | FR | BW | N
54802 | Dynegy -Moss Landing LLC | 260 | Dynegy Moss Landing Power Plant | CA | 6-1 | OP | Da | OP | FR | SR | LN | BW | N
54802 | Dynegy -Moss Landing LLC | 260 | Dynegy Moss Landing Power Plant | CA | 7-1 | OP | Da | OP | FR | SR | LN | BW | N
54802 | Dynegy -Moss Landing LLC | 260 | Dynegy Moss Landing Power Plant | CA | HRSG1 | OP | Da | OP | NH3 | SR | LN | GE | N
54802 | Dynegy -Moss Landing LLC | 260 | Dynegy Moss Landing Power Plant | CA | HRSG2 | OP | Da | OP | NH3 | SR | LN | GE | N
54802 | Dynegy -Moss Landing LLC | 260 | Dynegy Moss Landing Power Plant | CA | HRSG3 | OP | Da | OP | NH3 | SR | LN | GE | N
54802 | Dynegy -Moss Landing LLC | 260 | Dynegy Moss Landing Power Plant | CA | HRSG4 | OP | Da | OP | NH3 | SR | LN | GE | N
12631 | NRG Delta LLC | 271 | Pittsburg Power | CA | 5 | OP | N | OP | FR | LN | SR | JZ | N
12631 | NRG Delta LLC | 271 | Pittsburg Power | CA | 6 | OP | N | OP | FR | LN | SR | JZ | N
12631 | NRG Delta LLC | 271 | Pittsburg Power | CA | 7 | OP | N | OP | FR | LA |  | NA | N
54888 | NRG Texas Power LLC | 298 | Limestone | TX | LIM1 | OP | Da | OP | OV | LN |  | FW | Y |  |  |  |  | Y
54888 | NRG Texas Power LLC | 298 | Limestone | TX | LIM2 | OP | Da | OP | OV | LN |  | FW | Y |  |  |  |  | Y
14354 | PacifiCorp | 299 | Blundell | UT | 1 | OP |  | NA
14354 | PacifiCorp | 299 | Blundell | UT | 2 | OP |  | NA
14354 | PacifiCorp | 299 | Blundell | UT | 3 | PL |  | NA
13960 | NRG Cabrillo Power Ops Inc | 302 | Encina | CA | 1 | OP | N | OP | FR | SR | LN | RJ | N
13960 | NRG Cabrillo Power Ops Inc | 302 | Encina | CA | 2 | OP | N | OP | FR | SR | LN | RJ | N
13960 | NRG Cabrillo Power Ops Inc | 302 | Encina | CA | 3 | OP | N | OP | FR | SR | LN | RJ | N
13960 | NRG Cabrillo Power Ops Inc | 302 | Encina | CA | 4 | OP | N | OP | FR | LN | SR | JZ | N
13960 | NRG Cabrillo Power Ops Inc | 302 | Encina | CA | 5 | OP | D | OP | FR | LN | SR | JZ | N
22148 | AES Alamitos LLC | 315 | AES Alamitos LLC | CA | 1 | OP | N | OP | OV | FR | SR | NA | N
22148 | AES Alamitos LLC | 315 | AES Alamitos LLC | CA | 2 | OP | N | OP | OV | FR | SR | NA | N
22148 | AES Alamitos LLC | 315 | AES Alamitos LLC | CA | 3 | OP | N | OP | FR | SR |  | NA | N
22148 | AES Alamitos LLC | 315 | AES Alamitos LLC | CA | 4 | OP | N | OP | FR | SR |  | NA | N
22148 | AES Alamitos LLC | 315 | AES Alamitos LLC | CA | 5 | OP | N | OP | LN | SR | FR | AU | N
22148 | AES Alamitos LLC | 315 | AES Alamitos LLC | CA | 6 | OP | N | OP | LN | SR | FR | AU | N
15908 | NRG California South LP | 329 | Coolwater | CA | 2 | OP | N | OP | FR | BF |  | NA | N
15908 | NRG California South LP | 329 | Coolwater | CA | 31 | OP | N | OP | H20 |  |  | SW | N
15908 | NRG California South LP | 329 | Coolwater | CA | 32 | OP | N | OP | H20 |  |  | SW | N
15908 | NRG California South LP | 329 | Coolwater | CA | 41 | OP | N | OP | H20 |  |  | SW | N
15908 | NRG California South LP | 329 | Coolwater | CA | 42 | OP | N | OP | H20 |  |  | SW | N
15908 | NRG California South LP | 329 | Coolwater | CA | 1 | OP | N | OP | FR | BF |  | NA | N
13584 | NRG El Segundo Operations Inc | 330 | El Segundo Power | CA | 3 | OP | N | OP | FR | SR |  | NA | N
13584 | NRG El Segundo Operations Inc | 330 | El Segundo Power | CA | 4 | OP | N | OP | FR | SR |  | NA | N
15908 | NRG California South LP | 331 | Etiwanda Generating Station | CA | 3 | OP | N | OP | LA | FR | SR | NA | N
15908 | NRG California South LP | 331 | Etiwanda Generating Station | CA | 4 | OP | N | OP | LA | FR | SR | NA | N
23693 | AES Huntington Beach LLC | 335 | AES Huntington Beach LLC | CA | 1 | OP | N | OP | SR |  |  | NA | N
23693 | AES Huntington Beach LLC | 335 | AES Huntington Beach LLC | CA | 2 | OP | N | OP | SR |  |  | NA | N
23693 | AES Huntington Beach LLC | 335 | AES Huntington Beach LLC | CA | 3A | RE | Db | RE | SR | FR | LN | TC | N
23693 | AES Huntington Beach LLC | 335 | AES Huntington Beach LLC | CA | 4A | RE | Db | RE | SR | FR | LN | TC | N
15908 | NRG California South LP | 345 | Mandalay | CA | 1 | OP | N | OP | FR | LN | OV | BW | N
15908 | NRG California South LP | 345 | Mandalay | CA | 2 | OP | N | OP | BF | SR |  | NA | N
15908 | NRG California South LP | 350 | Ormond Beach | CA | 1 | OP | N | OS | LN | FR | SR | JZ | N
15908 | NRG California South LP | 350 | Ormond Beach | CA | 2 | OP | N | OP | LN | FR | SR | JZ | N
22484 | AES Redondo Beach LLC | 356 | AES Redondo Beach LLC | CA | 5 | OP | N | OP | BF | SR | FR | NA | N
22484 | AES Redondo Beach LLC | 356 | AES Redondo Beach LLC | CA | 6 | OP | N | OP | BF | SR | FR | NA | N
22484 | AES Redondo Beach LLC | 356 | AES Redondo Beach LLC | CA | 7 | OP | N | OP | SR | FR |  | NA | N
22484 | AES Redondo Beach LLC | 356 | AES Redondo Beach LLC | CA | 8 | OP | N | OP | SR | FR |  | NA | N
17609 | Southern California Edison Co | 358 | Mountainview Generating Station | CA | MV3A | OP | N | OP | LN | SR |  | JZ | N
17609 | Southern California Edison Co | 358 | Mountainview Generating Station | CA | MV3B | OP | N | OP | LN | SR |  | JZ | N
17609 | Southern California Edison Co | 358 | Mountainview Generating Station | CA | MV4A | OP | N | OP | LN | SR |  | JZ | N
17609 | Southern California Edison Co | 358 | Mountainview Generating Station | CA | MV4B | OP | N | OP | LN | SR |  | JZ | N
17609 | Southern California Edison Co | 360 | San Onofre Nuclear Generating Station | CA | NSS2 | OP
17609 | Southern California Edison Co | 360 | San Onofre Nuclear Generating Station | CA | NSS3 | OP
20160 | Energy Northwest | 371 | Columbia Generating Station | WA | NSS2 | OP
7294 | City of Glendale | 377 | Grayson | CA | 3 | OP | N | OP | LN | FR | LA | AU | N
7294 | City of Glendale | 377 | Grayson | CA | 4 | OP | N | OP | LN | FR | LA | AU | N
7294 | City of Glendale | 377 | Grayson | CA | 5 | OP | N | OP | FR | LN | LA | AU | N
7294 | City of Glendale | 377 | Grayson | CA | 8A | OP | N | NA |  |  |  |  | N
7294 | City of Glendale | 377 | Grayson | CA | 8BC | OP | N | NA |  |  |  |  | N
12384 | Midwest Generations EME LLC | 384 | Joliet 29 | IL | 71 | OP | N | OP | LN |  |  | AL | Y | Y
12384 | Midwest Generations EME LLC | 384 | Joliet 29 | IL | 72 | OP | N | OP | LN |  |  | AL | N
12384 | Midwest Generations EME LLC | 384 | Joliet 29 | IL | 81 | OP | N | OP | LN |  |  | AL | N
12384 | Midwest Generations EME LLC | 384 | Joliet 29 | IL | 82 | OP | N | OP | LN |  |  | AL | N
9216 | Imperial Irrigation District | 389 | El Centro | CA | UNIT 2 | OP | N | NA | NA |  |  | NA | N
9216 | Imperial Irrigation District | 389 | El Centro | CA | 3 | RE | N | NA | NA |  |  | NA | N
9216 | Imperial Irrigation District | 389 | El Centro | CA | 4 | OP | N | OP | SR |  |  | NA | N
9216 | Imperial Irrigation District | 389 | El Centro | CA | HRSG31 | OP | N | NA | NA |  |  | NA | N
9216 | Imperial Irrigation District | 389 | El Centro | CA | HRSG32 | OP | N | NA | NA |  |  | NA | N
11208 | Los Angeles Department of Water & Power | 399 | Harbor | CA | 10A | OP
11208 | Los Angeles Department of Water & Power | 399 | Harbor | CA | 10B | OP
11208 | Los Angeles Department of Water & Power | 400 | Haynes | CA | 1 | OP | N | OP | FR | SR |  | NA | N
11208 | Los Angeles Department of Water & Power | 400 | Haynes | CA | 2 | OP | N | OP | FR | SR |  | NA | N
11208 | Los Angeles Department of Water & Power | 400 | Haynes | CA | 5 | OP | N | OP | FR | SR |  | NA | N
11208 | Los Angeles Department of Water & Power | 400 | Haynes | CA | 6 | OP | N | OP | FR | SR |  | NA | N
11208 | Los Angeles Department of Water & Power | 400 | Haynes | CA | HRSG10 | OP | Db | OP | SR |  |  | NA | N
11208 | Los Angeles Department of Water & Power | 400 | Haynes | CA | HRSG9 | OP | Db | OP | SR |  |  | NA | N
11208 | Los Angeles Department of Water & Power | 404 | Scattergood | CA | 1 | OP | N | OP | FR |  |  | NA | N
11208 | Los Angeles Department of Water & Power | 404 | Scattergood | CA | 2 | OP | N | OP | FR |  |  | NA | N
11208 | Los Angeles Department of Water & Power | 404 | Scattergood | CA | 3 | OP | D | OP | FR |  |  | NA | N
11208 | Los Angeles Department of Water & Power | 408 | Valley | CA | 6 | OP | Db | OP | LN | SR |  | GR | N
11208 | Los Angeles Department of Water & Power | 408 | Valley | CA | 7 | OP | Db | OP | LN | SR |  | GR | N
14534 | City of Pasadena - (CA) | 420 | Broadway | CA | B3 | OP | N | OP | SR |  |  | NA | N
56146 | Black Hills/Colorado Elec.Util | 460 | Pueblo | CO | 41 | SB | N | SB | LN |  |  | CN | N
56146 | Black Hills/Colorado Elec.Util | 460 | Pueblo | CO | 49 | OP | N | NA | NA |  |  | NA | N
56146 | Black Hills/Colorado Elec.Util | 462 | W N Clark | CO | 55 | OP | N | NA | NA |  |  | NA | N
56146 | Black Hills/Colorado Elec.Util | 462 | W N Clark | CO | 59 | OP | N | NA | NA |  |  | NA | N
15466 | Public Service Co of Colorado | 465 | Arapahoe | CO | 3 | OP | N | NA | NA |  |  | NA | Y | [9 empty] | Y
15466 | Public Service Co of Colorado | 465 | Arapahoe | CO | 4 | OP | N | OP | LN | OV |  | BW | Y | [9 empty] | Y
15466 | Public Service Co of Colorado | 468 | Cameo | CO | 1 | RE | N
15466 | Public Service Co of Colorado | 468 | Cameo | CO | 2 | RE | N
15466 | Public Service Co of Colorado | 469 | Cherokee | CO | 1 | RE | N | RE | LN | OV |  | BW | Y | [9 empty] | Y
15466 | Public Service Co of Colorado | 469 | Cherokee | CO | 2 | RE | N | RE | OV |  |  | NA | Y | [9 empty] | Y
15466 | Public Service Co of Colorado | 469 | Cherokee | CO | 3 | OP | N | OP | LN | OV |  | FW | Y |  |  |  |  | Y |  |  |  |  | Y
15466 | Public Service Co of Colorado | 469 | Cherokee | CO | 4 | OP | N | OP | LN | OV |  | CE | Y |  |  |  |  | Y |  |  |  |  | Y
15466 | Public Service Co of Colorado | 469 | Cherokee | CO | HRSG1 | PL | Da | PL | SR | LN |  |  | N
15466 | Public Service Co of Colorado | 469 | Cherokee | CO | HRSG2 | PL | Da | PL | SR | LN |  |  | N
15466 | Public Service Co of Colorado | 470 | Comanche | CO | 1 | OP | N | OP | LN | OV |  | RI | Y | Y |  |  |  | Y |  |  |  |  | Y
15466 | Public Service Co of Colorado | 470 | Comanche | CO | 2 | OP | D | OP | LN | OV |  | RI | Y | Y |  |  |  | Y |  |  |  |  | Y
15466 | Public Service Co of Colorado | 470 | Comanche | CO | 3 | OP | Da | OP | LN | SR |  | AL | Y | Y |  |  |  | Y |  |  |  | Y
15466 | Public Service Co of Colorado | 477 | Valmont | CO | 5 | OP | N | OP | LN | OV |  | CE | Y |  |  |  |  | Y |  |  |  |  | Y
15466 | Public Service Co of Colorado | 478 | Zuni | CO | 1 | OP | N | NA | NA |  |  | NA | N
15466 | Public Service Co of Colorado | 478 | Zuni | CO | 2 | OP | N | NA | NA |  |  | NA | N
15466 | Public Service Co of Colorado | 478 | Zuni | CO | 3 | OP | N | NA | NA |  |  | NA | N
3989 | City of Colorado Springs - (CO) | 492 | Martin Drake | CO | 5 | OP | N | OP | LN |  |  | BW | N
3989 | City of Colorado Springs - (CO) | 492 | Martin Drake | CO | 6 | OP | N | OP | LN |  |  | BW | N
3989 | City of Colorado Springs - (CO) | 492 | Martin Drake | CO | 7 | OP | N | OP | LN |  |  | BW | N
3989 | City of Colorado Springs - (CO) | 493 | George Birdsall | CO | 1 | OP |  | SB | NA |  |  | NA | N
3989 | City of Colorado Springs - (CO) | 493 | George Birdsall | CO | 2 | OP | N | SB | NA |  |  | NA | N
3989 | City of Colorado Springs - (CO) | 493 | George Birdsall | CO | 3 | OP | N | SB | NA |  |  | NA | N
10633 | City of Lamar - (CO) | 508 | Lamar Plant | CO | 4 | OS | N | OP | CF | OV | NH3 | NA | N
15466 | Public Service Co of Colorado | 525 | Hayden | CO | H1 | OP | N | OP | LN | OV |  | BW | Y |  |  |  |  | Y |  |  |  |  | Y
15466 | Public Service Co of Colorado | 525 | Hayden | CO | H2 | OP | D | OP | LN | OV |  | FW | Y |  |  |  |  | Y |  |  |  |  | Y
30151 | Tri-State G & T Assn, Inc | 527 | Nucla | CO | 1 | OP | Da | OP | CF |  |  | NA | N
189 | PowerSouth Energy Cooperative | 533 | McWilliams | AL | HRSG1 | OP | N | NA | NA |  |  | NA | N
189 | PowerSouth Energy Cooperative | 533 | McWilliams | AL | HRSGV1 | OP | N | OP | SR |  |  | HT | N
189 | PowerSouth Energy Cooperative | 533 | McWilliams | AL | HRSGV2 | OP | N | OP | SR |  |  | HT | N
22350 | Devon Power LLC | 544 | Devon Station | CT | 7 | RE | N
22350 | Devon Power LLC | 544 | Devon Station | CT | 8 | RE | N
22380 | NRG Montville Operations Inc | 546 | Montville Station | CT | 5 | OP | N | OP | LA |  |  | NA | N
22380 | NRG Montville Operations Inc | 546 | Montville Station | CT | 6 | OP | N | OP | LA | BF |  | NA | N
13922 | Norwalk Power LLC | 548 | NRG Norwalk Harbor | CT | 1 | OP | N | OP | LA | SN | LN | IH | N
13922 | Norwalk Power LLC | 548 | NRG Norwalk Harbor | CT | 2 | OP | N | OP | LA | SN | LN | IH | N
20169 | Avista Corp | 550 | Kettle Falls Generating Station | WA | 1 | OP |  | OP | LA | OV |  | NA | N
12490 | Middletown Power LLC | 562 | Middletown | CT | 2 | OP | N | OP | OV | SN |  | NA | N
12490 | Middletown Power LLC | 562 | Middletown | CT | 3 | OP | N | OP | LA | SN |  | NA | N
12490 | Middletown Power LLC | 562 | Middletown | CT | 4 | OP | N | OP | LA | BF |  | NA | N
14610 | Orlando Utilities Comm | 564 | Stanton Energy Center | FL | 1 | OP | Da | OP | LN | OV |  | BW | N
14610 | Orlando Utilities Comm | 564 | Stanton Energy Center | FL | 2 | OP | Da | OP | LN | OV | SR | BW | N
14610 | Orlando Utilities Comm | 564 | Stanton Energy Center | FL | B | OP | Db | OP | NH3 |  |  | OT | N
5221 | Dominion Nuclear Conn Inc | 566 | Millstone | CT | NSS2 | OP
5221 | Dominion Nuclear Conn Inc | 566 | Millstone | CT | NSS3 | OP
15452 | PSEG Power Connecticut LLC | 568 | Bridgeport Station | CT | BHB2 | SB | N | SB | LA |  |  | NA | N
15452 | PSEG Power Connecticut LLC | 568 | Bridgeport Station | CT | BHB3 | OP | N | OP | LA | LN | OV | AL | Y | Y | [7 empty] | Y
2548 | City of Burlington Electric - (VT) | 589 | J C McNeil | VT | 1 | OP | N | OP | FR | OV | SR | NA | N
56609 | Calpine Mid-Atlantic Generation LLC | 593 | Edge Moor | DE | 3 | OP | N | OP | LN | SN | OV | CM | N | Y |  |  |  | Y
56609 | Calpine Mid-Atlantic Generation LLC | 593 | Edge Moor | DE | 4 | OP | N | OP | LN | OV | SN | CM | N | Y |  |  |  | Y
56609 | Calpine Mid-Atlantic Generation LLC | 593 | Edge Moor | DE | 5 | OP | N | OP | LN | OV | SN | JZ | N
9332 | Indian River Operations Inc | 594 | Indian River Generating Station | DE | 1 | OS | N | OS | LN | OV | SN | GR | Y | Y
9332 | Indian River Operations Inc | 594 | Indian River Generating Station | DE | 2 | OS | N | OS | LN | OV | SN | GR | Y | Y
9332 | Indian River Operations Inc | 594 | Indian River Generating Station | DE | 3 | OP | N | OP | LN | OV | SN | RS | Y | Y | [9 empty] | Y
9332 | Indian River Operations Inc | 594 | Indian River Generating Station | DE | 4 | OP | D | OP | OV | LN | SR | RS | Y | Y |  | Y |  |  | Y |  |  | Y |  |  |  | Y
54899 | NAES Corporation - (DE) | 599 | McKee Run | DE | 1 | OP | N | NA | NA |  |  | NA | N
54899 | NAES Corporation - (DE) | 599 | McKee Run | DE | 2 | OP | N | NA | NA |  |  | NA | N
54899 | NAES Corporation - (DE) | 599 | McKee Run | DE | 3 | OP | N | OP | LN | OV | UE | FN | N
58177 | Raven Power Holdings LLC | 602 | Brandon Shores | MD | 1 | OP | D | OP | LN | SR | OV | BW | Y | Y | [7 empty] | Y
58177 | Raven Power Holdings LLC | 602 | Brandon Shores | MD | 2 | OP | D | OP | LN | SR | OV | BW | Y | Y | [7 empty] | Y
15274 | Potomac Power Resources | 603 | Benning | DC | 15 | RE | N | NA | NA |  |  | NA | N
15274 | Potomac Power Resources | 603 | Benning | DC | 16 | RE | N | NA | NA |  |  | NA | N
6452 | Florida Power & Light Co | 609 | Cape Canaveral | FL | 1 | CO | N | CO |  |  |  |  | N
6452 | Florida Power & Light Co | 609 | Cape Canaveral | FL | PCC1 | RE | N | RE | NA |  |  | NA | N
6452 | Florida Power & Light Co | 609 | Cape Canaveral | FL | PCC2 | RE | N | RE | NA |  |  | NA | N
6452 | Florida Power & Light Co | 609 | Cape Canaveral | FL | 2 | CO |  | CO |  |  |  |  | N
6452 | Florida Power & Light Co | 609 | Cape Canaveral | FL | 3 | CO |  | CO |  |  |  |  | N
6452 | Florida Power & Light Co | 610 | Cutler | FL | PCU5 | RE | N | NA | NA |  |  | NA | N
6452 | Florida Power & Light Co | 610 | Cutler | FL | PCU6 | RE | N | NA | NA |  |  | NA | N
6452 | Florida Power & Light Co | 612 | Fort Myers | FL | 2A | OP
6452 | Florida Power & Light Co | 612 | Fort Myers | FL | 2B | OP
6452 | Florida Power & Light Co | 612 | Fort Myers | FL | 2C | OP
6452 | Florida Power & Light Co | 612 | Fort Myers | FL | 2D | OP
6452 | Florida Power & Light Co | 612 | Fort Myers | FL | 2E | OP
6452 | Florida Power & Light Co | 612 | Fort Myers | FL | 2F | OP
6452 | Florida Power & Light Co | 613 | Lauderdale | FL | 4A | OP
6452 | Florida Power & Light Co | 613 | Lauderdale | FL | 4B | OP
6452 | Florida Power & Light Co | 613 | Lauderdale | FL | 5A | OP
6452 | Florida Power & Light Co | 613 | Lauderdale | FL | 5B | OP
6452 | Florida Power & Light Co | 617 | Port Everglades | FL | PPE1 | OP | N | SC | LN |  |  | JZ | N
6452 | Florida Power & Light Co | 617 | Port Everglades | FL | PPE2 | OP | N | SC | LN |  |  | JZ | N
6452 | Florida Power & Light Co | 617 | Port Everglades | FL | PPE3 | OP | N | OP | LN |  |  | JZ | N
6452 | Florida Power & Light Co | 617 | Port Everglades | FL | PPE4 | OP | N | OP | LN |  |  | JZ | N
6452 | Florida Power & Light Co | 619 | Riviera | FL | 1 | CO | N | CO |  |  |  |  | N
6452 | Florida Power & Light Co | 619 | Riviera | FL | PRV3 | RE | N | RE | LN |  |  | JZ | N
6452 | Florida Power & Light Co | 619 | Riviera | FL | PRV4 | RE | N | RE | LN |  |  | JZ | N
6452 | Florida Power & Light Co | 620 | Sanford | FL | PSN3 | RE | N | OS | NA |  |  | NA | N
6452 | Florida Power & Light Co | 620 | Sanford | FL | PSN5 | OP | N | OP |  |  |  |  | N
6452 | Florida Power & Light Co | 621 | Turkey Point | FL | NSS3 | OP |  | OP |  |  |  |  | N
6452 | Florida Power & Light Co | 621 | Turkey Point | FL | NSS4 | OP |  | OP |  |  |  |  | N
6452 | Florida Power & Light Co | 621 | Turkey Point | FL | PTP1 | OP | N | OP | LN |  |  | JZ | N
6452 | Florida Power & Light Co | 621 | Turkey Point | FL | PTP2 | OP | N | OP | LN |  |  | JZ | N
6452 | Florida Power & Light Co | 621 | Turkey Point | FL | PTP5 | OP | N | OP |  |  |  |  | N
6455 | Duke Energy Florida, Inc | 628 | Crystal River | FL | 1 | OP | N | OP | LN | OV |  | AL | Y | [12 empty] | Y
6455 | Duke Energy Florida, Inc | 628 | Crystal River | FL | 2 | OP | N | OP | LN | OV |  | AL | Y | [12 empty] | Y
6455 | Duke Energy Florida, Inc | 628 | Crystal River | FL | 4 | OP | D | OP | LN | SR |  | BW | Y |  |  |  |  | Y | [7 empty] | Y |  | Y
6455 | Duke Energy Florida, Inc | 628 | Crystal River | FL | 5 | OP | D | OP | LN | SR |  | BW | Y |  |  |  |  | Y | [7 empty] | Y |  | Y
6455 | Duke Energy Florida, Inc | 628 | Crystal River | FL | NSS3 | OS | N | NA |  |  |  |  | N
6455 | Duke Energy Florida, Inc | 634 | P L Bartow | FL | 4B | OP | N | OP | SR |  |  | NA | N
6455 | Duke Energy Florida, Inc | 634 | P L Bartow | FL | 4C | OP | N | OP | SR |  |  | NA | N
6455 | Duke Energy Florida, Inc | 634 | P L Bartow | FL | 4D | OP | N | OP | SR |  |  | NA | N
6455 | Duke Energy Florida, Inc | 634 | P L Bartow | FL | 1 | RE | N |  | NA |  |  |  | N
6455 | Duke Energy Florida, Inc | 634 | P L Bartow | FL | 2 | RE | N |  | NA |  |  |  | N
6455 | Duke Energy Florida, Inc | 634 | P L Bartow | FL | 3 | RE | N |  | NA |  |  |  | N
6455 | Duke Energy Florida, Inc | 634 | P L Bartow | FL | 4A | OP | N | OP | SR |  |  | NA | N
6455 | Duke Energy Florida, Inc | 638 | Suwannee River | FL | 1 | OP | N | NA | NA |  |  | NA | N
6455 | Duke Energy Florida, Inc | 638 | Suwannee River | FL | 2 | OP | N | NA | NA |  |  | NA | N
6455 | Duke Energy Florida, Inc | 638 | Suwannee River | FL | 3 | OP | N | NA | NA |  |  | NA | N
7801 | Gulf Power Co | 641 | Crist | FL | 2 | RE | N |  | NA |  |  |  | N
7801 | Gulf Power Co | 641 | Crist | FL | 3 | RE | N |  | NA |  |  |  | N
7801 | Gulf Power Co | 641 | Crist | FL | 4 | OP | N | OP | LN | SN |  | ABB | N
7801 | Gulf Power Co | 641 | Crist | FL | 5 | OP | N | OP | LN | SN |  | ABB | N
7801 | Gulf Power Co | 641 | Crist | FL | 6 | OP | N | OP | LN | SR |  | RI | N
7801 | Gulf Power Co | 641 | Crist | FL | 7 | OP | N | OP | LN | SR |  | RI | N
7801 | Gulf Power Co | 642 | Scholz | FL | 1 | OP | N | NA | NA |  |  | NA | N
7801 | Gulf Power Co | 642 | Scholz | FL | 2 | OP | N | NA | NA |  |  | NA | N
7801 | Gulf Power Co | 643 | Lansing Smith | FL | 1 | OP | N | OP | OV | LN |  | NA | N
7801 | Gulf Power Co | 643 | Lansing Smith | FL | 2 | OP | N | OP | LN |  |  | ABB | N
7801 | Gulf Power Co | 643 | Lansing Smith | FL | 4 | OP | Da | OP | LN |  |  | GE | N
7801 | Gulf Power Co | 643 | Lansing Smith | FL | 5 | OP | Da | OP | LN |  |  | GE | N
18454 | Tampa Electric Co | 645 | Big Bend | FL | BB01 | OP | N | OP | LN | SR |  | TEC | Y |  |  |  |  | Y | [7 empty] | Y
18454 | Tampa Electric Co | 645 | Big Bend | FL | BB02 | OP | N | OP | LN | SR |  | TEC | Y |  |  |  |  | Y | [7 empty] | Y
18454 | Tampa Electric Co | 645 | Big Bend | FL | BB03 | OP | N | OP | LN | SR |  | FW | Y |  |  |  |  | Y | [7 empty] | Y
18454 | Tampa Electric Co | 645 | Big Bend | FL | BB04 | OP | Da | OP | LN | SR |  | FW | Y |  |  |  |  | Y | [7 empty] | Y
7140 | Georgia Power Co | 649 | Vogtle | GA | NSS1 | OP
7140 | Georgia Power Co | 649 | Vogtle | GA | NSS2 | OP
7140 | Georgia Power Co | 649 | Vogtle | GA | NSS3 | CO
7140 | Georgia Power Co | 649 | Vogtle | GA | NSS4 | CO
6616 | Fort Pierce Utilities Authority | 658 | Henry D King | FL | 6 | RE | N
6616 | Fort Pierce Utilities Authority | 658 | Henry D King | FL | 7 | RE | N
6616 | Fort Pierce Utilities Authority | 658 | Henry D King | FL | 8 | RE | D
6909 | Gainesville Regional Utilities | 663 | Deerhaven Generating Station | FL | B1 | OP | N | NA | NA |  |  | NA | N
6909 | Gainesville Regional Utilities | 663 | Deerhaven Generating Station | FL | B2 | OP | D | OP | OV | SR | LN | AB | Y |  |  | Y |  | Y | Y |  |  | Y |  |  |  |  | Y
6909 | Gainesville Regional Utilities | 664 | John R Kelly | FL | JRK7 | OP | N | NA | NA |  |  | NA | N
6909 | Gainesville Regional Utilities | 664 | John R Kelly | FL | JRK8 | OP |  | NA | NA |  |  | NA | N
9617 | JEA | 667 | Northside Generating Station | FL | 1 | OP | Db | OP | LN | CF |  | FW | N
9617 | JEA | 667 | Northside Generating Station | FL | 2 | OP | Db | OP | LN | CF |  | FW | N
9617 | JEA | 667 | Northside Generating Station | FL | 3 | OP | N | OP | LN |  |  | IC | N
10376 | Kissimmee Utility Authority | 672 | Hansel | FL | MS21B
10620 | City of Lake Worth - (FL) | 673 | Tom G Smith | FL | S-3 | OP | N | NA | NA |  |  | NA | N
10620 | City of Lake Worth - (FL) | 673 | Tom G Smith | FL | S-5 | OP |  | NA
10623 | City of Lakeland - (FL) | 675 | Larsen Memorial | FL | 6 | RE | N
10623 | City of Lakeland - (FL) | 675 | Larsen Memorial | FL | 7 | RE | N
10623 | City of Lakeland - (FL) | 675 | Larsen Memorial | FL | HRSG | OP
10623 | City of Lakeland - (FL) | 676 | C D McIntosh Jr | FL | 1 | OP | N | NA | NA |  |  | NA | N
10623 | City of Lakeland - (FL) | 676 | C D McIntosh Jr | FL | 2 | OP | D | OP | FR |  |  | NA | N
10623 | City of Lakeland - (FL) | 676 | C D McIntosh Jr | FL | 3 | OP | D | OP | LN | SR |  | BW | N
10623 | City of Lakeland - (FL) | 676 | C D McIntosh Jr | FL | HRSG | OP | N | OP | LN | H20 | SR | SW | N | [14 empty] | Y
18445 | City of Tallahassee - (FL) | 688 | Arvah B Hopkins | FL | 1 | OP | N | NA | NA |  |  | NA | N
18445 | City of Tallahassee - (FL) | 688 | Arvah B Hopkins | FL | 2 | RE | N | NA | NA |  |  |  | N
18445 | City of Tallahassee - (FL) | 688 | Arvah B Hopkins | FL | 2A | OP | N | OP | LN | SR |  | GE | N
18445 | City of Tallahassee - (FL) | 689 | S O Purdom | FL | 7 | OP | N | NA | NA |  |  | NA | N
18445 | City of Tallahassee - (FL) | 689 | S O Purdom | FL | 9 | OP | N | NA | NA |  |  | NA | N
19804 | City of Vero Beach | 693 | Vero Beach Municipal Power Plant | FL | 1 | OP | N | NA | NA |  |  | NA | N
19804 | City of Vero Beach | 693 | Vero Beach Municipal Power Plant | FL | 3 | OP | N | NA | NA |  |  | NA | N
19804 | City of Vero Beach | 693 | Vero Beach Municipal Power Plant | FL | 4 | OP | D | OP | BF |  |  | NA | N
19804 | City of Vero Beach | 693 | Vero Beach Municipal Power Plant | FL | CA | OP | N | NA | NA |  |  | NA | N
7140 | Georgia Power Co | 703 | Bowen | GA | 1BLR | OP | N | OP | LN | SR | OV | IC | N
7140 | Georgia Power Co | 703 | Bowen | GA | 2BLR | OP | N | OP | LN | SR | OV | IC | N
7140 | Georgia Power Co | 703 | Bowen | GA | 3BLR | OP | N | OP | LN | SR | OV | IC | N
7140 | Georgia Power Co | 703 | Bowen | GA | 4BLR | OP | N | OP | LN | SR | OV | IC | N
7140 | Georgia Power Co | 708 | Hammond | GA | 1 | OP | N | OP | LN |  |  | BC | N
7140 | Georgia Power Co | 708 | Hammond | GA | 2 | OP | N | OP | LN |  |  | BC | N
7140 | Georgia Power Co | 708 | Hammond | GA | 3 | OP | N | OP | LN |  |  | BC | N
7140 | Georgia Power Co | 708 | Hammond | GA | 4 | OP | N | OP | AA | LN | SR | FW | N
7140 | Georgia Power Co | 709 | Harllee Branch | GA | 1 | OP | N | OP | LN |  |  | BW | N
7140 | Georgia Power Co | 709 | Harllee Branch | GA | 2 | OP | N | OP | LN |  |  | BW | N
7140 | Georgia Power Co | 709 | Harllee Branch | GA | 3 | OP | N | OP | LN |  |  | BC | N
7140 | Georgia Power Co | 709 | Harllee Branch | GA | 4 | OP | N | OP | LN |  |  | BC | N
7140 | Georgia Power Co | 710 | Jack McDonough | GA | 4A | OP | N | OP | SR |  |  | NA | N
7140 | Georgia Power Co | 710 | Jack McDonough | GA | 4B | OP | N | OP | SR |  |  | NA | N
7140 | Georgia Power Co | 710 | Jack McDonough | GA | 5A | OP | N | OP | SR |  |  | NA | N
7140 | Georgia Power Co | 710 | Jack McDonough | GA | 5B | OP | N | OP | SR |  |  | NA | N
7140 | Georgia Power Co | 710 | Jack McDonough | GA | 6A | OP | N | OP | SR |  |  | NA | N
7140 | Georgia Power Co | 710 | Jack McDonough | GA | 6B | OP | N | OP | SR |  |  | NA | N
7140 | Georgia Power Co | 710 | Jack McDonough | GA | MB1 | RE | N | RE | LA | LN | OV | AL | N
7140 | Georgia Power Co | 710 | Jack McDonough | GA | MB2 | RE | N | RE | LA | LN | OV | AL | N
7140 | Georgia Power Co | 715 | McManus | GA | 1 | OP | N | NA | NA |  |  | NA | N
7140 | Georgia Power Co | 715 | McManus | GA | 2 | OP | N | NA | NA |  |  | NA | N
7140 | Georgia Power Co | 727 | Mitchell | GA | 3 | OP | N | NA | NA |  |  | NA | N
7140 | Georgia Power Co | 728 | Yates | GA | Y1BR | OP | N | OP | LN | FU |  | AL | N
7140 | Georgia Power Co | 728 | Yates | GA | Y2BR | OP | N | OP | FU |  |  | NA | N
7140 | Georgia Power Co | 728 | Yates | GA | Y3BR | OP | N | OP | FU |  |  | NA | N
7140 | Georgia Power Co | 728 | Yates | GA | Y4BR | OP | N | OP | LN | OV | FU | IC | N
7140 | Georgia Power Co | 728 | Yates | GA | Y5BR | OP | N | OP | LN | OV | FU | IC | N
7140 | Georgia Power Co | 728 | Yates | GA | Y6BR | OP | N | OP | LN | OV | FU | IC | N
7140 | Georgia Power Co | 728 | Yates | GA | Y7BR | OP | N | OP | LN | OV | FU | IC | N
7140 | Georgia Power Co | 733 | Kraft | GA | 1 | OP | N | NA | NA |  |  | NA | N
7140 | Georgia Power Co | 733 | Kraft | GA | 2 | OP | N | NA | NA |  |  | NA | N
7140 | Georgia Power Co | 733 | Kraft | GA | 3 | OP | N | NA | NA |  |  | NA | N
7140 | Georgia Power Co | 733 | Kraft | GA | 4 | OP | N | NA | NA |  |  | NA | N
4538 | Crisp County Power Comm | 753 | Crisp Plant | GA | ST | OP | N | NA | NA |  |  | NA | N
14077 | Oklahoma Municipal Power Authority | 762 | Ponca | OK | 2 | OP |  | NA | NA |  |  | NA | N
19547 | Hawaiian Electric Co Inc | 764 | Honolulu | HI | 16 | OP | N | NA | NA |  |  | NA | N
19547 | Hawaiian Electric Co Inc | 764 | Honolulu | HI | 17 | OP | N | NA | NA |  |  | NA | N
19547 | Hawaiian Electric Co Inc | 765 | Kahe | HI | 1 | OP | N | NA | NA |  |  | NA | N
19547 | Hawaiian Electric Co Inc | 765 | Kahe | HI | 2 | OP | N | NA | NA |  |  | NA | N
19547 | Hawaiian Electric Co Inc | 765 | Kahe | HI | 3 | OP | N | NA | NA |  |  | NA | N
19547 | Hawaiian Electric Co Inc | 765 | Kahe | HI | 4 | OP | N | NA | NA |  |  | NA | N
19547 | Hawaiian Electric Co Inc | 765 | Kahe | HI | 5 | OP | N | NA | NA |  |  | NA | N
19547 | Hawaiian Electric Co Inc | 765 | Kahe | HI | 6 | OP | D | OP | LN | FR | OV | BW | N
19547 | Hawaiian Electric Co Inc | 766 | Waiau | HI | 3 | OP | N | NA | NA |  |  | NA | N
19547 | Hawaiian Electric Co Inc | 766 | Waiau | HI | 4 | OP | N | NA | NA |  |  | NA | N
19547 | Hawaiian Electric Co Inc | 766 | Waiau | HI | 5 | OP | N | NA | NA |  |  | NA | N
19547 | Hawaiian Electric Co Inc | 766 | Waiau | HI | 6 | OP | N | NA | NA |  |  | NA | N
19547 | Hawaiian Electric Co Inc | 766 | Waiau | HI | 7 | OP | N | NA | NA |  |  | NA | N
19547 | Hawaiian Electric Co Inc | 766 | Waiau | HI | 8 | OP | N | NA | NA |  |  | NA | N
8287 | Hawaii Electric Light Co Inc | 772 | W H Hill | HI | 5 | OP | N | NA | NA |  |  | NA | N
8287 | Hawaii Electric Light Co Inc | 772 | W H Hill | HI | 6 | OP | N | NA | NA |  |  | NA | N
49756 | Ameren Energy Resources Generating Co. | 856 | E D Edwards | IL | 1 | OP | N | OP | LN |  |  | RS | Y | Y | [9 empty] | Y
49756 | Ameren Energy Resources Generating Co. | 856 | E D Edwards | IL | 2 | OP | N | OP | LN | OV |  | AB | Y | Y | [9 empty] | Y
49756 | Ameren Energy Resources Generating Co. | 856 | E D Edwards | IL | 3 | OP | N | OP | LN | OV | SR | AB | Y | Y | [9 empty] | Y
520 | Ameren Energy Generating Co | 861 | Coffeen | IL | 01 | OP | N | OP | OV | SR |  | NA | Y | [6 empty] | Y
520 | Ameren Energy Generating Co | 861 | Coffeen | IL | 02 | OP | N | OP | OV | SR |  | NA | Y | [6 empty] | Y
520 | Ameren Energy Generating Co | 862 | Grand Tower | IL | 1 | OP
520 | Ameren Energy Generating Co | 862 | Grand Tower | IL | 2 | OP
520 | Ameren Energy Generating Co | 863 | Hutsonville | IL | 05 | RE | N | NA | NA |  |  | NA | N
520 | Ameren Energy Generating Co | 863 | Hutsonville | IL | 06 | RE | N | NA | NA |  |  | NA | N
520 | Ameren Energy Generating Co | 864 | Meredosia | IL | 01 | RE | N | NA | NA |  |  | NA | N
520 | Ameren Energy Generating Co | 864 | Meredosia | IL | 02 | RE | N | NA | NA |  |  | NA | N
520 | Ameren Energy Generating Co | 864 | Meredosia | IL | 03 | RE | N | NA | NA |  |  | NA | N
520 | Ameren Energy Generating Co | 864 | Meredosia | IL | 04 | RE | N | NA | NA |  |  | NA | N
520 | Ameren Energy Generating Co | 864 | Meredosia | IL | 05 | RE | N | RE | LN | OV |  | CE | Y | Y | [9 empty] | Y
520 | Ameren Energy Generating Co | 864 | Meredosia | IL | 06 | RE | D | RE | FR | LN |  | FW | N
12384 | Midwest Generations EME LLC | 867 | Crawford | IL | 7 | RE | N | RE | LN |  |  | CE | N
12384 | Midwest Generations EME LLC | 867 | Crawford | IL | 8 | RE | N | RE | LN |  |  | CE | N
55951 | Exelon Nuclear | 869 | Dresden Generating Station | IL | NSS2 | OP
55951 | Exelon Nuclear | 869 | Dresden Generating Station | IL | NSS3 | OP
12384 | Midwest Generations EME LLC | 874 | Joliet 9 | IL | 5 | OP | N | OP | OV | LN |  | NA | N
5269 | Dominion Energy Services Co | 876 | Kincaid Generation LLC | IL | 1 | OP | N | OP | OV | SR |  | NA | Y | Y | [11 empty] | Y |  | Y
5269 | Dominion Energy Services Co | 876 | Kincaid Generation LLC | IL | 2 | OP | N | OP | OV | SR |  | NA | Y | Y | [11 empty] | Y |  | Y
12384 | Midwest Generations EME LLC | 879 | Powerton | IL | 51 | OP | N | OP | OV |  |  | NA | N
12384 | Midwest Generations EME LLC | 879 | Powerton | IL | 52 | OP | N | OP | OV |  |  | NA | N
12384 | Midwest Generations EME LLC | 879 | Powerton | IL | 61 | OP | N | OP | OV |  |  | NA | N
12384 | Midwest Generations EME LLC | 879 | Powerton | IL | 62 | OP | N | OP | OV |  |  | NA | N
55951 | Exelon Nuclear | 880 | Quad Cities Generating Station | IL | NSS1 | OP
55951 | Exelon Nuclear | 880 | Quad Cities Generating Station | IL | NSS2 | OP
12384 | Midwest Generations EME LLC | 883 | Waukegan | IL | 17 | RE | N |  | NA |  |  |  | N
12384 | Midwest Generations EME LLC | 883 | Waukegan | IL | 7 | OP | N | OP | LN |  |  | CE | N
12384 | Midwest Generations EME LLC | 883 | Waukegan | IL | 8 | OP | N | OP | LN |  |  | AL | N
12384 | Midwest Generations EME LLC | 884 | Will County | IL | 1 | RE | N | RE | LN |  |  | AL | N
12384 | Midwest Generations EME LLC | 884 | Will County | IL | 2 | RE | N | RE | LN |  |  | AL | N
12384 | Midwest Generations EME LLC | 884 | Will County | IL | 3 | OP | N | OP | LN |  |  | AL | N
12384 | Midwest Generations EME LLC | 884 | Will County | IL | 4 | OP | N | OP | LN |  |  | AL | N
12384 | Midwest Generations EME LLC | 886 | Fisk Street | IL | 19 | RE | N | RE | LN |  |  | CE | N
5748 | Electric Energy Inc | 887 | Joppa Steam | IL | 1 | OP | N | OP | LN | OV |  | CE | Y | Y | [9 empty] | Y
5748 | Electric Energy Inc | 887 | Joppa Steam | IL | 2 | OP | N | OP | LN | OV |  | CE | Y | Y | [9 empty] | Y
5748 | Electric Energy Inc | 887 | Joppa Steam | IL | 3 | OP | N | OP | LN | OV |  | CE | Y | Y | [9 empty] | Y
5748 | Electric Energy Inc | 887 | Joppa Steam | IL | 4 | OP | N | OP | LN | OV |  | CE | Y | Y | [9 empty] | Y
5748 | Electric Energy Inc | 887 | Joppa Steam | IL | 5 | OP | N | OP | LN | OV |  | CE | Y | Y | [9 empty] | Y
5748 | Electric Energy Inc | 887 | Joppa Steam | IL | 6 | OP | N | OP | LN | OV |  | CE | Y | Y | [9 empty] | Y
5517 | Dynegy Midwest Generation Inc | 889 | Baldwin Energy Complex | IL | 1 | OP | N | OP | OV | SR |  | NA | Y | Y |  | Y |  | Y | Y |  |  | Y |  |  |  | Y
5517 | Dynegy Midwest Generation Inc | 889 | Baldwin Energy Complex | IL | 2 | OP | N | OP | OV | SR |  | NA | Y | Y | [11 empty] | Y
5517 | Dynegy Midwest Generation Inc | 889 | Baldwin Energy Complex | IL | 3 | OP | N | OP | LN | OV |  | IC | Y | Y |  | Y |  | Y | Y |  |  | Y |  |  |  | Y
5517 | Dynegy Midwest Generation Inc | 891 | Havana | IL | 1 | SC | N | NA | NA |  |  | NA | N
5517 | Dynegy Midwest Generation Inc | 891 | Havana | IL | 2 | SC | N | NA | NA |  |  | NA | N
5517 | Dynegy Midwest Generation Inc | 891 | Havana | IL | 3 | SC | N | NA | NA |  |  | NA | N
5517 | Dynegy Midwest Generation Inc | 891 | Havana | IL | 4 | SC | N | NA | NA |  |  | NA | N
5517 | Dynegy Midwest Generation Inc | 891 | Havana | IL | 5 | SC | N | NA | NA |  |  | NA | N
5517 | Dynegy Midwest Generation Inc | 891 | Havana | IL | 6 | SC | N | NA | NA |  |  | NA | N
5517 | Dynegy Midwest Generation Inc | 891 | Havana | IL | 7 | SC | N | NA | NA |  |  | NA | N
5517 | Dynegy Midwest Generation Inc | 891 | Havana | IL | 8 | SC | N | NA | NA |  |  | NA | N
5517 | Dynegy Midwest Generation Inc | 891 | Havana | IL | 9 | OP | D | OP | LN | OV | SR | BW | Y | Y | [7 empty] | Y |  |  |  |  | Y
5517 | Dynegy Midwest Generation Inc | 892 | Hennepin Power Station | IL | 1 | OP | N | OP | OV | LN |  | CE | Y | Y | [7 empty] | Y |  |  |  | Y
5517 | Dynegy Midwest Generation Inc | 892 | Hennepin Power Station | IL | 2 | OP | N | OP | LN | OV |  | FW | Y | Y | [7 empty] | Y |  |  |  | Y
5517 | Dynegy Midwest Generation Inc | 897 | Vermilion | IL | 1 | RE | N | RE | OV |  |  | NA | Y | Y | [7 empty] | Y |  |  |  | Y
5517 | Dynegy Midwest Generation Inc | 897 | Vermilion | IL | 2 | RE | N | RE | LN | OV |  | IC | Y | Y | [7 empty] | Y |  |  |  | Y
5517 | Dynegy Midwest Generation Inc | 898 | Wood River | IL | 1 | RE | N | NA | NA |  |  | NA | N
5517 | Dynegy Midwest Generation Inc | 898 | Wood River | IL | 2 | RE | N | NA | NA |  |  | NA | N
5517 | Dynegy Midwest Generation Inc | 898 | Wood River | IL | 3 | RE | N | NA | NA |  |  | NA | N
5517 | Dynegy Midwest Generation Inc | 898 | Wood River | IL | 4 | OP | N | OP | LN | OV |  | FW | N
5517 | Dynegy Midwest Generation Inc | 898 | Wood River | IL | 5 | OP | N | OP | LN | OV |  | FW | Y | Y | [11 empty] | Y
17828 | City of Springfield - (IL) | 963 | Dallman | IL | 41 | OP | Db | OP | LN | OV | SR | FW | Y | Y |  |  |  | Y | Y | Y
17828 | City of Springfield - (IL) | 963 | Dallman | IL | 31 | OP | N | OP | SR |  |  | NA | Y |  |  |  |  | Y |  | Y | [7 empty] | Y
17828 | City of Springfield - (IL) | 963 | Dallman | IL | 32 | OP | N | OP | SR |  |  | NA | Y |  |  |  |  | Y |  | Y | [7 empty] | Y
17828 | City of Springfield - (IL) | 963 | Dallman | IL | 33 | OP | D | OP | SR |  |  | NA | Y |  |  |  |  | Y |  | Y | [7 empty] | Y
17828 | City of Springfield - (IL) | 964 | Lakeside | IL | 7 | RE | N
17828 | City of Springfield - (IL) | 964 | Lakeside | IL | 8 | RE | N
20824 | Village of Winnetka - (IL) | 972 | Winnetka | IL | 4 | OP | N | NA | NA |  |  | NA | N
20824 | Village of Winnetka - (IL) | 972 | Winnetka | IL | 5 | OP | N | NA | NA |  |  | NA | N
20824 | Village of Winnetka - (IL) | 972 | Winnetka | IL | 7 | OP | N | NA | NA |  |  | NA | N
20824 | Village of Winnetka - (IL) | 972 | Winnetka | IL | 8 | OP | N | NA | NA |  |  | NA | N
17632 | Southern Illinois Power Coop | 976 | Marion | IL | 123 | OP | Db | OP | CF | SN |  | NA | Y | [8 empty] | Y | [5 empty] | Y
17632 | Southern Illinois Power Coop | 976 | Marion | IL | 4 | OP | Db | OZ | SR |  |  | NA | Y | [6 empty] | Y
18041 | State Line Energy LLC | 981 | State Line Energy | IN | 3 | RE | N | NA | NA |  |  | NA | N
18041 | State Line Energy LLC | 981 | State Line Energy | IN | 4 | RE | N | OZ | OV |  |  | NA | N
9269 | Indiana-Kentucky Electric Corp | 983 | Clifty Creek | IN | 1 | OP | N | OP | OV | SR |  | NA | N
9269 | Indiana-Kentucky Electric Corp | 983 | Clifty Creek | IN | 2 | OP | N | OP | OV | SR |  | NA | N
9269 | Indiana-Kentucky Electric Corp | 983 | Clifty Creek | IN | 3 | OP | N | OP | OV | SR |  | NA | N
9269 | Indiana-Kentucky Electric Corp | 983 | Clifty Creek | IN | 4 | OP | N | OP | OV | SR |  | NA | N
9269 | Indiana-Kentucky Electric Corp | 983 | Clifty Creek | IN | 5 | OP | N | OP | OV | SR |  | NA | N
9269 | Indiana-Kentucky Electric Corp | 983 | Clifty Creek | IN | 6 | OP | N | OP | OV |  |  | NA | N
9324 | Indiana Michigan Power Co | 988 | Tanners Creek | IN | U1 | OP | N | OP | OT | LN |  | BW | N
9324 | Indiana Michigan Power Co | 988 | Tanners Creek | IN | U2 | OP | N | OP | LN |  |  | BW | N
9324 | Indiana Michigan Power Co | 988 | Tanners Creek | IN | U3 | OP | N | OP | LN |  |  | BW | N
9324 | Indiana Michigan Power Co | 988 | Tanners Creek | IN | U4 | OP | N | OP | H20 |  |  | NA | N
9273 | Indianapolis Power & Light Co | 990 | Harding Street | IN | 10 | OP | N | OP | LA |  |  | NA | N
9273 | Indianapolis Power & Light Co | 990 | Harding Street | IN | 50 | OP | N | OZ | LN | SN | OV | CE | N
9273 | Indianapolis Power & Light Co | 990 | Harding Street | IN | 60 | OP | N | OZ | LN | SN | OV | CE | N
9273 | Indianapolis Power & Light Co | 990 | Harding Street | IN | 70 | OP | N | OZ | LN | SR | OV | CE | N
9273 | Indianapolis Power & Light Co | 990 | Harding Street | IN | 9 | OP | N | OP | LA |  |  | NA | N
9273 | Indianapolis Power & Light Co | 991 | Eagle Valley | IN | 1 | OP | N | NA | NA |  |  | NA | N
9273 | Indianapolis Power & Light Co | 991 | Eagle Valley | IN | 2 | OP | N | NA | NA |  |  | NA | N
9273 | Indianapolis Power & Light Co | 991 | Eagle Valley | IN | 3 | OP | N | NA | NA |  |  | NA | N
9273 | Indianapolis Power & Light Co | 991 | Eagle Valley | IN | 4 | OP | N | OP | OV | LN |  | AC | N
9273 | Indianapolis Power & Light Co | 991 | Eagle Valley | IN | 5 | OP | N | OP | OV | LN |  | AC | N
9273 | Indianapolis Power & Light Co | 991 | Eagle Valley | IN | 6 | OP | N | OP | LN | OV |  | CE | N
3599 | Citizens Thermal Energy | 992 | CC Perry K | IN | 11 | OP | N | OP | LN |  |  | AU | N
3599 | Citizens Thermal Energy | 992 | CC Perry K | IN | 12 | OP | N | OP | LN |  |  | FW | N
3599 | Citizens Thermal Energy | 992 | CC Perry K | IN | 13 | OP | N | OP | LN |  |  | AU | N
3599 | Citizens Thermal Energy | 992 | CC Perry K | IN | 14 | OP | N | OP | LN |  |  | AU | N
3599 | Citizens Thermal Energy | 992 | CC Perry K | IN | 15 | OP | N | NA | NA |  |  | NA | N
3599 | Citizens Thermal Energy | 992 | CC Perry K | IN | 16 | OP | N | NA | NA |  |  | NA | N
3599 | Citizens Thermal Energy | 992 | CC Perry K | IN | 17 | OP | N | NA | NA |  |  | NA | N
3599 | Citizens Thermal Energy | 992 | CC Perry K | IN | 18 | OP | N | NA | NA |  |  | NA | N
9273 | Indianapolis Power & Light Co | 994 | AES Petersburg | IN | 1 | OP | N | OP | LN |  |  | CE | Y |  |  |  |  | Y |  | Y
9273 | Indianapolis Power & Light Co | 994 | AES Petersburg | IN | 2 | OP | N | OZ | LN | SR |  | CE | Y |  |  |  |  | Y |  | Y
9273 | Indianapolis Power & Light Co | 994 | AES Petersburg | IN | 3 | OP | D | OZ | OV | SR |  | NA | Y |  |  |  |  | Y |  | Y
9273 | Indianapolis Power & Light Co | 994 | AES Petersburg | IN | 4 | OP | Da | OP | OV | LN |  | AL | Y |  |  |  |  | Y |  | Y
13756 | Northern Indiana Pub Serv Co | 995 | Bailly | IN | 7 | OP | N | OP | OV | SR |  | NA | N
13756 | Northern Indiana Pub Serv Co | 995 | Bailly | IN | 8 | OP | N | OP | OV | SR |  | NA | N
13756 | Northern Indiana Pub Serv Co | 996 | Dean H Mitchell | IN | 11 | RE | N
13756 | Northern Indiana Pub Serv Co | 996 | Dean H Mitchell | IN | 4 | RE | N
13756 | Northern Indiana Pub Serv Co | 996 | Dean H Mitchell | IN | 5 | RE | N
13756 | Northern Indiana Pub Serv Co | 996 | Dean H Mitchell | IN | 6 | RE | N
13756 | Northern Indiana Pub Serv Co | 997 | Michigan City | IN | 6 | RE | N | NA | NA |  |  | NA | N
13756 | Northern Indiana Pub Serv Co | 997 | Michigan City | IN | 12 | OP | N | OP | OV | SR |  | NA | N
13756 | Northern Indiana Pub Serv Co | 997 | Michigan City | IN | 4 | RE | N | NA | NA |  |  | NA | N
13756 | Northern Indiana Pub Serv Co | 997 | Michigan City | IN | 5 | RE | N | NA | NA |  |  | NA | N
15470 | Duke Energy Indiana Inc | 1001 | Cayuga | IN | 1 | OP | N | OP | LN | OV | SR | CE | Y |  |  |  |  | Y |  | Y
15470 | Duke Energy Indiana Inc | 1001 | Cayuga | IN | 2 | OP | N | OP | LN | OV | SR | CE | Y |  |  |  |  | Y |  | Y
15470 | Duke Energy Indiana Inc | 1004 | Edwardsport | IN | 6-1 | RE | N | NA | NA |  |  | NA | N
15470 | Duke Energy Indiana Inc | 1004 | Edwardsport | IN | 7-1 | RE | N | NA | NA |  |  | NA | Y | [10 empty] | Y
15470 | Duke Energy Indiana Inc | 1004 | Edwardsport | IN | 7-2 | RE | N | NA | NA |  |  | NA | Y | [10 empty] | Y
15470 | Duke Energy Indiana Inc | 1004 | Edwardsport | IN | 8-1 | RE | N | NA | NA |  |  | NA | Y | [10 empty] | Y
15470 | Duke Energy Indiana Inc | 1004 | Edwardsport | IN | HRSG1 | TS | Db | TS | SR |  |  | NA | Y | [14 empty] | Y
15470 | Duke Energy Indiana Inc | 1004 | Edwardsport | IN | HRSG2 | TS | Da | TS | SR |  |  | NA | Y | [14 empty] | Y
15470 | Duke Energy Indiana Inc | 1007 | Noblesville | IN | CT3 | OP
15470 | Duke Energy Indiana Inc | 1007 | Noblesville | IN | CT4 | OP
15470 | Duke Energy Indiana Inc | 1007 | Noblesville | IN | CT5 | OP
15470 | Duke Energy Indiana Inc | 1008 | R Gallagher | IN | 4 | OP | N | OP | LN | OV |  | RS | Y | [8 empty] | Y
15470 | Duke Energy Indiana Inc | 1008 | R Gallagher | IN | 1 | OP | N | OP | LN | OV |  | RS | Y | [8 empty] | Y
15470 | Duke Energy Indiana Inc | 1008 | R Gallagher | IN | 2 | OP | N | OP | LN | OV |  | RS | Y | [8 empty] | Y
15470 | Duke Energy Indiana Inc | 1008 | R Gallagher | IN | 3 | OP | N | OP | LN | OV |  | RS | Y | [8 empty] | Y
15470 | Duke Energy Indiana Inc | 1010 | Wabash River | IN | 2 | OP | N | OP | LN | OV |  | RS | Y | [10 empty] | Y
15470 | Duke Energy Indiana Inc | 1010 | Wabash River | IN | 3 | OP | N | OP | LN | OV |  | RS | Y | [10 empty] | Y
15470 | Duke Energy Indiana Inc | 1010 | Wabash River | IN | 4 | OP | N | OP | LN | OV |  | RS | Y | [10 empty] | Y
15470 | Duke Energy Indiana Inc | 1010 | Wabash River | IN | 5 | OP | N | OP | LN | OV |  | RS | Y | [10 empty] | Y
15470 | Duke Energy Indiana Inc | 1010 | Wabash River | IN | 6 | OP | N | OP | LN | OV |  | CE | Y | [10 empty] | Y
17633 | Southern Indiana Gas & Elec Co | 1012 | F B Culley | IN | 1 | RE | N |  | NA |  |  |  | N
17633 | Southern Indiana Gas & Elec Co | 1012 | F B Culley | IN | 2 | OP | N | OP | LN |  |  | RS | Y |  |  |  |  | Y |  | Y | [5 empty] | Y
17633 | Southern Indiana Gas & Elec Co | 1012 | F B Culley | IN | 3 | OP | N | OP | LN | SR |  | RS | Y |  |  |  |  | Y |  | Y |  | Y
6235 | Public Works Comm-City of Fayetteville | 1016 | Butler-Warner Generation Plant | NC | 1 | OP
6235 | Public Works Comm-City of Fayetteville | 1016 | Butler-Warner Generation Plant | NC | 2 | OP
6235 | Public Works Comm-City of Fayetteville | 1016 | Butler-Warner Generation Plant | NC | 3 | OP
4508 | Crawfordsville Elec, Lgt & Pwr | 1024 | Crawfordsville | IN | 5 | OP | N | NA | NA |  |  | NA | N
4508 | Crawfordsville Elec, Lgt & Pwr | 1024 | Crawfordsville | IN | 6 | OP | N | NA | NA |  |  | NA | N
11142 | City of Logansport - (IN) | 1032 | Logansport | IN | 5 | OP | N | NA | NA |  |  | NA | N
11142 | City of Logansport - (IN) | 1032 | Logansport | IN | 6 | OP | N | NA | NA |  |  | NA | N
14839 | City of Peru - (IN) | 1037 | Peru | IN | 2 | OP | N | NA | NA |  |  | NA | N
14839 | City of Peru - (IN) | 1037 | Peru | IN | 5 | OP | N | NA | NA |  |  | NA | N
15989 | City of Richmond - (IN) | 1040 | Whitewater Valley | IN | 1 | OP |  | OP | LN | OV | SN | CE | N
15989 | City of Richmond - (IN) | 1040 | Whitewater Valley | IN | 2 | OP |  | OP | LN | OV | SN | CE | N
9267 | Hoosier Energy R E C, Inc | 1043 | Frank E Ratts | IN | 1SG1 | OP | N | OP | LN | OV | SN | FW | Y | [12 empty] | Y
9267 | Hoosier Energy R E C, Inc | 1043 | Frank E Ratts | IN | 2SG1 | OP | N | OP | LN | OV | SN | FW | Y | [12 empty] | Y
9417 | Interstate Power and Light Co | 1046 | Dubuque | IA | 1 | OP | N | NA | NA |  |  | NA | N
9417 | Interstate Power and Light Co | 1046 | Dubuque | IA | 5 | OP | N | NA | NA |  |  | NA | N
9417 | Interstate Power and Light Co | 1046 | Dubuque | IA | 6 | OP | N | NA | NA |  |  | NA | N
9417 | Interstate Power and Light Co | 1047 | Lansing | IA | 1 | RE | N | NA | NA |  |  | NA | N
9417 | Interstate Power and Light Co | 1047 | Lansing | IA | 2 | RE | N | NA | NA |  |  | NA | N
9417 | Interstate Power and Light Co | 1047 | Lansing | IA | 3 | SB | N | NA | NA |  |  | NA | Y | [12 empty] | Y
9417 | Interstate Power and Light Co | 1047 | Lansing | IA | 4 | OP | D | OP | LN | SR |  | NA | Y | Y | [7 empty] | Y
9417 | Interstate Power and Light Co | 1048 | Milton L Kapp | IA | 1 | RE | N | NA | NA |  |  | NA | N
9417 | Interstate Power and Light Co | 1048 | Milton L Kapp | IA | 2 | OP | N | OP | LN | LA | OV | OT | N
9417 | Interstate Power and Light Co | 1058 | Sixth Street | IA | 2 | RE | N
9417 | Interstate Power and Light Co | 1058 | Sixth Street | IA | 3 | RE | N
9417 | Interstate Power and Light Co | 1058 | Sixth Street | IA | 4 | RE | N
9417 | Interstate Power and Light Co | 1058 | Sixth Street | IA | 5 | RE | N
55269 | NextEra Energy Duane Arnold LLC | 1060 | Duane Arnold Energy Center | IA | NSS1 | OP
9417 | Interstate Power and Light Co | 1073 | Prairie Creek | IA | 1 | OP | N | NA | NA |  |  | NA | Y | [12 empty] | Y
9417 | Interstate Power and Light Co | 1073 | Prairie Creek | IA | 2 | OP | N | NA | NA |  |  | NA | Y | [12 empty] | Y
9417 | Interstate Power and Light Co | 1073 | Prairie Creek | IA | 3 | OP | N | OP | OV |  |  | RV | Y | [10 empty] | Y
9417 | Interstate Power and Light Co | 1073 | Prairie Creek | IA | 4 | OP | N | OP | OV | LN |  | RS | Y | [10 empty] | Y
9417 | Interstate Power and Light Co | 1077 | Sutherland | IA | 1 | OP | N | OP | LN |  |  | BW | Y | [12 empty] | Y
9417 | Interstate Power and Light Co | 1077 | Sutherland | IA | 2 | RE | N | RE | LN |  |  | BW | N
9417 | Interstate Power and Light Co | 1077 | Sutherland | IA | 3 | OP | N | OP | OV | SN |  | OT | Y | [12 empty] | Y
12341 | MidAmerican Energy Co | 1081 | Riverside | IA | 6 | RE | N |  | NA |  |  |  | N
12341 | MidAmerican Energy Co | 1081 | Riverside | IA | 7 | OP | N | NA | NA |  |  | NA | N
12341 | MidAmerican Energy Co | 1081 | Riverside | IA | 8 | OP | N | NA | NA |  |  | NA | N
12341 | MidAmerican Energy Co | 1081 | Riverside | IA | 9 | OP | N | OP | AA | LN |  | RS | N
12341 | MidAmerican Energy Co | 1082 | Walter Scott Jr Energy Center | IA | 1 | OP | N | OP | LN |  |  | AB | N
12341 | MidAmerican Energy Co | 1082 | Walter Scott Jr Energy Center | IA | 2 | OP | N | OP | LN |  |  | AL | N
12341 | MidAmerican Energy Co | 1082 | Walter Scott Jr Energy Center | IA | 3 | OP | D | OP | LN | OV |  | BW | N
12341 | MidAmerican Energy Co | 1082 | Walter Scott Jr Energy Center | IA | 4 | OP | Da | OP | LN | SR |  | HT | Y | Y |  | Y | [5 empty] | Y
12341 | MidAmerican Energy Co | 1091 | George Neal North | IA | 1 | OP | N | OP | AA |  |  | NA | N
12341 | MidAmerican Energy Co | 1091 | George Neal North | IA | 2 | OP | N | OP | LN | OV |  | AL | N
12341 | MidAmerican Energy Co | 1091 | George Neal North | IA | 3 | OP | N | OP | OV | LN |  | AB | N
9417 | Interstate Power and Light Co | 1104 | Burlington | IA | 1 | OP | N | OP | AA | OV | LN | AB | Y | Y
554 | City of Ames - (IA) | 1122 | Ames Electric Services Power Plant | IA | 7 | OP | N | OP | LA |  |  | NA | N
554 | City of Ames - (IA) | 1122 | Ames Electric Services Power Plant | IA | 8 | OP | D | OP | OV |  |  | NA | N
3203 | Cedar Falls Utilities | 1131 | Streeter Station | IA | 6 | OP |  | NA | NA |  |  | NA | N
3203 | Cedar Falls Utilities | 1131 | Streeter Station | IA | 7 | OP |  | NA | NA |  |  | NA | N
13143 | Board of Water Electric & Communications | 1167 | Muscatine Plant #1 | IA | 7 | OP | N | NA | NA |  |  | NA | Y | [12 empty] | Y
13143 | Board of Water Electric & Communications | 1167 | Muscatine Plant #1 | IA | 8 | OP | N | OP | OV | LA |  | NA | Y | [12 empty] | Y
13143 | Board of Water Electric & Communications | 1167 | Muscatine Plant #1 | IA | 9 | OP | Db | OP | OV | LA |  | NA | Y |  |  |  |  | Y |  | Y | [5 empty] | Y
14645 | City of Pella - (IA) | 1175 | Pella | IA | 6 | OP |  | OP | OV |  |  | NA | Y | [12 empty] | Y
14645 | City of Pella - (IA) | 1175 | Pella | IA | 7 | OP |  | OP | OV |  |  | NA | Y | [12 empty] | Y
14645 | City of Pella - (IA) | 1175 | Pella | IA | 8 | OP |  | NA | NA |  |  | NA | N
4363 | Corn Belt Power Coop | 1217 | Earl F Wisdom | IA | 1 | OP |  | OP | LN |  |  | AB | N
3258 | Central Iowa Power Cooperative | 1218 | Fair Station | IA | 1 | OP |  | NA | NA |  |  | NA | Y | [12 empty] | Y |  | Y
3258 | Central Iowa Power Cooperative | 1218 | Fair Station | IA | 2 | OP |  | OP | LN |  |  | RJ | Y | [11 empty] | Y |  |  | Y
18315 | Sunflower Electric Power Corp | 1230 | Cimarron River | KS | 1 | OP | N | NA | NA |  |  | NA | N
18315 | Sunflower Electric Power Corp | 1233 | Fort Dodge | KS | 4 | OP | N | NA | NA |  |  | NA | N
18315 | Sunflower Electric Power Corp | 1235 | Great Bend | KS | 3 | OP | N | NA | NA |  |  | NA | N
5860 | Empire District Electric Co | 1239 | Riverton | KS | 39 | OP | N | OP | LA |  |  | NA | N
5860 | Empire District Electric Co | 1239 | Riverton | KS | 40 | OP | N | OP | LA |  |  | NA | N
5860 | Empire District Electric Co | 1239 | Riverton | KS | HSG121 | PL
5860 | Empire District Electric Co | 1239 | Riverton | KS | HSG122 | PL
10005 | Kansas Gas & Electric Co | 1240 | Gordon Evans Energy Center | KS | 1 | OP | N | NA | NA |  |  | NA | N
10005 | Kansas Gas & Electric Co | 1240 | Gordon Evans Energy Center | KS | 2 | OP | N | NA | NA |  |  | NA | N
10000 | Kansas City Power & Light Co | 1241 | La Cygne | KS | 1 | OP | N | OP | OV | SR |  | NA | N
10000 | Kansas City Power & Light Co | 1241 | La Cygne | KS | 2 | OP | D | OP | LN |  |  | BW | N
10005 | Kansas Gas & Electric Co | 1242 | Murray Gill | KS | 1 | OP | N | NA | NA |  |  | NA | N
10005 | Kansas Gas & Electric Co | 1242 | Murray Gill | KS | 2 | OP | N | NA | NA |  |  | NA | N
10005 | Kansas Gas & Electric Co | 1242 | Murray Gill | KS | 3 | OP | N | NA | NA |  |  | NA | N
10005 | Kansas Gas & Electric Co | 1242 | Murray Gill | KS | 4 | OP | N | NA | NA |  |  | NA | N
10005 | Kansas Gas & Electric Co | 1243 | Neosho | KS | 7 | RE | N | NA | NA |  |  | NA | N
22500 | Westar Energy Inc | 1248 | Hutchinson Energy Center | KS | 1 | RE | N | NA | NA |  |  | NA | N
22500 | Westar Energy Inc | 1248 | Hutchinson Energy Center | KS | 2 | RE | N | NA | NA |  |  | NA | N
22500 | Westar Energy Inc | 1248 | Hutchinson Energy Center | KS | 3 | RE | N | NA | NA |  |  | NA | N
22500 | Westar Energy Inc | 1248 | Hutchinson Energy Center | KS | 4 | OP | N | NA | NA |  |  | NA | N
22500 | Westar Energy Inc | 1250 | Lawrence Energy Center | KS | 3 | OP | N | NA | NA |  |  | NA | Y | [12 empty] | Y
22500 | Westar Energy Inc | 1250 | Lawrence Energy Center | KS | 4 | OP | N | OP | LN | OV |  | FW | Y | [6 empty] | Y |  | Y
22500 | Westar Energy Inc | 1250 | Lawrence Energy Center | KS | 5 | OP | N | OP | LN | OV |  | FW | Y | [6 empty] | Y |  | Y
22500 | Westar Energy Inc | 1252 | Tecumseh Energy Center | KS | 10 | OP | N | NA | NA |  |  | NA | Y | [12 empty] | Y
22500 | Westar Energy Inc | 1252 | Tecumseh Energy Center | KS | 9 | OP | N | OP | LN |  |  | FW | Y | [12 empty] | Y
3892 | City of Coffeyville - (KS) | 1271 | Coffeyville | KS | 4 | OP | N | SB | LN |  |  | JZ | N
3892 | City of Coffeyville - (KS) | 1271 | Coffeyville | KS | 5 | OP | N | SB | LN |  |  | JZ | N
9996 | City of Kansas City - (KS) | 1294 | Kaw | KS | 1 | SC | N | NA | NA |  |  | NA | N
9996 | City of Kansas City - (KS) | 1294 | Kaw | KS | 2 | SC | N | NA | NA |  |  | NA | N
9996 | City of Kansas City - (KS) | 1294 | Kaw | KS | 3 | SC | N | NA | NA |  |  | NA | N
9996 | City of Kansas City - (KS) | 1295 | Quindaro | KS | 1 | OP | N | NA | NA |  |  | NA | N
9996 | City of Kansas City - (KS) | 1295 | Quindaro | KS | 2 | OP | N | OP | LN |  |  | CE | N
10713 | City of Larned - (KS) | 1299 | Larned | KS | 1 | RE
10713 | City of Larned - (KS) | 1299 | Larned | KS | 2 | RE
10713 | City of Larned - (KS) | 1299 | Larned | KS | 3 | RE
12208 | City of McPherson - (KS) | 1305 | McPherson 2 | KS | 1 | RE
15321 | City of Pratt- (KS) | 1317 | Pratt | KS | 4 | RE | N | NA | NA |  |  | NA | N
15321 | City of Pratt- (KS) | 1317 | Pratt | KS | 5 | OP | N | NA | NA |  |  | NA | N
20315 | City of Wellington - (KS) | 1330 | Wellington 1 | KS | 4 | OP |  | NA | NA |  |  | NA | N
18315 | Sunflower Electric Power Corp | 1336 | Garden City | KS | GC3 | SB | N | NA | NA |  |  | NA | N
18315 | Sunflower Electric Power Corp | 1336 | Garden City | KS | S-2 | OP | N | NA | NA |  |  | NA | N
22053 | Kentucky Power Co | 1353 | Big Sandy | KY | BSU1 | OP | N | OP | LN | OV |  | RS | N
22053 | Kentucky Power Co | 1353 | Big Sandy | KY | BSU2 | OP | N | OP | LN | SR |  | FW | N
10171 | Kentucky Utilities Co | 1355 | E W Brown | KY | 1 | OP | N | OP | LN |  |  | BW | Y |  |  |  |  | Y | [7 empty] | Y
10171 | Kentucky Utilities Co | 1355 | E W Brown | KY | 2 | OP | N | OP | LN | OV | AA | CE | Y |  |  |  |  | Y | [7 empty] | Y
10171 | Kentucky Utilities Co | 1355 | E W Brown | KY | 3 | OP | N | OP | LN | OV | AA | CE | Y |  |  |  |  | Y | [7 empty] | Y
10171 | Kentucky Utilities Co | 1356 | Ghent | KY | 3 | OP | D | OP | LN | OV | SR | AB | Y |  |  |  |  | Y |  | Y | [6 empty] | Y
10171 | Kentucky Utilities Co | 1356 | Ghent | KY | 4 | OP | D | OP | LN | OV | SR | AB | Y |  |  |  |  | Y |  | Y | [6 empty] | Y
10171 | Kentucky Utilities Co | 1356 | Ghent | KY | 1 | OP | D | OP | LN | OV | SR | CE | Y |  |  |  |  | Y | Y | Y | [5 empty] | Y
10171 | Kentucky Utilities Co | 1356 | Ghent | KY | 2 | OP | D | OP | LN | OV | SR | CE | Y |  |  |  |  | Y | Y | Y | [6 empty] | Y
10171 | Kentucky Utilities Co | 1357 | Green River | KY | 4 | OP | N | OP | LN |  |  | AB | Y | [12 empty] | Y
10171 | Kentucky Utilities Co | 1357 | Green River | KY | 5 | OP | N | OP | LN |  |  | BW | Y | [13 empty] | Y
10171 | Kentucky Utilities Co | 1361 | Tyrone | KY | 1 | RE | N |  | NA |  |  |  | N
10171 | Kentucky Utilities Co | 1361 | Tyrone | KY | 2 | RE | N |  | NA |  |  |  | N
10171 | Kentucky Utilities Co | 1361 | Tyrone | KY | 3 | RE | N |  | NA |  |  |  | N
10171 | Kentucky Utilities Co | 1361 | Tyrone | KY | 4 | RE | N |  | NA |  |  |  | N
10171 | Kentucky Utilities Co | 1361 | Tyrone | KY | 5 | SB | N | SB | LN |  |  | AB | N
11249 | Louisville Gas & Electric Co | 1363 | Cane Run | KY | 4 | OP | N | OP | LN |  |  | EG | Y |  |  |  |  | Y
11249 | Louisville Gas & Electric Co | 1363 | Cane Run | KY | 5 | OP | N | OP | LN |  |  | EG | Y |  |  |  |  | Y
11249 | Louisville Gas & Electric Co | 1363 | Cane Run | KY | 6 | OP | N | OP | OV | LN |  | CE | Y |  |  |  |  | Y
11249 | Louisville Gas & Electric Co | 1363 | Cane Run | KY | 7 | PL | Db | NA | NA |  |  | NA | N
11249 | Louisville Gas & Electric Co | 1364 | Mill Creek | KY | 1 | OP | N | OP | LN |  |  | CE | Y |  |  |  |  | Y
11249 | Louisville Gas & Electric Co | 1364 | Mill Creek | KY | 2 | OP | N | OP | LN |  |  | CE | Y |  |  |  |  | Y
11249 | Louisville Gas & Electric Co | 1364 | Mill Creek | KY | 3 | OP | D | OP | LN |  |  | BW | Y |  |  |  |  | Y
11249 | Louisville Gas & Electric Co | 1364 | Mill Creek | KY | 4 | OP | D | OP | LN |  |  | BW | Y |  |  |  |  | Y
14268 | City of Owensboro - (KY) | 1374 | Elmer Smith | KY | 1 | OP | N | OP | OV | SR |  | NA | Y |  |  |  |  | Y | [7 empty] | Y
14268 | City of Owensboro - (KY) | 1374 | Elmer Smith | KY | 2 | OP | N | OP | LN | SN | OV | AB | Y |  |  |  |  | Y | [7 empty] | Y
18642 | Tennessee Valley Authority | 1378 | Paradise | KY | 1 | OP | N | OP | OV | SR |  | NA | Y |  |  |  |  | Y | Y | Y
18642 | Tennessee Valley Authority | 1378 | Paradise | KY | 2 | OP | N | OP | OV | SR |  | NA | Y |  |  |  |  | Y | Y | Y
18642 | Tennessee Valley Authority | 1378 | Paradise | KY | 3 | OP | N | OP | OV | SR |  | NA | Y |  |  |  |  | Y | Y | Y | [5 empty] | Y
18642 | Tennessee Valley Authority | 1379 | Shawnee | KY | 1 | OP | N | OP | LN |  |  | BW | Y | [9 empty] | Y
18642 | Tennessee Valley Authority | 1379 | Shawnee | KY | 10 | OS | Da | OS | CF |  |  | NA | Y | [9 empty] | Y
18642 | Tennessee Valley Authority | 1379 | Shawnee | KY | 2 | OP | N | OP | LN |  |  | BW | Y | [9 empty] | Y
18642 | Tennessee Valley Authority | 1379 | Shawnee | KY | 3 | OP | N | OP | LN |  |  | BW | Y | [9 empty] | Y
18642 | Tennessee Valley Authority | 1379 | Shawnee | KY | 4 | OP | N | OP | LN |  |  | BW | Y | [9 empty] | Y
18642 | Tennessee Valley Authority | 1379 | Shawnee | KY | 5 | OP | N | OP | LN |  |  | BW | Y | [9 empty] | Y
18642 | Tennessee Valley Authority | 1379 | Shawnee | KY | 6 | OP | N | OP | LN |  |  | BW | Y | [9 empty] | Y
18642 | Tennessee Valley Authority | 1379 | Shawnee | KY | 7 | OP | N | OP | LN |  |  | BW | Y | [9 empty] | Y
18642 | Tennessee Valley Authority | 1379 | Shawnee | KY | 8 | OP | N | OP | LN |  |  | BW | Y | [9 empty] | Y
18642 | Tennessee Valley Authority | 1379 | Shawnee | KY | 9 | OP | N | OP | LN |  |  | BW | Y | [9 empty] | Y
1692 | Big Rivers Electric Corp | 1381 | Kenneth C Coleman | KY | C1 | OP | N | OP | LN | AA |  | BW | Y |  |  |  |  | Y |  | Y | [5 empty] | Y
1692 | Big Rivers Electric Corp | 1381 | Kenneth C Coleman | KY | C2 | OP | N | OP | LN | AA |  | BW | Y |  |  |  |  | Y |  | Y | [5 empty] | Y
1692 | Big Rivers Electric Corp | 1381 | Kenneth C Coleman | KY | C3 | OP | N | OP | LN | AA |  | BW | Y |  |  |  |  | Y |  | Y | [5 empty] | Y
1692 | Big Rivers Electric Corp | 1382 | HMP&L Station Two Henderson | KY | H1 | OP | N | OP | LN | SR |  | RS | Y |  |  |  |  | Y |  | Y | [5 empty] | Y
1692 | Big Rivers Electric Corp | 1382 | HMP&L Station Two Henderson | KY | H2 | OP | N | OP | LN | SR |  | RS | Y |  |  |  |  | Y |  | Y | [5 empty] | Y
1692 | Big Rivers Electric Corp | 1383 | Robert A Reid | KY | R1 | OP | N | OP | LN |  |  | OT | Y | [12 empty] | Y
5580 | East Kentucky Power Coop, Inc | 1384 | Cooper | KY | 1 | OP | N | OP | LN |  |  | BW | N
5580 | East Kentucky Power Coop, Inc | 1384 | Cooper | KY | 2 | OP | N | OP | LN |  |  | BW | N
5580 | East Kentucky Power Coop, Inc | 1385 | Dale | KY | 1 | OP | N | OP | LN | OV |  | BW | N
5580 | East Kentucky Power Coop, Inc | 1385 | Dale | KY | 2 | OP | N | OP | LN | OV |  | BW | N
5580 | East Kentucky Power Coop, Inc | 1385 | Dale | KY | 3 | OP | N | OP | LN |  |  | RS | N
5580 | East Kentucky Power Coop, Inc | 1385 | Dale | KY | 4 | OP | N | OP | LN |  |  | BW | N
55936 | Entergy Gulf States - LA LLC | 1391 | Louisiana 1 | LA | 1A | OP | N | OP | FR | LN |  | CN | N
55936 | Entergy Gulf States - LA LLC | 1391 | Louisiana 1 | LA | 2A | OP | N | OP | FR | LN |  | CN | N
55936 | Entergy Gulf States - LA LLC | 1391 | Louisiana 1 | LA | 3A | OP | N | OP | FR | LN |  | CN | N
55936 | Entergy Gulf States - LA LLC | 1391 | Louisiana 1 | LA | 4A | OP | Db | OP | H20 |  |  | NA | N
55936 | Entergy Gulf States - LA LLC | 1391 | Louisiana 1 | LA | 5A | OP | Db | NA | NA |  |  | NA | N
55936 | Entergy Gulf States - LA LLC | 1391 | Louisiana 1 | LA | 9 | OP | N | NA | NA |  |  | NA | N
55936 | Entergy Gulf States - LA LLC | 1392 | Louisiana 2 | LA | 10 | OS | N | OS | LN |  |  | RJ | N
55936 | Entergy Gulf States - LA LLC | 1392 | Louisiana 2 | LA | 11 | OS | N | OS | LN |  |  | RJ | N
55936 | Entergy Gulf States - LA LLC | 1392 | Louisiana 2 | LA | 12 | OS | N | OS | LN |  |  | RJ | N
55936 | Entergy Gulf States - LA LLC | 1393 | R S Nelson | LA | 2A | OP | Db | OP | CF |  |  | NA | N
55936 | Entergy Gulf States - LA LLC | 1393 | R S Nelson | LA | 3 | OP | N | OP | OT |  |  | CE | N
55936 | Entergy Gulf States - LA LLC | 1393 | R S Nelson | LA | 4 | OP | N | OP | FR |  |  | NA | N
55936 | Entergy Gulf States - LA LLC | 1393 | R S Nelson | LA | 6 | OP | D | OP | OV | LN |  | AL | N
55936 | Entergy Gulf States - LA LLC | 1393 | R S Nelson | LA | 1A | OP | Db | OP | CF |  |  | NA | N
55936 | Entergy Gulf States - LA LLC | 1394 | Willow Glen | LA | 1 | OS | N | NA | NA |  |  | NA | N
55936 | Entergy Gulf States - LA LLC | 1394 | Willow Glen | LA | 2 | OP | N | NA | NA |  |  | NA | N
55936 | Entergy Gulf States - LA LLC | 1394 | Willow Glen | LA | 3 | OS | D | SB | FR | LN |  | CE | N
55936 | Entergy Gulf States - LA LLC | 1394 | Willow Glen | LA | 4 | OP | N | OP | LA |  |  | NA | N
55936 | Entergy Gulf States - LA LLC | 1394 | Willow Glen | LA | 5 | OP | N | OS | LN |  |  | CE | N
3737 | Cleco Evangeline LLC | 1396 | Coughlin Power Station | LA | 7-2 | OP | Db | OP | SR | LN |  | SW | N
3737 | Cleco Evangeline LLC | 1396 | Coughlin Power Station | LA | 6-1 | OP | Db | OP | SR | LN |  | SW | N
3737 | Cleco Evangeline LLC | 1396 | Coughlin Power Station | LA | 7-1 | OP | Db | OP | SR | LN |  | SW | N
3265 | Cleco Power LLC | 1400 | Teche | LA | 1 | OP | N | NA | NA |  |  | NA | N
3265 | Cleco Power LLC | 1400 | Teche | LA | 2 | RE | N | NA | NA |  |  | NA | N
3265 | Cleco Power LLC | 1400 | Teche | LA | 3 | OP | N | NA | NA |  |  | NA | N
11241 | Entergy Louisiana Inc | 1402 | Little Gypsy | LA | 1 | OP | N | NA | NA |  |  | NA | N
11241 | Entergy Louisiana Inc | 1402 | Little Gypsy | LA | 2 | OP | N | OP | FR |  |  | NA | N
11241 | Entergy Louisiana Inc | 1402 | Little Gypsy | LA | 3 | OP | N | SB | FR | BF |  | ETE | N
11241 | Entergy Louisiana Inc | 1403 | Nine Mile Point | LA | 1 | SB | N | NA | NA |  |  | NA | N
11241 | Entergy Louisiana Inc | 1403 | Nine Mile Point | LA | 2 | OS | N | NA | NA |  |  | NA | N
11241 | Entergy Louisiana Inc | 1403 | Nine Mile Point | LA | 3 | OP | N | NA | NA |  |  | NA | N
11241 | Entergy Louisiana Inc | 1403 | Nine Mile Point | LA | 4 | OP | N | OP | LA | FR |  | NA | N
11241 | Entergy Louisiana Inc | 1403 | Nine Mile Point | LA | 5 | OP | N | OP | LA | FR |  | NA | N
11241 | Entergy Louisiana Inc | 1404 | Sterlington | LA | 10 | RE | N | RE | NA |  |  | NA | N
11241 | Entergy Louisiana Inc | 1404 | Sterlington | LA | 7AB | OP | N | NA | NA |  |  | NA | N
13478 | Entergy New Orleans Inc | 1407 | A B Paterson | LA | 3 | RE | N
13478 | Entergy New Orleans Inc | 1407 | A B Paterson | LA | 4 | RE | N
13478 | Entergy New Orleans Inc | 1409 | Michoud | LA | 1 | RE | N | NA | NA |  |  | NA | N
13478 | Entergy New Orleans Inc | 1409 | Michoud | LA | 2 | OP | N | OP | BF |  |  | NA | N
13478 | Entergy New Orleans Inc | 1409 | Michoud | LA | 3 | OP | N | OP | BF | FR |  | NA | N
17698 | Southwestern Electric Power Co | 1416 | Arsenal Hill | LA | 5A | OP | N | NA | NA |  |  | NA | N
17698 | Southwestern Electric Power Co | 1417 | Lieberman | LA | 1 | OP | N | NA | NA |  |  | NA | N
17698 | Southwestern Electric Power Co | 1417 | Lieberman | LA | 2 | OP | N | NA | NA |  |  | NA | N
17698 | Southwestern Electric Power Co | 1417 | Lieberman | LA | 3 | OP | N | NA | NA |  |  | NA | N
17698 | Southwestern Electric Power Co | 1417 | Lieberman | LA | 4 | OP | N | NA | NA |  |  | NA | N
8884 | Terrebonne Parish Consol Gov't | 1439 | Houma | LA | 14 | OP |  | OP | FR |  |  | NA | N
8884 | Terrebonne Parish Consol Gov't | 1439 | Houma | LA | 15 | OP |  | OP | LA |  |  | NA | N
8884 | Terrebonne Parish Consol Gov't | 1439 | Houma | LA | 16 | OP |  | OP | OV |  |  | NA | N
50111 | Lafayette Utilities System | 1443 | Louis Doc Bonin | LA | 1 | OS | N | OS | NA |  |  | NA | N
50111 | Lafayette Utilities System | 1443 | Louis Doc Bonin | LA | 2 | OP | N | OP | NA |  |  | NA | N
50111 | Lafayette Utilities System | 1443 | Louis Doc Bonin | LA | 3 | OP | D | OP | OV |  |  | NA | N
50111 | Lafayette Utilities System | 1445 | Rodemacher | LA | 3 | RE | N
50111 | Lafayette Utilities System | 1445 | Rodemacher | LA | 4 | RE | N
12625 | City of Minden - (LA) | 1447 | Minden | LA | 1 | SB |  | NA | NA |  |  | NA | N
12625 | City of Minden - (LA) | 1447 | Minden | LA | 2 | SB |  | NA | NA |  |  | NA | N
11241 | Entergy Louisiana Inc | 1448 | Monroe | LA | 10 | RE | N | RE | NA |  |  | NA | N
11241 | Entergy Louisiana Inc | 1448 | Monroe | LA | 11 | RE | N | RE | NA |  |  | NA | N
11241 | Entergy Louisiana Inc | 1448 | Monroe | LA | 12 | RE | N | RE | NA |  |  | NA | N
26253 | Louisiana Energy & Power Authority | 1449 | Morgan City | LA | 1 | OS |  | NA | NA |  |  | NA | N
26253 | Louisiana Energy & Power Authority | 1449 | Morgan City | LA | 2 | OS |  | NA | NA |  |  | NA | N
26253 | Louisiana Energy & Power Authority | 1449 | Morgan City | LA | 3 | OP | N | NA | NA |  |  | NA | N
26253 | Louisiana Energy & Power Authority | 1449 | Morgan City | LA | 4 | OP | N | NA | NA |  |  | NA | N
26253 | Louisiana Energy & Power Authority | 1455 | Plaquemine | LA | 1 | SB |  | NA | NA |  |  | NA | N
26253 | Louisiana Energy & Power Authority | 1455 | Plaquemine | LA | 2 | OP |  | NA | NA |  |  | NA | N
11252 | Louisiana Generating LLC | 1464 | Big Cajun 1 | LA | 1B1 | SB | N | NA | NA |  |  | NA | N
11252 | Louisiana Generating LLC | 1464 | Big Cajun 1 | LA | 1B2 | OP | N | NA | NA |  |  | NA | N
31719 | FPL Energy Wyman LLC | 1507 | William F Wyman | ME | 1 | OP | N | OP | LA | BF | LN | CM | N
31719 | FPL Energy Wyman LLC | 1507 | William F Wyman | ME | 2 | OP | N | OP | LA | BF | LN | CM | N
31719 | FPL Energy Wyman LLC | 1507 | William F Wyman | ME | 3 | OP | N | OP | LA | BF | LN | CM | N
31719 | FPL Energy Wyman LLC | 1507 | William F Wyman | ME | 4 | OP | D | OP | FR | OV | LN | CM | N
14597 | Algonquin Northern Maine | 1513 | Caribou Generation Station | ME | 1 | SC | N | NA | NA |  |  | NA | N
14597 | Algonquin Northern Maine | 1513 | Caribou Generation Station | ME | 2 | SC | N | NA | NA |  |  | NA | N
58177 | Raven Power Holdings LLC | 1552 | C P Crane | MD | 1 | OP | N | OP | OV |  |  | NA | Y | Y | [8 empty] | Y
58177 | Raven Power Holdings LLC | 1552 | C P Crane | MD | 2 | OP | N | OP | OV |  |  | NA | Y | Y | [8 empty] | Y
4161 | Constellation Power Source Gen | 1553 | Gould Street | MD | 3 | OP | N | OP | LN |  |  | BW | N
58177 | Raven Power Holdings LLC | 1554 | Herbert A Wagner | MD | 1 | OP | N | NA | NA |  |  | NA | N
58177 | Raven Power Holdings LLC | 1554 | Herbert A Wagner | MD | 2 | OP | N | OP | LN | SN |  | BW | Y | Y | [11 empty] | Y
58177 | Raven Power Holdings LLC | 1554 | Herbert A Wagner | MD | 3 | OP | N | OZ | LN | SR | OV | BW | Y | Y | [11 empty] | Y
58177 | Raven Power Holdings LLC | 1554 | Herbert A Wagner | MD | 4 | OP | N | OP | STM |  |  | CN | N
4161 | Constellation Power Source Gen | 1559 | Riverside | MD | 4 | OP | N | NA | NA |  |  | NA | N
19830 | NRG Vienna Operations Inc | 1564 | Vienna Operations | MD | 8 | OP | N | NA | NA |  |  | NA | N
23279 | Allegheny Energy Supply Co LLC | 1570 | FirstEnergy R Paul Smith Power Station | MD | 11 | OP | N | OP | LN | OV |  | CE | Y | [8 empty] | Y |  | Y |  |  |  | Y
23279 | Allegheny Energy Supply Co LLC | 1570 | FirstEnergy R Paul Smith Power Station | MD | 9 | OP | N | OP | LN |  |  | ABB | Y | [12 empty] | Y
12628 | NRG Chalk Point LLC | 1571 | Chalk Point LLC | MD | 1 | OP | N | OP | LN | OV | SR | RS | Y |  |  |  |  | Y |  | Y |  |  | Y |  |  | Y
12628 | NRG Chalk Point LLC | 1571 | Chalk Point LLC | MD | 2 | OP | N | OP | LN | OV | SN | RS | Y |  |  |  |  | Y |  | Y |  |  | Y |  |  | Y
12628 | NRG Chalk Point LLC | 1571 | Chalk Point LLC | MD | 3 | OP | N | OP | OV | LN |  | RJ | N
12628 | NRG Chalk Point LLC | 1571 | Chalk Point LLC | MD | 4 | OP | D | OP | OV | LN |  | RJ | N
12653 | GenOn Mid-Atlantic LLC | 1572 | Dickerson | MD | 1 | OP | N | OP | LN | OV | SN | FW | Y | [6 empty] | Y |  | Y |  |  |  | Y
12653 | GenOn Mid-Atlantic LLC | 1572 | Dickerson | MD | 2 | OP | N | OP | LN | OV | SN | FW | Y |  |  |  |  | Y |  | Y |  | Y |  |  |  | Y
12653 | GenOn Mid-Atlantic LLC | 1572 | Dickerson | MD | 3 | OP | N | OP | LN | OV | SN | FW | Y |  |  |  |  | Y |  | Y |  | Y |  |  |  | Y
12653 | GenOn Mid-Atlantic LLC | 1573 | Morgantown Generating Plant | MD | 1 | OP | N | OP | LN | OV | SR | CE | Y |  |  |  |  | Y |  | Y |  |  |  | Y
12653 | GenOn Mid-Atlantic LLC | 1573 | Morgantown Generating Plant | MD | 2 | OP | N | OP | LN | OV | SR | CE | Y |  |  |  |  | Y |  | Y |  |  |  | Y
49965 | Constellation Mystic Power LLC | 1588 | Mystic Generating Station | MA | 7 | OP | Db | OP | LN | BF |  | CM | N
49965 | Constellation Mystic Power LLC | 1588 | Mystic Generating Station | MA | 81 | OP | Db | OP | SR |  |  |  | N
49965 | Constellation Mystic Power LLC | 1588 | Mystic Generating Station | MA | 82 | OP | Db | OP | SR |  |  |  | N
49965 | Constellation Mystic Power LLC | 1588 | Mystic Generating Station | MA | 93 | OP | Db | OP | SR |  |  |  | N
49965 | Constellation Mystic Power LLC | 1588 | Mystic Generating Station | MA | 94 | OP | Db | OP | SR |  |  |  | N
6035 | Exelon Power | 1589 | New Boston Generating Station | MA | 1 | RE | N
29926 | Entergy Nuclear Generation Co | 1590 | Pilgrim Nuclear Power Station | MA | NSS1 | OP
21463 | NRG Kendall LLC | 1595 | Kendall Square Station | MA | 1 | RE | N | RE | LN |  |  | FN | N
21463 | NRG Kendall LLC | 1595 | Kendall Square Station | MA | 2 | OP | N | OP | OT |  |  | NA | N
21463 | NRG Kendall LLC | 1595 | Kendall Square Station | MA | 3 | OP | N | OP | LN |  |  | JZ | N
21463 | NRG Kendall LLC | 1595 | Kendall Square Station | MA | 4 | OP | Db | OP | SR |  |  | NA | N
21461 | NRG Canal LLC | 1599 | Canal | MA | 1 | OP | N | OP | FR | OV | SR | NA | N
21461 | NRG Canal LLC | 1599 | Canal | MA | 2 | OP | N | OP | OV | FR | LN | RS | N
58185 | FirstLight Power Resources, Inc. - MA | 1606 | Mount Tom | MA | 1 | OP | N | OP | LN | SR |  | RS | Y | Y |  | Y |  | Y | Y |  |  | Y |  | Y
50018 | Dominion Energy New England, LLC | 1619 | Brayton Point | MA | 1 | OP | N | OP | LN |  |  | CE | Y | Y |  | Y
50018 | Dominion Energy New England, LLC | 1619 | Brayton Point | MA | 2 | OP | N | OP | LN |  |  | CE | Y | Y |  | Y
50018 | Dominion Energy New England, LLC | 1619 | Brayton Point | MA | 3 | OP | N | OP | LN |  |  | BW | Y | Y
50018 | Dominion Energy New England, LLC | 1619 | Brayton Point | MA | 4 | OP | N | OP | LN | FR |  | RD | N
57501 | NAES Salem Harbor | 1626 | Salem Harbor | MA | 1 | OP | N | OP | LN | SN |  | RS | Y | [12 empty] | Y
57501 | NAES Salem Harbor | 1626 | Salem Harbor | MA | 2 | OP | N | OP | SN | LN |  | RS | Y | [12 empty] | Y
57501 | NAES Salem Harbor | 1626 | Salem Harbor | MA | 3 | OP | N | OP | LN | SN | OV | RS | Y | [12 empty] | Y
57501 | NAES Salem Harbor | 1626 | Salem Harbor | MA | 4 | OP | N | OP | LN |  |  | RD | Y | [12 empty] | Y
56401 | NAEA Energy Massachusetts LLC | 1642 | NAEA Energy Massachusetts LLC | MA | 3 | OP | N | OP | LA | OV |  | NA | N
18488 | City of Taunton | 1682 | Cleary Flood | MA | 8 | OP | N | OP | LA | OT |  | NA | N
18488 | City of Taunton | 1682 | Cleary Flood | MA | 9 | OP | N | OP | LA | OV |  | NA | N
4254 | Consumers Energy Co | 1695 | B C Cobb | MI | 1 | SC | Da | SC | LN | OV |  | CN | N
4254 | Consumers Energy Co | 1695 | B C Cobb | MI | 2 | SC | Da | SC | LN | OV |  | CN | N
4254 | Consumers Energy Co | 1695 | B C Cobb | MI | 3 | SC | Da | SC | LN | OV |  | CN | N
4254 | Consumers Energy Co | 1695 | B C Cobb | MI | 4 | OP | N | NA | NA |  |  | NA | N
4254 | Consumers Energy Co | 1695 | B C Cobb | MI | 5 | OP | N | OP | LN | OV |  | CE | N
4254 | Consumers Energy Co | 1702 | Dan E Karn | MI | 1 | OP | N | OP | SR |  |  | NA | N
4254 | Consumers Energy Co | 1702 | Dan E Karn | MI | 2 | OP | N | OP | LN | SR | OV | BW | N
4254 | Consumers Energy Co | 1702 | Dan E Karn | MI | 3 | OP | N | OP | LN |  |  | RS | N
4254 | Consumers Energy Co | 1702 | Dan E Karn | MI | 4 | OP | N | OP | LN |  |  | RS | N
4254 | Consumers Energy Co | 1710 | J H Campbell | MI | 1 | OP | N | OP | LN | OV |  | CE | N
4254 | Consumers Energy Co | 1710 | J H Campbell | MI | 2 | OP | N | OP | LN |  |  | BW | N
4254 | Consumers Energy Co | 1710 | J H Campbell | MI | 3 | OP | D | OP | LN | OV | SR | FW | N
56192 | Entergy Nuclear Palisades LLC | 1715 | Palisades | MI | NSS1 | OP
4254 | Consumers Energy Co | 1720 | J C Weadock | MI | 7 | OP | N | OP | LN |  |  | AL | N
4254 | Consumers Energy Co | 1720 | J C Weadock | MI | 8 | OP | N | OP | LN |  |  | AL | N
4254 | Consumers Energy Co | 1723 | J R Whiting | MI | 1 | OP | N | OP | LN |  |  | FW | N
4254 | Consumers Energy Co | 1723 | J R Whiting | MI | 2 | OP | N | OP | LN |  |  | FW | N
4254 | Consumers Energy Co | 1723 | J R Whiting | MI | 3 | OP | N | OP | LN |  |  | FW | N
5109 | The DTE Electric Company | 1726 | Conners Creek | MI | 15 | OS | Da | OS | LN | FR |  | BW | N
5109 | The DTE Electric Company | 1726 | Conners Creek | MI | 16 | OS | Da | OS | LN | FR |  | BW | N
5109 | The DTE Electric Company | 1726 | Conners Creek | MI | 17 | OS | Da | OS | LN | FR |  | BW | N
5109 | The DTE Electric Company | 1726 | Conners Creek | MI | 18 | OS | Da | OS | LN | FR |  | BW | N
5109 | The DTE Electric Company | 1729 | Fermi | MI | NSS2 | OP
5109 | The DTE Electric Company | 1731 | Harbor Beach | MI | 1 | OP | N | OZ | LN |  |  | AC | N
5109 | The DTE Electric Company | 1732 | Marysville | MI | 10 | RE | N | NA | NA |  |  | NA | N
5109 | The DTE Electric Company | 1732 | Marysville | MI | 11 | RE | N | NA | NA |  |  | NA | N
5109 | The DTE Electric Company | 1732 | Marysville | MI | 12 | RE | N | NA | NA |  |  | NA | N
5109 | The DTE Electric Company | 1732 | Marysville | MI | 9 | RE | N | NA | NA |  |  | NA | N
5109 | The DTE Electric Company | 1733 | Monroe | MI | 1 | OP | N | OP | LN | SR |  | BW | N
5109 | The DTE Electric Company | 1733 | Monroe | MI | 2 | OP | N | OP | LN | SR |  | BW | N
5109 | The DTE Electric Company | 1733 | Monroe | MI | 3 | OP | N | OP | LN | SR |  | BW | N
5109 | The DTE Electric Company | 1733 | Monroe | MI | 4 | OP | N | OP | LN | SR |  | BW | N
5109 | The DTE Electric Company | 1740 | River Rouge | MI | 1 | OP | Da | OS | LN | FR |  | BW | N
5109 | The DTE Electric Company | 1740 | River Rouge | MI | 2 | OP | N | OP | OV | LN |  | BW | N
5109 | The DTE Electric Company | 1740 | River Rouge | MI | 3 | OP | N | OP | LN |  |  | MB | N
5109 | The DTE Electric Company | 1743 | St Clair | MI | 1 | OP | N | OP | LN |  |  | RJ | N
5109 | The DTE Electric Company | 1743 | St Clair | MI | 2 | OP | N | OP | LN |  |  | RJ | N
5109 | The DTE Electric Company | 1743 | St Clair | MI | 3 | OP | N | OP | LN |  |  | RJ | N
5109 | The DTE Electric Company | 1743 | St Clair | MI | 4 | OP | N | OP | LN |  |  | RJ | N
5109 | The DTE Electric Company | 1743 | St Clair | MI | 6 | OP | N | OP | LN | OV |  | CE | N
5109 | The DTE Electric Company | 1743 | St Clair | MI | 7 | OP | N | OP | LN | OV |  | BW | N
5109 | The DTE Electric Company | 1745 | Trenton Channel | MI | 16 | OP | N | OP | LN | OV |  | BW | N
5109 | The DTE Electric Company | 1745 | Trenton Channel | MI | 17 | OP | N | OP | LN | OV |  | BW | N
5109 | The DTE Electric Company | 1745 | Trenton Channel | MI | 18 | OP | N | OP | LN | OV |  | BW | N
5109 | The DTE Electric Company | 1745 | Trenton Channel | MI | 19 | OP | N | OP | LN | OV |  | BW | N
5109 | The DTE Electric Company | 1745 | Trenton Channel | MI | 9A | OP | N | OP | LN | OV |  | BW | N
20847 | Wisconsin Electric Power Co | 1769 | Presque Isle | MI | 1 | RE | N | RE | NA |  |  |  | Y
20847 | Wisconsin Electric Power Co | 1769 | Presque Isle | MI | 2 | RE | N | RE | NA |  |  |  | Y
20847 | Wisconsin Electric Power Co | 1769 | Presque Isle | MI | 3 | RE | N | RE | LN |  |  | AL | Y
20847 | Wisconsin Electric Power Co | 1769 | Presque Isle | MI | 4 | RE | N | RE | LN |  |  | AL | Y
20847 | Wisconsin Electric Power Co | 1769 | Presque Isle | MI | 5 | OP | N | OP | LN |  |  | RI | Y | [8 empty] | Y |  |  |  | Y
20847 | Wisconsin Electric Power Co | 1769 | Presque Isle | MI | 6 | OP | N | OP | LN |  |  | RI | Y | [8 empty] | Y |  |  |  | Y
20847 | Wisconsin Electric Power Co | 1769 | Presque Isle | MI | 7 | OP | D | OP | LN |  |  | RS | Y | Y | [7 empty] | Y |  |  |  | Y
20847 | Wisconsin Electric Power Co | 1769 | Presque Isle | MI | 8 | OP | D | OP | LN |  |  | RS | Y | Y | [7 empty] | Y |  |  |  | Y
20847 | Wisconsin Electric Power Co | 1769 | Presque Isle | MI | 9 | OP | D | OP | LN |  |  | RS | Y | Y | [7 empty] | Y |  |  |  | Y
58246 | Escanaba Operating Services LLC | 1771 | Escanaba | MI | 1 | OP |  | NA | NA |  |  | NA | N
58246 | Escanaba Operating Services LLC | 1771 | Escanaba | MI | 2 | OP |  | NA | NA |  |  | NA | N
56133 | L'Anse Warden Electric Company LLC | 1772 | John H Warden | MI | 1 | OP |  | NA | NA |  |  | NA | N
5107 | City of Detroit | 1822 | Mistersky | MI | 5 | RE | N | RE | LN |  |  | FN | N
5107 | City of Detroit | 1822 | Mistersky | MI | 6 | OS | N | OS | LN |  |  | FN | N
5107 | City of Detroit | 1822 | Mistersky | MI | 7 | OS | Da | OS | OV |  |  | NA | N
7483 | City of Grand Haven | 1825 | J B Sims | MI | 3 | OP | N | OP | AA | LN | SN | AB | Y | [6 empty] | Y | [5 empty] | Y
8723 | City of Holland | 1830 | James De Young | MI | 3 | OP |  | NA | NA |  |  | NA | N
8723 | City of Holland | 1830 | James De Young | MI | 4 | OP |  | NA | NA |  |  | NA | N
8723 | City of Holland | 1830 | James De Young | MI | 5 | OP |  | OP | LN |  |  | GR | N
56155 | Lansing Board of Water and Light | 1831 | Eckert Station | MI | 1 | OP | N | OP | OV | LN |  | AC | N
56155 | Lansing Board of Water and Light | 1831 | Eckert Station | MI | 2 | OP | N | OP | LN | OV |  | NA | N
56155 | Lansing Board of Water and Light | 1831 | Eckert Station | MI | 3 | OP | N | OP | OV | LN |  | AC | N
56155 | Lansing Board of Water and Light | 1831 | Eckert Station | MI | 4 | OP | N | OP | LN | OV |  | BW | N
56155 | Lansing Board of Water and Light | 1831 | Eckert Station | MI | 5 | OP | N | OP | LN | OV |  | BW | N
56155 | Lansing Board of Water and Light | 1831 | Eckert Station | MI | 6 | OP | N | OP | LN | OV |  | BW | N
56155 | Lansing Board of Water and Light | 1832 | Erickson Station | MI | 1 | OP | N | OP | LN | OV |  | BW | N
11701 | City of Marquette - (MI) | 1843 | Shiras | MI | 1 | OS | N | NA | NA |  |  | NA | N
11701 | City of Marquette - (MI) | 1843 | Shiras | MI | 2 | OP | N | NA | NA |  |  | NA | N
11701 | City of Marquette - (MI) | 1843 | Shiras | MI | 3 | OP | N | NA | OV |  |  | NA | N
21048 | Wyandotte Municipal Serv Comm | 1866 | Wyandotte | MI | 5 | OP | N | OP | LN |  |  | NB | N
21048 | Wyandotte Municipal Serv Comm | 1866 | Wyandotte | MI | 7 | OP | N | OP | LN |  |  | EA | Y
21048 | Wyandotte Municipal Serv Comm | 1866 | Wyandotte | MI | 8 | OP | N | OP | CF |  |  | NA | Y | [8 empty] | Y
9417 | Interstate Power and Light Co | 1888 | Fox Lake | MN | 1 | OP | N | NA | NA |  |  | NA | N
9417 | Interstate Power and Light Co | 1888 | Fox Lake | MN | 2 | RE | N | NA | NA |  |  | NA | N
9417 | Interstate Power and Light Co | 1888 | Fox Lake | MN | 3 | OP | N | NA | NA |  |  | NA | N
12647 | Minnesota Power Inc | 1891 | Syl Laskin | MN | 1 | OP | N | OP | OV | LN |  | FW | N
12647 | Minnesota Power Inc | 1891 | Syl Laskin | MN | 2 | OP | N | OP | OV | LN |  | FW | N
12647 | Minnesota Power Inc | 1893 | Clay Boswell | MN | 1 | OP | N | OP | LN | OV | SN | EA | Y | [9 empty] | Y
12647 | Minnesota Power Inc | 1893 | Clay Boswell | MN | 2 | OP | N | OP | LN | OV | SN | EA | Y | [9 empty] | Y
12647 | Minnesota Power Inc | 1893 | Clay Boswell | MN | 3 | OP | N | OP | OV | LN | SR | MI | Y | Y | [7 empty] | Y
12647 | Minnesota Power Inc | 1893 | Clay Boswell | MN | 4 | OP | D | OP | OV | SN | LN | MI | N
12647 | Minnesota Power Inc | 1897 | M L Hibbard | MN | 3 | OP | Db | OP | OV |  |  | NA | N
12647 | Minnesota Power Inc | 1897 | M L Hibbard | MN | 4 | OP | Db | OP | OV |  |  | NA | N
13781 | Northern States Power Co - Minnesota | 1904 | Black Dog | MN | 3 | OP | N | NA | NA |  |  | NA | N
13781 | Northern States Power Co - Minnesota | 1904 | Black Dog | MN | 4 | OP | N | NA | NA |  |  | NA | N
13781 | Northern States Power Co - Minnesota | 1904 | Black Dog | MN | 5 | OP | Da | OP | LN | SR |  | SW | N
13781 | Northern States Power Co - Minnesota | 1912 | High Bridge | MN | 9 | OP | N | NA | NA |  |  | NA | N
13781 | Northern States Power Co - Minnesota | 1912 | High Bridge | MN | 5 | RE | N | NA | NA |  |  |  | N
13781 | Northern States Power Co - Minnesota | 1912 | High Bridge | MN | 6 | RE | N | NA | NA |  |  |  | N
13781 | Northern States Power Co - Minnesota | 1915 | Allen S King | MN | 1 | OP | N | OP | OV | SR |  | NA | Y | Y
13781 | Northern States Power Co - Minnesota | 1918 | Minnesota Valley | MN | 4 | RE | N
13781 | Northern States Power Co - Minnesota | 1922 | Monticello | MN | NSS1 | OP
13781 | Northern States Power Co - Minnesota | 1925 | Prairie Island | MN | NSS1 | OP
13781 | Northern States Power Co - Minnesota | 1925 | Prairie Island | MN | NSS2 | OP
13781 | Northern States Power Co - Minnesota | 1926 | Red Wing | MN | 1 | OP | N | NA | NA |  |  | NA | N
13781 | Northern States Power Co - Minnesota | 1926 | Red Wing | MN | 2 | OP | N | NA | NA |  |  | NA | N
13781 | Northern States Power Co - Minnesota | 1927 | Riverside | MN | 6 | RE | N
13781 | Northern States Power Co - Minnesota | 1927 | Riverside | MN | 7 | RE | N
13781 | Northern States Power Co - Minnesota | 1927 | Riverside | MN | 7A | OP
13781 | Northern States Power Co - Minnesota | 1927 | Riverside | MN | 8 | RE | N
13781 | Northern States Power Co - Minnesota | 1934 | Wilmarth | MN | 1 | OP | N | NA | NA |  |  | NA | N
13781 | Northern States Power Co - Minnesota | 1934 | Wilmarth | MN | 2 | OP | N | NA | NA |  |  | NA | N
14232 | Otter Tail Power Co | 1943 | Hoot Lake | MN | 1 | RE | N | RE | NA |  |  |  | N
14232 | Otter Tail Power Co | 1943 | Hoot Lake | MN | 2 | OP | N | OP | LN | OV |  | AL | N
14232 | Otter Tail Power Co | 1943 | Hoot Lake | MN | 3 | OP | N | OP | LN | OV |  | BMD | N
1009 | City of Austin - (MN) | 1960 | Austin Downtown | MN | 1 | OS |  | NA | NA |  |  | NA | N
1009 | City of Austin - (MN) | 1960 | Austin Downtown | MN | 3 | OS |  | NA | NA |  |  | NA | N
1009 | City of Austin - (MN) | 1960 | Austin Downtown | MN | 4 | OS |  | NA | NA |  |  | NA | N
1009 | City of Austin - (MN) | 1960 | Austin Downtown | MN | 5 | OS |  | NA | NA |  |  | NA | N
1009 | City of Austin - (MN) | 1961 | Austin Northeast | MN | NEPP | OP |  | OP | LN |  |  | EL | N
40580 | Southern Minnesota Mun P Agny | 1973 | Fairmont | MN | 1 | RE | N
40580 | Southern Minnesota Mun P Agny | 1973 | Fairmont | MN | 2 | RE | N
40580 | Southern Minnesota Mun P Agny | 1973 | Fairmont | MN | 3 | RE | N
40580 | Southern Minnesota Mun P Agny | 1973 | Fairmont | MN | 4 | RE | N
8543 | Hibbing Public Utilities Comm | 1979 | Hibbing | MN | 1 | OP | N | NA | NA |  |  | NA | N
8543 | Hibbing Public Utilities Comm | 1979 | Hibbing | MN | 2 | OP |  | NA | NA |  |  | NA | N
8543 | Hibbing Public Utilities Comm | 1979 | Hibbing | MN | 3 | OP | N | NA | NA |  |  | NA | N
8543 | Hibbing Public Utilities Comm | 1979 | Hibbing | MN | 4 | OP | N | OP | SN |  |  | NA | N
13488 | New Ulm Public Utilities Comm | 2001 | New Ulm | MN | 1 | OP |  | NA | NA |  |  | NA | N
13488 | New Ulm Public Utilities Comm | 2001 | New Ulm | MN | 2 | OP |  | NA | NA |  |  | NA | N
13488 | New Ulm Public Utilities Comm | 2001 | New Ulm | MN | 4 | OP |  | NA | NA |  |  | NA | N
14246 | City of Owatonna | 2003 | Owatonna | MN | 5 | RE |  | NA | NA |  |  | NA | N
14246 | City of Owatonna | 2003 | Owatonna | MN | 6 | RE |  | NA | NA |  |  | NA | N
16181 | Rochester Public Utilities | 2008 | Silver Lake | MN | 1 | OP | N | NA | NA |  |  | NA | N
16181 | Rochester Public Utilities | 2008 | Silver Lake | MN | 2 | OP | N | NA | NA |  |  | NA | N
16181 | Rochester Public Utilities | 2008 | Silver Lake | MN | 3 | OP | N | NA | NA |  |  | NA | N
16181 | Rochester Public Utilities | 2008 | Silver Lake | MN | 4 | OP | N | OP | LN | OV | SN | MT | Y |  |  | Y |  |  | Y |  |  | Y
19883 | City of Virginia | 2018 | Virginia | MN | 10 | OP | N | OP | FR | LN |  | CN | N
19883 | City of Virginia | 2018 | Virginia | MN | 11 | OP |  | OP | SN |  |  | NA | N
19883 | City of Virginia | 2018 | Virginia | MN | 7 | OP | N | NA | NA |  |  | NA | N
19883 | City of Virginia | 2018 | Virginia | MN | 9 | OP | N | NA | NA |  |  | NA | N
20737 | Willmar Municipal Utilities | 2022 | Willmar | MN | 1 | RE | D |  | NA |  |  |  | N
20737 | Willmar Municipal Utilities | 2022 | Willmar | MN | 2 | SB | N | SB | LN |  |  | CN | N
20737 | Willmar Municipal Utilities | 2022 | Willmar | MN | 3 | OP | N | NA | NA |  |  | NA | N
7570 | Great River Energy | 2039 | Elk River | MN | 1 | OP | N | NA | NA |  |  | NA | N
7570 | Great River Energy | 2039 | Elk River | MN | 2 | OP | N | NA | NA |  |  | NA | N
7570 | Great River Energy | 2039 | Elk River | MN | 3 | OP | N | NA | NA |  |  | NA | N
12686 | Mississippi Power Co | 2046 | Eaton | MS | 1 | OP | N | NA | NA |  |  | NA | N
12686 | Mississippi Power Co | 2046 | Eaton | MS | 2 | OP | N | NA | NA |  |  | NA | N
12686 | Mississippi Power Co | 2046 | Eaton | MS | 3 | OP | N | NA | NA |  |  | NA | N
12686 | Mississippi Power Co | 2048 | Sweatt | MS | 1 | OP | N | NA | NA |  |  | NA | N
12686 | Mississippi Power Co | 2048 | Sweatt | MS | 2 | OP | N | NA | NA |  |  | NA | N
12686 | Mississippi Power Co | 2049 | Jack Watson | MS | 1 | OP | N | OP | LN | OV |  | RS | N
12686 | Mississippi Power Co | 2049 | Jack Watson | MS | 2 | OP | N | OP | LN | OV |  | RS | N
12686 | Mississippi Power Co | 2049 | Jack Watson | MS | 3 | OP | N | OP | OV | LN |  | RS | N
12686 | Mississippi Power Co | 2049 | Jack Watson | MS | 4 | OP | N | OP | LN | OV |  | RS | N
12686 | Mississippi Power Co | 2049 | Jack Watson | MS | 5 | OP | N | OP | LN | OV |  | RS | N
12685 | Entergy Mississippi Inc | 2050 | Baxter Wilson | MS | 1 | OP | N | OP | OT |  |  | NA | N
12685 | Entergy Mississippi Inc | 2050 | Baxter Wilson | MS | 2 | OP | N | OP | OT |  |  | NA | N
12685 | Entergy Mississippi Inc | 2051 | Delta | MS | 1 | RE | D | NA | NA |  |  | NA | N
12685 | Entergy Mississippi Inc | 2051 | Delta | MS | 2 | RE | D | NA | NA |  |  | NA | N
12685 | Entergy Mississippi Inc | 2052 | Natchez | MS | 1 | RE | N | NA | NA |  |  | NA | N
12685 | Entergy Mississippi Inc | 2053 | Rex Brown | MS | 1A | RE | N | NA | NA |  |  | NA | N
12685 | Entergy Mississippi Inc | 2053 | Rex Brown | MS | 1B | RE | N | NA | NA |  |  | NA | N
12685 | Entergy Mississippi Inc | 2053 | Rex Brown | MS | 3 | OP | N | NA | NA |  |  | NA | N
12685 | Entergy Mississippi Inc | 2053 | Rex Brown | MS | 4 | OP | N | NA | NA |  |  | NA | N
3702 | Clarksdale Public Utilities | 2059 | L L Wilkins | MS | 7 | OP |  | NA | NA |  |  | NA | N
3702 | Clarksdale Public Utilities | 2059 | L L Wilkins | MS | 8 | OP |  | NA | NA |  |  | NA | N
3702 | Clarksdale Public Utilities | 2060 | Third Street | MS | 4 | RE
7651 | Greenwood Utilities Comm | 2062 | Henderson | MS | H1 | OP | N | NA | NA |  |  | NA | N
7651 | Greenwood Utilities Comm | 2062 | Henderson | MS | H3 | OP | N | NA | NA |  |  | NA | N
7651 | Greenwood Utilities Comm | 2062 | Henderson | MS | HRSG | OP
7651 | Greenwood Utilities Comm | 2063 | Wright | MS | W1 | OP | N | NA | NA |  |  | NA | N
7651 | Greenwood Utilities Comm | 2063 | Wright | MS | W3 | OP |  | NA | NA |  |  | NA | N
21095 | Public Serv Comm of Yazoo City | 2067 | Yazoo | MS | 3 | SB
21095 | Public Serv Comm of Yazoo City | 2067 | Yazoo | MS | HRSG1 | OP
17568 | South Mississippi El Pwr Assn | 2070 | Moselle | MS | 1 | RE | N | NA | NA |  |  | NA | N
17568 | South Mississippi El Pwr Assn | 2070 | Moselle | MS | 2 | RE | N | NA | NA |  |  | NA | N
17568 | South Mississippi El Pwr Assn | 2070 | Moselle | MS | 3 | OP | N | NA | NA |  |  | NA | N
17568 | South Mississippi El Pwr Assn | 2070 | Moselle | MS | HRSG1 | OP | N | OP | SR |  |  | GE | N
17568 | South Mississippi El Pwr Assn | 2070 | Moselle | MS | HRSG2 | OP | N | OP | SR |  |  | GE | N
5860 | Empire District Electric Co | 2076 | Asbury | MO | 1 | OP | N | OP | OV | SR |  | NA | Y | [10 empty] | Y
10000 | Kansas City Power & Light Co | 2079 | Hawthorn | MO | 5A | OP | Da | OP | LN | OV | SR | BW | N
10000 | Kansas City Power & Light Co | 2079 | Hawthorn | MO | 9 | OP | Da | OP | SR |  |  | NA | N
10000 | Kansas City Power & Light Co | 2080 | Montrose | MO | 1 | OP | N | NA | NA |  |  | NA | N
10000 | Kansas City Power & Light Co | 2080 | Montrose | MO | 2 | OP | N | OP | OV |  |  | FT | N
10000 | Kansas City Power & Light Co | 2080 | Montrose | MO | 3 | OP | N | OP | OV |  |  | FT | N
56211 | KCP&L Greater Missouri Operations Co | 2094 | Sibley | MO | 2 | OP | N | OP | OV |  |  | NA | N
56211 | KCP&L Greater Missouri Operations Co | 2094 | Sibley | MO | 3 | OP | N | OP | OV | SR |  | NA | N
56211 | KCP&L Greater Missouri Operations Co | 2094 | Sibley | MO | 1 | OP | N | OP | OV |  |  | NA | N
56211 | KCP&L Greater Missouri Operations Co | 2098 | Lake Road | MO | 1 | OP | N | NA | NA |  |  | NA | N
56211 | KCP&L Greater Missouri Operations Co | 2098 | Lake Road | MO | 2 | OP | N | NA | NA |  |  | NA | N
56211 | KCP&L Greater Missouri Operations Co | 2098 | Lake Road | MO | 3 | OP | N | NA | NA |  |  | NA | N
56211 | KCP&L Greater Missouri Operations Co | 2098 | Lake Road | MO | 4 | OP | N | NA | NA |  |  | NA | N
56211 | KCP&L Greater Missouri Operations Co | 2098 | Lake Road | MO | 5 | OP | N | NA | NA |  |  | NA | N
56211 | KCP&L Greater Missouri Operations Co | 2098 | Lake Road | MO | 6 | OP | N | OP | OV |  |  | NA | N
56211 | KCP&L Greater Missouri Operations Co | 2098 | Lake Road | MO | 8 | OP | Db | OP | LN |  |  | ID | N
19436 | Union Electric Co - (MO) | 2103 | Labadie | MO | 1 | OP | N | OP | LN | OV |  | CE | N
19436 | Union Electric Co - (MO) | 2103 | Labadie | MO | 2 | OP | N | OP | LN | OV |  | CE | N
19436 | Union Electric Co - (MO) | 2103 | Labadie | MO | 3 | OP | N | OP | LN | OV |  | CE | N
19436 | Union Electric Co - (MO) | 2103 | Labadie | MO | 4 | OP | N | OP | LN | OV |  | CE | N
19436 | Union Electric Co - (MO) | 2104 | Meramec | MO | 1 | OP | N | OP | LN | OV |  | AL | N
19436 | Union Electric Co - (MO) | 2104 | Meramec | MO | 2 | OP | N | OP | LN | OV |  | AL | N
19436 | Union Electric Co - (MO) | 2104 | Meramec | MO | 3 | OP | N | OP | LN | OV |  | AC | N
19436 | Union Electric Co - (MO) | 2104 | Meramec | MO | 4 | OP | N | OP | LN | OV |  | AL | N
19436 | Union Electric Co - (MO) | 2107 | Sioux | MO | 1 | OP | N | OP | OV | SN | OT | NA | Y |  |  |  |  | Y
19436 | Union Electric Co - (MO) | 2107 | Sioux | MO | 2 | OP | N | OP | OV | SN | OT | NA | Y |  |  |  |  | Y
4045 | City of Columbia - (MO) | 2123 | Columbia | MO | 6 | OP |  | NA | NA |  |  | NA | N
4045 | City of Columbia - (MO) | 2123 | Columbia | MO | 7 | OP |  | NA | NA |  |  | NA | N
4045 | City of Columbia - (MO) | 2123 | Columbia | MO | 8 | SB |  | NA | NA |  |  | NA | N
9231 | City of Independence - (MO) | 2132 | Blue Valley | MO | 1 | OP | N | NA | NA |  |  | NA | N
9231 | City of Independence - (MO) | 2132 | Blue Valley | MO | 2 | OP | N | NA | NA |  |  | NA | N
9231 | City of Independence - (MO) | 2132 | Blue Valley | MO | 3 | OP | N | OP | OV | LN |  | NA | N
11732 | City of Marshall - (MO) | 2144 | Marshall | MO | 3 | SB |  | NA | NA |  |  | NA | N
11732 | City of Marshall - (MO) | 2144 | Marshall | MO | 4 | OP |  | NA | NA |  |  | NA | N
11732 | City of Marshall - (MO) | 2144 | Marshall | MO | 5 | OP |  | NA | NA |  |  | NA | N
17177 | City of Sikeston - (MO) | 2158 | Coleman | MO | 6768 |  | D
17833 | City Utilities of Springfield - (MO) | 2161 | James River Power Station | MO | 1 | OP | N | NA | NA |  |  | NA | N
17833 | City Utilities of Springfield - (MO) | 2161 | James River Power Station | MO | 2 | OP | N | NA | NA |  |  | NA | N
17833 | City Utilities of Springfield - (MO) | 2161 | James River Power Station | MO | 3 | OP | N | OP | LN | OV | SN | AC | N
17833 | City Utilities of Springfield - (MO) | 2161 | James River Power Station | MO | 4 | OP | N | OP | LN | OV | SN | AC | N
17833 | City Utilities of Springfield - (MO) | 2161 | James River Power Station | MO | 5 | OP | N | OP | LN | OV | SN | AC | N
924 | Associated Electric Coop, Inc | 2167 | New Madrid | MO | 1 | OP | N | OP | SR | OV |  | NA | Y | [9 empty] | Y |  |  | Y |  | Y
924 | Associated Electric Coop, Inc | 2167 | New Madrid | MO | 2 | OP | N | OZ | SR | OV |  | NA | Y | [12 empty] | Y
924 | Associated Electric Coop, Inc | 2168 | Thomas Hill | MO | MB1 | OP | N | OP | OV | SR |  | NA | Y | [12 empty] | Y
924 | Associated Electric Coop, Inc | 2168 | Thomas Hill | MO | MB2 | OP | N | OP | OV | SR |  | NA | Y | [12 empty] | Y
924 | Associated Electric Coop, Inc | 2168 | Thomas Hill | MO | MB3 | OP | D | OP | LN | OV | SR | BW | N | [10 empty] | Y
3242 | Central Electric Power Coop - (MO) | 2169 | Chamois | MO | 1 | OP |  | NA | NA |  |  | NA | Y | [12 empty] | Y
3242 | Central Electric Power Coop - (MO) | 2169 | Chamois | MO | 2 | OP |  | NA | NA |  |  | NA | Y | [12 empty] | Y
9231 | City of Independence - (MO) | 2171 | Missouri City | MO | 1 | OP | N | NA | NA |  |  | NA | N
9231 | City of Independence - (MO) | 2171 | Missouri City | MO | 2 | OP | N | NA | NA |  |  | NA | N
15298 | PPL Montana LLC | 2187 | J E Corette Plant | MT | 2 | OP | N | OP | OV | LN |  | CE | Y | Y | [11 empty] | Y
13337 | Nebraska Public Power District | 2226 | Canaday | NE | 1 | OP | N | NA | NA |  |  | NA | N
6132 | City of Fairbury | 2236 | Fairbury | NE | 1 | OP |  | NA | NA |  |  | NA | N
6779 | City of Fremont - (NE) | 2240 | Lon Wright | NE | 6 | OP | N | NA | NA |  |  | NA | N
6779 | City of Fremont - (NE) | 2240 | Lon Wright | NE | 7 | OP | N | NA | NA |  |  | NA | N
6779 | City of Fremont - (NE) | 2240 | Lon Wright | NE | 8 | OP | D | OP | LN |  |  | BW | N
40606 | City of Grand Island - (NE) | 2241 | C W Burdick | NE | B-1 | SB | N | NA | NA |  |  | NA | N
40606 | City of Grand Island - (NE) | 2241 | C W Burdick | NE | B-2 | SB | N | NA | NA |  |  | NA | N
40606 | City of Grand Island - (NE) | 2241 | C W Burdick | NE | B-3 | SB | N | NA | NA |  |  | NA | N
8245 | City of Hastings - (NE) | 2244 | North Denver | NE | 4 | SB | N | NA | NA |  |  | NA | N
8245 | City of Hastings - (NE) | 2244 | North Denver | NE | 5 | SB | N | NA | NA |  |  | NA | N
13337 | Nebraska Public Power District | 2277 | Sheldon | NE | 1 | OP | Dc | NA | NA |  |  | NA | N
13337 | Nebraska Public Power District | 2277 | Sheldon | NE | 2 | OP | Dc | NA | NA |  |  | NA | N
14127 | Omaha Public Power District | 2289 | Fort Calhoun | NE | NSS1 | OS
14127 | Omaha Public Power District | 2291 | North Omaha | NE | 1 | OP | N | NA | NA |  |  | NA | N
14127 | Omaha Public Power District | 2291 | North Omaha | NE | 2 | OP | N | OP | LN |  |  | CE | N
14127 | Omaha Public Power District | 2291 | North Omaha | NE | 3 | OP | N | OP | LN |  |  | CE | N
14127 | Omaha Public Power District | 2291 | North Omaha | NE | 4 | OP | N | NA | NA |  |  | NA | N
14127 | Omaha Public Power District | 2291 | North Omaha | NE | 5 | OP | N | OP | LN |  |  | AL | N
13407 | Nevada Power Co | 2322 | Clark | NV | 1 | RE | N
13407 | Nevada Power Co | 2322 | Clark | NV | 2 | RE | N
13407 | Nevada Power Co | 2322 | Clark | NV | 3 | RE | N
13407 | Nevada Power Co | 2322 | Clark | NV | 5 | OP
13407 | Nevada Power Co | 2322 | Clark | NV | 6 | OP
13407 | Nevada Power Co | 2322 | Clark | NV | 7 | OP
13407 | Nevada Power Co | 2322 | Clark | NV | 8 | OP
13407 | Nevada Power Co | 2324 | Reid Gardner | NV | 1 | OP | N | OP | LN | OV |  | FW | Y | [6 empty] | Y |  | Y
13407 | Nevada Power Co | 2324 | Reid Gardner | NV | 2 | OP | N | OP | LN | OV |  | FW | Y | [6 empty] | Y |  | Y
13407 | Nevada Power Co | 2324 | Reid Gardner | NV | 3 | OP | D | OP | LN | OV |  | FW | Y | [6 empty] | Y |  | Y
13407 | Nevada Power Co | 2324 | Reid Gardner | NV | 4 | OP | Da | OP | LN | OV |  | FW | Y | [6 empty] | Y |  |  | Y
13407 | Nevada Power Co | 2326 | Sunrise | NV | 1 | RE | N | NA | NA |  |  | NA | N
17166 | Sierra Pacific Power Co | 2330 | Fort Churchill | NV | 1 | OP | N | PL | OV | LN |  | NA | N
17166 | Sierra Pacific Power Co | 2330 | Fort Churchill | NV | 2 | OP | N | PL | OV | LN |  | NA | N
17166 | Sierra Pacific Power Co | 2336 | Tracy | NV | 1 | OP | N | NA | NA |  |  | NA | N
17166 | Sierra Pacific Power Co | 2336 | Tracy | NV | 2 | OP | N | NA | NA |  |  | NA | N
17166 | Sierra Pacific Power Co | 2336 | Tracy | NV | 3 | OP | N | NA | NA |  |  | NA | N
17166 | Sierra Pacific Power Co | 2336 | Tracy | NV | 4 | OP | Db | OP | LN | STM |  | AT | N
17166 | Sierra Pacific Power Co | 2336 | Tracy | NV | 8 | OP | Db | OP | SR |  |  | CN | N
17166 | Sierra Pacific Power Co | 2336 | Tracy | NV | 9 | OP | Db | OP | SR |  |  | CN | N
17609 | Southern California Edison Co | 2341 | Mohave | NV | 1 | OS | N | NA | NA |  |  | NA | N
17609 | Southern California Edison Co | 2341 | Mohave | NV | 2 | OS | N | NA | NA |  |  | NA | N
15472 | Public Service Co of NH | 2364 | Merrimack | NH | 1 | OP | N | OP | SR |  |  | NA | Y |  |  |  |  | Y
15472 | Public Service Co of NH | 2364 | Merrimack | NH | 2 | OP | N | OP | SR |  |  | NA | N
15472 | Public Service Co of NH | 2367 | Schiller | NH | 4 | OP | N | OP | LN | SN | OV | RJ | N
15472 | Public Service Co of NH | 2367 | Schiller | NH | 5 | RE | N | RE | LN | SN | OV | RJ | N
15472 | Public Service Co of NH | 2367 | Schiller | NH | 5W | OP | Db | OP | SN | CF |  | NA | N
15472 | Public Service Co of NH | 2367 | Schiller | NH | 6 | OP | N | OP | LN | SN | OV | RJ | N
55768 | RC Cape May Holdings LLC | 2378 | B L England | NJ | 1 | OP | N | OP | SN | OV |  | NA | Y | Y | [8 empty] | Y
55768 | RC Cape May Holdings LLC | 2378 | B L England | NJ | 2 | OP | N | OP | SN | OV |  | NA | Y | Y |  |  |  | Y |  | Y | [5 empty] | Y
55768 | RC Cape May Holdings LLC | 2378 | B L England | NJ | 3 | OP | N | OP | SN |  |  | RJ | N
56606 | Calpine New Jersey Generation LLC | 2384 | Deepwater | NJ | 1 | OP | N | NA | NA |  |  | NA | N
56606 | Calpine New Jersey Generation LLC | 2384 | Deepwater | NJ | 8 | OP | N | OP | LN | OV |  | PX | N
55951 | Exelon Nuclear | 2388 | Oyster Creek | NJ | NSS1 | OP
17235 | NRG REMA LLC | 2393 | Gilbert | NJ | 4 | OP | D
17235 | NRG REMA LLC | 2393 | Gilbert | NJ | 5 | OP
17235 | NRG REMA LLC | 2393 | Gilbert | NJ | 6 | OP
17235 | NRG REMA LLC | 2393 | Gilbert | NJ | 7 | OP
15147 | PSEG Fossil LLC | 2398 | Bergen Generating Station | NJ | 1101 | OP | Db | OP | LN | H20 |  | GE | N
15147 | PSEG Fossil LLC | 2398 | Bergen Generating Station | NJ | 1201 | OP | Db | OP | LN | H20 |  | GE | N
15147 | PSEG Fossil LLC | 2398 | Bergen Generating Station | NJ | 1301 | OP | Db | OP | LN | H20 |  | GE | N
15147 | PSEG Fossil LLC | 2398 | Bergen Generating Station | NJ | 1401 | OP | Db | OP | LN | H20 |  | GE | N
15147 | PSEG Fossil LLC | 2398 | Bergen Generating Station | NJ | 2101 | OP | Db | OP | SR | LN |  | GE | N
15147 | PSEG Fossil LLC | 2398 | Bergen Generating Station | NJ | 2201 | OP | Db | OP | SR | LN |  | GE | N
15147 | PSEG Fossil LLC | 2403 | PSEG Hudson Generating Station | NJ | 1 | RE | N | RE |  |  |  |  | N
15147 | PSEG Fossil LLC | 2403 | PSEG Hudson Generating Station | NJ | 2 | OP | N | OP | LN | SR | OV | PX | Y | Y | [7 empty] | Y
15147 | PSEG Fossil LLC | 2404 | PSEG Kearny Generating Station | NJ | 7 | RE | N
15147 | PSEG Fossil LLC | 2404 | PSEG Kearny Generating Station | NJ | 8 | RE | N
15147 | PSEG Fossil LLC | 2406 | PSEG Linden Generating Station | NJ | 11 | OP | Db | OP | SR | LN |  | GE | N
15147 | PSEG Fossil LLC | 2406 | PSEG Linden Generating Station | NJ | 12 | OP | Db | OP | SR | LN |  | GE | N
15147 | PSEG Fossil LLC | 2406 | PSEG Linden Generating Station | NJ | 21 | OP | Db | OP | SR | LN |  | GE | N
15147 | PSEG Fossil LLC | 2406 | PSEG Linden Generating Station | NJ | 22 | OP | Db | OP | SR | LN |  | GE | N
15147 | PSEG Fossil LLC | 2408 | PSEG Mercer Generating Station | NJ | 1 | OP | N | OP | SR |  |  | NA | Y | Y | [7 empty] | Y
15147 | PSEG Fossil LLC | 2408 | PSEG Mercer Generating Station | NJ | 2 | OP | N | OP | SR |  |  | NA | Y | Y | [7 empty] | Y
15478 | PSEG Nuclear LLC | 2410 | PSEG Salem Generating Station | NJ | NSS1 | OP
15478 | PSEG Nuclear LLC | 2410 | PSEG Salem Generating Station | NJ | NSS2 | OP
15147 | PSEG Fossil LLC | 2411 | PSEG Sewaren Generating Station | NJ | 1 | OP | N | NA | NA |  |  | NA | N
15147 | PSEG Fossil LLC | 2411 | PSEG Sewaren Generating Station | NJ | 2 | OP | N | NA | NA |  |  | NA | N
15147 | PSEG Fossil LLC | 2411 | PSEG Sewaren Generating Station | NJ | 3 | OP | N | NA | NA |  |  | NA | N
15147 | PSEG Fossil LLC | 2411 | PSEG Sewaren Generating Station | NJ | 4 | OP | N | NA | NA |  |  | NA | N
19856 | City of Vineland - (NJ) | 2434 | Howard Down | NJ | 10 | RE | N | RE | LN | OV |  | RS | Y | [11 empty] | Y
19856 | City of Vineland - (NJ) | 2434 | Howard Down | NJ | 4 | RE |  | RE | NA |  |  |  | N
19856 | City of Vineland - (NJ) | 2434 | Howard Down | NJ | 7 | RE | N | RE | NA |  |  |  | N
19856 | City of Vineland - (NJ) | 2434 | Howard Down | NJ | 8 | RE | N | RE | LN | OV |  | JZ | N
19856 | City of Vineland - (NJ) | 2434 | Howard Down | NJ | 9 | RE | N | RE | LN | OV |  | JZ | N
803 | Arizona Public Service Co | 2442 | Four Corners | NM | 1 | OP | N | OP | LN |  |  | FW | Y |  |  |  |  | Y |  | Y
803 | Arizona Public Service Co | 2442 | Four Corners | NM | 2 | OP | N | OP | LN |  |  | FW | Y |  |  |  |  | Y |  | Y
803 | Arizona Public Service Co | 2442 | Four Corners | NM | 3 | OP | N | OP | LN |  |  | FW | Y |  |  |  |  | Y |  | Y
803 | Arizona Public Service Co | 2442 | Four Corners | NM | 4 | OP | N | OP | LN |  |  | FW | Y |  |  |  |  | Y |  | Y |  | Y
803 | Arizona Public Service Co | 2442 | Four Corners | NM | 5 | OP | N | OP | LN |  |  | FW | Y |  |  |  |  | Y |  | Y |  |  | Y
5701 | El Paso Electric Co | 2444 | Rio Grande | NM | 6 | OP | N | OP | LA |  |  | NA | N
5701 | El Paso Electric Co | 2444 | Rio Grande | NM | 7 | OP | N | OP | LA |  |  | NA | N
5701 | El Paso Electric Co | 2444 | Rio Grande | NM | 8 | OP | N | OP | LA |  |  | NA | N
17718 | Southwestern Public Service Co | 2446 | Maddox | NM | 051B | OP | N | OP | OV |  |  | NA | N
15473 | Public Service Co of NM | 2450 | Reeves | NM | 1 | OP | N | NA | NA |  |  | NA | N
15473 | Public Service Co of NM | 2450 | Reeves | NM | 2 | OP | N | NA | NA |  |  | NA | N
15473 | Public Service Co of NM | 2450 | Reeves | NM | 3 | OP | N | NA | NA |  |  | NA | N
15473 | Public Service Co of NM | 2451 | San Juan | NM | 4 | OP | D | OP | LN | OV |  | BW | Y | Y | [5 empty] | Y |  | Y
15473 | Public Service Co of NM | 2451 | San Juan | NM | 1 | OP | D | OP | LN | OV | LA | BW | Y | Y | [5 empty] | Y |  | Y
15473 | Public Service Co of NM | 2451 | San Juan | NM | 2 | OP | N | OP | LA | LN | OV | BW | Y | Y | [5 empty] | Y |  | Y
15473 | Public Service Co of NM | 2451 | San Juan | NM | 3 | OP | D | OP | LN | OV |  | BW | Y | Y | [5 empty] | Y |  | Y
17718 | Southwestern Public Service Co | 2454 | Cunningham | NM | 121B | OP | N | OP | OV |  |  | NA | N
17718 | Southwestern Public Service Co | 2454 | Cunningham | NM | 122B | OP | N | OP | OV |  |  | NA | N
6204 | City of Farmington - (NM) | 2465 | Animas | NM | 3 | RE | N | NA | NA |  |  | NA | N
6204 | City of Farmington - (NM) | 2465 | Animas | NM | 4 | RE | N | NA | NA |  |  | NA | N
6204 | City of Farmington - (NM) | 2465 | Animas | NM | HRSG1 | OP |  | OP | LN |  |  | ABB | N
15473 | Public Service Co of NM | 2475 | Algodones | NM | 1 | SC |  | NA | NA |  |  | NA | N
15473 | Public Service Co of NM | 2475 | Algodones | NM | 2 | SC |  | NA | NA |  |  | NA | N
15473 | Public Service Co of NM | 2475 | Algodones | NM | 3 | SC |  | NA | NA |  |  | NA | N
5511 | CCI Roseton LLC | 2480 | Danskammer Generating Station | NY | 1 | OP | N | OP | NA |  |  | NA | N
5511 | CCI Roseton LLC | 2480 | Danskammer Generating Station | NY | 2 | OP | N | OP | NA |  |  | NA | N
5511 | CCI Roseton LLC | 2480 | Danskammer Generating Station | NY | 3 | OP | N | OP | AA | LN |  | AL | N
5511 | CCI Roseton LLC | 2480 | Danskammer Generating Station | NY | 4 | OP | N | OP | OV | AA | LN | AL | N
13192 | NRG Arthur Kill Operations Inc | 2490 | Arthur Kill Generating Station | NY | 20 | OP | N | OP | BF |  |  | NA | N
13192 | NRG Arthur Kill Operations Inc | 2490 | Arthur Kill Generating Station | NY | 30 | OP | N | OP | BF |  |  | NA | N
15296 | New York Power Authority | 2491 | Charles Poletti | NY | 001 | RE | N
4226 | Consolidated Edison Co-NY Inc | 2493 | East River | NY | 60 | OP | N | OP | BF |  |  | NA | N
4226 | Consolidated Edison Co-NY Inc | 2493 | East River | NY | 70 | OP | N | OP | BF |  |  | NA | N
6027 | Entergy Nuclear Indian Point 2 | 2497 | Indian Point 2 | NY | NSS2 | OP
10023 | TC Ravenswood LLC | 2500 | Ravenswood | NY | 10 | OP | N | OP | LN | OV |  | AL | N
10023 | TC Ravenswood LLC | 2500 | Ravenswood | NY | 20 | OP | N | OP | LN | OV |  | AL | N
10023 | TC Ravenswood LLC | 2500 | Ravenswood | NY | 30 | OP | N | OP | LN | OV |  | AL | N
10023 | TC Ravenswood LLC | 2500 | Ravenswood | NY | 40 | OP | N | OP |  |  |  |  | N
4226 | Consolidated Edison Co-NY Inc | 2502 | Waterside | NY | 61 | RE | N
4226 | Consolidated Edison Co-NY Inc | 2502 | Waterside | NY | 62 | RE | N
4226 | Consolidated Edison Co-NY Inc | 2502 | Waterside | NY | 80 | RE | N
4226 | Consolidated Edison Co-NY Inc | 2502 | Waterside | NY | 90 | RE | N
56505 | National Grid Generation LLC | 2511 | E F Barrett | NY | 10 | OP | N | OP | OV |  |  | NA | N
56505 | National Grid Generation LLC | 2511 | E F Barrett | NY | 20 | OP | N | OP | AA |  |  | NA | N
56505 | National Grid Generation LLC | 2513 | Far Rockaway | NY | 40 | RE | N | RE | OV |  |  | NA | N
56505 | National Grid Generation LLC | 2514 | Glenwood | NY | 40 | RE | N | RE | OV |  |  | NA | N
56505 | National Grid Generation LLC | 2514 | Glenwood | NY | 50 | RE | N | RE | OV |  |  | NA | N
56505 | National Grid Generation LLC | 2516 | Northport | NY | 1 | OP | N | OP | LA | OV |  | NA | N
56505 | National Grid Generation LLC | 2516 | Northport | NY | 2 | OP | N | OP | LA | OV |  | NA | N
56505 | National Grid Generation LLC | 2516 | Northport | NY | 3 | OP | N | OP | LA | AA |  | NA | N
56505 | National Grid Generation LLC | 2516 | Northport | NY | 4 | OP | D | OP | LA | AA |  | NA | N
56505 | National Grid Generation LLC | 2517 | Port Jefferson | NY | 1 | RE | N |  | NA |  |  |  | N
56505 | National Grid Generation LLC | 2517 | Port Jefferson | NY | 2 | RE | N |  | NA |  |  |  | N
56505 | National Grid Generation LLC | 2517 | Port Jefferson | NY | 3 | OP | N | OP | LA | AA |  | NA | N
56505 | National Grid Generation LLC | 2517 | Port Jefferson | NY | 4 | OP | N | OP | LA | AA |  | NA | N
22146 | GMMM Westover LLC | 2526 | GMMM Westover | NY | 11 | RE | N | NA | NA |  |  |  | N
22146 | GMMM Westover LLC | 2526 | GMMM Westover | NY | 12 | RE | N | NA | NA |  |  |  | N
22146 | GMMM Westover LLC | 2526 | GMMM Westover | NY | 13 | SC | N | SC | OV | SR |  | NA | Y |  |  | Y |  |  | Y |  |  | Y
25 | GMM Holdings 1 LLC | 2527 | GMMGreenidge LLC | NY | 4 | RE | N | RE | OV |  |  | NA | N
25 | GMM Holdings 1 LLC | 2527 | GMMGreenidge LLC | NY | 5 | RE | N | RE | OV |  |  | NA | N
25 | GMM Holdings 1 LLC | 2527 | GMMGreenidge LLC | NY | 6 | OP | N | OP | OV | SN | SR | NA | Y | Y |  | Y |  |  | Y |  |  | Y
22125 | Cayuga Operating Company, LLC | 2535 | Cayuga Operating Company | NY | 1 | OP | N | OP | LN | SR |  | AL | Y |  |  |  |  | Y |  | Y
22125 | Cayuga Operating Company, LLC | 2535 | Cayuga Operating Company | NY | 2 | OP | N | OP | LN |  |  | AL | Y |  |  |  |  | Y |  | Y
14294 | PSEG Power New York Inc | 2539 | Bethlehem Energy Center | NY | 1 | RE |  | RE
14294 | PSEG Power New York Inc | 2539 | Bethlehem Energy Center | NY | 2 | RE |  | RE
14294 | PSEG Power New York Inc | 2539 | Bethlehem Energy Center | NY | 3 | RE |  | RE
14294 | PSEG Power New York Inc | 2539 | Bethlehem Energy Center | NY | 4 | RE |  | RE
14294 | PSEG Power New York Inc | 2539 | Bethlehem Energy Center | NY | 5 | OP | Db | OP | SR | LN |  | JZ | N
14294 | PSEG Power New York Inc | 2539 | Bethlehem Energy Center | NY | 6 | OP | Db | OP | SR | LN |  | JZ | N
14294 | PSEG Power New York Inc | 2539 | Bethlehem Energy Center | NY | 7 | OP | Db | OP | SR | LN |  | JZ | N
13168 | NRG Huntley Operations Inc | 2549 | C R Huntley Generating Station | NY | 63 | RE | N |  | NA |  |  |  | N
13168 | NRG Huntley Operations Inc | 2549 | C R Huntley Generating Station | NY | 64 | RE | N |  | NA |  |  |  | N
13168 | NRG Huntley Operations Inc | 2549 | C R Huntley Generating Station | NY | 65 | RE | N |  | NA |  |  |  | N
13168 | NRG Huntley Operations Inc | 2549 | C R Huntley Generating Station | NY | 66 | RE | N |  | NA |  |  |  | N
13168 | NRG Huntley Operations Inc | 2549 | C R Huntley Generating Station | NY | 67 | OP | N | OP | LN | SN |  | IC | Y | Y | [7 empty] | Y
13168 | NRG Huntley Operations Inc | 2549 | C R Huntley Generating Station | NY | 68 | OP | N | OP | LN | SN |  | IC | Y | Y | [7 empty] | Y
13579 | Dunkirk Power LLC | 2554 | Dunkirk Generating Plant | NY | 1 | OP | N | OP | LN | AA | SN | IC | Y | Y | [7 empty] | Y
13579 | Dunkirk Power LLC | 2554 | Dunkirk Generating Plant | NY | 2 | OP | N | OP | LN | AA | SN | IC | Y | Y | [7 empty] | Y
13579 | Dunkirk Power LLC | 2554 | Dunkirk Generating Plant | NY | 3 | SC | N | SC | LN | AA | SN | IC | Y | Y | [7 empty] | Y
13579 | Dunkirk Power LLC | 2554 | Dunkirk Generating Plant | NY | 4 | SC | N | SC | LN | AA | SN | IC | Y | Y | [7 empty] | Y
13606 | Nine Mile Point Nuclear Sta LLC | 2589 | Nine Mile Point Nuclear Station | NY | NSS1 | OP
13606 | Nine Mile Point Nuclear Sta LLC | 2589 | Nine Mile Point Nuclear Station | NY | NSS2 | OP
13923 | NRG Oswego Harbor Power Operations Inc | 2594 | Oswego Harbor Power | NY | 5 | OP | N | OP | OV | LA | FR | NA | N
13923 | NRG Oswego Harbor Power Operations Inc | 2594 | Oswego Harbor Power | NY | 6 | OP | D | OP | OV | LA | FR | NA | N
12792 | NRG New York LLC | 2625 | Bowline Point | NY | 1 | OP | N | OP | LN |  |  | CN | N
12792 | NRG New York LLC | 2625 | Bowline Point | NY | 2 | OP | N | OP | OV | FR | LN | CN | N
12792 | NRG New York LLC | 2629 | Lovett | NY | 3 | RE | N
12792 | NRG New York LLC | 2629 | Lovett | NY | 4 | RE | N
12792 | NRG New York LLC | 2629 | Lovett | NY | 5 | RE | N
16183 | Rochester Gas & Electric Corp | 2642 | Rochester 7 | NY | 1 | RE | N
16183 | Rochester Gas & Electric Corp | 2642 | Rochester 7 | NY | 2 | RE | N
16183 | Rochester Gas & Electric Corp | 2642 | Rochester 7 | NY | 3 | RE | N
16183 | Rochester Gas & Electric Corp | 2642 | Rochester 7 | NY | 4 | RE | N
9645 | Jamestown Board of Public Util | 2682 | S A Carlson | NY | 10 | OP |  | OP | LN |  |  | CE | N
9645 | Jamestown Board of Public Util | 2682 | S A Carlson | NY | 11 | RE |  | OS | LN |  |  | CE | N
9645 | Jamestown Board of Public Util | 2682 | S A Carlson | NY | 12 | OP |  | OP | LN |  |  | CE | N
9645 | Jamestown Board of Public Util | 2682 | S A Carlson | NY | 9 | OP |  | OP | LN |  |  | CE | N
9645 | Jamestown Board of Public Util | 2682 | S A Carlson | NY | HRSG | OP |  | NA | NA |  |  | NA | N
3046 | Progress Energy Carolinas Inc | 2706 | Asheville | NC | 1 | OP | N | OP | LN | FU |  | BW | Y |  |  |  |  | Y
3046 | Progress Energy Carolinas Inc | 2706 | Asheville | NC | 2 | OP | N | OP | LN | OV |  | BW | Y |  |  |  |  | Y
3046 | Progress Energy Carolinas Inc | 2708 | Cape Fear | NC | 1 | OP | [6 empty] | N
3046 | Progress Energy Carolinas Inc | 2708 | Cape Fear | NC | 2 | OP | N | [5 empty] | N
3046 | Progress Energy Carolinas Inc | 2708 | Cape Fear | NC | 5 | RE | N | RE | AA |  |  | NA | Y | [12 empty] | Y
3046 | Progress Energy Carolinas Inc | 2708 | Cape Fear | NC | 6 | RE | N | RE | AA | SN |  | NA | Y | [12 empty] | Y
3046 | Progress Energy Carolinas Inc | 2709 | HF Lee Plant | NC | 1 | RE | N | RE | SN |  |  | NA | Y | [12 empty] | Y
3046 | Progress Energy Carolinas Inc | 2709 | HF Lee Plant | NC | 2 | RE | N | OP | LN |  |  | BW | Y | [13 empty] | Y
3046 | Progress Energy Carolinas Inc | 2709 | HF Lee Plant | NC | 3 | RE | N | OP | LN |  |  | BW | Y | [12 empty] | Y
3046 | Progress Energy Carolinas Inc | 2712 | Roxboro | NC | 1 | OP | N | OP | LN | OV | SR | IC | Y | [6 empty] | Y | [5 empty] | Y
3046 | Progress Energy Carolinas Inc | 2712 | Roxboro | NC | 2 | OP | N | OP | LN | OV |  | CE | Y | [6 empty] | Y | [5 empty] | Y
3046 | Progress Energy Carolinas Inc | 2712 | Roxboro | NC | 3A | OP | N | OP | LN | OV | SR | IC | Y | [6 empty] | Y | [5 empty] | Y
3046 | Progress Energy Carolinas Inc | 2712 | Roxboro | NC | 3B | OP | N | OP | LN | OV | SR | IC | Y | [6 empty] | Y | [5 empty] | Y
3046 | Progress Energy Carolinas Inc | 2712 | Roxboro | NC | 4A | OP | D | OP | OV | FR | SR | NA | Y | [6 empty] | Y | [6 empty] | Y
3046 | Progress Energy Carolinas Inc | 2712 | Roxboro | NC | 4B | OP | D | OP | OV | FR | SR | NA | Y | [6 empty] | Y | [6 empty] | Y
3046 | Progress Energy Carolinas Inc | 2713 | L V Sutton Steam | NC | 1 | OP | N | OP | LN | LA |  | FW | Y | [13 empty] | Y
3046 | Progress Energy Carolinas Inc | 2713 | L V Sutton Steam | NC | 2 | OP | N | OP | LN |  |  | BW | Y | [13 empty] | Y
3046 | Progress Energy Carolinas Inc | 2713 | L V Sutton Steam | NC | 3 | OP | N | OP | LN | LA | OV | BW | Y | [12 empty] | Y
3046 | Progress Energy Carolinas Inc | 2713 | L V Sutton Steam | NC | HRSG1 | CO
3046 | Progress Energy Carolinas Inc | 2716 | W H Weatherspoon | NC | 1 | RE | N | RE | NA |  |  | NA | Y | [12 empty] | Y
3046 | Progress Energy Carolinas Inc | 2716 | W H Weatherspoon | NC | 2 | RE | N | RE | NA |  |  | NA | Y | [12 empty] | Y
3046 | Progress Energy Carolinas Inc | 2716 | W H Weatherspoon | NC | 3 | RE | N | RE | NA |  |  | NA | Y | [12 empty] | Y
5416 | Duke Energy Carolinas, LLC | 2718 | G G Allen | NC | 1 | OP | N | OP | LN | OV | SN | CE | Y |  |  |  |  | Y |  | Y
5416 | Duke Energy Carolinas, LLC | 2718 | G G Allen | NC | 2 | OP | N | OP | LN | OV | SN | CE | Y |  |  |  |  | Y |  | Y
5416 | Duke Energy Carolinas, LLC | 2718 | G G Allen | NC | 3 | OP | N | OP | LN | OV | SN | CE | Y |  |  |  |  | Y |  | Y
5416 | Duke Energy Carolinas, LLC | 2718 | G G Allen | NC | 4 | OP | N | OP | LN | OV | SN | CE | Y |  |  |  |  | Y |  | Y
5416 | Duke Energy Carolinas, LLC | 2718 | G G Allen | NC | 5 | OP | N | OP | LN | OV | SN | CE | Y |  |  |  |  | Y |  | Y
5416 | Duke Energy Carolinas, LLC | 2720 | Buck | NC | 5 | RE | Db | RE | LA | BF | LN | CE | Y | [8 empty] | Y
5416 | Duke Energy Carolinas, LLC | 2720 | Buck | NC | 6 | RE | N | RE | LA | BF | LN | CE | Y | [8 empty] | Y
5416 | Duke Energy Carolinas, LLC | 2720 | Buck | NC | 7 | RE | N | RE | LA | BF | LN | CE | Y | [8 empty] | Y
5416 | Duke Energy Carolinas, LLC | 2720 | Buck | NC | 8 | OP | N | OP | LN | OV | SN | CE | Y | [11 empty] | Y
5416 | Duke Energy Carolinas, LLC | 2720 | Buck | NC | 9 | OP | N | OP | LN | OV | SN | CE | Y | [11 empty] | Y
5416 | Duke Energy Carolinas, LLC | 2720 | Buck | NC | HRSG1 | OP | Db | OP | LN | SR |  | GE | N
5416 | Duke Energy Carolinas, LLC | 2720 | Buck | NC | HRSG2 | OP | Db | OP | LN | SR |  | GE | N
5416 | Duke Energy Carolinas, LLC | 2721 | Cliffside | NC | 1 | RE | N | RE | BF | LA | LN | CE | Y
5416 | Duke Energy Carolinas, LLC | 2721 | Cliffside | NC | 2 | RE | N | RE | BF | LA | LN | CE | Y
5416 | Duke Energy Carolinas, LLC | 2721 | Cliffside | NC | 3 | RE | N | RE | LN | BF | LA | CE | Y
5416 | Duke Energy Carolinas, LLC | 2721 | Cliffside | NC | 4 | RE | N | RE | LN | BF | LA | CE | Y
5416 | Duke Energy Carolinas, LLC | 2721 | Cliffside | NC | 5 | OP | N | OP | LN | OV | SR | CE | Y | [14 empty] | Y
5416 | Duke Energy Carolinas, LLC | 2721 | Cliffside | NC | 6 | CO | Da | CO | LN | OV | SR | HT | Y |  |  | Y |  | Y |  | Y |  | Y | [5 empty] | Y
5416 | Duke Energy Carolinas, LLC | 2723 | Dan River | NC | 1 | OP | N | OP | LN | OV |  | BW | Y | [11 empty] | Y
5416 | Duke Energy Carolinas, LLC | 2723 | Dan River | NC | 2 | OP | N | OP | LN | OV |  | BW | Y | [11 empty] | Y
5416 | Duke Energy Carolinas, LLC | 2723 | Dan River | NC | 3 | OP | N | OP | LN | BF | OV | CE | Y | [10 empty] | Y
5416 | Duke Energy Carolinas, LLC | 2723 | Dan River | NC | HRSG1 | CO | Db | CO | LN | SR |  | GE | N
5416 | Duke Energy Carolinas, LLC | 2723 | Dan River | NC | HRSG2 | CO | Db | CO | LN | SR |  | GE | N
5416 | Duke Energy Carolinas, LLC | 2727 | Marshall | NC | 1 | OP | N | OP | LN | OV | SN | CE | Y |  |  |  |  | Y |  | Y
5416 | Duke Energy Carolinas, LLC | 2727 | Marshall | NC | 2 | OP | N | OP | LN | OV | SN | CE | Y |  |  |  |  | Y |  | Y
5416 | Duke Energy Carolinas, LLC | 2727 | Marshall | NC | 3 | OP | N | OP | LN | OV | SR | CE | Y |  |  |  |  | Y |  | Y | [7 empty] | Y
5416 | Duke Energy Carolinas, LLC | 2727 | Marshall | NC | 4 | OP | N | OP | LN | OV | SN | CE | Y |  |  |  |  | Y |  | Y
5416 | Duke Energy Carolinas, LLC | 2732 | Riverbend | NC | 10 | OP | N | OP | LN | OV | SN | CE | N
5416 | Duke Energy Carolinas, LLC | 2732 | Riverbend | NC | 7 | OP | N | OP | LN | OV | SN | CE | Y | [11 empty] | Y
5416 | Duke Energy Carolinas, LLC | 2732 | Riverbend | NC | 8 | OP | N | OP | LN | OV | SN | CE | Y | [11 empty] | Y
5416 | Duke Energy Carolinas, LLC | 2732 | Riverbend | NC | 9 | OP | N | OP | LN | OV | SN | CE | Y | [11 empty] | Y
12199 | Montana-Dakota Utilities Co | 2790 | R M Heskett | ND | B1 | OP | N | NA | NA |  |  | NA | N
12199 | Montana-Dakota Utilities Co | 2790 | R M Heskett | ND | B2 | OP | N | OP | CF |  |  | NA | N
1307 | Basin Electric Power Coop | 2817 | Leland Olds | ND | 1 | OP | N | OP | LN |  |  | BW | N
1307 | Basin Electric Power Coop | 2817 | Leland Olds | ND | 2 | OP | N | OP | OV |  |  | NA | N
12658 | Minnkota Power Coop, Inc | 2821 | Grand Forks | ND | b1
12658 | Minnkota Power Coop, Inc | 2823 | Milton R Young | ND | B1 | OP | N | OP | AA | SN | OT | NA | Y | [6 empty] | Y | [5 empty] | Y |  | Y
12658 | Minnkota Power Coop, Inc | 2823 | Milton R Young | ND | B2 | OP | D | OP | AA | SN | OT | NA | Y | [6 empty] | Y | [5 empty] | Y |  | Y
7570 | Great River Energy | 2824 | Stanton | ND | 1 | OP | N | OP | LN | OV |  | AL | N
7570 | Great River Energy | 2824 | Stanton | ND | 10 | OP | Da | OP | LN | OV |  | CE | N
3006 | Cardinal Operating Co | 2828 | Cardinal | OH | 1 | OP | N | OP | LN | SR |  | RS | N
3006 | Cardinal Operating Co | 2828 | Cardinal | OH | 2 | OP | N | OP | LN | SR |  | RS | N
3006 | Cardinal Operating Co | 2828 | Cardinal | OH | 3 | OP | N | OP | LN | SR |  | RS | N
3542 | Duke Energy Ohio Inc | 2830 | Walter C Beckjord | OH | 1 | OP | N | NA | NA |  |  | NA | Y | [10 empty] | Y
3542 | Duke Energy Ohio Inc | 2830 | Walter C Beckjord | OH | 2 | OP | N | NA | NA |  |  | NA | Y | [10 empty] | Y
3542 | Duke Energy Ohio Inc | 2830 | Walter C Beckjord | OH | 3 | OP | N | OS | LN | OV |  | AC | Y | [10 empty] | Y
3542 | Duke Energy Ohio Inc | 2830 | Walter C Beckjord | OH | 4 | OP | N | OP | LN | OV |  | AL | Y | [10 empty] | Y
3542 | Duke Energy Ohio Inc | 2830 | Walter C Beckjord | OH | 5 | OP | N | OP | LN | OV |  | AL | Y | [10 empty] | Y
3542 | Duke Energy Ohio Inc | 2830 | Walter C Beckjord | OH | 6 | OP | N | OP | LN | OV |  | AL | Y | [10 empty] | Y
3542 | Duke Energy Ohio Inc | 2832 | Miami Fort | OH | 5-1 | RE | N |  | NA |  |  | NA | Y | [10 empty] | Y
3542 | Duke Energy Ohio Inc | 2832 | Miami Fort | OH | 5-2 | RE | N |  | NA |  |  | NA | Y | [10 empty] | Y
3542 | Duke Energy Ohio Inc | 2832 | Miami Fort | OH | 6 | OP | N | OP | LN | OV |  | FW | Y | [10 empty] | Y
3542 | Duke Energy Ohio Inc | 2832 | Miami Fort | OH | 7 | OP | N | OP | LN | OV | SR | BW | Y |  |  |  |  | Y |  | Y |  |  |  | Y |  |  |  | Y
3542 | Duke Energy Ohio Inc | 2832 | Miami Fort | OH | 8 | OP | D | OP | LN | OV | SR | RS | Y |  |  |  |  | Y |  | Y |  |  |  | Y |  |  |  | Y
6526 | FirstEnergy Generation Corp | 2835 | FirstEnergy Ashtabula | OH | 10 | RE | N |  | NA |  |  |  | N
6526 | FirstEnergy Generation Corp | 2835 | FirstEnergy Ashtabula | OH | 11 | RE | N |  | NA |  |  |  | N
6526 | FirstEnergy Generation Corp | 2835 | FirstEnergy Ashtabula | OH | 7 | OP | N | OP | LN | OV |  | CE | N
6526 | FirstEnergy Generation Corp | 2835 | FirstEnergy Ashtabula | OH | 8 | RE | N |  | NA |  |  |  | N
14165 | NRG Power Midwest LP | 2836 | Avon Lake | OH | 10 | OP | N | NA | NA |  |  | NA | N
14165 | NRG Power Midwest LP | 2836 | Avon Lake | OH | 12 | OP | N | OP | LN | OV |  | BW | N
6526 | FirstEnergy Generation Corp | 2837 | FirstEnergy Eastlake | OH | 1 | OP | N | OP | LN | OV |  | CE | N
6526 | FirstEnergy Generation Corp | 2837 | FirstEnergy Eastlake | OH | 2 | OP | N | OP | LN | OV |  | CE | N
6526 | FirstEnergy Generation Corp | 2837 | FirstEnergy Eastlake | OH | 3 | OP | N | OP | LN | OV |  | CE | N
6526 | FirstEnergy Generation Corp | 2837 | FirstEnergy Eastlake | OH | 4 | OP | N | OP | LN | OV | SN | CE | N
6526 | FirstEnergy Generation Corp | 2837 | FirstEnergy Eastlake | OH | 5 | OP | N | OP | LN | OV | SN | BW | N
6526 | FirstEnergy Generation Corp | 2838 | FirstEnergy Lake Shore | OH | 18 | OP | N | NA | NA |  |  | NA | N
14006 | Ohio Power Co | 2840 | Conesville | OH | 1 | RE | N | RE | LN |  |  |  | N
14006 | Ohio Power Co | 2840 | Conesville | OH | 2 | RE | N |  | NA |  |  |  | N
14006 | Ohio Power Co | 2840 | Conesville | OH | 3 | OP | N | OP | LN |  |  | AL | N
14006 | Ohio Power Co | 2840 | Conesville | OH | 4 | OP | N | OP | SN |  |  | NA | N
14006 | Ohio Power Co | 2840 | Conesville | OH | 5 | OP | D | OP | OV |  |  | NA | N
14006 | Ohio Power Co | 2840 | Conesville | OH | 6 | OP | D | OP | OV |  |  | NA | N
14006 | Ohio Power Co | 2843 | Picway | OH | 9 | OP | N | OP | LN |  |  | RS | N
4922 | Dayton Power & Light Co | 2848 | O H Hutchings | OH | H-1 | OP | N | NA | NA |  |  | NA | N
4922 | Dayton Power & Light Co | 2848 | O H Hutchings | OH | H-2 | OP | N | NA | NA |  |  | NA | N
4922 | Dayton Power & Light Co | 2848 | O H Hutchings | OH | H-3 | OP | N | OP | LN | OV |  | AC | N
4922 | Dayton Power & Light Co | 2848 | O H Hutchings | OH | H-4 | OP | N | OS | LN | OV |  | AC | N
4922 | Dayton Power & Light Co | 2848 | O H Hutchings | OH | H-5 | OP | N | OP | LN | OV |  | AC | N
4922 | Dayton Power & Light Co | 2848 | O H Hutchings | OH | H-6 | OP | N | OP | LN | OV |  | AC | N
4922 | Dayton Power & Light Co | 2850 | J M Stuart | OH | 4 | OP | N | OP | LN | SR |  | BW | N
4922 | Dayton Power & Light Co | 2850 | J M Stuart | OH | 1 | OP | N | OP | LN | SR |  | BW | N
4922 | Dayton Power & Light Co | 2850 | J M Stuart | OH | 2 | OP | N | OP | LN | SR |  | BW | N
4922 | Dayton Power & Light Co | 2850 | J M Stuart | OH | 3 | OP | N | OP | LN | SR |  | BW | N
14165 | NRG Power Midwest LP | 2861 | Niles | OH | 2 | SC | N | SC | OV | SN |  | BW | N
14165 | NRG Power Midwest LP | 2861 | Niles | OH | 1 | SC | N | SC | OV | SN |  | NA | N
6526 | FirstEnergy Generation Corp | 2864 | FirstEnergy R E Burger | OH | 5 | SC | N | NA | NA |  |  | NA | N
6526 | FirstEnergy Generation Corp | 2864 | FirstEnergy R E Burger | OH | 6 | SC | N | NA | NA |  |  | NA | N
6526 | FirstEnergy Generation Corp | 2864 | FirstEnergy R E Burger | OH | 7 | RE | N | RE | LN |  |  | RJ | N
6526 | FirstEnergy Generation Corp | 2864 | FirstEnergy R E Burger | OH | 8 | RE | N | RE | LN |  |  | RJ | N
6526 | FirstEnergy Generation Corp | 2866 | FirstEnergy W H Sammis | OH | 1 | OP | N | OP | LN | OV | SN | RJ | N
6526 | FirstEnergy Generation Corp | 2866 | FirstEnergy W H Sammis | OH | 2 | OP | N | OP | LN | SN | OV | RJ | N
6526 | FirstEnergy Generation Corp | 2866 | FirstEnergy W H Sammis | OH | 3 | OP | N | OP | LN | OV | SN | RJ | N
6526 | FirstEnergy Generation Corp | 2866 | FirstEnergy W H Sammis | OH | 4 | OP | N | OP | LN | OV | SN | RJ | N
6526 | FirstEnergy Generation Corp | 2866 | FirstEnergy W H Sammis | OH | 5 | OP | N | OP | LN | OV | SN | BW | N
6526 | FirstEnergy Generation Corp | 2866 | FirstEnergy W H Sammis | OH | 6 | OP | N | OP | LN | OV | SN | BW | N
6526 | FirstEnergy Generation Corp | 2866 | FirstEnergy W H Sammis | OH | 7 | OP | N | OP | LN | OV | SN | BW | N
14006 | Ohio Power Co | 2872 | Muskingum River | OH | 1 | OP | N | OP | OV |  |  | NA | N
14006 | Ohio Power Co | 2872 | Muskingum River | OH | 2 | OP | N | OP | OV |  |  | NA | N
14006 | Ohio Power Co | 2872 | Muskingum River | OH | 3 | OP | N | OP | OV | LN |  | NA | N
14006 | Ohio Power Co | 2872 | Muskingum River | OH | 4 | OP | N | OP | OV | LN |  | BW | N
14006 | Ohio Power Co | 2872 | Muskingum River | OH | 5 | OP | N | OP | OV | SR | LN | NA | N
14015 | Ohio Valley Electric Corp | 2876 | Kyger Creek | OH | 1 | OP | N | OP | OV | SR |  | NA | Y | [6 empty] | Y
14015 | Ohio Valley Electric Corp | 2876 | Kyger Creek | OH | 2 | OP | N | OP | OV | SR |  | NA | Y | [6 empty] | Y
14015 | Ohio Valley Electric Corp | 2876 | Kyger Creek | OH | 3 | OP | N | OP | OV | SR |  | NA | Y | [6 empty] | Y
14015 | Ohio Valley Electric Corp | 2876 | Kyger Creek | OH | 4 | OP | N | OP | OV | SR |  | NA | Y | [6 empty] | Y
14015 | Ohio Valley Electric Corp | 2876 | Kyger Creek | OH | 5 | OP | N | OP | OV | SR |  | NA | Y | [6 empty] | Y
6526 | FirstEnergy Generation Corp | 2878 | FirstEnergy Bay Shore | OH | 1 | OP | Da | OP | CF |  |  | NA | N
6526 | FirstEnergy Generation Corp | 2878 | FirstEnergy Bay Shore | OH | 2 | OP | N | OP | OV |  |  | NA | N
6526 | FirstEnergy Generation Corp | 2878 | FirstEnergy Bay Shore | OH | 3 | OP | N | OP | LN | OV |  | RJ | N
6526 | FirstEnergy Generation Corp | 2878 | FirstEnergy Bay Shore | OH | 4 | OP | N | OP | LN |  |  | RJ | N
3762 | City of Cleveland - (OH) | 2908 | Lake Road | OH | 3 | RE | N
3762 | City of Cleveland - (OH) | 2908 | Lake Road | OH | 4 | RE | N
3762 | City of Cleveland - (OH) | 2908 | Lake Road | OH | 5 | RE | N
3762 | City of Cleveland - (OH) | 2908 | Lake Road | OH | 6 | RE | N
5336 | City of Dover - (OH) | 2914 | Dover | OH | 4 | OP |  | NA | NA |  |  | NA | N
7977 | City of Hamilton - (OH) | 2917 | Hamilton | OH | 1 | OP | N | NA | NA |  |  | NA | N
7977 | City of Hamilton - (OH) | 2917 | Hamilton | OH | 7 | OP | N | NA | NA |  |  | NA | N
7977 | City of Hamilton - (OH) | 2917 | Hamilton | OH | 8 | OP | N | OP | LN |  |  | AC | N
7977 | City of Hamilton - (OH) | 2917 | Hamilton | OH | 9 | OP | D | OP | LN | AA |  | RJ | N
7977 | City of Hamilton - (OH) | 2917 | Hamilton | OH | HRB | SB | Dc | SB | LN |  |  | CN | N
14194 | City of Orrville - (OH) | 2935 | Orrville | OH | 10 | OP | N | NA | NA |  |  | NA | N
14194 | City of Orrville - (OH) | 2935 | Orrville | OH | 11 | OP | N | NA | NA |  |  | NA | N
14194 | City of Orrville - (OH) | 2935 | Orrville | OH | 12 | OP | N | NA | NA |  |  | NA | N
14194 | City of Orrville - (OH) | 2935 | Orrville | OH | 13 | OP | N | NA | NA |  |  | NA | N
14381 | City of Painesville | 2936 | Painesville | OH | 3 | SB |  | NA | NA |  |  | NA | N
14381 | City of Painesville | 2936 | Painesville | OH | 4 | OP |  | NA | NA |  |  | NA | N
14381 | City of Painesville | 2936 | Painesville | OH | 5 | OP |  | NA | NA |  |  | NA | N
15095 | City of Piqua - (OH) | 2937 | Piqua Power Plant | OH | 4 | RE
15095 | City of Piqua - (OH) | 2937 | Piqua Power Plant | OH | 5 | RE
15095 | City of Piqua - (OH) | 2937 | Piqua Power Plant | OH | 6 | RE
17891 | City of St Marys - (OH) | 2942 | St Marys | OH | 5 | RE | N
17891 | City of St Marys - (OH) | 2942 | St Marys | OH | 6 | RE | N
17043 | City of Shelby - (OH) | 2943 | Shelby Municipal Light Plant | OH | 1 | OS | N | NA | NA |  |  | NA | Y | [13 empty] | Y
17043 | City of Shelby - (OH) | 2943 | Shelby Municipal Light Plant | OH | 2 | OS | N | NA | NA |  |  | NA | Y | [13 empty] | Y
17043 | City of Shelby - (OH) | 2943 | Shelby Municipal Light Plant | OH | 3 | OS |  | NA | NA |  |  | NA | N
17043 | City of Shelby - (OH) | 2943 | Shelby Municipal Light Plant | OH | 4 | SB |  | NA | NA |  |  | NA | Y | [13 empty] | Y
14063 | Oklahoma Gas & Electric Co | 2951 | Horseshoe Lake | OK | 8 | OP | N | NA | NA |  |  | NA | N
14063 | Oklahoma Gas & Electric Co | 2951 | Horseshoe Lake | OK | 6 | OP | N | NA | NA |  |  | NA | N
14063 | Oklahoma Gas & Electric Co | 2951 | Horseshoe Lake | OK | 7 | OP | N | NA | NA |  |  | NA | N
14063 | Oklahoma Gas & Electric Co | 2952 | Muskogee | OK | 3 | RE | N | NA | NA |  |  | NA | N
14063 | Oklahoma Gas & Electric Co | 2952 | Muskogee | OK | 4 | OP | D | OP | OV | LN |  | FW | N
14063 | Oklahoma Gas & Electric Co | 2952 | Muskogee | OK | 5 | OP | D | OP | OV | LN |  | FW | N
14063 | Oklahoma Gas & Electric Co | 2952 | Muskogee | OK | 6 | OP | D | OP | OV |  |  | NA | N
14063 | Oklahoma Gas & Electric Co | 2953 | Mustang | OK | 1 | OP | N | NA | NA |  |  | NA | N
14063 | Oklahoma Gas & Electric Co | 2953 | Mustang | OK | 2 | OP | N | NA | NA |  |  | NA | N
14063 | Oklahoma Gas & Electric Co | 2953 | Mustang | OK | 3 | OP | N | NA | NA |  |  | NA | N
14063 | Oklahoma Gas & Electric Co | 2953 | Mustang | OK | 4 | OP | N | NA | NA |  |  | NA | N
14063 | Oklahoma Gas & Electric Co | 2956 | Seminole | OK | 1 | OP | N | PL | LN | OV | FR | OT | N
14063 | Oklahoma Gas & Electric Co | 2956 | Seminole | OK | 2 | OP | N | PL | LN | OV | FR | OT | N
14063 | Oklahoma Gas & Electric Co | 2956 | Seminole | OK | 3 | OP | N | OP | FR | LN | OV | OT | N
15474 | Public Service Co of Oklahoma | 2963 | Northeastern | OK | 3301A | OP | Dc | NA | NA |  |  | NA | N
15474 | Public Service Co of Oklahoma | 2963 | Northeastern | OK | 3301B | OP | Dc | NA | NA |  |  | NA | N
15474 | Public Service Co of Oklahoma | 2963 | Northeastern | OK | 3302 | OP | N | NA | NA |  |  | NA | N
15474 | Public Service Co of Oklahoma | 2963 | Northeastern | OK | 3313 | OP | D | OP | OV |  |  | NA | N
15474 | Public Service Co of Oklahoma | 2963 | Northeastern | OK | 3314 | OP | D | OP | OV |  |  | NA | N
15474 | Public Service Co of Oklahoma | 2964 | Southwestern | OK | 8002 | OP | N | NA | NA |  |  | NA | N
15474 | Public Service Co of Oklahoma | 2964 | Southwestern | OK | 8003 | OP | N | NA | NA |  |  | NA | N
15474 | Public Service Co of Oklahoma | 2964 | Southwestern | OK | 801N | OP | N | NA | NA |  |  | NA | N
15474 | Public Service Co of Oklahoma | 2964 | Southwestern | OK | 801S | OP | N | NA | NA |  |  | NA | N
15474 | Public Service Co of Oklahoma | 2965 | Tulsa | OK | 1402 | OP | N | NA | NA |  |  | NA | N
15474 | Public Service Co of Oklahoma | 2965 | Tulsa | OK | 1403 | OP | N | NA | NA |  |  | NA | N
15474 | Public Service Co of Oklahoma | 2965 | Tulsa | OK | 1404 | OP | N | NA | NA |  |  | NA | N
18125 | Stillwater Utilities Authority | 3000 | Boomer Lake Station | OK | 1 | OP |  | OP | FR | LN |  | JZ | N
18125 | Stillwater Utilities Authority | 3000 | Boomer Lake Station | OK | 2 | OP |  | OP | FR | LN |  | CN | N
20447 | Western Farmers Elec Coop, Inc | 3006 | Anadarko Plant | OK | 1 | SB | N | NA | NA |  |  | JZ | N
20447 | Western Farmers Elec Coop, Inc | 3006 | Anadarko Plant | OK | 2 | SB | N | NA | NA |  |  | NA | N
20447 | Western Farmers Elec Coop, Inc | 3006 | Anadarko Plant | OK | 3 | SB | N | NA | NA |  |  | NA | N
20447 | Western Farmers Elec Coop, Inc | 3006 | Anadarko Plant | OK | 4 | OP | N | NA |  |  |  |  | N
20447 | Western Farmers Elec Coop, Inc | 3006 | Anadarko Plant | OK | 5 | OP | N | NA |  |  |  |  | N
20447 | Western Farmers Elec Coop, Inc | 3006 | Anadarko Plant | OK | 6 | OP | N | NA |  |  |  |  | N
20447 | Western Farmers Elec Coop, Inc | 3008 | Mooreland | OK | 1 | OP | N | NA | NA |  |  | NA | N
20447 | Western Farmers Elec Coop, Inc | 3008 | Mooreland | OK | 2 | OP | N | NA | NA |  |  | NA | N
20447 | Western Farmers Elec Coop, Inc | 3008 | Mooreland | OK | 3 | OP | D | OP | LN |  |  | RS | N
14165 | NRG Power Midwest LP | 3096 | Brunot Island | PA | HRSG2A | OP | N | OP | SR |  |  | NA | N
14165 | NRG Power Midwest LP | 3096 | Brunot Island | PA | HRSG2B | OP | N | OP | SR |  |  | NA | N
14165 | NRG Power Midwest LP | 3096 | Brunot Island | PA | HRSG3 | OP | N | OP | SR |  |  | NA | N
14165 | NRG Power Midwest LP | 3098 | Elrama Power Plant | PA | 1 | SC | N | SC | LN | SN | OV | DQ | N
14165 | NRG Power Midwest LP | 3098 | Elrama Power Plant | PA | 2 | SC | N | SC | LN | SN | OV | DQ | N
14165 | NRG Power Midwest LP | 3098 | Elrama Power Plant | PA | 3 | SC | N | SC | LN | SN | OV | DQ | N
14165 | NRG Power Midwest LP | 3098 | Elrama Power Plant | PA | 4 | SC | N | SC | LN | SN |  | EA | N
17235 | NRG REMA LLC | 3113 | Portland | PA | 1 | OP | N | OP | LN |  |  | CE | N
17235 | NRG REMA LLC | 3113 | Portland | PA | 2 | OP | N | OP | LN |  |  | CE | N
17235 | NRG REMA LLC | 3115 | Titus | PA | 1 | OP | N | OP | LN |  |  | CE | N
17235 | NRG REMA LLC | 3115 | Titus | PA | 2 | OP | N | OP | LN |  |  | CE | N
17235 | NRG REMA LLC | 3115 | Titus | PA | 3 | OP | N | OP | LN |  |  | CE | N
15873 | GenOn Northeast Management Company | 3118 | Conemaugh | PA | 1 | OP | N | OP | LN |  |  | CE | Y |  |  |  |  | Y |  | Y |  |  |  | Y
15873 | GenOn Northeast Management Company | 3118 | Conemaugh | PA | 2 | OP | N | OP | LN |  |  | CE | Y |  |  |  |  | Y |  | Y |  |  |  | Y
12384 | Midwest Generations EME LLC | 3122 | Homer City Station | PA | 1 | OP | N | OP | LN | SR | OV | AB | Y | Y
12384 | Midwest Generations EME LLC | 3122 | Homer City Station | PA | 2 | OP | N | OP | LN | OV | SR | AB | Y | Y
12384 | Midwest Generations EME LLC | 3122 | Homer City Station | PA | 3 | OP | D | OP | LN | OV | SR | BW | Y |  |  |  |  | Y
54885 | NRG Wholesale Generation LP | 3130 | Seward | PA | 1 | OP | Da | OP | SN | CF |  | NA | Y | [14 empty] | Y
54885 | NRG Wholesale Generation LP | 3130 | Seward | PA | 2 | OP | Da | OP | SN | CF |  | NA | Y | [14 empty] | Y
17235 | NRG REMA LLC | 3131 | Shawville | PA | 1 | OP | N | OP | LN | SN |  | BW | N
17235 | NRG REMA LLC | 3131 | Shawville | PA | 2 | OP | N | OP | LN | SN |  | BW | N
17235 | NRG REMA LLC | 3131 | Shawville | PA | 3 | OP | N | OP | LN | SN |  | CE | Y | Y
17235 | NRG REMA LLC | 3131 | Shawville | PA | 4 | OP | N | OP | LN | SN |  | CE | Y | Y
15873 | GenOn Northeast Management Company | 3136 | Keystone | PA | 1 | OP | N | OP | OV | LN | SR | CE | Y |  |  |  |  | Y | Y | [6 empty] | Y |  | Y
15873 | GenOn Northeast Management Company | 3136 | Keystone | PA | 2 | OP | N | OP | OV | LN | SR | CE | Y |  |  |  |  | Y | Y | [6 empty] | Y |  | Y
14165 | NRG Power Midwest LP | 3138 | New Castle Plant | PA | 3 | OP | N | OP | LN | OV | SN | RJ | N
14165 | NRG Power Midwest LP | 3138 | New Castle Plant | PA | 4 | OP | N | OP | LN | OV | SN | RJ | N
14165 | NRG Power Midwest LP | 3138 | New Castle Plant | PA | 5 | OP | N | OP | LN | OV | SN | RJ | N
15537 | PPL Brunner Island LLC | 3140 | PPL Brunner Island | PA | 1 | OP | N | OP | LN | OV |  | CE | N
15537 | PPL Brunner Island LLC | 3140 | PPL Brunner Island | PA | 2 | OP | N | OP | LN | OV |  | CE | N
15537 | PPL Brunner Island LLC | 3140 | PPL Brunner Island | PA | 3 | OP | N | OP | LN | OV |  | CE | N
15276 | PPL Martins Creek LLC | 3148 | PPL Martins Creek | PA | 1 | RE | N | RE | LN |  |  | RS | N
15276 | PPL Martins Creek LLC | 3148 | PPL Martins Creek | PA | 2 | RE | N | RE | LN |  |  | RS | N
15276 | PPL Martins Creek LLC | 3148 | PPL Martins Creek | PA | 3 | OP | N | NA | NA |  |  | NA | N
15276 | PPL Martins Creek LLC | 3148 | PPL Martins Creek | PA | 4 | OP | N | NA | NA |  |  | NA | N
15534 | PPL Montour LLC | 3149 | PPL Montour | PA | 1 | OP | N | OP | LN | OV | SR | CE | N
15534 | PPL Montour LLC | 3149 | PPL Montour | PA | 2 | OP | N | OP | LN | OV | SR | CE | N
22001 | Sunbury Generation LP | 3152 | Sunbury Generation LP | PA | 1A | OP | N | OP | LN |  |  | FW | Y | [9 empty] | Y
22001 | Sunbury Generation LP | 3152 | Sunbury Generation LP | PA | 1B | OP | N | OP | LN |  |  | FW | Y | [9 empty] | Y
22001 | Sunbury Generation LP | 3152 | Sunbury Generation LP | PA | 2A | OP | N | OP | LN |  |  | FW | Y | [9 empty] | Y
22001 | Sunbury Generation LP | 3152 | Sunbury Generation LP | PA | 2B | OS | N | OS | LN |  |  | FW | Y | [9 empty] | Y
22001 | Sunbury Generation LP | 3152 | Sunbury Generation LP | PA | 3 | OP | N | OP | LN |  |  | RS | Y | [11 empty] | Y
22001 | Sunbury Generation LP | 3152 | Sunbury Generation LP | PA | 4 | OP | N | OP | LN |  |  | RS | Y | [11 empty] | Y
6035 | Exelon Power | 3159 | Cromby Generating Station | PA | 1 | RE | N | RE | LN | OV | SN | BW | N
6035 | Exelon Power | 3159 | Cromby Generating Station | PA | 2 | RE | N | RE | OV | LN |  | NA | N
6035 | Exelon Power | 3161 | Eddystone Generating Station | PA | 1 | RE | N | RE | LN | OV |  | RR | N
6035 | Exelon Power | 3161 | Eddystone Generating Station | PA | 2 | RE | N | OP |  | LN | OV | RR | N
6035 | Exelon Power | 3161 | Eddystone Generating Station | PA | 3 | OP | N | OP | LN |  |  | RJ | N
6035 | Exelon Power | 3161 | Eddystone Generating Station | PA | 4 | OP | N | OP | LN |  |  | RJ | N
55951 | Exelon Nuclear | 3166 | Peach Bottom | PA | NSS2 | OP
55951 | Exelon Nuclear | 3166 | Peach Bottom | PA | NSS3 | OP
6035 | Exelon Power | 3169 | Schuylkill Generating Station | PA | 1 | OP | N | OP | LA | LN |  | EL | N
19391 | UGI Development Co | 3176 | Hunlock Power Station | PA | 6 | RE | N | RE |  |  |  |  | Y | [10 empty] | Y
19391 | UGI Development Co | 3176 | Hunlock Power Station | PA | HRSG 5 | OP |  | NA | NA |  |  | NA | N
19391 | UGI Development Co | 3176 | Hunlock Power Station | PA | HRSG 6 | OP |  | NA | NA |  |  | NA | N
23279 | Allegheny Energy Supply Co LLC | 3178 | FirstEnergy Armstrong Power Station | PA | 1 | OP | N | OP | LN | OV | SN | FW | Y | [12 empty] | Y
23279 | Allegheny Energy Supply Co LLC | 3178 | FirstEnergy Armstrong Power Station | PA | 2 | OP | N | OP | LN | OV | SN | FW | Y | [12 empty] | Y
23279 | Allegheny Energy Supply Co LLC | 3179 | Hatfields Ferry Power Station | PA | 1 | OP | N | OP | LN | OV |  | BW | Y | [6 empty] | Y | [5 empty] | Y
23279 | Allegheny Energy Supply Co LLC | 3179 | Hatfields Ferry Power Station | PA | 2 | OP | N | OP | LN | OV |  | BW | Y | [6 empty] | Y | [5 empty] | Y
23279 | Allegheny Energy Supply Co LLC | 3179 | Hatfields Ferry Power Station | PA | 3 | OP | N | OP | LN | OV | OT | BW | Y | [6 empty] | Y | [5 empty] | Y
23279 | Allegheny Energy Supply Co LLC | 3181 | FirstEnergy Mitchell Power Station | PA | 1 | SB | N | NA | NA |  |  | NA | N
23279 | Allegheny Energy Supply Co LLC | 3181 | FirstEnergy Mitchell Power Station | PA | 2 | OP | N | NA | NA |  |  | NA | N
23279 | Allegheny Energy Supply Co LLC | 3181 | FirstEnergy Mitchell Power Station | PA | 3 | SB | N | NA | NA |  |  | NA | N
23279 | Allegheny Energy Supply Co LLC | 3181 | FirstEnergy Mitchell Power Station | PA | 33 | OP | N | OP | LN | OV |  | FW | Y | [6 empty] | Y | [5 empty] | Y
23279 | Allegheny Energy Supply Co LLC | 3182 | FirstEnergy Springdale Power Station | PA | 77 | RE | N
50018 | Dominion Energy New England, LLC | 3236 | Manchester Street | RI | HRSG09 | OP
50018 | Dominion Energy New England, LLC | 3236 | Manchester Street | RI | HRSG10 | OP
50018 | Dominion Energy New England, LLC | 3236 | Manchester Street | RI | HRSG11 | OP
3046 | Progress Energy Carolinas Inc | 3251 | H B Robinson | SC | 1 | RE | N | RE | OV |  |  | ABB | Y | [12 empty] | Y
3046 | Progress Energy Carolinas Inc | 3251 | H B Robinson | SC | NSS2 | OP |  | OP | OV |  |  | MT | Y | [12 empty] | Y
5416 | Duke Energy Carolinas, LLC | 3264 | W S Lee | SC | 1 | OP | N | OP | LN | OV |  | FW | Y | [10 empty] | Y
5416 | Duke Energy Carolinas, LLC | 3264 | W S Lee | SC | 2 | OP | N | OP | LN | OV |  | FW | Y | [11 empty] | Y
5416 | Duke Energy Carolinas, LLC | 3264 | W S Lee | SC | 3 | OP | N | OP | LN | OV |  | CE | Y | [10 empty] | Y
5416 | Duke Energy Carolinas, LLC | 3265 | Oconee | SC | NSS1 | OP
5416 | Duke Energy Carolinas, LLC | 3265 | Oconee | SC | NSS2 | OP
5416 | Duke Energy Carolinas, LLC | 3265 | Oconee | SC | NSS3 | OP
17539 | South Carolina Electric&Gas Co | 3280 | Canadys Steam | SC | CAN1 | OP | N | OP | LN | OV |  | AL | Y | [11 empty] | Y |  |  | Y
17539 | South Carolina Electric&Gas Co | 3280 | Canadys Steam | SC | CAN2 | OP | N | OP | LN | OV |  | AL | Y | [11 empty] | Y |  |  | Y
17539 | South Carolina Electric&Gas Co | 3280 | Canadys Steam | SC | CAN3 | OP | N | OP | LN | OV |  | AL | Y | [9 empty] | Y |  |  |  |  | Y
17539 | South Carolina Electric&Gas Co | 3287 | McMeekin | SC | MCM1 | OP | N | OP | LN | OV |  | CE | Y | [9 empty] | Y |  |  |  |  | Y
17539 | South Carolina Electric&Gas Co | 3287 | McMeekin | SC | MCM2 | OP | N | OP | LN | OV |  | CE | Y | [9 empty] | Y |  |  |  |  | Y
17539 | South Carolina Electric&Gas Co | 3295 | Urquhart | SC | HRSG5 | OP | N | NA | NA |  |  | NA | N
17539 | South Carolina Electric&Gas Co | 3295 | Urquhart | SC | HRSG6 | OP | N | NA | NA |  |  | NA | N
17539 | South Carolina Electric&Gas Co | 3295 | Urquhart | SC | URQ3 | OP | N | OP | LN | OV |  | CE | Y | [10 empty] | Y |  |  |  | Y
17539 | South Carolina Electric&Gas Co | 3297 | Wateree | SC | WAT1 | OP | N | OP | LN | SR |  | BW | Y | [6 empty] | Y |  |  | Y
17539 | South Carolina Electric&Gas Co | 3297 | Wateree | SC | WAT2 | OP | N | OP | LN | SR |  | BW | Y | [6 empty] | Y
17554 | South Carolina Genertg Co, Inc | 3298 | Williams | SC | WIL1 | OP | N | OP | LN | SR |  | ABB | N
17543 | South Carolina Public Service Authority | 3317 | Dolphus M Grainger | SC | 1 | OP | N | OP | LN |  |  | RS | Y | [12 empty] | Y
17543 | South Carolina Public Service Authority | 3317 | Dolphus M Grainger | SC | 2 | OP | N | OP | LN |  |  | RS | Y | [12 empty] | Y
17543 | South Carolina Public Service Authority | 3319 | Jefferies | SC | 1 | OP | N | NA | NA |  |  | NA | N
17543 | South Carolina Public Service Authority | 3319 | Jefferies | SC | 2 | OP | N | NA | NA |  |  | NA | N
17543 | South Carolina Public Service Authority | 3319 | Jefferies | SC | 3 | OP | N | OP | LN |  |  | RS | Y | [12 empty] | Y
17543 | South Carolina Public Service Authority | 3319 | Jefferies | SC | 4 | OP | N | OP | LN |  |  | RS | Y | [12 empty] | Y
19545 | Black Hills Power Inc | 3325 | Ben French | SD | 1 | op | N | NA | NA |  |  | NA | N
18642 | Tennessee Valley Authority | 3393 | Allen Steam Plant | TN | 1 | OP | N | OP | OV | SR |  | NA | Y | [12 empty] | Y
18642 | Tennessee Valley Authority | 3393 | Allen Steam Plant | TN | 2 | OP | N | OP | OV | SR |  | NA | Y | [12 empty] | Y
18642 | Tennessee Valley Authority | 3393 | Allen Steam Plant | TN | 3 | OP | N | OP | OV | SR |  | NA | Y | [12 empty] | Y
18642 | Tennessee Valley Authority | 3396 | Bull Run | TN | 1 | OP | N | OP | SR |  |  | NA | Y |  |  |  |  | Y | Y | Y | [5 empty] | Y
18642 | Tennessee Valley Authority | 3399 | Cumberland | TN | 1 | OP | N | OP | LN | SR |  | FW | Y |  |  |  |  | Y | Y | Y | [5 empty] | Y
18642 | Tennessee Valley Authority | 3399 | Cumberland | TN | 2 | OP | D | OP | LN | SR |  | FW | Y |  |  |  |  | Y | Y | Y | [5 empty] | Y
18642 | Tennessee Valley Authority | 3403 | Gallatin | TN | 1 | OP | N | OP | LN | OV |  | IC | Y | [12 empty] | Y
18642 | Tennessee Valley Authority | 3403 | Gallatin | TN | 2 | OP | N | OP | LN | OV |  | IC | Y | [12 empty] | Y
18642 | Tennessee Valley Authority | 3403 | Gallatin | TN | 3 | OP | N | OP | LN | OV |  | IC | Y | [12 empty] | Y
18642 | Tennessee Valley Authority | 3403 | Gallatin | TN | 4 | OP | N | OP | LN | OV |  | IC | Y | [12 empty] | Y
18642 | Tennessee Valley Authority | 3405 | John Sevier | TN | 1 | OP | N | RE | LN | SN | OV | IC | Y | [12 empty] | Y
18642 | Tennessee Valley Authority | 3405 | John Sevier | TN | 2 | OP | N | RE | LN | SN | OV | IC | Y | [12 empty] | Y
18642 | Tennessee Valley Authority | 3405 | John Sevier | TN | 3 | OP | N | OS | LN | SN | OV | IC | Y | [12 empty] | Y
18642 | Tennessee Valley Authority | 3405 | John Sevier | TN | 4 | OP | N | OS | LN | SN | OV | IC | Y | [11 empty] | Y
18642 | Tennessee Valley Authority | 3405 | John Sevier | TN | HRSG1 | CO | Da | OP | SR |  |  | NA | N
18642 | Tennessee Valley Authority | 3406 | Johnsonville | TN | 1 | OP | N | OP | OT | SN |  | NA | Y | [12 empty] | Y
18642 | Tennessee Valley Authority | 3406 | Johnsonville | TN | 10 | OP | N | OP | LN |  |  | FW | Y | [12 empty] | Y
18642 | Tennessee Valley Authority | 3406 | Johnsonville | TN | 2 | OP | N | OP | OT | SN | OV | NA | Y | [12 empty] | Y
18642 | Tennessee Valley Authority | 3406 | Johnsonville | TN | 3 | OP | N | OP | OT | SN |  | NA | Y | [12 empty] | Y
18642 | Tennessee Valley Authority | 3406 | Johnsonville | TN | 4 | OP | N | OP | OT | SN | OV | NA | Y | [12 empty] | Y
18642 | Tennessee Valley Authority | 3406 | Johnsonville | TN | 5 | OP | N | OP | OT |  |  | NA | Y | [12 empty] | Y
18642 | Tennessee Valley Authority | 3406 | Johnsonville | TN | 6 | OP | N | OP | OT |  |  | NA | Y | [12 empty] | Y
18642 | Tennessee Valley Authority | 3406 | Johnsonville | TN | 7 | OP | N | OP | LN |  |  | FW | Y | [12 empty] | Y
18642 | Tennessee Valley Authority | 3406 | Johnsonville | TN | 8 | OP | N | OP | LN |  |  | FW | Y | [12 empty] | Y
18642 | Tennessee Valley Authority | 3406 | Johnsonville | TN | 9 | OP | N | OP | LN |  |  | FW | Y | [12 empty] | Y
18642 | Tennessee Valley Authority | 3407 | Kingston | TN | 1 | OP | N | OP | OT | SR |  | NA | Y |  |  |  |  | Y |  | Y | [5 empty] | Y
18642 | Tennessee Valley Authority | 3407 | Kingston | TN | 2 | OP | N | OP | OT | SR |  | NA | Y |  |  |  |  | Y |  | Y | [5 empty] | Y
18642 | Tennessee Valley Authority | 3407 | Kingston | TN | 3 | OP | N | OP | OT | SR |  | NA | Y |  |  |  |  | Y |  | Y | [5 empty] | Y
18642 | Tennessee Valley Authority | 3407 | Kingston | TN | 4 | OP | N | OP | OT | SR |  | NA | Y |  |  |  |  | Y |  | Y | [5 empty] | Y
18642 | Tennessee Valley Authority | 3407 | Kingston | TN | 5 | OP | N | OP | LN | SR | OV | IC | Y |  |  |  |  | Y |  | Y | [5 empty] | Y
18642 | Tennessee Valley Authority | 3407 | Kingston | TN | 6 | OP | N | OP | LN | SR | OV | IC | Y |  |  |  |  | Y |  | Y | [5 empty] | Y
18642 | Tennessee Valley Authority | 3407 | Kingston | TN | 7 | OP | N | OP | LN | SR | OV | IC | Y |  |  |  |  | Y |  | Y | [5 empty] | Y
18642 | Tennessee Valley Authority | 3407 | Kingston | TN | 8 | OP | N | OP | LN | SR | OV | IC | Y |  |  |  |  | Y |  | Y | [5 empty] | Y
18642 | Tennessee Valley Authority | 3407 | Kingston | TN | 9 | OP | N | OP | OT | SR |  | NA | Y |  |  |  |  | Y |  | Y | [5 empty] | Y
18642 | Tennessee Valley Authority | 3419 | Watts Bar Fossil | TN | A | RE | N | NA | NA |  |  | NA | N
18642 | Tennessee Valley Authority | 3419 | Watts Bar Fossil | TN | B | RE | N | NA | NA |  |  | NA | N
18642 | Tennessee Valley Authority | 3419 | Watts Bar Fossil | TN | C | RE | N | NA | NA |  |  | NA | N
18642 | Tennessee Valley Authority | 3419 | Watts Bar Fossil | TN | D | RE | N | NA | NA |  |  | NA | N
50053 | Calhoun Port Authority | 3436 | E S Joslin | TX | 1 | OS | Dc | NA | NA |  |  | NA | N
54907 | ReNu Power Holdings LLC | 3438 | J L Bates | TX | 1 | RE | N
54907 | ReNu Power Holdings LLC | 3438 | J L Bates | TX | 2 | RE | N
49979 | Topaz Power Group LLC | 3439 | Laredo | TX | 1 | RE | N
49979 | Topaz Power Group LLC | 3439 | Laredo | TX | 2 | RE | N
49979 | Topaz Power Group LLC | 3439 | Laredo | TX | 3 | RE | D
54907 | ReNu Power Holdings LLC | 3440 | Lon C Hill | TX | 1 | RE | N
54907 | ReNu Power Holdings LLC | 3440 | Lon C Hill | TX | 2 | RE | N
54907 | ReNu Power Holdings LLC | 3440 | Lon C Hill | TX | 3 | RE | N
54907 | ReNu Power Holdings LLC | 3440 | Lon C Hill | TX | 4 | RE | N
49979 | Topaz Power Group LLC | 3441 | Nueces Bay | TX | 5 | RE | N | RE | NA |  |  | NA | N
49979 | Topaz Power Group LLC | 3441 | Nueces Bay | TX | 6 | RE | N | RE | NA |  |  | NA | N
49979 | Topaz Power Group LLC | 3441 | Nueces Bay | TX | 7 | RE | N | RE | NA |  |  | NA | N
49979 | Topaz Power Group LLC | 3441 | Nueces Bay | TX | 8 | OP | Db | OP | LN |  |  | JZ | N
49979 | Topaz Power Group LLC | 3441 | Nueces Bay | TX | 9 | OP | Db | OP | LN |  |  | JZ | N
54907 | ReNu Power Holdings LLC | 3442 | La Palma | TX | 5 | RE | N
54907 | ReNu Power Holdings LLC | 3442 | La Palma | TX | 6 | RE | N
54907 | ReNu Power Holdings LLC | 3442 | La Palma | TX | 7 | RE | N
54907 | ReNu Power Holdings LLC | 3443 | Victoria | TX | 6 | RE | N | RE | NA |  |  |  | N
54907 | ReNu Power Holdings LLC | 3443 | Victoria | TX | 8 | RE | N | RE | NA |  |  |  | N
54907 | ReNu Power Holdings LLC | 3443 | Victoria | TX | HRSG9 | OP | Da | OP | SR |  |  | NA | N
55983 | Luminant Generation Company LLC | 3452 | Lake Hubbard | TX | 1 | OP | N | OP | BF |  |  | NA | N
55983 | Luminant Generation Company LLC | 3452 | Lake Hubbard | TX | 2 | OP | N | OP | LN | OV | SR | RJ | N
6035 | Exelon Power | 3453 | Mountain Creek | TX | 2 | RE | N |  | NA |  |  |  | N
6035 | Exelon Power | 3453 | Mountain Creek | TX | 3A | RE | N |  | NA |  |  |  | N
6035 | Exelon Power | 3453 | Mountain Creek | TX | 6 | OP | N | OP | BF | LN | FR | RJ | N
6035 | Exelon Power | 3453 | Mountain Creek | TX | 7 | OP | N | OP | BF | LN |  | RJ | N
6035 | Exelon Power | 3453 | Mountain Creek | TX | 8 | OP | N | OP | LN | SR |  | CE | N
55983 | Luminant Generation Company LLC | 3454 | North Lake | TX | 1 | RE | N
55983 | Luminant Generation Company LLC | 3454 | North Lake | TX | 2 | RE | N
55983 | Luminant Generation Company LLC | 3454 | North Lake | TX | 3 | RE | N
5701 | El Paso Electric Co | 3456 | Newman | TX | 1 | OP | N | OP | OT |  |  | NA | N
5701 | El Paso Electric Co | 3456 | Newman | TX | 2 | OP | N | OP | OT |  |  | NA | N
5701 | El Paso Electric Co | 3456 | Newman | TX | 3 | OP | N | OP | FR |  |  | NA | N
5701 | El Paso Electric Co | 3456 | Newman | TX | HRSG1 | OP | N | OP | OT |  |  | NA | N
5701 | El Paso Electric Co | 3456 | Newman | TX | HRSG2 | OP | N | OP | OT |  |  | NA | N
5701 | El Paso Electric Co | 3456 | Newman | TX | HRSG3 | OP | N | OP | LN | SR |  | JZ | N
5701 | El Paso Electric Co | 3456 | Newman | TX | HRSG4 | OP | N | OP | LN | SR |  | JZ | N
55937 | Entergy Texas Inc. | 3457 | Lewis Creek | TX | 1 | OP | N | OP | SR |  |  | NA | N
55937 | Entergy Texas Inc. | 3457 | Lewis Creek | TX | 2 | OP | N | OP | SR |  |  | NA | N
55937 | Entergy Texas Inc. | 3459 | Sabine | TX | 1 | OP | N | OP | LA | BF |  | NA | N
55937 | Entergy Texas Inc. | 3459 | Sabine | TX | 2 | OP | N | OP | LA | BF | FR | NA | N
55937 | Entergy Texas Inc. | 3459 | Sabine | TX | 3 | OP | N | OP | LA | AA | LN | CE | N
55937 | Entergy Texas Inc. | 3459 | Sabine | TX | 4 | OP | N | OP | FR | BF |  | NA | N
55937 | Entergy Texas Inc. | 3459 | Sabine | TX | 5 | OP | D | OP | LN | BF |  | RJ | N
54888 | NRG Texas Power LLC | 3460 | Cedar Bayou | TX | CBY1 | OP | D | OP | OV | FR | SR | NA | N
54888 | NRG Texas Power LLC | 3460 | Cedar Bayou | TX | CBY2 | OP | D | OP | OV | FR | SR | NA | N
54888 | NRG Texas Power LLC | 3460 | Cedar Bayou | TX | CBY3 | RE | N | RE | OV | FR |  | NA | N
54888 | NRG Texas Power LLC | 3464 | Greens Bayou | TX | GBY5 | OP | N | OP | LA | FR |  | NA | N
54888 | NRG Texas Power LLC | 3466 | P H Robinson | TX | PHR1 | RE | N
54888 | NRG Texas Power LLC | 3466 | P H Robinson | TX | PHR2 | RE | N
54888 | NRG Texas Power LLC | 3466 | P H Robinson | TX | PHR3 | RE | N
54888 | NRG Texas Power LLC | 3466 | P H Robinson | TX | PHR4 | RE | D
54888 | NRG Texas Power LLC | 3468 | Sam Bertron | TX | SRB1 | OP | N | OP | LA |  |  | NA | N
54888 | NRG Texas Power LLC | 3468 | Sam Bertron | TX | SRB2 | OP | N | OP | LA |  |  | NA | N
54888 | NRG Texas Power LLC | 3468 | Sam Bertron | TX | SRB3 | OP | N | OP | LA | FR |  | NA | N
54888 | NRG Texas Power LLC | 3468 | Sam Bertron | TX | SRB4 | OP | N | OP | FR | LA |  | NA | N
54888 | NRG Texas Power LLC | 3469 | T H Wharton | TX | THW2 | RE | N
54888 | NRG Texas Power LLC | 3469 | T H Wharton | TX | THWB31 | OP
54888 | NRG Texas Power LLC | 3469 | T H Wharton | TX | THWB32 | OP
54888 | NRG Texas Power LLC | 3469 | T H Wharton | TX | THWB33 | OP
54888 | NRG Texas Power LLC | 3469 | T H Wharton | TX | THWB34 | OP
54888 | NRG Texas Power LLC | 3469 | T H Wharton | TX | THWB41 | OP
54888 | NRG Texas Power LLC | 3469 | T H Wharton | TX | THWB42 | OP
54888 | NRG Texas Power LLC | 3469 | T H Wharton | TX | THWB43 | OP
54888 | NRG Texas Power LLC | 3469 | T H Wharton | TX | THWB44 | OP
54888 | NRG Texas Power LLC | 3470 | W A Parish | TX | WAP1 | OP | N | OP | BF | LA |  | NA | N
54888 | NRG Texas Power LLC | 3470 | W A Parish | TX | WAP2 | OP | N | OP | LN | BF | LA | RJ | N
54888 | NRG Texas Power LLC | 3470 | W A Parish | TX | WAP3 | OP | N | OP | FR | LA | BF | NA | N
54888 | NRG Texas Power LLC | 3470 | W A Parish | TX | WAP4 | OP | N | OP | FR | LA | BF | NA | N
54888 | NRG Texas Power LLC | 3470 | W A Parish | TX | WAP5 | OP | D | OP | LN | OV | SR | BW | N
54888 | NRG Texas Power LLC | 3470 | W A Parish | TX | WAP6 | OP | D | OP | LN | OV | SR | BW | N
54888 | NRG Texas Power LLC | 3470 | W A Parish | TX | WAP7 | OP | D | OP | AA | LN | SR | AL | N
54888 | NRG Texas Power LLC | 3470 | W A Parish | TX | WAP8 | OP | Da | OP | AA | LN | SR | AL | N
54888 | NRG Texas Power LLC | 3471 | Webster | TX | WEB3 | RE | N
17698 | Southwestern Electric Power Co | 3476 | Knox Lee | TX | 2 | OP | N | NA | NA |  |  | NA | N
17698 | Southwestern Electric Power Co | 3476 | Knox Lee | TX | 3 | OP | N | NA | NA |  |  | NA | N
17698 | Southwestern Electric Power Co | 3476 | Knox Lee | TX | 4 | OP | N | NA | NA |  |  | NA | N
17698 | Southwestern Electric Power Co | 3476 | Knox Lee | TX | 5 | OP | N | NA | NA |  |  | NA | N
17698 | Southwestern Electric Power Co | 3477 | Lone Star | TX | 1 | OP | N | NA | NA |  |  | NA | N
17698 | Southwestern Electric Power Co | 3478 | Wilkes | TX | 1 | OP | N | OP | FR |  |  | OT | N
17698 | Southwestern Electric Power Co | 3478 | Wilkes | TX | 2 | OP | N | OP | LN |  |  | RJ | N
17698 | Southwestern Electric Power Co | 3478 | Wilkes | TX | 3 | OP | N | OP | H20 |  |  | CM | N
17718 | Southwestern Public Service Co | 3482 | Jones | TX | 151B | OP | D | OP | OV | LN |  | OT | N
17718 | Southwestern Public Service Co | 3482 | Jones | TX | 152B | OP | N | OP | OV | LN |  | AL | N
17718 | Southwestern Public Service Co | 3483 | Moore County | TX | 3 | OP |  | OP | OV |  |  | NA | N
17718 | Southwestern Public Service Co | 3484 | Nichols | TX | 141B | OP | N | OP | OV |  |  | NA | N
17718 | Southwestern Public Service Co | 3484 | Nichols | TX | 142B | OP | N | OP | OV | LN |  | OT | N
17718 | Southwestern Public Service Co | 3484 | Nichols | TX | 143B | OP | N | OP | OV | LN |  | OT | N
17718 | Southwestern Public Service Co | 3485 | Plant X | TX | 111B | OP | N | OP | OV |  |  | AL | N
17718 | Southwestern Public Service Co | 3485 | Plant X | TX | 112B | OP | N | OP | OV |  |  | NA | N
17718 | Southwestern Public Service Co | 3485 | Plant X | TX | 113B | OP | N | OP | OV | LN |  | AL | N
17718 | Southwestern Public Service Co | 3485 | Plant X | TX | 114B | OP | N | OP | OV | LN |  | AL | N
55983 | Luminant Generation Company LLC | 3489 | Eagle Mountain | TX | 1 | RE | N | OS | BF |  |  | NA | N
55983 | Luminant Generation Company LLC | 3489 | Eagle Mountain | TX | 2 | RE | N | OS | BF | LN |  | RJ | N
55983 | Luminant Generation Company LLC | 3489 | Eagle Mountain | TX | 3 | OS | N | OS | LN |  |  | RJ | N
55983 | Luminant Generation Company LLC | 3490 | Graham | TX | 1 | OP | N | NA | NA |  |  | NA | N
55983 | Luminant Generation Company LLC | 3490 | Graham | TX | 2 | OP | N | OP | FR | BF |  | ETE | N
6035 | Exelon Power | 3491 | Handley | TX | 1A | RE | N | NA | NA |  |  | NA | N
6035 | Exelon Power | 3491 | Handley | TX | 1B | RE | N | NA | NA |  |  | NA | N
6035 | Exelon Power | 3491 | Handley | TX | 2 | RE | N | NA | NA |  |  | NA | N
6035 | Exelon Power | 3491 | Handley | TX | 3 | OP | N | OP | FR | SC |  | NA | N
6035 | Exelon Power | 3491 | Handley | TX | 4 | OP | N | OP | OV | SC |  | NA | N
6035 | Exelon Power | 3491 | Handley | TX | 5 | OP | N | OP | OV | SC |  | NA | N
55983 | Luminant Generation Company LLC | 3492 | Morgan Creek | TX | 5 | RE | N | RE | NA |  |  |  | N
55983 | Luminant Generation Company LLC | 3492 | Morgan Creek | TX | 6 | RE | N | RE | BF | FR |  | NA | N
55983 | Luminant Generation Company LLC | 3494 | Permian Basin | TX | 5 | OS | N | NA | NA |  |  | NA | N
55983 | Luminant Generation Company LLC | 3494 | Permian Basin | TX | 6 | SB | N | SB | FR |  |  | FW | N
56884 | Big Brown Power Company LLC | 3497 | Big Brown | TX | 1 | OP | N | OP | LN | OV | SN | AL | Y | Y | [7 empty] | Y |  | Y
56884 | Big Brown Power Company LLC | 3497 | Big Brown | TX | 2 | OP | N | OP | LN | OV | SN | AL | Y | Y | [7 empty] | Y |  | Y
55983 | Luminant Generation Company LLC | 3502 | Lake Creek | TX | 1 | OS | N | OS |  |  |  |  | N
55983 | Luminant Generation Company LLC | 3502 | Lake Creek | TX | 2 | OS | N | OS |  |  |  |  | N
55983 | Luminant Generation Company LLC | 3504 | Stryker Creek | TX | 1 | OP | N | OP | LN |  |  | RJ | N
55983 | Luminant Generation Company LLC | 3504 | Stryker Creek | TX | 2 | OP | N | OP | LN | OV |  | AL | N
55983 | Luminant Generation Company LLC | 3507 | Trinidad | TX | 9 | OP | N | NA | NA |  |  | NA | N
56881 | Valley NG Power Company LLC | 3508 | Valley | TX | 1 | SB | N | SB | LN | OV |  | RJ | N
56881 | Valley NG Power Company LLC | 3508 | Valley | TX | 2 | SB | N | SB | BF |  |  | NA | N
56881 | Valley NG Power Company LLC | 3508 | Valley | TX | 3 | SB | N | SB | NA |  |  | NA | N
1015 | Austin Energy | 3548 | Decker Creek | TX | 1 | OP | N | OP | LA | OV | LN | RJ | N
1015 | Austin Energy | 3548 | Decker Creek | TX | 2 | OP | D | OP | FR | LA | LN | RJ | N
1015 | Austin Energy | 3549 | Holly Street | TX | 1 | RE | N
1015 | Austin Energy | 3549 | Holly Street | TX | 2 | RE | N
1015 | Austin Energy | 3549 | Holly Street | TX | 3 | RE | N
1015 | Austin Energy | 3549 | Holly Street | TX | 4 | RE | N
2409 | Brownsville Public Utilities Board | 3559 | Silas Ray | TX | HRSG9 | OP | Db | OP | SR |  |  | NA | N
2409 | Brownsville Public Utilities Board | 3559 | Silas Ray | TX | SR5 | SC | N | NA | NA |  |  | NA | N
2442 | City of Bryan - (TX) | 3561 | Bryan | TX | 3 | OS | N | NA | NA |  |  | NA | N
2442 | City of Bryan - (TX) | 3561 | Bryan | TX | 4 | OS | N | NA | NA |  |  | NA | N
2442 | City of Bryan - (TX) | 3561 | Bryan | TX | 5 | OS | N | NA | NA |  |  | NA | N
2442 | City of Bryan - (TX) | 3561 | Bryan | TX | 6 | OS | N | NA | NA |  |  | NA | N
6958 | City of Garland - (TX) | 3574 | C E Newman | TX | BW5 | RE |  | SB | LN | FR |  | AU | N
6958 | City of Garland - (TX) | 3576 | Ray Olinger | TX | BW2 | OP | N | OP | FR | OV |  | NA | N
6958 | City of Garland - (TX) | 3576 | Ray Olinger | TX | BW3 | OP | D | OP | LN | OV | FR | BW | N
6958 | City of Garland - (TX) | 3576 | Ray Olinger | TX | CE1 | OP | N | OP | LN | FR |  | CE | N
11269 | Lower Colorado River Authority | 3601 | Sim Gideon | TX | 1 | OP | N | OP | OV | FR |  | NA | N
11269 | Lower Colorado River Authority | 3601 | Sim Gideon | TX | 2 | OP | N | OP | OV | FR |  | NA | N
11269 | Lower Colorado River Authority | 3601 | Sim Gideon | TX | 3 | OP | N | OP | OV | FR |  | NA | N
11292 | City of Lubbock - (TX) | 3602 | Ty Cooke | TX | 1 | OP | N | OP | LN |  |  | AU | N
11292 | City of Lubbock - (TX) | 3602 | Ty Cooke | TX | 2 | OP | N | SB | OT |  |  | NA | N
11292 | City of Lubbock - (TX) | 3604 | J Robert Massengale | TX | 5 | OS | N | NA | NA |  |  | NA | N
11292 | City of Lubbock - (TX) | 3604 | J Robert Massengale | TX | 6A | OP | N | NA | NA |  |  | NA | N
11292 | City of Lubbock - (TX) | 3604 | J Robert Massengale | TX | 7 | OP | N | NA | NA |  |  | NA | N
11292 | City of Lubbock - (TX) | 3604 | J Robert Massengale | TX | 8 | OP | N | OP | SR |  |  | NA | N
11292 | City of Lubbock - (TX) | 3604 | J Robert Massengale | TX | 4 | OS | N | NA | NA |  |  | NA | N
16604 | City of San Antonio - (TX) | 3609 | Leon Creek | TX | 3 | SC | N | NA | NA |  |  | NA | N
16604 | City of San Antonio - (TX) | 3609 | Leon Creek | TX | 4 | SC | N | NA | NA |  |  | NA | N
16604 | City of San Antonio - (TX) | 3611 | O W Sommers | TX | 1 | OP | N | OP | OV | FR |  | NA | N
16604 | City of San Antonio - (TX) | 3611 | O W Sommers | TX | 2 | OP | N | OP | OV | FR |  | NA | N
16604 | City of San Antonio - (TX) | 3612 | V H Braunig | TX | 1 | OP | N | NA | NA |  |  | NA | N
16604 | City of San Antonio - (TX) | 3612 | V H Braunig | TX | 2 | OP | N | NA | NA |  |  | NA | N
16604 | City of San Antonio - (TX) | 3612 | V H Braunig | TX | 3 | OP | N | OP | OV | FR |  | NA | N
16604 | City of San Antonio - (TX) | 3613 | W B Tuttle | TX | 1 | RE | N | NA | NA |  |  | NA | N
16604 | City of San Antonio - (TX) | 3613 | W B Tuttle | TX | 2 | RE | N |  | NA |  |  |  | N
16604 | City of San Antonio - (TX) | 3613 | W B Tuttle | TX | 3 | RE | N | NA | NA |  |  | NA | N
16604 | City of San Antonio - (TX) | 3613 | W B Tuttle | TX | 4 | RE | N | NA | NA |  |  | NA | N
2172 | Brazos Electric Power Coop Inc | 3627 | North Texas | TX | 1 | OS | N | NA | NA |  |  | NA | N
2172 | Brazos Electric Power Coop Inc | 3627 | North Texas | TX | 2 | OS | N | NA | NA |  |  | NA | N
2172 | Brazos Electric Power Coop Inc | 3627 | North Texas | TX | 3 | RE | N | NA | NA |  |  | NA | N
2172 | Brazos Electric Power Coop Inc | 3628 | R W Miller | TX | 1 | OP | D | OP | FR |  |  | NA | N
2172 | Brazos Electric Power Coop Inc | 3628 | R W Miller | TX | 2 | OP | D | OP | FR |  |  | NA | N
2172 | Brazos Electric Power Coop Inc | 3628 | R W Miller | TX | 3 | OP | D | OP | FR |  |  | NA | N
17583 | South Texas Electric Coop, Inc | 3630 | Pearsall | TX | 1 | OP |  | NA | NA |  |  | NA | N
17583 | South Texas Electric Coop, Inc | 3630 | Pearsall | TX | 2 | OP |  | NA | NA |  |  | NA | N
17583 | South Texas Electric Coop, Inc | 3630 | Pearsall | TX | 3 | OP |  | NA | NA |  |  | NA | N
17583 | South Texas Electric Coop, Inc | 3631 | Sam Rayburn | TX | 3 | OP |  | NA | NA |  |  | NA | N
17583 | South Texas Electric Coop, Inc | 3631 | Sam Rayburn | TX | HRSG7 | OP |  | NA | NA |  |  | NA | N
17583 | South Texas Electric Coop, Inc | 3631 | Sam Rayburn | TX | HRSG8 | OP |  | NA | NA |  |  | NA | N
17583 | South Texas Electric Coop, Inc | 3631 | Sam Rayburn | TX | HRSG9 | OP |  | NA | NA |  |  | NA | N
14354 | PacifiCorp | 3644 | Carbon | UT | 1 | OP | N | NA | NA |  |  | NA | Y | [12 empty] | Y
14354 | PacifiCorp | 3644 | Carbon | UT | 2 | OP | N | NA | NA |  |  | NA | Y | [12 empty] | Y
14354 | PacifiCorp | 3648 | Gadsby | UT | 1 | OP | N | OP | LN |  |  | OT | N
14354 | PacifiCorp | 3648 | Gadsby | UT | 2 | OP | N | OP | LN |  |  | OT | N
14354 | PacifiCorp | 3648 | Gadsby | UT | 3 | OP | N | NA | NA |  |  | NA | N
5956 | Entergy Nuclear Vermont Yankee | 3751 | Vermont Yankee | VT | NSS1 | OP
733 | Appalachian Power Co | 3775 | Clinch River | VA | 3 | OP | N | OP | LN |  |  | BW | N
733 | Appalachian Power Co | 3775 | Clinch River | VA | 1 | OP | N | OP | LN |  |  | BW | N
733 | Appalachian Power Co | 3775 | Clinch River | VA | 2 | OP | N | OP | LN |  |  | BW | N
733 | Appalachian Power Co | 3776 | Glen Lyn | VA | 51 | OP | N | OP | OT | LN |  | AL | N
733 | Appalachian Power Co | 3776 | Glen Lyn | VA | 52 | OP | N | OP | OT | LN |  | AL | N
733 | Appalachian Power Co | 3776 | Glen Lyn | VA | 6 | OP | N | OP | LN |  |  | BW | N
12588 | NRG Potomac River LLC | 3788 | Potomac River | VA | 1 | RE | N | RE | LA | LN |  | CM | N
12588 | NRG Potomac River LLC | 3788 | Potomac River | VA | 2 | RE | N | RE | LA | LN |  | CM | N
12588 | NRG Potomac River LLC | 3788 | Potomac River | VA | 3 | RE | N | RE | LN | OV |  | CM | N
12588 | NRG Potomac River LLC | 3788 | Potomac River | VA | 4 | RE | N | RE | LN | OV |  | CM | N
12588 | NRG Potomac River LLC | 3788 | Potomac River | VA | 5 | RE | N | RE | LN | OV |  | CM | N
19876 | Virginia Electric & Power Co | 3796 | Bremo Bluff | VA | 3 | OP | N | OZ | BF |  |  | NA | N
19876 | Virginia Electric & Power Co | 3796 | Bremo Bluff | VA | 4 | OP | N | SB | LN | AA |  | AL | N
19876 | Virginia Electric & Power Co | 3797 | Chesterfield | VA | 3 | OP | N | OZ | LN |  |  | AL | N
19876 | Virginia Electric & Power Co | 3797 | Chesterfield | VA | 4 | OP | N | OZ | LN | SR |  | AL | N
19876 | Virginia Electric & Power Co | 3797 | Chesterfield | VA | 5 | OP | N | OZ | SR | LN | OV | AL | N
19876 | Virginia Electric & Power Co | 3797 | Chesterfield | VA | 6 | OP | N | OZ | SR | LN | OV | AL | Y | [6 empty] | Y
19876 | Virginia Electric & Power Co | 3797 | Chesterfield | VA | CT7 | OP | N | NA | NA |  |  | NA | N
19876 | Virginia Electric & Power Co | 3797 | Chesterfield | VA | CT8 | OP | N | NA | NA |  |  | NA | N
19876 | Virginia Electric & Power Co | 3803 | Chesapeake | VA | 1 | OP | N | OZ | AA |  |  | NA | N
19876 | Virginia Electric & Power Co | 3803 | Chesapeake | VA | 2 | OP | N | OZ | AA |  |  | NA | N
19876 | Virginia Electric & Power Co | 3803 | Chesapeake | VA | 3 | OP | N | OZ | SR | LN |  | ABB | N
19876 | Virginia Electric & Power Co | 3803 | Chesapeake | VA | 4 | OP | N | OZ | SR |  |  | NA | N
19876 | Virginia Electric & Power Co | 3804 | Possum Point | VA | 3 | OP | N | OZ | LN |  |  | CN | N
19876 | Virginia Electric & Power Co | 3804 | Possum Point | VA | 4 | OP | N | OZ | LN |  |  | CN | N
19876 | Virginia Electric & Power Co | 3804 | Possum Point | VA | 5 | OP | D | OZ | OV |  |  | NA | N
19876 | Virginia Electric & Power Co | 3804 | Possum Point | VA | 6A | OP | Da | OP | SR |  |  | NA | N
19876 | Virginia Electric & Power Co | 3804 | Possum Point | VA | 6B | OP | Da | OP | SR |  |  | NA | N
19876 | Virginia Electric & Power Co | 3806 | Surry | VA | NSS1 | OP
19876 | Virginia Electric & Power Co | 3806 | Surry | VA | NSS2 | OP
19876 | Virginia Electric & Power Co | 3809 | Yorktown | VA | 1 | OP | N | SB | OV | LN | SN | AL | N
19876 | Virginia Electric & Power Co | 3809 | Yorktown | VA | 2 | OP | N | SB | OV | LN | SN | AL | N
19876 | Virginia Electric & Power Co | 3809 | Yorktown | VA | 3 | OP | N | OZ | OV |  |  | NA | N
19099 | TransAlta Centralia Gen LLC | 3845 | Transalta Centralia Generation | WA | 30 | OS | Db | SB | SR |  |  | NA | N
19099 | TransAlta Centralia Gen LLC | 3845 | Transalta Centralia Generation | WA | 40 | OS | Db | SB | SR |  |  | NA | N
19099 | TransAlta Centralia Gen LLC | 3845 | Transalta Centralia Generation | WA | 50 | OS | Db | SB | SR |  |  | NA | N
19099 | TransAlta Centralia Gen LLC | 3845 | Transalta Centralia Generation | WA | 60 | OS | Db | SB | SR |  |  | NA | N
19099 | TransAlta Centralia Gen LLC | 3845 | Transalta Centralia Generation | WA | BW21 | OP | N | OP | LN | OV |  | AL | Y |  |  |  |  | Y
19099 | TransAlta Centralia Gen LLC | 3845 | Transalta Centralia Generation | WA | BW22 | OP | N | OP | LN | OV |  | AL | Y |  |  |  |  | Y
18429 | City of Tacoma - (WA) | 3920 | Steam plant | WA | 1 | RE
18429 | City of Tacoma - (WA) | 3920 | Steam plant | WA | 2 | RE
733 | Appalachian Power Co | 3935 | John E Amos | WV | 1 | OP | N | OP | LN | SR |  | FW | N
733 | Appalachian Power Co | 3935 | John E Amos | WV | 2 | OP | N | OP | LN | SR |  | FW | N
733 | Appalachian Power Co | 3935 | John E Amos | WV | 3 | OP | N | OP | LN | SR |  | RS | Y |  |  |  |  | Y
733 | Appalachian Power Co | 3936 | Kanawha River | WV | 1 | OP | N | OP | LN |  |  | BW | N
733 | Appalachian Power Co | 3936 | Kanawha River | WV | 2 | OP | N | OP | LN |  |  | BW | N
733 | Appalachian Power Co | 3938 | Philip Sporn | WV | 11 | OP | N | OP | LN |  |  | BW | N
733 | Appalachian Power Co | 3938 | Philip Sporn | WV | 21 | OP | N | OP | LN |  |  | BW | N
733 | Appalachian Power Co | 3938 | Philip Sporn | WV | 31 | OP | N | OP | LN |  |  | BW | N
733 | Appalachian Power Co | 3938 | Philip Sporn | WV | 41 | OP | N | OP | LN |  |  | BW | N
733 | Appalachian Power Co | 3938 | Philip Sporn | WV | 51 | RE | N | RE | LN |  |  | RS | N
12796 | Monongahela Power Co | 3942 | FirstEnergy Albright | WV | 1 | OP | N | OP | LN |  |  | RI | Y | [12 empty] | Y
12796 | Monongahela Power Co | 3942 | FirstEnergy Albright | WV | 2 | OP | N | OP | LN | OV |  | DD | Y | [12 empty] | Y
12796 | Monongahela Power Co | 3942 | FirstEnergy Albright | WV | 3 | OP | N | OP | LN | OV |  | FW | Y | [12 empty] | Y
12796 | Monongahela Power Co | 3943 | FirstEnergy Fort Martin Power Station | WV | 1 | OP | N | OP | LN | OV | OT | FW | Y | [6 empty] | Y | [5 empty] | Y
12796 | Monongahela Power Co | 3943 | FirstEnergy Fort Martin Power Station | WV | 2 | OP | N | OP | LN | OV | OT | BW | Y | [6 empty] | Y | [5 empty] | Y
23279 | Allegheny Energy Supply Co LLC | 3944 | FirstEnergy Harrison Power Station | WV | 1 | OP | N | OP | LN | SR |  | AB | Y | [6 empty] | Y | [5 empty] | Y |  | Y
23279 | Allegheny Energy Supply Co LLC | 3944 | FirstEnergy Harrison Power Station | WV | 2 | OP | N | OP | LN | SR |  | AB | Y | [6 empty] | Y | [5 empty] | Y |  | Y
23279 | Allegheny Energy Supply Co LLC | 3944 | FirstEnergy Harrison Power Station | WV | 3 | OP | N | OP | LN | SR |  | AB | Y | [6 empty] | Y | [5 empty] | Y |  | Y
12796 | Monongahela Power Co | 3945 | FirstEnergy Rivesville | WV | 7 | OP | N | NA | NA |  |  | NA | Y | [12 empty] | Y
12796 | Monongahela Power Co | 3945 | FirstEnergy Rivesville | WV | 8 | OP | N | NA | NA |  |  | NA | Y | [12 empty] | Y
12796 | Monongahela Power Co | 3946 | FirstEnergy Willow Island | WV | 1 | OP | N | SB | OV |  |  | NA | Y | [12 empty] | Y
12796 | Monongahela Power Co | 3946 | FirstEnergy Willow Island | WV | 2 | OP | N | SB | OV |  |  | NA | Y | [13 empty] | Y
14006 | Ohio Power Co | 3947 | Kammer | WV | 1 | OP | N | OP | OV |  |  | NA | N
14006 | Ohio Power Co | 3947 | Kammer | WV | 2 | OP | N | OP | OV |  |  | NA | N
14006 | Ohio Power Co | 3947 | Kammer | WV | 3 | OP | N | OP | OV |  |  | NA | N
14006 | Ohio Power Co | 3948 | Mitchell | WV | 1 | OP | N | OP | LN | SR |  | FW | Y |  |  |  |  | Y
14006 | Ohio Power Co | 3948 | Mitchell | WV | 2 | OP | N | OP | LN | SR |  | FW | Y |  |  |  |  | Y
19876 | Virginia Electric & Power Co | 3954 | Mt Storm | WV | 1 | OP | N | OZ | LN | OV | SR | AL | Y |  |  |  |  | Y
19876 | Virginia Electric & Power Co | 3954 | Mt Storm | WV | 2 | OP | N | OZ | OV | LN | SR | AL | Y |  |  |  |  | Y
19876 | Virginia Electric & Power Co | 3954 | Mt Storm | WV | 3 | OP | N | OZ | LN | OV | SR | AL | Y |  |  |  |  | Y
13781 | Northern States Power Co - Minnesota | 3982 | Bay Front | WI | 1 | OP | N | OP | OV | SN |  | NA | N
13781 | Northern States Power Co - Minnesota | 3982 | Bay Front | WI | 2 | OP | N | OP | OV | SN |  | NA | N
13781 | Northern States Power Co - Minnesota | 3982 | Bay Front | WI | 5 | OP | N | NA | NA |  |  | NA | N
11479 | Madison Gas & Electric Co | 3992 | Blount Street | WI | 1 | RE | N | NA | NA |  |  |  | N
11479 | Madison Gas & Electric Co | 3992 | Blount Street | WI | 11 | RE | N | NA | NA |  |  |  | N
11479 | Madison Gas & Electric Co | 3992 | Blount Street | WI | 2 | RE | N | NA | NA |  |  |  | N
11479 | Madison Gas & Electric Co | 3992 | Blount Street | WI | 3 | RE | N | NA | NA |  |  | NA | N
11479 | Madison Gas & Electric Co | 3992 | Blount Street | WI | 5 | RE | N | NA | NA |  |  | NA | N
11479 | Madison Gas & Electric Co | 3992 | Blount Street | WI | 6 | RE | N | NA | NA |  |  | NA | N
11479 | Madison Gas & Electric Co | 3992 | Blount Street | WI | 7 | RE | N | NA | NA |  |  | NA | Y | [13 empty] | Y
11479 | Madison Gas & Electric Co | 3992 | Blount Street | WI | 8 | OP | N | OP | LN |  |  | RJ | Y | [13 empty] | Y
11479 | Madison Gas & Electric Co | 3992 | Blount Street | WI | 9 | OP | N | OP | LN |  |  | RJ | Y | [13 empty] | Y
13781 | Northern States Power Co - Minnesota | 4005 | French Island | WI | 1 | OP | N | OP | CF | SN |  | NA | Y | Y |  |  |  |  | Y |  |  | Y
13781 | Northern States Power Co - Minnesota | 4005 | French Island | WI | 2 | OP | N | OP | CF | SN |  | NA | Y | Y |  |  |  |  | Y
20847 | Wisconsin Electric Power Co | 4040 | Port Washington Generating Station | WI | BO11 | OP | Db | OP | SR |  |  | NA | N
20847 | Wisconsin Electric Power Co | 4040 | Port Washington Generating Station | WI | BO12 | OP | Db | OP | SR |  |  | NA | N
20847 | Wisconsin Electric Power Co | 4040 | Port Washington Generating Station | WI | BO21 | OP | Db | OP | SR |  |  | NA | N
20847 | Wisconsin Electric Power Co | 4040 | Port Washington Generating Station | WI | BO22 | OP | Db | OP | SR |  |  | NA | N
20847 | Wisconsin Electric Power Co | 4041 | South Oak Creek | WI | 5 | OP | N | OP | SR |  |  | RI | Y |  |  |  |  | Y | [7 empty] | Y
20847 | Wisconsin Electric Power Co | 4041 | South Oak Creek | WI | 6 | OP | N | OP | SR |  |  | RI | Y |  |  |  |  | Y | [7 empty] | Y
20847 | Wisconsin Electric Power Co | 4041 | South Oak Creek | WI | 7 | OP | N | OP | LN | OV |  | FW | Y |  |  |  |  | Y | [7 empty] | Y
20847 | Wisconsin Electric Power Co | 4041 | South Oak Creek | WI | 8 | OP | N | OP | LN | OV |  | FW | Y |  |  |  |  | Y | [7 empty] | Y
20847 | Wisconsin Electric Power Co | 4042 | Valley | WI | 1 | OP | N | OP | LN |  |  | RS | Y | [8 empty] | Y
20847 | Wisconsin Electric Power Co | 4042 | Valley | WI | 2 | OP | N | OP | LN |  |  | RS | Y | [8 empty] | Y
20847 | Wisconsin Electric Power Co | 4042 | Valley | WI | 3 | OP | N | OP | LN |  |  | RS | Y | [8 empty] | Y
20847 | Wisconsin Electric Power Co | 4042 | Valley | WI | 4 | OP | N | OP | LN |  |  | RS | Y | [8 empty] | Y
55906 | NextEra Energy Point Beach LLC | 4046 | Point Beach Nuclear Plant | WI | NSS1 | OP
55906 | NextEra Energy Point Beach LLC | 4046 | Point Beach Nuclear Plant | WI | NSS2 | OP
55906 | NextEra Energy Point Beach LLC | 4046 | Point Beach Nuclear Plant | WI | GT | OP
20856 | Wisconsin Power & Light Co | 4048 | Blackhawk | WI | 3 | RE | N
20856 | Wisconsin Power & Light Co | 4048 | Blackhawk | WI | 4 | RE | N
20856 | Wisconsin Power & Light Co | 4050 | Edgewater | WI | 3 | SB | N | OP | OV | SN | OT | NA | Y | [10 empty] | Y
20856 | Wisconsin Power & Light Co | 4050 | Edgewater | WI | 4 | OP | N | OP | OV | SN | OT | NA | Y | [10 empty] | Y |  |  |  | Y
20856 | Wisconsin Power & Light Co | 4050 | Edgewater | WI | 5 | OP | Da | OP | LN | OV |  | BW | Y | Y | [9 empty] | Y |  |  |  | Y
20856 | Wisconsin Power & Light Co | 4054 | Nelson Dewey Coal Refining Facility | WI | 1 | OP | N | OP | SN | OT |  | FT | Y | [14 empty] | Y
20856 | Wisconsin Power & Light Co | 4054 | Nelson Dewey Coal Refining Facility | WI | 2 | OP | N | OP | SN | OT |  | FT | Y | [14 empty] | Y
20856 | Wisconsin Power & Light Co | 4057 | Rock River | WI | 1 | RE | N
20856 | Wisconsin Power & Light Co | 4057 | Rock River | WI | 2 | RE | N
20860 | Wisconsin Public Service Corp | 4072 | Pulliam | WI | 3 | RE | N | NA | NA |  |  |  | Y | [10 empty] | Y
20860 | Wisconsin Public Service Corp | 4072 | Pulliam | WI | 4 | RE | N | NA | NA |  |  |  | Y
20860 | Wisconsin Public Service Corp | 4072 | Pulliam | WI | 5 | OP | Da | OP | LN | AA |  | AC | Y | [10 empty] | Y
20860 | Wisconsin Public Service Corp | 4072 | Pulliam | WI | 6 | OP | Da | OP | LN | AA |  | AC | Y | [10 empty] | Y
20860 | Wisconsin Public Service Corp | 4072 | Pulliam | WI | 7 | OP | Da | OP | LN | AA |  | BW | Y | [10 empty] | Y
20860 | Wisconsin Public Service Corp | 4072 | Pulliam | WI | 8 | OP | N | OP | LN | AA |  | BW | Y | Y | [9 empty] | Y
20860 | Wisconsin Public Service Corp | 4078 | Weston | WI | 1 | OP | N | OP | LN | AA |  | AC | Y | [10 empty] | Y
20860 | Wisconsin Public Service Corp | 4078 | Weston | WI | 2 | OP | N | OP | LN | AA |  | BW | Y | [10 empty] | Y
20860 | Wisconsin Public Service Corp | 4078 | Weston | WI | 3 | OP | D | OP | LN | AA |  | CE | Y | [8 empty] | Y
20860 | Wisconsin Public Service Corp | 4078 | Weston | WI | 4 | OP | Db | OP | LN | OV | SR | BW | Y | Y |  | Y |  | Y |  |  |  | Y
11571 | Manitowoc Public Utilities | 4125 | Manitowoc | WI | 5 | RE | N | RE | LN |  |  | CN | N
11571 | Manitowoc Public Utilities | 4125 | Manitowoc | WI | 6 | RE | N | RE | NA |  |  | NA | Y | [8 empty] | Y
11571 | Manitowoc Public Utilities | 4125 | Manitowoc | WI | 7 | RE | N | RE | NA |  |  | NA | Y | [8 empty] | Y
11571 | Manitowoc Public Utilities | 4125 | Manitowoc | WI | 8 | OP | Da | OP | CF |  |  | NA | Y | [8 empty] | Y | [5 empty] | Y
11571 | Manitowoc Public Utilities | 4125 | Manitowoc | WI | 9 | OP | Da | OP | CF | SN |  | NA | Y | [8 empty] | Y | [5 empty] | Y
12298 | City of Menasha - (WI) | 4127 | Menasha | WI | B23 | op | N | NA | NA |  |  | NA | N
12298 | City of Menasha - (WI) | 4127 | Menasha | WI | B24 | OP | N | NA | NA |  |  | NA | N
4716 | Dairyland Power Coop | 4140 | Alma | WI | B1 | RE | N | NA | NA |  |  | NA | Y | [12 empty] | Y
4716 | Dairyland Power Coop | 4140 | Alma | WI | B2 | RE | N | NA | NA |  |  | NA | Y | [12 empty] | Y
4716 | Dairyland Power Coop | 4140 | Alma | WI | B3 | RE | N | NA | NA |  |  | NA | Y | [12 empty] | Y
4716 | Dairyland Power Coop | 4140 | Alma | WI | B4 | OP | N | OP | LN | OV | SN | AC | Y | [12 empty] | Y
4716 | Dairyland Power Coop | 4140 | Alma | WI | B5 | OP | N | OP | LN | OV | SN | AC | Y | [12 empty] | Y
4716 | Dairyland Power Coop | 4143 | Genoa | WI | 1 | OP | N | OP | LN | OV |  | CE | Y |  |  | Y | [5 empty] | Y |  |  |  | Y
56293 | DTE Stoneman LLC | 4146 | E J Stoneman Station | WI | B1 | OP |  | OP | SN |  |  | NA | N
56293 | DTE Stoneman LLC | 4146 | E J Stoneman Station | WI | B2 | OP |  | OP | SN |  |  | NA | N
19545 | Black Hills Power Inc | 4150 | Neil Simpson | WY | 5 | OP | N | NA | NA |  |  | NA | N
19545 | Black Hills Power Inc | 4151 | Osage | WY | 1 | SB | N | NA | NA |  |  | NA | N
19545 | Black Hills Power Inc | 4151 | Osage | WY | 2 | SB | N | NA | NA |  |  | NA | N
19545 | Black Hills Power Inc | 4151 | Osage | WY | 3 | SB | N | NA | NA |  |  | NA | N
14354 | PacifiCorp | 4158 | Dave Johnston | WY | BW41 | OP | N | NA | NA |  |  | NA | N
14354 | PacifiCorp | 4158 | Dave Johnston | WY | BW42 | OP | N | NA | NA |  |  | NA | N
14354 | PacifiCorp | 4158 | Dave Johnston | WY | BW43 | OP | N | OP | LN | OV |  | FW | Y |  |  | Y | [5 empty] | Y
14354 | PacifiCorp | 4158 | Dave Johnston | WY | BW44 | OP | N | OP | LA | LN | OV | AL | Y |  |  | Y | [5 empty] | Y
14354 | PacifiCorp | 4162 | Naughton | WY | 1 | OP | N | OP | LN |  |  | AL | N
14354 | PacifiCorp | 4162 | Naughton | WY | 2 | OP | N | OP | LN |  |  | AL | N
14354 | PacifiCorp | 4162 | Naughton | WY | 3 | OP | N | OP | LN | OV |  | CE | Y |  |  |  |  | Y
7634 | City of Greenville - (TX) | 4195 | Powerlane Plant | TX | 1 | OP | N | NA | NA |  |  | NA | N
7634 | City of Greenville - (TX) | 4195 | Powerlane Plant | TX | 2 | OP | N | NA | NA |  |  | NA | N
7634 | City of Greenville - (TX) | 4195 | Powerlane Plant | TX | 3 | OP | N | NA | NA |  |  | NA | N
12807 | Michigan South Central Pwr Agy | 4259 | Endicott Station | MI | 1 | OP | N | OP | OV | LN | LA | RJ | N
6958 | City of Garland - (TX) | 4266 | Spencer | TX | 1 | RE | N |  | NA |  |  |  | N
6958 | City of Garland - (TX) | 4266 | Spencer | TX | 2 | RE | N |  | NA |  |  |  | N
6958 | City of Garland - (TX) | 4266 | Spencer | TX | 3 | RE | N |  | NA |  |  |  | N
6958 | City of Garland - (TX) | 4266 | Spencer | TX | 4 | OP | N | OP | LN | FR |  | AU | N
6958 | City of Garland - (TX) | 4266 | Spencer | TX | 5 | OP | N | OP | LN | FR |  | AU | N
11241 | Entergy Louisiana Inc | 4270 | Waterford 3 | LA | NSS3 | OP
4716 | Dairyland Power Coop | 4271 | John P Madgett | WI | B1 | OP | D | OP | LN |  |  | RS | Y | [8 empty] | Y |  |  |  |  | Y
11269 | Lower Colorado River Authority | 4937 | Thomas C Ferguson | TX | 1 | OP | D | OP | OT |  |  | NA | N
11269 | Lower Colorado River Authority | 4937 | Thomas C Ferguson | TX | CT-1 | PL | Db | CO | ND |  |  |  | N
11269 | Lower Colorado River Authority | 4937 | Thomas C Ferguson | TX | CT-2 | PL | Db | CO | ND |  |  |  | N
49979 | Topaz Power Group LLC | 4939 | Barney M Davis | TX | 1 | OP | N | OP | FR |  |  | NA | N
49979 | Topaz Power Group LLC | 4939 | Barney M Davis | TX | 2 | RE | D | RE | OV |  |  | NA | N
49979 | Topaz Power Group LLC | 4939 | Barney M Davis | TX | 3 | OP | Db | OP | LN |  |  | JZ | N
49979 | Topaz Power Group LLC | 4939 | Barney M Davis | TX | 4 | OP | Db | OP | LN |  |  | JZ | N
15474 | Public Service Co of Oklahoma | 4940 | Riverside | OK | 1501 | OP | N | OP | OV | LN |  | BW | N
15474 | Public Service Co of Oklahoma | 4940 | Riverside | OK | 1502 | OP | N | OP | OV | LN |  | BW | N
16572 | Salt River Project | 4941 | Navajo | AZ | 1 | OP | N | OP | OV | LN |  | AL | Y |  |  |  |  | Y |  | Y | [6 empty] | Y
16572 | Salt River Project | 4941 | Navajo | AZ | 2 | OP | N | OP | OV | LN |  | AL | Y |  |  |  |  | Y |  | Y | [6 empty] | Y
16572 | Salt River Project | 4941 | Navajo | AZ | 3 | OP | N | OP | OV | LN |  | AL | Y |  |  |  |  | Y |  | Y | [6 empty] | Y
9324 | Indiana Michigan Power Co | 6000 | Donald C Cook | MI | NSS1 | OP
9324 | Indiana Michigan Power Co | 6000 | Donald C Cook | MI | NSS2 | OP
195 | Alabama Power Co | 6001 | Joseph M Farley | AL | NSS1 | OP
195 | Alabama Power Co | 6001 | Joseph M Farley | AL | NSS2 | OP
195 | Alabama Power Co | 6002 | James H Miller Jr | AL | 1 | OP | D | OP | LN | SR |  | BW | N
195 | Alabama Power Co | 6002 | James H Miller Jr | AL | 2 | OP | D | OP | LN | SR |  | BW | N
195 | Alabama Power Co | 6002 | James H Miller Jr | AL | 3 | OP | D | OP | LN | SR |  | BW | N
195 | Alabama Power Co | 6002 | James H Miller Jr | AL | 4 | OP | D | OP | LN | SR |  | BW | N
23279 | Allegheny Energy Supply Co LLC | 6004 | FirstEnergy Pleasants Power Station | WV | 1 | OP | D | OP | LN | SR |  | FW | Y | [6 empty] | Y | [5 empty] | Y |  | Y
23279 | Allegheny Energy Supply Co LLC | 6004 | FirstEnergy Pleasants Power Station | WV | 2 | OP | D | OP | LN | SR |  | FW | Y | [6 empty] | Y | [5 empty] | Y |  | Y
803 | Arizona Public Service Co | 6008 | Palo Verde | AZ | NSS1 | OP
803 | Arizona Public Service Co | 6008 | Palo Verde | AZ | NSS2 | OP
803 | Arizona Public Service Co | 6008 | Palo Verde | AZ | NSS3 | OP
814 | Entergy Arkansas Inc | 6009 | White Bluff | AR | 1 | OP | D | OP | OV |  |  | NA | N
814 | Entergy Arkansas Inc | 6009 | White Bluff | AR | 2 | OP | D | OP | OV |  |  |  | N
2876 | Calvert Cliffs Nuclear PP LLC | 6011 | Calvert Cliffs Nuclear Power Plant | MD | NSS1 | OP
2876 | Calvert Cliffs Nuclear PP LLC | 6011 | Calvert Cliffs Nuclear Power Plant | MD | NSS2 | OP
2507 | City of Burbank Water and Power | 6013 | Olive | CA | 01 | SB | Da | OP | LN | SR |  | AU | N
2507 | City of Burbank Water and Power | 6013 | Olive | CA | 02 | SB | Db | OP | LA | SR |  | NA | N
3046 | Progress Energy Carolinas Inc | 6014 | Brunswick | NC | NSS1 | OP
3046 | Progress Energy Carolinas Inc | 6014 | Brunswick | NC | NSS2 | OP
3046 | Progress Energy Carolinas Inc | 6015 | Harris | NC | NSS1 | OP
49756 | Ameren Energy Resources Generating Co. | 6016 | Duck Creek | IL | 1 | OP | D | OP | LN | SR |  | OT | Y | [6 empty] | Y
520 | Ameren Energy Generating Co | 6017 | Newton | IL | 1 | OP | D | OP | LN | OV |  | CE | Y | Y | [9 empty] | Y
520 | Ameren Energy Generating Co | 6017 | Newton | IL | 2 | OP | D | OP | LN | AA |  | CE | Y | Y | [9 empty] | Y
55729 | Duke Energy Kentucky Inc | 6018 | East Bend | KY | 2 | OP | D | OP | LN | SR |  | BW | Y |  |  |  |  | Y |  | Y | [7 empty] | Y
3542 | Duke Energy Ohio Inc | 6019 | W H Zimmer | OH | 1 | OP | Da | OP | LN | SR |  | BW | Y |  |  |  |  | Y |  | Y | [7 empty] | Y
50161 | FirstEnergy Nuclear Operating Company | 6020 | Perry | OH | NSS1 | OP
30151 | Tri-State G & T Assn, Inc | 6021 | Craig | CO | C1 | OP | D | OP | LN | OV |  | BW | Y |  |  |  |  | Y |  | Y |  | Y
30151 | Tri-State G & T Assn, Inc | 6021 | Craig | CO | C2 | OP | D | OP | LN | OV |  | BW | Y |  |  |  |  | Y |  | Y |  | Y
30151 | Tri-State G & T Assn, Inc | 6021 | Craig | CO | C3 | OP | Da | OP | LN | OV |  | BW | Y |  |  | Y |  | Y |  |  |  |  | Y
55951 | Exelon Nuclear | 6022 | Braidwood Generation Station | IL | NSS1 | OP
55951 | Exelon Nuclear | 6022 | Braidwood Generation Station | IL | NSS2 | OP
55951 | Exelon Nuclear | 6023 | Byron Generating Station | IL | NSS1 | OP
55951 | Exelon Nuclear | 6023 | Byron Generating Station | IL | NSS2 | OP
55951 | Exelon Nuclear | 6026 | LaSalle Generating Station | IL | NSS1 | OP
55951 | Exelon Nuclear | 6026 | LaSalle Generating Station | IL | NSS2 | OP
7570 | Great River Energy | 6030 | Coal Creek | ND | 1 | OP | D | OP | OV | LN |  | FW | Y | [14 empty] | Y
7570 | Great River Energy | 6030 | Coal Creek | ND | 2 | OP | D | OP | AA | LN |  | FW | Y | [14 empty] | Y
4922 | Dayton Power & Light Co | 6031 | Killen Station | OH | 2 | OP | D | OP | LN | SR |  | BW | N
5109 | The DTE Electric Company | 6034 | Belle River | MI | 1 | OP | Da | OP | LN |  |  | BW | N
5109 | The DTE Electric Company | 6034 | Belle River | MI | 2 | OP | Da | OP | LN | OV |  | BC | N
5109 | The DTE Electric Company | 6035 | Greenwood | MI | 1 | OP | Da | OP | LN | OV | FR | FN | N
5416 | Duke Energy Carolinas, LLC | 6036 | Catawba | SC | NSS1 | OP
5416 | Duke Energy Carolinas, LLC | 6036 | Catawba | SC | NSS2 | OP
5416 | Duke Energy Carolinas, LLC | 6038 | McGuire | NC | NSS1 | OP
5416 | Duke Energy Carolinas, LLC | 6038 | McGuire | NC | NSS2 | OP
50161 | FirstEnergy Nuclear Operating Company | 6040 | Beaver Valley | PA | NSS1 | OP
50161 | FirstEnergy Nuclear Operating Company | 6040 | Beaver Valley | PA | NSS2 | OP
5580 | East Kentucky Power Coop, Inc | 6041 | H L Spurlock | KY | 1 | OP | N | OP | LN | SR |  | BW | Y | [6 empty] | Y
5580 | East Kentucky Power Coop, Inc | 6041 | H L Spurlock | KY | 2 | OP | D | OP | LN | SR |  | AL | Y | [6 empty] | Y
5580 | East Kentucky Power Coop, Inc | 6041 | H L Spurlock | KY | 3 | OP | Db | OP | SN | CF |  | NA | Y |  |  | Y | [5 empty] | Y
5580 | East Kentucky Power Coop, Inc | 6041 | H L Spurlock | KY | 4 | OP | Db | OP | CF | SN |  | NA | Y |  |  | Y | [5 empty] | Y
6452 | Florida Power & Light Co | 6042 | Manatee | FL | 3A | OP | Da | OP | SR |  |  | NA | N
6452 | Florida Power & Light Co | 6042 | Manatee | FL | 3B | OP | Da | OP | SR |  |  | NA | N
6452 | Florida Power & Light Co | 6042 | Manatee | FL | 3C | OP | Da | OP | SR |  |  | NA | N
6452 | Florida Power & Light Co | 6042 | Manatee | FL | 3D | OP | Da | OP | SR |  |  | NA | N
6452 | Florida Power & Light Co | 6042 | Manatee | FL | PMT1 | OP | N | OP | LN |  |  | FW | N
6452 | Florida Power & Light Co | 6042 | Manatee | FL | PMT2 | OP | N | OP | LN |  |  | FW | N
6452 | Florida Power & Light Co | 6043 | Martin | FL | PMR1 | OP | D | OP | LN |  |  | IC | N
6452 | Florida Power & Light Co | 6043 | Martin | FL | PMR2 | OP | D | OP | LN |  |  | IC | N
6452 | Florida Power & Light Co | 6043 | Martin | FL | PMR3 | OP | N | OP |  |  |  |  | N
6452 | Florida Power & Light Co | 6043 | Martin | FL | PMR4 | OP | N | OP |  |  |  |  | N
6452 | Florida Power & Light Co | 6043 | Martin | FL | PMR8A | OP | Da | OP | SR |  |  | NA | N
6452 | Florida Power & Light Co | 6043 | Martin | FL | PMR8B | OP | Da | OP | SR |  |  | NA | N
6452 | Florida Power & Light Co | 6043 | Martin | FL | PMR8C | OP | Da | OP | SR |  |  | NA | N
6452 | Florida Power & Light Co | 6043 | Martin | FL | PMR8D | OP | Da | OP | SR |  |  | NA | N
6452 | Florida Power & Light Co | 6045 | St Lucie | FL | NSS1 | OP
6452 | Florida Power & Light Co | 6045 | St Lucie | FL | NSS2 | OP
7140 | Georgia Power Co | 6051 | Edwin I Hatch | GA | NSS1 | OP
7140 | Georgia Power Co | 6051 | Edwin I Hatch | GA | NSS2 | OP
7140 | Georgia Power Co | 6052 | Wansley | GA | 1 | OP | N | OP | OV | LN | SR | CE | N
7140 | Georgia Power Co | 6052 | Wansley | GA | 2 | OP | N | OP | OV | LN | SR | CE | N
11252 | Louisiana Generating LLC | 6055 | Big Cajun 2 | LA | 2B1 | OP | D | OP | LN |  |  | RS | N
11252 | Louisiana Generating LLC | 6055 | Big Cajun 2 | LA | 2B2 | OP | D | OP | LN |  |  | RS | N
11252 | Louisiana Generating LLC | 6055 | Big Cajun 2 | LA | 2B3 | OP | D | OP | LN | AA |  | BW | N
11843 | Maui Electric Co Ltd | 6056 | Kahului | HI | K1 | OP |  | NA | NA |  |  | NA | N
11843 | Maui Electric Co Ltd | 6056 | Kahului | HI | K2 | OP |  | NA | NA |  |  | NA | N
11843 | Maui Electric Co Ltd | 6056 | Kahului | HI | K3 | OP |  | NA | NA |  |  | NA | N
11843 | Maui Electric Co Ltd | 6056 | Kahului | HI | K4 | OP |  | NA | NA |  |  | NA | N
17568 | South Mississippi El Pwr Assn | 6061 | R D Morrow | MS | 1 | OP | D | OP | LN | OV |  | RS | Y | [6 empty] | Y
17568 | South Mississippi El Pwr Assn | 6061 | R D Morrow | MS | 2 | OP | D | OP | LN | OV |  | RS | Y | [6 empty] | Y
9996 | City of Kansas City - (KS) | 6064 | Nearman Creek | KS | N1 | OP | D | OP | LN |  |  | RS | N
10000 | Kansas City Power & Light Co | 6065 | Iatan | MO | 1 | OP | D | OP | LN | SR | OV | OT | Y | Y |  |  |  | Y |  | Y |  | Y
10000 | Kansas City Power & Light Co | 6065 | Iatan | MO | 2 | OP | Da | OP | LN | SR | OV | AL | Y | Y |  |  |  | Y |  | Y |  | Y
22500 | Westar Energy Inc | 6068 | Jeffrey Energy Center | KS | 1 | OP | D | OP | LN | OV |  | FW | Y | [6 empty] | Y | [5 empty] | Y
22500 | Westar Energy Inc | 6068 | Jeffrey Energy Center | KS | 2 | OP | D | OP | LN | OV |  | FW | Y | [6 empty] | Y | [5 empty] | Y
22500 | Westar Energy Inc | 6068 | Jeffrey Energy Center | KS | 3 | OP | D | OP | LN | OV | SN | SB | Y | [6 empty] | Y | [5 empty] | Y
11249 | Louisville Gas & Electric Co | 6071 | Trimble County | KY | 1 | OP | D | OP | LN | SR | NH3 | CE | Y |  |  |  |  | Y | Y |  |  |  |  | Y
11249 | Louisville Gas & Electric Co | 6071 | Trimble County | KY | 2 | OP | Db | OP | SR | LN | OV | MB | Y | Y |  |  |  | Y | Y | Y |  | Y |  | Y
12465 | System Energy Resources, Inc | 6072 | Grand Gulf | MS | NSS1 | OP
12686 | Mississippi Power Co | 6073 | Victor J Daniel Jr | MS | 1 | OP | D | OP | LN | OV |  | FW | N
12686 | Mississippi Power Co | 6073 | Victor J Daniel Jr | MS | 2 | OP | D | OP | LN | OV |  | FW | N
12686 | Mississippi Power Co | 6073 | Victor J Daniel Jr | MS | 3A | OP | Db | OP | SR |  |  | NA | N
12686 | Mississippi Power Co | 6073 | Victor J Daniel Jr | MS | 3B | OP | Db | OP | SR |  |  | NA | N
12686 | Mississippi Power Co | 6073 | Victor J Daniel Jr | MS | 4A | OP | Db | OP | SR |  |  | NA | N
12686 | Mississippi Power Co | 6073 | Victor J Daniel Jr | MS | 4B | OP | Db | OP | SR |  |  | NA | N
15298 | PPL Montana LLC | 6076 | Colstrip | MT | 4 | OP | D | OP | LN | AA |  | AL | Y | Y | [5 empty] | Y
15298 | PPL Montana LLC | 6076 | Colstrip | MT | 1 | OP | D | OP | LN | OV |  | CE | Y | Y | [5 empty] | Y
15298 | PPL Montana LLC | 6076 | Colstrip | MT | 2 | OP | D | OP | LN | OV |  | CE | Y | Y | [5 empty] | Y
15298 | PPL Montana LLC | 6076 | Colstrip | MT | 3 | OP | D | OP | LN | AA |  | AL | Y | Y | [5 empty] | Y
13337 | Nebraska Public Power District | 6077 | Gerald Gentleman | NE | 1 | OP | D | OP | LN | OV |  | BMD | N
13337 | Nebraska Public Power District | 6077 | Gerald Gentleman | NE | 2 | OP | D | OP | LN | OV |  | BW | N
11806 | Massachusetts Mun Wholes Electric Co | 6081 | Stony Brook | MA | 1A | OP | N | OP | LN | STM |  |  | N
11806 | Massachusetts Mun Wholes Electric Co | 6081 | Stony Brook | MA | 1B | OP | N | OP | LN |  |  |  | N
11806 | Massachusetts Mun Wholes Electric Co | 6081 | Stony Brook | MA | 1C | OP | N | OP | LN | STM |  |  | N
11806 | Massachusetts Mun Wholes Electric Co | 6081 | Stony Brook | MA | CA1 | PL | N | PL | SR |  |  | NA | N
22129 | Somerset Operating Co LLC | 6082 | Somerset Operating Co LLC | NY | 1 | OP | Da | OP | LN | SR |  | BW | Y |  |  |  |  | Y | [7 empty] | Y
13756 | Northern Indiana Pub Serv Co | 6085 | R M Schahfer | IN | 14 | OP | D | OP | OV | SR |  | NA | N
13756 | Northern Indiana Pub Serv Co | 6085 | R M Schahfer | IN | 15 | OP | D | OP | OV | LN |  | FW | N
13756 | Northern Indiana Pub Serv Co | 6085 | R M Schahfer | IN | 17 | OP | Da | OP | LN |  |  | CE | N
13756 | Northern Indiana Pub Serv Co | 6085 | R M Schahfer | IN | 18 | OP | Da | OP | LN |  |  | CE | N
12199 | Montana-Dakota Utilities Co | 6089 | Lewis & Clark | MT | B1 | OP |  | OP | LN | OV |  | AL | Y | Y | [5 empty] | Y
13781 | Northern States Power Co - Minnesota | 6090 | Sherburne County | MN | 1 | OP | N | OP | LN | AA | OT | CE | N
13781 | Northern States Power Co - Minnesota | 6090 | Sherburne County | MN | 2 | OP | N | OP | LN | AA | OT | CE | N
13781 | Northern States Power Co - Minnesota | 6090 | Sherburne County | MN | 3 | OP | Da | OP | LN | AA | OT | BW | Y | Y
6526 | FirstEnergy Generation Corp | 6094 | FirstEnergy Bruce Mansfield | PA | 1 | OP | N | OP | LN | OV | SR | BW | N
6526 | FirstEnergy Generation Corp | 6094 | FirstEnergy Bruce Mansfield | PA | 2 | OP | N | OP | LN | OV | SR | BW | N
6526 | FirstEnergy Generation Corp | 6094 | FirstEnergy Bruce Mansfield | PA | 3 | OP | D | OP | OV | LN |  | BW | N
14063 | Oklahoma Gas & Electric Co | 6095 | Sooner | OK | 1 | OP | D | OP | OV | LN |  | FW | N
14063 | Oklahoma Gas & Electric Co | 6095 | Sooner | OK | 2 | OP | D | OP | OV | LN |  | FW | N
14127 | Omaha Public Power District | 6096 | Nebraska City | NE | 1 | OP | D | OP | OV | LN |  | FT | N
14127 | Omaha Public Power District | 6096 | Nebraska City | NE | 2 | OP | D | OP | SR |  |  | NA | Y | Y
14232 | Otter Tail Power Co | 6098 | Big Stone | SD | 1 | OP | N | OP | OV |  |  | NA | N
14328 | Pacific Gas & Electric Co | 6099 | Diablo Canyon | CA | NSS1 | OP
14328 | Pacific Gas & Electric Co | 6099 | Diablo Canyon | CA | NSS2 | OP
14354 | PacifiCorp | 6101 | Wyodak | WY | BW91 | OP | D | OP | LN | OV |  | BW | Y |  |  | Y
14266 | PPL Susquehanna LLC | 6103 | PPL Susquehanna | PA | NSS1 | OP
14266 | PPL Susquehanna LLC | 6103 | PPL Susquehanna | PA | NSS2 | OP
55951 | Exelon Nuclear | 6105 | Limerick | PA | NSS1 | OP
55951 | Exelon Nuclear | 6105 | Limerick | PA | NSS2 | OP
15248 | Portland General Electric Co | 6106 | Boardman | OR | 1SG | OP | D | OP | LN | OV |  | BW | Y | Y | [11 empty] | Y |  | Y
5943 | Entergy Nuc Fitzpatrick LLC | 6110 | James A Fitzpatrick | NY | NSS1 | OP
15466 | Public Service Co of Colorado | 6112 | Fort St Vrain | CO | 2 | OP | Da | OP | LN |  |  | GE | N
15466 | Public Service Co of Colorado | 6112 | Fort St Vrain | CO | 3 | OP | Da | OP | LN |  |  | GE | N
15466 | Public Service Co of Colorado | 6112 | Fort St Vrain | CO | 4 | OP | Da | OP | SR |  |  | NA | N
15470 | Duke Energy Indiana Inc | 6113 | Gibson | IN | 1 | OP | D | OP | LN | OV | SR | FW | Y |  |  |  |  | Y |  | Y | [7 empty] | Y
15470 | Duke Energy Indiana Inc | 6113 | Gibson | IN | 2 | OP | D | OP | LN | OV | SR | FW | Y |  |  |  |  | Y |  | Y | [7 empty] | Y
15470 | Duke Energy Indiana Inc | 6113 | Gibson | IN | 3 | OP | D | OP | LN | OV | SR | FW | Y |  |  |  |  | Y |  | Y | [7 empty] | Y
15470 | Duke Energy Indiana Inc | 6113 | Gibson | IN | 4 | OP | Da | OP | LN | OV | SR | FW | Y |  |  |  |  | Y |  | Y | [7 empty] | Y
15470 | Duke Energy Indiana Inc | 6113 | Gibson | IN | 5 | OP | Da | OP | LN | OV | SR | FW | Y |  |  |  |  | Y |  | Y | [7 empty] | Y
6854 | NextEra Energy Seabrook LLC | 6115 | Seabrook | NH | NSS1 | OP
15478 | PSEG Nuclear LLC | 6118 | PSEG Hope Creek Generating Station | NJ | NSS1 | OP
50100 | R.E. Ginna Nuclear Power Plant, LLC | 6122 | R E Ginna Nuclear Power Plant | NY | NSS1 | OP
7140 | Georgia Power Co | 6124 | McIntosh | GA | 1 | OP | N | OP | OV |  |  | NA | N
17539 | South Carolina Electric&Gas Co | 6127 | V C Summer | SC | NSS1 | OP
17539 | South Carolina Electric&Gas Co | 6127 | V C Summer | SC | NSS2 | PL
17539 | South Carolina Electric&Gas Co | 6127 | V C Summer | SC | NSS3 | PL
18715 | Texas Municipal Power Agency | 6136 | Gibbons Creek | TX | 1 | OP | D | OP | LN | AA | LA | FW | Y |  |  |  |  | Y |  | Y | [5 empty] | Y
17633 | Southern Indiana Gas & Elec Co | 6137 | A B Brown | IN | 1 | OP | D | OP | LN | SR |  | BW | Y |  |  |  |  | Y |  | Y |  | Y
17633 | Southern Indiana Gas & Elec Co | 6137 | A B Brown | IN | 2 | OP | Da | OP | LN | SR |  | BW | Y |  |  |  |  | Y |  | Y | [5 empty] | Y
17698 | Southwestern Electric Power Co | 6138 | Flint Creek | AR | 1 | OP | D | OP | LN |  |  | BW | N
17698 | Southwestern Electric Power Co | 6139 | Welsh | TX | 1 | OP | D | OP | LN | OV |  | AB | N
17698 | Southwestern Electric Power Co | 6139 | Welsh | TX | 2 | OP | D | OP | LN |  |  | BW | N
17698 | Southwestern Electric Power Co | 6139 | Welsh | TX | 3 | OP | D | OP | LN | OV |  | BW | N
55983 | Luminant Generation Company LLC | 6145 | Comanche Peak | TX | NSS1 | OP
55983 | Luminant Generation Company LLC | 6145 | Comanche Peak | TX | NSS2 | OP
55983 | Luminant Generation Company LLC | 6146 | Martin Lake | TX | 1 | OP | D | OP | LN | OV |  | AL | Y | Y | [5 empty] | Y |  |  |  | Y
55983 | Luminant Generation Company LLC | 6146 | Martin Lake | TX | 2 | OP | D | OP | LN | OV |  | AL | Y | Y | [5 empty] | Y |  |  |  | Y
55983 | Luminant Generation Company LLC | 6146 | Martin Lake | TX | 3 | OP | D | OP | LN | OV |  | AL | Y | Y | [5 empty] | Y |  |  |  | Y
55983 | Luminant Generation Company LLC | 6147 | Monticello | TX | 1 | OP | N | OP | LN | OV | SN | AL | Y | Y | [8 empty] | Y | Y
55983 | Luminant Generation Company LLC | 6147 | Monticello | TX | 2 | OP | N | OP | LN | OV | SN | AL | Y | Y | [8 empty] | Y | Y
55983 | Luminant Generation Company LLC | 6147 | Monticello | TX | 3 | OP | D | OP | LN | OV | SN | RJ | Y | Y | [5 empty] | Y |  |  |  | Y
50161 | FirstEnergy Nuclear Operating Company | 6149 | Davis Besse | OH | NSS1 | OP
18642 | Tennessee Valley Authority | 6152 | Sequoyah | TN | NSS1 | OP
18642 | Tennessee Valley Authority | 6152 | Sequoyah | TN | NSS2 | OP
19436 | Union Electric Co - (MO) | 6153 | Callaway | MO | NSS1 | OP
19436 | Union Electric Co - (MO) | 6155 | Rush Island | MO | 2 | OP | N | OP | LN | OV |  | CE | N
19436 | Union Electric Co - (MO) | 6155 | Rush Island | MO | 1 | OP | N | OP | LN | OV |  | CE | N
15452 | PSEG Power Connecticut LLC | 6156 | New Haven Harbor | CT | NHB1 | OP | N | OP | LA | FR | LN | CN | N
14354 | PacifiCorp | 6165 | Hunter | UT | 1 | OP | D | OP | LN | OV |  | CE | Y |  |  |  |  | Y
14354 | PacifiCorp | 6165 | Hunter | UT | 2 | OP | D | OP | LN | OV |  | CE | Y |  |  |  |  | Y
14354 | PacifiCorp | 6165 | Hunter | UT | 3 | OP | Da | OP | LN | OV |  | BW | Y |  |  |  |  | Y
9324 | Indiana Michigan Power Co | 6166 | Rockport | IN | MB1 | OP | D | OP | LN | OV |  | BW | Y | Y | [11 empty] | Y
9324 | Indiana Michigan Power Co | 6166 | Rockport | IN | MB2 | OP | D | OP | LN | OV |  | BW | Y | Y | [11 empty] | Y
19876 | Virginia Electric & Power Co | 6168 | North Anna | VA | NSS1 | OP
19876 | Virginia Electric & Power Co | 6168 | North Anna | VA | NSS2 | OP
20847 | Wisconsin Electric Power Co | 6170 | Pleasant Prairie | WI | 1 | OP | D | OP | LN | SR |  | RS | Y |  |  |  |  | Y | [7 empty] | Y |  | Y
20847 | Wisconsin Electric Power Co | 6170 | Pleasant Prairie | WI | 2 | OP | D | OP | LN | SR |  | RS | Y |  |  |  |  | Y | [7 empty] | Y |  | Y
16572 | Salt River Project | 6177 | Coronado | AZ | U1B | OP | D | OP | OV | LN |  | RS | Y |  |  |  |  | Y | [9 empty] | Y
16572 | Salt River Project | 6177 | Coronado | AZ | U2B | OP | D | OP | OV | LN |  | RS | Y |  |  |  |  | Y | [9 empty] | Y
56570 | Coleto Creek Power LP | 6178 | Coleto Creek | TX | 1 | OP | D | OP | AA |  |  | NA | N
11269 | Lower Colorado River Authority | 6179 | Fayette Power Project | TX | 1 | OP | D | OP | AA | LN |  | AL | Y | [6 empty] | Y | [5 empty] | Y
11269 | Lower Colorado River Authority | 6179 | Fayette Power Project | TX | 2 | OP | D | OP | AA | LN |  | AL | Y | [6 empty] | Y | [5 empty] | Y
11269 | Lower Colorado River Authority | 6179 | Fayette Power Project | TX | 3 | OP | Da | OP | AA | LN |  | AL | Y | [6 empty] | Y | [5 empty] | Y
57097 | Oak Grove Management Co LLC | 6180 | Oak Grove | TX | 1 | OP | Da | OP | LN | OV | SR | AL | Y | Y | [5 empty] | Y |  | Y
57097 | Oak Grove Management Co LLC | 6180 | Oak Grove | TX | 2 | OP | Da | OP | LN | OV | SR | BW | Y | Y | [5 empty] | Y |  | Y
16604 | City of San Antonio - (TX) | 6181 | J T Deely | TX | 1 | OP | D | OP | OV | LN | AA | CE | Y | [9 empty] | Y
16604 | City of San Antonio - (TX) | 6181 | J T Deely | TX | 2 | OP | D | OP | LN | AA | SR | CE | Y | [9 empty] | Y
16624 | San Miguel Electric Coop, Inc | 6183 | San Miguel | TX | SM-1 | OP | D | OP | LN | OV |  | OT | Y |  |  |  |  | Y |  | Y | [5 empty] | Y
3265 | Cleco Power LLC | 6190 | Brame Energy Center | LA | 1 | OP | N | OP | FR |  |  | BW | N
3265 | Cleco Power LLC | 6190 | Brame Energy Center | LA | 2 | OP | D | OP | LN | AA |  | AB | N
3265 | Cleco Power LLC | 6190 | Brame Energy Center | LA | 3-1 | OP | Db | OP | SN | CF |  | CN | Y |  |  | Y |  | Y | Y |  |  | Y |  |  | Y
3265 | Cleco Power LLC | 6190 | Brame Energy Center | LA | 3-2 | OP | Db | OP | SN | CF |  | CN | Y |  |  | Y |  | Y | Y |  |  | Y |  |  | Y
17718 | Southwestern Public Service Co | 6193 | Harrington | TX | 061B | OP | D | OP | AA | LN |  | AL | Y | [12 empty] | Y
17718 | Southwestern Public Service Co | 6193 | Harrington | TX | 062B | OP | D | OP | AA | LN |  | AL | Y | [7 empty] | Y
17718 | Southwestern Public Service Co | 6193 | Harrington | TX | 063B | OP | D | OP | AA | LN |  | AL | Y | [7 empty] | Y
17718 | Southwestern Public Service Co | 6194 | Tolk | TX | 171B | OP | D | OP | AA | LN |  | AL | Y | [9 empty] | Y
17718 | Southwestern Public Service Co | 6194 | Tolk | TX | 172B | OP | D | OP | OV |  |  | NA | Y | [9 empty] | Y
17833 | City Utilities of Springfield - (MO) | 6195 | John Twitty Energy Center | MO | 1 | OP | D | OP | LA |  |  | NA | Y | [12 empty] | Y
17833 | City Utilities of Springfield - (MO) | 6195 | John Twitty Energy Center | MO | 2 | OP | Da | OP | SR | LN | AA | FW | Y | Y |  | Y |  |  | Y |  |  | Y
1307 | Basin Electric Power Coop | 6204 | Laramie River Station | WY | 1 | OP | D | OP | LN |  |  | BW | N
1307 | Basin Electric Power Coop | 6204 | Laramie River Station | WY | 2 | OP | D | OP | LN |  |  | BW | N
1307 | Basin Electric Power Coop | 6204 | Laramie River Station | WY | 3 | OP | D | OP | LN |  |  | BW | N
9267 | Hoosier Energy R E C, Inc | 6213 | Merom | IN | 1SG1 | OP | D | OP | LN | SR |  | RS | Y |  |  |  |  | Y |  | Y | [5 empty] | Y
9267 | Hoosier Energy R E C, Inc | 6213 | Merom | IN | 2SG1 | OP | D | OP | LN | SR |  | RS | Y |  |  |  |  | Y
9667 | City of Jasper - (IN) | 6225 | Jasper 2 | IN | 1 | SB |  | CN | NA |  |  | NA | N
40307 | Prairie Power, Inc | 6238 | Pearl Station | IL | 1A | OP |  | NA | NA |  |  | NA | N
2442 | City of Bryan - (TX) | 6243 | Dansby | TX | 1 | OP | D | OP | OV | LN |  | BW | N
6452 | Florida Power & Light Co | 6246 | Putnam | FL | HRSG11 | OP | N | OP | NA |  |  | NA | N
6452 | Florida Power & Light Co | 6246 | Putnam | FL | HRSG12 | OP | N | OP | NA |  |  | NA | N
6452 | Florida Power & Light Co | 6246 | Putnam | FL | HRSG21 | OP | N | OP | NA |  |  | NA | N
6452 | Florida Power & Light Co | 6246 | Putnam | FL | HRSG22 | OP | N | OP | NA |  |  | NA | N
15466 | Public Service Co of Colorado | 6248 | Pawnee | CO | 1 | OP | D | OP | LN | OV |  | FW | Y | Y | [8 empty] | Y
17543 | South Carolina Public Service Authority | 6249 | Winyah | SC | 1 | OP | N | OP | LN | SR | OV | RS | Y |  |  |  |  | Y | [7 empty] | Y
17543 | South Carolina Public Service Authority | 6249 | Winyah | SC | 2 | OP | D | OP | LN | SR | OV | RS | Y |  |  |  |  | Y | [7 empty] | Y
17543 | South Carolina Public Service Authority | 6249 | Winyah | SC | 3 | OP | D | OP | LN | SR | OV | RS | Y |  |  |  |  | Y | [7 empty] | Y
17543 | South Carolina Public Service Authority | 6249 | Winyah | SC | 4 | OP | D | OP | LN | SR | OV | RS | Y |  |  |  |  | Y | [7 empty] | Y
3046 | Progress Energy Carolinas Inc | 6250 | Mayo | NC | 1A | OP | D | OP | OV | LN |  | PX | Y | [6 empty] | Y | [6 empty] | Y
3046 | Progress Energy Carolinas Inc | 6250 | Mayo | NC | 1B | OP | D | OP | OV | LN |  | PX | Y | [6 empty] | Y | [6 empty] | Y
21535 | STP Nuclear Operating Co | 6251 | South Texas Project | TX | NSS1 | OP
21535 | STP Nuclear Operating Co | 6251 | South Texas Project | TX | NSS2 | OP
9417 | Interstate Power and Light Co | 6254 | Ottumwa | IA | 1 | OP | D | OP | OV | LN |  | RV | Y | [11 empty] | Y
7140 | Georgia Power Co | 6257 | Scherer | GA | 1 | OP | D | OP | OV |  |  | NA | Y | Y | [7 empty] | Y
7140 | Georgia Power Co | 6257 | Scherer | GA | 2 | OP | D | OP | OV |  |  | NA | Y | Y | [7 empty] | Y
7140 | Georgia Power Co | 6257 | Scherer | GA | 3 | OP | D | OP | OV |  |  | NA | Y | Y | [7 empty] | Y
7140 | Georgia Power Co | 6257 | Scherer | GA | 4 | OP | D | OP | OV |  |  | NA | Y | Y | [7 empty] | Y
733 | Appalachian Power Co | 6264 | Mountaineer | WV | 1 | OP | D | OP | LN | SR |  | RS | N
7353 | Golden Valley Elec Assn Inc | 6288 | Healy | AK | 1 | OP |  | OP | LN |  |  | FW | Y |  |  |  |  | Y |  |  |  |  | Y
55936 | Entergy Gulf States - LA LLC | 6462 | River Bend | LA | NSS1 | OP
1307 | Basin Electric Power Coop | 6469 | Antelope Valley | ND | B1 | OP | D | OP | LN |  |  | CE | N
1307 | Basin Electric Power Coop | 6469 | Antelope Valley | ND | B2 | OP | D | OP | LN |  |  | CE | N
10071 | Kauai Island Utility Cooperative | 6474 | Port Allen | HI | 1 | OP | N | OP | LN |  |  | PB | N
8287 | Hawaii Electric Light Co Inc | 6478 | Shipman | HI | 3 | OP | N | NA | NA |  |  | NA | N
8287 | Hawaii Electric Light Co Inc | 6478 | Shipman | HI | 4 | OP | N | NA | NA |  |  | NA | N
11208 | Los Angeles Department of Water & Power | 6481 | Intermountain Power Project | UT | 1SGA | OP | Da | OP | LN |  |  | BW | Y |  |  |  |  | Y |  |  |  |  | Y
11208 | Los Angeles Department of Water & Power | 6481 | Intermountain Power Project | UT | 2SGA | OP | Da | OP | LN |  |  | BW | Y |  |  |  |  | Y
11843 | Maui Electric Co Ltd | 6504 | Maalaea | HI | M14 | OP
11843 | Maui Electric Co Ltd | 6504 | Maalaea | HI | M16 | OP
11843 | Maui Electric Co Ltd | 6504 | Maalaea | HI | M17 | OP
11843 | Maui Electric Co Ltd | 6504 | Maalaea | HI | M19 | OP
298 | City of Alexandria - (LA) | 6558 | D G Hunter | LA | 3 | SB | N | NA | NA |  |  | NA | N
298 | City of Alexandria - (LA) | 6558 | D G Hunter | LA | 4 | SB | N | NA | NA |  |  | NA | N
599 | Anchorage Municipal Light and Power | 6559 | George M Sullivan Generation Plant 2 | AK | 5B | OP
599 | Anchorage Municipal Light and Power | 6559 | George M Sullivan Generation Plant 2 | AK | 7GB | OP
1692 | Big Rivers Electric Corp | 6639 | R D Green | KY | G1 | OP | D | OP | LN | AA | FU | BW | Y |  |  |  |  | Y |  | Y | [5 empty] | Y
1692 | Big Rivers Electric Corp | 6639 | R D Green | KY | G2 | OP | D | OP | LN | AA | FU | BW | Y |  |  |  |  | Y |  | Y | [5 empty] | Y
814 | Entergy Arkansas Inc | 6641 | Independence | AR | 1 | OP | D | OP | OV |  |  | NA | N
814 | Entergy Arkansas Inc | 6641 | Independence | AR | 2 | OP | D | OP | OV |  |  | NA | N
55983 | Luminant Generation Company LLC | 6648 | Sandow No 4 | TX | 4 | OP | D | OP | OV | LN | SR | AL | Y | Y | [5 empty] | Y | [5 empty] | Y
12341 | MidAmerican Energy Co | 6664 | Louisa | IA | 101 | OP | Da | OP | LN | OV |  | AB | N
261 | AGC Division of APG Inc | 6705 | Warrick | IN | 1 | OP | N | OP | LN | OV |  | BW | Y | [6 empty] | Y | [5 empty] | Y
261 | AGC Division of APG Inc | 6705 | Warrick | IN | 2 | OP | N | OP | LN | OV |  | BW | Y | [6 empty] | Y | [5 empty] | Y
261 | AGC Division of APG Inc | 6705 | Warrick | IN | 3 | OP | N | OP | LN | OV |  | BW | Y | [6 empty] | Y | [5 empty] | Y
261 | AGC Division of APG Inc | 6705 | Warrick | IN | 4 | OP | N | OP | LN | SR |  | BW | Y | [5 empty] | Y | Y | [5 empty] | Y
15143 | Platte River Power Authority | 6761 | Rawhide | CO | 101 | OP | Da | OP | OV | LN | AA | CE | Y | Y |  | Y | [6 empty] | Y
17177 | City of Sikeston - (MO) | 6768 | Sikeston Power Station | MO | 1 | OP | D | OP | LN | SN |  | BW | N
20447 | Western Farmers Elec Coop, Inc | 6772 | Hugo | OK | 1 | OP | D | OP | LN | OV |  | BW | N
1692 | Big Rivers Electric Corp | 6823 | D B Wilson | KY | W1 | OP | Da | OP | LN | SR |  | FW | Y |  |  |  |  | Y |  | Y | [5 empty] | Y
20813 | City of Winfield - (KS) | 7013 | East 12th Street | KS | 4 | OP | N | NA | NA |  |  | NA | N
56598 | Optim Energy LLC | 7030 | Twin Oaks Power One | TX | U1 | OP | Da | OP | CF | AA | NH3 | NA | N
56598 | Optim Energy LLC | 7030 | Twin Oaks Power One | TX | U2 | OP | Da | OP | CF | AA | NH3 | NA | N
13407 | Nevada Power Co | 7082 | Harry Allen | NV | HRSG5 | OP | Da | OP | LN | SR |  | FN | N
13407 | Nevada Power Co | 7082 | Harry Allen | NV | HRSG6 | OP | Da | OP | LN | SR |  | FN | N
16604 | City of San Antonio - (TX) | 7097 | J K Spruce | TX | BLR1 | OP | Da | OP | LN | OV | AA | CE | Y |  |  |  |  | Y |  | Y |  |  | Y
16604 | City of San Antonio - (TX) | 7097 | J K Spruce | TX | BLR2 | OP | Da | OP | LN | AA | SR | AL | Y |  |  |  |  | Y |  | Y |  |  | Y
8287 | Hawaii Electric Light Co Inc | 7130 | Puna | HI | 1 | OP | N | NA | NA |  |  | NA | N
56609 | Calpine Mid-Atlantic Generation LLC | 7153 | Hay Road | DE | HRSG1 | OP
56609 | Calpine Mid-Atlantic Generation LLC | 7153 | Hay Road | DE | HRSG2 | OP
56609 | Calpine Mid-Atlantic Generation LLC | 7153 | Hay Road | DE | HRSG3 | OP
56609 | Calpine Mid-Atlantic Generation LLC | 7153 | Hay Road | DE | HRSG5 | OP
56609 | Calpine Mid-Atlantic Generation LLC | 7153 | Hay Road | DE | HRSG6 | OP
56609 | Calpine Mid-Atlantic Generation LLC | 7153 | Hay Road | DE | HRSG7 | OP
17539 | South Carolina Electric&Gas Co | 7210 | Cope | SC | COP1 | OP | Db | OP | LN | OV | SR | CE | Y |  |  | Y | [6 empty] | Y
19876 | Virginia Electric & Power Co | 7213 | Clover | VA | 1 | OP | Da | SB | LN | OV | SN | AL | Y |  |  |  |  | Y
19876 | Virginia Electric & Power Co | 7213 | Clover | VA | 2 | OP | Da | SB | LN | OV | SN | AL | Y |  |  |  |  | Y
16655 | City of Santa Clara - (CA) | 7232 | Santa Clara Cogen | CA | 1 | OP
10376 | Kissimmee Utility Authority | 7238 | Cane Island | FL | MS2B | OP | N | OP | LN |  |  | GE | N
10376 | Kissimmee Utility Authority | 7238 | Cane Island | FL | MS3B | OP | N | OP | LN | SR |  | GE | N
10376 | Kissimmee Utility Authority | 7238 | Cane Island | FL | MS4 | OP | N | OP | LN | SR |  | GE | N
18454 | Tampa Electric Co | 7242 | Polk | FL | 1A | OP
18454 | Tampa Electric Co | 7242 | Polk | FL | 1B | OP
18454 | Tampa Electric Co | 7242 | Polk | FL | 1C | OP
18454 | Tampa Electric Co | 7242 | Polk | FL | 2A | OP
18454 | Tampa Electric Co | 7242 | Polk | FL | 2B | OP
18454 | Tampa Electric Co | 7242 | Polk | FL | 2C | OP
12745 | Modesto Irrigation District | 7266 | Woodland | CA | Unit2 | OP |  | OP | SR | LN |  | JZ | N
40577 | American Mun Power-Ohio, Inc | 7286 | Richard Gorsuch | OH | 1 | RE | N | RE | LN |  |  | GR | N
40577 | American Mun Power-Ohio, Inc | 7286 | Richard Gorsuch | OH | 2 | RE | N | RE | LN | OV |  | GR | N
40577 | American Mun Power-Ohio, Inc | 7286 | Richard Gorsuch | OH | 3 | RE | N | RE | LN | OV |  | GR | N
40577 | American Mun Power-Ohio, Inc | 7286 | Richard Gorsuch | OH | 4 | RE | N | RE | LN |  |  | GR | N
5860 | Empire District Electric Co | 7296 | State Line Combined Cycle | MO | HRSG21 | OP | Db | OP | SR |  |  | NA | N
5860 | Empire District Electric Co | 7296 | State Line Combined Cycle | MO | HRSG22 | OP | Db | OP | SR |  |  | NA | N
6455 | Duke Energy Florida, Inc | 7302 | Hines Energy Complex | FL | 1A | OP |  | OP | NH3 | SR | LN | SW | N
6455 | Duke Energy Florida, Inc | 7302 | Hines Energy Complex | FL | 1B | OP |  | OP | NH3 | SR | LN | SW | N
6455 | Duke Energy Florida, Inc | 7302 | Hines Energy Complex | FL | 2A | OP |  | OP | NH3 | SR | LN | SW | N
6455 | Duke Energy Florida, Inc | 7302 | Hines Energy Complex | FL | 2B | OP |  | OP | NH3 | SR | LN | SW | N
6455 | Duke Energy Florida, Inc | 7302 | Hines Energy Complex | FL | 3A | OP |  | OP | NH3 | SR | LN | SW | N
6455 | Duke Energy Florida, Inc | 7302 | Hines Energy Complex | FL | 3B | OP |  | OP | NH3 | SR | LN | SW | N
6455 | Duke Energy Florida, Inc | 7302 | Hines Energy Complex | FL | 4A | OP |  | OP | NH3 | SR | LN | GE | N
6455 | Duke Energy Florida, Inc | 7302 | Hines Energy Complex | FL | 4B | OP |  | OP | NH3 | SR | LN | GE | N
12341 | MidAmerican Energy Co | 7343 | George Neal South | IA | 4 | OP | D | OP | LN | OV |  | AB | N
15248 | Portland General Electric Co | 7350 | Coyote Springs | OR | SG01 | OP | N | OP | SR |  |  | NA | N
21554 | Seminole Electric Cooperative Inc | 7380 | Midulla Generating Station | FL | HRSG1 | OP
21554 | Seminole Electric Cooperative Inc | 7380 | Midulla Generating Station | FL | HRSG2 | OP
3252 | Central Illinois Light Co | 7384 | Indian Trails Cogen 1 | IL | 1 | RE | N | NA | NA |  |  | NA | N
3252 | Central Illinois Light Co | 7384 | Indian Trails Cogen 1 | IL | 2 | OS | N | NA | NA |  |  | NA | N
3252 | Central Illinois Light Co | 7384 | Indian Trails Cogen 1 | IL | 3 | OS | N | NA | NA |  |  | NA | N
19545 | Black Hills Power Inc | 7504 | Neil Simpson II | WY | 2 | OP | N | OP | LN |  |  | BW | N
16604 | City of San Antonio - (TX) | 7512 | Arthur Von Rosenberg | TX | 1 | OP | Db | OP | SR |  |  | NA | N
16604 | City of San Antonio - (TX) | 7512 | Arthur Von Rosenberg | TX | 2 | OP | Db | OP | SR |  |  | NA | N
1984 | ReEnergy Fort Fairfield LLC | 7513 | ReEnergy Fort Fairfield | ME | BOIL1 | OP | N | NA | OV |  |  | NA | N
16534 | Sacramento Municipal Util Dist | 7527 | Carson Ice-Gen Project | CA | HRSG | OP |  | OP | LN | SR |  | CN | N
19876 | Virginia Electric & Power Co | 7537 | North Branch | WV | A | OS | N | OS | CF |  |  | NA | N
19876 | Virginia Electric & Power Co | 7537 | North Branch | WV | B | OS |  | OS | CF |  |  | NA | N
14077 | Oklahoma Municipal Power Authority | 7546 | Ponca City | OK | HRSG1 | OP |  | NA | NA |  |  | NA | N
20847 | Wisconsin Electric Power Co | 7549 | Milwaukee County | WI | 1 | OP | N | NA | NA |  |  | NA | N
20847 | Wisconsin Electric Power Co | 7549 | Milwaukee County | WI | 2 | OP | N | NA | NA |  |  | NA | N
20847 | Wisconsin Electric Power Co | 7549 | Milwaukee County | WI | 3 | OP | N | NA | NA |  |  | NA | N
16534 | Sacramento Municipal Util Dist | 7551 | SCA Cogen 2 | CA | HRSGA | OP |  | OP | LN | SR |  | JZ | N
16534 | Sacramento Municipal Util Dist | 7551 | SCA Cogen 2 | CA | HRSGB | OP |  | OP | LN | SR |  | JZ | N
16534 | Sacramento Municipal Util Dist | 7552 | SPA Cogen 3 | CA | HRSG | OP |  | OP | LN | SR |  | CN | N
924 | Associated Electric Coop, Inc | 7604 | St Francis Energy Facility | MO | HRSG1 | OP |  | OP | LN | SR |  | SW | N
924 | Associated Electric Coop, Inc | 7604 | St Francis Energy Facility | MO | HRSG2 | OP |  | OP | LN | SR |  | SW | N
3660 | PUD No 1 of Clark County - (WA) | 7605 | River Road Gen Plant | WA | 1 | OP
10273 | Kimberly-Clark Corp | 7627 | Everett Cogen | WA | 14 | RE | N | RE | AA | LN | FU | JZ | N
56190 | Savannah River Nuclear Solutions LLC | 7652 | US DOE Savannah River Site (D Area) | SC | D-1 | RE | N | NA | NA |  |  | NA | N
56190 | Savannah River Nuclear Solutions LLC | 7652 | US DOE Savannah River Site (D Area) | SC | D-2 | RE | N | NA | NA |  |  | NA | N
56190 | Savannah River Nuclear Solutions LLC | 7652 | US DOE Savannah River Site (D Area) | SC | D-3 | RE | N | NA | NA |  |  | NA | N
56190 | Savannah River Nuclear Solutions LLC | 7652 | US DOE Savannah River Site (D Area) | SC | D-4 | RE | N | NA | NA |  |  | NA | N
195 | Alabama Power Co | 7697 | Washington County Cogeneration Facility | AL | 1 | OP | Dc | OP | LN |  |  | CN | N
195 | Alabama Power Co | 7698 | General Electric Plastic | AL | HRSG1 | OP |  | OP | LN |  |  | GE | N
6455 | Duke Energy Florida, Inc | 7699 | Tiger Bay | FL | 1 | OP
6035 | Exelon Power | 7701 | Fairless Hills | PA | 3 | RE |  |  | NA |  |  |  | N
6035 | Exelon Power | 7701 | Fairless Hills | PA | 4 | OP |  | OP | LN |  |  | FN | N
6035 | Exelon Power | 7701 | Fairless Hills | PA | 5 | OP |  | OP | LN |  |  | FN | N
17650 | Southern Power Co | 7710 | H Allen Franklin Combined Cycle | AL | 1A | OP | Da | OP | SR |  |  | NA | N
17650 | Southern Power Co | 7710 | H Allen Franklin Combined Cycle | AL | 1B | OP | Da | OP | SR |  |  | NA | N
17650 | Southern Power Co | 7710 | H Allen Franklin Combined Cycle | AL | 2A | OP | Da | OP | SR |  |  | NA | N
17650 | Southern Power Co | 7710 | H Allen Franklin Combined Cycle | AL | 2B | OP | Da | OP | SR |  |  | NA | N
17650 | Southern Power Co | 7710 | H Allen Franklin Combined Cycle | AL | 3A | OP | Da | OP | SR |  |  | NA | N
17650 | Southern Power Co | 7710 | H Allen Franklin Combined Cycle | AL | 3B | OP | Da | OP | SR |  |  | NA | N
195 | Alabama Power Co | 7721 | Theodore Cogen Facility | AL | HRSG | OP | Dc | OP | SR |  |  | NA | N
18642 | Tennessee Valley Authority | 7722 | Watts Bar Nuclear Plant | TN | NSS1 | OP
18642 | Tennessee Valley Authority | 7722 | Watts Bar Nuclear Plant | TN | NSS2 | CO
17539 | South Carolina Electric&Gas Co | 7737 | Kapstone | SC | B001 | OP | N | NA | NA |  |  | NA | Y |  |  |  |  | Y
17539 | South Carolina Electric&Gas Co | 7737 | Kapstone | SC | RB01 | OP |  | NA | NA |  |  | NA | N
924 | Associated Electric Coop, Inc | 7757 | Chouteau | OK | 3 | OP | N | OP | LN | SR |  | SW | N
924 | Associated Electric Coop, Inc | 7757 | Chouteau | OK | 4 | OP | N | OP | LN | SR |  | SW | N
924 | Associated Electric Coop, Inc | 7757 | Chouteau | OK | 1 | OP | N | OP | SR | LN |  | SW | N
924 | Associated Electric Coop, Inc | 7757 | Chouteau | OK | 2 | OP | N | OP | LN | SR |  | SW | N
16183 | Rochester Gas & Electric Corp | 7784 | Allegany Cogen | NY | HRSG | OP |  | OP | AA |  |  | NA | N
40230 | Deseret Generation & Tran Coop | 7790 | Bonanza | UT | 1-1 | OP | Da | OP | LN |  |  | AB | Y |  |  |  |  | Y |  | Y |  |  | Y
3046 | Progress Energy Carolinas Inc | 7805 | Sherwood H Smith Jr Energy Complex | NC | 4 | OP |  | NA
3046 | Progress Energy Carolinas Inc | 7805 | Sherwood H Smith Jr Energy Complex | NC | ST5 | OP | Dc | OP | SR |  |  |  | N
17650 | Southern Power Co | 7826 | Rowan | NC | 4 | OP
17650 | Southern Power Co | 7826 | Rowan | NC | 5 | OP
17543 | South Carolina Public Service Authority | 7834 | John S Rainey | SC | 1A | OP
17543 | South Carolina Public Service Authority | 7834 | John S Rainey | SC | 1B | OP
18642 | Tennessee Valley Authority | 7845 | Lagoon Creek | TN | HRSG | OP | N | OP | LN | SR |  | JZ | N
9617 | JEA | 7846 | Brandy Branch | FL | HRSG2 | OP | Da | OP | LN |  |  | GR | N
9617 | JEA | 7846 | Brandy Branch | FL | HRSG3 | OP | Da | OP | LN |  |  | GR | N
18454 | Tampa Electric Co | 7873 | H L Culbreath Bayside Power Station | FL | 1A | OP
18454 | Tampa Electric Co | 7873 | H L Culbreath Bayside Power Station | FL | 1B | OP
18454 | Tampa Electric Co | 7873 | H L Culbreath Bayside Power Station | FL | 1C | OP
18454 | Tampa Electric Co | 7873 | H L Culbreath Bayside Power Station | FL | 2A | OP
18454 | Tampa Electric Co | 7873 | H L Culbreath Bayside Power Station | FL | 2B | OP
18454 | Tampa Electric Co | 7873 | H L Culbreath Bayside Power Station | FL | 2C | OP
18454 | Tampa Electric Co | 7873 | H L Culbreath Bayside Power Station | FL | 2D | OP
11018 | Lincoln Electric System | 7887 | Terry Bundy Generating Station | NE | HRSG2 | OP |  | OP | SR |  |  | NA | N
11018 | Lincoln Electric System | 7887 | Terry Bundy Generating Station | NE | HRSG3 | OP |  | OP | SR |  |  | NA | N
17650 | Southern Power Co | 7897 | E B Harris Electric Generating Plant | AL | 1A | OP | Da | OP | SR |  |  | NA | N
17650 | Southern Power Co | 7897 | E B Harris Electric Generating Plant | AL | 1B | OP | Da | OP | SR |  |  | NA | N
17650 | Southern Power Co | 7897 | E B Harris Electric Generating Plant | AL | 2A | OP | Da | OP | SR |  |  | NA | N
17650 | Southern Power Co | 7897 | E B Harris Electric Generating Plant | AL | 2B | OP | Da | OP | SR |  |  | NA | N
1015 | Austin Energy | 7900 | Sand Hill | TX | 5A | OP | Da | OP | OT | SR |  | CN | N
17698 | Southwestern Electric Power Co | 7902 | Pirkey | TX | 1 | OP | D | OP | LN | OV |  | AB | N
13994 | Oglethorpe Power Corporation | 7917 | Chattahoochee Energy Facility | GA | 8A | OP | Dc | OP | LN | SR |  | SW | N
13994 | Oglethorpe Power Corporation | 7917 | Chattahoochee Energy Facility | GA | 8B | OP | Dc | OP | LN | SR |  | SW | N
20169 | Avista Corp | 7931 | Coyote Springs II | OR | SG02 | OP | Db | OP | SR | LN |  | NA | N
13100 | Municipal Electric Authority | 7946 | Wansley Unit 9 | GA | HRSG1 | OP | Da | OP | LN | SR | NH3 | GE | N
13100 | Municipal Electric Authority | 7946 | Wansley Unit 9 | GA | HRSG2 | OP | Da | OP | LN | SR | NH3 | GE | N
12341 | MidAmerican Energy Co | 7985 | Greater Des Moines | IA | HRSG2 | OP
12341 | MidAmerican Energy Co | 7985 | Greater Des Moines | IA | HRSG1 | OP
11479 | Madison Gas & Electric Co | 7991 | West Campus Cogeneration Facility | WI | HRSG1 | OP | Db | OP | SR | LN |  | DX | N
11479 | Madison Gas & Electric Co | 7991 | West Campus Cogeneration Facility | WI | HRSG2 | OP | Db | OP | SR | LN |  | DX | N
49893 | Invenergy Services LLC | 7999 | Grays Harbor Energy Facility | WA | HRSG1 | OP | Db | OP | LN | SR |  | GE | N
49893 | Invenergy Services LLC | 7999 | Grays Harbor Energy Facility | WA | HRSG2 | OP | Db | OP | LN | SR |  | GE | N
13337 | Nebraska Public Power District | 8000 | Beatrice | NE | SG1 | OP |  | OP | LN |  |  | CN | N
13337 | Nebraska Public Power District | 8000 | Beatrice | NE | SG2 | OP |  | OP | LN |  |  | CN | N
15472 | Public Service Co of NH | 8002 | Newington | NH | 1 | OP | N | OP | LA | OT | LN | AL | N
4362 | Corn Belt Energy Corporation | 8003 | Prairie Energy | IL | 1 | CN
5511 | CCI Roseton LLC | 8006 | Roseton Generating Facility | NY | 1 | OP | N | OP | FR |  |  | NA | N
5511 | CCI Roseton LLC | 8006 | Roseton Generating Facility | NY | 2 | OP | N | OP | FR |  |  | NA | N
55951 | Exelon Nuclear | 8011 | Three Mile Island | PA | NSS1 | OP
20856 | Wisconsin Power & Light Co | 8023 | Columbia | WI | 1 | OP | D | OP | LN | OT |  | AL | Y | [11 empty] | Y
20856 | Wisconsin Power & Light Co | 8023 | Columbia | WI | 2 | OP | D | OP | LN | AA |  | SB | Y | Y | [9 empty] | Y |  |  |  | Y
54718 | Dominion Energy Kewaunee Inc. | 8024 | Kewaunee | WI | NSS1 | OP
9417 | Interstate Power and Light Co | 8031 | Emery Station | IA | 1 | OP | Da | OP | SR |  |  | NA | N
9417 | Interstate Power and Light Co | 8031 | Emery Station | IA | 2 | OP | Da | OP | SR |  |  | NA | N
13337 | Nebraska Public Power District | 8036 | Cooper | NE | NSS1 | OP
5416 | Duke Energy Carolinas, LLC | 8042 | Belews Creek | NC | 1 | OP | N | OP | OV | LN | SR | BW | Y |  |  |  |  | Y |  | Y | [7 empty] | Y
5416 | Duke Energy Carolinas, LLC | 8042 | Belews Creek | NC | 2 | OP | N | OP | LN | SR | OV | BW | Y |  |  |  |  | Y |  | Y | [7 empty] | Y
6455 | Duke Energy Florida, Inc | 8048 | Anclote | FL | 1 | OP | N | NA | NA |  |  | NA | N
6455 | Duke Energy Florida, Inc | 8048 | Anclote | FL | 2 | OP | N | NA | NA |  |  | NA | N
12685 | Entergy Mississippi Inc | 8054 | Gerald Andrus | MS | 1 | OP | N | OP | OV |  |  | BW | N
814 | Entergy Arkansas Inc | 8055 | Arkansas Nuclear One | AR | NSS1 | OP
814 | Entergy Arkansas Inc | 8055 | Arkansas Nuclear One | AR | NSS2 | OP
11241 | Entergy Louisiana Inc | 8056 | Waterford 1 & 2 | LA | 1 | OP | D | OP | LN |  |  | AC | N
11241 | Entergy Louisiana Inc | 8056 | Waterford 1 & 2 | LA | 2 | OP | D | OP | LN |  |  | AC | N
15474 | Public Service Co of Oklahoma | 8059 | Comanche | OK | 7251 | OP | N | NA | NA |  |  | NA | N
15474 | Public Service Co of Oklahoma | 8059 | Comanche | OK | 7252 | OP | N | NA | NA |  |  | NA | N
55983 | Luminant Generation Company LLC | 8063 | DeCordova Steam Electric Station | TX | 1 | OS | N | OS | FR | OV |  | NA | N
14354 | PacifiCorp | 8066 | Jim Bridger | WY | BW71 | OP | N | OP | LN | OV |  | AL | Y |  |  |  |  | Y
14354 | PacifiCorp | 8066 | Jim Bridger | WY | BW72 | OP | N | OP | LN | OV |  | AL | Y |  |  |  |  | Y
14354 | PacifiCorp | 8066 | Jim Bridger | WY | BW73 | OP | N | OP | LN | OV |  | AL | Y |  |  |  |  | Y
14354 | PacifiCorp | 8066 | Jim Bridger | WY | BW74 | OP | D | OP | LN | OV |  | AL | Y |  |  |  |  | Y
16572 | Salt River Project | 8068 | Santan | AZ | 1 | OP | N | OP | LN |  |  | GE | N
16572 | Salt River Project | 8068 | Santan | AZ | 2 | OP | N | OP | LN |  |  | GE | N
16572 | Salt River Project | 8068 | Santan | AZ | 3 | OP | N | OP | LN |  |  | GE | N
16572 | Salt River Project | 8068 | Santan | AZ | 4 | OP | N | OP | LN |  |  | GE | N
16572 | Salt River Project | 8068 | Santan | AZ | 5A | OP | Da | OP | LN | SR |  | GE | N
16572 | Salt River Project | 8068 | Santan | AZ | 5B | OP | Da | OP | LN | SR |  | GE | N
16572 | Salt River Project | 8068 | Santan | AZ | 6A | OP | Da | OP | LN | SR |  | GE | N
14354 | PacifiCorp | 8069 | Huntington | UT | 1 | OP | D | OP | LN | OV |  | CE | Y |  |  |  |  | Y
14354 | PacifiCorp | 8069 | Huntington | UT | 2 | OP | N | CN | LN | OV |  | CE | Y |  |  |  |  | Y
15248 | Portland General Electric Co | 8073 | Beaver | OR | 1 | OP | N
15248 | Portland General Electric Co | 8073 | Beaver | OR | 2 | OP | N
15248 | Portland General Electric Co | 8073 | Beaver | OR | 3 | OP | N
15248 | Portland General Electric Co | 8073 | Beaver | OR | 4 | OP | N
15248 | Portland General Electric Co | 8073 | Beaver | OR | 5 | OP | N
15248 | Portland General Electric Co | 8073 | Beaver | OR | 6 | OP | N
14006 | Ohio Power Co | 8102 | General James M Gavin | OH | 1 | OP | N | OP | LN | SR |  | RS | Y |  |  |  |  | Y |  | Y
14006 | Ohio Power Co | 8102 | General James M Gavin | OH | 2 | OP | N | OP | LN | SR |  | RS | Y |  |  |  |  | Y |  | Y
3989 | City of Colorado Springs - (CO) | 8219 | Ray D Nixon | CO | 1 | OP | D | OP | LN |  |  | EA | N
14232 | Otter Tail Power Co | 8222 | Coyote | ND | B1 | OP | D | NA | NA |  |  | NA | N
24211 | Tucson Electric Power Co | 8223 | Springerville | AZ | 1 | OP | D | OP | LN | OV |  | AL | Y |  |  | Y | [6 empty] | Y
24211 | Tucson Electric Power Co | 8223 | Springerville | AZ | 2 | OP | D | OP | LN | OV |  | AL | Y |  |  | Y | [6 empty] | Y
24211 | Tucson Electric Power Co | 8223 | Springerville | AZ | 3 | OP | Da | OP | SR |  |  | FW | Y |  |  | Y | [5 empty] | Y
24211 | Tucson Electric Power Co | 8223 | Springerville | AZ | 4 | OP | Da | OP | SR |  |  | FW | Y | Y |  | Y | [5 empty] | Y
17166 | Sierra Pacific Power Co | 8224 | North Valmy | NV | 1 | OP | D | OP | LN | OV |  | BW | N
17166 | Sierra Pacific Power Co | 8224 | North Valmy | NV | 2 | OP | Da | OP | LN | BF | OV | AC | N
14165 | NRG Power Midwest LP | 8226 | Cheswick Power Plant | PA | 1 | OP | N | OP | SR | LN | AA | CE | Y |  |  |  |  | Y | Y | [5 empty] | Y
54863 | U S Power Generating Company LLC | 8906 | Astoria Generating Station | NY | 20 | OS | N | NA | BF |  |  | NA | N
54863 | U S Power Generating Company LLC | 8906 | Astoria Generating Station | NY | 30 | OP | N | NA | LN | BF |  | JZ | N
54863 | U S Power Generating Company LLC | 8906 | Astoria Generating Station | NY | 40 | OS | N | NA | BF |  |  | NA | N
54863 | U S Power Generating Company LLC | 8906 | Astoria Generating Station | NY | 50 | OP | N | NA | BF |  |  | NA | N
6028 | Entergy Nuclear Indian Point 3 | 8907 | Indian Point 3 | NY | NSS3 | OP
8776 | City of Holyoke Gas and Electric Dept. | 9864 | Cabot Holyoke | MA | 5 | SB | N | NA | NA |  |  | NA | N
8776 | City of Holyoke Gas and Electric Dept. | 9864 | Cabot Holyoke | MA | 6 | RE | N | NA | NA |  |  |  | N
8776 | City of Holyoke Gas and Electric Dept. | 9864 | Cabot Holyoke | MA | 7 | SB |  | SB | FR | LA | LN | JZ | N
8776 | City of Holyoke Gas and Electric Dept. | 9864 | Cabot Holyoke | MA | 8 | SB |  | SB | FR | LA | LN | JZ | N
52 | ACE Cogeneration Co | 10002 | ACE Cogeneration Facility | CA | CFB | OP | Db | OP | CF | NH3 | NC | NA | Y | [5 empty] | Y
19173 | Colorado Energy Nations Company LLLP | 10003 | Colorado Energy Nations Company | CO | BLR1 | OP | N | NA | NA |  |  | NA | N
19173 | Colorado Energy Nations Company LLLP | 10003 | Colorado Energy Nations Company | CO | BLR2 | OP | N | NA | NA |  |  | NA | N
19173 | Colorado Energy Nations Company LLLP | 10003 | Colorado Energy Nations Company | CO | BLR3 | OP | N | NA | NA |  |  | NA | Y | [8 empty] | Y
19173 | Colorado Energy Nations Company LLLP | 10003 | Colorado Energy Nations Company | CO | BLR4 | OP | N | NA | NA |  |  | NA | Y | [14 empty] | Y
19173 | Colorado Energy Nations Company LLLP | 10003 | Colorado Energy Nations Company | CO | BLR5 | OP | N | NA | NA |  |  | NA | Y | [8 empty] | Y
4458 | Covanta Warren Energy Resource Co LP | 10012 | Covanta Warren Energy | NJ | 1 | OP |  | OP | SN |  |  | NA | Y | Y |  | Y |  |  | Y |  |  | Y
4458 | Covanta Warren Energy Resource Co LP | 10012 | Covanta Warren Energy | NJ | 2 | OP |  | OP | SN |  |  | NA | Y | Y |  | Y |  |  | Y |  |  | Y
4435 | Covanta Energy Co | 10013 | Covanta Hennepin Energy | MN | 1 | OP | N | OP | OV |  |  | NA | Y | Y |  | Y |  |  | Y |  |  |  | Y
4435 | Covanta Energy Co | 10013 | Covanta Hennepin Energy | MN | 2 | OP | N | OP | OV |  |  | NA | Y | Y |  | Y |  |  | Y
17465 | RockTenn-West Point Mill | 10017 | West Point Mill | VA | PB06 | RE | N | NA | NA |  |  | NA | N
17465 | RockTenn-West Point Mill | 10017 | West Point Mill | VA | PB08 | OP | N | OP | OV |  |  | NA | N
17465 | RockTenn-West Point Mill | 10017 | West Point Mill | VA | PB10 | OP | D | NA | NA |  |  | NA | N
17465 | RockTenn-West Point Mill | 10017 | West Point Mill | VA | RF04 | OP | N | NA | NA |  |  | NA | N
17465 | RockTenn-West Point Mill | 10017 | West Point Mill | VA | RF05 | OP | N | OP | AA |  |  | NA | N
5624 | RED-Rochester, LLC | 10025 | RED-Rochester, LLC | NY | 13 | RE | N |  | NA |  |  |  | N
5624 | RED-Rochester, LLC | 10025 | RED-Rochester, LLC | NY | 14 | RE | N |  | NA |  |  |  | N
5624 | RED-Rochester, LLC | 10025 | RED-Rochester, LLC | NY | 15 | RE | N | RE | OT |  |  | NA | N
5624 | RED-Rochester, LLC | 10025 | RED-Rochester, LLC | NY | 41 | SB | N | SB | FU |  |  | NA | N
5624 | RED-Rochester, LLC | 10025 | RED-Rochester, LLC | NY | 42 | OP | N | OP | FU |  |  | NA | N
5624 | RED-Rochester, LLC | 10025 | RED-Rochester, LLC | NY | 43 | OP | N | OP | FU |  |  | NA | N
5624 | RED-Rochester, LLC | 10025 | RED-Rochester, LLC | NY | 44 | OP | Da | OP | BF |  |  | NA | N
5624 | RED-Rochester, LLC | 10025 | RED-Rochester, LLC | NY | PB1 | OP | N | NA | NA |  |  | NA | N
5624 | RED-Rochester, LLC | 10025 | RED-Rochester, LLC | NY | PB2 | OP | N | NA | NA |  |  | NA | N
5624 | RED-Rochester, LLC | 10025 | RED-Rochester, LLC | NY | PB3 | OP | N | NA | NA |  |  | NA | N
5624 | RED-Rochester, LLC | 10025 | RED-Rochester, LLC | NY | PB4 | OP | N | NA | NA |  |  | NA | N
7049 | General Electric Aircraft Engines | 10029 | General Electric Aircraft Engines | MA | 1 | OP |  | OP | LA |  |  | NA | N
7049 | General Electric Aircraft Engines | 10029 | General Electric Aircraft Engines | MA | 2 | OP |  | OP | LA |  |  | NA | N
7049 | General Electric Aircraft Engines | 10029 | General Electric Aircraft Engines | MA | 3 | OP |  | OP | FR | LN | LA | BW | N
7049 | General Electric Aircraft Engines | 10029 | General Electric Aircraft Engines | MA | 5 | OP |  | OP | OV | LN | LA | JZ | N
7860 | NRG Energy Center Dover LLC | 10030 | NRG Energy Center Dover | DE | COGEN1 | OP |  | OP | LN |  |  | RS | Y | [11 empty] | Y
15430 | Detroit Renewable Power | 10033 | Greater Detroit Resource Recovery | MI | 11 | OP |  | NA | NA |  |  | NA | N
15430 | Detroit Renewable Power | 10033 | Greater Detroit Resource Recovery | MI | 12 | OP |  | NA | NA |  |  | NA | N
15430 | Detroit Renewable Power | 10033 | Greater Detroit Resource Recovery | MI | 13 | OP |  | NA | NA |  |  | NA | N
9788 | John Deere Harvester Works Co | 10039 | John Deere Harvester Works | IL | 10 | OP |  | NA | NA |  |  | NA | N
9788 | John Deere Harvester Works Co | 10039 | John Deere Harvester Works | IL | 7 | OP |  | NA | NA |  |  | NA | N
9788 | John Deere Harvester Works Co | 10039 | John Deere Harvester Works | IL | 8 | OP |  | NA | NA |  |  | NA | N
9788 | John Deere Harvester Works Co | 10039 | John Deere Harvester Works | IL | 9 | OP |  | NA | NA |  |  | NA | N
14932 | US Operating Services Company | 10043 | Logan Generating Company LP | NJ | B01 | OP | Db | OP | OV | LN | SR | FW | Y |  |  | Y | [6 empty] | Y |  |  |  |  | Y
54788 | DG Fairhaven Power LLC | 10052 | Fairhaven Power | CA | BLR1 | OP |  | OP | OV | LN | FU | CN | N
50085 | Covanta Southeast Florida Renewable Ltd | 10062 | Miami Dade County Resource Recovery Fac | FL | BLR1 | OP | N | SB | SN | LN |  | JZ | Y | Y |  | Y |  |  | Y
50085 | Covanta Southeast Florida Renewable Ltd | 10062 | Miami Dade County Resource Recovery Fac | FL | BLR2 | OP | N | SB | SN | LN |  | JZ | Y | Y |  | Y |  |  | Y
50085 | Covanta Southeast Florida Renewable Ltd | 10062 | Miami Dade County Resource Recovery Fac | FL | BLR3 | OP | N | SB | SN | LN |  | JZ | Y | Y |  | Y |  |  | Y
50085 | Covanta Southeast Florida Renewable Ltd | 10062 | Miami Dade County Resource Recovery Fac | FL | BLR4 | OP | N | SB | SN | LN |  | JZ | Y | Y |  | Y |  |  | Y
56217 | Portsmouth Operating Services LLC | 10071 | Portsmouth Genco LLC | VA | 2C | OP | Db | OP | OV |  |  | NA | Y |  |  | Y | [5 empty] | Y
56217 | Portsmouth Operating Services LLC | 10071 | Portsmouth Genco LLC | VA | 1A | OP | Db | OP | OV |  |  | NA | Y |  |  | Y | [5 empty] | Y
56217 | Portsmouth Operating Services LLC | 10071 | Portsmouth Genco LLC | VA | 1B | OP | Db | OP | OV |  |  | NA | Y |  |  | Y | [5 empty] | Y
56217 | Portsmouth Operating Services LLC | 10071 | Portsmouth Genco LLC | VA | 1C | OP | Db | OP | OV |  |  | NA | Y |  |  | Y | [5 empty] | Y
56217 | Portsmouth Operating Services LLC | 10071 | Portsmouth Genco LLC | VA | 2A | OP | Db | OP | OV |  |  | NA | Y |  |  | Y | [5 empty] | Y
56217 | Portsmouth Operating Services LLC | 10071 | Portsmouth Genco LLC | VA | 2B | OP | Db | OP | OV |  |  | NA | Y |  |  | Y | [5 empty] | Y
55727 | Orion Engineered Carbons | 10072 | Engineered Carbons Borger Cogen | TX | WHBOIL | OP | N | NA | NA |  |  | NA | N
56391 | Freshwater Pulp Company | 10074 | Pulp Mill Power House | CA | RECBOI | OS | N | OS | LA | OV | LN | AL | N
12647 | Minnesota Power Inc | 10075 | Taconite Harbor Energy Center | MN | 1 | OP | N | OP | OV | SN | LN | MT | Y | [5 empty] | Y |  |  |  |  | Y
12647 | Minnesota Power Inc | 10075 | Taconite Harbor Energy Center | MN | 2 | OP | N | OP | OV | SN | LN | MT | Y | [5 empty] | Y |  |  |  |  | Y |  |  |  | Y
12647 | Minnesota Power Inc | 10075 | Taconite Harbor Energy Center | MN | 3 | OP | N | NA | NA |  |  | NA | N
11217 | Los Angeles County Sanitation | 10090 | Commerce Refuse To Energy | CA | SMB001 | OP | N | OP | OV | SN |  | NA | N
50160 | Pedricktown Cogeneration Company LP | 10099 | Pedricktown Cogeneration Company LP | NJ | HRSG1 | OP |  | OP | NH3 | LN |  | CN | N
56398 | DTE Pontiac North LLC | 10111 | DTE Pontiac North LLC | MI | 9BLR | OS |  | OS | CF |  |  | NA | N
7199 | Ri-Corp Development, Inc. | 10113 | John B Rich Memorial Power Station | PA | CFB1 | OP | N | OP | CF |  |  | NA | Y |  |  |  |  | Y |  |  |  | Y
7199 | Ri-Corp Development, Inc. | 10113 | John B Rich Memorial Power Station | PA | CFB2 | OP | N | OP | CF |  |  | NA | Y |  |  |  |  | Y |  |  |  | Y
8181 | Harrisburg Authority | 10118 | Harrisburg Facility | PA | 1 | op |  | OP | SN | FR |  | NA | Y | Y |  | Y |  | Y | Y |  |  | Y
8181 | Harrisburg Authority | 10118 | Harrisburg Facility | PA | 2 | OP |  | OP | SN | FR |  | NA | Y | Y |  | Y |  | Y | Y |  |  | Y
8181 | Harrisburg Authority | 10118 | Harrisburg Facility | PA | 3 | OP |  | OP | SN | FR |  | NA | Y | Y |  | Y |  | Y | Y |  |  | Y
9379 | Inter-Power/AhlCon Partners, L.P. | 10143 | Colver Power Project | PA | ABB01 | OP | Db | OP | CF |  |  | NA | Y | [8 empty] | Y
17164 | Sierra Pacific Industries Inc | 10144 | Sierra Pacific Lincoln Facility | CA | BLR2 | RE | N | RE | SN |  |  | NA | N
17164 | Sierra Pacific Industries Inc | 10144 | Sierra Pacific Lincoln Facility | CA | BLR3 | OP | N | OP | SN |  |  | NA | N
1951 | White Pine Electric Power LLC | 10148 | White Pine Electric Power | MI | BLR 1 | OP |  | NA | NA |  |  | NA | N
1951 | White Pine Electric Power LLC | 10148 | White Pine Electric Power | MI | BLR 2 | OP |  | NA | NA |  |  | NA | N
563 | American Bituminous Power LP | 10151 | Grant Town Power Plant | WV | BLR1A | OP |  | OZ | CF | NH3 | SN | NA | N
563 | American Bituminous Power LP | 10151 | Grant Town Power Plant | WV | BLR1B | OP |  | OZ | CF | NH3 | SN | NA | N
12971 | Worcester Energy Partners Inc | 10165 | Worcester Energy | ME | 1 | OS | N | OS | CF | FR | OV | NA | N
12971 | Worcester Energy Partners Inc | 10165 | Worcester Energy | ME | 2 | OS | N | OS | CF | FR | OV | NA | N
12971 | Worcester Energy Partners Inc | 10165 | Worcester Energy | ME | 3 | OS | N | OS | CF | FR | OV | NA | N
3030 | Cardinal Cogen Inc | 10168 | Cardinal Cogen | CA | HRSG1 | OP |  | OP | LN |  |  | CN | N
55727 | Orion Engineered Carbons | 10187 | Engineered Carbons Echo Cogeneration | TX | COBOIL | OP | N | NA | NA |  |  | NA | N
56479 | PIC Group Inc | 10190 | Castleton Energy Center | NY | HRSG-1 | OP |  | OP | NA |  |  | NA | N
3453 | Chevron Refinery-Hawaii | 10194 | Hawaii Cogen | HI | HRSG1 | OP
3453 | Chevron Refinery-Hawaii | 10194 | Hawaii Cogen | HI | HRSG2 | OP
3453 | Chevron Refinery-Hawaii | 10194 | Hawaii Cogen | HI | HRSG3 | OP
3453 | Chevron Refinery-Hawaii | 10194 | Hawaii Cogen | HI | HRSG4 | OP
9686 | RockTenn-Jackson Fenandina | 10202 | Fernandina Beach Mill | FL | 4REC | OP | D | NA | NA |  |  | NA | Y | [13 empty] | Y
9686 | RockTenn-Jackson Fenandina | 10202 | Fernandina Beach Mill | FL | 5PWR | OP | D | NA | NA |  |  | NA | Y | [13 empty] | Y
9686 | RockTenn-Jackson Fenandina | 10202 | Fernandina Beach Mill | FL | 5REC | OP | Da | NA | NA |  |  | NA | Y | [13 empty] | Y
9686 | RockTenn-Jackson Fenandina | 10202 | Fernandina Beach Mill | FL | 7PWR | OP | Da | NA | NA |  |  | NA | Y | [13 empty] | Y
55867 | NewPage Corp-Escanaba | 10208 | Escanaba Paper Company | MI | 10 | OP | N | OP | NA |  |  | NA | Y | [10 empty] | Y | Y | Y | Y
55867 | NewPage Corp-Escanaba | 10208 | Escanaba Paper Company | MI | 11 | OP | Db | OP | OV |  |  | NA | Y | [10 empty] | Y | Y | Y | Y
55867 | NewPage Corp-Escanaba | 10208 | Escanaba Paper Company | MI | 7 | OP | N | CN | NA |  |  | NA | N
55867 | NewPage Corp-Escanaba | 10208 | Escanaba Paper Company | MI | 8 | OP | Db | OP | NA |  |  | NA | N
55867 | NewPage Corp-Escanaba | 10208 | Escanaba Paper Company | MI | 9 | OP | D | OP | NA |  |  | NA | Y | [6 empty] | Y
56150 | ArcelorMittal USA Inc | 10211 | 2 AC Station | IN | 211 | RE | N
56150 | ArcelorMittal USA Inc | 10211 | 2 AC Station | IN | 212 | RE | N
56150 | ArcelorMittal USA Inc | 10211 | 2 AC Station | IN | 213 | RE | N
3452 | Chevron USA Inc-El Sequndo | 10213 | El Segundo Cogen | CA | HRSG1 | OP |  | OP | LN | SR |  | CN | N
3452 | Chevron USA Inc-El Sequndo | 10213 | El Segundo Cogen | CA | HRSG2 | OP |  | OP | LN | SR |  | CN | N
3452 | Chevron USA Inc-El Sequndo | 10213 | El Segundo Cogen | CA | HRSG5 | OP |  | OP | LN | SR |  | CN | N
57356 | Alabama River Cellulose LLC | 10216 | Alabama River Pulp | AL | PB1 | OP | N | OP | LA |  |  | NA | Y | [6 empty] | Y
57356 | Alabama River Cellulose LLC | 10216 | Alabama River Pulp | AL | RB1 | OP | N | OP | LA |  |  | NA | N
12311 | Merck & Co Inc | 10224 | Merck Rahway Power Plant | NJ | BLR 10 | OP |  | OP | LN | SR |  | CN | N
12311 | Merck & Co Inc | 10224 | Merck Rahway Power Plant | NJ | BLR 3 | OP |  | OP | LN | SR |  | CN | N
12311 | Merck & Co Inc | 10224 | Merck Rahway Power Plant | NJ | BLR 5 | OP |  | OP | FR | LN |  | JZ | N
12311 | Merck & Co Inc | 10224 | Merck Rahway Power Plant | NJ | BLR 7 | RE |  |  | NA |  |  |  | N
12311 | Merck & Co Inc | 10224 | Merck Rahway Power Plant | NJ | BLR 8 | RE |  |  | NA |  |  |  | N
12311 | Merck & Co Inc | 10224 | Merck Rahway Power Plant | NJ | BLR 9 | OP |  | OP | LN | SR |  | CN | N
50133 | Leaf River Cellulose LLC | 10233 | Leaf River Cellulose LLC | MS | PB | OP | N | NA | NA |  |  | NA | N
50133 | Leaf River Cellulose LLC | 10233 | Leaf River Cellulose LLC | MS | RB | OP | N | NA | NA |  |  | NA | N
55965 | NewPage Corporation | 10234 | Biron Mill | WI | 1 | SB | N | NA | NA |  |  | NA | N
55965 | NewPage Corporation | 10234 | Biron Mill | WI | 2 | SB | N | NA | NA |  |  | NA | N
55965 | NewPage Corporation | 10234 | Biron Mill | WI | 3 | SB | N | NA | NA |  |  | NA | N
55965 | NewPage Corporation | 10234 | Biron Mill | WI | 4 | OP | N | NA | NA |  |  | NA | N
55965 | NewPage Corporation | 10234 | Biron Mill | WI | 5 | OP | N | OP | OV |  |  | NA | N
54880 | P H Glatfelter Company | 10244 | P H Glatfelter Co -Chillicothe Facility | OH | 1 | OP | N | OP | LN | FR |  | JZ | N
54880 | P H Glatfelter Company | 10244 | P H Glatfelter Co -Chillicothe Facility | OH | 2 | OP | N | OP | LN | FR |  | JZ | N
54880 | P H Glatfelter Company | 10244 | P H Glatfelter Co -Chillicothe Facility | OH | 6 | OP | N | OP | OV |  |  | OT | N
54880 | P H Glatfelter Company | 10244 | P H Glatfelter Co -Chillicothe Facility | OH | 7 | OP | N | OP | LN | OV |  | AL | N
54880 | P H Glatfelter Company | 10244 | P H Glatfelter Co -Chillicothe Facility | OH | 8 | OP | N | OP | LN | OV |  | AC | N
54880 | P H Glatfelter Company | 10244 | P H Glatfelter Co -Chillicothe Facility | OH | 9 | OP | N | OP | NA |  |  | NA | N
56147 | ArcelorMittal Burns Harbor Inc | 10245 | ArcelorMittal Burns Harbor | IN | 10 | OP | N | NA | NA |  |  | NA | N
56147 | ArcelorMittal Burns Harbor Inc | 10245 | ArcelorMittal Burns Harbor | IN | 11 | OP | N | NA | NA |  |  | NA | N
56147 | ArcelorMittal Burns Harbor Inc | 10245 | ArcelorMittal Burns Harbor | IN | 12 | OP | N | NA | NA |  |  | NA | N
23330 | Bay County Board-County Comm | 10250 | Bay Resource Management Center | FL | 1 | OP |  | NA | NA |  |  | NA | Y | Y |  | Y |  |  | Y |  |  | Y
23330 | Bay County Board-County Comm | 10250 | Bay Resource Management Center | FL | 2 | OP |  | NA | NA |  |  | NA | Y | Y |  | Y |  |  | Y |  |  | Y
55849 | Domtar Paper Co LLC Kingsport Mill | 10252 | Weyerhaeuser Kingsport Mill | TN | 7 | RE | N |  | NA |  |  |  | N
55849 | Domtar Paper Co LLC Kingsport Mill | 10252 | Weyerhaeuser Kingsport Mill | TN | REC 2 | OP |  | NA | NA |  |  | NA | N
55849 | Domtar Paper Co LLC Kingsport Mill | 10252 | Weyerhaeuser Kingsport Mill | TN | THB | OP | N | NA | NA |  |  | NA | N
2226 | Bridgewater Power Co LP | 10290 | Bridgewater Power LP | NH | EU1 | OP | N | OP | LA | OV | SR | NA | N
3998 | Desert View Power Inc | 10300 | Desert View Power | CA | BLR1 | OP | N | OP | CF | SN |  | NA | N
3998 | Desert View Power Inc | 10300 | Desert View Power | CA | BLR2 | OP | N | OP | CF | SN |  | NA | N
21970 | Northeast Energy Associates LP | 10307 | Bellingham Cogeneration Facility | MA | HRSG1 | OP
21970 | Northeast Energy Associates LP | 10307 | Bellingham Cogeneration Facility | MA | HRSG2 | OP
22290 | North Jersey Energy Assoc LP | 10308 | Sayreville Cogeneration Facility | NJ | HRSG1 | OP
22290 | North Jersey Energy Assoc LP | 10308 | Sayreville Cogeneration Facility | NJ | HRSG2 | OP
12436 | Michigan State University | 10328 | T B Simon Power Plant | MI | BLR1 | OP |  | OP | LN | OV | SN | AC | Y | [9 empty] | Y
12436 | Michigan State University | 10328 | T B Simon Power Plant | MI | BLR2 | OP |  | OP | LN | OV | SN | AC | Y | [9 empty] | Y
12436 | Michigan State University | 10328 | T B Simon Power Plant | MI | BLR3 | OP |  | OP | LN | OV | SN | GR | Y | [13 empty] | Y
12436 | Michigan State University | 10328 | T B Simon Power Plant | MI | BLR4 | OP |  | OP | CF | SN |  | NA | Y | [9 empty] | Y
12436 | Michigan State University | 10328 | T B Simon Power Plant | MI | BLR6 | OP |  | OP | LN |  |  | NA | N
3303 | Florida Power Development | 10333 | Florida Power Development | FL | 1 | OS | N | OS | LN | AA |  | RS | N
49846 | Covanta Honolulu Resource Recovery | 10334 | H Power | HI | 1 | OP |  | OP | OV |  |  | NA | Y |  |  | Y |  |  | Y |  |  |  | Y
49846 | Covanta Honolulu Resource Recovery | 10334 | H Power | HI | 2 | OP |  | OP | OV |  |  | NA | Y |  |  | Y |  |  | Y |  |  |  | Y
11517 | Maine Energy Recovery Co | 10338 | Maine Energy Recovery | ME | ABLR | OP | N | NA | NA |  |  | NA | N
11517 | Maine Energy Recovery Co | 10338 | Maine Energy Recovery | ME | BBLR | OP |  | NA | NA |  |  | NA | N
49889 | Mount Carmel Cogen Inc | 10343 | Foster Wheeler Mt Carmel Cogen | PA | SG-101 | OP | N | OP | CF |  |  | NA | Y |  |  |  |  | Y |  |  |  | Y
8641 | Hillman Power Co | 10346 | Hillman Power LLC | MI | BOIL01 | OP | N | OP | SR |  |  | NA | N
2867 | Calpine Corp-Yuba City | 10350 | Greenleaf 1 Power Plant | CA | HRSG | OP |  | OP | LN | STM |  | CN | N
57432 | ReEnergy Livermore Falls | 10354 | ReEnergy Livermore Falls | ME | 1 | OP | N | OP | SN | AA |  | NA | Y | [14 empty] | Y
1981 | ReEnergy Ashland LLC | 10356 | ReEnergy Ashland | ME | BOIL1 | OS | N | OS | FU | AA | SN | NA | N
55919 | Georgia-Pacific Consr Prods LP-Green Bay | 10360 | Green Bay West Mill | WI | B24 | RE | N | RE | NA |  |  |  | Y | [8 empty] | Y
55919 | Georgia-Pacific Consr Prods LP-Green Bay | 10360 | Green Bay West Mill | WI | B25 | SB | N | NA | NA |  |  | NA | Y | [8 empty] | Y
55919 | Georgia-Pacific Consr Prods LP-Green Bay | 10360 | Green Bay West Mill | WI | B26 | OP | N | NA | NA |  |  | NA | Y | [8 empty] | Y
55919 | Georgia-Pacific Consr Prods LP-Green Bay | 10360 | Green Bay West Mill | WI | B27 | OP | N | NA | NA |  |  | NA | Y | [8 empty] | Y
55919 | Georgia-Pacific Consr Prods LP-Green Bay | 10360 | Green Bay West Mill | WI | B28 | OP | N | NA | NA |  |  | NA | Y | [8 empty] | Y
55919 | Georgia-Pacific Consr Prods LP-Green Bay | 10360 | Green Bay West Mill | WI | B29 | OP | Db | OP | CF |  |  | NA | Y | [5 empty] | Y |  |  | Y
7127 | Georgia-Pacific Consr Prods LP-Savannah | 10361 | Savannah River Mill | GA | 4B | OP | N | NA | NA |  |  | NA | N
7127 | Georgia-Pacific Consr Prods LP-Savannah | 10361 | Savannah River Mill | GA | 5B | OP | N | NA | NA |  |  | NA | N
7127 | Georgia-Pacific Consr Prods LP-Savannah | 10361 | Savannah River Mill | GA | 3B | OP | N | NA | NA |  |  | NA | N
6589 | Georgia-Pacific Consr Prods LP-Muskogee | 10362 | Muskogee Mill | OK | BLR1 | SB | D | NA | NA |  |  | NA | N
6589 | Georgia-Pacific Consr Prods LP-Muskogee | 10362 | Muskogee Mill | OK | BLR2 | OP | D | SB | OV |  |  | NA | N
6589 | Georgia-Pacific Consr Prods LP-Muskogee | 10362 | Muskogee Mill | OK | BLR3 | OP | D | NA | NA |  |  | NA | Y | [8 empty] | Y
6589 | Georgia-Pacific Consr Prods LP-Muskogee | 10362 | Muskogee Mill | OK | BLR4 | OP | D | OP | LN |  |  | RS | Y | [8 empty] | Y
7840 | GWF Power Systems, L.P. | 10367 | East Third Street Power Plant | CA | CB1302 | RE | N | RE | CF |  |  | NA | N
7840 | GWF Power Systems, L.P. | 10368 | Loveridge Road Power Plant | CA | CB1302 | RE | N | RE | CF |  |  | NA | N
7840 | GWF Power Systems, L.P. | 10369 | Wilbur West Power Plant | CA | CB1302 | RE | N | RE | CF |  |  | NA | N
7840 | GWF Power Systems, L.P. | 10370 | Wilbur East Power Plant | CA | CB1302 | RE | N | RE | CF |  |  | NA | N
7840 | GWF Power Systems, L.P. | 10371 | Nichols Road Power Plant | CA | CB1302 | RE | N | RE | CF |  |  | NA | N
8032 | Hanford L.P. | 10373 | Hanford | CA | CB1302 | RE | N | RE | CF |  |  | NA | N
9628 | Hopewell Operating Services LLC | 10377 | James River Genco LLC | VA | 1A | OP | Db | OP | AA |  |  | NA | Y |  |  | Y | [5 empty] | Y
9628 | Hopewell Operating Services LLC | 10377 | James River Genco LLC | VA | 1B | OP | Db | OP | AA |  |  | NA | Y |  |  | Y | [5 empty] | Y
9628 | Hopewell Operating Services LLC | 10377 | James River Genco LLC | VA | 1C | OP | Db | OP | AA |  |  | NA | Y |  |  | Y | [5 empty] | Y
9628 | Hopewell Operating Services LLC | 10377 | James River Genco LLC | VA | 2A | OP | Db | OP | AA |  |  | NA | Y |  |  | Y | [5 empty] | Y
9628 | Hopewell Operating Services LLC | 10377 | James River Genco LLC | VA | 2B | OP | Db | OP | AA |  |  | NA | Y |  |  | Y | [5 empty] | Y
9628 | Hopewell Operating Services LLC | 10377 | James River Genco LLC | VA | 2C | OP | Db | OP | AA |  |  | NA | Y |  |  | Y | [5 empty] | Y
58209 | CPI USA NC Southport LLC | 10378 | CPI USA NC Southport | NC | 1C | OP | Db | OP | OV |  |  | NA | N
58209 | CPI USA NC Southport LLC | 10378 | CPI USA NC Southport | NC | 2A | OP | Db | OP | OV |  |  | NA | N
58209 | CPI USA NC Southport LLC | 10378 | CPI USA NC Southport | NC | 2B | OP | Db | OP | OV |  |  | NA | N
58209 | CPI USA NC Southport LLC | 10378 | CPI USA NC Southport | NC | 2C | OP | Db | OP | OV |  |  | NA | N
58209 | CPI USA NC Southport LLC | 10378 | CPI USA NC Southport | NC | 1A | OP | Db | OP | OV |  |  | NA | N | [8 empty] | Y
58209 | CPI USA NC Southport LLC | 10378 | CPI USA NC Southport | NC | 1B | OP | Db | OP | OV |  |  | NA | N
58210 | CPI USA NC Roxboro LLC | 10379 | CPI USA NC Roxboro | NC | 1C | OP | N | OP | OV |  |  | NA | N
58210 | CPI USA NC Roxboro LLC | 10379 | CPI USA NC Roxboro | NC | 1A | OP | N | OP | OV |  |  | NA | N
58210 | CPI USA NC Roxboro LLC | 10379 | CPI USA NC Roxboro | NC | 1B | OP | N | OP | OV |  |  | NA | N
13695 | North Carolina Power Holdings, LLC | 10380 | Elizabethtown Power LLC | NC | A BLR | OS |  | OS | OV |  |  | NA | N
13695 | North Carolina Power Holdings, LLC | 10380 | Elizabethtown Power LLC | NC | B BLR | OS |  | OS | OV |  |  | NA | N
54889 | Carlyle/Riverstone Renewable Energy | 10381 | Coastal Carolina Clean Power | NC | 1A | OP | N | OP | OV | LA |  | NA | Y | [8 empty] | Y
54889 | Carlyle/Riverstone Renewable Energy | 10381 | Coastal Carolina Clean Power | NC | 1B | OP | N | OP | OV | LA |  | NA | N
13695 | North Carolina Power Holdings, LLC | 10382 | Lumberton | NC | UNIT1 | OS | N | OS | OV |  |  | NA | N
13695 | North Carolina Power Holdings, LLC | 10382 | Lumberton | NC | UNIT2 | OS | N | OS | OV |  |  | NA | N
55739 | Edgecombe Operating Services LLC | 10384 | Edgecombe Genco LLC | NC | 1A | OP | Da | OP | OV |  |  | NA | Y |  |  | Y | [5 empty] | Y
55739 | Edgecombe Operating Services LLC | 10384 | Edgecombe Genco LLC | NC | 1B | OP | Da | OP | OV |  |  | NA | Y |  |  | Y | [5 empty] | Y
55739 | Edgecombe Operating Services LLC | 10384 | Edgecombe Genco LLC | NC | 2A | OP | Da | OP | OV |  |  | NA | Y |  |  | Y | [5 empty] | Y
55739 | Edgecombe Operating Services LLC | 10384 | Edgecombe Genco LLC | NC | 2B | OP | Da | OP | OV |  |  | NA | Y |  |  | Y | [5 empty] | Y
57242 | Coyote Canyon Energy LLC | 10395 | GRS Coyote Canyon | CA | 1 | OP | N | OP | LN | FR |  | CN | N
56165 | ArcelorMittal Indiana Harbor West | 10397 | ArcelorMittal Indiana Harbor West | IN | 5HPB | SB | N | NA | NA |  |  | NA | N
56165 | ArcelorMittal Indiana Harbor West | 10397 | ArcelorMittal Indiana Harbor West | IN | 6HPB | OP | N | NA | NA |  |  | NA | N
56165 | ArcelorMittal Indiana Harbor West | 10397 | ArcelorMittal Indiana Harbor West | IN | 7HPB | SB | N | NA | NA |  |  | NA | N
56165 | ArcelorMittal Indiana Harbor West | 10397 | ArcelorMittal Indiana Harbor West | IN | 8HPB | OP | N | NA | NA |  |  | NA | N
56165 | ArcelorMittal Indiana Harbor West | 10397 | ArcelorMittal Indiana Harbor West | IN | 9HPB | OP | Db | OP | OV |  |  | NA | N
9454 | ArcelorMittal Cleveland Inc | 10398 | Arcelormittal Cleveland Inc | OH | A | OP | N | NA | NA |  |  | NA | N
9454 | ArcelorMittal Cleveland Inc | 10398 | Arcelormittal Cleveland Inc | OH | B | OP | N | NA | NA |  |  | NA | N
9454 | ArcelorMittal Cleveland Inc | 10398 | Arcelormittal Cleveland Inc | OH | C | OP | N | NA | NA |  |  | NA | N
9454 | ArcelorMittal Cleveland Inc | 10398 | Arcelormittal Cleveland Inc | OH | D | OS | N | NA | NA |  |  | NA | N
10337 | KES Kingsburg LP | 10405 | Kingsburg Cogen | CA | HRSG1 | OP |  | OP | SR |  |  | NA | N
56600 | Ascend Performance Materials LLC | 10416 | Pensacola Florida Plant | FL | BO4 | OP | N | NA | NA |  |  | NA | N
56600 | Ascend Performance Materials LLC | 10416 | Pensacola Florida Plant | FL | BO5 | OP | N | NA | NA |  |  | NA | N
56600 | Ascend Performance Materials LLC | 10416 | Pensacola Florida Plant | FL | BO6 | OP | N | NA | NA |  |  | NA | N
56600 | Ascend Performance Materials LLC | 10416 | Pensacola Florida Plant | FL | BO7 | OP | N | NA | NA |  |  | NA | N
56600 | Ascend Performance Materials LLC | 10416 | Pensacola Florida Plant | FL | BO8 | OP | N | NA | NA |  |  | NA | N
56600 | Ascend Performance Materials LLC | 10416 | Pensacola Florida Plant | FL | BO9 | OP |  | OP | LN |  |  | AZ | N
56488 | Ascend Performance Materials | 10418 | Ascend Performance Materials Texas Inc. | TX | H1 | OP | N | OP | LN |  |  | RS | N
56488 | Ascend Performance Materials | 10418 | Ascend Performance Materials Texas Inc. | TX | H101 | OP | N | OP | OT |  |  | NA | N
56488 | Ascend Performance Materials | 10418 | Ascend Performance Materials Texas Inc. | TX | H4 | OP | N | OP | OT |  |  | NA | N
56488 | Ascend Performance Materials | 10418 | Ascend Performance Materials Texas Inc. | TX | H5 | OP | N | OP | OT |  |  | NA | N
54745 | Temple-Inland | 10425 | TempleInland | TX | 1RB | OP |  | NA | NA |  |  | NA | N
54745 | Temple-Inland | 10425 | TempleInland | TX | 2RB | OP | N | NA | NA |  |  | NA | N
54745 | Temple-Inland | 10425 | TempleInland | TX | 3PB | OP |  | NA | NA |  |  | NA | N
54745 | Temple-Inland | 10425 | TempleInland | TX | BRKBLR | OP |  | OP | SN |  |  | NA | N
54745 | Temple-Inland | 10425 | TempleInland | TX | PF1BLR | OP |  | NA | NA |  |  | NA | N
23632 | Inland Paperboard & Package Inc | 10426 | Inland Paperboard Packaging Rome | GA | PB1 | OS | N | NA | NA |  |  | NA | N
23632 | Inland Paperboard & Package Inc | 10426 | Inland Paperboard Packaging Rome | GA | PB2 | OS | N | NA | NA |  |  | NA | N
23632 | Inland Paperboard & Package Inc | 10426 | Inland Paperboard Packaging Rome | GA | PB3 | OS | N | NA | NA |  |  | NA | N
23632 | Inland Paperboard & Package Inc | 10426 | Inland Paperboard Packaging Rome | GA | PB4 | OP | N | OP | LN |  |  | AL | N
23632 | Inland Paperboard & Package Inc | 10426 | Inland Paperboard Packaging Rome | GA | RF5 | OP | N | OP | OV |  |  | NA | N
23632 | Inland Paperboard & Package Inc | 10426 | Inland Paperboard Packaging Rome | GA | WFB | OP |  | OP | FR | OV |  | NA | N
623 | Anheuser-Busch Inc | 10430 | Anheuser-Busch St Louis | MO | B1 | OP | N | OP | LN |  |  | BW | Y | [12 empty] | Y
623 | Anheuser-Busch Inc | 10430 | Anheuser-Busch St Louis | MO | B5 | OP | N | NA | NA |  |  | NA | Y | [12 empty] | Y
623 | Anheuser-Busch Inc | 10430 | Anheuser-Busch St Louis | MO | B6 | OS | N | OS | LN |  |  | CN | N
623 | Anheuser-Busch Inc | 10430 | Anheuser-Busch St Louis | MO | B7 | OP | N | NA | NA |  |  | NA | N
623 | Anheuser-Busch Inc | 10430 | Anheuser-Busch St Louis | MO | B8 | OP | N | NA | NA |  |  | NA | Y | [12 empty] | Y
623 | Anheuser-Busch Inc | 10430 | Anheuser-Busch St Louis | MO | B9 | OP | N | NA | NA |  |  | NA | Y | [12 empty] | Y
49966 | Camden County Energy Recovery Corp | 10435 | Camden Resource Recovery Facility | NJ | SG101A | OP | N | OP | SN |  |  | NA | Y | Y |  | Y | [9 empty] | Y
49966 | Camden County Energy Recovery Corp | 10435 | Camden Resource Recovery Facility | NJ | SG101B | OP | N | OP | SN |  |  | NA | Y | Y |  | Y | [9 empty] | Y
49966 | Camden County Energy Recovery Corp | 10435 | Camden Resource Recovery Facility | NJ | SG101C | OP | N | OP | SN |  |  | NA | Y | Y |  | Y | [9 empty] | Y
56575 | Sunray Operating Services LLC | 10437 | SEGS I | CA | 1SH | OP |  | NA | LN |  |  | MI | N
56575 | Sunray Operating Services LLC | 10438 | SEGS II | CA | 2U100 | OP
55711 | FPL Energy Operating Services Inc - SEGS | 10439 | SEGS III | CA | 3U100 | OP
55711 | FPL Energy Operating Services Inc - SEGS | 10440 | SEGS IV | CA | 4U100 | OP
55711 | FPL Energy Operating Services Inc - SEGS | 10441 | SEGS V | CA | 5U100 | OP
55711 | FPL Energy Operating Services Inc - SEGS | 10442 | SEGS VI | CA | 6U100 | OP
55711 | FPL Energy Operating Services Inc - SEGS | 10443 | SEGS VII | CA | 7U100 | OP
55711 | FPL Energy Operating Services Inc - SEGS | 10444 | SEGS VIII | CA | HTFHTR | OP
55711 | FPL Energy Operating Services Inc - SEGS | 10446 | SEGS IX | CA | HTFHTR | OP
1746 | Black River Generation LLC | 10464 | Black River Generation | NY | E0002 | OA | N | OS | CF |  |  | NA | N
1746 | Black River Generation LLC | 10464 | Black River Generation | NY | E0003 | OA | N | OS | CF |  |  | NA | N
1746 | Black River Generation LLC | 10464 | Black River Generation | NY | E0001 | OA | N | OS | CF |  |  | NA | N
11217 | Los Angeles County Sanitation | 10471 | Spadra Landfill Gas to Energy | CA | SMB001 | OP | N | OP | FR | LN |  | CN | N
11217 | Los Angeles County Sanitation | 10472 | Puente Hills Energy Recovery | CA | B300 | OP | N | OP | FR |  |  | NA | N
11217 | Los Angeles County Sanitation | 10472 | Puente Hills Energy Recovery | CA | B400 | OP | N | OP | FR |  |  | NA | N
11217 | Los Angeles County Sanitation | 10473 | Palos Verdes Gas to Energy | CA | B501 | RE | N | RE | FR |  |  | NA | N
11217 | Los Angeles County Sanitation | 10473 | Palos Verdes Gas to Energy | CA | B502 | RE | N | RE | FR |  |  | NA | N
55965 | NewPage Corporation | 10477 | Wisconsin Rapids Pulp Mill | WI | P1 | OP | N | OP | OV |  |  | NA | N
55965 | NewPage Corporation | 10477 | Wisconsin Rapids Pulp Mill | WI | P2 | OP | N | OP | OV |  |  | NA | N
55965 | NewPage Corporation | 10477 | Wisconsin Rapids Pulp Mill | WI | P3 | OP | N | OP | FR | LN |  | JZ | N
55965 | NewPage Corporation | 10477 | Wisconsin Rapids Pulp Mill | WI | R1 | OP | N | NA | NA |  |  | NA | N
55965 | NewPage Corporation | 10477 | Wisconsin Rapids Pulp Mill | WI | R2 | OP | N | NA | NA |  |  | NA | N
55965 | NewPage Corporation | 10477 | Wisconsin Rapids Pulp Mill | WI | R3 | OP | N | NA | NA |  |  | NA | N
55877 | RG Steel, LLC | 10485 | RG Steel Sparrows Point, LLC | MD | 1 | RE | N | NA | NA |  |  | NA | N
55877 | RG Steel, LLC | 10485 | RG Steel Sparrows Point, LLC | MD | 2 | RE | N | NA | NA |  |  | NA | N
55877 | RG Steel, LLC | 10485 | RG Steel Sparrows Point, LLC | MD | 3 | RE | N | NA | NA |  |  | NA | N
55877 | RG Steel, LLC | 10485 | RG Steel Sparrows Point, LLC | MD | 4 | RE | N | NA | NA |  |  | NA | N
1991 | Boise White Paper LLC | 10486 | Boise Cascade International Falls | MN | 1 | OP | N | NA | NA |  |  | NA | N
1991 | Boise White Paper LLC | 10486 | Boise Cascade International Falls | MN | 2 | OP | N | OP | OV | FR |  | NA | N
1991 | Boise White Paper LLC | 10486 | Boise Cascade International Falls | MN | 3 | OP | N | OP | LN | FR |  | WG | N
1991 | Boise White Paper LLC | 10486 | Boise Cascade International Falls | MN | RECBLR | OP | N | OP | LA |  |  | NA | N
1924 | Boise Packaging & Newsprint LLC | 10488 | DeRidder Mill | LA | PB1 | OP | N | OP | OV |  |  | NA | N
1924 | Boise Packaging & Newsprint LLC | 10488 | DeRidder Mill | LA | PB2 | OP | N | OP | OV | FR |  | NA | N
1924 | Boise Packaging & Newsprint LLC | 10488 | DeRidder Mill | LA | PB3 | OP | N | OP | LN | FR |  | CN | N
1924 | Boise Packaging & Newsprint LLC | 10488 | DeRidder Mill | LA | PB4 | OS | N | OS | LN | FR |  | CN | N
1924 | Boise Packaging & Newsprint LLC | 10488 | DeRidder Mill | LA | REC | OP | N | OP | AA |  |  | NA | N
54784 | NewPage Corporation | 10491 | Mead Rumford Cogen | ME | 3 | SB | N | OP | FR | LN |  | CN | N
54784 | NewPage Corporation | 10491 | Mead Rumford Cogen | ME | 5 | SB | N | SB | FR | LN |  | CN | N
54784 | NewPage Corporation | 10495 | Rumford Cogeneration | ME | 6 | OP | Da | OP | CF |  |  | NA | N
54784 | NewPage Corporation | 10495 | Rumford Cogeneration | ME | 7 | OP | Da | OP | CF |  |  | NA | N
54784 | NewPage Corporation | 10495 | Rumford Cogeneration | ME | CRECV | OP | Da | OP | CF |  |  | NA | N
55850 | Tracy Biomass Holdings, LLC | 10502 | Thermal Energy Dev Partnshp LP | CA | 02 | OP | N | OP | SN | LN |  | BW | Y | [10 empty] | Y
20541 | Wheelabrator Environmental Systems | 10503 | Wheelabrator Hudson Falls | NY | SG201A | OP | N | OP | OV |  |  | NA | Y | Y |  | Y |  | Y | Y |  |  |  |  | Y
20541 | Wheelabrator Environmental Systems | 10503 | Wheelabrator Hudson Falls | NY | SG201B | OP | N | OP | OV |  |  | NA | Y | Y |  | Y |  | Y | Y |  |  |  |  | Y
450 | The Amalgamated Sugar Co | 10504 | Amalgamated Sugar Twin Falls | ID | SB1 | OP | N | NA | NA |  |  | NA | N
450 | The Amalgamated Sugar Co | 10504 | Amalgamated Sugar Twin Falls | ID | SB2 | OP | N | NA | LN |  |  | RS | N
56174 | Finch Paper LLC | 10511 | Finch Paper | NY | 10 | OP | N | NA | NA |  |  | NA | N
56174 | Finch Paper LLC | 10511 | Finch Paper | NY | 4 | OP | N | OP | LN |  |  | RJ | N
56174 | Finch Paper LLC | 10511 | Finch Paper | NY | 5 | OP | N | OP | LN |  |  | RJ | N
56174 | Finch Paper LLC | 10511 | Finch Paper | NY | 8 | OP | N | NA | NA |  |  | NA | N
56174 | Finch Paper LLC | 10511 | Finch Paper | NY | 9 | OP | N | NA | NA |  |  | NA | N
10849 | Wyeth-Averst Lederle | 10521 | Lederle Laboratories | NY | BLR3 | OP
10849 | Wyeth-Averst Lederle | 10521 | Lederle Laboratories | NY | BLR4 | OP
10849 | Wyeth-Averst Lederle | 10521 | Lederle Laboratories | NY | BLR5
10849 | Wyeth-Averst Lederle | 10521 | Lederle Laboratories | NY | WHSG1
10849 | Wyeth-Averst Lederle | 10521 | Lederle Laboratories | NY | WHSG2
3837 | CMS Generation Operating Co II | 10525 | Craven County Wood Energy LP | NC | 4A | OP |  | OS |  |  |  | NA | N
6541 | Formosa Plastics Corp | 10554 | Formosa Utility Venture Ltd | TX | THB-10 | OP | Db | OP | LN |  |  | ZC | N
6541 | Formosa Plastics Corp | 10554 | Formosa Utility Venture Ltd | TX | THB-20 | OP | Db | OP | LN |  |  | ZC | N
6541 | Formosa Plastics Corp | 10554 | Formosa Utility Venture Ltd | TX | THB-30 | OP | Db | OP | LN |  |  | ZC | N
6541 | Formosa Plastics Corp | 10554 | Formosa Utility Venture Ltd | TX | THB-40 | OP | Db | OP | LN |  |  | ZC | N
6541 | Formosa Plastics Corp | 10554 | Formosa Utility Venture Ltd | TX | THB-50 | OP | Db | OP | LN |  |  | ZC | N
6541 | Formosa Plastics Corp | 10554 | Formosa Utility Venture Ltd | TX | THB-60 | OP | Db | NA |  |  |  |  | N
15726 | Rayonier Performance Fibers, LLC | 10560 | Rayonier Jesup Mill | GA | PACKB | OP |  | OP | FR |  |  | NA | N
15726 | Rayonier Performance Fibers, LLC | 10560 | Rayonier Jesup Mill | GA | POWB | OP |  | NA | NA |  |  | NA | N
15726 | Rayonier Performance Fibers, LLC | 10560 | Rayonier Jesup Mill | GA | RB5 | OP |  | NA | NA |  |  | NA | N
15726 | Rayonier Performance Fibers, LLC | 10560 | Rayonier Jesup Mill | GA | RB6 | OP |  | NA | NA |  |  | NA | N
15726 | Rayonier Performance Fibers, LLC | 10562 | Rayonier Fernandina Mill | FL | PB1 | RE | N | NA | NA |  |  | NA | N
15726 | Rayonier Performance Fibers, LLC | 10562 | Rayonier Fernandina Mill | FL | PB2 | RE | N | NA | NA |  |  | NA | N
15726 | Rayonier Performance Fibers, LLC | 10562 | Rayonier Fernandina Mill | FL | PB3 | RE | N | NA | NA |  |  | NA | N
15726 | Rayonier Performance Fibers, LLC | 10562 | Rayonier Fernandina Mill | FL | PB6 | OP |  | OP | SN |  |  | PB | N
15726 | Rayonier Performance Fibers, LLC | 10562 | Rayonier Fernandina Mill | FL | REC5 | OP | N | NA | NA |  |  | NA | N
14932 | US Operating Services Company | 10566 | Chambers Cogeneration LP | NJ | BOIL1 | OP | Db | OP | LN | OV | SR | FW | Y |  |  | Y | [6 empty] | Y |  |  |  |  | Y
14932 | US Operating Services Company | 10566 | Chambers Cogeneration LP | NJ | BOIL2 | OP | Da | OP | LN | OV | SR | FW | Y |  |  | Y | [6 empty] | Y |  |  |  |  | Y
135 | Agrilectric Power Partners Ltd | 10593 | Agrilectric Power Partners Ltd | LA | BLR1 | OP | N | NA | NA |  |  | NA | N
5670 | Ebensburg Power Co | 10603 | Ebensburg Power | PA | 031 | OP | N | NA | CF |  |  | NA | N | [8 empty] | Y
8286 | Hawaiian Commercial and Sugar Company | 10604 | Hawaiian Comm & Sugar Puunene Mill | HI | BLR2 | OP | N | NA | NA |  |  | NA | Y | [6 empty] | Y
8286 | Hawaiian Commercial and Sugar Company | 10604 | Hawaiian Comm & Sugar Puunene Mill | HI | BLR3 | OP | N | NA | NA |  |  | NA | Y | [6 empty] | Y
8286 | Hawaiian Commercial and Sugar Company | 10604 | Hawaiian Comm & Sugar Puunene Mill | HI | BLR1 | OP | N | NA | NA |  |  | NA | Y | [6 empty] | Y
50003 | Brunswick Cellulose LLC | 10605 | Brunswick Cellulose | GA | 4PB | OP | N | NA | NA |  |  | NA | N
50003 | Brunswick Cellulose LLC | 10605 | Brunswick Cellulose | GA | 5RB | OP | N | NA | NA |  |  | NA | N
50003 | Brunswick Cellulose LLC | 10605 | Brunswick Cellulose | GA | 6PB | OP | N | OP | FR | LN |  | JZ | N
50003 | Brunswick Cellulose LLC | 10605 | Brunswick Cellulose | GA | 6RB | OP | N | NA | NA |  |  | NA | N
50003 | Brunswick Cellulose LLC | 10605 | Brunswick Cellulose | GA | 7PB | OP |  | OP | FR | LN |  | JZ | N
4580 | Georgia-Pacific LLC | 10606 | Georgia-Pacific Crossett | AR | 10A | OP | N | OP | LA |  |  | NA | N
4580 | Georgia-Pacific LLC | 10606 | Georgia-Pacific Crossett | AR | 5A | SB | N | OP | LA |  |  | NA | N
4580 | Georgia-Pacific LLC | 10606 | Georgia-Pacific Crossett | AR | 6A | SB | N | OP | LA |  |  | NA | N
4580 | Georgia-Pacific LLC | 10606 | Georgia-Pacific Crossett | AR | 8R | OP | N | OP | LA |  |  | NA | N
4580 | Georgia-Pacific LLC | 10606 | Georgia-Pacific Crossett | AR | 9A | OP | N | OP | LA |  |  | NA | N
7166 | Georgia-Pacific Monticello LLC | 10610 | Georgia-Pacific Monticello Paper | MS | COMB | OP | N | NA | NA |  |  | NA | N
7166 | Georgia-Pacific Monticello LLC | 10610 | Georgia-Pacific Monticello Paper | MS | PFI | OP | N | NA | NA |  |  | NA | N
7166 | Georgia-Pacific Monticello LLC | 10610 | Georgia-Pacific Monticello Paper | MS | REC1 | OP | N | NA | NA |  |  | NA | N
7166 | Georgia-Pacific Monticello LLC | 10610 | Georgia-Pacific Monticello Paper | MS | REC2 | OP | N | NA | NA |  |  | NA | N
50128 | Georgia-Pacific Consr Ops LLC-Palatka | 10611 | Georgia-Pacific Palatka Operations | FL | 4 COMB | OP | N | NA | NA |  |  | NA | N
50128 | Georgia-Pacific Consr Ops LLC-Palatka | 10611 | Georgia-Pacific Palatka Operations | FL | 4RB | OP | N | NA | NA |  |  | NA | N
50128 | Georgia-Pacific Consr Ops LLC-Palatka | 10611 | Georgia-Pacific Palatka Operations | FL | 5 | OP | N | OP | LN | FR |  | JZ | N
50128 | Georgia-Pacific Consr Ops LLC-Palatka | 10611 | Georgia-Pacific Palatka Operations | FL | 6 | RE |  | RE | NA |  |  | NA | N
50128 | Georgia-Pacific Consr Ops LLC-Palatka | 10611 | Georgia-Pacific Palatka Operations | FL | 7 | OP | N | OP | LN |  |  | CN | N
50129 | Georgia-Pacific Consr Ops LLC-Port Hudson | 10612 | Georgia-Pacific Port Hudson | LA | PB1 | RE | N | SC | LN | FR |  | PB | N
50129 | Georgia-Pacific Consr Ops LLC-Port Hudson | 10612 | Georgia-Pacific Port Hudson | LA | PB1SCB | RE |  | RE | LN | FR |  | PB | N
50129 | Georgia-Pacific Consr Ops LLC-Port Hudson | 10612 | Georgia-Pacific Port Hudson | LA | PB5 | OP | D | OP | LN | FR |  | PB | N
50129 | Georgia-Pacific Consr Ops LLC-Port Hudson | 10612 | Georgia-Pacific Port Hudson | LA | PB6 | OP | D | OP | LN | FR |  | PB | N
50129 | Georgia-Pacific Consr Ops LLC-Port Hudson | 10612 | Georgia-Pacific Port Hudson | LA | RB1 | OP | N | OP | OV |  |  | NA | N
50129 | Georgia-Pacific Consr Ops LLC-Port Hudson | 10612 | Georgia-Pacific Port Hudson | LA | RB2 | OP | N | OP | OV |  |  | NA | N
5232 | Woodland Pulp LLC | 10613 | Domtar - Woodland Mill | ME | 3RB | OP | N | NA | NA |  |  | NA | N
5232 | Woodland Pulp LLC | 10613 | Domtar - Woodland Mill | ME | 9PB | OP | N | OP | LN |  |  | NA | N
58338 | Lakeside Beaver Falls LLC | 10617 | CH Resources Beaver Falls | NY | HRSG50 | OP |  | OP | SR |  |  | NA | N
3085 | Carthage Energy LLC | 10620 | Carthage Energy LLC | NY | HRSG | SB |  | NA | NA |  |  | NA | N
58337 | Lakeside Syracuse LLC | 10621 | CH Resources Syracuse | NY | HRSG50 | SB |  | SB | SR |  |  | NA | N
11216 | Los Angeles County | 10623 | Civic Center | CA | 1 | OP |  | OP | FR | LN |  | JZ | N
11216 | Los Angeles County | 10623 | Civic Center | CA | 2 | OP |  | OP | FR | LN |  | JZ | N
11216 | Los Angeles County | 10623 | Civic Center | CA | 3 | OP |  | OP | FR | LN |  | JZ | N
11216 | Los Angeles County | 10623 | Civic Center | CA | 4 | OP |  | OP | FR | LN |  | JZ | N
55863 | Evergreen Packaging Inc | 10627 | Pine Bluff Mill | AR | BB1 | OP | N | NA | NA |  |  | NA | N
55863 | Evergreen Packaging Inc | 10627 | Pine Bluff Mill | AR | PB1 | OP | N | NA | NA |  |  | NA | N
55863 | Evergreen Packaging Inc | 10627 | Pine Bluff Mill | AR | PB2 | RE | N | NA | NA |  |  | NA | N
55863 | Evergreen Packaging Inc | 10627 | Pine Bluff Mill | AR | RB2 | OP | N | NA | NA |  |  | NA | N
55863 | Evergreen Packaging Inc | 10627 | Pine Bluff Mill | AR | RB3 | OP | N | NA | NA |  |  | NA | N
55863 | Evergreen Packaging Inc | 10627 | Pine Bluff Mill | AR | RB4 | OP | N | NA | NA |  |  | NA | N
20541 | Wheelabrator Environmental Systems | 10629 | Wheelabrator Baltimore Refuse | MD | BLR1 | OP | N | OP | SN |  |  | NA | Y | Y |  | Y |  | Y | Y
20541 | Wheelabrator Environmental Systems | 10629 | Wheelabrator Baltimore Refuse | MD | BLR2 | OP | N | OP | SN |  |  | NA | Y | Y |  | Y |  |  | Y
20541 | Wheelabrator Environmental Systems | 10629 | Wheelabrator Baltimore Refuse | MD | BLR3 | OP | N | OP | SN |  |  | NA | Y | Y |  | Y |  |  | Y
19091 | Suez Energy Generation NA, Inc. | 10633 | Hopewell Cogeneration | VA | HRSG1 | OP
19091 | Suez Energy Generation NA, Inc. | 10633 | Hopewell Cogeneration | VA | HRSG2 | OP
19091 | Suez Energy Generation NA, Inc. | 10633 | Hopewell Cogeneration | VA | HRSG3 | OP
353 | Air Products Energy Enterprises LP | 10640 | Stockton Cogen | CA | BLR1 | OP | N | OP | CF | SN |  | NA | N
2884 | Cambria CoGen Co | 10641 | Cambria Cogen | PA | B1 | OP |  | OP | CF | SN |  | NA | Y | [5 empty] | Y |  | Y
2884 | Cambria CoGen Co | 10641 | Cambria Cogen | PA | B2 | OP |  | OP | CF | SN |  | NA | Y
473 | Covanta Hempstead Company | 10642 | Covanta Hempstead | NY | 1 | OP | N | OP | SN |  |  | NA | Y |  |  | Y |  |  | Y |  |  |  | Y
473 | Covanta Hempstead Company | 10642 | Covanta Hempstead | NY | 2 | OP | N | OP | SN |  |  | NA | Y |  |  | Y |  |  | Y |  |  |  | Y
473 | Covanta Hempstead Company | 10642 | Covanta Hempstead | NY | 3 | OP | N | OP | SN |  |  | NA | Y |  |  | Y |  |  | Y |  |  |  | Y
542 | Covanta Essex Company | 10643 | Covanta Essex Company | NJ | 1 | OP | N | OP | SN |  |  | NA | Y | Y |  | Y
542 | Covanta Essex Company | 10643 | Covanta Essex Company | NJ | 2 | OP | N | OP | SN |  |  | NA | Y | Y |  | Y
542 | Covanta Essex Company | 10643 | Covanta Essex Company | NJ | 3 | OP | N | OP | SN |  |  | NA | Y | Y |  | Y
528 | Covanta Southeastern Connecticut Company | 10646 | Covanta Southeastern Connecticut Company | CT | BLR1 | OP | N | OP | SN |  |  | NA | Y | Y | [7 empty] | Y | [5 empty] | Y
528 | Covanta Southeastern Connecticut Company | 10646 | Covanta Southeastern Connecticut Company | CT | BLR2 | OP | N | OP | SN |  |  | NA | Y | Y | [7 empty] | Y | [5 empty] | Y
2565 | North American Energy Services | 10652 | Burney Forest Products | CA | BLR1 | OP | N | OP | SN |  |  | NA | N
2565 | North American Energy Services | 10652 | Burney Forest Products | CA | BLR2 | OP | N | OP | SN |  |  | NA | N
3953 | Collins Pine Co | 10661 | Collins Pine Project | CA | 4 | OP | N | OP | OV |  |  | NA | N
156 | AES Deepwater Inc | 10670 | AES Deepwater | TX | AAB001 | SC | Da | SC | SR | LN | OV | FW | Y |  |  |  |  | Y |  | Y | [5 empty] | Y
21 | AES Shady Point LLC | 10671 | AES Shady Point LLC | OK | 1A | OP | Da | OP | CF |  |  | NA | Y | [5 empty] | Y |  |  | Y
21 | AES Shady Point LLC | 10671 | AES Shady Point LLC | OK | 1B | OP | Da | OP | CF |  |  | NA | Y | [5 empty] | Y |  |  | Y
21 | AES Shady Point LLC | 10671 | AES Shady Point LLC | OK | 2A | OP | Da | OP | CF |  |  | NA | Y | [5 empty] | Y |  |  | Y
21 | AES Shady Point LLC | 10671 | AES Shady Point LLC | OK | 2B | OP | Da | OP | CF |  |  | NA | Y | [5 empty] | Y |  |  | Y
56730 | Cedar Bay Operating Services LLC | 10672 | Cedar Bay Generating Company LP | FL | CBA | OP | Da | OP | CF | SN |  | NA | Y | [5 empty] | Y |  |  | Y
56730 | Cedar Bay Operating Services LLC | 10672 | Cedar Bay Generating Company LP | FL | CBB | OP | Da | OP | CF | SN |  | NA | Y | [5 empty] | Y |  |  | Y
56730 | Cedar Bay Operating Services LLC | 10672 | Cedar Bay Generating Company LP | FL | CBC | OP | Da | OP | CF | SN |  | NA | Y | [5 empty] | Y |  |  | Y
177 | AES Hawaii Inc | 10673 | AES Hawaii | HI | BLRA | OP | Db | OP | CF | SN | NH3 | NA | Y | [5 empty] | Y |  |  |  | Y
177 | AES Hawaii Inc | 10673 | AES Hawaii | HI | BLRB | OP | Db | OP | CF | SN | NH3 | NA | Y | [5 empty] | Y |  |  |  | Y
42 | AES Thames LLC | 10675 | AES Thames | CT | A | OS | Da | RE | CF |  |  | NA | N
42 | AES Thames LLC | 10675 | AES Thames | CT | B | OS | Da | RE | CF |  |  | NA | N
142 | AES Beaver Valley | 10676 | AES Beaver Valley Partners Beaver Valley | PA | 2 | OP | N | OP | LN | OV | LA | BW | Y |  |  |  |  | Y |  | Y | [5 empty] | Y
142 | AES Beaver Valley | 10676 | AES Beaver Valley Partners Beaver Valley | PA | 3 | OP | N | OP | LN | OV | LA | BW | Y |  |  |  |  | Y |  | Y | [5 empty] | Y
142 | AES Beaver Valley | 10676 | AES Beaver Valley Partners Beaver Valley | PA | 4 | OP | N | OP | LN | OV | LA | BW | Y |  |  |  |  | Y |  | Y | [5 empty] | Y
142 | AES Beaver Valley | 10676 | AES Beaver Valley Partners Beaver Valley | PA | 5 | OP | N | OP | LN | LA |  | AC | Y |  |  |  |  | Y |  | Y | [5 empty] | Y
35 | AES WR Ltd Partnership | 10678 | AES Warrior Run Cogeneration Facility | MD | BLR1 | OP | Db | OP | SN | SR | CF | NA | Y | [5 empty] | Y |  |  |  | Y
55307 | Colorado Energy Management | 10682 | Brush Generation Facility | CO | HR1 | OP | Db | OP | LN |  |  | CN | N
55307 | Colorado Energy Management | 10682 | Brush Generation Facility | CO | HR2 | OP | Db | OP | LN |  |  | CN | N
55307 | Colorado Energy Management | 10682 | Brush Generation Facility | CO | HR4 | OP | Db | OP | LN |  |  | CN | N
55307 | Colorado Energy Management | 10682 | Brush Generation Facility | CO | HR5 | OP | Db | OP | LN |  |  | CN | N
49968 | Searles Valley Minerals Operations Inc. | 10684 | Argus Cogen Plant | CA | BLR22 | OP |  | NA
49968 | Searles Valley Minerals Operations Inc. | 10684 | Argus Cogen Plant | CA | BLR25 | OP | N | OP | LN | OV | SN | CE | N
49968 | Searles Valley Minerals Operations Inc. | 10684 | Argus Cogen Plant | CA | BLR26 | OP | N | OP | LN | OV | SN | CE | N
12647 | Minnesota Power Inc | 10686 | Rapids Energy Center | MN | 6 | OP |  | OP | OV |  |  | NA | N
12647 | Minnesota Power Inc | 10686 | Rapids Energy Center | MN | 7 | OP |  | OP | FR | LN |  | JZ | N
12647 | Minnesota Power Inc | 10686 | Rapids Energy Center | MN | 8 | OP |  | OP | FR | LN |  | CN | N
12647 | Minnesota Power Inc | 10686 | Rapids Energy Center | MN | 5 | OP |  | OP | OV |  |  | NA | N
56500 | KPAQ Industries LLC | 10697 | St Francisville Mill | LA | RB | OS | N | OS | LA | OV |  | NA | N
7475 | Graphic Packaging Corp | 10698 | Graphic Packaging | MI | 8 | OP | N | OP | LN |  |  | CN | N
7475 | Graphic Packaging Corp | 10698 | Graphic Packaging | MI | 9 | OP | N | OP | FR | LN |  | RS | N
7136 | Georgia-Pacific Consr Prods LP-Naheola | 10699 | Georgia-Pacific Consr Prods LP-Naheola | AL | 1 | OP | N | NA | NA |  |  | NA | N
7136 | Georgia-Pacific Consr Prods LP-Naheola | 10699 | Georgia-Pacific Consr Prods LP-Naheola | AL | 2 | OP | N | NA | NA |  |  | NA | N
7136 | Georgia-Pacific Consr Prods LP-Naheola | 10699 | Georgia-Pacific Consr Prods LP-Naheola | AL | 3 | OP | N | NA | NA |  |  | NA | N
7136 | Georgia-Pacific Consr Prods LP-Naheola | 10699 | Georgia-Pacific Consr Prods LP-Naheola | AL | 4 | OP | N | NA | NA |  |  | NA | N
7136 | Georgia-Pacific Consr Prods LP-Naheola | 10699 | Georgia-Pacific Consr Prods LP-Naheola | AL | 5 | RE | N | NA | NA |  |  | NA | N
7136 | Georgia-Pacific Consr Prods LP-Naheola | 10699 | Georgia-Pacific Consr Prods LP-Naheola | AL | 6 | OP | N | NA | NA |  |  | NA | N
56448 | Red Shield Acquisition LLC | 10700 | Red Shield Envir Old Town Facility | ME | BLR1 | OP |  | NA | AA |  |  | NA | N
56448 | Red Shield Acquisition LLC | 10700 | Red Shield Envir Old Town Facility | ME | BLR2 | SB |  | NA | LN |  |  | CN | N
56448 | Red Shield Acquisition LLC | 10700 | Red Shield Envir Old Town Facility | ME | RB4 | OP |  | NA | NA |  |  | NA | N
16909 | Selkirk Cogen Partners LP | 10725 | Selkirk Cogen | NY | HRSG1 | OP | Db | OP | LN |  |  | GR | N
16909 | Selkirk Cogen Partners LP | 10725 | Selkirk Cogen | NY | HRSG2 | OP | Db | OP | SR |  |  | NA | N
16909 | Selkirk Cogen Partners LP | 10725 | Selkirk Cogen | NY | HRSG3 | OP | Db | OP | SR |  |  | NA | N
11741 | Masspower | 10726 | Masspower | MA | ST | OP | N
3103 | Cargill Inc | 10729 | Cargill Corn Wet Milling Plant | TN | PCBLR | OP | N | OP | LN |  |  | BW | Y | [9 empty] | Y
3103 | Cargill Inc | 10729 | Cargill Corn Wet Milling Plant | TN | STRBLR | OP | N | OP | OV |  |  | NA | Y | [8 empty] | Y
10456 | Koppers Inc - Susquehanna | 10731 | Koppers Susquehanna Plant | PA | 1 | OP | N | NA | NA |  |  | NA | N
12949 | Morgantown Energy Associates | 10743 | Morgantown Energy Facility | WV | CFB1 | OP | N | OP | CF |  |  | NA | N
12949 | Morgantown Energy Associates | 10743 | Morgantown Energy Facility | WV | CFB2 | OP | N | OP | CF |  |  | NA | N
12492 | Midland Cogeneration Venture | 10745 | Midland Cogeneration Venture | MI | 09HR82 | OP | Db | OP | LN |  |  | CN | N
12492 | Midland Cogeneration Venture | 10745 | Midland Cogeneration Venture | MI | 10HR82 | OP | Db | OP | LN |  |  | CN | N
12492 | Midland Cogeneration Venture | 10745 | Midland Cogeneration Venture | MI | 11HR82 | OP | Db | OP | LN |  |  | CN | N
12492 | Midland Cogeneration Venture | 10745 | Midland Cogeneration Venture | MI | 12HR82 | OP | Db | OP | LN |  |  | CN | N
12492 | Midland Cogeneration Venture | 10745 | Midland Cogeneration Venture | MI | 13HR82 | OP | Db | OP | LN |  |  | CN | N
12492 | Midland Cogeneration Venture | 10745 | Midland Cogeneration Venture | MI | 14HR82 | OP | Db | OP | LN |  |  | CN | N
12492 | Midland Cogeneration Venture | 10745 | Midland Cogeneration Venture | MI | 16E01 | OP | Da | OP | LN |  |  | CN | N
12492 | Midland Cogeneration Venture | 10745 | Midland Cogeneration Venture | MI | 17E01 | OP | Da | OP | LN |  |  | CN | N
12492 | Midland Cogeneration Venture | 10745 | Midland Cogeneration Venture | MI | 18E01 | OP | Da | OP | LN |  |  | CN | N
12492 | Midland Cogeneration Venture | 10745 | Midland Cogeneration Venture | MI | 19E01 | OP | Da | OP | LN |  |  | CN | N
12492 | Midland Cogeneration Venture | 10745 | Midland Cogeneration Venture | MI | 20E01 | OP | Da | OP | LN |  |  | CN | N
12492 | Midland Cogeneration Venture | 10745 | Midland Cogeneration Venture | MI | 21E01 | OP | Da | OP | LN |  |  | CN | N
570 | Covanta Delaware Valley LP | 10746 | Covanta Delaware Valley | PA | BLR1 | OP | N | NA | NA |  |  | NA | Y |  |  | Y |  | Y | Y |  |  | Y
570 | Covanta Delaware Valley LP | 10746 | Covanta Delaware Valley | PA | BLR2 | OP | N | NA | NA |  |  | NA | Y |  |  | Y |  | Y | Y |  |  | Y
570 | Covanta Delaware Valley LP | 10746 | Covanta Delaware Valley | PA | BLR3 | OP | N | NA | NA |  |  | NA | Y |  |  | Y |  | Y | Y |  |  | Y
570 | Covanta Delaware Valley LP | 10746 | Covanta Delaware Valley | PA | BLR4 | OP | N | NA | NA |  |  | NA | Y |  |  | Y |  | Y | Y |  |  | Y
570 | Covanta Delaware Valley LP | 10746 | Covanta Delaware Valley | PA | BLR5 | OP | N | NA | NA |  |  | NA | Y |  |  | Y |  | Y | Y |  |  | Y
570 | Covanta Delaware Valley LP | 10746 | Covanta Delaware Valley | PA | BLR6 | OP | N | NA | NA |  |  | NA | Y |  |  | Y |  | Y | Y |  |  | Y
56516 | Morris Energy Operations Company, LLC | 10751 | Camden Plant Holding LLC | NJ | HRSG1 | OP |  | OP | SR | NH3 | H20
30151 | Tri-State G & T Assn, Inc | 10755 | Rifle Generating Station | CO | HR2 | OP |  | OP | NA |  |  | NA | N
30151 | Tri-State G & T Assn, Inc | 10755 | Rifle Generating Station | CO | HR3 | OP |  | OP | NA |  |  | NA | N
30151 | Tri-State G & T Assn, Inc | 10755 | Rifle Generating Station | CO | HR4 | OP |  | OP | NA |  |  | NA | N
56120 | Blue Lake Power LLC | 10764 | Blue Lake Power LLC | CA | Zurn | OP |  | OP | OV | FR |  | NA | N
56402 | Covanta Maine LLC | 10765 | Indeck Jonesboro Energy Center | ME | CFB002 | SB | N | SB | CF |  |  | NA | N
56402 | Covanta Maine LLC | 10766 | Indeck West Enfield Energy Center | ME | CFB001 | OP | N | SB | CF |  |  | NA | N
15986 | Rio Bravo Fresno | 10767 | Rio Bravo Fresno | CA | CFB | OP | N | OP | CF | SN |  | NA | N
16061 | Rio Bravo Jasmin | 10768 | Rio Bravo Jasmin | CA | CFB | OP | N | OP | CF | SN |  | NA | N
16002 | Rio Bravo Poso | 10769 | Rio Bravo Poso | CA | CFB | OP | N | OP | CF | SN |  | NA | N
19876 | Virginia Electric & Power Co | 10771 | Hopewell Power Station | VA | 1 | SC | N | OP | OV | SN |  | NA | Y |  |  | Y
19876 | Virginia Electric & Power Co | 10771 | Hopewell Power Station | VA | 2 | OP |  | OP | OV | SN |  | NA | Y |  |  | Y
16077 | Rio Bravo Rocklin | 10772 | Rio Bravo Rocklin | CA | CFB | OP | N | OP | CF | SN |  | NA | N
19876 | Virginia Electric & Power Co | 10773 | Altavista Power Station | VA | 1 | OP | N | SC | OV | SN |  | NA | Y |  |  | Y
19876 | Virginia Electric & Power Co | 10773 | Altavista Power Station | VA | 2 | OP |  | SC | OV | SN |  | NA | Y |  |  | Y
19876 | Virginia Electric & Power Co | 10774 | Southampton Power Station | VA | 1 | OP | N | OP | OV |  |  | NA | Y |  |  | Y
19876 | Virginia Electric & Power Co | 10774 | Southampton Power Station | VA | 2 | OP |  | OP | OV |  |  | NA | Y |  |  | Y
5533 | EF Oxnard, LLC | 10776 | E F Oxnard Energy Facility | CA | 033716
5533 | EF Oxnard, LLC | 10776 | E F Oxnard Energy Facility | CA | 033717
5533 | EF Oxnard, LLC | 10776 | E F Oxnard Energy Facility | CA | 033718
5533 | EF Oxnard, LLC | 10776 | E F Oxnard Energy Facility | CA | 90
56866 | HL Power Company | 10777 | HL Power | CA | ZURN1 | OP | N | OP | OV | LA | SR | NA | N
4217 | Colstrip Energy LP | 10784 | Colstrip Energy LP | MT | BLR1 | OP | N | OP | CF | OV |  | NA | Y | Y
5543 | E I DuPont De Nemours & Co | 10788 | Belle West Virginia Plant | WV | BLR10 | RE | N
5543 | E I DuPont De Nemours & Co | 10788 | Belle West Virginia Plant | WV | BLR14 | RE | N
5543 | E I DuPont De Nemours & Co | 10788 | Belle West Virginia Plant | WV | BLR15 | RE | N
5543 | E I DuPont De Nemours & Co | 10788 | Belle West Virginia Plant | WV | BLR6 | RE | N
5543 | E I DuPont De Nemours & Co | 10792 | Unifi Kinston LLC | NC | BOIL1 | RE | N
5543 | E I DuPont De Nemours & Co | 10792 | Unifi Kinston LLC | NC | BOIL2 | RE | N
5543 | E I DuPont De Nemours & Co | 10792 | Unifi Kinston LLC | NC | BOIL3 | RE | N
50006 | Invista | 10793 | Seaford Delaware Plant | DE | BLR1 | OS | N | OS | NA |  |  | NA | N
50006 | Invista | 10793 | Seaford Delaware Plant | DE | BLR2 | OS | N | OS | NA |  |  | NA | N
50006 | Invista | 10793 | Seaford Delaware Plant | DE | BLR3 | OS | N | OS | NA |  |  | NA | N
50006 | Invista | 10793 | Seaford Delaware Plant | DE | BLR5 | OS |  | OS | SR | LN | FR | TC | N
50006 | Invista | 10795 | Camden South Carolina | SC | BLR1 | OP | N | NA | NA |  |  | NA | N
50006 | Invista | 10795 | Camden South Carolina | SC | BLR2 | OP | N | NA | NA |  |  | NA | N
50006 | Invista | 10795 | Camden South Carolina | SC | BLR3 | OP | N | OP | SR | NH3 | LN | PB | N
50006 | Invista | 10795 | Camden South Carolina | SC | BLR4 | RE | N | NA | NA |  |  | NA | N
50006 | Invista | 10796 | Waynesboro Virginia Plant | VA | BLR1 | RE | N | RE
50006 | Invista | 10796 | Waynesboro Virginia Plant | VA | BLR2 | RE | N | RE
50006 | Invista | 10796 | Waynesboro Virginia Plant | VA | BLR3 | RE | N | RE
11267 | Lowell Cogeneration Co LP | 10802 | Lowell Cogeneration Company LP | MA | HRSG1
40052 | AG Energy LP | 10803 | Ogdensburg Power | NY | HRSG A | OS |  | OS | SR |  |  | NA | N
745 | Applied Energy Inc | 10811 | Naval Station Energy Facility | CA | HRSG1 | OP |  | OP | SR |  |  | NA | N
82 | Ada Cogeneration Ltd Partnership | 10819 | Ada Cogeneration LP | MI | HRSG1 | OP |  | OP | LN |  |  | CN | N
3836 | CMS Generation Operating LLC | 10822 | Grayling Generating Station | MI | BOIL1 | OP | N | OP | SN |  |  | NA | N
11427 | Massachusetts Wtr RAuth-Deer I | 10823 | Deer Island Treatment Plant | MA | B101 | OP | N | OP | LN | FR |  | PL | N
11427 | Massachusetts Wtr RAuth-Deer I | 10823 | Deer Island Treatment Plant | MA | B201 | OP | N | OP | LN | FR |  | PL | N
54806 | DTE Energy Services-Woodland | 10836 | Woodland Biomass Power Ltd | CA | BLR1 | OP | N | OP | CF | SN | NH3 | NA | N
55989 | Covanta Mendota LP | 10837 | Covanta Mendota | CA | B1 | OP | N | OP | SN |  |  | NA | N
56084 | Springfield Power LLC | 10838 | Springfield Power LLC | NH | BLR1 | OP | N | OP | OV | LA |  | NA | N
55840 | EWP RENEWABLE CORP. | 10839 | DG Whitefield LLC | NH | BLR1 | OP |  | OP | FU | OV | SR | NA | N
56099 | Covanta Delano Inc | 10840 | Covanta Delano Energy | CA | U1 | OP | N | OP | CF | OV | SN | NA | N
56099 | Covanta Delano Inc | 10840 | Covanta Delano Energy | CA | U2 | OP | N | OP | CF | OV | SN | NA | N
3807 | Cleveland Cliffs Inc | 10849 | Silver Bay Power | MN | BLR1 | OP | N | NA | NA |  |  | NA | Y | [9 empty] | Y
3807 | Cleveland Cliffs Inc | 10849 | Silver Bay Power | MN | BLR2 | OP | N | NA | NA |  |  | NA | Y | [9 empty] | Y
5050 | Energy Operation Group | 10850 | Mojave Cogen | CA | HRSG1 | OP
3106 | Cargill Inc North America Sweetners | 10855 | Cargill Corn Milling Division | IA | STKR1 | OP | N | OP | FR | OV |  | NA | Y | [9 empty] | Y
3106 | Cargill Inc North America Sweetners | 10855 | Cargill Corn Milling Division | IA | STKR2 | OP | N | OP | FR | OV |  | NA | Y | [9 empty] | Y
3106 | Cargill Inc North America Sweetners | 10855 | Cargill Corn Milling Division | IA | STKR3 | OP | N | OP | FR | OV |  | NA | Y | [9 empty] | Y
772 | Archer Daniels Midland Co | 10860 | Archer Daniels Midland Clinton | IA | B1 | RE | N | RE | NA |  |  |  | N
772 | Archer Daniels Midland Co | 10860 | Archer Daniels Midland Clinton | IA | B10 | RE | N | RE | FR | LN |  | FB | N
772 | Archer Daniels Midland Co | 10860 | Archer Daniels Midland Clinton | IA | B2 | RE | N | RE | NA |  |  |  | N
772 | Archer Daniels Midland Co | 10860 | Archer Daniels Midland Clinton | IA | B3 | RE | N | RE | NA |  |  |  | N
772 | Archer Daniels Midland Co | 10860 | Archer Daniels Midland Clinton | IA | B4 | RE | N | RE | NA |  |  |  | N
772 | Archer Daniels Midland Co | 10860 | Archer Daniels Midland Clinton | IA | B5 | RE | N | RE | NA |  |  |  | N
772 | Archer Daniels Midland Co | 10860 | Archer Daniels Midland Clinton | IA | B6 | RE | N | RE | NA |  |  |  | N
772 | Archer Daniels Midland Co | 10860 | Archer Daniels Midland Clinton | IA | B7 | RE | N | RE | NA |  |  |  | N
772 | Archer Daniels Midland Co | 10860 | Archer Daniels Midland Clinton | IA | B8 | RE | N | RE | FR | LN |  | FB | N
772 | Archer Daniels Midland Co | 10860 | Archer Daniels Midland Clinton | IA | B9 | RE | N | RE | FR | LN |  | FB | N
772 | Archer Daniels Midland Co | 10860 | Archer Daniels Midland Clinton | IA | CFB1 | OP | Db | OP | SN |  |  | NA | N
772 | Archer Daniels Midland Co | 10860 | Archer Daniels Midland Clinton | IA | CFB2 | OP | Db | OP | SN |  |  | NA | N
772 | Archer Daniels Midland Co | 10860 | Archer Daniels Midland Clinton | IA | CFB3 | OP | Db | OP | SN |  |  | NA | N
772 | Archer Daniels Midland Co | 10864 | Archer Daniels Midland Cedar Rapids | IA | 1 | OP | Db | PL | NH3 |  |  | NA | N
772 | Archer Daniels Midland Co | 10864 | Archer Daniels Midland Cedar Rapids | IA | 2 | OP | Db | PL | NH3 |  |  | NA | N
772 | Archer Daniels Midland Co | 10864 | Archer Daniels Midland Cedar Rapids | IA | 3 | OP | Db | PL | NH3 |  |  | NA | N
772 | Archer Daniels Midland Co | 10864 | Archer Daniels Midland Cedar Rapids | IA | 4 | OP | Db | OP | CF | LA | SN | NA | N
772 | Archer Daniels Midland Co | 10864 | Archer Daniels Midland Cedar Rapids | IA | 5 | OP | N | OP | CF | LA | SN | NA | N
772 | Archer Daniels Midland Co | 10865 | Archer Daniels Midland Decatur | IL | CFB1 | OP | Db | OP | CF | SN |  | NA | N
772 | Archer Daniels Midland Co | 10865 | Archer Daniels Midland Decatur | IL | CFB2 | OP | Db | OP | CF | SN |  | NA | N
772 | Archer Daniels Midland Co | 10865 | Archer Daniels Midland Decatur | IL | CFB3 | OP | Db | OP | CF | SN |  | NA | N
772 | Archer Daniels Midland Co | 10865 | Archer Daniels Midland Decatur | IL | CFB4 | OP | Db | OP | CF | SN |  | NA | N
772 | Archer Daniels Midland Co | 10865 | Archer Daniels Midland Decatur | IL | CFB5 | OP | Db | OP | CF | SN |  | NA | N
772 | Archer Daniels Midland Co | 10865 | Archer Daniels Midland Decatur | IL | CFB6 | OP | Db | OP | CF | SN |  | NA | N
772 | Archer Daniels Midland Co | 10865 | Archer Daniels Midland Decatur | IL | CFB7 | OP | Db | OP | CF | SN |  | NA | N
772 | Archer Daniels Midland Co | 10865 | Archer Daniels Midland Decatur | IL | CFB8 | OP | Db | OP | CF | SN |  | NA | N
772 | Archer Daniels Midland Co | 10865 | Archer Daniels Midland Decatur | IL | CFB9 | OP | Db | OP | CF | SN |  | NA | N
772 | Archer Daniels Midland Co | 10866 | Archer Daniels Midland Peoria | IL | 1 | OP | N | OP | LN |  |  | BW | N
772 | Archer Daniels Midland Co | 10866 | Archer Daniels Midland Peoria | IL | 10 | OP | N | OP | LN | FR |  | CN | N
772 | Archer Daniels Midland Co | 10866 | Archer Daniels Midland Peoria | IL | 11 | RE | N | RE | LN | FR |  | CN | N
772 | Archer Daniels Midland Co | 10866 | Archer Daniels Midland Peoria | IL | 12 | RE | N | RE | LN | FR |  | CN | N
772 | Archer Daniels Midland Co | 10866 | Archer Daniels Midland Peoria | IL | 13 | OP |  | OP | LN | FR |  | CN | N
772 | Archer Daniels Midland Co | 10866 | Archer Daniels Midland Peoria | IL | 2 | OP | N | OP | LN |  |  | BW | N
772 | Archer Daniels Midland Co | 10866 | Archer Daniels Midland Peoria | IL | 3 | OP | N | OP | LN |  |  | BW | N
772 | Archer Daniels Midland Co | 10866 | Archer Daniels Midland Peoria | IL | 5 | OP | N | NA | NA |  |  | NA | N
772 | Archer Daniels Midland Co | 10866 | Archer Daniels Midland Peoria | IL | 9 | OP | N | NA | NA |  |  | NA | N
772 | Archer Daniels Midland Co | 10866 | Archer Daniels Midland Peoria | IL | 14 | OP |  | OP | LN | FR |  | CN | N
7 | Tate & Lyle Ingredients Americas Inc | 10867 | Tate & Lyle Decatur Plant Cogen | IL | COGEN1 | OP | N | OP | CF | LN |  | NA | N
7 | Tate & Lyle Ingredients Americas Inc | 10867 | Tate & Lyle Decatur Plant Cogen | IL | COGEN2 | OP | N | OP | AA | LN |  | NA | N
1745 | Biomass One LP | 10869 | Biomass One LP | OR | NORTH | OP | N | OP | LA | OV |  | NA | N
1745 | Biomass One LP | 10869 | Biomass One LP | OR | SOUTH | OP | N | OP | LA | OV |  | NA | N
12258 | Medical Area Total Egy Plt Inc | 10883 | Medical Area Total Energy Plant | MA | GTHSG1 | OP |  | OP | SR |  |  | NA | N
12258 | Medical Area Total Egy Plt Inc | 10883 | Medical Area Total Energy Plant | MA | GTHSG2 | OP |  | OP | SR |  |  | NA | N
12258 | Medical Area Total Egy Plt Inc | 10883 | Medical Area Total Energy Plant | MA | HSG1 | OP |  | NA | NA |  |  | NA | N
12258 | Medical Area Total Egy Plt Inc | 10883 | Medical Area Total Energy Plant | MA | HSG2 | OP |  | NA | NA |  |  | NA | N
12258 | Medical Area Total Egy Plt Inc | 10883 | Medical Area Total Energy Plant | MA | PSG1 | OP |  | NA | NA |  |  | NA | N
12258 | Medical Area Total Egy Plt Inc | 10883 | Medical Area Total Energy Plant | MA | PSG2 | OP |  | NA | NA |  |  | NA | N
12258 | Medical Area Total Egy Plt Inc | 10883 | Medical Area Total Energy Plant | MA | PSG3 | OP |  | NA | NA |  |  | NA | N
3890 | Cogen Technologies Linden Vent | 50006 | Linden Cogen Plant | NJ | HRSG1 | OP | Db | OP | SR |  |  | NA | N
3890 | Cogen Technologies Linden Vent | 50006 | Linden Cogen Plant | NJ | HRSG2 | OP | Db | OP | SR |  |  | NA | N
3890 | Cogen Technologies Linden Vent | 50006 | Linden Cogen Plant | NJ | HRSG3 | OP | Db | OP | SR |  |  | NA | N
3890 | Cogen Technologies Linden Vent | 50006 | Linden Cogen Plant | NJ | HRSG4 | OP | Db | OP | SR |  |  | NA | N
3890 | Cogen Technologies Linden Vent | 50006 | Linden Cogen Plant | NJ | HRSG5 | OP | Db | OP | SR |  |  | NA | N
55779 | WVA Manufacturing LLC | 50012 | Alloy Steam Station | WV | BLR4 | OS | N | NA | NA |  |  | NA | N
16064 | Graphic Packaging International | 50028 | Plant 31 Paper Mill | LA | 1FW | OP | N | NA | NA |  |  | NA | N
16064 | Graphic Packaging International | 50028 | Plant 31 Paper Mill | LA | 1HP | OP | N | NA | NA |  |  | NA | N
16064 | Graphic Packaging International | 50028 | Plant 31 Paper Mill | LA | 2FW | OP | N | NA | NA |  |  | NA | N
16064 | Graphic Packaging International | 50028 | Plant 31 Paper Mill | LA | 4BW | OP | N | NA | NA |  |  | NA | N
16064 | Graphic Packaging International | 50028 | Plant 31 Paper Mill | LA | 5CE | OP | N | NA | NA |  |  | NA | N
13833 | Northeastern Power Co | 50039 | Kline Township Cogen Facility | PA | 1 | OP |  | OP | CF |  |  | NA | Y | [5 empty] | Y |  |  | Y
14254 | Oxy Vinyls LP | 50043 | Houston Chemical Complex Battleground | TX | HRSG1 | OP |  | OP | LN |  |  | GE | N
14254 | Oxy Vinyls LP | 50043 | Houston Chemical Complex Battleground | TX | HRSG2 | OP |  | OP | LN |  |  | GE | N
14254 | Oxy Vinyls LP | 50043 | Houston Chemical Complex Battleground | TX | HRSG3 | OP |  | OP | SR |  |  | NA | N
56305 | Eel River Power LLC | 50049 | Eel River Power | CA | BLRA | OP | N | NA | NA |  |  | NA | N
56305 | Eel River Power LLC | 50049 | Eel River Power | CA | BLRC | OP | N | NA | NA |  |  | NA | N
56305 | Eel River Power LLC | 50049 | Eel River Power | CA | BLRB | OP | N | NA | NA |  |  | NA | N
6036 | ESOCO Orrington LLC | 50051 | Penobscot Energy Recovery | ME | BLR A | OP | N | OP | OV |  |  | NA | Y |  |  | Y | [5 empty] | Y
6036 | ESOCO Orrington LLC | 50051 | Penobscot Energy Recovery | ME | BLR B | OP | N | OP | OV |  |  | NA | Y |  |  | Y | [5 empty] | Y
15941 | Rice University | 50054 | Rice University | TX | HRSG#1
15941 | Rice University | 50054 | Rice University | TX | HRSG#2
17145 | Sid Richardson Carbon Ltd | 50067 | Borger Plant | TX | 1 | OP | N | NA | NA |  |  | NA | N
17145 | Sid Richardson Carbon Ltd | 50067 | Borger Plant | TX | 2 | OP | N | NA | NA |  |  | NA | N
17445 | Solid Waste Auth of Palm Beach | 50071 | Palm Beach Renewable Energy Facility#1 | FL | BLR1 | OP | N | OP | OV | SN |  | NA | Y | Y
17445 | Solid Waste Auth of Palm Beach | 50071 | Palm Beach Renewable Energy Facility#1 | FL | BLR2 | OP | N | OP | OV | SN |  | NA | Y | Y
23955 | University of Massachusetts Medical | 50087 | Univ of Massachusetts Medical Center | MA | 1 | OP |  | OP | LN |  |  | RJ | N
23955 | University of Massachusetts Medical | 50087 | Univ of Massachusetts Medical Center | MA | 2 | OP |  | OP | LN |  |  | RJ | N
23955 | University of Massachusetts Medical | 50087 | Univ of Massachusetts Medical Center | MA | 3 | OP |  | OP | LN | FR |  | FN | N
23955 | University of Massachusetts Medical | 50087 | Univ of Massachusetts Medical Center | MA | 4 | OP |  | OP | LN | FR |  | FN | N
23955 | University of Massachusetts Medical | 50087 | Univ of Massachusetts Medical Center | MA | HRSG | TS |  | TS | NH3 | SR |  | PB | N
12307 | MeadWestvaco Corp | 50101 | MeadWestvaco Evadale | TX | PB1 | RE | N | OS | LN |  |  | NA | N
12307 | MeadWestvaco Corp | 50101 | MeadWestvaco Evadale | TX | PB2 | OP | N | OP | OV |  |  | NA | Y | [6 empty] | Y
12307 | MeadWestvaco Corp | 50101 | MeadWestvaco Evadale | TX | PB5 | OP | N | OP | FR | LN |  | PL | N
12307 | MeadWestvaco Corp | 50101 | MeadWestvaco Evadale | TX | PB6 | OP | N | OP | OV | AA |  | NA | Y | [6 empty] | Y
12307 | MeadWestvaco Corp | 50101 | MeadWestvaco Evadale | TX | RB2 | RE | N | NA | NA |  |  | NA | N
12307 | MeadWestvaco Corp | 50101 | MeadWestvaco Evadale | TX | RB3 | OP | N | OP | LA | AA |  | NA | Y | [11 empty] | Y
12307 | MeadWestvaco Corp | 50101 | MeadWestvaco Evadale | TX | RB4 | OP | N | OP | LA | AA |  | NA | Y | [11 empty] | Y
54700 | Paris Generation LP | 50109 | Paris Energy Center | TX | HRSG1 | OP |  | NA | NA |  |  | NA | N
54700 | Paris Generation LP | 50109 | Paris Energy Center | TX | HRSG2 | OP |  | NA | NA |  |  | NA | N
17164 | Sierra Pacific Industries Inc | 50110 | Sierra Pacific Burney Facility | CA | BLR1 | OP | N | OP | OV | BF |  | NA | N
17164 | Sierra Pacific Industries Inc | 50111 | Sierra Pacific Loyalton Facility | CA | BLR1 | OS | N | OS | SN |  |  | NA | N
17164 | Sierra Pacific Industries Inc | 50112 | Sierra Pacific Quincy Facility | CA | BLR1 | OP | N | OP | SN | OV |  | NA | N
17164 | Sierra Pacific Industries Inc | 50112 | Sierra Pacific Quincy Facility | CA | BLR2 | OP | N | OP | SN | OV | LN | CN | N
19537 | University of Texas at Austin | 50118 | Hal C Weaver Power Plant | TX | B1 | OP |  | CN | FR | LA |  | NA | N
19537 | University of Texas at Austin | 50118 | Hal C Weaver Power Plant | TX | B2 | OP |  | CN | FR | LA |  | NA | N
19537 | University of Texas at Austin | 50118 | Hal C Weaver Power Plant | TX | B3 | OP |  | OP | FR | LA |  | NA | N
19537 | University of Texas at Austin | 50118 | Hal C Weaver Power Plant | TX | B7 | OP |  | OP | FR | LA |  | NA | N
19537 | University of Texas at Austin | 50118 | Hal C Weaver Power Plant | TX | HRSG10 | OP |  | OP | NH3 | SR |  | FT | N
19537 | University of Texas at Austin | 50118 | Hal C Weaver Power Plant | TX | HRSG8 | SB |  | NA | NA |  |  | NA | N
19685 | Valero Refining Co | 50121 | Valero Refinery Corpus Christi West | TX | B&W | RE | N | RE | LN |  |  | JZ | N
19685 | Valero Refining Co | 50121 | Valero Refinery Corpus Christi West | TX | HOC | OP | N | OP | LA |  |  | NA | N
19685 | Valero Refining Co | 50121 | Valero Refinery Corpus Christi West | TX | WHS | OP |  | OP
54777 | CCI Signal Hill LLC | 50127 | CCI Signal Hill LLC | TX | HRSGA | OP
54777 | CCI Signal Hill LLC | 50127 | CCI Signal Hill LLC | TX | HRSGB | OP
54777 | CCI Signal Hill LLC | 50127 | CCI Signal Hill LLC | TX | HRSGC | OP
54881 | Horsehead Corporation | 50130 | G F Weaton Power Station | PA | BLR1 | OS | N | OS | LN | LA | BF | CE | N
54881 | Horsehead Corporation | 50130 | G F Weaton Power Station | PA | BLR2 | OS | N | OP | LN | LA | BF | CE | N
27131 | Imperial Savannah LP | 50146 | Imperial Savannah LP | GA | A | OP | N | NA | NA |  |  | NA | N
27131 | Imperial Savannah LP | 50146 | Imperial Savannah LP | GA | B | OP | N | NA | NA |  |  | NA | N
27131 | Imperial Savannah LP | 50146 | Imperial Savannah LP | GA | C | OP | N | NA | NA |  |  | NA | N
27131 | Imperial Savannah LP | 50146 | Imperial Savannah LP | GA | D | OP | N | OP | LN |  |  | BW | N
19450 | Union Carbide Corp-Seadrift | 50150 | Union Carbide Seadrift Cogen | TX | 11HRSG | OP | N | OP | LN |  |  | CN | N
19450 | Union Carbide Corp-Seadrift | 50150 | Union Carbide Seadrift Cogen | TX | 6 HRSG | OP | N | OP | LN |  |  | CN | N
19450 | Union Carbide Corp-Seadrift | 50150 | Union Carbide Seadrift Cogen | TX | 8 HRSG | OP | N | OP | LN |  |  | CN | N
5352 | Dow Chemical Co - St Charles | 50152 | Dow St Charles Operations | LA | HRSGE | OP |  | NA | LN |  |  | JZ | N
5352 | Dow Chemical Co - St Charles | 50152 | Dow St Charles Operations | LA | HRSGW | OP |  | NA | LN |  |  | JZ | N
20492 | Weyerhaeuser Co | 50184 | Weyerhaeuser Columbus MS | MS | COMB | OP | Db | OP | AA | LN |  | FW | N
20492 | Weyerhaeuser Co | 50184 | Weyerhaeuser Columbus MS | MS | PKG | OP | Db | OP | FR | LN |  | CN | N
20492 | Weyerhaeuser Co | 50184 | Weyerhaeuser Columbus MS | MS | REC | OP | Db | OP | LA | LN |  | OT | N
20547 | Cosmo Specialty Fibers | 50185 | Cosmo Specialty Fibers Plant | WA | 1RB | OP | N | NA | NA |  |  | NA | N
20547 | Cosmo Specialty Fibers | 50185 | Cosmo Specialty Fibers Plant | WA | 2RB | OP | N | NA | NA |  |  | NA | N
20547 | Cosmo Specialty Fibers | 50185 | Cosmo Specialty Fibers Plant | WA | 3RB | OP | N | NA | NA |  |  | NA | N
20547 | Cosmo Specialty Fibers | 50185 | Cosmo Specialty Fibers Plant | WA | PB | OP | N | NA | NA |  |  | NA | N
20548 | Weyerhaeuser Co | 50187 | Weyerhaeuser Longview WA | WA | 10B | OP | N | OP | OV |  |  | NA | N
20548 | Weyerhaeuser Co | 50187 | Weyerhaeuser Longview WA | WA | 11B | OP | N | OP | OV |  |  | NA | N
20548 | Weyerhaeuser Co | 50187 | Weyerhaeuser Longview WA | WA | PB | OP | N | NA | NA |  |  | NA | N
20511 | Weyerhaeuser Co- New Bern | 50188 | Weyerhaeuser New Bern NC | NC | PB1 | OP | N | NA | NA |  |  | NA | N
20511 | Weyerhaeuser Co- New Bern | 50188 | Weyerhaeuser New Bern NC | NC | PB2 | OP | N | OP | LN |  |  | CN | N
20511 | Weyerhaeuser Co- New Bern | 50188 | Weyerhaeuser New Bern NC | NC | RB | OP | N | NA | NA |  |  | NA | N
55903 | Domtar Paper Company LLC | 50189 | Domtar Paper Co LLC Plymouth NC | NC | PKG | RE | Db | RE | LN | FR |  | JZ | N
55903 | Domtar Paper Company LLC | 50189 | Domtar Paper Co LLC Plymouth NC | NC | 1CB | RE | N | RE | NA |  |  |  | N
55903 | Domtar Paper Company LLC | 50189 | Domtar Paper Co LLC Plymouth NC | NC | 1HFB | OP | D | OP | OV |  |  | NA | N
55903 | Domtar Paper Company LLC | 50189 | Domtar Paper Co LLC Plymouth NC | NC | 2HFB | OP | D | NA | NA |  |  | NA | N
55903 | Domtar Paper Company LLC | 50189 | Domtar Paper Co LLC Plymouth NC | NC | 5REC | OP | N | NA | NA |  |  | NA | N
56289 | International Paper Corporation | 50191 | IP Springfield Oregon | OR | PB | OP | N | NA | NA |  |  | NA | N
56289 | International Paper Corporation | 50191 | IP Springfield Oregon | OR | PKG | SB | N | OP | FR | LN |  | CN | N
56289 | International Paper Corporation | 50191 | IP Springfield Oregon | OR | REC3 | SB | N | NA | NA |  |  | NA | N
56289 | International Paper Corporation | 50191 | IP Springfield Oregon | OR | REC4 | OP | N | NA | NA |  |  | NA | N
56164 | International Paper - Valliant | 50192 | International Paper Valliant OK | OK | 1 | OP | N | OP | LA | OV |  | NA | N
56164 | International Paper - Valliant | 50192 | International Paper Valliant OK | OK | 2 | OP | N | OP | LA | OV |  | NA | N
56164 | International Paper - Valliant | 50192 | International Paper Valliant OK | OK | 3 | OP | N | NA | NA |  |  | NA | N
56216 | Multitrade Rabun Gap LLC | 50201 | Rabun Gap Cogen Facility | GA | WB1 | OP |  | OZ | OV |  |  | NA | N
55807 | Niagara Generation LLC | 50202 | WPS Power Niagara | NY | 1 | OP | N | OP | CF | SN |  | NA | Y | [5 empty] | Y |  |  | Y
15064 | Pinetree Power Inc | 50208 | Pinetree Power | NH | B1 | OP | N | OP | NA |  |  | NA | N
21128 | York County Solid W & R Auth | 50215 | York County Resource Recovery | PA | 101 | OP | N | OP | LA |  |  | NA | Y | Y |  | Y |  |  | Y |  |  | Y
21128 | York County Solid W & R Auth | 50215 | York County Resource Recovery | PA | 102 | OP | N | OP | LA |  |  | NA | Y | Y |  | Y |  |  | Y |  |  | Y
21128 | York County Solid W & R Auth | 50215 | York County Resource Recovery | PA | 103 | OP | N | OP | LA |  |  | NA | Y | Y |  | Y |  |  | Y |  |  | Y
867 | ARCO Products Co-Watson | 50216 | Watson Cogeneration | CA | 91 | OP | N | OP | SR |  |  | NA | N
867 | ARCO Products Co-Watson | 50216 | Watson Cogeneration | CA | 92 | OP | N | OP | SR |  |  | NA | N
867 | ARCO Products Co-Watson | 50216 | Watson Cogeneration | CA | 93 | OP | N | OP | SR |  |  | NA | N
867 | ARCO Products Co-Watson | 50216 | Watson Cogeneration | CA | 94 | OP | N | OP | SR |  |  | NA | N
15824 | Ecomaine | 50225 | Regional Waste Systems | ME | 1SG1A | OP | N | OP | SN |  |  | NA | Y | Y |  | Y
15824 | Ecomaine | 50225 | Regional Waste Systems | ME | 1SG1B | OP | N | OP | SN |  |  | NA | Y | Y |  | Y
18760 | TPC Group, LLC | 50229 | Texas Petrochemicals | TX | TPCBLR | OP | N | OP | FR | LN |  | CN | N
22803 | SDS Lumber Co | 50231 | SDS Lumber Gorge Energy Division | WA | 821 | OP |  | NA | NA |  |  | NA | N
15526 | Purdue University | 50240 | Purdue University | IN | BLR1 | OP | N | NA | NA |  |  | NA | N
15526 | Purdue University | 50240 | Purdue University | IN | BLR2 | OP | N | NA | NA |  |  | NA | N
15526 | Purdue University | 50240 | Purdue University | IN | BLR3 | OP | N | NA | NA |  |  | NA | N
15526 | Purdue University | 50240 | Purdue University | IN | BLR5 | OP | N | NA | NA |  |  | NA | N
15526 | Purdue University | 50240 | Purdue University | IN | BLR7 | OC |  |  | LN | FR
9303 | Verso Bucksport LLC | 50243 | Verso Paper | ME | 5 | SB | N | OP | LN |  |  | RS | N
9303 | Verso Bucksport LLC | 50243 | Verso Paper | ME | 6 | SC | N | NA |  |  |  |  | N
9303 | Verso Bucksport LLC | 50243 | Verso Paper | ME | 7 | SC | N | NA |  |  |  |  | N
9303 | Verso Bucksport LLC | 50243 | Verso Paper | ME | 8 | OP | N | NA | NA |  |  | NA | Y | [13 empty] | Y
23815 | Blue Ridge Paper Products Inc | 50244 | Canton North Carolina | NC | 10REC | OP |  | NA | NA |  |  | NA | N
23815 | Blue Ridge Paper Products Inc | 50244 | Canton North Carolina | NC | 11REC | OP |  | NA | NA |  |  | NA | N
23815 | Blue Ridge Paper Products Inc | 50244 | Canton North Carolina | NC | 4PB | OP | N | OP | LN |  |  | AC | N
23815 | Blue Ridge Paper Products Inc | 50244 | Canton North Carolina | NC | BBB | OP | N | OP | LN |  |  | AC | N
23815 | Blue Ridge Paper Products Inc | 50244 | Canton North Carolina | NC | PGB | OP | N | OP | LN |  |  | AC | N
23815 | Blue Ridge Paper Products Inc | 50244 | Canton North Carolina | NC | RBB | OP | N | OP | AA |  |  | NA | N
23815 | Blue Ridge Paper Products Inc | 50244 | Canton North Carolina | NC | RCB | OP | N | OP | LN |  |  | EA | N
9384 | International Paper Co-Courtld | 50245 | International Paper Courtland Mill | AL | HRSG | OP | N | OP | LN |  |  | AP | N
9384 | International Paper Co-Courtld | 50245 | International Paper Courtland Mill | AL | PB3 | OP | N | OP | FR | CF |  | NA | N
9384 | International Paper Co-Courtld | 50245 | International Paper Courtland Mill | AL | RB3 | OP | N | OP | AA |  |  | NA | N
56208 | Smart Papers Holdings LLC | 50247 | Smart Papers LLC | OH | B010 | RE | N | RE | LN | AA |  | AC | N
56208 | Smart Papers Holdings LLC | 50247 | Smart Papers LLC | OH | B020 | RE | N | NA | NA |  |  | NA | N
56208 | Smart Papers Holdings LLC | 50247 | Smart Papers LLC | OH | B022 | RE | N | NA | NA |  |  | NA | N
9401 | International Paper Co-Pensacola | 50250 | International Paper Pensacola | FL | 1RB | OP | N | OP | OV | LA |  | NA | N
9401 | International Paper Co-Pensacola | 50250 | International Paper Pensacola | FL | 2RB | OP | N | OP | OV | LA |  | NA | N
9401 | International Paper Co-Pensacola | 50250 | International Paper Pensacola | FL | 3PB | OP | N | OP | LA | LN |  | RS | N
9401 | International Paper Co-Pensacola | 50250 | International Paper Pensacola | FL | 4PB | OP | N | OP | LA | LN | OV | CM | N
9401 | International Paper Co-Pensacola | 50250 | International Paper Pensacola | FL | 6PB | OP | N | OP | FR | LA | LN | CN | N
56187 | Verso Paper - Quinnesec | 50251 | Verso Paper Quinnesec Mich Mill | MI | PB | OP |  | OP | LN |  |  | JZ | N
56187 | Verso Paper - Quinnesec | 50251 | Verso Paper Quinnesec Mich Mill | MI | RB | OP |  | OP | OV |  |  | NA | N
56187 | Verso Paper - Quinnesec | 50251 | Verso Paper Quinnesec Mich Mill | MI | WTB | OP |  | OP | LN | OV |  | BW | N
56078 | CMP Sartell LLC | 50252 | International Paper Sartell Mill | MN | 3PB | RE | N | NA | NA |  |  | NA | N
55771 | KAPSTONE Kraft Paper Corp | 50254 | KapStone Kraft Paper Corp | NC | 1PB | OP | N | NA | NA |  |  | NA | N
55771 | KAPSTONE Kraft Paper Corp | 50254 | KapStone Kraft Paper Corp | NC | 2PB | OP | N | NA | NA |  |  | NA | N
55771 | KAPSTONE Kraft Paper Corp | 50254 | KapStone Kraft Paper Corp | NC | 3PB | RE | N | NA | NA |  |  | NA | N
55771 | KAPSTONE Kraft Paper Corp | 50254 | KapStone Kraft Paper Corp | NC | 4PB | OP |  | NA | NA |  |  | NA | N
13504 | New Hanover County | 50271 | New Hanover County WASTEC | NC | 1A | OS | N | CN | SN |  |  | NA | Y | Y |  | Y |  | Y | Y |  |  | Y
13504 | New Hanover County | 50271 | New Hanover County WASTEC | NC | 2A | OS | N | CN | SN |  |  | NA | Y | Y |  | Y |  | Y | Y
13504 | New Hanover County | 50271 | New Hanover County WASTEC | NC | 3A | OS | N | CN | SN |  |  | NA | Y | Y |  | Y |  | Y | Y |  |  | Y
17191 | Simplot Leasing Corp | 50274 | Simplot Leasing Don Plant | ID | 1 | OP
14465 | Park 500 Philip Morris USA | 50275 | Park 500 Philip Morris USA | VA | 2 | SB | N | SB | OV |  |  | NA | Y | [12 empty] | Y
14465 | Park 500 Philip Morris USA | 50275 | Park 500 Philip Morris USA | VA | 3 | OP | N | OP | OV |  |  | NA | Y | [12 empty] | Y
57433 | ReEnergy Chateaugay LLC | 50277 | ReEnergy Chateaugay Power Station | NY | BLR1 | OP |  | NA | NA |  |  | NA | N
22174 | PEI Power Corp | 50279 | Archbald Power Station | PA | MAIN | OP | N | OP | LN | FR | OV | FB | N
50097 | NewPage Corp-Luke | 50282 | Luke Mill | MD | 24PB | OP | N | OP | SN |  |  | NA | N
50097 | NewPage Corp-Luke | 50282 | Luke Mill | MD | 25PB | OP | N | OP | LN | OV |  | CE | N
50097 | NewPage Corp-Luke | 50282 | Luke Mill | MD | 26PB | SB | N | NA | NA |  |  | NA | N
50097 | NewPage Corp-Luke | 50282 | Luke Mill | MD | 2RB | SB | N | NA | NA |  |  | NA | N
50097 | NewPage Corp-Luke | 50282 | Luke Mill | MD | 3RB | OP | N | NA | NA |  |  | NA | N
49923 | American Eagle Paper Mills | 50284 | American Eagle Paper Mills | PA | 7 | OP |  | NA | NA |  |  | NA | Y | [7 empty] | Y
16929 | SEMASS Partnership | 50290 | SEMASS Resource Recovery | MA | 1 | OP | N | NA | NA |  |  | NA | Y | Y
16929 | SEMASS Partnership | 50290 | SEMASS Resource Recovery | MA | 2 | OP | N | NA | NA |  |  | NA | Y | Y
16929 | SEMASS Partnership | 50290 | SEMASS Resource Recovery | MA | 3 | OP | N | NA | NA |  |  | NA | N
24457 | Calpine Eastern Corp | 50292 | Bethpage Power Plant | NY | HRSG1 | OP |  | OP | NA |  |  | NA | N
24457 | Calpine Eastern Corp | 50292 | Bethpage Power Plant | NY | HRSG2 | OP |  | OP | NA |  |  | NA | N
24457 | Calpine Eastern Corp | 50292 | Bethpage Power Plant | NY | HRSG3 | OP |  | OP | SR |  |  | CN | N
19946 | Wadham Energy Ltd Partners | 50293 | Wadham Energy LP | CA | BLR100 | OP | N | OP | BF | FR | OV |  | N
14362 | Packaging Corp of America | 50296 | Packaging Corp of America | TN | C1 | OP |  | NA | NA |  |  | NA | N
14362 | Packaging Corp of America | 50296 | Packaging Corp of America | TN | C2 | OP |  | OP | OT |  |  | NA | N
14362 | Packaging Corp of America | 50296 | Packaging Corp of America | TN | R1 | OP |  | NA | NA |  |  | NA | N
14362 | Packaging Corp of America | 50296 | Packaging Corp of America | TN | R2 | OP |  | NA | NA |  |  | NA | N
14362 | Packaging Corp of America | 50296 | Packaging Corp of America | TN | R3 | OP |  | NA | NA |  |  | NA | N
17139 | Shell Oil Co-Deer Park | 50304 | Shell Deer Park | TX | H8610 | RE | N | NA | NA |  |  |  | N
17139 | Shell Oil Co-Deer Park | 50304 | Shell Deer Park | TX | H8620 | RE |  | NA | NA |  |  |  | N
17139 | Shell Oil Co-Deer Park | 50304 | Shell Deer Park | PA: TX; MAIN: HRSG4
17139 | Shell Oil Co-Deer Park | 50304 | Shell Deer Park | PA: TX; MAIN: HRSG5
40430 | Lafarge Corp | 50305 | LaFarge Alpena | MI | K19 | OP |  | CN | NH3 |  |  | OT | N
40430 | Lafarge Corp | 50305 | LaFarge Alpena | MI | K20 | OP |  | TS | NH3 |  |  | OT | N
40430 | Lafarge Corp | 50305 | LaFarge Alpena | MI | K21 | OP |  | TS | NH3 |  |  | OT | N
40430 | Lafarge Corp | 50305 | LaFarge Alpena | MI | K22 | OP |  | TS | NH3 |  |  | OT | N
40430 | Lafarge Corp | 50305 | LaFarge Alpena | MI | K23 | OP |  | TS | NH3 |  |  | OT | N
19533 | University of Oklahoma | 50307 | University of Oklahoma | OK | B1 | OP | N | NA | NA |  |  | NA | N
19533 | University of Oklahoma | 50307 | University of Oklahoma | OK | B2 | OP | N | NA | NA |  |  | NA | N
19533 | University of Oklahoma | 50307 | University of Oklahoma | OK | B3 | OP | N | NA | NA |  |  | NA | N
19533 | University of Oklahoma | 50307 | University of Oklahoma | OK | B4 | OP | N | NA | NA |  |  | NA | N
56389 | Doyon Utilities - Ft. Wainwright | 50308 | Utility Plants Section | AK | 7 | OP | N | NA | NA |  |  | NA | Y
56389 | Doyon Utilities - Ft. Wainwright | 50308 | Utility Plants Section | AK | 8 | OP | N | NA | NA |  |  | NA | Y
56389 | Doyon Utilities - Ft. Wainwright | 50308 | Utility Plants Section | AK | 3 | OP | N | NA | NA |  |  | NA | Y
56389 | Doyon Utilities - Ft. Wainwright | 50308 | Utility Plants Section | AK | 4 | OP | N | NA | NA |  |  | NA | Y
56389 | Doyon Utilities - Ft. Wainwright | 50308 | Utility Plants Section | AK | 5 | OP |  | NA | NA |  |  | NA | N
56389 | Doyon Utilities - Ft. Wainwright | 50308 | Utility Plants Section | AK | 6 | OP | N | NA | NA |  |  | NA | N
17330 | Walter Coke | 50359 | Sloss Industries Corp | AL | 1 | OP | N | NA | NA |  |  | NA | N
17330 | Walter Coke | 50359 | Sloss Industries Corp | AL | 2 | OS | N | NA | NA |  |  | NA | N
17330 | Walter Coke | 50359 | Sloss Industries Corp | AL | 4 | OP | N | NA | NA |  |  | NA | N
17330 | Walter Coke | 50359 | Sloss Industries Corp | AL | 3 | OP | N | NA | NA |  |  | NA | N
55960 | GreenHunter Energy Inc | 50363 | Mesquite Resource Recovery Project | CA | B201 | OS |  | OS | CF |  |  | NA | Y | [5 empty] | Y
19564 | University of Notre Dame | 50366 | University of Notre Dame | IN | BLR1 | OP | N | OP | LN |  |  | NC | N
19564 | University of Notre Dame | 50366 | University of Notre Dame | IN | BLR2 | OP | N | OP | LN |  |  | JZ | Y | Y |  |  |  |  | Y |  |  | Y
19564 | University of Notre Dame | 50366 | University of Notre Dame | IN | BLR3 | OP | N | OP | LN |  |  | JZ | Y | Y |  |  |  |  | Y |  |  | Y
19564 | University of Notre Dame | 50366 | University of Notre Dame | IN | BLR4 | OP | N | NA | NA |  |  | NA | Y | Y |  |  |  |  | Y |  |  | Y
19564 | University of Notre Dame | 50366 | University of Notre Dame | IN | BLR5 | OP | N | OP | LN |  |  | JZ | N
19564 | University of Notre Dame | 50366 | University of Notre Dame | IN | BLR6 | OP |  | OP | LN |  |  | NC | N
55846 | Newark Bay Cogeneration Partnership LP | 50385 | Newark Bay Cogeneration Partnership LP | PA: NJ; MAIN: HRSG1
55846 | Newark Bay Cogeneration Partnership LP | 50385 | Newark Bay Cogeneration Partnership LP | PA: NJ; MAIN: HRSG2
14952 | ConocoPhillips | 50388 | Phillips 66 Carbon Plant | CA | K1 | OP | N | NA | NA |  |  | NA | N
14952 | ConocoPhillips | 50388 | Phillips 66 Carbon Plant | CA | K2 | OP | N | NA | NA |  |  | NA | N
22199 | U S Air Force-Eielson AFB | 50392 | Eielson AFB Central Heat & Power Plant | AK | 1 | OP |  | NA | NA |  |  | NA | N
22199 | U S Air Force-Eielson AFB | 50392 | Eielson AFB Central Heat & Power Plant | AK | 2 | OP |  | NA | NA |  |  | NA | N
22199 | U S Air Force-Eielson AFB | 50392 | Eielson AFB Central Heat & Power Plant | AK | 3 | OP |  | NA | NA |  |  | NA | N
22199 | U S Air Force-Eielson AFB | 50392 | Eielson AFB Central Heat & Power Plant | AK | 4 | OP |  | NA | NA |  |  | NA | N
22199 | U S Air Force-Eielson AFB | 50392 | Eielson AFB Central Heat & Power Plant | AK | 5 | OP |  | NA | NA |  |  | NA | N
22199 | U S Air Force-Eielson AFB | 50392 | Eielson AFB Central Heat & Power Plant | AK | 6 | CO |  | CO | NH3 | SR |  | OT | N
5033 | Domtar Industries Inc | 50395 | Georgia-Pacific Corp - Nekoosa Mill | WI | 1 | OP | N | NA | NA |  |  | NA | N
5033 | Domtar Industries Inc | 50395 | Georgia-Pacific Corp - Nekoosa Mill | WI | 10 | OP | N | NA | NA |  |  | NA | N
5033 | Domtar Industries Inc | 50395 | Georgia-Pacific Corp - Nekoosa Mill | WI | 14 | OP | N | NA | NA |  |  | NA | N
5033 | Domtar Industries Inc | 50395 | Georgia-Pacific Corp - Nekoosa Mill | WI | 2 | OP | N | NA | NA |  |  | NA | N
5033 | Domtar Industries Inc | 50395 | Georgia-Pacific Corp - Nekoosa Mill | WI | 7 | OP | N | NA | NA |  |  | NA | N
16294 | Roseburg Forest Products Co | 50396 | Dillard Complex | OR | BLR1 | OP | N | NA | NA |  |  | NA | N
16294 | Roseburg Forest Products Co | 50396 | Dillard Complex | OR | BLR2 | OP | N | NA | NA |  |  | NA | N
16294 | Roseburg Forest Products Co | 50396 | Dillard Complex | OR | BLR6 | OP | N | NA | NA |  |  | NA | N
14310 | P H Glatfelter Co | 50397 | P H Glatfelter | PA | 1PB035 | OP | N | OP | LN | OV |  | RS | N
14310 | P H Glatfelter Co | 50397 | P H Glatfelter | PA | 3PB033 | SB | N | NA | NA |  |  | NA | N
14310 | P H Glatfelter Co | 50397 | P H Glatfelter | PA | 4PB034 | OP | N | OP | LN | OV |  | CE | N
14310 | P H Glatfelter Co | 50397 | P H Glatfelter | PA | 5PB036 | OP | Db | OP | CF | SN |  | NA | N
14310 | P H Glatfelter Co | 50397 | P H Glatfelter | PA | REC037 | OP | Db | OP | SC |  |  | NA | N
30002 | International Paper Co | 50398 | International Paper Savanna Mill | GA | 13PB | OP | D | OP | OV |  |  | NA | N
30002 | International Paper Co | 50398 | International Paper Savanna Mill | GA | 15RB | OP | Da | OP | NA |  |  | NA | N
16190 | Sappi Fine Paper North America-Somerset | 50406 | Somerset Plant | MA | 1HFB | OP | N | OP | LA | OV |  | NA | N
16190 | Sappi Fine Paper North America-Somerset | 50406 | Somerset Plant | MA | 2HFB | OP | Db | OP | LA | OV | SN | NA | N
16190 | Sappi Fine Paper North America-Somerset | 50406 | Somerset Plant | MA | REC | OP | N | NA | NA |  |  | NA | N
34672 | DTE Energy Services | 50407 | Mobile Energy Services LLC | AL | 5PB | RE | Db | RE | LN |  |  | CE | N
34672 | DTE Energy Services | 50407 | Mobile Energy Services LLC | AL | 7PB | OP | Db | NA | NA |  |  | NA | N
34672 | DTE Energy Services | 50407 | Mobile Energy Services LLC | AL | 8PB | SB | Db | OP | LN |  |  | CE | N
34672 | DTE Energy Services | 50407 | Mobile Energy Services LLC | AL | 8RB | RE | Db | RE | LN |  |  | CE | N
10273 | Kimberly-Clark Corp | 50410 | Chester Operations | PA | 10 | OP | N | OP | CF |  |  | NA | Y | [5 empty] | Y |  |  | Y
19588 | University of Michigan | 50431 | University of Michigan | MI | 1 | OP |  | NA | NA |  |  | NA | N
19588 | University of Michigan | 50431 | University of Michigan | MI | 2 | OP |  | NA | NA |  |  | NA | N
19588 | University of Michigan | 50431 | University of Michigan | MI | 3 | OP |  | NA | NA |  |  | NA | N
19588 | University of Michigan | 50431 | University of Michigan | MI | 4 | OP |  | NA | NA |  |  | NA | N
19588 | University of Michigan | 50431 | University of Michigan | MI | 5 | RE |  | RE | NA |  |  |  | N
19588 | University of Michigan | 50431 | University of Michigan | MI | 6 | OP |  | OP | FR | LN |  | JZ | N
19588 | University of Michigan | 50431 | University of Michigan | MI | 7 | OP |  | NA | NA |  |  | NA | N
19588 | University of Michigan | 50431 | University of Michigan | MI | 8 | OP |  | NA | NA |  |  | NA | N
16721 | S D Warren Co.- Westbrook | 50447 | S D Warren Westbrook | ME | 17 | SB |  | NA | NA |  |  | NA | N
16721 | S D Warren Co.- Westbrook | 50447 | S D Warren Westbrook | ME | 18 | SB |  | NA | NA |  |  | NA | N
16721 | S D Warren Co.- Westbrook | 50447 | S D Warren Westbrook | ME | 20 | OS |  | NA | NA |  |  | NA | N
16721 | S D Warren Co.- Westbrook | 50447 | S D Warren Westbrook | ME | 21 | OP |  | NA | NA |  |  | NA | N
9245 | Indeck-Energy Serv Silver Spg | 50449 | Indeck Silver Springs Energy Center | NY | HRSG1 | OP | N | OP | STM |  |  |  | N
9244 | Indeck-Oswego Ltd Partnership | 50450 | Indeck Oswego Energy Center | NY | HRSG1 | OP | N | OP | LN |  |  | CN | N
9243 | Indeck-Yerkes Ltd Partnership | 50451 | Indeck Yerkes Energy Center | NY | HRSG1 | OP | N | OP | LN |  |  | CN | N
15400 | Procter & Gamble Co | 50456 | Procter & Gamble Cincinnati Plant | OH | 4 | OP | N | OP | LN |  |  | CE | N
15400 | Procter & Gamble Co | 50456 | Procter & Gamble Cincinnati Plant | OH | PB1 | OP | N | OP | LN |  |  | BW | N
15400 | Procter & Gamble Co | 50456 | Procter & Gamble Cincinnati Plant | OH | PB2 | OP |  | OP | LN |  |  | CN | N
9263 | Indeck-Corinth Ltd Partnership | 50458 | Indeck Corinth Energy Center | NY | HRSG1 | OP | N | OP | SR | LN |  | GE | N
20542 | Weyerhaeuser Co | 50465 | Flint River Operations | GA | PB | OP |  | OP | LA | OV |  | NA | N
20542 | Weyerhaeuser Co | 50465 | Flint River Operations | GA | RB | OP |  | OP | LA |  |  | NA | N
2522 | Buckeye Florida Ltd Partners | 50466 | Buckeye Florida LP | FL | 1BB | OP | N | NA | NA |  |  | NA | N
2522 | Buckeye Florida Ltd Partners | 50466 | Buckeye Florida LP | FL | 1PB | OP | N | NA | NA |  |  | NA | N
2522 | Buckeye Florida Ltd Partners | 50466 | Buckeye Florida LP | FL | 2BB | OP | N | NA | NA |  |  | NA | N
2522 | Buckeye Florida Ltd Partners | 50466 | Buckeye Florida LP | FL | 2PB | OP | N | NA | NA |  |  | NA | N
2522 | Buckeye Florida Ltd Partners | 50466 | Buckeye Florida LP | FL | 2RB | OP | N | NA | NA |  |  | NA | N
2522 | Buckeye Florida Ltd Partners | 50466 | Buckeye Florida LP | FL | 3RB | OP | N | NA | NA |  |  | NA | N
2522 | Buckeye Florida Ltd Partners | 50466 | Buckeye Florida LP | FL | 4RB | OP | N | NA | NA |  |  | NA | N
470 | Covanta Energy of Niagara LP | 50472 | Covanta Niagara LP | NY | BLR1 | SB | N | NC | NA |  |  | NA | N
470 | Covanta Energy of Niagara LP | 50472 | Covanta Niagara LP | NY | BLR2 | OP | N | OP | NA |  |  | NA | N
470 | Covanta Energy of Niagara LP | 50472 | Covanta Niagara LP | NY | BLR3 | OP | N | OP | SN |  |  | NA | Y | Y |  | Y | [6 empty] | Y
470 | Covanta Energy of Niagara LP | 50472 | Covanta Niagara LP | NY | BLR4 | OP | N | OP | SN |  |  | NA | Y | Y |  | Y | [6 empty] | Y
20558 | White Springs Agrici Chem Inc | 50473 | Suwannee River Chemical Complex | PA: FL; MAIN: C; OP: OP
20558 | White Springs Agrici Chem Inc | 50473 | Suwannee River Chemical Complex | PA: FL; MAIN: D; OP: OP
20558 | White Springs Agrici Chem Inc | 50474 | Swift Creek Chemical Complex | PA: FL; MAIN: E; OP: OP
20558 | White Springs Agrici Chem Inc | 50474 | Swift Creek Chemical Complex | PA: FL; MAIN: F; OP: OP
14369 | Packaging Corp of America | 50476 | Packaging of America Tomahawk Mill | WI | B10 | OP | N | NA | NA |  |  | NA | N
14369 | Packaging Corp of America | 50476 | Packaging of America Tomahawk Mill | WI | B11 | OP | N | OP | FR | LN |  | ID | N
14369 | Packaging Corp of America | 50476 | Packaging of America Tomahawk Mill | WI | B5 | OP | N | NA | NA |  |  | NA | N
14369 | Packaging Corp of America | 50476 | Packaging of America Tomahawk Mill | WI | B7 | OP | N | NA | NA |  |  | NA | N
14369 | Packaging Corp of America | 50476 | Packaging of America Tomahawk Mill | WI | B8 | OP | N | NA | NA |  |  | NA | N
14369 | Packaging Corp of America | 50476 | Packaging of America Tomahawk Mill | WI | B9 | OP | N | NA | NA |  |  | NA | N
5610 | Eastman Chemical Co-TN Ops | 50481 | Tennessee Eastman Operations | TN | 253-25 | OP | N | OP | LN | OV |  | AL | N
5610 | Eastman Chemical Co-TN Ops | 50481 | Tennessee Eastman Operations | TN | 253-26 | OP | N | OP | LN | OV |  | AL | N
5610 | Eastman Chemical Co-TN Ops | 50481 | Tennessee Eastman Operations | TN | 253-27 | OP | N | OP | LN | OV |  | AL | N
5610 | Eastman Chemical Co-TN Ops | 50481 | Tennessee Eastman Operations | TN | 253-28 | OP | N | OP | LN | OV |  | AL | N
5610 | Eastman Chemical Co-TN Ops | 50481 | Tennessee Eastman Operations | TN | 253-29 | OP | N | OP | LN | OV |  | AL | N
5610 | Eastman Chemical Co-TN Ops | 50481 | Tennessee Eastman Operations | TN | 325-30 | OP | D | OP | LN | OV |  | AL | N
5610 | Eastman Chemical Co-TN Ops | 50481 | Tennessee Eastman Operations | TN | 325-31 | OP | Db | OP | LN | OV |  | RS | N
5610 | Eastman Chemical Co-TN Ops | 50481 | Tennessee Eastman Operations | TN | 423-A | OP | Db | SB | LN | FR |  | CN | N
5610 | Eastman Chemical Co-TN Ops | 50481 | Tennessee Eastman Operations | TN | 423-B | OP | Db | SB | LN | FR |  | CN | N
5610 | Eastman Chemical Co-TN Ops | 50481 | Tennessee Eastman Operations | TN | 423-C | OP | Db | SB | LN | FR |  | CN | N
5610 | Eastman Chemical Co-TN Ops | 50481 | Tennessee Eastman Operations | TN | 83-18 | OP | N | NA | NA |  |  | NA | N
5610 | Eastman Chemical Co-TN Ops | 50481 | Tennessee Eastman Operations | TN | 83-19 | OP | N | NA | NA |  |  | NA | N
5610 | Eastman Chemical Co-TN Ops | 50481 | Tennessee Eastman Operations | TN | 83-20 | OP | N | NA | NA |  |  | NA | N
5610 | Eastman Chemical Co-TN Ops | 50481 | Tennessee Eastman Operations | TN | 83-21 | OP | N | NA | NA |  |  | NA | N
5610 | Eastman Chemical Co-TN Ops | 50481 | Tennessee Eastman Operations | TN | 83-22 | OP | N | NA | NA |  |  | NA | N
5610 | Eastman Chemical Co-TN Ops | 50481 | Tennessee Eastman Operations | TN | 83-23 | OP | N | OP | OV |  |  | NA | N
5610 | Eastman Chemical Co-TN Ops | 50481 | Tennessee Eastman Operations | TN | 83-24 | OP | N | OP | OV |  |  | NA | N
19365 | United States Sugar Corp | 50482 | Clewiston Sugar House | FL | B1 | OP | N | NA | NA |  |  | NA | N
19365 | United States Sugar Corp | 50482 | Clewiston Sugar House | FL | B2 | OP | N | NA | NA |  |  | NA | N
19365 | United States Sugar Corp | 50482 | Clewiston Sugar House | FL | B3 | RE | N |  | NA |  |  |  | N
19365 | United States Sugar Corp | 50482 | Clewiston Sugar House | FL | B4 | OP | N | NA | NA |  |  | NA | N
19365 | United States Sugar Corp | 50482 | Clewiston Sugar House | FL | B7 | OP | N | NA | NA |  |  | NA | N
19365 | United States Sugar Corp | 50482 | Clewiston Sugar House | FL | B8 | OP |  | OP | SN |  |  | NA | N
19365 | United States Sugar Corp | 50483 | Bryant Sugar House | PA: FL; MAIN: B1; OP: RE; N: N
19365 | United States Sugar Corp | 50483 | Bryant Sugar House | PA: FL; MAIN: B2; OP: RE; N: N
19365 | United States Sugar Corp | 50483 | Bryant Sugar House | PA: FL; MAIN: B3; OP: RE; N: N
19365 | United States Sugar Corp | 50483 | Bryant Sugar House | PA: FL; MAIN: B4; OP: RE; N: N
19365 | United States Sugar Corp | 50483 | Bryant Sugar House | PA: FL; MAIN: B7; OP: RE
19365 | United States Sugar Corp | 50483 | Bryant Sugar House | PA: FL; MAIN: B8; OP: RE
14306 | Eagle 2 US LLC | 50489 | PPG Powerhouse C | LA | C1 | OP | N | NA | NA |  |  | NA | N
14306 | Eagle 2 US LLC | 50489 | PPG Powerhouse C | LA | C2 | OP | N | NA | NA |  |  | NA | N
14306 | Eagle 2 US LLC | 50489 | PPG Powerhouse C | PA: LA; MAIN: C4; OP: OP; OP: NA
14306 | Eagle 2 US LLC | 50489 | PPG Powerhouse C | PA: LA; MAIN: C5; OP: OP; OP: NA
50033 | PPG Industries Inc Natrium | 50491 | PPG Natrium Plant | WV | 3BLR | OP | N | OP | LN | OV |  | AC | N
50033 | PPG Industries Inc Natrium | 50491 | PPG Natrium Plant | WV | 4BLR | OP | N | OP | LN | OV |  | AC | N
50033 | PPG Industries Inc Natrium | 50491 | PPG Natrium Plant | WV | 5BLR | OP | N | OP | LN | OV |  | AC | N
50033 | PPG Industries Inc Natrium | 50491 | PPG Natrium Plant | WV | 6BLR | OP | N | OP | FR | LN |  | CN | N
50168 | Maxim Power (USA) Inc | 50498 | Capital District Energy Center | CT | HRSG | SB |  | NA | NA |  |  | NA | N
55985 | Tesoro Refining and Marketing Company | 50530 | Equilon Los Angeles Refining | CA | H43 | OP | N | OP | SR | LN |  | JZ | N
8303 | Harbor Cogeneration Co. | 50541 | Harbor Cogen | PA: CA; MAIN: HR200; OP: OP
8303 | Harbor Cogeneration Co. | 50541 | Harbor Cogen | PA: CA; MAIN: HRSG1; OP: OP
26840 | Port Townsend Paper Co | 50544 | Port Townsend Paper | WA | 10PB | OP | N | NA | NA |  |  | NA | N
26840 | Port Townsend Paper Co | 50544 | Port Townsend Paper | WA | 1RB | OP | N | NA | NA |  |  | NA | N
26840 | Port Townsend Paper Co | 50544 | Port Townsend Paper | WA | PKB | OP | N | NA | NA |  |  | NA | N
17355 | PowerSmith Cogen Proj LP | 50558 | PowerSmith Cogeneration Project | OK | HRSG | OP |  | NA | NA |  |  | NA | N
4172 | Constellation Operatg Serv Inc | 50560 | Pacific-Ultrapower Chinese Station | CA | B101 | OP | N | OP | CF | OV | SN | NA | N
49942 | Eagle Point Power Generation LLC | 50561 | Eagle Point Power Generation | NJ | 0001 | OP | Db | OP | LN |  |  | GR | N
49942 | Eagle Point Power Generation LLC | 50561 | Eagle Point Power Generation | NJ | 0002 | OP | Db | OP | LN |  |  | GR | N
58224 | Westwood Generation LLC | 50611 | Westwood Generation LLC | PA | 031 | OP |  | NA | NA |  |  | NA | Y | [8 empty] | Y
13008 | Wausau Paper Specialty Products LLC | 50614 | Mosinee Paper | WI | 14 | OP |  | NA | NA |  |  | NA | N
13008 | Wausau Paper Specialty Products LLC | 50614 | Mosinee Paper | WI | 5 | OP |  | NA | NA |  |  | NA | N
13008 | Wausau Paper Specialty Products LLC | 50614 | Mosinee Paper | WI | 6 | OP |  | NA | NA |  |  | NA | N
55983 | Luminant Generation Company LLC | 50615 | TXU Sweetwater Generating Plant | PA: TX; MAIN: HRSG02; OP: RE; N: Da
55983 | Luminant Generation Company LLC | 50615 | TXU Sweetwater Generating Plant | PA: TX; MAIN: HRSG03; OP: RE; N: Da
6090 | ExxonMobil Oil Corp | 50625 | ExxonMobil Beaumont Refinery | TX | 15 | RE | N | RE | FR | OV | OT | NA | N
6090 | ExxonMobil Oil Corp | 50625 | ExxonMobil Beaumont Refinery | TX | 16 | RE | N | RE | FR | OV | OT | NA | N
6090 | ExxonMobil Oil Corp | 50625 | ExxonMobil Beaumont Refinery | TX | 17 | RE | N | RE | FR | OV | OT | NA | N
6090 | ExxonMobil Oil Corp | 50625 | ExxonMobil Beaumont Refinery | TX | 18 | RE | N | RE | FR | OV | OT | NA | N
6090 | ExxonMobil Oil Corp | 50625 | ExxonMobil Beaumont Refinery | TX | 19 | RE | N | RE | FR | OV | OT | NA | N
6090 | ExxonMobil Oil Corp | 50625 | ExxonMobil Beaumont Refinery | TX | 22 | RE | Da | RE | FR | OV |  | NA | N
6090 | ExxonMobil Oil Corp | 50625 | ExxonMobil Beaumont Refinery | TX | 24 | OP | Db | OP | SR |  |  | NA | N
6090 | ExxonMobil Oil Corp | 50625 | ExxonMobil Beaumont Refinery | TX | 32 | RE | N | RE | FR | OV | OT | NA | N
6090 | ExxonMobil Oil Corp | 50625 | ExxonMobil Beaumont Refinery | TX | 33 | OP | N | OP | FR | LN | H20 | CN | N
6090 | ExxonMobil Oil Corp | 50625 | ExxonMobil Beaumont Refinery | TX | 34 | OP | N | OP | LN | FR | H20 | CN | N
6090 | ExxonMobil Oil Corp | 50625 | ExxonMobil Beaumont Refinery | TX | 41 | OP | Db | OP | SR |  |  | NA | N
6090 | ExxonMobil Oil Corp | 50625 | ExxonMobil Beaumont Refinery | TX | 42 | OP | Db | OP | SR |  |  | NA | N
6090 | ExxonMobil Oil Corp | 50625 | ExxonMobil Beaumont Refinery | TX | 43 | OP | Db | OP | SR |  |  | NA | N
5519 | ExxonMobil Oil Corp | 50627 | ExxonMobil Oil Joliet Refinery | IL | AUX | OP |  | OP | LN |  |  | JZ | N
5519 | ExxonMobil Oil Corp | 50627 | ExxonMobil Oil Joliet Refinery | IL | ECO | OP |  | NA | NA |  |  | NA | N
5519 | ExxonMobil Oil Corp | 50627 | ExxonMobil Oil Joliet Refinery | IL | HRSG | OP |  | OP | STM |  |  | NA | N
5519 | ExxonMobil Oil Corp | 50627 | ExxonMobil Oil Joliet Refinery | IL | WCO | OP |  | NA | NA |  |  | NA | N
19691 | Paulsboro Refining Company - LLC | 50628 | Paulsboro Refinery | NJ | 2A | OP |  | OP | LN | FR |  | JZ | N
19691 | Paulsboro Refining Company - LLC | 50628 | Paulsboro Refinery | NJ | 2B | OP |  | OP | LN | FR |  | JZ | N
19691 | Paulsboro Refining Company - LLC | 50628 | Paulsboro Refinery | NJ | 2C | OP |  | OP | LN | FR |  | JZ | N
19691 | Paulsboro Refining Company - LLC | 50628 | Paulsboro Refinery | NJ | HRSG | OP |  | OP | LN | SN |  | CN | N
4482 | Covanta Lake Inc | 50629 | Covanta Lake County Energy | FL | 1 | OP | N | OP | SN |  |  | NA | Y | Y |  | Y |  | Y | Y |  |  | Y
4482 | Covanta Lake Inc | 50629 | Covanta Lake County Energy | FL | 2 | OP | N | OP | SN |  |  | NA | Y | Y |  | Y |  | Y | Y |  |  | Y
4476 | Covanta Marion Inc | 50630 | Covanta Marion Inc | OR | BLR1 | OP | N | OP | SN |  |  | NA | Y | Y |  | Y |  |  | Y |  |  |  | Y
4476 | Covanta Marion Inc | 50630 | Covanta Marion Inc | OR | BLR2 | OP |  | OP | SN |  |  | NA | Y | Y |  | Y |  |  | Y
4498 | Covanta Stanislaus Inc | 50632 | Covanta Stanislaus Energy | CA | 1 | OP |  | OP | OV | SN |  | NA | Y | Y |  | Y |  | Y | Y |  |  | Y
4498 | Covanta Stanislaus Inc | 50632 | Covanta Stanislaus Energy | CA | 2 | OP |  | OP | OV | SN |  | NA | Y | Y |  | Y |  | Y | Y |  |  | Y
3102 | Mosaic Company | 50633 | Mosaic Co Martlow Facility | PA: FL; MAIN: other
56225 | Clearwater Paper Corporation | 50637 | Clearwater Paper IPP Lewiston | ID | 1PWR | OP | N | NA | NA |  |  | NA | N
56225 | Clearwater Paper Corporation | 50637 | Clearwater Paper IPP Lewiston | ID | 2PWR | OP | N | NA | NA |  |  | NA | N
56225 | Clearwater Paper Corporation | 50637 | Clearwater Paper IPP Lewiston | ID | 4PWR | OP | N | OP | AA | OV |  | NA | N
56225 | Clearwater Paper Corporation | 50637 | Clearwater Paper IPP Lewiston | ID | 4REC | OP | N | NA | NA |  |  | NA | N
56225 | Clearwater Paper Corporation | 50637 | Clearwater Paper IPP Lewiston | ID | 5REC | OP | N | NA | NA |  |  | NA | N
56225 | Clearwater Paper Corporation | 50638 | Clearwater Paper APP CB | AR | PB1 | OP | N | OP | OV | LN |  | PB | N
56225 | Clearwater Paper Corporation | 50638 | Clearwater Paper APP CB | AR | REC1 | OP | N | OP | OV |  |  | NA | N
16653 | Sappi Cloquet LLC | 50639 | Sappi Cloquet Mill | MN | 10RB | OP | N | NA | NA |  |  | NA | N
16653 | Sappi Cloquet LLC | 50639 | Sappi Cloquet Mill | MN | 7PB | OP | N | NA | NA |  |  | NA | N
16653 | Sappi Cloquet LLC | 50639 | Sappi Cloquet Mill | MN | 8PB | OP | N | NA | NA |  |  | NA | N
16653 | Sappi Cloquet LLC | 50639 | Sappi Cloquet Mill | MN | 9PB | OP | N | NA | NA |  |  | NA | N
15262 | Potlatch Land and Lumber LLC | 50640 | Warren Lumber Mill | AR | BLR1 | OP | N | OP | FR | LA |  | NA | N
4474 | Covanta Bristol Inc | 50648 | Covanta Bristol Energy | CT | UNIT1 | OP | N | OP | SN |  |  | NA | Y | Y |  | Y | [5 empty] | Y
4474 | Covanta Bristol Inc | 50648 | Covanta Bristol Energy | CT | UNIT2 | OP | N | OP | SN |  |  | NA | Y | Y |  | Y | [5 empty] | Y
4484 | Covanta Babylon Inc | 50649 | Covanta Babylon Inc | NY | 1 | OP | N | OP | SN |  |  | NA | Y | Y
4484 | Covanta Babylon Inc | 50649 | Covanta Babylon Inc | NY | 2 | OP | N | OP | SN |  |  | NA | Y | Y
1950 | ReEnergy Stratton LLC | 50650 | ReEnergy Stratton LLC | ME | BLR1 | OP | N | OP | OV | SR |  | BC | N
19194 | Syracuse Energy Corp | 50651 | Syracuse Energy | NY | 1 | OP | N | OP | LN |  |  | EA | N
19194 | Syracuse Energy Corp | 50651 | Syracuse Energy | NY | 2 | OP | N | OP | LN |  |  | EA | N
19194 | Syracuse Energy Corp | 50651 | Syracuse Energy | NY | 3 | OP | N | OP | LN |  |  | EA | N
19194 | Syracuse Energy Corp | 50651 | Syracuse Energy | NY | 4 | OP | N | OP | LN |  |  | EA | N
19194 | Syracuse Energy Corp | 50651 | Syracuse Energy | NY | 5 | OP | N | OP | LN |  |  | EA | N
9097 | Huntington Resource Recovery | 50656 | Huntington Resource Recovery Facility | NY | UNIT1 | OP | N | OP | SN |  |  | NA | Y | Y |  |  |  |  | Y |  |  | Y
9097 | Huntington Resource Recovery | 50656 | Huntington Resource Recovery Facility | NY | UNIT2 | OP | N | OP | SN |  |  | NA | Y | Y |  |  |  |  | Y |  |  | Y
9097 | Huntington Resource Recovery | 50656 | Huntington Resource Recovery Facility | NY | UNIT3 | OP | N | OP | SN |  |  | NA | Y | Y |  |  |  |  | Y |  |  | Y
49760 | Covanta Montgomery, Inc. | 50657 | Montgomery County Resource Recovery | MD | 1 | OP | N | OP | LN | OV | SN | PB | Y | Y |  | Y |  | Y | Y |  |  |  | Y
49760 | Covanta Montgomery, Inc. | 50657 | Montgomery County Resource Recovery | MD | 2 | OP | N | OP | LN | OV | SN | PB | Y | Y |  | Y |  | Y | Y |  |  |  | Y
49760 | Covanta Montgomery, Inc. | 50657 | Montgomery County Resource Recovery | MD | 3 | OP | N | OP | LN | OV | SN | PB | Y | Y |  | Y |  | Y | Y |  |  |  | Y
4425 | Covanta Fairfax Inc | 50658 | Covanta Fairfax Energy | VA | 1 | OP | N | OP | SN |  |  | NA | Y | Y |  | Y |  |  | Y |  |  | Y
4425 | Covanta Fairfax Inc | 50658 | Covanta Fairfax Energy | VA | 2 | OP | N | OP | SN |  |  | NA | Y | Y |  | Y
4425 | Covanta Fairfax Inc | 50658 | Covanta Fairfax Energy | VA | 3 | OP | N | OP | SN |  |  | NA | Y | Y |  | Y
4425 | Covanta Fairfax Inc | 50658 | Covanta Fairfax Energy | VA | 4 | OP | N | OP | SN |  |  | NA | Y | Y |  | Y
56316 | Covanta WBH LLC | 50660 | Covanta WBH LLC | OK | 1 | OP | N | OP | SN |  |  | NA | Y | Y |  | Y |  |  | Y |  |  | Y
56316 | Covanta WBH LLC | 50660 | Covanta WBH LLC | OK | 2 | OP | N | OP | SN |  |  | NA | Y | Y |  | Y |  |  | Y |  |  | Y
56316 | Covanta WBH LLC | 50660 | Covanta WBH LLC | OK | 3 | OP | N | OP | SN |  |  | NA | Y | Y |  | Y |  |  | Y |  |  | Y
13982 | Ogden Projects Inc-Haverhill | 50661 | Covanta Haverhill | MA | A | OP |  | OP | OV |  |  | NA | Y | Y | [7 empty] | Y
13982 | Ogden Projects Inc-Haverhill | 50661 | Covanta Haverhill | MA | B | OP |  | OP | OV |  |  | NA | Y | Y | [7 empty] | Y
4487 | Covanta Onondega LP | 50662 | Onondaga County Resource Recovery | NY | UNIT1 | OP | N | OP | SN |  |  | NA | Y | Y |  | Y | [5 empty] | Y
4487 | Covanta Onondega LP | 50662 | Onondaga County Resource Recovery | NY | UNIT2 | OP | N | OP | SN |  |  | NA | Y | Y |  | Y | [5 empty] | Y
4487 | Covanta Onondega LP | 50662 | Onondaga County Resource Recovery | NY | UNIT3 | OP | N | OP | SN |  |  | NA | Y | Y |  | Y | [5 empty] | Y
4496 | Covanta Alexandria/Arlington | 50663 | Covanta Alexandria/Arlington Energy | VA | B100 | OP | N | OP | SN |  |  | NA | Y | Y |  | Y
4496 | Covanta Alexandria/Arlington | 50663 | Covanta Alexandria/Arlington Energy | VA | B200 | OP | N | OP | SN |  |  | NA | Y | Y |  | Y
4496 | Covanta Alexandria/Arlington | 50663 | Covanta Alexandria/Arlington Energy | VA | B300 | OP | N | OP | SN |  |  | NA | Y | Y |  | Y
4427 | Covanta Projects LP | 50664 | Covanta Wallingford Energy | CT | B101 | OP | N | OP | FR |  |  | NA | Y | Y |  | Y |  | Y | Y |  |  | Y
4427 | Covanta Projects LP | 50664 | Covanta Wallingford Energy | CT | B102 | OP | N | OP | FR |  |  | NA | Y | Y |  | Y |  | Y | Y
4427 | Covanta Projects LP | 50664 | Covanta Wallingford Energy | CT | B103 | OP | N | OP | FR |  |  | NA | Y | Y |  | Y |  | Y | Y
14519 | Pasco County | 50666 | Pasco Cnty Solid Waste Resource Recovery | FL | B1 | OP |  | OP | SN |  |  | NA | Y | Y |  | Y | [5 empty] | Y
14519 | Pasco County | 50666 | Pasco Cnty Solid Waste Resource Recovery | FL | B2 | OP |  | OP | SN |  |  | NA | Y | Y |  | Y | [5 empty] | Y
14519 | Pasco County | 50666 | Pasco Cnty Solid Waste Resource Recovery | FL | B3 | OP |  | OP | SN |  |  | NA | Y | Y |  | Y | [5 empty] | Y
30151 | Tri-State G & T Assn, Inc | 50707 | JM Shafer Generating Station | CO | HRSG A | OP | Db | OP | LA |  |  | NA | N
30151 | Tri-State G & T Assn, Inc | 50707 | JM Shafer Generating Station | CO | HRSG B | OP | Db | OP | LA |  |  | NA | N
30151 | Tri-State G & T Assn, Inc | 50707 | JM Shafer Generating Station | CO | HRSG C | OP | Db | OP | LA |  |  | NA | N
30151 | Tri-State G & T Assn, Inc | 50707 | JM Shafer Generating Station | CO | HRSG D | OP | Db | OP | LA |  |  | NA | N
30151 | Tri-State G & T Assn, Inc | 50707 | JM Shafer Generating Station | CO | HRSG E | OP | Db | OP | LA |  |  | NA | N
19511 | University of Alaska | 50711 | University of Alaska Fairbanks | AK | BLR1 | op |  | NA | NA |  |  | NA | N
19511 | University of Alaska | 50711 | University of Alaska Fairbanks | AK | BLR2 | OP |  | NA | NA |  |  | NA | N
19511 | University of Alaska | 50711 | University of Alaska Fairbanks | AK | BLR3 | OP |  | NA | NA |  |  | NA | N
19511 | University of Alaska | 50711 | University of Alaska Fairbanks | AK | BLR4 | OP |  | NA | NA |  |  | NA | N
19517 | United States Steel- Clairton | 50729 | Clairton Works | PA | 1BLR | OP |  | NA | NA |  |  | NA | N
19517 | United States Steel- Clairton | 50729 | Clairton Works | PA | 2BLR | OP |  | NA | NA |  |  | NA | N
19517 | United States Steel- Clairton | 50729 | Clairton Works | PA | R1BLR | OP |  | NA | NA |  |  | NA | N
19517 | United States Steel- Clairton | 50729 | Clairton Works | PA | R2BLR | OP |  | NA | NA |  |  | NA | N
19517 | United States Steel- Clairton | 50729 | Clairton Works | PA | T1BLR | OP |  | NA | NA |  |  | NA | N
19517 | United States Steel- Clairton | 50729 | Clairton Works | PA | T2BLR | OP |  | NA | NA |  |  | NA | N
19370 | United States Steel Corporation | 50730 | Fairfield Works | AL | 10 | OP | N | NA | NA |  |  | NA | N
19370 | United States Steel Corporation | 50730 | Fairfield Works | AL | 5 | OP | N | NA | NA |  |  | NA | N
19370 | United States Steel Corporation | 50730 | Fairfield Works | AL | 8 | OP | N | NA | NA |  |  | NA | N
19370 | United States Steel Corporation | 50730 | Fairfield Works | AL | 9 | OP | N | NA | NA |  |  | NA | N
19519 | United States Steel-Mon Valley | 50732 | Mon Valley Works | PA | ETBLR1 | OP | N | NA | NA |  |  | NA | N
19519 | United States Steel-Mon Valley | 50732 | Mon Valley Works | PA | ETBLR2 | OP | N | NA | NA |  |  | NA | N
19519 | United States Steel-Mon Valley | 50732 | Mon Valley Works | PA | ETBLR3 | OP | N | NA | NA |  |  | NA | N
19526 | United States Steel-Gary | 50733 | Gary Works | IN | 4BH1 | OP | N | NA | NA |  |  | NA | N
19526 | United States Steel-Gary | 50733 | Gary Works | IN | 4BH2 | OP | N | NA | NA |  |  | NA | N
19526 | United States Steel-Gary | 50733 | Gary Works | IN | 4BH3 | OP | N | NA | NA |  |  | NA | N
19526 | United States Steel-Gary | 50733 | Gary Works | IN | TBB1 | OP | N | NA | NA |  |  | NA | N
19526 | United States Steel-Gary | 50733 | Gary Works | IN | TBB2 | OP | N | NA | NA |  |  | NA | N
19526 | United States Steel-Gary | 50733 | Gary Works | IN | TBB3 | OP | N | NA | NA |  |  | NA | N
19526 | United States Steel-Gary | 50733 | Gary Works | IN | TBB4A | OS | Db | NA | NA |  |  | NA | N
19526 | United States Steel-Gary | 50733 | Gary Works | IN | TBB5 | OP | N | NA | NA |  |  | NA | N
19526 | United States Steel-Gary | 50733 | Gary Works | IN | TBB6 | OP | D | NA | NA |  |  | NA | N
57182 | ReEnergy Sterling CT LP | 50736 | Exeter Energy LP | CT | B1 | OP | N | OP | SN |  |  | NA | N
57182 | ReEnergy Sterling CT LP | 50736 | Exeter Energy LP | CT | B2 | OP | N | OP | SN |  |  | NA | N
15085 | Pinetree Power Tamworth Inc | 50739 | Pinetree Power Tamworth | NH | 0100 | OP | N | OP | LA | OV |  | NA | N
18020 | Starrett City Inc | 50743 | Starrett City Cogen Facility | NY | 1 | OP | N | NA | NA |  |  | NA | N
18020 | Starrett City Inc | 50743 | Starrett City Cogen Facility | NY | 2 | OP | N | NA | NA |  |  | NA | N
18020 | Starrett City Inc | 50743 | Starrett City Cogen Facility | NY | 3 | OP | N | NA | NA |  |  | NA | N
18020 | Starrett City Inc | 50743 | Starrett City Cogen Facility | NY | 4 | SB | N | NA | NA |  |  | NA | N
14182 | Sterling Power Partners LP | 50744 | Sterling Power Plant | PA: NY; MAIN: HRSG; OP: OP
19781 | Viking Energy Corp | 50770 | Viking Energy of McBain | MI | B1 | OP | N | OP | OV |  |  | NA | N
19900 | Viking Energy Corp | 50771 | Viking Energy of Northumberland | PA | B1 | OS | N | OS | OV |  |  | NA | N
19781 | Viking Energy Corp | 50772 | Viking Energy of Lincoln | MI | B1 | OP | N | OP | OV |  |  | NA | N
54827 | Telogia Power LLC | 50774 | Telogia Power | FL | 1 | OP | N | NA | NA |  |  | NA | N
14432 | Panther Creek Power Operating, LLC | 50776 | Panther Creek Energy Facility | PA | BLR1 | OP | N | OP | CF | OV | SN | NA | Y | [8 empty] | Y
14432 | Panther Creek Power Operating, LLC | 50776 | Panther Creek Energy Facility | PA | BLR2 | OP | N | OP | CF | OV | SN | NA | Y | [8 empty] | Y
55914 | GE Energy Financial Services | 50799 | Parlin Power Plant | NJ | WH 1 | OP |  | OP | SR |  |  | NA | N
55914 | GE Energy Financial Services | 50799 | Parlin Power Plant | NJ | WH 2 | OP |  | OP | SR |  |  | NA | N
27718 | RockTenn-Seminole | 50803 | Seminole Mill | FL | 1 | OP | N | OP | LN | LA | FR | CN | N
27718 | RockTenn-Seminole | 50803 | Seminole Mill | FL | 2 | OP | N | OP | LN | LA | FR | CN | N
27718 | RockTenn-Seminole | 50803 | Seminole Mill | FL | 3 | OP | N | OP | LN | LA | FR | CN | N
20505 | Weyerhaeuser NR Port Wentworth | 50804 | Port Wentworth Mill | GA | 4 | OP |  | OZ | NA |  |  | NA | Y | [13 empty] | Y
20505 | Weyerhaeuser NR Port Wentworth | 50804 | Port Wentworth Mill | GA | RE01 | OP |  | OZ | LN |  |  | BW | Y | [13 empty] | Y
55973 | Catalyst Paper Corp | 50805 | Catalyst Paper Snowflake Mill | AZ | 1PB | SB |  | NA | NA |  |  | NA | N
55973 | Catalyst Paper Corp | 50805 | Catalyst Paper Snowflake Mill | AZ | 2PB | OP |  | SB | OV |  |  | NA | N
55973 | Catalyst Paper Corp | 50805 | Catalyst Paper Snowflake Mill | AZ | 3PB | SB |  | SB | LN |  |  | NC | N
18162 | RockTenn-Florence | 50806 | Florence Mill | SC | PB3 | OP | N | NA | NA |  |  | NA | N
18162 | RockTenn-Florence | 50806 | Florence Mill | SC | PB4 | OP | Db | OP | LN | OV |  | CN | N
18162 | RockTenn-Florence | 50806 | Florence Mill | SC | RBF | OP | N | NA | NA |  |  | NA | N
18162 | RockTenn-Florence | 50806 | Florence Mill | SC | PB1 | OP | N | NA | NA |  |  | NA | N
18157 | Stone Container Corp-Panama Ci | 50807 | Stone Container Panama City Mill | FL | 1RB | OP | N | NA | NA |  |  | NA | N
18157 | Stone Container Corp-Panama Ci | 50807 | Stone Container Panama City Mill | FL | 2RB | OP | N | NA | NA |  |  | NA | N
18157 | Stone Container Corp-Panama Ci | 50807 | Stone Container Panama City Mill | FL | 3BB | OP | N | OP | LN |  |  | BW | N
18157 | Stone Container Corp-Panama Ci | 50807 | Stone Container Panama City Mill | FL | 4BB | OP | N | NA | NA |  |  | NA | N
18155 | RockTenn-Stone Container Corp | 50810 | Stone Container Hodge | LA | 2RB | OP | N | NA | NA |  |  | NA | N
18155 | RockTenn-Stone Container Corp | 50810 | Stone Container Hodge | LA | 3RB | OP | N | NA | NA |  |  | NA | N
18155 | RockTenn-Stone Container Corp | 50810 | Stone Container Hodge | LA | CB | OP | N | OP | AA |  |  | NA | N
18155 | RockTenn-Stone Container Corp | 50810 | Stone Container Hodge | LA | PB | OP | N | NA | NA |  |  | NA | N
18158 | RockTenn CP LLC Coshocton | 50811 | RockTenn Coshocton Mill | OH | 6 | OP | N | NA | NA |  |  | NA | Y | [6 empty] | Y
18147 | RockTenn-Hopewell | 50813 | Hopewell Mill | VA | CB1 | OP | N | OP | OV |  |  | NA | N
18147 | RockTenn-Hopewell | 50813 | Hopewell Mill | VA | RB1 | OP | N | NA | NA |  |  | NA | N
55879 | Optim Energy LLC | 50815 | Optim Energy Altura Cogen LLC | TX | HRB1 | OP | Db | OP | LN |  |  | JZ | N
55879 | Optim Energy LLC | 50815 | Optim Energy Altura Cogen LLC | TX | HRB2 | OP | Db | OP | LN |  |  | JZ | N
18414 | TES Filer City Station LP | 50835 | TES Filer City Station | MI | 1 | OP | N | OP | OV |  |  | NA | N
18414 | TES Filer City Station LP | 50835 | TES Filer City Station | MI | 2 | OP | N | OP | OV |  |  | NA | N
16899 | SERRF Joint Powers Authority | 50837 | Southeast Resource Recovery | CA | UNIT1 | OP | N | OP | SN |  |  | NA | Y | Y
16899 | SERRF Joint Powers Authority | 50837 | Southeast Resource Recovery | CA | UNIT2 | OP | N | OP | SN |  |  | NA | Y | Y
16899 | SERRF Joint Powers Authority | 50837 | Southeast Resource Recovery | CA | UNIT3 | OP | N | OP | SN |  |  | NA | Y | Y
56097 | Noranda Alumina LLC | 50846 | Noranda Alumina LLC | LA | PB1 | OP | N | NA | NA |  |  | NA | N
56097 | Noranda Alumina LLC | 50846 | Noranda Alumina LLC | LA | PB2 | OP | N | NA | NA |  |  | NA | N
56097 | Noranda Alumina LLC | 50846 | Noranda Alumina LLC | LA | PB3 | OP | N | NA | NA |  |  | NA | N
56097 | Noranda Alumina LLC | 50846 | Noranda Alumina LLC | LA | PB4 | OP | N | NA | NA |  |  | NA | N
8633 | Hillsborough County | 50858 | Hillsborough County Resource Recovery | FL | MWC1B | OP |  | OP | NH3 |  |  | NA | Y | Y |  | Y | [5 empty] | Y
8633 | Hillsborough County | 50858 | Hillsborough County Resource Recovery | FL | MWC2C | OP |  | OP | NH3 |  |  | NA | Y | Y |  | Y | [5 empty] | Y
8633 | Hillsborough County | 50858 | Hillsborough County Resource Recovery | FL | MWC3D | OP |  | OP | NH3 |  |  | NA | Y | Y |  | Y | [5 empty] | Y
8633 | Hillsborough County | 50858 | Hillsborough County Resource Recovery | FL | MWC4E | OP |  | OP | NH3 |  |  | NA | Y | Y |  | Y | [5 empty] | Y
4447 | Covanta Lancaster Inc | 50859 | Lancaster County Resource Recovery | PA | BLR1 | OP | N | OP | OV | SN |  | NA | Y | Y |  | Y |  | Y | Y |  |  | Y
4447 | Covanta Lancaster Inc | 50859 | Lancaster County Resource Recovery | PA | BLR2 | OP | N | OP | OV | SN |  | NA | Y | Y |  | Y |  | Y | Y |  |  | Y
4447 | Covanta Lancaster Inc | 50859 | Lancaster County Resource Recovery | PA | BLR3 | OP | N | OP | OV | SN |  | NA | Y | Y |  | Y |  | Y | Y |  |  | Y
10162 | Kent County | 50860 | Kent County Waste to Energy Facility | MI | BLR1 | OP | N | OP | SN |  |  | NA | Y | Y |  | Y |  | Y |  |  |  | Y
10162 | Kent County | 50860 | Kent County Waste to Energy Facility | MI | BLR2 | OP | N | OP | SN |  |  | NA | Y | Y |  | Y |  | Y |  |  |  | Y
20541 | Wheelabrator Environmental Systems | 50872 | Wheelabrator Claremont Facility | bar: PA to MAIN
20541 | Wheelabrator Environmental Systems | 50872 | Wheelabrator Claremont Facility | bar: PA to MAIN
20541 | Wheelabrator Environmental Systems | 50873 | Wheelabrator Concord Facility | NH | B1 | OP | N | OP | SN |  |  | NA | Y | Y |  |  |  | Y |  | Y |  | Y
20541 | Wheelabrator Environmental Systems | 50873 | Wheelabrator Concord Facility | NH | B2 | OP | N | OP | SN |  |  | NA | Y | Y |  |  |  | Y |  | Y |  | Y
55766 | Boralex Sherman LLC | 50874 | Boralex Sherman LLC | ME | 19425 | OS | N | NA | NA |  |  | NA | N
20541 | Wheelabrator Environmental Systems | 50875 | McKay Bay Facility | FL | 1 | OP | N | OP | SN |  |  | NA | Y | Y |  | Y |  | Y
20541 | Wheelabrator Environmental Systems | 50875 | McKay Bay Facility | FL | 2 | OP | N | OP | SN |  |  | NA | Y | Y |  | Y
20541 | Wheelabrator Environmental Systems | 50875 | McKay Bay Facility | FL | 3 | OP | N | OP | SN |  |  | NA | Y | Y |  | Y
20541 | Wheelabrator Environmental Systems | 50875 | McKay Bay Facility | FL | 4 | OP | N | OP | SN |  |  | NA | Y | Y |  | Y
20541 | Wheelabrator Environmental Systems | 50877 | Wheelabrator North Andover | MA | B1 | OP | N | OP | OV | SN | LN | FN | Y | Y |  | Y |  | Y | Y |  |  | Y
20541 | Wheelabrator Environmental Systems | 50877 | Wheelabrator North Andover | MA | B2 | OP | N | OP | OV | SN | LN | FN | Y | Y
20541 | Wheelabrator Environmental Systems | 50878 | Wheelabrator Millbury Facility | MA | UNIT1 | OP | N | OP | AA | SN |  | NA | Y | Y |  | Y |  | Y | Y |  |  | Y
20541 | Wheelabrator Environmental Systems | 50878 | Wheelabrator Millbury Facility | MA | UNIT2 | OP | N | OP | AA | SN |  | NA | Y | Y |  | Y |  | Y | Y |  |  | Y
20541 | Wheelabrator Environmental Systems | 50879 | Wheelabrator Frackville Energy | PA | BLR1 | OP | N | OP | CF |  |  | NA | N
20541 | Wheelabrator Environmental Systems | 50880 | Wheelabrator Saugus | MA | UNIT1 | OP | N | OP | SN |  |  | NA | Y | Y |  | Y |  | Y | Y |  | Y
20541 | Wheelabrator Environmental Systems | 50880 | Wheelabrator Saugus | MA | UNIT2 | OP | N | OP | SN |  |  | NA | Y | Y |  | Y |  | Y | Y |  | Y
20541 | Wheelabrator Environmental Systems | 50881 | Wheelabrator Shasta | CA | BLR1 | OP | N | OP | SN |  |  | NA | N
20541 | Wheelabrator Environmental Systems | 50881 | Wheelabrator Shasta | CA | BLR2 | OP | N | OP | SN |  |  | NA | N
20541 | Wheelabrator Environmental Systems | 50881 | Wheelabrator Shasta | CA | BLR3 | OP | N | OP | SN |  |  | NA | N
20541 | Wheelabrator Environmental Systems | 50882 | Wheelabrator Westchester | NY | 1 | OP | N | OP | SN |  |  | NA | Y | Y |  | Y |  | Y | Y |  | Y
20541 | Wheelabrator Environmental Systems | 50882 | Wheelabrator Westchester | NY | 2 | OP | N | OP | SN |  |  | NA | Y | Y |  | Y |  | Y | Y |  | Y
20541 | Wheelabrator Environmental Systems | 50882 | Wheelabrator Westchester | NY | 3 | OP | N | OP | SN |  |  | NA | Y | Y |  | Y |  | Y | Y |  | Y
20541 | Wheelabrator Environmental Systems | 50883 | Wheelabrator Bridgeport | CT | BLR1 | OP |  | OP | SN |  |  | NA | Y | Y |  | Y |  | Y | Y |  | Y
20541 | Wheelabrator Environmental Systems | 50883 | Wheelabrator Bridgeport | CT | BLR2 | OP |  | OP | SN |  |  | NA | Y | Y |  | Y |  | Y | Y |  | Y
20541 | Wheelabrator Environmental Systems | 50883 | Wheelabrator Bridgeport | CT | BLR3 | OP |  | OP | SN |  |  | NA | Y | Y |  | Y |  | Y | Y |  | Y
55871 | GCS Energy Recovery of Pinellas, Inc | 50884 | GCS Energy Recovery of Pinellas, Inc | FL | B101 | OP | N | OP | SN |  |  | NA | Y | Y |  | Y |  |  |  |  | Y
55871 | GCS Energy Recovery of Pinellas, Inc | 50884 | GCS Energy Recovery of Pinellas, Inc | FL | B102 | OP | N | OP | SN |  |  | NA | Y | Y
55871 | GCS Energy Recovery of Pinellas, Inc | 50884 | GCS Energy Recovery of Pinellas, Inc | FL | B103 | OP | N | OP | SN |  |  | NA | Y | Y
20541 | Wheelabrator Environmental Systems | 50885 | Wheelabrator Gloucester LP | NJ | BLR1 | OP | N | OP | SN |  |  | NA | Y | Y |  | Y |  | Y | Y |  |  | Y
20541 | Wheelabrator Environmental Systems | 50885 | Wheelabrator Gloucester LP | NJ | BLR2 | OP | N | OP | SN |  |  | NA | Y | Y |  | Y |  | Y | Y |  |  | Y
20541 | Wheelabrator Environmental Systems | 50886 | Wheelabrator Spokane | WA | 1-1A | OP | N | OP | SN |  |  | NA | Y | Y |  | Y |  | Y | Y |  |  | Y
20541 | Wheelabrator Environmental Systems | 50886 | Wheelabrator Spokane | WA | 1-1B | OP | N | OP | SN |  |  | NA | Y | Y
20541 | Wheelabrator Environmental Systems | 50887 | Wheelabrator South Broward | FL | BLR1 | OP | N | OP | SN |  |  | NA | Y | Y |  | Y |  | Y | Y |  | Y
20541 | Wheelabrator Environmental Systems | 50887 | Wheelabrator South Broward | FL | BLR2 | OP | N | OP | SN |  |  | NA | Y | Y |  | Y |  | Y | Y |  | Y
20541 | Wheelabrator Environmental Systems | 50887 | Wheelabrator South Broward | FL | BLR3 | OP | N | OP | SN |  |  | NA | Y | Y |  | Y |  | Y | Y |  | Y
14932 | US Operating Services Company | 50888 | Northampton Generating Company LP | PA | BLR1 | OP | Db | OP | SN | CF |  | NA | N
20508 | MeadWestvaco Corp | 50900 | Covington Facility | VA | 10PB | OP | N | OP | LN |  |  | NA | N
20508 | MeadWestvaco Corp | 50900 | Covington Facility | VA | 11PB | OP | Db | OP | FR | LA |  | NA | N
20508 | MeadWestvaco Corp | 50900 | Covington Facility | VA | 1PB | CO | Db | CO | SN | CF | FR | NA | Y | Y |  |  |  | Y |  |  |  | Y
20508 | MeadWestvaco Corp | 50900 | Covington Facility | VA | 1RB | OP | N | NA | NA |  |  | NA | N
20508 | MeadWestvaco Corp | 50900 | Covington Facility | VA | 2RB | OP | N | NA | NA |  |  | NA | N
20508 | MeadWestvaco Corp | 50900 | Covington Facility | VA | 6PB | OP | N | OP | LN | LA |  | DD | N
20508 | MeadWestvaco Corp | 50900 | Covington Facility | VA | 7PB | OP | N | OP | OV | FR | LA | NA | N
20508 | MeadWestvaco Corp | 50900 | Covington Facility | VA | 8PB | OP | N | OP | OV | FR | LA | NA | N
20508 | MeadWestvaco Corp | 50900 | Covington Facility | VA | 9PB | OP | N | OP | OV | LA |  | NA | N
21773 | Yellowstone Energy LP | 50931 | Yellowstone Energy LP | MT | BLR1 | OP | N | OP | CF | OV |  | NA | N
21773 | Yellowstone Energy LP | 50931 | Yellowstone Energy LP | MT | BLR2 | OP | N | OP | CF | OV |  | NA | N
49801 | Wausau Paper Mills LLC | 50933 | Rhinelander Mill | WI | BLR1 | OP | N | NA | NA |  |  | NA | N
49801 | Wausau Paper Mills LLC | 50933 | Rhinelander Mill | WI | BLR2 | OP | N | NA | NA |  |  | NA | N
49801 | Wausau Paper Mills LLC | 50933 | Rhinelander Mill | WI | BLR3 | OP | N | NA | NA |  |  | NA | N
49801 | Wausau Paper Mills LLC | 50933 | Rhinelander Mill | WI | BLR4 | OS | N | NA | NA |  |  | NA | N
49801 | Wausau Paper Mills LLC | 50933 | Rhinelander Mill | WI | BLR5 | RE | N | NA | NA |  |  | NA | N
49801 | Wausau Paper Mills LLC | 50933 | Rhinelander Mill | WI | BLR7 | OP | N | NA | NA |  |  | NA | N
49801 | Wausau Paper Mills LLC | 50933 | Rhinelander Mill | WI | BLR8 | OP | N | OP | AA | LN |  | JZ | N
49893 | Invenergy Services LLC | 50949 | Hardee Power Station | PA: FL; MAIN: 1A; OP: OP
49893 | Invenergy Services LLC | 50949 | Hardee Power Station | PA: FL; MAIN: 1B; OP: OP
21734 | Sunnyside Cogeneration Assoc | 50951 | Sunnyside Cogen Associates | UT | 1 | OP |  | OP | CF |  |  | NA | Y | [5 empty] | Y |  |  | Y
23931 | Resolute Forest Products | 50956 | Bowater Newsprint Calhoun Operation | TN | PB3 | OP | N | OP | LN |  |  | BW | N
23931 | Resolute Forest Products | 50956 | Bowater Newsprint Calhoun Operation | TN | RB3 | OP | N | OP | AA | LA |  | NA | N
23931 | Resolute Forest Products | 50956 | Bowater Newsprint Calhoun Operation | TN | BFB | OP | N | OP | SN |  |  | NA | N
23931 | Resolute Forest Products | 50956 | Bowater Newsprint Calhoun Operation | TN | PB1 | OP | N | NA | NA |  |  | NA | N
23931 | Resolute Forest Products | 50956 | Bowater Newsprint Calhoun Operation | TN | PB2 | OP | N | OP | LN |  |  | BW | N
4440 | Covanta Union Operations LLC | 50960 | Union County Resource Recovery | NJ | UNIT1 | OP | N | OP | SN | AA | OV | NA | Y | Y |  | Y |  | Y |  |  |  | Y
4440 | Covanta Union Operations LLC | 50960 | Union County Resource Recovery | NJ | UNIT2 | OP | N | OP | SN | AA | OV | NA | Y | Y |  | Y |  | Y |  |  |  | Y
4440 | Covanta Union Operations LLC | 50960 | Union County Resource Recovery | NJ | UNIT3 | OP | N | OP | SN | AA | OV | NA | Y | Y |  | Y |  | Y |  |  |  | Y
19876 | Virginia Electric & Power Co | 50966 | Bellmeade Power Station | VA | 1 | OP | Dc | OP | SR |  |  | NA | N
19876 | Virginia Electric & Power Co | 50966 | Bellmeade Power Station | VA | 2 | OP | Dc | OP | SR |  |  | NA | N
34359 | Curators of the University of Missouri | 50969 | MU Combined Heat and Power Plant | MO | BLR10 | OP | N | NA | NA |  |  | NA | N
34359 | Curators of the University of Missouri | 50969 | MU Combined Heat and Power Plant | MO | BLR11 | RE | N | NA | NA |  |  | NA | Y | [9 empty] | Y
34359 | Curators of the University of Missouri | 50969 | MU Combined Heat and Power Plant | MO | BLR12 | OP | N | OP | FR | LN |  | CN | N
34359 | Curators of the University of Missouri | 50969 | MU Combined Heat and Power Plant | MO | BLR7 | OP | N | NA | NA |  |  | NA | N
34359 | Curators of the University of Missouri | 50969 | MU Combined Heat and Power Plant | MO | BLR8 | OP | N | NA | NA |  |  | NA | N
34359 | Curators of the University of Missouri | 50969 | MU Combined Heat and Power Plant | MO | BLR9 | OP | N | NA | NA |  |  | NA | N
34359 | Curators of the University of Missouri | 50969 | MU Combined Heat and Power Plant | MO | HRSG1 | OP |  | NA | NA |  |  | NA | N
34359 | Curators of the University of Missouri | 50969 | MU Combined Heat and Power Plant | MO | HRSG2 | OP |  | NA | NA |  |  | NA | N
12981 | Motiva Enterprises LLC | 50973 | Motiva Enterprises Port Arthur Refinery | TX | 29 | RE | N | NA | NA |  |  | NA | N
12981 | Motiva Enterprises LLC | 50973 | Motiva Enterprises Port Arthur Refinery | TX | 32 | RE | N | NA | NA |  |  | NA | N
12981 | Motiva Enterprises LLC | 50973 | Motiva Enterprises Port Arthur Refinery | TX | 33 | RE | N | NA | NA |  |  | NA | N
12981 | Motiva Enterprises LLC | 50973 | Motiva Enterprises Port Arthur Refinery | TX | 34 | OP | D | NA | NA |  |  | NA | N
12981 | Motiva Enterprises LLC | 50973 | Motiva Enterprises Port Arthur Refinery | TX | 35 | OP | D | NA | NA |  |  | NA | N
12981 | Motiva Enterprises LLC | 50973 | Motiva Enterprises Port Arthur Refinery | TX | 36 | OP | N | NA | NA |  |  | NA | N
12981 | Motiva Enterprises LLC | 50973 | Motiva Enterprises Port Arthur Refinery | TX | 37 | OP | N | OP | NH3 |  |  | NA | N
12981 | Motiva Enterprises LLC | 50973 | Motiva Enterprises Port Arthur Refinery | TX | 41 | OP | N | CO | NH3 | LN |  | NA | N
12981 | Motiva Enterprises LLC | 50973 | Motiva Enterprises Port Arthur Refinery | TX | 42 | OP | N | CO | NH3 |  |  | NA | N
12981 | Motiva Enterprises LLC | 50973 | Motiva Enterprises Port Arthur Refinery | TX | 43 | OP | N | CO | NH3 |  |  | NA | N
12981 | Motiva Enterprises LLC | 50973 | Motiva Enterprises Port Arthur Refinery | TX | 44 | OP | N | CO | NH3 |  |  | NA | N
12981 | Motiva Enterprises LLC | 50973 | Motiva Enterprises Port Arthur Refinery | TX | 46 | OP | Db | CO | NH3 | LN |  | JZ | N
12981 | Motiva Enterprises LLC | 50973 | Motiva Enterprises Port Arthur Refinery | TX | COB | RE | D | NA | NA |  |  |  | N
14932 | US Operating Services Company | 50974 | Scrubgrass Generating Company LP | PA | UNIT 1 | OP |  | OZ | SN | CF |  | NA | Y | [5 empty] | Y | [8 empty] | Y
14932 | US Operating Services Company | 50974 | Scrubgrass Generating Company LP | PA | UNIT 2 | OP |  | OZ | SN | CF |  | NA | Y | [5 empty] | Y | [8 empty] | Y
14932 | US Operating Services Company | 50976 | Indiantown Cogeneration LP | FL | AAB01 | OP | Db | OP | SR | OV | LN | FW | Y |  |  | Y | [6 empty] | Y |  |  |  |  | Y
24202 | Carr Street Generating Sta LP | 50978 | Carr Street Generating Station | PA: NY; MAIN: HRSG1; OP: OP
24202 | Carr Street Generating Sta LP | 50978 | Carr Street Generating Station | PA: NY; MAIN: HRSG2; OP: OP
54824 | SUEZ Energy Generation NA Inc | 51026 | Ryegate Power Station | VT | BLR1 | OP | N | OP | AA | LA | SN | NA | N
27769 | Ocean State Power Co | 51030 | Ocean State Power | RI | HRSG1 | OP | N | OP | SR |  |  | NA | N
27769 | Ocean State Power Co | 51030 | Ocean State Power | RI | HRSG2 | OP | N | OP | SR |  |  | NA | N
56601 | Covanta MacArthur Renewable Energy | 51038 | MacArthur Waste to Energy Facility | NY | B1 | OP |  | NA | NA |  |  | NA | Y | Y |  |  |  | Y | Y | Y |  |  | Y
56601 | Covanta MacArthur Renewable Energy | 51038 | MacArthur Waste to Energy Facility | NY | B2 | OP |  | NA | NA |  |  | NA | Y | Y |  |  |  | Y | Y | Y |  |  | Y
5347 | Dow Chemical Co | 52006 | LaO Energy Systems | LA | HRU100 | OP | Db | NA | NA |  |  | NA | N
5347 | Dow Chemical Co | 52006 | LaO Energy Systems | LA | HRU200 | OP | Db | NA | NA |  |  | NA | N
19876 | Virginia Electric & Power Co | 52007 | Mecklenburg Power Station | VA | BLR1 | OP | Da | OP | AA | LN |  | FW | Y |  |  | Y
19876 | Virginia Electric & Power Co | 52007 | Mecklenburg Power Station | VA | BLR2 | OP | Da | OP | AA | LN |  | FW | Y |  |  | Y
10875 | Lee County Board-Commissioners | 52010 | Lee County Solid Waste Energy | FL | BLR1 | OP | N | OP | SN |  |  | NA | Y | Y |  | Y | [5 empty] | Y
10875 | Lee County Board-Commissioners | 52010 | Lee County Solid Waste Energy | FL | BLR2 | OP | N | OP | SN |  |  | NA | Y | Y |  | Y | [5 empty] | Y
10875 | Lee County Board-Commissioners | 52010 | Lee County Solid Waste Energy | FL | BLR3 | OP |  | OP | SN |  |  | NA | Y | Y |  | Y | [5 empty] | Y
5310 | Doswell Ltd Partnership | 52019 | Doswell Energy Center | VA | HR501 | OP | Da | OP | SR |  |  | NA | N
5310 | Doswell Ltd Partnership | 52019 | Doswell Energy Center | VA | HR502 | OP | Da | OP | SR |  |  | NA | N
5310 | Doswell Ltd Partnership | 52019 | Doswell Energy Center | VA | HR601 | OP | Da | OP | SR |  |  | NA | N
5310 | Doswell Ltd Partnership | 52019 | Doswell Energy Center | VA | HR602 | OP | Da | OP | SR |  |  | NA | N
16001 | Rhode Island Hospital | 52024 | Rhode Island Hospital | RI | 2 | OP | N | OP | FR |  |  | FB | N
16001 | Rhode Island Hospital | 52024 | Rhode Island Hospital | RI | 3 | OP | N | OP | FR |  |  | FB | N
16001 | Rhode Island Hospital | 52024 | Rhode Island Hospital | RI | 4 | OP | N | OP | FR |  |  | FB | N
16001 | Rhode Island Hospital | 52024 | Rhode Island Hospital | RI | 5 | OP | N | OP | FR |  |  | FB | N
16001 | Rhode Island Hospital | 52024 | Rhode Island Hospital | RI | 6 | OP |  | OP | FR |  |  | NC | N
56516 | Morris Energy Operations Company, LLC | 52026 | Dartmouth Power Associates LP | MA | HRSG | OP |  | OP | SR | H20 | NH3
2091 | Phillips 66 | 52031 | Alliance Refinery | LA | B01B3 | OP | N | OP | LN | FR |  | CN | N
19724 | Vanderbilt University | 52048 | Vanderbilt University Power Plant | TN | 7 | OP | N | NA | NA |  |  | NA | N
19724 | Vanderbilt University | 52048 | Vanderbilt University Power Plant | TN | 8 | OP | N | NA | NA |  |  | NA | N
19724 | Vanderbilt University | 52048 | Vanderbilt University Power Plant | TN | 9 | OP | N | NA | NA |  |  | NA | N
19724 | Vanderbilt University | 52048 | Vanderbilt University Power Plant | TN | HRSG1 | OP | N | OP | LN | FR |  | OT | N
19724 | Vanderbilt University | 52048 | Vanderbilt University Power Plant | TN | HRSG2 | OP | N | OP | LN | FR |  | OT | N
19153 | Nassau Energy Corp | 52056 | Nassau Energy Corp | NY | 4 | OP |  | NA | NA |  |  | NA | N
22337 | Alcoa World Alumina LLC | 52069 | Point Comfort Operations | TX | HP1 | OP | N | NA | NA |  |  | NA | N
22337 | Alcoa World Alumina LLC | 52069 | Point Comfort Operations | TX | HP2 | OP | N | NA | NA |  |  | NA | N
22337 | Alcoa World Alumina LLC | 52069 | Point Comfort Operations | TX | HP3 | OP | N | NA | NA |  |  | NA | N
22337 | Alcoa World Alumina LLC | 52069 | Point Comfort Operations | TX | HP4 | OP | N | NA | NA |  |  | NA | N
22337 | Alcoa World Alumina LLC | 52069 | Point Comfort Operations | TX | HP5 | OP | N | NA | NA |  |  | NA | N
22337 | Alcoa World Alumina LLC | 52069 | Point Comfort Operations | TX | HP6 | OP | N | OP | LN |  |  | CN | N
57098 | Sandow Power Co LLC | 52071 | Sandow No 5 | TX | 5A | OP | Da | OP | CF | SN |  | NA | Y | Y | [7 empty] | Y |  |  |  | Y
57098 | Sandow Power Co LLC | 52071 | Sandow No 5 | TX | 5B | OP | Da | OP | CF | SN |  | NA | Y | Y | [7 empty] | Y |  |  |  | Y
57098 | Sandow Power Co LLC | 52071 | Sandow No 5 | TX | SANDW1 | RE | N | RE | LN | OV |  | CE | N
57098 | Sandow Power Co LLC | 52071 | Sandow No 5 | TX | SANDW2 | RE | N | RE | LN | OV |  | CE | N
57098 | Sandow Power Co LLC | 52071 | Sandow No 5 | TX | SANDW3 | RE | N | RE | LN | OV |  | CE | N
22218 | U S Army-Radford | 52072 | Radford Army Ammunition Plant | VA | 1 | RE | N |  | NA |  |  |  | N
22218 | U S Army-Radford | 52072 | Radford Army Ammunition Plant | VA | 2 | OP | N | NA | NA |  |  | NA | N
22218 | U S Army-Radford | 52072 | Radford Army Ammunition Plant | VA | 3 | OP | N | NA | NA |  |  | NA | N
22218 | U S Army-Radford | 52072 | Radford Army Ammunition Plant | VA | 4 | OP | N | NA | NA |  |  | NA | N
22218 | U S Army-Radford | 52072 | Radford Army Ammunition Plant | VA | 5 | OP | N | NA | NA |  |  | NA | N
19524 | University of California-LA | 52073 | UCLA So Campus Cogen Project | CA | HRSG A | OP |  | OP | SR |  |  | NA | N
19524 | University of California-LA | 52073 | UCLA So Campus Cogen Project | CA | HRSG B | OP |  | OP | SR |  |  | NA | N
22652 | Texas City Cogeneration LLC | 52088 | Texas City Power Plant | TX | HRSG 1 | OP | Db | OP | LN |  |  | JZ | N
22652 | Texas City Cogeneration LLC | 52088 | Texas City Power Plant | TX | HRSG 2 | OP | Db | OP | LN |  |  | JZ | N
22652 | Texas City Cogeneration LLC | 52088 | Texas City Power Plant | TX | HRSG 3 | OP | Db | OP | LN |  |  | JZ | N
57151 | Celanese Acetate LLC | 52089 | Celanese Acetate LLC | VA | NO1BLR | OP | N | NA | NA |  |  | NA | N
57151 | Celanese Acetate LLC | 52089 | Celanese Acetate LLC | VA | NO2BLR | OP | N | NA | NA |  |  | NA | N
57151 | Celanese Acetate LLC | 52089 | Celanese Acetate LLC | VA | NO3BLR | OP | N | NA | NA |  |  | NA | N
57151 | Celanese Acetate LLC | 52089 | Celanese Acetate LLC | VA | NO4BLR | OP | N | NA | NA |  |  | NA | N
57151 | Celanese Acetate LLC | 52089 | Celanese Acetate LLC | VA | NO5BLR | OP | N | NA | NA |  |  | NA | N
57151 | Celanese Acetate LLC | 52089 | Celanese Acetate LLC | VA | NO6BLR | OP | N | NA | NA |  |  | NA | N
57151 | Celanese Acetate LLC | 52089 | Celanese Acetate LLC | VA | NO7BLR | OP | N | OZ | SN | LN |  | EA | N
57151 | Celanese Acetate LLC | 52089 | Celanese Acetate LLC | VA | NO8BLR | OP | N | OP | LN |  |  | JZ | N
57151 | Celanese Acetate LLC | 52089 | Celanese Acetate LLC | VA | NO9BLR | OP | N | OP | LN |  |  | CN | N
49732 | Chevron Products Company-Richmond | 52105 | Richmond Refinery TG800 | CA | 1BLR | OP | N | OP | LN |  |  | JZ | Y | [14 empty] | Y
49732 | Chevron Products Company-Richmond | 52105 | Richmond Refinery TG800 | CA | 3BLR | OP | N | OP | LN |  |  | JZ | Y | [14 empty] | Y
49732 | Chevron Products Company-Richmond | 52105 | Richmond Refinery TG800 | CA | 4BLR | OP | N | OP | LN |  |  | JZ | Y | [14 empty] | Y
49732 | Chevron Products Company-Richmond | 52105 | Richmond Refinery TG800 | CA | 5BLR | OP | N | OP | LN |  |  | JZ | Y | [14 empty] | Y
49732 | Chevron Products Company-Richmond | 52105 | Richmond Refinery TG800 | CA | 7BLR | OP | N | OP | LN |  |  | JZ | Y | [14 empty] | Y
49732 | Chevron Products Company-Richmond | 52105 | Richmond Refinery TG800 | CA | HRSG1 | OP |  | OP | SR |  |  | NA | N
49732 | Chevron Products Company-Richmond | 52105 | Richmond Refinery TG800 | CA | HRSG2 | OP |  | OP | SR |  |  | NA | N
18340 | PES | 52106 | Philadelphia Refinery | PA | 37 | OP | N | OP | LN | FR |  | PB | N
18340 | PES | 52106 | Philadelphia Refinery | PA | 38 | OS | N | OS | LN |  |  | JZ | N
18340 | PES | 52106 | Philadelphia Refinery | PA | 39 | OP | N | OP | LN | FR |  | PB | N
18340 | PES | 52106 | Philadelphia Refinery | PA | 40 | OP | N | OP | LN | FR |  | PB | N
50163 | Valero Energy Corporation | 52108 | Valero Energy Port Arthur Refinery | TX | 31 | OP |  | OP | LA | LN |  | JZ | N
50163 | Valero Energy Corporation | 52108 | Valero Energy Port Arthur Refinery | TX | 32 | OP |  | OP | LA | LN |  | JZ | N
50163 | Valero Energy Corporation | 52108 | Valero Energy Port Arthur Refinery | TX | 33 | OP |  | OP | LA | LN |  | JZ | N
50163 | Valero Energy Corporation | 52108 | Valero Energy Port Arthur Refinery | TX | 34 | OP |  | OP | LA |  |  | NA | N
50163 | Valero Energy Corporation | 52108 | Valero Energy Port Arthur Refinery | TX | 35 | OP |  | OP | LA |  |  | NA | N
50163 | Valero Energy Corporation | 52108 | Valero Energy Port Arthur Refinery | TX | 6 | RE |  | RE | LA |  |  | NA | N
50163 | Valero Energy Corporation | 52108 | Valero Energy Port Arthur Refinery | TX | 7 | RE |  | RE | LA |  |  | NA | N
19876 | Virginia Electric & Power Co | 52118 | Multitrade of Pittsylvania LP | VA | 101 | OP | N | OP | OV | SN |  | NA | N
19876 | Virginia Electric & Power Co | 52118 | Multitrade of Pittsylvania LP | VA | 102 | OP | N | OP | OV | SN |  | NA | N
19876 | Virginia Electric & Power Co | 52118 | Multitrade of Pittsylvania LP | VA | 103 | OP | N | OP | OV | SN |  | NA | N
5338 | Dow Chemical Co | 52120 | Dow Chemical Texas Operation | TX | G64 | OP | Da | OP | LN | SR |  | GE | N
5338 | Dow Chemical Co | 52120 | Dow Chemical Texas Operation | TX | G65 | OP | Da | OP | LN | SR |  | GE | N
44466 | BP PLC | 52130 | Whiting Refinery | PA: IN; MAIN: 13BLR; OP: RE; LN: NA; N: N
44466 | BP PLC | 52130 | Whiting Refinery | PA: IN; MAIN: 14BLR; OP: RE; LN: NA; N: N
44466 | BP PLC | 52130 | Whiting Refinery | IN | 15BLR | RE |  | NA | NA |  |  | NA | N
44466 | BP PLC | 52130 | Whiting Refinery | IN | 16BLR | RE |  | NA | NA |  |  | NA | N
44466 | BP PLC | 52130 | Whiting Refinery | IN | 17BLR | RE |  | NA | NA |  |  | NA | N
44466 | BP PLC | 52130 | Whiting Refinery | IN | 31BLR | OP |  | OP | SR | NH3 |  | NA | N
44466 | BP PLC | 52130 | Whiting Refinery | IN | 32BLR | OP |  | OP | SR | NH3 |  | NA | N
44466 | BP PLC | 52130 | Whiting Refinery | IN | 33BLR | OP |  | OP | SR | NH3 |  | NA | N
44466 | BP PLC | 52130 | Whiting Refinery | IN | 34BLR | OP |  | OP | SR | NH3 |  | NA | N
44466 | BP PLC | 52130 | Whiting Refinery | IN | 36BLR | OP |  | OP | SR | NH3 |  | NA | N
17566 | South Houston Green Power LP | 52132 | Power Station 4 | TX | HRSG1 | OP |  | OP | SR |  |  | NA | N
17566 | South Houston Green Power LP | 52132 | Power Station 4 | TX | HRSG2 | OP |  | OP | SR |  |  | NA | N
8009 | International Paper Co | 52140 | International Paper Prattville Mill | AL | PB1 | OP | N | NA | NA |  |  | NA | N
8009 | International Paper Co | 52140 | International Paper Prattville Mill | AL | PB2 | OP | N | NA | NA |  |  | NA | N
8009 | International Paper Co | 52140 | International Paper Prattville Mill | AL | RF1 | OP | N | NA | NA |  |  | NA | N
8009 | International Paper Co | 52140 | International Paper Prattville Mill | AL | RF2 | OP | N | NA | NA |  |  | NA | N
12303 | Merck & Co Inc-West Point | 52149 | West Point | PA: PA; MAIN: B4; OP: OS
9424 | International Paper Co-Eastovr | 52151 | International Paper Eastover Facility | SC | PB1 | OP | D | NA | NA |  |  | NA | N
9424 | International Paper Co-Eastovr | 52151 | International Paper Eastover Facility | SC | PB2 | OP | Db | NA | NA |  |  | NA | N
9424 | International Paper Co-Eastovr | 52151 | International Paper Eastover Facility | SC | RF1 | OP | N | NA | NA |  |  | NA | N
9424 | International Paper Co-Eastovr | 52151 | International Paper Eastover Facility | SC | RF2 | OP | N | NA | NA |  |  | NA | N
9348 | International Paper | 52152 | International Paper Franklin Mill | VA | 9PB | OP |  | OP | NH3 |  |  | SW | N
9348 | International Paper | 52152 | International Paper Franklin Mill | VA | 4RB | OS | N | NA | NA |  |  | NA | N
9348 | International Paper | 52152 | International Paper Franklin Mill | VA | 5PB | OS | N | NA | NA |  |  | NA | N
9348 | International Paper | 52152 | International Paper Franklin Mill | VA | 5RB | OS | N | NA | NA |  |  | NA | N
9348 | International Paper | 52152 | International Paper Franklin Mill | VA | 6PB | OS | N | OS | OV |  |  | NA | N
9348 | International Paper | 52152 | International Paper Franklin Mill | VA | 6RB | OP | N | OP | NH3 |  |  | SW | N
9348 | International Paper | 52152 | International Paper Franklin Mill | VA | 7PB | OS | N | OS | LN |  |  | BW | N
24210 | Riverbay Corp | 52168 | Riverbay | NY | U00003 | OP |  | OP | LN | FR |  | CN | N
24210 | Riverbay Corp | 52168 | Riverbay | NY | U00004 | OP |  | OP | SR | NH3 |  |  | N
24210 | Riverbay Corp | 52168 | Riverbay | NY | U00006 | OP |  | OP | SR | NH3 |  |  | N
7168 | CITGO Petroleum Corp | 52175 | CITGO Refinery Powerhouse | LA | B1 | OP | N | OP | LN | FR |  | CN | N
7168 | CITGO Petroleum Corp | 52175 | CITGO Refinery Powerhouse | LA | B1A | OP | N | OP | LN | FR |  | CN | N
7168 | CITGO Petroleum Corp | 52175 | CITGO Refinery Powerhouse | LA | B1B | OP | N | OP | LN | FR |  | CN | N
7168 | CITGO Petroleum Corp | 52175 | CITGO Refinery Powerhouse | LA | B1C | OP | N | OP | LN | FR |  | CN | N
15300 | Power Resources Ltd | 52176 | C R Wing Cogen Plant | TX | HRSG1 | OP |  | NA | NA |  |  | NA | N
15300 | Power Resources Ltd | 52176 | C R Wing Cogen Plant | TX | HRSG2 | OP |  | NA | NA |  |  | NA | N
4202 | Phillips 66-Ponca City Refinery | 52188 | Ponca City Refinery | PA: OK; MAIN: B10; OP: PL
4202 | Phillips 66-Ponca City Refinery | 52188 | Ponca City Refinery | PA: OK; MAIN: B21; OP: OP
4202 | Phillips 66-Ponca City Refinery | 52188 | Ponca City Refinery | PA: OK; MAIN: B22; OP: OP
4202 | Phillips 66-Ponca City Refinery | 52188 | Ponca City Refinery | PA: OK; MAIN: B6; OP: RE
4202 | Phillips 66-Ponca City Refinery | 52188 | Ponca City Refinery | PA: OK; MAIN: B7; OP: RE; N: N
4202 | Phillips 66-Ponca City Refinery | 52188 | Ponca City Refinery | PA: OK; MAIN: B8; OP: OP
4202 | Phillips 66-Ponca City Refinery | 52188 | Ponca City Refinery | PA: OK; MAIN: B9; OP: PL
4202 | Phillips 66-Ponca City Refinery | 52188 | Ponca City Refinery | PA: OK; MAIN: DB1; OP: RE; N: N
4202 | Phillips 66-Ponca City Refinery | 52188 | Ponca City Refinery | PA: OK; MAIN: DB2; OP: RE; N: N
56605 | Delaware City Refining Company LLC | 52193 | Delaware City Plant | DE | BLR1 | OS | N | OS | OV |  |  | NA | N
56605 | Delaware City Refining Company LLC | 52193 | Delaware City Plant | DE | BLR2 | OP | N | OP | FR | LN | STM | NA | N
56605 | Delaware City Refining Company LLC | 52193 | Delaware City Plant | DE | BLR3 | OP | N | OP | OV |  |  | NA | N
56605 | Delaware City Refining Company LLC | 52193 | Delaware City Plant | DE | BLR4 | OP | N | OP | OV |  |  | NA | N
56605 | Delaware City Refining Company LLC | 52193 | Delaware City Plant | DE | HRSG 1 | OP | Db | OP | LN | OT |  | GR | N
56605 | Delaware City Refining Company LLC | 52193 | Delaware City Plant | DE | HRSG 2 | OP | Db | OP | LN | OT |  | GR | N
17610 | SP Fiber Technologies LLC | 54004 | Dublin Mill | GA | HRSG | OP | N | OS | LN |  |  | CN | N
17610 | SP Fiber Technologies LLC | 54004 | Dublin Mill | GA | PB1 | OP | N | NA | NA |  |  | NA | N
17610 | SP Fiber Technologies LLC | 54004 | Dublin Mill | GA | PB2 | OP | N | OS | CF | FR |  | NA | N
20541 | Wheelabrator Environmental Systems | 54033 | Wheelabrator North Broward | FL | BLR1 | OP | N | OP | SN |  |  | NA | N
20541 | Wheelabrator Environmental Systems | 54033 | Wheelabrator North Broward | FL | BLR2 | OP | N | OP | SN |  |  | NA | N
20541 | Wheelabrator Environmental Systems | 54033 | Wheelabrator North Broward | FL | BLR3 | OP | N | OP | SN |  |  | NA | N
6838 | CCI Rensselaer LLC | 54034 | Rensselaer Cogen | NY | HRSG | OP |  | OP | SR |  |  | NA | N
55808 | Westmoreland Partners | 54035 | Roanoke Valley Energy Facililty I | NC | BLR1 | OP | Db | OP | LA | OV | LN | RS | N
11127 | Lockport Energy Associates LP | 54041 | Lockport Energy Associates LP | PA: NY; MAIN: 4; OP: OP
14584 | Pawtucket Power Associates LP | 54056 | Pawtucket Power Associates | RI | HRSG | OP |  | SB | SR |  |  | NA | N
9261 | Indeck-Olean Ltd Partnership | 54076 | Indeck Olean Energy Center | NY | HRSG1 | OP | N | OP | SR |  |  | NA | N
55740 | Spruance Operating Services LLC | 54081 | Spruance Genco LLC | VA | 1A | OP | Da | OP | FR |  |  | NA | Y |  |  | Y | [5 empty] | Y
55740 | Spruance Operating Services LLC | 54081 | Spruance Genco LLC | VA | 1B | OP | Da | OP | FR |  |  | NA | Y |  |  | Y | [5 empty] | Y
55740 | Spruance Operating Services LLC | 54081 | Spruance Genco LLC | VA | 2A | OP | Da | OP | FR |  |  | NA | Y |  |  | Y | [5 empty] | Y
55740 | Spruance Operating Services LLC | 54081 | Spruance Genco LLC | VA | 2B | OP | Da | OP | FR |  |  | NA | Y |  |  | Y | [5 empty] | Y
55740 | Spruance Operating Services LLC | 54081 | Spruance Genco LLC | VA | 3A | OP | Da | OP | FR |  |  | NA | Y |  |  | Y | [5 empty] | Y
55740 | Spruance Operating Services LLC | 54081 | Spruance Genco LLC | VA | 3B | OP | Da | OP | FR |  |  | NA | Y |  |  | Y | [5 empty] | Y
55740 | Spruance Operating Services LLC | 54081 | Spruance Genco LLC | VA | 4A | OP | Da | OP | FR |  |  | NA | Y |  |  | Y | [5 empty] | Y
55740 | Spruance Operating Services LLC | 54081 | Spruance Genco LLC | VA | 4B | OP | Da | OP | FR |  |  | NA | Y |  |  | Y | [5 empty] | Y
55738 | Verso Paper Androscoggin LLC | 54085 | Androscoggin Mill | ME | PB1 | OS | N | SB | LN |  |  | RJ | N
55738 | Verso Paper Androscoggin LLC | 54085 | Androscoggin Mill | ME | PB2 | OS | N | SB | LN |  |  | RJ | N
55738 | Verso Paper Androscoggin LLC | 54085 | Androscoggin Mill | ME | RB1 | OP | N | OP | OV | LA |  | NA | N
55738 | Verso Paper Androscoggin LLC | 54085 | Androscoggin Mill | ME | RB2 | OP | N | OP | OV | LA |  | NA | N
55738 | Verso Paper Androscoggin LLC | 54085 | Androscoggin Mill | ME | WFI | OP | N | OP | OV | LA |  | NA | N
9390 | International Paper Co-GT Mill | 54087 | International Paper Georgetown Mill | SC | PB01 | OP | D | OP | LN |  |  | FW | N
9390 | International Paper Co-GT Mill | 54087 | International Paper Georgetown Mill | SC | PB02 | OP | D | OP | LN |  |  | FW | N
9390 | International Paper Co-GT Mill | 54087 | International Paper Georgetown Mill | SC | RB01 | OP |  | OP | LN | OV |  | OT | N
9390 | International Paper Co-GT Mill | 54087 | International Paper Georgetown Mill | SC | RB02 | OP |  | OP | LN | OV |  | OT | N
9312 | IPC-Mansfield Mill | 54091 | Mansfield Mill | LA | HRSG | OP | D | NA | NA |  |  | NA | N
9312 | IPC-Mansfield Mill | 54091 | Mansfield Mill | LA | PB1 | OP | D | OP | LA |  |  | NA | N
9312 | IPC-Mansfield Mill | 54091 | Mansfield Mill | LA | PB2 | OP | D | OP | LA |  |  | NA | N
9312 | IPC-Mansfield Mill | 54091 | Mansfield Mill | LA | RB1 | OP | D | NA | NA |  |  | NA | N
9312 | IPC-Mansfield Mill | 54091 | Mansfield Mill | LA | RB2 | OP | D | NA | NA |  |  | NA | N
9393 | International Paper Co-Riverdl | 54096 | International Paper Riverdale Mill | AL | BLRB1 | OP | N | NA | NA |  |  | NA | N
9393 | International Paper Co-Riverdl | 54096 | International Paper Riverdale Mill | AL | BLRB2 | OP | N | OP | STM | LN |  | BW | N
9393 | International Paper Co-Riverdl | 54096 | International Paper Riverdale Mill | AL | BLRP1 | OP | N | NA | NA |  |  | NA | N
9393 | International Paper Co-Riverdl | 54096 | International Paper Riverdale Mill | AL | BLRR1 | OP | N | NA | NA |  |  | NA | N
9393 | International Paper Co-Riverdl | 54096 | International Paper Riverdale Mill | AL | BLRR2 | OP | N | NA | NA |  |  | NA | N
9393 | International Paper Co-Riverdl | 54096 | International Paper Riverdale Mill | AL | HRSG4 | OP | N | OP | LN |  |  | CN | N
9385 | International Paper Co | 54097 | International Paper Texarkana Mill | TX | PB1 | 0 | N | NA | NA |  |  | NA | N
9385 | International Paper Co | 54097 | International Paper Texarkana Mill | TX | PB2 | OP | N | NA | NA |  |  | NA | N
9385 | International Paper Co | 54097 | International Paper Texarkana Mill | TX | RB1 | OP |  | NA | NA |  |  | NA | N
9385 | International Paper Co | 54097 | International Paper Texarkana Mill | TX | RB2 | OP |  | NA | NA |  |  | NA | N
54738 | Thilmany LLC | 54098 | Kaukauna Paper Mill | WI | B07 | OP | N | NA | NA |  |  | NA | N
54738 | Thilmany LLC | 54098 | Kaukauna Paper Mill | WI | B08 | OP | N | NA | NA |  |  | NA | N
54738 | Thilmany LLC | 54098 | Kaukauna Paper Mill | WI | B09 | OP | N | NA | NA |  |  | NA | N
54738 | Thilmany LLC | 54098 | Kaukauna Paper Mill | WI | B10 | OP | N | NA | NA |  |  | NA | N
54738 | Thilmany LLC | 54098 | Kaukauna Paper Mill | WI | B11 | OP | N | NA | NA |  |  | NA | N
9350 | IPC-Ticonderoga | 54099 | Ticonderoga Mill | NY | PB1 | OP |  | OP | LN | OV |  | JZ | N
9350 | IPC-Ticonderoga | 54099 | Ticonderoga Mill | NY | RB1 | OP | N | NA | NA |  |  | NA | N
9382 | International Paper Co-Vicksbg | 54100 | International Paper Vicksburg Mill | MS | N1BABO | OP |  | NA | NA |  |  | NA | N
9382 | International Paper Co-Vicksbg | 54100 | International Paper Vicksburg Mill | MS | N1REBO | OP |  | NA | NA |  |  | NA | N
7172 | Georgia-PacificCedar Springs LLC | 54101 | Georgia-Pacific Cedar Springs | GA | PB1 | OP | N | NA | NA |  |  | NA | N
7172 | Georgia-PacificCedar Springs LLC | 54101 | Georgia-Pacific Cedar Springs | GA | PB2 | OP | N | NA | NA |  |  | NA | N
7172 | Georgia-PacificCedar Springs LLC | 54101 | Georgia-Pacific Cedar Springs | GA | RB1 | OP | Db | NA |  |  |  |  | N
7172 | Georgia-PacificCedar Springs LLC | 54101 | Georgia-Pacific Cedar Springs | GA | RB2 | OP | Db | NA |  |  |  |  | N
7172 | Georgia-PacificCedar Springs LLC | 54101 | Georgia-Pacific Cedar Springs | GA | RB3 | OP | N | NA | NA |  |  | NA | N
5262 | Domtar Industries Inc | 54104 | Ashdown | AR | PB1 | OP | N | OP | OV |  |  | NA | N
5262 | Domtar Industries Inc | 54104 | Ashdown | AR | PB2 | OP | D | OP | OV | LN |  | BW | N
5262 | Domtar Industries Inc | 54104 | Ashdown | AR | PB3 | OP | Db | OP | LN | OV |  | CE | N
5262 | Domtar Industries Inc | 54104 | Ashdown | AR | RB2 | OP | N | NA | NA |  |  | NA | N
5262 | Domtar Industries Inc | 54104 | Ashdown | AR | RB3 | OP | N | NA | NA |  |  | NA | N
10349 | KIAC Partners | 54114 | Kennedy International Airport Cogen | NY | HRSG1 | OP |  | OP | SR |  |  | NA | N
10349 | KIAC Partners | 54114 | Kennedy International Airport Cogen | NY | HRSG2 | OP |  | OP | SR |  |  | NA | N
50136 | North American Energy Services | 54131 | Fortistar North Tonawanda | PA: NY; MAIN: HR123; OP: OP
4129 | Colmac Clarion Inc | 54144 | Piney Creek Project | PA | BRBR1 | OP |  | OZ | CF | SN | LA | NA | Y |  |  |  |  | Y | Y |  |  | Y
9434 | Iowa State University | 54201 | Iowa State University | IA | BLR1 | OP | N | OP | CF |  |  | NA | N
9434 | Iowa State University | 54201 | Iowa State University | IA | BLR2 | OP | N | OP | CF |  |  | NA | N
9434 | Iowa State University | 54201 | Iowa State University | IA | BLR3 | OP | N | NA | NA |  |  | NA | N
9434 | Iowa State University | 54201 | Iowa State University | IA | BLR4 | OP | N | NA | NA |  |  | NA | N
9434 | Iowa State University | 54201 | Iowa State University | IA | BLR5 | OS | N | NA | NA |  |  | NA | N
9434 | Iowa State University | 54201 | Iowa State University | IA | BLR6 | RE | N | NA | NA |  |  | NA | N
9434 | Iowa State University | 54201 | Iowa State University | IA | BLR7 | RE | N | NA | NA |  |  | NA | N
56616 | ArcelorMittal Warren Inc | 54207 | ArcelorMittal Warren | OH | 1 | OP | N | NA | NA |  |  | NA | N
56616 | ArcelorMittal Warren Inc | 54207 | ArcelorMittal Warren | OH | 2 | SB | N | NA | NA |  |  | NA | N
56616 | ArcelorMittal Warren Inc | 54207 | ArcelorMittal Warren | OH | 3 | OP | N | NA | NA |  |  | NA | N
491 | American Crystal Sugar Co | 54210 | American Crystal Sugar Hillsboro | ND | EUI1 | OP |  | NA | NA |  |  | NA | N
2053 | Bowater Newport Coosa Pines Op | 54216 | U S Alliance Coosa Pines | AL | AOW2 | OP | N | OP | LN | OV |  | CSI | N
2053 | Bowater Newport Coosa Pines Op | 54216 | U S Alliance Coosa Pines | AL | AOW3 | OP | N | OP | LN | OV |  | CSI | N
2053 | Bowater Newport Coosa Pines Op | 54216 | U S Alliance Coosa Pines | AL | AOW4 | OP | N | OP | LN | OV |  | CSI | N
2053 | Bowater Newport Coosa Pines Op | 54216 | U S Alliance Coosa Pines | AL | REC3 | OP |  | NA | NA |  |  | NA | N
2053 | Bowater Newport Coosa Pines Op | 54216 | U S Alliance Coosa Pines | AL | AOW1 | OP | N | OP | LN | OV |  | CSI | N
22296 | Burney Mountain Power | 54219 | Burney Mountain Power | CA | BLR1 | OS | N | OS | LA | OV |  | NA | N
6738 | Franklin Heating Station | 54224 | Franklin Heating Station | MN | SG1 | OP | N | NA | NA |  |  | NA | N
6738 | Franklin Heating Station | 54224 | Franklin Heating Station | MN | SG2 | OP | N | NA | NA |  |  | NA | N
6738 | Franklin Heating Station | 54224 | Franklin Heating Station | MN | SG3 | OP | N | NA | NA |  |  | NA | N
6738 | Franklin Heating Station | 54224 | Franklin Heating Station | MN | SG4 | OP | N | NA | NA |  |  | NA | N
7209 | The Gillette Company | 54225 | Gillette SBMC | MA | 1 | CN | N | RE | LN |  |  | CN | N
7209 | The Gillette Company | 54225 | Gillette SBMC | MA | 2 | OP | N | NA | NA |  |  | NA | N
7209 | The Gillette Company | 54225 | Gillette SBMC | MA | 3 | OP |  | OP | SR | LN | FR | PS | N
2999 | Caraustar Industries Inc | 54235 | Rittman Paperboard | OH | B001 | SB |  | NA | NA |  |  | NA | N
2999 | Caraustar Industries Inc | 54235 | Rittman Paperboard | OH | B003 | SB |  | NA | NA |  |  | NA | N
14928 | Pfizer Inc | 54236 | Pfizer Groton Plant | CT | BLR1 | OP | N | OP | LN |  |  | PB | N
14928 | Pfizer Inc | 54236 | Pfizer Groton Plant | CT | BLR2 | OP | N | OP | LN |  |  | PB | N
14928 | Pfizer Inc | 54236 | Pfizer Groton Plant | CT | BLR3 | OP | N | OP | LN |  |  | AL | N
14928 | Pfizer Inc | 54236 | Pfizer Groton Plant | CT | BLR4 | RE | N | RE | LN | FR |  | JZ | N
14928 | Pfizer Inc | 54236 | Pfizer Groton Plant | CT | BLR5 | OP | N | OP | LN | FR |  | JZ | N
14928 | Pfizer Inc | 54236 | Pfizer Groton Plant | CT | BLR8 | RE | N | RE | LN | FR |  | JZ | N
14928 | Pfizer Inc | 54236 | Pfizer Groton Plant | CT | HRSG1 | OP |  | OP | SR |  |  | NA | N
56652 | DTE Stockton LLC | 54238 | Port of Stockton Energy Facility | CA | BIOMS1 | CO |  | CO | NH3 | SR |  | NA | N
56652 | DTE Stockton LLC | 54238 | Port of Stockton Energy Facility | PA: CA; MAIN: N64514; OP: RE
56652 | DTE Stockton LLC | 54238 | Port of Stockton Energy Facility | PA: CA; MAIN: N64516; OP: RE
11459 | March Point Cogeneration Co | 54268 | March Point Cogeneration | WA | E101 | OP | Db | OP | LN | SR |  | CN | N
11459 | March Point Cogeneration Co | 54268 | March Point Cogeneration | WA | E201 | OP | Db | OP | LN | SR |  | CN | N
11459 | March Point Cogeneration Co | 54268 | March Point Cogeneration | WA | E301 | OP | Db | OP | LN | SR |  | CN | N
16553 | Saguaro Power Co | 54271 | Saguaro Power | NV | HRSG1 | OP | N | OP | SR |  |  | NA | N
16553 | Saguaro Power Co | 54271 | Saguaro Power | NV | HRSG2 | OP | N | OP | SR |  |  | NA | N
19541 | University of North Carolina | 54276 | Univ of NC Chapel Hill Cogen Facility | NC | 6 | OP | N | OP | CF |  |  | NA | Y | [8 empty] | Y
19541 | University of North Carolina | 54276 | Univ of NC Chapel Hill Cogen Facility | NC | 7 | OP | N | OP | CF |  |  | NA | Y | [8 empty] | Y
9394 | Interstate Paper LLC | 54281 | Interstate Paper LLC Riceboro | GA | MFB | OP |  | NA | NA |  |  | NA | N
9394 | Interstate Paper LLC | 54281 | Interstate Paper LLC Riceboro | GA | POW | OP |  | NA | NA |  |  | NA | N
9394 | Interstate Paper LLC | 54281 | Interstate Paper LLC Riceboro | GA | REC | OP |  | NA | NA |  |  | NA | N
1735 | Birchwood Power Partners LP | 54304 | Birchwood Power | VA | 1A | OP | Db | OP | LN | OV | SR | CE | Y |  |  | Y | [6 empty] | Y
7067 | Tata Chemicals Partners | 54318 | General Chemical | WY | C | OP | N | OP | LA | OV |  | NA | N
7067 | Tata Chemicals Partners | 54318 | General Chemical | WY | D | OP | N | OP | LA | OV |  | NA | N
7067 | Tata Chemicals Partners | 54318 | General Chemical | WY | E | OP | N | OP | FR | LN |  | FW | N
7375 | Goodyear Tire & Rubber Co | 54321 | Goodyear Beaumont Chemical Plant | TX | 3B101 | OP |  | OP | LA | FR |  | NA | N
7375 | Goodyear Tire & Rubber Co | 54321 | Goodyear Beaumont Chemical Plant | TX | 3B102 | OP |  | OP | LA | FR |  | NA | N
7375 | Goodyear Tire & Rubber Co | 54321 | Goodyear Beaumont Chemical Plant | TX | 3B103 | OP |  | OP | LA | FR |  | NA | N
7375 | Goodyear Tire & Rubber Co | 54321 | Goodyear Beaumont Chemical Plant | TX | 3B104 | OP |  | OP | LA | FR |  | NA | N
7375 | Goodyear Tire & Rubber Co | 54321 | Goodyear Beaumont Chemical Plant | TX | 3B105 | OP |  | OP | LA | FR |  | NA | N
7375 | Goodyear Tire & Rubber Co | 54321 | Goodyear Beaumont Chemical Plant | TX | 3B106 | OP |  | OP | LA | FR |  | NA | N
7375 | Goodyear Tire & Rubber Co | 54321 | Goodyear Beaumont Chemical Plant | TX | 3B107 | OP |  | OP | LN |  |  | JZ | N
7375 | Goodyear Tire & Rubber Co | 54321 | Goodyear Beaumont Chemical Plant | TX | 3B108 | OP |  | OP | LA | FR | LN | CN | N
27770 | Ocean State Power II | 54324 | Ocean State Power II | RI | HRSG3 | OP | N | OP | SR |  |  | NA | N
27770 | Ocean State Power II | 54324 | Ocean State Power II | RI | HRSG4 | OP | N | OP | SR |  |  | NA | N
16098 | Rio Grande Valley Sugar Growers, Inc. | 54338 | Rio Grande Valley Sugar Growers | TX | 1 | OP |  | NA | NA |  |  | NA | N
16098 | Rio Grande Valley Sugar Growers, Inc. | 54338 | Rio Grande Valley Sugar Growers | TX | 2 | OP |  | NA | NA |  |  | NA | N
16098 | Rio Grande Valley Sugar Growers, Inc. | 54338 | Rio Grande Valley Sugar Growers | TX | 3 | OP |  | NA | NA |  |  | NA | N
16098 | Rio Grande Valley Sugar Growers, Inc. | 54338 | Rio Grande Valley Sugar Growers | TX | 4 | OP |  | NA | NA |  |  | NA | N
16098 | Rio Grande Valley Sugar Growers, Inc. | 54338 | Rio Grande Valley Sugar Growers | TX | 6 | OP |  | NA | NA |  |  | NA | N
13365 | Nevada Cogeneration Assoc # 2 | 54349 | Nevada Cogen Associates 2 Black Mountain | NV | AUX | OP |  | OP | SR |  |  | NA | N
13399 | Nevada Cogeneration Assoc # 1 | 54350 | Nevada Cogen Assoc#1 GarnetVly | NV | AUX | OP |  | OP | SR |  |  | NA | N
9353 | International Paper Co-Augusta | 54358 | International Paper Augusta Mill | GA | PB1 | OP | N | NA | NA |  |  | NA | N
9353 | International Paper Co-Augusta | 54358 | International Paper Augusta Mill | GA | PB2 | OP | N | NA | NA |  |  | NA | N
9353 | International Paper Co-Augusta | 54358 | International Paper Augusta Mill | GA | PB3 | OP | N | NA | NA |  |  | NA | N
9353 | International Paper Co-Augusta | 54358 | International Paper Augusta Mill | GA | RB2 | OP | N | NA | NA |  |  | NA | N
9353 | International Paper Co-Augusta | 54358 | International Paper Augusta Mill | GA | RB3 | OP | N | NA | NA |  |  | NA | N
18028 | State of Wisconsin | 54408 | UW Madison Charter Street Plant | PA: WI; MAIN: B08
18028 | State of Wisconsin | 54408 | UW Madison Charter Street Plant | WI | B21 | OP |  | NA | NA |  |  | NA | N
18028 | State of Wisconsin | 54408 | UW Madison Charter Street Plant | WI | B22 | OP |  | NA | NA |  |  | NA | N
18028 | State of Wisconsin | 54408 | UW Madison Charter Street Plant | WI | B23 | RE |  | NA | NA |  |  | NA | N
18028 | State of Wisconsin | 54408 | UW Madison Charter Street Plant | WI | B24 | OP |  | NA | NA |  |  | NA | N
18028 | State of Wisconsin | 54408 | UW Madison Charter Street Plant | WI | B25 | OP |  | NA | NA |  |  | NA | N
9765 | John Deere Dubuque Works | 54414 | John Deere Dubuque Works | PA: IA; MAIN: BLR1; OP: RE; N: N
9765 | John Deere Dubuque Works | 54414 | John Deere Dubuque Works | PA: IA; MAIN: BLR2; OP: RE; N: N
9765 | John Deere Dubuque Works | 54414 | John Deere Dubuque Works | PA: IA; MAIN: BLR3; OP: RE; N: N
9765 | John Deere Dubuque Works | 54414 | John Deere Dubuque Works | PA: IA; MAIN: BLR4; OP: RE; N: N
55600 | Cadillac Renewable Energy LLC | 54415 | Cadillac Renewable Energy | MI | 101613 | OP | N | OP | SN |  |  | NA | N
10545 | Teton Operating Services LLC | 54423 | Lake Cogen Ltd | FL | HRSG1 | OP |  | OP | H20 |  |  | NA | N
10545 | Teton Operating Services LLC | 54423 | Lake Cogen Ltd | FL | HRSG2 | OP |  | OP | H20 |  |  | NA | N
10545 | Teton Operating Services LLC | 54424 | Pasco Cogen Ltd | FL | HRSG1 | OP |  | OP | H20 |  |  | NA | N
10545 | Teton Operating Services LLC | 54424 | Pasco Cogen Ltd | FL | HRSG2 | OP |  | OP | H20 |  |  | NA | N
7043 | Temple-Inland Corp | 54427 | Gaylord Container Bogalusa | LA | 10C | OP | N | NA | NA |  |  | NA | N
7043 | Temple-Inland Corp | 54427 | Gaylord Container Bogalusa | LA | 12 | OP | N | OP | NA |  |  | NA | N
7043 | Temple-Inland Corp | 54427 | Gaylord Container Bogalusa | LA | 20 | OP | N | NA | NA |  |  | NA | N
7043 | Temple-Inland Corp | 54427 | Gaylord Container Bogalusa | LA | 21 | OP | N | NA | NA |  |  | NA | N
57356 | Alabama River Cellulose LLC | 54429 | Alabama Pine Pulp | AL | PB2 | OP | N | OP | LA |  |  | NA | Y | [6 empty] | Y
57356 | Alabama River Cellulose LLC | 54429 | Alabama Pine Pulp | AL | RB2 | OP | N | OP | LA |  |  | NA | N
16024 | Riverwood Intl USA Inc | 54464 | Riverwood International Macon Mill | GA | B001 | OP | N | NA | NA |  |  | NA | N
16024 | Riverwood Intl USA Inc | 54464 | Riverwood International Macon Mill | GA | B002 | OP | N | NA | NA |  |  | NA | N
16024 | Riverwood Intl USA Inc | 54464 | Riverwood International Macon Mill | GA | B003 | OP | N | NA | NA |  |  | NA | N
16024 | Riverwood Intl USA Inc | 54464 | Riverwood International Macon Mill | GA | B004 | PL |  | NA | NA |  |  | NA | N
16024 | Riverwood Intl USA Inc | 54464 | Riverwood International Macon Mill | GA | D001 | OP | Db | NA | NA |  |  | NA | N
14184 | Orlando CoGen Ltd LP | 54466 | Orlando Cogen LP | FL | HRSG 1 | OP | Db | OP | LN |  |  | AB | N
22297 | Mt Lassen Power | 54468 | Mt Lassen Power | CA | BLR1 | OS | N | OS | LA | OV |  | NA | N
22048 | Pacific Oroville Power Co | 54469 | Pacific Oroville Power Inc | CA | BLR1 | OP | N | OP | LA | OV |  | NA | N
22048 | Pacific Oroville Power Co | 54469 | Pacific Oroville Power Inc | CA | BLR2 | OP | N | OP | LA | OV |  | NA | N
16968 | Simplot Phosphates LLC | 54472 | Simplot Phosphates | PA: WY; MAIN: AUX; OP: OP
16968 | Simplot Phosphates LLC | 54472 | Simplot Phosphates | PA: WY; MAIN: LURGI; OP: OP
16968 | Simplot Phosphates LLC | 54472 | Simplot Phosphates | PA: WY; MAIN: MECS; OP: OP
16968 | Simplot Phosphates LLC | 54472 | Simplot Phosphates | PA: WY; MAIN: ZURN; OP: OP
547 | American Sugar Refining Inc. | 54512 | Domino Sugar Arabi Plant | LA | 1 | OP | N | NA | NA |  |  | NA | N
547 | American Sugar Refining Inc. | 54512 | Domino Sugar Arabi Plant | LA | 2 | OP | N | NA | NA |  |  | NA | N
547 | American Sugar Refining Inc. | 54512 | Domino Sugar Arabi Plant | LA | 3 | OS | N | NA | NA |  |  | NA | N
547 | American Sugar Refining Inc. | 54512 | Domino Sugar Arabi Plant | LA | 4 | OP | N | NA | NA |  |  | NA | N
547 | American Sugar Refining Inc. | 54512 | Domino Sugar Arabi Plant | LA | 5 | OP | N | NA | NA |  |  | NA | N
547 | American Sugar Refining Inc. | 54512 | Domino Sugar Arabi Plant | LA | 6 | OP | N | NA | NA |  |  | NA | N
547 | American Sugar Refining Inc. | 54512 | Domino Sugar Arabi Plant | LA | 7 | OP | N | NA | NA |  |  | NA | N
6564 | Formosa Plastics Corp | 54518 | Formosa Plastics | LA | HRSG1 | RE |  | NA | NA |  |  | NA | N
6564 | Formosa Plastics Corp | 54518 | Formosa Plastics | LA | HRSG2 | OP |  | NA | LN |  |  | CN | N
6564 | Formosa Plastics Corp | 54518 | Formosa Plastics | LA | HRSG3 | OP |  | OP | LN |  |  | CN | N
6564 | Formosa Plastics Corp | 54518 | Formosa Plastics | bar: PA to OP; OP
57431 | ReEnergy Biomass LLC | 54526 | ReEnergy Biomass LLC | NY | 00001 | OP |  | NA | NA |  |  | NA | N
20541 | Wheelabrator Environmental Systems | 54529 | Wheelabrator Ridge Energy | FL | 0001 | OP | N | OP | SN |  |  | NA | N
15500 | Puget Sound Energy Inc | 54537 | Ferndale Generating Station | WA | HRSGB | OP |  | OP | SR | LN |  | CE | N
15500 | Puget Sound Energy Inc | 54537 | Ferndale Generating Station | WA | HRSGA | OP |  | OP | SR |  |  | NA | N
17254 | Sithe/Independence LLC | 54547 | Sithe Independence Station | NY | HRSG 1 | OP | Db | OP | SR | LN |  | CN | N
17254 | Sithe/Independence LLC | 54547 | Sithe Independence Station | NY | HRSG 2 | OP | Db | OP | SR | LN |  | CN | N
17254 | Sithe/Independence LLC | 54547 | Sithe Independence Station | NY | HRSG 3 | OP | Db | OP | SR | LN |  | CN | N
17254 | Sithe/Independence LLC | 54547 | Sithe Independence Station | NY | HRSG 4 | OP | Db | OP | SR | LN |  | CN | N
4222 | Ingredion Inc - Illinois | 54556 | Ingredion Illinois | IL | BLR1 | RE | N | RE | LN |  |  | AC | N
4222 | Ingredion Inc - Illinois | 54556 | Ingredion Illinois | IL | BLR10 | OP |  | OP | CF | SN |  | NA | Y | Y |  | Y |  |  | Y |  |  | Y
4222 | Ingredion Inc - Illinois | 54556 | Ingredion Illinois | IL | BLR2 | RE | N | RE | LN |  |  | AC | N
4222 | Ingredion Inc - Illinois | 54556 | Ingredion Illinois | IL | BLR3 | RE | N | RE | LN |  |  | AC | N
4222 | Ingredion Inc - Illinois | 54556 | Ingredion Illinois | IL | BLR5 | OP | N | NA | NA |  |  | NA | N
4222 | Ingredion Inc - Illinois | 54556 | Ingredion Illinois | IL | BLR6 | OP | N | NA | NA |  |  | NA | N
4222 | Ingredion Inc - Illinois | 54556 | Ingredion Illinois | IL | BLR7 | OP |  | NA | NA |  |  | NA | N
11169 | Longview Fibre Co | 54562 | Longview Fibre | WA | PB12 | OP | N | NA | NA |  |  | NA | N
11169 | Longview Fibre Co | 54562 | Longview Fibre | WA | PB13 | OP | N | NA | NA |  |  | NA | N
11169 | Longview Fibre Co | 54562 | Longview Fibre | WA | PB16 | OP | N | NA | NA |  |  | NA | N
11169 | Longview Fibre Co | 54562 | Longview Fibre | WA | PB20 | OP | N | NA | NA |  |  | NA | N
11169 | Longview Fibre Co | 54562 | Longview Fibre | WA | RF15 | RE | N | NA | NA |  |  |  | N
11169 | Longview Fibre Co | 54562 | Longview Fibre | WA | RF18 | OP | N | NA | NA |  |  | NA | N
11169 | Longview Fibre Co | 54562 | Longview Fibre | WA | RF19 | OP | N | NA | NA |  |  | NA | N
11169 | Longview Fibre Co | 54562 | Longview Fibre | WA | RF22 | OP | N | NA | NA |  |  | NA | N
16729 | Saranac Power Partners LP | 54574 | Saranac Facility | NY | HRSG1 | OP |  | OP | SR |  |  | NA | N
16729 | Saranac Power Partners LP | 54574 | Saranac Facility | NY | HRSG2 | OP |  | OP | SR |  |  | NA | N
57218 | L'Energia Energy | 54586 | L'Energia Energy Center | MA | HRSG | OP |  | OP | SR |  |  | NA | N
49969 | Lincoln Paper and Tissue, LLC | 54587 | Lincoln Paper & Tissue | ME | 2 | OP |  | OP | AA | LA | OV | NA | N
49969 | Lincoln Paper and Tissue, LLC | 54587 | Lincoln Paper & Tissue | ME | 6 | SB |  | SB | NA |  |  | NA | N
49969 | Lincoln Paper and Tissue, LLC | 54587 | Lincoln Paper & Tissue | ME | 7 | SB |  | SB | NA |  |  | NA | N
49969 | Lincoln Paper and Tissue, LLC | 54587 | Lincoln Paper & Tissue | ME | 8 | OP |  | OP | AA | LA | OV | NA | N
15253 | Power City Partners LP | 54592 | Massena Energy Facility | NY | HRSG1 | OP |  | OP | SR |  |  | NA | N
14995 | Pinetree Power Fitchburg Inc | 54620 | Pinetree Power Fitchburg | MA | B1 | OP | N | OP | SN | LN |  | CN | N
56646 | Covanta Plymouth Renewable Energy L P | 54625 | Covanta Plymouth Renewable Energy | PA | 1 | OP | N | OP | SN | OV |  | NA | Y | Y |  | Y |  | Y | Y |  |  |  | Y
56646 | Covanta Plymouth Renewable Energy L P | 54625 | Covanta Plymouth Renewable Energy | PA | 2 | OP | N | OP | SN | OV |  | NA | Y | Y |  | Y |  |  | Y
13060 | Mt Poso Cogeneration Co | 54626 | Mt Poso Cogeneration | CA | BL01 | OP | N | OP | CF | SN |  | NA | N
13492 | New Hope Power Company | 54627 | Okeelanta Cogeneration | FL | A | OP | Db | OP | SN | OV | LN |  | Y | Y
13492 | New Hope Power Company | 54627 | Okeelanta Cogeneration | FL | B | OP | Db | OP | SN | OV | LN |  | Y | Y
13492 | New Hope Power Company | 54627 | Okeelanta Cogeneration | FL | C | OP | Db | OP | SN | OV | LN |  | Y | Y
16793 | Schuylkill Energy Resource Inc | 54634 | St Nicholas Cogen Project | PA | 1 | OP |  | OP | CF |  |  | NA | N
56137 | Domtar LLC | 54638 | Johnsonburg Mill | PA | PC81 | OP |  | OP | LN |  |  | BW | N
56137 | Domtar LLC | 54638 | Johnsonburg Mill | PA | PC82 | OP |  | OP | LN |  |  | BW | N
56137 | Domtar LLC | 54638 | Johnsonburg Mill | PA | RB01 | OP |  | OP | OT |  |  | NA | N
56160 | NAEA Operating Company LLC | 54640 | NAEA Lakewood LLC | FL FL FL: NJ; A B C: HRSG1; OP OP OP: SB
56160 | NAEA Operating Company LLC | 54640 | NAEA Lakewood LLC | FL FL FL: NJ; A B C: HRSG2; OP OP OP: SB
9989 | Kalaeloa Partners LP | 54646 | Kalaeloa Cogen Plant | FL FL FL: HI; A B C: 1; OP OP OP: OP
9989 | Kalaeloa Partners LP | 54646 | Kalaeloa Cogen Plant | FL FL FL: HI; A B C: 2; OP OP OP: OP
9210 | International Paper Co-Riegelwood | 54656 | International Paper Riegelwood Mill | NC | PB1 | OP | N | NA | NA |  |  | NA | Y | [6 empty] | Y
9210 | International Paper Co-Riegelwood | 54656 | International Paper Riegelwood Mill | NC | PB2 | OP | N | NA | NA |  |  | NA | Y | [6 empty] | Y
9210 | International Paper Co-Riegelwood | 54656 | International Paper Riegelwood Mill | NC | PB3 | RE | N | RE | LN |  |  | CE | Y | [6 empty] | Y
9210 | International Paper Co-Riegelwood | 54656 | International Paper Riegelwood Mill | NC | PB4 | RE | N | RE | LN |  |  | EA | Y | [6 empty] | Y
9210 | International Paper Co-Riegelwood | 54656 | International Paper Riegelwood Mill | NC | PB5 | OP | N | NA | NA |  |  | NA | Y | [6 empty] | Y
9210 | International Paper Co-Riegelwood | 54656 | International Paper Riegelwood Mill | NC | RB3 | RE | N | RE | NA |  |  |  | N
9210 | International Paper Co-Riegelwood | 54656 | International Paper Riegelwood Mill | NC | RB4 | OP | N | NA | NA |  |  | NA | Y | [13 empty] | Y
9210 | International Paper Co-Riegelwood | 54656 | International Paper Riegelwood Mill | NC | RB5 | OP | N | NA | NA |  |  | NA | Y | [13 empty] | Y
55793 | Fusion Paperboard Connecticut LLC | 54657 | Versailles Mill | CT | PFINO1 | OP |  | TS | LA | LN | OT | AL | N
10545 | Teton Operating Services LLC | 54658 | Auburndale Power Partners | FL FL FL: FL; A B C: HRSG
10545 | Teton Operating Services LLC | 54658 | Auburndale Power Partners | FL FL FL: FL; A B C: HSRG; OP OP OP: OP
3670 | Phelps Dodge Corp-Chino Mines | 54667 | Chino Mines | NM | 9 | SB | N | NA | LN |  |  |  | N
5374 | Dow Chemical Company-Oyster Creek VIII | 54676 | Oyster Creek Unit VIII | TX | H81 | OP | Db | NA | NA |  |  | NA | N
5374 | Dow Chemical Company-Oyster Creek VIII | 54676 | Oyster Creek Unit VIII | TX | H82 | OP | Db | NA | NA |  |  | NA | N
5374 | Dow Chemical Company-Oyster Creek VIII | 54676 | Oyster Creek Unit VIII | TX | H83 | OP | Db | NA | NA |  |  | NA | N
4660 | CII Carbon LLC | 54677 | CII Carbon LLC | LA | HRB | OP | N | NA | NA |  |  | NA | N
56516 | Morris Energy Operations Company, LLC | 54693 | York Generation Company LLC | PA | HRSG 1 | OP |  | NA | NA |  |  | NA | N
56516 | Morris Energy Operations Company, LLC | 54693 | York Generation Company LLC | PA | HRSG 2 | OP |  | NA | NA |  |  | NA | N
56516 | Morris Energy Operations Company, LLC | 54693 | York Generation Company LLC | PA | HRSG 3 | RE |  | NA | NA |  |  | NA | N
56516 | Morris Energy Operations Company, LLC | 54693 | York Generation Company LLC | PA | HRSG 4 | RE |  | NA | NA |  |  | NA | N
56516 | Morris Energy Operations Company, LLC | 54693 | York Generation Company LLC | PA | HRSG 5 | OP |  | NA | NA |  |  | NA | N
56516 | Morris Energy Operations Company, LLC | 54693 | York Generation Company LLC | PA | HRSG 6 | OP |  | NA | NA |  |  | NA | N
49919 | Falcon Power Operating Company | 54694 | Yuma Cogeneration Associates | AZ | HRSG | OP |  | OP | OT |  |  | NA | N
20541 | Wheelabrator Environmental Systems | 54746 | Wheelabrator Falls | PA | 1 | OP | N | OP | SN |  |  | OT | Y | Y |  | Y |  | Y | Y |  | Y
20541 | Wheelabrator Environmental Systems | 54746 | Wheelabrator Falls | PA | 2 | OP | N | OP | SN |  |  | OT | Y | Y |  | Y |  | Y | Y |  | Y
3836 | CMS Generation Operating LLC | 54751 | Genesee Power Station LP | MI | BLR1 | OP | N | OP | SN |  |  | NA | N
56291 | International Paper Co. | 54752 | Weyerhaeuser Pine Hill Operations | AL | 1PB | OP | N | NA | NA |  |  | NA | N
56291 | International Paper Co. | 54752 | Weyerhaeuser Pine Hill Operations | AL | 2PB | OP | N | NA | NA |  |  | NA | N
56291 | International Paper Co. | 54752 | Weyerhaeuser Pine Hill Operations | AL | RECB | OP | N | NA | NA |  |  | NA | N
55808 | Westmoreland Partners | 54755 | Roanoke Valley Energy Facility II | NC | BLR2 | OP | N | OP | SN | OV | LN | RS | N
20541 | Wheelabrator Environmental Systems | 54758 | Wheelabrator Lisbon | CT | BW1 | OP | N | OP | SN |  |  | NA | Y | Y |  | Y |  | Y | Y |  |  | Y
20541 | Wheelabrator Environmental Systems | 54758 | Wheelabrator Lisbon | CT | BW2 | OP | N | OP | SN |  |  | NA | Y | Y |  | Y |  | Y
8503 | Hermiston Generating Co LP | 54761 | Hermiston Generating Plant | FL FL FL: OR; A B C: HRSG1; OP OP OP: OP
8503 | Hermiston Generating Co LP | 54761 | Hermiston Generating Plant | FL FL FL: OR; A B C: HRSG3; OP OP OP: OP
50102 | Rock-Tenn Company | 54763 | Rock-Tenn Mill | AL | PB1 | OP |  | OP | LA | LN | OV | BW | N
50102 | Rock-Tenn Company | 54763 | Rock-Tenn Mill | FL FL FL: AL; A B C: PB2; OP OP OP: OS; OP OP OP: NA |  | N
50102 | Rock-Tenn Company | 54763 | Rock-Tenn Mill | AL | PB3 | OP |  | OP | LA | LN | OV | BW | N
50102 | Rock-Tenn Company | 54763 | Rock-Tenn Mill | FL FL FL: AL; A B C: R2; OP OP OP: SB; OP OP OP: NA |  | N
50102 | Rock-Tenn Company | 54763 | Rock-Tenn Mill | FL FL FL: AL; A B C: R3; OP OP OP: OP; OP OP OP: NA |  | N
19539 | University of Iowa | 54775 | University of Iowa Main Power Plant | IA | BLR10 | OP | N | NA | NA |  |  | NA | N
19539 | University of Iowa | 54775 | University of Iowa Main Power Plant | IA | BLR11 | OP | N | NA | NA |  |  | NA | N
19539 | University of Iowa | 54775 | University of Iowa Main Power Plant | IA | BLR7 | OP | N | OP | LN | FR |  | CN | N
19539 | University of Iowa | 54775 | University of Iowa Main Power Plant | IA | BLR8 | OP | N | OP | LN | FR |  | CN | N
19539 | University of Iowa | 54775 | University of Iowa Main Power Plant | IA | BLR9 | RE | N | RE | NA |  |  |  | N
19528 | University of Illinois | 54780 | University of Illinois Abbott Power Plt | IL | B2 | OP | N | OP | LN |  |  | JZ | N
19528 | University of Illinois | 54780 | University of Illinois Abbott Power Plt | IL | B3 | OP | N | OP | LN |  |  | JZ | N
19528 | University of Illinois | 54780 | University of Illinois Abbott Power Plt | IL | B4 | SB | N | NA | NA |  |  | NA | N
19528 | University of Illinois | 54780 | University of Illinois Abbott Power Plt | IL | B5 | OP |  | NA | NA |  |  | NA | N
19528 | University of Illinois | 54780 | University of Illinois Abbott Power Plt | IL | B6 | OP | N | NA | NA |  |  | NA | N
19528 | University of Illinois | 54780 | University of Illinois Abbott Power Plt | IL | B7 | OP | N | NA | NA |  |  | NA | N
19528 | University of Illinois | 54780 | University of Illinois Abbott Power Plt | IL | CR | OP |  | NA | NA |  |  | NA | N
19528 | University of Illinois | 54780 | University of Illinois Abbott Power Plt | IL | DB1 | OP |  | NA | NA |  |  | NA | N
19528 | University of Illinois | 54780 | University of Illinois Abbott Power Plt | IL | DB2 | OP |  | NA | NA |  |  | NA | N
7564 | Grays Ferry Cogen Partnership | 54785 | Grays Ferry Cogeneration | PA | 1CT | OP | Db | OP | SR | LN |  | SW | N
7564 | Grays Ferry Cogen Partnership | 54785 | Grays Ferry Cogeneration | PA | B25 | OP | Db | OP | FR | LN |  | JZ | N
55932 | Georgia-Pacific Brewton LLC | 54789 | Georgia-Pacific Brewton Mill | AL | 1PB | OP | N | NA | NA |  |  | NA | N
55932 | Georgia-Pacific Brewton LLC | 54789 | Georgia-Pacific Brewton Mill | AL | 1RB | OP | N | NA | NA |  |  | NA | N
55932 | Georgia-Pacific Brewton LLC | 54789 | Georgia-Pacific Brewton Mill | AL | 2PB | OP | N | NA | NA |  |  | NA | N
55932 | Georgia-Pacific Brewton LLC | 54789 | Georgia-Pacific Brewton Mill | AL | 2RB | OP |  | NA | NA |  |  | NA | N
55932 | Georgia-Pacific Brewton LLC | 54789 | Georgia-Pacific Brewton Mill | AL | 3PB | OP |  | OP | LN |  |  | BW | N
55932 | Georgia-Pacific Brewton LLC | 54789 | Georgia-Pacific Brewton Mill | AL | 3RB | OP |  | OP | LN |  |  | BW | N
5277 | American Sugar Refining, Inc. | 54795 | Domino Sugar Baltimore | MD | C1 | OP | N | OP | LN | LA |  | CN | N
5277 | American Sugar Refining, Inc. | 54795 | Domino Sugar Baltimore | MD | C2 | OP | N | OP | LN | LA |  | CN | N
5277 | American Sugar Refining, Inc. | 54795 | Domino Sugar Baltimore | MD | C3 | OP | N | OP | LN | LA |  | CN | N
5277 | American Sugar Refining, Inc. | 54795 | Domino Sugar Baltimore | MD | C4 | OP | N | OP | LN | LA |  | CN | N
5277 | American Sugar Refining, Inc. | 54795 | Domino Sugar Baltimore | MD | C6 | OP | N | OP | LN | FR |  | BW | N
12222 | Mead Coated Board Inc | 54802 | Mead Coated Board | AL | BB1 | OP | N | NA | NA |  |  | NA | N
12222 | Mead Coated Board Inc | 54802 | Mead Coated Board | AL | BB2 | OP | Da | NA | NA |  |  | NA | N
12222 | Mead Coated Board Inc | 54802 | Mead Coated Board | AL | BB3 | OP | Db | NA | NA |  |  | NA | N
12222 | Mead Coated Board Inc | 54802 | Mead Coated Board | AL | PFI | OP | N | NA | NA |  |  | NA | N
12222 | Mead Coated Board Inc | 54802 | Mead Coated Board | AL | REC1 | OP | N | NA | NA |  |  | NA | N
12222 | Mead Coated Board Inc | 54802 | Mead Coated Board | AL | REC2 | OP | N | NA | NA |  |  | NA | N
12469 | Milford Power Ltd Partnership | 54805 | Milford Power LP | FL FL FL: MA; A B C: HRSG1; OP OP OP: OP
2172 | Brazos Electric Power Coop Inc | 54817 | Johnson County | TX | HRSG | OP | Da | OP | SR |  |  | NA | N
14410 | Panda-Brandywine LP | 54832 | Panda Brandywine LP | FL FL FL: MD; A B C: HRSGA; OP OP OP: OP
14410 | Panda-Brandywine LP | 54832 | Panda Brandywine LP | FL FL FL: MD; A B C: HRSGB; OP OP OP: OP
19876 | Virginia Electric & Power Co | 54844 | Gordonsville Energy LP | VA | 1 | OP | Db | OP | SR |  |  | NA | N
19876 | Virginia Electric & Power Co | 54844 | Gordonsville Energy LP | VA | 2 | OP | Db | OP | SR |  |  | NA | N
7662 | Greenville Steam Co | 54852 | Greenville Steam | ME | 1 | OS | N | OS | OV | NH3 |  | NA | N
55965 | NewPage Corporation | 54857 | Niagara Mill | WI | B21 | OS | N | NA | NA |  |  | NA | N
55965 | NewPage Corporation | 54857 | Niagara Mill | WI | B22 | OS | N | NA | NA |  |  | NA | N
55965 | NewPage Corporation | 54857 | Niagara Mill | WI | B23 | OS | N | NA | NA |  |  | NA | N
55965 | NewPage Corporation | 54857 | Niagara Mill | WI | B24 | OS | N | OS | OV |  |  | NA | N
10056 | City of Kaukauna | 54885 | Kimberly Mill | FL FL FL: WI; A B C: B21; OP OP OP: RE; Db Db Db: N
10056 | City of Kaukauna | 54885 | Kimberly Mill | FL FL FL: WI; A B C: B22; OP OP OP: RE; Db Db Db: N
10056 | City of Kaukauna | 54885 | Kimberly Mill | FL FL FL: WI; A B C: B23; OP OP OP: RE; Db Db Db: N
10056 | City of Kaukauna | 54885 | Kimberly Mill | FL FL FL: WI; A B C: B28; OP OP OP: RE; Db Db Db: N
2313 | Brooklyn Navy Yard Cogen PLP | 54914 | Brooklyn Navy Yard Cogeneration | FL FL FL: NY; A B C: HRSG1; OP OP OP: OP
2313 | Brooklyn Navy Yard Cogen PLP | 54914 | Brooklyn Navy Yard Cogeneration | FL FL FL: NY; A B C: HRSG2; OP OP OP: OP
49977 | DPS Michigan, LLC | 54915 | Michigan Power LP | MI | HRB101 | OP | Db | OP | LN |  |  | CN | N
4426 | NAES Corp | 54945 | CT Resource Rec Authority Facility | CT | 11 | OP | N | OP | SN |  |  | NA | N
4426 | NAES Corp | 54945 | CT Resource Rec Authority Facility | CT | 12 | OP | N | OP | SN |  |  | NA | N
4426 | NAES Corp | 54945 | CT Resource Rec Authority Facility | CT | 13 | OP | N | OP | SN |  |  | NA | N
13765 | Northlake Energy | 54995 | Indiana Harbor E 5 AC Station | IN | 501 | OP | N | NA | NA |  |  | NA | N
13765 | Northlake Energy | 54995 | Indiana Harbor E 5 AC Station | IN | 502 | OP | N | NA | NA |  |  | NA | N
13765 | Northlake Energy | 54995 | Indiana Harbor E 5 AC Station | IN | 503 | OP | N | NA | NA |  |  | NA | N
13765 | Northlake Energy | 54995 | Indiana Harbor E 5 AC Station | IN | 504 | CO |  | CO | LN | FR |  | OT | N
20541 | Wheelabrator Environmental Systems | 54998 | Wheelabrator Portsmouth | VA | 12300 | OP | N | NA | NA |  |  | NA | N
20541 | Wheelabrator Environmental Systems | 54998 | Wheelabrator Portsmouth | VA | 12400 | OP | N | NA | NA |  |  | NA | N
20541 | Wheelabrator Environmental Systems | 54998 | Wheelabrator Portsmouth | VA | 12500 | OP | N | NA | NA |  |  | NA | N
20541 | Wheelabrator Environmental Systems | 54998 | Wheelabrator Portsmouth | VA | 12600 | OP | N | NA | NA |  |  | NA | N
55912 | Cottage Grove Operating Services LLC | 55010 | LSP-Cottage Grove LP | MN | 1 | OP | Da | OP | LN | SR |  | CN | N
55911 | Whitewater Operating Services LLC | 55011 | LSP-Whitewater LP | WI | 1 | OP | Db | OP | LN | SR |  | CN | N
55773 | Dighton Power, LLC | 55026 | Dighton Power Plant | FL FL FL: MA; A B C: HRSG; OP OP OP: OP
12564 | Mid-Georgia Cogen LP | 55040 | Mid-Georgia Cogeneration Facility | FL FL FL: GA; A B C: 101; OP OP OP: OP
12564 | Mid-Georgia Cogen LP | 55040 | Mid-Georgia Cogeneration Facility | FL FL FL: GA; A B C: 201; OP OP OP: OP
1616 | Berkshire Power Co LLC | 55041 | Berkshire Power | FL FL FL: MA; A B C: HRSG1A; OP OP OP: OP
2232 | Bridgeport Energy LLC | 55042 | Bridgeport Energy Project | CT | HRSG1 | OP |  | OP | NH3 | SR |  |  | N
2232 | Bridgeport Energy LLC | 55042 | Bridgeport Energy Project | CT | HRSG2 | OP |  | OP | NH3 | SR |  |  | N
56310 | Boise White Paper LLC | 55044 | Boise Cascade Pulp & Paper Mill | AL | PB3 | OP | N | OP | FR | LN |  | CN | N
56310 | Boise White Paper LLC | 55044 | Boise Cascade Pulp & Paper Mill | AL | PB4 | OP | N | OP | FR | LN |  | CN | N
56310 | Boise White Paper LLC | 55044 | Boise Cascade Pulp & Paper Mill | AL | PB5 | OP | N | OP | FR | LN |  | CN | N
56310 | Boise White Paper LLC | 55044 | Boise Cascade Pulp & Paper Mill | AL | RB1 | OP | N | NA | NA |  |  | NA | N
11059 | Pasadena Cogeneration LP | 55047 | Pasadena Cogeneration | FL FL FL: TX; A B C: HRSG1; OP OP OP: OP; Db Db Db: Da
11059 | Pasadena Cogeneration LP | 55047 | Pasadena Cogeneration | FL FL FL: TX; A B C: HRSG2; OP OP OP: OP; Db Db Db: Da
11059 | Pasadena Cogeneration LP | 55047 | Pasadena Cogeneration | FL FL FL: TX; A B C: HRSG3; OP OP OP: OP; Db Db Db: Da
55510 | Tiverton Power LLC | 55048 | Tiverton Power Plant | FL FL FL: RI; A B C: HRSG1; OP OP OP: OP
18611 | Tenaska Frontier Partners Ltd | 55062 | Tenaska Frontier Generation Station | TX | HRSG1 | OP | Da | OP | LN |  |  | GE | N
18611 | Tenaska Frontier Partners Ltd | 55062 | Tenaska Frontier Generation Station | TX | HRSG2 | OP | Da | OP | LN |  |  | GE | N
18611 | Tenaska Frontier Partners Ltd | 55062 | Tenaska Frontier Generation Station | TX | HRSG3 | OP | Da | OP | LN |  |  | GE | N
17568 | South Mississippi El Pwr Assn | 55063 | Batesville Generation Facility | MS | HRSG1 | OP | N | OP | LN | SR |  | SW | N
17568 | South Mississippi El Pwr Assn | 55063 | Batesville Generation Facility | MS | HRSG2 | OP | N | OP | LN | SR |  | SW | N
17568 | South Mississippi El Pwr Assn | 55063 | Batesville Generation Facility | MS | HRSG3 | OP | N | OP | LN | SR |  | SW | N
7349 | Golden Spread Electric Cooperative, Inc | 55065 | Mustang Station | TX | HRSG1 | OP | Db | NA | LN |  |  | FN | N
7349 | Golden Spread Electric Cooperative, Inc | 55065 | Mustang Station | TX | HRSG2 | OP | Db | NA | LN |  |  | FN | N
4966 | Casco Bay Energy Co LLC | 55068 | Maine Independence Station | FL FL FL: ME; A B C: HRSG1; OP OP OP: OP
4966 | Casco Bay Energy Co LLC | 55068 | Maine Independence Station | FL FL FL: ME; A B C: HRSG2; OP OP OP: OP
28764 | Pine Bluff Energy LLC | 55075 | Pine Bluff Energy Center | AR | HRSG | OP |  | OP | LN |  |  | CN | N
3593 | Choctaw Generating LP | 55076 | Red Hills Generating Facility | MS | AA001 | OP | Da | OP | CF | OT |  | NA | Y | [5 empty] | Y |  |  | Y | [5 empty] | Y
3593 | Choctaw Generating LP | 55076 | Red Hills Generating Facility | MS | AA002 | OP | Da | OP | CF | OT |  | NA | Y | [5 empty] | Y |  |  | Y | [5 empty] | Y
5695 | Desert Star Energy Center SDG&E | 55077 | Desert Star Energy Center | NV | 1 | OP | Db | OP | SR | LN |  | SW | N
5695 | Desert Star Energy Center SDG&E | 55077 | Desert Star Energy Center | NV | 2 | OP | Db | OP | SR | LN |  | SW | N
12713 | Millennium Power Partners LP | 55079 | Millennium Power | FL FL FL: MA; A B C: HRSG1; OP OP OP: OP
4464 | Crockett Cogeneration | 55084 | Crockett Cogen Project | CA | HRSG1 | OP | Da | OP | SR | LN |  | CN | N
54727 | DPS Gregory LLC | 55086 | Gregory Power Facility | TX | HRSG1A | OP | Db | OP | LN |  |  | FN | N
54727 | DPS Gregory LLC | 55086 | Gregory Power Facility | TX | HRSG1B | OP | Db | OP | LN |  |  | FN | N
4254 | Consumers Energy Co | 55087 | Zeeland Generating Station | MI | 2A | OP | Db | OP | LN | SR |  | CN | N
4254 | Consumers Energy Co | 55087 | Zeeland Generating Station | MI | 2B | OP | Db | OP | LN | SR |  | CN | N
4945 | Dearborn Industrial Gen Inc | 55088 | Dearborn Industrial Generation | FL FL FL: MI; A B C: EUCTG1; OP OP OP: OP
4945 | Dearborn Industrial Gen Inc | 55088 | Dearborn Industrial Generation | FL FL FL: MI; A B C: EUCTG2; OP OP OP: OP
4945 | Dearborn Industrial Gen Inc | 55088 | Dearborn Industrial Generation | FL FL FL: MI; A B C: EUCTG3; OP OP OP: OP
13914 | Occidental Chemical Corporation | 55089 | Taft Cogeneration Facility | LA | 20F101 | OP | Da | OP | LN |  |  | CN | N
13914 | Occidental Chemical Corporation | 55089 | Taft Cogeneration Facility | LA | 20F201 | OP | Da | OP | LN |  |  | CN | N
13914 | Occidental Chemical Corporation | 55089 | Taft Cogeneration Facility | LA | 20F301 | OP | Da | OP | LN |  |  | CN | N
12501 | Midlothian Energy LP | 55091 | Midlothian Energy Facility | FL FL FL: TX; A B C: HRSG1; OP OP OP: OP
12501 | Midlothian Energy LP | 55091 | Midlothian Energy Facility | FL FL FL: TX; A B C: HRSG2; OP OP OP: OP
12501 | Midlothian Energy LP | 55091 | Midlothian Energy Facility | FL FL FL: TX; A B C: HRSG3; OP OP OP: OP
12501 | Midlothian Energy LP | 55091 | Midlothian Energy Facility | FL FL FL: TX; A B C: HRSG4; OP OP OP: OP
12501 | Midlothian Energy LP | 55091 | Midlothian Energy Facility | FL FL FL: TX; A B C: HRSG5; OP OP OP: OP
12501 | Midlothian Energy LP | 55091 | Midlothian Energy Facility | FL FL FL: TX; A B C: HRSG6; OP OP OP: OP
10755 | Lamar Power Partners LP | 55097 | Lamar Power Project | TX | HRSG1 | OP | Db | OP | LN |  |  | GE | N
10755 | Lamar Power Partners LP | 55097 | Lamar Power Project | TX | HRSG2 | OP | Db | OP | LN |  |  | GE | N
10755 | Lamar Power Partners LP | 55097 | Lamar Power Project | TX | HRSG3 | OP | Db | OP | LN |  |  | GE | N
10755 | Lamar Power Partners LP | 55097 | Lamar Power Project | TX | HRSG4 | OP | Db | OP | LN |  |  | GE | N
6519 | Frontera Generation Limited Partnership | 55098 | Frontera Energy Center | FL FL FL: TX; A B C: HRSG1; OP OP OP: OP
6519 | Frontera Generation Limited Partnership | 55098 | Frontera Energy Center | FL FL FL: TX; A B C: HRSG2; OP OP OP: OP
54821 | Rumford Power | 55100 | Rumford Power Associates | FL FL FL: ME; A B C: HRSG; OP OP OP: OP
14372 | Pacific Klamath Energy Inc | 55103 | Klamath Cogeneration Plant | OR | HRSG1 | OP | Db | OP | SR | LN |  | SW | N
14372 | Pacific Klamath Energy Inc | 55103 | Klamath Cogeneration Plant | OR | HRSG2 | OP | Db | OP | SR | LN |  | SW | N
16668 | Sabine Cogen LP | 55104 | Sabine Cogen | TX | HRSG1 | OP |  | OP | SR |  |  | FN | N
16668 | Sabine Cogen LP | 55104 | Sabine Cogen | TX | HRSG2 | OP |  | OP | SR |  |  | FN | N
6832 | Entergy RISE | 55107 | Entergy Rhode Island State Energy LP | RI | HRSG01 | OP | N | NA | NA |  |  | NA | N
6832 | Entergy RISE | 55107 | Entergy Rhode Island State Energy LP | RI | HRSG02 | OP | N | NA | NA |  |  | NA | N
22650 | Calpine Corp-Sutter | 55112 | Sutter Energy Center | CA | HRSG1 | OP | Db | OP | LN | SR |  | CN | N
22650 | Calpine Corp-Sutter | 55112 | Sutter Energy Center | CA | HRSG2 | OP | Db | OP | LN | SR |  | CN | N
14306 | Eagle 2 US LLC | 55117 | RS Cogen | LA | R5 | OP | Db | OP | LN | SR |  | SW | N
14306 | Eagle 2 US LLC | 55117 | RS Cogen | LA | R6 | OP | Db | OP | LN | SR |  | SW | N
57160 | DuPont Sabine River Works | 55120 | SRW Cogen LP | TX | DB1A | OP | Da | OP | SR |  |  | NA | N
57160 | DuPont Sabine River Works | 55120 | SRW Cogen LP | TX | DB1B | OP | Da | OP | SR |  |  | NA | N
2877 | Calpine Corp-Magic Valley | 55123 | Magic Valley Generating Station | TX | HRSG1 | OP | Db | OP | SR |  |  | NA | N
2877 | Calpine Corp-Magic Valley | 55123 | Magic Valley Generating Station | TX | HRSG2 | OP | Db | OP | SR |  |  | NA | N
56090 | Star West Gen Griffith Energy LLC | 55124 | Griffith Energy LLC | AZ | 259611 | OP | Db | OP | LN | SR |  | GE | N
56090 | Star West Gen Griffith Energy LLC | 55124 | Griffith Energy LLC | AZ | 259612 | OP | Db | OP | LN | SR |  | GE | N
12568 | Milford Power Co LLC | 55126 | Milford Power Project | FL FL FL: CT; A B C: HRSG1; OP OP OP: OP
12568 | Milford Power Co LLC | 55126 | Milford Power Project | FL FL FL: CT; A B C: HRSG2; OP OP OP: OP
16572 | Salt River Project | 55129 | Desert Basin | AZ | HRSG2 | OP | Da | OP | SR |  |  | NA | N
16572 | Salt River Project | 55129 | Desert Basin | AZ | HRSG1 | OP | Da | OP | SR |  |  | NA | N
57141 | Dynegy Kendall Energy LLC | 55131 | Kendall County Generation Facility | IL | B1 | OP | Db | OP | LN | SR |  | CN | N
57141 | Dynegy Kendall Energy LLC | 55131 | Kendall County Generation Facility | IL | B2 | OP | Db | OP | LN | SR |  | CN | N
57141 | Dynegy Kendall Energy LLC | 55131 | Kendall County Generation Facility | IL | B3 | OP | Db | OP | LN | SR |  | CN | N
57141 | Dynegy Kendall Energy LLC | 55131 | Kendall County Generation Facility | IL | B4 | OP | Db | OP | LN | SR |  | CN | N
18518 | Tenaska Gateway Partners Ltd | 55132 | Tenaska Gateway Generating Station | TX | HRSG1 | OP | Da | OP | LN |  |  | GE | N
18518 | Tenaska Gateway Partners Ltd | 55132 | Tenaska Gateway Generating Station | TX | HRSG2 | OP | Da | OP | LN |  |  | GE | N
18518 | Tenaska Gateway Partners Ltd | 55132 | Tenaska Gateway Generating Station | TX | HRSG3 | OP | Da | OP | LN |  |  | GE | N
16604 | City of San Antonio - (TX) | 55137 | Rio Nogales Power Project | TX | 101 | OP | Db | OP | LN |  |  | CN | N
16604 | City of San Antonio - (TX) | 55137 | Rio Nogales Power Project | TX | 201 | OP | Db | OP | LN |  |  | CN | N
16604 | City of San Antonio - (TX) | 55137 | Rio Nogales Power Project | TX | 301 | OP | Db | OP | LN |  |  | CN | N
6035 | Exelon Power | 55139 | Wolf Hollow I LP | TX | HRSG1 | OP | Db | OP | SR |  |  | NA | N
6035 | Exelon Power | 55139 | Wolf Hollow I LP | TX | HRSG2 | OP | Db | OP | SR |  |  | NA | N
1074 | IPA Operations Inc - Hays | 55144 | Hays Energy Project | FL FL FL: TX; A B C: HRSG; OP OP OP: OP
7597 | Green Country OP Services LLC | 55146 | Green Country Energy LLC | OK | 1 | OP | Db | OP | LN | SR | NH3 | FN | N
7597 | Green Country OP Services LLC | 55146 | Green Country Energy LLC | OK | 2 | OP | Db | OP | LN | SR | NH3 | FN | N
7597 | Green Country OP Services LLC | 55146 | Green Country Energy LLC | OK | 3 | OP | Db | OP | LN | SR | NH3 | FN | N
10576 | Lake Road Generating Co LP | 55149 | Lake Road Generating Plant | FL FL FL: CT; A B C: 1HA; OP OP OP: OP
10576 | Lake Road Generating Co LP | 55149 | Lake Road Generating Plant | FL FL FL: CT; A B C: 2HA; OP OP OP: OP
10576 | Lake Road Generating Co LP | 55149 | Lake Road Generating Plant | FL FL FL: CT; A B C: 3HA; OP OP OP: OP
26853 | La Paloma Generating Co LLC | 55151 | La Paloma Generating LLC | FL FL FL: CA; A B C: HRSG1; OP OP OP: OP
26853 | La Paloma Generating Co LLC | 55151 | La Paloma Generating LLC | FL FL FL: CA; A B C: HRSG2; OP OP OP: OP
26853 | La Paloma Generating Co LLC | 55151 | La Paloma Generating LLC | FL FL FL: CA; A B C: HRSG3; OP OP OP: OP
26853 | La Paloma Generating Co LLC | 55151 | La Paloma Generating LLC | FL FL FL: CA; A B C: HRSG4; OP OP OP: OP
57045 | Guadalupe Power Partners LP | 55153 | Guadalupe Generating Station | TX | HRSG1 | OP | Db | OP | LN |  |  | FN | N
57045 | Guadalupe Power Partners LP | 55153 | Guadalupe Generating Station | TX | HRSG2 | OP | Db | OP | LN |  |  | FN | N
57045 | Guadalupe Power Partners LP | 55153 | Guadalupe Generating Station | TX | HRSG3 | OP | Db | OP | LN |  |  | FN | N
57045 | Guadalupe Power Partners LP | 55153 | Guadalupe Generating Station | TX | HRSG4 | OP | Db | OP | LN |  |  | FN | N
11269 | Lower Colorado River Authority | 55154 | Lost Pines 1 Power Project | FL FL FL: TX; A B C: 1; OP OP OP: OP
11269 | Lower Colorado River Authority | 55154 | Lost Pines 1 Power Project | FL FL FL: TX; A B C: 2; OP OP OP: OP
49768 | Bastrop Energy Partners, LP | 55168 | Bastrop Energy Center | TX | HRSG1A | OP | Da | NA | NA |  |  | NA | N
49768 | Bastrop Energy Partners, LP | 55168 | Bastrop Energy Center | TX | HRSG1B | OP | Da | NA | NA |  |  | NA | N
88 | Granite Ridge Energy LLC | 55170 | Granite Ridge | FL FL FL: NH; A B C: STB1; OP OP OP: OP
88 | Granite Ridge Energy LLC | 55170 | Granite Ridge | FL FL FL: NH; A B C: STB2; OP OP OP: OP
55899 | Calpine Bosque Energy Center LLC | 55172 | Bosque County Peaking | TX | HRSG3 | OP | N | OP | NA |  |  | NA | N
55899 | Calpine Bosque Energy Center LLC | 55172 | Bosque County Peaking | TX | HRSG1 | OP | N | OP | SR |  |  | NA | N
55899 | Calpine Bosque Energy Center LLC | 55172 | Bosque County Peaking | TX | HRSG2 | OP | N | OP | SR |  |  | NA | N
3265 | Cleco Power LLC | 55173 | Acadia Energy Center | LA | HRSG11 | OP | Db | OP | LN | SR |  | TS | N
3265 | Cleco Power LLC | 55173 | Acadia Energy Center | LA | HRSG12 | OP | Db | OP | LN | SR |  | TS | N
3265 | Cleco Power LLC | 55173 | Acadia Energy Center | LA | HRSG24 | OP | Db | OP | LN | SR |  | TS | N
3265 | Cleco Power LLC | 55173 | Acadia Energy Center | LA | HRSG25 | OP | Db | OP | LN | SR |  | TS | N
49791 | Eastman Cogeneration LP | 55176 | Eastman Cogeneration Facility | TX | HRSG 1 | OP | Da | OP | LN |  |  | GE | N
49791 | Eastman Cogeneration LP | 55176 | Eastman Cogeneration Facility | TX | HRSG 2 | OP | Da | OP | LN |  |  | GE | N
50157 | South Point Energy Center LLC | 55177 | South Point Energy Center | AZ | HRSG A | OP | Db | OP | SR |  |  | NA | N
50157 | South Point Energy Center LLC | 55177 | South Point Energy Center | AZ | HRSG B | OP | Db | OP | SR |  |  | NA | N
54915 | Dogwood Power Management, LLC | 55178 | Dogwood Energy Facility | MO | HRSG1 | OP | Da | OP | LN | SR |  | FN | N
54915 | Dogwood Power Management, LLC | 55178 | Dogwood Energy Facility | MO | HRSG2 | OP | Da | OP | LN | SR |  | FN | N
15708 | Rathdrum Operating Services Co., Inc. | 55179 | Rathdrum Power LLC | ID | 1 | OP | Db | OP | LN | SR |  | CN | N
18320 | Sunrise Power Co LLC | 55182 | Sunrise Power LLC | CA | HRSG1 | OP | Db | OP | LN | SR |  | GE | N
18320 | Sunrise Power Co LLC | 55182 | Sunrise Power LLC | CA | HRSG2 | OP | Db | OP | LN | SR |  | GE | N
56380 | GIM Channelview Cogeneration LLC | 55187 | Channelview Cogeneration Plant | TX | HRSG1 | OP | Db | OP | SR | LN |  | SW | N
56380 | GIM Channelview Cogeneration LLC | 55187 | Channelview Cogeneration Plant | TX | HRSG2 | OP | Db | OP | SR | LN |  | SW | N
56380 | GIM Channelview Cogeneration LLC | 55187 | Channelview Cogeneration Plant | TX | HRSG3 | OP | Db | OP | SR | LN |  | SW | N
56380 | GIM Channelview Cogeneration LLC | 55187 | Channelview Cogeneration Plant | TX | HRSG4 | OP | Db | OP | SR | LN |  | SW | N
4210 | Cordova Energy Co LLC | 55188 | Cordova Energy | FL FL FL: IL; A B C: HRSG11; OP OP OP: OP
4210 | Cordova Energy Co LLC | 55188 | Cordova Energy | FL FL FL: IL; A B C: HRSG21; OP OP OP: OP
55649 | Ontelaunee Energy Center | 55193 | Ontelaunee Energy Center | FL FL FL: PA; A B C: HRSG1; OP OP OP: OP
55649 | Ontelaunee Energy Center | 55193 | Ontelaunee Energy Center | FL FL FL: PA; A B C: HRSG2; OP OP OP: OP
18642 | Tennessee Valley Authority | 55197 | Caledonia | MS | 1 | OP | Da | OP | LN | SR |  | CN | N
18642 | Tennessee Valley Authority | 55197 | Caledonia | MS | 2 | OP | Da | OP | LN | SR |  | CN | N
18642 | Tennessee Valley Authority | 55197 | Caledonia | MS | 3 | OP | Da | OP | LN | SR |  | CN | N
1415 | SWG Colorado LLC | 55200 | Arapahoe Combustion Turbine Project | CO | HRSG5 | OP | Db | OP | SR |  |  | NA | N
1415 | SWG Colorado LLC | 55200 | Arapahoe Combustion Turbine Project | CO | HSRG6 | OP | Db | OP | SR |  |  | NA | N
4383 | Corpus Christi Cogeneration LLC | 55206 | Corpus Christi Energy Center | TX | HRSG1 | OP | Db | OP | LN |  |  | CN | N
4383 | Corpus Christi Cogeneration LLC | 55206 | Corpus Christi Energy Center | TX | HRSG2 | OP | Db | OP | LN |  |  | CN | N
15473 | Public Service Co of NM | 55210 | Afton Generating Station | NM | 1 | OP | Da | OP | SR |  |  | NA | N
641 | ANP Bellingham Energy Company LLC | 55211 | ANP Bellingham Energy Project | FL FL FL: MA; A B C: U1; OP OP OP: OP
641 | ANP Bellingham Energy Company LLC | 55211 | ANP Bellingham Energy Project | FL FL FL: MA; A B C: U2; OP OP OP: OP
656 | ANP Blackstone Energy Company LLC | 55212 | ANP Blackstone Energy Project | FL FL FL: MA; A B C: U1; OP OP OP: OP
656 | ANP Blackstone Energy Company LLC | 55212 | ANP Blackstone Energy Project | FL FL FL: MA; A B C: U2; OP OP OP: OP
14298 | Odessa-Ector Power Partners LP | 55215 | Odessa Ector Generating Station | TX | HRSG1 | OP | Db | OP | LN |  |  | CN | N
14298 | Odessa-Ector Power Partners LP | 55215 | Odessa Ector Generating Station | TX | HRSG2 | OP | Db | OP | LN |  |  | CN | N
14298 | Odessa-Ector Power Partners LP | 55215 | Odessa Ector Generating Station | TX | HRSG3 | OP | Db | OP | LN |  |  | CN | N
14298 | Odessa-Ector Power Partners LP | 55215 | Odessa Ector Generating Station | TX | HRSG4 | OP | Db | OP | LN |  |  | CN | N
54755 | Morris Cogeneration LLC | 55216 | Morris Cogeneration LLC | IL | HRSG 1 | OP |  | OP | LN |  |  | CN | N
54755 | Morris Cogeneration LLC | 55216 | Morris Cogeneration LLC | IL | HRSG 2 | OP |  | OP | LN |  |  | CN | N
54755 | Morris Cogeneration LLC | 55216 | Morris Cogeneration LLC | IL | HRSG 3 | OP |  | OP | LN |  |  | CN | N
2843 | Los Medanos Energy Center LLC | 55217 | Los Medanos Energy Center | CA | HRSG1 | OP | Db | OP | LN | SR |  | JZ | N
2843 | Los Medanos Energy Center LLC | 55217 | Los Medanos Energy Center | CA | HRSG2 | OP | Db | OP | LN | SR |  | JZ | N
12685 | Entergy Mississippi Inc | 55218 | Hinds Energy Facility | FL FL FL: MS; A B C: H01; OP OP OP: OP
12685 | Entergy Mississippi Inc | 55218 | Hinds Energy Facility | FL FL FL: MS; A B C: H02; OP OP OP: OP
12685 | Entergy Mississippi Inc | 55220 | Attala | FL FL FL: MS; A B C: HRSG1; OP OP OP: OP
12685 | Entergy Mississippi Inc | 55220 | Attala | FL FL FL: MS; A B C: HRSG2; OP OP OP: OP
807 | Arkansas Electric Coop Corp | 55221 | Harry L. Oswald | AR | HRSG7 | OP | Db | OP | OT |  |  | GE | N
807 | Arkansas Electric Coop Corp | 55221 | Harry L. Oswald | AR | HRSG1 | OP | Db | OP | STM |  |  | NA | N
807 | Arkansas Electric Coop Corp | 55221 | Harry L. Oswald | AR | HRSG2 | OP | Db | OP | STM |  |  | NA | N
807 | Arkansas Electric Coop Corp | 55221 | Harry L. Oswald | AR | HRSG3 | OP | Db | OP | STM |  |  | NA | N
807 | Arkansas Electric Coop Corp | 55221 | Harry L. Oswald | AR | HRSG4 | OP | Db | OP | STM |  |  | NA | N
807 | Arkansas Electric Coop Corp | 55221 | Harry L. Oswald | AR | HRSG5 | OP | Db | OP | STM |  |  | NA | N
807 | Arkansas Electric Coop Corp | 55221 | Harry L. Oswald | AR | HRSG6 | OP | Db | OP | STM |  |  | NA | N
5761 | Ennis Power Company LLC | 55223 | Ennis Power Company LLC | FL FL FL: TX; A B C: HRSG1; OP OP OP: OP
2897 | Calpine Oneta Power LLC | 55225 | Oneta Energy Center | OK | HRSG-1 | OP | Da | OP | LN |  |  | CN | N
2897 | Calpine Oneta Power LLC | 55225 | Oneta Energy Center | OK | HRSG-2 | OP | Da | OP | LN |  |  | CN | N
2897 | Calpine Oneta Power LLC | 55225 | Oneta Energy Center | OK | HRSG-3 | OP | Da | OP | LN |  |  | CN | N
2897 | Calpine Oneta Power LLC | 55225 | Oneta Energy Center | OK | HRSG-4 | OP | Da | OP | LN |  |  | CN | N
6763 | Freestone Power Generation LLC | 55226 | Freestone Energy Center | FL FL FL: TX; A B C: 1; OP OP OP: OP
6763 | Freestone Power Generation LLC | 55226 | Freestone Energy Center | FL FL FL: TX; A B C: 2; OP OP OP: OP
6763 | Freestone Power Generation LLC | 55226 | Freestone Energy Center | FL FL FL: TX; A B C: 3; OP OP OP: OP
6763 | Freestone Power Generation LLC | 55226 | Freestone Energy Center | FL FL FL: TX; A B C: 4; OP OP OP: OP
2172 | Brazos Electric Power Coop Inc | 55230 | Jack County | TX | HRSG1 | OP | Da | OP | SR |  |  | NA | N
2172 | Brazos Electric Power Coop Inc | 55230 | Jack County | TX | HRSG2 | OP | Da | OP | SR |  |  | NA | N
2172 | Brazos Electric Power Coop Inc | 55230 | Jack County | TX | HRSG3 | OP | Dc | OP | SR |  |  | NA | N
2172 | Brazos Electric Power Coop Inc | 55230 | Jack County | TX | HRSG4 | OP | Dc | OP | SR |  |  | NA | N
27031 | Liberty Electric Power LLC | 55231 | Liberty Electric Power Plant | PA | HRSG1 | OP | Db | OP | SR |  |  | NA | N
27031 | Liberty Electric Power LLC | 55231 | Liberty Electric Power Plant | PA | HRSG2 | OP | Db | OP | SR |  |  | NA | N
22131 | Red Oak Power LLC | 55239 | Red Oak Power LLC | FL FL FL: NJ; A B C: HRSG1; OP OP OP: OP
22131 | Red Oak Power LLC | 55239 | Red Oak Power LLC | FL FL FL: NJ; A B C: HRSG2; OP OP OP: OP
22131 | Red Oak Power LLC | 55239 | Red Oak Power LLC | FL FL FL: NJ; A B C: HRSG3; OP OP OP: OP
12739 | Mobile Energy LLC | 55241 | Hog Bayou Energy Center | FL FL FL: AL; A B C: HRSG1; OP OP OP: OP
54692 | Calpine Operating Services Company, Inc. | 55242 | Santa Rosa Energy Center | FL FL FL: FL; A B C: HRSG2; OP OP OP: OP
19145 | DTE Tuscola, LLC | 55245 | Tuscola Station | IL | 1 | OP | N | OP | LN |  |  | AC | Y | [13 empty] | Y
19145 | DTE Tuscola, LLC | 55245 | Tuscola Station | IL | 3 | OP | N | OP | LN |  |  | AC | Y | [13 empty] | Y
19145 | DTE Tuscola, LLC | 55245 | Tuscola Station | IL | 4 | OP | N | OP | LN |  |  | AC | Y | [13 empty] | Y
56195 | BP Alternative Energy | 55259 | Whiting Clean Energy | IN | 1100 | OP | Da | OP | LN | SR |  | FN | N
56195 | BP Alternative Energy | 55259 | Whiting Clean Energy | IN | 2100 | OP | Da | OP | LN | SR |  | FN | N
18642 | Tennessee Valley Authority | 55269 | TVA Southaven Combined Cycle | MS | 1 | OP | Da | OP | LN | SR |  | CN | N
18642 | Tennessee Valley Authority | 55269 | TVA Southaven Combined Cycle | MS | 2 | OP | Da | OP | LN | SR |  | CN | N
18642 | Tennessee Valley Authority | 55269 | TVA Southaven Combined Cycle | MS | 3 | OP | Da | OP | LN | SR |  | CN | N
57086 | Jackson Power Company, LLC | 55270 | Jackson Michigan Facility | MI | HRSG1 | OP | Db | OP | LA |  |  | NA | N
57086 | Jackson Power Company, LLC | 55270 | Jackson Michigan Facility | MI | HRSG2 | OP | Db | OP | LA |  |  | NA | N
57086 | Jackson Power Company, LLC | 55270 | Jackson Michigan Facility | MI | HRSG3 | OP | Db | OP | LA |  |  | NA | N
57086 | Jackson Power Company, LLC | 55270 | Jackson Michigan Facility | MI | HRSG4 | OP | Db | OP | LA |  |  | NA | N
57086 | Jackson Power Company, LLC | 55270 | Jackson Michigan Facility | MI | HRSG5 | OP | Db | OP | LA |  |  | NA | N
57086 | Jackson Power Company, LLC | 55270 | Jackson Michigan Facility | MI | HRSG6 | OP | Db | OP | LA |  |  | NA | N
57086 | Jackson Power Company, LLC | 55270 | Jackson Michigan Facility | MI | HRSG7 | OP | Db | OP | LA |  |  | NA | N
31386 | Tenaska Alabama Partners LP | 55271 | Tenaska Lindsay Hill Generating Station | AL | HRSG1 | OP | Db | OP | SR |  |  | NA | N
31386 | Tenaska Alabama Partners LP | 55271 | Tenaska Lindsay Hill Generating Station | AL | HRSG2 | OP | Db | OP | SR |  |  | NA | N
31386 | Tenaska Alabama Partners LP | 55271 | Tenaska Lindsay Hill Generating Station | AL | HRSG3 | OP | Db | OP | SR |  |  | NA | N
56812 | Arlington Valley LLC | 55282 | Arlington Valley Energy Facility | AZ | HRSG1 | OP | Da | OP | LN | SR |  | CN | N
56812 | Arlington Valley LLC | 55282 | Arlington Valley Energy Facility | AZ | HRSG2 | OP | Da | OP | LN | SR |  | CN | N
3989 | City of Colorado Springs - (CO) | 55283 | Front Range Power Plant | CO | HRSG1 | OP | Da | NA | OT |  |  | NA | N
3989 | City of Colorado Springs - (CO) | 55283 | Front Range Power Plant | CO | HRSG2 | OP | Da | NA | OT |  |  | NA | N
2929 | Decatur Energy Center LLC | 55292 | Decatur Energy Center | AL | HRSG1 | OP | Da | OP | SR |  |  | NA | N
2929 | Decatur Energy Center LLC | 55292 | Decatur Energy Center | AL | HRSG2 | OP | Da | OP | SR |  |  | NA | N
2929 | Decatur Energy Center LLC | 55292 | Decatur Energy Center | AL | HRSG3 | OP | Da | OP | SR |  |  | NA | N
29122 | Morgan Energy Center LLC | 55293 | Morgan Energy Center | AL | HRSG 1 | OP | Da | OP | SR |  |  | NA | N
29122 | Morgan Energy Center LLC | 55293 | Morgan Energy Center | AL | HRSG 2 | OP | Da | OP | SR |  |  | NA | N
29122 | Morgan Energy Center LLC | 55293 | Morgan Energy Center | AL | HRSG 3 | OP | Da | OP | SR |  |  | NA | N
2891 | Westbrook Energy Center | 55294 | Westbrook Energy Center Power Plant | FL FL FL: ME; A B C: HRSG1; OP OP OP: OP
2891 | Westbrook Energy Center | 55294 | Westbrook Energy Center Power Plant | FL FL FL: ME; A B C: HRSG2; OP OP OP: OP
58453 | AltaGas Blythe Operations Inc | 55295 | Blythe Energy Inc | CA | HRSG1 | OP | N | OP | SR |  |  | NA | N
58453 | AltaGas Blythe Operations Inc | 55295 | Blythe Energy Inc | CA | HRSG2 | OP | N | OP | SR |  |  | NA | N
21579 | New Covert Generating Company LLC | 55297 | New Covert Generating Facility | MI | HRSG1 | OP | Da | OP | SR | LN |  | FN | N
21579 | New Covert Generating Company LLC | 55297 | New Covert Generating Facility | MI | HRSG2 | OP | Da | OP | SR | LN |  | FN | N
21579 | New Covert Generating Company LLC | 55297 | New Covert Generating Facility | MI | HRSG3 | OP | Da | OP | SR | LN |  | FN | N
54817 | Fairless Energy LLC | 55298 | Fairless Energy Center | PA | HRSG1A | OP | Da | OP | SR | LN |  | GE | N
54817 | Fairless Energy LLC | 55298 | Fairless Energy Center | PA | HRSG1B | OP | Da | OP | SR | LN |  | GE | N
54817 | Fairless Energy LLC | 55298 | Fairless Energy Center | PA | HRSG2A | OP | Da | OP | SR | LN |  | GE | N
54817 | Fairless Energy LLC | 55298 | Fairless Energy Center | PA | HRSG2B | OP | Da | OP | SR | LN |  | GE | N
3370 | Channel Energy Center LLC | 55299 | Channel Energy Center LLC | FL FL FL: TX; A B C: HRSG3; OP OP OP: CO
3370 | Channel Energy Center LLC | 55299 | Channel Energy Center LLC | TX | HRSG1 | OP | Da | OP | LN | SR |  | CN | N
3370 | Channel Energy Center LLC | 55299 | Channel Energy Center LLC | TX | HRSG2 | OP | Da | OP | LN | SR |  | CN | N
14412 | Gila River Power Station LP | 55306 | Gila River Power Station | AZ | 1 A | OP | Da | OP | LN | SR |  | GR | N
14412 | Gila River Power Station LP | 55306 | Gila River Power Station | AZ | 1 B | OP | Da | OP | LN | SR |  | GR | N
14412 | Gila River Power Station LP | 55306 | Gila River Power Station | AZ | 2 A | OP | Da | OP | LN | SR |  | GR | N
14412 | Gila River Power Station LP | 55306 | Gila River Power Station | AZ | 2 B | OP | Da | OP | LN | SR |  | GR | N
14412 | Gila River Power Station LP | 55306 | Gila River Power Station | AZ | 3 A | OP | Da | OP | LN | SR |  | GR | N
14412 | Gila River Power Station LP | 55306 | Gila River Power Station | AZ | 3 B | OP | Da | OP | LN | SR |  | GR | N
14412 | Gila River Power Station LP | 55306 | Gila River Power Station | AZ | 4 A | OP | Da | OP | LN | SR |  | GR | N
14412 | Gila River Power Station LP | 55306 | Gila River Power Station | AZ | 4 B | OP | Da | OP | LN | SR |  | GR | N
56304 | Air Products LLC | 55309 | Air Products Port Arthur | TX | HRSG | OP |  | OP | SR |  |  | NA | N
1182 | BASF Corporation | 55311 | BASF Freeport Works | TX | HRSG | OP |  | OP | LN |  |  | GE | N
26469 | Ingleside Cogeneration LP | 55313 | Ingleside Cogeneration | TX | 20F101 | OP | Db | OP | LN |  |  | CN | N
26469 | Ingleside Cogeneration LP | 55313 | Ingleside Cogeneration | TX | 20F201 | OP | Db | OP | LN |  |  | CN | N
49965 | Constellation Mystic Power LLC | 55317 | Fore River Generating Station | MA | 11 | OP | Db | OP | SR |  |  |  | N
49965 | Constellation Mystic Power LLC | 55317 | Fore River Generating Station | MA | 12 | OP | Db | OP | SR |  |  |  | N
14610 | Orlando Utilities Comm | 55318 | Indian River | FL | 1 | OS | N | NA | NA |  |  | NA | N
14610 | Orlando Utilities Comm | 55318 | Indian River | FL | 2 | OS | N | NA | NA |  |  | NA | N
14610 | Orlando Utilities Comm | 55318 | Indian River | FL | 3 | OS | N | NA | NA |  |  | NA | N
21668 | Wise County Power Company LLC | 55320 | Wise County Power LLC | TX | HRSG1 | OP | Db | OP | SR |  |  | SW | N
21668 | Wise County Power Company LLC | 55320 | Wise County Power LLC | TX | HRSG2 | OP | Db | OP | SR |  |  | SW | N
13407 | Nevada Power Co | 55322 | Chuck Lenzie Generating Station | NV | HRSG1 | OP | Da | OP | SR | LN |  | NA | N
13407 | Nevada Power Co | 55322 | Chuck Lenzie Generating Station | NV | HRSG2 | OP | Da | OP | SR | LN |  | NA | N
13407 | Nevada Power Co | 55322 | Chuck Lenzie Generating Station | NV | HRSG3 | OP | Da | OP | SR | LN |  | NA | N
13407 | Nevada Power Co | 55322 | Chuck Lenzie Generating Station | NV | HRSG4 | OP | Da | OP | SR | LN |  | NA | N
2838 | Baytown Energy Center LLC | 55327 | Baytown Energy Center | TX | HRSG1 | OP | Da | OP | LN | SR |  | FN | N
2838 | Baytown Energy Center LLC | 55327 | Baytown Energy Center | TX | HRSG2 | OP | Da | OP | LN | SR |  | FN | N
2838 | Baytown Energy Center LLC | 55327 | Baytown Energy Center | TX | HRSG3 | OP | Da | OP | LN | SR |  | FN | N
7869 | Hermiston Power Partnership | 55328 | Hermiston Power Partnership | OR | HRSG 1 | OP | Da | OP | LN | SR |  | CN | N
7869 | Hermiston Power Partnership | 55328 | Hermiston Power Partnership | OR | HRSG 2 | OP | N | OP | LN | SR |  | CN | N
5030 | Delta Energy Center LLC | 55333 | Delta Energy Center | CA | HRSG1 | OP | Db | OP | LN | SR |  | CN | N
5030 | Delta Energy Center LLC | 55333 | Delta Energy Center | CA | HRSG2 | OP | Db | OP | LN | SR |  | CN | N
5030 | Delta Energy Center LLC | 55333 | Delta Energy Center | CA | HRSG3 | OP | Db | OP | LN | SR |  | CN | N
49974 | NAES Corporation - (WA) | 55334 | Holland Energy Facility | IL | HRSG 1 | OP | Db | OP | SR |  |  | GE | N
49974 | NAES Corporation - (WA) | 55334 | Holland Energy Facility | IL | HRSG 2 | OP | Db | OP | SR |  |  | GE | N
58199 | PPL Ironwood LLC | 55337 | PPL Ironwood LLC | FL FL FL: PA; A B C: HRSG11; OP OP OP: OP
58199 | PPL Ironwood LLC | 55337 | PPL Ironwood LLC | FL FL FL: PA; A B C: HRSG12; OP OP OP: OP
924 | Associated Electric Coop, Inc | 55340 | Dell Power Station | AR | HRSG1 | OP | N | OP | LN | SR |  | GE | N
924 | Associated Electric Coop, Inc | 55340 | Dell Power Station | AR | HRSG2 | OP | N | OP | LN | SR |  | GE | N
15473 | Public Service Co of NM | 55343 | Luna Energy Facility | NM | 1 | OP | Db | OP | SR |  |  | NA | N
15473 | Public Service Co of NM | 55343 | Luna Energy Facility | NM | 2 | OP | Db | OP | SR |  |  | NA | N
14274 | Otay Mesa Energy Center LLC | 55345 | Otay Mesa Generating Project | CA | HRSG 1 | OP | Db | OP | SR |  |  | NA | N
14274 | Otay Mesa Energy Center LLC | 55345 | Otay Mesa Generating Project | CA | HRSG 2 | OP | Db | OP | SR |  |  | NA | N
733 | Appalachian Power Co | 55350 | Dresden Energy Facility | OH | 1 | CO | Da | CO | LN | SR |  | GE | N
733 | Appalachian Power Co | 55350 | Dresden Energy Facility | OH | 2 | CO | Da | CO | LN | SR |  | GE | N
2171 | Brazos Valley Energy | 55357 | Brazos Valley Generating Facility | TX | HRSG1 | OP | Db | OP | SR |  |  | NA | N
2171 | Brazos Valley Energy | 55357 | Brazos Valley Generating Facility | TX | HRSG2 | OP | Db | OP | SR |  |  | NA | N
4405 | Cottonwood Energy Co LP | 55358 | Cottonwood Energy Project | TX | FB1 | OP | Da | OP | LN | SR |  | JZ | N
4405 | Cottonwood Energy Co LP | 55358 | Cottonwood Energy Project | TX | FB2 | OP | Da | OP | LN | SR |  | JZ | N
4405 | Cottonwood Energy Co LP | 55358 | Cottonwood Energy Project | TX | FB3 | OP | Da | OP | LN | SR |  | JZ | N
4405 | Cottonwood Energy Co LP | 55358 | Cottonwood Energy Project | TX | FB4 | OP | Da | OP | LN | SR |  | JZ | N
19316 | Two Elk Generation Partners LP | 55360 | Two Elk Generating Station | WY | 1 | CO | Da | PL | LN | SR |  | FW | Y | Y |  | Y |  | Y | Y
13756 | Northern Indiana Pub Serv Co | 55364 | Sugar Creek Power | IN | 1A | OP | Db | OP | SR |  |  | NA | N
13756 | Northern Indiana Pub Serv Co | 55364 | Sugar Creek Power | IN | 1B | OP | Db | OP | SR |  |  | NA | N
7972 | Hamakua Energy Partners LP | 55369 | Hamakua Energy Plant | FL FL FL: HI; A B C: HRSG1; OP OP OP: OP
7972 | Hamakua Energy Partners LP | 55369 | Hamakua Energy Plant | FL FL FL: HI; A B C: HRSG2; OP OP OP: OP
32790 | New Harquahala Generating Co, LLC | 55372 | Harquahala Generating Project | FL FL FL: AZ; A B C: HRSG1; OP OP OP: OP
32790 | New Harquahala Generating Co, LLC | 55372 | Harquahala Generating Project | FL FL FL: AZ; A B C: HRSG2; OP OP OP: OP
32790 | New Harquahala Generating Co, LLC | 55372 | Harquahala Generating Project | FL FL FL: AZ; A B C: HRSG3; OP OP OP: OP
22979 | Astoria Energy LLC | 55375 | Astoria Energy | NY | HRSG1 | OP | Db | OP | SR |  |  | FN | N
22979 | Astoria Energy LLC | 55375 | Astoria Energy | NY | HRSG2 | OP | Db | OP | SR |  |  | FN | N
54796 | Union Power Partners LP | 55380 | Union Power Partners LP | AR | 1 A | OP | Da | OP | LN | SR |  | GR | N
54796 | Union Power Partners LP | 55380 | Union Power Partners LP | AR | 1 B | OP | Da | OP | LN | SR |  | GR | N
54796 | Union Power Partners LP | 55380 | Union Power Partners LP | AR | 2 A | OP | Da | OP | LN | SR |  | GR | N
54796 | Union Power Partners LP | 55380 | Union Power Partners LP | AR | 2 B | OP | Da | OP | LN | SR |  | GR | N
54796 | Union Power Partners LP | 55380 | Union Power Partners LP | AR | 3 A | OP | Da | OP | LN | SR |  | GR | N
54796 | Union Power Partners LP | 55380 | Union Power Partners LP | AR | 3 B | OP | Da | OP | LN | SR |  | GR | N
54796 | Union Power Partners LP | 55380 | Union Power Partners LP | AR | 4 A | OP | Da | OP | LN | SR |  | GR | N
54796 | Union Power Partners LP | 55380 | Union Power Partners LP | AR | 4 B | OP | Da | OP | LN | SR |  | GR | N
13994 | Oglethorpe Power Corporation | 55382 | Thomas A Smith Energy Facility | GA | 1H1100 | OP | Db | OP | LN | SR |  | CN | N
13994 | Oglethorpe Power Corporation | 55382 | Thomas A Smith Energy Facility | GA | 1H2100 | OP | Db | OP | LN | SR |  | CN | N
13994 | Oglethorpe Power Corporation | 55382 | Thomas A Smith Energy Facility | GA | 2H1100 | OP | Db | OP | LN | SR |  | CN | N
13994 | Oglethorpe Power Corporation | 55382 | Thomas A Smith Energy Facility | GA | 2H2100 | OP | Db | OP | LN | SR |  | CN | N
4028 | Columbia Energy LLC | 55386 | Columbia Energy Center | SC | DB1 | OP | Db | OP | LN | SR |  | CN | N
4028 | Columbia Energy LLC | 55386 | Columbia Energy Center | SC | DB2 | OP | Db | OP | LN | SR |  | CN | N
2799 | Calpine Corp - Metcalf Energy Center | 55393 | Metcalf Energy Center | CA | HRSG 1 | OP | Db | OP | LN | SR |  | CN | N
2799 | Calpine Corp - Metcalf Energy Center | 55393 | Metcalf Energy Center | CA | HSRG 2 | OP | Db | OP | LN | SR |  | CN | N
57393 | Duke Energy Commercial Asset Management | 55397 | Washington Energy Facility | OH | DB1 | OP | N | OP | LN | SR |  | CN | N
57393 | Duke Energy Commercial Asset Management | 55397 | Washington Energy Facility | OH | DB2 | OP | N | OP | LN | SR |  | CN | N
34164 | Elk Hills Power LLC | 55400 | Elk Hills Power LLC | CA | HRSG1 | OP | Da | OP | SR |  |  | FN | N
34164 | Elk Hills Power LLC | 55400 | Elk Hills Power LLC | CA | HRSG2 | OP | Da | OP | SR |  |  | FN | N
3131 | Carville Energy LLC | 55404 | Carville Energy LLC | LA | HRSG1 | OP | Da | OP | LN |  |  | CN | N
3131 | Carville Energy LLC | 55404 | Carville Energy LLC | LA | HRSG2 | OP | Da | OP | LN |  |  | CN | N
32173 | New Athens Generating Company LLC | 55405 | Athens Generating Plant | FL FL FL: NY; A B C: HRSG01; OP OP OP: OP; OP OP OP: NA
32173 | New Athens Generating Company LLC | 55405 | Athens Generating Plant | FL FL FL: NY; A B C: HRSG02; OP OP OP: OP; OP OP OP: NA
32173 | New Athens Generating Company LLC | 55405 | Athens Generating Plant | FL FL FL: NY; A B C: HRSG03; OP OP OP: OP; OP OP OP: NA
55845 | CAMS Mackinaw Power Operations LLC | 55406 | Effingham County Power Project | FL FL FL: GA; A B C: HRSG1; OP OP OP: OP
55845 | CAMS Mackinaw Power Operations LLC | 55406 | Effingham County Power Project | FL FL FL: GA; A B C: HRSG2; OP OP OP: OP
55987 | CER Generation LLC | 55411 | Hillabee Energy Center | AL | HRSG1 | OP | Db | OP | SR |  |  | NA | N
55987 | CER Generation LLC | 55411 | Hillabee Energy Center | AL | HRSG2 | OP | Db | OP | SR |  |  | NA | N
54693 | Osprey Energy Center | 55412 | Osprey Energy Center Power Plant | FL | HRSG1 | OP | Db | OP | SR | LN |  | CN | N
54693 | Osprey Energy Center | 55412 | Osprey Energy Center Power Plant | FL | HRSG2 | OP | Db | OP | SR | LN |  | CN | N
814 | Entergy Arkansas Inc | 55418 | Hot Spring Generating Facility | AR | 1H1100 | OP | Db | OP | LN | SR |  | CN | N
814 | Entergy Arkansas Inc | 55418 | Hot Spring Generating Facility | AR | 1H2100 | OP | Db | OP | LN | SR |  | GE | N
5347 | Dow Chemical Co | 55419 | Plaquemine Cogeneration Plant | LA | HRU500 | OP | Da | OP | SR |  |  | NA | N
5347 | Dow Chemical Co | 55419 | Plaquemine Cogeneration Plant | LA | HRU600 | OP | Da | OP | SR |  |  | NA | N
5347 | Dow Chemical Co | 55419 | Plaquemine Cogeneration Plant | LA | HRU700 | OP | Da | OP | SR |  |  | NA | N
5347 | Dow Chemical Co | 55419 | Plaquemine Cogeneration Plant | LA | HRU800 | OP | Da | OP | SR |  |  | NA | N
55839 | Domtar Paper Company LLC | 55429 | Kentucky Mills | KY | 3REC | OP |  | NA | NA |  |  | NA | N
55839 | Domtar Paper Company LLC | 55429 | Kentucky Mills | KY | 4REC | OP |  | NA | NA |  |  | NA | N
55839 | Domtar Paper Company LLC | 55429 | Kentucky Mills | KY | BFB | OP |  | OP | CF | LN |  | PB | N
18569 | Tenaska Virginia Partners LP | 55439 | Tenaska Virginia Generating Station | VA | HRSG1 | OP | Db | OP | SR |  |  | NA | N
18569 | Tenaska Virginia Partners LP | 55439 | Tenaska Virginia Generating Station | VA | HRSG2 | OP | Db | OP | SR |  |  | NA | N
18569 | Tenaska Virginia Partners LP | 55439 | Tenaska Virginia Generating Station | VA | HRSG3 | OP | Db | OP | SR |  |  | NA | N
18835 | Tenaska Alabama B LP | 55440 | Tenaska Central Alabama Generating Stn | AL | HRSG2 | OP | Db | OP | SR |  |  | NA | N
18835 | Tenaska Alabama B LP | 55440 | Tenaska Central Alabama Generating Stn | AL | HRSG3 | OP | Db | OP | SR |  |  | NA | N
18835 | Tenaska Alabama B LP | 55440 | Tenaska Central Alabama Generating Stn | AL | HRSG1 | OP | Db | OP | SR |  |  | NA | N
18642 | Tennessee Valley Authority | 55451 | Magnolia Power Plant | MS | FB1 | OP | Da | OP | LN | SR |  | JZ | N
18642 | Tennessee Valley Authority | 55451 | Magnolia Power Plant | MS | FB2 | OP | Da | OP | LN | SR |  | JZ | N
18642 | Tennessee Valley Authority | 55451 | Magnolia Power Plant | MS | FB3 | OP | Da | OP | LN | SR |  | JZ | N
803 | Arizona Public Service Co | 55455 | Red Hawk | AZ | HRSG1A | OP | Db | OP | SR | LN |  | GE | N
803 | Arizona Public Service Co | 55455 | Red Hawk | AZ | HRSG1B | OP | Db | OP | SR | LN |  | GE | N
803 | Arizona Public Service Co | 55455 | Red Hawk | AZ | HRSG2A | OP | Db | OP | SR | LN |  | GE | N
803 | Arizona Public Service Co | 55455 | Red Hawk | AZ | HRSG2B | OP | Db | OP | SR | LN |  | GE | N
14063 | Oklahoma Gas & Electric Co | 55457 | McClain Energy Facility | FL FL FL: OK; A B C: 1; OP OP OP: OP
14063 | Oklahoma Gas & Electric Co | 55463 | Redbud Power Plant | OK | FB1 | OP | Da | OP | LN | SR |  | FW | N
14063 | Oklahoma Gas & Electric Co | 55463 | Redbud Power Plant | OK | FB2 | OP | Da | OP | LN | SR |  | FW | N
14063 | Oklahoma Gas & Electric Co | 55463 | Redbud Power Plant | OK | FB3 | OP | Da | OP | LN | SR |  | FW | N
14063 | Oklahoma Gas & Electric Co | 55463 | Redbud Power Plant | OK | FB4 | OP | Da | OP | LN | SR |  | FW | N
4994 | Deer Park Energy Center | 55464 | Deer Park Energy Center | TX | HRSG1 | OP | Da | OP | LN | SR |  | CN | N
4994 | Deer Park Energy Center | 55464 | Deer Park Energy Center | TX | HRSG2 | OP | Da | OP | LN | SR |  | CN | N
4994 | Deer Park Energy Center | 55464 | Deer Park Energy Center | TX | HRSG3 | OP | Da | OP | LN | SR |  | CN | N
4994 | Deer Park Energy Center | 55464 | Deer Park Energy Center | TX | HRSG4 | OP | Da | OP | LN | SR |  | CN | N
11241 | Entergy Louisiana Inc | 55467 | Ouachita | LA | 1 | OP | Da | OP | LN | SR |  | NC | N
11241 | Entergy Louisiana Inc | 55467 | Ouachita | LA | 2 | OP | Da | OP | LN | SR |  | NC | N
11241 | Entergy Louisiana Inc | 55467 | Ouachita | LA | 3 | OP | Da | OP | LN | SR |  | NC | N
17566 | South Houston Green Power LP | 55470 | Green Power 2 | TX | HRSG1 | OP | Db | OP | SR |  |  | NA | N
17566 | South Houston Green Power LP | 55470 | Green Power 2 | TX | HRSG2 | OP | Db | OP | SR |  |  | NA | N
17566 | South Houston Green Power LP | 55470 | Green Power 2 | TX | HRSG3 | OP | Db | OP | SR |  |  | NA | N
19545 | Black Hills Power Inc | 55479 | Wygen 1 | WY | 3 | OP |  | OP | LN | SR |  | BW | N
6844 | FPLE Forney LP | 55480 | Forney Energy Center | TX | HRSG 1 | OP | Db | OP | LN |  |  | GE | N
6844 | FPLE Forney LP | 55480 | Forney Energy Center | TX | HRSG 2 | OP | Db | OP | LN |  |  | GE | N
6844 | FPLE Forney LP | 55480 | Forney Energy Center | TX | HRSG 3 | OP | Db | OP | LN |  |  | GE | N
6844 | FPLE Forney LP | 55480 | Forney Energy Center | TX | HRSG 4 | OP | Db | OP | LN |  |  | GE | N
6844 | FPLE Forney LP | 55480 | Forney Energy Center | TX | HRSG 5 | OP | Db | OP | LN |  |  | GE | N
6844 | FPLE Forney LP | 55480 | Forney Energy Center | TX | HRSG 6 | OP | Db | OP | LN |  |  | GE | N
12363 | Mesquite Power LLC | 55481 | Mesquite Generating Station | AZ | 1 | OP | Da | OP | SR | LN |  | GE | N
12363 | Mesquite Power LLC | 55481 | Mesquite Generating Station | AZ | 2 | OP | Da | OP | SR | LN |  | GE | N
12363 | Mesquite Power LLC | 55481 | Mesquite Generating Station | AZ | 5 | OP | Da | OP | SR | LN |  | GE | N
12363 | Mesquite Power LLC | 55481 | Mesquite Generating Station | AZ | 6 | OP | Da | OP | SR | LN |  | GE | N
15500 | Puget Sound Energy Inc | 55482 | Goldendale Generating Station | WA | HRSG1 | OP | Db | OP | SR | LN |  | CN | N
20159 | Washington Parish Engy Ctr LLC | 55486 | Washington Parish Energy Center | LA | HRSG1 | CO | Da | CO | LN | SR |  | NA | N
20159 | Washington Parish Engy Ctr LLC | 55486 | Washington Parish Energy Center | LA | HRSG2 | CO | Da | CO | LN | SR |  | NA | N
10362 | Kiowa Power Partners LLC | 55501 | Kiamichi Energy Facility | OK | HRSG1 | OP | Da | OP | LN |  |  | GE | N
10362 | Kiowa Power Partners LLC | 55501 | Kiamichi Energy Facility | OK | HRSG2 | OP | Da | OP | LN |  |  | GE | N
10362 | Kiowa Power Partners LLC | 55501 | Kiamichi Energy Facility | OK | HRSG3 | OP | Da | OP | LN |  |  | GE | N
10362 | Kiowa Power Partners LLC | 55501 | Kiamichi Energy Facility | OK | HRSG4 | OP | Da | OP | LN |  |  | GE | N
343 | AEP Generating Company | 55502 | Lawrenceburg Energy Facility | IN | 1A | OP | Da | OP | LN | SR |  | CN | N
343 | AEP Generating Company | 55502 | Lawrenceburg Energy Facility | IN | 1B | OP | Da | OP | LN | SR |  | CN | N
343 | AEP Generating Company | 55502 | Lawrenceburg Energy Facility | IN | 2A | OP | Da | OP | LN | SR |  | CN | N
343 | AEP Generating Company | 55502 | Lawrenceburg Energy Facility | IN | 2B | OP | Da | OP | LN | SR |  | CN | N
14006 | Ohio Power Co | 55503 | AEP Waterford Facility | OH | HRSG1 | OP | Db | OP | SR | LN |  | GE | N
14006 | Ohio Power Co | 55503 | AEP Waterford Facility | OH | HRSG2 | OP | Db | OP | SR | LN |  | GE | N
14006 | Ohio Power Co | 55503 | AEP Waterford Facility | OH | HRSG3 | OP | Db | OP | SR | LN |  | GE | N
55852 | Las Vegas Power Company LLC | 55514 | Apex Generating Station | NV | CTG01 | OP | Da | OP | LN | SR |  | GR | N
55852 | Las Vegas Power Company LLC | 55514 | Apex Generating Station | NV | CTG02 | OP | Da | OP | LN | SR |  | GR | N
57393 | Duke Energy Commercial Asset Management | 55516 | Fayette Energy Facility | PA | DB1 | OP | N | OP | LN |  |  | CN | N
57393 | Duke Energy Commercial Asset Management | 55516 | Fayette Energy Facility | PA | DB2 | OP | N | OP | LN |  |  | CN | N
56559 | High Desert Power Project LLC | 55518 | High Desert Power Plant | CA | 1 | OP | Db | OP | NA |  |  | NA | N
56559 | High Desert Power Project LLC | 55518 | High Desert Power Plant | CA | 2 | OP | Db | OP | NA |  |  | NA | N
56559 | High Desert Power Project LLC | 55518 | High Desert Power Plant | CA | 3 | OP | Db | OP | NA |  |  | NA | N
56608 | Calpine Mid-Merit LLC | 55524 | York Energy Center | FL FL FL: PA; A B C: HRSG1; OP OP OP: OP
56608 | Calpine Mid-Merit LLC | 55524 | York Energy Center | FL FL FL: PA; A B C: HRSG2; OP OP OP: OP
56608 | Calpine Mid-Merit LLC | 55524 | York Energy Center | FL FL FL: PA; A B C: HRSG3; OP OP OP: OP
2934 | Calpine Corp - Hidalgo | 55545 | Hidalgo Energy Center | FL FL FL: TX; A B C: HRSG1; OP OP OP: OP
2934 | Calpine Corp - Hidalgo | 55545 | Hidalgo Energy Center | FL FL FL: TX; A B C: HRSG2; OP OP OP: OP
7011 | Gas Recovery Services-IL Inc | 55592 | Mallard Lake Electric | IL | HRSG 1 | OP |  | OP | LN |  |  | CN | N
7011 | Gas Recovery Services-IL Inc | 55592 | Mallard Lake Electric | IL | HRSG 2 | OP |  | OP | LN |  |  | CN | N
7011 | Gas Recovery Services-IL Inc | 55592 | Mallard Lake Electric | IL | HRSG 3 | RE |  | RE | LN |  |  | CN | N
25049 | Gas Recovery Systems Inc | 55596 | GRS Arbor Hills | MI | HRSG 1 | OP |  | OP | LN |  |  | CN | N
25049 | Gas Recovery Systems Inc | 55596 | GRS Arbor Hills | MI | HRSG 2 | OP |  | OP | LN |  |  | CN | N
25049 | Gas Recovery Systems Inc | 55596 | GRS Arbor Hills | MI | HRSG 3 | OP |  | OP | LN |  |  | CN | N
50081 | AE Operations LLC | 55611 | Mingo Junction Energy Center | OH | BOIL1 | OP | N | NA | LN |  |  | CN | N
50081 | AE Operations LLC | 55611 | Mingo Junction Energy Center | OH | BOIL2 | OP | N | OP | LN |  |  | CN | N
50081 | AE Operations LLC | 55611 | Mingo Junction Energy Center | OH | BOIL3 | OP | N | OP | LN |  |  | CN | N
50081 | AE Operations LLC | 55611 | Mingo Junction Energy Center | OH | BOIL4 | OP | N | OP | LN |  |  | CN | N
11241 | Entergy Louisiana Inc | 55620 | Perryville Power Station | LA | 1-1 | OP | Da | OP | NH3 | SR |  | NA | N
11241 | Entergy Louisiana Inc | 55620 | Perryville Power Station | LA | 1-2 | OP | Da | OP | NH3 | SR |  | NA | N
16204 | Rock River Energy LLC | 55641 | Riverside Energy Center | WI | HRSG1 | OP | Da | OP | LN | SR |  | CN | N
16204 | Rock River Energy LLC | 55641 | Riverside Energy Center | WI | HRSG2 | OP | Da | OP | LN | SR |  | CN | N
2820 | Calpine Corp - Pastoria Energy Center | 55656 | Pastoria Energy Facility, LLC | FL FL FL: CA; A B C: HRSG01; OP OP OP: OP
2820 | Calpine Corp - Pastoria Energy Center | 55656 | Pastoria Energy Facility, LLC | FL FL FL: CA; A B C: HRSG02; OP OP OP: OP
2820 | Calpine Corp - Pastoria Energy Center | 55656 | Pastoria Energy Facility, LLC | FL FL FL: CA; A B C: HRSG04; OP OP OP: OP
13538 | EP Newington Energy LLC | 55661 | EP Newington Energy LLC | NH | HRSG1 | OP | Db | OP | LN | SR |  | GE | N
13538 | EP Newington Energy LLC | 55661 | EP Newington Energy LLC | NH | HRSG2 | OP | Db | OP | LN | SR |  | GE | N
14354 | PacifiCorp | 55662 | Chehalis Generating Facility | FL FL FL: WA; A B C: ST1; OP OP OP: OP
6041 | Entergy Power Ventures LP | 55664 | Harrison County Power Project | TX | HCCP 1 | OP | Db | OP | SR |  |  | NA | N
6041 | Entergy Power Ventures LP | 55664 | Harrison County Power Project | TX | HCCP 2 | OP | Db | OP | SR |  |  | NA | N
11275 | Lower Mount Bethel Energy LLC | 55667 | Lower Mount Bethel Energy | PA | HRSG 1 | OP | N | NA | SR |  |  | NA | N
11275 | Lower Mount Bethel Energy LLC | 55667 | Lower Mount Bethel Energy | PA | HRSG 2 | OP | N | NA | SR |  |  | NA | N
13407 | Nevada Power Co | 55687 | Higgins Generating Station | NV | HRSG1 | OP | Da | OP | LN | SR |  | FN | N
13407 | Nevada Power Co | 55687 | Higgins Generating Station | NV | HRSG2 | OP | Da | OP | LN | SR |  | FN | N
56607 | Calpine Bethlehem LLC | 55690 | Bethlehem Power Plant | FL FL FL: PA; A B C: HRSG1; OP OP OP: OP
56607 | Calpine Bethlehem LLC | 55690 | Bethlehem Power Plant | FL FL FL: PA; A B C: HRSG2; OP OP OP: OP
56607 | Calpine Bethlehem LLC | 55690 | Bethlehem Power Plant | FL FL FL: PA; A B C: HRSG3; OP OP OP: OP
56607 | Calpine Bethlehem LLC | 55690 | Bethlehem Power Plant | FL FL FL: PA; A B C: HRSG5; OP OP OP: OP
56607 | Calpine Bethlehem LLC | 55690 | Bethlehem Power Plant | FL FL FL: PA; A B C: HRSG6; OP OP OP: OP
56607 | Calpine Bethlehem LLC | 55690 | Bethlehem Power Plant | FL FL FL: PA; A B C: HRSG7; OP OP OP: OP
3549 | Choctaw Gas Generating Pro LLC | 55694 | Quantum Choctaw Power LLC | MS | HSG1 | OP | Db | OP | LN | SR |  | SW | N
3549 | Choctaw Gas Generating Pro LLC | 55694 | Quantum Choctaw Power LLC | MS | HSG2 | OP | Db | OP | LN | SR |  | SW | N
15500 | Puget Sound Energy Inc | 55700 | Mint Farm Generating Station | WA | HRSG1 | OP | Da | OP | SR |  |  | NA | N
40577 | American Mun Power-Ohio, Inc | 55701 | Fremont Energy Center | OH | P001 | OP | Dc | OP | LN | SR |  | CN | N
40577 | American Mun Power-Ohio, Inc | 55701 | Fremont Energy Center | OH | P002 | OP | Dc | OP | LN | SR |  | CN | N
54885 | NRG Wholesale Generation LP | 55706 | Choctaw County | MS | HRG101 | OS | Db | OS | LN | SR |  | GR | N
54885 | NRG Wholesale Generation LP | 55706 | Choctaw County | MS | HRG201 | OP | Db | OP | LN | SR |  | GR | N
54885 | NRG Wholesale Generation LP | 55706 | Choctaw County | MS | HRG301 | OP | Db | OP | LN | SR |  | GR | N
17650 | Southern Power Co | 55708 | Nacogdoches Power | TX | BLR1 | OP | Db | OP | CF | SN |  | NA | N
23279 | Allegheny Energy Supply Co LLC | 55710 | Allegheny Energy Units 3 4 & 5 | FL FL FL: PA; A B C: STB; OP OP OP: OP
807 | Arkansas Electric Coop Corp | 55714 | Magnet Cove | AR | HRSG1 | OP | Db | OP | SR |  |  | NA | N
807 | Arkansas Electric Coop Corp | 55714 | Magnet Cove | AR | HRSG2 | OP | Db | OP | SR |  |  | NA | N
57393 | Duke Energy Commercial Asset Management | 55736 | Hanging Rock Energy Facility | OH | 1HR1 | OP | N | OP | SR | LN |  | CN | N
57393 | Duke Energy Commercial Asset Management | 55736 | Hanging Rock Energy Facility | OH | 1HR2 | OP | N | OP | SR | LN |  | CN | N
57393 | Duke Energy Commercial Asset Management | 55736 | Hanging Rock Energy Facility | OH | 2HR1 | OP | N | OP | SR | LN |  | CN | N
57393 | Duke Energy Commercial Asset Management | 55736 | Hanging Rock Energy Facility | OH | 2HR2 | OP | N | OP | SR | LN |  | CN | N
2860 | Los Esteros Critical Energy Facility LLC | 55748 | Los Esteros Critical Energy Center | CA | HRSG1 | CO | Db | CO | SR |  |  | FN | N
2860 | Los Esteros Critical Energy Facility LLC | 55748 | Los Esteros Critical Energy Center | CA | HRSG2 | CO | Db | CO | SR |  |  | FN | N
2860 | Los Esteros Critical Energy Facility LLC | 55748 | Los Esteros Critical Energy Center | CA | HRSG3 | CO | Db | CO | SR |  |  | FN | N
2860 | Los Esteros Critical Energy Facility LLC | 55748 | Los Esteros Critical Energy Center | CA | HRSG4 | CO | Db | CO | SR |  |  | FN | N
16233 | Rocky Mountain Power Inc | 55749 | Hardin Generator Project | MT | PC1 | OP | Db | OP | LA | LN | SR | AL | Y | Y |  | Y |  | Y | Y |  |  | Y
2087 | Bowie Power Station LLC | 55780 | Bowie Power Station LLC | AZ | HRSG1 | PL |  | PL | SR |  |  | NA | N
2087 | Bowie Power Station LLC | 55780 | Bowie Power Station LLC | AZ | HRSG2 | PL |  | PL | SR |  |  | NA | N
2087 | Bowie Power Station LLC | 55780 | Bowie Power Station LLC | AZ | HRSG3 | PL |  | PL | SR |  |  | NA | N
2087 | Bowie Power Station LLC | 55780 | Bowie Power Station LLC | AZ | HRSG4 | PL |  | PL | SR |  |  | NA | N
11089 | Live Oaks Company LLC | 55800 | Live Oaks Power Plant | GA | HRSG1 | CN | Db | CN | SR | LN |  | OT | N
11089 | Live Oaks Company LLC | 55800 | Live Oaks Power Plant | GA | HRSG2 | CN | Db | CN | SR | LN |  | OT | N
6693 | FPL Energy Marcus Hook LP | 55801 | FPL Energy Marcus Hook LP | PA | HRSG1 | OP | Db | OP | SR |  |  | NA | N
6693 | FPL Energy Marcus Hook LP | 55801 | FPL Energy Marcus Hook LP | PA | HRSG2 | OP | Db | OP | SR |  |  | NA | N
6693 | FPL Energy Marcus Hook LP | 55801 | FPL Energy Marcus Hook LP | PA | HRSG3 | OP | Db | OP | SR |  |  | NA | N
56613 | Frederickson Power LP | 55818 | Frederickson Power LP | WA | HRSG-1 | OP | Da | OP | SR | LN |  | CN | N
17650 | Southern Power Co | 55821 | Curtis H Stanton Energy Center | FL | 25 | OP | Da | OP | SR |  |  | NA | N
17650 | Southern Power Co | 55821 | Curtis H Stanton Energy Center | FL | 26 | OP | Da | OP | SR |  |  | NA | N
57207 | Great Northern Paper Company LLC | 55829 | Millinocket Mill | ME | MB3 | OS | N | OS | NA |  |  | NA | N
57207 | Great Northern Paper Company LLC | 55829 | Millinocket Mill | ME | MB1 | OS | N | OS | LN |  |  | CN | N
57207 | Great Northern Paper Company LLC | 55829 | Millinocket Mill | ME | MB2 | OS | N | OS | LN |  |  | CN | N
57207 | Great Northern Paper Company LLC | 55830 | East Millinocket Mill | ME | EB1 | OS | N | SB | LN |  |  | CN | N
57207 | Great Northern Paper Company LLC | 55830 | East Millinocket Mill | ME | EB2 | OP | N | OP | LN |  |  | CN | N
57207 | Great Northern Paper Company LLC | 55830 | East Millinocket Mill | ME | EB3 | OP | N | OP | NA |  |  | NA | N
15466 | Public Service Co of Colorado | 55835 | Rocky Mountain Energy Center | CO | HRSG 1 | OP | Db | OP | LN | SR |  | CN | N
15466 | Public Service Co of Colorado | 55835 | Rocky Mountain Energy Center | CO | HRSG 2 | OP | Db | OP | LN | SR |  | CN | N
13407 | Nevada Power Co | 55841 | Silverhawk | NV | A01 | OP | Da | OP | SR | LN |  | NA | N
13407 | Nevada Power Co | 55841 | Silverhawk | NV | A03 | OP | Da | OP | SR | LN |  | NA | N
9155 | Inland Empire Energy Ctr LLC | 55853 | Inland Empire Energy Center | CA | 1 | OP |  | OP | SN | NH3 |  |  | N
9155 | Inland Empire Energy Ctr LLC | 55853 | Inland Empire Energy Center | CA | 2 | OP |  | OP | SN | NH3 |  |  | N
15330 | Prairie State Generating Co LLC | 55856 | Prairie State Generatng Station | IL | PC1 | OP | Da | TS | LN | SR |  | BW | Y | Y |  |  |  | Y | Y | Y |  |  |  |  | Y |  |  | Y
15330 | Prairie State Generating Co LLC | 55856 | Prairie State Generatng Station | IL | PC2 | OP | Da | TS | LN | SR |  | BW | Y | Y |  |  |  | Y | Y | Y |  |  |  |  | Y |  |  | Y
6306 | Fibrominn LLC | 55867 | Fibrominn Biomass Power Plant | MN | B1 | OP |  | OP | SN |  |  | NA | N
17164 | Sierra Pacific Industries Inc | 55882 | Sierra Pacific Aberdeen | WA | BLR1 | OP |  | OP | SN |  |  | NA | N
17539 | South Carolina Electric&Gas Co | 55927 | Jasper | SC | HRSG1 | OP | Db | OP | SR |  |  | NA | N
17539 | South Carolina Electric&Gas Co | 55927 | Jasper | SC | HRSG2 | OP | Db | OP | SR |  |  | NA | N
17539 | South Carolina Electric&Gas Co | 55927 | Jasper | SC | HRSG3 | OP | Db | OP | SR |  |  | NA | N
7724 | GWF Energy LLC | 55933 | Tracy Combined Cycle Power Plant | CA | 3H0301 | OP | Db | OP | SR |  |  | PS | N
7724 | GWF Energy LLC | 55933 | Tracy Combined Cycle Power Plant | CA | 4H0401 | OP | Db | OP | SR |  |  | PS | N
19876 | Virginia Electric & Power Co | 55939 | Warren County VA | FL FL FL: VA; A B C: CT01
19876 | Virginia Electric & Power Co | 55939 | Warren County VA | FL FL FL: VA; A B C: CT02
19876 | Virginia Electric & Power Co | 55939 | Warren County VA | FL FL FL: VA; A B C: CT03
17650 | Southern Power Co | 55965 | Wansley Combined Cycle | GA | 6A | OP | Da | OP | SR |  |  | NA | N
17650 | Southern Power Co | 55965 | Wansley Combined Cycle | GA | 6B | OP | Da | OP | SR |  |  | NA | N
17650 | Southern Power Co | 55965 | Wansley Combined Cycle | GA | 7A | OP | Da | OP | SR |  |  | NA | N
17650 | Southern Power Co | 55965 | Wansley Combined Cycle | GA | 7B | OP | Da | OP | SR |  |  | NA | N
19558 | Homer Electric Assn Inc | 55966 | Nikiski Co-Generation | AK | HRSG | CO |  | NA | NA |  |  | NA | N
16534 | Sacramento Municipal Util Dist | 55970 | Cosumnes | FL FL FL: CA; A B C: HRSGC; OP OP OP: CN
16534 | Sacramento Municipal Util Dist | 55970 | Cosumnes | FL FL FL: CA; A B C: HRSGA; OP OP OP: OP
16534 | Sacramento Municipal Util Dist | 55970 | Cosumnes | FL FL FL: CA; A B C: HRSGB; OP OP OP: OP
54885 | NRG Wholesale Generation LP | 55976 | Hunterstown | PA | 101 | OP | Db | OP | SR |  |  | NA | N
54885 | NRG Wholesale Generation LP | 55976 | Hunterstown | PA | 201 | OP | Db | OP | SR |  |  | NA | N
54885 | NRG Wholesale Generation LP | 55976 | Hunterstown | PA | 301 | OP | Db | OP | SR |  |  | NA | N
6204 | City of Farmington - (NM) | 55977 | Bluffview | NM | 1 | OP |  | OP | LN | SR | NH3 | GE | N
16609 | San Diego Gas & Electric Co | 55985 | Palomar Energy | CA | HRSG1 | OP | Db | OP | LN | SR |  | GE | N
16609 | San Diego Gas & Electric Co | 55985 | Palomar Energy | CA | HRSG2 | OP | Db | OP | LN | SR |  | GE | N
10379 | Klamath Generation LLC | 56019 | Klamath | FL FL FL: OR; A B C: HRSG
16655 | City of Santa Clara - (CA) | 56026 | Donald Von Raesfeld Power Plant | CA | HRSG1 | OP | D | OP | LN |  |  | JZ | N
16655 | City of Santa Clara - (CA) | 56026 | Donald Von Raesfeld Power Plant | CA | HRSG2 | OP | D | OP | LN |  |  | JZ | N
54909 | GE Energy Services | 56031 | Fox Energy Center | WI | HRSG1 | OP | Db | OP | LN | SR |  | GE | N
54909 | GE Energy Services | 56031 | Fox Energy Center | WI | HRSG2 | OP | Db | OP | LN | SR |  | GE | N
29116 | Colorado Energy Management LLC | 56041 | Malburg | CA | M1 | OP |  | OP | LN | NH3 |  | SW | N
29116 | Colorado Energy Management LLC | 56041 | Malburg | CA | M2 | OP |  | OP | LN | NH3 |  | SW | N
2507 | City of Burbank Water and Power | 56046 | Magnolia Power Project | CA | HRSG2 | OP | N | OP | LN | SR |  | GE | N
19002 | CPV Towantic, LLC | 56047 | CPV Towantic Energy Center | FL FL FL: CT; A B C: HRSG1; OP OP OP: CN; Db Db Db: D
19002 | CPV Towantic, LLC | 56047 | CPV Towantic Energy Center | FL FL FL: CT; A B C: HRSG2; OP OP OP: CN
20847 | Wisconsin Electric Power Co | 56068 | Elm Road Generating Station | WI | 18 | OP | Db | OP | LN |  |  | HT | Y |  |  |  |  | Y |  |  |  | Y |  |  |  | Y
20847 | Wisconsin Electric Power Co | 56068 | Elm Road Generating Station | WI | 19 | OP | Db | OP | LN |  |  | HT | Y |  |  |  |  | Y |  |  |  | Y |  |  |  | Y
19281 | Turlock Irrigation District | 56078 | Walnut Energy Center | FL FL FL: CA; A B C: 301; OP OP OP: OP
15597 | Riceland Foods Inc. | 56079 | Riceland Foods Cogeneration Plant | AR | North | OP |  | OP | OT |  |  | CN | N
15597 | Riceland Foods Inc. | 56079 | Riceland Foods Cogeneration Plant | AR | South | OP |  | OP | OT |  |  | CN | N
14354 | PacifiCorp | 56102 | Currant Creek | UT | HRSG1A | OP | Db | OP | LN | SR |  | GE | N
14354 | PacifiCorp | 56102 | Currant Creek | UT | HRSG1B | OP | Db | OP | LN | SR |  | GE | N
2338 | Calpine Central LP | 56104 | Mankato Energy Center | MN | HRSG1 | PL | Da | PL | LN | SR |  | SW | N
2338 | Calpine Central LP | 56104 | Mankato Energy Center | MN | HRSG2 | OP | Da | OP | LN | SR |  | SW | N
49736 | Loring Holdings, LLC | 56105 | Loring Power Plant | ME | HRSG1 | PL |  | PL | LN | SR |  | OT | N
49745 | Cash Creek Generating LLC | 56107 | Cash Creek | KY | HRSG2 | PL | N | PL | LN | SN |  |  | N
49745 | Cash Creek Generating LLC | 56107 | Cash Creek | KY | HRSG | PL | N | PL | LN | SN |  |  | N
49775 | Middlesex Generating Company LLC | 56119 | Middlesex Generating Facility | NJ | HRSG1 | OP |  | NA | LN |  |  | AB | N
49775 | Middlesex Generating Company LLC | 56119 | Middlesex Generating Facility | NJ | HRSG2 | OP |  | NA | LN |  |  | ABB | N
49777 | SP Fiber Technologies NW LLC | 56124 | SPFT - Newberg Cogen | OR | 10BLR | OP |  | OP | LN | AA | OV | TC | N
49777 | SP Fiber Technologies NW LLC | 56124 | SPFT - Newberg Cogen | OR | 2HRSG | RE |  | RE | LN | AA |  | TC | N
7140 | Georgia Power Co | 56150 | McIntosh Combined Cycle Facility | GA | 10A | OP | Da | OP | SR |  |  | NA | N
7140 | Georgia Power Co | 56150 | McIntosh Combined Cycle Facility | GA | 10B | OP | Da | OP | SR |  |  | NA | N
7140 | Georgia Power Co | 56150 | McIntosh Combined Cycle Facility | GA | 11A | OP | Da | OP | SR |  |  | NA | N
7140 | Georgia Power Co | 56150 | McIntosh Combined Cycle Facility | GA | 11B | OP | Da | OP | SR |  |  | NA | N
5338 | Dow Chemical Co | 56152 | Freeport Energy Center | FL FL FL: TX; A B C: FB91; OP OP OP: OP; OP OP OP: OP
5338 | Dow Chemical Co | 56152 | Freeport Energy Center | FL FL FL: TX; A B C: FB92; OP OP OP: OP; OP OP OP: OP
5338 | Dow Chemical Co | 56152 | Freeport Energy Center | FL FL FL: TX; A B C: FB93; OP OP OP: OP; OP OP OP: OP
5338 | Dow Chemical Co | 56152 | Freeport Energy Center | FL FL FL: TX; A B C: FB94; OP OP OP: OP; OP OP OP: OP
49805 | Kennecott Utah Copper | 56163 | Kennecott Power Plant | UT | 1 | OP | N | OP | LN |  |  | BW | N
49805 | Kennecott Utah Copper | 56163 | Kennecott Power Plant | UT | 2 | OP | N | OP | LN |  |  | BW | N
49805 | Kennecott Utah Copper | 56163 | Kennecott Power Plant | UT | 3 | OP | N | OP | LN |  |  | BW | N
49805 | Kennecott Utah Copper | 56163 | Kennecott Power Plant | UT | 4 | OP | N | NA | NA |  |  | NA | N
49805 | Kennecott Utah Copper | 56163 | Kennecott Power Plant | FL FL FL: UT; A B C: HRSG; OP OP OP: CO
12667 | Minnesota Municipal Power Agny | 56164 | Faribault Energy Park | MN | HRSG1 | OP | Db | OP | LN |  |  | GE | N
40575 | Utah Associated Mun Power Sys | 56177 | Nebo Power Station | UT | 26130 | OP |  | OP | SR |  |  | NA | N
49837 | Pinelawn Power LLC | 56188 | Pinelawn Power LLC | NY | 001 | OP |  | OP | SR |  |  | NA | N
49841 | Colville Indian Plywood & Veneer | 56191 | Colville Indian Plywood & Veneer | WA | 1 | OS |  | NA | NA |  |  | NA | N
49841 | Colville Indian Plywood & Veneer | 56191 | Colville Indian Plywood & Veneer | WA | 2 | OS |  | NA | NA |  |  | NA | N
49842 | Georgia-Pacific Consr Prods LP-Wauna | 56192 | Georgia-Pacific Wauna Mill | OR | FBB | OP |  | NA | NA |  |  | NA | N
49842 | Georgia-Pacific Consr Prods LP-Wauna | 56192 | Georgia-Pacific Wauna Mill | OR | PB | OP |  | NA | NA |  |  | NA | N
15296 | New York Power Authority | 56196 | 500MW CC | FL FL FL: NY; A B C: 7A; OP OP OP: OP
15296 | New York Power Authority | 56196 | 500MW CC | FL FL FL: NY; A B C: 7B; OP OP OP: OP
49896 | Newmont Nevada Energy Investment, LLC | 56224 | TS Power Plant | NV | BLR100 | OP | Da | OP | OV | LN | SR | BW | Y | Y |  | Y |  | Y |  |  |  | Y | [5 empty] | Y
15248 | Portland General Electric Co | 56227 | Port Westward | OR | HRSG01 | OP | Db | OP | SR |  |  | NA | N
49949 | Kinder Morgan Production Company LP | 56233 | EG178 Facility | TX | HRSG A | OP | Db | OP | SR |  |  | OT | N
49949 | Kinder Morgan Production Company LP | 56233 | EG178 Facility | TX | HRSG B | OP | Db | OP | SR |  |  | OT | N
49950 | Caithness Long Island, LLC | 56234 | Caithness Long Island Energy Center | NY | HRSG01 | OP | Da | OP | NH3 | SR |  | NA | N
14354 | PacifiCorp | 56237 | Lake Side Power Plant | UT | HRSG01 | OP | Db | OP | LN | SR |  | SW | N
14354 | PacifiCorp | 56237 | Lake Side Power Plant | UT | HRSG02 | OP | Db | OP | LN | SR |  | SW | N
56480 | Empire Generating Co LLC | 56259 | Empire Generating Co LLC | NY | HRSG11 | OP | N | OP | SR | LN |  | TC | N
56480 | Empire Generating Co LLC | 56259 | Empire Generating Co LLC | NY | HRSG12 | OP | N | OP | SR | LN |  | TC | N
16295 | City of Roseville - (CA) | 56298 | Roseville Energy Park | CA | HRSG1 | OP |  | OP | LN | SR |  | SW | N
16295 | City of Roseville - (CA) | 56298 | Roseville Energy Park | CA | HRSG2 | OP |  | OP | LN | SR |  | SW | N
50130 | Trigen St Louis Energy Corporation | 56309 | Trigen St. Louis | MO | HRSG1 | OP |  | NA | NA |  |  | NA | N
50130 | Trigen St Louis Energy Corporation | 56309 | Trigen St. Louis | MO | HRSG2 | OP |  | NA | NA |  |  | NA | N
19545 | Black Hills Power Inc | 56319 | Wygen 2 | WY | 1 | OP |  | OP | AA | LN | SR | BW | Y |  |  |  |  | Y
56766 | CER Quail Run Energy Partners LP | 56349 | Quail Run Energy Center | TX | HRSG1 | OP | Db | OP | LN | SR |  | GE | N
56766 | CER Quail Run Energy Partners LP | 56349 | Quail Run Energy Center | TX | HRSG2 | OP | Db | OP | LN | SR |  | GE | N
56766 | CER Quail Run Energy Partners LP | 56349 | Quail Run Energy Center | TX | HRSG3 | OP | Db | OP | LN | SR |  | GE | N
56766 | CER Quail Run Energy Partners LP | 56349 | Quail Run Energy Center | TX | HRSG4 | OP | Db | OP | LN | SR |  | GE | N
56765 | CER Colorado Bend Energy Partners LP | 56350 | Colorado Bend Energy Center | TX | HRSG1 | OP | Db | OP | LN | SR |  | GE | N
56765 | CER Colorado Bend Energy Partners LP | 56350 | Colorado Bend Energy Center | TX | HRSG2 | OP | Db | OP | LN | SR |  | GE | N
56765 | CER Colorado Bend Energy Partners LP | 56350 | Colorado Bend Energy Center | TX | HRSG3 | OP | Db | OP | LN | SR |  | GE | N
56765 | CER Colorado Bend Energy Partners LP | 56350 | Colorado Bend Energy Center | TX | HRSG4 | OP | Db | OP | LN | SR |  | GE | N
6616 | Fort Pierce Utilities Authority | 56400 | Treasure Coast Energy Center | FL | HRSG1 | OP | Da | OP | LN | SR |  | GE | N
55744 | Acciona Solar Power | 56405 | Nevada Solar One | FL FL FL: NV; A B C: HI; OP OP OP: OP
17164 | Sierra Pacific Industries Inc | 56406 | Sierra Pacific Burlington Facility | WA | BLR1 | OP |  | OP | SN |  |  | NA | N
6452 | Florida Power & Light Co | 56407 | West County Energy Center | FL | PWC11 | OP | Dc | OP | NA |  |  | NA | N
6452 | Florida Power & Light Co | 56407 | West County Energy Center | FL | PWC12 | OP | Dc | OP | NA |  |  | NA | N
6452 | Florida Power & Light Co | 56407 | West County Energy Center | FL | PWC13 | OP | Dc | OP | NA |  |  | NA | N
6452 | Florida Power & Light Co | 56407 | West County Energy Center | FL | PWC21 | OP | Dc | OP | NA |  |  | NA | N
6452 | Florida Power & Light Co | 56407 | West County Energy Center | FL | PWC22 | OP | Dc | OP | NA |  |  | NA | N
6452 | Florida Power & Light Co | 56407 | West County Energy Center | FL | PWC23 | OP | Dc | OP | NA |  |  | NA | N
6452 | Florida Power & Light Co | 56407 | West County Energy Center | FL | PWC31 | OP | Dc | OP | NA |  |  | NA | N
6452 | Florida Power & Light Co | 56407 | West County Energy Center | FL | PWC32 | OP | Dc | OP | NA |  |  | NA | N
6452 | Florida Power & Light Co | 56407 | West County Energy Center | FL | PWC33 | OP | Dc | OP | NA |  |  | NA | N
54866 | Robinson Power Company LLC | 56453 | Robinson Power Company LLC | PA | 031 | PL | Da | CO | SN |  |  | NA | Y |  |  | Y
55995 | Plum Point Energy Associates LLC | 56456 | Plum Point Energy Station | AR | BLR1 | OP | Da | OP | LN | OV | SR | IHI | Y | Y |  | Y |  | Y | Y |  |  | Y
56358 | CAMS NM LLC | 56458 | Hobbs Generating Station | NM | HRSG1 | OP | Db | OP | LN | SR |  | MI | N
56358 | CAMS NM LLC | 56458 | Hobbs Generating Station | NM | HRSG2 | OP | Db | OP | LN | SR |  | MI | N
54890 | Russell City Energy Company LLC | 56467 | Russell City Energy Center | CA | HRSG1 | CO | Db | CO | SR |  |  | CN | N
54890 | Russell City Energy Company LLC | 56467 | Russell City Energy Center | CA | HRSG2 | CO | Db | CO | SR |  |  | CN | N
54894 | Roseburg Forest Products | 56469 | Roseburg Forest Products Biomass | CA | FW-1 | OP |  | OP | SN | SN | SN | NA | N
14328 | Pacific Gas & Electric Co | 56476 | Gateway Generating Station | CA | HRSGA | OP | Db | OP | LN | SR |  | GE | N
14328 | Pacific Gas & Electric Co | 56476 | Gateway Generating Station | CA | HRSGB | OP | Db | OP | LN | SR |  | GE | N
14328 | Pacific Gas & Electric Co | 56532 | Colusa Generating Station | CA | HRSGA | OP | Db | OP | LN | SR |  | PS | N
14328 | Pacific Gas & Electric Co | 56532 | Colusa Generating Station | CA | HRSGB | OP | Db | OP | LN | SR |  | PS | N
17698 | Southwestern Electric Power Co | 56564 | John W Turk Jr Power Plant | AR | 1 | OP | Da | OP | LN | AA | SR | BW | Y | Y |  | Y | [5 empty] | Y
17698 | Southwestern Electric Power Co | 56565 | J Lamar Stall Unit | FL FL FL: LA; A B C: HRSG1; OP OP OP: OP
17698 | Southwestern Electric Power Co | 56565 | J Lamar Stall Unit | FL FL FL: LA; A B C: HRSG2; OP OP OP: OP
55816 | Robbins Community Power LLC | 56576 | Robbins Community Power LLC | IL | 7218 | CO |  | PL | AA | CF | FR | NA | N
55816 | Robbins Community Power LLC | 56576 | Robbins Community Power LLC | IL | 7219 | CO |  | PL | AA | CF | FR | NA | N
19545 | Black Hills Power Inc | 56596 | Wygen III | WY | 1 | OP | Da | OP | LN | OV | SR | BW | Y | Y |  | Y |  | Y
1307 | Basin Electric Power Coop | 56609 | Dry Fork Station | WY | 1 | OP | Db | OP | LN | OV | SR | BW | Y | Y |  |  |  | Y
1307 | Basin Electric Power Coop | 56610 | Deer Creek Station | SD | U1HRSG | OP | N | OP | SR |  |  | NA | N
55861 | Sandy Creek Energy Associates L P | 56611 | Sandy Creek Energy Station | TX | S01 | CO | Db | CO | LN | OV | SR | OT | Y | Y |  | Y | [5 empty] | Y
55925 | Snowflake Power LLC | 56616 | Snowflake White Mountain Power LLC | AZ | 4PB | OP |  | OP | CF | FR | SN | NA | N
55893 | St Paul Cogeneration LLC | 56643 | St Paul Cogeneration | MN | 7 | OP |  | OP | SN |  |  | NA | N
55904 | Wellington Development WVDT LLC | 56664 | Greene Energy Resource Recovery Project | PA | B1 | PL | Db | CO | ND |  |  |  | Y |  |  | Y |  |  | Y |  |  | Y
55904 | Wellington Development WVDT LLC | 56664 | Greene Energy Resource Recovery Project | PA | B2 | PL | Db | CO | ND |  |  |  | Y |  |  | Y |  |  | Y |  |  | Y
55924 | GenPower | 56671 | Longview Power LLC | WV | UHA01 | OP | Db | OP | LN | SR | OV | FW | Y |  |  |  |  | Y | Y | Y |  | Y | [5 empty] | Y
55927 | Power4Georgians LLC | 56675 | Plant Washington | FL FL FL: GA; A B C: MAIN; OP OP OP: PL
55953 | Ampersand Chowchilla Biomass LLC | 56706 | Ampersand Chowchilla Biomass LLC | CA | SD200 | OP |  | OP | CF | OV | SN | NA | N
55952 | Merced Power LLC | 56707 | El Nido Facility | CA | SD200 | OP |  | OP | CF | OV | SN | NA | N
6541 | Formosa Plastics Corp | 56708 | CFB Power Plant | TX | H1101 | OP | Db | OP | SN | CF |  | NA | Y | Y |  |  |  | Y | Y |  |  | Y
6541 | Formosa Plastics Corp | 56708 | CFB Power Plant | TX | H1201 | OP | Db | OP | SN | CF |  | NA | Y | Y |  |  |  | Y | Y |  |  | Y
55968 | Evergreen BioPower LLC | 56781 | Evergreen BioPower LLC | OR | 3 | OP |  | OP | FR | OV |  | NA | N
7570 | Great River Energy | 56786 | Spiritwood Station | ND | 1 | CO | Da | CO | CF | SN |  | NA | N
55993 | Kleen Energy Systems, LLC | 56798 | Kleen Energy Systems Project | CT | HRSG1 | OP | N | OP | LN | SR |  | SW | N
55993 | Kleen Energy Systems, LLC | 56798 | Kleen Energy Systems Project | CT | HRSG2 | OP | N | OP | SR | LN |  | SW | N
9617 | JEA | 56799 | Greenland Energy Center | FL FL FL: FL; A B C: HRSG1; OP OP OP: IP; Db Db Db: Da
9617 | JEA | 56799 | Greenland Energy Center | FL FL FL: FL; A B C: HRSG2; OP OP OP: IP; Db Db Db: Da
56017 | Avenal Power Center LLC | 56801 | Avenal Power Center | CA | HRSG2 | PL | Db | PL | LN | SR |  | NA | N
56017 | Avenal Power Center LLC | 56801 | Avenal Power Center | CA | HRSG3 | PL | Db | PL | LN | SR |  | NA | N
56020 | NRG Cedar Bayou Development Company LLC | 56806 | Cedar Bayou 4 | FL FL FL: TX; A B C: CBYB41; OP OP OP: OP
56020 | NRG Cedar Bayou Development Company LLC | 56806 | Cedar Bayou 4 | FL FL FL: TX; A B C: CBYB42; OP OP OP: OP
19876 | Virginia Electric & Power Co | 56807 | Bear Garden | VA | 1A | OP | Da | OP | LN | SR |  | GE | N
19876 | Virginia Electric & Power Co | 56807 | Bear Garden | VA | 1B | OP | Da | OP | LN | SR |  | GE | N
19876 | Virginia Electric & Power Co | 56808 | Virginia City Hybrid Energy Center | VA | 1 | OP | Da | PL | SN |  |  | NA | Y | Y |  | Y
19876 | Virginia Electric & Power Co | 56808 | Virginia City Hybrid Energy Center | VA | 2 | OP | Da | PL | SN |  |  | NA | Y | Y |  | Y
56023 | Arizona Solar One LLC | 56812 | Solana Generating Station | FL FL FL: AZ; A B C: 1; OP OP OP: PL
56029 | Fibrowatt LLC | 56816 | FibroCoast | NC | 1 | CN |  | PL | SN |  |  | NA | N
56029 | Fibrowatt LLC | 56817 | FibroHills | FL FL FL: NC; A B C: 1; OP OP OP: CN
56031 | CPV Maryland LLC | 56846 | CPV St Charles Energy Center | FL FL FL: MD; A B C: HRSG1; OP OP OP: PL; OP OP OP: PL |  | N
56031 | CPV Maryland LLC | 56846 | CPV St Charles Energy Center | FL FL FL: MD; A B C: HRSG2; OP OP OP: PL; OP OP OP: PL |  | N
56067 | Plainfield Renewable Energy, LLC | 56847 | Plainfield Renewable Energy LLC | CT | Boil | CO |  | PL | SN |  |  | NA | N
56069 | SunCoke Energy, Inc. | 56848 | Haverhill North Cogeneration Facility | OH | HRSG10 | OP |  | NA | NA |  |  | NA | Y | Y |  |  |  | Y
56069 | SunCoke Energy, Inc. | 56848 | Haverhill North Cogeneration Facility | OH | HRSG6 | OP |  | NA | NA |  |  | NA | Y | Y |  |  |  | Y
56069 | SunCoke Energy, Inc. | 56848 | Haverhill North Cogeneration Facility | OH | HRSG7 | OP |  | NA | NA |  |  | NA | Y | Y |  |  |  | Y
56069 | SunCoke Energy, Inc. | 56848 | Haverhill North Cogeneration Facility | OH | HRSG8 | OP |  | NA | NA |  |  | NA | Y | Y |  |  |  | Y
56069 | SunCoke Energy, Inc. | 56848 | Haverhill North Cogeneration Facility | OH | HRSG9 | OP |  | NA | NA |  |  | NA | Y | Y |  |  |  | Y
56148 | Aspen Power LLC | 56931 | Aspen Biomass Power Plant | TX | BoilA | OP |  | NA | NA |  |  | NA | N
56204 | CPV Valley LLC | 56940 | CPV Valley Energy Center | NY | HRSG1 | PL | Db | PL | LN | SR |  | OT | N
56204 | CPV Valley LLC | 56940 | CPV Valley Energy Center | NY | HRSG2 | PL | Db | PL | LN | SR |  | OT | N
56236 | West Deptford Energy LLC | 56963 | West Deptford Energy Station | NJ | H101 | PL | N | PL | LN | SR |  |  | N
56236 | West Deptford Energy LLC | 56963 | West Deptford Energy Station | NJ | H102 | PL | N | PL | LN | SR |  |  | N
56771 | Black Hills Service Company LLC | 56998 | Pueblo Airport Generating Station | FL FL FL: CO; A B C: 43; OP OP OP: TS; OP OP OP: NA |  | N
56771 | Black Hills Service Company LLC | 56998 | Pueblo Airport Generating Station | FL FL FL: CO; A B C: 53; OP OP OP: TS; OP OP OP: NA |  | N
56771 | Black Hills Service Company LLC | 56998 | Pueblo Airport Generating Station | FL FL FL: CO; A B C: 41
56771 | Black Hills Service Company LLC | 56998 | Pueblo Airport Generating Station | FL FL FL: CO; A B C: 42
56771 | Black Hills Service Company LLC | 56998 | Pueblo Airport Generating Station | FL FL FL: CO; A B C: 51
56771 | Black Hills Service Company LLC | 56998 | Pueblo Airport Generating Station | FL FL FL: CO; A B C: 52
56290 | CPV Vaca Station LLC | 56999 | CPV Vaca Station LLC | CA | HRSG1 | PL | N | PL | SR |  |  | NA | N
56290 | CPV Vaca Station LLC | 56999 | CPV Vaca Station LLC | CA | HRSG2 | PL | N | PL | SR |  |  | NA | N
9191 | Idaho Power Co | 57028 | Langley Gulch Power Plant | ID | 1 | OP | Db | OP | LN | SR |  | SW | N
3522 | Chugach Electric Assn Inc | 57036 | Southcentral Power Plant | AK | OTSG1 | CO |  | CO | SR | LN |  | FN | N
3522 | Chugach Electric Assn Inc | 57036 | Southcentral Power Plant | AK | OTSG2 | CO |  | CO | SR | LN |  | FN | N
3522 | Chugach Electric Assn Inc | 57036 | Southcentral Power Plant | AK | OTSG3 | CO |  | CO | SR | LN |  | FN | N
12686 | Mississippi Power Co | 57037 | Kemper County IGCC Project | MS | A | CO | Da | CO | SR |  |  | NA | Y | [14 empty] | Y
12686 | Mississippi Power Co | 57037 | Kemper County IGCC Project | MS | B | CO | Da | CO | SR |  |  | NA | Y | [14 empty] | Y
772 | Archer Daniels Midland Co | 57046 | Archer Daniels Midland Columbus | NE | CFB1 | OP |  | OP | CF | SN |  | NA | N
772 | Archer Daniels Midland Co | 57046 | Archer Daniels Midland Columbus | NE | CFB2 | OP |  | OP | CF | SN |  | NA | N
56364 | United States Steel Granite City Works | 57072 | Granite City Works | IL | PB-1 | OP |  | NA | LN |  |  | PB | N
57499 | NRG Energy Services | 57073 | Ivanpah 2 | FL FL FL: CA; A B C: BLR1; OP OP OP: PL; Db Db Db: Db
57499 | NRG Energy Services | 57074 | Ivanpah 1 | FL FL FL: CA; A B C: BLR1; OP OP OP: CO; Db Db Db: Db
57499 | NRG Energy Services | 57075 | Ivanpah 3 | FL FL FL: CA; A B C: BLR1; OP OP OP: CO; Db Db Db: Db
56400 | Simpson Tacoma Kraft Co LLC | 57099 | Simpson Tacoma Kraft Biomass | WA | 4RB | OP |  | OP | OV |  |  | NA | N
56400 | Simpson Tacoma Kraft Co LLC | 57099 | Simpson Tacoma Kraft Biomass | WA | 7PB | OP |  | OP | OV | LN |  | CN | N
56406 | Newark America | 57103 | Newark America Mill | FL FL FL: MA; A B C: 2
56407 | BIOENERGY POWER LLC | 57104 | Bioenergy Power LLC | IN | Boil1 | PL |  | PL | SN |  |  | NA | N
56413 | Koda Energy LLC | 57119 | Koda Biomass Plant | MN | 1111 | OP |  | OP | OV | SN |  | NA | N
56476 | Ameresco | 57138 | Savannah River Site Biomass Cogen | SC | HRSG1 | OP |  | OP | NH3 |  |  | NA | Y | [5 empty] | Y |  |  | Y
56476 | Ameresco | 57138 | Savannah River Site Biomass Cogen | SC | HRSG2 | OP |  | OP | NH3 |  |  | NA | Y | [5 empty] | Y |  |  | Y
56510 | Imperial Valley Resource Recovery Co LLC | 57154 | Imperial Valley Resource Recovery | CA | B1 | OS |  | OS | SR |  |  | NA | N
56512 | Liberty Green Renewables Indiana LLC | 57158 | Scottsburg Renewable Energy Center | IN | EU01 | CN |  | CN | SN |  |  | NA | N
56534 | Cricket Valley Energy Center LLC | 57185 | Cricket Valley Energy | NY | U1HRSG | PL | N | PL | SR |  |  | NA | N
56534 | Cricket Valley Energy Center LLC | 57185 | Cricket Valley Energy | NY | U2HRSG | PL | N | PL | SR |  |  | NA | N
56534 | Cricket Valley Energy Center LLC | 57185 | Cricket Valley Energy | NY | U3HRSG | PL | N | PL | SR |  |  | NA | N
13994 | Oglethorpe Power Corporation | 57209 | Rumble Road Energy Center | FL FL FL: GA; A B C: 3A; OP OP OP: CN; Db Db Db: Dc
13994 | Oglethorpe Power Corporation | 57209 | Rumble Road Energy Center | FL FL FL: GA; A B C: 3B; OP OP OP: CN; Db Db Db: Dc
56591 | Orange County Biomass LLC | 57215 | Orange County Biomass LLC | SC | B-01 | PL |  | PL | CF | LN |  | OT | N
56611 | Gainesville Renewable Energy Center LLC | 57241 | Gainesville Renewable Energy Center | FL | BLR1 | CO | Da | CO | CF | NH3 | SR | NA | N
56644 | Solar Trust of America | 57272 | Palen Solar Power Project | FL FL FL: CA; A B C: A; OP OP OP: CN
56644 | Solar Trust of America | 57272 | Palen Solar Power Project | FL FL FL: CA; A B C: B; OP OP OP: CN
58371 | NextEra Blythe Solar Energy Center, LLC | 57273 | Blythe Solar Power Project | FL FL FL: CA; A B C: A; OP OP OP: CN
58371 | NextEra Blythe Solar Energy Center, LLC | 57273 | Blythe Solar Power Project | FL FL FL: CA; A B C: B; OP OP OP: PL
56641 | Tonopah Solar Energy LLC | 57275 | Crescent Dunes Solar Energy | FL FL FL: NV; A B C: TSE-B1; OP OP OP: CO
56641 | Tonopah Solar Energy LLC | 57275 | Crescent Dunes Solar Energy | FL FL FL: NV; A B C: TSE-B2; OP OP OP: CO
56644 | Solar Trust of America | 57288 | Amargosa Solar Power Project | FL FL FL: NV; A B C: A; OP OP OP: CN
56644 | Solar Trust of America | 57288 | Amargosa Solar Power Project | FL FL FL: NV; A B C: B; OP OP OP: CN
56660 | Mojave Solar LLC | 57331 | Mojave Solar Project | FL FL FL: CA; A B C: MSP1; OP OP OP: CN
56660 | Mojave Solar LLC | 57331 | Mojave Solar Project | FL FL FL: CA; A B C: MSP2; OP OP OP: CN
56691 | Garrison Energy Center LLC | 57349 | Garrison Energy Center LLC | DE | HRSG1 | CO | Db | CO | OT |  |  | GE | N
56724 | Klamath Falls Bioenergy LLC | 57388 | Klamath Falls Bioenergy Facility | FL FL FL: OR; A B C: B1; OP OP OP: PL
56723 | Genesis Solar LLC | 57394 | Genesis Solar Energy Project | FL FL FL: CA; A B C: SOLAR; OP OP OP: PL
56728 | Dow Jones & Co | 57397 | Dow Jones South Brunswick Solar | bar: FL FL FL to A B C
15399 | Iberdrola Renewables Inc | 57398 | Lakeview Cogeneration LLC | OR | BOILER | CO |  | CO | CF | SN |  | AB | N
56776 | Seneca Sustainable Energy LLC | 57457 | Seneca Sustainable Energy LLC | OR | 1 | OP |  | OP | SN |  |  | OT | N
56785 | Westervelt Renewable Energy LLC | 57467 | Westervelt Moundville Cogen | bar: FL FL FL to A B C
56785 | Westervelt Renewable Energy LLC | 57467 | Westervelt Moundville Cogen | bar: FL FL FL to A B C
56788 | Domtar Paper Company Bennettsville | 57470 | Marlboro Mill | SC | RF-P1 | OP |  | NA | OV |  |  | OT | N
56788 | Domtar Paper Company Bennettsville | 57470 | Marlboro Mill | FL FL FL: SC; A B C: UA-P2; OP OP OP: OP; OP OP OP: NA |  | N
56872 | Contra Costa Generating Station LLC | 57552 | Oakley Generating Station | FL FL FL: CA; A B C: HRSG1; OP OP OP: PL
56872 | Contra Costa Generating Station LLC | 57552 | Oakley Generating Station | FL FL FL: CA; A B C: HRSG2; OP OP OP: PL
56905 | Algonquin Power Sanger LLC | 57564 | Algonquin Power Sanger LLC | FL FL FL: CA; A B C: EIHRSG; OP OP OP: OP
56918 | University of California San Diego | 57584 | University of California San Diego | FL FL FL: CA; A B C: NHRSG; OP OP OP: OP
56918 | University of California San Diego | 57584 | University of California San Diego | FL FL FL: CA; A B C: SHRSG; OP OP OP: OP
56963 | Beaver Wood Energy Fair Haven, LLC | 57634 | Beaver Wood Energy Fair Haven, LLC | VT | BLR1 | PL |  | PL | AA | SR |  | BW | N
56991 | Astoria Energy II LLC | 57664 | Astoria Energy II | NY | HRSG3 | OP | Db | OP | SR |  |  | FN | N
56991 | Astoria Energy II LLC | 57664 | Astoria Energy II | NY | HRSG4 | OP | Db | OP | SR |  |  | FN | N
56992 | Foxwoods Resort Casino | 57666 | Foxwoods CoGen | CT | HRSG1 | OP |  | OP | NH3 | SR |  | CN | N
56992 | Foxwoods Resort Casino | 57666 | Foxwoods CoGen | CT | HRSG2 | OP |  | OP | NH3 | SR |  | CN | N
13407 | Nevada Power Co | 57684 | Goodsprings Waste Heat Recovery | FL FL FL: NV; A B C: 1; OP OP OP: OP
57019 | Phillips 66 Sweeny IGCC | 57705 | Sweeny IGCC Plant | TX | 000001 | PL | D | PL |  |  |  |  | N
56983 | Gibson County Generation LLC | 57709 | Gibson County Generation Station | TN | X | PL | N | PL | LN |  |  | OT | N
14354 | PacifiCorp | 57759 | Consumer Products (Camas) LLC | WA | 3PB | OP |  | OP | OV |  |  |  | N
14354 | PacifiCorp | 57759 | Consumer Products (Camas) LLC | WA | 4RF | OP |  | OP | LA |  |  |  | N
14354 | PacifiCorp | 57759 | Consumer Products (Camas) LLC | WA | 5PB | OP |  | OP | LN | FR |  |  | N
57109 | St Joseph Energy Center LLC | 57794 | St Joseph Energy Center | IN | HRSG1 | PL | Da | PL | SR |  |  | OT | N
57109 | St Joseph Energy Center LLC | 57794 | St Joseph Energy Center | IN | HRSG2 | PL | Da | PL | SR |  |  | OT | N
57109 | St Joseph Energy Center LLC | 57794 | St Joseph Energy Center | IN | HRSG3 | PL | Da | PL | SR |  |  | OT | N
57109 | St Joseph Energy Center LLC | 57794 | St Joseph Energy Center | IN | HRSG4 | PL | Da | PL | SR |  |  | OT | N
57129 | New Jersey Power Development LLC | 57814 | Old Bridge Clean Energy Center | NJ | HRSG | CN | N | CN | SR |  |  | OT | N
56069 | SunCoke Energy, Inc. | 57822 | Middletown Coke Company, LLC | OH | HRSG1 | OP |  | NA | NA |  |  | NA | Y | Y |  |  |  | Y
56069 | SunCoke Energy, Inc. | 57822 | Middletown Coke Company, LLC | OH | HRSG2 | OP |  | NA | NA |  |  | NA | Y | Y |  |  |  | Y
56069 | SunCoke Energy, Inc. | 57822 | Middletown Coke Company, LLC | OH | HRSG3 | OP |  | NA | NA |  |  | NA | Y | Y |  |  |  | Y
56069 | SunCoke Energy, Inc. | 57822 | Middletown Coke Company, LLC | OH | HRSG4 | OP |  | NA | NA |  |  | NA | Y | Y |  |  |  | Y
56069 | SunCoke Energy, Inc. | 57822 | Middletown Coke Company, LLC | OH | HRSG5 | OP |  | NA | NA |  |  | NA | Y | Y |  |  |  | Y
40211 | Wabash Valley Power Assn, Inc | 57842 | Wabash Valley Power IGCC | IN | 1 | RE | N |  | NA |  |  |  | N
40211 | Wabash Valley Power Assn, Inc | 57842 | Wabash Valley Power IGCC | IN | 1HRSG | OP |  | OP | STM |  |  | GE | N
6455 | Duke Energy Florida, Inc | 57894 | Levy Nuclear Plant | FL FL FL: FL; A B C: 1; OP OP OP: PL
6455 | Duke Energy Florida, Inc | 57894 | Levy Nuclear Plant | FL FL FL: FL; A B C: 2; OP OP OP: PL
17445 | Solid Waste Auth of Palm Beach | 57898 | Palm Beach Renewable Energy Facility#2 | FL | BLR3 | PL |  | PL | OV | SR |  | BW | Y | Y
17445 | Solid Waste Auth of Palm Beach | 57898 | Palm Beach Renewable Energy Facility#2 | FL | BLR4 | PL |  | PL | OV | SR |  | BW | Y | Y
17445 | Solid Waste Auth of Palm Beach | 57898 | Palm Beach Renewable Energy Facility#2 | FL | BLR5 | PL |  | PL | OV | SR |  | BW | Y | Y
13584 | NRG El Segundo Operations Inc | 57901 | El Segundo Energy Center LLC | FL FL FL: CA; A B C: 10; OP OP OP: TS
13584 | NRG El Segundo Operations Inc | 57901 | El Segundo Energy Center LLC | FL FL FL: CA; A B C: 20; OP OP OP: TS
57277 | Hidden Hills Solar I LLC | 57905 | Hidden Hills Solar Plant 1 | FL FL FL: CA; A B C: B1A; OP OP OP: PL
57278 | Hidden Hills Solar II LLC | 57906 | Hidden Hills Solar Plant 2 | FL FL FL: CA; A B C: B1B; OP OP OP: PL
57279 | California Portland Cement Co | 57907 | Colton Plant | FL FL FL: CA; A B C: P2-1; OP OP OP: OS; OP OP OP: NA |  | N
57279 | California Portland Cement Co | 57907 | Colton Plant | FL FL FL: CA; A B C: P2-2; OP OP OP: OS; OP OP OP: NA |  | N
57279 | California Portland Cement Co | 57907 | Colton Plant | CA | P3-1 | OS |  | OS | NH3 |  |  | NA | N
57281 | University of Cincinnati | 57908 | Central Utility Plant Cincinnati | OH | HRSG1 | OP |  | NA | NA |  |  | NA | N
57281 | University of Cincinnati | 57908 | Central Utility Plant Cincinnati | OH | HRSG2 | OP |  | NA | NA |  |  | NA | N
57282 | Piedmont Green Power | 57909 | Piedmont Green Power | GA | BLR1 | TS |  | CO | SN |  |  |  | N
57296 | Sidney Sugars Incorporated | 57914 | Sidney MT Plant | FL FL FL: MT; A B C: CE1; OP OP OP: OP
57296 | Sidney Sugars Incorporated | 57914 | Sidney MT Plant | FL FL FL: MT; A B C: CE2; OP OP OP: OP
57296 | Sidney Sugars Incorporated | 57914 | Sidney MT Plant | FL FL FL: MT; A B C: UI3; OP OP OP: OP
57296 | Sidney Sugars Incorporated | 57914 | Sidney MT Plant | FL FL FL: MT; A B C: UI4; OP OP OP: OP
57297 | FMC Westvaco | 57915 | FMC Westvaco | WY | 1BLR | SB |  | SB | NA |  |  | NA | N
57297 | FMC Westvaco | 57915 | FMC Westvaco | WY | 2BLR | SB |  | SB | NA |  |  | NA | N
57297 | FMC Westvaco | 57915 | FMC Westvaco | WY | 3BLR | SB |  | SB | NA |  |  | NA | N
57297 | FMC Westvaco | 57915 | FMC Westvaco | WY | 4BLR | SB |  | SB | NA |  |  | NA | N
57297 | FMC Westvaco | 57915 | FMC Westvaco | WY | 6BLR | OP |  | OP | LN | OV |  | FT | N
57297 | FMC Westvaco | 57915 | FMC Westvaco | WY | 7BLR | OP |  | OP | LN | OV |  | FT | N
57297 | FMC Westvaco | 57915 | FMC Westvaco | WY | 8BLR | SB |  | SB | LN |  |  | TC | N
57300 | Bayer CropScience | 57917 | Bayer CropScience Institute Plant | WV | 10 | OP |  | OP | LN |  |  | RJ | N
57300 | Bayer CropScience | 57917 | Bayer CropScience Institute Plant | WV | 11 | OP |  | OP | LN |  |  | RJ | N
57300 | Bayer CropScience | 57917 | Bayer CropScience Institute Plant | WV | 12 | OP |  | OP | LN |  |  | RJ | N
57302 | Sonoco Products Co | 57919 | Sonoco Products Co | FL FL FL: SC; A B C: 2; OP OP OP: RE; OP OP OP: RE |  | N
57302 | Sonoco Products Co | 57919 | Sonoco Products Co | FL FL FL: SC; A B C: 3; OP OP OP: OP; OP OP OP: NA
57302 | Sonoco Products Co | 57919 | Sonoco Products Co | FL FL FL: SC; A B C: 4; OP OP OP: OP; OP OP OP: NA
57302 | Sonoco Products Co | 57919 | Sonoco Products Co | FL FL FL: SC; A B C: 6; OP OP OP: RE; OP OP OP: NA
57302 | Sonoco Products Co | 57919 | Sonoco Products Co | SC | 9 | OP |  | OP | SR | OT |  |  | N
57302 | Sonoco Products Co | 57919 | Sonoco Products Co | FL FL FL: SC; A B C: 10; OP OP OP: OP; OP OP OP: OP
57322 | Naval Facilities Engineering Command | 57944 | Goddard Steam Plant | MD | BLR1 | OP |  | OP | LN |  |  | EG
57322 | Naval Facilities Engineering Command | 57944 | Goddard Steam Plant | MD | BLR2 | OP |  | OP | LN |  |  | EG | N
57322 | Naval Facilities Engineering Command | 57944 | Goddard Steam Plant | MD | BLR3 | OP |  | OP | LN |  |  | EG | N
57332 | Roquette America | 57953 | Roquette America | IA | COGEN | OP |  | OP | NH3 |  |  |  | N
57332 | Roquette America | 57953 | Roquette America | IA | HRSG | SB |  | NA | NA |  |  | NA | N
57341 | Foster Wheeler Twin Cities | 57966 | Southeast Steam Plant | MN | SG-201 | OP |  | OP | CF |  |  | FW | N
57341 | Foster Wheeler Twin Cities | 57966 | Southeast Steam Plant | MN | SG-203 | OP |  | OP | FR |  |  | FW | N
40613 | Northern California Power Agny | 57978 | Lodi Energy Center | FL FL FL: CA; A B C: ST1HRG; OP OP OP: OP
57377 | PPG - O&M Panda Temple Power LLC | 58001 | Panda Temple Power Station | TX | HRSG1 | PL | N | PL | LN | SR |  | SW | N
57377 | PPG - O&M Panda Temple Power LLC | 58001 | Panda Temple Power Station | TX | HRSG2 | PL | N | PL | LN | SR |  | SW | N
57377 | PPG - O&M Panda Temple Power LLC | 58001 | Panda Temple Power Station | TX | HRSG3 | PL | N | PL | LN | SR |  | SW | N
57377 | PPG - O&M Panda Temple Power LLC | 58001 | Panda Temple Power Station | TX | HRSG4 | PL | N | PL | LN | SR |  | SW | N
57379 | PPG - O&M Panda Sherman Power LLC | 58005 | Panda Sherman Power Station | TX | HRSG1 | PL | N | PL | LN | SR |  | SW | N
57379 | PPG - O&M Panda Sherman Power LLC | 58005 | Panda Sherman Power Station | TX | HRSG2 | PL | N | PL | LN | SR |  | SW | N
57384 | Brea Power II | 58007 | Brea Expansion Plant | FL FL FL: CA; A B C: HRSG1
57384 | Brea Power II | 58007 | Brea Expansion Plant | FL FL FL: CA; A B C: HRSG2
57384 | Brea Power II | 58007 | Brea Expansion Plant | FL FL FL: CA; A B C: HRSG3
57384 | Brea Power II | 58007 | Brea Expansion Plant | FL FL FL: CA; A B C: HRSG4
57400 | Evergreen Community Power, LLC | 58023 | Evergreen Community Power | PA | 1 | OP |  | OP | CF | SR |  | OT | N
57430 | Berlin Station, LLC | 58054 | Burgess BioPower | NH | ST01 | CO |  | CO | AA | CF | SR | NA | N
57437 | MillerCoors LLC Trenton Brewery | 58059 | MillerCoors Trenton Brewery | OH | B001 | OP |  | OP | OV | LN |  |  | N
57437 | MillerCoors LLC Trenton Brewery | 58059 | MillerCoors Trenton Brewery | OH | B002 | OP |  | OP | OV | LN
57442 | PCA, Filer City Mill | 58066 | PCA, Filer City Mill | MI | B2 | OP |  | OP | LN |  |  | RJ | N
57442 | PCA, Filer City Mill | 58066 | PCA, Filer City Mill | MI | B4 | OP |  | OP | LN |  |  | TC | N
57442 | PCA, Filer City Mill | 58066 | PCA, Filer City Mill | MI | B1 | OP |  | NA | NA |  |  | NA | N
57457 | Hess NEC, LLC | 58079 | Newark Energy Center | NJ | HRSG-1 | CO | Da | CO | LN | NH3 | SR | GE | N
57457 | Hess NEC, LLC | 58079 | Newark Energy Center | NJ | HRSG-2 | CO | Da | CO | LN | NH3 | SR | GE | N
57481 | Red River Mill Intl Paper Company | 58108 | International Paper Red River Mill | LA | 3 RB | OP |  | OP | SN
57481 | Red River Mill Intl Paper Company | 58108 | International Paper Red River Mill | LA | 2 HFB | OP |  | OP | SN
57492 | Georgia-Pacific Toledo LLC | 58109 | Georgia-Pacific Toledo Mill | FL FL FL: OR; A B C: REC1; OP OP OP: OP |  | N
57492 | Georgia-Pacific Toledo LLC | 58109 | Georgia-Pacific Toledo Mill | FL FL FL: OR; A B C: REC2; OP OP OP: OP |  | N
57492 | Georgia-Pacific Toledo LLC | 58109 | Georgia-Pacific Toledo Mill | FL FL FL: OR; A B C: PB3; OP OP OP: OP |  | N
57492 | Georgia-Pacific Toledo LLC | 58109 | Georgia-Pacific Toledo Mill | OR | PB5 | OP |  | OP | FR |  |  | PL | N
20847 | Wisconsin Electric Power Co | 58124 | Rothschild Biomass Cogen Facility | WI | 1 | CO |  | CO | SN |  |  | OT
58113 | Texas A&M, Utilities & Energy Services | 58151 | Central Utility Plant | TX | B001 | OP |  | OP | NH3 | SR |  | CN | N
58113 | Texas A&M, Utilities & Energy Services | 58151 | Central Utility Plant | TX | B012 | SB |  | SB | FR |  |  | JZ | N
58107 | University of Rochester | 58157 | University of Rochester | NY | 9 | OP |  | OP | LN |  |  | CN | N
58107 | University of Rochester | 58157 | University of Rochester | NY | 5 | OP |  | OP | LN |  |  | CN | N
58107 | University of Rochester | 58157 | University of Rochester | NY | 6 | OP |  | OP | LN |  |  | CN | N
58107 | University of Rochester | 58157 | University of Rochester | NY | 7 | OP |  | OP | LN |  |  | CN | N
58130 | University of Connecticut | 58159 | UCONN Cogen Facility | FL FL FL: CT; A B C: HRSG1
58130 | University of Connecticut | 58159 | UCONN Cogen Facility | FL FL FL: CT; A B C: HRSG2
58130 | University of Connecticut | 58159 | UCONN Cogen Facility | FL FL FL: CT; A B C: HRSG3
58168 | Rio Mesa Solar I LLC | 58188 | Rio Mesa Solar Facility 1 | FL FL FL: CA; A B C: B1A; OP OP OP: PL
58169 | Rio Mesa Solar II LLC | 58189 | Rio Mesa SEGF 2 | FL FL FL: CA; A B C: B1A; OP OP OP: PL
58173 | Ormet Primary Aluminium Corp-Burnside | 58200 | Burnside Alumina Div | LA | BLR3 | OP |  | OP | LN |  |  | CE | N
58173 | Ormet Primary Aluminium Corp-Burnside | 58200 | Burnside Alumina Div | LA | BLR4 | OP |  | OP | LN |  |  | CE | N
58173 | Ormet Primary Aluminium Corp-Burnside | 58200 | Burnside Alumina Div | LA | BLR2 | OP |  | OP | LN |  |  | CE | N
3046 | Progress Energy Carolinas Inc | 58215 | Lee Combined Cycle Plant | NC | ST1 | OP |  | OP | SR |  |  |  | N
19876 | Virginia Electric & Power Co | 58260 | Brunswick County Power Station | FL FL FL: VA; A B C: HRSG1A; OP OP OP: PL
19876 | Virginia Electric & Power Co | 58260 | Brunswick County Power Station | FL FL FL: VA; A B C: HRSG1B; OP OP OP: PL
19876 | Virginia Electric & Power Co | 58260 | Brunswick County Power Station | FL FL FL: VA; A B C: HRSG1C; OP OP OP: PL
58287 | Rain CII Carbon LLC | 58310 | Lake Charles Plant | FL FL FL: LA; A B C: B-1; OP OP OP: NC; SN SN SN: NC |  | N
58341 | Nippon Paper Industries USA | 58352 | NPI USA Cogeneration Plant | WA | B-11 | CO |  | CO | AA | NH3
14354 | PacifiCorp | 58393 | Lake Side 2 | UT | HRSG21 | PL | Db | PL | LN |  |  |  | N
14354 | PacifiCorp | 58393 | Lake Side 2 | UT | HRSG22 | PL | Db | PL | LN |  |  |  | N
58409 | Future Power PA | 58409 | Good Spring NGCC | FL FL FL: PA; A B C: HRSG
58417 | Moxie Liberty LLC | 58420 | Moxie Liberty Generation Plant | FL FL FL: PA; A B C: HRSG1
58417 | Moxie Liberty LLC | 58420 | Moxie Liberty Generation Plant | FL FL FL: PA; A B C: HRSG2
58421 | Moxie Patriot LLC | 58426 | Moxie Patriot Generation Plant | FL FL FL: PA; A B C: HRSG1
58421 | Moxie Patriot LLC | 58426 | Moxie Patriot Generation Plant | FL FL FL: PA; A B C: HRSG2
56155 | Lansing Board of Water and Light | 58427 | Lansing BWL REO Town Plant | MI | HRSG1 | TS |  | TS | LN |  |  | FN | N
56155 | Lansing Board of Water and Light | 58427 | Lansing BWL REO Town Plant | MI | HRSG2 | TS |  | TS | LN |  |  | FN | N
58460 | Buena Vista Biomass LLC | 58472 | Buena Vista Biomass Power | CA | 1 | OP |  | OP | SN |  |  | FT | N
58487 | Montefiore Medical Center Moses Division | 58507 | Montefieor Medical Center Moses Division | FL FL FL: NY; A B C: HRSG

## Cooling
2012 Form EIA-860 Data - Schedule 6, 'Cooling System Data'
Utility ID | Utility Name | Plant Code | Plant Name | State | Cooling ID | Cooling Status | Cooling Type 1 | Cooling Type 2 | Cooling Type 3 | Cooling Type 4 | Cooling Water Source | Inservice Month | Inservice Year | Intake Rate at 100% (Cubic Feet per Second) | Chlorine Inservice Month | Chlorine Inservice Year | Pond Inservice Month | Pond Inservice Year | Pond Surface Area (Acres) | Pond Volume (Acre Feet) | Tower Inservice Month | Tower Inservice Year | Tower Type 1 | Tower Type 2 | Tower Water Rate (Cubic Feet per Second) | Power Requirement (MW) | Cost Total (Thousand Dollars) | Cost Ponds (Thousand Dollars) | Cost Towers (Thousand Dollars) | Cost Chlorine Equipment (Thousand Dollars) | Intake Distance Shore (Feet) | Outlet Distance Shore (Feet) | Intake Distance Surface (Feet) | Outlet Distance Surface (Feet) | Percent Dry Cooling | Water Source Code | Water Type Code
195 | Alabama Power Co | 3 | Barry | AL | 1-3 | OP | ON |  |  |  | Mobile River | 2 | 1954 | 753 | [12 empty] | 2810 |  |  |  | 1026 | 5000 | 10 | 0 |  | SW | FR
195 | Alabama Power Co | 3 | Barry | AL | 4-5 | OP | ON |  |  |  | Mobile River | 12 | 1969 | 978 | [12 empty] | 2810 |  |  |  | 1301 | 5000 | 10 | 0 |  | SW | FR
195 | Alabama Power Co | 3 | Barry | AL | U6C | OP | RF |  |  |  | Mobile River | 5 | 2000 | 12.4 | [6 empty] | 5 | 2000 | MW |  | 279 | 1.5 | 4200 |  | 2600 |  | 2640 | 2440 | 8 |  | 0% | PD | FR
195 | Alabama Power Co | 3 | Barry | AL | U7C | OP | RF |  |  |  | Mobile River | 5 | 2001 | 12.4 | [6 empty] | 5 | 2001 | MW |  | 279 | 1.5 | 4200 |  | 2600 |  | 2640 | 2440 | 8 |  | 0% | PD | FR
195 | Alabama Power Co | 7 | Gadsden | AL | 1-2 | OP | ON |  |  |  | Coosa River | 4 | 1949 | 264 | [12 empty] | 360 |  |  |  | 0 | 0 | 25 | 20 |  | SW | FR
195 | Alabama Power Co | 8 | Gorgas | AL | 10 | OP | ON |  |  |  | Warrior River | 10 | 1972 | 650 | [12 empty] | 500 |  |  |  | 4200 | 650 | 14 | 14 |  | SW | FR
195 | Alabama Power Co | 8 | Gorgas | AL | 5-7 | OP | ON |  |  |  | Warrior River | 1 | 1944 | 528 | [12 empty] | 501 |  |  |  | 3300 | 550 | 23 | 13 |  | SW | FR
195 | Alabama Power Co | 8 | Gorgas | AL | 8-9 | OP | ON |  |  |  | Warrior River | 5 | 1956 | 467 | [12 empty] | 888 |  |  |  | 4200 | 650 | 30 | 18 |  | SW | FR
195 | Alabama Power Co | 10 | Greene County | AL | 1-2 | OP | ON |  |  |  | Black Warrior River | 6 | 1965 | 612 | [12 empty] | 1726 |  |  |  | 250 | 3000 | 5 | 5 |  | SW | FR
195 | Alabama Power Co | 26 | E C Gaston | AL | 1 | OP | ON |  |  |  | Coosa River | 5 | 1960 | 305 | [12 empty] | 2892 |  |  |  | 0 | 100 | 16 | 17 |  | SW | FR
195 | Alabama Power Co | 26 | E C Gaston | AL | 2 | OP | ON |  |  |  | Coosa River | 5 | 1960 | 305 | [12 empty] | 2892 |  |  |  | 0 | 100 | 16 | 17 |  | SW | FR
195 | Alabama Power Co | 26 | E C Gaston | AL | 3 | OP | ON |  |  |  | Coosa River | 6 | 1961 | 338 | [12 empty] | 3006 |  |  |  | 0 | 100 | 16 | 17 |  | SW | FR
195 | Alabama Power Co | 26 | E C Gaston | AL | 4 | OP | ON |  |  |  | Coosa River | 6 | 1961 | 338 | [12 empty] | 3006 |  |  |  | 0 | 100 | 16 | 17 |  | SW | FR
195 | Alabama Power Co | 26 | E C Gaston | AL | 5 | OP | RF |  |  |  | Coosa River | 8 | 1974 | 152 | [6 empty] | 8 | 1974 | MW |  | 858 | 2 | 5206 |  |  |  | 0 | 100 | 16 | 0 | 0% | SW | FR
18642 | Tennessee Valley Authority | 46 | Browns Ferry | AL | SITE | OP | ON | OT |  |  | Tennessee River | 3 | 1977 | 4411 | 12 | 2012 |  |  |  |  | 3 | 1977 | MW |  | 3063 | [5 empty] | 0 | 1200 | 10 | 19 |  | SW | FR
18642 | Tennessee Valley Authority | 47 | Colbert | AL | 1 | OP | ON |  |  |  | Tennessee River | 1 | 1955 | 1924 | [12 empty] | 4716 |  |  |  | 160 | 800 | 14 | 9 |  | SW | FR
18642 | Tennessee Valley Authority | 50 | Widows Creek | AL | 1 | OP | ON |  |  |  | Tennessee River | 7 | 1952 | 2434 | [12 empty] | 2778 |  |  |  | 1120 | 240 | 10 | 5 |  | SW | FR
3265 | Cleco Power LLC | 51 | Dolet Hills | LA | CW | OP | RI |  |  |  | Toledo Bend Lake | 4 | 1986 | 28 | [6 empty] | 4 | 1986 | MW |  | 799 | 4 | 11810 |  | 11810 |  | 0 | 0 | 0 | 0 |  | SW | FR
189 | PowerSouth Energy Cooperative | 56 | Charles R Lowman | AL | 1 | OP | ON |  |  |  | Tombigbee River | 3 | 1969 | 116 | [12 empty] | 1294 |  |  |  | 200 | 0 | 10 | 6 | 0% | SW | FR
189 | PowerSouth Energy Cooperative | 56 | Charles R Lowman | AL | A | OP | RN |  |  |  | Tombigbee River | 3 | 1979 | 12 | [6 empty] | 3 | 1979 | MW |  | 2683 | 1 | 1331 |  | 1331 |  | 200 | 0 | 10 | 0 |  | SW | FR
189 | PowerSouth Energy Cooperative | 56 | Charles R Lowman | AL | B | OP | RN |  |  |  | Tombigbee River | 5 | 1980 | 12 | [6 empty] | 5 | 1980 | MW |  | 2683 | 2 | 1469 |  | 1469 |  | 200 | 0 | 10 | 0 |  | SW | FR
40606 | City of Grand Island - (NE) | 59 | Platte | NE | 1 | OP | RF |  |  |  | Wells | 12 | 1982 | 4 | 12 | 1982 |  |  |  |  | 12 | 1982 | MW |  | 125 | 1.04 | 1515 |  | 1515 | [6 empty] | GW | FR
8245 | City of Hastings - (NE) | 60 | Whelan Energy Center | NE | 2 | OP | RI |  |  |  | Wells | 5 | 2011 | 6.19 | 2 | 2011 |  |  |  |  | 5 | 2011 | MW |  | 231.6 | 1 | 6996 |  | 3269 | [6 empty] | GW | FR
8245 | City of Hastings - (NE) | 60 | Whelan Energy Center | NE | 1 | OP | RI |  |  |  | Wells | 7 | 1981 | 2.1 | 2 | 2011 |  |  |  |  | 7 | 1981 | MW |  | 1.46 | 80 | 682 |  | 497 | [6 empty] | GW | FR
30151 | Tri-State G & T Assn, Inc | 87 | Escalante | NM | 1 | OP | RF |  |  |  | Wells | 12 | 1984 | 5.53 | [6 empty] | 12 | 1984 | MW |  | 212 | 0.7 | 2607 |  | 2607 | [6 empty] | GW | FR
18315 | Sunflower Electric Power Corp | 108 | Holcomb | KS | CW1A | OP | RI |  |  |  | Wells | 11 | 1997 | 7.78 | [6 empty] | 11 | 1997 | MW |  | 306 | 4 | 3990 |  | 3990 | [6 empty] | GW | FR
803 | Arizona Public Service Co | 113 | Cholla | AZ | 1 | OP | RC |  |  |  | Lake Wells | 6 | 1962 | 125 | 6 | 1962 | 6 | 1962 | 360 | 1451 | [6 empty] | 301 | 286 |  | 15 | 0 |  | 15 |  |  | GW | FR
803 | Arizona Public Service Co | 113 | Cholla | AZ | 2 | OP | RC |  |  |  | Lake Wells | 6 | 1978 | 290 | 6 | 1978 | 6 | 1962 | 360 | 1451 | [6 empty] | 301 | 286 |  | 15 | 0 |  | 15 |  |  | GW | FR
803 | Arizona Public Service Co | 113 | Cholla | AZ | 3 | OP | RI |  |  |  | Lake Wells | 5 | 1980 | 5.93 | 5 | 1980 |  |  |  |  | 5 | 1980 | MW |  | 290 | 1 | 434 |  | 412 | 22 | [5 empty] | GW | FR
803 | Arizona Public Service Co | 113 | Cholla | AZ | 4 | OP | RI |  |  |  | Lake Wells | 6 | 1981 | 7.41 | 6 | 1981 |  |  |  |  | 6 | 1981 | MW |  | 299 | 2 | 1439 |  | 1367 | 72 | [5 empty] | GW | FR
803 | Arizona Public Service Co | 116 | Ocotillo | AZ | 1 | OP | RI |  |  |  | Wells | 6 | 1960 | 2.33 | 6 | 1960 |  |  |  |  | 6 | 1960 | MW |  | 129 | 1 | 653 |  | 379 | 17 | [5 empty] | GW | FR
803 | Arizona Public Service Co | 116 | Ocotillo | AZ | 2 | OP | RI |  |  |  | Wells | 3 | 1960 | 2.33 | 6 | 1960 |  |  |  |  | 3 | 1960 | MW |  | 129 | 1 | 653 |  | 379 | 17 | [5 empty] | GW | FR
803 | Arizona Public Service Co | 117 | West Phoenix | AZ | CC1-3 | OP | RI |  |  |  | Wells | 6 | 1974 | 205.8 | 6 | 1974 |  |  |  |  | 6 | 1974 | MW |  | 205.8 |  | 2634 |  | 2634 | [6 empty] | GW | FR
803 | Arizona Public Service Co | 117 | West Phoenix | AZ | CC4 | OP | RI |  |  |  | Wells | 6 | 2001 | 1 | 6 | 2001 |  |  |  |  | 6 | 2001 | MW |  | 94 | 0.34 | 2716 |  | 2716 | [6 empty] | GW | FR
803 | Arizona Public Service Co | 117 | West Phoenix | AZ | CC5 | OP | RI |  |  |  | Wells | 6 | 2003 | 3.94 | 6 | 2003 |  |  |  |  | 6 | 2003 | MW |  | 306 | 4.4 | 4621 |  | 4621 | [6 empty] | GW | FR
803 | Arizona Public Service Co | 118 | Saguaro | AZ | 1 | OP | RI |  |  |  | Wells | 7 | 1954 | 2.12 | 7 | 1954 |  |  |  |  | 7 | 1954 | MW |  | 157 | 0.373 | 873 |  | 415 | 10 | [5 empty] | GW | FR
803 | Arizona Public Service Co | 118 | Saguaro | AZ | 2 | OP | RI |  |  |  | Wells | 6 | 1955 | 2.12 | 6 | 1955 |  |  |  |  | 6 | 1955 | MW |  | 157 | 0.373 | 608 |  | 380 | 10 | [5 empty] | GW | FR
24211 | Tucson Electric Power Co | 126 | H Wilson Sundt Generating Station | AZ | 1 | OP | RF |  |  |  | Wells | 5 | 1958 | 71.3 | [6 empty] | 5 | 1958 | MW |  | 80 | 1 | [9 empty] | GW | FR
24211 | Tucson Electric Power Co | 126 | H Wilson Sundt Generating Station | AZ | 2 | OP | RF |  |  |  | Wells | 1 | 1960 | 71.3 | [6 empty] | 1 | 1960 | MW |  | 80 | 1 | [9 empty] | GW | FR
24211 | Tucson Electric Power Co | 126 | H Wilson Sundt Generating Station | AZ | 3 | OP | RF |  |  |  | Wells | 5 | 1962 | 111.41 | [6 empty] | 5 | 1962 | MW |  | 111 | 1 | 2376 | [8 empty] | GW | FR
24211 | Tucson Electric Power Co | 126 | H Wilson Sundt Generating Station | AZ | 4 | OP | RF |  |  |  | Wells | 5 | 1967 | 133.68 | [6 empty] | 5 | 1967 | MW |  | 151 | 2 | 2376 | [8 empty] | GW | FR
15474 | Public Service Co of Oklahoma | 127 | Oklaunion | TX | 1 | OP | RI |  |  |  | Municipal | 12 | 1986 | 16 | 12 | 1986 |  |  |  |  | 12 | 1986 | MW |  | 668 | 3 | 49608 |  | 49182 | 426 | [5 empty] | SW | FR
17543 | South Carolina Public Service Authority | 130 | Cross | SC | 1 | OP | RF |  |  |  | Diversion Canal | 5 | 1995 | 13 | 5 | 1995 |  |  |  |  | 5 | 1995 | MW |  | 558 | 5.67 | 6891 |  | 6891 |  | 14 |  | 11 |  |  | SW | FR
17543 | South Carolina Public Service Authority | 130 | Cross | SC | 2 | OP | RF |  |  |  | Diversion Canal | 12 | 1983 | 13 | 5 | 1984 |  |  |  |  | 5 | 1984 | MW |  | 447 | 3.8 | 6706 |  | 6706 |  | 14 |  | 11 |  |  | SW | FR
17543 | South Carolina Public Service Authority | 130 | Cross | SC | 3 | OP | RI |  |  |  | Diversion Canal | 1 | 2007 | 13.1 | 1 | 2007 |  |  |  |  | 1 | 2007 | MW |  | 581.5 | 5.67 | 28331 |  | 28000 | 331 | 14 |  | 11 |  |  | SW | FR
17543 | South Carolina Public Service Authority | 130 | Cross | SC | 4 | OP | RI |  |  |  | Diversion Canal | 10 | 2008 | 13.1 | 10 | 2008 |  |  |  |  | 10 | 2008 | MW |  | 581.5 | 5.67 | 28823 |  | 28500 | 323 | 14 |  | 11 |  |  | SW | FR
21554 | Seminole Electric Cooperative Inc | 136 | Seminole | FL | 1 | OP | RN |  |  |  | St Johns River | 2 | 1984 | 25 | 2 | 1984 |  |  |  |  | 2 | 1984 | NW |  | 625 | 4 | 1955 | 120 | 1468 | 367 | 350 | 900 | 5 | 4 |  | SW | FR
21554 | Seminole Electric Cooperative Inc | 136 | Seminole | FL | 2 | OP | RN |  |  |  | St Johns River | 12 | 1984 | 25 | 12 | 1984 |  |  |  |  | 12 | 1984 | NW |  | 625 | 4 | 1955 | 120 | 1468 | 367 | 350 | 900 | 5 | 4 |  | SW | FR
16572 | Salt River Project | 141 | Agua Fria | AZ | 1 | OP | RI |  |  |  | Wells | 1 | 1958 | 4.11 | 6 | 2004 |  |  |  |  | 1 | 1958 | MW |  | 183 | 1.4 | 886 | [8 empty] | GW | FR
16572 | Salt River Project | 141 | Agua Fria | AZ | 2 | OP | RI |  |  |  | Wells | 4 | 1957 | 4.11 | 6 | 2004 |  |  |  |  | 4 | 1957 | MW |  | 183 | 1.4 | 813 | [8 empty] | GW | FR
16572 | Salt River Project | 141 | Agua Fria | AZ | 3 | OP | RI |  |  |  | Wells | 4 | 1961 | 6.42 | 6 | 2004 |  |  |  |  | 4 | 1961 | MW |  | 174 | 1.9 | 1172 | [8 empty] | GW | FR
16572 | Salt River Project | 147 | Kyrene | AZ | K-1 | OS | OC | RI |  |  | Well Water | 7 | 1952 | 1 | 7 | 1952 |  |  |  |  | 7 | 1952 | MW |  | 38 | 0.1 | 301 |  | 123 |  | 0 | 0 | 3 | 3 |  | SW | FR
16572 | Salt River Project | 147 | Kyrene | AZ | K-2 | OS | OC | RI |  |  | Well Water | 6 | 1954 | 2 | 6 | 1954 |  |  |  |  | 6 | 1954 | MW |  | 76 | 0.1 | 526 |  | 348 |  | 0 | 0 | 3 | 3 |  | GW | FR
16572 | Salt River Project | 147 | Kyrene | AZ | K-7 | OP | RI |  |  |  | Municipal Effluent | 10 | 2002 | 4.5 | 10 | 2002 |  |  |  |  | 10 | 2002 | MW |  | 156 | 0.3 | 1407 |  | 1357 | [6 empty] | GW | FR
796 | Arizona Electric Pwr Coop Inc | 160 | Apache Station | AZ | 1 | SB | RI |  |  |  | Wells | 11 | 1964 | 4 | [6 empty] | 6 | 1995 | MW |  | 134 | 1 | 1298 |  | 1180 | [6 empty] | GW | OT
796 | Arizona Electric Pwr Coop Inc | 160 | Apache Station | AZ | 2 | OP | RI |  |  |  | Wells | 1 | 1979 | 8 | [6 empty] | 2 | 2009 | MW |  | 524 | 4 | 7293 |  | 5732 | [6 empty] | GW | OT
796 | Arizona Electric Pwr Coop Inc | 160 | Apache Station | AZ | 3 | OP | RI |  |  |  | Wells | 9 | 1979 | 8 | [6 empty] | 2 | 2009 | MW |  | 524 | 4 | 7273 |  | 5669 | [6 empty] | GW | OT
7490 | Grand River Dam Authority | 165 | GRDA | OK | 1 | OP | RI |  |  |  | Grand Neosho | 1 | 1982 | 10 | 1 | 1982 |  |  |  |  | 1 | 1982 | MW |  | 420 | 4 | 4083 |  | 4041 | 42 | 73 | 0 | 40 | 0 |  | SW | FR
7490 | Grand River Dam Authority | 165 | GRDA | OK | 2 | OP | RI |  |  |  | Grand Neosho | 4 | 1986 | 11 | 1 | 1982 |  |  |  |  | 4 | 1986 | MW |  | 434 | 4 | 9917 |  | 9917 |  | 73 | 0 | 40 | 0 |  | SW | FR
814 | Entergy Arkansas Inc | 167 | Cecil Lynch | AR | 2 | OP | RF |  |  |  | Arkansas River | 7 | 1949 | 10.03 | [6 empty] | 7 | 1949 | MW |  | 185 | 1 | 281 |  |  |  | 50 |  | 20 |  |  | SW | FR
814 | Entergy Arkansas Inc | 167 | Cecil Lynch | AR | 3 | OP | RF |  |  |  | Arkansas River | 6 | 1954 | 10.03 | [6 empty] | 6 | 1954 | MW |  | 185 | 2 | 372 |  |  |  | 50 |  | 20 |  |  | SW | FR
814 | Entergy Arkansas Inc | 168 | Hamilton Moses | AR | 1 | OS | RF |  |  |  | L'Anquille River | 5 | 1951 | 3 | 5 | 1951 |  |  |  |  | 5 | 1951 | MW |  | 218 | 1 | 464 |  |  |  | 25 | 1760 | 6 | 0 |  | SW | FR
814 | Entergy Arkansas Inc | 168 | Hamilton Moses | AR | 2 | OS | RF |  |  |  | L'Anquille River | 5 | 1951 | 3 | 5 | 1951 |  |  |  |  | 5 | 1951 | MW |  | 218 | 1 |  |  |  |  | 25 | 1760 | 6 | 0 |  | SW | FR
814 | Entergy Arkansas Inc | 169 | Harvey Couch | AR | 1 | RE | RF |  |  |  | Wells | 12 | 1943 | 75 | [6 empty] | 12 | 1943 | MW |  | 760 | 1 | 161 |  | 161 | [6 empty] | GW | FR
814 | Entergy Arkansas Inc | 169 | Harvey Couch | AR | 2 | OP | RF |  |  |  | Wells | 8 | 1954 | 185 | [6 empty] | 8 | 1954 | MW |  | 2050 | 2 | 428 |  | 428 | [6 empty] | GW | FR
814 | Entergy Arkansas Inc | 170 | Lake Catherine | AR | 1 | OP | ON |  |  |  | Lake Catherine | 6 | 1949 | 110 | 7 | 1984 | [10 empty] | 254 |  |  |  | 90 | 0 | 36 | 3 |  | SW | FR
814 | Entergy Arkansas Inc | 170 | Lake Catherine | AR | 2 | OP | ON |  |  |  | Lake Catherine | 6 | 1949 | 110 | 7 | 1984 | [10 empty] | 254 |  |  |  | 90 | 0 | 36 | 3 |  | SW | FR
814 | Entergy Arkansas Inc | 170 | Lake Catherine | AR | 3 | OP | ON |  |  |  | Lake Catherine | 6 | 1952 | 138 | 7 | 1984 | [10 empty] | 228 |  |  |  | 100 | 0 | 36 | 3 |  | SW | FR
814 | Entergy Arkansas Inc | 170 | Lake Catherine | AR | 4 | OP | ON |  |  |  | Lake Catherine | 6 | 1970 | 735 | 7 | 1984 | [10 empty] | 1354 |  |  |  | 170 | 0 | 45 | 7 |  | SW | FR
814 | Entergy Arkansas Inc | 173 | Robert E Ritchie | AR | 1 | SB | ON |  |  |  | Mississippi River | 6 | 1961 | 312 | [12 empty] | 3946 |  |  |  | 120 | 120 | 31 | 31 |  | SW | FR
814 | Entergy Arkansas Inc | 173 | Robert E Ritchie | AR | 2 | SB | ON |  |  |  | Mississippi River | 3 | 1968 | 373 | [12 empty] | 1804 |  |  |  | 120 | 120 | 31 | 31 |  | SW | FR
807 | Arkansas Electric Coop Corp | 202 | Carl Bailey | AR | 01 | OP | ON | OC |  |  | White River | 7 | 1966 | 86 |  |  | 6 | 2003 | 2.7 | 8 | [6 empty] | 402 | 725 |  |  | 100 | 0 | 15 | 3 |  | SW | FR
807 | Arkansas Electric Coop Corp | 203 | McClellan | AR | 01 | OP | ON | OC |  |  | Ouachita River | 5 | 1972 | 91 |  |  | 5 | 1972 | 3 | 16 | [6 empty] | 1032 | 150 |  |  | 20 | 10 | 8 | 0 |  | SW | FR
55951 | Exelon Nuclear | 204 | Clinton Power Station | IL | CW-1 | OP | RC |  |  |  | Salt Creek | 11 | 1987 | 10 |  |  | 11 | 1987 | 4895 | 74200 | [10 empty] | 0 |  | 21 |  |  | SW | FR
9617 | JEA | 207 | St Johns River Power Park | FL | 1 | OP | RN |  |  |  | St. Johns River | 3 | 1987 | 38 | 3 | 1987 |  |  |  |  | 3 | 1987 | NW |  | 552 | 4.5 | 17185 |  | 17185 |  | 200 | 300 | 10 | 38 | 0% | SW | SA
9617 | JEA | 207 | St Johns River Power Park | FL | 2 | OP | RN |  |  |  | St. Johns River | 5 | 1988 | 38 | 5 | 1988 |  |  |  |  | 5 | 1988 | NW |  | 552 | 4.5 | 17185 |  | 17185 |  | 200 | 300 | 10 | 38 | 0% | SW | SA
20893 | Wolf Creek Nuclear Optg Corp | 210 | Wolf Creek Generating Station | KS | 1 | OP | RC |  |  |  | coffey county lake | 9 | 1985 | 1114.2 |  |  | 9 | 1985 | 5090 | 111280 | [6 empty] | 160000 | 160000 |  |  | 0 | 0 | 19 | 0 |  | SW | FR
12631 | NRG Delta LLC | 228 | Contra Costa | CA | 6 | OP | ON |  |  |  | San Joaquin River | 6 | 1964 | 340 | [12 empty] | 712 |  |  |  | 0 | 0 | 14 | 5 |  | SW | BR
12631 | NRG Delta LLC | 228 | Contra Costa | CA | 7 | OP | ON |  |  |  | San Joaquin River | 8 | 1964 | 340 | [12 empty] | 712 |  |  |  | 0 | 0 | 14 | 5 |  | SW | BR
55843 | Dynegy Morro Bay LLC | 259 | Dynegy Morro Bay LLC | CA | 1 | OS | ON |  |  |  | Morro Bay | 7 | 1956 | 233 | [12 empty] | 979 |  |  |  | 0 | 0 | 13 | 5 |  | SW | SA
55843 | Dynegy Morro Bay LLC | 259 | Dynegy Morro Bay LLC | CA | 2 | OS | ON |  |  |  | Morro Bay | 10 | 1955 | 233 | [12 empty] | 979 |  |  |  | 0 | 0 | 13 | 5 |  | SW | SA
55843 | Dynegy Morro Bay LLC | 259 | Dynegy Morro Bay LLC | CA | 3 | OP | ON |  |  |  | Morro Bay | 12 | 1962 | 328 | [12 empty] | 2047 |  |  |  | 0 | 0 | 13 | 5 |  | SW | SA
55843 | Dynegy Morro Bay LLC | 259 | Dynegy Morro Bay LLC | CA | 4 | OP | ON |  |  |  | Morro Bay | 8 | 1963 | 328 | [12 empty] | 2047 |  |  |  | 0 | 0 | 13 | 5 |  | SW | SA
54802 | Dynegy -Moss Landing LLC | 260 | Dynegy Moss Landing Power Plant | CA | 6 | OP | ON |  |  |  | Moss Landing Harbor | 12 | 1967 | 668 | [12 empty] | 3482 |  |  |  | 0 | 800 | 20 | 20 |  | SW | SA
54802 | Dynegy -Moss Landing LLC | 260 | Dynegy Moss Landing Power Plant | CA | 7 | OP | ON |  |  |  | Moss Landing Harbor | 8 | 1968 | 668 | [12 empty] | 3482 |  |  |  | 0 | 800 | 20 | 20 |  | SW | SA
54802 | Dynegy -Moss Landing LLC | 260 | Dynegy Moss Landing Power Plant | CA | U1 | OP | ON |  |  |  | Moss Landing Harbor | 7 | 2002 | 139 | 7 | 2002 | [14 empty] | 0 | 800 |  | 20 |  | SW | SA
54802 | Dynegy -Moss Landing LLC | 260 | Dynegy Moss Landing Power Plant | CA | U2 | OP | ON |  |  |  | Moss Landing Harbor | 7 | 2002 | 139 | 7 | 2002 | [14 empty] | 0 | 800 |  | 20 |  | SW | SA
12631 | NRG Delta LLC | 271 | Pittsburg Power | CA | 5 | OP | ON |  |  |  | Sacramento-San Joaquin River Delta | 9 | 1960 | 358 | [12 empty] | 1190 |  |  |  | 0 | 0 | 15 | 15 |  | SW | BR
12631 | NRG Delta LLC | 271 | Pittsburg Power | CA | 6 | OP | ON |  |  |  | Sacramento-San Joaquin River Delta | 6 | 1961 | 358 | [12 empty] | 341 |  |  |  | 0 | 0 | 15 | 15 |  | SW | BR
12631 | NRG Delta LLC | 271 | Pittsburg Power | CA | 7 | OP | RF |  |  |  | Sacramento-San Joaquin River Delta | 12 | 1972 | 45 | [6 empty] | 3 | 1977 | MW |  | 830 | 13 | 12800 |  | 20000 |  | 0 | 0 | 14 | 0 |  | SW | BR
54888 | NRG Texas Power LLC | 298 | Limestone | TX | C1 | OP | RF |  |  |  | Lake Limestone | 10 | 1985 | 17 | [6 empty] | 10 | 1985 | MW |  | 591 | 2 | 17369 |  | 16519 |  | 1886 |  | 40 |  |  | SW | FR
54888 | NRG Texas Power LLC | 298 | Limestone | TX | C2 | OP | RF |  |  |  | Lake Limestone | 10 | 1986 | 17 | [6 empty] | 10 | 1986 | MW |  | 591 | 2 | 17369 |  | 16519 |  | 1886 |  | 40 |  |  | SW | FR
13960 | NRG Cabrillo Power Ops Inc | 302 | Encina | CA | 1 | OP | ON |  |  |  | Pacific Ocean | 11 | 1954 | 103 | 11 | 1954 | [10 empty] | 4434 |  |  |  | 330 | 330 | 8 | 8 |  | SW | SA
13960 | NRG Cabrillo Power Ops Inc | 302 | Encina | CA | 2 | OP | ON |  |  |  | Pacific Ocean | 7 | 1956 | 103 | 7 | 1956 | [10 empty] | 381 |  |  |  | 420 | 420 | 8 | 8 |  | SW | SA
13960 | NRG Cabrillo Power Ops Inc | 302 | Encina | CA | 3 | OP | ON |  |  |  | Pacific Ocean | 8 | 1958 | 103 | 11 | 1973 | [10 empty] | 456 |  |  |  | 435 | 435 | 8 | 8 |  | SW | SA
13960 | NRG Cabrillo Power Ops Inc | 302 | Encina | CA | 4 | OP | ON |  |  |  | Pacific Ocean | 11 | 1973 | 401 | 11 | 1973 | [10 empty] | 2127 |  |  |  | 480 | 480 | 8 | 8 |  | SW | SA
13960 | NRG Cabrillo Power Ops Inc | 302 | Encina | CA | 5 | OP | ON |  |  |  | Pacific Ocean | 11 | 1978 | 490 | 11 | 1978 | [10 empty] | 757 |  |  |  | 615 | 615 | 8 | 8 |  | SW | SA
22148 | AES Alamitos LLC | 315 | AES Alamitos LLC | CA | 1 | OP | ON |  |  |  | Los Cerritos Channel | 9 | 1956 | 160 | 9 | 1956 | [10 empty] | 6000 |  |  |  | 800 | 800 | 12 | 15 |  | SW | SA
22148 | AES Alamitos LLC | 315 | AES Alamitos LLC | CA | 2 | OP | ON |  |  |  | Los Cerritos Channel | 2 | 1957 | 160 | 2 | 1957 | [10 empty] | 6000 |  |  |  | 800 | 800 | 12 | 15 |  | SW | SA
22148 | AES Alamitos LLC | 315 | AES Alamitos LLC | CA | 3 | OP | ON |  |  |  | Los Cerritos Channel | 12 | 1961 | 303 | 12 | 1961 | [10 empty] | 7000 |  |  |  | 800 | 800 | 14 | 15 |  | SW | SA
22148 | AES Alamitos LLC | 315 | AES Alamitos LLC | CA | 4 | OP | ON |  |  |  | Los Cerritos Channel | 6 | 1962 | 303 | 6 | 1962 | [10 empty] | 7000 |  |  |  | 800 | 800 | 14 | 15 |  | SW | SA
22148 | AES Alamitos LLC | 315 | AES Alamitos LLC | CA | 5 | OP | ON |  |  |  | Los Cerritos Channel | 3 | 1966 | 521 | 3 | 1966 | [10 empty] | 8000 |  |  |  | 800 | 800 | 10 | 15 |  | SW | SA
22148 | AES Alamitos LLC | 315 | AES Alamitos LLC | CA | 6 | OP | ON |  |  |  | Los Cerritos Channel | 9 | 1966 | 521 | 9 | 1966 | [10 empty] | 8000 |  |  |  | 800 | 800 | 10 | 15 |  | SW | SA
15908 | NRG California South LP | 329 | Coolwater | CA | 1&2 | OP | RI |  |  |  | WELLS | 6 | 1961 | 196 | 4 | 1961 |  |  |  |  | 6 | 1961 | MW |  | 196 | 2.5 | 1548 |  | 487 | 8 |  |  |  |  | 0% | GW | FR
15908 | NRG California South LP | 329 | Coolwater | CA | 3&4 | OP | RF |  |  |  | WELLS | 5 | 1978 | 390 | 12 | 1977 |  |  |  |  | 5 | 1978 | MW |  | 390 | 4.3 | 1509 |  | 1509 | [5 empty] | 0% | GW | FR
13584 | NRG El Segundo Operations Inc | 330 | El Segundo Power | CA | 1 | RE | ON |  |  |  | Pacific Ocean | 5 | 1955 | 152 | 7 | 1964 | [10 empty] | 67 |  |  | 38 | 2600 | 2100 | 20 | 20 |  | SW | SA
13584 | NRG El Segundo Operations Inc | 330 | El Segundo Power | CA | 2 | RE | ON |  |  |  | Pacific Ocean | 8 | 1956 | 152 | 7 | 1964 | [10 empty] | 74 |  |  |  | 2600 | 2100 | 20 | 20 |  | SW | SA
13584 | NRG El Segundo Operations Inc | 330 | El Segundo Power | CA | 3 | OP | ON |  |  |  | Pacific Ocean | 7 | 1964 | 308 | 7 | 1964 | [10 empty] | 210 |  |  |  | 2579 | 2068 | 21 | 21 |  | SW | SA
13584 | NRG El Segundo Operations Inc | 330 | El Segundo Power | CA | 4 | OP | ON |  |  |  | Pacific Ocean | 4 | 1965 | 308 | 7 | 1964 | [10 empty] | 210 |  |  |  | 2579 | 2068 | 21 | 21 |  | SW | SA
15908 | NRG California South LP | 331 | Etiwanda Generating Station | CA | 3 | OP | RI |  |  |  | Wells | 5 | 1963 | 303 | 5 | 1963 | 7 | 1953 | 4 | 40 | 5 | 1963 | MW |  | 303 | 0.9 | 740 |  | 740 | [6 empty] | PD | BE
15908 | NRG California South LP | 331 | Etiwanda Generating Station | CA | 4 | OP | RI |  |  |  | Wells | 11 | 1963 | 303 | 11 | 1963 | 7 | 1953 | 4 | 40 | 11 | 1963 | MW |  | 303 | 0.9 | 740 |  | 740 | [6 empty] | PD | BE
23693 | AES Huntington Beach LLC | 335 | AES Huntington Beach LLC | CA | 1 | OP | ON |  |  |  | Pacific Ocean | 6 | 1958 | 784 | 12 | 1976 | [10 empty] | 703 |  |  | 3 | 1500 | 1200 | 17 | 14 |  | SW | SA
15908 | NRG California South LP | 345 | Mandalay | CA | 1 | OP | ON |  |  |  | Pacific Ocean | 4 | 1959 | 195 | [12 empty] | 4250 |  |  |  |  | 0 | 7 | 0 |  | SW | SA
15908 | NRG California South LP | 350 | Ormond Beach | CA | 1 | OP | ON |  |  |  | Pacific Ocean | 12 | 1971 | 1060 | 1 | 1991 | [10 empty] | 5448 |  |  | 55 | 2098 | 1800 | 32.7 | 19.8 | 0% | SW | SA
22484 | AES Redondo Beach LLC | 356 | AES Redondo Beach LLC | CA | 5 | OP | ON |  |  |  | Pacific Ocean | 10 | 1954 | 255 | 10 | 1954 | [10 empty] | 4113 |  |  | 44 | 1600 | 1600 | 20 | 25 |  | OT | SA
22484 | AES Redondo Beach LLC | 356 | AES Redondo Beach LLC | CA | 6 | OP | ON |  |  |  | Pacific Ocean | 10 | 1954 | 255 | 10 | 1954 | [10 empty] | 4113 |  |  | 44 | 1600 | 1600 | 20 | 25 |  | OT | SA
22484 | AES Redondo Beach LLC | 356 | AES Redondo Beach LLC | CA | 7 | OP | ON |  |  |  | Pacific Ocean | 2 | 1967 | 807 | 2 | 1967 | [10 empty] | 4051 |  |  | 58 | 2000 | 400 | 20 | 20 |  | OT | SA
22484 | AES Redondo Beach LLC | 356 | AES Redondo Beach LLC | CA | 8 | OP | ON |  |  |  | Pacific Ocean | 2 | 1967 | 807 | 2 | 1967 | [10 empty] | 4051 |  |  | 58 | 2000 | 400 | 20 | 20 |  | OT | SA
17609 | Southern California Edison Co | 358 | Mountainview Generating Station | CA | CT3 | OP | RI |  |  |  | Wells | 12 | 2005 | 13.21 | 12 | 2005 |  |  |  |  | 12 | 2005 | MW |  | 287 | 1.49 | 20400 |  | 17900 | [6 empty] | GW | OT
17609 | Southern California Edison Co | 358 | Mountainview Generating Station | CA | CT4 | OP | RI |  |  |  | Wells | 1 | 2006 | 13.21 | 1 | 2006 |  |  |  |  | 1 | 2006 | MW |  | 287 | 1.49 | 20400 |  | 17900 | [6 empty] | GW | OT
17609 | Southern California Edison Co | 360 | San Onofre Nuclear Generating Station | CA | S2CIRC | OP | ON |  |  |  | Pacific Ocean | 8 | 1982 | 1894.38 | [16 empty] | 3150 | 8420 | 12 | 35 |  | SW | SA
17609 | Southern California Edison Co | 360 | San Onofre Nuclear Generating Station | CA | S3CIRC | OP | ON |  |  |  | Pacific Ocean | 8 | 1983 | 1894.38 | [16 empty] | 3150 | 6090 | 12 | 30 |  | SW | SA
20160 | Energy Northwest | 371 | Columbia Generating Station | WA | CW | OP | RF |  |  |  | Columbia River | 12 | 1984 | 83.55 | 12 | 1984 |  |  |  |  | 12 | 1984 | MW |  | 1270 | 20 | 64531 |  | 20349 | 4990 | 573 | 436.7 | 18 | 20 |  | SW | FR
7294 | City of Glendale | 377 | Grayson | CA | 1 | OP | RI |  |  |  | Municipal | 7 | 1977 | 1 | [6 empty] | 7 | 1977 | MW |  | 43 | 0.6 | 330 |  | 330 | [6 empty] | PD | BE
7294 | City of Glendale | 377 | Grayson | CA | 2 | OP | RI |  |  |  | Municipal | 7 | 1977 | 1 | [6 empty] | 7 | 1977 | MW |  | 43 | 0.4 | 330 |  | 330 | [6 empty] | PD | BE
7294 | City of Glendale | 377 | Grayson | CA | 3 | OP | RI |  |  |  | Municipal | 12 | 1953 | 1 | [6 empty] | 12 | 1953 | MW |  | 45 | 0.5 | 200 |  | 200 | [6 empty] | PD | BE
7294 | City of Glendale | 377 | Grayson | CA | 4 | OP | RI |  |  |  | Municipal | 9 | 1959 | 2 | [6 empty] | 9 | 1959 | MW |  | 75 | 1 | 350 |  | 350 | [6 empty] | PD | BE
7294 | City of Glendale | 377 | Grayson | CA | 5 | OP | RI |  |  |  | Municipal | 11 | 1964 | 2 | [6 empty] | 11 | 1964 | MW |  | 75 | 0.7 | 400 |  | 400 | [6 empty] | PD | BE
12384 | Midwest Generations EME LLC | 384 | Joliet 29 | IL | 7 | OP | ON | OT |  |  | Desplaines River | 4 | 1965 | 1010 | 4 | 1965 |  |  |  |  | 9 | 1999 | MW |  | 802 | 11 | 105 |  | 12000 | 105 | 800 | 800 | 5 | 5 |  | SW | FR
12384 | Midwest Generations EME LLC | 384 | Joliet 29 | IL | 8 | OP | ON | OT |  |  | Desplaines River | 3 | 1966 | 1010 | 4 | 1965 |  |  |  |  | 9 | 1999 | MW |  | 802 | 11 | 106 |  | 12000 | 106 | 800 | 800 | 5 | 5 |  | SW | FR
9216 | Imperial Irrigation District | 389 | El Centro | CA | 30 | OP | RI |  |  |  | Dogwood Canal | 10 | 2012 | 77.97 | [6 empty] | 10 | 2012 | MW |  | 77.97 | 0.9 | 2128 |  | 2128 | [6 empty] | SW | FR
9216 | Imperial Irrigation District | 389 | El Centro | CA | 2 | OP | RI |  |  |  | Dogwood Canal | 8 | 1952 | 77.97 | [6 empty] | 4 | 2007 | MW |  | 77.97 | 0.5 | 2217 |  | 2056 | [6 empty] | SW | FR
9216 | Imperial Irrigation District | 389 | El Centro | CA | 3 | RE | RI |  |  |  | Dogwood Canal | 11 | 1957 | 70 | [6 empty] | 5 | 1987 | MW |  | 80 | 0.7 | 735 |  | 701 |  | 2800 |  | 14 |  |  | SW | FR
9216 | Imperial Irrigation District | 389 | El Centro | CA | 4 | OP | RI |  |  |  | Dogwood Canal | 8 | 1968 | 91 | [6 empty] | 4 | 1987 | MW |  | 95 | 1.3 | 508 |  | 458 | [6 empty] | SW | FR
11208 | Los Angeles Department of Water & Power | 400 | Haynes | CA | 1 | OP | ON |  |  |  | Pacific Ocean | 9 | 1962 | 214 | 9 | 1962 | [14 empty] | 8000 | 8000 | 21 | 21 |  | OT | OT
11208 | Los Angeles Department of Water & Power | 400 | Haynes | CA | 2 | OP | ON |  |  |  | Pacific Ocean | 4 | 1963 | 214 | 4 | 1963 | [14 empty] | 8000 | 8000 | 21 | 21 |  | OT | OT
11208 | Los Angeles Department of Water & Power | 400 | Haynes | CA | 5 | OP | ON |  |  |  | Pacific Ocean | 8 | 1966 | 356.5 | 8 | 1966 | [14 empty] | 8000 | 8000 | 26 | 26 |  | OT | OT
11208 | Los Angeles Department of Water & Power | 400 | Haynes | CA | 6 | OP | ON |  |  |  | Pacific Ocean | 3 | 1967 | 356.5 | 3 | 1967 | [14 empty] | 8000 | 8000 | 26 | 26 |  | OT | OT
11208 | Los Angeles Department of Water & Power | 400 | Haynes | CA | 8 | OP | ON |  |  |  | Pacific Ocean | 1 | 2005 | 356.5 | 1 | 2005 | [10 empty] | 26000 |  |  |  | 8000 | 8000 | 25 | 25 |  | OT | OT
11208 | Los Angeles Department of Water & Power | 404 | Scattergood | CA | CW12 | OP | ON |  |  |  | Pacific Ocean | 12 | 1958 | 348 | 12 | 1958 | [14 empty] | 1600 | 1200 | 15 | 15 |  | OT | OT
11208 | Los Angeles Department of Water & Power | 404 | Scattergood | CA | CW3 | OP | ON |  |  |  | Pacific Ocean | 5 | 1974 | 420 | 9 | 1959 | [14 empty] | 1600 | 1200 | 15 | 15 |  | OT | OT
11208 | Los Angeles Department of Water & Power | 408 | Valley | CA | 8 | OP | RI |  |  |  | Municipality | 7 | 2004 | 4.9 | 7 | 2004 |  |  |  |  | 7 | 2004 | MW |  | 253 | 1.5 | [9 empty] | OT | OT
15466 | Public Service Co of Colorado | 465 | Arapahoe | CO | 3 | OP | RF |  |  |  | South Platte River | 11 | 1951 | 69 | [6 empty] | 11 | 1951 | MW |  | 69 | 0.572 | 322 |  | 144 | [6 empty] | SW | FR
15466 | Public Service Co of Colorado | 465 | Arapahoe | CO | 4 | OP | RF |  |  |  | South Platte River | 8 | 1955 | 145 | [6 empty] | 8 | 1955 | MW |  | 145 | 0.217 | 624 |  | 340 | [6 empty] | SW | FR
15466 | Public Service Co of Colorado | 469 | Cherokee | CO | 1 | RE | RF |  |  |  | South Platte River | 9 | 1957 | 201 | 2 | 1999 |  |  |  |  | 9 | 1957 | MW |  | 201 | 0.991 | 803 |  | 348 | [6 empty] | SW | FR
15466 | Public Service Co of Colorado | 469 | Cherokee | CO | 2 | RE | RF |  |  |  | South Platte River | 6 | 1959 | 201 | 2 | 1999 |  |  |  |  | 6 | 1959 | MW |  | 201 | 1.09 | 1040 |  | 408 | [6 empty] | SW | FR
15466 | Public Service Co of Colorado | 469 | Cherokee | CO | 3 | OP | RF |  |  |  | South Platte River | 6 | 1962 | 212 | 2 | 1999 |  |  |  |  | 6 | 1962 | MW |  | 212 | 1.098 | 739 |  | 451 | [6 empty] | SW | FR
15466 | Public Service Co of Colorado | 469 | Cherokee | CO | 4 | OP | RF |  |  |  | South Platte River | 11 | 1968 | 402 | 2 | 1999 |  |  |  |  | 11 | 1968 | MW |  | 402 | 1.964 | 1811 |  | 937 | [6 empty] | SW | FR
15466 | Public Service Co of Colorado | 470 | Comanche | CO | 1 | OP | RF |  |  |  | Arkansas River | 11 | 1973 | 312 | [6 empty] | 11 | 1973 | MW |  | 312 | 1.6 | 3292 |  | 1523 | [5 empty] | 0% | SW | FR
15466 | Public Service Co of Colorado | 470 | Comanche | CO | 2 | OP | RF |  |  |  | Arkansas River | 12 | 1975 | 379 | [6 empty] | 12 | 1975 | MW |  | 379 | 1.6 | 4108 |  | 1638 | [6 empty] | SW | FR
15466 | Public Service Co of Colorado | 470 | Comanche | CO | 3 | OP | HRF |  |  |  | Arkansas River | 7 | 2010 | 9.8 | [6 empty] | 7 | 2010 | WD |  | 380 | 11.8 | 60000 | [7 empty] | 0% | SW | FR
15466 | Public Service Co of Colorado | 477 | Valmont | CO | 1 | OP | OC |  |  |  | South Boulder Creek | 6 | 1924 | 300 |  |  | 6 | 1924 | 531 | 11234 | [6 empty] | 9996 |  |  |  | 0 |  | 0 |  |  | SW | FR
3989 | City of Colorado Springs - (CO) | 492 | Martin Drake | CO | 5 | OP | RI |  |  |  | Municipality | 6 | 1962 | 2.5 | [6 empty] | 6 | 1962 | MW |  | 94 | 1 | 496 |  | 496 | [6 empty] | PD | BE
3989 | City of Colorado Springs - (CO) | 492 | Martin Drake | CO | 6 | OP | RI |  |  |  | Municipality | 6 | 1968 | 2.5 | [6 empty] | 6 | 1968 | MW |  | 123 | 2 | 701 |  | 701 | [6 empty] | PD | BE
3989 | City of Colorado Springs - (CO) | 492 | Martin Drake | CO | 7 | OP | RI |  |  |  | Municipality | 6 | 1974 | 3.4 | [6 empty] | 6 | 1974 | MW |  | 147 | 2 | 741 |  | 741 | [6 empty] | PD | BE
15466 | Public Service Co of Colorado | 525 | Hayden | CO | H1 | OP | RF |  |  |  | Yampa River | 9 | 1976 | 12 | [6 empty] | 9 | 1976 | MW |  | 298 | 3 | 851 |  | 851 |  | 2640 |  | 8 |  |  | SW | FR
15466 | Public Service Co of Colorado | 525 | Hayden | CO | H2 | OP | RF |  |  |  | Yampa River | 9 | 1976 | 12 | [6 empty] | 9 | 1976 | MW |  | 298 | 3 | 851 |  | 851 |  | 2640 |  | 8 |  |  | SW | FR
30151 | Tri-State G & T Assn, Inc | 527 | Nucla | CO | N1-3 | OP | RF |  |  |  | San Miguel River | 1 | 1991 | 1 | [6 empty] | 1 | 1991 | MW |  | 85 | 0.2 | 175 |  | 147 |  | 0 |  | 5 |  |  | SW | FR
30151 | Tri-State G & T Assn, Inc | 527 | Nucla | CO | N4 | OP | RF |  |  |  | San Miguel River | 1 | 1991 | 1 | 1 | 1991 |  |  |  |  | 1 | 1991 | MW |  | 73 | 0.3 | 550 |  | 494 |  | 0 |  | 5 |  |  | SW | FR
189 | PowerSouth Energy Cooperative | 533 | McWilliams | AL | MCWCT | OP | RI |  |  |  | Conecuh River | 6 | 1997 | 170 | [6 empty] | 6 | 1997 | MW |  | 170 | 1.5 | 1121 |  | 1121 |  | 25 |  | 20 |  |  | SW | FR
189 | PowerSouth Energy Cooperative | 533 | McWilliams | AL | VCT | OP | ON | RI |  |  | Conecuh River | 1 | 2002 | 393.3 | [6 empty] | 1 | 2002 | MW |  | 393.3 | 3.25 | 2712 |  | 2712 |  | 25 |  | 20 |  |  | SW | FR
22380 | NRG Montville Operations Inc | 546 | Montville Station | CT | 5 | OP | ON |  |  |  | Thames River | 6 | 1954 | 116 | 1 | 1954 | [10 empty] | 225 |  |  | 15 | 0 | 0 | 10 | 2 |  | SW | SA
22380 | NRG Montville Operations Inc | 546 | Montville Station | CT | 6 | OP | ON |  |  |  | Thames River | 6 | 1971 | 371 | 1 | 1971 | [10 empty] | 350 |  |  | 25 |  |  | 17 | 3 |  | SW | SA
13922 | Norwalk Power LLC | 548 | NRG Norwalk Harbor | CT | 1 | OP | ON |  |  |  | Long Island Sound | 6 | 1960 | 220 | [12 empty] | 560 |  |  |  | 0 | 0 | 12 | 0 |  | SW | SA
13922 | Norwalk Power LLC | 548 | NRG Norwalk Harbor | CT | 2 | OP | ON |  |  |  | Long Island Sound | 6 | 1963 | 220 | [12 empty] | 560 |  |  |  | 0 | 0 | 12 | 0 |  | SW | SA
12490 | Middletown Power LLC | 562 | Middletown | CT | 2 | OP | ON |  |  |  | Connecticut River | 10 | 1958 | 126 | 10 | 1958 | [10 empty] | 65 |  |  | 15 | 1 | 1 | 11 | 11 |  | SW | FR
12490 | Middletown Power LLC | 562 | Middletown | CT | 3 | OP | ON |  |  |  | Connecticut River | 1 | 1964 | 220 | 1 | 1964 | [10 empty] | 85 |  |  | 15 | 1 | 1 | 11 | 11 |  | SW | FR
12490 | Middletown Power LLC | 562 | Middletown | CT | 4 | OP | RI |  |  |  | Connecticut River | 5 | 1973 | 442 | 5 | 1973 |  |  |  |  | 5 | 1973 | MW |  | 442 | 2 | 10004 |  | 10000 | 20 | 1 |  | 11 |  |  | SW | FR
14610 | Orlando Utilities Comm | 564 | Stanton Energy Center | FL | B | OP | RF |  |  |  | EASTERN WATER RECLAIM ORANGE COUNTY | 2 | 2010 | 2.45 | 2 | 2010 |  |  |  |  | 2 | 2010 | MW |  | 124 | 1.1 | 40000 |  |  | 40000 |  |  | 12 |  |  | PD | BE
14610 | Orlando Utilities Comm | 564 | Stanton Energy Center | FL | 1 | OP | RN | RC |  |  | Eastern Water Reclaimation Fac | 7 | 1987 | 10 | 7 | 1987 | 7 | 1987 | 93 | 560 | 7 | 1987 | NW |  | 446 | 2 | 9810 |  | 9750 | 60 |  |  | 12 |  |  | PD | BE
14610 | Orlando Utilities Comm | 564 | Stanton Energy Center | FL | 2 | OP | RN | RC |  |  | Eastern Water Reclaimation Fac | 6 | 1996 | 10 | 6 | 1996 | 7 | 1987 | 93 | 560 | 6 | 1996 | NW |  | 446 | 2 | 17785 |  | 17650 | 135 |  |  | 12 |  |  | PD | BE
5221 | Dominion Nuclear Conn Inc | 566 | Millstone | CT | CIRC2 | OP | ON |  |  |  | Long Island Sound | 12 | 1975 | 1224 | [16 empty] | 0 | 0 | 0 | 0 |  | SW | SA
5221 | Dominion Nuclear Conn Inc | 566 | Millstone | CT | CIRC3 | OP | ON |  |  |  | Long Island Sound | 4 | 1986 | 2045 | [16 empty] | 0 | 0 | 0 | 0 |  | SW | SA
15452 | PSEG Power Connecticut LLC | 568 | Bridgeport Station | CT | BHC2 | SB | ON |  |  |  | Bridgeport Harbor | 8 | 1961 | 235 | [16 empty] | 20 | 0 | 11 | 10 |  | SW | BR
15452 | PSEG Power Connecticut LLC | 568 | Bridgeport Station | CT | BHC3 | OP | ON |  |  |  | Bridgeport Harbor | 8 | 1968 | 445 | [16 empty] | 20 | 0 | 10 | 6 |  | SW | BR
56609 | Calpine Mid-Atlantic Generation LLC | 593 | Edge Moor | DE | 3 | OP | ON |  |  |  | Delaware River | 12 | 1954 | 155 | [12 empty] | 573 |  |  |  | 3 | 200 | 14 | 5 |  | SW | FR
56609 | Calpine Mid-Atlantic Generation LLC | 593 | Edge Moor | DE | 4 | OP | ON |  |  |  | Delaware River | 5 | 1966 | 229 | [12 empty] | 573 |  |  |  | 3 | 200 | 14 | 5 |  | SW | FR
56609 | Calpine Mid-Atlantic Generation LLC | 593 | Edge Moor | DE | 5 | OP | ON |  |  |  | Delaware River | 8 | 1973 | 899 | [12 empty] | 832 |  |  |  | 3 | 200 | 14 | 5 |  | SW | FR
9332 | Indian River Operations Inc | 594 | Indian River Generating Station | DE | 1 | OS | ON |  |  |  | Indian River | 6 | 1957 | 168 | 5 | 1992 | [10 empty] | 98 |  |  | 31 | 0 | 1250 | 6 | 3 |  | SW | SA
9332 | Indian River Operations Inc | 594 | Indian River Generating Station | DE | 2 | OS | ON |  |  |  | Indian River | 6 | 1959 | 168 | 5 | 1992 | [10 empty] | 99 |  |  | 31 | 0 | 1250 | 6 | 3 |  | SW | SA
9332 | Indian River Operations Inc | 594 | Indian River Generating Station | DE | 3 | OP | ON |  |  |  | Indian River | 6 | 1970 | 244 | 5 | 1992 | [10 empty] | 281 |  |  | 31 | 0 | 1250 | 6 | 3 |  | SW | SA
9332 | Indian River Operations Inc | 594 | Indian River Generating Station | DE | 4 | OP | RI |  |  |  | Indian River | 10 | 1989 | 13 | 6 | 1993 |  |  |  |  | 10 | 1989 | MW |  | 450 | 2 | 22290 |  | 22000 | 290 | 100 | 1250 | 6 | 3 |  | SW | SA
54899 | NAES Corporation - (DE) | 599 | McKee Run | DE | 1 | OP | RF |  |  |  | Municipality | 3 | 1961 | 54 | 3 | 1961 |  |  |  |  | 7 | 1983 | MW |  | 44 | 1 | 800 |  | 550 | [6 empty] | GW | FR
54899 | NAES Corporation - (DE) | 599 | McKee Run | DE | 2 | OP | RF |  |  |  | Municipality | 3 | 1961 | 54 | 3 | 1961 |  |  |  |  | 7 | 1983 | MW |  | 44 | 1 | 800 |  | 550 | [6 empty] | GW | FR
54899 | NAES Corporation - (DE) | 599 | McKee Run | DE | 3 | OP | RF |  |  |  | Municipality | 9 | 1975 | 148 | 9 | 1975 |  |  |  |  | 9 | 1975 | MW |  | 128 | 1 | 1700 |  | 1100 | [6 empty] | GW | FR
58177 | Raven Power Holdings LLC | 602 | Brandon Shores | MD | 1 | OP | RI |  |  |  | Patapsco River | 5 | 1984 | 18 | [6 empty] | 5 | 1984 | MW |  | 502 | 2 | 33094 |  | 24559 |  | 25 | 25 | 13 | 6 |  | SW | BR
58177 | Raven Power Holdings LLC | 602 | Brandon Shores | MD | 2 | OP | RI |  |  |  | Patapsco River | 5 | 1991 | 18 | [6 empty] | 5 | 1991 | MW |  | 526 | 1 | 31556 |  | 12260 |  | 25 | 25 | 13 | 6 |  | SW | BR
15274 | Potomac Power Resources | 603 | Benning | DC | 15 | RE | RF |  |  |  | Anacostia River | 8 | 1968 | 8 | 8 | 1968 |  |  |  |  | 8 | 1968 | MW |  | 290 | 2 | 230 |  | 230 |  | 180 |  | 12 |  |  | SW | FR
15274 | Potomac Power Resources | 603 | Benning | DC | 16 | RE | RF |  |  |  | Anacostia River | 5 | 1972 | 8 | 5 | 1972 |  |  |  |  | 5 | 1972 | MW |  | 290 | 2 | 230 |  | 230 |  | 180 |  | 12 |  |  | SW | FR
6452 | Florida Power & Light Co | 609 | Cape Canaveral | FL | CW | CO | ON |  |  |  | Indian River | 4 | 2013 | [22 empty] | SW | SA
6452 | Florida Power & Light Co | 609 | Cape Canaveral | FL | 1CWS | RE | ON |  |  |  | Indian River | 4 | 1965 | 613 | [12 empty] | 681 |  |  |  | 525 | 0 | 7 | 7 |  | SW | SA
6452 | Florida Power & Light Co | 609 | Cape Canaveral | FL | 2CWS | RE | ON |  |  |  | Indian River | 5 | 1969 | 613 | [12 empty] | 1168 |  |  |  | 700 | 0 | 8 | 7 |  | SW | SA
6452 | Florida Power & Light Co | 610 | Cutler | FL | 5CWS | RE | ON |  |  |  | Biscayne Bay | 6 | 1954 | 206 | [12 empty] | 476 |  |  |  | 3200 | 2500 | 9 | 3 |  | SW | SA
6452 | Florida Power & Light Co | 610 | Cutler | FL | 6CWS | RE | ON |  |  |  | Biscayne Bay | 6 | 1955 | 200 | [12 empty] | 493 |  |  |  | 3200 | 2500 | 9 | 3 |  | SW | SA
6452 | Florida Power & Light Co | 612 | Fort Myers | FL | FM2 | OP | ON |  |  |  | Calosahatchee River | 6 | 2002 | 613 | [12 empty] | 20455 | 11 |  |  | 897 | 2649 | 15 | 1.1 | 0% | SW | BR
6452 | Florida Power & Light Co | 613 | Lauderdale | FL | FL4 | OP | ON |  |  |  | Dania Canal | 5 | 1993 | 258 | [12 empty] | 6178 | 185 |  | 5 | 78 | 1089 | 10.8 | 1.5 | 0% | SW | BR
6452 | Florida Power & Light Co | 613 | Lauderdale | FL | FL5 | OP | ON |  |  |  | Dania Canal | 5 | 1993 | 258 | [12 empty] | 5289 | 185 |  |  | 78 | 1089 | 10.8 | 1.5 | 0% | SW | BR
6452 | Florida Power & Light Co | 617 | Port Everglades | FL | 1CWS | RE | ON |  |  |  | Intracoastal Waterway | 5 | 1960 | 357 | [12 empty] | 1803 |  |  |  | 1510 | 3850 | 7 | 5 |  | SW | SA
6452 | Florida Power & Light Co | 617 | Port Everglades | FL | 2CWS | RE | ON |  |  |  | Intracoastal Waterway | 5 | 1961 | 357 | [12 empty] | 1067 |  |  |  | 1520 | 3945 | 7 | 5 |  | SW | SA
6452 | Florida Power & Light Co | 617 | Port Everglades | FL | 3CWS | OP | ON |  |  |  | Intracoastal Waterway | 6 | 1964 | 613 | [12 empty] | 1410 |  |  |  | 1560 | 4090 | 11 | 5 |  | SW | SA
6452 | Florida Power & Light Co | 617 | Port Everglades | FL | 4CWS | OP | ON |  |  |  | Intracoastal Waterway | 6 | 1965 | 613 | [12 empty] | 890 |  |  |  | 1570 | 4235 | 11 | 5 |  | SW | SA
6452 | Florida Power & Light Co | 619 | Riviera | FL | 3CWS | RE | ON |  |  |  | Lake Worth | 5 | 1962 | 437 | [12 empty] | 1855 |  |  |  | 300 | 2640 | 12 | 16 |  | SW | SA
6452 | Florida Power & Light Co | 619 | Riviera | FL | 4CWS | RE | ON |  |  |  | Lake Worth | 3 | 1963 | 437 | [12 empty] | 2316 |  |  |  | 300 | 2640 | 12 | 16 |  | SW | SA
6452 | Florida Power & Light Co | 620 | Sanford | FL | 3CWS | OP | ON |  |  |  | St. Johns River | 5 | 1959 | 258 | [12 empty] | 721 |  |  |  | 660 | 500 | 6 | 3 |  | SW | FR
6452 | Florida Power & Light Co | 621 | Turkey Point | FL | TPC | OP | RC |  |  |  | Miami-Dade municipal water | 12 | 1972 | [13 empty] | 41822 | [8 empty] | OT | SA
6452 | Florida Power & Light Co | 621 | Turkey Point | FL | CP | OP | RC |  |  |  | Biscayne Bay | 4 | 1967 | 4006 | 4 | 1967 | 4 | 1967 | 3850 | 16069 | [6 empty] | 26729 | 26729 | [7 empty] | SW | SA
6455 | Duke Energy Florida, Inc | 628 | Crystal River | FL | 1 | OP | ON |  |  |  | Gulf of Mexico | 10 | 1966 | 690 | [12 empty] | 4677 | [5 empty] | 8 | 5 |  | SW | SA
6455 | Duke Energy Florida, Inc | 628 | Crystal River | FL | 2 | OP | ON |  |  |  | Gulf of Mexico | 11 | 1969 | 730 | [12 empty] | 1195 | [5 empty] | 8 | 5 |  | SW | SA
6455 | Duke Energy Florida, Inc | 628 | Crystal River | FL | 3 | OP | ON |  |  |  | Gulf of Mexico | 3 | 1977 | 1524 |  | 1991 | [19 empty] | SW | SA
6455 | Duke Energy Florida, Inc | 628 | Crystal River | FL | 4 | OP | RN |  |  |  | Gulf of Mexico | 12 | 1982 | 77 | 12 | 1982 |  |  |  |  | 12 | 1982 | NW |  | 668 | 5 | 25864 |  | 24428 | 136 |  |  | 8 | 5 |  | PD | SA
6455 | Duke Energy Florida, Inc | 628 | Crystal River | FL | 5 | OP | RN |  |  |  | Gulf of Mexico | 10 | 1984 | 77 | 10 | 1984 |  |  |  |  | 10 | 1984 | NW |  | 668 | 5 | 25864 |  | 24428 | 136 |  |  | 8 | 5 |  | PD | SA
6455 | Duke Energy Florida, Inc | 628 | Crystal River | FL | 6 | OP | ON | OT |  |  | CR Units 1, 2 and 3 Discharge Canal | 6 | 1993 | 1931 | 6 | 1993 |  |  |  |  | 6 | 1993 | MW |  | 1931 | 23 | 51526 | 74 | 49980 | 1472 |  |  | 8 | 0 |  | PD | SA
6455 | Duke Energy Florida, Inc | 634 | P L Bartow | FL | 1 | OP | ON |  |  |  | Tampa Bay | 9 | 1958 | 869 | [12 empty] | 3913 | [5 empty] | 12 | 8 |  | SW | SA
6455 | Duke Energy Florida, Inc | 638 | Suwannee River | FL | 1 | OP | ON |  |  |  | Suwannee River | 11 | 1953 | 268 | [12 empty] | 1254 | [5 empty] | 9 | 9 |  | SW | FR
7801 | Gulf Power Co | 641 | Crist | FL | 1 | OP | ON | RF |  |  | Escambia River | 6 | 1945 | 424 | 1 | 1995 |  |  |  |  | 6 | 1976 | MW |  | 426 | 4 | 6975 |  | 6053 |  | 335 | 5950 | 10 | 10 |  | SW | BR
7801 | Gulf Power Co | 641 | Crist | FL | 6 | OP | RF |  |  |  | Escambia River | 5 | 1970 | 30 | [6 empty] | 5 | 2005 | MW |  | 335 | 3 | 5992 |  | 5992 |  | 300 |  | 10 |  |  | SW | BR
7801 | Gulf Power Co | 641 | Crist | FL | 7 | OP | RF |  |  |  | Escambia River | 8 | 1973 | 41 | [6 empty] | 5 | 2007 | MW |  | 400 | 4 | 26893 |  | 26893 |  | 300 |  | 10 |  |  | SW | BR
7801 | Gulf Power Co | 643 | Lansing Smith | FL | 1 | OP | ON |  |  |  | North Bay | 6 | 1965 | 424 | [12 empty] | 10695 |  |  |  | 3400 | 10000 | 13 | 8 |  | SW | BR
7801 | Gulf Power Co | 643 | Lansing Smith | FL | 2 | OP | RF |  |  |  | North Bay | 4 | 2002 | 22 | [6 empty] | 4 | 2002 | MW |  | 267 | 1.5 | 6497 |  | 3346 |  | 10000 | 10000 | 8 | 8 |  | SW | BR
18454 | Tampa Electric Co | 645 | Big Bend | FL | OTC1 | OP | ON |  |  |  | Tampa Bay | 10 | 1970 | 535 | [12 empty] | 1200 |  |  |  | 2650 | 3750 | 9 | 9 |  | SW | SA
18454 | Tampa Electric Co | 645 | Big Bend | FL | OTC2 | OP | ON |  |  |  | Tampa Bay | 4 | 1973 | 535 | [12 empty] | 2352 |  |  |  | 2700 | 3960 | 9 | 9 |  | SW | SA
18454 | Tampa Electric Co | 645 | Big Bend | FL | OTC3 | OP | ON |  |  |  | Tampa Bay | 5 | 1976 | 535 | [12 empty] | 11645 |  |  |  | 3000 | 4050 | 9 | 9 |  | SW | SA
18454 | Tampa Electric Co | 645 | Big Bend | FL | OTC4 | OP | ON |  |  |  | Tampa Bay | 2 | 1985 | 555 | [12 empty] | 18790 |  |  |  | 3100 | 4360 | 9 | 9 |  | SW | SA
7140 | Georgia Power Co | 649 | Vogtle | GA | 1 | OP | RN |  |  |  | Savannah River | 5 | 1987 | 44.56 | [6 empty] | 5 | 1987 | NW |  | 1078 |  | 85979 |  |  |  | 100 | 100 | 15 | 15 |  | SW | FR
7140 | Georgia Power Co | 649 | Vogtle | GA | 2 | OP | RN |  |  |  | Savannah River | 5 | 1989 | 44.56 | [6 empty] | 5 | 1989 | NW |  | 1078 |  | 27463 |  |  |  | 100 | 100 | 15 | 15 |  | SW | FR
7140 | Georgia Power Co | 649 | Vogtle | GA | 3 | CO | RN |  |  |  | Savannah River | 6 | 2016 | 43.3 | [6 empty] | 6 | 2016 | NW |  | 1406 | [5 empty] | 0 | 40 | 15 | 8 |  | SW | FR
7140 | Georgia Power Co | 649 | Vogtle | GA | 4 | CO | RN |  |  |  | Savannah River | 6 | 2017 | 43.3 | [6 empty] | 6 | 2017 | NW |  | 1406 | [5 empty] | 0 | 40 | 15 | 8 |  | SW | FR
6909 | Gainesville Regional Utilities | 663 | Deerhaven Generating Station | FL | T1 | OP | RF |  |  |  | Wells in Floridan Aquifer | 6 | 1970 | 3 | [6 empty] | 6 | 1970 | MW |  | 7 | 1 | 369 |  | 369 | [6 empty] | GW | FR
6909 | Gainesville Regional Utilities | 663 | Deerhaven Generating Station | FL | T2 | OP | RF |  |  |  | Wells in Floridan Aquifer | 10 | 1981 | 4 | [6 empty] | 10 | 1981 | MW |  | 7 | 1 | 2124 |  | 2124 | [6 empty] | GW | FR
9617 | JEA | 667 | Northside Generating Station | FL | 1 | OP | ON |  |  |  | St. Johns River | 11 | 1966 | 310 | 11 | 1966 | [14 empty] | 200 | 300 | 0 | 38 | 0% | SW | SA
9617 | JEA | 667 | Northside Generating Station | FL | 2 | OP | ON |  |  |  | St. Johns River | 3 | 1972 | 309 | 3 | 1972 | [14 empty] | 200 | 300 | 0 | 38 | 0% | SW | SA
9617 | JEA | 667 | Northside Generating Station | FL | 3 | OP | ON |  |  |  | St. Johns River | 7 | 1977 | 600 | 7 | 1977 | [14 empty] | 200 | 300 | 0 | 38 | 0% | SW | SA
10623 | City of Lakeland - (FL) | 676 | C D McIntosh Jr | FL | U1 | OP | ON |  |  |  | Municipality | 2 | 1971 | 3.67 | [16 empty] | 0 | 0 | 3.2 | 0.8 |  | SW | FR
10623 | City of Lakeland - (FL) | 676 | C D McIntosh Jr | FL | U2 | OP | RI |  |  |  | Municipality | 6 | 1976 | 3.67 | [6 empty] | 6 | 1976 | MW |  | 167.1 | 2.1 |  |  | 2 | [6 empty] | PD | BE
10623 | City of Lakeland - (FL) | 676 | C D McIntosh Jr | FL | U3 | OP | RI |  |  |  | Municipality | 9 | 1982 | 9.89 | [6 empty] | 9 | 1982 | MW |  | 323.06 | 3.8 |  |  | 2 | [6 empty] | PD | BE
10623 | City of Lakeland - (FL) | 676 | C D McIntosh Jr | FL | U5 | OP | RF |  |  |  | Municipality | 5 | 2002 | 243.3 | [6 empty] | 5 | 2002 | MW |  | 248.42 | 3.05 | 1100 |  | 1100 | [6 empty] | PD | BE
18445 | City of Tallahassee - (FL) | 688 | Arvah B Hopkins | FL | 1 | OP | RI |  |  |  | Wells | 5 | 1971 | 4 | [6 empty] | 6 | 1994 | MW |  | 124 | 2 | 1500 |  | 1500 | [6 empty] | GW | FR
18445 | City of Tallahassee - (FL) | 688 | Arvah B Hopkins | FL | 2 | OP | RI |  |  |  | Wells | 5 | 1977 | 4 | [6 empty] | 5 | 1977 | MW |  | 283 | 3 | 2510 |  | 2510 | [6 empty] | GW | FR
19804 | City of Vero Beach | 693 | Vero Beach Municipal Power Plant | FL | 1 | OP | ON |  |  |  | Indian River | 6 | 1961 | 56 | [12 empty] | 105 |  |  |  | 150 | 800 | 15 | 8 |  | SW | BE
19804 | City of Vero Beach | 693 | Vero Beach Municipal Power Plant | FL | 2 | OP | ON |  |  |  | Indian River | 6 | 1964 | 56 | [12 empty] | 150 |  |  |  | 150 | 800 | 15 | 8 |  | SW | BE
19804 | City of Vero Beach | 693 | Vero Beach Municipal Power Plant | FL | 3 | OP | ON |  |  |  | Indian River | 6 | 1971 | 100 | [12 empty] | 155 |  |  |  | 150 | 700 | 15 | 8 |  | SW | BR
19804 | City of Vero Beach | 693 | Vero Beach Municipal Power Plant | FL | 4 | OP | RF |  |  |  | Indian River | 6 | 1975 | 120 | [6 empty] | 6 | 1975 | MW |  | 120 | 1 | 140 |  | 285 |  | 0 | 0 | 0 | 0 |  | PD | BE
7140 | Georgia Power Co | 703 | Bowen | GA | 4CT | OP | RN |  |  |  | Etowah River | 11 | 1975 | 48 | 11 | 1975 |  |  |  |  | 11 | 1975 | NW |  | 690 | 0.002 | 5652 |  | 3000 |  | 0 | 0 | 15 | 0 |  | SW | FR
7140 | Georgia Power Co | 703 | Bowen | GA | 1CT | OP | RN |  |  |  | Etowah River | 10 | 1971 | 48 | 10 | 1971 |  |  |  |  | 10 | 1971 | NW |  | 575 | 0.002 | 3828 |  | 2500 |  | 0 | 0 | 15 | 0 |  | SW | FR
7140 | Georgia Power Co | 703 | Bowen | GA | 2CT | OP | RN |  |  |  | Etowah River | 9 | 1972 | 48 | 9 | 1972 |  |  |  |  | 9 | 1972 | NW |  | 575 | 0.002 | 3443 |  | 2500 |  | 0 | 0 | 15 | 0 |  | SW | FR
7140 | Georgia Power Co | 703 | Bowen | GA | 3CT | OP | RN |  |  |  | Etowah River | 12 | 1974 | 48 | 12 | 1974 |  |  |  |  | 12 | 1974 | NW |  | 690 | 0.002 | 5652 |  | 3000 |  | 0 | 0 | 15 | 0 |  | SW | FR
7140 | Georgia Power Co | 708 | Hammond | GA | 1 | OP | ON |  |  |  | Coosa River | 6 | 1954 | 432 | [16 empty] | 0 | 100 | 12 | 10 |  | SW | FR
7140 | Georgia Power Co | 708 | Hammond | GA | 2 | OP | ON |  |  |  | Coosa River | 6 | 1954 | 432 | [16 empty] | 0 | 100 | 12 | 10 |  | SW | FR
7140 | Georgia Power Co | 708 | Hammond | GA | 3 | OP | ON |  |  |  | Coosa River | 6 | 1955 | 432 | [16 empty] | 0 | 100 | 12 | 10 |  | SW | FR
7140 | Georgia Power Co | 708 | Hammond | GA | 4 | OP | ON |  |  |  | Coosa River | 6 | 1970 | 432 | [16 empty] | 0 | 100 | 12 | 10 |  | SW | FR
7140 | Georgia Power Co | 709 | Harllee Branch | GA | 1 | OP | ON |  |  |  | Lake Sinclair | 6 | 1965 | 307 | 6 | 1965 |  |  |  |  | 7 | 2001 | MW |  | 891 | 18 | 36060 |  | 36060 |  | 0 | 0 | 25 | 25 |  | SW | FR
7140 | Georgia Power Co | 709 | Harllee Branch | GA | 2 | OP | ON |  |  |  | Lake Sinclair | 4 | 1967 | 391 | 4 | 1967 |  |  |  |  | 7 | 2001 | MW | [7 empty] | 0 | 0 | 25 | 25 |  | SW | FR
7140 | Georgia Power Co | 709 | Harllee Branch | GA | 3 | OP | ON |  |  |  | Lake Sinclair | 7 | 1968 | 532 | 7 | 1968 |  |  |  |  | 7 | 2001 | MW | [7 empty] | 0 | 0 | 25 | 25 |  | SW | FR
7140 | Georgia Power Co | 709 | Harllee Branch | GA | 4 | OP | ON |  |  |  | Lake Sinclair | 5 | 1969 | 538 | 5 | 1969 |  |  |  |  | 7 | 2001 | MW | [7 empty] | 0 | 0 | 25 | 25 |  | SW | FR
7140 | Georgia Power Co | 710 | Jack McDonough | GA | 4 | OP | RI |  |  |  | Chattahoochee River | 12 | 2011 | 7.58 | [6 empty] | 2 | 2011 | MW |  | 307.5 | 1.5 | 46676 |  | 13430 |  | 0 | 0 | 4 | 4 |  | SW | FR
7140 | Georgia Power Co | 710 | Jack McDonough | GA | 5 | OP | RI |  |  |  | Chattahoochee River | 5 | 2012 | 7.58 | [6 empty] | 6 | 2011 | MW |  | 307.5 | 1.5 | 46676 |  |  |  | 0 | 0 | 4 | 4 |  | SW | FR
7140 | Georgia Power Co | 710 | Jack McDonough | GA | 6 | OP | RI |  |  |  | Chattahoochee River | 11 | 2012 | 7.58 | [6 empty] | 6 | 2012 | MW |  | 307.5 | 1.5 | 47062 |  |  |  | 0 | 0 | 4 | 4 |  | SW | FR
7140 | Georgia Power Co | 710 | Jack McDonough | GA | MCS1 | RE | RI |  |  |  | Chattahoochee River | 6 | 1963 | 304 | [6 empty] | 6 | 2008 | MW |  | 304 | 2 | 46993 |  |  |  | 0 | 0 | 12 | 12 |  | SW | FR
7140 | Georgia Power Co | 710 | Jack McDonough | GA | MCS2 | RE | RI |  |  |  | Chattahoochee River | 6 | 1964 | 44.56 | [6 empty] | 6 | 2008 | MW |  | 304 |  | 46993 |  |  |  | 100 | 0 | 12 | 12 |  | SW | FR
7140 | Georgia Power Co | 715 | McManus | GA | 1 | OP | ON |  |  |  | Turtle River | 11 | 1952 | 98 | 12 | 1954 | [10 empty] | 644 |  |  | 644 | 270 | 240 | 15 | 13 |  | SW | BR
7140 | Georgia Power Co | 715 | McManus | GA | 2 | OP | ON |  |  |  | Turtle River | 6 | 1959 | 118 | 12 | 1954 | [10 empty] | 22 |  |  | 22 | 270 | 240 | 15 | 13 |  | SW | BR
7140 | Georgia Power Co | 727 | Mitchell | GA | 1 | OP | ON |  |  |  | Flint River | 11 | 1948 | 357 | [12 empty] | 532 |  |  |  | 6 | 0 | 10 | 5 |  | SW | FR
7140 | Georgia Power Co | 728 | Yates | GA | Y1CS | OP | RI |  |  |  | Chattahoochee River | 9 | 1950 | 193 | 9 | 1950 |  |  |  |  | 4 | 2004 | MW |  | 1114 | 2 |  |  | 73775 |  | 0 | 0 | 20 | 20 |  | SW | FR
7140 | Georgia Power Co | 728 | Yates | GA | Y2CS | OP | RI |  |  |  | Chattahoochee River | 11 | 1950 | 193 | 11 | 1950 |  |  |  |  | 4 | 2004 | MW |  | 1114 | 2 |  |  | 73775 |  | 0 | 0 | 20 | 20 |  | SW | FR
7140 | Georgia Power Co | 728 | Yates | GA | Y3CS | OP | RI |  |  |  | Chattahoochee River | 8 | 1952 | 193 | 8 | 1952 |  |  |  |  | 4 | 2004 | MW |  | 1114 | 2 |  |  | 73775 |  | 0 | 0 | 20 | 20 |  | SW | FR
7140 | Georgia Power Co | 728 | Yates | GA | Y4CS | OP | RI |  |  |  | Chattahoochee River | 6 | 1957 | 180 | 6 | 1957 |  |  |  |  | 4 | 2004 | MW |  | 1114 | 2 |  |  | 73775 |  | 0 | 0 | 20 | 20 |  | SW | FR
7140 | Georgia Power Co | 728 | Yates | GA | Y5CS | OP | RI |  |  |  | Chattahoochee River | 5 | 1958 | 180 | 5 | 1958 |  |  |  |  | 4 | 2004 | MW |  | 1114 | 2 |  |  | 73775 |  | 0 | 0 | 20 | 20 |  | SW | FR
7140 | Georgia Power Co | 728 | Yates | GA | Y6CS | OP | RI |  |  |  | Chattahoochee River | 7 | 1974 | 31 | 7 | 1974 |  |  |  |  | 7 | 1974 | MW |  | 312 | 1 | 1149 |  | 1099 | 50 | 0 | 0 | 20 | 20 |  | SW | FR
7140 | Georgia Power Co | 728 | Yates | GA | Y7CS | OP | RI |  |  |  | Chattahoochee River | 4 | 1974 | 31 | 4 | 1974 |  |  |  |  | 4 | 1974 | MW |  | 312 | 1 | 1149 |  | 1099 | 50 | 0 | 0 | 20 | 20 |  | SW | FR
7140 | Georgia Power Co | 733 | Kraft | GA | 1 | OP | ON |  |  |  | Savannah River | 6 | 1953 | 357 | [12 empty] | 2215 |  |  |  | 0 | 0 | 9 | 2 |  | SW | FR
19547 | Hawaiian Electric Co Inc | 764 | Honolulu | HI | 8 | OP | ON |  |  |  | Pacific Ocean | 12 | 1954 | 144 | [12 empty] | 495 |  |  |  | 0 | 0 | 20 | 9 |  | SW | SA
19547 | Hawaiian Electric Co Inc | 764 | Honolulu | HI | 9 | OP | ON |  |  |  | Pacific Ocean | 12 | 1957 | 144 | [12 empty] | 193 |  |  |  | 0 | 0 | 20 | 9 |  | SW | SA
19547 | Hawaiian Electric Co Inc | 765 | Kahe | HI | 1-6 | OP | ON |  |  |  | Pacific Ocean | 4 | 1963 | 1330 | [12 empty] | 3530 |  |  |  | 0 | 750 | 14 | 22 |  | SW | SA
19547 | Hawaiian Electric Co Inc | 766 | Waiau | HI | 3 | OP | ON |  |  |  | Pearl Harbor | 12 | 1947 | 107 | [12 empty] | 883 |  |  |  | 0 | 0 | 12 | 7 |  | SW | SA
19547 | Hawaiian Electric Co Inc | 766 | Waiau | HI | 4 | OP | ON |  |  |  | Pearl Harbor | 10 | 1950 | 103 | [12 empty] | 194 |  |  |  | 0 | 0 | 12 | 7 |  | SW | SA
19547 | Hawaiian Electric Co Inc | 766 | Waiau | HI | 5 | OP | ON |  |  |  | Pearl Harbor | 10 | 1959 | 126 | [12 empty] | 444 |  |  |  | 0 | 0 | 12 | 5 |  | SW | SA
19547 | Hawaiian Electric Co Inc | 766 | Waiau | HI | 6 | OP | ON |  |  |  | Pearl Harbor | 7 | 1961 | 126 | [12 empty] | 202 |  |  |  | 0 | 0 | 12 | 5 |  | SW | SA
19547 | Hawaiian Electric Co Inc | 766 | Waiau | HI | 7 | OP | ON |  |  |  | Pearl Harbor | 12 | 1966 | 168 | [12 empty] | 1054 |  |  |  | 0 | 0 | 12 | 6 |  | SW | SA
19547 | Hawaiian Electric Co Inc | 766 | Waiau | HI | 8 | OP | ON |  |  |  | Pearl Harbor | 12 | 1968 | 168 | [12 empty] | 421 |  |  |  | 0 | 0 | 12 | 6 |  | SW | SA
49756 | Ameren Energy Resources Generating Co. | 856 | E D Edwards | IL | 1 | OP | ON |  |  |  | Illinois River | 6 | 1960 | 150 | [12 empty] | 1400 |  |  |  | 120 | 106 | 12 | 9 |  | SW | FR
49756 | Ameren Energy Resources Generating Co. | 856 | E D Edwards | IL | 2 | OP | ON |  |  |  | Illinois River | 6 | 1968 | 290 | [12 empty] | 1400 |  |  |  | 120 | 106 | 12 | 9 |  | SW | FR
49756 | Ameren Energy Resources Generating Co. | 856 | E D Edwards | IL | 3 | OP | ON |  |  |  | Illinois River | 6 | 1972 | 450 | [12 empty] | 5000 |  |  |  | 40 | 106 | 16 | 9 |  | SW | FR
520 | Ameren Energy Generating Co | 861 | Coffeen | IL | 01 | OP | OC | RI |  |  | McDavid Branch | 12 | 1965 | 326 | 6 | 1965 | 12 | 1965 | 1100 | 22000 | 5 | 2002 | MW |  | 410 | 1 | 28790 | 21790 | 7000 |  | 3500 |  | 10 |  |  | SW | FR
520 | Ameren Energy Generating Co | 861 | Coffeen | IL | 02 | OP | OC | RI |  |  | McDavid Branch | 9 | 1972 | 559 | 6 | 1965 | 12 | 1965 | 1100 | 22000 | 5 | 2002 | MW |  | 410 | 1 | 28790 | 21790 | 7000 |  | 3500 |  | 10 |  |  | SW | FR
520 | Ameren Energy Generating Co | 862 | Grand Tower | IL | 03 | OP | ON |  |  |  | Mississippi River | 3 | 1951 | 126.7 | [16 empty] | 90 | 80 | 17 | 14.3 |  | SW | FR
520 | Ameren Energy Generating Co | 862 | Grand Tower | IL | 04 | OP | ON |  |  |  | Mississippi River | 4 | 1958 | 90.2 | [16 empty] | 90 | 80 | 20 | 14.3 |  | SW | FR
520 | Ameren Energy Generating Co | 863 | Hutsonville | IL | 02 | RE | ON |  |  |  | Wabash River | 2 | 1953 | 222.8 | [12 empty] | 114 |  |  |  | 7 | 7 | 14 | 7 |  | SW | FR
520 | Ameren Energy Generating Co | 864 | Meredosia | IL | 01 | RE | ON |  |  |  | Illinois River | 6 | 1948 | 178 | [12 empty] | 13 |  |  |  | 0 | 0 | 13 | 0 |  | SW | FR
520 | Ameren Energy Generating Co | 864 | Meredosia | IL | 02 | RE | ON |  |  |  | Illinois River | 1 | 1949 | 178 | [12 empty] | 7 |  |  |  | 0 | 0 | 13 | 0 |  | SW | FR
520 | Ameren Energy Generating Co | 864 | Meredosia | IL | 03 | RE | ON |  |  |  | Illinois River | 7 | 1960 | 249 | [12 empty] | 294 |  |  |  | 0 | 0 | 13 | 0 |  | SW | FR
520 | Ameren Energy Generating Co | 864 | Meredosia | IL | 04 | RE | RI |  |  |  | Illinois River | 9 | 1975 | 190 | [6 empty] | 9 | 1975 | MW |  | 191 | 2.6 | 387 |  | 387 |  | 0 | 0 | 13 | 0 |  | SW | FR
12384 | Midwest Generations EME LLC | 867 | Crawford | IL | 7 | RE | ON |  |  |  | Chicago Sanitary and Ship | 5 | 1958 | 310 | 5 | 1958 | [10 empty] | 323 |  |  | 323 | 125 | 125 | 11 | 6 |  | SW | FR
12384 | Midwest Generations EME LLC | 867 | Crawford | IL | 8 | RE | ON |  |  |  | Chicago Sanitary and Ship | 4 | 1961 | 545 | 5 | 1958 | [10 empty] | 323 |  |  | 323 | 125 | 125 | 11 | 6 |  | SW | FR
55951 | Exelon Nuclear | 869 | Dresden Generating Station | IL | 4400-2 | OP | OC | RC | RI |  | Kankakee River | 8 | 1970 | 1047 |  |  | 8 | 1970 | 638 | 6138 | 5 | 2003 | MW |  | 936 | 13.5 |  |  |  |  | 0 |  | 5 |  |  | SW | FR
55951 | Exelon Nuclear | 869 | Dresden Generating Station | IL | 4400-3 | OP | OC | RC | RI |  | Kankakee River | 10 | 1971 | 1047 |  |  | 10 | 1971 | 638 | 6138 | 5 | 2003 | MW |  | 936 | 13.5 |  |  |  |  | 0 |  | 5 |  |  | SW | FR
12384 | Midwest Generations EME LLC | 874 | Joliet 9 | IL | 6 | OP | ON |  |  |  | Desplaines River | 5 | 1959 | 580 | 5 | 1959 | [10 empty] | 832 |  |  | 832 | 10 | 125 | 5 | 4 |  | SW | FR
5269 | Dominion Energy Services Co | 876 | Kincaid Generation LLC | IL | 1 | OP | ON |  |  |  | Sangchris Lake | 6 | 1967 | 1426 | 6 | 1967 | 6 | 1967 | 2165 | 30320 | [6 empty] | 3921 | 1550 |  | 2370 | 0 | 0 | 42 | 19 |  | SW | FR
5269 | Dominion Energy Services Co | 876 | Kincaid Generation LLC | IL | 2 | OP | ON |  |  |  | Sangchris Lake | 6 | 1968 | 1426 | 6 | 1967 | 6 | 1967 | 2165 | 30320 | [6 empty] | 3921 | 1550 |  | 2370 | 0 | 0 | 42 | 19 |  | SW | FR
12384 | Midwest Generations EME LLC | 879 | Powerton | IL | 5 | OP | RC |  |  |  | Illinois River | 9 | 1972 | 769 | 9 | 1972 | 9 | 1972 | 1426 | 15600 | [6 empty] | 4754 | 2850 |  | 1904 | 600 |  | 10 | 5 |  | SW | FR
12384 | Midwest Generations EME LLC | 879 | Powerton | IL | 6 | OP | RC |  |  |  | Illinois River | 12 | 1975 | 769 | 12 | 1975 | 9 | 1972 | 1426 | 15600 | [6 empty] | 4754 | 2850 |  | 1904 | 600 |  | 10 | 5 |  | SW | FR
55951 | Exelon Nuclear | 880 | Quad Cities Generating Station | IL | CW-1 | OP | ON |  |  |  | Mississippi River | 12 | 1972 | 1047 | 12 | 1972 | [14 empty] | 0 | 1060 | 13 | 20 |  | SW | FR
55951 | Exelon Nuclear | 880 | Quad Cities Generating Station | IL | CW-2 | OP | ON |  |  |  | Mississippi River | 12 | 1972 | 1047 | 12 | 1972 | [14 empty] | 0 | 1060 | 13 | 20 |  | SW | FR
12384 | Midwest Generations EME LLC | 883 | Waukegan | IL | 6 | RE | ON |  |  |  | Lake Michigan | 12 | 1951 | 242 | 12 | 1951 | [10 empty] | 136 |  |  | 136 |  |  | 5 | 5 |  | SW | FR
12384 | Midwest Generations EME LLC | 883 | Waukegan | IL | 7 | OP | ON |  |  |  | Lake Michigan | 6 | 1958 | 590 | 12 | 1951 | [10 empty] | 136 |  |  | 136 | 300 | 300 | 5 | 5 |  | SW | FR
12384 | Midwest Generations EME LLC | 883 | Waukegan | IL | 8 | OP | ON |  |  |  | Lake Michigan | 6 | 1962 | 490 | 12 | 1951 | [10 empty] | 136 |  |  | 136 | 400 | 400 | 5 | 5 |  | SW | FR
12384 | Midwest Generations EME LLC | 884 | Will County | IL | 1 | RE | ON |  |  |  | Chicago Sanitary and Ship | 7 | 1955 | 333 | 3 | 1955 | [10 empty] | 406 |  |  | 406 | 10 | 100 | 17 | 8 |  | SW | FR
12384 | Midwest Generations EME LLC | 884 | Will County | IL | 2 | RE | ON |  |  |  | Chicago Sanitary and Ship | 3 | 1955 | 333 | 3 | 1955 | [10 empty] | 406 |  |  | 406 | 10 | 100 | 17 | 8 |  | SW | FR
12384 | Midwest Generations EME LLC | 884 | Will County | IL | 3 | OP | ON |  |  |  | Chicago Sanitary and Ship | 6 | 1957 | 454 | 3 | 1955 | [10 empty] | 406 |  |  | 406 | 10 | 100 | 17 | 8 |  | SW | FR
12384 | Midwest Generations EME LLC | 884 | Will County | IL | 4 | OP | ON |  |  |  | Chicago Sanitary and Ship | 6 | 1963 | 880 | 3 | 1955 | [10 empty] | 406 |  |  | 406 | 10 | 100 | 17 | 8 |  | SW | FR
12384 | Midwest Generations EME LLC | 886 | Fisk Street | IL | 19 | RE | ON |  |  |  | Chicago Sanitary and Ship | 11 | 1958 | 467 | 11 | 1958 | [10 empty] | 2301 |  |  | 2301 | 10 | 100 | 6 | 6 |  | SW | FR
5748 | Electric Energy Inc | 887 | Joppa Steam | IL | 1-4 | OP | ON |  |  |  | Ohio River | 6 | 1955 | 766 | [12 empty] | 6313 |  |  |  | 175 | 100 | 0 | 30 |  | SW | FR
5748 | Electric Energy Inc | 887 | Joppa Steam | IL | 5-6 | OP | ON |  |  |  | Ohio River | 6 | 1955 | 383 | [12 empty] | 3157 |  |  |  | 175 | 100 | 0 | 20 |  | SW | FR
5517 | Dynegy Midwest Generation Inc | 889 | Baldwin Energy Complex | IL | 1 | OP | RC |  |  |  | Baldwin Lake, Kaskaskia River | 7 | 1970 | 2310 | 7 | 1970 | 7 | 1970 | 2000 | 27000 | [6 empty] | 7638 | 3000 |  |  | 0 | 0 | 0 | 0 |  | SW | FR
5517 | Dynegy Midwest Generation Inc | 891 | Havana | IL | 1 | SC | ON |  |  |  | Illinois River | 7 | 1947 | 343 | [12 empty] | 335 |  |  |  | 100 | 0 | 0 | 0 |  | SW | FR
5517 | Dynegy Midwest Generation Inc | 891 | Havana | IL | 6 | OP | RF |  |  |  | Illinois River | 6 | 1978 | 14 | [6 empty] | 6 | 1978 | MW |  | 370 | 0.3 | 4366 |  | 4166 |  | 0 |  | 0 |  |  | SW | FR
5517 | Dynegy Midwest Generation Inc | 892 | Hennepin Power Station | IL | 1 | OP | ON |  |  |  | Illinois River | 6 | 1953 | 356 | [12 empty] | 1081 |  |  |  | 0 | 0 | 0 | 0 |  | SW | FR
5517 | Dynegy Midwest Generation Inc | 897 | Vermilion | IL | 1 | RE | RF |  |  |  | Vermilion Reservoir | 5 | 1955 | 5 | [6 empty] | 5 | 1955 | MW |  | 276 | 2 | 865 |  | 710 |  | 0 |  | 0 |  |  | SW | FR
5517 | Dynegy Midwest Generation Inc | 898 | Wood River | IL | 1 | OP | ON |  |  |  | Mississippi River | 11 | 1949 | 912 | [12 empty] | 1505 |  |  |  | 0 | 0 | 0 | 0 |  | SW | FR
17828 | City of Springfield - (IL) | 963 | Dallman | IL | 31 | OP | OC |  |  |  | Lake Springfield | 6 | 1968 | 156 | 9 | 2009 | 6 | 1968 | 4234 | 61039 | [7 empty] | 10 |  |  | 0 | 0 | 24 | 6 |  | SW | FR
17828 | City of Springfield - (IL) | 963 | Dallman | IL | 32 | OP | OC |  |  |  | Municipal | 6 | 1972 | 156 | 6 | 1982 | 6 | 1972 | 4234 | 61039 | [7 empty] | 10 |  |  | 0 | 0 | 24 | 6 |  | SW | FR
17828 | City of Springfield - (IL) | 963 | Dallman | IL | 33 | OP | OC |  |  |  | Municipal | 6 | 1978 | 290 | 6 | 1982 | 6 | 1978 | 4234 | 61039 | [7 empty] | 10 |  |  | 0 | 0 | 24 | 6 |  | SW | FR
17828 | City of Springfield - (IL) | 963 | Dallman | IL | 41 | OP | RI |  |  |  | Municipal | 11 | 2009 | 34 | 11 | 2009 |  |  |  |  | 11 | 2009 | MW |  | 290 | 1.29 | 9859 |  | 9859 |  | 0 |  | 0 |  |  | SW | FR
17632 | Southern Illinois Power Coop | 976 | Marion | IL | 1-4 | OP | OC |  |  |  | Lake Egypt | 10 | 1963 | 538 | 10 | 1963 | 10 | 1963 | 2300 | 42550 | [6 empty] | 7667 | 1324 |  |  | 75 | 0 | 25 | 8 |  | SW | FR
18041 | State Line Energy LLC | 981 | State Line Energy | IN | 3 | RE | ON |  |  |  | Lake Michigan | 12 | 1955 | 423 | 12 | 1955 | [10 empty] | 402 |  |  | 402 | 0 | 0 | 7 | 7 |  | SW | FR
18041 | State Line Energy LLC | 981 | State Line Energy | IN | 4 | RE | ON |  |  |  | Lake Michigan | 5 | 1962 | 515 | 12 | 1955 | [10 empty] | 403 |  |  | 403 | 0 | 0 | 7 | 7 |  | SW | FR
9269 | Indiana-Kentucky Electric Corp | 983 | Clifty Creek | IN | 1 | OP | ON |  |  |  | Ohio River | 2 | 1955 | 339 | 2 | 1955 | [10 empty] | 8330 |  |  | 103 | 270 | 270 | 11 | 12 |  | SW | FR
9269 | Indiana-Kentucky Electric Corp | 983 | Clifty Creek | IN | 2 | OP | ON |  |  |  | Ohio River | 5 | 1955 | 339 | 5 | 1955 | [10 empty] | 8330 |  |  | 103 | 270 | 270 | 11 | 12 |  | SW | FR
9269 | Indiana-Kentucky Electric Corp | 983 | Clifty Creek | IN | 3 | OP | ON |  |  |  | Ohio River | 7 | 1955 | 339 | 7 | 1955 | [10 empty] | 8330 |  |  | 103 | 270 | 270 | 11 | 12 |  | SW | FR
9269 | Indiana-Kentucky Electric Corp | 983 | Clifty Creek | IN | 4 | OP | ON |  |  |  | Ohio River | 10 | 1955 | 339 | 10 | 1955 | [10 empty] | 8330 |  |  | 103 | 270 | 270 | 11 | 12 |  | SW | FR
9269 | Indiana-Kentucky Electric Corp | 983 | Clifty Creek | IN | 5 | OP | ON |  |  |  | Ohio River | 11 | 1955 | 339 | 11 | 1955 | [10 empty] | 8330 |  |  | 103 | 270 | 270 | 11 | 12 |  | SW | FR
9269 | Indiana-Kentucky Electric Corp | 983 | Clifty Creek | IN | 6 | OP | ON |  |  |  | Ohio River | 3 | 1956 | 339 | 3 | 1956 | [10 empty] | 8330 |  |  | 103 | 270 | 270 | 11 | 12 |  | SW | FR
9324 | Indiana Michigan Power Co | 988 | Tanners Creek | IN | U1 | OP | ON |  |  |  | Ohio River | 3 | 1951 | 223 | 11 | 1985 | [14 empty] | 36 | 36 | 31 | 31 |  | SW | FR
9324 | Indiana Michigan Power Co | 988 | Tanners Creek | IN | U2 | OP | ON |  |  |  | Ohio River | 11 | 1952 | 223 | 11 | 1985 | [14 empty] | 36 | 36 | 31 | 31 |  | SW | FR
9324 | Indiana Michigan Power Co | 988 | Tanners Creek | IN | U3 | OP | ON |  |  |  | Ohio River | 12 | 1954 | 312 | 11 | 1985 | [14 empty] | 36 | 36 | 10 | 11 |  | SW | FR
9324 | Indiana Michigan Power Co | 988 | Tanners Creek | IN | U4 | OP | ON |  |  |  | Ohio River | 7 | 1964 | 891 | 11 | 1985 | [14 empty] | 36 | 36 | 10 | 11 |  | SW | FR
9273 | Indianapolis Power & Light Co | 990 | Harding Street | IN | 3 | OP | ON |  |  |  | West fork of White River | 4 | 1942 | 85 | [16 empty] | 0 | 10 | 4 | 0 |  | SW | FR
9273 | Indianapolis Power & Light Co | 990 | Harding Street | IN | 4 | OP | ON |  |  |  | West fork of White River | 6 | 1947 | 85 | [16 empty] | 0 | 10 | 4 | 0 |  | SW | FR
9273 | Indianapolis Power & Light Co | 990 | Harding Street | IN | 50 | OP | ON | RF |  |  | West fork of White River | 5 | 1958 | 110 | [6 empty] | 5 | 1958 | MW |  | 110 | 1 | 900 |  | 900 |  | 0 | 10 | 4 | 0 |  | SW | FR
9273 | Indianapolis Power & Light Co | 990 | Harding Street | IN | 60 | OP | ON | RF |  |  | West fork of White River | 4 | 1961 | 110 | [6 empty] | 6 | 1968 | MW |  | 110 | 1 | 900 |  | 900 |  | 0 | 10 | 4 | 0 |  | SW | FR
9273 | Indianapolis Power & Light Co | 990 | Harding Street | IN | 70 | OP | RF |  |  |  | West fork of White River | 7 | 1973 | 356 | [6 empty] | 5 | 1973 | MW |  | 390 | 2 | 4000 |  | 2006 |  | 600 |  | 10 |  |  | SW | FR
9273 | Indianapolis Power & Light Co | 991 | Eagle Valley | IN | 1 | OP | ON | RF |  |  | West fork of White River | 2 | 1949 | 123 | [6 empty] | 6 | 1956 | MW |  | 112 | 1 | 1267 |  |  |  | 0 | 10 | 4 | 2 |  | SW | FR
9273 | Indianapolis Power & Light Co | 991 | Eagle Valley | IN | 2 | OP | ON | RF |  |  | West fork of White River | 4 | 1950 | 123 | [6 empty] | 6 | 1956 | MW |  | 112 | 1 | 1267 |  |  |  | 0 | 10 | 4 | 2 |  | SW | FR
9273 | Indianapolis Power & Light Co | 991 | Eagle Valley | IN | 3 | OP | ON | RF |  |  | West fork of White River | 11 | 1951 | 123 | [6 empty] | 6 | 1956 | MW |  | 112 | 1 | 1267 |  |  |  | 0 | 10 | 4 | 2 |  | SW | FR
9273 | Indianapolis Power & Light Co | 991 | Eagle Valley | IN | 4 | OP | ON | RF |  |  | West fork of White River | 1 | 1953 | 123 | [6 empty] | 6 | 1956 | MW |  | 112 | 1 | 1267 |  |  |  | 0 | 10 | 4 | 2 |  | SW | FR
9273 | Indianapolis Power & Light Co | 991 | Eagle Valley | IN | 5 | OP | ON | RF |  |  | West fork of White River | 12 | 1953 | 123 | [6 empty] | 6 | 1956 | MW |  | 112 | 1 | 1267 |  |  |  | 0 | 10 | 4 | 2 |  | SW | FR
9273 | Indianapolis Power & Light Co | 991 | Eagle Valley | IN | 6 | OP | ON | RF |  |  | West fork of White River | 11 | 1956 | 123 | [6 empty] | 6 | 1956 | MW |  | 112 | 1 | 1267 |  | 323 |  | 0 | 10 | 4 | 2 |  | SW | FR
9273 | Indianapolis Power & Light Co | 994 | AES Petersburg | IN | 1 | OP | ON |  |  |  | White River | 5 | 1967 | 252 | 10 | 2010 | [10 empty] | 1031 |  |  |  | 25 | 500 | 5 | 10 |  | SW | FR
9273 | Indianapolis Power & Light Co | 994 | AES Petersburg | IN | 2 | OP | ON | RF |  |  | White River | 12 | 1969 | 399 | 10 | 2010 |  |  |  |  | 6 | 1978 | MW |  | 195 | 2 | 6003 |  | 4451 |  | 25 | 500 | 5 | 10 |  | SW | FR
9273 | Indianapolis Power & Light Co | 994 | AES Petersburg | IN | 3 | OP | RF |  |  |  | White River | 11 | 1977 | 19 | 10 | 2010 |  |  |  |  | 5 | 2006 | MW |  | 412 | 4 | 21566 |  | 7773 |  | 500 |  | 5 |  |  | PD | FR
9273 | Indianapolis Power & Light Co | 994 | AES Petersburg | IN | 4 | OP | RF |  |  |  | White River | 4 | 1986 | 19 | 10 | 2010 |  |  |  |  | 4 | 1986 | MW |  | 400 | 4 | 24085 |  | 23459 |  | 500 |  | 5 |  |  | PD | FR
13756 | Northern Indiana Pub Serv Co | 995 | Bailly | IN | 78 | OP | ON |  |  |  | Lake Michigan | 11 | 1962 | 685 | [12 empty] | 3915 |  |  |  | 1500 | 100 | 20 | 10 |  | SW | FR
13756 | Northern Indiana Pub Serv Co | 997 | Michigan City | IN | 12 | OP | RN |  |  |  | Lake Michigan | 5 | 1974 | 33 | [6 empty] | 5 | 1974 | NW |  | 433 | 1 | 15097 |  | 12117 |  | 1000 |  | 8 |  |  | SW | FR
13756 | Northern Indiana Pub Serv Co | 997 | Michigan City | IN | 23 | RE | ON |  |  |  | Lake Michigan | 10 | 1950 | 347 | [12 empty] | 2980 |  |  |  | 1000 | 1000 | 8 | 10 |  | SW | FR
15470 | Duke Energy Indiana Inc | 1001 | Cayuga | IN | 1 | OP | ON | RF |  |  | Wabash River | 10 | 1970 | 726 | 10 | 1970 |  |  |  |  | 6 | 1972 | MW |  | 374 | 5 | 3040 |  | 1500 |  | 0 | 0 | 10 | 0 |  | SW | FR
15470 | Duke Energy Indiana Inc | 1001 | Cayuga | IN | 2 | OP | ON | RF |  |  | Wabash River | 6 | 1972 | 726 | 10 | 1970 |  |  |  |  | 6 | 1972 | MW |  | 374 | 5 | 3040 |  | 1500 |  | 0 | 0 | 10 | 0 |  | SW | FR
15470 | Duke Energy Indiana Inc | 1001 | Cayuga | IN | SUPP | OP | RI | ON |  |  | Wabash River | 6 | 2000 | 296 | [6 empty] | 6 | 2000 | MW |  | 296 | 7 | 10640 |  | 10640 |  | 60 |  | 5 |  |  | SW | FR
15470 | Duke Energy Indiana Inc | 1004 | Edwardsport | IN | 6 | RE | ON |  |  |  | West fork White River | 7 | 1944 | 78 | [12 empty] | 132 |  |  |  | 0 | 7 | 9 | 2 |  | SW | FR
15470 | Duke Energy Indiana Inc | 1004 | Edwardsport | IN | 7 | RE | ON |  |  |  | West fork White River | 1 | 1949 | 78 | [12 empty] | 96 |  |  |  | 0 | 1 | 9 | 2 |  | SW | FR
15470 | Duke Energy Indiana Inc | 1004 | Edwardsport | IN | 8 | RE | ON |  |  |  | West fork White River | 12 | 1951 | 133 | [12 empty] | 283 |  |  |  | 0 | 15 | 9 | 2 |  | SW | FR
15470 | Duke Energy Indiana Inc | 1004 | Edwardsport | IN | CTWR | TS | RI |  |  |  | Collector Wells | 6 | 2013 |  | 6 | 2013 |  |  |  |  | 6 | 2013 | MW |  | 624 | 11.6 | 19720 |  | 13973 | 29 | 0 | 0 | 0 | 2 |  | GW | FR
15470 | Duke Energy Indiana Inc | 1007 | Noblesville | IN | ST1 | OP | RF |  |  |  | Whte River - West Fork | 6 | 2003 | 2 | 6 | 2003 |  |  |  |  | 6 | 2003 | MW |  | 91.5 | 0.4 | 1310 |  | 1080 |  | 545 | 460 | 0 | 0 |  | SW | FR
15470 | Duke Energy Indiana Inc | 1007 | Noblesville | IN | ST2 | OP | RF |  |  |  | White River - West Fork | 6 | 2003 | 2 | 6 | 2003 |  |  |  |  | 6 | 2003 | MW |  | 91.5 | 0.4 | 1310 |  | 1080 |  | 545 | 460 | 0 | 0 |  | SW | FR
15470 | Duke Energy Indiana Inc | 1008 | R Gallagher | IN | 1 | OP | ON |  |  |  | Ohio River | 7 | 1959 | 168 | [12 empty] | 613 |  |  |  | 0 | 0 | 9 | 7 |  | SW | FR
15470 | Duke Energy Indiana Inc | 1008 | R Gallagher | IN | 2 | OP | ON |  |  |  | Ohio River | 12 | 1958 | 168 | [12 empty] | 604 |  |  |  | 0 | 0 | 9 | 7 |  | SW | FR
15470 | Duke Energy Indiana Inc | 1008 | R Gallagher | IN | 3 | OP | ON |  |  |  | Ohio River | 4 | 1960 | 168 | [12 empty] | 624 |  |  |  | 0 | 0 | 9 | 7 |  | SW | FR
15470 | Duke Energy Indiana Inc | 1008 | R Gallagher | IN | 4 | OP | ON |  |  |  | Ohio River | 3 | 1961 | 168 | [12 empty] | 621 |  |  |  | 0 | 0 | 9 | 7 |  | SW | FR
15470 | Duke Energy Indiana Inc | 1010 | Wabash River | IN | 2 | OP | ON |  |  |  | Wabash River | 8 | 1953 | 138 | [12 empty] | 354 |  |  |  | 0 | 0 | 17 | 13 |  | SW | FR
15470 | Duke Energy Indiana Inc | 1010 | Wabash River | IN | 3 | OP | ON |  |  |  | Wabash River | 9 | 1954 | 138 | [12 empty] | 368 |  |  |  | 0 | 0 | 17 | 13 |  | SW | FR
15470 | Duke Energy Indiana Inc | 1010 | Wabash River | IN | 4 | OP | ON |  |  |  | Wabash River | 1 | 1955 | 138 | [12 empty] | 368 |  |  |  | 0 | 0 | 17 | 13 |  | SW | FR
15470 | Duke Energy Indiana Inc | 1010 | Wabash River | IN | 5 | OP | ON |  |  |  | Wabash River | 5 | 1956 | 158 | [12 empty] | 869 |  |  |  | 0 | 0 | 17 | 13 |  | SW | FR
15470 | Duke Energy Indiana Inc | 1010 | Wabash River | IN | 6 | OP | ON |  |  |  | Wabash River | 8 | 1968 | 329 | [12 empty] | 685 |  |  |  | 0 | 0 | 17 | 13 |  | SW | FR
17633 | Southern Indiana Gas & Elec Co | 1012 | F B Culley | IN | 1 | RE | ON |  |  |  | Ohio River | 6 | 1955 | 93 | 6 | 1955 | [10 empty] | 612 |  |  | 612 | 25 | 50 | 27 | 16 |  | SW | FR
17633 | Southern Indiana Gas & Elec Co | 1012 | F B Culley | IN | 2 | OP | ON |  |  |  | Ohio River | 12 | 1966 | 167 | 12 | 1966 | [10 empty] | 520 |  |  | 520 | 25 | 50 | 30 | 16 |  | SW | FR
17633 | Southern Indiana Gas & Elec Co | 1012 | F B Culley | IN | 3 | OP | ON |  |  |  | Ohio River | 4 | 1973 | 308 | 4 | 1973 | [10 empty] | 3411 |  |  | 3411 | 25 | 50 | 30 | 16 |  | SW | FR
9267 | Hoosier Energy R E C, Inc | 1043 | Frank E Ratts | IN | 1CW | OP | ON |  |  |  | White River | 5 | 1970 | 159 | 4 | 2006 | [10 empty] | 469 |  |  |  | 0 | 0 | 16 | 2 |  | SW | FR
9267 | Hoosier Energy R E C, Inc | 1043 | Frank E Ratts | IN | 2CW | OP | ON |  |  |  | White River | 5 | 1970 | 159 | 4 | 2006 | [10 empty] | 469 |  |  |  | 0 | 0 | 16 | 2 |  | SW | FR
9417 | Interstate Power and Light Co | 1047 | Lansing | IA | 1 | RE | ON |  |  |  | Mississippi River | 6 | 1948 | 49 | 9 | 1992 | [10 empty] | 199 |  |  | 16 | 0 | 2700 | 9 | 0 |  | SW | FR
9417 | Interstate Power and Light Co | 1047 | Lansing | IA | 2 | RE | ON |  |  |  | Mississippi River | 6 | 1949 | 33 | 9 | 1992 | [10 empty] | 150 |  |  | 16 | 0 | 2700 | 9 | 0 |  | SW | FR
9417 | Interstate Power and Light Co | 1047 | Lansing | IA | 3 | SB | ON |  |  |  | Mississippi River | 6 | 1957 | 60.2 | 9 | 1992 | [10 empty] | 272 |  |  | 32 | 0 | 2700 | 9 | 0 |  | SW | FR
9417 | Interstate Power and Light Co | 1047 | Lansing | IA | 4 | OP | ON |  |  |  | Mississippi River | 6 | 1977 | 369.8 | 9 | 1992 | [10 empty] | 3167 |  |  | 33 | 0 | 2700 | 14 | 0 |  | SW | FR
9417 | Interstate Power and Light Co | 1048 | Milton L Kapp | IA | 1 | RE | ON |  |  |  | Mississippi River | 6 | 1947 | 49 | 9 | 1992 | [10 empty] | 213 |  |  | 30 | 0 | 3 | 14 | 3 |  | SW | FR
9417 | Interstate Power and Light Co | 1048 | Milton L Kapp | IA | 2 | OP | ON |  |  |  | Mississippi River | 5 | 1967 | 222.8 | 9 | 1992 | [10 empty] | 670 |  |  | 31 | 0 | 3 | 16 | 3 |  | SW | FR
55269 | NextEra Energy Duane Arnold LLC | 1060 | Duane Arnold Energy Center | IA | CW | OP | RI |  |  |  | Cedar River | 2 | 1975 | 26.7 | 2 | 1975 |  |  |  |  | 2 | 1975 | MW |  | 690.7 | 3.6 |  |  |  |  | 0 | 0 | 19 | 0 | 0% | SW | FR
55269 | NextEra Energy Duane Arnold LLC | 1060 | Duane Arnold Energy Center | IA | WW | OP | OT |  |  |  | Underground aquifers | 2 | 1975 | 2.95 | 2 | 1975 | [19 empty] | GW | FR
9417 | Interstate Power and Light Co | 1073 | Prairie Creek | IA | 1 | RE | ON |  |  |  | Cedar River | 6 | 1950 | 43.7 | [12 empty] | 1777 |  |  |  | 0 | 3 | 13.5 | 3 |  | SW | FR
9417 | Interstate Power and Light Co | 1073 | Prairie Creek | IA | 2 | OP | ON |  |  |  | Cedar River | 6 | 1958 | 78.4 | [12 empty] | 1777 |  |  |  | 0 | 3 | 13.5 | 3 |  | SW | FR
9417 | Interstate Power and Light Co | 1073 | Prairie Creek | IA | 3 | OP | ON |  |  |  | Cedar River | 6 | 1968 | 159.3 | [12 empty] | 1777 |  |  |  | 0 | 3 | 13.5 | 3 |  | SW | FR
9417 | Interstate Power and Light Co | 1077 | Sutherland | IA | 1 | OP | RF |  |  |  | Wells | 6 | 1955 | 1.1 | [6 empty] | 6 | 1955 | MW |  | 109 | 0.373 | 1024 |  | 1019 | [6 empty] | GW | FR
9417 | Interstate Power and Light Co | 1077 | Sutherland | IA | 2 | OP | RF |  |  |  | Wells | 6 | 1961 | 1.2 | [6 empty] | 6 | 1961 | MW |  | 116 | 0.298 | 1685 |  | 1685 | [6 empty] | GW | FR
12341 | MidAmerican Energy Co | 1081 | Riverside | IA | 1 | OP | ON |  |  |  | Mississippi River | 9 | 1925 | 132 | [12 empty] | 110 |  |  |  | 71 | 3 | 9 | 4 |  | SW | FR
12341 | MidAmerican Energy Co | 1081 | Riverside | IA | 2 | OP | ON |  |  |  | Mississippi River | 6 | 1949 | 250 | 4 | 1994 | [10 empty] | 614 |  |  | 72 | 73 | 3 | 9 | 4 |  | SW | FR
12341 | MidAmerican Energy Co | 1082 | Walter Scott Jr Energy Center | IA | 1 | OP | ON |  |  |  | Missouri River | 2 | 1954 | 74 | [12 empty] | 254 |  |  |  | 0 | 0 | 16 | 1 |  | SW | FR
12341 | MidAmerican Energy Co | 1082 | Walter Scott Jr Energy Center | IA | 2 | OP | ON |  |  |  | Missouri River | 2 | 1958 | 100 | [12 empty] | 485 |  |  |  | 0 | 0 | 16 | 1 |  | SW | FR
12341 | MidAmerican Energy Co | 1082 | Walter Scott Jr Energy Center | IA | 3 | OP | ON |  |  |  | Missouri River | 12 | 1978 | 806 | [12 empty] | 8852 |  |  |  | 0 | 0 | 16 | 8 |  | SW | FR
12341 | MidAmerican Energy Co | 1082 | Walter Scott Jr Energy Center | IA | 4 | OP | RI |  |  |  | Wells | 6 | 2007 | 14 | 6 | 2007 |  |  |  |  | 6 | 2007 | MW |  | 879 | 3.4 | [9 empty] | GW | FR
12341 | MidAmerican Energy Co | 1091 | George Neal North | IA | 1 | OP | ON |  |  |  | Missouri River | 5 | 1964 | 159 | [12 empty] | 500 |  |  |  | 0 | 0 | 12 | 12 |  | SW | FR
12341 | MidAmerican Energy Co | 1091 | George Neal North | IA | 2 | OP | ON |  |  |  | Missouri River | 5 | 1972 | 266 | [12 empty] | 1145 |  |  |  | 0 | 0 | 12 | 15 |  | SW | FR
12341 | MidAmerican Energy Co | 1091 | George Neal North | IA | 3 | OP | ON |  |  |  | Missouri River | 12 | 1975 | 613 | [12 empty] | 3230 |  |  |  | 0 | 0 | 12 | 15 |  | SW | FR
9417 | Interstate Power and Light Co | 1104 | Burlington | IA | 1 | OP | ON |  |  |  | Mississippi River | 6 | 1968 | 179.7 | [12 empty] | 1153 |  |  |  | 0 | 600 | 13 | 0 |  | SW | FR
554 | City of Ames - (IA) | 1122 | Ames Electric Services Power Plant | IA | 7 | OP | RF |  |  |  | Wells - Ames Alluvial Aquifer | 5 | 1968 | 1 | 12 | 2005 |  |  |  |  | 5 | 1968 | MW |  | 60 | 0.1 |  |  | 108 | [6 empty] | GW | FR
554 | City of Ames - (IA) | 1122 | Ames Electric Services Power Plant | IA | 8 | OP | RF |  |  |  | Wells - Ames Alluvial Aquifer | 6 | 1982 | 1 | 12 | 2005 |  |  |  |  | 6 | 1982 | MW |  | 127 | 0.4 |  |  | 571 | [6 empty] | GW | FR
13143 | Board of Water Electric & Communications | 1167 | Muscatine Plant #1 | IA | 9 | OP | ON |  |  |  | Mississippi River | 4 | 1983 | 217 | 4 | 1983 | [10 empty] | 9239 |  |  | 150 | 75 | 25 | 5 | 1.7 |  | SW | FR
13143 | Board of Water Electric & Communications | 1167 | Muscatine Plant #1 | IA | 7 | OP | ON |  |  |  | Mississippi River | 6 | 1958 | 82 | 12 | 1995 | [10 empty] | 228 |  |  | 10 | 40 | 0 | 4 | 2 |  | SW | FR
13143 | Board of Water Electric & Communications | 1167 | Muscatine Plant #1 | IA | 8 | OP | ON |  |  |  | Mississippi River | 6 | 1969 | 167 | 12 | 1995 | [10 empty] | 411 |  |  | 20 | 40 | 0 | 4 | 2 |  | SW | FR
18315 | Sunflower Electric Power Corp | 1233 | Fort Dodge | KS | 4 | OP | RI |  |  |  | Wells | 6 | 1969 | 4.02 | [6 empty] | 6 | 1969 | MW |  | 178 | 1.7 | 733 |  | 464 | [6 empty] | GW | FR
10005 | Kansas Gas & Electric Co | 1240 | Gordon Evans Energy Center | KS | 1 | OP | RI |  |  |  | Wells | 6 | 1961 | 5 | [6 empty] | 4 | 2004 | MW |  | 156 | 2 | 834 |  | 318 | [6 empty] | GW | FR
10005 | Kansas Gas & Electric Co | 1240 | Gordon Evans Energy Center | KS | 2 | OP | RI |  |  |  | Wells | 6 | 1967 | 11 | [6 empty] | 5 | 1998 | MW |  | 334 | 4 | 1775 |  | 1381 | [6 empty] | GW | FR
10000 | Kansas City Power & Light Co | 1241 | La Cygne | KS | 1 | OP | OC |  |  |  | Lacygne Lake | 6 | 1973 | 1114 |  |  | 6 | 1973 | 2600 | 40000 | [6 empty] | 12758 | 9492 |  |  | 10 | 500 | 8 | 5 |  | SW | FR
10000 | Kansas City Power & Light Co | 1241 | La Cygne | KS | 2 | OP | OC |  |  |  | Lacygne Lake | 5 | 1977 | 740 |  |  | 6 | 1973 | 2600 | 40000 | [6 empty] | 3543 | 3563 |  |  | 10 | 5000 | 8 | 5 |  | SW | FR
10005 | Kansas Gas & Electric Co | 1242 | Murray Gill | KS | 1 | OP | RI |  |  |  | Wells | 5 | 1952 | 2 | [6 empty] | 3 | 1999 | MW |  | 94 | 1 | 618 |  | 248 | [6 empty] | GW | FR
10005 | Kansas Gas & Electric Co | 1242 | Murray Gill | KS | 2 | OP | RI |  |  |  | Wells | 2 | 1954 | 3 | [6 empty] | 3 | 1999 | MW |  | 117 | 1 | 512 |  | 242 | [6 empty] | GW | FR
10005 | Kansas Gas & Electric Co | 1242 | Murray Gill | KS | 3 | OP | RI |  |  |  | Wells | 6 | 1956 | 3 | [6 empty] | 11 | 1998 | MW |  | 139 | 2 | 1472 |  | 1133 | [6 empty] | GW | FR
10005 | Kansas Gas & Electric Co | 1242 | Murray Gill | KS | 4 | OP | RI |  |  |  | Wells | 4 | 1959 | 3 | [6 empty] | 11 | 2000 | MW |  | 147 | 2 | 571 |  | 272 | [6 empty] | GW | FR
22500 | Westar Energy Inc | 1248 | Hutchinson Energy Center | KS | 123 | RE | RF |  |  |  | Wells | 6 | 1950 | [7 empty] | 6 | 1974 | MW |  | 151 | 1 | 702 |  | 702
22500 | Westar Energy Inc | 1248 | Hutchinson Energy Center | KS | 4 | OP | RI |  |  |  | Wells | 12 | 1994 | 4.5 | [6 empty] | 12 | 1994 | MW |  | 212 | 2 | 2500 |  | 2500 | [6 empty] | GW | FR
22500 | Westar Energy Inc | 1250 | Lawrence Energy Center | KS | L235 | OP | RI |  |  |  | Kansas River | 5 | 1971 | 9 | [6 empty] | 6 | 1999 | MW |  | 156 | 6 | 1719 |  | 1719 |  | 0 | 0 | 3 | 0 |  | SW | FR
22500 | Westar Energy Inc | 1250 | Lawrence Energy Center | KS | L4 | OP | RI |  |  |  | Kansas River | 3 | 1960 | 9 | [6 empty] | 5 | 2000 | MW |  | 223 | 2 | 1309 |  | 1309 |  | 0 | 0 | 3 | 0 |  | SW | FR
22500 | Westar Energy Inc | 1250 | Lawrence Energy Center | KS | L5 | OP | RI |  |  |  | Kansas River | 6 | 1993 | 19 | [6 empty] | 7 | 2009 | MW |  | 380 | 6 | 15200 |  | 15200 |  | 0 | 0 | 3 | 0 |  | SW | FR
22500 | Westar Energy Inc | 1252 | Tecumseh Energy Center | KS | 7 | OP | RI |  |  |  | Kansas River | 8 | 1957 | 7 | [6 empty] | 5 | 1999 | MW |  | 149 | 2 | 1179 |  | 1179 |  | 5 | 15 | 4 | 4 | 0% | SW | FR
22500 | Westar Energy Inc | 1252 | Tecumseh Energy Center | KS | 8 | OP | RI |  |  |  | Kansas River | 4 | 1962 | 7 | [6 empty] | 12 | 1986 | MW |  | 212 | 2 | 996 |  | 996 |  | 5 | 15 | 4 | 4 | 0% | SW | FR
9996 | City of Kansas City - (KS) | 1294 | Kaw | KS | 1 | SC | ON |  |  |  | KAW RIVER | 1 | 1955 | 329 | [12 empty] | 1001 |  |  |  | 10 | 0 | 10 | 0 |  | SW | FR
9996 | City of Kansas City - (KS) | 1295 | Quindaro | KS | 1 | OP | ON |  |  |  | Missouri River | 5 | 1965 | 600 | [12 empty] | 1950 |  |  |  | 10 | 0 | 15 | 0 |  | SW | FR
18315 | Sunflower Electric Power Corp | 1336 | Garden City | KS | GC3 | SB | RI |  |  |  | Wells | 5 | 1962 | 1 | [6 empty] | 5 | 1962 | MW |  | 33 | 0.2 | 185 |  | 185 | [6 empty] | GW | FR
18315 | Sunflower Electric Power Corp | 1336 | Garden City | KS | S-2A | OP | RI |  |  |  | Wells | 5 | 1999 | 2.22 | [6 empty] | 5 | 1999 | MW |  | 118 | 2 | 1892 |  | 1892 | [6 empty] | GW | FR
22053 | Kentucky Power Co | 1353 | Big Sandy | KY | U1CT | OP | RN |  |  |  | Big Sandy River | 1 | 1963 | 22 | [6 empty] | 1 | 1963 | NW |  | 2674 | 2 | 1691 |  | 1691 |  | 75 |  | 5 |  |  | SW | FR
22053 | Kentucky Power Co | 1353 | Big Sandy | KY | U2CT | OP | RN |  |  |  | Big Sandy River | 10 | 1969 | 22 | [6 empty] | 10 | 1969 | NW |  | 5526 | 6 | 36264 |  | 36264 |  | 75 |  | 5 |  |  | SW | FR
10171 | Kentucky Utilities Co | 1355 | E W Brown | KY | 1 | OP | RI |  |  |  | Herrington Lake | 5 | 1957 | 12 | [6 empty] | 5 | 1957 | MW |  | 152 | 1 | 628 |  | 560 |  | 10 | 100 | 25 |  |  | SW | FR
10171 | Kentucky Utilities Co | 1355 | E W Brown | KY | 2 | OP | RI |  |  |  | Herrington Lake | 6 | 1963 | 17 | [6 empty] | 6 | 1963 | MW |  | 179 | 1 | 767 |  | 713 |  | 10 | 100 | 25 |  |  | SW | FR
10171 | Kentucky Utilities Co | 1355 | E W Brown | KY | 3 | OP | RI |  |  |  | Herrington Lake | 7 | 1971 | 51 | 7 | 1971 |  |  |  |  | 7 | 1971 | MW |  | 385 | 1 | 1032 |  | 814 |  | 10 | 100 | 25 |  |  | SW | FR
10171 | Kentucky Utilities Co | 1356 | Ghent | KY | 1 | OP | RF |  |  |  | Ohio River | 12 | 1973 | 63 | [6 empty] | 12 | 1973 | MW |  | 436 | 3 | 926 |  | 926 |  | 100 |  | 20 |  |  | SW | FR
10171 | Kentucky Utilities Co | 1356 | Ghent | KY | 2 | OP | RF |  |  |  | Ohio River | 3 | 1977 | 68 | [6 empty] | 3 | 1977 | MW |  | 427 | 3 | 1373 |  | 1073 |  | 100 |  | 20 |  |  | SW | FR
10171 | Kentucky Utilities Co | 1356 | Ghent | KY | 3 | OP | RF |  |  |  | Ohio River | 5 | 1981 | 59 | [6 empty] | 5 | 1981 | MW |  | 383 | 3 | 2525 |  | 1873 |  | 50 |  | 20 |  |  | SW | FR
10171 | Kentucky Utilities Co | 1356 | Ghent | KY | 4 | OP | RF |  |  |  | Ohio River | 6 | 1984 | 58 | [6 empty] | 6 | 1984 | MW |  | 383 | 3 | 3402 |  | 2602 |  | 50 |  | 20 |  |  | SW | FR
10171 | Kentucky Utilities Co | 1357 | Green River | KY | 3 | OP | ON |  |  |  | Green River | 4 | 1954 | 123 | [12 empty] | 372 |  |  |  | 12 | 12 | 13 | 13 |  | SW | FR
10171 | Kentucky Utilities Co | 1357 | Green River | KY | 4 | OP | ON |  |  |  | Green River | 7 | 1959 | 152 | [12 empty] | 372 |  |  |  | 12 | 12 | 13 | 13 |  | SW | FR
11249 | Louisville Gas & Electric Co | 1363 | Cane Run | KY | 7 | PL | RF |  |  |  | Ohio River | 5 | 2015 | [7 empty] | 5 | 2015 | MW | [7 empty] | 0 | 0 | 4 | 3 |  | SW | FR
11249 | Louisville Gas & Electric Co | 1363 | Cane Run | KY | 4 | OP | ON |  |  |  | Ohio River | 6 | 1962 | 213 | [12 empty] | 472 |  |  |  | 0 | 0 | 4 | 3 |  | SW | FR
11249 | Louisville Gas & Electric Co | 1363 | Cane Run | KY | 5 | OP | ON |  |  |  | Ohio River | 6 | 1966 | 231 | [12 empty] | 1529 |  |  |  | 0 | 0 | 4 | 3 |  | SW | FR
11249 | Louisville Gas & Electric Co | 1363 | Cane Run | KY | 6 | OP | ON |  |  |  | Ohio River | 6 | 1969 | 300 | [12 empty] | 689 |  |  |  | 0 | 0 | 4 | 3 |  | SW | FR
11249 | Louisville Gas & Electric Co | 1364 | Mill Creek | KY | 1 | OP | ON |  |  |  | Ohio River | 8 | 1972 | 334 | [16 empty] | 0 | 0 | 10 | 4 |  | SW | FR
11249 | Louisville Gas & Electric Co | 1364 | Mill Creek | KY | 2 | OP | RF |  |  |  | Ohio River | 7 | 1974 | 50 | [6 empty] | 7 | 1974 | MW |  | 334 | 1 | 2303 |  | 2303 |  | 0 | 0 | 10 | 4 |  | SW | FR
11249 | Louisville Gas & Electric Co | 1364 | Mill Creek | KY | 3 | OP | RF |  |  |  | Ohio River | 8 | 1978 | 70 | [6 empty] | 8 | 1978 | MW |  | 457 | 1 | 6631 |  | 6631 |  | 0 | 0 | 10 | 4 |  | SW | FR
11249 | Louisville Gas & Electric Co | 1364 | Mill Creek | KY | 4 | OP | RF |  |  |  | Ohio River | 9 | 1982 | 75 | [6 empty] | 9 | 1982 | MW |  | 496 | 1 | 9227 |  | 9227 |  | 0 | 0 | 10 | 4 |  | SW | FR
14268 | City of Owensboro - (KY) | 1374 | Elmer Smith | KY | 1 | OP | ON |  |  |  | Ohio River | 6 | 1964 | 192 | [12 empty] | 350 |  |  |  | 100 | 15 | 19 | 11 |  | SW | FR
14268 | City of Owensboro - (KY) | 1374 | Elmer Smith | KY | 2 | OP | ON |  |  |  | Ohio River | 7 | 1974 | 281 | [12 empty] | 400 |  |  |  | 100 | 15 | 19 | 11 |  | SW | FR
18642 | Tennessee Valley Authority | 1378 | Paradise | KY | 1 | OP | RN | ON |  |  | Green River | 5 | 1963 | 1881 | [6 empty] | 1 | 1969 | NW |  | 1655 | 9 | 35034 |  | 4525 |  | 160 |  | 20 | 12 |  | SW | FR
18642 | Tennessee Valley Authority | 1379 | Shawnee | KY | 1 | OP | ON |  |  |  | Ohio River | 6 | 1957 | 2398 | [12 empty] | 10317 |  |  |  | 1760 | 2320 | 15 | 4 |  | SW | FR
1692 | Big Rivers Electric Corp | 1381 | Kenneth C Coleman | KY | C1 | OP | ON |  |  |  | Ohio River | 9 | 1969 | 184 | [12 empty] | 3214 |  |  |  | 0 | 0 | 9 | 0 |  | SW | FR
1692 | Big Rivers Electric Corp | 1381 | Kenneth C Coleman | KY | C2 | OP | ON |  |  |  | Ohio River | 8 | 1970 | 184 | [12 empty] | 3214 |  |  |  | 0 | 0 | 9 | 0 |  | SW | FR
1692 | Big Rivers Electric Corp | 1381 | Kenneth C Coleman | KY | C3 | OP | ON |  |  |  | Ohio River | 8 | 1971 | 184 | [12 empty] | 3214 |  |  |  | 0 | 0 | 9 | 0 |  | SW | FR
1692 | Big Rivers Electric Corp | 1382 | HMP&L Station Two Henderson | KY | H | OP | RI |  |  |  | Green River | 6 | 1973 | 10 | [6 empty] | 6 | 1973 | MW |  | 180 | 1 | 3327 |  |  |  | 40 | 40 | 10 | 7 |  | SW | FR
5580 | East Kentucky Power Coop, Inc | 1384 | Cooper | KY | 1 | OP | ON |  |  |  | Lake Cumberland | 2 | 1965 | 138 | [12 empty] | 1594 |  |  |  | 60 | 60 | 45 | 45 |  | SW | FR
5580 | East Kentucky Power Coop, Inc | 1384 | Cooper | KY | 2 | OP | ON | RF |  |  | Lake Cumberland | 10 | 1969 | 7.5 | [6 empty] | 7 | 2009 | MW |  | 325 | 1.4 | 12461 |  | 10000 |  | 60 | 60 | 45 | 45 |  | SW | FR
5580 | East Kentucky Power Coop, Inc | 1385 | Dale | KY | 1 | OP | ON |  |  |  | Kentucky River | 6 | 1954 | 339 | [12 empty] | 1585 |  |  |  | 825 | 450 | 5 | 0 |  | SW | FR
55936 | Entergy Gulf States - LA LLC | 1391 | Louisiana 1 | LA | 4AAC | OP | DC |  |  |  |  | 9 | 1987
55936 | Entergy Gulf States - LA LLC | 1391 | Louisiana 1 | LA | 5ACT | OP | RI |  |  |  | Wells | 10 | 1999 | 3.6 | [6 empty] | 10 | 1999 | MW |  | 3.67 | 1 | [9 empty] | GW | FR
55936 | Entergy Gulf States - LA LLC | 1391 | Louisiana 1 | LA | DICW | OP | ON |  |  |  | Wells | 8 | 1954 | 8.9 | [21 empty] | GW | FR
55936 | Entergy Gulf States - LA LLC | 1392 | Louisiana 2 | LA | 3 | OS | RI |  |  |  | Wells | 1 | 1950 | 6 | [6 empty] | 1 | 1950 | MW |  | 78 | 1 | 974 |  | 974 | [6 empty] | GW | FR
55936 | Entergy Gulf States - LA LLC | 1392 | Louisiana 2 | LA | 4 | OS | RI |  |  |  | Wells | 5 | 1953 | 4 | [6 empty] | 5 | 1953 | MW |  | 78 | 1 | 890 |  | 890 | [6 empty] | GW | FR
55936 | Entergy Gulf States - LA LLC | 1393 | R S Nelson | LA | 1 | OP | RF |  |  |  | Sabine River Authority Canal | 3 | 1959 | 3 | [6 empty] | 3 | 1959 | MW |  | 128 | 1 | 1150 |  | 1150 | [6 empty] | SW | FR
55936 | Entergy Gulf States - LA LLC | 1393 | R S Nelson | LA | 2 | OP | RF |  |  |  | Sabine River Authority Canal | 3 | 1959 | 3 | [6 empty] | 3 | 1959 | MW |  | 128 | 1 | 1150 |  | 1150 | [6 empty] | SW | FR
55936 | Entergy Gulf States - LA LLC | 1393 | R S Nelson | LA | 3 | OP | RF |  |  |  | Sabine River Authority Canal | 3 | 1961 | 4 | [6 empty] | 3 | 1960 | MW |  | 174 | 1 | 1188 |  | 1188 | [6 empty] | SW | FR
55936 | Entergy Gulf States - LA LLC | 1393 | R S Nelson | LA | 4 | OP | RF |  |  |  | Sabine River Authority Canal | 7 | 1970 | 14 | [6 empty] | 7 | 1970 | MW |  | 524 | 2 | 4486 |  | 4486 | [6 empty] | SW | FR
55936 | Entergy Gulf States - LA LLC | 1393 | R S Nelson | LA | 6 | OP | RF |  |  |  | Sabine River Authority Canal | 5 | 1982 | 13 | [6 empty] | 5 | 1982 | MW |  | 492 | 2 | 8101 |  | 8101 | [6 empty] | SW | FR
55936 | Entergy Gulf States - LA LLC | 1394 | Willow Glen | LA | 3 | OS | ON |  |  |  | Mississippi River | 12 | 1968 | 505 | [12 empty] | 5031 |  |  |  | 339 | 0 | 12 | 0 |  | SW | FR
55936 | Entergy Gulf States - LA LLC | 1394 | Willow Glen | LA | 4 | OP | ON |  |  |  | Mississippi River | 7 | 1973 | 513 | [12 empty] | 5655 |  |  |  | 339 | 0 | 12 | 0 |  | SW | FR
55936 | Entergy Gulf States - LA LLC | 1394 | Willow Glen | LA | 5 | OS | ON |  |  |  | Mississippi River | 7 | 1975 | 602 | [12 empty] | 8632 |  |  |  | 339 | 0 | 12 | 0 |  | SW | FR
55936 | Entergy Gulf States - LA LLC | 1394 | Willow Glen | LA | 1 | OP | ON |  |  |  | Mississippi River | 3 | 1960 | 169 | [12 empty] | 3096 |  |  |  | 339 | 0 | 12 | 0 |  | SW | FR
55936 | Entergy Gulf States - LA LLC | 1394 | Willow Glen | LA | 2 | OP | ON |  |  |  | Mississippi River | 1 | 1964 | 211 | [12 empty] | 965 |  |  |  | 339 | 0 | 12 | 0 |  | SW | FR
3737 | Cleco Evangeline LLC | 1396 | Coughlin Power Station | LA | 6 | OP | OC |  |  |  | Bayou Cocodrie | 6 | 1961 | 117 |  |  | 12 | 1956 | 650 | 4130 | [10 empty] | 0 | 0 | 9 | 7 |  | SW | FR
3737 | Cleco Evangeline LLC | 1396 | Coughlin Power Station | LA | 7 | OP | OC |  |  |  | Bayou Cocodrie | 2 | 1966 | 247 |  |  | 12 | 1956 | 650 | 4130 | [10 empty] | 0 | 0 | 9 | 7 |  | SW | FR
3265 | Cleco Power LLC | 1400 | Teche | LA | 1 | OP | OC | OC |  |  | Charenton Canal | 7 | 1953 | 47 | [16 empty] | 150 | 0 | 12 | 0 |  | SW | SA
3265 | Cleco Power LLC | 1400 | Teche | LA | 2 | RE | OC | OC |  |  | Charenton Canal | 5 | 1956 | 58 | [16 empty] | 152 | 0 | 12 | 0 |  | SW | SA
3265 | Cleco Power LLC | 1400 | Teche | LA | 3 | OP | HT | HT |  |  | Charenton Canal | 3 | 1971 | 299 | [6 empty] | 6 | 1999 | MW |  | 80 | 1 |  |  | 1450 |  | 95 | 0 | 14 | 0 |  | SW | SA
11241 | Entergy Louisiana Inc | 1402 | Little Gypsy | LA | 1 | OP | ON |  |  |  | Mississippi River | 3 | 1961 | 325 | [12 empty] | 1726 |  |  |  | 0 | 0 | 10 | 5 |  | SW | FR
11241 | Entergy Louisiana Inc | 1402 | Little Gypsy | LA | 2 | OP | ON |  |  |  | Mississippi River | 4 | 1966 | 476 | [12 empty] | 885 |  |  |  | 0 | 0 | 10 | 5 |  | SW | FR
11241 | Entergy Louisiana Inc | 1402 | Little Gypsy | LA | 3 | OP | ON |  |  |  | Mississippi River | 3 | 1969 | 644 | [12 empty] | 2378 |  |  |  | 0 | 0 | 10 | 5 |  | SW | FR
11241 | Entergy Louisiana Inc | 1403 | Nine Mile Point | LA | 1 | RE | ON |  |  |  | Mississippi River | 5 | 1951 | 256 | [12 empty] | 799 |  |  |  | 0 | 0 | 15 | 15 |  | SW | FR
11241 | Entergy Louisiana Inc | 1403 | Nine Mile Point | LA | 3 | OP | ON |  |  |  | Mississippi River | 11 | 1955 | 170 | [12 empty] | 1168 |  |  |  | 0 | 0 | 15 | 15 |  | SW | FR
11241 | Entergy Louisiana Inc | 1403 | Nine Mile Point | LA | 4 | OP | ON |  |  |  | Mississippi River | 5 | 1971 | 946 | [12 empty] | 3510 |  |  |  | 0 | 0 | 15 | 17 |  | SW | FR
11241 | Entergy Louisiana Inc | 1403 | Nine Mile Point | LA | 5 | OP | ON |  |  |  | Mississippi River | 6 | 1973 | 946 | [12 empty] | 3510 |  |  |  | 0 | 0 | 15 | 17 |  | SW | FR
11241 | Entergy Louisiana Inc | 1404 | Sterlington | LA | 2 | OP | RF |  |  |  | Ouachita River | 12 | 1943 | 3 | [6 empty] | 8 | 1974 | MW |  | 70 | 2 | 2044 |  | 1874 |  | 45 | 100 | 39.2 | 20 |  | SW | FR
11241 | Entergy Louisiana Inc | 1404 | Sterlington | LA | 3 | SB | ON |  |  |  | Ouachita River | 6 | 1958 | 245 | [12 empty] | 1006 |  |  |  | 45 | 45 | 39.2 | 40 |  | SW | FR
13478 | Entergy New Orleans Inc | 1409 | Michoud | LA | 1 | RE | ON |  |  |  | The Inner Costal Water Way | 4 | 1957 | 167 | 4 | 1957 | [10 empty] | 741 |  |  | 17 | 0 | 40 | 18 | 8 |  | SW | BR
13478 | Entergy New Orleans Inc | 1409 | Michoud | LA | 2 | OP | ON |  |  |  | The Inner Costal Water Way | 2 | 1963 | 318 | 2 | 1963 | [10 empty] | 834 |  |  | 23 | 0 | 40 | 18 | 8 |  | SW | BR
13478 | Entergy New Orleans Inc | 1409 | Michoud | LA | 3 | OP | ON |  |  |  | The Inner Costal Water Way | 8 | 1967 | 673 | [12 empty] | 1902 |  |  |  | 0 | 40 | 19 | 8 |  | SW | BR
17698 | Southwestern Electric Power Co | 1416 | Arsenal Hill | LA | CW | OP | OC |  |  |  | Arsenal Hill Cooling Pond | 4 | 1960 | 156 | 4 | 1960 | 4 | 1960 | 38 | 330 | [6 empty] | 401 | 100 |  | 6 |  |  | 17 |  |  | PD | BE
17698 | Southwestern Electric Power Co | 1417 | Lieberman | LA | CW | OP | OC |  |  |  | Caddo Lake | 7 | 1947 | 416 | 7 | 1947 | 7 | 1947 | 31000 | 10 | [6 empty] | 554 | 554 |  | 12 | 0 |  | 10 |  |  | SW | FR
50111 | Lafayette Utilities System | 1443 | Louis Doc Bonin | LA | 1 | OP | RF |  |  |  | Well | 4 | 1965 | 2 | 4 | 1965 |  |  |  |  | 4 | 1965 | MW |  | 87 | 0.3 | 188 |  | 178 | 10 | [5 empty] | GW | FR
50111 | Lafayette Utilities System | 1443 | Louis Doc Bonin | LA | 2 | OP | RF |  |  |  | Well | 1 | 1970 | 3 | 1 | 1970 |  |  |  |  | 1 | 1970 | MW |  | 134 | 0.4 | 328 |  | 318 | 10 | [5 empty] | GW | FR
50111 | Lafayette Utilities System | 1443 | Louis Doc Bonin | LA | 3 | OP | RF |  |  |  | Well | 1 | 1977 | 6 | 1 | 1977 |  |  |  |  | 1 | 1977 | MW |  | 245 | 0.9 | 418 |  | 408 | 10 | [5 empty] | GW | FR
11241 | Entergy Louisiana Inc | 1448 | Monroe | LA | 1 | RE | ON |  |  |  | Ouachita River | 6 | 1961 | 45 | [12 empty] | 507 |  |  |  | 45 | 45 | 21.2 | 21.2 |  | SW | FR
11241 | Entergy Louisiana Inc | 1448 | Monroe | LA | 2 | RE | ON |  |  |  | Ouachita River | 4 | 1965 | 159 | [12 empty] | 1020 |  |  |  | 45 | 45 | 21.2 | 21.2 |  | SW | FR
11252 | Louisiana Generating LLC | 1464 | Big Cajun 1 | LA | 1C1 | SB | RF |  |  |  | Wells | 6 | 1972 | 4 | [6 empty] | 6 | 1972 | MW |  | 140 | 4 | 256 |  | 256 | [6 empty] | GW | FR
11252 | Louisiana Generating LLC | 1464 | Big Cajun 1 | LA | 1C2 | OP | RF |  |  |  | Wells | 6 | 1972 | 4 | [6 empty] | 6 | 1972 | MW |  | 140 | 4 | 256 |  | 256 | [6 empty] | GW | FR
31719 | FPL Energy Wyman LLC | 1507 | William F Wyman | ME | 1 | OP | ON |  |  |  | Casco River | 12 | 1957 | 74 | [12 empty] | 301 |  |  |  | 825 | 300 | 10 | 2 |  | SW | SA
31719 | FPL Energy Wyman LLC | 1507 | William F Wyman | ME | 2 | OP | ON |  |  |  | Casco River | 3 | 1958 | 74 | [12 empty] | 301 |  |  |  | 825 | 300 | 10 | 2 |  | SW | SA
31719 | FPL Energy Wyman LLC | 1507 | William F Wyman | ME | 3 | OP | ON |  |  |  | Casco River | 7 | 1965 | 107 | [12 empty] | 274 |  |  |  | 825 | 300 | 10 | 38 |  | SW | SA
31719 | FPL Energy Wyman LLC | 1507 | William F Wyman | ME | 4 | OP | ON |  |  |  | Casco River | 12 | 1978 | 510 | [12 empty] | 6474 |  |  |  | 825 | 300 | 15 | 38 |  | SW | SA
58177 | Raven Power Holdings LLC | 1552 | C P Crane | MD | 1 | OP | ON |  |  |  | Seneca Creek | 7 | 1961 | 374 | [12 empty] | 2149 |  |  |  | 0 | 0 | 13 | 1 |  | SW | BR
58177 | Raven Power Holdings LLC | 1552 | C P Crane | MD | 2 | OP | ON |  |  |  | Seneca Creek | 2 | 1963 | 374 | [12 empty] | 1215 |  |  |  | 0 | 0 | 13 | 1 |  | SW | BR
4161 | Constellation Power Source Gen | 1553 | Gould Street | MD | 3 | OP | ON |  |  |  | Patapsco River | 12 | 1952 | 153 | [12 empty] | 608 |  |  |  | 0 | 0 | 13 | 4 |  | SW | BR
58177 | Raven Power Holdings LLC | 1554 | Herbert A Wagner | MD | 1 | OP | ON |  |  |  | Patapsco River | 2 | 1956 | 172 | 2 | 1956 | [10 empty] | 2441 |  |  |  | 0 | 0 | 13 | 6 |  | SW | BR
58177 | Raven Power Holdings LLC | 1554 | Herbert A Wagner | MD | 2 | OP | ON |  |  |  | Patapsco River | 1 | 1959 | 175 | 1 | 1959 | [10 empty] | 1000 |  |  |  | 0 | 0 | 13 | 6 |  | SW | BR
58177 | Raven Power Holdings LLC | 1554 | Herbert A Wagner | MD | 3 | OP | ON |  |  |  | Patapsco River | 8 | 1966 | 531 | 8 | 1966 | [10 empty] | 1334 |  |  |  | 0 | 0 | 13 | 6 |  | SW | BR
58177 | Raven Power Holdings LLC | 1554 | Herbert A Wagner | MD | 4 | OP | ON |  |  |  | Patapsco River | 8 | 1972 | 822 | 8 | 1972 | [10 empty] | 5149 |  |  |  | 0 | 250 | 10 | 2 |  | SW | BR
19830 | NRG Vienna Operations Inc | 1564 | Vienna Operations | MD | 8 | OP | RF |  |  |  | Nanticoke River | 12 | 1971 | 3 | [6 empty] | 12 | 1971 | MW |  | 147 | 1 | 469 |  | 469 |  | 220 | 235 | 8 | 2 |  | SW | BR
23279 | Allegheny Energy Supply Co LLC | 1570 | FirstEnergy R Paul Smith Power Station | MD | 3 | OP | ON |  |  |  | Potomac River | 10 | 1947 | 66 | [12 empty] | 112 |  |  |  | 0 | 0 | 7 | 6 |  | SW | FR
23279 | Allegheny Energy Supply Co LLC | 1570 | FirstEnergy R Paul Smith Power Station | MD | 4 | OP | ON |  |  |  | Potomac River | 11 | 1958 | 97 | [12 empty] | 420 |  |  |  | 0 | 0 | 7 | 6 |  | SW | FR
12628 | NRG Chalk Point LLC | 1571 | Chalk Point LLC | MD | 1 | OP | ON |  |  |  | Patuxent River | 8 | 1964 | 550 | 8 | 1964 | [10 empty] | 233 |  |  |  | 1075 | 5000 | 15 | 8 |  | SW | BR
12628 | NRG Chalk Point LLC | 1571 | Chalk Point LLC | MD | 2 | OP | ON |  |  |  | Patuxent River | 3 | 1965 | 550 | 3 | 1965 | [10 empty] | 233 |  |  |  | 1075 | 5000 | 15 | 8 |  | SW | BR
12628 | NRG Chalk Point LLC | 1571 | Chalk Point LLC | MD | 3 | OP | RN |  |  |  | Patuxent River | 6 | 1975 | 16 | 6 | 1975 |  |  |  |  | 6 | 1975 | NW |  | 580 | 7 | 384 |  |  |  | 1075 |  | 15 |  |  | SW | BR
12628 | NRG Chalk Point LLC | 1571 | Chalk Point LLC | MD | 4 | OP | RN |  |  |  | Patuxent River | 12 | 1981 | 16 | 12 | 1981 |  |  |  |  | 12 | 1981 | NW |  | 580 | 7 | 384 |  |  |  | 1075 |  | 15 |  |  | SW | BR
12653 | GenOn Mid-Atlantic LLC | 1572 | Dickerson | MD | 1 | OP | ON |  |  |  | Potomac River | 6 | 1959 | 212 | 6 | 1959 | [10 empty] | 837 |  |  |  | 0 | 15 | 7 | 0 |  | SW | FR
12653 | GenOn Mid-Atlantic LLC | 1572 | Dickerson | MD | 2 | OP | ON |  |  |  | Potomac River | 4 | 1960 | 212 | 4 | 1960 | [10 empty] | 837 |  |  |  | 0 | 15 | 7 | 0 |  | SW | FR
12653 | GenOn Mid-Atlantic LLC | 1572 | Dickerson | MD | 3 | OP | ON |  |  |  | Potomac River | 3 | 1962 | 212 | 3 | 1962 | [10 empty] | 837 |  |  |  | 0 | 15 | 7 | 0 |  | SW | FR
12653 | GenOn Mid-Atlantic LLC | 1573 | Morgantown Generating Plant | MD | 1 | OP | ON |  |  |  | Potomac River | 6 | 1970 | 1116 | 6 | 1970 | [10 empty] | 663 |  |  |  | 120 | 0 | 40 | 11 |  | SW | BR
12653 | GenOn Mid-Atlantic LLC | 1573 | Morgantown Generating Plant | MD | 2 | OP | ON |  |  |  | Potomac River | 6 | 1971 | 1116 | 6 | 1971 | [10 empty] | 663 |  |  |  | 120 | 0 | 40 | 11 |  | SW | BR
49965 | Constellation Mystic Power LLC | 1588 | Mystic Generating Station | MA | 7 | OP | ON |  |  |  | Mystic River | 6 | 1974 | 646 | [12 empty] | 8723 |  |  |  | 35 | 10 | 21 | 10 |  | SW | BR
49965 | Constellation Mystic Power LLC | 1588 | Mystic Generating Station | MA | 85 | OP | DC |  |  |  |  | 4 | 2003 | [13 empty] | 30000 | [7 empty] | 100%
49965 | Constellation Mystic Power LLC | 1588 | Mystic Generating Station | MA | 96 | OP | DC |  |  |  |  | 5 | 2003 | [13 empty] | 30000 | [7 empty] | 100%
29926 | Entergy Nuclear Generation Co | 1590 | Pilgrim Nuclear Power Station | MA | CW | OP | ON |  |  |  | Atlantic Ocean | 6 | 1972 | 692.91 | 6 | 1972 | [14 empty] | 0 | 0 | 8 | 4.8 |  | SW | SA
21461 | NRG Canal LLC | 1599 | Canal | MA | 1 | OP | ON |  |  |  | Cape Cod Canal | 7 | 1975 | 373 | 7 | 1968 | [10 empty] | 1500 |  |  | 1500 | 15 | 110 | 19 | 32 |  | SW | SA
21461 | NRG Canal LLC | 1599 | Canal | MA | 2 | OP | ON |  |  |  | Cape Cod Canal | 7 | 1975 | 426 | 2 | 1976 | [10 empty] | 3008 |  |  | 3008 | 35 | 110 | 12 | 32 |  | SW | SA
58185 | FirstLight Power Resources, Inc. - MA | 1606 | Mount Tom | MA | 1 | OP | ON |  |  |  | Connecticut River | 6 | 1960 | 206 | [12 empty] | 57 |  |  |  | 75 | 0 | 13 | 4 |  | SW | FR
50018 | Dominion Energy New England, LLC | 1619 | Brayton Point | MA | 1 | OP | RN |  |  |  | Mt Hope Bay | 4 | 1963 | 401 | [6 empty] | 5 | 2012 | NW |  | 401 | 2 | 1166 |  | 140000 |  | 0 | 0 | 12 | 0 |  | SW | BR
50018 | Dominion Energy New England, LLC | 1619 | Brayton Point | MA | 2 | OP | RN |  |  |  | Mt Hope Bay | 5 | 1964 | 401 | [6 empty] | 3 | 2012 | NW |  | 401 | 2 | 1166 |  | 140000 |  | 0 | 0 | 12 | 0 |  | SW | BR
50018 | Dominion Energy New England, LLC | 1619 | Brayton Point | MA | 3 | OP | RN |  |  |  | Mt Hope Bay | 4 | 1969 | 623.8 | [6 empty] | 12 | 2011 | NW |  | 624 | 6 | 1631 |  | 340000 |  | 0 | 0 | 12 | 0 |  | SW | BR
50018 | Dominion Energy New England, LLC | 1619 | Brayton Point | MA | 4 | OP | RN |  |  |  | Mt Hope Bay | 7 | 1985 | 580.6 | [6 empty] | 10 | 2011 | NW |  | 580 | 4 | 8782 |  | 10000 |  | 0 | 0 | 12 | 0 |  | SW | BR
57501 | NAES Salem Harbor | 1626 | Salem Harbor | MA | 1 | OP | ON |  |  |  | Salem Harbor, Atlantic Ocean | 11 | 1951 | 192 | 11 | 1951 | [10 empty] | 196 |  |  | 10 | 0 | 0 | 13 | 2 |  | SW | SA
57501 | NAES Salem Harbor | 1626 | Salem Harbor | MA | 2 | OP | ON |  |  |  | Salem Harbor, Atlantic Ocean | 9 | 1952 | 192 | 9 | 1952 | [10 empty] | 196 |  |  | 10 | 0 | 0 | 13 | 2 |  | SW | SA
57501 | NAES Salem Harbor | 1626 | Salem Harbor | MA | 3 | OP | ON |  |  |  | Salem Harbor, Atlantic Ocean | 6 | 1958 | 203 | 6 | 1958 | [10 empty] | 287 |  |  | 10 | 0 | 0 | 13 | 2 |  | SW | SA
57501 | NAES Salem Harbor | 1626 | Salem Harbor | MA | 4 | OP | ON |  |  |  | Salem Harbor, Atlantic Ocean | 7 | 1972 | 353 | 7 | 1972 | [10 empty] | 1452 |  |  | 10 | 0 | 0 | 15 | 2 |  | SW | SA
56401 | NAEA Energy Massachusetts LLC | 1642 | NAEA Energy Massachusetts LLC | MA | 3 | OP | ON |  |  |  | Connecticut River | 7 | 1957 | 110 | [12 empty] | 91 |  |  |  | 0 | 15 | 9 | 2 |  | SW | FR
18488 | City of Taunton | 1682 | Cleary Flood | MA | 8 | OP | ON |  |  |  | Taunton River | 6 | 1966 | 56 | 6 | 1966 | [10 empty] | 109 |  |  |  | 0 | 0 | 8 | 2.5 |  | SW | BR
18488 | City of Taunton | 1682 | Cleary Flood | MA | 9 | OP | RF |  |  |  | Taunton River | 9 | 1975 | 2 | 9 | 1975 |  |  |  |  | 9 | 1975 | MW |  | 133 | 2 | 496 |  | 200 |  | 0 |  | 8 |  |  | SW | BR
4254 | Consumers Energy Co | 1695 | B C Cobb | MI | 1 | SC | ON |  |  |  | Muskegon Lake | 5 | 2000 | 110 | [16 empty] | 0 | 0 | 0 | 0 |  | SW | FR
4254 | Consumers Energy Co | 1695 | B C Cobb | MI | 2 | SC | ON |  |  |  | Muskegon Lake | 5 | 1999 | 110 | [16 empty] | 0 | 0 | 0 | 0 |  | SW | FR
4254 | Consumers Energy Co | 1695 | B C Cobb | MI | 3 | SC | ON |  |  |  | Muskegon Lake | 5 | 2000 | 110 | [16 empty] | 0 | 0 | 0 | 0 |  | SW | FR
4254 | Consumers Energy Co | 1695 | B C Cobb | MI | 4 | OP | ON |  |  |  | Muskegon Lake | 8 | 1956 | 267 | [16 empty] | 0 | 0 | 0 | 0 |  | SW | FR
4254 | Consumers Energy Co | 1695 | B C Cobb | MI | 5 | OP | ON |  |  |  | Muskegon Lake | 2 | 1957 | 267 | [16 empty] | 0 | 0 | 0 | 0 |  | SW | FR
4254 | Consumers Energy Co | 1702 | Dan E Karn | MI | 1 | OP | ON |  |  |  | Saginaw River | 8 | 1959 | 334 | [16 empty] | 0 | 0 | 0 | 0 |  | SW | FR
4254 | Consumers Energy Co | 1702 | Dan E Karn | MI | 2 | OP | ON |  |  |  | Saginaw River | 2 | 1961 | 334 | [16 empty] | 0 | 0 | 0 | 0 |  | SW | FR
4254 | Consumers Energy Co | 1702 | Dan E Karn | MI | 3 | OP | RF |  |  |  | Saginaw River | 6 | 1974 | 26 | [6 empty] | 6 | 1974 | MW |  | 626 | 5.434 | 3950 |  | 3950 |  | 0 | 0 | 0 | 0 |  | SW | FR
4254 | Consumers Energy Co | 1702 | Dan E Karn | MI | 4 | OP | RF |  |  |  | Saginaw River | 6 | 1977 | 26 | [6 empty] | 6 | 1977 | MW |  | 626 | 5.434 | 3950 |  | 3950 |  | 0 | 0 | 0 | 0 |  | SW | FR
4254 | Consumers Energy Co | 1710 | J H Campbell | MI | 1 | OP | ON |  |  |  | Pigeon Lake | 8 | 1962 | 267 | [16 empty] | 0 | 2000 | 0 | 25 |  | SW | FR
4254 | Consumers Energy Co | 1710 | J H Campbell | MI | 2 | OP | ON |  |  |  | Pigeon Lake | 3 | 1967 | 401 | [16 empty] | 0 | 2000 | 0 | 25 |  | SW | FR
4254 | Consumers Energy Co | 1710 | J H Campbell | MI | 3 | OP | ON |  |  |  | Lake Michigan | 9 | 1980 | 704 | [16 empty] | 3500 | 2000 | 35 | 25 |  | SW | FR
56192 | Entergy Nuclear Palisades LLC | 1715 | Palisades | MI | CW | OP | RF |  |  |  | LAKE MICHEGAN | 12 | 1971 | 178.2 | 12 | 1971 |  |  |  |  | 1 | 1974 | MW |  | 730.8 | 6.32 |  |  |  |  | 3300 | 0 | 25 | 0 |  | SW | FR
4254 | Consumers Energy Co | 1720 | J C Weadock | MI | 7 | OP | ON |  |  |  | Saginaw River | 3 | 1955 | 267 | [16 empty] | 0 | 0 | 0 | 0 |  | SW | FR
4254 | Consumers Energy Co | 1720 | J C Weadock | MI | 8 | OP | ON |  |  |  | Saginaw River | 1 | 1958 | 267 | [16 empty] | 0 | 0 | 0 | 0 |  | SW | FR
4254 | Consumers Energy Co | 1723 | J R Whiting | MI | 1 | OP | ON |  |  |  | Lake Erie (North Maumee Bay) | 7 | 1952 | 134 | [16 empty] | 0 | 0 | 0 | 0 |  | SW | FR
4254 | Consumers Energy Co | 1723 | J R Whiting | MI | 2 | OP | ON |  |  |  | Lake Erie (North Maumee Bay) | 11 | 1952 | 134 | [16 empty] | 0 | 0 | 0 | 0 |  | SW | FR
4254 | Consumers Energy Co | 1723 | J R Whiting | MI | 3 | OP | ON |  |  |  | Lake Erie (North Maumee Bay) | 11 | 1953 | 209 | [16 empty] | 0 | 0 | 0 | 0 |  | SW | FR
5109 | The DTE Electric Company | 1726 | Conners Creek | MI | 1 | OS | ON |  |  |  | Detroit River | 11 | 1934 | 500 | [12 empty] | 1724 |  |  |  | 0 | 0 | 0 | 0 |  | SW | FR
5109 | The DTE Electric Company | 1729 | Fermi | MI | N71 | OP | RN |  |  |  | Lake Erie | 6 | 1985 | 55.75 | 6 | 1985 |  |  |  |  | 6 | 1985 | NW |  | 2004.45 | 16 | 173559 |  | 84737 |  | 1630 | 300 | 16 | 16 |  | SW | FR
5109 | The DTE Electric Company | 1731 | Harbor Beach | MI | 1 | OP | ON |  |  |  | Lake Huron | 4 | 1968 | 200 | 9 | 1979 | [10 empty] | 1038 |  |  |  | 30 | 3 | 18 | 0 |  | SW | FR
5109 | The DTE Electric Company | 1732 | Marysville | MI | 1 | RE | ON |  |  |  | St Clair River | 11 | 1922 | 943 | [12 empty] | 836 |  |  |  | 0 | 0 | 0 | 10 |  | SW | FR
5109 | The DTE Electric Company | 1733 | Monroe | MI | 1 | OP | ON |  |  |  | Raisin River | 6 | 1972 | 779 | [12 empty] | 3000 |  |  |  | 0 | 0 | 0 | 0 |  | SW | FR
5109 | The DTE Electric Company | 1733 | Monroe | MI | 2 | OP | ON |  |  |  | Raisin River | 3 | 1973 | 779 | [12 empty] | 3000 |  |  |  | 0 | 0 | 0 | 0 |  | SW | FR
5109 | The DTE Electric Company | 1733 | Monroe | MI | 3 | OP | ON |  |  |  | Raisin River | 5 | 1973 | 779 | [12 empty] | 3000 |  |  |  | 0 | 0 | 0 | 0 |  | SW | FR
5109 | The DTE Electric Company | 1733 | Monroe | MI | 4 | OP | ON |  |  |  | Raisin River | 5 | 1974 | 779 | [12 empty] | 19649 |  |  |  | 0 | 0 | 0 | 0 |  | SW | FR
5109 | The DTE Electric Company | 1740 | River Rouge | MI | CWS | OP | ON |  |  |  | Detroit River | 2 | 1956 | 1003 | 6 | 2003 | [10 empty] | 6223 |  |  | 1000 | 0 | 0 | 0 | 15 |  | SW | FR
5109 | The DTE Electric Company | 1743 | St Clair | MI | 1 | OP | ON |  |  |  | St Clair River | 8 | 1953 | 2080 | [12 empty] | 11532 |  |  |  | 0 | 0 | 0 | 18 |  | SW | FR
5109 | The DTE Electric Company | 1745 | Trenton Channel | MI | 7 | OP | ON |  |  |  | Trenton Channel | 8 | 1949 | 329 | 3 | 1982 | [10 empty] | 1500 |  |  |  | 0 | 0 | 0 | 0 |  | SW | FR
5109 | The DTE Electric Company | 1745 | Trenton Channel | MI | 8 | OP | ON |  |  |  | Trenton Channel | 2 | 1950 | 329 | 3 | 1982 | [10 empty] | 1500 |  |  |  | 800 | 800 | 11 |  |  | SW | FR
5109 | The DTE Electric Company | 1745 | Trenton Channel | MI | 9 | OP | ON |  |  |  | Trenton Channel | 1 | 1968 | 468 | 3 | 1982 | [10 empty] | 4127 |  |  |  | 260 | 700 | 17 |  |  | SW | FR
20847 | Wisconsin Electric Power Co | 1769 | Presque Isle | MI | 002 | RE | ON |  |  |  | Lake Superior | 9 | 1955 | 170 | [12 empty] | 156 |  |  |  | 1200 | 0 | 20 | 0 |  | SW | FR
20847 | Wisconsin Electric Power Co | 1769 | Presque Isle | MI | 003 | OP | ON |  |  |  | Lake Superior | 12 | 1974 | 189 | [12 empty] | 6883 |  |  |  | 1200 | 1150 | 20 | 23 |  | SW | FR
20847 | Wisconsin Electric Power Co | 1769 | Presque Isle | MI | 004 | OP | ON |  |  |  | Lake Superior | 6 | 1978 | 284 | [12 empty] | 2291 |  |  |  | 1200 | 1050 | 20 | 23 |  | SW | FR
5107 | City of Detroit | 1822 | Mistersky | MI | 5 | RE | ON |  |  |  | Detroit River | 8 | 1950 | 102 | [16 empty] | 0 | 0 | 6 | 6 |  | SW | FR
5107 | City of Detroit | 1822 | Mistersky | MI | 6 | OS | ON |  |  |  | Detroit River | 8 | 1958 | 107 | [16 empty] | 0 | 0 | 6 | 6 |  | SW | FR
5107 | City of Detroit | 1822 | Mistersky | MI | 7 | OS | ON |  |  |  | Detroit River | 1 | 1979 | 98 | [16 empty] | 0 | 0 | 6 | 6 |  | SW | FR
56155 | Lansing Board of Water and Light | 1831 | Eckert Station | MI | 1-6 | OP | ON | RF |  |  | Grand River | 6 | 1954 | 451 | [6 empty] | 6 | 1954 | MW |  | 390 | 4 | 4691 |  | 4690 |  | 0 |  | 5 |  |  | SW | FR
56155 | Lansing Board of Water and Light | 1832 | Erickson Station | MI | 1 | OP | RF |  |  |  | Grand River | 6 | 1973 | 148 | [6 empty] | 2 | 2002 | MW |  | 167 | 1 | 4408 |  | 4408 |  | 0 | 10 | 5 | 5 |  | SW | FR
12647 | Minnesota Power Inc | 1891 | Syl Laskin | MN | CS1 | OP | ON |  |  |  | Colby Lake | 4 | 1953 | 219 | [12 empty] | 701 |  |  |  | 0 | 0 | 11 | 7 |  | SW | FR
12647 | Minnesota Power Inc | 1893 | Clay Boswell | MN | CS1 | OP | ON |  |  |  | North Blackwater Lake | 7 | 1958 | 240 | [12 empty] | 988 |  |  |  | 0 | 0 | 13 | 5 |  | SW | FR
12647 | Minnesota Power Inc | 1893 | Clay Boswell | MN | CS3 | OP | RF |  |  |  | North Blackwater Lake | 2 | 1973 | 8 | 2 | 1973 |  |  |  |  | 2 | 1973 | MW |  | 245 | 1 | 1670 |  | 1506 | 164 | 0 |  | 13 |  |  | SW | FR
12647 | Minnesota Power Inc | 1893 | Clay Boswell | MN | CS4 | OP | RF |  |  |  | North Blackwater Lake | 5 | 1980 | 13 | 5 | 1980 |  |  |  |  | 5 | 1980 | MW |  | 345 | 1 | 6632 |  | 6561 | 71 | 0 |  | 14 |  |  | SW | FR
13781 | Northern States Power Co - Minnesota | 1904 | Black Dog | MN | 1 | OP | OC |  |  |  | Minnesota River | 9 | 1952 | 553 |  |  | 9 | 1952 | 500 | 1660 | [6 empty] | 282 | 282 |  |  | 0 | 0 | 8 | 8 |  | SW | FR
13781 | Northern States Power Co - Minnesota | 1912 | High Bridge | MN | 5 | RE | ON |  |  |  | River | 9 | 1956 | 134 | 9 | 1956 | [10 empty] | 1310 |  |  | 50 |  |  | 4 | 9
13781 | Northern States Power Co - Minnesota | 1912 | High Bridge | MN | 6 | RE | ON |  |  |  | River | 5 | 1959 | 168 | 5 | 1959 | [10 empty] | 1310 |  |  | 50 |  |  | 4 | 9
13781 | Northern States Power Co - Minnesota | 1912 | High Bridge | MN | 9 | OP | ON |  |  |  | Mississippi River | 5 | 2008 | 312 | 4 | 2008 | [10 empty] | 15100 |  |  |  | 30 | 0 | 13 | 9 |  | SW | FR
13781 | Northern States Power Co - Minnesota | 1915 | Allen S King | MN | 1 | OP | ON | HT |  |  | Lake St. Croix | 2 | 1968 | 763 | 2 | 1968 |  |  |  |  | 2 | 1968 | MW |  | 500 | 7 | 4442 |  | 4442 |  | 0 | 0 | 6 | 10 |  | SW | FR
13781 | Northern States Power Co - Minnesota | 1922 | Monticello | MN | CS1 | OP | ON | OT |  |  | Mississippi River | 6 | 1971 | 650 | 6 | 971 |  |  |  |  | 6 | 1971 | MW |  | 650 | 2.7 |  |  |  |  | 100 | 0 | 0 | 0 |  | SW | FR
13781 | Northern States Power Co - Minnesota | 1925 | Prairie Island | MN | 0 | OP | ON | RI |  |  | Mississippi | 2 | 1974 | 1337 | 2 | 1974 |  |  |  |  | 2 | 1974 | MW |  | 1337 | 11 |  |  |  |  | 0 | 0 | 12 | 12 |  | SW | FR
13781 | Northern States Power Co - Minnesota | 1927 | Riverside | MN | 200 | OP | ON |  |  |  | Mississippi River | 6 | 1949 | 181 | [12 empty] | 165 |  |  |  | 25 | 660 | 6 | 22 |  | SW | FR
13781 | Northern States Power Co - Minnesota | 1927 | Riverside | MN | 300 | RE | ON |  |  |  | Mississippi River | 6 | 1964 | 248 | [12 empty] | 160 |  |  |  |  | 660 | 6 | 22
14232 | Otter Tail Power Co | 1943 | Hoot Lake | MN | 1 | RE | ON | RF |  |  | Otter Tail River | 6 | 1948 | 39 | [6 empty] | 6 | 1959 | MW |  | 47 | 1 | 217 |  | 217 |  |  |  | 9 | 1
14232 | Otter Tail Power Co | 1943 | Hoot Lake | MN | 2 | OP | ON | RF |  |  | Otter Tail River | 6 | 1959 | 60 | [6 empty] | 6 | 1959 | MW |  | 47 | 1 | 217 |  | 217 |  | 270 | 740 | 9 | 1 |  | SW | FR
14232 | Otter Tail Power Co | 1943 | Hoot Lake | MN | 3 | OP | ON | RF |  |  | Otter Tail River | 6 | 1964 | 81 | [6 empty] | 6 | 1964 | MW |  | 85 | 1 | 325 |  | 325 |  | 270 | 500 | 9 | 1 |  | SW | FR
12686 | Mississippi Power Co | 2049 | Jack Watson | MS | CT | OP | RF |  |  |  | Biloxi River | 5 | 1973 | 19.31 | [6 empty] | 4 | 2009 | MW |  | 383 | 2 | 43200 |  | 43180 |  | 4500 | 7800 | 15 | 15 |  | SW | BR
12686 | Mississippi Power Co | 2049 | Jack Watson | MS | OTCW | OP | ON |  |  |  | Biloxi River | 6 | 1957 | 760 | [12 empty] | 10956 |  |  |  | 4500 | 7800 | 15 | 15 |  | SW | BR
12685 | Entergy Mississippi Inc | 2050 | Baxter Wilson | MS | 1 | OP | ON |  |  |  | Mississippi River | 12 | 1966 | 375 | 12 | 1966 | [10 empty] | 5000 |  |  | 60 | 0 | 100 | 30 | 30 |  | SW | FR
12685 | Entergy Mississippi Inc | 2050 | Baxter Wilson | MS | 2 | OP | ON |  |  |  | Mississippi River | 6 | 1971 | 542 | 6 | 1971 | [10 empty] | 10000 |  |  | 60 | 0 | 100 | 30 | 30 |  | SW | FR
12685 | Entergy Mississippi Inc | 2051 | Delta | MS | 1-2 | RE | RC | RI |  |  | Sunflower River | 11 | 1953 | 44.56 | 11 | 1953 | 11 | 1953 | 640 | 6400 | 11 | 1953 | MW |  | 340 | 0.2 | 618 | 595 | 17 | 6 | 10 | 10 | 8 | 5 |  | SW | FR
12685 | Entergy Mississippi Inc | 2053 | Rex Brown | MS | CP | OP | RC |  |  |  | Pearl River | 7 | 1959 | 377 | 7 | 1959 | 7 | 1959 | 361 | 4332 | [6 empty] | 1341 | 1216 |  | 25 | 10 | 10 | 10 | 10 |  | SW | FR
12685 | Entergy Mississippi Inc | 2053 | Rex Brown | MS | CT | RE | RF |  |  |  | Pearl River | 12 | 1949 | 30 | [6 empty] | 12 | 1949 | MW |  | 66 | 0.5 | 234 |  | 194 | [6 empty] | SW | FR
17568 | South Mississippi El Pwr Assn | 2070 | Moselle | MS | A | OP | RI |  |  |  | Wells | 8 | 1970 | 9 | 8 | 1970 |  |  |  |  | 8 | 1970 | MW |  | 280 | 2 | 521 |  | 521 | [6 empty] | GW | FR
17568 | South Mississippi El Pwr Assn | 2070 | Moselle | MS | B | OP | RF |  |  |  | Wells | 8 | 1970 | 9 | 8 | 1970 |  |  |  |  | 8 | 1970 | MW |  | 280 | 2 | 521 |  | 521 | [6 empty] | GW | FR
5860 | Empire District Electric Co | 2076 | Asbury | MO | 1 | OP | RI |  |  |  | Wells | 6 | 1970 | 205 | [6 empty] | 4 | 1997 | MW |  | 205 | 2 | 4400 |  | 1500 | [6 empty] | GW | FR
5860 | Empire District Electric Co | 2076 | Asbury | MO | 2 | OP | RC |  |  |  | Wells | 6 | 1986 | 64 |  |  | 6 | 1986 | 30 | 360 | [6 empty] | 835 | 835 | [7 empty] | GW | FR
10000 | Kansas City Power & Light Co | 2079 | Hawthorn | MO | 5 | OP | ON |  |  |  | Missouri River | 5 | 1969 | 408 |  |  |  |  | 0 | 0 | [6 empty] | 2391 |  |  |  | 0 | 0 | 15 | 0 |  | SW | FR
10000 | Kansas City Power & Light Co | 2079 | Hawthorn | MO | 9 | OP | ON |  |  |  | Missouri River | 7 | 2000 | 218 |  |  |  |  | 0 | 0 | [6 empty] | 1666 |  |  |  | 0 | 0 | 13 | 0 |  | SW | FR
10000 | Kansas City Power & Light Co | 2080 | Montrose | MO | 1 | OP | OC |  |  |  | Montrose Lake | 7 | 1958 | 255 |  |  | 7 | 1958 | 1700 | 25000 | [6 empty] | 2278 | 757 |  |  | 1800 | 3200 | 8 | 8 |  | SW | FR
10000 | Kansas City Power & Light Co | 2080 | Montrose | MO | 2 | OP | OC |  |  |  | Montrose Lake | 4 | 1960 | 255 |  |  | 7 | 1958 | 1700 | 25000 | [6 empty] | 222 | 122 |  |  | 1800 | 3200 | 8 | 8 |  | SW | FR
10000 | Kansas City Power & Light Co | 2080 | Montrose | MO | 3 | OP | OC |  |  |  | Montrose Lake | 5 | 1964 | 276 |  |  | 7 | 1958 | 1700 | 25000 | [6 empty] | 674 | 369 |  |  | 1800 | 3200 | 8 | 8 |  | SW | FR
56211 | KCP&L Greater Missouri Operations Co | 2094 | Sibley | MO | 12 | OP | ON |  |  |  | Missouri River | 6 | 1960 | 262 | [12 empty] | 891 |  |  |  | 0 | 0 | 15 | 3 |  | SW | FR
56211 | KCP&L Greater Missouri Operations Co | 2094 | Sibley | MO | 3 | OP | ON |  |  |  | Missouri River | 6 | 1969 | 418 | [12 empty] | 1618 |  |  |  | 0 | 0 | 15 | 15 |  | SW | FR
56211 | KCP&L Greater Missouri Operations Co | 2098 | Lake Road | MO | 1 | OP | RI |  |  |  | Well | 7 | 1951 | 48 | [6 empty] | 7 | 1951 | MW |  | 48 | 0.1 | 242 |  | 242 | [6 empty] | GW | FR
56211 | KCP&L Greater Missouri Operations Co | 2098 | Lake Road | MO | 2 | OP | RI |  |  |  | Well | 6 | 1957 | 62 | [6 empty] | 6 | 1957 | MW |  | 62 | 0.1 | 103 |  | 103 | [6 empty] | GW | FR
56211 | KCP&L Greater Missouri Operations Co | 2098 | Lake Road | MO | 3 | OP | RI |  |  |  | Well | 6 | 1962 | 45 | [6 empty] | 6 | 1962 | MW |  | 45 | 0.1 | 61 |  | 61 | [6 empty] | GW | FR
56211 | KCP&L Greater Missouri Operations Co | 2098 | Lake Road | MO | 4 | OP | ON |  |  |  | Missouri River | 5 | 1967 | 184 | [12 empty] | 580 |  |  |  | 0 | 0 | 9 | 5 |  | SW | FR
19436 | Union Electric Co - (MO) | 2103 | Labadie | MO | 1 | OP | ON |  |  |  | Missouri River | 6 | 1970 | 477 | [12 empty] | 7480 |  |  |  | 30 | 550 | 25 | 0 |  | SW | FR
19436 | Union Electric Co - (MO) | 2103 | Labadie | MO | 2 | OP | ON |  |  |  | Missouri River | 6 | 1971 | 477 | [12 empty] | 1932 |  |  |  | 30 | 550 | 25 | 0 |  | SW | FR
19436 | Union Electric Co - (MO) | 2103 | Labadie | MO | 3 | OP | ON |  |  |  | Missouri River | 6 | 1972 | 477 | [12 empty] | 4834 |  |  |  | 30 | 550 | 25 | 0 |  | SW | FR
19436 | Union Electric Co - (MO) | 2103 | Labadie | MO | 4 | OP | ON |  |  |  | Missouri River | 6 | 1973 | 477 | [12 empty] | 4834 |  |  |  | 30 | 550 | 25 | 0 |  | SW | FR
19436 | Union Electric Co - (MO) | 2104 | Meramec | MO | 1 | OP | ON |  |  |  | Mississippi River | 6 | 1953 | 201 | [12 empty] | 7638 |  |  |  | 30 | 20 | 22 | 4 |  | SW | FR
19436 | Union Electric Co - (MO) | 2104 | Meramec | MO | 2 | OP | ON |  |  |  | Mississippi River | 6 | 1954 | 201 | [16 empty] | 50 | 20 | 22 | 4 |  | SW | FR
19436 | Union Electric Co - (MO) | 2104 | Meramec | MO | 3 | OP | ON |  |  |  | Mississippi River | 6 | 1958 | 281 | [16 empty] | 60 | 8 | 22 | 1 |  | SW | FR
19436 | Union Electric Co - (MO) | 2104 | Meramec | MO | 4 | OP | ON |  |  |  | Mississippi River | 6 | 1961 | 362 | [16 empty] | 70 | 8 | 22 | 1 |  | SW | FR
19436 | Union Electric Co - (MO) | 2107 | Sioux | MO | 1 | OP | ON |  |  |  | Mississippi River | 6 | 1967 | 520 | [12 empty] | 4259 |  |  |  | 1700 | 1230 | 20 | 7 |  | SW | FR
19436 | Union Electric Co - (MO) | 2107 | Sioux | MO | 2 | OP | ON |  |  |  | Mississippi River | 6 | 1968 | 520 | [16 empty] | 1750 | 1230 | 20 | 7 |  | SW | FR
9231 | City of Independence - (MO) | 2132 | Blue Valley | MO | 1 | OP | RF |  |  |  | Wells | 4 | 1958 | 2.67 | [6 empty] | 5 | 2011 | MW |  | 98 | 1 |  |  | 156 | [6 empty] | GW | FR
9231 | City of Independence - (MO) | 2132 | Blue Valley | MO | 2 | OP | RF |  |  |  | Wells | 6 | 1965 | 2.67 | [6 empty] | 6 | 2010 | MW |  | 105.8 | 1 |  |  | 165 | [6 empty] | GW | FR
17833 | City Utilities of Springfield - (MO) | 2161 | James River Power Station | MO | 1 | OP | ON | OC | RI |  | Lake Springfield | 12 | 1956 | 501 | 12 | 1956 | 12 | 1956 | 350 | 954 | 6 | 1968 | MW |  | 366 | 4 | 1035 | 849 | 183 | 3 | 10 | 0 | 14 | 2 |  | SW | FR
924 | Associated Electric Coop, Inc | 2167 | New Madrid | MO | 1 | OP | ON |  |  |  | Mississippi River | 10 | 1972 | 740 | [12 empty] | 1598 |  |  |  | 160 | 160 | 26 | 26 |  | SW | FR
924 | Associated Electric Coop, Inc | 2167 | New Madrid | MO | 2 | OP | ON |  |  |  | Mississippi River | 2 | 1977 | 740 | [12 empty] | 1598 |  |  |  | 160 | 160 | 26 | 26 |  | SW | FR
924 | Associated Electric Coop, Inc | 2168 | Thomas Hill | MO | CW12 | OP | ON |  |  |  | Thomas Hill Lake | 12 | 1966 | 562 | 12 | 1966 | [10 empty] | 4980 |  |  |  | 50 | 0 | 35 | 5 |  | SW | FR
924 | Associated Electric Coop, Inc | 2168 | Thomas Hill | MO | CW3 | OP | ON |  |  |  | Thomas Hill Lake | 7 | 1982 | 765 | 7 | 1982 | [10 empty] | 4874 |  |  |  | 50 | 10 | 35 | 5 |  | SW | FR
15298 | PPL Montana LLC | 2187 | J E Corette Plant | MT | 2 | OP | ON |  |  |  | Yellowstone River | 7 | 1968 | 116 | [12 empty] | 401 |  |  |  | 75 | 90 | 3 | 0 | 0% | SW | FR
13337 | Nebraska Public Power District | 2226 | Canaday | NE | 1 | OP | ON |  |  |  | Tri-County Supply Canal | 5 | 1958 | 130 | 5 | 1958 | [10 empty] | 12 |  |  | 12 | 0 | 0 | 2 | 2 |  | SW | FR
6779 | City of Fremont - (NE) | 2240 | Lon Wright | NE | 6 | OP | ON |  |  |  | Wells | 1 | 1958 | 19 | [21 empty] | GW | FR
6779 | City of Fremont - (NE) | 2240 | Lon Wright | NE | 7 | OP | ON |  |  |  | Wells | 8 | 1963 | 28 | [21 empty] | GW | FR
6779 | City of Fremont - (NE) | 2240 | Lon Wright | NE | 8 | OP | RF |  |  |  | Wells | 10 | 1976 | 2.06 | 10 | 1976 |  |  |  |  | 10 | 1976 | MW |  | 153 | 0.6 | 315 |  | 315 | [6 empty] | GW | FR
13337 | Nebraska Public Power District | 2277 | Sheldon | NE | 1 | OP | RI |  |  |  | Wells | 7 | 1961 | 3.12 | [6 empty] | 10 | 2008 | MW |  | 131.46 | 0.62 |  |  | 8600 | [6 empty] | GW | FR
13337 | Nebraska Public Power District | 2277 | Sheldon | NE | 2 | OP | RI |  |  |  | Wells | 7 | 1968 | 3.12 | [6 empty] | 11 | 2010 | MW |  | 131.46 | 1 |  |  | 8650 | [6 empty] | GW | FR
14127 | Omaha Public Power District | 2289 | Fort Calhoun | NE | 1 | OP | ON |  |  |  | Missouri River | 9 | 1973 | 802 | [21 empty] | SW | FR
14127 | Omaha Public Power District | 2291 | North Omaha | NE | 1 | OP | ON |  |  |  | Missouri River | 6 | 1954 | 109 | [12 empty] | 1608 |  |  |  | 2 | 2 | 8 | 6 |  | SW | FR
14127 | Omaha Public Power District | 2291 | North Omaha | NE | 2 | OP | ON |  |  |  | Missouri River | 6 | 1957 | 133 | [12 empty] | 278 |  |  |  | 2 | 2 | 8 | 6 |  | SW | FR
14127 | Omaha Public Power District | 2291 | North Omaha | NE | 3 | OP | ON |  |  |  | Missouri River | 6 | 1959 | 133 | [12 empty] | 1319 |  |  |  | 2 | 2 | 8 | 6 |  | SW | FR
14127 | Omaha Public Power District | 2291 | North Omaha | NE | 4 | OP | ON |  |  |  | Missouri River | 6 | 1963 | 167 | [12 empty] | 238 |  |  |  | 2 | 2 | 8 | 6 |  | SW | FR
14127 | Omaha Public Power District | 2291 | North Omaha | NE | 5 | OP | ON |  |  |  | Missouri River | 6 | 1968 | 254 | [12 empty] | 1792 |  |  |  | 2 | 2 | 8 | 6 |  | SW | FR
13407 | Nevada Power Co | 2322 | Clark | NV | 1 | RE | RF |  |  |  | MCL Sewage | 12 | 1955 | 2 | [6 empty] | 6 | 1988 | MW |  | 84 | 0.3 | 884 |  | 884
13407 | Nevada Power Co | 2322 | Clark | NV | 10 | OP | ON |  |  |  | AWT | 5 | 1994 | 118.54 | [6 empty] | 5 | 1994 | MW |  | 118.54 | 0.43 |  |  | 1039 | [6 empty] | PD | BE
13407 | Nevada Power Co | 2322 | Clark | NV | 2 | RE | RF |  |  |  | MCL Sewage | 7 | 1957 | 2 | [6 empty] | 7 | 1957 | MW |  | 116 | 1 | 151 |  | 151
13407 | Nevada Power Co | 2322 | Clark | NV | 3 | RE | RF |  |  |  | MCL Sewage | 7 | 1961 | 2 | [6 empty] | 5 | 1990 | MW |  | 117 | 0.3 | 1740 |  | 1740
13407 | Nevada Power Co | 2322 | Clark | NV | 9 | OP | ON |  |  |  | AWT | 5 | 1993 | 118.54 | [6 empty] | 5 | 1993 | MW |  | 118.54 | 0.43 |  |  | 1039 | [6 empty] | PD | BE
13407 | Nevada Power Co | 2324 | Reid Gardner | NV | 1 | OP | RI |  |  |  | Wells/Muddy River | 4 | 1965 | 134 | [6 empty] | 4 | 1965 | MW |  | 138 | 0.56 | 161 |  | 161 |  | 10 |  | 10 |  |  | GW | FR
13407 | Nevada Power Co | 2324 | Reid Gardner | NV | 2 | OP | RI |  |  |  | Wells/Muddy River | 7 | 1968 | 134 | [6 empty] | 7 | 1968 | MW |  | 138 | 0.56 | 285 |  | 285 |  | 10 |  | 10 |  |  | GW | FR
13407 | Nevada Power Co | 2324 | Reid Gardner | NV | 3 | OP | RI |  |  |  | Wells/Muddy River | 7 | 1976 | 138 | [6 empty] | 7 | 1976 | MW |  | 142 | 0.56 | 333 |  | 333 |  | 10 |  | 10 |  |  | GW | FR
13407 | Nevada Power Co | 2324 | Reid Gardner | NV | 4 | OP | RI |  |  |  | Wells/Muddy River | 7 | 1983 | 242 | [6 empty] | 7 | 1983 | MW |  | 286 | 1.2 | 9524 |  | 9524 |  | 10 |  | 10 |  |  | GW | FR
17166 | Sierra Pacific Power Co | 2330 | Fort Churchill | NV | 1 | OP | RC |  |  |  | Wells | 10 | 1968 | 219 |  |  | 9 | 1968 | 200 | 2200 | [6 empty] | 2301 | 1541 |  |  | 0 | 33 | 10 | 5 |  | GW | FR
17166 | Sierra Pacific Power Co | 2336 | Tracy | NV | 1 | OP | RC | RF |  |  | Wells | 12 | 1974 | 5 |  |  | 12 | 1974 | 38 | 380 | 12 | 1974 | MW |  | 123 | 2 | 2877 | 385 | 495 | [6 empty] | GW | FR
17166 | Sierra Pacific Power Co | 2336 | Tracy | NV | ACC1 | OP | DC |  |  |  |  | 7 | 2008 | [21 empty] | 100%
17609 | Southern California Edison Co | 2341 | Mohave | NV | 1 | RE | RF |  |  |  | Colorado River | 4 | 1971 | 35.6 | [6 empty] | 4 | 1971 | MW |  | 1200 | 4 | 12117 |  | 9140 |  | 2 |  | 10 |  |  | SW | FR
15472 | Public Service Co of NH | 2364 | Merrimack | NH | 1 | OP | OC | ON |  |  | Merrimack River | 12 | 1960 | 126 |  |  | 6 | 1972 | 16 | 100 | [6 empty] | 3485 |  |  |  | 0 | 2 | 13 | 10 |  | SW | FR
15472 | Public Service Co of NH | 2364 | Merrimack | NH | 2 | OP | OC | ON |  |  | Merrimack River | 5 | 1968 | 290 |  |  | 6 | 1972 | 16 | 100 | [6 empty] | 3485 |  |  |  | 0 | 2 | 13 | 10 |  | SW | FR
15472 | Public Service Co of NH | 2367 | Schiller | NH | 4 | OP | ON |  |  |  | Piscataqua River | 10 | 1952 | 63 | [12 empty] | 401 |  |  |  | 32 | 0 | 12 | 2 |  | SW | SA
15472 | Public Service Co of NH | 2367 | Schiller | NH | 5 | OP | ON |  |  |  | Piscataqua River | 5 | 1955 | 65 | [12 empty] | 744 |  |  |  | 40 | 0 | 12 | 2 |  | SW | SA
15472 | Public Service Co of NH | 2367 | Schiller | NH | 6 | OP | ON |  |  |  | Piscataqua River | 7 | 1957 | 65 | [12 empty] | 222 |  |  |  | 40 | 0 | 12 | 2 |  | SW | SA
55768 | RC Cape May Holdings LLC | 2378 | B L England | NJ | 1 | OP | ON |  |  |  | Great Egg Harbor Bay | 10 | 1962 | 196 | 7 | 1982 | [10 empty] | 985 |  |  | 55 | 1100 | 75 | 13 | 3 |  | SW | BR
55768 | RC Cape May Holdings LLC | 2378 | B L England | NJ | 2 | OP | ON |  |  |  | Great Egg Harbor Bay | 11 | 1964 | 236 | 7 | 1982 | [10 empty] | 746 |  |  | 55 | 1100 | 75 | 13 | 3 |  | SW | BR
55768 | RC Cape May Holdings LLC | 2378 | B L England | NJ | 3 | OP | RN |  |  |  | Great Egg Harbor Bay | 12 | 1974 | 11 | 12 | 1974 |  |  |  |  | 12 | 1974 | NW |  | 141 | 1 | 7100 |  | 4730 | 43 | 1100 | 75 | 8 | 8 |  | SW | BR
56606 | Calpine New Jersey Generation LLC | 2384 | Deepwater | NJ | 1 | OP | ON |  |  |  | Delaware River | 12 | 1958 | 156 | 6 | 1987 | [10 empty] | 897 |  |  | 243 | 105 | 105 | 18 | 8 |  | SW | SA
56606 | Calpine New Jersey Generation LLC | 2384 | Deepwater | NJ | 6 | OP | ON |  |  |  | Delaware River | 12 | 1954 | 150 | 6 | 1987 | [10 empty] | 660 |  |  | 243 | 105 | 105 | 18 | 8 |  | SW | SA
55951 | Exelon Nuclear | 2388 | Oyster Creek | NJ | 535 | OP | ON |  |  |  | Barnegat Bay | 12 | 1969 | 1025 | [16 empty] | 0 | 0 | 20 | 5 |  | SW | SA
17235 | NRG REMA LLC | 2393 | Gilbert | NJ | 1 | OP | RI |  |  |  | Delaware River | 5 | 1977 | 3360 | 5 | 1977 |  |  |  |  | 5 | 1977 | MD |  | 124.77 | 1.25 |  |  |  |  | 1300 | 175 | 5 | 0 |  | SW | FR
15147 | PSEG Fossil LLC | 2398 | Bergen Generating Station | NJ | 2 | OP | RI |  |  |  | Bergen County Utility Authority | 5 | 2005 | 7 | [6 empty] | 5 | 2002 | MW |  | 325 | 50 | 4000 |  | 2000 | [6 empty] | PD | BE
15147 | PSEG Fossil LLC | 2398 | Bergen Generating Station | NJ | 1 | OP | RF |  |  |  | Bergen County Utilities Authority | 6 | 1995 | 490.2 | [6 empty] | 6 | 1995 | MW |  | 490.2 | 3.03 | 30000 |  | 11697 | [5 empty] | 100% | PD | OT
15147 | PSEG Fossil LLC | 2403 | PSEG Hudson Generating Station | NJ | HU | OP | ON |  |  |  | Hackensack River | 12 | 1964 | 1382 | 12 | 1964 | [10 empty] | 4344 |  |  | 75 | 0 | 0 | 28 | 28 |  | SW | FR
15147 | PSEG Fossil LLC | 2406 | PSEG Linden Generating Station | NJ | 1 | OP | RI |  |  |  | Linden Roselie Sewage Authority | 5 | 2006 | 8.2 | 5 | 2006 |  |  |  |  | 5 | 2006 | MW |  | 320.3 | 1.5 | 5150 |  | 3168 | [6 empty] | PD | BE
15147 | PSEG Fossil LLC | 2406 | PSEG Linden Generating Station | NJ | 2 | OP | RI |  |  |  | Linden Roselle Sewage Authority | 5 | 2006 | 8.2 | 5 | 2006 |  |  |  |  | 5 | 2006 | MW |  | 320.3 | 1.5 | 5150 |  | 3168 | [6 empty] | PD | BE
15147 | PSEG Fossil LLC | 2408 | PSEG Mercer Generating Station | NJ | ME | OP | ON |  |  |  | Delaware River | 12 | 1960 | 1088 | 12 | 1960 | [10 empty] | 2918 |  |  | 50 | 0 | 0 | 15 | 15 |  | SW | FR
15478 | PSEG Nuclear LLC | 2410 | PSEG Salem Generating Station | NJ | NSS1 | OP | ON |  |  |  | Delaware River | 6 | 1977 | 2473 | [16 empty] | 0 | 505 |  | 58 |  | SW | FR
15478 | PSEG Nuclear LLC | 2410 | PSEG Salem Generating Station | NJ | NSS2 | OP | ON |  |  |  | Delaware River | 10 | 1981 | 2473 | [16 empty] | 0 | 505 |  | 58 |  | SW | FR
15147 | PSEG Fossil LLC | 2411 | PSEG Sewaren Generating Station | NJ | SE | OP | ON |  |  |  | Arthur Kill River | 12 | 1948 | 836 | 12 | 1948 | [10 empty] | 2874 |  |  | 50 | 0 | 0 | 13 | 28 |  | SW | FR
803 | Arizona Public Service Co | 2442 | Four Corners | NM | 1 | OP | RC |  |  |  | SAN JUAN RIVER/MORGAN LAKE | 5 | 1963 | 200 | 5 | 1963 | 12 | 1962 | 1275 | 39000 | [6 empty] | 995 | 679 |  | 26 | 0 |  | 21.5 |  |  | SW | FR
803 | Arizona Public Service Co | 2442 | Four Corners | NM | 2 | OP | RC |  |  |  | SAN JUAN RIVER/MORGAN LAKE | 6 | 1963 | 200 | 6 | 1963 | 12 | 1962 | 1275 | 39000 | [6 empty] | 995 | 679 |  | 26 | 0 |  | 21.5 |  |  | SW | FR
803 | Arizona Public Service Co | 2442 | Four Corners | NM | 3 | OP | RC |  |  |  | SAN JUAN RIVER/MORGAN LAKE | 8 | 1964 | 270 | 8 | 1964 | 12 | 1962 | 1275 | 39000 | [6 empty] | 1512 | 879 |  | 10 | 0 |  | 21.5 |  |  | SW | FR
803 | Arizona Public Service Co | 2442 | Four Corners | NM | 4 | OP | RC |  |  |  | SAN JUAN RIVER/MORGAN LAKE | 7 | 1969 | 911 | 7 | 1969 | 12 | 1962 | 1275 | 39000 | [6 empty] | 3551 | 2956 |  | 16 | 1482.2 |  | 24.5 |  |  | SW | FR
803 | Arizona Public Service Co | 2442 | Four Corners | NM | 5 | OP | RC |  |  |  | SAN JUAN RIVER/MORGAN LAKE | 7 | 1970 | 911 | 7 | 1970 | 12 | 1962 | 1275 | 39000 | [6 empty] | 3551 | 2956 |  | 16 | 1482.2 |  | 24.5 |  |  | SW | FR
5701 | El Paso Electric Co | 2444 | Rio Grande | NM | 6 | OP | RI |  |  |  | Wells | 6 | 1957 | 2.6 | 8 | 1997 |  |  |  |  | 6 | 1957 | MW |  | 73 | 1 | 800 |  |  | 15 | [5 empty] | GW | FR
5701 | El Paso Electric Co | 2444 | Rio Grande | NM | 7 | OP | RI |  |  |  | Wells | 6 | 1958 | 2.6 | 8 | 1997 |  |  |  |  | 6 | 1958 | MW |  | 53.5 | 1 | 800 |  |  | 15 | [5 empty] | GW | FR
5701 | El Paso Electric Co | 2444 | Rio Grande | NM | 8 | OP | RI |  |  |  | Wells | 6 | 1972 | 2.6 | 8 | 1997 |  |  |  |  | 6 | 1972 | MW |  | 123 | 2 | 1200 |  |  | 15 | [5 empty] | SW | FR
17718 | Southwestern Public Service Co | 2446 | Maddox | NM | 051C | OP | RI |  |  |  | Wells | 1 | 1967 | 7 | [6 empty] | 1 | 1967 | MW |  | 137 | 1.57 | 621 |  | 352 | [6 empty] | GW | FR
15473 | Public Service Co of NM | 2450 | Reeves | NM | 1 | OP | RI |  |  |  | Wells | 3 | 1959 | 1.41 | [6 empty] | 3 | 1959 | MW |  | 90 | 0.3 | 7100 |  | 3100 | [6 empty] | GW | FR
15473 | Public Service Co of NM | 2450 | Reeves | NM | 2 | OP | RI |  |  |  | Wells | 3 | 1960 | 1.41 | [6 empty] | 3 | 1960 | MW |  | 90 | 0.3 | 7100 |  | 3100 | [6 empty] | GW | FR
15473 | Public Service Co of NM | 2450 | Reeves | NM | 3 | OP | RI |  |  |  | Wells | 8 | 1962 | 1.41 | [6 empty] | 8 | 1962 | MW |  | 130 | 0.4 | 7100 |  | 3100 | [6 empty] | GW | FR
15473 | Public Service Co of NM | 2451 | San Juan | NM | 1 | OP | RI |  |  |  | San Juan River | 12 | 1976 | 6.68 | [6 empty] | 12 | 1976 | MW |  | 357 | 2 | 3500 |  | 3500 | [6 empty] | SW | FR
15473 | Public Service Co of NM | 2451 | San Juan | NM | 2 | OP | RI |  |  |  | San Juan River | 12 | 1973 | 6.68 | [6 empty] | 12 | 1973 | MW |  | 357 | 2 | 3500 |  | 3500 | [6 empty] | SW | FR
15473 | Public Service Co of NM | 2451 | San Juan | NM | 3 | OP | RI |  |  |  | San Juan River | 12 | 1979 | 8.24 | [6 empty] | 12 | 1979 | MW |  | 457 | 6 | 14500 |  | 14500 | [6 empty] | SW | FR
15473 | Public Service Co of NM | 2451 | San Juan | NM | 4 | OP | RI |  |  |  | San Juan River | 4 | 1982 | 8.24 | [6 empty] | 4 | 1982 | MW |  | 457 | 3 | 3500 |  | 3500 | [6 empty] | SW | FR
17718 | Southwestern Public Service Co | 2454 | Cunningham | NM | 121C | OP | RI |  |  |  | Wells | 7 | 1957 | 6 | [6 empty] | 7 | 1957 | MW |  | 133 | 1 | 764 |  | 593 | [6 empty] | GW | FR
17718 | Southwestern Public Service Co | 2454 | Cunningham | NM | 122C | OP | RI |  |  |  | Wells | 7 | 1965 | 10 | [6 empty] | 7 | 1965 | MW |  | 223 | 1 | 1168 |  | 820 | [6 empty] | GW | FR
5511 | CCI Roseton LLC | 2480 | Danskammer Generating Station | NY | 1 | OP | ON |  |  |  | Hudson River | 12 | 1951 | 94 | [12 empty] | 599 |  |  |  | 0 | 0 | 5 | 9 |  | SW | BR
5511 | CCI Roseton LLC | 2480 | Danskammer Generating Station | NY | 2 | OP | ON |  |  |  | Hudson River | 9 | 1954 | 94 | [12 empty] | 437 |  |  |  | 0 | 0 | 5 | 9 |  | SW | BR
5511 | CCI Roseton LLC | 2480 | Danskammer Generating Station | NY | 3 | OP | ON |  |  |  | Hudson River | 10 | 1959 | 183 | [12 empty] | 1528 |  |  |  | 0 | 0 | 5 | 9 |  | SW | BR
5511 | CCI Roseton LLC | 2480 | Danskammer Generating Station | NY | 4 | OP | ON |  |  |  | Hudson River | 9 | 1967 | 334 | [12 empty] | 1039 |  |  |  | 0 | 0 | 5 | 6 |  | SW | BR
13192 | NRG Arthur Kill Operations Inc | 2490 | Arthur Kill Generating Station | NY | 2 | OP | ON |  |  |  | Arthur Kill | 12 | 1959 | 545 | [12 empty] | 7215 |  |  |  | 40 | 40 | 25 | 0 |  | SW | BR
13192 | NRG Arthur Kill Operations Inc | 2490 | Arthur Kill Generating Station | NY | 3 | OP | ON |  |  |  | Arthur Kill | 12 | 1969 | 465 | [12 empty] | 3192 |  |  |  | 50 | 0 | 25 | 0 |  | SW | BR
4226 | Consolidated Edison Co-NY Inc | 2493 | East River | NY | 6 | OP | ON |  |  |  | East River | 12 | 1951 | 264 | [12 empty] | 1761 |  |  |  | 20 | 0 | 25 | 0 |  | SW | FR
4226 | Consolidated Edison Co-NY Inc | 2493 | East River | NY | 7 | OP | ON |  |  |  | East River | 12 | 1955 | 306 | [12 empty] | 2363 |  |  |  | 20 | 0 | 25 | 0 |  | SW | FR
6027 | Entergy Nuclear Indian Point 2 | 2497 | Indian Point 2 | NY | CW | OP | ON |  |  |  | HUDSON RIVER | 9 | 1973 | 1872 | 9 | 1973 | [14 empty] | 0 | 0 | 15 | 15 |  | SW | BR
10023 | TC Ravenswood LLC | 2500 | Ravenswood | NY | 1 | OP | ON |  |  |  | East River | 2 | 1963 | 477 | [12 empty] | 2995 |  |  |  | 50 | 0 | 25 | 20 |  | SW | BR
10023 | TC Ravenswood LLC | 2500 | Ravenswood | NY | 2 | OP | ON |  |  |  | East River | 5 | 1963 | 477 | [12 empty] | 2996 |  |  |  | 50 | 0 | 25 | 20 |  | SW | BR
10023 | TC Ravenswood LLC | 2500 | Ravenswood | NY | 3 | OP | ON |  |  |  | East River | 6 | 1965 | 1195 | [12 empty] | 5296 |  |  |  | 50 | 0 | 25 | 20 |  | SW | BR
10023 | TC Ravenswood LLC | 2500 | Ravenswood | NY | 4 | OP | DC |  |  |  |  | 5 | 2004 | [21 empty] | 100%
56505 | National Grid Generation LLC | 2511 | E F Barrett | NY | 1 | OP | ON |  |  |  | Barnum Island Channel | 11 | 1956 | 217 | [12 empty] | 1232 |  |  |  | 0 | 0 | 11 | 10 |  | SW | SA
56505 | National Grid Generation LLC | 2511 | E F Barrett | NY | 2 | OP | ON |  |  |  | Barnum Island Channel | 11 | 1963 | 217 | [12 empty] | 1170 |  |  |  | 0 | 0 | 11 | 10 |  | SW | SA
56505 | National Grid Generation LLC | 2513 | Far Rockaway | NY | 4 | RE | ON |  |  |  | Mott Basin | 12 | 1953 | 127 | [12 empty] | 806 |  |  |  | 0 | 0 | 10 | 17 |  | SW | SA
56505 | National Grid Generation LLC | 2514 | Glenwood | NY | 4 | RE | ON |  |  |  | Hempstead Harbor | 12 | 1952 | 136 | [12 empty] | 670 |  |  |  | 0 | 0 | 6 | 7 |  | SW | SA
56505 | National Grid Generation LLC | 2514 | Glenwood | NY | 5 | RE | ON |  |  |  | Hempstead Harbor | 11 | 1954 | 136 | [12 empty] | 591 |  |  |  | 0 | 0 | 6 | 7 |  | SW | SA
56505 | National Grid Generation LLC | 2516 | Northport | NY | 1 | OP | ON |  |  |  | Long Island Sound | 7 | 1967 | 330 | [12 empty] | 1572 |  |  |  | 0 | 0 | 16 | 4 |  | SW | SA
56505 | National Grid Generation LLC | 2516 | Northport | NY | 2 | OP | ON |  |  |  | Long Island Sound | 6 | 1968 | 330 | [12 empty] | 1274 |  |  |  | 0 | 0 | 16 | 4 |  | SW | SA
56505 | National Grid Generation LLC | 2516 | Northport | NY | 3 | OP | ON |  |  |  | Long Island Sound | 7 | 1972 | 386 | [12 empty] | 2541 |  |  |  | 0 | 0 | 16 | 4 |  | SW | SA
56505 | National Grid Generation LLC | 2516 | Northport | NY | 4 | OP | ON |  |  |  | Long Island Sound | 12 | 1977 | 386 | [12 empty] | 3666 |  |  |  | 0 | 0 | 16 | 4 |  | SW | SA
56505 | National Grid Generation LLC | 2517 | Port Jefferson | NY | 1 | RE | ON |  |  |  | Long Island Sound | 12 | 1948 | 89 | [12 empty] | 618 |  |  |  | 0 | 0 | 12 | 12
56505 | National Grid Generation LLC | 2517 | Port Jefferson | NY | 2 | RE | ON |  |  |  | Long Island Sound | 10 | 1950 | 89 | [12 empty] | 538 |  |  |  | 0 | 0 | 12 | 12
56505 | National Grid Generation LLC | 2517 | Port Jefferson | NY | 3 | OP | ON |  |  |  | Long Island Sound | 11 | 1958 | 227 | [12 empty] | 1114 |  |  |  | 0 | 0 | 12 | 12 |  | SW | SA
56505 | National Grid Generation LLC | 2517 | Port Jefferson | NY | 4 | OP | ON |  |  |  | Long Island Sound | 11 | 1960 | 227 | [12 empty] | 1045 |  |  |  | 0 | 0 | 12 | 12 |  | SW | SA
25 | GMM Holdings 1 LLC | 2527 | GMMGreenidge LLC | NY | 3 | RE | ON |  |  |  | Seneca Lake | 4 | 1950 | 74 | [12 empty] | 1647 |  |  |  | 720 | 1300 | 13 | 0
25 | GMM Holdings 1 LLC | 2527 | GMMGreenidge LLC | NY | 4 | OP | ON |  |  |  | Seneca Lake | 12 | 1953 | 152 | [12 empty] | 1647 |  |  |  | 650 | 1300 | 11 | 0 |  | SW | FR
22125 | Cayuga Operating Company, LLC | 2535 | Cayuga Operating Company | NY | 1 | OP | ON |  |  |  | Cayuga Lake | 9 | 1955 | 193 | [12 empty] | 715 |  |  |  | 526 | 0 | 44 | 4 |  | SW | FR
22125 | Cayuga Operating Company, LLC | 2535 | Cayuga Operating Company | NY | 2 | OP | ON |  |  |  | Cayuga Lake | 10 | 1958 | 193 | [12 empty] | 715 |  |  |  | 526 | 0 | 44 | 4 |  | SW | FR
14294 | PSEG Power New York Inc | 2539 | Bethlehem Energy Center | NY | 1 | OP | RF |  |  |  | Hudson River | 7 | 2005 | 7.4 | 7 | 2005 |  |  |  |  | 7 | 2005 | MW |  | 389.7 | 1.6 | 13884 |  | 10806 | 3078 | 1100 | 1100 | 24 | 12 |  | SW | FR
14294 | PSEG Power New York Inc | 2539 | Bethlehem Energy Center | NY | 2 | RE | [5 empty] | 12 | 1952
14294 | PSEG Power New York Inc | 2539 | Bethlehem Energy Center | NY | 3 | RE | [5 empty] | 10 | 1953
14294 | PSEG Power New York Inc | 2539 | Bethlehem Energy Center | NY | 4 | RE | [5 empty] | 9 | 1954
13168 | NRG Huntley Operations Inc | 2549 | C R Huntley Generating Station | NY | 63 | RE | ON |  |  |  | Niagara RIver | 6 | 1942 | 186 | 11 | 1979 | [10 empty] | 606 | [5 empty] | 18 | 7
13168 | NRG Huntley Operations Inc | 2549 | C R Huntley Generating Station | NY | 64 | RE | ON |  |  |  | Niagara River | 6 | 1948 | 186 | 11 | 1979 | [10 empty] | 606 | [5 empty] | 18 | 7
13168 | NRG Huntley Operations Inc | 2549 | C R Huntley Generating Station | NY | 65 | RE | ON |  |  |  | Niagara River | 6 | 1953 | 192 | 11 | 1979 | [10 empty] | 606 | [5 empty] | 18 | 8
13168 | NRG Huntley Operations Inc | 2549 | C R Huntley Generating Station | NY | 66 | RE | ON |  |  |  | Niagara River | 6 | 1954 | 192 | 11 | 1979 | [10 empty] | 606 | [5 empty] | 18 | 8
13168 | NRG Huntley Operations Inc | 2549 | C R Huntley Generating Station | NY | 67 | OP | ON |  |  |  | Niagara River | 6 | 1957 | 268 | 11 | 1979 | [10 empty] | 606 |  |  |  | 0 | 0 | 10 | 8 |  | SW | FR
13168 | NRG Huntley Operations Inc | 2549 | C R Huntley Generating Station | NY | 68 | OP | ON |  |  |  | Niagara River | 6 | 1958 | 268 | 11 | 1979 | [10 empty] | 606 |  |  |  | 0 | 0 | 10 | 8 |  | SW | FR
13579 | Dunkirk Power LLC | 2554 | Dunkirk Generating Plant | NY | 1 | OP | ON |  |  |  | Lake Erie | 6 | 1950 | 356 | [12 empty] | 1148 |  |  |  | 0 | 0 | 21 | 12 |  | SW | FR
13579 | Dunkirk Power LLC | 2554 | Dunkirk Generating Plant | NY | 2 | OP | ON |  |  |  | Lake Erie | 6 | 1960 | 536 | [12 empty] | 1148 |  |  |  | 0 | 0 | 21 | 12 |  | SW | FR
13606 | Nine Mile Point Nuclear Sta LLC | 2589 | Nine Mile Point Nuclear Station | NY | U1 | OP | ON |  |  |  | Lake Ontario | 12 | 1974 | 557 | 12 | 1974 | 12 | 1974 | 4.8 | 1.3 | [10 empty] | 1195 | 585 | 14 | 8.5 |  | SW | FR
13606 | Nine Mile Point Nuclear Sta LLC | 2589 | Nine Mile Point Nuclear Station | NY | U2 | OP | RN |  |  |  | Lake Ontario | 7 | 1987 | 55 | 12 | 1974 |  |  |  |  | 7 | 1987 | NW |  | 1292 | 11 | 57000 |  | 28900 |  | 1195 | 585 | 14 | 8.5 |  | SW | FR
13923 | NRG Oswego Harbor Power Operations Inc | 2594 | Oswego Harbor Power | NY | 5 | OP | ON |  |  |  | Lake Ontario | 2 | 1976 | 548 | [12 empty] | 2500 |  |  |  | 850 | 1360 | 20 | 22 |  | SW | FR
13923 | NRG Oswego Harbor Power Operations Inc | 2594 | Oswego Harbor Power | NY | 6 | OP | ON |  |  |  | Lake Ontario | 7 | 1980 | 548 | [12 empty] | 3500 |  |  |  | 950 | 2650 | 20 | 35 |  | SW | FR
12792 | NRG New York LLC | 2625 | Bowline Point | NY | 1 | OP | ON |  |  |  | HUDSON RIVER | 9 | 1972 | 856 | [12 empty] | 4516 |  |  |  | 100 | 1350 | 28 | 15 |  | SW | BR
12792 | NRG New York LLC | 2625 | Bowline Point | NY | 2 | OP | ON |  |  |  | HUDSON RIVER | 4 | 1974 | 856 | [12 empty] | 4516 |  |  |  | 100 | 1350 | 28 | 15 |  | SW | BR
3046 | Progress Energy Carolinas Inc | 2706 | Asheville | NC | 1 | OP | RC |  |  |  | Lake Julian (Powell Creek) | 5 | 1964 | 200 |  |  | 5 | 1964 | 320 | 9000 | [6 empty] | 2166 | 1366 |  |  |  |  | 7 |  |  | SW | FR
3046 | Progress Energy Carolinas Inc | 2706 | Asheville | NC | 2 | OP | RC |  |  |  | Lake Julian (Powell Creek) | 5 | 1964 | 256 |  |  | 5 | 1964 | 320 | 9000 | [6 empty] | 2366 | 1366 |  |  |  |  | 6 |  |  | SW | FR
3046 | Progress Energy Carolinas Inc | 2708 | Cape Fear | NC | 5 | RE | ON | RF |  |  | Cape Fear River | 12 | 1956 | 14 | [6 empty] | 6 | 1974 | MW |  | 182 | 2 | 3584 |  | 959 |  |  |  | 15 | 15 |  | SW | FR
3046 | Progress Energy Carolinas Inc | 2708 | Cape Fear | NC | 6 | RE | ON | RF |  |  | Cape Fear River | 7 | 1958 | 14 | [6 empty] | 6 | 1974 | MW |  | 214 | 2 | 3584 |  | 958 |  |  |  | 15 | 15 |  | SW | FR
3046 | Progress Energy Carolinas Inc | 2709 | HF Lee Plant | NC | 1 | RE | RC |  |  |  | H F Lee Lake | 6 | 1952 | 133 |  |  | 8 | 1962 | 575 | 3800 | 6 | 1952 | MW |  | 117 | 0.52 | 1308 | 1308 |  |  |  |  | 5 |  |  | SW | FR
3046 | Progress Energy Carolinas Inc | 2709 | HF Lee Plant | NC | 2 | RE | RC |  |  |  | H F Lee Lake | 5 | 1951 | 133 |  |  | 8 | 1962 | 575 | 3800 | 5 | 1951 | MW |  | 135 | 0.67 | 1308 | 1308 |  |  |  |  | 5 |  |  | SW | FR
3046 | Progress Energy Carolinas Inc | 2709 | HF Lee Plant | NC | 3 | RE | RC |  |  |  | H F Lee Lake | 8 | 1962 | 239 |  |  | 8 | 1962 | 575 | 3800 | [5 empty] | 1.57 | 1308 | 1308 |  |  |  |  | 5 |  |  | SW | FR
3046 | Progress Energy Carolinas Inc | 2712 | Roxboro | NC | 1 | OP | RC | ON |  |  | Hyco Lake (Hyco River) | 5 | 1966 | 385 |  |  | 5 | 1966 | 3750 | 77000 | [6 empty] | 4303 | [5 empty] | 10 | 10 |  | SW | FR
3046 | Progress Energy Carolinas Inc | 2712 | Roxboro | NC | 2 | OP | RC | ON |  |  | Hyco Lake (Hyco River) | 5 | 1968 | 597 |  |  | 5 | 1966 | 3750 | 77000 | [6 empty] | 1477 | [5 empty] | 10 | 10 |  | SW | FR
3046 | Progress Energy Carolinas Inc | 2712 | Roxboro | NC | 3 | OP | OC | ON | RF |  | Hyco Lake (Hyco River) | 6 | 1973 | 782 |  |  | 5 | 1966 | 3750 | 77000 | 10 | 1976 | MW |  | 782 | 6 | 21135 | [5 empty] | 10 | 10 |  | SW | FR
3046 | Progress Energy Carolinas Inc | 2712 | Roxboro | NC | 4 | OP | RF |  |  |  | Hyco Lake (Hyco River) | 9 | 1980 | 767 | [6 empty] | 9 | 1980 | MW |  | 767 | 3 | 12229 |  | 7000 |  |  |  | 10 |  |  | SW | FR
3046 | Progress Energy Carolinas Inc | 2713 | L V Sutton Steam | NC | 1 | OP | RC |  |  |  | Sutton Lake (Catfish Creek) | 8 | 1954 | 134 |  |  | 6 | 1972 | 1110 | 7060 | [6 empty] | 2625 | 2526 |  |  | 130 |  | 8.5 |  |  | SW | FR
3046 | Progress Energy Carolinas Inc | 2713 | L V Sutton Steam | NC | 2 | OP | RC |  |  |  | Sutton Lake (Catfish Creek) | 5 | 1955 | 136 |  |  | 6 | 1972 | 1110 | 7060 | [6 empty] | 2631 | 2526 |  |  | 130 |  | 8.5 |  |  | SW | FR
3046 | Progress Energy Carolinas Inc | 2713 | L V Sutton Steam | NC | 3 | OP | RC |  |  |  | Sutton Lake (Catfish Creek) | 6 | 1972 | 594 |  |  | 6 | 1972 | 1110 | 7060 | [6 empty] | 4811 | 2526 |  |  | 130 |  | 8.5 |  |  | SW | FR
3046 | Progress Energy Carolinas Inc | 2716 | W H Weatherspoon | NC | 1 | RE | RC |  |  |  | Weatherspoon Lake(Lumber River | 9 | 1949 | 82 |  |  | 8 | 1975 | 225 | 1850 | [6 empty] | 906 | 490 |  |  |  |  | 18 |  |  | SW | FR
3046 | Progress Energy Carolinas Inc | 2716 | W H Weatherspoon | NC | 2 | RE | RC |  |  |  | Weatherspoon Lake(Lumber River | 6 | 1950 | 82 |  |  | 8 | 1975 | 225 | 1850 | [6 empty] | 906 | 490 |  |  |  |  | 18 |  |  | SW | FR
3046 | Progress Energy Carolinas Inc | 2716 | W H Weatherspoon | NC | 3 | RE | RC |  |  |  | Weatherspoon Lake(Lumber River | 8 | 1952 | 105 |  |  | 8 | 1975 | 225 | 1850 | [6 empty] | 1000 | 783 |  |  |  |  | 18 |  |  | SW | FR
5416 | Duke Energy Carolinas, LLC | 2718 | G G Allen | NC | 1 | OP | ON |  |  |  | Lake Wylie | 6 | 1957 | 186 | [12 empty] | 4000 | [5 empty] | 16 | 18 |  | SW | FR
5416 | Duke Energy Carolinas, LLC | 2718 | G G Allen | NC | 2 | OP | ON |  |  |  | Lake Wylie | 11 | 1957 | 186 | [12 empty] | 4000 | [5 empty] | 16 | 18 |  | SW | FR
5416 | Duke Energy Carolinas, LLC | 2718 | G G Allen | NC | 3 | OP | ON |  |  |  | Lake Wylie | 10 | 1959 | 281 | [12 empty] | 4000 | [5 empty] | 16 | 18 |  | SW | FR
5416 | Duke Energy Carolinas, LLC | 2718 | G G Allen | NC | 4 | OP | ON |  |  |  | Lake Wylie | 10 | 1960 | 281 | [12 empty] | 4000 | [5 empty] | 16 | 18 |  | SW | FR
5416 | Duke Energy Carolinas, LLC | 2718 | G G Allen | NC | 5 | OP | ON |  |  |  | Lake Wylie | 7 | 1961 | 281 | [12 empty] | 4000 | [5 empty] | 16 | 18 |  | SW | FR
5416 | Duke Energy Carolinas, LLC | 2720 | Buck | NC | 10 | OP | RF |  |  |  | Yadkin River | 11 | 2011 | 11.1 | 11 | 2011 |  |  |  |  | 11 | 2011 | MW |  | 400 | 2.5 | 8000 |  | 4000 | 5 |  |  | 26 |  |  | SW | FR
5416 | Duke Energy Carolinas, LLC | 2720 | Buck | NC | 3 | RE | ON |  |  |  | Yadkin River | 7 | 1941 | 158 | [12 empty] | 727 | [5 empty] | 26 | 5 |  | SW | FR
5416 | Duke Energy Carolinas, LLC | 2720 | Buck | NC | 4 | RE | ON |  |  |  | Yadkin River | 9 | 1942 | 82 | [12 empty] | 727 | [5 empty] | 26 | 5 |  | SW | FR
5416 | Duke Energy Carolinas, LLC | 2720 | Buck | NC | 5 | OP | ON |  |  |  | Yadkin River | 9 | 1953 | 185 | [12 empty] | 727 | [5 empty] | 26 | 5 |  | SW | FR
5416 | Duke Energy Carolinas, LLC | 2720 | Buck | NC | 6 | OP | ON |  |  |  | Yadkin River | 12 | 1953 | 185 | [12 empty] | 727 | [5 empty] | 26 | 5 |  | SW | FR
5416 | Duke Energy Carolinas, LLC | 2721 | Cliffside | NC | 1 | RE | ON |  |  |  | Broad River | 7 | 1940 | 82 | [12 empty] | 359 | [5 empty] | 4 |  |  | SW | FR
5416 | Duke Energy Carolinas, LLC | 2721 | Cliffside | NC | 2 | RE | ON |  |  |  | Broad River | 8 | 1940 | 82 | [12 empty] | 359 | [5 empty] | 4 |  |  | SW | FR
5416 | Duke Energy Carolinas, LLC | 2721 | Cliffside | NC | 3 | RE | ON |  |  |  | Broad River | 5 | 1948 | 121 | [12 empty] | 359 | [5 empty] | 4 |  |  | SW | FR
5416 | Duke Energy Carolinas, LLC | 2721 | Cliffside | NC | 4 | RE | ON |  |  |  | Broad River | 10 | 1948 | 121 | [12 empty] | 359 | [5 empty] | 4 |  |  | SW | FR
5416 | Duke Energy Carolinas, LLC | 2721 | Cliffside | NC | 5 | OP | RF |  |  |  | Broad River | 6 | 1972 | 121 | [6 empty] | 5 | 1972 | MW |  | 541 | 2 | 2754 |  | 2754 | [6 empty] | SW | FR
5416 | Duke Energy Carolinas, LLC | 2721 | Cliffside | NC | 6 | OP | RF |  |  |  | Broad River | 12 | 2012 | [7 empty] | 12 | 2012 | MW |  | 865.1 | 3.3 | 76828 |  | 2 |  | 0 |  | 0 |  |  | SW | FR
5416 | Duke Energy Carolinas, LLC | 2723 | Dan River | NC | 1 | OP | ON |  |  |  | Dan River | 12 | 1949 | 125 | [12 empty] | 855 | [5 empty] | 6 | 7 |  | SW | FR
5416 | Duke Energy Carolinas, LLC | 2723 | Dan River | NC | 2 | OP | ON |  |  |  | Dan River | 3 | 1950 | 125 | [12 empty] | 855 | [5 empty] | 6 | 7 |  | SW | FR
5416 | Duke Energy Carolinas, LLC | 2723 | Dan River | NC | 3 | OP | ON |  |  |  | Dan River | 8 | 1955 | 183 | [12 empty] | 855 | [5 empty] | 6 | 7 |  | SW | FR
5416 | Duke Energy Carolinas, LLC | 2723 | Dan River | NC | 7 | OP | RF |  |  |  | Dan River | 12 | 2012 | 11.1 | 11 | 2012 |  |  |  |  | 11 | 2012 | MW |  | 400 | 2.5 | 8000 |  | 4000 | 5 |  |  | 6 |  |  | SW | FR
5416 | Duke Energy Carolinas, LLC | 2727 | Marshall | NC | 1 | OP | ON |  |  |  | Lake Norman | 3 | 1965 | 370 | [12 empty] | 5149 | [5 empty] | 31 | 31 |  | SW | FR
5416 | Duke Energy Carolinas, LLC | 2727 | Marshall | NC | 2 | OP | ON |  |  |  | Lake Norman | 4 | 1966 | 370 | [12 empty] | 5149 | [5 empty] | 31 | 31 |  | SW | FR
5416 | Duke Energy Carolinas, LLC | 2727 | Marshall | NC | 3 | OP | ON |  |  |  | Lake Norman | 5 | 1969 | 709 | [12 empty] | 5149 | [5 empty] | 31 | 31 |  | SW | FR
5416 | Duke Energy Carolinas, LLC | 2727 | Marshall | NC | 4 | OP | ON |  |  |  | Lake Norman | 5 | 1970 | 709 | [12 empty] | 5149 | [5 empty] | 31 | 31 |  | SW | FR
5416 | Duke Energy Carolinas, LLC | 2732 | Riverbend | NC | 4 | OP | ON |  |  |  | Catawba River | 10 | 1952 | 149 | [12 empty] | 383 | [5 empty] | 18 | 10 |  | SW | FR
5416 | Duke Energy Carolinas, LLC | 2732 | Riverbend | NC | 5 | OP | ON |  |  |  | Catawba River | 11 | 1952 | 149 | [12 empty] | 383 | [5 empty] | 18 | 10 |  | SW | FR
5416 | Duke Energy Carolinas, LLC | 2732 | Riverbend | NC | 6 | OP | ON |  |  |  | Catawba River | 8 | 1954 | 172 | [12 empty] | 383 | [5 empty] | 18 | 10 |  | SW | FR
5416 | Duke Energy Carolinas, LLC | 2732 | Riverbend | NC | 7 | OP | ON |  |  |  | Catawba River | 11 | 1954 | 172 | [12 empty] | 383 | [5 empty] | 18 | 10 |  | SW | FR
12199 | Montana-Dakota Utilities Co | 2790 | R M Heskett | ND | C12 | OP | ON |  |  |  | MISSOURI RIVER | 11 | 1963 | 116 | [16 empty] | 0 | 0 | 17 | 0 |  | SW | FR
1307 | Basin Electric Power Coop | 2817 | Leland Olds | ND | 1 | OP | ON |  |  |  | Missouri River | 1 | 1966 | 167 | [12 empty] | 647 |  |  |  | 0 | 0 |  | 2 |  | SW | FR
1307 | Basin Electric Power Coop | 2817 | Leland Olds | ND | 2 | OP | ON |  |  |  | Missouri River | 12 | 1975 | 348 | [12 empty] | 1593 |  |  |  | 0 | 0 |  | 2 |  | SW | FR
12658 | Minnkota Power Coop, Inc | 2823 | Milton R Young | ND | CS1 | OP | OC |  |  |  | Nelson Lake | 11 | 1970 | 263 | 11 | 1970 | 11 | 1970 | 660 | 10400 | [6 empty] | 850 | 850 |  |  | 0 | 0 | 23 | 5 |  | SW | FR
12658 | Minnkota Power Coop, Inc | 2823 | Milton R Young | ND | CS2 | OP | OC |  |  |  | Nelson Lake | 5 | 1977 | 557 | 5 | 1977 | 5 | 1977 | 660 | 10400 | [6 empty] | 7967 | 7967 |  |  | 0 | 0 | 20 | 5 |  | SW | FR
7570 | Great River Energy | 2824 | Stanton | ND | 1 | OP | ON |  |  |  | Missouri River | 5 | 1967 | 220 | [12 empty] | 650 |  |  |  | 201 | 0 | 21 | 6 |  | SW | FR
3006 | Cardinal Operating Co | 2828 | Cardinal | OH | 1 | OP | ON |  |  |  | Ohio River | 9 | 1966 | 892 | 9 | 1966 | [10 empty] | 2190 |  |  |  | 7 | 7 | 4 | 4 |  | SW | FR
3006 | Cardinal Operating Co | 2828 | Cardinal | OH | 2 | OP | ON |  |  |  | Ohio River | 5 | 1967 | 892 | 5 | 1967 | [10 empty] | 1415 |  |  |  | 0 | 300 | 4 | 4 |  | SW | FR
3006 | Cardinal Operating Co | 2828 | Cardinal | OH | 3 | OP | RN |  |  |  | Ohio River | 5 | 1977 | 14 | [6 empty] | 5 | 1977 | NW |  | 624 | 6 | 13850 |  | 13712 |  | 1000 |  | 12 |  |  | SW | FR
3542 | Duke Energy Ohio Inc | 2830 | Walter C Beckjord | OH | 1 | OP | ON |  |  |  | Ohio River | 6 | 1952 | 108 | [12 empty] | 123 |  |  |  | 25 | 20 | 6 | 10 |  | SW | FR
3542 | Duke Energy Ohio Inc | 2830 | Walter C Beckjord | OH | 2 | OP | ON |  |  |  | Ohio River | 10 | 1953 | 124 | [12 empty] | 123 |  |  |  | 25 | 20 | 6 | 10 |  | SW | FR
3542 | Duke Energy Ohio Inc | 2830 | Walter C Beckjord | OH | 3 | OP | ON |  |  |  | Ohio River | 11 | 1954 | 147 | [12 empty] | 138 |  |  |  | 25 | 20 | 6 | 10 |  | SW | FR
3542 | Duke Energy Ohio Inc | 2830 | Walter C Beckjord | OH | 4 | OP | ON |  |  |  | Ohio River | 7 | 1958 | 169 | [12 empty] | 138 |  |  |  | 25 | 20 | 6 | 10 |  | SW | FR
3542 | Duke Energy Ohio Inc | 2830 | Walter C Beckjord | OH | 5 | OP | ON |  |  |  | Ohio River | 12 | 1962 | 260 | [12 empty] | 297 |  |  |  | 40 | 20 | 6 | 10 |  | SW | FR
3542 | Duke Energy Ohio Inc | 2830 | Walter C Beckjord | OH | 6 | OP | ON |  |  |  | Ohio River | 7 | 1969 | 336 | [12 empty] | 297 |  |  |  | 40 | 20 | 6 | 10 |  | SW | FR
3542 | Duke Energy Ohio Inc | 2832 | Miami Fort | OH | 5 | RE | ON |  |  |  | Ohio River | 12 | 1949 | 154 | 10 | 1984 | [10 empty] | 67 |  |  |  | 140 | 107 | 22 | 26 |  | SW | FR
3542 | Duke Energy Ohio Inc | 2832 | Miami Fort | OH | 6 | OP | ON |  |  |  | Ohio River | 11 | 1960 | 201 | 10 | 1984 | [10 empty] | 67 |  |  |  | 140 | 107 | 22 | 26 |  | SW | FR
3542 | Duke Energy Ohio Inc | 2832 | Miami Fort | OH | 7-8 | OP | RF |  |  |  | Ohio River | 5 | 1975 | 35 | [6 empty] | 5 | 1975 | MW |  | 858 | 2 | 10678 |  | 10678 |  | 140 |  | 22 |  |  | SW | FR
6526 | FirstEnergy Generation Corp | 2835 | FirstEnergy Ashtabula | OH | 2 | RE | ON |  |  |  | Lake Erie | 6 | 1948 | 268 | [12 empty] | 1900 |  |  |  | 3800 | 20 | 21 | 10
6526 | FirstEnergy Generation Corp | 2835 | FirstEnergy Ashtabula | OH | 1 | OP | ON |  |  |  | Lake Erie | 6 | 1930 | 1306 | [12 empty] | 2224 |  |  |  | 1000 | 100 | 20 | 20 |  | SW | FR
14165 | NRG Power Midwest LP | 2836 | Avon Lake | OH | 2 | OP | ON |  |  |  | Lake Erie | 1 | 1949 | 2489 | [12 empty] | 6900 |  |  |  | 1100 | 40 | 20 | 20 |  | SW | FR
6526 | FirstEnergy Generation Corp | 2837 | FirstEnergy Eastlake | OH | 1 | OP | ON |  |  |  | Lake Erie | 9 | 1953 | 1793 | [12 empty] | 5222 |  |  |  | 600 | 100 | 20 | 20 |  | SW | FR
6526 | FirstEnergy Generation Corp | 2838 | FirstEnergy Lake Shore | OH | 1 | OP | ON |  |  |  | Lake Erie | 9 | 1941 | 964 | [16 empty] | 500 | 100 | 20 | 20 |  | SW | FR
14006 | Ohio Power Co | 2840 | Conesville | OH | 3 | OP | ON |  |  |  | Muskingum River | 10 | 1962 | 167 | [12 empty] | 948 |  |  |  | 0 | 1230 | 11 | 0 |  | SW | FR
14006 | Ohio Power Co | 2840 | Conesville | OH | 4 | OP | RI |  |  |  | Muskingum River | 8 | 1973 | 89 | [6 empty] | 8 | 1973 | MW |  | 5835 | 2 | 3739 |  | 2066 |  | 0 |  | 11 |  |  | SW | FR
14006 | Ohio Power Co | 2840 | Conesville | OH | 5 | OP | RI |  |  |  | Muskingum River | 11 | 1976 | 89 | [6 empty] | 11 | 1976 | MW |  | 2900 | 2 | 4385 |  | 4385 |  | 0 |  | 11 |  |  | SW | FR
14006 | Ohio Power Co | 2840 | Conesville | OH | 6 | OP | RI |  |  |  | Muskingum River | 6 | 1978 | 89 | [6 empty] | 6 | 1978 | MW |  | 2900 | 2 | 3603 |  | 3603 |  | 0 |  | 11 |  |  | SW | FR
14006 | Ohio Power Co | 2840 | Conesville | OH | 1 | RE | ON |  |  |  | Muskingum River | 2 | 1957 | 316 | [12 empty] | 1513 | [5 empty] | 11 |  |  | SW | FR
14006 | Ohio Power Co | 2840 | Conesville | OH | 2 | RE | ON |  |  |  | Muskingum River | 2 | 1957 | 316 | [12 empty] | 750 | [5 empty] | 11 |  |  | SW | FR
14006 | Ohio Power Co | 2843 | Picway | OH | 5 | OP | ON |  |  |  | Scioto River | 11 | 1955 | 155 | [12 empty] | 630 |  |  |  | 0 | 1500 | 7 | 0 |  | SW | FR
4922 | Dayton Power & Light Co | 2848 | O H Hutchings | OH | CT | OP | ON |  |  |  | Great Miami River | 6 | 2000 | 1 | [6 empty] | 6 | 2000 | MW |  | 100 | 1.7 | 4100 |  | 4100 |  | 175 | 446 | 4 | 5 |  | SW | FR
4922 | Dayton Power & Light Co | 2848 | O H Hutchings | OH | GMR | OP | ON |  |  |  | Great Miami River | 7 | 1948 | 579 | [12 empty] | 615 |  |  |  | 175 | 1350 | 4 | 5 |  | SW | FR
4922 | Dayton Power & Light Co | 2850 | J M Stuart | OH | 1 | OP | ON |  |  |  | Ohio River | 5 | 1971 | 481 | [12 empty] | 4003 |  |  |  | 100 | 2250 | 40 | 5 |  | SW | FR
4922 | Dayton Power & Light Co | 2850 | J M Stuart | OH | 2 | OP | ON |  |  |  | Ohio River | 10 | 1970 | 481 | [12 empty] | 3692 |  |  |  | 100 | 2250 | 40 | 5 |  | SW | FR
4922 | Dayton Power & Light Co | 2850 | J M Stuart | OH | 3 | OP | ON |  |  |  | Ohio River | 5 | 1972 | 481 | [12 empty] | 4727 |  |  |  | 100 | 2250 | 40 | 5 |  | SW | FR
4922 | Dayton Power & Light Co | 2850 | J M Stuart | OH | 4 | OP | RN |  |  |  | Ohio River | 6 | 1974 | 13 | [6 empty] | 6 | 1974 | NW |  | 481 | 4 | 13686 |  | 8898 |  | 90 |  | 40 |  |  | SW | FR
14165 | NRG Power Midwest LP | 2861 | Niles | OH | 1 | SC | ON |  |  |  | Mahoning River | 1 | 1954 | 156 | [12 empty] | 315 |  |  |  | 0 | 0 | 0 | 4 | 0% | SW | FR
14165 | NRG Power Midwest LP | 2861 | Niles | OH | 2 | SC | ON |  |  |  | Mahoning River | 6 | 1954 | 156 | [12 empty] | 321 |  |  |  | 0 | 0 | 0 | 4 | 0% | SW | FR
6526 | FirstEnergy Generation Corp | 2864 | FirstEnergy R E Burger | OH | 3 | RE | ON |  |  |  | Ohio River | 3 | 1950 | 171 | [12 empty] | 355 |  |  |  | 0 | 0 | 10 | 4 |  | SW | FR
6526 | FirstEnergy Generation Corp | 2864 | FirstEnergy R E Burger | OH | 4 | RE | ON |  |  |  | Ohio River | 3 | 1955 | 164 | [12 empty] | 320 |  |  |  | 0 | 0 | 10 | 4 |  | SW | FR
6526 | FirstEnergy Generation Corp | 2864 | FirstEnergy R E Burger | OH | 5 | RE | ON |  |  |  | Ohio River | 6 | 1955 | 164 | [12 empty] | 322 |  |  |  | 0 | 0 | 14 | 4 |  | SW | FR
6526 | FirstEnergy Generation Corp | 2866 | FirstEnergy W H Sammis | OH | 7 | OP | ON |  |  |  | Ohio River | 9 | 1971 | 862 | 5 | 1996 | [10 empty] | 3679 |  |  | 91 | 0 | 308 | 21 | 36 |  | SW | FR
6526 | FirstEnergy Generation Corp | 2866 | FirstEnergy W H Sammis | OH | 1 | OP | ON |  |  |  | Ohio River | 8 | 1959 | 212 | 5 | 1996 | [10 empty] | 4438 |  |  | 27 | 0 | 308 | 21 | 36 |  | SW | FR
6526 | FirstEnergy Generation Corp | 2866 | FirstEnergy W H Sammis | OH | 2 | OP | ON |  |  |  | Ohio River | 7 | 1960 | 212 | 5 | 1996 | [10 empty] | 389 |  |  | 27 | 0 | 308 | 21 | 36 |  | SW | FR
6526 | FirstEnergy Generation Corp | 2866 | FirstEnergy W H Sammis | OH | 3 | OP | ON |  |  |  | Ohio River | 7 | 1961 | 212 | 5 | 1996 | [10 empty] | 1349 |  |  | 27 | 0 | 308 | 21 | 36 |  | SW | FR
6526 | FirstEnergy Generation Corp | 2866 | FirstEnergy W H Sammis | OH | 4 | OP | ON |  |  |  | Ohio River | 11 | 1962 | 212 | 5 | 1996 | [10 empty] | 445 |  |  | 27 | 0 | 308 | 21 | 36 |  | SW | FR
6526 | FirstEnergy Generation Corp | 2866 | FirstEnergy W H Sammis | OH | 5 | OP | ON |  |  |  | Ohio River | 12 | 1967 | 403 | 5 | 1996 | [10 empty] | 1849 |  |  | 45 | 0 | 308 | 21 | 36 |  | SW | FR
6526 | FirstEnergy Generation Corp | 2866 | FirstEnergy W H Sammis | OH | 6 | OP | ON |  |  |  | Ohio River | 4 | 1969 | 677 | 5 | 1996 | [10 empty] | 1149 |  |  | 91 | 0 | 308 | 21 | 36 |  | SW | FR
14006 | Ohio Power Co | 2872 | Muskingum River | OH | 1 | OP | ON |  |  |  | Muskingum River | 12 | 1953 | 312 | [12 empty] | 627 |  |  |  | 0 | 0 | 15 | 10 |  | SW | FR
14006 | Ohio Power Co | 2872 | Muskingum River | OH | 2 | OP | ON |  |  |  | Muskingum River | 6 | 1954 | 312 | [12 empty] | 627 |  |  |  | 0 | 0 | 15 | 10 |  | SW | FR
14006 | Ohio Power Co | 2872 | Muskingum River | OH | 3 | OP | ON |  |  |  | Muskingum River | 12 | 1957 | 357 | [12 empty] | 908 |  |  |  | 0 | 0 | 15 | 10 |  | SW | FR
14006 | Ohio Power Co | 2872 | Muskingum River | OH | 4 | OP | ON |  |  |  | Muskingum River | 4 | 1958 | 357 | [12 empty] | 908 |  |  |  | 0 | 0 | 15 | 10 |  | SW | FR
14006 | Ohio Power Co | 2872 | Muskingum River | OH | 5 | OP | RN |  |  |  | Muskingum River | 10 | 1968 | 16 | [6 empty] | 6 | 1968 | NW |  | 490 | 5 | 3805 |  | 2850 |  | 0 |  |  |  |  | SW | FR
14015 | Ohio Valley Electric Corp | 2876 | Kyger Creek | OH | 1 | OP | ON |  |  |  | OHIO RIVER | 2 | 1955 | 339 | 2 | 1955 | [10 empty] | 8118 |  |  | 163 | 180 | 180 | 13 | 9 |  | SW | FR
14015 | Ohio Valley Electric Corp | 2876 | Kyger Creek | OH | 2 | OP | ON |  |  |  | OHIO RIVER | 6 | 1955 | 339 | 6 | 1955 | [10 empty] | 8118 |  |  | 163 | 180 | 180 | 13 | 9 |  | SW | FR
14015 | Ohio Valley Electric Corp | 2876 | Kyger Creek | OH | 3 | OP | ON |  |  |  | OHIO RIVER | 9 | 1955 | 339 | 9 | 1955 | [10 empty] | 8118 |  |  | 163 | 180 | 180 | 13 | 9 |  | SW | FR
14015 | Ohio Valley Electric Corp | 2876 | Kyger Creek | OH | 4 | OP | ON |  |  |  | OHIO RIVER | 11 | 1955 | 339 | 11 | 1955 | [10 empty] | 8118 |  |  | 163 | 180 | 180 | 13 | 9 |  | SW | FR
14015 | Ohio Valley Electric Corp | 2876 | Kyger Creek | OH | 5 | OP | ON |  |  |  | OHIO RIVER | 12 | 1955 | 339 | 12 | 1955 | [10 empty] | 8118 |  |  | 163 | 180 | 180 | 13 | 9 |  | SW | FR
6526 | FirstEnergy Generation Corp | 2878 | FirstEnergy Bay Shore | OH | BSCS | OP | ON |  |  |  | Lake Erie | 8 | 1955 | 1149 | 5 | 1963 | [10 empty] | 3298 |  |  |  | 3600 | 0 | 14 | 3 |  | SW | FR
7977 | City of Hamilton - (OH) | 2917 | Hamilton | OH | 5 | OP | OC |  |  |  | Great Miami River | 6 | 1970 | 29 | [12 empty] | 75 |  |  |  | 0 | 3 | 5 | 10 |  | SW | FR
7977 | City of Hamilton - (OH) | 2917 | Hamilton | OH | 7 | OP | OC |  |  |  | Great Miami River | 6 | 1964 | 50 | [12 empty] | 150 |  |  |  | 0 | 100 | 5 | 10 |  | SW | FR
7977 | City of Hamilton - (OH) | 2917 | Hamilton | OH | 8 | OP | OC |  |  |  | Great Miami River | 6 | 1964 | 51 | [12 empty] | 172 |  |  |  | 0 | 100 | 5 | 10 |  | SW | FR
7977 | City of Hamilton - (OH) | 2917 | Hamilton | OH | 9 | OP | OC |  |  |  | Great Miami River | 6 | 1974 | 96 | [12 empty] | 195 |  |  |  | 0 | 100 | 5 | 10 |  | SW | FR
14063 | Oklahoma Gas & Electric Co | 2951 | Horseshoe Lake | OK | 8CT | OP | RI |  |  |  | Horseshoe Lake | 6 | 1969 | 18 | [6 empty] | 6 | 1969 | MW |  | 439 | 5 | 6283 | 166 | 6117 |  | 2640 |  | 15 |  |  | SW | FR
14063 | Oklahoma Gas & Electric Co | 2951 | Horseshoe Lake | OK | CP | OP | RC |  |  |  | Horseshoe Lake | 8 | 2002 | 618 | 4 | 1958 | 8 | 2002 | 300 | 900 | [6 empty] | 2494 | 2102 | 391 |  | 0 |  | 15 |  |  | SW | FR
14063 | Oklahoma Gas & Electric Co | 2952 | Muskogee | OK | 4CT | OP | RI |  |  |  | Arkansas River | 12 | 1977 | 22 | [6 empty] | 12 | 1977 | MW |  | 490 | 2 | 6270 |  | 6270 |  | 10 |  | 30 |  |  | SW | FR
14063 | Oklahoma Gas & Electric Co | 2952 | Muskogee | OK | 5CT | OP | RI |  |  |  | Arkansas River | 10 | 1978 | 22 | [6 empty] | 10 | 1978 | MW |  | 491 | 2 | 7759 |  | 7759 |  | 10 |  | 30 |  |  | SW | FR
14063 | Oklahoma Gas & Electric Co | 2952 | Muskogee | OK | 6CT | OP | RI |  |  |  | Arkansas River | 6 | 1984 | 22 | [6 empty] | 6 | 1984 | MW |  | 504 | 2 | 8189 |  | 8189 |  | 10 |  | 30 |  |  | SW | FR
14063 | Oklahoma Gas & Electric Co | 2952 | Muskogee | OK | RIV | RE | ON |  |  |  | Arkansas River | 5 | 1956 | 144 | [12 empty] | 666 |  |  |  | 0 | 0 | 30 | 30 |  | SW | FR
14063 | Oklahoma Gas & Electric Co | 2953 | Mustang | OK | 1CT | OP | RI |  |  |  | Municipality | 6 | 1950 | 3 | [6 empty] | 6 | 1950 | MW |  | 100 | 0.357 | 3589 |  | 3589 | [6 empty] | SW | FR
14063 | Oklahoma Gas & Electric Co | 2953 | Mustang | OK | 2CT | OP | RI |  |  |  | Municipality | 6 | 1951 | 3 | [6 empty] | 6 | 1951 | MW |  | 100 | 0.357 | 2133 |  | 2133 | [6 empty] | SW | FR
14063 | Oklahoma Gas & Electric Co | 2953 | Mustang | OK | 3CT | OP | RI |  |  |  | Municipality | 6 | 1955 | 4 | [6 empty] | 6 | 1955 | MW |  | 148 | 0.477 | 561 |  | 561 | [6 empty] | SW | FR
14063 | Oklahoma Gas & Electric Co | 2953 | Mustang | OK | 4CT | OP | RI |  |  |  | Municipality | 6 | 1959 | 7 | [6 empty] | 6 | 1959 | MW |  | 217 | 0.836 | 4005 |  | 4005 | [6 empty] | SW | FR
14063 | Oklahoma Gas & Electric Co | 2956 | Seminole | OK | CP | OP | RC |  |  |  | South Canadian River/ Wells | 3 | 1971 | 1886 |  |  | 3 | 1971 | 1350 | 23000 | [6 empty] | 8530 | 8530 |  |  | 0 | 0 | 20 | 15 |  | SW | FR
15474 | Public Service Co of Oklahoma | 2963 | Northeastern | OK | 3301 | OP | RF |  |  |  | Verdigris River | 4 | 1961 | 66 | 6 | 1981 |  |  |  |  | 4 | 1961 | MW |  | 265 | 2 | 1902 |  | 1892 | 10 |  |  | 40 |  |  | SW | FR
15474 | Public Service Co of Oklahoma | 2963 | Northeastern | OK | 3302 | OP | RF |  |  |  | Verdigris River | 5 | 1970 | 66 | 6 | 1981 |  |  |  |  | 5 | 1970 | MW |  | 467 | 17 | 1902 |  | 1892 | 10 |  |  | 40 |  |  | SW | FR
15474 | Public Service Co of Oklahoma | 2963 | Northeastern | OK | 3313 | OP | RF |  |  |  | Verdigris River | 12 | 1979 | 66 | 6 | 1981 |  |  |  |  | 12 | 1979 | MW |  | 265 | 2 | 1400 |  | 1400 |  |  |  | 40 |  |  | SW | FR
15474 | Public Service Co of Oklahoma | 2963 | Northeastern | OK | 3314 | OP | RF |  |  |  | Verdigris River | 9 | 1980 | 66 | 9 | 1982 |  |  |  |  | 9 | 1980 | MW |  | 430 | 30 | 1400 |  | 1400 |  |  |  | 40 |  |  | SW | FR
15474 | Public Service Co of Oklahoma | 2964 | Southwestern | OK | 8001 | OP | RF |  |  |  | Municipal | 8 | 1952 | 49 | 5 | 1981 |  |  |  |  | 8 | 1952 | MW |  | 1336 | 2 | 2000 |  | 1500 | 10 | 8000 | 1500 | 4 |  |  | SW | FR
15474 | Public Service Co of Oklahoma | 2964 | Southwestern | OK | 8002 | OP | RF |  |  |  | Municipal | 3 | 1954 | 49 | 5 | 1981 |  |  |  |  | 3 | 1954 | MW |  | 334 | 2 | 2000 |  | 1500 | 10 | 8000 |  | 4 |  |  | SW | FR
15474 | Public Service Co of Oklahoma | 2964 | Southwestern | OK | 8003 | OP | RF |  |  |  | Municipal | 7 | 1967 | 49 | 5 | 1981 |  |  |  |  | 7 | 1967 | MW |  | 1336 | 4 | 2500 |  | 2000 | 10 | 8000 |  | 4 |  |  | SW | FR
15474 | Public Service Co of Oklahoma | 2965 | Tulsa | OK | 1402 | OP | RF |  |  |  | Arkansas River | 11 | 1956 | 22 | 1 | 1983 |  |  |  |  | 11 | 1956 | MW |  | 2717 | 2 | 5 |  | 5500 | 5 | 0 |  | 2 |  |  | SW | FR
15474 | Public Service Co of Oklahoma | 2965 | Tulsa | OK | 1403 | SB | RF |  |  |  | Arkansas River | 1 | 1958 | 22 | 1 | 1983 |  |  |  |  | 1 | 1958 | MW |  | 107 | 2 | 5 |  | 3000 | 5 | 0 |  | 2 |  |  | SW | FR
15474 | Public Service Co of Oklahoma | 2965 | Tulsa | OK | 1404 | OP | RF |  |  |  | Arkansas River | 4 | 1958 | 22 | 1 | 1983 |  |  |  |  | 4 | 1958 | MW |  | 272 | 2 | 5 |  | 3500 | 5 | 0 |  | 2 |  |  | SW | FR
20447 | Western Farmers Elec Coop, Inc | 3008 | Mooreland | OK | 1 | OP | RI |  |  |  | Wells | 12 | 1964 | 1.1 | 9 | 1991 |  |  |  |  | 12 | 1964 | MW |  | 84 | 1 | 166 |  | 116 | 50 | [5 empty] | GW | FR
20447 | Western Farmers Elec Coop, Inc | 3008 | Mooreland | OK | 2 | OP | RI |  |  |  | Wells | 7 | 1968 | 3.1 | 9 | 1991 |  |  |  |  | 6 | 2003 | MW |  | 169 | 1 | 1693 |  | 1600 | 93 | [5 empty] | GW | FR
20447 | Western Farmers Elec Coop, Inc | 3008 | Mooreland | OK | 3 | OP | RI |  |  |  | Wells | 6 | 1975 | 3.3 | 9 | 1991 |  |  |  |  | 6 | 1975 | MW |  | 170 | 1 | 508 |  | 395 | 113 | [5 empty] | GW | FR
14165 | NRG Power Midwest LP | 3096 | Brunot Island | PA | CW | OP | RF |  |  |  | Ohio River | 7 | 1974 | 9 | [6 empty] | 7 | 1974 | MW |  | 187 | 2 |  |  |  |  | 20 |  | 6 |  |  | SW | FR
14165 | NRG Power Midwest LP | 3098 | Elrama Power Plant | PA | 1 | SC | ON |  |  |  | Monongahela River | 6 | 1952 | 211 | [16 empty] | 0 | 0 | 8 | 0 |  | SW | BR
14165 | NRG Power Midwest LP | 3098 | Elrama Power Plant | PA | 2 | SC | ON |  |  |  | Monongahela River | 3 | 1953 | 209 | [16 empty] | 0 | 0 | 8 | 0 |  | SW | BR
14165 | NRG Power Midwest LP | 3098 | Elrama Power Plant | PA | 3 | SC | ON |  |  |  | Monongahela River | 11 | 1954 | 210 | [16 empty] | 0 | 0 | 8 | 0 |  | SW | BR
14165 | NRG Power Midwest LP | 3098 | Elrama Power Plant | PA | 4 | SC | ON |  |  |  | Monongahela River | 11 | 1960 | 190 | [16 empty] | 0 | 0 | 8 | 0 |  | SW | BR
17235 | NRG REMA LLC | 3113 | Portland | PA | 1 | OP | ON |  |  |  | Delaware River | 10 | 1958 | 486 | [12 empty] | 3447 |  |  |  | 5 | 90 | 6 | 6 |  | SW | FR
17235 | NRG REMA LLC | 3115 | Titus | PA | 1 | OP | RF |  |  |  | Schuylkill River | 11 | 1979 | 8 | [6 empty] | 11 | 1979 | MW |  | 273 | 5.3 | 12260 |  | 12260 |  | 70 |  | 5 |  |  | SW | FR
15873 | GenOn Northeast Management Company | 3118 | Conemaugh | PA | 1 | OP | RN |  |  |  | Conemaugh River | 5 | 1970 | 23 | 12 | 2010 |  |  |  |  | 5 | 1970 | NW |  | 762 | 6 | 11320 |  | 11320 |  | 12 |  | 12 |  |  | SW | FR
15873 | GenOn Northeast Management Company | 3118 | Conemaugh | PA | 2 | OP | RN |  |  |  | Conemaugh River | 5 | 1971 | 23 | [6 empty] | 5 | 1971 | NW |  | 762 | 6 | 11320 |  | 11320 |  | 12 |  | 12 |  |  | SW | FR
12384 | Midwest Generations EME LLC | 3122 | Homer City Station | PA | A | OP | RN |  |  |  | Two Lick Creek | 6 | 1969 | 50 | [6 empty] | 6 | 1969 | NW |  | 557 | 3.9 | 17357 |  | 17357 |  | 0 | 0 | 6 | 0 |  | SW | FR
12384 | Midwest Generations EME LLC | 3122 | Homer City Station | PA | B | OP | RN |  |  |  | Two Lick Creek | 6 | 1969 | 50 | [6 empty] | 6 | 1969 | NW |  | 557 | 3.9 | 17357 |  | 17357 |  | 0 | 0 | 6 | 0 |  | SW | FR
12384 | Midwest Generations EME LLC | 3122 | Homer City Station | PA | C | OP | RN |  |  |  | Two Lick Creek | 6 | 1977 | 50 | [6 empty] | 6 | 1977 | NW |  | 600 | 4.8 | 17357 |  | 17357 |  | 0 | 0 | 6 | 0 |  | SW | FR
54885 | NRG Wholesale Generation LP | 3130 | Seward | PA | 1 | OP | RF |  |  |  | Conemaugh River | 3 | 2004 | 16 | 3 | 2004 |  |  |  |  | 3 | 2004 | MW |  | 579 | 1 | 24300 |  | 7300 |  | 0 | 10 | 20 | 2 | 100% | SW | FR
17235 | NRG REMA LLC | 3131 | Shawville | PA | 1 | OP | ON |  |  |  | Susquehanna River | 6 | 1960 | 700 | [12 empty] | 12548 |  |  |  | 0 | 0 | 3 | 3 |  | SW | FR
15873 | GenOn Northeast Management Company | 3136 | Keystone | PA | 1 | OP | RN |  |  |  | Crooked Creek | 6 | 1967 | 34 | [6 empty] | 6 | 1967 | NW |  | 620 | 5 | 12476 | 4700 | 12476 |  | 0 |  | 0 |  |  | SW | FR
15873 | GenOn Northeast Management Company | 3136 | Keystone | PA | 2 | OP | RN |  |  |  | Crooked Creek | 6 | 1968 | 34 | [6 empty] | 6 | 1968 | NW |  | 620 | 5 | 12476 | 4700 | 12476 |  | 0 |  | 0 |  |  | SW | FR
14165 | NRG Power Midwest LP | 3138 | New Castle Plant | PA | 3 | OP | ON |  |  |  | Beaver River | 6 | 1952 | 134 | [12 empty] | 240 |  |  |  | 0 | 0 | 2 | 2 |  | SW | FR
14165 | NRG Power Midwest LP | 3138 | New Castle Plant | PA | 4 | OP | ON |  |  |  | Beaver River | 6 | 1958 | 134 | [12 empty] | 330 |  |  |  | 0 | 0 | 2 | 2 |  | SW | FR
14165 | NRG Power Midwest LP | 3138 | New Castle Plant | PA | 5 | OP | ON |  |  |  | Beaver River | 6 | 1964 | 167 | [12 empty] | 464 |  |  |  | 0 | 0 | 2 | 2 |  | SW | FR
15537 | PPL Brunner Island LLC | 3140 | PPL Brunner Island | PA | 1 | OP | ON | HT |  |  | Susquehanna River | 5 | 1961 | 281 | [12 empty] | 2658 |  |  |  | 0 | 1800 | 9 | 0 |  | SW | FR
15537 | PPL Brunner Island LLC | 3140 | PPL Brunner Island | PA | 2 | OP | ON | HT |  |  | Susquehanna River | 9 | 1965 | 281 | [12 empty] | 1471 |  |  |  | 0 | 1800 | 9 | 0 |  | SW | FR
15537 | PPL Brunner Island LLC | 3140 | PPL Brunner Island | PA | 3 | OP | ON | HT |  |  | Susquehanna River | 9 | 1969 | 640 | [12 empty] | 2989 |  |  |  | 0 | 2300 | 15 | 0 |  | SW | FR
15276 | PPL Martins Creek LLC | 3148 | PPL Martins Creek | PA | 1 | RE | ON |  |  |  | Delaware RIver | 9 | 1954 | 134 | [12 empty] | 1401 |  |  |  |  | 275 | 11 | 5 |  | SW | FR
15276 | PPL Martins Creek LLC | 3148 | PPL Martins Creek | PA | 2 | RE | ON |  |  |  | Delaware River | 6 | 1956 | 134 | [12 empty] | 1200 |  |  |  |  | 275 | 11 | 5 |  | SW | FR
15276 | PPL Martins Creek LLC | 3148 | PPL Martins Creek | PA | 3 | OP | RN |  |  |  | Delaware River | 10 | 1975 | 40 | [6 empty] | 10 | 1975 | NW |  | 624 | 6 | 15510 |  | 7928 |  | 50 |  | 11 |  |  | SW | FR
15276 | PPL Martins Creek LLC | 3148 | PPL Martins Creek | PA | 4 | OP | RN |  |  |  | Delaware River | 3 | 1977 | 40 | [6 empty] | 3 | 1977 | NW |  | 624 | 6 | 13983 |  | 7498 |  | 50 |  | 11 |  |  | SW | FR
15534 | PPL Montour LLC | 3149 | PPL Montour | PA | 1 | OP | RN |  |  |  | Susquehanna River | 2 | 1971 | 13 | [6 empty] | 2 | 1971 | NW |  | 582 | 5.1 | 18078 |  | 9659 |  | 390 |  | 5 |  |  | SW | FR
15534 | PPL Montour LLC | 3149 | PPL Montour | PA | 2 | OP | RN |  |  |  | Susquehanna River | 4 | 1973 | 13 | [6 empty] | 4 | 1973 | NW |  | 582 | 5.1 | 18078 |  | 9659 |  | 390 |  | 5 |  |  | SW | FR
22001 | Sunbury Generation LP | 3152 | Sunbury Generation LP | PA | 1 | OP | ON |  |  |  | Susquehanna River | 11 | 1949 | 97 | [12 empty] | 939 |  |  |  | 1 | 5 | 7 | 8 |  | SW | FR
22001 | Sunbury Generation LP | 3152 | Sunbury Generation LP | PA | 2 | OP | ON |  |  |  | Susquehanna River | 9 | 1949 | 97 | [12 empty] | 788 |  |  |  | 1 | 5 | 7 | 8 |  | SW | FR
22001 | Sunbury Generation LP | 3152 | Sunbury Generation LP | PA | 3 | OP | ON |  |  |  | Susquehanna River | 4 | 1951 | 127 | [12 empty] | 809 |  |  |  | 1 | 5 | 7 | 8 |  | SW | FR
22001 | Sunbury Generation LP | 3152 | Sunbury Generation LP | PA | 4 | OP | ON |  |  |  | Susquehanna River | 8 | 1953 | 138 | [12 empty] | 850 |  |  |  | 1 | 5 | 7 | 8 |  | SW | FR
6035 | Exelon Power | 3159 | Cromby Generating Station | PA | 1 | RE | ON |  |  |  | Schuylkill River | 7 | 1954 | 220 | [12 empty] | 1047 |  |  |  | 0 | 0 | 12 | 9 |  | SW | FR
6035 | Exelon Power | 3159 | Cromby Generating Station | PA | 2 | RE | ON |  |  |  | Schuylkill River | 9 | 1955 | 270 | [12 empty] | 1085 |  |  |  | 0 | 0 | 12 | 9 |  | SW | FR
6035 | Exelon Power | 3161 | Eddystone Generating Station | PA | 1 | RE | ON |  |  |  | Delaware River | 2 | 1960 | 455 | [12 empty] | 5428 |  |  |  | 45 | 300 | 10 | 40 |  | SW | FR
6035 | Exelon Power | 3161 | Eddystone Generating Station | PA | 2 | OP | ON |  |  |  | Delaware River | 10 | 1960 | 455 | [12 empty] | 5319 |  |  |  | 45 | 300 | 10 | 40 |  | SW | FR
6035 | Exelon Power | 3161 | Eddystone Generating Station | PA | 3 | OP | ON |  |  |  | Delaware River | 9 | 1974 | 612 | [12 empty] | 9332 |  |  |  | 0 | 300 | 20 | 40 |  | SW | FR
6035 | Exelon Power | 3161 | Eddystone Generating Station | PA | 4 | OP | ON |  |  |  | Delaware River | 6 | 1976 | 612 | [12 empty] | 9446 |  |  |  | 0 | 300 | 20 | 40 |  | SW | FR
55951 | Exelon Nuclear | 3166 | Peach Bottom | PA | 28-2 | OP | ON | HT |  |  | Conowingo Pond | 7 | 1974 | 1671 | [6 empty] | 7 | 1974 | MW |  | 1003 | [5 empty] | 0 | 100 | 19 | 0 |  | SW | FR
55951 | Exelon Nuclear | 3166 | Peach Bottom | PA | 28-3 | OP | ON | HT |  |  | Conowingo Pond | 12 | 1974 | 1671 | [6 empty] | 12 | 1974 | MW |  | 1003 | [5 empty] | 0 | 100 | 19 | 0 |  | SW | FR
6035 | Exelon Power | 3169 | Schuylkill Generating Station | PA | 1 | OP | ON |  |  |  | SCHUYLKILL RIVER | 7 | 1958 | 218 | [12 empty] | 1180 |  |  |  | 0 | 0 | 18 | 10 |  | SW | FR
23279 | Allegheny Energy Supply Co LLC | 3178 | FirstEnergy Armstrong Power Station | PA | 1 | OP | ON |  |  |  | Allegheny River | 4 | 1958 | 138 | [12 empty] | 658 |  |  |  | 0 | 25 | 16 | 4 |  | SW | FR
23279 | Allegheny Energy Supply Co LLC | 3178 | FirstEnergy Armstrong Power Station | PA | 2 | OP | ON |  |  |  | Allegheny River | 6 | 1959 | 138 | [12 empty] | 658 |  |  |  | 0 | 25 | 16 | 4 |  | SW | FR
23279 | Allegheny Energy Supply Co LLC | 3179 | Hatfields Ferry Power Station | PA | 1 | OP | RN |  |  |  | Monongahela River | 11 | 1969 | 14 | [6 empty] | 11 | 1969 | NW |  | 604 | 0.448 | 4373 |  | 4373 |  | 0 | 0 | 14 |  |  | SW | FR
23279 | Allegheny Energy Supply Co LLC | 3179 | Hatfields Ferry Power Station | PA | 2 | OP | RN |  |  |  | Monongahela River | 10 | 1970 | 14 | [6 empty] | 4 | 1977 | NW |  | 604 | 0.56 | 23809 |  | 23809 |  |  |  | 14 |  |  | SW | FR
23279 | Allegheny Energy Supply Co LLC | 3181 | FirstEnergy Mitchell Power Station | PA | 2 | OP | ON |  |  |  | Monongahela River | 10 | 1949 | 189 | [12 empty] | 322 |  |  |  | 0 | 0 | 15 | 20 |  | SW | FR
23279 | Allegheny Energy Supply Co LLC | 3181 | FirstEnergy Mitchell Power Station | PA | 3 | OP | ON |  |  |  | Monongahela River | 8 | 1963 | 270 | [12 empty] | 549 |  |  |  | 0 | 0 | 15 | 20 |  | SW | FR
50018 | Dominion Energy New England, LLC | 3236 | Manchester Street | RI | 10 | OP | ON |  |  |  | Providence River | 11 | 1995 | 135 | 11 | 1995 | [14 empty] | 0 | 0 | 10 | 0 |  | SW | BR
50018 | Dominion Energy New England, LLC | 3236 | Manchester Street | RI | 11 | OP | ON |  |  |  | Providence River | 9 | 1995 | 135 | 9 | 1995 | [14 empty] | 0 | 0 | 10 | 0 |  | SW | BR
50018 | Dominion Energy New England, LLC | 3236 | Manchester Street | RI | 9 | OP | ON |  |  |  | Providence River | 11 | 1995 | 135 | 11 | 1995 | [14 empty] | 0 | 0 | 10 | 0 |  | SW | BR
3046 | Progress Energy Carolinas Inc | 3251 | H B Robinson | SC | 1 | OP | RC |  |  |  | Lake Robinson | 5 | 1960 | 195 | 5 | 1960 | 5 | 1960 | 2250 | 31000 | [6 empty] | 4898 | 3776 |  | 17 | 15 |  | 40 |  |  | SW | FR
3046 | Progress Energy Carolinas Inc | 3251 | H B Robinson | SC | 2 | OP | RC |  |  |  | Lake Robinson | 3 | 1971 | 966 |  |  | 5 | 1960 | 2250 | 31000 | [15 empty] | SW | FR
5416 | Duke Energy Carolinas, LLC | 3264 | W S Lee | SC | 1 | OP | ON | RF |  |  | Saluda River | 3 | 1951 | 149 | [6 empty] | 3 | 1951 | MW |  | 124.78 | 1 | 1388 |  | 1388 |  |  |  | 8 |  |  | SW | FR
5416 | Duke Energy Carolinas, LLC | 3264 | W S Lee | SC | 2 | OP | ON | RF |  |  | Saluda River | 7 | 1951 | 149 | [6 empty] | 3 | 1951 | MW |  | 167.11 | 1 | 1388 |  | 1388 |  |  |  | 8 |  |  | SW | FR
5416 | Duke Energy Carolinas, LLC | 3264 | W S Lee | SC | 3 | OP | ON | RF |  |  | Saluda River | 12 | 1958 | 196 | [6 empty] | 12 | 1958 | MW |  | 109.79 | 2 | 1694 |  | 1694 |  |  |  | 8 |  |  | SW | FR
5416 | Duke Energy Carolinas, LLC | 3264 | W S Lee | SC | SUPP | OP | RF | ON |  |  | Saluda River | 9 | 2008 | 233 | [6 empty] | 9 | 2008 | MW |  | 109.79 | 5 | 9750 |  | 9750 |  | 30 |  | 4 |  |  | SW | FR
5416 | Duke Energy Carolinas, LLC | 3265 | Oconee | SC | 1CCW | OP | ON |  |  |  | Lake Keowee | 7 | 1973 | 1577.43 | [18 empty] | 26 | 29.5 |  | SW | FR
5416 | Duke Energy Carolinas, LLC | 3265 | Oconee | SC | 2CCW | OP | ON |  |  |  | Lake Keowee | 9 | 1974 | 1577.43 | [18 empty] | 26 | 29.5 |  | SW | FR
5416 | Duke Energy Carolinas, LLC | 3265 | Oconee | SC | 3CCW | OP | ON |  |  |  | Lake Keowee | 12 | 1974 | 1577.43 | [18 empty] | 26 | 29.5 |  | SW | FR
17539 | South Carolina Electric&Gas Co | 3280 | Canadys Steam | SC | CAN3 | OP | RI |  |  |  | Edisto River | 5 | 1967 | 8 | [6 empty] | 5 | 1999 | MW |  | 133.7 | 4 | 7100 |  | 2100 |  | 100 |  | 10 |  |  | SW | FR
17539 | South Carolina Electric&Gas Co | 3280 | Canadys Steam | SC | CANA | OP | RI |  |  |  | Edisto River | 4 | 1962 | 7.4 | [6 empty] | 6 | 1992 | MW |  | 245.1 | 4 | 15000 |  | 3000 |  | 200 |  | 10 |  |  | SW | FR
17539 | South Carolina Electric&Gas Co | 3280 | Canadys Steam | SC | CANHS | OP | RI |  |  |  | Edisto River | 4 | 1962 | 1.1 | [6 empty] | 5 | 2000 | MW |  | 35.7 | 1.2 | 2100 |  | 2100 |  | 100 |  | 3 |  |  | SW | FR
17539 | South Carolina Electric&Gas Co | 3287 | McMeekin | SC | MCM1 | OP | ON |  |  |  | Lake Murray | 6 | 1958 | 252 | [12 empty] | 300 |  |  |  | 142 | 142 | 185 | 185 |  | SW | FR
17539 | South Carolina Electric&Gas Co | 3295 | Urquhart | SC | URQ1 | OP | ON |  |  |  | Savannah River | 11 | 1953 | 291 | [12 empty] | 725 |  |  |  | 15 | 10 | 9 | 1 |  | SW | FR
17539 | South Carolina Electric&Gas Co | 3297 | Wateree | SC | WAT1 | OP | RI |  |  |  | Wateree River | 5 | 2007 | 39.2 | 5 | 2007 |  |  |  |  | 5 | 2007 | MW |  | 378.79 | 5.5 | 36500 |  | 36500 |  | 800 |  | 20 |  |  | SW | FR
17539 | South Carolina Electric&Gas Co | 3297 | Wateree | SC | WAT2 | OP | RI |  |  |  | Wateree River | 12 | 2006 | 39.2 | 12 | 2006 |  |  |  |  | 12 | 2006 | MW |  | 378.79 | 5.5 | 36500 |  | 36500 |  | 800 |  | 20 |  |  | SW | FR
17554 | South Carolina Genertg Co, Inc | 3298 | Williams | SC | WIL1 | OP | ON | RI |  |  | Back River Reservoir | 5 | 1973 | 826 | [6 empty] | 5 | 1990 | MD |  | 657 | 4 | 8000 |  | 7000 |  | 1800 | 1250 | 17 |  |  | SW | FR
17543 | South Carolina Public Service Authority | 3317 | Dolphus M Grainger | SC | 1 | OP | OC | ON |  |  | Waccamaw River | 4 | 1966 | 194 |  |  | 6 | 1966 | 320 | 960 | [6 empty] | 5661 | 5000 |  |  | 0 | 0 | 3 | 0 |  | SW | FR
17543 | South Carolina Public Service Authority | 3317 | Dolphus M Grainger | SC | 2 | OP | OC | ON |  |  | Waccamaw River | 4 | 1966 | 194 |  |  | 6 | 1966 | 320 | 960 | [6 empty] | 5661 | 5000 |  |  | 0 | 0 | 3 | 0 |  | SW | FR
17543 | South Carolina Public Service Authority | 3319 | Jefferies | SC | 1 | OP | ON |  |  |  | Lake Moultrie/Tail Race Canal | 10 | 1952 | 109 | [12 empty] | 167 |  |  |  | 0 | 0 | 0 | 0 |  | SW | FR
17543 | South Carolina Public Service Authority | 3319 | Jefferies | SC | 2 | OP | ON |  |  |  | Lake Moultrie/Tail Race Canal | 10 | 1952 | 109 | [12 empty] | 167 |  |  |  | 0 | 0 | 0 | 0 |  | SW | FR
17543 | South Carolina Public Service Authority | 3319 | Jefferies | SC | 3 | OP | RF |  |  |  | Lake Moultrie/Tail Race Canal | 3 | 1985 | 4.6 | 3 | 1985 |  |  |  |  | 3 | 1985 | MW |  | 355 | 2 | 13500 |  | 13365 | 135 | 0 |  | 0 |  |  | SW | FR
18642 | Tennessee Valley Authority | 3393 | Allen Steam Plant | TN | 1 | OP | ON |  |  |  | Mississippi River | 5 | 1959 | 769 | [16 empty] | 0 | 4200 | 16 | 10 |  | SW | FR
18642 | Tennessee Valley Authority | 3396 | Bull Run | TN | 1 | OP | ON |  |  |  | Clinch River | 6 | 1967 | 886 | [16 empty] | 600 | 740 | 25 | 10 |  | SW | FR
18642 | Tennessee Valley Authority | 3399 | Cumberland | TN | 1 | OP | ON |  |  |  | Cumberland River | 11 | 1973 | 3601 | [16 empty] | 400 | 1500 | 28 | 7 |  | SW | FR
18642 | Tennessee Valley Authority | 3403 | Gallatin | TN | 1 | OP | ON |  |  |  | Cumberland River | 11 | 1956 | 1320 | [12 empty] | 3201 |  |  |  | 2240 | 2480 | 17 | 37 |  | SW | FR
18642 | Tennessee Valley Authority | 3405 | John Sevier | TN | 1 | OP | ON |  |  |  | Holston River | 10 | 1957 | 1012 | [12 empty] | 3794 |  |  |  | 800 | 1200 | 12 | 16 |  | SW | FR
18642 | Tennessee Valley Authority | 3406 | Johnsonville | TN | 1 | OP | ON |  |  |  | Tennessee River | 8 | 1959 | 2293 | [12 empty] | 5647 |  |  |  | 4000 | 3700 | 12 | 16 |  | SW | FR
18642 | Tennessee Valley Authority | 3407 | Kingston | TN | 1 | OP | ON |  |  |  | Clinch And Emory Rivers | 12 | 1955 | 2155 | [12 empty] | 5618 |  |  |  | 4400 | 640 | 20 | 12 |  | SW | FR
18642 | Tennessee Valley Authority | 3419 | Watts Bar Fossil | TN | A | RE | ON |  |  |  | Tennessee River | 2 | 1942 | 626 | [16 empty] | 200 | 480 | 24 | 13 |  | SW | FR
50053 | Calhoun Port Authority | 3436 | E S Joslin | TX | 1 | RE | ON |  |  |  | Lavaca Bay |  |  | 25 | [16 empty] | 1600 | 1100 |  |  |  | SW | SA
49979 | Topaz Power Group LLC | 3441 | Nueces Bay | TX | 5 | RE | ON |  |  |  | Nueces Bay | 5 | 1965 | 134 | [16 empty] | 0 | 415 | 20 | 5 |  | SW | SA
49979 | Topaz Power Group LLC | 3441 | Nueces Bay | TX | 6 | RE | ON |  |  |  | Nueces Bay | 5 | 1965 | 220 | [12 empty] | 859 |  |  |  |  | 415 | 20 | 5
49979 | Topaz Power Group LLC | 3441 | Nueces Bay | TX | 7 | OP | ON |  |  |  | Nueces Bay | 7 | 1972 | 463 | [12 empty] | 1391 |  |  |  |  | 415 | 20 | 5 |  | SW | SA
54907 | ReNu Power Holdings LLC | 3443 | Victoria | TX | 4 | RE | ON |  |  |  | Guadalupe River | 3 | 1955 | 133 | [16 empty] | 30 | 12 | 8 | 2
54907 | ReNu Power Holdings LLC | 3443 | Victoria | TX | 4/5CT | OP | RI |  |  |  | Wells | 4 | 1957 | 4 | [6 empty] | 4 | 1957 | MW |  | 212 | 0.75 | [9 empty] | GW | FR
54907 | ReNu Power Holdings LLC | 3443 | Victoria | TX | 5 | OP | ON |  |  |  | Guadalupe River | 3 | 1963 | 155 | [16 empty] | 30 | 12 | 8 | 2 |  | SW | FR
54907 | ReNu Power Holdings LLC | 3443 | Victoria | TX | 6 | RE | RI |  |  |  | Wells | 5 | 1968 | 273 | [6 empty] | 5 | 1968 | MW |  | 345 | 1 | 656 |  | 656
55983 | Luminant Generation Company LLC | 3452 | Lake Hubbard | TX | 1 | OP | ON |  |  |  | Lake Ray Hubbard | 6 | 1970 | 412 | 6 | 1970 | 6 | 1970 | 22745 | 490000 | [6 empty] | 4000 | 4000 |  |  | 0 | 0 | 18 | 10 |  | SW | FR
6035 | Exelon Power | 3453 | Mountain Creek | TX | 1 | OP | OC |  |  |  | Mountain Creek Lake | 6 | 1938 | 1563 | 6 | 1938 | 3 | 1931 | 2741 | 23099 | [6 empty] | 5997 |  |  | 30 | 0 | 5808 | 20 | 10 |  | SW | FR
5701 | El Paso Electric Co | 3456 | Newman | TX | 1 | OP | RI |  |  |  | Wells/Treated Municipal Waste | 5 | 1960 | 2.02 | [6 empty] | 5 | 1960 | MW |  | 85 | 1 | 1300 | [8 empty] | GW | FR
5701 | El Paso Electric Co | 3456 | Newman | TX | 2 | OP | RI |  |  |  | Wells/Treated Municipal Waste | 5 | 1963 | 2.45 | [6 empty] | 2 | 1996 | MW |  | 85 | 1 | 1300 | [8 empty] | GW | FR
5701 | El Paso Electric Co | 3456 | Newman | TX | 3 | OP | RI |  |  |  | Wells/Treated Municipal Waste | 4 | 1966 | 5.48 | [6 empty] | 4 | 1996 | MW |  | 91 | 1 | 1500 | [8 empty] | GW | FR
5701 | El Paso Electric Co | 3456 | Newman | TX | 4 | OP | RI |  |  |  | Wells/Treated Municipal Waste | 8 | 1975 | 4.23 | [6 empty] | 8 | 1975 | MW |  | 134 | 1 | 1800 | [8 empty] | GW | FR
5701 | El Paso Electric Co | 3456 | Newman | TX | CT5 | OP | RF |  |  |  | Wells/Treated Municipal Waste | 5 | 2010 | 3.18 | 3 | 2012 |  |  |  |  | 5 | 2010 | MD |  | 167 | 2.7 | 1900 |  | 2019 | [6 empty] | GW | FR
55937 | Entergy Texas Inc. | 3457 | Lewis Creek | TX | 1 | OP | RC |  |  |  | Lake Conroe | 12 | 1970 | 27 | 12 | 1970 | 12 | 1970 | 1000 | 17000 | [6 empty] | 7468 | 5824 |  | 200 | 0 |  | 15 |  |  | SW | FR
55937 | Entergy Texas Inc. | 3459 | Sabine | TX | 1 | OP | ON |  |  |  | Sabine Lake | 3 | 1962 | 388 | [12 empty] | 1038 |  |  |  | 0 | 0 | 15 | 0 |  | SW | BR
55937 | Entergy Texas Inc. | 3459 | Sabine | TX | 2 | OP | ON |  |  |  | Sabine Lake | 12 | 1962 | 388 | [12 empty] | 1038 |  |  |  | 0 | 0 | 15 | 0 |  | SW | BR
55937 | Entergy Texas Inc. | 3459 | Sabine | TX | 3 | OP | ON |  |  |  | Sabine Lake | 12 | 1966 | 561 | [12 empty] | 3044 |  |  |  | 0 | 0 | 17 | 0 |  | SW | BR
55937 | Entergy Texas Inc. | 3459 | Sabine | TX | 4 | OP | ON |  |  |  | Sabine Lake | 8 | 1974 | 637 | [12 empty] | 4131 |  |  |  | 0 | 0 | 20 | 0 |  | SW | BR
55937 | Entergy Texas Inc. | 3459 | Sabine | TX | 5A | OP | RI |  |  |  | Sabine River | 12 | 1979 | 11 | [6 empty] | 12 | 1979 | MW |  | 278 | 1 | 10134 |  | 8951 |  | 0 | 0 | 18 | 0 |  | SW | FR
55937 | Entergy Texas Inc. | 3459 | Sabine | TX | 5B | OP | RI |  |  |  | Sabine River | 12 | 1979 | 11 | [6 empty] | 12 | 1979 | MW |  | 278 | 1 | 10134 |  | 8951 |  | 0 | 0 | 18 | 0 |  | SW | FR
54888 | NRG Texas Power LLC | 3460 | Cedar Bayou | TX | C1 | OP | OC |  |  |  | Upper Galveston Bay | 12 | 1970 | 753 |  |  | 6 | 1974 | 2750 | 13750 | [7 empty] | 1410 |  |  | 0 | 0 | 0 | 0 |  | SW | BR
54888 | NRG Texas Power LLC | 3460 | Cedar Bayou | TX | C2 | OP | OC |  |  |  | Upper Galveston Bay | 3 | 1972 | 753 |  |  | 6 | 1974 | 2750 | 13750 | [7 empty] | 1370 |  |  | 0 | 0 | 0 | 0 |  | SW | BR
54888 | NRG Texas Power LLC | 3460 | Cedar Bayou | TX | C3 | RE | OC |  |  |  | Upper Galveston Bay | 12 | 1974 | 744 |  |  | 6 | 1974 | 2750 | 13750 | [10 empty] | 0 | 0 | 0 | 0 |  | SW | BR
54888 | NRG Texas Power LLC | 3464 | Greens Bayou | TX | C5 | OP | RF |  |  |  | Lake Houston | 6 | 1973 | 15 | [6 empty] | 6 | 1973 | MW |  | 254 | 4 |  |  | 652 | [6 empty] | SW | FR
54888 | NRG Texas Power LLC | 3468 | Sam Bertron | TX | C2 | OP | ON |  |  |  | Houston Ship Channel | 4 | 1956 | 256 | [16 empty] | 75 | 0 | 33 | 0 |  | SW | FR
54888 | NRG Texas Power LLC | 3468 | Sam Bertron | TX | C3 | OP | ON |  |  |  | Houston Ship Channel | 2 | 1959 | 314 | [16 empty] | 75 | 0 | 33 | 0 |  | SW | FR
54888 | NRG Texas Power LLC | 3468 | Sam Bertron | TX | C4 | OP | ON |  |  |  | Houston Ship Channel | 2 | 1960 | 314 | [16 empty] | 75 | 0 | 33 | 0 |  | SW | FR
54888 | NRG Texas Power LLC | 3468 | Sam Bertron | TX | C1 | OP | ON |  |  |  | Houston Ship Channel | 3 | 1958 | 256 | [16 empty] | 75 | 0 | 33 | 0 |  | SW | FR
54888 | NRG Texas Power LLC | 3469 | T H Wharton | TX | C2 | OP | RF |  |  |  | Wells | 5 | 1960 | 17.6 | 12 | 1958 |  |  |  |  | 5 | 1960 | MW |  | 135 | 1.19 |  |  | 782 | [6 empty] | GW | FR
54888 | NRG Texas Power LLC | 3470 | W A Parish | TX | C1 | OP | OC |  |  |  | Smithers Lake | 6 | 1958 | 258 |  |  | 12 | 1958 | 2500 | 19000 | [7 empty] | 600 |  |  | 0 | 0 | 0 | 0 |  | SW | FR
54888 | NRG Texas Power LLC | 3470 | W A Parish | TX | C2 | OP | OC |  |  |  | Smithers Lake | 12 | 1958 | 258 |  |  | 12 | 1958 | 2500 | 19000 | [7 empty] | 600 |  |  | 0 | 0 | 0 | 0 |  | SW | FR
54888 | NRG Texas Power LLC | 3470 | W A Parish | TX | C3 | OP | OC |  |  |  | Smithers Lake | 3 | 1961 | 406 |  |  | 12 | 1958 | 2500 | 19000 | [7 empty] | 645 |  |  | 0 | 0 | 0 | 0 |  | SW | FR
54888 | NRG Texas Power LLC | 3470 | W A Parish | TX | C4 | OP | OC |  |  |  | Smithers Lake | 6 | 1968 | 742 |  |  | 12 | 1958 | 2500 | 19000 | [7 empty] | 1050 |  |  | 0 | 0 | 0 | 0 |  | SW | FR
54888 | NRG Texas Power LLC | 3470 | W A Parish | TX | C5 | OP | OC |  |  |  | Smithers Lake | 12 | 1977 | 715 |  |  | 12 | 1958 | 2500 | 19000 | [7 empty] | 3018 |  | 93 | 0 | 0 | 0 | 0 |  | SW | FR
54888 | NRG Texas Power LLC | 3470 | W A Parish | TX | C6 | OP | OC |  |  |  | Smithers Lake | 12 | 1978 | 715 |  |  | 12 | 1958 | 2500 | 19000 | [7 empty] | 3192 |  | 93 | 0 | 0 | 0 | 0 |  | SW | FR
54888 | NRG Texas Power LLC | 3470 | W A Parish | TX | C7 | OP | RI |  |  |  | Smithers Lake | 6 | 1980 | 17 |  |  | 12 | 1958 | 2500 | 19000 | 6 | 1980 | MW |  | 473 | 2 |  | 10 | 9232 | 53 | 0 | 0 | 0 | 0 |  | SW | FR
54888 | NRG Texas Power LLC | 3470 | W A Parish | TX | C8 | OP | RI |  |  |  | Smithers Lake | 12 | 1982 | 14 |  |  | 12 | 1958 | 2500 | 19000 | 12 | 1982 | MW |  | 473 | 2 |  | 10 | 10085 | 115 | 0 | 0 | 0 | 0 |  | SW | FR
17698 | Southwestern Electric Power Co | 3476 | Knox Lee | TX | CW | OP | OC |  |  |  | LAKE CHEROKEE | 1 | 1950 | 881 | 1 | 1950 | 1 | 1950 | 3987 | 46700 | [6 empty] | 1906 | 1906 |  | 22 | 5500 | 5500 | 12 | 12 |  | SW | FR
17698 | Southwestern Electric Power Co | 3478 | Wilkes | TX | CW | OP | RF | RC |  |  | Johnson Creek Reservoir | 5 | 1964 | 266 | 5 | 1964 | 5 | 1964 | 651 | 9600 | 4 | 1972 | MW |  | 776 | 1 | 2975 | 369 | 935 | 10 |  |  | 20 |  |  | SW | FR
17718 | Southwestern Public Service Co | 3482 | Jones | TX | 151C | OP | RI |  |  |  | Municipal | 4 | 1971 | 14 | [6 empty] | 4 | 1971 | MW |  | 311 | 1 | 1766 |  | 1212 | [6 empty] | PD | BE
17718 | Southwestern Public Service Co | 3482 | Jones | TX | 152C | OP | RI |  |  |  | Municipal | 1 | 1974 | 14 | [6 empty] | 1 | 1974 | MW |  | 311 | 1 | 2136 |  | 1478 | [6 empty] | PD | BE
17718 | Southwestern Public Service Co | 3484 | Nichols | TX | 142C | OP | RI |  |  |  | Municipal | 7 | 1962 | 6 | [6 empty] | 7 | 1962 | MW |  | 167 | 1 | 1027 |  | 757 | [6 empty] | PD | BE
17718 | Southwestern Public Service Co | 3484 | Nichols | TX | 143C | OP | RI |  |  |  | Municipal | 8 | 1968 | 13 | [6 empty] | 8 | 1968 | MW |  | 312 | 1 | 1601 |  | 1051 | [6 empty] | PD | BE
17718 | Southwestern Public Service Co | 3484 | Nichols | TX | 141C | OP | RI |  |  |  | Municipal | 7 | 1960 | 6 | [6 empty] | 7 | 1960 | MW |  | 167 | 1 | 979 |  | 692 | [6 empty] | PD | BE
17718 | Southwestern Public Service Co | 3485 | Plant X | TX | 114C | OP | RI |  |  |  | Wells | 7 | 1964 | 12 | [6 empty] | 7 | 1964 | MW |  | 222 | 1 | 1234 |  | 838 | [6 empty] | GW | FR
17718 | Southwestern Public Service Co | 3485 | Plant X | TX | 115C | OP | RI |  |  |  | Wells | 3 | 1993 | 18 | [6 empty] | 3 | 1993 | MW |  | 446 | 1 | 3960 |  | 1099 | [6 empty] | GW | FR
55983 | Luminant Generation Company LLC | 3489 | Eagle Mountain | TX | 1 | RE | OC |  |  |  | Eagle Mountain Reservoir | 7 | 1954 | 668 |  |  | 7 | 1954 | 9200 | 190460 | [6 empty] | 3087 |  |  |  | 190 | 0 | 30 | 3
55983 | Luminant Generation Company LLC | 3490 | Graham | TX | 1 | OP | ON |  |  |  | Lake Graham Reservoir | 12 | 1960 | 783 | 12 | 1960 | 12 | 1960 | 2550 | 52386 | [6 empty] | 3572 | 3572 |  |  | 0 | 150 | 15 | 5 |  | SW | FR
6035 | Exelon Power | 3491 | Handley | TX | 1 | OP | OC |  |  |  | Lake Arlington | 10 | 1976 | 1980 | 10 | 1976 | 4 | 1958 | 2200 | 24600 | [6 empty] | 7216 |  |  |  | 0 | 4691 | 15 | 15 |  | SW | FR
55983 | Luminant Generation Company LLC | 3492 | Morgan Creek | TX | 1 | OS | ON |  |  |  | Lake Colorado City | 7 | 1950 | 557 |  |  | 7 | 1950 | 1612 | 29934 | [6 empty] | 4769 |  |  |  | 0 | 0 | 15 | 0
55983 | Luminant Generation Company LLC | 3494 | Permian Basin | TX | 5 | OS | RI | RF |  |  | Wells | 6 | 1958 | 60 | [6 empty] | 6 | 1958 | MW |  | 145 | 2 | 1891 |  | 1891 | [6 empty] | GW | FR
55983 | Luminant Generation Company LLC | 3494 | Permian Basin | TX | 6 | SB | RI | RF |  |  | Wells | 12 | 1973 | 140 | [6 empty] | 12 | 1973 | MW |  | 519 | 5 | 5928 |  | 5928 | [6 empty] | GW | FR
56884 | Big Brown Power Company LLC | 3497 | Big Brown | TX | 1 | OP | ON |  |  |  | Fairfield Lake | 12 | 1971 | 1570 | 12 | 1971 | 12 | 1971 | 2350 | 50600 | [6 empty] | 9855 | 9855 |  |  | 0 | 0 | 12 | 0 |  | SW | FR
55983 | Luminant Generation Company LLC | 3502 | Lake Creek | TX | 1 | OS | ON |  |  |  | Lake Creek Reservoir | 4 | 1953 | 465 |  |  | 4 | 1953 | 550 | 8500 | [6 empty] | 1270 | [5 empty] | 10
55983 | Luminant Generation Company LLC | 3504 | Stryker Creek | TX | 1 | OP | ON |  |  |  | Stryker Creek Reservoir | 6 | 1958 | 890 |  |  | 6 | 1958 | 1920 | 16930 | [6 empty] | 2407 | 2407 |  |  | 0 | 0 | 17 | 0 |  | SW | FR
55983 | Luminant Generation Company LLC | 3507 | Trinidad | TX | 1 | OP | ON |  |  |  | Trinidad Lake Reservoir | 12 | 1949 | 658 |  |  | 12 | 1949 | 740 | 6200 | [6 empty] | 568 | 328 |  |  | 0 | 0 | 17 | 0 |  | SW | FR
56881 | Valley NG Power Company LLC | 3508 | Valley | TX | 1 | OS | ON |  |  |  | Valley Reservoir | 11 | 1962 | 2491 |  |  | 11 | 1962 | 1080 | 15000 | [6 empty] | 969 | 969 |  |  | 0 | 0 | 15 | 0 |  | SW | FR
56881 | Valley NG Power Company LLC | 3508 | Valley | TX | 2 | OS | ON |  |  |  | Valley Reservoir | 12 | 1967 | 2491 |  |  | 11 | 1962 | 1000 | 15000 | [6 empty] | 969 | 969 |  |  | 0 | 0 | 15 | 0 |  | SW | FR
1015 | Austin Energy | 3548 | Decker Creek | TX | 1 | OP | ON |  |  |  | Lake Walter E. Long | 8 | 1970 | 517 | [12 empty] | 4020 |  |  |  | 360 | 830 | 10 | 8 |  | SW | FR
1015 | Austin Energy | 3548 | Decker Creek | TX | 2 | OP | ON |  |  |  | Lake Walter E. Long | 8 | 1977 | 535 | [12 empty] | 4620 |  |  |  | 360 | 830 | 10 | 8 |  | SW | FR
2442 | City of Bryan - (TX) | 3561 | Bryan | TX | 3 | OS | RF |  |  |  | Municipality | 6 | 1954 | 29 | [6 empty] | 6 | 1954 | MW |  | 28 | 0.216 | 223 |  | 223 | [6 empty] | OT | OT
2442 | City of Bryan - (TX) | 3561 | Bryan | TX | 4 | OS | RF |  |  |  | Municipality | 6 | 1958 | 44 | [6 empty] | 6 | 1958 | MW |  | 45 | 0.341 | 116 |  | 116 | [6 empty] | OT | OT
2442 | City of Bryan - (TX) | 3561 | Bryan | TX | 5 | OS | RF |  |  |  | Municipality | 6 | 1966 | 52 | [6 empty] | 6 | 1966 | MW |  | 52 | 0.434 | 122 |  | 122 | [6 empty] | OT | OT
2442 | City of Bryan - (TX) | 3561 | Bryan | TX | 6 | OS | RF |  |  |  | Municipality | 6 | 1969 | 78 | [6 empty] | 6 | 1969 | MW |  | 79 | 0.6 | 219 |  | 219 | [6 empty] | OT | OT
6958 | City of Garland - (TX) | 3576 | Ray Olinger | TX | C1 | OP | ON |  |  |  | LAKE LAVON | 7 | 1967 | 145 | [12 empty] | 265 |  |  |  | 20 | 300 | 15 | 10 |  | SW | FR
6958 | City of Garland - (TX) | 3576 | Ray Olinger | TX | C2 | OP | ON |  |  |  | LAKE LAVON | 5 | 1971 | 163 | [12 empty] | 220 |  |  |  | 20 | 300 | 15 | 10 |  | SW | FR
6958 | City of Garland - (TX) | 3576 | Ray Olinger | TX | C3 | OP | ON |  |  |  | LAKE LAVON | 12 | 1975 | 250 | [12 empty] | 385 |  |  |  | 20 | 405 | 15 | 10 |  | SW | FR
11269 | Lower Colorado River Authority | 3601 | Sim Gideon | TX | CP1 | OP | RC |  |  |  | Lake Bastrop | 5 | 1965 | 263 | 6 | 1968 | 6 | 1964 | 906 | 16593 | [6 empty] | 38 |  |  | 38 | 34 | 400 | 12 | 2 |  | SW | FR
11269 | Lower Colorado River Authority | 3601 | Sim Gideon | TX | CP2 | OP | RC |  |  |  | Lake Bastrop | 6 | 1968 | 263 | 6 | 1968 | 6 | 1964 | 906 | 16593 | [6 empty] | 38 |  |  | 38 | 34 | 400 | 12 | 2 |  | SW | FR
11269 | Lower Colorado River Authority | 3601 | Sim Gideon | TX | CP3 | OP | RC |  |  |  | Lake Bastrop | 4 | 1972 | 433 | 6 | 1968 | 6 | 1964 | 906 | 16593 | [6 empty] | 38 |  |  | 38 | 34 | 400 | 12 | 2 |  | SW | FR
16604 | City of San Antonio - (TX) | 3609 | Leon Creek | TX | 3 | SC | RF |  |  |  | Wells | 5 | 1953 | 3.34 | [6 empty] | 7 | 1999 | MW |  | 123 | 1.3 | 870 |  | 870 | [6 empty] | GW | FR
16604 | City of San Antonio - (TX) | 3609 | Leon Creek | TX | 4 | SC | RF |  |  |  | Wells | 5 | 1959 | 4.67 | [6 empty] | 5 | 1959 | MW |  | 145 | 1.5 | 416 |  | 416 | [6 empty] | GW | FR
16604 | City of San Antonio - (TX) | 3611 | O W Sommers | TX | 1 | OP | RC |  |  |  | San Antonio River | 4 | 1972 | 541 | 4 | 1972 | 4 | 1972 | 3500 | 62800 | [6 empty] | 14635 | 14377 |  | 258 | 0 |  | 10 |  |  | SW | FR
16604 | City of San Antonio - (TX) | 3611 | O W Sommers | TX | 2 | OP | RC |  |  |  | San Antonio River | 1 | 1974 | 541 | 1 | 1974 | 4 | 1972 | 3500 | 62800 | [6 empty] | 1323 | 1065 |  | 258 | 0 |  | 10 |  |  | SW | FR
16604 | City of San Antonio - (TX) | 3612 | V H Braunig | TX | 1 | OP | RC |  |  |  | San Antonio River | 3 | 1966 | 455 | 3 | 1966 | 3 | 1966 | 1350 | 26500 | [6 empty] | 5127 | 5072 |  | 49 | 0 |  | 6 |  |  | SW | FR
16604 | City of San Antonio - (TX) | 3612 | V H Braunig | TX | 2 | OP | RC |  |  |  | San Antonio River | 4 | 1968 | 455 |  |  | 3 | 1966 | 1350 | 26500 | [6 empty] | 599 |  |  |  | 0 |  | 6 |  |  | SW | FR
16604 | City of San Antonio - (TX) | 3612 | V H Braunig | TX | 3 | OP | RC |  |  |  | San Antonio River | 5 | 1970 | 521 |  |  | 3 | 1966 | 1350 | 26500 | [6 empty] | 1012 |  |  |  | 0 |  | 6 |  |  | SW | FR
16604 | City of San Antonio - (TX) | 3613 | W B Tuttle | TX | 1 | RE | RF |  |  |  | Wells | 6 | 1954 | 3.34 | [6 empty] | 5 | 2003 | MW |  | 123 | 1 | 1165 |  | 1165 | [6 empty] | GW | FR
16604 | City of San Antonio - (TX) | 3613 | W B Tuttle | TX | 2 | RE | RF |  |  |  | Wells | 2 | 1956 | 4.67 | [6 empty] | 6 | 1999 | MW |  | 137 | 1 | 1080 |  | 1080 | [6 empty] | GW | FR
16604 | City of San Antonio - (TX) | 3613 | W B Tuttle | TX | 3 | RE | RF |  |  |  | Wells | 3 | 1961 | 4.67 | [6 empty] | 3 | 1961 | MW |  | 141 | 2 | 604 |  | 604 | [6 empty] | GW | FR
16604 | City of San Antonio - (TX) | 3613 | W B Tuttle | TX | 4 | RE | RF |  |  |  | Wells | 3 | 1963 | 7.48 | [6 empty] | 3 | 1963 | MW |  | 238 | 3 | 870 |  | 870 | [6 empty] | GW | FR
2172 | Brazos Electric Power Coop Inc | 3628 | R W Miller | TX | 1 | OP | ON |  |  |  | Lake Palo Pinto | 10 | 1968 | 134 | [16 empty] | 0 | 300 | 30 | 5 |  | SW | FR
2172 | Brazos Electric Power Coop Inc | 3628 | R W Miller | TX | 2 | OP | ON |  |  |  | Lake Palo Pinto | 3 | 1972 | 178 | [16 empty] | 0 | 300 | 30 | 5 |  | SW | FR
2172 | Brazos Electric Power Coop Inc | 3628 | R W Miller | TX | 3 | OP | ON |  |  |  | Lake Palo Pinto | 8 | 1975 | 321 | [16 empty] | 0 | 300 | 33 | 5 |  | SW | FR
14354 | PacifiCorp | 3644 | Carbon | UT | 1 | OP | RI |  |  |  | Price River | 11 | 1954 | 2 | [6 empty] | 7 | 1984 | MW |  | 87 | 0.149 | 628 |  | 628 |  |  |  | 13 |  |  | SW | FR
14354 | PacifiCorp | 3644 | Carbon | UT | 2 | OP | RI |  |  |  | Price River | 9 | 1957 | 3 | [6 empty] | 7 | 1985 | MW |  | 134 | 0.268 | 977 |  | 977 |  |  |  | 13 |  |  | SW | FR
14354 | PacifiCorp | 3648 | Gadsby | UT | 1 | OP | RI |  |  |  | Jordan River | 9 | 1951 | 2 | [6 empty] | 9 | 1951 | MW |  | 156 | 1 | 223 |  | 223 |  |  |  | 6 |  |  | SW | FR
14354 | PacifiCorp | 3648 | Gadsby | UT | 2 | OP | RI |  |  |  | Jordan River | 12 | 1952 | 2 | [6 empty] | 12 | 1952 | MW |  | 156 | 1 | 263 |  | 263 |  |  |  | 6 |  |  | SW | FR
14354 | PacifiCorp | 3648 | Gadsby | UT | 3 | OP | RI |  |  |  | Jordan River | 6 | 1953 | 4 | [6 empty] | 6 | 1953 | MW |  | 183 | 1 | 250 |  | 250 |  |  |  | 6 |  |  | SW | FR
5956 | Entergy Nuclear Vermont Yankee | 3751 | Vermont Yankee | VT | CW | OP | ON | RF |  |  | Vernon Pool | 4 | 1972 | 816 | 4 | 1972 |  |  |  |  | 4 | 1972 | MW |  | 816 | 9.7 |  |  |  |  | 0 | 0 | 15 | 0 |  | SW | FR
733 | Appalachian Power Co | 3775 | Clinch River | VA | 1 | OP | RI |  |  |  | Clinch River | 9 | 1958 | 16 | 9 | 1958 |  |  |  |  | 9 | 1958 | MW |  | 245 | 0.185 | 982 |  | 973 | 8 | 5 |  | 5 |  |  | SW | FR
733 | Appalachian Power Co | 3775 | Clinch River | VA | 2 | OP | RI |  |  |  | Clinch River | 12 | 1958 | 16 | 12 | 1958 |  |  |  |  | 12 | 1958 | MW |  | 245 | 0.185 | 982 |  | 973 | 8 | 5 |  | 5 |  |  | SW | FR
733 | Appalachian Power Co | 3775 | Clinch River | VA | 3 | OP | RI |  |  |  | Clinch River | 12 | 1961 | 16 | 12 | 1961 |  |  |  |  | 12 | 1961 | MW |  | 245 | 0.08 | 862 |  | 853 | 8 | 5 |  | 5 |  |  | SW | FR
733 | Appalachian Power Co | 3776 | Glen Lyn | VA | 5 | OP | ON |  |  |  | New River | 6 | 1944 | 192 | [12 empty] | 166 |  |  |  | 0 | 0 | 10 | 10 |  | SW | FR
733 | Appalachian Power Co | 3776 | Glen Lyn | VA | 6 | OP | ON |  |  |  | New River | 5 | 1957 | 343 | [12 empty] | 470 |  |  |  | 0 | 0 | 10 | 0 |  | SW | FR
12588 | NRG Potomac River LLC | 3788 | Potomac River | VA | 1 | RE | ON |  |  |  | Potomac River | 10 | 1949 | 149 | 10 | 1949 | [10 empty] | 322 |  |  |  | 0 | 15 | 15 | 5 |  | SW | FR
12588 | NRG Potomac River LLC | 3788 | Potomac River | VA | 2 | RE | ON |  |  |  | Potomac River | 6 | 1950 | 149 | 6 | 1950 | [10 empty] | 322 |  |  |  | 0 | 15 | 15 | 5 |  | SW | FR
12588 | NRG Potomac River LLC | 3788 | Potomac River | VA | 3 | RE | ON |  |  |  | Potomac River | 7 | 1954 | 133 | 7 | 1954 | [10 empty] | 322 |  |  |  | 0 | 15 | 15 | 5 |  | SW | FR
12588 | NRG Potomac River LLC | 3788 | Potomac River | VA | 4 | RE | ON |  |  |  | Potomac River | 2 | 1956 | 133 | 2 | 1956 | [10 empty] | 322 |  |  |  | 0 | 15 | 15 | 5 |  | SW | FR
12588 | NRG Potomac River LLC | 3788 | Potomac River | VA | 5 | RE | ON |  |  |  | Potomac River | 5 | 1957 | 133 | 5 | 1957 | [10 empty] | 322 |  |  |  | 0 | 15 | 15 | 5 |  | SW | FR
19876 | Virginia Electric & Power Co | 3796 | Bremo Bluff | VA | 3 | OP | ON |  |  |  | James River | 6 | 1950 | 91 | [12 empty] | 721 |  |  |  | 0 | 0 | 10 | 3 |  | SW | FR
19876 | Virginia Electric & Power Co | 3796 | Bremo Bluff | VA | 4 | OP | ON |  |  |  | James River | 8 | 1958 | 169 | [12 empty] | 1039 |  |  |  | 0 | 0 | 10 | 3 |  | SW | FR
19876 | Virginia Electric & Power Co | 3797 | Chesterfield | VA | CW7 | OP | ON |  |  |  | James River | 6 | 1990 | 190 | 6 | 1990 | [19 empty] | SW | FR
19876 | Virginia Electric & Power Co | 3797 | Chesterfield | VA | CW8 | OP | ON |  |  |  | James River | 5 | 1992 | 190 | 5 | 1992 | [19 empty] | SW | FR
19876 | Virginia Electric & Power Co | 3797 | Chesterfield | VA | 3 | OP | ON |  |  |  | James River | 12 | 1952 | 138 | 12 | 1952 | [10 empty] | 946 |  |  |  | 2 | 14 | 17 | 2 |  | SW | FR
19876 | Virginia Electric & Power Co | 3797 | Chesterfield | VA | 4 | OP | ON |  |  |  | James River | 6 | 1960 | 178 | 6 | 1960 | [10 empty] | 868 |  |  |  | 2 | 6 | 17 | 0 |  | SW | FR
19876 | Virginia Electric & Power Co | 3797 | Chesterfield | VA | 5 | OP | ON |  |  |  | James River | 8 | 1964 | 325 | 8 | 1964 | [10 empty] | 1283 |  |  |  | 2 | 6 | 17 | 0 |  | SW | FR
19876 | Virginia Electric & Power Co | 3797 | Chesterfield | VA | 6 | OP | ON |  |  |  | James River | 5 | 1969 | 668 | 8 | 1964 | [10 empty] | 2430 |  |  |  | 2 | 6 | 17 | 0 |  | SW | FR
19876 | Virginia Electric & Power Co | 3803 | Chesapeake | VA | 1 | OP | ON |  |  |  | S Branch Elizabeth River | 6 | 1953 | 126 | 5 | 1988 | [10 empty] | 853 |  |  | 680 | 20 | 0 | 5 | 10 |  | SW | SA
19876 | Virginia Electric & Power Co | 3803 | Chesapeake | VA | 2 | OP | ON |  |  |  | S Branch Elizabeth River | 12 | 1954 | 126 | 5 | 1988 | [10 empty] | 551 |  |  |  | 20 | 0 | 5 | 10 |  | SW | SA
19876 | Virginia Electric & Power Co | 3803 | Chesapeake | VA | 3 | OP | ON |  |  |  | S Branch Elizabeth River | 6 | 1959 | 223 | 5 | 1988 | [10 empty] | 1235 |  |  |  | 20 | 0 | 5 | 10 |  | SW | SA
19876 | Virginia Electric & Power Co | 3803 | Chesapeake | VA | 4 | OP | ON |  |  |  | S Branch Elizabeth River | 5 | 1962 | 320 | 5 | 1988 | [10 empty] | 809 |  |  |  | 20 | 0 | 0 | 10 |  | SW | SA
19876 | Virginia Electric & Power Co | 3804 | Possum Point | VA | 3 | OP | ON |  |  |  | Potomac River | 6 | 1955 | 126 | [12 empty] | 972 |  |  |  | 53 | 5 | 15 | 2 |  | SW | BR
19876 | Virginia Electric & Power Co | 3804 | Possum Point | VA | 4 | OP | ON |  |  |  | Potomac River | 4 | 1962 | 221 | [12 empty] | 826 |  |  |  | 53 | 5 | 15 | 1 |  | SW | BR
19876 | Virginia Electric & Power Co | 3804 | Possum Point | VA | 5 | OP | RI |  |  |  | Potomac River | 6 | 1975 | 28 | [6 empty] | 6 | 1975 | MW |  | 704 | 3 | 1481 |  | 1481 |  | 53 |  | 15 |  |  | SW | BR
19876 | Virginia Electric & Power Co | 3804 | Possum Point | VA | 6 | OP | RI |  |  |  | Potomac River | 7 | 2003 | 11.2 | [6 empty] | 7 | 2003 | MW |  | 442.5 | 6.5 | 8011 |  | 2809 |  | 53 |  | 15 |  |  | SW | BR
19876 | Virginia Electric & Power Co | 3806 | Surry | VA | CW1 | OP | ON |  |  |  | James River | 9 | 1972 | 3921.6 | [17 empty] | 0 | 18 | 0 |  | SW | BR
19876 | Virginia Electric & Power Co | 3806 | Surry | VA | CW2 | OP | ON |  |  |  | James River | 12 | 1972 | 1960.8 | [16 empty] | 0 | 0 | 18 | 0 |  | SW | BR
19876 | Virginia Electric & Power Co | 3809 | Yorktown | VA | 1 | OP | ON |  |  |  | York River | 7 | 1957 | 245 | 6 | 1987 | [10 empty] | 2157 |  |  | 125 | 1300 | 1635 | 7 | 6 |  | SW | SA
19876 | Virginia Electric & Power Co | 3809 | Yorktown | VA | 2 | OP | ON |  |  |  | York River | 1 | 1959 | 245 | 6 | 1987 | [10 empty] | 869 |  |  | 125 | 1300 | 1635 | 7 | 6 |  | SW | SA
19876 | Virginia Electric & Power Co | 3809 | Yorktown | VA | 3 | OP | ON |  |  |  | York River | 12 | 1974 | 1746 | 6 | 1987 | [10 empty] | 19053 |  |  | 125 | 1300 | 1635 | 7 | 6 |  | SW | SA
19099 | TransAlta Centralia Gen LLC | 3845 | Transalta Centralia Generation | WA | 70 | OP | RI |  |  |  | Skookumchuck River | 7 | 2002 | 3 | [6 empty] | 7 | 2002 | MW |  | 138.5 | 1 | 2100 |  | 1700 |  | 1320 |  | 30 |  |  | SW | FR
19099 | TransAlta Centralia Gen LLC | 3845 | Transalta Centralia Generation | WA | CW21 | OP | RI |  |  |  | Skookumchuck River | 12 | 1972 | 12 | [6 empty] | 12 | 1972 | MW |  | 500 | 2 | 18000 |  | 7500 |  | 1320 |  | 30 |  |  | SW | FR
19099 | TransAlta Centralia Gen LLC | 3845 | Transalta Centralia Generation | WA | CW22 | OP | RI |  |  |  | Skookumchuck River | 12 | 1972 | 16 | [6 empty] | 12 | 1972 | MW |  | 500 | 2 | 18000 |  | 7500 |  | 1320 |  | 30 |  |  | SW | FR
733 | Appalachian Power Co | 3935 | John E Amos | WV | 1 | OP | RN |  |  |  | Kanawha River | 9 | 1971 | 12 | [6 empty] | 9 | 1971 | NW |  | 551 | 6.5 | 4233 |  | 4233 |  | 75 |  | 5 |  |  | SW | FR
733 | Appalachian Power Co | 3935 | John E Amos | WV | 2 | OP | RN |  |  |  | Kanawha River | 6 | 1972 | 12 | [6 empty] | 6 | 1972 | NW |  | 551 | 6.5 | 4233 |  | 4233 |  | 75 |  | 5 |  |  | SW | FR
733 | Appalachian Power Co | 3935 | John E Amos | WV | 3 | OP | RN |  |  |  | Kanawha River | 10 | 1973 | 22 | [6 empty] | 10 | 1973 | NW |  | 1333 | 13 | 9805 |  | 9805 |  | 0 |  | 8 |  |  | SW | FR
733 | Appalachian Power Co | 3936 | Kanawha River | WV | 1 | OP | ON |  |  |  | Kanawha River | 7 | 1953 | 304 | [16 empty] | 0 | 170 | 15 | 0 |  | SW | FR
733 | Appalachian Power Co | 3936 | Kanawha River | WV | 2 | OP | ON |  |  |  | Kanawha River | 12 | 1953 | 304 | [16 empty] | 0 | 170 | 15 | 0 |  | SW | FR
733 | Appalachian Power Co | 3938 | Philip Sporn | WV | 11 | OP | ON |  |  |  | Ohio River | 1 | 1950 | 223 | 2 | 1986 | [10 empty] | 268 |  |  | 86 | 28 | 0 | 24 | 13 |  | SW | FR
733 | Appalachian Power Co | 3938 | Philip Sporn | WV | 21 | OP | ON |  |  |  | Ohio River | 7 | 1950 | 223 | 2 | 1986 | [10 empty] | 268 |  |  | 86 | 28 | 0 | 24 | 13 |  | SW | FR
733 | Appalachian Power Co | 3938 | Philip Sporn | WV | 31 | OP | ON |  |  |  | Ohio River | 8 | 1951 | 223 | 2 | 1986 | [10 empty] | 268 |  |  | 86 | 28 | 0 | 24 | 13 |  | SW | FR
733 | Appalachian Power Co | 3938 | Philip Sporn | WV | 41 | OP | ON |  |  |  | Ohio River | 2 | 1952 | 223 | 2 | 1986 | [10 empty] | 268 |  |  | 86 | 28 | 0 | 24 | 13 |  | SW | FR
733 | Appalachian Power Co | 3938 | Philip Sporn | WV | 51 | RE | ON |  |  |  | Ohio River | 12 | 1960 | 715 | 2 | 1986 | [10 empty] | 1077 |  |  | 86 | 34 | 0 | 24 | 13 |  | SW | FR
12796 | Monongahela Power Co | 3942 | FirstEnergy Albright | WV | 1 | RE | ON | RF |  |  | Cheat River | 11 | 1952 | 104 | [6 empty] | 6 | 1953 | MW |  | 290 | 2.2 | 970 |  | 710 |  | 0 |  | 19 |  |  | SW | FR
12796 | Monongahela Power Co | 3942 | FirstEnergy Albright | WV | 2 | RE | ON |  |  |  | Cheat River | 9 | 1952 | 104 | [12 empty] | 266 |  |  |  | 0 |  | 19 |  |  | SW | FR
12796 | Monongahela Power Co | 3942 | FirstEnergy Albright | WV | 3 | RE | ON |  |  |  | Cheat River | 10 | 1954 | 135 | [12 empty] | 439 |  |  |  | 0 |  | 19 |  |  | SW | FR
12796 | Monongahela Power Co | 3942 | FirstEnergy Albright | WV | 4 | OP | RF |  |  |  | Cheat River | 11 | 2008 | 7.4 | [6 empty] | 11 | 2008 | MW |  | 343.1 | 1.5 | 36000 |  | 22000 |  | 0 |  | 19 |  |  | SW | FR
12796 | Monongahela Power Co | 3943 | FirstEnergy Fort Martin Power Station | WV | 1 | OP | RN |  |  |  | Monongahela River | 11 | 1967 | 33 | [6 empty] | 11 | 1967 | NW |  | 557 | 2.7 | 4663 |  | 4663 |  | 0 |  | 14 |  |  | SW | FR
12796 | Monongahela Power Co | 3943 | FirstEnergy Fort Martin Power Station | WV | 2 | OP | RN |  |  |  | Monongahela River | 12 | 1968 | 33 | [6 empty] | 12 | 1968 | NW |  | 557 | 2.7 | 5061 |  | 5061 |  | 0 |  | 14 |  |  | SW | FR
23279 | Allegheny Energy Supply Co LLC | 3944 | FirstEnergy Harrison Power Station | WV | 1 | OP | RN |  |  |  | West Fork River | 12 | 1972 | 48 | [6 empty] | 12 | 1972 | NW |  | 402 | 1 | 4497 |  | 4497 |  | 20 |  | 10 |  |  | SW | FR
23279 | Allegheny Energy Supply Co LLC | 3944 | FirstEnergy Harrison Power Station | WV | 2 | OP | RN |  |  |  | West Fork River | 12 | 1973 | 48 | [6 empty] | 12 | 1973 | NW |  | 402 | 1 | 4497 |  | 4497 |  | 20 |  | 10 |  |  | SW | FR
12796 | Monongahela Power Co | 3945 | FirstEnergy Rivesville | WV | 5 | OP | ON |  |  |  | Monongahela River | 1 | 1943 | 73 | [12 empty] | 108 |  |  |  | 0 | 0 | 20 | 10 |  | SW | FR
12796 | Monongahela Power Co | 3945 | FirstEnergy Rivesville | WV | 6 | OP | ON |  |  |  | Monongahela River | 9 | 1951 | 111 | [12 empty] | 108 |  |  |  | 0 | 0 | 20 | 18 |  | SW | FR
12796 | Monongahela Power Co | 3946 | FirstEnergy Willow Island | WV | 1 | OP | ON |  |  |  | Ohio River | 2 | 1949 | 104 | [12 empty] | 292 |  |  |  | 10 | 2 | 18 | 29 |  | SW | FR
12796 | Monongahela Power Co | 3946 | FirstEnergy Willow Island | WV | 2 | OP | ON |  |  |  | Ohio River | 10 | 1960 | 167 | [12 empty] | 913 |  |  |  | 10 | 2 | 18 | 29 |  | SW | FR
14006 | Ohio Power Co | 3947 | Kammer | WV | 1 | OP | ON |  |  |  | Ohio River | 7 | 1958 | 356 | [12 empty] | 689 |  |  |  | 256 | 256 | 19 | 19 |  | SW | FR
14006 | Ohio Power Co | 3947 | Kammer | WV | 2 | OP | ON |  |  |  | Ohio River | 11 | 1958 | 356 | [12 empty] | 689 |  |  |  | 302 | 302 | 19 | 19 |  | SW | FR
14006 | Ohio Power Co | 3947 | Kammer | WV | 3 | OP | ON |  |  |  | Ohio River | 3 | 1958 | 356 | [12 empty] | 733 |  |  |  | 463 | 463 | 19 | 19 |  | SW | FR
14006 | Ohio Power Co | 3948 | Mitchell | WV | 1 | OP | RN |  |  |  | Ohio River | 5 | 1971 | 18 | [6 empty] | 5 | 1971 | NW |  | 552 | 6.5 | 10836 |  | 9571 |  | 80 |  | 10 |  |  | SW | FR
14006 | Ohio Power Co | 3948 | Mitchell | WV | 2 | OP | RN |  |  |  | Ohio River | 5 | 1971 | 18 | [6 empty] | 5 | 1971 | NW |  | 552 | 6.5 | 9719 |  | 8454 |  | 80 |  | 10 |  |  | SW | FR
19876 | Virginia Electric & Power Co | 3954 | Mt Storm | WV | 1 | OP | OC |  |  |  | Mt Storm Lake | 9 | 1965 | 563 |  |  | 9 | 1965 | 1120 | 47600 | [6 empty] | 2174 | 2174 |  |  | 775 | 0 | 100 | 0 |  | SW | FR
19876 | Virginia Electric & Power Co | 3954 | Mt Storm | WV | 2 | OP | OC |  |  |  | Mt Storm Lake | 7 | 1966 | 563 |  |  | 9 | 1965 | 1120 | 47600 | [6 empty] | 2174 | 2174 |  |  | 695 | 0 | 100 | 0 |  | SW | FR
19876 | Virginia Electric & Power Co | 3954 | Mt Storm | WV | 3 | OP | OC |  |  |  | Mt Storm Lake | 12 | 1973 | 708.5 |  |  | 9 | 1965 | 1120 | 47600 | [6 empty] | 2174 | 2174 |  |  | 375 | 0 | 100 | 0 |  | SW | FR
11479 | Madison Gas & Electric Co | 3992 | Blount Street | WI | 1 | OP | ON |  |  |  | Lake Monona | 6 | 1922 | 100 | [12 empty] | 350 |  |  |  | 360 | 0 | 11 | 3 |  | SW | FR
11479 | Madison Gas & Electric Co | 3992 | Blount Street | WI | 2 | OP | ON |  |  |  | Lake Monona | 6 | 1956 | 143 | [12 empty] | 1361 |  |  |  | 390 | 0 | 10 | 3 |  | SW | FR
20847 | Wisconsin Electric Power Co | 4040 | Port Washington Generating Station | WI | CD10 | OP | ON |  |  |  | Lake Michigan | 6 | 2008 | 460 | [12 empty] | 3000 |  |  |  | 1100 | 0 | 0 | 0 |  | SW | FR
20847 | Wisconsin Electric Power Co | 4040 | Port Washington Generating Station | WI | CD20 | OP | ON |  |  |  | Lake Michigan | 7 | 2005 | 460 | [12 empty] | 3000 |  |  |  | 1100 | 0 | 0 | 0 |  | SW | FR
20847 | Wisconsin Electric Power Co | 4041 | South Oak Creek | WI | 303 | OP | ON |  |  |  | Lake Michigan | 12 | 1959 | 440 | [12 empty] | 1394 |  |  |  | 0 | 0 | 17 | 5 |  | SW | FR
20847 | Wisconsin Electric Power Co | 4041 | South Oak Creek | WI | 304 | OP | ON |  |  |  | Lake Michigan | 11 | 1961 | 440 | [12 empty] | 403 |  |  |  | 0 | 0 | 17 | 5 |  | SW | FR
20847 | Wisconsin Electric Power Co | 4041 | South Oak Creek | WI | 305 | OP | ON |  |  |  | Lake Michigan | 3 | 1965 | 440 | [12 empty] | 212 |  |  |  | 0 | 0 | 17 | 5 |  | SW | FR
20847 | Wisconsin Electric Power Co | 4041 | South Oak Creek | WI | 306 | OP | ON |  |  |  | Lake Michigan | 10 | 1967 | 440 | [12 empty] | 370 |  |  |  | 0 | 0 | 17 | 5 |  | SW | FR
20847 | Wisconsin Electric Power Co | 4042 | Valley | WI | 401 | OP | ON |  |  |  | Menominee River | 6 | 1968 | 125 | 7 | 1977 | [10 empty] | 118 |  |  | 118 | 0 | 0 | 15 | 0 |  | SW | FR
20847 | Wisconsin Electric Power Co | 4042 | Valley | WI | 402 | OP | ON |  |  |  | Menominee River | 3 | 1969 | 125 | 7 | 1977 | [10 empty] | 118 |  |  | 118 | 0 | 0 | 15 | 0 |  | SW | FR
55906 | NextEra Energy Point Beach LLC | 4046 | Point Beach Nuclear Plant | WI | CW | OP | ON |  |  |  | Lake Michigan | 12 | 1970 | 1633 | 4 | 1992 | [14 empty] | 1805 | 0 | 11 |  |  | SW | FR
20856 | Wisconsin Power & Light Co | 4050 | Edgewater | WI | 3 | OP | ON |  |  |  | Lake Michigan | 7 | 1951 | 100.3 | [12 empty] | 1436 |  |  |  | 1500 | 0 | 10 | 0 |  | SW | FR
20856 | Wisconsin Power & Light Co | 4050 | Edgewater | WI | 4 | OP | ON |  |  |  | Lake Michigan | 12 | 1969 | 254 | [12 empty] | 936 |  |  |  | 1500 | 0 | 10 | 0 |  | SW | FR
20856 | Wisconsin Power & Light Co | 4050 | Edgewater | WI | 5 | OP | ON |  |  |  | Lake Michigan | 3 | 1985 | 275.7 | [12 empty] | 5597 |  |  |  | 1500 | 0 | 10 | 0 |  | SW | FR
20856 | Wisconsin Power & Light Co | 4054 | Nelson Dewey Coal Refining Facility | WI | 1 | OP | ON |  |  |  | Mississippi River | 12 | 1959 | 111.4 | [12 empty] | 551 |  |  |  | 0 | 8 | 7 | 4 |  | SW | FR
20856 | Wisconsin Power & Light Co | 4054 | Nelson Dewey Coal Refining Facility | WI | 2 | OP | ON |  |  |  | Mississippi River | 12 | 1962 | 111.4 | [12 empty] | 551 |  |  |  | 0 | 8 | 7 | 4 |  | SW | FR
20860 | Wisconsin Public Service Corp | 4072 | Pulliam | WI | 3 | RE | ON |  |  |  | Green Bay | 1 | 1943 | 80 | 6 | 1993 | [10 empty] | 147 |  |  | 80 | 12 | 6 | 6 | 6
20860 | Wisconsin Public Service Corp | 4072 | Pulliam | WI | 4 | RE | ON |  |  |  | Green Bay | 8 | 1947 | 75 | 6 | 1993 | [10 empty] | 46 |  |  | 80 | 12 | 6 | 6 | 6
20860 | Wisconsin Public Service Corp | 4072 | Pulliam | WI | 5 | OP | ON |  |  |  | Green Bay | 11 | 1951 | 119 | 6 | 1993 | [10 empty] | 101 |  |  | 100 | 12 | 6 | 6 | 6 |  | SW | FR
20860 | Wisconsin Public Service Corp | 4072 | Pulliam | WI | 6 | OP | ON |  |  |  | Green Bay | 9 | 1949 | 234 | 6 | 1993 | [10 empty] | 81 |  |  | 100 | 12 | 6 | 6 | 6 |  | SW | FR
20860 | Wisconsin Public Service Corp | 4072 | Pulliam | WI | 7 | OP | ON |  |  |  | Fox River | 11 | 1958 | 145 | 6 | 1993 | [10 empty] | 508 |  |  | 120 | 12 | 6 | 6 | 6 |  | SW | FR
20860 | Wisconsin Public Service Corp | 4072 | Pulliam | WI | 8 | OP | ON |  |  |  | Fox River | 12 | 1964 | 221 | 6 | 1993 | [10 empty] | 149 |  |  | 120 | 12 | 6 | 6 | 6 |  | SW | FR
20860 | Wisconsin Public Service Corp | 4078 | Weston | WI | 1 | OP | ON |  |  |  | Wisconsin River | 12 | 1954 | 95 |  | 1954 | [10 empty] | 215 |  |  | 18 | 20 | 0 | 6 | 1 |  | SW | FR
20860 | Wisconsin Public Service Corp | 4078 | Weston | WI | 2 | OP | ON |  |  |  | Wisconsin River | 9 | 1960 | 88 |  | 1954 | [10 empty] | 160 |  |  | 18 | 20 | 0 | 6 | 1 |  | SW | FR
20860 | Wisconsin Public Service Corp | 4078 | Weston | WI | 3 | OP | RF | RI |  |  | Wisconsin River | 12 | 1981 | 12 |  | 1981 |  |  |  |  | 12 | 1981 | MW |  | 267 | 1 | 6208 |  |  | 45 | 20 | 0 | 8 | 1 |  | SW | FR
20860 | Wisconsin Public Service Corp | 4078 | Weston | WI | 4 | OP | RI |  |  |  | Wisconsin River | 1 | 2008 | 19 | 7 | 2008 |  |  |  |  | 7 | 2008 | MW |  | 507 | 2.4 | 10143 |  | 6095 | 109 | 20 | 0 | 8 | 1 |  | SW | FR
11571 | Manitowoc Public Utilities | 4125 | Manitowoc | WI | 1 | OP | ON |  |  |  | Lake Michigan | 6 | 1948 | 167 | [16 empty] | 9000 | 0 | 27 | 0 |  | SW | FR
4716 | Dairyland Power Coop | 4140 | Alma | WI | G1 | OP | ON |  |  |  | Mississippi River | 9 | 1947 | 33 | [12 empty] | 877 |  |  |  | 30 | 0 | 12 | 9 |  | SW | FR
4716 | Dairyland Power Coop | 4140 | Alma | WI | G2 | OP | ON |  |  |  | Mississippi River | 11 | 1947 | 33 | [12 empty] | 877 |  |  |  | 30 | 0 | 12 | 9 |  | SW | FR
4716 | Dairyland Power Coop | 4140 | Alma | WI | G3 | OP | ON |  |  |  | Mississippi River | 7 | 1950 | 33 | [12 empty] | 877 |  |  |  | 30 | 0 | 12 | 9 |  | SW | FR
4716 | Dairyland Power Coop | 4140 | Alma | WI | G4 | OP | ON |  |  |  | Mississippi River | 5 | 1957 | 75 | [12 empty] | 877 |  |  |  | 30 | 0 | 12 | 9 |  | SW | FR
4716 | Dairyland Power Coop | 4140 | Alma | WI | G5 | OP | ON |  |  |  | Mississippi River | 1 | 1960 | 107 | [12 empty] | 877 |  |  |  | 30 | 0 | 12 | 9 |  | SW | FR
4716 | Dairyland Power Coop | 4143 | Genoa | WI | 1 | OP | ON |  |  |  | Mississippi River | 7 | 1969 | 378 | [12 empty] | 1430 |  |  |  | 30 | 0 | 11 | 9 |  | SW | FR
14354 | PacifiCorp | 4158 | Dave Johnston | WY | CW44 | OP | RI |  |  |  | North Platte River | 7 | 1972 | 6.6 | [6 empty] | 7 | 1972 | MW |  | 242.2 | 1 | 2096 |  | 2096 |  | 2640 |  | 7 | 4 |  | SW | FR
14354 | PacifiCorp | 4158 | Dave Johnston | WY | CW41 | OP | ON | RI |  |  | North Platte River | 2 | 1959 | 1.5 | [6 empty] | 12 | 1974 | MW |  | 80.4 | 1 | 2568 |  | 2568 |  | 600 |  | 7 | 4 |  | SW | FR
14354 | PacifiCorp | 4158 | Dave Johnston | WY | CW42 | OP | ON | RI |  |  | North Platte River | 1 | 1961 | 1.5 | [6 empty] | 12 | 1974 | MW |  | 80.4 | 1 | 2210 |  | 2210 |  | 600 |  | 7 | 4 |  | SW | FR
14354 | PacifiCorp | 4158 | Dave Johnston | WY | CW43 | OP | ON | RI |  |  | North Platte River | 12 | 1964 | 3.1 | [6 empty] | 12 | 1974 | MW |  | 134.2 | 1 | 2566 |  | 2566 |  | 600 |  | 7 | 4 |  | SW | FR
14354 | PacifiCorp | 4162 | Naughton | WY | 1 | OP | RI |  |  |  | Hams Fork River | 5 | 1963 | 4 | [6 empty] | 5 | 1963 | MW |  | 126 | 1 | 385 |  | 385 |  |  |  | 5 |  |  | SW | FR
14354 | PacifiCorp | 4162 | Naughton | WY | 2 | OP | RI |  |  |  | Hams Fork River | 10 | 1968 | 5 | [6 empty] | 10 | 1968 | MW |  | 170 | 1 | 529 |  | 529 |  |  |  | 5 |  |  | SW | FR
14354 | PacifiCorp | 4162 | Naughton | WY | 3 | OP | RI |  |  |  | Hams Fork River | 10 | 1971 | 10 | [6 empty] | 10 | 1971 | MW |  | 221 | 2 | 1396 |  | 1396 |  |  |  | 5 |  |  | SW | FR
6958 | City of Garland - (TX) | 4266 | Spencer | TX | 1 | RE | RF |  |  |  | Municipal | 6 | 1955 | 7 | [6 empty] | 6 | 1955 | MW |  | 66 | 1 | 235 |  | 235
6958 | City of Garland - (TX) | 4266 | Spencer | TX | 2 | RE | RF |  |  |  | Municipal | 6 | 1955 | 7 | [6 empty] | 6 | 1955 | MW |  | 66 | 1 | 235 |  | 235
6958 | City of Garland - (TX) | 4266 | Spencer | TX | 3 | RE | RF |  |  |  | Municipal | 6 | 1962 | 6 | [6 empty] | 6 | 1962 | MW |  | 62 | 1 | 328 |  | 328
6958 | City of Garland - (TX) | 4266 | Spencer | TX | 4 | OP | RF |  |  |  | Municipality | 6 | 1966 | 16 | [6 empty] | 6 | 1966 | MW |  | 120 | 1 | 534 |  | 534 | [6 empty] | PD | BE
6958 | City of Garland - (TX) | 4266 | Spencer | TX | 5 | OP | RF |  |  |  | Municipality | 6 | 1973 | 18 | [6 empty] | 6 | 1973 | MW |  | 133 | 1 | 819 |  | 819 | [6 empty] | PD | BE
11241 | Entergy Louisiana Inc | 4270 | Waterford 3 | LA | CW | OP | ON |  |  |  | Mississippi River | 9 | 1985 | 2231 | 9 | 1985 | [14 empty] | 0 | 0 | 0 | 0 |  | SW | FR
4716 | Dairyland Power Coop | 4271 | John P Madgett | WI | G1 | OP | ON |  |  |  | Mississippi River | 11 | 1979 | 499 | [12 empty] | 3989 |  |  |  | 30 | 0 | 12 | 9 |  | SW | FR
11269 | Lower Colorado River Authority | 4937 | Thomas C Ferguson | TX | 1 | OP | ON |  |  |  | Lake Lyndon B. Johnson | 3 | 1974 | 700 |  |  | 3 | 1974 | 6375 | 138500 | [6 empty] | 1750 |  |  |  | 0 | 0 | 25 | 15 |  | SW | FR
49979 | Topaz Power Group LLC | 4939 | Barney M Davis | TX | 1 | OP | ON | OC |  |  | Laguna Madre | 5 | 1974 | 261 |  |  | 5 | 1974 | 1100 | 6600 | [6 empty] | 5000 | 5000 |  |  | 3824 | 492 | 24 | 2 |  | SW | SA
49979 | Topaz Power Group LLC | 4939 | Barney M Davis | TX | 2 | OP | ON | OC |  |  | Laguna Madre | 7 | 1976 | 261 |  |  | 5 | 1974 | 1100 | 6600 | [6 empty] | 5000 | 5000 |  |  | 3824 | 492 | 24 | 2 |  | SW | SA
15474 | Public Service Co of Oklahoma | 4940 | Riverside | OK | 1501 | OP | RF |  |  |  | Arkansas River | 4 | 1974 | 66.84 | 7 | 1979 |  |  |  |  | 4 | 1974 | MW |  | 476.79 | 5 | 1400 |  | 1400 |  |  | 20 | 3 | 3 |  | SW | FR
15474 | Public Service Co of Oklahoma | 4940 | Riverside | OK | 1502 | OP | RF |  |  |  | Arkansas River | 5 | 1976 | 66.84 | 7 | 1979 |  |  |  |  | 5 | 1976 | MW |  | 476.79 | 5 | 1400 |  | 1400 |  |  | 20 | 3 | 3 |  | SW | FR
16572 | Salt River Project | 4941 | Navajo | AZ | 1A-1B | OP | RI |  |  |  | Lake Powell | 5 | 1974 | 21 | [6 empty] | 5 | 1974 | MW |  | 602 | 6 | 5236 |  | 2391 |  |  |  | 350 |  |  | SW | FR
16572 | Salt River Project | 4941 | Navajo | AZ | 2A-2B | OP | RI |  |  |  | Lake Powell | 4 | 1975 | 21 | [6 empty] | 4 | 1975 | MW |  | 602 | 6 | 5236 |  | 2391 |  |  |  | 350 |  |  | SW | FR
16572 | Salt River Project | 4941 | Navajo | AZ | 3A-3B | OP | RI |  |  |  | Lake Powell | 4 | 1976 | 21 | [6 empty] | 4 | 1976 | MW |  | 602 | 6 | 5236 |  | 2391 |  |  |  | 220 |  |  | SW | FR
9324 | Indiana Michigan Power Co | 6000 | Donald C Cook | MI | UNIT1 | OP | ON |  |  |  | Lake Michigan | 8 | 1975 | 3076 | [12 empty] | 25467 |  |  |  | 2250 | 1250 | 20 | 15 |  | SW | FR
9324 | Indiana Michigan Power Co | 6000 | Donald C Cook | MI | UNIT2 | OP | ON |  |  |  | Lake Michigan | 7 | 1978 | 3076 | [12 empty] | 28467 |  |  |  | 2250 | 1250 | 20 | 15 |  | SW | FR
195 | Alabama Power Co | 6001 | Joseph M Farley | AL | 1 | OP | RF |  |  |  | Chattahoochee River | 12 | 1977 | 1604.2 | [6 empty] | 12 | 1977 | MW |  | 555.3 | 6 | [8 empty] | 0% | SW | FR
195 | Alabama Power Co | 6001 | Joseph M Farley | AL | 2 | OP | RF |  |  |  | Chattahoochee River | 7 | 1981 | 1604.2 | [6 empty] | 7 | 1981 | MW |  | 555.3 | 6 | [9 empty] | SW | FR
195 | Alabama Power Co | 6002 | James H Miller Jr | AL | 3-4 | OP | RN |  |  |  | Black Warrior River | 5 | 1985 | 27 | [6 empty] | 6 | 1989 | NW |  | 921 | 1 | 20000 |  | 20000 |  | 5 |  | 40 |  | 0% | SW | FR
195 | Alabama Power Co | 6002 | James H Miller Jr | AL | 1-2 | OP | RN |  |  |  | Black Warrior River | 10 | 1978 | 27 | [6 empty] | 10 | 1978 | NW |  | 921 | 1 | 15713 |  | 15713 |  | 5 |  | 40 |  | 0% | SW | FR
23279 | Allegheny Energy Supply Co LLC | 6004 | FirstEnergy Pleasants Power Station | WV | 1 | OP | RN |  |  |  | Ohio River | 3 | 1979 | 67 | [6 empty] | 3 | 1979 | NW |  | 579 | 1 |  |  | 18886 |  | 0 |  | 10 |  |  | SW | FR
23279 | Allegheny Energy Supply Co LLC | 6004 | FirstEnergy Pleasants Power Station | WV | 2 | OP | RN |  |  |  | Ohio River | 7 | 1981 | 67 | [6 empty] | 7 | 1981 | NW |  | 579 | 1 |  |  | 21664 |  | 0 |  | 10 |  |  | SW | FR
803 | Arizona Public Service Co | 6008 | Palo Verde | AZ | 1 | OP | RF |  |  |  | Phoenix Area Sewage Effluent | 1 | 1988 | 82.97 | [6 empty] | 12 | 1987 | MW |  | 1313 | 22.7 | 47527 | [8 empty] | PD | BR
803 | Arizona Public Service Co | 6008 | Palo Verde | AZ | 2 | OP | RF |  |  |  | Phoenix Area Sewage Effluent | 1 | 1988 | 82.97 | [6 empty] | 12 | 1987 | MW |  | 1313 | 22.7 | 41039 | [8 empty] | PD | BR
803 | Arizona Public Service Co | 6008 | Palo Verde | AZ | 3 | OP | RF |  |  |  | Phoenix Area Sewage Effluent | 1 | 1988 | 82.97 | [6 empty] | 12 | 1987 | MW |  | 1313 | 22.7 | 44039 | [8 empty] | PD | BR
814 | Entergy Arkansas Inc | 6009 | White Bluff | AR | 1 | OP | RN |  |  |  | Arkansas River | 8 | 1980 | 45 | [6 empty] | 8 | 1980 | NW |  | 822 | 7 | 9220 |  | 9220 |  | 160 | 0 | 48 | 0 |  | SW | FR
814 | Entergy Arkansas Inc | 6009 | White Bluff | AR | 2 | OP | RN |  |  |  | Arkansas River | 7 | 1981 | 45 | [6 empty] | 7 | 1981 | NW |  | 822 | 7 | 9220 |  | 9220 |  | 160 | 0 | 48 | 0 |  | SW | FR
2876 | Calvert Cliffs Nuclear PP LLC | 6011 | Calvert Cliffs Nuclear Power Plant | MD | SYS042 | OP | ON |  |  |  | Chesapeake Bay | 5 | 1975 | 5348 | [16 empty] | 0 | 850 | 36 | 10 |  | SW | BR
2507 | City of Burbank Water and Power | 6013 | Olive | CA | 01 | OP | RF |  |  |  | Municipality | 11 | 1959 | 6 | 11 | 1959 |  |  |  |  | 11 | 1959 | MW |  | 75 | 0.802 | 420 |  | 211 | [6 empty] | PD | BE
2507 | City of Burbank Water and Power | 6013 | Olive | CA | 02 | OP | RF |  |  |  | Municipality | 2 | 1965 | 6 | 2 | 1965 |  |  |  |  | 2 | 1965 | MW |  | 85 | 0.67 | 320 |  | 616 | [6 empty] | PD | BE
3046 | Progress Energy Carolinas Inc | 6014 | Brunswick | NC | 1 | OP | ON |  |  |  | Atlantic Ocean (Cape Fear) | 3 | 1977 | 1167 | [21 empty] | SW | SA
3046 | Progress Energy Carolinas Inc | 6014 | Brunswick | NC | 2 | OP | ON |  |  |  | Atlantic Ocean (Cape Fear) | 11 | 1975 | 1167 | [21 empty] | SW | SA
3046 | Progress Energy Carolinas Inc | 6015 | Harris | NC | 1 | OP | RN |  |  |  | Shearon Harris Reservoir | 5 | 1987 | 60 | [6 empty] | 5 | 1987 | NW |  | 1199 | 7.8 |  |  | 40400 |  | 0 | 400 | 30 | 40 |  | SW | FR
49756 | Ameren Energy Resources Generating Co. | 6016 | Duck Creek | IL | 1 | OP | RC |  |  |  | Duck Creek Reservoir | 6 | 1976 | 468 | 6 | 1976 | 6 | 1976 | 1655 | 51518 | [6 empty] | 20582 | 20582 |  |  | 10 | 119 | 8 | 10 |  | SW | FR
520 | Ameren Energy Generating Co | 6017 | Newton | IL | 1 | OP | OC |  |  |  | Laws Creek, Sandy Creek | 11 | 1977 | 622 | 11 | 1977 | 11 | 1977 | 2021 | 29144 | [6 empty] | 27336 | 27336 |  |  | 0 | 0 | 17 | 0 |  | SW | FR
520 | Ameren Energy Generating Co | 6017 | Newton | IL | 2 | OP | OC |  |  |  | Laws Creek, Sandy Creek | 12 | 1982 | 622 | 11 | 1977 | 11 | 1977 | 2021 | 29144 | [6 empty] | 27336 | 27336 |  |  | 0 | 0 | 17 | 0 |  | SW | FR
55729 | Duke Energy Kentucky Inc | 6018 | East Bend | KY | 2 | OP | RF |  |  |  | Ohio River | 3 | 1981 | 13 | [6 empty] | 3 | 1981 | MW |  | 538 | 2 | 6221 |  | 6221 |  | 48 | 0 | 36 | 0 |  | SW | FR
3542 | Duke Energy Ohio Inc | 6019 | W H Zimmer | OH | 1 | OP | RN |  |  |  | Ohio River | 3 | 1991 | 29 | [6 empty] | 6 | 1991 | NW |  | 998 |  | 8545 |  | 8545 |  | 40 | 0 | 12 | 0 |  | SW | FR
50161 | FirstEnergy Nuclear Operating Company | 6020 | Perry | OH | CSID01 | OP | RN |  |  |  | LAKE ERIE | 11 | 1986 | 206.1 | 12 | 1985 |  |  |  |  | 11 | 1986 | NW |  | 1337 | 13.5 |  |  |  |  | 2956 | 2197 | 115 | 114 |  | SW | FR
30151 | Tri-State G & T Assn, Inc | 6021 | Craig | CO | C1 | OP | RF |  |  |  | Yampa River | 7 | 1980 | 20 | [6 empty] | 7 | 1980 | MW |  | 340 | 1.9 | 1543 |  | 1543 |  | 7920 |  | 8 |  |  | SW | FR
30151 | Tri-State G & T Assn, Inc | 6021 | Craig | CO | C2 | OP | RF |  |  |  | Yampa River | 11 | 1979 | 20 | [6 empty] | 11 | 1979 | MW |  | 340 | 1.9 | 1543 |  | 1543 |  | 7920 |  | 8 |  |  | SW | FR
30151 | Tri-State G & T Assn, Inc | 6021 | Craig | CO | C3 | OP | RF |  |  |  | Yampa River | 10 | 1984 | 20 | [6 empty] | 10 | 1984 | MW |  | 340 | 1.1 | 3185 |  | 3185 |  | 7920 |  | 8 |  |  | SW | FR
55951 | Exelon Nuclear | 6022 | Braidwood Generation Station | IL | CW-1 | OP | RC |  |  |  | Braidwood Lake | 7 | 1988 | 45 |  |  | 7 | 1988 | 1269 | 11417 | [10 empty] | 0 |  | 10 |  |  | SW | FR
55951 | Exelon Nuclear | 6022 | Braidwood Generation Station | IL | CW-2 | OP | RC |  |  |  | Braidwood Lake | 10 | 1988 | 45 |  |  | 10 | 1988 | 1269 | 11417 | [10 empty] | 0 |  | 10 |  |  | SW | FR
55951 | Exelon Nuclear | 6023 | Byron Generating Station | IL | CW-1 | OP | RN |  |  |  | Rock RIver | 9 | 1985 | 38 | [6 empty] | 9 | 1985 | NW |  | 1544 | 13 |  |  |  |  | 0 |  | 7 |  |  | SW | FR
55951 | Exelon Nuclear | 6023 | Byron Generating Station | IL | CW-2 | OP | RN |  |  |  | Rock River | 8 | 1987 | 38 | [6 empty] | 8 | 1987 | NW |  | 1544 | 13 |  |  |  |  | 0 |  | 7 |  |  | SW | FR
55951 | Exelon Nuclear | 6026 | LaSalle Generating Station | IL | CW-1 | OP | RC |  |  |  | Illinois River Cooling Lake | 1 | 1984 | 46 |  |  | 1 | 1984 | 1029 | 13782 | [10 empty] | 0 |  | 9 |  |  | SW | FR
55951 | Exelon Nuclear | 6026 | LaSalle Generating Station | IL | CW-2 | OP | RC |  |  |  | Illinois River Cooling Lake | 10 | 1984 | 46 |  |  | 10 | 1984 | 1029 | 13782 | [10 empty] | 0 |  | 9 |  |  | SW | FR
7570 | Great River Energy | 6030 | Coal Creek | ND | 9 | OP | RF |  |  |  | Missouri River | 8 | 1979 | 17 | [6 empty] | 8 | 1979 | MW |  | 1404 | 3 | 14676 |  | 8525 |  | 54 | 0 | 1 | 0 |  | SW | FR
4922 | Dayton Power & Light Co | 6031 | Killen Station | OH | 2 | OP | RF |  |  |  | Ohio River | 6 | 1982 | 25 | 6 | 1982 |  |  |  |  | 6 | 1982 | MW |  | 487 | 2 | 20168 |  | 15448 | 337 | 140 |  | 17 |  |  | SW | FR
5109 | The DTE Electric Company | 6034 | Belle River | MI | C1 | OP | ON |  |  |  | St. Clair River | 8 | 1984 | 735 | [12 empty] | 7000 |  |  |  | 280 | 285 | 0 | 17 |  | SW | FR
5109 | The DTE Electric Company | 6034 | Belle River | MI | C2 | OP | ON |  |  |  | St. Clair River | 7 | 1985 | 735 | [12 empty] | 7000 |  |  |  | 280 | 400 | 0 | 20 |  | SW | FR
5109 | The DTE Electric Company | 6035 | Greenwood | MI | 1 | OP | RC |  |  |  | Municipal | 7 | 1979 | 525 |  |  | 7 | 1979 | 100 | 864 | [6 empty] | 17900 | [8 empty] | SW | FR
5416 | Duke Energy Carolinas, LLC | 6036 | Catawba | SC | 1RC | OP | RF |  |  |  | Lake Wylie | 6 | 1985 | 216.5 | [6 empty] | 6 | 1985 | MW |  | 1691 | 26 |  |  |  |  | 70 | 0 | 30.4 | 13 |  | SW | FR
5416 | Duke Energy Carolinas, LLC | 6036 | Catawba | SC | 2RC | OP | RF |  |  |  | Lake Wylie | 8 | 1986 | 216.5 | [6 empty] | 8 | 1986 | MW |  | 1691 | 26 |  |  |  |  | 70 | 0 | 30.4 | 13 |  | SW | FR
5416 | Duke Energy Carolinas, LLC | 6038 | McGuire | NC | 1RC | OP | ON |  |  |  | Lake Norman | 9 | 1981 | 2562.2 | [18 empty] | 15 | 20 |  | SW | FR
5416 | Duke Energy Carolinas, LLC | 6038 | McGuire | NC | 2RC | OP | ON |  |  |  | Lake Norman | 3 | 1984 | 2562.2 | [18 empty] | 15 | 20 |  | SW | FR
50161 | FirstEnergy Nuclear Operating Company | 6040 | Beaver Valley | PA | CSID01 | OP | RN |  |  |  | Ohio River | 7 | 1976 | 85.56 | 7 | 1976 |  |  |  |  | 7 | 1976 | NW |  | 1130 | 10.4 |  |  |  |  | 0 | 0 | 15 | 15 |  | SW | FR
50161 | FirstEnergy Nuclear Operating Company | 6040 | Beaver Valley | PA | CSID02 | OP | RN |  |  |  | MAKEUP OHIO RIVER | 8 | 1987 | 58.1 | 8 | 1987 |  |  |  |  | 8 | 1987 | NW |  | 1134 | 8.92 |  |  |  |  | 0 | 0 | 15 | 15 |  | SW | FR
5580 | East Kentucky Power Coop, Inc | 6041 | H L Spurlock | KY | 1 | OP | RF |  |  |  | Wells and River Water | 9 | 1977 | 8.9 | [6 empty] | 9 | 1977 | MW |  | 358 | 1 | 768 |  | 768 |  | 30 |  | 5 |  |  | GW | FR
5580 | East Kentucky Power Coop, Inc | 6041 | H L Spurlock | KY | 2 | OP | RF |  |  |  | Wells and River Water | 3 | 1981 | 13.5 | [6 empty] | 3 | 1981 | MW |  | 468 | 2 | 5170 |  | 5170 |  | 30 |  | 5 |  |  | GW | FR
5580 | East Kentucky Power Coop, Inc | 6041 | H L Spurlock | KY | 3 | OP | RF |  |  |  | Ohio River and Wells | 4 | 2005 | 7.5 | 4 | 2005 |  |  |  |  | 4 | 2005 | MW |  | 325 | 1.4 | 9332 |  | 6332 |  | 30 |  | 5 |  |  | SW | FR
5580 | East Kentucky Power Coop, Inc | 6041 | H L Spurlock | KY | 4 | OP | RF |  |  |  | Ohio River | 4 | 2009 | 7.5 | 4 | 2009 |  |  |  |  | 4 | 2009 | MW |  | 325 | 1.4 | 10000 |  | 7000 |  | 30 |  | 5 |  |  | GW | FR
6452 | Florida Power & Light Co | 6042 | Manatee | FL | CP | OP | RC |  |  |  | Little Manatee River | 10 | 1976 | 1780 | 10 | 1976 | 10 | 1976 | 4000 | 44000 | [6 empty] | 20351 | 20351 |  |  | 0 |  | 0 |  |  | SW | FR
6452 | Florida Power & Light Co | 6043 | Martin | FL | CP | OP | RC |  |  |  | St. Lucie Canal | 12 | 1980 | 892 | 12 | 1980 | 12 | 1980 | 6600 | 100000 | [6 empty] | 122 | 122 |  |  | 0 |  | 0 |  |  | SW | FR
6452 | Florida Power & Light Co | 6043 | Martin | FL | CT | OP | RI |  |  |  | St. Lucie Canal | 6 | 2005 | 624 | 6 | 2005 | 12 | 1980 | 6600 | 100000 | 6 | 2005 | MW |  | 879 | 3.2 | 122 |  | 122 |  | 0 | 0 | 0 | 0 |  | SW | FR
6452 | Florida Power & Light Co | 6045 | St Lucie | FL | SLC | OP | ON |  |  |  | Atlantic Ocean | 3 | 1976 | 2300 | [12 empty] | 79094 |  |  |  | 1200 | 3500 | 16 | 40 |  | SW | SA
7140 | Georgia Power Co | 6051 | Edwin I Hatch | GA | 1 | OP | RI |  |  |  | Altahama River | 12 | 1975 | 40 | [6 empty] | 12 | 1975 | MW |  | 1248 | 5.4 | 27338 |  |  |  | 100 | 100 | 15 |  |  | SW | FR
7140 | Georgia Power Co | 6051 | Edwin I Hatch | GA | 2 | OP | RI |  |  |  | Altahama River | 12 | 1975 | 40 | [6 empty] | 12 | 1975 | MW |  | 1248 | 5.4 | 21658 |  |  |  | 100 | 100 | 15 |  |  | SW | FR
7140 | Georgia Power Co | 6052 | Wansley | GA | 1 | OP | RI |  |  |  | Chattahoochee River | 12 | 1976 | 37 | [6 empty] | 12 | 1976 | MW |  | 824 | 3 | 2704 |  | 2704 |  | 0 | 0 | 70 | 0 |  | SW | FR
7140 | Georgia Power Co | 6052 | Wansley | GA | 2 | OP | RI |  |  |  | Chattahoochee River | 4 | 1978 | 37 | [6 empty] | 4 | 1978 | MW |  | 824 | 3 | 2704 |  | 2704 |  | 0 | 0 | 70 | 0 |  | SW | FR
11252 | Louisiana Generating LLC | 6055 | Big Cajun 2 | LA | 2C1 | OP | RF |  |  |  | Mississippi River | 7 | 1981 | 50 | [6 empty] | 7 | 1981 | MW |  | 523 | 9.5 | 10844 |  | 10844 |  | 1000 | 1000 | 10 | 10 |  | SW | FR
11252 | Louisiana Generating LLC | 6055 | Big Cajun 2 | LA | 2C2 | OP | RF |  |  |  | Mississippi River | 7 | 1982 | 50 | [6 empty] | 3 | 1981 | MW |  | 523 | 9.5 | 10770 |  | 10770 |  | 1000 | 1000 | 10 | 10 |  | SW | FR
11252 | Louisiana Generating LLC | 6055 | Big Cajun 2 | LA | 2C3 | OP | ON |  |  |  | Mississippi River | 12 | 1983 | 560 | [12 empty] | 34174 |  |  |  | 800 | 300 | 20 | 20 |  | SW | FR
17568 | South Mississippi El Pwr Assn | 6061 | R D Morrow | MS | 2 | OP | RI | RC |  |  | Wells | 12 | 1978 | 12 | 4 | 1978 | 4 | 1978 | 39 | 468 | 4 | 1978 | MW |  | 490 | 3 | 2650 | 800 | 1850 | [6 empty] | GW | FR
17568 | South Mississippi El Pwr Assn | 6061 | R D Morrow | MS | 1 | OP | RI | RC |  |  | Wells | 4 | 1978 | 12 | 4 | 1978 | 4 | 1978 | 39 | 468 | 4 | 1978 | MW |  | 490 | 3 | 2650 | 800 | 1850 | [6 empty] | GW | FR
9996 | City of Kansas City - (KS) | 6064 | Nearman Creek | KS | NCS | OP | ON | RN |  |  | Missouri River | 2 | 1981 | 283.69 | [6 empty] | 6 | 2006 | MW |  | 321 | 7 | 235000 |  | 15000 |  | 0 | 0 | 19 | 0 |  | SW | FR
10000 | Kansas City Power & Light Co | 6065 | Iatan | MO | 1 | OP | ON |  |  |  | Missouri River | 5 | 1980 | 829 | [12 empty] | 14079 |  |  |  | 0 | 1000 | 15 | 0 |  | SW | FR
10000 | Kansas City Power & Light Co | 6065 | Iatan | MO | 2 | OP | RI |  |  |  | Missouri River | 2 | 2010 | 17.97 | [6 empty] | 6 | 2010 | MW |  | 958 | 2.631 | 14079 |  | 11000 |  | 100 |  | 15 |  |  | SW | FR
22500 | Westar Energy Inc | 6068 | Jeffrey Energy Center | KS | 1 | OP | RI |  |  |  | Kansas River | 7 | 1978 | 54 | [6 empty] | 4 | 2004 | MW |  | 740 | 12 | 3200 |  | 3200 |  | 15 | 4 | 6 | 2 |  | SW | FR
22500 | Westar Energy Inc | 6068 | Jeffrey Energy Center | KS | 2 | OP | RI |  |  |  | Kansas River | 5 | 1980 | 54 | [6 empty] | 5 | 2002 | MW |  | 740 | 12 | 3200 |  | 3200 |  | 15 | 4 | 6 | 2 |  | SW | FR
22500 | Westar Energy Inc | 6068 | Jeffrey Energy Center | KS | 3 | OP | RI |  |  |  | Kansas River | 5 | 1983 | 54 | [6 empty] | 10 | 2005 | MW |  | 740 | 12 | 3736 |  | 3736 |  | 15 | 4 | 6 | 2 |  | SW | FR
11249 | Louisville Gas & Electric Co | 6071 | Trimble County | KY | 1 | OP | RF |  |  |  | Ohio River | 10 | 2007 | 23.3 |  | 2007 |  |  |  |  | 10 | 2007 | MW |  | 425 | 2 | 19004 |  | 19004 |  | 0 | 0 | 23 | 0 |  | SW | FR
11249 | Louisville Gas & Electric Co | 6071 | Trimble County | KY | 2 | OP | RI |  |  |  | Ohio River | 1 | 2011 | 22.2 | 6 | [5 empty] | 1 | 2011 | NW |  | 560 | 4.646 | 40453 |  | 12800 |  | 0 | 0 | 23 | 0 |  | SW | FR
12465 | System Energy Resources, Inc | 6072 | Grand Gulf | MS | CW | OP | RN | RF |  |  | Mississippi River Aquifer | 7 | 1985 | 51.7 | [6 empty] | 7 | 1985 | NW | MW | 1292 | 4.2 | [9 empty] | GW | FR
12686 | Mississippi Power Co | 6073 | Victor J Daniel Jr | MS | BCCF | OP | RC |  |  |  | Municipality | 3 | 1977 | 29.94 |  |  | 3 | 1977 | 1200 | 8400 | [6 empty] | 37825 |  |  |  | 0 |  | 10 |  |  | SW | FR
12686 | Mississippi Power Co | 6073 | Victor J Daniel Jr | MS | CT | OP | RF |  |  |  | Municipality | 4 | 2001 | 19.25 | [6 empty] | 4 | 2001 | MW |  | 486 | 4.6 | 75793 |  | 70065 |  | 0 |  | 5.7 |  |  | SW | FR
15298 | PPL Montana LLC | 6076 | Colstrip | MT | 1 | OP | RF |  |  |  | Yellowstone River | 11 | 1975 | 8.91 | [6 empty] | 11 | 1975 | MW |  | 229 | 2 | 3000 |  | 3000 |  | 200 |  | 15 |  | 0% | SW | FR
15298 | PPL Montana LLC | 6076 | Colstrip | MT | 2 | OP | RF |  |  |  | Yellowstone River | 8 | 1976 | 8.91 | [6 empty] | 8 | 1976 | MW |  | 229 | 2 | 3000 |  | 3000 |  | 200 |  | 15 |  | 0% | SW | FR
15298 | PPL Montana LLC | 6076 | Colstrip | MT | 3 | OP | RF |  |  |  | Yellowstone River | 1 | 1984 | 17.82 | [6 empty] | 1 | 1984 | MW |  | 489 | 5 | 9000 |  | 9000 |  | 200 |  | 15 |  | 0% | SW | FR
15298 | PPL Montana LLC | 6076 | Colstrip | MT | 4 | OP | RF |  |  |  | Yellowstone River | 4 | 1986 | 17.82 | [6 empty] | 4 | 1986 | MW |  | 489 | 5 | 9000 |  | 9000 |  | 200 |  | 15 |  | 0% | SW | FR
13337 | Nebraska Public Power District | 6077 | Gerald Gentleman | NE | 1 | OP | OC |  |  |  | Sutherland Supply Canal | 4 | 1979 | 586 | 4 | 1979 | 4 | 1979 | 217 | 2319 | [6 empty] | 36645 | 2239 |  |  | 0 | 189 | 11 | 14 |  | SW | FR
13337 | Nebraska Public Power District | 6077 | Gerald Gentleman | NE | 2 | OP | OC |  |  |  | Sutherland Supply Canal | 1 | 1982 | 590 | 1 | 1982 | 1 | 1982 | 217 | 2319 | [6 empty] | 36645 | 2239 |  |  | 0 | 189 | 11 | 14 |  | SW | FR
11806 | Massachusetts Mun Wholes Electric Co | 6081 | Stony Brook | MA | COOL1 | OP | RF |  |  |  | Municipal | 11 | 1981 | 180 | 11 | 1981 |  |  |  |  | 11 | 1981 | MW |  | 180 | 0.25 | [8 empty] | 0% | SW | FR
11806 | Massachusetts Mun Wholes Electric Co | 6081 | Stony Brook | MA | D COND | PL | RF |  |  |  | Municipality | 6 | 2016 | 11 | [6 empty] | 6 | 2016 | MD |  |  | 0.28 | [9 empty] | SW | FR
22129 | Somerset Operating Co LLC | 6082 | Somerset Operating Co LLC | NY | 1 | OP | ON |  |  |  | Lake Ontario | 8 | 1984 | 424 | [12 empty] | 17800 |  |  |  | 2460 | 1800 | 16 | 20 |  | SW | FR
13756 | Northern Indiana Pub Serv Co | 6085 | R M Schahfer | IN | 14 | OP | RF |  |  |  | Kankakee River | 12 | 1976 | 484 | [6 empty] | 12 | 1976 | MW |  | 548 | 2 | 3886 |  | 3886 |  | 150 |  | 15 |  |  | SW | FR
13756 | Northern Indiana Pub Serv Co | 6085 | R M Schahfer | IN | 15 | OP | RF |  |  |  | Kankakee River | 10 | 1979 | 349 | [6 empty] | 10 | 1979 | MW |  | 379 | 2 | 5115 |  | 5115 |  | 150 |  | 15 |  |  | SW | FR
13756 | Northern Indiana Pub Serv Co | 6085 | R M Schahfer | IN | 17 | OP | RF |  |  |  | Kankakee River | 4 | 1983 | 358 | [6 empty] | 4 | 1983 | MW |  | 412 | 2 | 9627 |  | 6199 |  | 150 |  | 15 |  |  | SW | FR
13756 | Northern Indiana Pub Serv Co | 6085 | R M Schahfer | IN | 18 | OP | RF |  |  |  | Kankakee River | 2 | 1986 | 358 | [6 empty] | 2 | 1986 | MW |  | 412 | 2 | 10500 |  | 6500 |  | 150 |  | 15 |  |  | SW | FR
13781 | Northern States Power Co - Minnesota | 6090 | Sherburne County | MN | 1 | OP | RF |  |  |  | Mississippi River | 5 | 1976 | 67 | 5 | 1976 |  |  |  |  | 5 | 1976 | MW |  | 490 | 3 | 2632 |  | 2632 |  | 0 |  | 6 |  |  | SW | FR
13781 | Northern States Power Co - Minnesota | 6090 | Sherburne County | MN | 2 | OP | RF |  |  |  | Mississippi River | 4 | 1977 | 67 | 4 | 1977 |  |  |  |  | 4 | 1977 | MW |  | 490 | 3 | 2532 |  | 2532 |  | 0 |  | 6 |  |  | SW | FR
13781 | Northern States Power Co - Minnesota | 6090 | Sherburne County | MN | 3 | OP | RF |  |  |  | Mississippi River | 11 | 1987 | 67 | 11 | 1987 |  |  |  |  | 11 | 1987 | MW |  | 744 | 3 | 6430 |  | 6430 |  | 0 |  | 6 |  |  | SW | FR
6526 | FirstEnergy Generation Corp | 6094 | FirstEnergy Bruce Mansfield | PA | 1 | OP | RN |  |  |  | Ohio River | 4 | 1976 | 32 | [6 empty] | 4 | 1976 | NW |  | 668 | 6 | 10286 |  | 7792 |  | 12 |  | 15 |  |  | SW | FR
6526 | FirstEnergy Generation Corp | 6094 | FirstEnergy Bruce Mansfield | PA | 2 | OP | RN |  |  |  | Ohio River | 10 | 1977 | 32 | [6 empty] | 10 | 1977 | NW |  | 668 | 6 | 10072 |  | 7468 |  | 12 |  | 15 |  |  | SW | FR
6526 | FirstEnergy Generation Corp | 6094 | FirstEnergy Bruce Mansfield | PA | 3 | OP | RN |  |  |  | Ohio River | 9 | 1980 | 32 | [6 empty] | 9 | 1980 | NW |  | 668 | 6 | 17330 |  | 14547 |  | 12 |  | 15 |  |  | SW | FR
14063 | Oklahoma Gas & Electric Co | 6095 | Sooner | OK | CP | OP | RC |  |  |  | Sooner Lake | 11 | 1979 | 1221 |  |  | 11 | 1979 | 5400 | 149000 | [6 empty] | 38146 | 38146 |  |  | 0 |  | 8 |  |  | SW | FR
14127 | Omaha Public Power District | 6096 | Nebraska City | NE | 1 | OP | ON |  |  |  | Missouri River | 5 | 1979 | 1036 | [12 empty] | 19527 |  |  |  | 2 | 2 | 8 | 12 |  | SW | FR
14127 | Omaha Public Power District | 6096 | Nebraska City | NE | 2 | OP | RF |  |  |  | Missouri River | 5 | 2009 | 15.1 | 5 | 2009 |  |  |  |  | 5 | 2009 | MW |  | 623 | 0.15 | 22800 |  | 7600 | 300 | 2 |  | 8 |  |  | SW | FR
14232 | Otter Tail Power Co | 6098 | Big Stone | SD | 1 | OP | RC |  |  |  | Big Stone Lake | 5 | 1975 | 392 |  |  | 5 | 1975 | 350 | 4911 | [6 empty] | 7782 | 7782 |  |  | 0 |  | 13 |  |  | SW | FR
14328 | Pacific Gas & Electric Co | 6099 | Diablo Canyon | CA | 1 | OP | ON |  |  |  | Pacific Ocean | 5 | 1985 | 1932 | 1 | 1996 | [14 empty] | 0 | 0 | 20 | 0 |  | SW | SA
14328 | Pacific Gas & Electric Co | 6099 | Diablo Canyon | CA | 2 | OP | ON |  |  |  | Pacific Ocean | 3 | 1986 | 1932 | 1 | 1996 | [14 empty] | 0 | 0 | 20 | 0 |  | SW | SA
14354 | PacifiCorp | 6101 | Wyodak | WY | AC91 | OP | DC |  |  |  |  | 9 | 1978 | [13 empty] | 20158 | [7 empty] | 100%
14266 | PPL Susquehanna LLC | 6103 | PPL Susquehanna | PA | 1 | OP | RN |  |  |  | Susquehanna River | 6 | 1983 | 50.3 | 6 | 1983 |  |  |  |  | 6 | 1983 | NW |  | 1138.6 | 12 | 44420 |  | 40809 |  | 62 | 1600 | 6.6 | 12.6 |  | SW | FR
14266 | PPL Susquehanna LLC | 6103 | PPL Susquehanna | PA | 2 | OP | RN |  |  |  | Susquehanna River | 2 | 1985 | 50.3 | 2 | 1985 |  |  |  |  | 2 | 1985 | NW |  | 1138.6 | 12 | 39762 |  | 36694 |  | 62 | 1600 | 6.6 | 12.6 |  | SW | FR
55951 | Exelon Nuclear | 6105 | Limerick | PA | 009-1 | OP | RN |  |  |  | Schuylkill & Delaware Rivers | 2 | 1986 | 36 | [6 empty] | 2 | 1986 | NW |  | 1062 | 10 |  |  |  |  | 0 |  | 14 |  |  | SW | FR
55951 | Exelon Nuclear | 6105 | Limerick | PA | 009-2 | OP | RN |  |  |  | Schuylkill & Delaware River | 1 | 1990 | 36 | [6 empty] | 1 | 1990 | NW |  | 1062 | 10 |  |  |  |  | 0 |  | 14 |  |  | SW | FR
15248 | Portland General Electric Co | 6106 | Boardman | OR | 1CS | OP | RC |  |  |  | Columbia River | 8 | 1980 | 400 | 8 | 1980 | 8 | 1980 | 1250 | 31000 | [6 empty] | 13193 | 13060 |  | 133 | 0 |  | 23 |  |  | SW | FR
5943 | Entergy Nuc Fitzpatrick LLC | 6110 | James A Fitzpatrick | NY | CW | OP | ON |  |  |  | LAKE ONTARIO | 7 | 1975 | 802 | 5 | 1999 | [14 empty] | 900 | 1150 | 12.2 | 25.5 |  | SW | FR
15466 | Public Service Co of Colorado | 6112 | Fort St Vrain | CO | 1 | OP | RF |  |  |  | So Platte River/St Vrain Creek | 4 | 1998 | 348 | [6 empty] | 12 | 1976 | MW |  | 348 | 3.7 | 10000 |  | 3000 | [6 empty] | SW | FR
15470 | Duke Energy Indiana Inc | 6113 | Gibson | IN | 1 | OP | RC |  |  |  | Gibson Lake | 5 | 1976 | 575 |  |  | 4 | 1975 | 2950 | 38350 | [6 empty] | 16815 | 16815 |  |  | 0 |  | 9 |  |  | SW | FR
15470 | Duke Energy Indiana Inc | 6113 | Gibson | IN | 2 | OP | RC |  |  |  | Gibson Lake | 4 | 1975 | 575 |  |  | 4 | 1975 | 2950 | 38350 | [10 empty] | 0 |  | 9 |  |  | SW | FR
15470 | Duke Energy Indiana Inc | 6113 | Gibson | IN | 3 | OP | RC |  |  |  | Gibson Lake | 3 | 1978 | 575 |  |  | 4 | 1975 | 2950 | 38350 | [10 empty] | 0 |  | 9 |  |  | SW | FR
15470 | Duke Energy Indiana Inc | 6113 | Gibson | IN | 4 | OP | RC |  |  |  | Gibson Lake | 3 | 1979 | 575 |  |  | 4 | 1975 | 2950 | 38350 | [10 empty] | 0 |  | 9 |  |  | SW | FR
15470 | Duke Energy Indiana Inc | 6113 | Gibson | IN | 5 | OP | RC |  |  |  | Gibson Lake | 10 | 1982 | 575 |  |  | 4 | 1975 | 2950 | 38350 | [10 empty] | 0 |  | 9 |  |  | SW | FR
6854 | NextEra Energy Seabrook LLC | 6115 | Seabrook | NH | 001 | OP | ON |  |  |  | Atlantic Ocean | 8 | 1990 | 916 | 8 | 1990 | [14 empty] | 7000 | 5000 | 50 | 60 |  | SW | SA
15478 | PSEG Nuclear LLC | 6118 | PSEG Hope Creek Generating Station | NJ | HC | OP | RN |  |  |  | Delaware River | 12 | 1986 | 106 | [6 empty] | 12 | 1986 | NW |  | 1229.9 | 14 |  |  | 50000 |  | 0 | 0 |  |  |  | SW | BR
50100 | R.E. Ginna Nuclear Power Plant, LLC | 6122 | R E Ginna Nuclear Power Plant | NY | 1 | OP | ON |  |  |  | LAKE ONTARIO | 7 | 1970 | 891 | [16 empty] | 3000 | 0 | 21 | 0 |  | SW | FR
7140 | Georgia Power Co | 6124 | McIntosh | GA | 1 | OP | ON |  |  |  | Savannah River | 6 | 1979 | 139 | 6 | 1979 | [10 empty] | 4365 |  |  |  | 0 | 0 | 12 | 12 |  | SW | FR
17539 | South Carolina Electric&Gas Co | 6127 | V C Summer | SC | VCS1 | OP | RC | OC |  |  | Monticello Reservoir | 1 | 1984 | 1187.8 |  |  | 1 | 1984 | 6800 | 400000 | [10 empty] | 0 | 0 | 41 | 15.5 |  | SW | FR
18715 | Texas Municipal Power Agency | 6136 | Gibbons Creek | TX | 1 | OP | RC |  |  |  | Gibbons Creek | 10 | 1983 | 665 | 4 | 2008 | 10 | 1983 | 2770 | 32084 | [6 empty] | 34853 | 34853 |  |  | 0 |  | 16 |  |  | SW | FR
17633 | Southern Indiana Gas & Elec Co | 6137 | A B Brown | IN | 1 | OP | RF |  |  |  | Ohio River | 4 | 1979 | 63 | 4 | 1979 |  |  |  |  | 4 | 1979 | MW |  | 276 | 1 | 7000 |  | 5000 |  | 30 |  | 20 |  |  | SW | FR
17633 | Southern Indiana Gas & Elec Co | 6137 | A B Brown | IN | 2 | OP | RF |  |  |  | Ohio River | 2 | 1986 | 63 | 2 | 1986 |  |  |  |  | 2 | 1986 | MW |  | 308 | 1 | 13825 |  | 9951 |  | 30 |  | 20 |  |  | SW | FR
17698 | Southwestern Electric Power Co | 6138 | Flint Creek | AR | CW | OP | RC |  |  |  | Flint Creek Reservoir | 5 | 1978 | 628 | 5 | 1978 | 5 | 1978 | 530 | 18300 | [6 empty] | 8761 | 5985 |  | 46 |  |  | 20 |  |  | SW | FR
17698 | Southwestern Electric Power Co | 6139 | Welsh | TX | CW | OP | RF | RC |  |  | Swauano Creek Reservoir | 3 | 1977 | 535 | 3 | 1977 | 3 | 1977 | 1365 | 23661 | 6 | 1982 | MW |  | 1762 | 3 | 18844 | 2885 | 4525 | 67 |  |  | 25 |  |  | SW | FR
55983 | Luminant Generation Company LLC | 6145 | Comanche Peak | TX | 1 | OP | ON |  |  |  | Squaw Creek Reservoir | 8 | 1990 | 4902 | 8 | 1990 | 8 | 1990 | 3228 | 151047 | [10 empty] | 0 | 0 | 0 | 0 |  | SW | FR
55983 | Luminant Generation Company LLC | 6146 | Martin Lake | TX | 1 | OP | ON |  |  |  | Martin Lake | 5 | 1977 | 4711 | 5 | 1977 | 5 | 1977 | 5020 | 77619 | [6 empty] | 30879 | 30879 |  |  | 0 | 0 | 32 | 0 |  | SW | FR
55983 | Luminant Generation Company LLC | 6147 | Monticello | TX | 1 | OP | ON |  |  |  | Monticello Reservoir | 12 | 1974 | 2761 | 12 | 1974 | 12 | 1974 | 2000 | 40100 | [6 empty] | 20140 | 20140 |  |  | 0 | 0 | 10 | 0 |  | SW | FR
50161 | FirstEnergy Nuclear Operating Company | 6149 | Davis Besse | OH | CSID01 | OP | RN |  |  |  | Lake Erie | 4 | 1977 | 93.6 | 4 | 1977 |  |  |  |  | 4 | 1977 | NW |  | 1176 | 14.3 | [9 empty] | SW | FR
18642 | Tennessee Valley Authority | 6152 | Sequoyah | TN | SITE | OP | ON | OT |  |  | Chickamauga Lake on Tennessee River | 6 | 1982 | 2384 | [6 empty] | 6 | 1982 | NW |  | 2183 | [5 empty] | 0 | 1040 | 10 | 40 |  | SW | FR
19436 | Union Electric Co - (MO) | 6153 | Callaway | MO | 1 | OP | RN |  |  |  | Missouri River | 12 | 1984 | 22.32 | [6 empty] | 12 | 1984 | NW |  | 1265 |  | 56277 |  |  |  |  | 40 | 12 | 12 |  | SW | FR
19436 | Union Electric Co - (MO) | 6155 | Rush Island | MO | 1 | OP | ON |  |  |  | Mississippi River | 6 | 1976 | 668 | [12 empty] | 12499 |  |  |  | 30 | 525 | 32 | 31 |  | SW | FR
19436 | Union Electric Co - (MO) | 6155 | Rush Island | MO | 2 | OP | ON |  |  |  | Mississippi River | 6 | 1977 | 668 | [12 empty] | 14308 |  |  |  | 30 | 525 | 32 | 31 |  | SW | FR
15452 | PSEG Power Connecticut LLC | 6156 | New Haven Harbor | CT | NHC1 | OP | ON |  |  |  | New Haven Harbor | 8 | 1975 | 625 | [16 empty] | 65 | 700 | 15 | 27 |  | SW | BR
14354 | PacifiCorp | 6165 | Hunter | UT | 1 | OP | RI |  |  |  | Cottonwood Creek | 6 | 1978 | 9 | [6 empty] | 6 | 1978 | MW |  | 356 | 3 | 3173 |  | 3173 |  |  |  | 14 |  |  | SW | FR
14354 | PacifiCorp | 6165 | Hunter | UT | 2 | OP | RI |  |  |  | Cottonwood Creek | 6 | 1980 | 9 | [6 empty] | 6 | 1980 | MW |  | 356 | 3 | 3135 |  | 3135 |  |  |  | 14 |  |  | SW | FR
14354 | PacifiCorp | 6165 | Hunter | UT | 3 | OP | RI |  |  |  | Cottonwood Creek | 6 | 1983 | 9 | [6 empty] | 6 | 1983 | MW |  | 328 | 3 | 4615 |  | 4615 |  |  |  | 14 |  |  | SW | FR
9324 | Indiana Michigan Power Co | 6166 | Rockport | IN | CT1 | OP | RN |  |  |  | Ohio River | 12 | 1984 | 22 | [6 empty] | 12 | 1984 | NW |  | 1337 | 13 | 38812 |  | 24978 |  | 136 |  | 18 |  |  | SW | FR
9324 | Indiana Michigan Power Co | 6166 | Rockport | IN | CT2 | OP | RN |  |  |  | Ohio River | 12 | 1989 | 22 | [6 empty] | 12 | 1989 | NW |  | 1337 | 13 | 49730 |  | 37498 |  | 136 |  | 18 |  |  | SW | FR
19876 | Virginia Electric & Power Co | 6168 | North Anna | VA | CW1 | OP | ON |  |  |  | Lake Anna | 6 | 1978 | 4245.9 | [16 empty] | 0 | 0 | 27 | 0 |  | SW | FR
19876 | Virginia Electric & Power Co | 6168 | North Anna | VA | CW2 | OP | ON |  |  |  | Lake Anna | 6 | 1978 | 2123 | [16 empty] | 0 | 0 | 27 | 0 |  | SW | FR
20847 | Wisconsin Electric Power Co | 6170 | Pleasant Prairie | WI | 801 | OP | RI |  |  |  | Lake Michigan | 6 | 1980 | 13 | [6 empty] | 6 | 1980 | MW |  | 446 | 2 | 24015 |  | 15574 |  | 1750 | 0 | 11 | 0 |  | SW | FR
16572 | Salt River Project | 6177 | Coronado | AZ | U1CW | OP | RI |  |  |  | Wells | 12 | 1979 | 200 | [6 empty] | 12 | 1979 | MW |  | 401 | 2 | 3344 |  | 1890 | [6 empty] | GW | FR
16572 | Salt River Project | 6177 | Coronado | AZ | U2CW | OP | RI |  |  |  | Wells | 10 | 1980 | 200 | [6 empty] | 10 | 1980 | MW |  | 401 | 2 | 3516 |  | 2027 | [6 empty] | GW | FR
56570 | Coleto Creek Power LP | 6178 | Coleto Creek | TX | 1 | OP | RC |  |  |  | Coleto Creek Reservoir | 6 | 1980 | 830 |  |  | 6 | 1980 | 3200 | 35000 | [6 empty] | 4100 | 4100 |  |  | 20 | 5300 | 5 |  |  | SW | FR
11269 | Lower Colorado River Authority | 6179 | Fayette Power Project | TX | 1 | OP | OC |  |  |  | Fayette County Lake | 6 | 1979 | 602 | 6 | 1979 | 6 | 1979 | 2400 | 70000 | [6 empty] | 645 |  |  |  | 8 | 70 | 9 | 12 |  | SW | FR
11269 | Lower Colorado River Authority | 6179 | Fayette Power Project | TX | 2 | OP | OC |  |  |  | Fayette County Lake | 5 | 1980 | 602 | 5 | 1980 | 5 | 1980 | 2400 | 70000 | [6 empty] | 645 |  |  |  | 8 | 70 | 9 | 12 |  | SW | FR
11269 | Lower Colorado River Authority | 6179 | Fayette Power Project | TX | 3 | OP | OC |  |  |  | Fayette County Lake | 5 | 1988 | 602 | 5 | 1988 | 5 | 1980 | 2400 | 70000 | [6 empty] | 1600 |  |  |  | 8 | 70 | 9 | 12 |  | SW | FR
57097 | Oak Grove Management Co LLC | 6180 | Oak Grove | TX | 1 | OP | OT |  |  |  | Twin Oak Reservoir | 4 | 2010 | 2491 | 10 | 2009 | 4 | 2010 | 2330 | 30319 | [6 empty] | 38583 | 38583 |  |  | 0 | 0 | 0 | 0 |  | SW | FR
16604 | City of San Antonio - (TX) | 6181 | J T Deely | TX | 1 | OP | RC |  |  |  | San Antonio River | 5 | 1977 | 535 |  |  | 4 | 1972 | 3500 | 62800 | [6 empty] | 2057 |  |  |  | 0 |  | 10 |  |  | SW | FR
16604 | City of San Antonio - (TX) | 6181 | J T Deely | TX | 2 | OP | RC |  |  |  | San Antonio River | 2 | 1978 | 535 |  |  | 4 | 1972 | 3500 | 62800 | [6 empty] | 1050 |  |  |  | 0 |  | 10 |  |  | SW | FR
16624 | San Miguel Electric Coop, Inc | 6183 | San Miguel | TX | SM-1 | OP | RI |  |  |  | Wells | 1 | 1982 | 6.3 | [6 empty] | 1 | 1982 | MW |  | 472 | 1.7 | 3153 |  | 2580 | [6 empty] | GW | FR
3265 | Cleco Power LLC | 6190 | Brame Energy Center | LA | 1 | OP | OC |  |  |  | Rodemacher Lake | 6 | 1975 | 428 |  |  | 6 | 1975 | 3500 | 35000 | [10 empty] | 0 | 0 | 10 | 8 |  | SW | FR
3265 | Cleco Power LLC | 6190 | Brame Energy Center | LA | 2 | OP | OC |  |  |  | Rodemacher Lake | 10 | 1982 | 515 |  |  | 6 | 1975 | 3500 | 35000 | [10 empty] | 0 | 0 | 11 | 11 |  | SW | FR
3265 | Cleco Power LLC | 6190 | Brame Energy Center | LA | 3 | OP | OC |  |  |  | Lake Rodemacher | 2 | 2010 | 602 |  |  | 6 | 1975 | 3500 | 35000 | [6 empty] | 9114 |  |  |  | 25 | 10 |  |  |  | SW | FR
17718 | Southwestern Public Service Co | 6193 | Harrington | TX | 061C | OP | RI |  |  |  | Municipal | 7 | 1976 | 16 | [6 empty] | 7 | 1976 | MW |  | 430 | 2 | 5062 |  | 3266 | [6 empty] | PD | BE
17718 | Southwestern Public Service Co | 6193 | Harrington | TX | 062C | OP | RI |  |  |  | Municipal | 5 | 1978 | 16 | [6 empty] | 5 | 1978 | MW |  | 430 | 2 | 6783 |  | 4417 | [6 empty] | PD | BE
17718 | Southwestern Public Service Co | 6193 | Harrington | TX | 063C | OP | RI |  |  |  | Municipal | 5 | 1980 | 16 | [6 empty] | 5 | 1980 | MW |  | 430 | 2 | 8511 |  | 5444 | [6 empty] | PD | BE
17718 | Southwestern Public Service Co | 6194 | Tolk | TX | 171C | OP | RI |  |  |  | Wells | 7 | 1982 | 22 | [6 empty] | 7 | 1982 | MW |  | 776 | 8 | 18119 |  | 10161 | [6 empty] | GW | FR
17718 | Southwestern Public Service Co | 6194 | Tolk | TX | 172C | OP | RI |  |  |  | Wells | 7 | 1985 | 22 | [6 empty] | 7 | 1985 | MW |  | 776 | 8 | 18807 |  | 11324 | [6 empty] | GW | FR
17833 | City Utilities of Springfield - (MO) | 6195 | John Twitty Energy Center | MO | 1 | OP | RF |  |  |  | Wells | 6 | 1976 | 8 | [6 empty] | 6 | 1976 | MW |  | 227 | 1 | 423 |  | 423 | [6 empty] | GW | FR
17833 | City Utilities of Springfield - (MO) | 6195 | John Twitty Energy Center | MO | 2 | OP | RI |  |  |  | SW Wastewater Treatment Plant | 1 | 2011 | 9 | [6 empty] | 1 | 2011 | MW |  | 321 | 0.15 | 10668 |  | 3268 | [6 empty] | PD | BE
1307 | Basin Electric Power Coop | 6204 | Laramie River Station | WY | 2 | OP | RF |  |  |  | Grayrocks Dam Laramie River | 7 | 1981 | 37 | [6 empty] | 7 | 1981 | MW |  | 490 | 2 | 16991 |  | 16991 |  | 140 |  | 54 |  |  | SW | FR
1307 | Basin Electric Power Coop | 6204 | Laramie River Station | WY | 3 | OP | RF |  |  |  | Grayrocks Dam Laramie River | 11 | 1982 | 37 | [6 empty] | 11 | 1982 | MW |  | 490 | 2 | 16991 |  | 16991 |  | 140 |  | 54 |  |  | SW | FR
1307 | Basin Electric Power Coop | 6204 | Laramie River Station | WY | 1 | OP | RF |  |  |  | Grayrocks Dam Laramie River | 7 | 1980 | 37 | [6 empty] | 7 | 1980 | MW |  | 490 | 2 | 16991 |  | 16991 |  | 140 |  | 54 |  |  | SW | FR
9267 | Hoosier Energy R E C, Inc | 6213 | Merom | IN | 1CW | OP | RC |  |  |  | Turtle Creek Reservoir | 9 | 1983 | 378 |  |  | 2 | 1982 | 1600 | 12800 | [6 empty] | 36178 | 17183 |  |  | 0 | 0 | 8 | 8 |  | SW | FR
9267 | Hoosier Energy R E C, Inc | 6213 | Merom | IN | 2CW | OP | RC |  |  |  | Turtle Creek Reservoir | 2 | 1982 | 378 |  |  | 2 | 1982 | 1600 | 12800 | [6 empty] | 36178 | 17183 |  |  | 0 | 0 | 8 | 8 |  | SW | FR
2442 | City of Bryan - (TX) | 6243 | Dansby | TX | 1 | OP | RC |  |  |  | Lake Bryan | 6 | 1978 | 231 |  |  | 4 | 1978 | 850 | 13600 | [6 empty] | 2530 | 2530 |  |  | 28 | 30 | 27 | 14 |  | SW | FR
6452 | Florida Power & Light Co | 6246 | Putnam | FL | CT | OP | RI |  |  |  | St. Johns River | 4 | 1978 | 84.8 | [6 empty] | 4 | 1978 | MW |  | 400 | 1 | 2400 |  | 2400 |  | 0 |  | 0 |  |  | SW | FR
15466 | Public Service Co of Colorado | 6248 | Pawnee | CO | 1 | OP | RF |  |  |  | Wells | 6 | 1981 | 424 | [6 empty] | 11 | 1981 | MW |  | 424 | 5 | 5660 |  | 5660 | [6 empty] | SW | FR
17543 | South Carolina Public Service Authority | 6249 | Winyah | SC | 1 | OP | RC | RF |  |  | Wadmacon Creek | 3 | 1975 | 14 | 3 | 1975 | 3 | 1975 | 400 | 2200 | 3 | 1975 | MW |  | 277 | 3 | 2552 | 1388 | 1164 |  | 30 |  | 9 |  |  | SW | FR
17543 | South Carolina Public Service Authority | 6249 | Winyah | SC | 2 | OP | RC | RF |  |  | Wadmacon Creek | 3 | 1975 | 14 | 3 | 1975 | 3 | 1975 | 400 | 2200 | 3 | 1975 | MW |  | 277 | 3 | 2552 | 1388 | 1164 |  | 30 |  | 9 |  |  | SW | FR
17543 | South Carolina Public Service Authority | 6249 | Winyah | SC | 3 | OP | RF |  |  |  | Wadmacon Creek | 6 | 1980 | 14 | [6 empty] | 6 | 1980 | MW |  | 277 | 3 | 2350 |  | 2350 |  | 30 |  | 9 |  |  | SW | FR
17543 | South Carolina Public Service Authority | 6249 | Winyah | SC | 4 | OP | RF |  |  |  | Wadmacon Creek | 11 | 1981 | 14 | 11 | 1981 |  |  |  |  | 11 | 1981 | MW |  | 277 | 3 | 2350 |  | 2350 |  | 30 |  | 9 |  |  | SW | FR
3046 | Progress Energy Carolinas Inc | 6250 | Mayo | NC | 1 | OP | RF |  |  |  | Mayo Lake (Mayo Creek) | 3 | 1983 | 21 | [6 empty] | 3 | 1983 | MW |  | 573 | 5.04 | 12419 |  | 6180 |  |  |  | 12 |  |  | SW | FR
21535 | STP Nuclear Operating Co | 6251 | South Texas Project | TX | MCR | OP | RC |  |  |  | Colorado River | 8 | 1988 | 600 | 8 | 1988 | 8 | 1988 | 7000 | 202600 | [6 empty] | 250000 | 250000 |  |  | 190 | 100 | 30 | 25 |  | SW | FR
9417 | Interstate Power and Light Co | 6254 | Ottumwa | IA | 1 | OP | RF |  |  |  | Des Moines River | 5 | 1981 | 9.4 | [6 empty] | 5 | 1981 | MW |  | 533 | 10 | 5954 |  | 5954 |  | 0 | 0 | 21 | 0 |  | SW | FR
7140 | Georgia Power Co | 6257 | Scherer | GA | 1 | OP | RN |  |  |  | Lake Juliette | 3 | 1982 | 37 | 8 | 1986 |  |  |  |  | 3 | 1982 | NW |  | 580 | 0.002 | 8841 |  | 8841 |  | 130 | 200 | 26 | 15 |  | SW | FR
7140 | Georgia Power Co | 6257 | Scherer | GA | 2 | OP | RN |  |  |  | Lake Juliette | 2 | 1984 | 37 | 8 | 1986 |  |  |  |  | 2 | 1984 | NW |  | 580 | 0.002 | 8841 |  | 8841 |  | 130 | 200 | 26 | 15 |  | SW | FR
7140 | Georgia Power Co | 6257 | Scherer | GA | 3 | OP | RN |  |  |  | Lake Juliette | 2 | 1987 | 37 | 8 | 1986 |  |  |  |  | 2 | 1987 | NW |  | 580 | 0.002 | 8841 |  | 8841 |  | 130 | 200 | 26 | 15 |  | SW | FR
7140 | Georgia Power Co | 6257 | Scherer | GA | 4 | OP | RN |  |  |  | Lake Juliette | 2 | 1989 | 37 | 8 | 1986 |  |  |  |  | 2 | 1989 | NW |  | 580 | 0.002 | 8841 |  | 8841 |  | 130 | 200 | 26 | 15 |  | SW | FR
733 | Appalachian Power Co | 6264 | Mountaineer | WV | 1 | OP | RN |  |  |  | Ohio River | 9 | 1980 | 24 | 9 | 1980 |  |  |  |  | 9 | 1980 | NW |  | 1336 | 13 | 17634 |  | 17519 | 115 | 290 |  | 19 |  |  | SW | FR
55936 | Entergy Gulf States - LA LLC | 6462 | River Bend | LA | CW | OP | RF |  |  |  | Mississippi River | 6 | 1986 | 35.65 | 6 | 1986 |  |  |  |  | 6 | 1986 | MW |  | 1133 | 5.5 | [9 empty] | SW | FR
1307 | Basin Electric Power Coop | 6469 | Antelope Valley | ND | CC1 | OP | RF |  |  |  | Lake Sakakawea | 7 | 1984 | 55 | [6 empty] | 7 | 1984 | MW |  | 417 | 1 | 4324 |  | 4324 |  | 2170 |  | 67 |  |  | SW | FR
1307 | Basin Electric Power Coop | 6469 | Antelope Valley | ND | CC2 | OP | RF |  |  |  | Lake Sakakawea | 7 | 1986 | 55 | [6 empty] | 7 | 1986 | MW |  | 417 | 1 | 4524 |  | 4524 |  | 2170 |  | 67 |  |  | SW | FR
11208 | Los Angeles Department of Water & Power | 6481 | Intermountain Power Project | UT | 1HRC | OP | RI |  |  |  | DMAD Reservoir | 7 | 1986 | 44 | 7 | 1986 |  |  |  |  | 7 | 1986 | MW |  | 763 | 3 | 40386 |  | 40386 |  | 0 |  | 20 |  |  | SW | FR
11208 | Los Angeles Department of Water & Power | 6481 | Intermountain Power Project | UT | 2HRC | OP | RI |  |  |  | DMAD Reservoir | 5 | 1987 | 44 | 5 | 1987 |  |  |  |  | 5 | 1987 | MW |  | 763 | 3 | 40386 |  | 40386 |  | 0 |  | 20 |  |  | SW | FR
298 | City of Alexandria - (LA) | 6558 | D G Hunter | LA | 2 | SB | RI |  |  |  | WELLS | 6 | 1963 | 52 | [6 empty] | 6 | 1965 | MW |  | 122.5 | 2 | 1470 |  | 2 | [6 empty] | GW | FR
298 | City of Alexandria - (LA) | 6558 | D G Hunter | LA | 3 | SB | RI |  |  |  | WELLS | 6 | 1964 | 67 | [6 empty] | 6 | 1974 | MW |  | 135.9 | 2 | 1300 |  | 2 | [6 empty] | GW | FR
1692 | Big Rivers Electric Corp | 6639 | R D Green | KY | G1 | OP | RI |  |  |  | Green River | 12 | 1979 | 7 | [6 empty] | 12 | 1979 | MW |  | 233 | 5 | 5571 |  | 5571 |  | 40 | 40 | 10 | 7 |  | SW | FR
1692 | Big Rivers Electric Corp | 6639 | R D Green | KY | G2 | OP | RI |  |  |  | Green River | 12 | 1980 | 7 | [6 empty] | 12 | 1980 | MW |  | 233 | 5 | 5771 |  | 5771 |  | 10 | 10 | 10 | 7 |  | SW | FR
814 | Entergy Arkansas Inc | 6641 | Independence | AR | 1 | OP | RN |  |  |  | White River | 1 | 1983 | 22 | 1 | 1983 |  |  |  |  | 1 | 1983 | NW |  | 690 | 7 | 10757 |  | 10269 | 488 | 0 | 0 | 16 | 1 |  | SW | FR
814 | Entergy Arkansas Inc | 6641 | Independence | AR | 2 | OP | RN |  |  |  | White River | 1 | 1985 | 22 | 1 | 1985 |  |  |  |  | 1 | 1985 | NW |  | 690 | 7 | 11572 |  | 11047 | 525 | 0 | 0 | 16 | 1 |  | SW | FR
55983 | Luminant Generation Company LLC | 6648 | Sandow No 4 | TX | 4 | OP | RC | OC |  |  | Alcoa Lake | 5 | 1981 | 745 | 5 | 1981 | 5 | 1981 | 880 | 14750 | [6 empty] | 7905 | 7905 |  |  | 0 | 0 | 35 | 0 |  | SW | FR
12341 | MidAmerican Energy Co | 6664 | Louisa | IA | 101 | OP | RI |  |  |  | Wells | 10 | 1983 | 16 | [6 empty] | 10 | 1983 | MW |  | 628 | 3 | 18103 |  | 11172 | [6 empty] | GW | FR
261 | AGC Division of APG Inc | 6705 | Warrick | IN | 1-3 | OP | ON |  |  |  | Ohio River | 4 | 1960 | 833 | 4 | 1960 | [10 empty] | 4870 |  |  | 115 | 16 | 16 | 33 | 10 |  | SW | FR
261 | AGC Division of APG Inc | 6705 | Warrick | IN | 4 | OP | ON |  |  |  | Ohio River | 10 | 1970 | 833 | 4 | 1960 | [10 empty] | 4870 |  |  | 115 | 16 | 16 | 33 | 10 |  | SW | FR
15143 | Platte River Power Authority | 6761 | Rawhide | CO | 101 | OP | RC | OT |  |  | Municipal | 4 | 1984 | 370 |  |  | 4 | 1984 | 505 | 15400 | [6 empty] | 19157 | 5500 |  |  | 0 |  | 27 |  |  | PD | BE
17177 | City of Sikeston - (MO) | 6768 | Sikeston Power Station | MO | 1 | OP | RI |  |  |  | WELLS | 9 | 1981 | 12 | [6 empty] | 9 | 1981 | MW |  | 320 | 4 | 3030 |  | 3030 | [6 empty] | GW | FR
20447 | Western Farmers Elec Coop, Inc | 6772 | Hugo | OK | 1 | OP | RI |  |  |  | Kiamichi River | 4 | 1982 | 15.6 | [6 empty] | 4 | 1982 | MW |  | 379 | 4.32 | 7085 |  | 5130 |  | 90 |  | 10 |  |  | SW | FR
1692 | Big Rivers Electric Corp | 6823 | D B Wilson | KY | W1 | OP | RI |  |  |  | Green River | 11 | 1986 | 13 | [6 empty] | 11 | 1986 | MW |  | 446 | 1 | 31894 |  | 31894 |  | 0 | 5 | 9 | 10 |  | SW | FR
56598 | Optim Energy LLC | 7030 | Twin Oaks Power One | TX | CT-1 | OP | RF |  |  |  | Wells | 9 | 1990 | 2.9 | 9 | 1990 |  |  |  |  | 9 | 1990 | MW |  | 180 | 5 | 17689 |  | 11691 | [6 empty] | GW | FR
56598 | Optim Energy LLC | 7030 | Twin Oaks Power One | TX | CT-2 | OP | RF |  |  |  | Wells | 10 | 1991 | 2.9 | 10 | 1991 |  |  |  |  | 10 | 1991 | MW |  | 180 | 5 | 12438 |  | 12438 | [6 empty] | GW | FR
13407 | Nevada Power Co | 7082 | Harry Allen | NV | ACC7 | OP | DC |  |  |  |  | 5 | 2011 | [7 empty] | 5 | 2011 | MD |  |  |  | 69250 |  | 68000 | [5 empty] | 100%
16604 | City of San Antonio - (TX) | 7097 | J K Spruce | TX | LAKE1 | OP | RC |  |  |  | San Antonio River | 6 | 1970 | 801 | 12 | 1992 | 6 | 1970 | 3500 | 62800 | [6 empty] | 10137 | 10137 |  |  | 5 |  | 36 |  |  | SW | FR
16604 | City of San Antonio - (TX) | 7097 | J K Spruce | TX | LAKE2 | OP | RC |  |  |  | San Antonio River | 6 | 1970 | 1069 | 5 | 2010 | 6 | 1970 | 3500 | 62800 | [6 empty] | 39413 | 39413 |  |  | 5 |  | 36 |  |  | SW | FR
56609 | Calpine Mid-Atlantic Generation LLC | 7153 | Hay Road | DE | CWS | OP | ON | RF |  |  | Delaware River | 7 | 1989 | 20 | [6 empty] | 7 | 1989 | MW |  | 600 | 8 |  |  |  |  | 3 | 3 | 10 | 10 |  | SW | FR
17539 | South Carolina Electric&Gas Co | 7210 | Cope | SC | COP1 | OP | RI |  |  |  | Wells | 1 | 1996 | 10 | [6 empty] | 1 | 1996 | MW |  | 391 | 2 |  |  |  |  | 17 |  | 6 |  |  | GW | BR
19876 | Virginia Electric & Power Co | 7213 | Clover | VA | 1 | OP | RI |  |  |  | Roanoke River | 10 | 1995 | 33 | 10 | 1995 |  |  |  |  | 10 | 1995 | MW |  | 490 | 2 | 2714 |  | 2714 |  | 30 |  | 7 |  |  | SW | FR
19876 | Virginia Electric & Power Co | 7213 | Clover | VA | 2 | OP | RI |  |  |  | Roanoke River | 6 | 1996 | 33 | 3 | 1996 |  |  |  |  | 3 | 1996 | MW |  | 490 | 2 | 2641 |  | 2641 |  | 30 |  | 7 |  |  | SW | FR
10376 | Kissimmee Utility Authority | 7238 | Cane Island | FL | CS2 | OP | RI |  |  |  | treated effluant | 6 | 1995 | 1 | [6 empty] | 6 | 1995 | MW |  | 7 | 0.8 |  |  | 1500 | [5 empty] | 0% | SW | BE
10376 | Kissimmee Utility Authority | 7238 | Cane Island | FL | CS3 | OP | RI |  |  |  | treated affluent | 1 | 2002 | 1.1 | [6 empty] | 1 | 2002 | MW |  | 14 | 1.2 |  |  | 3500 | [5 empty] | 0% | PD | BE
10376 | Kissimmee Utility Authority | 7238 | Cane Island | FL | CS4 | OP | RI |  |  |  | treated effluant | 7 | 2011 | 1.3 | [6 empty] | 7 | 2011 | MW |  | 1.5 | 1.5 |  |  | 4000 | [6 empty] | PD | BE
18454 | Tampa Electric Co | 7242 | Polk | FL | RC01 | OP | RC |  |  |  | Florida Acquifer | 9 | 1995 | 413 |  |  | 9 | 1995 | 755 | 10741.1 | [6 empty] | 9000 | 25000 |  |  | 0 | 35 | 15 | 10 |  | GW | FR
40577 | American Mun Power-Ohio, Inc | 7286 | Richard Gorsuch | OH | 1 | RE | ON |  |  |  | Ohio River | 6 | 1951 | 267 | 6 | 1951 | [14 empty] | 50 |  | 12 | 5 |  | SW | FR
5860 | Empire District Electric Co | 7296 | State Line Combined Cycle | MO | HRC | OP | RI |  |  |  | Municipal, Wells | 4 | 2001 | 255.2 | 6 | 2001 |  |  |  |  | 4 | 2001 | MW |  | 255.2 | 2.83 | 1500 |  | 1500 | [6 empty] | GW | FR
6455 | Duke Energy Florida, Inc | 7302 | Hines Energy Complex | FL | 1 | OP | RC |  |  |  | Cooling Ponds | 4 | 1999 | 35 | [21 empty] | SW | FR
12341 | MidAmerican Energy Co | 7343 | George Neal South | IA | 4 | OP | ON |  |  |  | Missouri River | 7 | 1979 | 707 | [12 empty] | 14000 |  |  |  | 0 | 0 | 12 | 12 |  | SW | FR
21554 | Seminole Electric Cooperative Inc | 7380 | Midulla Generating Station | FL | STEAM | OP | OC |  |  |  | Storm Water Run Off | 1 | 2002 | 250.67 |  |  | 1 | 2002 | 570 | 5708.1 | [15 empty] | OT | FR
16604 | City of San Antonio - (TX) | 7512 | Arthur Von Rosenberg | TX | 1 | OP | RC |  |  |  | San Antonio River | 6 | 2000 | 446 |  |  | 3 | 1966 | 1350 | 26500 | [6 empty] | 5072 | 5072 |  |  | 0 |  | 6 |  |  | SW | FR
924 | Associated Electric Coop, Inc | 7604 | St Francis Energy Facility | MO | 1 | OP | RF |  |  |  | McNainy Aquifer | 9 | 1999 | 2.87 | 9 | 1999 |  |  |  |  | 9 | 1999 | MW |  | 135 | 0.19 | [9 empty] | GW | FR
3660 | PUD No 1 of Clark County - (WA) | 7605 | River Road Gen Plant | WA | 1 | OP | RI |  |  |  | Well | 12 | 1997 | 165.5 | [6 empty] | 12 | 1997 | MW |  | 165.5 | 3 | 40000 |  | 20000 | [5 empty] | 0% | GW | FR
17650 | Southern Power Co | 7710 | H Allen Franklin Combined Cycle | AL | U1C | OP | RI |  |  |  | Chattahoochee River | 6 | 2002 | 53.5 | [6 empty] | 6 | 2002 | MW |  | 279 | 1.5 | 3657 |  | 2629 |  | 50 |  | 15 |  |  | SW | FR
17650 | Southern Power Co | 7710 | H Allen Franklin Combined Cycle | AL | U2C | OP | RI |  |  |  | Chattahoochee River | 6 | 2003 | 53.5 | [6 empty] | 6 | 2003 | MW |  | 279 | 1.5 | 3657 |  | 2629 |  | 50 |  | 15 |  |  | SW | FR
17650 | Southern Power Co | 7710 | H Allen Franklin Combined Cycle | AL | U3C | OP | RI |  |  |  | Chattahoochee River | 6 | 2008 | 53.5 | [6 empty] | 6 | 2008 | MW |  | 279 | 1.5 | 16189 |  | 11140 |  | 50 |  | 15 |  |  | SW | FR
18642 | Tennessee Valley Authority | 7722 | Watts Bar Nuclear Plant | TN | SITE | OP | RN | OT |  |  | Chickamauga Lake | 5 | 1996 | 304 | [6 empty] | 5 | 1996 | NW |  | 1827 | [5 empty] | 0 | 173 | 10 | 25 |  | SW | FR
924 | Associated Electric Coop, Inc | 7757 | Chouteau | OK | 1 | OP | RF |  |  |  | Neosho River | 5 | 2000 | 5.07 | [6 empty] | 5 | 2000 | MW |  | 290 | 1.4 |  |  |  |  | 9300 |  |  |  |  | SW | FR
924 | Associated Electric Coop, Inc | 7757 | Chouteau | OK | 2 | OP | RF |  |  |  | Neosho River | 5 | 2011 | 5.07 | [6 empty] | 5 | 2011 | MW |  | 290 | 1.4 |  |  |  |  | 9300 |  |  |  |  | SW | FR
40230 | Deseret Generation & Tran Coop | 7790 | Bonanza | UT | 1-1 | OP | RF |  |  |  | Green River | 5 | 1986 | 8 | [6 empty] | 4 | 1986 | MW |  | 446 | 1 | 8709 |  | 8709 |  | 20 |  | 36 |  |  | SW | FR
3046 | Progress Energy Carolinas Inc | 7805 | Sherwood H Smith Jr Energy Complex | NC | ST4 | OP | RF |  |  |  | Pee Dee River | 6 | 2002 | 13 | 6 | 2002 |  |  |  |  | 6 | 2009 | MW |  | 361 | 1.78 | [9 empty] | SW | FR
3046 | Progress Energy Carolinas Inc | 7805 | Sherwood H Smith Jr Energy Complex | NC | ST5 | OP | RF |  |  |  | Pee Dee River | 6 | 2011 | 361 | 6 | 2011 |  |  |  |  | 6 | 2011 | MW |  | 360 | 1.78 |  |  |  |  | 0 | 0 | 0 | 0 |  | SW | FR
17650 | Southern Power Co | 7826 | Rowan | NC | U4C | OP | RF |  |  |  | CITY WATER | 6 | 2003 | 6.6 | [6 empty] | 6 | 2003 | MW |  | 276 | 0.909 | [9 empty] | OT | OT
17543 | South Carolina Public Service Authority | 7834 | John S Rainey | SC | 1S | OP | RF |  |  |  | Lake Russell | 1 | 2002 | 4.7 | [6 empty] | 1 | 2002 | MW |  | 422 | 4.8 | 15074 |  | 4368 |  | 100 | 140 | 13 | 14 |  | SW | FR
18642 | Tennessee Valley Authority | 7845 | Lagoon Creek | TN | SITE | OP | RF |  |  |  | Memphis Sands Aquifer | 7 | 2010 | 11.14 | [6 empty] | 7 | 2010 | MW |  | 1.29 | 1.5 | [9 empty] | GW | FR
9617 | JEA | 7846 | Brandy Branch | FL | 2 | OP | RI |  |  |  | Ground Water | 2 | 2005 | 300 | 2 | 2005 |  |  |  |  | 12 | 2004 | MW |  | 300 | 1.5 | 1875 |  | 1875 | [5 empty] | 0% | GW | FR
9617 | JEA | 7846 | Brandy Branch | FL | 3 | OP | RI |  |  |  | Ground Water | 2 | 2005 | 300 | 2 | 2005 |  |  |  |  | 2 | 2004 | MW |  | 300 | 1.5 | 1875 |  | 1875 | [5 empty] | 0% | GW | FR
18454 | Tampa Electric Co | 7873 | H L Culbreath Bayside Power Station | FL | CS01 | OP | ON |  |  |  | Tampa Bay | 12 | 1965 | 926.81 | [16 empty] | 24 | 0 | 0 | 5 |  | SW | SA
18454 | Tampa Electric Co | 7873 | H L Culbreath Bayside Power Station | FL | CS02 | OP | ON |  |  |  | Tampa Bay | 12 | 1967 | 926.81 | [16 empty] | 24 | 0 | 0 | 5 |  | SW | SA
17650 | Southern Power Co | 7897 | E B Harris Electric Generating Plant | AL | U1C | OP | RF |  |  |  | Alabama River | 6 | 2003 | 6 | [6 empty] | 6 | 2003 | MW |  | 267 | 1.5 | 42000 |  | 2600 |  | 100 |  | 30 |  |  | SW | FR
17650 | Southern Power Co | 7897 | E B Harris Electric Generating Plant | AL | U2C | OP | RF |  |  |  | Alabama River | 6 | 2003 | 6 | [6 empty] | 6 | 2003 | MW |  | 267 | 1.5 | 42000 |  | 2600 |  | 100 |  | 30 |  |  | SW | FR
1015 | Austin Energy | 7900 | Sand Hill | TX | CLTWR1 | OP | RF |  |  |  | Colorado River/ SA Reg WWTP | 3 | 2004 | 6 | 3 | 2004 |  |  |  |  | 3 | 2004 | MW |  | 263 | 3.7 | 2000 |  | 1500 | 100 | 20 |  | 3 |  |  | SW | FR
17698 | Southwestern Electric Power Co | 7902 | Pirkey | TX | CW | OP | RC |  |  |  | Brandy Branch Reservoir | 1 | 1985 | 799 | 1 | 1985 | 1 | 1985 | 1242 | 29513 | [6 empty] | 25260 | 13840 |  | 65 | 0 |  | 25 |  |  | SW | FR
13994 | Oglethorpe Power Corporation | 7917 | Chattahoochee Energy Facility | GA | 10P | OP | RI |  |  |  | Chattahoochee River | 2 | 2003 | 4 | 2 | 2003 |  |  |  |  | 2 | 2003 | MW |  | 252 | 3.2 | 7751 |  | 3369 | 5 | 10000 |  | 20 |  |  | SW | FR
20169 | Avista Corp | 7931 | Coyote Springs II | OR | CW02 | OP | RI |  |  |  | Municipal | 6 | 2003 | 1.5 | [6 empty] | 6 | 2003 | MW |  | 110 | 1.1 | 3000 |  | 3000 | [6 empty] | GW | FR
13100 | Municipal Electric Authority | 7946 | Wansley Unit 9 | GA | COOL1 | OP | RI |  |  |  | Chattahoochee River | 6 | 2003 | 4 | [6 empty] | 6 | 2003 | MW |  | 368 | 1.2 | 4508 |  | 4508 |  | 0 |  | 5 |  |  | SW | FR
12341 | MidAmerican Energy Co | 7985 | Greater Des Moines | IA | 1 | OP | RI |  |  |  | City Water | 12 | 2004 | 9 | 12 | 2004 |  |  |  |  | 12 | 2004 | MW |  | 353 | 1.3 | [9 empty] | OT | FR
49893 | Invenergy Services LLC | 7999 | Grays Harbor Energy Facility | WA | CW1 | OP | RI |  |  |  | Ranney Wells | 5 | 2008 | 9 | 5 | 2008 |  |  |  |  | 5 | 2008 | MW |  | 390 | 1.4 | 4000 |  | 3500 | 500 | [5 empty] | GW | FR
15472 | Public Service Co of NH | 8002 | Newington | NH | 1 | OP | ON |  |  |  | Piscataqua River | 6 | 1974 | 490 | [12 empty] | 3632 |  |  |  | 20 | 0 | 10 | 0 |  | SW | SA
5511 | CCI Roseton LLC | 8006 | Roseton Generating Facility | NY | 1 | OP | ON |  |  |  | Hudson River | 12 | 1974 | 1428 | 12 | 1974 | [10 empty] | 24465 |  |  |  | 254 | 230 | 29 | 23 |  | SW | BR
5511 | CCI Roseton LLC | 8006 | Roseton Generating Facility | NY | 2 | OP | ON |  |  |  | Hudson River | 9 | 1974 | 1428 | 9 | 1974 | [10 empty] | 24465 |  |  |  | 254 | 230 | 29 | 23 |  | SW | BR
55951 | Exelon Nuclear | 8011 | Three Mile Island | PA | 511 | OP | RN |  |  |  | Susquehanna River | 8 | 1974 | 34 | [6 empty] | 8 | 1974 | NW |  | 939 | 9 |  |  |  |  | 0 |  | 14 |  |  | SW | FR
20856 | Wisconsin Power & Light Co | 8023 | Columbia | WI | 1 | OP | RC | RF |  |  | Wisconsin River | 6 | 1975 | 408.5 |  |  | 6 | 1975 | 470 | 3290 | 5 | 1978 | MW |  | 446 | 4 | 4569 | 2128 | 2441 |  | 12 |  | 5 |  |  | SW | FR
20856 | Wisconsin Power & Light Co | 8023 | Columbia | WI | 2 | OP | RF |  |  |  | Wisconsin River | 3 | 1976 | 408.5 |  |  | 3 | 1976 | 470 | 3290 | 3 | 1978 | MW |  | 446 | 1 | 4569 | 2128 | 2441 |  | 12 |  | 5 |  |  | SW | FR
54718 | Dominion Energy Kewaunee Inc. | 8024 | Kewaunee | WI | CW1 | OP | ON |  |  |  | Lake Michigan | 6 | 1974 | 935.8 | [16 empty] | 1600 | 200 | 15 | 5 |  | SW | FR
9417 | Interstate Power and Light Co | 8031 | Emery Station | IA | 1 | OP | RI |  |  |  | wells | 4 | 2004 | 3.91 | 4 | 2004 |  |  |  |  | 4 | 2004 | MW |  | 312 | 1 | 11602 |  | 2800 | [6 empty] | PD | BE
13337 | Nebraska Public Power District | 8036 | Cooper | NE | CW | OP | ON |  |  |  | Missouri River | 7 | 1974 | 1417 | [17 empty] | 850 | 31 | 30 |  | SW | FR
5416 | Duke Energy Carolinas, LLC | 8042 | Belews Creek | NC | 1 | OP | ON |  |  |  | Belews Lake | 8 | 1974 | 1129 | [12 empty] | 3696 | [5 empty] | 18 | 19 |  | SW | FR
5416 | Duke Energy Carolinas, LLC | 8042 | Belews Creek | NC | 2 | OP | ON |  |  |  | Belews Lake | 12 | 1975 | 1129 | [12 empty] | 3696 | [5 empty] | 18 | 19 |  | SW | FR
6455 | Duke Energy Florida, Inc | 8048 | Anclote | FL | 1 | OP | ON | OT |  |  | Anclote River | 10 | 1974 | 4440 | [18 empty] | 7 | 7 |  | SW | BR
6455 | Duke Energy Florida, Inc | 8048 | Anclote | FL | 2 | OP | ON | OT |  |  | CR Units 1,2 and 3 Discharge Canal | 7 | 1981 | 1469 | 7 | 1981 |  |  |  |  | 7 | 1981 | MW |  | 1469 | 15 | 17021 |  | 16251 | 770 | 0 | 0 | 7 | 0 |  | SW | SA
12685 | Entergy Mississippi Inc | 8054 | Gerald Andrus | MS | 1 | OP | ON |  |  |  | Lake Ferguson | 1 | 1975 | 404 | 1 | 1975 | [10 empty] | 10316 |  |  | 65 | 50 | 300 | 20 | 20 |  | SW | FR
814 | Entergy Arkansas Inc | 8055 | Arkansas Nuclear One | AR | CW1 | OP | ON |  |  |  | Lake Dardenelle | 5 | 1974 | 1702 | 5 | 1974 | 5 | 1974 | 14 | 75 | [10 empty] | 4000 | 2000 |  |  |  | SW | FR
814 | Entergy Arkansas Inc | 8055 | Arkansas Nuclear One | AR | CW2 | OP | RN | OT |  |  | Lake Dardenelle | 3 | 1980 | 26.2 | 3 | 1980 | 5 | 1974 | 14 | 75 | 3 | 1980 | NW |  | 943 | 0.002 | [9 empty] | SW | FR
11241 | Entergy Louisiana Inc | 8056 | Waterford 1 & 2 | LA | 1 | OP | ON |  |  |  | Mississippi River | 6 | 1975 | 956 | [12 empty] | 92 |  |  |  | 250 | 250 | 32 | 0 |  | SW | FR
15474 | Public Service Co of Oklahoma | 8059 | Comanche | OK | 7253 | OP | RC |  |  |  | City Of Lawton Treat | 2 | 1974 | 5 |  |  | 2 | 1974 | 205 | 1583 | [6 empty] | 2300 | 2300 | [5 empty] | 300 |  | PD | BE
55983 | Luminant Generation Company LLC | 8063 | DeCordova Steam Electric Station | TX | 1 | OP | ON |  |  |  | Lake Granbury | 5 | 1975 | 1612 | 5 | 1975 | 5 | 1975 | 8700 | 153500 | [6 empty] | 1297 |  |  |  | 0 | 0 | 33 | 0 |  | SW | FR
14354 | PacifiCorp | 8066 | Jim Bridger | WY | CW71 | OP | RI |  |  |  | Green River | 11 | 1974 | 11 | [6 empty] | 11 | 1974 | MW |  | 357 | 2 | 1707 |  | 1707 |  |  |  | 8 |  |  | SW | FR
14354 | PacifiCorp | 8066 | Jim Bridger | WY | CW72 | OP | RI |  |  |  | Green River | 12 | 1975 | 11 | [6 empty] | 12 | 1975 | MW |  | 357 | 2 | 2019 |  | 2019 |  |  |  | 8 |  |  | SW | FR
14354 | PacifiCorp | 8066 | Jim Bridger | WY | CW73 | OP | RI |  |  |  | Green River | 9 | 1976 | 11 | [6 empty] | 9 | 1976 | MW |  | 357 | 2 | 1734 |  | 1734 |  |  |  | 8 |  |  | SW | FR
14354 | PacifiCorp | 8066 | Jim Bridger | WY | CW74 | OP | RI |  |  |  | Green River | 11 | 1979 | 11 | [6 empty] | 11 | 1979 | MW |  | 357 | 2 | 3163 |  | 3163 |  |  |  | 8 |  |  | SW | FR
16572 | Salt River Project | 8068 | Santan | AZ | 1-4 | OP | RI |  |  |  | Wells | 10 | 1974 | 7 | 3 | 2002 |  |  |  |  | 10 | 1974 | MW |  | 232 | 2.5 | 3000 |  | 1500 | 2 | [5 empty] | GW | FR
16572 | Salt River Project | 8068 | Santan | AZ | 5 | OP | RI |  |  |  | Eastern Canal (SRP) | 4 | 2005 | 11 | 4 | 2005 |  |  |  |  | 4 | 2005 | MW |  | 385 | 2.52 | 6389 |  | 4689 | 25 | 1 |  | 3 |  |  | SW | FR
16572 | Salt River Project | 8068 | Santan | AZ | 6 | OP | RI |  |  |  | Eastern Canal (SRP) | 3 | 2006 | 6 | 3 | 2006 |  |  |  |  | 3 | 2006 | MW |  | 180 | 1.2 | 4903 |  | 3203 | 25 | 1 |  | 3 |  |  | SW | FR
14354 | PacifiCorp | 8069 | Huntington | UT | 1 | OP | RI |  |  |  | Huntington Creek | 6 | 1977 | 9 | [6 empty] | 6 | 1977 | MW |  | 401 | 3 | 2880 |  | 2880 |  |  |  | 12 |  |  | SW | FR
14354 | PacifiCorp | 8069 | Huntington | UT | 2 | OP | RI |  |  |  | Huntington Creek | 7 | 1974 | 9 | [6 empty] | 7 | 1974 | MW |  | 401 | 3 | 1725 |  | 1725 |  |  |  | 12 |  |  | SW | FR
15248 | Portland General Electric Co | 8073 | Beaver | OR | HX-106 | OP | RF |  |  |  | Columbia River | 10 | 1977 | 6 | 10 | 1977 |  |  |  |  | 10 | 1977 | MW |  | 287 | 2 | 2870 |  | 2438 |  | 39 | 430 | 16 | 55 |  | SW | FR
14006 | Ohio Power Co | 8102 | General James M Gavin | OH | 1 | OP | RN |  |  |  | Ohio River | 5 | 1974 | 31 | [6 empty] | 5 | 1974 | NW |  | 1337 | 13 | 8146 |  | 8146 |  | 44 |  | 10 |  |  | SW | FR
14006 | Ohio Power Co | 8102 | General James M Gavin | OH | 2 | OP | RN |  |  |  | Ohio River | 3 | 1975 | 31 | [6 empty] | 3 | 1975 | NW |  | 1337 | 13 | 8146 |  | 8146 |  | 44 |  | 10 |  |  | SW | FR
3989 | City of Colorado Springs - (CO) | 8219 | Ray D Nixon | CO | 1 | OP | RI |  |  |  | Wells | 4 | 1980 | 3.8 | [6 empty] | 4 | 1980 | MW |  | 194 | 1 | 1509 |  | 1509 | [6 empty] | GW | FR
14232 | Otter Tail Power Co | 8222 | Coyote | ND | C1 | OP | RI |  |  |  | Missouri River | 5 | 1981 | 9 | [6 empty] | 5 | 1981 | MW |  | 359 | 2 | 7825 |  | 7825 |  | 0 | 50 | 10 | 10 |  | SW | FR
24211 | Tucson Electric Power Co | 8223 | Springerville | AZ | 1 | OP | RI |  |  |  | Wells | 6 | 1985 | 8.9 | [6 empty] | 6 | 1985 | MW |  | 398 | 2 | 6108 |  | 5858 | [5 empty] | 0% | GW | FR
24211 | Tucson Electric Power Co | 8223 | Springerville | AZ | 2 | OP | RI |  |  |  | Wells | 6 | 1990 | 8.9 | [6 empty] | 6 | 1990 | MW |  | 398 | 2 | 3171 |  | 3044 | [5 empty] | 0% | GW | FR
24211 | Tucson Electric Power Co | 8223 | Springerville | AZ | 4 | OP | RI |  |  |  | Wells | 12 | 2009 | 8.9 | [6 empty] | 12 | 2009 | MW |  | 445.6 | 2 | 11506 |  | 9664 | [5 empty] | 0% | GW | FR
17166 | Sierra Pacific Power Co | 8224 | North Valmy | NV | 1 | RE | RF |  |  |  | Wells | 12 | 1981 | 6 | 12 | 1981 |  |  |  |  | 12 | 1981 | MW |  | 178 | 1 | 6000 |  | 6000 | [6 empty] | GW | OT
17166 | Sierra Pacific Power Co | 8224 | North Valmy | NV | 1NEW | OP | RF |  |  |  | Wells | 6 | 2011 | 190 | 12 | 1981 |  |  |  |  | 6 | 2011 | MW |  | 190 | 0.89 | 8581 |  | 8581 | [6 empty] | GW | OT
17166 | Sierra Pacific Power Co | 8224 | North Valmy | NV | 2 | OP | RF |  |  |  | Wells | 5 | 1985 | 6 | 12 | 1981 |  |  |  |  | 5 | 1985 | MW |  | 178 | 1 | 6000 |  | 6000 | [6 empty] | GW | FR
14165 | NRG Power Midwest LP | 8226 | Cheswick Power Plant | PA | 1 | OP | ON |  |  |  | Allegheny River | 12 | 1970 | 555 | [16 empty] | 0 | 0 | 8 | 7 |  | SW | FR
54863 | U S Power Generating Company LLC | 8906 | Astoria Generating Station | NY | 2 | OS | ON |  |  |  | East River | 3 | 1954 | 305 | [12 empty] | 1612 |  |  |  | 40 | 260 | 25 | 12.5 |  | SW | SA
54863 | U S Power Generating Company LLC | 8906 | Astoria Generating Station | NY | 3 | OP | ON |  |  |  | East River | 12 | 1958 | 544 | [12 empty] | 2538 |  |  |  | 40 | 440 | 25 | 12.5 |  | SW | SA
54863 | U S Power Generating Company LLC | 8906 | Astoria Generating Station | NY | 4 | OS | ON |  |  |  | East River | 12 | 1961 | 477 | [12 empty] | 2651 |  |  |  | 50 | 590 | 25 | 12.5 |  | SW | SA
54863 | U S Power Generating Company LLC | 8906 | Astoria Generating Station | NY | 5 | OP | ON |  |  |  | East River | 12 | 1962 | 477 | [12 empty] | 3754 |  |  |  | 55 | 830 | 25 | 12.5 |  | SW | SA
6028 | Entergy Nuclear Indian Point 3 | 8907 | Indian Point 3 | NY | CW | OP | ON |  |  |  | HUDSON RIVER | 12 | 1975 | 1872 | 12 | 1975 | [14 empty] | 0 | 0 | 15 | 15 |  | SW | BR
52 | ACE Cogeneration Co | 10002 | ACE Cogeneration Facility | CA | CT | OP | RI |  |  |  | WELLS | 9 | 1990 | 3.79 | [6 empty] | 9 | 1990 | MW |  | 130.5 | 0.8 | 910 |  | 627 |  |  |  | 280 |  |  | GW | BR
17465 | RockTenn-West Point Mill | 10017 | West Point Mill | VA | CT01 | OP | RI |  |  |  | Wells | 12 | 1984 | 15.6 | [6 empty] | 12 | 1984 | MW |  | 57.74 | 1 | [9 empty] | GW | FR
14932 | US Operating Services Company | 10043 | Logan Generating Company LP | NJ | DAE01 | OP | RI |  |  |  | Delaware River | 9 | 1994 | 223 | [6 empty] | 9 | 1994 | MW |  | 223 | 0.9 | 5000 |  | 4500 |  | 1675 |  | 13 |  |  | SW | FR
56217 | Portsmouth Operating Services LLC | 10071 | Portsmouth Genco LLC | VA | UNIT1 | OP | RI |  |  |  | Wells | 6 | 1988 | 2 | 6 | 1988 |  |  |  |  | 6 | 1988 | MW |  | 78.6 | 1 | 2060 |  | 1200 | [6 empty] | GW | BR
56217 | Portsmouth Operating Services LLC | 10071 | Portsmouth Genco LLC | VA | UNIT2 | OP | RI |  |  |  | Wells | 6 | 1988 | 2 | 6 | 1988 |  |  |  |  | 6 | 1988 | MW |  | 78.6 | 1 | 2060 |  | 1200 | [6 empty] | GW | BR
12647 | Minnesota Power Inc | 10075 | Taconite Harbor Energy Center | MN | CS1 | OP | ON |  |  |  | Lake Superior | 6 | 1957 | 291.5 | [12 empty] | 1000 |  |  |  | 295 | 0 | 15 | 5 |  | SW | FR
9379 | Inter-Power/AhlCon Partners, L.P. | 10143 | Colver Power Project | PA | EBE | OP | RI |  |  |  | VETERA RESERVOIR | 5 | 1995 | 1.84 | [6 empty] | 5 | 1995 | MW |  | 18.4 | 0.6 | 2400 |  | 2400 |  | 90 |  | 25 |  |  | SW | FR
9686 | RockTenn-Jackson Fenandina | 10202 | Fernandina Beach Mill | FL | CLTWRS | OP | ON | OT |  |  | Wells | 1 | 1982 | 70 |  | 1997 |  |  |  |  | 1 | 1974 | MW |  | 66.9 | 2.16 | 8000 |  | 2000 | 1000 | [5 empty] | GW | FR
55867 | NewPage Corp-Escanaba | 10208 | Escanaba Paper Company | MI | TC | OP | RI |  |  |  | Lake Michigan | 1 | 1982 | 71 | 1 | 1982 |  |  |  |  | 1 | 1982 | MW |  | 71 | 0.5 | 816 |  | 680 | 128 | 3400 |  | 28 |  |  | SW | FR
56147 | ArcelorMittal Burns Harbor Inc | 10245 | ArcelorMittal Burns Harbor | IN | 10 | OP | ON |  |  |  | Lake Michigan | 6 | 1969 | 150 | [16 empty] | 3500 | 0 | 40 | 0 |  | SW | FR
56147 | ArcelorMittal Burns Harbor Inc | 10245 | ArcelorMittal Burns Harbor | IN | 11 | OP | ON |  |  |  | Lake Michigan | 6 | 1969 | 150 | [16 empty] | 3500 | 0 | 40 | 0 |  | SW | FR
56147 | ArcelorMittal Burns Harbor Inc | 10245 | ArcelorMittal Burns Harbor | IN | 12 | OP | ON |  |  |  | Lake Michigan | 6 | 1969 | 150 | [16 empty] | 3500 | 0 | 40 | 0 |  | SW | FR
21970 | Northeast Energy Associates LP | 10307 | Bellingham Cogeneration Facility | MA | ACC001 | OP | DC |  |  |  |  | 1 | 1989 | [13 empty] | 1000 | [7 empty] | 100%
22290 | North Jersey Energy Assoc LP | 10308 | Sayreville Cogeneration Facility | NJ | DC | OP | DC |  |  |  |  | 8 | 1991 | [21 empty] | 100%
3303 | Florida Power Development | 10333 | Florida Power Development | FL | 1 | OS | RC |  |  |  | Wells | 6 | 1988 | 223 |  |  | 6 | 1988 | 200 | 3000 | [10 empty] | 30 | 10 | 10 | 10 |  | SW | FR
55919 | Georgia-Pacific Consr Prods LP-Green Bay | 10360 | Green Bay West Mill | WI | NCCW | OP | OC | ON | RC |  | Lower Fox River | 6 | 1959 | 186 | 12 | 1992 | [10 empty] | 695 |  |  |  | 0 |  | 18 | 4 |  | SW | FR
6589 | Georgia-Pacific Consr Prods LP-Muskogee | 10362 | Muskogee Mill | OK | 1 | OP | RI |  |  |  | Arkansas River | 6 | 1979 | 28 | [6 empty] | 6 | 1979 | MW |  | 96 | 3 | [9 empty] | SW | FR
9628 | Hopewell Operating Services LLC | 10377 | James River Genco LLC | VA | UNIT1 | OP | RI |  |  |  | Municipal | 1 | 1988 | 2 | 1 | 1988 |  |  |  |  | 1 | 1988 | MW |  | 79 | 1 | 1850 |  | 1250 | [6 empty] | OT | OT
9628 | Hopewell Operating Services LLC | 10377 | James River Genco LLC | VA | UNIT2 | OP | RI |  |  |  | Municipal | 1 | 1988 | 2 | 1 | 1988 |  |  |  |  | 1 | 1988 | MW |  | 79 | 1 | 1850 |  | 1250 | [6 empty] | OT | OT
58209 | CPI USA NC Southport LLC | 10378 | CPI USA NC Southport | NC | UNIT1 | OP | RI |  |  |  | Municipality/Wells | 9 | 1987 | 1.3 | [6 empty] | 9 | 1987 | MW |  | 73.08 | 1 | 1750 |  | 1200 | [6 empty] | OT | OT
58209 | CPI USA NC Southport LLC | 10378 | CPI USA NC Southport | NC | UNIT2 | OP | RI |  |  |  | Municipality/Wells | 9 | 1987 | 1.3 | [6 empty] | 9 | 1987 | MW |  | 73.08 | 1 | 1750 |  | 1200 | [6 empty] | OT | OT
55739 | Edgecombe Operating Services LLC | 10384 | Edgecombe Genco LLC | NC | UNIT1 | OP | RI |  |  |  | Municipality | 10 | 1990 | 2 | 10 | 1990 |  |  |  |  | 10 | 1990 | MW |  | 79 | 1 | 2250 |  | 1600 | [6 empty] | SW | FR
55739 | Edgecombe Operating Services LLC | 10384 | Edgecombe Genco LLC | NC | UNIT2 | OP | RI |  |  |  | Municipality | 10 | 1990 | 2 | 10 | 1990 |  |  |  |  | 10 | 1990 | MW |  | 79 | 1 | 2250 |  | 1600 | [6 empty] | SW | FR
56165 | ArcelorMittal Indiana Harbor West | 10397 | ArcelorMittal Indiana Harbor West | IN | COOL7 | OP | ON |  |  |  | Lake Michigan | 5 | 1959 | 5.4 | [16 empty] | 1 | 750 | 0 | 0 | 0% | OT | OT
56165 | ArcelorMittal Indiana Harbor West | 10397 | ArcelorMittal Indiana Harbor West | IN | COOL8 | OP | ON |  |  |  | Lake Michigan | 4 | 1995 | 5.4 | [16 empty] | 1 | 750 | 0 | 0 | 0% | OT | OT
56165 | ArcelorMittal Indiana Harbor West | 10397 | ArcelorMittal Indiana Harbor West | IN | COOL9 | OP | DC |  |  |  |  | 11 | 2002 | 5.4 | [16 empty] | 1 | 0 | 0 | 0 | 0% | OT | OT
55877 | RG Steel, LLC | 10485 | RG Steel Sparrows Point, LLC | MD | 1 | RE | ON |  |  |  | Old Road Bay | 1 | 1949 | 153 | [16 empty] | 0 | 0 | 7 | 7 |  | SW | SA
55877 | RG Steel, LLC | 10485 | RG Steel Sparrows Point, LLC | MD | 2 | RE | ON |  |  |  | Old Road Bay | 1 | 1949 | 153 | [16 empty] | 0 | 0 | 7 | 7 |  | SW | SA
55877 | RG Steel, LLC | 10485 | RG Steel Sparrows Point, LLC | MD | 4 | RE | ON |  |  |  | Old Road Bay | 1 | 1949 | 153 | [16 empty] | 0 | 0 | 7 | 7 |  | SW | SA
54784 | NewPage Corporation | 10495 | Rumford Cogeneration | ME | COOLTW | OP | RI |  |  |  | Androscoggin River | 12 | 1990 | 50 | 12 | 1990 |  |  |  |  | 12 | 1990 | MW |  | 50 | 1 | 4000 |  | 3500 |  | 15 |  | 19 |  |  | SW | FR
6541 | Formosa Plastics Corp | 10554 | Formosa Utility Venture Ltd | TX | TTW-60 | OP | RI |  |  |  | LAKE TEXANA, MUNICIPAL | 4 | 1993 | 1 | 4 | 1993 |  |  |  |  | 4 | 1993 | MW |  | 196 | 3.43 | 995 |  | 855 | 10 | 350 |  | 29 |  |  | SW | FR
6541 | Formosa Plastics Corp | 10554 | Formosa Utility Venture Ltd | TX | TTW-70 | OP | RI |  |  |  | LAKE TEXANA, MUNICIPAL | 9 | 2002 | 1 | 9 | 2002 |  |  |  |  | 9 | 2002 | MW |  | 157 | 2.48 | 1376 |  | 780 | 14 | 350 |  | 29 |  |  | SW | FR
14932 | US Operating Services Company | 10566 | Chambers Cogeneration LP | NJ | CT | OP | RI |  |  |  | Salem Canal | 3 | 1994 | 12 | [6 empty] | 3 | 1994 | MW |  | 207 | 1.5 | 7634 |  | 3328 |  | 60 |  | 4 |  |  | SW | FR
50129 | Georgia-Pacific Consr Ops LLC-Port Hudson | 10612 | Georgia-Pacific Port Hudson | LA | CS1 | RE | [5 empty] | 12 | 2007
156 | AES Deepwater Inc | 10670 | AES Deepwater | TX | DAE001 | SC | RI |  |  |  | Houston Ship Channel/Muni | 6 | 1986 | 4 | 6 | 1986 |  |  |  |  | 6 | 1986 | MW |  | 151 | 1.6 | 3000 |  | 3000 | [6 empty] | SW | FR
21 | AES Shady Point LLC | 10671 | AES Shady Point LLC | OK | 1 | OP | RI |  |  |  | Poteau River | 1 | 1991 | 6.7 | 1 | 1991 |  |  |  |  | 1 | 1991 | MW |  | 370 | 5 | 6500 |  | 5600 | 20 | 0.8 | 0 | 3 | 4 |  | SW | FR
56730 | Cedar Bay Operating Services LLC | 10672 | Cedar Bay Generating Company LP | FL | 1 | OP | RI |  |  |  | Industrial Waste Water | 1 | 1994 | 5.3 | [6 empty] | 1 | 1994 | MW |  | 374 | 4.5 | 10025 |  | 10000 | [6 empty] | OT | BE
177 | AES Hawaii Inc | 10673 | AES Hawaii | HI | CT | OP | RI |  |  |  | Wells | 4 | 2000 | 18.3 | [6 empty] | 4 | 2000 | MW |  | 232 | 2 | 5000 |  | 2500 |  | 2000 |  | 75 |  |  | GW | BR
42 | AES Thames LLC | 10675 | AES Thames | CT | 1HRC | RE | ON |  |  |  | Thames River | 3 | 1990 | 240 | 3 | 1990 | [10 empty] | 3428 |  |  | 31 | 160 | 78 | 12 | 15 |  | SW | BR
142 | AES Beaver Valley | 10676 | AES Beaver Valley Partners Beaver Valley | PA | 1 | OP | ON |  |  |  | Nova Chemical Co (Ohio River) | 6 | 1986 | 208 | [12 empty] | 50000 |  |  |  | 6 | 0 | 12 | 0 |  | SW | FR
35 | AES WR Ltd Partnership | 10678 | AES Warrior Run Cogeneration Facility | MD | CW1 | OP | RI |  |  |  | City Of Cumberland Water Suppl | 2 | 2000 | 4.27 | [6 empty] | 2 | 2002 | MW |  | 195 | 1 | 20000 |  | 3000 | [6 empty] | OT | OT
55307 | Colorado Energy Management | 10682 | Brush Generation Facility | CO | CT1 | OP | RI |  |  |  | Municipality | 10 | 1990 | 1 | [6 empty] | 10 | 1990 | MW |  | 55.7 | 0.56 | 250 |  | 210 | [6 empty] | GW | FR
55307 | Colorado Energy Management | 10682 | Brush Generation Facility | CO | CT2 | OP | RI |  |  |  | Municipality | 1 | 1994 | 1.11 | [6 empty] | 1 | 1994 | MW |  | 66.6 | 0.67 | 275 |  | 224 | [6 empty] | GW | FR
55307 | Colorado Energy Management | 10682 | Brush Generation Facility | CO | CT4 | OP | RI |  |  |  | Municipality | 9 | 2002 | 3.12 | [6 empty] | 9 | 2002 | MW |  | 152.6 | 1.4 | 987 |  | 629 | [6 empty] | GW | FR
16909 | Selkirk Cogen Partners LP | 10725 | Selkirk Cogen | NY | CS1 | OP | RI |  |  |  | Municipal | 4 | 1992 | 32 | [6 empty] | 4 | 1992 | MW |  | 200 | 0.4 | 1000 |  | 500 | [6 empty] | GW | FR
16909 | Selkirk Cogen Partners LP | 10725 | Selkirk Cogen | NY | CS2 | OP | RI |  |  |  | Municipal | 9 | 1994 | 32 | [6 empty] | 9 | 1994 | MW |  | 200 | 3 | 5000 |  | 3000 | [6 empty] | GW | FR
12492 | Midland Cogeneration Venture | 10745 | Midland Cogeneration Venture | MI | SDM46 | OP | RC |  |  |  | Tittabawasse River | 6 | 1989 | 90 | 6 | 1989 | 6 | 1989 | 800 | 13200 | [6 empty] | 114471 | 81017 |  | 18776 | 30 |  | 20 |  |  | SW | FR
3807 | Cleveland Cliffs Inc | 10849 | Silver Bay Power | MN | CW1 | OP | ON |  |  |  | Lake Superior | 10 | 1953 | 234.1 | [16 empty] | 0 | 52 | 30 | 13 |  | SW | FR
772 | Archer Daniels Midland Co | 10860 | Archer Daniels Midland Clinton | IA | CT1 | OP | RI |  |  |  | Well | 4 | 2009 | 134 | 6 | 2008 |  |  |  |  | 6 | 2008 | MW |  | 134 | 2.2 | 3500 |  | 1600 | 30 | [5 empty] | GW | FR
772 | Archer Daniels Midland Co | 10864 | Archer Daniels Midland Cedar Rapids | IA | NCT | OP | RF |  |  |  | Municipal | 10 | 1988 | 89 | [6 empty] | 10 | 1989 | MW |  | 89 | 1 | 1500 |  | 10 | [6 empty] | GW | FR
772 | Archer Daniels Midland Co | 10865 | Archer Daniels Midland Decatur | IL | CGCT | OP | OT | RI |  |  | NWTP | 6 | 2003 | 134 | [6 empty] | 10 | 2004 | MW |  | 134 | 5 | 5340 |  | 5340 | [6 empty] | OT | OT
3890 | Cogen Technologies Linden Vent | 50006 | Linden Cogen Plant | NJ | AC1 | OP | DC |  |  |  |  | 3 | 1992 | [21 empty] | 100%
54881 | Horsehead Corporation | 50130 | G F Weaton Power Station | PA | COOL | OS | ON |  |  |  | Ohio River | 5 | 1958 | 156 | 5 | 1958 | [14 empty] | 20 | 500 | 12 | 30 |  | SW | FR
20492 | Weyerhaeuser Co | 50184 | Weyerhaeuser Columbus MS | MS | COLTWR | OP | RI |  |  |  | Tennessee-Tombigbee Waterway | 5 | 1982 | 7.8 | [6 empty] | 5 | 1982 | MW |  | 167.1 | 1 | 416 |  | 416 |  | 0 |  | 28 |  |  | SW | FR
55903 | Domtar Paper Company LLC | 50189 | Domtar Paper Co LLC Plymouth NC | NC | RR001 | OP | ON |  |  |  | Roanoke River | 1 | 1937 | 257 | [16 empty] | 0 | 0 | 2 | 1 |  | SW | FR
9303 | Verso Bucksport LLC | 50243 | Verso Paper | ME | CS1 | OP | ON |  |  |  | Penobscot River | 8 | 1988 | 131.7 | [12 empty] | 1304 |  |  |  | 0 | 180 | 15 | 60 |  | SW | BR
17139 | Shell Oil Co-Deer Park | 50304 | Shell Deer Park | TX | CPS | RE | RI |  |  |  | Trinity |  |  | 1 | [6 empty] | 10 | 1980 | MW |  | 102 | [10 empty] | SW | FR
14310 | P H Glatfelter Co | 50397 | P H Glatfelter | PA | 1 | OP | RC |  |  |  | North Codorus Creek | 7 | 1948 | 9 |  |  | 6 | 1921 | 21 | 126 | [10 empty] | 100 | 20 | 4 | 0 |  | SW | FR
14310 | P H Glatfelter Co | 50397 | P H Glatfelter | PA | 2 | SB | RC |  |  |  | North Codorus Creek | 6 | 1948 | 9 |  |  | 6 | 1921 | 21 | 126 | [10 empty] | 100 | 20 | 4 | 0 |  | SW | FR
14310 | P H Glatfelter Co | 50397 | P H Glatfelter | PA | 5-6 | OP | RF |  |  |  | North Codorus Creek | 9 | 1989 | 1 | [6 empty] | 9 | 1989 | MW |  | 42 | 2 |  |  | 910 |  | 100 |  | 4 |  |  | SW | FR
30002 | International Paper Co | 50398 | International Paper Savanna Mill | GA | 10TGCT | OP | RF |  |  |  | Wells | 6 | 1998 | 1 | [6 empty] | 6 | 1998 | MW |  | 7 | 7 | 1243 |  | 500 | [6 empty] | GW | FR
30002 | International Paper Co | 50398 | International Paper Savanna Mill | GA | 15RBCT | OP | RF |  |  |  | Wells | 2 | 1995 | 3.34 | 2 | 1995 |  |  |  |  | 2 | 1995 | MW |  | 41 | 41 | 2299 |  | 1500 | [6 empty] | GW | FR
30002 | International Paper Co | 50398 | International Paper Savanna Mill | GA | 9CT | OP | RF |  |  |  | Wells | 10 | 1981 | 1 | 10 | 1981 |  |  |  |  | 10 | 1981 | MW |  | 45 | 1 | 668 |  | 668 | [6 empty] | GW | FR
16190 | Sappi Fine Paper North America-Somerset | 50406 | Somerset Plant | MA | 1 | OP | RI |  |  |  | Kennebec River | 9 | 1990 | 5 | 9 | 1990 |  |  |  |  | 9 | 1990 | MW |  | 134 | 2 | 793 |  | 613 |  | 1500 |  | 5 |  |  | OT | OT
16190 | Sappi Fine Paper North America-Somerset | 50406 | Somerset Plant | MA | 2 | OP | ON |  |  |  | Kennebec River | 12 | 1976 | 56 | [12 empty] | 150 |  |  |  | 550 | 550 | 23 | 23 |  | SW | FR
5610 | Eastman Chemical Co-TN Ops | 50481 | Tennessee Eastman Operations | TN | RW | OP | ON |  |  |  | South Fork - Holston River | 6 | 1932 | 1053 | [16 empty] | 100 | 100 | 9 | 2.5 |  | SW | FR
50033 | PPG Industries Inc Natrium | 50491 | PPG Natrium Plant | WV | 7CIRC | OP | ON |  |  |  | Ohio River | 9 | 1966 | 155.9 | 6 | 1981 | [10 empty] | 460 |  |  | 48 | 22.5 | 28 | 30 | 19.5 |  | SW | FR
6090 | ExxonMobil Oil Corp | 50625 | ExxonMobil Beaumont Refinery | TX | PP2 | OP | RI |  |  |  | Lower Neches Valley Authority | 6 | 1993 | 1 | [6 empty] | 6 | 1993 | MW |  | 16 | 0.459 | 1400 |  | 1400 |  | 2800 |  | 10 |  |  | SW | FR
6090 | ExxonMobil Oil Corp | 50625 | ExxonMobil Beaumont Refinery | TX | PP3 | RE | RN |  |  |  | Lower Neches Valley Authority | 6 | 1965 | 1 | [8 empty] | MW |  |  |  | 1000 |  | 1000 |  | 3500 |  | 10 |  |  | SW | FR
6090 | ExxonMobil Oil Corp | 50625 | ExxonMobil Beaumont Refinery | TX | PP4 | OP | RI |  |  |  | Lower Neches Valley Authority | 5 | 2005 | 1 | 12 | 2004 |  |  |  |  | 12 | 2004 | MW |  | 19.2 | 9.8 | 2000 |  | 2000 |  | 2500 |  | 10 |  |  | SW | FR
56225 | Clearwater Paper Corporation | 50637 | Clearwater Paper IPP Lewiston | ID | 4TG | OP | RI |  |  |  | Clearwater River | 10 | 1991 | 1.1 | [6 empty] | 10 | 1991 | MW |  | 40 | 1 | 1500 |  | 1000 |  | 15 |  | 20 |  |  | SW | FR
19194 | Syracuse Energy Corp | 50651 | Syracuse Energy | NY | CT001 | OP | RI |  |  |  | MUNICIPAL | 9 | 1991 | 9.2 | [6 empty] | 9 | 1991 | MW |  | 267 | 2.5 | 665 |  | 568 | [6 empty] | OT | FR
4425 | Covanta Fairfax Inc | 50658 | Covanta Fairfax Energy | VA | CT1 | OP | RI |  |  |  | Municipal | 6 | 1990 | 2.3 | [6 empty] | 6 | 1990 | MW |  | 70.2 | 3 | 14000 |  | 6000 | [6 empty] | SW | FR
19526 | United States Steel-Gary | 50733 | Gary Works | IN | SWPS2 | OP | ON |  |  |  | Lake Michigan | 4 | 1997 | 189 | 4 | 1997 | [10 empty] | 360 |  |  | 60 | 0 | 0 | 7 | 0 |  | SW | FR
18162 | RockTenn-Florence | 50806 | Florence Mill | SC | 600SYS | OP | RI |  |  |  | Great Pee Dee River | 6 | 1963 | 1.55 | 6 | 1963 |  |  |  |  | 6 | 1963 | MW |  | 155 | 0.4 | 275 |  | 175 | 5 | 15 |  | 10 |  |  | SW | FR
18162 | RockTenn-Florence | 50806 | Florence Mill | SC | COGEN | OP | RI |  |  |  | Great Pee Dee River | 3 | 1987 | 1.87 | 3 | 1987 |  |  |  |  | 3 | 1987 | MW |  | 187 | 0.5 | 300 |  | 200 | 5 | 15 |  | 10 |  |  | SW | FR
55879 | Optim Energy LLC | 50815 | Optim Energy Altura Cogen LLC | TX | CT-1 | OP | RF |  |  |  | San Jacinto River Basin | 10 | 1985 | 2.45 | [6 empty] | 12 | 1985 | MW |  | 294.08 | 1.004 |  |  |  |  | 3000 | 50 | 6 | 5 |  | SW | FR
14932 | US Operating Services Company | 50888 | Northampton Generating Company LP | PA | CT1 | OP | RF |  |  |  | Lehigh River | 8 | 1995 | 3 | [6 empty] | 8 | 1995 | MW |  | 116 | 2 | 6100 |  | 2400 |  | 50 |  | 5 |  |  | SW | FR
20508 | MeadWestvaco Corp | 50900 | Covington Facility | VA | PCT | OP | OT |  |  |  | Jackson River |  | 2002 | 40 | [8 empty] | MW |  | 94 | 3 | 7354 | [8 empty] | SW | FR
19876 | Virginia Electric & Power Co | 50966 | Bellmeade Power Station | VA | 1 | OP | RI |  |  |  | Municipal | 3 | 1991 | 1 | [6 empty] | 3 | 1991 | MW |  | 98 | 0.3 | [9 empty] | OT | OT
12981 | Motiva Enterprises LLC | 50973 | Motiva Enterprises Port Arthur Refinery | TX | PS3 | OP | RN |  |  |  | Lower Neches Valley Authority Canal | 1 | 1990 | 12.88 | [6 empty] | 4 | 1975 | MW |  | 14.7 | 0.3 | 2285 |  | 1800 | [6 empty] | SW | FR
12981 | Motiva Enterprises LLC | 50973 | Motiva Enterprises Port Arthur Refinery | TX | PS4 | OP | RN |  |  |  | Lower Neches Valley Authority Canal | 9 | 2011 | 17.25 | [6 empty] | 9 | 2011 | MW |  | 22.5 | 0.79 | 2901 |  | 1846 | [6 empty] | SW | FR
12981 | Motiva Enterprises LLC | 50973 | Motiva Enterprises Port Arthur Refinery | TX | PS2 | RE | RN |  |  |  | Lower Neches Valley Authority Canal | 1 | 1990 | 34.5 | [6 empty] | 4 | 1975 | MW |  | 33.4 | [10 empty] | SW | FR
14932 | US Operating Services Company | 50976 | Indiantown Cogeneration LP | FL | DA | OP | RI |  |  |  | Taylor Creek | 12 | 1995 | 8.2 | [6 empty] | 12 | 1995 | MW |  | 534 | 4 | 12011 |  | 5584 |  | 36 |  | 6 |  |  | SW | FR
5347 | Dow Chemical Co | 52006 | LaO Energy Systems | LA | P1CW | OP | ON |  |  |  | Mississippi River | 6 | 1958 | 203 | [16 empty] | 3200 | 4600 |  |  |  | SW | FR
5347 | Dow Chemical Co | 52006 | LaO Energy Systems | LA | P2CT | OP | RI |  |  |  | Mississippi River | 3 | 1978 | 5 | [6 empty] | 3 | 1978 | MW |  | 31 | 0.45 |  |  | 750 |  | 4821 | 4821 |  |  |  | SW | FR
19876 | Virginia Electric & Power Co | 52007 | Mecklenburg Power Station | VA | CS1 | OP | RI |  |  |  | John H Kerr Reservoir | 11 | 1992 | 2.5 | 7 | 2004 |  |  |  |  | 11 | 1992 | MW |  | 92.5 | 1 | 1700 |  | 750 |  | 100 | 200 | 34 | 0 |  | OT | OT
19876 | Virginia Electric & Power Co | 52007 | Mecklenburg Power Station | VA | CS2 | OP | RI |  |  |  | John H Kerr Reservoir | 11 | 1992 | 2.5 | 7 | 2004 |  |  |  |  | 11 | 1992 | MW |  | 92.5 | 1 | 1700 |  | 750 |  | 100 | 200 | 34 | 0 |  | OT | OT
5310 | Doswell Ltd Partnership | 52019 | Doswell Energy Center | VA | ACC5 | OP | DC |  |  |  |  | 2 | 1992 | [21 empty] | 100%
5310 | Doswell Ltd Partnership | 52019 | Doswell Energy Center | VA | ACC6 | OP | DC |  |  |  |  | 2 | 1992 | [21 empty] | 100%
57098 | Sandow Power Co LLC | 52071 | Sandow No 5 | TX | 5 | OP | RI |  |  |  | Alcoa Lake Treatment System | 1 | 2010 | 16 | 1 | 2010 |  |  | 880 | 14750 | 1 | 2010 | MW |  | 680 | 3.8 | 80241 |  | 17056 | 118 | 0 | 0 | 35 |  |  | SW | FR
57098 | Sandow Power Co LLC | 52071 | Sandow No 5 | TX | CS | RE | RC |  |  |  | Alcoa Lake Treatment System | 12 | 1953 | 445 | 6 | 2000 | 12 | 1953 | 915 | 18000 | [9 empty] | 14 |  |  | 15
22652 | Texas City Cogeneration LLC | 52088 | Texas City Power Plant | TX | CT | OP | RF |  |  |  | Municipal | 5 | 1987 | 5.35 | [6 empty] | 5 | 1987 | MW |  | 222.8 | 1 |  |  | 10000 | [6 empty] | SW | FR
5338 | Dow Chemical Co | 52120 | Dow Chemical Texas Operation | TX | P6CT | OP | ON |  |  |  | Gulf of Mexico and Brazos River | 2 | 1984 | 245 | [21 empty] | SW | SA
9424 | International Paper Co-Eastovr | 52151 | International Paper Eastover Facility | SC | 1CT | OP | RF |  |  |  | Wateree River | 4 | 1984 | 1 | [6 empty] | 4 | 1984 | MW |  | 36 | 0.15 | 840 |  | 500 |  | 3 | 25 | 11 | 14 |  | SW | FR
9424 | International Paper Co-Eastovr | 52151 | International Paper Eastover Facility | SC | 1CW | OP | ON |  |  |  | Wateree River | 4 | 1984 | 18 | [12 empty] | 150 |  |  |  | 3 | 25 | 11 | 14 |  | SW | FR
56605 | Delaware City Refining Company LLC | 52193 | Delaware City Plant | DE | CWS | OP | RF |  |  |  | Delaware River | 8 | 1956 | 670 | 8 | 1956 |  |  |  |  | 1 | 2001 | MW |  | 67 | 0.22 | 13570 |  | 12790 |  | 10000 | 10000 | 0 | 0 |  | SW | BR
55808 | Westmoreland Partners | 54035 | Roanoke Valley Energy Facililty I | NC | CT1 | OP | RI |  |  |  | Municipality | 5 | 1994 | 3 | 5 | 1994 |  |  |  |  | 5 | 1994 | MW |  | 208 | 1 | 6348 |  | 6312 | 36 | [5 empty] | SW | FR
55740 | Spruance Operating Services LLC | 54081 | Spruance Genco LLC | VA | UNIT1 | OP | RI |  |  |  | James River | 5 | 1992 | 4 | 5 | 1992 |  |  |  |  | 5 | 1992 | MW |  | 156 | 3 | 5000 |  | 3000 |  | 6300 |  | 30 |  |  | SW | FR
55740 | Spruance Operating Services LLC | 54081 | Spruance Genco LLC | VA | UNIT2 | OP | RI |  |  |  | James River | 8 | 1992 | 3.9 | 8 | 1992 |  |  |  |  | 8 | 1992 | MW |  | 156 | 3 | 5000 |  | 3000 |  | 6300 |  | 30 |  |  | SW | FR
9312 | IPC-Mansfield Mill | 54091 | Mansfield Mill | LA | HRSGCT | OP | RF |  |  |  | Municipality | 8 | 1995 | 2.4 | [6 empty] | 8 | 1995 | MW |  | 2.4 | 0.75 | 500 |  | 500 | [6 empty] | SW | FR
9312 | IPC-Mansfield Mill | 54091 | Mansfield Mill | LA | MILLCT | OP | RI |  |  |  | Municipality | 10 | 1981 | 116.2 |  |  | 10 | 1981 | 2.72 | 30.7 | 10 | 1981 | MW |  | 116.2 | 0.75 | 1500 | 500 | 1000 | [6 empty] | SW | FR
7172 | Georgia-PacificCedar Springs LLC | 54101 | Georgia-Pacific Cedar Springs | GA | SC1 | OP | ON |  |  |  | Chattahoochee River | 6 | 1962 | 193 | [16 empty] | 10 | 0 | 10 | 0 |  | SW | FR
7172 | Georgia-PacificCedar Springs LLC | 54101 | Georgia-Pacific Cedar Springs | GA | SC2 | OP | ON |  |  |  | Chattahoochee River | 6 | 1962 | 193 | [16 empty] | 10 | 0 | 10 | 0 |  | SW | FR
5262 | Domtar Industries Inc | 54104 | Ashdown | AR | GEN1OF | OP | ON |  |  |  | Millwood Lake | 6 | 1968 | 1 | [16 empty] | 900 | 900 | 15 | 15 |  | SW | FR
5262 | Domtar Industries Inc | 54104 | Ashdown | AR | GEN2OT | OP | ON |  |  |  | Millwood Lake | 6 | 1979 | 1 | [16 empty] | 900 | 900 | 15 | 15 |  | SW | FR
5262 | Domtar Industries Inc | 54104 | Ashdown | AR | GEN3OT | OP | RI |  |  |  | Millwood Lake | 6 | 1991 | 1 | [6 empty] | 5 | 1991 | MW |  | 46.8 | 0.7 |  |  |  |  | 900 |  | 15 |  |  | SW | FR
5262 | Domtar Industries Inc | 54104 | Ashdown | AR | GEN4RI | OP | RI |  |  |  | Millwood Lake | 6 | 1991 | 1 | [6 empty] | 5 | 1991 | MW |  | 46.8 | 0.7 |  |  |  |  | 900 |  | 15 |  |  | SW | FR
1735 | Birchwood Power Partners LP | 54304 | Birchwood Power | VA | 1F | OP | RI |  |  |  | Rappahannock River | 12 | 1996 | 10.03 | 12 | 1996 | 12 | 1996 | 5 | 30 | 12 | 1996 | MW |  | 237.7 | 3 | 3737 | 765 | 2972 |  | 120 | 130 | 18 | 20 |  | SW | BR
14184 | Orlando CoGen Ltd LP | 54466 | Orlando Cogen LP | FL | TOW1 | OP | RI |  |  |  | Municipality | 9 | 1993 | 2 | [6 empty] | 9 | 1993 | MW |  | 104 | 0.32 | 500 |  | 500 | [6 empty] | GW | FR
17254 | Sithe/Independence LLC | 54547 | Sithe Independence Station | NY | CW5 | OP | RF |  |  |  | Municipal | 9 | 1994 | 275 | 9 | 1994 |  |  |  |  | 9 | 1994 | MW |  | 275 | 3.6 | 1250 |  | 750 | 40 | [5 empty] | SW | FR
17254 | Sithe/Independence LLC | 54547 | Sithe Independence Station | NY | CW6 | OP | RF |  |  |  | Municipal | 8 | 1994 | 275 | 8 | 1994 |  |  |  |  | 8 | 1994 | MW |  | 275 | 3.6 | 1250 |  | 750 | 40 | [5 empty] | SW | FR
13492 | New Hope Power Company | 54627 | Okeelanta Cogeneration | FL | CT1 | OP | RI |  |  |  | Canal (Lake Okeechobee) | 1 | 1996 | 6.7 | [6 empty] | 1 | 1996 | MW |  | 119 | 1.342 | 2010 |  | 2010 | [6 empty] | SW | FR
13492 | New Hope Power Company | 54627 | Okeelanta Cogeneration | FL | CT2 | OP | RI |  |  |  | Canal (Lake Okeechobee) | 8 | 2006 | 4.5 | [6 empty] | 8 | 2006 | MW |  | 77 | 0.969 | 1400 |  | 1400 | [6 empty] | SW | FR
5374 | Dow Chemical Company-Oyster Creek VIII | 54676 | Oyster Creek Unit VIII | TX | CTOW | OP | RF |  |  |  | Brazos River (Dow Chemical) | 10 | 1994 | [7 empty] | 10 | 1994 | MW | [12 empty] | SW | FR
8503 | Hermiston Generating Co LP | 54761 | Hermiston Generating Plant | OR | 1CT | OP | RI |  |  |  | Columbia River | 7 | 1996 | 4.5 | [6 empty] | 7 | 1996 | MW |  | 120 | 0.33 | 5000 |  | 5000 | [6 empty] | SW | FR
8503 | Hermiston Generating Co LP | 54761 | Hermiston Generating Plant | OR | 2CT | OP | RI |  |  |  | Columbia River | 7 | 1996 | 4.5 | [6 empty] | 7 | 1996 | MW |  | 120 | 0.33 | 5000 |  | 5000 | [6 empty] | SW | FR
2172 | Brazos Electric Power Coop Inc | 54817 | Johnson County | TX | 1 HRC | OP | RI |  |  |  | Municipal | 1 | 1997 | 3 | [6 empty] | 1 | 1997 | MW |  | 168 | 1.8 | 3500 |  | 2000 | [6 empty] | OT | FR
19876 | Virginia Electric & Power Co | 54844 | Gordonsville Energy LP | VA | 1 | OP | DC |  |  |  |  | 6 | 1994
19876 | Virginia Electric & Power Co | 54844 | Gordonsville Energy LP | VA | 2 | OP | DC |  |  |  |  | 6 | 1994
2313 | Brooklyn Navy Yard Cogen PLP | 54914 | Brooklyn Navy Yard Cogeneration | NY | 001 | OP | ON |  |  |  | East River | 3 | 1996 | 153.18 | 3 | 1996 | [19 empty] | SW | BR
55912 | Cottage Grove Operating Services LLC | 55010 | LSP-Cottage Grove LP | MN | UNIT1 | OP | RI |  |  |  | Steam Host's Well, 3M Waste | 10 | 1997 | 3.5 | 10 | 1997 |  |  |  |  | 10 | 1997 | MW |  | 139 | 1 | 1739 |  | 1064 | [6 empty] | OT | OT
55911 | Whitewater Operating Services LLC | 55011 | LSP-Whitewater LP | WI | UNIT1 | OP | RI |  |  |  | Municipal | 9 | 1997 | 3.4 | 9 | 1997 |  |  |  |  | 9 | 1997 | MW |  | 139 | 0.6 | 1739 |  | 1064 | [6 empty] | GW | FR
55773 | Dighton Power, LLC | 55026 | Dighton Power Plant | MA | ACC | OP | DC |  |  |  |  | 5 | 1999 | [22 empty] | OT
12564 | Mid-Georgia Cogen LP | 55040 | Mid-Georgia Cogeneration Facility | GA | CW1 | OP | RI |  |  |  | MUNICIPAL | 6 | 1998 | 3.23 | [6 empty] | 6 | 1998 | MW |  | 167.1 | 2.3 | 1500 |  | 1100 | [6 empty] | OT | FR
1616 | Berkshire Power Co LLC | 55041 | Berkshire Power | MA | CT1A | OP | RI |  |  |  | Municipal Reservoir | 9 | 1999 | 2.5 | [6 empty] | 9 | 1999 | MW |  | 147 | 0.4 | 2000 |  | 2000 | [6 empty] | SW | FR
2232 | Bridgeport Energy LLC | 55042 | Bridgeport Energy Project | CT | CWS1 | OP | ON |  |  |  | Pequonnock River | 5 | 1999 | 7.25 | [21 empty] | SW | BR
11059 | Pasadena Cogeneration LP | 55047 | Pasadena Cogeneration | TX | CT1 | OP | RF |  |  |  | Coastal Water Authority | 6 | 1998 | 6 | [6 empty] | 6 | 1998 | MW |  | 137 | 2 | 1000 |  | 1000 | [6 empty] | SW | FR
11059 | Pasadena Cogeneration LP | 55047 | Pasadena Cogeneration | TX | CT2 | OP | RF |  |  |  | Coastal Water Authority | 6 | 2000 | 8 | [6 empty] | 6 | 2000 | MW |  | 274 | 2 | 1500 |  | 1500 | [6 empty] | SW | FR
11059 | Pasadena Cogeneration LP | 55047 | Pasadena Cogeneration | TX | CT3 | OP | RF |  |  |  | Coastal Water Authority | 6 | 2000 | 8 | [6 empty] | 6 | 2000 | MW |  | 274 | 2 | 1500 |  | 1500 | [6 empty] | SW | FR
55510 | Tiverton Power LLC | 55048 | Tiverton Power Plant | RI | ACC1 | OP | DC |  |  |  |  | 6 | 2000
18611 | Tenaska Frontier Partners Ltd | 55062 | Tenaska Frontier Generation Station | TX | CLTWR | OP | RI |  |  |  | Municipal | 9 | 2000 | 12 | [6 empty] | 9 | 2000 | MW |  | 620 | 5 | [9 empty] | SW | FR
17568 | South Mississippi El Pwr Assn | 55063 | Batesville Generation Facility | MS | CCW1 | OP | RF |  |  |  | Enid Lake | 8 | 2000 | 9 | 8 | 2000 |  |  |  |  | 8 | 2000 | MW |  | 545 | 8 | 6300 |  | 6300 |  | 150 |  | 30 |  |  | SW | FR
7349 | Golden Spread Electric Cooperative, Inc | 55065 | Mustang Station | TX | CT | OP | RI |  |  |  | Wells | 4 | 2000 | 4.5 | [6 empty] | 4 | 2000 | MW |  | 189 | 1 | 1728 |  | 1210 | [6 empty] | GW | FR
4966 | Casco Bay Energy Co LLC | 55068 | Maine Independence Station | ME | CT | OP | RF |  |  |  | Penobscot River | 5 | 2000 | 6.36 | 5 | 2000 |  |  |  |  | 5 | 2000 | MW |  | 245 | 1.6 | 3500 |  | 2300 | 384 | 70 | 0 | 10 | 0 |  | SW | BR
3593 | Choctaw Generating LP | 55076 | Red Hills Generating Facility | MS | AA021 | OP | RI |  |  |  | Wells | 3 | 2002 | 8.4 | [6 empty] | 3 | 2002 | MW |  | 641.6 | 2 | 13377 |  | 5083 | [6 empty] | GW | SA
5695 | Desert Star Energy Center SDG&E | 55077 | Desert Star Energy Center | NV | ACC | OP | DC |  |  |  |  | 5 | 2000 | [21 empty] | 100%
12713 | Millennium Power Partners LP | 55079 | Millennium Power | MA | CTOWER | OP | RI |  |  |  | Southbridge WWTF | 4 | 2001 | 4 | [6 empty] | 4 | 2001 | MW |  | 198 | 2.5 | 20000 |  | 3000 | [6 empty] | PD | BE
4464 | Crockett Cogeneration | 55084 | Crockett Cogen Project | CA | ACC1 | OP | DC |  |  |  |  | 5 | 1996 | [21 empty] | 100%
54727 | DPS Gregory LLC | 55086 | Gregory Power Facility | TX | MCT | OP | RF |  |  |  | San Patricio Municipality | 7 | 2000 | 125 | [6 empty] | 7 | 2000 | MW |  | 449 | 1.92 | 1320 |  | 1316 | [6 empty] | SW | FR
4254 | Consumers Energy Co | 55087 | Zeeland Generating Station | MI | CIRC | OP | RI |  |  |  | Municipality | 8 | 2002 | 3.49 | 8 | 2002 |  |  |  |  | 8 | 2002 | MW |  | 240 | 1.1 | 10000 |  | 10000 | [6 empty] | GW | FR
4945 | Dearborn Industrial Gen Inc | 55088 | Dearborn Industrial Generation | MI | CIRC | OP | ON |  |  |  | Detroit River | 5 | 2001 | 417.7 | [21 empty] | SW | FR
13914 | Occidental Chemical Corporation | 55089 | Taft Cogeneration Facility | LA | 53E002 | OP | RI |  |  |  | Mississippi River | 7 | 2002 | 8.2 | [6 empty] | 7 | 2002 | MW |  | 7.5 | 1.2 |  |  |  |  | 125 |  | 28 |  |  | SW | FR
12501 | Midlothian Energy LP | 55091 | Midlothian Energy Facility | TX | ACC1 | OP | DC |  |  |  |  | 5 | 2000 | [21 empty] | 100%
12501 | Midlothian Energy LP | 55091 | Midlothian Energy Facility | TX | ACC2 | OP | DC |  |  |  |  | 5 | 2000 | [21 empty] | 100%
12501 | Midlothian Energy LP | 55091 | Midlothian Energy Facility | TX | ACC3 | OP | DC |  |  |  |  | 7 | 2000 | [21 empty] | 100%
12501 | Midlothian Energy LP | 55091 | Midlothian Energy Facility | TX | ACC4 | OP | DC |  |  |  |  | 9 | 2000 | [21 empty] | 100%
12501 | Midlothian Energy LP | 55091 | Midlothian Energy Facility | TX | ACC5 | OP | DC |  |  |  |  | 8 | 2001 | [21 empty] | 100%
12501 | Midlothian Energy LP | 55091 | Midlothian Energy Facility | TX | ACC6 | OP | DC |  |  |  |  | 9 | 2001 | [21 empty] | 100%
10755 | Lamar Power Partners LP | 55097 | Lamar Power Project | TX | TOW1 | OP | RF |  |  |  | Lake Pat Mayse | 7 | 2000 | 23 | 12 | 2000 |  |  |  |  | 12 | 2000 | MW |  | 299 | 12.3 | 6015 |  | 6000 | 15 | [5 empty] | SW | FR
10755 | Lamar Power Partners LP | 55097 | Lamar Power Project | TX | TOW2 | OP | RF |  |  |  | Lake Pat Mayse | 12 | 2000 | 23 | 12 | 2000 |  |  |  |  | 12 | 2000 | MW |  | 299 | 12.3 | 6015 |  | 6000 | 15 | [5 empty] | SW | FR
6519 | Frontera Generation Limited Partnership | 55098 | Frontera Energy Center | TX | CT-001 | OP | RF |  |  |  | Rio Grande River - Hidalgo Irr Dist | 6 | 1999 | 5.67 | [6 empty] | 6 | 1999 | MW |  | 345.3 | 4.2 | 2839 |  | 10 | 10 | [5 empty] | SW | FR
14372 | Pacific Klamath Energy Inc | 55103 | Klamath Cogeneration Plant | OR | COOL1 | OP | RF | RC |  |  | Municipal | 7 | 2001 | 8 |  |  | 7 | 2001 | 1 | 6 | 7 | 2001 | MW |  | 196 | 2.6 | 1000 | 2000 | 5000 | [6 empty] | PD | BE
6832 | Entergy RISE | 55107 | Entergy Rhode Island State Energy LP | RI | CT1 | OP | RN |  |  |  | CITY OF CRANSTON WPCF | 11 | 2002 | 6.7 | [6 empty] | 11 | 2002 | NW |  | 275 | 0.5 | 1000 |  | 1000 | [6 empty] | PD | BE
22650 | Calpine Corp-Sutter | 55112 | Sutter Energy Center | CA | ACC | OP | DC |  |  |  |  | 7 | 2001 | 1 | [20 empty] | 100%
14306 | Eagle 2 US LLC | 55117 | RS Cogen | LA | RSC | OP | RI |  |  |  | Sabine River | 12 | 2002 | 2.07 | [6 empty] | 12 | 2002 | MW |  | 142.07 | 2.14 | [9 empty] | SW | FR
57160 | DuPont Sabine River Works | 55120 | SRW Cogen LP | TX | TOWER | OP | RI |  |  |  | Sabine River Authority Canal | 12 | 2001 | 2 | [6 empty] | 12 | 2001 | MW |  | 212 | 2.2 |  |  | 1000 |  | 0 |  | 3 |  |  | SW | BE
2877 | Calpine Corp-Magic Valley | 55123 | Magic Valley Generating Station | TX | CT | OP | RF |  |  |  | Municipality | 2 | 2002 | 7 | 2 | 2002 |  |  |  |  | 2 | 2002 | MW |  | 431.4 | 4 | 2627 |  | 2627 | [6 empty] | PD | BE
56090 | Star West Gen Griffith Energy LLC | 55124 | Griffith Energy LLC | AZ | CT | OP | RI |  |  |  | Wells | 1 | 2002 | 7 | [6 empty] | 1 | 2002 | MW |  | 115 | 4 | 10000 |  | 290000 | [6 empty] | GW | FR
12568 | Milford Power Co LLC | 55126 | Milford Power Project | CT | CA01 | OP | RF |  |  |  | Housatonic River | 1 | 2004 | 294 | 2 | 2008 |  |  |  |  | 1 | 2004 | MW |  | 294 | 10 |  |  |  |  | 100 | 100 | 6 | 0 |  | SW | BR
12568 | Milford Power Co LLC | 55126 | Milford Power Project | CT | CA02 | OP | RF |  |  |  | Housatonic River | 1 | 2004 | 294 | 2 | 2008 |  |  |  |  | 1 | 2004 | MW |  | 294 | 10 |  |  |  |  | 100 | 100 | 6 | 0 |  | SW | BR
16572 | Salt River Project | 55129 | Desert Basin | AZ | HRC | OP | RI |  |  |  | Central Arizona Project Canal | 10 | 2001 | 8.91 | 10 | 2001 |  |  |  |  | 10 | 2001 | MW |  | 251.01 | 3.6 | [6 empty] | 4 |  |  | SW | FR
57141 | Dynegy Kendall Energy LLC | 55131 | Kendall County Generation Facility | IL | C1 | OP | RI |  |  |  | Illinois River | 11 | 2001 | 1.4 | 11 | 2001 |  |  |  |  | 11 | 2001 | MW |  | 338 | 0.7 |  |  |  |  | 200 | 200 | 8 | 8 |  | SW | FR
57141 | Dynegy Kendall Energy LLC | 55131 | Kendall County Generation Facility | IL | C2 | OP | RI |  |  |  | Illinois River | 12 | 2001 | 1.4 | 12 | 2001 |  |  |  |  | 11 | 2001 | MW |  | 338 | 0.7 |  |  |  |  | 200 | 200 | 8 | 8 |  | SW | FR
18518 | Tenaska Gateway Partners Ltd | 55132 | Tenaska Gateway Generating Station | TX | CLTWR | OP | RF |  |  |  | SABINE RIVER | 7 | 2001 | 12 | [6 empty] | 7 | 2001 | MW |  | 620 | 2.4 |  |  |  |  | 100 |  | 15 |  |  | SW | FR
16604 | City of San Antonio - (TX) | 55137 | Rio Nogales Power Project | TX | CIRC | OP | RI |  |  |  | Municipal | 6 | 2002 | 5.89 | 6 | 2002 |  |  |  |  | 6 | 2002 | MW |  | 11.82 | 1.55 | 5432 |  | 5000 | 32 | [5 empty] | PD | OT
6035 | Exelon Power | 55139 | Wolf Hollow I LP | TX | CIRC1 | OP | ON |  |  |  | LAKE GRANBURY | 8 | 2003 | 423 | 8 | 2003 |  |  |  |  | 8 | 2003 | MW |  | 423 | 2.6 | 3000 |  | 1500 |  | 140 | 150 | 55 | 0 |  | SW | FR
1074 | IPA Operations Inc - Hays | 55144 | Hays Energy Project | TX | CT | OP | RI |  |  |  | GBRA/City of San Marcos | 4 | 2002 | 4.6 | [6 empty] | 4 | 2002 | MW |  | 245.1 | 6 | [9 empty] | SW | BR
7597 | Green Country OP Services LLC | 55146 | Green Country Energy LLC | OK | UNIT1 | OP | RI |  |  |  | Municipal | 2 | 2002 | 4 | 2 | 2002 |  |  |  |  | 2 | 2002 | MW |  | 191 | 1.3 | 1740 |  | 917 | 25 | [5 empty] | OT | OT
7597 | Green Country OP Services LLC | 55146 | Green Country Energy LLC | OK | UNIT2 | OP | RI |  |  |  | Municipal | 2 | 2002 | 4 | 2 | 2002 |  |  |  |  | 2 | 2002 | MW |  | 191 | 1.3 | 1740 |  | 917 | 25 | [5 empty] | OT | OT
7597 | Green Country OP Services LLC | 55146 | Green Country Energy LLC | OK | UNIT3 | OP | RI |  |  |  | Municipal | 2 | 2002 | 4 | 2 | 2002 |  |  |  |  | 2 | 2002 | MW |  | 191 | 1.3 | 1740 |  | 917 | 25 | [5 empty] | OT | OT
10576 | Lake Road Generating Co LP | 55149 | Lake Road Generating Plant | CT | *MAG | OP | DC |  |  |  |  | 6 | 2002 | [21 empty] | 100%
26853 | La Paloma Generating Co LLC | 55151 | La Paloma Generating LLC | CA | TWR1 | OP | RI |  |  |  | CALIFORNIA AQUADUCT MUNICIPAL | 3 | 2001 | 5.17 | 1 | 2003 |  |  |  |  | 1 | 2003 | MW |  | 6.24 | 2.5 |  |  | 11553 | [6 empty] | SW | FR
26853 | La Paloma Generating Co LLC | 55151 | La Paloma Generating LLC | CA | TWR2 | OP | RI |  |  |  | CALIFORNIA AQUEDUCT MUNICIPAL | 3 | 2001 | 5.17 | 1 | 2003 |  |  |  |  | 1 | 2003 | MW |  | 6.24 | 2.5 |  |  | 11553 | [6 empty] | SW | FR
57045 | Guadalupe Power Partners LP | 55153 | Guadalupe Generating Station | TX | CT1 | OP | RF |  |  |  | Lake Dunlap | 10 | 2000 | 6.53 | [6 empty] | 10 | 2000 | MW |  | 10.2 | 1.2 |  |  | 17000 |  | 60 |  | 16 |  |  | SW | FR
57045 | Guadalupe Power Partners LP | 55153 | Guadalupe Generating Station | TX | CT2 | OP | RF |  |  |  | Lake Dunlap | 12 | 2000 | 6.53 | [6 empty] | 10 | 2000 | MW |  | 10.2 | 1.2 |  |  | 17000 |  | 60 |  | 16 |  |  | SW | FR
11269 | Lower Colorado River Authority | 55154 | Lost Pines 1 Power Project | TX | 1 | OP | OC |  |  |  | Lake Bastrrop | 5 | 2001 | 533.6 | 5 | 2001 | 6 | 1964 | 906 | 16593 | [6 empty] | 3875 | 3875 |  |  | 34 | 400 | 12 | 2 |  | SW | FR
49768 | Bastrop Energy Partners, LP | 55168 | Bastrop Energy Center | TX | CTOWER | OP | RI |  |  |  | Municipal, Colorado River | 4 | 2002 | 8 | 4 | 2002 |  |  |  |  | 4 | 2002 | MW |  | 476.8 | 4.75 | 7012 |  | 3070 | 170 |  |  | 6 | 2 |  | SW | FR
88 | Granite Ridge Energy LLC | 55170 | Granite Ridge | NH | PLANT | OP | RF |  |  |  | City of Manchester POTW | 3 | 2003 | 74 | 3 | 2003 |  |  |  |  | 3 | 2003 | MW |  | 312 | 0.975 | 5400 |  | 4000 | 369 | [5 empty] | PD | BE
55899 | Calpine Bosque Energy Center LLC | 55172 | Bosque County Peaking | TX | COOL5 | OP | RF |  |  |  | Brazos River | 6 | 2011 | 23 | 6 | 2009 |  |  | 0 | 0 | 6 | 2009 | MW |  | 356 | 2.4 | 3968 |  | 3501 | 467 | 175 |  | 10 |  |  | SW | FR
3265 | Cleco Power LLC | 55173 | Acadia Energy Center | LA | CT 1 | OP | RF |  |  |  | Wells | 6 | 2002 | 38 | [6 empty] | 6 | 2002 | MW |  | 334 | 2 | 4027 |  | 3260 | [6 empty] | SW | FR
3265 | Cleco Power LLC | 55173 | Acadia Energy Center | LA | CT 2 | OP | RF |  |  |  | Wells | 8 | 2002 | 38 | [6 empty] | 8 | 2002 | MW |  | 334 | 2 | 4027 |  | 3260 | [6 empty] | SW | FR
49791 | Eastman Cogeneration LP | 55176 | Eastman Cogeneration Facility | TX | GEA CT | OP | RF |  |  |  | Ferguson Lake | 1 | 2001 | 2.4 | [6 empty] | 1 | 2001 | MW |  | 134 | 2 | 3200 |  | 3200 | [6 empty] | OT | OT
50157 | South Point Energy Center LLC | 55177 | South Point Energy Center | AZ | CW | OP | RI |  |  |  | Colorado River | 6 | 2001 | 16 | [6 empty] | 6 | 2001 | MW |  | 362 | 3 | 89600 |  | 4400 |  | 15 |  | 8 |  |  | SW | FR
54915 | Dogwood Power Management, LLC | 55178 | Dogwood Energy Facility | MO | CT | OP | RF |  |  |  | Municipality | 2 | 2002 | 274 | [6 empty] | 2 | 2002 | MW |  | 329 | 2 | [9 empty] | OT | FR
15708 | Rathdrum Operating Services Co., Inc. | 55179 | Rathdrum Power LLC | ID | UNIT1 | OP | RI |  |  |  | Well | 9 | 2001 | 3.1 | 9 | 2001 |  |  |  |  | 9 | 2001 | MW |  | 130 | 1 | 1739 |  | 1064 | [6 empty] | GW | FR
18320 | Sunrise Power Co LLC | 55182 | Sunrise Power LLC | CA | HRC | OP | RF |  |  |  | Municipal | 6 | 2003 | 5 | [6 empty] | 6 | 2003 | MW |  | 300 | 3 | 4964 |  | 4964 | [6 empty] | GW | FR
56380 | GIM Channelview Cogeneration LLC | 55187 | Channelview Cogeneration Plant | TX | ACW | OP | RI |  |  |  | Lyondell Bassel Chemicals | 8 | 2001 | 3.5 | 8 | 2001 |  |  |  |  | 8 | 2001 | MW |  | 214 | 2.2 | 2325 |  | 1718 | 40 | [5 empty] | OT | OT
56380 | GIM Channelview Cogeneration LLC | 55187 | Channelview Cogeneration Plant | TX | CW | OP | RI |  |  |  | Equistar Chemicals | 6 | 2002 | 3.5 | 8 | 2001 |  |  |  |  | 8 | 2001 | MW |  | 214 | 2.2 | 3536 |  | 1718 | 40 | [5 empty] | OT | OT
4210 | Cordova Energy Co LLC | 55188 | Cordova Energy | IL | CW1 | OP | RF |  |  |  | WELL | 6 | 2001 | 7 | [6 empty] | 6 | 2001 | MW |  | 334 | 2 | [9 empty] | GW | FR
55649 | Ontelaunee Energy Center | 55193 | Ontelaunee Energy Center | PA | 1 | OP | RF |  |  |  | Municiple | 12 | 2002 | 2.6 | [6 empty] | 12 | 2002 | MW |  | 356.48 | 5 | 8000 |  | 8000 | [6 empty] | OT | FR
18642 | Tennessee Valley Authority | 55197 | Caledonia | MS | UNIT 1 | OP | RF |  |  |  | Municipal | 6 | 2003 | 3.7 | 6 | 2003 |  |  |  |  | 6 | 2003 | MW |  | 191 | 1.3 | 1740 |  | 917 | 25 | [5 empty] | PD | BE
18642 | Tennessee Valley Authority | 55197 | Caledonia | MS | UNIT 2 | OP | RF |  |  |  | Municipal | 6 | 2003 | 3.7 | 6 | 2003 |  |  |  |  | 6 | 2003 | MW |  | 191 | 1.3 | 1740 |  | 917 | 25 | [5 empty] | PD | BE
18642 | Tennessee Valley Authority | 55197 | Caledonia | MS | UNIT 3 | OP | RF |  |  |  | Municipal | 6 | 2003 | 3.7 | 6 | 2003 |  |  |  |  | 6 | 2003 | MW |  | 191 | 1.3 | 1740 |  | 917 | 25 | [5 empty] | PD | BE
4383 | Corpus Christi Cogeneration LLC | 55206 | Corpus Christi Energy Center | TX | CW | OP | RI |  |  |  | Corpus Christi Ship Channel | 10 | 2002 | 7.21 |  |  |  |  | 0 | 0 | 10 | 2002 | MW |  | 302.5 | 4.47 | 12494 |  | 7316 |  | 50 | 2000 | 10 | 0 |  | SW | SA
15473 | Public Service Co of NM | 55210 | Afton Generating Station | NM | 1 | OP | HRF |  |  |  | Wells | 10 | 2007 | 1 | [6 empty] | 10 | 2007 | MW | MD | 42 | 0.74 | 9700 |  | 750 | [5 empty] | 100% | GW | FR
641 | ANP Bellingham Energy Company LLC | 55211 | ANP Bellingham Energy Project | MA | DC | OP | DC |  |  |  |  | 12 | 2001 | [21 empty] | 100%
656 | ANP Blackstone Energy Company LLC | 55212 | ANP Blackstone Energy Project | MA | U1 | OP | DC |  |  |  |  | 6 | 2011 | [21 empty] | 0%
656 | ANP Blackstone Energy Company LLC | 55212 | ANP Blackstone Energy Project | MA | U2 | OP | DC |  |  |  |  | 7 | 2011 | [21 empty] | 0%
14298 | Odessa-Ector Power Partners LP | 55215 | Odessa Ector Generating Station | TX | CTW1 | OP | RF |  |  |  | Wells | 6 | 2001 | 10.2 | 6 | 2001 | 6 | 2001 | 10.82 | 97.1 | 6 | 2001 | MW |  | 329.7 | 1.34 | 3200 | 1000 | 2200 | [6 empty] | GW | FR
14298 | Odessa-Ector Power Partners LP | 55215 | Odessa Ector Generating Station | TX | CTW2 | OP | RF |  |  |  | Wells | 6 | 2001 | 10.2 | 6 | 2001 | 6 | 2001 | 10.82 | 97.1 | 6 | 2001 | MW |  | 329.7 | 1.34 | 3200 | 1000 | 2200 | [6 empty] | GW | FR
2843 | Los Medanos Energy Center LLC | 55217 | Los Medanos Energy Center | CA | CT | OP | RI |  |  |  | Delta Diablo Sanitation Dist | 8 | 2001 | 3.7 | [6 empty] | 8 | 2001 | MW |  | 246 | 3 | 4000 |  | 2500 | [6 empty] | PD | BE
12685 | Entergy Mississippi Inc | 55218 | Hinds Energy Facility | MS | CW | OP | RI |  |  |  | Wells | 5 | 2001 | 5.42 | [6 empty] | 5 | 2001 | MW |  | 294.1 | 3.5 | 4660 |  | 3500 | [6 empty] | GW | FR
12685 | Entergy Mississippi Inc | 55220 | Attala | MS | BOP | OP | RF |  |  |  | Big Black River | 3 | 2011 | 7.74 | 3 | 2001 |  |  |  |  | 3 | 2001 | MW |  | 294.1 | 3.6 |  |  |  |  | 15 | 4 | 10 | 0 |  | SW | FR
807 | Arkansas Electric Coop Corp | 55221 | Harry L. Oswald | AR | COOLTW | OP | RF |  |  |  | Municipal | 6 | 2002 | 9 | [6 empty] | 6 | 2002 | MW |  | 286 | 1.5 | 2000 |  | 2000 | [6 empty] | GW | FR
5761 | Ennis Power Company LLC | 55223 | Ennis Power Company LLC | TX | CT1 | OP | RF |  |  |  | City of Ennis WWT | 10 | 2001 | 2.67 | [6 empty] | 10 | 2001 | MW |  | 214 | 1.5 | 750 |  | 650 | [6 empty] | PD | BE
2897 | Calpine Oneta Power LLC | 55225 | Oneta Energy Center | OK | CW-1 | OP | RI |  |  |  | Municipality | 7 | 2002 | 6.5 | 7 | 2002 |  |  |  |  | 7 | 2002 | MW |  | 387 | 5 | [9 empty] | SW | FR
2897 | Calpine Oneta Power LLC | 55225 | Oneta Energy Center | OK | CW-2 | OP | RI |  |  |  | Municipality | 6 | 2003 | 6.5 | 7 | 2002 |  |  |  |  | 6 | 2003 | MW |  | 387 | 5 | [9 empty] | SW | FR
6763 | Freestone Power Generation LLC | 55226 | Freestone Energy Center | TX | 1 | OP | RI |  |  |  | Richland Chambers Lake | 6 | 2002 | 6 | [6 empty] | 6 | 2002 | MW |  | 446 | 2.3 | [8 empty] | 0% | SW | FR
6763 | Freestone Power Generation LLC | 55226 | Freestone Energy Center | TX | 2 | OP | RI |  |  |  | Richland Chambers Lake | 6 | 2002 | 6 | [6 empty] | 6 | 2002 | MW |  | 446 | 2.3 | [9 empty] | SW | FR
2172 | Brazos Electric Power Coop Inc | 55230 | Jack County | TX | CTW1 | OP | RI |  |  |  | Lake Bridgeport | 2 | 2006 | 6 | [6 empty] | 2 | 2006 | MW |  | 192 | 1 | 23840 |  | 8477 |  | 1000 |  | 36 |  |  | SW | FR
2172 | Brazos Electric Power Coop Inc | 55230 | Jack County | TX | CTW2 | OP | RI |  |  |  | Lake Bridgeport | 7 | 2011 | 6 | [6 empty] | 7 | 2011 | MW |  | 391 | 1.7 | 22200 |  | 4900 |  | 1000 |  | 36 |  |  | SW | FR
27031 | Liberty Electric Power LLC | 55231 | Liberty Electric Power Plant | PA | CT | OP | RI |  |  |  | Municipality | 5 | 2002 | 8.71 | [6 empty] | 5 | 2002 | MW |  | 279.4 | 1.95 | 2403 |  | 2403 | [6 empty] | OT | OT
22131 | Red Oak Power LLC | 55239 | Red Oak Power LLC | NJ | TOWER | OP | RI |  |  |  | Sayreville-Duhernal | 8 | 2002 | 7.13 | [6 empty] | 8 | 2002 | MW |  | 445.6 | 4.04 |  |  | 39000 | [6 empty] | SW | FR
56195 | BP Alternative Energy | 55259 | Whiting Clean Energy | IN | CT | OP | RI |  |  |  | Lake Michigan | 4 | 2002 | 7 | 4 | 2002 |  |  |  |  | 4 | 2002 | MW |  | 345 | 1.5 | 3000 |  | 2000 | [6 empty] | SW | FR
18642 | Tennessee Valley Authority | 55269 | TVA Southaven Combined Cycle | MS | UNIT1 | OP | RI |  |  |  | Wells | 5 | 2003 | 16 | [6 empty] | 5 | 2003 | MW |  | 191 | 1.3 | 1740 |  | 917 | [6 empty] | GW | FR
18642 | Tennessee Valley Authority | 55269 | TVA Southaven Combined Cycle | MS | UNIT2 | OP | RI |  |  |  | Wells | 5 | 2003 | 16 | [6 empty] | 5 | 2003 | MW |  | 191 | 1.3 | 1740 |  | 917 | [6 empty] | GW | FR
18642 | Tennessee Valley Authority | 55269 | TVA Southaven Combined Cycle | MS | UNIT3 | OP | RI |  |  |  | Wells | 5 | 2003 | 16 | [6 empty] | 5 | 2003 | MW |  | 191 | 1.3 | 1740 |  | 917 | [6 empty] | GW | FR
57086 | Jackson Power Company, LLC | 55270 | Jackson Michigan Facility | MI | COOLTW | OP | RI |  |  |  | Muncipality | 7 | 2002 | 9 | [6 empty] | 7 | 2002 | MW |  | 300 | 1.5 | 2000 |  | 2000 | [6 empty] | OT | OT
31386 | Tenaska Alabama Partners LP | 55271 | Tenaska Lindsay Hill Generating Station | AL | CLTWR | OP | RF |  |  |  | Alabama River | 5 | 2002 | 24 | 5 | 2002 |  |  |  |  | 5 | 2002 | MW |  | 744 | 8.4 |  |  |  |  | 150 |  | 10 |  |  | SW | FR
56812 | Arlington Valley LLC | 55282 | Arlington Valley Energy Facility | AZ | CT | OP | RF |  |  |  | Well | 6 | 2002 | 6.43 | [6 empty] | 6 | 2002 | MW |  | 308 | 3.8 | 10000 |  | 10000 | [6 empty] | GW | FR
3989 | City of Colorado Springs - (CO) | 55283 | Front Range Power Plant | CO | 3 | OP | DC |  |  |  |  | 4 | 2003 | [7 empty] | 4 | 2003 | MD |  |  | 6 | 30000 |  | 30000
2929 | Decatur Energy Center LLC | 55292 | Decatur Energy Center | AL | CWS | OP | RI |  |  |  | Tennessee River | 6 | 2002 | 7 | [6 empty] | 6 | 2002 | MW |  | 394 | 6 | 40000 |  | 15000 | 12 | 0 | 2640 | 10 | 0 |  | SW | FR
29122 | Morgan Energy Center LLC | 55293 | Morgan Energy Center | AL | CWS | OP | RI |  |  |  | Tennessee River | 5 | 2003 | 7.8 | 6 | 2003 |  |  |  |  | 5 | 2003 | MW |  | 5.6 | 1.8 | 4700 | [8 empty] | SW | FR
2891 | Westbrook Energy Center | 55294 | Westbrook Energy Center Power Plant | ME | CIRC | OP | RI |  |  |  | MUNICIPAL SUPPLY | 5 | 2001 | 5 | [6 empty] | 5 | 2001 | MW |  | 330 | 4.8 | [9 empty] | SW | FR
58453 | AltaGas Blythe Operations Inc | 55295 | Blythe Energy Inc | CA | COOL1 | OP | RF |  |  |  | Wells | 12 | 2003 | 8.02 | [6 empty] | 12 | 2003 | MW |  | 280.73 | 4 | 30000 |  | 30000 | [6 empty] | GW | FR
21579 | New Covert Generating Company LLC | 55297 | New Covert Generating Facility | MI | 1 | OP | RF |  |  |  | Lake Michigan | 3 | 2004 | 15.47 | 3 | 2004 |  |  |  |  | 3 | 2004 | MW |  | 256 | 3 |  |  |  |  | 1300 | 2000 | 14 | 14 |  | SW | FR
21579 | New Covert Generating Company LLC | 55297 | New Covert Generating Facility | MI | 2 | OP | RF |  |  |  | Lake Michigan | 3 | 2004 | 15.47 | 3 | 2004 |  |  |  |  | 3 | 2004 | MW |  | 256 | 3 |  |  |  |  | 1300 | 2000 | 14 | 14 |  | SW | FR
21579 | New Covert Generating Company LLC | 55297 | New Covert Generating Facility | MI | 3 | OP | RF |  |  |  | Lake Michigan | 3 | 2004 | 15.47 | 3 | 2004 |  |  |  |  | 3 | 2004 | MW |  | 256 | 3 |  |  |  |  | 1300 | 2000 | 14 | 14 |  | SW | FR
54817 | Fairless Energy LLC | 55298 | Fairless Energy Center | PA | BLK1CS | OP | RI |  |  |  | Delaware River | 5 | 2004 | 8.2 | 5 | 2004 |  |  |  |  | 5 | 2004 | MW |  | 423 | 6 | 5000 |  | 4950 | 50 | 3500 | 3500 | 15 | 15 |  | SW | FR
54817 | Fairless Energy LLC | 55298 | Fairless Energy Center | PA | BLK2CS | OP | RI |  |  |  | Delaware River | 5 | 2004 | 8.2 | 5 | 2004 |  |  |  |  | 5 | 2004 | MW |  | 423 | 6 | 5000 |  | 4950 | 50 | 4000 | 4000 | 15 | 15 |  | SW | FR
3370 | Channel Energy Center LLC | 55299 | Channel Energy Center LLC | TX | CT | OP | RF |  |  |  | Coastal Water Authority | 7 | 2001 | 12 | [6 empty] | 7 | 2001 | MW |  | 274 | 2 | 4200 |  | 4200 |  | 30 | 15 | 4 | 4 |  | SW | FR
14412 | Gila River Power Station LP | 55306 | Gila River Power Station | AZ | CT-1 | OP | RI |  |  |  | wells | 7 | 2003 | 7.2 | [6 empty] | 7 | 2003 | MW |  | 389.7 | 4.2 | 11372 |  | 6175 | [6 empty] | GW | FR
14412 | Gila River Power Station LP | 55306 | Gila River Power Station | AZ | CT-2 | OP | RI |  |  |  | wells | 6 | 2003 | 7.2 | [6 empty] | 6 | 2003 | MW |  | 389.7 | 4.2 | 11372 |  | 6175 | [6 empty] | GW | FR
14412 | Gila River Power Station LP | 55306 | Gila River Power Station | AZ | CT-3 | OP | RI |  |  |  | wells | 6 | 2003 | 7.2 | [6 empty] | 6 | 2003 | MW |  | 389.7 | 4.2 | 11372 |  | 6175 | [6 empty] | GW | FR
14412 | Gila River Power Station LP | 55306 | Gila River Power Station | AZ | CT-4 | OP | RI |  |  |  | wells | 5 | 2003 | 7.2 | [6 empty] | 5 | 2003 | MW |  | 389.7 | 4.2 | 11372 |  | 6175 | [6 empty] | GW | FR
26469 | Ingleside Cogeneration LP | 55313 | Ingleside Cogeneration | TX | 53E001 | OP | RF |  |  |  | San Patricio Municipal Water | 7 | 1999 | 5 | [6 empty] | 7 | 1999 | MW |  | 201 | 2 | 3095 | [8 empty] | SW | FR
49965 | Constellation Mystic Power LLC | 55317 | Fore River Generating Station | MA | 15 | OP | DC |  |  |  |  | 8 | 2003 | [13 empty] | 30000 | [7 empty] | 100%
14610 | Orlando Utilities Comm | 55318 | Indian River | FL | CWS | OS | ON |  |  |  | Indian River | 2 | 1960 | 1292 | [12 empty] | 1135 |  |  |  | 0 | 700 | 11 | 5 |  | SW | BR
21668 | Wise County Power Company LLC | 55320 | Wise County Power LLC | TX | PAB | OP | RF |  |  |  | Municipal | 7 | 2004 | 8.02 | [6 empty] | 7 | 2004 | MW |  | 398 | 2 | 5000 |  | 5000 | [6 empty] | SW | FR
13407 | Nevada Power Co | 55322 | Chuck Lenzie Generating Station | NV | ACC1 | OP | DC |  |  |  |  | 1 | 2006 | [21 empty] | 100%
13407 | Nevada Power Co | 55322 | Chuck Lenzie Generating Station | NV | ACC2 | OP | DC |  |  |  |  | 1 | 2006 | [21 empty] | 100%
2838 | Baytown Energy Center LLC | 55327 | Baytown Energy Center | TX | CT | OP | RI |  |  |  | Coastal Water Authority/Muncpl | 6 | 2002 | 27.81 | [6 empty] | 6 | 2002 | MW |  | 463 | 2 |  |  | 5000 | [6 empty] | SW | FR
7869 | Hermiston Power Partnership | 55328 | Hermiston Power Partnership | OR | CSW 1 | OP | RF |  |  |  | Municipal | 8 | 2002 | 6.2 | [6 empty] | 8 | 2002 | MW |  | 303 | 2 |  |  | 3850 | [6 empty] | SW | FR
5030 | Delta Energy Center LLC | 55333 | Delta Energy Center | CA | CT | OP | RI |  |  |  | Delta Diablo Sanitation Dist | 6 | 2002 | 9.28 | [6 empty] | 6 | 2002 | MW |  | 374 | 2 | [9 empty] | PD | BE
49974 | NAES Corporation - (WA) | 55334 | Holland Energy Facility | IL | CIRC | OP | RI |  |  |  | Kaskaskia River | 9 | 2002 | 12.38 | 9 | 2002 |  |  |  |  | 9 | 2002 | MW |  | 420.95 | 5.3 | 15656 |  | 3648 |  | 0 | 0 | 2 | 2 |  | SW | FR
58199 | PPL Ironwood LLC | 55337 | PPL Ironwood LLC | PA | CW001 | OP | RI |  |  |  | POTW and Pennsy Quarry | 12 | 2001 | 5.34 | [6 empty] | 12 | 2001 | MW |  | 397 | 2.1 | [6 empty] | 12 |  |  | GW | FR
924 | Associated Electric Coop, Inc | 55340 | Dell Power Station | AR | 2 | OP | RF |  |  |  | Wells | 8 | 2007 | 7.05 | [6 empty] | 8 | 2007 | MW |  | 428.9 | 5.37 | [9 empty] | GW | FR
15473 | Public Service Co of NM | 55343 | Luna Energy Facility | NM | 1 | OP | RF |  |  |  | Wells | 12 | 2005 | 3.79 | [6 empty] | 12 | 2005 | MW |  | 390 | 5.4 | 2800 |  | 600 | [6 empty] | GW | FR
14274 | Otay Mesa Energy Center LLC | 55345 | Otay Mesa Generating Project | CA | ACC1 | OP | DC |  |  |  |  | 10 | 2009 | [13 empty] | 21700 | [7 empty] | 100%
733 | Appalachian Power Co | 55350 | Dresden Energy Facility | OH | CLTWRS | CO | RI |  |  |  | Muskingum River | 6 | 2013 | 19 | 6 | 2013 |  |  |  |  | 2 | 2012 | MW |  | 19 | 1.5 | 3700 |  | 2500 |  | 60 | 40 | 4 | 0.5 |  | SW | FR
2171 | Brazos Valley Energy | 55357 | Brazos Valley Generating Facility | TX | CT1 | OP | RF |  |  |  | Brazos River | 5 | 2003 | 11.14 | 5 | 2003 |  |  |  |  | 5 | 2003 | MW |  | 264 | 3 | 5937 |  | 2626 | 97 | 84 | 20 | 7 |  |  | SW | FR
4405 | Cottonwood Energy Co LP | 55358 | Cottonwood Energy Project | TX | 110CLG | OP | RI |  |  |  | Sabine River | 7 | 2003 | 4.4 | 7 | 2003 |  |  |  |  | 7 | 2003 | MW |  | 227 | 2.2 | 4409 |  | 1830 |  | 50 | 50 | 1 | 1 |  | SW | FR
4405 | Cottonwood Energy Co LP | 55358 | Cottonwood Energy Project | TX | 120CLG | OP | RI |  |  |  | Sabine River | 7 | 2003 | 4.4 | 7 | 2003 |  |  |  |  | 7 | 2003 | MW |  | 227 | 2.2 | 4409 |  | 1830 |  | 50 | 50 | 1 | 1 |  | SW | FR
4405 | Cottonwood Energy Co LP | 55358 | Cottonwood Energy Project | TX | 130CLG | OP | RI |  |  |  | Sabine River | 7 | 2003 | 4.4 | 7 | 2003 |  |  |  |  | 7 | 2003 | MW |  | 227 | 2.2 | 4409 |  | 1830 |  | 50 | 50 | 1 | 1 |  | SW | FR
4405 | Cottonwood Energy Co LP | 55358 | Cottonwood Energy Project | TX | 140CLG | OP | RI |  |  |  | Sabine River | 7 | 2003 | 4.4 | 5 | 2003 |  |  |  |  | 7 | 2003 | MW |  | 227 | 2.2 | 4409 |  | 1830 |  | 50 | 50 | 1 | 1 |  | SW | FR
19316 | Two Elk Generation Partners LP | 55360 | Two Elk Generating Station | WY | ACC | CO | ON |  |  |  | WELLS | 12 | 2016 | 1 | 12 | 2012 | [18 empty] | 100% | GW | FR
13756 | Northern Indiana Pub Serv Co | 55364 | Sugar Creek Power | IN | CW | OP | RI |  |  |  | Wells | 6 | 2003 | 8.9 | 6 | 2003 |  |  |  |  | 6 | 2003 | MW |  | 12 | 5.2 | 4000 |  | 3200 | 800 |  | 50 |  | 3 |  | GW | FR
32790 | New Harquahala Generating Co, LLC | 55372 | Harquahala Generating Project | AZ | CTA&B | OP | RF |  |  |  | Centarl Arizona Project, Wells | 6 | 2004 | 601.5 | 6 | 2004 |  |  |  |  | 6 | 2004 | MW |  | 601.5 | 5 |  |  | 4236 | [6 empty] | GW | FR
22979 | Astoria Energy LLC | 55375 | Astoria Energy | NY | ACC1 | OP | DC |  |  |  | Municipal | 5 | 2006 | [13 empty] | 53150 |  | 53150 | [5 empty] | 100% | OT | OT
22979 | Astoria Energy LLC | 55375 | Astoria Energy | NY | ACC2 | CO | RF |  |  |  | Municipal | 5 | 2011 | [13 empty] | 48250 |  | 48250 | [5 empty] | 100% | OT | OT
54796 | Union Power Partners LP | 55380 | Union Power Partners LP | AR | CT-1 | OP | RI |  |  |  | Ouachita River | 1 | 2003 | 7.2 | 1 | 2003 |  |  |  |  | 1 | 2003 | MW |  | 389.7 | 4.2 | 12869 |  | 8206 | 7344 | 10 | 5 |  | 4 |  | SW | FR
54796 | Union Power Partners LP | 55380 | Union Power Partners LP | AR | CT-2 | OP | RI |  |  |  | Ouachita River | 4 | 2003 | 7.2 | 4 | 2003 |  |  |  |  | 4 | 2003 | MW |  | 389.7 | 4.2 | 12869 |  | 8216 | 7344 | 10 | 5 |  | 4 |  | SW | FR
54796 | Union Power Partners LP | 55380 | Union Power Partners LP | AR | CT-3 | OP | RI |  |  |  | Ouachita River | 5 | 2003 | 7.2 | 5 | 2003 |  |  |  |  | 5 | 2003 | MW |  | 389.7 | 4.2 | 12869 |  | 8216 | 7344 | 10 | 5 |  | 4 |  | SW | FR
54796 | Union Power Partners LP | 55380 | Union Power Partners LP | AR | CT-4 | OP | RI |  |  |  | Ouachita River | 1 | 2003 | 7.2 | 1 | 2003 |  |  |  |  | 6 | 2003 | MW |  | 389.7 | 4.2 | 12869 |  | 8216 | 7344 | 10 | 5 |  | 4 |  | SW | FR
13994 | Oglethorpe Power Corporation | 55382 | Thomas A Smith Energy Facility | GA | 1CW | OP | RI |  |  |  | Municipality | 6 | 2002 | 9.86 | 6 | 2002 |  |  |  |  | 6 | 2002 | MW |  | 8.23 | 1.3 | 6061 |  | 2500 | 21 | [5 empty] | PD | BE
13994 | Oglethorpe Power Corporation | 55382 | Thomas A Smith Energy Facility | GA | 2CW | OP | RI |  |  |  | Municipality | 6 | 2002 | 9.86 | 6 | 2002 |  |  |  |  | 6 | 2002 | MW |  | 8.23 | 1.3 | 6061 |  | 2500 | 21 | [5 empty] | PD | BE
4028 | Columbia Energy LLC | 55386 | Columbia Energy Center | SC | CT | OP | RF |  |  |  | Congaree River (Indirectly) | 3 | 2004 | 203 | [6 empty] | 3 | 2004 | MW |  | 423.7 | 1.305 | 3920 |  | 3920 | [6 empty] | SW | FR
2799 | Calpine Corp - Metcalf Energy Center | 55393 | Metcalf Energy Center | CA | CLGTWR | OP | RI |  |  |  | San Jose Municipal | 5 | 2005 | 17.83 | [6 empty] | 5 | 2005 | MW |  | 298.6 | 5 |  |  | 4000 | [6 empty] | PD | BE
57393 | Duke Energy Commercial Asset Management | 55397 | Washington Energy Facility | OH | CW | OP | RF |  |  |  | Muskingum River | 6 | 2002 | 10 | [6 empty] | 6 | 2002 | MW |  | 354 | 5.4 |  |  |  |  | 30 |  | 8 |  |  | SW | FR
34164 | Elk Hills Power LLC | 55400 | Elk Hills Power LLC | CA | CW | OP | RF |  |  |  | West Kern Water District | 7 | 2003 | 245 | 7 | 2003 |  |  |  |  | 7 | 2003 | MW |  | 267 | 3.13 | 5200 | [8 empty] | GW | OT
3131 | Carville Energy LLC | 55404 | Carville Energy LLC | LA | CTW | OP | RI |  |  |  | Mississippi River | 6 | 2003 | 4.45 | 6 | 2003 |  |  |  |  | 6 | 2003 | MW |  | 245 | 1 | 2300 |  | 2300 | [6 empty] | SW | FR
32173 | New Athens Generating Company LLC | 55405 | Athens Generating Plant | NY | UNIT 1 | OP | DC |  |  |  |  | 5 | 2004 | [7 empty] | 5 | 2004 | MD |  | 1 | 2.293 | [8 empty] | 100%
32173 | New Athens Generating Company LLC | 55405 | Athens Generating Plant | NY | UNIT 2 | OP | DC |  |  |  |  | 5 | 2004 | [7 empty] | 5 | 2004 | MD |  | 1 | 2.293 | [8 empty] | 100%
32173 | New Athens Generating Company LLC | 55405 | Athens Generating Plant | NY | UNIT 3 | OP | DC |  |  |  |  | 5 | 2004 | [7 empty] | 5 | 2004 | MD |  | 1 | 2.293 | [8 empty] | 100%
55845 | CAMS Mackinaw Power Operations LLC | 55406 | Effingham County Power Project | GA | CTW | OP | RI |  |  |  | Municipal | 8 | 2003 | 1 | [6 empty] | 8 | 2003 | MW |  | 276 | 3 | [9 empty] | SW | FR
55987 | CER Generation LLC | 55411 | Hillabee Energy Center | AL | CT | OP | RI |  |  |  | Municipality | 6 | 2010 | 9 | 6 | 2010 |  |  |  |  | 6 | 2010 | MW |  | 441 | 5 | 12864 |  | 12788 | 76 | [5 empty] | SW | FR
54693 | Osprey Energy Center | 55412 | Osprey Energy Center Power Plant | FL | CT | OP | RI |  |  |  | Wells, Municipality | 5 | 2004 | 6 | [6 empty] | 5 | 2004 | MW |  | 410 | 2.4 | 4384 |  | 2334 | [6 empty] | OT | OT
814 | Entergy Arkansas Inc | 55418 | Hot Spring Generating Facility | AR | 1CW | OP | RF |  |  |  | Ouachita River | 6 | 2002 | 357 | 6 | 2002 |  |  |  |  | 6 | 2002 | MW |  | 385 | 1.27 | 4629 |  | 2138 | 38 | 0 | 45 | 12 | 45 |  | SW | FR
5347 | Dow Chemical Co | 55419 | Plaquemine Cogeneration Plant | LA | P3CT | OP | RI |  |  |  | Mississippi River | 3 | 2004 | 113 | 3 | 2004 |  |  |  |  | 3 | 2004 | MW |  | 227 | 2.1 |  |  | 7000 |  | 4150 | 5100 |  |  |  | SW | FR
18569 | Tenaska Virginia Partners LP | 55439 | Tenaska Virginia Generating Station | VA | CLTWR | OP | RF | RC |  |  | James River | 4 | 2004 | 10 | 4 | 2004 | 4 | 2004 | 6.9 | 65.9 | 4 | 2004 | MW |  | 608 | 8.4 |  |  |  |  | 180 |  | 8 |  |  | SW | FR
18835 | Tenaska Alabama B LP | 55440 | Tenaska Central Alabama Generating Stn | AL | CLTWR | OP | RI |  |  |  | Alabama River | 5 | 2003 | 10 | 5 | 2003 |  |  |  |  | 5 | 2003 | MW |  | 608 | 8.4 |  |  |  |  | 150 |  | 10 |  |  | SW | FR
18642 | Tennessee Valley Authority | 55451 | Magnolia Power Plant | MS | 310CLG | OP | RI |  |  |  | Wells | 8 | 2003 | 4.1 | 8 | 2003 |  |  |  |  | 8 | 2003 | MW |  | 227 | 2.2 | 4459 |  | 1830 | 50 | [5 empty] | GW | FR
18642 | Tennessee Valley Authority | 55451 | Magnolia Power Plant | MS | 320CLG | OP | RI |  |  |  | Wells | 8 | 2003 | 4.1 | 8 | 2003 |  |  |  |  | 8 | 2003 | MW |  | 227 | 2.2 | 4459 |  | 1830 | 50 | [5 empty] | GW | FR
18642 | Tennessee Valley Authority | 55451 | Magnolia Power Plant | MS | 330CLG | OP | RI |  |  |  | Wells | 8 | 2003 | 4.1 | 8 | 2003 |  |  |  |  | 8 | 2003 | MW |  | 227 | 2.2 | 4459 |  | 1830 | 50 | [5 empty] | GW | FR
803 | Arizona Public Service Co | 55455 | Red Hawk | AZ | CTWR-1 | OP | RI |  |  |  | Municipal | 7 | 2002 | 10 | 7 | 2002 |  |  |  |  | 7 | 2002 | MW |  | 356 | 8 | 4000 |  | 2400 | 1600 |  |  | 14 |  |  | PD | BE
803 | Arizona Public Service Co | 55455 | Red Hawk | AZ | CTWR-2 | OP | RI |  |  |  | Municipal | 7 | 2002 | 10 | 7 | 2002 |  |  |  |  | 7 | 2002 | MW |  | 356 | 8 | 4000 |  | 2400 | 1600 |  |  | 14 | 50 |  | SW | BE
14063 | Oklahoma Gas & Electric Co | 55457 | McClain Energy Facility | OK | CT | OP | RI |  |  |  | Municipal | 6 | 2001 | 6 | 5 | 2009 |  |  |  |  | 6 | 2001 | MW |  | 296 | 1.3 | 4372 |  | 4372 | [6 empty] | PD | BE
14063 | Oklahoma Gas & Electric Co | 55463 | Redbud Power Plant | OK | 210CLG | OP | RI |  |  |  | Municipality | 9 | 2003 | 18 | [6 empty] | 9 | 2003 | MW |  | 227 | 2.2 | 1627 |  | 1627 | [6 empty] | PD | BE
14063 | Oklahoma Gas & Electric Co | 55463 | Redbud Power Plant | OK | 220CLG | OP | RI |  |  |  | Municipality | 7 | 2003 | 18 | [6 empty] | 7 | 2003 | MW |  | 227 | 2.2 | 1608 |  | 1608 | [6 empty] | PD | BE
14063 | Oklahoma Gas & Electric Co | 55463 | Redbud Power Plant | OK | 230CLG | OP | RI |  |  |  | Municipality | 8 | 2003 | 18 | [6 empty] | 8 | 2003 | MW |  | 227 | 2.2 | 1607 |  | 1607 | [6 empty] | PD | BE
14063 | Oklahoma Gas & Electric Co | 55463 | Redbud Power Plant | OK | 240CLG | OP | RI |  |  |  | Municipality | 9 | 2003 | 18 | [6 empty] | 9 | 2003 | MW |  | 227 | 2.2 | 1609 |  | 1609 | [6 empty] | PD | BE
4994 | Deer Park Energy Center | 55464 | Deer Park Energy Center | TX | CT | OP | RF |  |  |  | Municipal-CIWA | 12 | 2003 | 5 | [6 empty] | 12 | 2003 | MW |  | 300 | 4 |  |  | 8400 | [6 empty] | SW | FR
11241 | Entergy Louisiana Inc | 55467 | Ouachita | LA | UNIT2 | OP | RI |  |  |  | Ouachita River | 8 | 2002 | 11.3 | 6 | 2002 |  |  |  |  | 8 | 2002 | MW |  | 191 | 1.3 | 1740 |  | 917 | 25 | 195 | 155 | 27.2 | 11 |  | SW | FR
11241 | Entergy Louisiana Inc | 55467 | Ouachita | LA | UNIT3 | OP | RI |  |  |  | Ouachita River | 8 | 2002 | 11.3 | 6 | 2002 |  |  |  |  | 8 | 2002 | MW |  | 191 | 1.3 | 1740 |  | 917 | 25 | 195 | 155 | 27.2 | 11 |  | SW | FR
11241 | Entergy Louisiana Inc | 55467 | Ouachita | LA | UNIT1 | OP | RI |  |  |  | Ouachita River | 8 | 2002 | 11.3 | 6 | 2002 |  |  |  |  | 8 | 2002 | MW |  | 191 | 1.3 | 1740 |  | 917 | 25 | 195 | 155 | 27.2 | 11 |  | SW | FR
17566 | South Houston Green Power LP | 55470 | Green Power 2 | TX | CT805 | OP | RI |  |  |  | Gulf Coast Water Authority | 4 | 2009 | 9.8 | [6 empty] | 4 | 2009 | MW |  | 374 | 1.4 | 3015 |  | 3015 | [6 empty] | SW | FR
6844 | FPLE Forney LP | 55480 | Forney Energy Center | TX | C TOW1 | OP | RF |  |  |  | Duck Creek Water Treatment | 6 | 2003 | 8 | 6 | 2003 |  |  |  |  | 6 | 2003 | MW |  | 987 | 22.3 | 10002 |  | 10000 | 2 |  |  |  |  | 0% | PD | BE
6844 | FPLE Forney LP | 55480 | Forney Energy Center | TX | C TOW2 | OP | RF |  |  |  | Duck Creek Water Treatment | 5 | 2003 | 8 | 6 | 2003 |  |  |  |  | 6 | 2003 | MW |  | 987 | 22.3 | 10002 |  | 10000 | 2 |  |  |  |  | 0% | PD | BE
12363 | Mesquite Power LLC | 55481 | Mesquite Generating Station | AZ | 1 | OP | RF |  |  |  | Wells | 6 | 2003 | 7.8 | 6 | 2003 |  |  |  |  | 6 | 2003 | MW |  | 363.3 | 4.62 |  |  | 1500 | [6 empty] | GW | FR
12363 | Mesquite Power LLC | 55481 | Mesquite Generating Station | AZ | 2 | OP | RF |  |  |  | Wells | 12 | 2003 | 7.8 | 12 | 2003 |  |  |  |  | 12 | 2003 | MW |  | 363.3 | 4.62 |  |  | 1500 | [6 empty] | GW | FR
15500 | Puget Sound Energy Inc | 55482 | Goldendale Generating Station | WA | ACC | OP | RF |  |  |  | Municipal (City of Goldendale) | 9 | 2004 | 1.5 | [6 empty] | 9 | 2004 | MW |  | 9.1 | 0.12 | 4200 |  | 2800 | [6 empty] | SW | FR
15500 | Puget Sound Energy Inc | 55482 | Goldendale Generating Station | WA | MAIN | OP | HRF |  |  |  | Municipal (City of Goldendale) | 9 | 2004 | 1.47 | 9 | 2004 |  |  |  |  | 9 | 2004 | MW |  | 78 | 0.93 | 151461 |  | 6652 | [5 empty] | 0% | SW | FR
20159 | Washington Parish Engy Ctr LLC | 55486 | Washington Parish Energy Center | LA | CT | CO | RI |  |  |  | Wells | 6 | 2015 | 7.9 | [6 empty] | 6 | 2015 | MW |  | 369 | 2 | [9 empty] | GW | FR
10362 | Kiowa Power Partners LLC | 55501 | Kiamichi Energy Facility | OK | CLTWR1 | OP | RF |  |  |  | Lake Eufala | 11 | 2002 | 9 | 11 | 2002 |  |  |  |  | 11 | 2002 | MW |  | 363 | 1.8 | 10318 |  | 6013 |  | 300 | 0 | 14 | 0 |  | SW | FR
10362 | Kiowa Power Partners LLC | 55501 | Kiamichi Energy Facility | OK | CLTWR2 | OP | RF |  |  |  | Lake Eufala | 11 | 2002 | 9 | 11 | 2002 |  |  |  |  | 11 | 2002 | MW |  | 363 | 1.8 | 10318 |  | 6013 |  | 300 | 0 | 14 | 0 |  | SW | FR
343 | AEP Generating Company | 55502 | Lawrenceburg Energy Facility | IN | 0100 | OP | RI |  |  |  | Tanners Creek | 6 | 2004 | 9 | [6 empty] | 6 | 2004 | MW |  | 353 | 4 | 1500 |  | 1500 |  | 20 |  | 20 |  |  | SW | FR
343 | AEP Generating Company | 55502 | Lawrenceburg Energy Facility | IN | 0200 | OP | RI |  |  |  | Tanners Creek | 6 | 2004 | 9 | [6 empty] | 6 | 2004 | MW |  | 353 | 4 | 1500 |  | 1500 |  | 20 |  | 20 |  |  | SW | FR
14006 | Ohio Power Co | 55503 | AEP Waterford Facility | OH | CW1 | OP | RI |  |  |  | Muskingum River | 8 | 2003 | 15 | 8 | 2003 |  |  |  |  | 8 | 2003 | MW |  | 446 | 5.73 |  |  |  |  | 40 |  | 20 |  |  | SW | FR
55852 | Las Vegas Power Company LLC | 55514 | Apex Generating Station | NV | ACC1 | OP | DC |  |  |  |  | 5 | 2003 | [21 empty] | 100%
57393 | Duke Energy Commercial Asset Management | 55516 | Fayette Energy Facility | PA | CW | OP | RI |  |  |  | Monongahela River | 5 | 2003 | 11 | [6 empty] | 5 | 2003 | MW |  | 354 | 3 | 17948 |  |  |  | 97 |  | 14 |  |  | SW | FR
56559 | High Desert Power Project LLC | 55518 | High Desert Power Plant | CA | CIRC | OP | RI |  |  |  | Municipal | 4 | 2003 | 8.81 | 4 | 2003 |  |  |  |  | 4 | 2003 | MW |  | 440 | 2 | 4300 |  | 1300 | [6 empty] | SW | FR
56608 | Calpine Mid-Merit LLC | 55524 | York Energy Center | PA | CWS | OP | RI |  |  |  | Conowingo Pool | 3 | 2011 | 46 | 3 | 2011 |  |  |  |  | 3 | 2011 | MW |  | 301.5 | 7 | 4800 |  | 800 |  | 1000 | 1280 | 16 | 16 |  | SW | FR
2934 | Calpine Corp - Hidalgo | 55545 | Hidalgo Energy Center | TX | CTOWER | OP | RF |  |  |  | City of McAllen Waste Water Center | 6 | 2000 | 4.95 | 6 | 2000 |  |  |  |  | 6 | 2000 | MW |  | 357.48 | 3 | 4700 |  | 4700 | 35 | 10000 | 3960 | 10 | 10 |  | PD | BE
11241 | Entergy Louisiana Inc | 55620 | Perryville Power Station | LA | 1 | OP | RI |  |  |  | Bayou Bartholemew | 7 | 2002 | 54.1 | [6 empty] | 7 | 2002 | MW |  | 2 | 3.5 | 3600 | [5 empty] | 47 |  |  | SW | FR
16204 | Rock River Energy LLC | 55641 | Riverside Energy Center | WI | CWS | OP | RI |  |  |  | Wells | 6 | 2004 | 9 | 6 | 2004 |  |  |  |  | 6 | 2004 | MW |  | 404 | 4.2 | 8250 |  | 4800 | 450 | [5 empty] | GW | FR
2820 | Calpine Corp - Pastoria Energy Center | 55656 | Pastoria Energy Facility, LLC | CA | CWT01 | OP | RF |  |  |  | Wheeler Ridge Maricopa Water Dist. | 7 | 2005 | 6 | [6 empty] | 7 | 2005 | MW |  | 328 | 9 | 5780 |  | 5780 | [6 empty] | SW | FR
2820 | Calpine Corp - Pastoria Energy Center | 55656 | Pastoria Energy Facility, LLC | CA | CWT02 | OP | RF |  |  |  | Wheeler Ridge Maricopa Water Dist. | 5 | 2005 | 3 | [6 empty] | 5 | 2005 | MW |  | 165 | 4.5 | 1309 |  | 1309 |  | 0 | 0 | 0 | 0 |  | SW | FR
13538 | EP Newington Energy LLC | 55661 | EP Newington Energy LLC | NH | TOW | OP | RF |  |  |  | Piscataqua River | 6 | 2002 | 8.33 | [6 empty] | 6 | 2002 | MW |  | 332.07 | 4 |  |  |  |  | 300 | 600 | 10 | 40 |  | SW | BR
14354 | PacifiCorp | 55662 | Chehalis Generating Facility | WA | ACC1 | OP | DC |  |  |  |  | 8 | 2003 | [21 empty] | 100%
6041 | Entergy Power Ventures LP | 55664 | Harrison County Power Project | TX | CWS | OP | RI |  |  |  | City Of Longview | 6 | 2003 | 8.46 | 6 | 2003 |  |  |  |  | 6 | 2003 | MW |  | 283.74 | 6 | 7200 |  | 5300 | 300 | [5 empty] | PD | BE
11275 | Lower Mount Bethel Energy LLC | 55667 | Lower Mount Bethel Energy | PA | CS1 | OP | RI |  |  |  | Delaware River | 12 | 2003 | 7.2 | [6 empty] | 12 | 2003 | MW |  | 285 | 1.5 | [6 empty] | 11 |  |  | SW | FR
13407 | Nevada Power Co | 55687 | Higgins Generating Station | NV | ACC | OP | DC |  |  |  |  | 2 | 2004 | [21 empty] | 100%
56607 | Calpine Bethlehem LLC | 55690 | Bethlehem Power Plant | PA | CWS | OP | ON | RF |  |  | Lehigh River | 12 | 2002 | 20 | [6 empty] | 12 | 2002 | MW |  | 600 | 8 |  |  |  |  | 20 | 3 | 10 | 10 |  | SW | FR
3549 | Choctaw Gas Generating Pro LLC | 55694 | Quantum Choctaw Power LLC | MS | CLGTWR | OP | RF |  |  |  | Deep Wells | 5 | 2006 | 5.6 | [6 empty] | 5 | 2006 | MW |  | 396.6 | 4 |  |  | 1000 | [6 empty] | GW | BR
15500 | Puget Sound Energy Inc | 55700 | Mint Farm Generating Station | WA | 1CLG | OP | RF |  |  |  | Wells | 1 | 2008 | 4.52 | [6 empty] | 1 | 2008 | MW |  | 171 | 2.3 |  |  | 3565 | [6 empty] | GW | FR
40577 | American Mun Power-Ohio, Inc | 55701 | Fremont Energy Center | OH | CWS01 | OP | RN |  |  |  | Municipal | 1 | 2012 | 9.6 | [6 empty] | 12 | 2010 | MW |  | 479 | 1.2 | 13958 |  | 11012 | [6 empty] | SW | FR
54885 | NRG Wholesale Generation LP | 55706 | Choctaw County | MS | ACC | OP | DC |  |  |  |  | 7 | 2003
17650 | Southern Power Co | 55708 | Nacogdoches Power | TX | COOL1 | OP | RI |  |  |  | Angelina River | 6 | 2012 | 3 | [6 empty] | 6 | 2012 | MW |  | 171 | 0.9 | [9 empty] | SW | FR
23279 | Allegheny Energy Supply Co LLC | 55710 | Allegheny Energy Units 3 4 & 5 | PA | 1 | OP | RF |  |  |  | Allegheny River | 7 | 2003 | 7.35 | 7 | 2003 |  |  |  |  | 7 | 2003 | MW |  | 190 | 2.2 | 20500 |  | 20000 | 500 | 0 | 10 | 10 | 10 |  | SW | FR
807 | Arkansas Electric Coop Corp | 55714 | Magnet Cove | AR | SN0415 | OP | RF |  |  |  | Ouachita River | 7 | 2005 | 82 | [6 empty] | 7 | 2005 | MW |  | 7.7 | 1.8 | 25000 |  | 15000 |  | 50 | 40 | 15 | 0 |  | SW | FR
57393 | Duke Energy Commercial Asset Management | 55736 | Hanging Rock Energy Facility | OH | 1CCW | OP | RF |  |  |  | Ohio River | 6 | 2003 | 10.7 | 6 | 2003 |  |  |  |  | 6 | 2003 | MW |  | 354.9 | 5.4 |  |  |  |  | 91 | 5 | 16 |  |  | SW | FR
57393 | Duke Energy Commercial Asset Management | 55736 | Hanging Rock Energy Facility | OH | 2CCW | OP | RF |  |  |  | Ohio River | 6 | 2003 | 10.7 | 6 | 2003 |  |  |  |  | 6 | 2003 | MW |  | 354.9 | 5.4 |  |  |  |  | 91 | 5 | 16 |  |  | SW | FR
2860 | Los Esteros Critical Energy Facility LLC | 55748 | Los Esteros Critical Energy Center | CA | 1 | CO | RI |  |  |  | City of San Jose Municipal | 6 | 2013 | [7 empty] | 6 | 2013 | MW | [12 empty] | PD | BE
2860 | Los Esteros Critical Energy Facility LLC | 55748 | Los Esteros Critical Energy Center | CA | 2 | CO | RI |  |  |  | City of San Jose Municipal | 6 | 2013 | [7 empty] | 6 | 2013 | MW | [12 empty] | PD | BE
16233 | Rocky Mountain Power Inc | 55749 | Hardin Generator Project | MT | CCW1 | OP | RI |  |  |  | BIGHORN RIVER | 4 | 2006 | 6 | 4 | 2006 |  |  |  |  | 4 | 2006 | MW |  | 156 | 1.6 | 2500 |  | 1500 |  | 20 |  | 3 |  |  | SW | FR
11089 | Live Oaks Company LLC | 55800 | Live Oaks Power Plant | GA | CW1 | CN | RF |  |  |  | Floridan Aquifer | 6 | 2015 |  | 6 | 2015 |  |  |  |  | 6 | 2015 | MW | [12 empty] | GW | FR
6693 | FPL Energy Marcus Hook LP | 55801 | FPL Energy Marcus Hook LP | PA | TWR1 | OP | RF |  |  |  | Delaware River | 12 | 2004 | 7 | [6 empty] | 12 | 2004 | MW |  | 252 | 7 |  |  |  |  | 600 |  | 10 |  |  | SW | FR
56613 | Frederickson Power LP | 55818 | Frederickson Power LP | WA | CS-1 | OP | RI |  |  |  | Municipality | 8 | 2002 | 1.9 | 8 | 2002 |  |  |  |  | 8 | 2002 | MW |  | 141 | 1.3 | 5540 |  | 3200 | [6 empty] | OT | OT
17650 | Southern Power Co | 55821 | Curtis H Stanton Energy Center | FL | 1 | OP | RF |  |  |  | Stanton Energy Center | 10 | 2003 | 5.45 | [6 empty] | 10 | 2003 | MW |  | 278 | 1.5 | 4771 |  | 4620 | [6 empty] | PD | BE
15466 | Public Service Co of Colorado | 55835 | Rocky Mountain Energy Center | CO | CWS | OP | RF |  |  |  | Wells | 5 | 2004 | 4 | [6 empty] | 5 | 2004 | MW |  | 370 | 5 | 15 |  | 15 | [6 empty] | SW | FR
13407 | Nevada Power Co | 55841 | Silverhawk | NV | ACC | OP | DC |  |  |  |  | 5 | 2004 | [21 empty] | 100%
9155 | Inland Empire Energy Ctr LLC | 55853 | Inland Empire Energy Center | CA | 1 | OP | RF |  |  |  | Eastern Muni Water District | 7 | 2009 | 5.6 | [6 empty] | 7 | 2009 | MD |  | 236.2 | 3.14 | 17543 |  | 11964 | [6 empty] | PD | BE
9155 | Inland Empire Energy Ctr LLC | 55853 | Inland Empire Energy Center | CA | 2 | OP | RF |  |  |  | Eastern Muni Water District | 5 | 2010 | 5.6 | [6 empty] | 5 | 2010 | MD |  | 236.2 | 3.14 | 17543 |  | 11964 | [6 empty] | PD | BE
15330 | Prairie State Generating Co LLC | 55856 | Prairie State Generatng Station | IL | 1 | OP | RF |  |  |  | Kaskaskia River | 6 | 2012 | 40.1 | [6 empty] | 6 | 2012 | MW |  | 907 | 4.2 | 2126 |  | 2126 |  | 50 | 50 | 10 | 10 |  | SW | FR
15330 | Prairie State Generating Co LLC | 55856 | Prairie State Generatng Station | IL | 2 | OP | RI |  |  |  | Kaskaskia River | 11 | 2012 | 40.1 | [6 empty] | 11 | 2012 | MW |  | 907 | 4.2 | 2126 |  | 2126 |  | 50 | 50 | 10 | 10 |  | SW | FR
17539 | South Carolina Electric&Gas Co | 55927 | Jasper | SC | CW | OP | RI |  |  |  | Municipal | 5 | 2004 | 13.36 | 5 | 2004 |  |  |  |  | 5 | 2004 | MW |  | 490 | 4 | 10000 |  | 10000 | [6 empty] | OT | FR
7724 | GWF Energy LLC | 55933 | Tracy Combined Cycle Power Plant | CA | 0H0701 | OP | DC |  |  |  |  | 11 | 2012 | [13 empty] | 37100
17650 | Southern Power Co | 55965 | Wansley Combined Cycle | GA | U6C | OP | RI |  |  |  | Chattahoochee River | 6 | 2002 | 34.5 | [6 empty] | 6 | 2002 | MW |  | 279 | 1.5 | 3657 |  | 2629 |  | 300 |  | 70 |  |  | SW | FR
17650 | Southern Power Co | 55965 | Wansley Combined Cycle | GA | U7C | OP | RI |  |  |  | Chattahoochee River | 6 | 2002 | 34.5 | [6 empty] | 6 | 2002 | MW |  | 279 | 1.5 | 3657 |  | 2628 |  | 300 |  | 70 |  |  | SW | FR
16534 | Sacramento Municipal Util Dist | 55970 | Cosumnes | CA | PLANT | OP | RI | OT |  |  | Folsom South | 2 | 2005 | 501 | 2 | 2006 |  |  |  |  | 2 | 2006 | MW |  | 501 | 2.645 | [9 empty] | SW | FR
54885 | NRG Wholesale Generation LP | 55976 | Hunterstown | PA | ACC | OP | DC |  |  |  |  | 8 | 2003
16609 | San Diego Gas & Electric Co | 55985 | Palomar Energy | CA | CW | OP | RF |  |  |  | Municipal | 4 | 2006 | 7.6 | 4 | 2006 |  |  |  |  | 4 | 2006 | MW |  | 289.6 | 4.2 | 19000 |  | 9100 | 50 | [5 empty] | PD | BE
54909 | GE Energy Services | 56031 | Fox Energy Center | WI | RF | OP | RF |  |  |  | Heart of theValley Metropolitan | 2 | 2005 | 137 | 2 | 2005 |  |  |  |  | 2 | 2005 | MW |  | 137 | 3.2 | 5995 |  |  |  | 0 | 100 | 4 | 5 |  | PD | FR
2507 | City of Burbank Water and Power | 56046 | Magnolia Power Project | CA | 2 | OP | RF |  |  |  | Municipality | 9 | 2005 | 1.7 | [6 empty] | 9 | 2005 | MW |  | 185 | 1 |  |  | 10443 | [6 empty] | PD | BE
20847 | Wisconsin Electric Power Co | 56068 | Elm Road Generating Station | WI | 013 | OP | ON |  |  |  | Lake Michigan | 2 | 2010 | 1649 | 1 | 2010 | [10 empty] | 100000 |  |  |  | 7900 | 0 | 35 | 0 |  | SW | FR
19281 | Turlock Irrigation District | 56078 | Walnut Energy Center | CA | CWS | OP | RI |  |  |  | Reclaimed Water | 2 | 2006 | 3.05 | [6 empty] | 2 | 2006 | MW |  | 156 | 2.5 | [9 empty] | PD | BE
14354 | PacifiCorp | 56102 | Currant Creek | UT | ACC1 | OP | DC |  |  |  |  | 3 | 2006 | [7 empty] | 3 | 2006 | MD |  |  | 3.7 | [8 empty] | 0%
2338 | Calpine Central LP | 56104 | Mankato Energy Center | MN | CT101 | OP | RF |  |  |  | City of Mankato POTW | 7 | 2006 | 10 | 7 | 2006 |  |  |  |  | 7 | 2006 | MW |  | 8 | 2.6 | 20000 |  | 2484 | [6 empty] | PD | BE
49745 | Cash Creek Generating LLC | 56107 | Cash Creek | KY | CS | PL | RF |  |  |  | Green River | 7 | 2017 | 21.8 | 7 | 2017 |  |  |  |  | 7 | 2017 | MW |  | 470.6 | [5 empty] | 6100 | 6400 |  |  |  | SW | FR
7140 | Georgia Power Co | 56150 | McIntosh Combined Cycle Facility | GA | 10 | OP | RF |  |  |  | Savannah River | 6 | 2005 | 18.2 | [6 empty] | 6 | 2005 | MW |  | 291.9 | 1.5 | 2900 |  | 2900 |  | 0 | 0 | 0 | 0 |  | SW | FR
7140 | Georgia Power Co | 56150 | McIntosh Combined Cycle Facility | GA | 11 | OP | RF |  |  |  | Savannah River | 6 | 2005 | 18.2 | [6 empty] | 6 | 2005 | MW |  | 291.9 | 1.5 | 2900 |  | 2900 |  | 0 | 0 | 0 | 0 |  | SW | FR
49805 | Kennecott Utah Copper | 56163 | Kennecott Power Plant | UT | 1 | OP | RI |  |  |  | Wells | 6 | 1944 | 1 | 6 | 1960 |  |  |  |  | 6 | 1944 | MW |  | 74.3 | 0.5 | [9 empty] | GW | FR
49805 | Kennecott Utah Copper | 56163 | Kennecott Power Plant | UT | 2 | OP | RI |  |  |  | Wells | 6 | 1944 | 1 | 6 | 1960 |  |  |  |  | 6 | 1944 | MW |  | 74.3 | 0.5 | [9 empty] | GW | FR
49805 | Kennecott Utah Copper | 56163 | Kennecott Power Plant | UT | 3 | OP | RI |  |  |  | Wells | 6 | 1944 | 1 | 6 | 1960 |  |  |  |  | 6 | 1944 | MW |  | 74.5 | 0.5 | [9 empty] | GW | FR
49805 | Kennecott Utah Copper | 56163 | Kennecott Power Plant | UT | 4 | OP | RI |  |  |  | Wells | 6 | 1959 | 2.5 | 6 | 1960 |  |  |  |  | 6 | 1959 | MW |  | 156 | 1.3 | [9 empty] | GW | FR
12667 | Minnesota Municipal Power Agny | 56164 | Faribault Energy Park | MN | CW01 | OP | RF |  |  |  | Wells | 3 | 2007 | 3.1 | [6 empty] | 3 | 2007 | MW |  | 192.5 | 0.71 | 2750 |  | 1964 | [6 empty] | GW | FR
15296 | New York Power Authority | 56196 | 500MW CC | NY | ACC | OP | HRI |  |  |  | East River | 12 | 2005 | 7.76 | [6 empty] | 12 | 2005 | MW |  | 7.9 | 3.764 | [8 empty] | 0% | OT | FR
49896 | Newmont Nevada Energy Investment, LLC | 56224 | TS Power Plant | NV | CTW100 | OP | RI | OT |  |  | Wells | 6 | 2008 | 2.2 |  |  | 6 | 2008 | 93 | 100 | 6 | 2008 | MW |  | 218 | 1 | 22646 | 11817 | 10829 | [6 empty] | GW | FR
15248 | Portland General Electric Co | 56227 | Port Westward | OR | CTW001 | OP | RI |  |  |  | COLUMBIA RIVER | 6 | 2007 | 5 | 6 | 2007 |  |  |  |  | 6 | 2007 | MW |  | 228 | 1.3 | 9500 |  | 5500 |  | 39 | 240 | 16 | 55 |  | SW | FR
49950 | Caithness Long Island, LLC | 56234 | Caithness Long Island Energy Center | NY | ACC01 | OP | DC |  |  |  | Municipal | 6 | 2009 | 1 | 6 | 2009 |  |  |  |  | 6 | 2009 | MD |  | 1 | 2.6 | 29200 |  | 29200 | [5 empty] | 100% |  | OT
14354 | PacifiCorp | 56237 | Lake Side Power Plant | UT | CS01 | OP | RF |  |  |  | Wells | 9 | 2007 | 9.7 | 9 | 2007 |  |  |  |  | 9 | 2007 | MW |  | 372.4 | 1 | 10830 |  | 10830 |  |  |  | 200 |  |  | GW | FR
56480 | Empire Generating Co LLC | 56259 | Empire Generating Co LLC | NY | MOCT1 | OP | HRI |  |  |  | Municipal | 9 | 2010 | 7.8 | 9 | 2010 |  |  |  |  | 9 | 2010 | WD |  | 267 | 1.64 | 15800 |  | 15800 |  |  | 0 |  | 12 | 0% | OT | BE
56766 | CER Quail Run Energy Partners LP | 56349 | Quail Run Energy Center | TX | CD1-6 | OP | RF |  |  |  | Texland Great Plants Water Sup | 4 | 2007 | 4.3 | [6 empty] | 4 | 2007 | MW |  | 180.5 | 0.7 | 2756 |  | 2565 | [6 empty] | GW | FR
56766 | CER Quail Run Energy Partners LP | 56349 | Quail Run Energy Center | TX | CD7-12 | OP | RF |  |  |  | Texland Great Plants Water Sup | 4 | 2008 | 4.3 | [6 empty] | 4 | 2008 | MW |  | 180.5 | 0.7 | 2830 |  | 2682 | [6 empty] | GW | FR
56765 | CER Colorado Bend Energy Partners LP | 56350 | Colorado Bend Energy Center | TX | TOWER1 | OP | RF |  |  |  | WELLS | 6 | 2007 | 3.11 | 6 | 2007 |  |  |  |  | 6 | 2007 | MW |  | 189 | 0.5 | 3900 |  | 3900 | [6 empty] | GW | FR
56765 | CER Colorado Bend Energy Partners LP | 56350 | Colorado Bend Energy Center | TX | TOWER2 | OP | RF |  |  |  | Wells | 8 | 2008 | 3.11 | 8 | 2008 |  |  |  |  | 8 | 2008 | MW |  | 189 | 0.5 | 3900 |  | 3900 | [6 empty] | GW | FR
6616 | Fort Pierce Utilities Authority | 56400 | Treasure Coast Energy Center | FL | C-TWR1 | OP | RI |  |  |  | Well Water + Treated Effluent | 5 | 2008 | 2.28 | [6 empty] | 5 | 2008 | MW |  | 236 | 2.28 | [9 empty] | GW | SA
6452 | Florida Power & Light Co | 56407 | West County Energy Center | FL | CT1 | OP | RI |  |  |  | Village of Wellington, Wells | 8 | 2009 | 14.5 | [6 empty] | 8 | 2009 | MW |  | 677 | 3.9 | 22210 |  | 14403 | [6 empty] | PD | BE
6452 | Florida Power & Light Co | 56407 | West County Energy Center | FL | CT2 | OP | RI |  |  |  | Village of Wellington, Wells | 11 | 2009 | 14.5 | [6 empty] | 11 | 2009 | MW |  | 677 | 3.9 | 20828 |  | 14147 | [6 empty] | PD | BE
6452 | Florida Power & Light Co | 56407 | West County Energy Center | FL | CT3 | OP | RI |  |  |  | Village of Wellington, Wells | 6 | 2011 | 14.5 | [6 empty] | 6 | 2011 | MW |  | 677 | 3.9 | 27639 |  | 14653 | [6 empty] | PD | BE
54866 | Robinson Power Company LLC | 56453 | Robinson Power Company LLC | PA | 101 | CO | RF |  |  |  | PA American Water | 6 | 2014 | 6 | 6 | 2014 |  |  |  |  | 6 | 2014 | MW |  | 4334 | 1.96 | 4140 |  | 3120 | [6 empty] | SW | FR
55995 | Plum Point Energy Associates LLC | 56456 | Plum Point Energy Station | AR | CS1 | OP | RI |  |  |  | Mississippi River | 9 | 2010 | 23 | 9 | 2010 |  |  |  |  | 9 | 2010 | MW |  | 624 | 7.14 |  |  |  |  | 250 |  | 35 |  |  | SW | FR
56358 | CAMS NM LLC | 56458 | Hobbs Generating Station | NM | ACC | OP | DC |  |  |  |  | 9 | 2008 | [7 empty] | 9 | 2008 | MD |  |  | 5.511 | 9600 |  | 9600 | [5 empty] | 100%
54890 | Russell City Energy Company LLC | 56467 | Russell City Energy Center | CA | CT1 | CO | RF |  |  |  | Municipality of Hayward CA | 6 | 2013 | [7 empty] | 6 | 2013 | WD | [12 empty] | PD | BE
14328 | Pacific Gas & Electric Co | 56476 | Gateway Generating Station | CA | ACC1 | OP | DC |  |  |  |  | 1 | 2009 | [7 empty] | 1 | 2009 | MD |  |  | 8.1 | 30 |  | 30 | [5 empty] | 100%
14328 | Pacific Gas & Electric Co | 56532 | Colusa Generating Station | CA | ACC1 | OP | DC |  |  |  |  | 12 | 2010 | [7 empty] | 12 | 2010 | MD |  |  | 6.3 | 44 |  | 44 | [5 empty] | 100%
17698 | Southwestern Electric Power Co | 56564 | John W Turk Jr Power Plant | AR | 1 | OP | RF |  |  |  | Little Arkansas River | 12 | 2012 | 13.88 | 12 | 2012 | 0 | 0 | 0 | 0 | 12 | 2012 | MW |  | 597.1 | 2.98 | 9800 |  | 9800 | 300 | [5 empty] | SW | FR
17698 | Southwestern Electric Power Co | 56565 | J Lamar Stall Unit | LA | PLANT | OP | RI |  |  |  | Cross Bayou | 6 | 2010 | 8.9 | 6 | 2010 |  |  |  |  | 6 | 2010 | MW |  | 372 | 5 |  |  |  |  | 100 | 100 | 25 | 25 |  | SW | FR
19545 | Black Hills Power Inc | 56596 | Wygen III | WY | 5 | OP | DC |  |  |  |  | 4 | 2010 | [13 empty] | 24540 | [7 empty] | 100%
1307 | Basin Electric Power Coop | 56609 | Dry Fork Station | WY | ACC | OP | DC |  |  |  |  | 11 | 2011 | [7 empty] | 5 | 2011 | MD |  |  | 8.845 | 45 |  | 45 | [5 empty] | 100%
1307 | Basin Electric Power Coop | 56610 | Deer Creek Station | SD | U1ACC | OP | DC |  |  |  |  | 6 | 2012 | [7 empty] | 6 | 2012 | MD |  |  | 3.7 | 18000
55861 | Sandy Creek Energy Associates L P | 56611 | Sandy Creek Energy Station | TX | CS1 | CO | RI |  |  |  | WMARSS | 2 | 2013 | 23 | [6 empty] | 2 | 2012 | MW |  | 16.7 | 3.7 | 19000 |  | 14000 |  |  | 0 |  | 0 |  | PD | BE
55904 | Wellington Development WVDT LLC | 56664 | Greene Energy Resource Recovery Project | PA | C1 | CO | RI |  |  |  | Monogahela River | 1 | 2016 | 64 | 1 | 2016 |  |  |  |  | 1 | 2016 | MW |  | 638.7 | [5 empty] | 150 | 50 | 18 | 10 |  | SW | FR
55924 | GenPower | 56671 | Longview Power LLC | WV | PAB | OP | RI |  |  |  | Monongahela River | 12 | 2011 | 17 | 9 | 2010 |  |  |  |  | 12 | 2011 | MW |  | 601.6 | 5.4 |  |  | 20000 |  | 100 | 0 | 9.3 |  |  | SW | FR
6541 | Formosa Plastics Corp | 56708 | CFB Power Plant | TX | W7101 | OP | RI |  |  |  | Lake Texana | 9 | 2011 | 4.38 | 9 | 2011 |  |  |  |  | 9 | 2011 | MW |  | 279 | 6 | 3310 |  | 3250 | 60 | 350 |  | 29 |  |  | SW | FR
6541 | Formosa Plastics Corp | 56708 | CFB Power Plant | TX | W7201 | OP | RI |  |  |  | Lake Texana | 4 | 2011 | 4.38 | 4 | 2011 |  |  |  |  | 4 | 2011 | MW |  | 279 | 6 | 3310 |  | 3250 | 60 | 350 |  | 29 |  |  | SW | FR
7570 | Great River Energy | 56786 | Spiritwood Station | ND | 1 | CO | RF |  |  |  | James Town water treatment facility | 6 | 2014 | 2.18 | [8 empty] | MW | [12 empty] | PD | BE
55993 | Kleen Energy Systems, LLC | 56798 | Kleen Energy Systems Project | CT | CLTW | OP | RF |  |  |  | Connecticut River | 6 | 2011 |  | 3 | 2010 |  |  |  |  | 6 | 2011 | MW |  | 289.64 | 2.65 |  |  |  |  | 10 |  | 40 |  |  | SW | FR
56017 | Avenal Power Center LLC | 56801 | Avenal Power Center | CA | ACC1 | PL | DC |  |  |  |  | 6 | 2013
56020 | NRG Cedar Bayou Development Company LLC | 56806 | Cedar Bayou 4 | TX | C41 | OP | OC |  |  |  | Upper Galveston Bay | 6 | 2009 | 744 | 6 | 2009 | 6 | 1974 | 2750 | 13750 | [7 empty] | 1410 |  |  | 0 | 0 | 0 | 0 |  | SW | FR
56020 | NRG Cedar Bayou Development Company LLC | 56806 | Cedar Bayou 4 | TX | C42 | OP | OC |  |  |  | Upper Galveston Bay | 6 | 2009 | 744 | 6 | 2009 | 6 | 1974 | 2750 | 13750 | [7 empty] | 1410 |  |  | 0 | 0 | 0 | 0 |  | SW | FR
19876 | Virginia Electric & Power Co | 56807 | Bear Garden | VA | 1 | OP | RI |  |  |  | James River | 5 | 2011 | 14.13 | [6 empty] | 5 | 2011 | MW |  | 405.5 | 5.77 | [9 empty] | SW | FR
19876 | Virginia Electric & Power Co | 56808 | Virginia City Hybrid Energy Center | VA | 1 | OP | DC |  |  |  |  | 7 | 2012
56023 | Arizona Solar One LLC | 56812 | Solana Generating Station | AZ | CS1 | PL | RI | RI |  |  | On-Site Groundwater | 6 | 2013 | 3.48 |  |  | 6 | 2013 | 10 | 60 | 6 | 2013 | MW | MW | 189.43 | 1.12 | [9 empty] | GW | FR
56031 | CPV Maryland LLC | 56846 | CPV St Charles Energy Center | MD | CPV1 | PL | RI |  |  |  | Mattawoman WWTF | 6 | 2015 | 8.36 | [6 empty] | 6 | 2015 | MW |  | 334.2 | [10 empty] | PD | BE
56204 | CPV Valley LLC | 56940 | CPV Valley Energy Center | NY | ACC | PL | OT |  |  |  | City of Middletown STP | 6 | 2016 | [21 empty] | 100% | PD | BE
56236 | West Deptford Energy LLC | 56963 | West Deptford Energy Station | NJ | E201 | PL | RI |  |  |  | Municipality | 6 | 2014 | 5.72 | 6 | 2013 |  |  |  |  | 6 | 2013 | MW |  | 7.42 | [10 empty] | PD | BE
56236 | West Deptford Energy LLC | 56963 | West Deptford Energy Station | NJ | E202 | PL | RI |  |  |  | Municipality | 6 | 2014 | 5.72 | 6 | 2014 |  |  |  |  | 6 | 2014 | MW |  | 7.42 | [10 empty] | PD | BE
56290 | CPV Vaca Station LLC | 56999 | CPV Vaca Station LLC | CA | COOL1 | PL | RI |  |  |  | Municipality | 6 | 2016 | 9.72 | [6 empty] | 6 | 2016 | MD |  | 412 | 12 | [9 empty] | PD | BE
9191 | Idaho Power Co | 57028 | Langley Gulch Power Plant | ID | CWS | OP | RF |  |  |  | Snake River | 6 | 2012 | 2.9 | [6 empty] | 6 | 2012 | MW |  | 140.8 | 1.1 | 14000 |  | 3100 |  | 50 |  |  |  |  | SW | FR
12686 | Mississippi Power Co | 57037 | Kemper County IGCC Project | MS | 1CT | CO | RI |  |  |  | Municipal | 5 | 2014 | 6.09 | 5 | 2014 |  |  |  |  | 5 | 2014 | MW |  | 323.06 | [10 empty] | PD | BE
57499 | NRG Energy Services | 57073 | Ivanpah 2 | CA | COOL1 | CO | DC |  |  |  |  | 12 | 2013 | 100 | [20 empty] | 100%
57499 | NRG Energy Services | 57074 | Ivanpah 1 | CA | COOL1 | PL | DC |  |  |  |  | 8 | 2013 | 100 | [20 empty] | 100%
57499 | NRG Energy Services | 57075 | Ivanpah 3 | CA | COOL1 | CO | DC |  |  |  |  | 12 | 2013 | 100 | [20 empty] | 100%
56534 | Cricket Valley Energy Center LLC | 57185 | Cricket Valley Energy | NY | U1ACC | PL | DC |  |  |  |  | 1 | 2015 | [7 empty] | 1 | 2015 | MD |  |  | 7 | 25000
56534 | Cricket Valley Energy Center LLC | 57185 | Cricket Valley Energy | NY | U2ACC | PL | DC |  |  |  |  | 1 | 2015 | [7 empty] | 1 | 2015 | MD |  |  | 7 | 25000
56534 | Cricket Valley Energy Center LLC | 57185 | Cricket Valley Energy | NY | U3ACC | PL | DC |  |  |  |  | 1 | 2015 | [7 empty] | 1 | 2015 | MD |  |  | 7 | 25000
56611 | Gainesville Renewable Energy Center LLC | 57241 | Gainesville Renewable Energy Center | FL | RF | CO | RF |  |  |  | Wells Reclaimed Water | 10 | 2013 | 2.5 | [6 empty] | 10 | 2013 | MW |  | 164 | 1
56644 | Solar Trust of America | 57272 | Palen Solar Power Project | CA | 1 | CN | DC |  |  |  |  | 5 | 2016
58371 | NextEra Blythe Solar Energy Center, LLC | 57273 | Blythe Solar Power Project | CA | 1 | CN | DC |  |  |  |  | 1 | 2015
56641 | Tonopah Solar Energy LLC | 57275 | Crescent Dunes Solar Energy | NV | TSE-C1 | CO | HRF |  |  |  | GW | 12 | 2013 | 1.78 | 12 | 2013 |  |  | 0 | 0 | 12 | 2013 | WD |  | 1.78 | 1.16 | 12000 |  | 10000 | [5 empty] | 100% | GW | FR
56644 | Solar Trust of America | 57288 | Amargosa Solar Power Project | NV | 1 | CN | DC |  |  |  |  | 4 | 2016
56660 | Mojave Solar LLC | 57331 | Mojave Solar Project | CA | CS1 | PL | RI |  |  |  | On-site wells with water rights | 5 | 2014 | 3.48 |  |  | 5 | 2014 | 10 | 60 | 5 | 2014 | MW |  | 189.43 | 1.12 | 5408 | 2422 | 1375 | [6 empty] | GW | BR
56660 | Mojave Solar LLC | 57331 | Mojave Solar Project | CA | CS2 | PL | RI |  |  |  | On-site wells with water rights | 5 | 2014 | 3.48 |  |  | 5 | 2014 | 10 | 60 | 5 | 2014 | MW |  | 189.43 | 1.12 | 5408 | 2422 | 1375 | [6 empty] | GW | BR
56691 | Garrison Energy Center LLC | 57349 | Garrison Energy Center LLC | DE | CWS | CO | RF |  |  |  | Dover, DE Municipal Water | 6 | 2015 | 3.6 | 6 | 2015 |  |  |  |  | 6 | 2015 | MW |  | 195 | [10 empty] | OT | FR
56723 | Genesis Solar LLC | 57394 | Genesis Solar Energy Project | CA | CS01 | CO | DC |  |  |  |  | 4 | 2014 | [21 empty] | 100%
56723 | Genesis Solar LLC | 57394 | Genesis Solar Energy Project | CA | CS02 | CO | DC |  |  |  |  | 11 | 2013 | [21 empty] | 100%
56872 | Contra Costa Generating Station LLC | 57552 | Oakley Generating Station | CA | ACC1 | PL | DC |  |  |  |  | 1 | 2015
56991 | Astoria Energy II LLC | 57664 | Astoria Energy II | NY | ACC2 | OP | DC |  |  |  |  | 5 | 2011 | [13 empty] | 48250 | [7 empty] | 100%
56983 | Gibson County Generation LLC | 57709 | Gibson County Generation Station | TN | 1 | PL | RI |  |  |  | Wells | 6 | 2015 | 315 | 6 | 2015 |  |  |  |  | 6 | 2015 | MW |  | 315 | 5 | [9 empty] | GW | FR
57109 | St Joseph Energy Center LLC | 57794 | St Joseph Energy Center | IN | COOL1 | PL | RI |  |  |  |  | 3 | 2015 | 300 | [6 empty] | 3 | 2015 | MW |  | 300 | 14 | 15000 |  | 6000 | [6 empty] | GW | FR
57109 | St Joseph Energy Center LLC | 57794 | St Joseph Energy Center | IN | COOL2 | PL | RI |  |  |  |  | 3 | 2015 | 300 | [6 empty] | 3 | 2015 | MW |  | 300 | 14 | 15000 |  | 6000 | [6 empty] | GW | FR
57109 | St Joseph Energy Center LLC | 57794 | St Joseph Energy Center | IN | COOL3 | PL | RI |  |  |  |  | 3 | 2015 | 300 | [6 empty] | 3 | 2015 | MW |  | 300 | 14 | 15000 |  | 6000 | [6 empty] | GW | FR
57109 | St Joseph Energy Center LLC | 57794 | St Joseph Energy Center | IN | COOL4 | PL | RI |  |  |  |  | 3 | 2015 | 300 | [6 empty] | 3 | 2015 | MW |  | 300 | 14 | 15000 |  | 6000 | [6 empty] | GW | FR
57129 | New Jersey Power Development LLC | 57814 | Old Bridge Clean Energy Center | NJ | TOWER1 | CN | RI |  |  |  | municipal | 6 | 2015 | 220 | [6 empty] | 6 | 2016 | MW |  | 220 | 0.002 | 10 |  | 10 | [6 empty] | PD | BE
40211 | Wabash Valley Power Assn, Inc | 57842 | Wabash Valley Power IGCC | IN | 1 | OP | ON |  |  |  | Wabash River | 12 | 1953 | 138 | [12 empty] | 354 |  |  |  | 0 | 0 | 17 | 13 |  | SW | FR
6455 | Duke Energy Florida, Inc | 57894 | Levy Nuclear Plant | FL | 1 | PL | RF |  |  |  | Gulf of Mexico | 6 | 2021 | [7 empty] | 6 | 2021 | MW | [12 empty] | SW | SA
6455 | Duke Energy Florida, Inc | 57894 | Levy Nuclear Plant | FL | 2 | PL | RF |  |  |  | Gulf of Mexico | 12 | 2022 | [7 empty] | 12 | 2022 | MW | [12 empty] | SW | SA
13584 | NRG El Segundo Operations Inc | 57901 | El Segundo Energy Center LLC | CA | 10 | CO | [5 empty] | 8 | 2013
13584 | NRG El Segundo Operations Inc | 57901 | El Segundo Energy Center LLC | CA | 20 | CO | [5 empty] | 8 | 2013
57277 | Hidden Hills Solar I LLC | 57905 | Hidden Hills Solar Plant 1 | CA | 1 | PL | OT |  |  |  | Well | 7 | 2015 | 8.9 | [20 empty] | 100% | GW | FR
57278 | Hidden Hills Solar II LLC | 57906 | Hidden Hills Solar Plant 2 | CA | 1 | PL | OT |  |  |  | Well | 9 | 2015 | 8.9 | [20 empty] | 100% | GW | FR
40613 | Northern California Power Agny | 57978 | Lodi Energy Center | CA | TWR | OP | RI |  |  |  | Treatment Plant Effluent | 11 | 2012 | 1.79 | 7 | 2012 |  |  |  |  | 11 | 2012 | MW |  | 3.27 | 2 | 4443 |  | 4443 | [6 empty] | GW | BE
57377 | PPG - O&M Panda Temple Power LLC | 58001 | Panda Temple Power Station | TX | WCC1 | PL | RI |  |  |  | City of Temple | 6 | 2014 | 7 | [6 empty] | 6 | 2014 | MW |  | 298 |  | 20000 |  | 6000 | [6 empty] | PD | BE
57377 | PPG - O&M Panda Temple Power LLC | 58001 | Panda Temple Power Station | TX | WCC2 | PL | RI |  |  |  | City of Temple | 6 | 2015 | 7 | [6 empty] | 6 | 2015 | MW |  | 298 |  | 20000 |  | 6000 | [6 empty] | PD | BE
57379 | PPG - O&M Panda Sherman Power LLC | 58005 | Panda Sherman Power Station | TX | WCC1 | PL | RI |  |  |  | Lake Texoma | 6 | 2014 | 7 | [6 empty] | 6 | 2014 | MW |  | 298 |  | 20000 |  | 6000 | [6 empty] | SW | FR
57457 | Hess NEC, LLC | 58079 | Newark Energy Center | NJ | CLTWR | CO | RF |  |  |  | Passaic Valley Sewer Commissioners | 7 | 2015 | 9.84 | 7 | 2015 |  |  |  |  | 7 | 2015 | MW |  | 8.85 | 2.233 | [9 empty] | PD | BE
58168 | Rio Mesa Solar I LLC | 58188 | Rio Mesa Solar Facility 1 | CA | 1 | PL | OT |  |  |  | Well | 12 | 2015 | 8.9 | 10 | 2015 | [18 empty] | 100% | GW | FR
58169 | Rio Mesa Solar II LLC | 58189 | Rio Mesa SEGF 2 | CA | 1 | PL | OT |  |  |  | Well | 3 | 2016 | 8.9 | 3 | 2016 | [18 empty] | 100% | GW | FR
3046 | Progress Energy Carolinas Inc | 58215 | Lee Combined Cycle Plant | NC | ST1 | OP | RC |  |  |  | Quaker Neck Lake | 12 | 2012 | 557 |  |  | 8 | 1962 | 575 | 3800 | [6 empty] | 1500 | [5 empty] | 5 |  |  | SW | FR
14354 | PacifiCorp | 58393 | Lake Side 2 | UT | CS21 | PL | RF |  |  |  | Wells | 6 | 2014 | 4.74 | 6 | 2014 |  |  |  |  | 6 | 2014 | MW | [12 empty] | GW | FR
14354 | PacifiCorp | 58393 | Lake Side 2 | UT | CS22 | PL | RF |  |  |  | Wells | 6 | 2014 | 4.74 | 6 | 2014 |  |  |  |  | 6 | 2014 | MW | [12 empty] | GW | FR

## FGD
2012 Form EIA-860 Data - Schedule 6, 'FGD Data (Including DSI)'
Utility ID | Utility Name | Plant Code | Plant Name | State | FGD ID | FGD Status | Inservice Month | Inservice Year | FGD Type 1 | FGD Type 2 | FGD Type 3 | FGD Type 4 | Sorbent Type 1 | Sorbent Type 2 | Sorbent Type 3 | Sorbent Type 4 | Byproduct Recovery | FGD Manufacturer | Pond Landfill Requirements (Acre Foot per Year) | Sludge Pond Lined | Flue Gas Bypass FGD | Specifications of Coal Ash | Specifications of Coal Sulfur | FGD Trains Total | FGD Trains 100% | Removal Efficiency of Sulfur | Sulfur Emission Rate (Pounds per Hour) | Flue Gas Exit Rate (Cubic Feet per Minute) | Flue Gas Exit Temperature (Fahrenheit) | Flue Gas Entering FGD (Percent of Total) | Cost Structure (Thousand Dollars) | Cost Disposal (Thousand Dollars) | Cost Other (Thousand Dollars) | Cost Total (Thousand Dollars)
21 | AES Shady Point LLC | 10671 | AES Shady Point LLC | OK | 1A | OP | 1 | 1991 | DP |  |  |  | LS |  |  |  | N | CE | 10.22 | NA | N | 10% | 0% | 1 | 1 | 90% | 590.5 |  |  |  | 5000 |  |  | 5000
21 | AES Shady Point LLC | 10671 | AES Shady Point LLC | OK | 1B | OP | 1 | 1991 | DP |  |  |  | LS |  |  |  | N | CE | 10.22 | NA | N | 10% | 0% | 1 | 1 | 80% | 590.5 |  |  |  | 5000 |  |  | 5000
21 | AES Shady Point LLC | 10671 | AES Shady Point LLC | OK | 2A | OP | 1 | 1991 | DP |  |  |  | LS |  |  |  | N | CE | 10.22 | NA | N | 10% | 0% | 1 | 1 | 80% | 590.5 |  |  |  | 5000 |  |  | 5000
21 | AES Shady Point LLC | 10671 | AES Shady Point LLC | OK | 2B | OP | 1 | 1991 | DP |  |  |  | LS |  |  |  | N | CE | 10.22 | NA | N | 10% | 0% | 1 | 1 | 80% | 590.5 |  |  |  | 5000 |  |  | 5000
25 | GMM Holdings 1 LLC | 2527 | GMMGreenidge LLC | NY | 6A | OP | 5 | 2007 | CD |  |  |  | LI |  |  |  | N | BPE |  | NA | N | 10% | 0% | 1 | 1 | 90% | 98 | 375000 | 176 | 100% | 3000 | 700 | 3000 | 6700
42 | AES Thames LLC | 10675 | AES Thames | CT | 1BMDA | RE | 2 | 1990 | CD |  |  |  | LS |  |  |  | N | CE | 40 | NA | N | 20% | 0% | 2 | 1 | 90% | 295 | 300000 | 285 | 100% | 2375 | 2430 | 1320 | 6125
42 | AES Thames LLC | 10675 | AES Thames | CT | 1BMDB | RE | 3 | 1990 | CD |  |  |  | LS |  |  |  | N | CE | 37 | NA | N | 20% | 0% | 2 | 1 | 90% | 295 | 300000 | 285 | 100% | 2375 | 2430 | 1320 | 6125
142 | AES Beaver Valley | 10676 | AES Beaver Valley Partners Beaver Valley | PA | 2 | OP | 7 | 1987 | SP |  |  |  | MO |  |  |  | Y | FM | 14 | Y | N | 10% | 0% | 1 | 1 | 90% | 200 | 144000 | 127 | 100% | 6950 | 1125 | 10 | 8085
142 | AES Beaver Valley | 10676 | AES Beaver Valley Partners Beaver Valley | PA | 3 | OP | 7 | 1987 | SP |  |  |  | MO |  |  |  | Y | FM | 14 | Y | N | 10% | 0% | 1 | 1 | 90% | 200 | 148970 | 127 | 100% | 6950 | 1125 | 10 | 8085
142 | AES Beaver Valley | 10676 | AES Beaver Valley Partners Beaver Valley | PA | 4 | OP | 7 | 1987 | SP |  |  |  | MO |  |  |  | Y | FM | 14 | Y | N | 10% | 0% | 1 | 1 | 90% | 200 | 158460 | 127 | 100% | 6950 | 1125 | 10 | 8085
142 | AES Beaver Valley | 10676 | AES Beaver Valley Partners Beaver Valley | PA | 5 | OP | 7 | 1987 | SP |  |  |  | MO |  |  |  | Y | FM | 8 | Y | N | 10% | 0% | 1 | 1 | 90% | 105 | 88910 | 127 | 100% | 6950 | 1125 | 10 | 8085
156 | AES Deepwater Inc | 10670 | AES Deepwater | TX | JPF001 | SC | 6 | 1986 | SP | TR |  |  | LS |  |  |  | Y | BW |  | NA | N |  |  | 1 | 1 | 90% | 1150 | 500000 | 125 | 100% | 32940 | 0 | 15000 | 47940
189 | PowerSouth Energy Cooperative | 56 | Charles R Lowman | AL | 2 | OP | 3 | 1979 | BR |  |  |  | LS |  |  |  | Y | CA | 16 | Y | Y | 10% | 0% | 2 | 2 | 90% | 2900 | 818000 | 170 | 70% | 9129 | 885 | 0 | 10014
189 | PowerSouth Energy Cooperative | 56 | Charles R Lowman | AL | 3 | OP | 5 | 1980 | SP | TR |  |  | LS |  |  |  | Y | PB | 16 | Y | Y | 10% | 0% | 2 | 2 | 90% | 2900 | 818000 | 170 | 70% | 9129 | 885 | 0 | 10014
195 | Alabama Power Co | 3 | Barry | AL | 5 | OP | 2 | 2010 | BR |  |  |  | LS |  |  |  | N | CA | 289 | Y | Y | 10% | 0% | 1 | 1 | 100% | 640 | 2583000 | 134 | 100% |  |  |  | 202702
195 | Alabama Power Co | 8 | Gorgas | AL | 8-10 | OP | 1 | 2008 | SP |  |  |  | LS |  |  |  | Y | AA | 131 | Y | Y | 10% | 0% | 1 | 1 | 100% | 697 | 3330000 | 122 | 100% | 232934 | 7225 | 18968 | 259127
195 | Alabama Power Co | 26 | E C Gaston | AL | 3 | OP | 3 | 2010 | BR |  |  |  | LS |  |  |  | N | CA | 155 | Y | Y | 10% | 0% | 1 | 1 | 100% | 654 | 2137500 | 132 | 100% | 0 | 0 | 0 | 270856
195 | Alabama Power Co | 26 | E C Gaston | AL | 5 | OP | 4 | 2010 | BR |  |  |  | LS |  |  |  | N | CA | 155 | Y | Y | 10% | 0% | 1 | 1 | 100% | 654 | 3137500 | 132 | 100% | 0 | 0 | 0 | 270856
195 | Alabama Power Co | 6002 | James H Miller Jr | AL | 1 | OP | 4 | 2011 | SP |  |  |  | LS |  |  |  | Y | AA | 18 | Y | Y | 10% | 0% | 1 | 1 | 100% | 143 | 2498000 | 135 | 100% | 171937 | 5500 | 24265 | 201702
195 | Alabama Power Co | 6002 | James H Miller Jr | AL | 2 | OP | 4 | 2010 | SP |  |  |  | LS |  |  |  | Y | AA | 18 | Y | Y | 10% | 0% | 1 | 1 | 100% | 143 | 2498000 | 135 | 100% | 181840 | 5500 | 24265 | 211605
195 | Alabama Power Co | 6002 | James H Miller Jr | AL | 3 | OP | 12 | 2009 | SP |  |  |  | LS |  |  |  | Y | AA | 18 | Y | Y | 10% | 0% | 1 | 1 | 100% | 143 | 2498000 | 135 | 100% | 197413 | 5500 | 23025 | 225938
195 | Alabama Power Co | 6002 | James H Miller Jr | AL | 4 | OP | 1 | 2010 | SP |  |  |  | LS |  |  |  | Y | AA | 18 | Y | Y | 10% | 0% | 1 | 1 | 100% | 143 | 2498000 | 135 | 100% | 191795 | 5500 | 23025 | 220320
261 | AGC Division of APG Inc | 6705 | Warrick | IN | 1 | OP | 10 | 2008 | SP |  |  |  | LS |  |  |  | Y | BPE | 70 | Y | N | 10% | 0% | 1 | 1 | 100% | 190.7 | 464403 | 132 | 100% | 54333 | 3716 | 50159 | 108208
261 | AGC Division of APG Inc | 6705 | Warrick | IN | 2 | OP | 5 | 2008 | SP |  |  |  | LS |  |  |  | Y | BPE | 70 | Y | N | 10% | 0% | 1 | 1 | 100% | 190.7 | 464403 | 132 | 100% | 54333 | 3716 | 50159 | 108208
261 | AGC Division of APG Inc | 6705 | Warrick | IN | 3 | OP | 7 | 2008 | SP |  |  |  | LS |  |  |  | Y | BPE | 70 | Y | N | 10% | 0% | 1 | 1 | 100% | 190.7 | 464403 | 132 | 100% | 54333 | 3716 | 50159 | 108208
261 | AGC Division of APG Inc | 6705 | Warrick | IN | 4 | OP | 12 | 2008 | SP |  |  |  | LS |  |  |  | Y | BPE | 140 | Y | N | 10% | 0% | 1 | 1 | 100% | 354.9 | 976950 | 132 | 100% | 100467 | 6270 | 84643 | 191380
353 | Air Products Energy Enterprises LP | 10640 | Stockton Cogen | CA | FGDU1 | OP | 5 | 1987 | CD |  |  |  | LS |  |  |  | Y | SK | 0 | NA | N | 10% | 0% | 1 | 1 | 70% | 59 | 260000 | 300 | 100% | 400 | 0 | 400 | 800
470 | Covanta Energy of Niagara LP | 50472 | Covanta Niagara LP | NY | SCRUB3 | OP | 8 | 1996 | SD |  |  |  | LI |  |  |  | N | EEC | 49 | NA | N |  |  | 1 | 1 | 90% | 6 | 252100 | 315 | 100% | 4250 | 1 | 10 | 4261
470 | Covanta Energy of Niagara LP | 50472 | Covanta Niagara LP | NY | SCRUB4 | OP | 8 | 1996 | SD |  |  |  | LI |  |  |  | N | EEC | 49 | NA | N |  |  | 1 | 1 | 90% | 6 | 260600 | 315 | 100% | 4250 | 1 | 10 | 4261
473 | Covanta Hempstead Company | 10642 | Covanta Hempstead | NY | 1 | OP | 4 | 1989 | SD |  |  |  | LI |  |  |  | N | BPC |  | NA | N |  |  | 1 | 1 | 90% | 9 | 256600 | 307 | 100% | 10000 | 0 | 0 | 10000
473 | Covanta Hempstead Company | 10642 | Covanta Hempstead | NY | 2 | OP | 5 | 1989 | SD |  |  |  | LI |  |  |  | N | BPC |  | NA | N |  |  | 1 | 1 | 90% | 18 | 236900 | 306 | 100% | 10000 | 0 | 0 | 10000
473 | Covanta Hempstead Company | 10642 | Covanta Hempstead | NY | 3 | OP | 6 | 1989 | SD |  |  |  | LI |  |  |  | N | BPC |  | NA | N |  |  | 1 | 1 | 90% | 17 | 239400 | 296 | 100% | 10000 | 0 | 0 | 10000
520 | Ameren Energy Generating Co | 861 | Coffeen | IL | 01 | OP | 11 | 2009 | SP |  |  |  | LS |  |  |  | N | OT |  | Y | N | 10% | 0% | 1 | 1 | 100% | 221 | 1337200 | 160 | 100% | 258496 | 1883 | 27582 | 287961
520 | Ameren Energy Generating Co | 861 | Coffeen | IL | 02 | OP | 3 | 2010 | SP |  |  |  | LS |  |  |  | N | OT |  | Y | N | 10% | 0% | 1 | 1 | 100% | 366 | 2214400 | 160 | 100% | 222391 | 2825 | 23915 | 249131
520 | Ameren Energy Generating Co | 6017 | Newton | IL | 1 | CO | 5 | 2019 | SP |  |  |  | LS |  |  |  | N | MI | 25 | Y | N | 10% | 0% | 1 | 1 | 100% | 163 | 2033000 | 142 | 100% | 195500 | 6900 | 27600 | 230000
520 | Ameren Energy Generating Co | 6017 | Newton | IL | 2 | CO | 11 | 2019 | SP |  |  |  | LS |  |  |  | N | MI | 25 | Y | N | 10% | 0% | 1 | 1 | 100% | 163 | 2033000 | 142 | 100% | 195500 | 6900 | 27600 | 230000
528 | Covanta Southeastern Connecticut Company | 10646 | Covanta Southeastern Connecticut Company | CT | SCRBR1 | OP | 2 | 1992 | SD |  |  |  | LI |  |  |  | N | FL |  | NA | N |  |  | 1 | 1 | 80% | 8 | 107000 | 315 | 100% | 5000 | 0 | 0 | 5000
528 | Covanta Southeastern Connecticut Company | 10646 | Covanta Southeastern Connecticut Company | CT | SCRBR2 | OP | 2 | 1992 | SD |  |  |  | LI |  |  |  | N | FL |  | NA | N |  |  | 1 | 1 | 80% | 8 | 107000 | 315 | 100% | 5000 | 0 | 0 | 5000
542 | Covanta Essex Company | 10643 | Covanta Essex Company | NJ | SCRUB1 | OP | 11 | 1990 | SD |  |  |  | LI |  |  |  | N | FL | 1 | NA | N |  |  | 2 | 2 | 70% | 26 | 270000 | 300 | 100% | 1750 | 0 | 250 | 2000
542 | Covanta Essex Company | 10643 | Covanta Essex Company | NJ | SCRUB2 | OP | 11 | 1990 | SD |  |  |  | LI |  |  |  | N | FL | 1 | NA | N |  |  | 2 | 2 | 70% | 26 | 270000 | 300 | 100% | 1750 | 0 | 250 | 2000
542 | Covanta Essex Company | 10643 | Covanta Essex Company | NJ | SCRUB3 | OP | 11 | 1990 | SD |  |  |  | LI |  |  |  | N | FL | 1 | NA | N |  |  | 2 | 2 | 70% | 26 | 270000 | 300 | 100% | 1750 | 0 | 250 | 2000
570 | Covanta Delaware Valley LP | 10746 | Covanta Delaware Valley | PA | SDA 1 | OP | 6 | 1991 | SD |  |  |  | LI |  |  |  | N | JO |  | NA | N |  |  | 1 |  | 90% | 10.4 | 140251 | 290 | 100% | 2500 |  |  | 2500
570 | Covanta Delaware Valley LP | 10746 | Covanta Delaware Valley | PA | SDA 2 | OP | 6 | 1991 | SD |  |  |  | LI |  |  |  | N | JO |  | NA | N |  |  | 1 |  | 90% | 8.57 | 123623 | 290 | 100% | 2500 |  |  | 2500
570 | Covanta Delaware Valley LP | 10746 | Covanta Delaware Valley | PA | SDA 3 | OP | 6 | 1991 | SD |  |  |  | LI |  |  |  | N | JO |  | NA | N |  |  | 1 |  | 90% | 10.48 | 1136302 | 290 | 100% | 2500 |  |  | 2500
570 | Covanta Delaware Valley LP | 10746 | Covanta Delaware Valley | PA | SDA 4 | OP | 6 | 1991 | SD |  |  |  | LI |  |  |  | N | JO |  | NA | N |  |  | 1 |  | 90% | 10.27 | 128254 | 290 | 100% | 2500 |  |  | 2500
570 | Covanta Delaware Valley LP | 10746 | Covanta Delaware Valley | PA | SDA 5 | OP | 6 | 1991 | SD |  |  |  | LI |  |  |  | N | JO |  | NA | N |  |  | 1 |  | 90% | 9.02 | 132267 | 290 | 100% | 2500 |  |  | 2500
570 | Covanta Delaware Valley LP | 10746 | Covanta Delaware Valley | PA | SDA 6 | OP | 6 | 1991 | SD |  |  |  | LI |  |  |  | N | JO |  | NA | N |  |  | 1 |  | 90% | 11.61 | 136392 | 290 | 100% | 2500 |  |  | 2500
733 | Appalachian Power Co | 3935 | John E Amos | WV | 1 | OP | 1 | 2011 | TR |  |  |  | LS |  |  |  | N | BW | 220 | NA | N | 20% | 0% | 1 | 1 | 100% | 736 | 2682000 | 129 | 100% | 297700 | 74 | 0 | 297774
733 | Appalachian Power Co | 3935 | John E Amos | WV | 2 | OP | 2 | 2010 | TR |  |  |  | LS |  |  |  | N | BW | 220 | NA | N | 20% | 0% | 1 | 1 | 100% | 736 | 2682000 | 129 | 100% | 279500 | 0 | 0 | 279500
733 | Appalachian Power Co | 3935 | John E Amos | WV | 3 | OP | 2 | 2009 | TR |  |  |  | LS |  |  |  | N | BW | 340 | NA | N | 20% | 0% | 2 | 2 | 100% | 1176 | 4280000 | 129 | 100% | 709100 | 0 | 0 | 709100
733 | Appalachian Power Co | 6264 | Mountaineer | WV | 1 | OP | 1 | 2007 | SP |  |  |  | LS |  |  |  | N | BW | 480 | NA | N | 10% | 0% | 2 | 2 | 100% | 1960 | 4232000 | 129 | 100% | 542700 | 79200 | 0 | 621900
796 | Arizona Electric Pwr Coop Inc | 160 | Apache Station | AZ | 2 | OP | 1 | 1979 | TR |  |  |  | LS |  |  |  | N | RC | 24 | Y | Y | 10% | 0% | 2 | 2 | 90% | 490 | 774000 | 117 | 50% | 20695 | 2500 | 0 | 23195
796 | Arizona Electric Pwr Coop Inc | 160 | Apache Station | AZ | 3 | OP | 1 | 1979 | TR |  |  |  | LS |  |  |  | N | RC | 24 | Y | Y | 10% | 0% | 2 | 2 | 90% | 490 | 774000 | 117 | 50% | 10754 | 2500 | 0 | 13254
803 | Arizona Public Service Co | 113 | Cholla | AZ | 3A | OP | 5 | 2009 | SP |  |  |  | LI |  |  |  | N | BPE | 3 | N | N |  | 0% | 1 | 1 | 90% | 99 | 1330000 | 125 | 100% | 62248 | 62248 | 62248 | 186744
803 | Arizona Public Service Co | 113 | Cholla | AZ | 4 | OP | 5 | 2008 | SP |  |  |  | LI |  |  |  | N | BPE | 3 | N | N |  |  | 1 | 1 | 90% | 99 | 1400000 | 125 | 100% | 117800 | 6200 | 59600 | 183600
803 | Arizona Public Service Co | 113 | Cholla | AZ | 1 | OP | 11 | 2007 | TR |  |  |  | LI |  |  |  | N | BPE | 1 | N | N |  |  | 2 | 2 | 90% | 109 | 382000 | 120 | 100% | 4370 | 2130 | 5500 | 12000
803 | Arizona Public Service Co | 113 | Cholla | AZ | 2 | OP | 6 | 1978 | VE | SP |  |  | LI |  |  |  | N | RC | 24 | N | N |  |  | 4 | 3 | 90% | 364 | 1195404 | 159 | 100% | 98374 | 5178 |  | 103552
803 | Arizona Public Service Co | 2442 | Four Corners | NM | 1 | OP | 1 | 1972 | VE |  |  |  | LI | DL |  |  | N | CC | 20 | Y | N | 20% | 0% | 2 | 2 | 90% | 185 | 685000 | 125 | 100% | 5800 | 1000 | 2900 | 9700
803 | Arizona Public Service Co | 2442 | Four Corners | NM | 2 | OP | 1 | 1972 | VE |  |  |  | LI | DL |  |  | N | CC | 20 | Y | N | 20% | 0% | 2 | 2 | 90% | 185 | 685000 | 125 | 100% | 5800 | 1000 | 2900 | 9700
803 | Arizona Public Service Co | 2442 | Four Corners | NM | 3 | OP | 1 | 1972 | VE |  |  |  | LI | DL |  |  | N | CC | 20 | Y | N | 20% | 0% | 2 | 2 | 90% | 335 | 850000 | 125 | 100% | 7600 | 1630 | 3800 | 13030
803 | Arizona Public Service Co | 2442 | Four Corners | NM | 4 | OP | 1 | 1985 | TR |  |  |  | DL | LI |  |  | N | BW | 15 | Y | Y | 20% | 0% | 5 | 4 | 90% | 100 | 3430000 | 127 | 100% | 125000 | 5000 | 63000 | 193000
803 | Arizona Public Service Co | 2442 | Four Corners | NM | 5 | OP | 1 | 1985 | TR |  |  |  | DL | LI |  |  | N | BW | 15 | Y | Y | 20% | 0% | 5 | 4 | 90% | 100 | 3430000 | 127 | 100% | 125000 | 5000 | 63000 | 193000
924 | Associated Electric Coop, Inc | 2168 | Thomas Hill | MO | 3 | OS | 7 | 1982 | SP |  |  |  | OT |  |  |  | Y | KE | 0 | N | Y |  |  |  |  | 80% | 2800 | 2800000 | 180 |  | 10407 | 0 | 0 | 10407
1307 | Basin Electric Power Coop | 2817 | Leland Olds | ND | 1 | CO | 6 | 2013 | SP |  |  |  | LS |  |  |  | N | BPE |  |  | N
1307 | Basin Electric Power Coop | 2817 | Leland Olds | ND | 2 | OP | 11 | 2012 | SP |  |  |  | LS |  |  |  | N | BPE | 133 | NA | N | 10% | 0% | 1 | 1 | 100% | 1056 | 2023411 | 151 | 100% | 390000 |  |  | 390000
1307 | Basin Electric Power Coop | 6204 | Laramie River Station | WY | 1 | OP | 7 | 1980 | SP |  |  |  | LS |  |  |  | N | RC | 14 | Y | Y | 10% | 0% | 5 | 4 | 90% | 1097 | 1753000 | 135 | 100% | 55204 | 34835 | 0 | 90039
1307 | Basin Electric Power Coop | 6204 | Laramie River Station | WY | 2 | OP | 7 | 1981 | SP |  |  |  | LS |  |  |  | N | RC | 15 | Y | Y | 10% | 0% | 5 | 4 | 90% | 1097 | 1753000 | 135 | 100% | 52135 | 34719 | 0 | 86854
1307 | Basin Electric Power Coop | 6204 | Laramie River Station | WY | 3 | OP | 5 | 1984 | SD |  |  |  | LA |  |  |  | N | BW | 12 | Y | N | 10% | 0% | 4 | 3 | 90% | 1097 | 2300000 | 180 | 100% | 81247 | 5867 | 0 | 87114
1307 | Basin Electric Power Coop | 6469 | Antelope Valley | ND | FGD1 | OP | 7 | 1983 | SD |  |  |  | LA |  |  |  | Y | JO | 119 | Y | N | 10% | 0% | 5 | 5 | 80% | 1922 | 1894380 | 185 | 100% | 54922 | 26788 | 0 | 81710
1307 | Basin Electric Power Coop | 6469 | Antelope Valley | ND | FGD2 | OP | 11 | 1985 | SD |  |  |  | LA |  |  |  | Y | JO | 105 | Y | N | 10% | 0% | 5 | 5 | 80% | 1922 | 1894380 | 155 | 100% | 64954 | 27997 | 0 | 92951
1307 | Basin Electric Power Coop | 56609 | Dry Fork Station | WY | CDS | OP | 11 | 2011 | CD |  |  |  | LI |  |  |  | N | GF | 50 | NA | N | 10% | 0% | 1 | 1 | 100% | 228 | 1526000 | 160 | 100% | 25000 | 1000 | 24000 | 50000
1692 | Big Rivers Electric Corp | 1381 | Kenneth C Coleman | KY | C | OP | 2 | 2006 | TR |  |  |  | LS |  |  |  | Y | WAP | 0 | NA | Y | 10% | 0% | 1 | 1 | 100% | 2022 | 1913707 | 133 | 100% | 98 |  |  | 98
1692 | Big Rivers Electric Corp | 1382 | HMP&L Station Two Henderson | KY | H1 | OP | 6 | 1995 | TR |  |  |  | LI | MO |  |  | N | WAP | 118 | NA | Y | 10% | 0% | 1 | 1 | 100% | 590 | 590269 | 130 | 100% | 21951 |  |  | 21951
1692 | Big Rivers Electric Corp | 1382 | HMP&L Station Two Henderson | KY | H2 | OP | 6 | 1995 | TR |  |  |  | LI | MO |  |  | N | WAP | 118 | NA | Y | 10% | 0% | 1 | 1 | 100% | 590 | 590269 | 130 | 100% | 21951 |  |  | 21951
1692 | Big Rivers Electric Corp | 6639 | R D Green | KY | G1 | OP | 12 | 1979 | SP |  |  |  | LI | MO |  |  | N | AM | 175 | NA | Y | 30% | 0% | 2 | 2 | 90% | 2217 | 780000 | 130 | 100% | 19000 | 3133 |  | 22133
1692 | Big Rivers Electric Corp | 6639 | R D Green | KY | G2 | OP | 1 | 1981 | SP |  |  |  | LI | MO |  |  | N | AM | 175 | N | Y | 30% | 0% | 2 | 2 | 90% | 2217 | 780000 | 130 | 100% | 10096 | 3133 |  | 13229
1692 | Big Rivers Electric Corp | 6823 | D B Wilson | KY | W1 | OP | 9 | 1984 | SP |  |  |  | LS | LI |  |  | N | KE | 500 | N | N | 20% | 0% | 4 | 3 | 90% | 3274 | 1250000 | 130 | 100% | 49060 | 19118 |  | 68178
1735 | Birchwood Power Partners LP | 54304 | Birchwood Power | VA | 1H | OP | 12 | 1996 | SD |  |  |  | LI |  |  |  | N | ABB | 0 | NA | N | 10% | 0% | 1 | 1 | 90% | 156 | 490000 | 150 | 100% | 15900 | 0 | 4000 | 19900
1746 | Black River Generation LLC | 10464 | Black River Generation | NY | E0001 | OS | 6 | 1989 | BR |  |  |  | LS |  |  |  | Y | FL | 1 | NA | N | 10% | 0% | 6 | 6 | 100% | 37 | 75100 | 300 | 100% | 200 | 0 | 70 | 270
1746 | Black River Generation LLC | 10464 | Black River Generation | NY | E0002 | OS | 6 | 1989 | BR |  |  |  | LS |  |  |  | Y | FL | 1 | NA | N | 10% | 0% | 6 | 6 | 100% | 37 | 75100 | 300 | 100% | 200 | 0 | 70 | 270
1746 | Black River Generation LLC | 10464 | Black River Generation | NY | E0003 | OS | 6 | 1989 | BR |  |  |  | LS |  |  |  | Y | FL | 1 | NA | N | 10% | 0% | 6 | 6 | 100% | 37 | 75100 | 300 | 100% | 200 | 0 | 70 | 270
1924 | Boise Packaging & Newsprint LLC | 10488 | DeRidder Mill | LA | WS1 | OP | 6 | 1969 | VE |  |  |  | SL |  |  |  | N | AP |  | N | N |  |  | 1 | 1 | 80% | 138 | 349890 | 151 | 100%
1924 | Boise Packaging & Newsprint LLC | 10488 | DeRidder Mill | LA | WS2 | OP | 6 | 1979 | VE |  |  |  | SL |  |  |  | N | AP |  | N | N |  |  | 1 | 1 | 70% | 137 | 198000 | 156 | 100%
3006 | Cardinal Operating Co | 2828 | Cardinal | OH | 3 | OP | 1 | 2012 | BR |  |  |  | LS |  |  |  | Y | CA |  | NA | N | 10% | 0% | 1 | 1 | 100% | 972 | 2290000 | 128 | 100% | 20545 | 13673 | 358757 | 392975
3006 | Cardinal Operating Co | 2828 | Cardinal | OH | 1 | OP | 3 | 2008 | BR |  |  |  | LS |  |  |  | Y | CA | 93 | NA | N | 10% | 0% | 1 | 1 | 100% | 873 | 1915000 | 127 | 100% | 267000 | 25000 | 51000 | 343000
3006 | Cardinal Operating Co | 2828 | Cardinal | OH | 2 | OP | 12 | 2007 | BR |  |  |  | LS |  |  |  | Y | CA | 93 | NA | N | 10% | 0% | 1 | 1 | 100% | 873 | 1915000 | 127 | 100% | 267 | 25 | 51 | 343
3046 | Progress Energy Carolinas Inc | 2706 | Asheville | NC | 1 | OP | 11 | 2005 | SP |  |  |  | LS |  |  |  | Y | BW |  | NA | N | 10% | 0% | 1 | 1 | 100% | 4960 | 583854 | 127 | 100% |  |  |  | 67701
3046 | Progress Energy Carolinas Inc | 2706 | Asheville | NC | 2 | OP | 5 | 2006 | BR |  |  |  | LS |  |  |  | Y | BW | 55 | NA | N | 10% | 0% | 1 |  | 100% | 4800 | 628000 | 126 | 100% |  |  |  | 70658
3046 | Progress Energy Carolinas Inc | 2712 | Roxboro | NC | 1 | OP | 12 | 2008 | BR |  |  |  | LS |  |  |  | Y | BW | 21 | Y | N | 10% | 0% | 1 |  | 100% | 2600 | 1100000 | 125 | 100% |  |  |  | 76840
3046 | Progress Energy Carolinas Inc | 2712 | Roxboro | NC | 2 | OP | 4 | 2007 | BR |  |  |  | LS |  |  |  | Y | BW | 191 | Y | N | 10% | 0% | 1 |  | 100% | 3800 | 1900000 | 125 | 100% |  |  |  | 106034
3046 | Progress Energy Carolinas Inc | 2712 | Roxboro | NC | 3 | OP | 5 | 2008 | BR |  |  |  | LS |  |  |  | Y | BW | 210 | Y | N | 10% | 0% | 1 |  | 100% | 4700 | 2200000 | 127 | 100% |  |  |  | 106681
3046 | Progress Energy Carolinas Inc | 2712 | Roxboro | NC | 4 | OP | 12 | 2007 | BR |  |  |  | LS |  |  |  | Y | BW | 270 | Y | N | 10% | 0% | 1 |  | 100% | 4500 | 2200000 | 127 | 100% |  |  |  | 109047
3046 | Progress Energy Carolinas Inc | 6250 | Mayo | NC | 1A | OP | 4 | 2009 | BR |  |  |  | LS |  |  |  | Y | BW |  | Y | N |  |  |  |  | 100% | 4500 | 2200000 | 127 | 100%
3046 | Progress Energy Carolinas Inc | 6250 | Mayo | NC | 1B | OP | 4 | 2009 | BR |  |  |  | LS |  |  |  | Y | BW |  | Y | N |  |  |  |  | 100% | 4500 | 2200000 | 127 | 100%
3265 | Cleco Power LLC | 51 | Dolet Hills | LA | 1 | OP | 4 | 1986 | SP |  |  |  | LS |  |  |  | N | UO | 350 | Y | Y | 10% | 0% | 4 | 4 | 80% | 7889 | 2497000 | 158 | 80% | 37056 | 16874 | 0 | 53930
3265 | Cleco Power LLC | 6190 | Brame Energy Center | LA | 3-1 | OP | 2 | 2010 | CD | SD |  |  | LS | LI |  |  | Y | OT | 562 | Y | N | 0% | 10% | 1 | 1 | 90% | 638 | 843294 | 170 | 50% | 3278 | 819 | 12293 | 16390
3265 | Cleco Power LLC | 6190 | Brame Energy Center | LA | 3-2 | OP | 2 | 2010 | CD | SD |  |  | LS | LI |  |  | Y | OT | 562 | Y | N | 0% | 10% | 1 | 1 | 90% | 638 | 843294 | 170 | 50% | 3278 | 819 | 12293 | 16390
3542 | Duke Energy Ohio Inc | 2832 | Miami Fort | OH | 7 | OP | 12 | 2007 | SP |  |  |  | LS |  |  |  | Y | BW | 5 | NA | n | 20% | 0% | 1 | 1 | 100% | 1182 | 1829057 | 129 | 100% | 189000 |  |  | 189000
3542 | Duke Energy Ohio Inc | 2832 | Miami Fort | OH | 8 | OP | 4 | 2007 | SP |  |  |  | LS |  |  |  | Y | BW | 5 | NA | n | 20% | 0% | 1 | 1 | 100% | 1127 | 1738564 | 131 | 100% | 203845 |  |  | 203845
3542 | Duke Energy Ohio Inc | 6019 | W H Zimmer | OH | 1 | OP | 3 | 1991 | SP |  |  |  | LI | MO |  |  | Y | BW | 1214 | NA | Y | 20% | 0% | 6 | 5 | 100% | 6558 | 4900000 | 147 | 90% | 121521 | 29479 |  | 151000
3989 | City of Colorado Springs - (CO) | 492 | Martin Drake | CO | 6 | CO | 7 | 2016
3989 | City of Colorado Springs - (CO) | 492 | Martin Drake | CO | 7 | CO | 7 | 2015
4129 | Colmac Clarion Inc | 54144 | Piney Creek Project | PA | GFLF1 | OP | 11 | 1992 | CD |  |  |  | LS |  |  |  | N | JO | 33 | NA | N | 40% | 0% | 2 | 2 | 90% | 403 | 165000 | 309 | 100% | 230 | 891 | 67 | 1188
4254 | Consumers Energy Co | 1702 | Dan E Karn | MI | 1 | PL | 12 | 2014 | SD
4254 | Consumers Energy Co | 1702 | Dan E Karn | MI | 2 | PL | 12 | 2014 | SD
4254 | Consumers Energy Co | 1710 | J H Campbell | MI | 3 | PL | 12 | 2016 | SD
4425 | Covanta Fairfax Inc | 50658 | Covanta Fairfax Energy | VA | RX1 | OP | 6 | 1990 | SP |  |  |  | LI |  |  |  | N | FL |  | NA | N |  |  | 1 | 1 | 80% | 44 | 180000 | 285 | 100% | 5500 | 0 | 0 | 5500
4425 | Covanta Fairfax Inc | 50658 | Covanta Fairfax Energy | VA | RX2 | OP | 6 | 1990 | SP |  |  |  | LI |  |  |  | N | FL |  | NA | N |  |  | 1 | 1 | 80% | 44 | 180000 | 285 | 100% | 5500 | 0 | 0 | 5500
4425 | Covanta Fairfax Inc | 50658 | Covanta Fairfax Energy | VA | RX3 | OP | 6 | 1990 | SP |  |  |  | LI |  |  |  | N | FL |  | NA | N |  |  | 1 | 1 | 80% | 44 | 180000 | 285 | 100% | 5500 | 0 | 0 | 5500
4425 | Covanta Fairfax Inc | 50658 | Covanta Fairfax Energy | VA | RX4 | OP | 6 | 1990 | SP |  |  |  | LI |  |  |  | N | FL |  | NA | N |  |  | 1 | 1 | 80% | 44 | 180000 | 285 | 100% | 5500 | 0 | 0 | 5500
4426 | NAES Corp | 54945 | CT Resource Rec Authority Facility | CT | 11 | OP | 5 | 1987 | SD |  |  |  | LI |  |  |  | N | CE |  | Y | N |  |  | 1 | 1 | 80% | 105 | 14400 | 300 | 100% | 0 | 0 | 0 | 0
4426 | NAES Corp | 54945 | CT Resource Rec Authority Facility | CT | 12 | OP | 5 | 1987 | SD |  |  |  | LI |  |  |  | N | CE |  | Y | N |  |  | 1 | 1 | 80% | 105 | 144000 | 300 | 100% | 0 | 0 | 0 | 0
4426 | NAES Corp | 54945 | CT Resource Rec Authority Facility | CT | 13 | OP | 5 | 1987 | SD |  |  |  | LI |  |  |  | N | CE |  | Y | N |  |  | 1 | 1 | 80% | 105 | 144000 | 300 | 100% | 0 | 0 | 0 | 0
4427 | Covanta Projects LP | 50664 | Covanta Wallingford Energy | CT | R101 | OP | 5 | 1989 | SD |  |  |  | LI |  |  |  | N | PA |  | Y | N |  |  | 1 | 1 | 70% | 17 | 39000 | 300 | 100% | 600 | 0 | 0 | 600
4427 | Covanta Projects LP | 50664 | Covanta Wallingford Energy | CT | R102 | OP | 5 | 1989 | SD |  |  |  | LI |  |  |  | N | PA |  | Y | N |  |  | 1 | 1 | 70% | 17 | 39000 | 300 | 100% | 600 | 0 | 0 | 600
4427 | Covanta Projects LP | 50664 | Covanta Wallingford Energy | CT | R103 | OP | 5 | 1989 | SD |  |  |  | LI |  |  |  | N | PA |  | Y | N |  |  | 1 | 1 | 70% | 17 | 39000 | 300 | 100% | 600 | 0 | 0 | 600
4435 | Covanta Energy Co | 10013 | Covanta Hennepin Energy | MN | 1 | OP | 10 | 1989 | CD |  |  |  | LI |  |  |  | N | RC |  | NA | N |  |  | 1 | 1 | 100% | 1.5 | 100000 | 260 | 100% | 475 | 1 | 275 | 751
4435 | Covanta Energy Co | 10013 | Covanta Hennepin Energy | MN | 2 | OP | 10 | 1989 | CD |  |  |  | LI |  |  |  | N | RC |  | NA | N |  |  | 1 | 1 | 100% | 1.5 | 100000 | 260 | 100% | 475 | 1 | 275 | 751
4440 | Covanta Union Operations LLC | 50960 | Union County Resource Recovery | NJ | SBH1 | OP | 2 | 1994 | SD |  |  |  | LS |  |  |  | N | RC |  | NA | N |  |  | 3 | 3 | 90% | 0.389 | 143000 | 285 | 100% | 2975 | 0 | 0 | 2975
4440 | Covanta Union Operations LLC | 50960 | Union County Resource Recovery | NJ | SBH2 | OP | 2 | 1994 | SD |  |  |  | LS |  |  |  | N | RC |  | NA | N |  |  | 3 | 3 | 90% | 0 | 143000 | 285 | 100% | 2975 | 0 | 0 | 2975
4440 | Covanta Union Operations LLC | 50960 | Union County Resource Recovery | NJ | SBH3 | OP | 2 | 1994 | SD |  |  |  | LS |  |  |  | N | RC |  | NA | N |  |  | 3 | 3 | 90% | 0.139 | 143000 | 285 | 100% | 2975 | 0 | 0 | 2975
4447 | Covanta Lancaster Inc | 50859 | Lancaster County Resource Recovery | PA | SCRUB1 | OP | 5 | 1991 | CD | SP |  |  | LI |  |  |  | N | JO |  | NA | N |  |  | 2 | 2 | 80% | 310 | 96570 | 285 | 100%
4447 | Covanta Lancaster Inc | 50859 | Lancaster County Resource Recovery | PA | SCRUB2 | OP | 5 | 1991 | CD | SP |  |  | LI |  |  |  | N | JO |  | NA | N |  |  | 2 | 2 | 80% | 310 | 96570 | 285 | 100%
4447 | Covanta Lancaster Inc | 50859 | Lancaster County Resource Recovery | PA | SCRUB3 | OP | 5 | 1991 | CD | SP |  |  | LI |  |  |  | N | JO |  | NA | N |  |  | 2 | 2 | 80% | 310 | 96570 | 285 | 100%
4458 | Covanta Warren Energy Resource Co LP | 10012 | Covanta Warren Energy | NJ | 1 | OP | 7 | 1988 | SD |  |  |  | LI |  |  |  | N | EE | 0.841 | NA | N |  |  | 1 | 1 | 100% | 0.01 | 41705 | 300 | 100% | 1000 |  |  | 1000
4458 | Covanta Warren Energy Resource Co LP | 10012 | Covanta Warren Energy | NJ | 2 | OP | 7 | 1988 | SD |  |  |  | LI |  |  |  | N | EE | 0.841 | NA | N |  |  | 1 | 1 | 100% | 0.01 | 41382 | 300 | 100% | 1000 |  |  | 1000
4474 | Covanta Bristol Inc | 50648 | Covanta Bristol Energy | CT | SDS1 | OP | 5 | 1988 | SD |  |  |  | LS |  |  |  | N | FL |  | NA | N |  |  | 1 | 1 | 90% | 39 | 67000 | 275 | 100% | 186 | 57 | 26 | 269
4474 | Covanta Bristol Inc | 50648 | Covanta Bristol Energy | CT | SDS2 | OP | 5 | 1988 | SD |  |  |  | LS |  |  |  | N | FL |  | NA | N |  |  | 1 | 1 | 90% | 39 | 67000 | 275 | 100% | 150 | 57 | 26 | 233
4476 | Covanta Marion Inc | 50630 | Covanta Marion Inc | OR | QR1 | OP | 5 | 1986 | SD |  |  |  | LI |  |  |  | N | RC |  | NA | N |  |  | 1 | 1 | 80% | 115 | 35000 | 300 | 100% | 500 | 1 | 50 | 551
4476 | Covanta Marion Inc | 50630 | Covanta Marion Inc | OR | QR2 | OP | 5 | 1986 | SD |  |  |  | LI |  |  |  | N | RC |  | NA | N |  |  | 1 | 1 | 80% | 115 | 35000 | 300 | 100% | 500 | 1 | 50 | 551
4482 | Covanta Lake Inc | 50629 | Covanta Lake County Energy | FL | 1 | OP | 9 | 1990 | SD |  |  |  | LI |  |  |  | N | JO | 1 | Y | N |  |  | 1 | 1 | 100% | 1 | 79627 | 277 | 100% | 9000 | 0 | 0 | 9000
4482 | Covanta Lake Inc | 50629 | Covanta Lake County Energy | FL | 2 | OP | 9 | 1990 | SD |  |  |  | LI |  |  |  | N | JO | 1 | Y | N |  |  | 1 | 1 | 100% | 1 | 79627 | 277 | 100% | 9000 | 0 | 0 | 9000
4484 | Covanta Babylon Inc | 50649 | Covanta Babylon Inc | NY | SDA1 | OP | 4 | 1989 | SD |  |  |  | LI |  |  |  | N | BI | 2 | NA | N |  |  | 1 | 1 | 100% | 0.18 | 70680 | 295 | 100% | 8300 | 0 | 0 | 8300
4484 | Covanta Babylon Inc | 50649 | Covanta Babylon Inc | NY | SDA2 | OP | 4 | 1989 | SD |  |  |  | LI |  |  |  | N | BI | 2 | NA | N |  |  | 1 | 1 | 100% | 0.18 | 70680 | 295 | 100% | 8300 |  |  | 8300
4487 | Covanta Onondega LP | 50662 | Onondaga County Resource Recovery | NY | SDA1 | OP | 2 | 1995 | SD |  |  |  | LI |  |  |  | N | EEC | NA | NA | N |  |  | 1 | 1 | 90% | 3 | 93327 | 285 | 100% | 827 | 413 | 413 | 1653
4487 | Covanta Onondega LP | 50662 | Onondaga County Resource Recovery | NY | SDA2 | OP | 2 | 1995 | SD |  |  |  | LI |  |  |  | N | EEC | NA | NA | N |  |  | 1 | 1 | 90% | 3 | 93327 | 285 | 100% | 827 | 413 | 413 | 1653
4487 | Covanta Onondega LP | 50662 | Onondaga County Resource Recovery | NY | SDA3 | OP | 2 | 1995 | SD |  |  |  | LI |  |  |  | N | EEC | NA | NA | N |  |  | 1 | 1 | 90% | 3 | 93327 | 285 | 100% | 827 | 413 | 413 | 1653
4496 | Covanta Alexandria/Arlington | 50663 | Covanta Alexandria/Arlington Energy | VA | SDA200 | OP | 4 | 2000 | SD |  |  |  | LS |  |  |  | N | ABB |  | NA | N |  |  | 1 | 1 | 100% | 0 | 52184 | 300 | 100% | 5500 | 10 | 10 | 5520
4496 | Covanta Alexandria/Arlington | 50663 | Covanta Alexandria/Arlington Energy | VA | SDA300 | OP | 10 | 2000 | SD |  |  |  | LS |  |  |  | N | ABB |  | NA | N |  |  | 1 | 1 | 100% | 0 | 52184 | 300 | 100% | 5500 | 10 | 10 | 5520
4496 | Covanta Alexandria/Arlington | 50663 | Covanta Alexandria/Arlington Energy | VA | SDA100 | OP | 7 | 1999 | SD |  |  |  | LS |  |  |  | N | ABB |  | NA | N |  |  | 1 | 1 | 100% | 0 | 52184 | 300 | 100% | 5500 | 10 | 10 | 5520
4498 | Covanta Stanislaus Inc | 50632 | Covanta Stanislaus Energy | CA | CD1 | OP | 10 | 1989 | CD |  |  |  | LS |  |  |  | N | FL |  | NA | N |  |  | 1 | 1 | 80% | 4 | 116711 | 300 | 100% | 5000 | 1000 | 1000 | 7000
4498 | Covanta Stanislaus Inc | 50632 | Covanta Stanislaus Energy | CA | CD2 | OP | 1 | 1989 | CD |  |  |  | LS | LI |  |  | N | FL |  | NA | N |  |  | 1 | 1 | 80% | 4 | 111192 | 300 | 100% | 5000 | 1000 | 1000 | 7000
4660 | CII Carbon LLC | 54677 | CII Carbon LLC | LA | BH | RE | 7 | 1981 | DP |  |  |  | LI |  |  |  | N | WAP | 0.73 | NA | Y |  |  | 10 | 10 |  | 2022 | 235000 | 330 | 100% | 3101 | 50 | 207 | 3358
4716 | Dairyland Power Coop | 4143 | Genoa | WI | E3 | OP | 2 | 2010 | SD |  |  |  | LA |  |  |  | N | AL |  | NA | N | 10% | 0% | 2 | 2 | 90% | 480 | 1167000 | 160 | 100% | 53000 | 0 | 31200 | 84200
4716 | Dairyland Power Coop | 4271 | John P Madgett | WI | E3 | CO | 5 | 2014 | DP |  |  |  | SB |  |  |  | N |  |  | NA | N
4922 | Dayton Power & Light Co | 2850 | J M Stuart | OH | 1 | OP | 4 | 2008 | BR |  |  |  | LS |  |  |  | Y | CA | 219 | NA | Y | 10% | 0% | 1 | 1 | 100% | 1199 | 1796239 | 125 | 100% | 42517 | 1 | 122311 | 164829
4922 | Dayton Power & Light Co | 2850 | J M Stuart | OH | 2 | OP | 5 | 2008 | BR |  |  |  | LS |  |  |  | Y | CA | 231 | NA | Y | 10% | 0% | 1 | 1 | 100% | 1199 | 1796239 | 125 | 100% | 42517 | 1 | 122311 | 164829
4922 | Dayton Power & Light Co | 2850 | J M Stuart | OH | 3 | OP | 1 | 2008 | BR |  |  |  | LS |  |  |  | Y | CA | 220 | NA | Y | 10% | 0% | 1 | 1 | 100% | 1199 | 1796239 | 125 | 100% | 42517 | 1 | 122311 | 164829
4922 | Dayton Power & Light Co | 2850 | J M Stuart | OH | 4 | OP | 1 | 2008 | BR |  |  |  | LS |  |  |  | Y | CA | 205 | NA | Y | 10% | 0% | 1 | 1 | 100% | 1199 | 1796239 | 125 | 100% | 42517 | 1 | 122311 | 164829
4922 | Dayton Power & Light Co | 6031 | Killen Station | OH | 2 | OP | 6 | 2007 | BR |  |  |  | LS |  |  |  | Y | CA | 237 | NA | N | 10% | 0% | 1 | 1 | 100% | 1262 | 1859878 | 125 | 100% | 54142 | 1 | 183256 | 237399
5109 | The DTE Electric Company | 1733 | Monroe | MI | 1 | CO | 10 | 2013 | SP |  |  |  | LS |  |  |  | Y | BW | 1 | N | N | 10% | 0% | 1 | 1 | 100% | 237 | 153333 | 125 | 100% | 300 | 0 | 0 | 300
5109 | The DTE Electric Company | 1733 | Monroe | MI | 2 | CO | 5 | 2014 | SP |  |  |  | LS |  |  |  | Y | BW | 1 | N | N | 10% | 0% | 1 | 1 | 100% | 237 | 153333 | 125 | 100% | 300 | 0 | 0 | 300
5109 | The DTE Electric Company | 1733 | Monroe | MI | 3 | OP | 11 | 2009 | SP |  |  |  | LS |  |  |  | Y | BW |  | NA | N | 10% | 0% | 1 | 1 | 100% | 668 | 2683000 | 127 | 100%
5109 | The DTE Electric Company | 1733 | Monroe | MI | 4 | OP | 6 | 2009 | SP |  |  |  | LS |  |  |  | Y | BW |  | NA | N | 10% | 0% | 1 | 1 | 100% | 668 | 2752000 | 127 | 100%
5232 | Woodland Pulp LLC | 10613 | Domtar - Woodland Mill | ME | 9PB | OP | 6 | 1979 | VE |  |  |  | TW |  |  |  | N | AP |  | NA | N |  |  | 1 | 1 | 100% | 43.1 | 205606 | 146 | 100%
5262 | Domtar Industries Inc | 54104 | Ashdown | AR | PB2WS | OP | 6 | 1975 | VE |  |  |  | CSH |  |  |  | N | AP | 619 | N | N | 10% | 0% | 2 | 2 | 80% | 983 | 412000 | 150 | 100% | 10 | 10 | 10 | 30
5269 | Dominion Energy Services Co | 876 | Kincaid Generation LLC | IL | 1 | PL | 12 | 2013 | DP |  |  |  | SB |  |  |  | N | OT | NA | NA | N | 10% | 0% | 4 | 3 | 90% | 525 | 2400000 | 300 | 100% | 27982 | 0 | 9554 | 37536
5269 | Dominion Energy Services Co | 876 | Kincaid Generation LLC | IL | 2 | PL | 12 | 2013 | DP |  |  |  | SB |  |  |  | N | OT | NA | NA | N | 10% | 0% | 4 | 3 | 90% | 525 | 2400000 | 300 | 100% | 27982 | 0 | 9554 | 37536
5416 | Duke Energy Carolinas, LLC | 2718 | G G Allen | NC | 1 | OP | 2 | 2009 | SP |  |  |  | LS |  |  |  | Y | AL | 14 | NA | N | 10% | 0% | 1 | 1 | 100% | 918 | 2196603 | 133 | 100% | 222146 | 4749 | 32255 | 259150
5416 | Duke Energy Carolinas, LLC | 2718 | G G Allen | NC | 2 | OP | 4 | 2009 | SP |  |  |  | LS |  |  |  | Y | AL | 14 | NA | N | 10% | 0% | 1 | 1 | 100% | 918 | 2196603 | 133 | 100% | 222146 | 4749 | 32255 | 259150
5416 | Duke Energy Carolinas, LLC | 2721 | Cliffside | NC | 6 | OP | 12 | 2012 | SP |  |  |  | LS |  |  |  | Y | AL |  | NA | N | 30% | 0% | 1 | 1 | 100% | 374 | 2180000 | 127 | 100% | 0 | 0 | 0 | 110606
5416 | Duke Energy Carolinas, LLC | 2721 | Cliffside | NC | C-WFGD | OP | 10 | 2010 | SP |  |  |  | LS |  |  |  | Y | AL | 16 | NA | N | 10% | 0% | 1 | 1 | 100% | 168 | 1803513 | 125 | 100% | 220947 | 14182 | 45003 | 280132
5416 | Duke Energy Carolinas, LLC | 2727 | Marshall | NC | 1-2 | OP | 5 | 2007 | SP |  |  |  | LS |  |  |  | Y | AL | 14 | NA | N | 10% | 0% | 1 | 1 | 100% | 1027 | 2444632 | 123 | 100% | 121524 | 4010 | 13748 | 139282
5416 | Duke Energy Carolinas, LLC | 2727 | Marshall | NC | 3 | OP | 3 | 2007 | SP |  |  |  | LS |  |  |  | Y | AL | 14 | NA | n | 10% | 0% | 1 | 1 | 100% | 1027 | 2444632 | 123 | 100% | 121524 | 4010 | 13748 | 139282
5416 | Duke Energy Carolinas, LLC | 2727 | Marshall | NC | 4 | OP | 11 | 2006 | SP |  |  |  | LS |  |  |  | Y | AL | 14 | NA | n | 10% | 0% | 1 | 1 | 100% | 1027 | 2444632 | 123 | 100% | 121524 | 4010 | 13748 | 139282
5416 | Duke Energy Carolinas, LLC | 8042 | Belews Creek | NC | 1 | OP | 1 | 2008 | SP |  |  |  | LS |  |  |  | Y | AL | 25 | NA | N | 10% | 0% | 2 | 2 | 100% | 1675 | 3666238 | 124 | 100% | 238169 | 7027 | 26037 | 271233
5416 | Duke Energy Carolinas, LLC | 8042 | Belews Creek | NC | 2 | OP | 4 | 2008 | SP |  |  |  | LS |  |  |  | Y | AL | 25 | NA | n | 10% | 0% | 2 | 2 | 100% | 1675 | 3666238 | 124 | 100% | 238169 | 7027 | 26037 | 271233
5517 | Dynegy Midwest Generation Inc | 889 | Baldwin Energy Complex | IL | 1 | OP | 12 | 2011 | SD |  |  |  | LI |  |  |  | N | WAP |  | N | N | 10% | 0% | 2 | 2 | 90% | 592 | 2217866 | 165 | 100% | 200000 | 5655 | 0 | 205655
5517 | Dynegy Midwest Generation Inc | 889 | Baldwin Energy Complex | IL | 3 | OP | 12 | 2010 | SD |  |  |  | LI |  |  |  | N | WAP |  | NA | N | 10% | 0% | 2 | 2 | 90% | 592 | 2310397 | 166 | 100% | 228688 | 0 | 0 | 228688
5517 | Dynegy Midwest Generation Inc | 889 | Baldwin Energy Complex | IL | 2 | OP | 11 | 2012 | SD |  |  |  | LA |  |  |  | N | WAP | 24 | NA | N | 10% | 0% | 2 | 2 | 80% | 551 | 2238669 | 164 | 100% | 207 |  |  | 207
5517 | Dynegy Midwest Generation Inc | 891 | Havana | IL | 6 | OP | 12 | 2012 | SD |  |  |  | LI |  |  |  | N | WAP |  | Y | N | 10% | 0% | 2 | 2 | 90% | 427 | 2164662 | 168 | 100% | 200000 | 0 | 0 | 200000
5519 | ExxonMobil Oil Corp | 50627 | ExxonMobil Oil Joliet Refinery | IL | SCR | OP | 10 | 2008 | VE |  |  |  | SL |  |  |  | N | HA |  | NA | N |  |  | 1 | 1 | 100% | 82 | 311843 | 145 | 100%
5580 | East Kentucky Power Coop, Inc | 54 | J K Smith | KY | 1 | CN |  |  | SD |  |  |  | LS |  |  |  | N | AL |  | NA | N | 20% | 0% | 2 | 2 | 70% | 520.6 |  |  | 100% |  |  |  | 3000
5580 | East Kentucky Power Coop, Inc | 1384 | Cooper | KY | 2 | OP | 6 | 2012 | CD |  |  |  | LF |  |  |  | N | LLB | 50 | NA | N | 10% | 0% | 1 | 1 | 100% | 9999 | 940000 | 160 | 100% | 41000 | 41000 | 163000 | 245000
5580 | East Kentucky Power Coop, Inc | 6041 | H L Spurlock | KY | 1 | OP | 4 | 2009 | SP |  |  |  | LS |  |  |  | N | ABB | 75 | NA | N | 10% | 0% | 1 | 1 | 100% | 313 | 1021000 | 140 | 100% | 63550 | 15890 | 79377 | 158817
5580 | East Kentucky Power Coop, Inc | 6041 | H L Spurlock | KY | 2 | OP | 6 | 1983 | SD |  |  |  | LI |  |  |  | N | TH | 0 | Y | Y | 20% | 0% | 4 | 4 | 90% | 2000 | 1468000 | 140 | 90% | 48000 | 38000 | 10000 | 96000
5580 | East Kentucky Power Coop, Inc | 6041 | H L Spurlock | KY | 3 | OP | 3 | 2005 | SD |  |  |  | LS |  |  |  | N | ABB |  | NA | N | 20% | 0% | 2 | 2 | 70% | 494 | 1468000 | 160 | 100% | 1000 | 1000 | 1000 | 3000
5580 | East Kentucky Power Coop, Inc | 6041 | H L Spurlock | KY | 4 | OP | 4 | 2009 | SD |  |  |  | LS |  |  |  | N | ABB |  | NA | N | 20% | 0% | 2 | 2 | 70% | 520.6 | 1468000 | 160 | 100% | 1000 | 1000 | 1000 | 3000
5610 | Eastman Chemical Co-TN Ops | 50481 | Tennessee Eastman Operations | TN | 325-30 | OP | 6 | 1995 | SD |  |  |  | LA |  |  |  | N | JO |  | NA | N | 10% | 0% | 1 | 1 | 90% | 257 | 316512 | 159 | 100% | 2000 | 1000 | 2000 | 5000
5610 | Eastman Chemical Co-TN Ops | 50481 | Tennessee Eastman Operations | TN | 325-31 | OP | 1 | 1995 | SD |  |  |  | LA |  |  |  | N | JO |  | NA | N | 10% | 0% | 1 | 1 | 90% | 197 | 310939 | 158 | 100% | 2000 | 1000 | 2000 | 5000
5860 | Empire District Electric Co | 2076 | Asbury | MO | 1 | CO | 2 | 2015 | CD |  |  |  | LI |  |  |  | N | OT | 67.5 | NA | N | 10% | 0% | 1 | 1 | 100% | 129 | 771949 | 162 | 100% | 15657 | 0 | 0 | 15657
6035 | Exelon Power | 3159 | Cromby Generating Station | PA | 1 | RE | 12 | 1982 | SP |  |  |  | MO |  |  |  | Y | EE |  | N | Y | 10% | 0% | 3 | 2 | 100% | 198 | 420400 | 224 | 100% | 72126 | 20000 | 30000 | 122126
6035 | Exelon Power | 3161 | Eddystone Generating Station | PA | 1 | RE | 12 | 1982 | SP |  |  |  | MO |  |  |  | Y | EE |  | Y | Y | 10% | 0% | 3 | 3 | 90% | 939 | 1062300 | 122 | 100% | 89192 | 25000 | 35000 | 149192
6035 | Exelon Power | 3161 | Eddystone Generating Station | PA | 2 | OP | 12 | 1982 | SP |  |  |  | MO |  |  |  | Y | AM |  | Y | Y | 10% | 0% | 3 | 2 | 90% | 972 | 1094000 | 125 | 100% | 89192 | 25000 | 35000 | 149192
6036 | ESOCO Orrington LLC | 50051 | Penobscot Energy Recovery | ME | ABS A | OP | 11 | 1987 | SD |  |  |  | LI |  |  |  | N | GE |  | NA | N |  |  | 1 | 1 | 90% | 12 | 63830 | 340 | 100% | 2667 | 0 | 0 | 2667
6036 | ESOCO Orrington LLC | 50051 | Penobscot Energy Recovery | ME | ABS B | OP | 11 | 1987 | SD |  |  |  | LI |  |  |  | N | GE |  | NA | N |  |  | 1 | 1 | 90% | 12 | 63830 | 340 | 100% | 2667 | 0 | 0 | 2667
6306 | Fibrominn LLC | 55867 | Fibrominn Biomass Power Plant | MN | FGD1 | OP | 7 | 2007 | SD |  |  |  | LI |  |  |  | Y | RC |  | NA | N |  |  | 1 | 1 | 80% | 56 | 325000 | 290 | 100% | 4119 | 1 | 2000 | 6120
6455 | Duke Energy Florida, Inc | 628 | Crystal River | FL | 4 | OP | 5 | 2010 | SP |  |  |  | LS |  |  |  | Y | BW | 116 | Y | N | 10% | 0% | 1 | 1 | 100% | 1944 | 2578411 | 130 | 100% | 41251 | 10494 | 388103 | 439848
6455 | Duke Energy Florida, Inc | 628 | Crystal River | FL | 5 | OP | 12 | 2009 | SP |  |  |  | LS |  |  |  | Y | BW | 116 | Y | N | 10% | 0% | 1 | 1 | 100% | 1944 | 2578411 | 130 | 100% | 45576 | 10494 | 406921 | 462991
6526 | FirstEnergy Generation Corp | 2866 | FirstEnergy W H Sammis | OH | A | OP | 1 | 2010 | TR |  |  |  | LS |  |  |  | N | BW | 554 | Y | N | 10% | 0% | 3 | 3 | 100% | 1537 | 5000000 | 127 | 100% | 1445626 | 58346 | 0 | 1503972
6526 | FirstEnergy Generation Corp | 6094 | FirstEnergy Bruce Mansfield | PA | 1 | OP | 4 | 1976 | VE |  |  |  | LI |  |  |  | N | CC | 527 | N | N | 20% | 0% | 6 | 6 | 100% | 4748 | 2813993 | 124 | 100% | 65617 | 26076 | 0 | 91693
6526 | FirstEnergy Generation Corp | 6094 | FirstEnergy Bruce Mansfield | PA | 2 | OP | 10 | 1977 | VE |  |  |  | LI |  |  |  | N | CC | 394 | N | N | 20% | 0% | 6 | 6 | 100% | 4748 | 2813993 | 124 | 100% | 73511 | 26076 | 0 | 99587
6526 | FirstEnergy Generation Corp | 6094 | FirstEnergy Bruce Mansfield | PA | 3 | OP | 9 | 1980 | SP |  |  |  | LI |  |  |  | Y | KE | 418 | N | N | 20% | 0% | 5 | 4 | 100% | 4748 | 2946918 | 125 | 100% | 117620 | 26076 | 0 | 143696
6541 | Formosa Plastics Corp | 56708 | CFB Power Plant | TX | R3102 | OP | 4 | 2012 | SP |  |  |  | LA |  |  |  | Y | KC |  | NA | N |  |  | 1 | 1 | 100% | 330 | 485628 | 300 | 100% | 2000 | 750 | 250 | 3000
6541 | Formosa Plastics Corp | 56708 | CFB Power Plant | TX | R3201 | OP | 1 | 2012 | SP |  |  |  | LA |  |  |  | Y | KC |  | NA | N |  |  | 1 | 1 | 100% | 330 | 485628 | 300 | 100% | 2000 | 750 | 250 | 3000
6541 | Formosa Plastics Corp | 56708 | CFB Power Plant | TX | R3202 | OP | 1 | 2012 | SP |  |  |  | LA |  |  |  | Y | KC |  | NA | N |  |  | 1 | 1 | 100% | 330 | 485628 | 300 | 100% | 2000 | 750 | 250 | 3000
6541 | Formosa Plastics Corp | 56708 | CFB Power Plant | TX | R3101 | OP | 4 | 2012 | SP |  |  |  | LA |  |  |  | Y | KC |  | NA | N |  |  | 1 | 1 | 100% | 330 | 485628 | 300 | 100% | 2000 | 750 | 250 | 3000
6909 | Gainesville Regional Utilities | 663 | Deerhaven Generating Station | FL | FGD2 | OP | 4 | 2010 | CD |  |  |  | LI |  |  |  | Y | BPE | 98 | NA | N | 20% | 0% | 1 | 1 | 90% | 0.12 | 1000000 | 177 | 100% | 106856 | 11873 | 25500 | 144229
7140 | Georgia Power Co | 703 | Bowen | GA | 1S | OP | 3 | 2010 | BR |  |  |  | LS |  |  |  | Y | CA | 23 | Y | Y | 10% | 0% | 1 | 1 | 100% | 620 | 2553949 | 133 | 100% |  |  |  | 225267
7140 | Georgia Power Co | 703 | Bowen | GA | 2S | OP | 4 | 2009 | BR |  |  |  | LS |  |  |  | Y | CA | 23 | Y | Y | 10% | 0% | 1 | 1 | 100% | 620 | 2553949 | 133 | 100% |  |  |  | 377861
7140 | Georgia Power Co | 703 | Bowen | GA | 3S | OP | 7 | 2008 | BR |  |  |  | LS |  |  |  | Y | CA | 28 | Y | Y | 10% | 0% | 1 | 1 | 100% | 779 | 3224852 | 133 | 100% |  |  |  | 281656
7140 | Georgia Power Co | 703 | Bowen | GA | 4S | OP | 12 | 2008 | BR |  |  |  | LS |  |  |  | Y | CA | 28 | Y | Y | 10% | 0% | 1 | 1 | 100% | 779 | 3224852 | 133 | 100% |  |  |  | 156229
7140 | Georgia Power Co | 708 | Hammond | GA | 1 | OP | 7 | 2008 | SP |  |  |  | LS |  |  |  | Y | AA | 50 | Y | Y | 10% | 0% | 1 | 1 | 100% | 488 | 2612000 | 133 | 100% |  |  |  | 287076
7140 | Georgia Power Co | 728 | Yates | GA | Y1FG | OP | 10 | 1992 | BR |  |  |  | LS |  |  |  | Y | CA | 10 | Y | Y | 10% | 0% | 1 | 1 | 90% | 780 | 397000 | 129 | 100% |  |  |  | 5289
7140 | Georgia Power Co | 6052 | Wansley | GA | 1 | OP | 12 | 2008 | BR |  |  |  | LS |  |  |  | Y | CA | 392 | N | Y | 10% | 0% | 1 | 1 | 100% | 785 | 3247865 | 133 | 100% |  |  |  | 222352
7140 | Georgia Power Co | 6052 | Wansley | GA | 2 | OP | 7 | 2009 | BR |  |  |  | LS |  |  |  | Y | CA | 392 | N | Y | 10% | 0% | 1 | 1 | 100% | 785 | 3247865 | 133 | 100% |  |  |  | 187760
7140 | Georgia Power Co | 6257 | Scherer | GA | 1 | CO | 4 | 2014 | SP |  |  |  | LS |  |  |  | Y | MI | 48 | Y | Y | 10% | 0% | 1 | 1 | 100% | 126 | 3075319 | 137 | 100%
7140 | Georgia Power Co | 6257 | Scherer | GA | 2 | CO | 8 | 2013 | SP |  |  |  | LS |  |  |  | Y | MI | 48 | Y | Y | 10% | 0% | 1 | 1 | 100% | 126 | 3075319 | 137 | 100%
7140 | Georgia Power Co | 6257 | Scherer | GA | 3 | OP | 3 | 2011 | SP |  |  |  | LS |  |  |  | Y | MI | 48 | Y | Y | 10% | 0% | 1 | 1 | 100% | 126 | 3075319 | 137 | 100% | 239300 | 57800 |  | 297100
7140 | Georgia Power Co | 6257 | Scherer | GA | 4 | OP | 9 | 2012 | SP |  |  |  | LS |  |  |  | Y | MI | 48 | Y | Y | 10% | 0% | 1 | 1 | 100% | 126 | 3075319 | 137 | 100% | 201982 | 8133 | 71270 | 281385
7353 | Golden Valley Elec Assn Inc | 6288 | Healy | AK | 1 | OP | 9 | 2000 | DP |  |  |  | SB |  |  |  | N | IH | 0 | N | N |  | 0% | 2 | 2 | 60% | 112 | 180204 | 320 | 100%
7483 | City of Grand Haven | 1825 | J B Sims | MI | 3 | OP | 8 | 1983 | TR | SP |  |  | LI |  |  |  | Y | BW | 17 | NA | N | 10% | 0% | 2 | 1 | 90% | 325 | 220132 | 185 | 100% | 6840 | 1824 | 456 | 9120
7490 | Grand River Dam Authority | 165 | GRDA | OK | 2 | OP | 4 | 1986 | SD |  |  |  | LA |  |  |  | N | FL | 33 | N | Y | 10% | 0% | 4 | 3 | 90% | 2124 | 1501043 | 150 | 100% | 48000 | 0 | 0 | 48000
7570 | Great River Energy | 2039 | Elk River | MN | 1 | OP | 3 | 1989 | SD |  |  |  | LI |  |  |  | N | GE | NA | NA | y |  |  | 1 | 1 | 90% | 197 | 285900 | 300 | 100% | 8396 | 0 | 0 | 8396
7570 | Great River Energy | 2824 | Stanton | ND | 10 | OP | 6 | 1982 | SD |  |  |  | LI |  |  |  | Y | RC | 136 | NA | N | 10% | 0% | 1 | 1 | 70% | 384 | 160000 | 195 | 100% | 3696 | 412 | 1206 | 5314
7570 | Great River Energy | 6030 | Coal Creek | ND | 1 | OP | 8 | 1979 | SP |  |  |  | LI |  |  |  | N | CE | 241 | Y | Y | 10% | 0% | 4 | 4 | 90% | 6043 | 1050000 | 132 | 80% | 22702 | 1214 | 1030 | 24946
7570 | Great River Energy | 6030 | Coal Creek | ND | 2 | OP | 7 | 1981 | SP |  |  |  | LI |  |  |  | N | CE | 232 | Y | Y | 10% | 0% | 4 | 4 | 90% | 6043 | 1050000 | 132 | 80% | 20260 | 738 | 460 | 21458
7570 | Great River Energy | 56786 | Spiritwood Station | ND | 1 | CO | 6 | 2014 | SD |  |  |  | LI | LA |  |  | N | BW | 70 | NA | N | 10% | 0% | 1 | 1 | 90% | 1 | 334500 | 169 | 100% | 10700 | 0 | 0 | 10700
7801 | Gulf Power Co | 641 | Crist | FL | 1 | OP | 12 | 2009 | BR |  |  |  | LS |  |  |  | Y | CA | 110 | Y | Y | 10% | 0% | 1 | 1 | 100% | 531 | 3226431 | 131 | 100% | 461790 | 42910 | 0 | 504700
7840 | GWF Power Systems, L.P. | 10367 | East Third Street Power Plant | CA | SI1131 | RE | 10 | 1991 | SP |  |  |  | LS |  |  |  | Y | IH | 0 | NA | N | 10% | 0% | 1 | 1 | 100% | 22 | 83000 | 350 | 100%
7840 | GWF Power Systems, L.P. | 10368 | Loveridge Road Power Plant | CA | SI1131 | RE | 12 | 1989 | SP |  |  |  | LS |  |  |  | Y | IH | 0 | NA | N | 10% | 0% | 1 | 1 | 100% | 22 | 83000 | 350 | 100%
7840 | GWF Power Systems, L.P. | 10369 | Wilbur West Power Plant | CA | SI1131 | RE | 12 | 1990 | SP |  |  |  | LS |  |  |  | Y | IH | 0 | NA | N | 10% | 0% | 1 | 1 | 100% | 22 | 83000 | 350 | 100%
7840 | GWF Power Systems, L.P. | 10370 | Wilbur East Power Plant | CA | SI1131 | RE | 4 | 1990 | SP |  |  |  | LS |  |  |  | Y | IH | 0 | NA | N | 10% | 0% | 1 | 1 | 100% | 22 | 83000 | 350 | 100%
7840 | GWF Power Systems, L.P. | 10371 | Nichols Road Power Plant | CA | SI1131 | RE | 10 | 1989 | SP |  |  |  | LS |  |  |  | Y | IH | 0 | NA | N | 10% | 0% | 1 | 1 | 100% | 22 | 83000 | 350 | 100%
7977 | City of Hamilton - (OH) | 2917 | Hamilton | OH | 9 | OP | 4 | 1999 | SD |  |  |  | LI |  |  |  | N | AP | NA | NA | N | 10% | 0% | 1 | 1 | 80% | 371 | 186000 | 153 | 100% | 11300 | 0 | 0 | 11300
8009 | International Paper Co | 52140 | International Paper Prattville Mill | AL | RF1VE | OP | 3 | 1998 | VE |  |  |  | CEF |  |  |  | N | AX |  | NA | N |  |  | 2 | 2 | 70% | 2.7 | 49000 | 179 | 100% | 225 |  | 722 | 947
8009 | International Paper Co | 52140 | International Paper Prattville Mill | AL | RF2VE | OP | 6 | 1980 | VE |  |  |  | CEF |  |  |  | N | DC |  | NA | N |  |  | 1 | 1 |  | 1.8 | 54700 | 190 | 100%
8032 | Hanford L.P. | 10373 | Hanford | CA | SI1131 | RE | 2 | 1991 | SP |  |  |  | LS |  |  |  | Y | IH | 0 | NA | N | 10% | 0% | 1 | 1 | 100% | 10 | 105000 | 331 | 100%
8181 | Harrisburg Authority | 10118 | Harrisburg Facility | PA | BH1 | OP | 1 | 2006 | CD |  |  |  | LF |  |  |  | N | OT |  | NA | N |  |  | 1 | 1 | 80% | 8 | 52000 | 320 | 100%
8181 | Harrisburg Authority | 10118 | Harrisburg Facility | PA | BH2 | OP | 1 | 2006 | DP |  |  |  | LF |  |  |  | N | OT |  | NA | N |  |  | 1 | 1 | 80% | 8 | 52000 | 320 | 100%
8181 | Harrisburg Authority | 10118 | Harrisburg Facility | PA | BH3 | OP | 1 | 2006 | DP |  |  |  | LF |  |  |  | N | OT |  | NA | N |  |  | 1 | 1 | 80% | 8 | 52000 | 320 | 100%
8245 | City of Hastings - (NE) | 60 | Whelan Energy Center | NE | 2 | OP | 5 | 2011 | CD |  |  |  | LA |  |  |  | N | OT | NA | N | N | 10% | 0% | 1 | 1 | 90% | 265 | 800969 | 176 | 100% | 22435 | 2977 | 1500 | 26912
8286 | Hawaiian Commercial and Sugar Company | 10604 | Hawaiian Comm & Sugar Puunene Mill | HI | SCBR12 | OP | 12 | 1993 | VE |  |  |  | WT |  |  |  | N | AP | 0 | NA | N |  |  |  |  | 70% | 147 | 240541 | 156 | 100% | 1000 |  |  | 1000
8286 | Hawaiian Commercial and Sugar Company | 10604 | Hawaiian Comm & Sugar Puunene Mill | HI | SCBR3 | OP | 12 | 1986 | VE |  |  |  | WT |  |  |  | N | AP |  | NA | N |  |  |  |  | 70% | 147 | 228000 | 156 | 100% | 1000 |  |  | 1000
8633 | Hillsborough County | 50858 | Hillsborough County Resource Recovery | FL | SDA1B | OP | 6 | 2000 | SD |  |  |  | LI |  |  |  | N | EEC |  | NA | N |  |  | 1 | 1 | 100% | 0.42 | 97000 | 300 | 100% | 13300 | 0 | 0 | 13300
8633 | Hillsborough County | 50858 | Hillsborough County Resource Recovery | FL | SDA2C | OP | 12 | 1999 | SD |  |  |  | LI |  |  |  | N | EEC |  | NA | N |  |  | 1 | 1 | 100% | 0.42 | 97000 | 300 | 100% | 13300 | 0 | 0 | 13300
8633 | Hillsborough County | 50858 | Hillsborough County Resource Recovery | FL | SDA3D | OP | 6 | 1999 | SD |  |  |  | LI |  |  |  | N | EEC |  | NA | N |  |  | 1 | 1 | 100% | 0.42 | 97000 | 300 | 100% | 13300 | 0 | 0 | 13300
8633 | Hillsborough County | 50858 | Hillsborough County Resource Recovery | FL | SDA4E | OP | 7 | 2009 | SD |  |  |  | LI |  |  |  | N | AL | NA | NA | N |  |  | 1 | 1 | 100% | 0.67 | 73061 | 300 | 100% | 15000 | 0 | 0 | 15000
9097 | Huntington Resource Recovery | 50656 | Huntington Resource Recovery Facility | NY | SDA1 | OP | 12 | 1991 | SD |  |  |  | LI |  |  |  | N | EEC | NA | NA | N |  |  | 1 | 1 | 100% | 1 | 97240 | 289 | 100% | 5000 | 0 | 0 | 5000
9097 | Huntington Resource Recovery | 50656 | Huntington Resource Recovery Facility | NY | SDA2 | OP | 12 | 1991 | SD |  |  |  | LI |  |  |  | N | EEC | NA | NA | N |  |  | 1 | 1 | 100% | 1 | 97500 | 289 | 100% | 5000 | 0 | 0 | 5000
9097 | Huntington Resource Recovery | 50656 | Huntington Resource Recovery Facility | NY | SDA3 | OP | 12 | 1991 | SD |  |  |  | LI |  |  |  | N | EEC | NA | NA | N |  |  | 1 | 1 | 100% | 2 | 93510 | 290 | 100% | 5000 | 0 | 0 | 5000
9210 | International Paper Co-Riegelwood | 54656 | International Paper Riegelwood Mill | NC | PB1 | OP | 6 | 1981 | SP |  |  |  | SL |  |  |  | N | TK |  | NA | N |  |  | 1 | 1 | 90% | 6 | 42865 | 138 | 100% | 259 | 1 | 10 | 270
9210 | International Paper Co-Riegelwood | 54656 | International Paper Riegelwood Mill | NC | PB2 | OP | 6 | 1982 | VE |  |  |  | SL |  |  |  | N | OT |  | NA | Y | 10% | 0% | 1 | 1 | 90% | 680 | 140000 | 325 | 100% | 189 | 1 | 10 | 200
9210 | International Paper Co-Riegelwood | 54656 | International Paper Riegelwood Mill | NC | PB3 | RE | 6 | 1997 | SP |  |  |  | SL |  |  |  | N | TK |  | NA | N |  |  | 1 | 1 | 90% | 6 | 62290 | 138 | 100% |  |  |  | 2700
9210 | International Paper Co-Riegelwood | 54656 | International Paper Riegelwood Mill | NC | PB4 | RE | 6 | 1997 | SP |  |  |  | SL |  |  |  | N | TK |  | NA | N |  |  | 1 | 1 | 90% | 8 | 92289 | 138 | 100% |  |  |  | 2700
9210 | International Paper Co-Riegelwood | 54656 | International Paper Riegelwood Mill | NC | PB5 | OP | 6 | 1978 | VE |  |  |  | SL |  |  |  | N | TK |  | NA | N | 10% | 0% | 1 | 1 | 90% | 208 | 185436 | 140 | 100% | 339 | 1 | 10 | 350
9267 | Hoosier Energy R E C, Inc | 6213 | Merom | IN | 1FGD | OP | 9 | 1983 | SP | PA |  |  | LS | SF | DB |  | N | MI | 197 | NA | Y | 20% | 0% | 4 | 4 | 90% | 3723 | 1700000 | 130 | 100% | 40065 | 16226 | 10 | 56301
9267 | Hoosier Energy R E C, Inc | 6213 | Merom | IN | 2FGD | OP | 2 | 1982 | SP |  |  |  | LS | DB |  |  | N | MI | 197 | NA | Y | 20% | 0% | 4 | 4 | 100% | 763 | 1646000 | 130 | 100% | 55199 | 18897 | 10 | 74106
9269 | Indiana-Kentucky Electric Corp | 983 | Clifty Creek | IN | 13 | CO | 3 | 2013 | BR |  |  |  | LS |  |  |  | N | CA | 197 | NA | N | 10% | 0% | 1 | 1 | 100% | 676 | 2267282 | 133 | 100% | 309150 | 14300 | 13750 | 337200
9269 | Indiana-Kentucky Electric Corp | 983 | Clifty Creek | IN | 46 | CO | 5 | 2013 | BR |  |  |  | LS |  |  |  | N | CA | 197 | NA | N | 10% | 0% | 1 | 1 | 100% | 676 | 2322875 | 132 | 100% | 309150 | 14300 | 13750 | 337200
9273 | Indianapolis Power & Light Co | 990 | Harding Street | IN | 70 | OP | 9 | 2007 | SP |  |  |  | LS |  |  |  | Y | MI | 5 | N | Y | 10% | 0% | 1 | 1 | 100% | 865 | 1700000 | 125 | 100% | 210000 | 10000 | 10 | 220010
9273 | Indianapolis Power & Light Co | 994 | AES Petersburg | IN | 1 | OP | 5 | 1996 | SP |  |  |  | LS |  |  |  | Y | GE | 4 | NA | Y | 20% | 0% | 1 | 1 | 100% | 1128 | 968315 | 126 | 100% | 89094 | 12711 | 10 | 101815
9273 | Indianapolis Power & Light Co | 994 | AES Petersburg | IN | 2 | OP | 5 | 1996 | SP |  |  |  | LS | DL |  |  | Y | GE | 6 | NA | Y | 20% | 0% | 1 | 1 | 100% | 1908 | 1802730 | 126 | 100% | 89094 | 12711 | 10 | 101815
9273 | Indianapolis Power & Light Co | 994 | AES Petersburg | IN | 3 | OP | 11 | 1977 | TR |  |  |  | LS | DB |  |  | N | UO | 360 | NA | Y | 10% | 0% | 4 | 4 | 90% | 6660 | 2042000 | 125 | 100% | 68770 | 8122 | 10 | 76902
9273 | Indianapolis Power & Light Co | 994 | AES Petersburg | IN | 4 | OP | 4 | 1986 | SP |  |  |  | LS | DB |  |  | Y | RC | 466 | NA | Y | 10% | 0% | 3 | 3 | 100% | 6660 | 2100000 | 157 | 100% | 105023 | 10667 | 10 | 115700
9332 | Indian River Operations Inc | 594 | Indian River Generating Station | DE | 4 | OP | 1 | 2012 | CD |  |  |  | LI |  |  |  | N | AL | 40 | NA | N | 10% | 0% | 8 | 6 | 100% | 864 | 1905885 | 160 | 100% | 240240 | 0 | 0 | 240240
9350 | IPC-Ticonderoga | 54099 | Ticonderoga Mill | NY | PBF1 | OP | 6 | 1996 | SP |  |  |  | OT |  |  |  | N | EI | 0 | NA | N |  |  | 1 | 1 | 90% | 246 | 200164 | 140 | 100% | 20000 | 0 | 0 | 20000
9353 | International Paper Co-Augusta | 54358 | International Paper Augusta Mill | GA | PB1B | OP | 6 | 1960 | VE |  |  |  | AF |  |  |  | N | FM | 11 | N | N | 10% | 0% | 2 | 2 | 40% | 215 | 360000 | 135 | 100% | 1500 | 1000 | 150 | 2650
9384 | International Paper Co-Courtld | 50245 | International Paper Courtland Mill | AL | SCRB3 | OP | 6 | 1992 | SP |  |  |  | CC |  |  |  | N | AP |  | NA | N |  |  | 1 |  | 100% | 2.5 | 278115 | 147 | 100% | 728 | 516 | 0 | 1244
9385 | International Paper Co | 54097 | International Paper Texarkana Mill | TX | PB2 | OP | 5 | 1998 | VE |  |  |  | SL |  |  |  | N | AP | 0 | NA | N |  |  | 1 | 1 | 90% | 770 | 327000 | 150 | 100% | 2500 | 500 | 0 | 3000
9401 | International Paper Co-Pensacola | 50250 | International Paper Pensacola | FL | 3PB | OP | 6 | 1981 | VE |  |  |  | SL | MO |  |  | N | AP |  | NA | N | 10% | 0% | 1 | 0 | 80% | 140 | 65100 | 163 | 100% | 162 | 10 | 10 | 182
9401 | International Paper Co-Pensacola | 50250 | International Paper Pensacola | FL | 4PB | OP | 6 | 1981 | VE |  |  |  | SL |  |  |  | N | FM |  | NA | N | 10% | 0% | 1 | 0 | 80% | 245 | 253875 | 157 | 100% | 197 | 10 | 10 | 217
9434 | Iowa State University | 54201 | Iowa State University | IA | BLR1 | OP | 9 | 1988 | CD |  |  |  | LS |  |  |  | N | PR |  | NA | N | 20% | 0% | 1 | 1 | 90% | 227 | 97764 | 300 | 100%
9434 | Iowa State University | 54201 | Iowa State University | IA | BLR2 | OP | 10 | 1988 | CD |  |  |  | LS |  |  |  | N | PR |  | NA | N | 20% | 0% | 1 | 1 | 90% | 227 | 97764 | 300 | 100%
9617 | JEA | 207 | St Johns River Power Park | FL | 1 | OP | 3 | 1987 | SD |  |  |  | LS |  |  |  | Y | RC | 252 | Y | Y | 10% | 0% | 3 | 2 | 90% | 4669 | 1920000 | 165 | 90% | 81270 | 16254 | 757 | 98281
9617 | JEA | 207 | St Johns River Power Park | FL | 2 | OP | 5 | 1988 | SD |  |  |  | LS |  |  |  | Y | RC | 252 | Y | Y | 10% | 0% | 3 | 2 | 90% | 4669 | 1920000 | 165 | 90% | 69839 | 10070 | 496 | 80405
9617 | JEA | 667 | Northside Generating Station | FL | 1 | OP | 5 | 2002 | SP |  |  |  | LF |  |  |  | Y | WAP | 150 | Y | Y | 10% | 0% | 1 | 1 | 90% | 2056 | 750000 | 250 | 100% | 34035 | 4276 | 1185 | 39496
9617 | JEA | 667 | Northside Generating Station | FL | 2 | OP | 2 | 2002 | SP |  |  |  | LF |  |  |  | Y | WAP | 150 | Y | Y | 10% | 0% | 1 | 1 | 90% | 2056 | 750000 | 250 | 100% | 34035 | 4276 | 1185 | 39496
9628 | Hopewell Operating Services LLC | 10377 | James River Genco LLC | VA | FGD1A | OP | 1 | 2008 | CD |  |  |  | LF |  |  |  | N | HA | 7 | NA | N | 10% | 0% | 1 | 1 | 90% | 541 | 57586 | 185 | 100% | 4547 | 0 | 0 | 4547
9628 | Hopewell Operating Services LLC | 10377 | James River Genco LLC | VA | FGD1B | OP | 1 | 2008 | CD |  |  |  | LF |  |  |  | N | HA | 7 | NA | N | 10% | 0% | 1 | 1 | 90% | 541 | 57586 | 185 | 100% | 4547 | 0 | 0 | 4547
9628 | Hopewell Operating Services LLC | 10377 | James River Genco LLC | VA | FGD1C | OP | 1 | 2008 | CD |  |  |  | LF |  |  |  | N | HA | 7 | NA | N | 10% | 0% | 1 | 1 | 90% | 541 | 57586 | 185 | 100% | 4547 | 0 | 0 | 4547
9628 | Hopewell Operating Services LLC | 10377 | James River Genco LLC | VA | FGD2A | OP | 5 | 2008 | CD |  |  |  | LF |  |  |  | N | HA | 7 | NA | N | 10% | 0% | 1 | 1 | 90% | 541 | 57586 | 185 | 100% | 4547 | 0 | 0 | 4547
9628 | Hopewell Operating Services LLC | 10377 | James River Genco LLC | VA | FGD2B | OP | 5 | 2008 | CD |  |  |  | LF |  |  |  | N | HA | 7 | NA | N | 10% | 0% | 1 | 1 | 90% | 541 | 57586 | 185 | 100% | 4547 | 0 | 0 | 4547
9628 | Hopewell Operating Services LLC | 10377 | James River Genco LLC | VA | FGD2C | OP | 5 | 2008 | CD |  |  |  | LF |  |  |  | N | HA | 7 | NA | N | 10% | 0% | 1 | 1 | 90% | 541 | 57586 | 185 | 100% | 4547 | 0 | 0 | 4547
10000 | Kansas City Power & Light Co | 1241 | La Cygne | KS | 1 | OP | 6 | 1973 | VE |  |  |  | LS |  |  |  | N | BW | 200 | Y | Y | 30% | 10% | 8 | 8 | 80% | 8165 | 2500000 | 175 | 100% | 63400 | 4507 | 1685 | 69592
10000 | Kansas City Power & Light Co | 1241 | La Cygne | KS | 2 | CO | 4 | 2015 | SP |  |  |  | LS |  |  |  | N | HT | 46 | NA | N | 10% | 0% | 1 | 1 | 100% | 437 | 2396316 | 130 | 100% |  |  | 66050 | 66050
10000 | Kansas City Power & Light Co | 1241 | La Cygne | KS | 1A | CO | 6 | 2015 | SP |  |  |  | LS |  |  |  | N | HT | 47 | NA | n | 10% | 0% | 1 | 1 | 100% | 495 | 2656284 | 133 | 100% |  |  | 74395 | 74395
10000 | Kansas City Power & Light Co | 2079 | Hawthorn | MO | 5A | OP | 6 | 2001 | SD |  |  |  | LA |  |  |  | N | BW | 128 | NA | N | 10% | 0% | 2 | 2 | 90% | 567 | 1764180 | 162 | 100% | 17538 | 3739 | 933 | 22210
10000 | Kansas City Power & Light Co | 6065 | Iatan | MO | 1 | OP | 1 | 2009 | SP |  |  |  | LS |  |  |  | N | AL |  | Y | N | 10% | 0% | 1 |  | 100% | 199 | 3172000 | 133 | 100% |  | 167856 |  | 167856
10000 | Kansas City Power & Light Co | 6065 | Iatan | MO | 2 | OP | 8 | 2010 | SD |  |  |  | LS |  |  |  | N | AL |  | Y | N | 10% | 0% | 1 |  | 100% | 226 | 3172000 | 133 | 100% |  | 223438 |  | 223438
10162 | Kent County | 50860 | Kent County Waste to Energy Facility | MI | 1 | OP | 1 | 1990 | SD |  |  |  | LI |  |  |  | N | FL | 1 | NA | N |  |  | 1 | 1 | 90% | 2.53 | 72858 | 320 | 100% | 319 | 10 | 1149 | 1478
10162 | Kent County | 50860 | Kent County Waste to Energy Facility | MI | 2 | OP | 1 | 1990 | SD |  |  |  | LI |  |  |  | N | FL | 1 | NA | N |  |  | 1 | 1 | 90% | 2.32 | 69964 | 320 | 100% | 319 | 10 | 1149 | 1478
10171 | Kentucky Utilities Co | 1355 | E W Brown | KY | CS123 | OP | 5 | 2010 | SP |  |  |  | LS |  |  |  | N | BPE |  | Y | N | 20% | 0% | 1 | 1 | 100% | 2621 | 3065415 | 128 | 100% | 444600 | 0 | 0 | 444600
10171 | Kentucky Utilities Co | 1356 | Ghent | KY | 1 | OP | 2 | 2009 | SP |  |  |  | LS |  |  |  | Y | BPE | NA | NA | N | 10% | 0% | 1 | 1 | 100% | 600 | 1879000 | 125 | 100% | 161000 | 0 | 0 | 161000
10171 | Kentucky Utilities Co | 1356 | Ghent | KY | 2 | OP | 6 | 1994 | SP | TR |  |  | LS |  |  |  | Y | BW | NA | NA | N | 10% | 0% | 3 | 2 | 90% | 2300 | 1680000 | 125 | 100% | 96922 | 15090 | 0 | 112012
10171 | Kentucky Utilities Co | 1356 | Ghent | KY | 3 | OP | 5 | 2007 | SP |  |  |  | LS |  |  |  | Y | BPE | NA | NA | N | 10% | 0% | 1 | 1 | 100% | 600 | 1879000 | 125 | 100% | 127000 | 0 | 0 | 127000
10171 | Kentucky Utilities Co | 1356 | Ghent | KY | 4 | OP | 6 | 2008 | SP |  |  |  | LS |  |  |  | Y | BPE | NA | NA | N | 10% | 0% | 1 | 1 | 100% | 600 | 1879000 | 125 | 100% | 127000 | 0 | 0 | 127000
10623 | City of Lakeland - (FL) | 676 | C D McIntosh Jr | FL | 3 | OP | 9 | 1982 | SP |  |  |  | LS |  |  |  | Y | BW | 102 | N | Y | 20% | 0% | 2 | 2 | 90% | 2800 | 13447 | 170 | 90% | 3918 | 6500 | 10 | 10428
10633 | City of Lamar - (CO) | 508 | Lamar Plant | CO | 4 | OS | 5 | 2009 | DP |  |  |  | LS |  |  |  | Y | BW | 0 | N | N | 0% | 0% | 1 |  | 90% | 52.5 | 180000 | 290 | 100% | 0 | 0 | 0 | 0
10875 | Lee County Board-Commissioners | 52010 | Lee County Solid Waste Energy | FL | SC1 | OP | 12 | 1994 | SD |  |  |  | LI |  |  |  | N | ABB | 1 | NA | N |  |  | 1 | 1 | 100% | 0.147 | 155000 | 290 | 100% | 3000 | 100 | 500 | 3600
10875 | Lee County Board-Commissioners | 52010 | Lee County Solid Waste Energy | FL | SC2 | OP | 12 | 1994 | SD |  |  |  | LI |  |  |  | N | ABB | 1 | NA | N |  |  | 1 | 1 | 100% | 0.457 | 155000 | 290 | 100% | 3000 | 100 | 500 | 3600
10875 | Lee County Board-Commissioners | 52010 | Lee County Solid Waste Energy | FL | SC3 | OP | 8 | 2007 | SD |  |  |  | LI |  |  |  | N | AL | NA | NA | N |  |  | 1 | 1 | 100% | 57 | 175000 | 299 | 100% | 4000 | 100 | 200 | 4300
11169 | Longview Fibre Co | 54562 | Longview Fibre | WA | 1 | OP | 6 | 1976 | VE |  |  |  | CSH |  |  |  | N | JO | 0 | NA | N |  |  | 1 | 0 | 90% | 0 | 70746 | 141 | 100% | 41 | 1 | 10 | 52
11169 | Longview Fibre Co | 54562 | Longview Fibre | WA | 15SCRB | RE | 6 | 1988 | PA |  |  |  | CSH |  |  |  | N | FL | 0 | NA | N |  |  | 1 | 1 | 30% | 5 | 142280 | 140 | 100% | 2994 | 1 | 10 | 3005
11169 | Longview Fibre Co | 54562 | Longview Fibre | WA | 2 | OP | 6 | 1976 | VE |  |  |  | CSH |  |  |  | N | JO | 0 | NA | N |  |  | 1 | 0 | 90% | 0 | 70746 | 141 | 100% | 42 | 1 | 10 | 53
11169 | Longview Fibre Co | 54562 | Longview Fibre | WA | 3 | OP | 6 | 1976 | VE |  |  |  | CSH |  |  |  | N | JO | 0 | NA | N |  |  | 1 | 0 | 90% | 0 | 70746 | 141 | 100% | 42 | 1 | 10 | 53
11169 | Longview Fibre Co | 54562 | Longview Fibre | WA | 4 | OP | 6 | 1976 | VE |  |  |  | CSH |  |  |  | N | JO | 0 | NA | N |  |  | 1 | 0 | 90% | 0 | 70746 | 141 | 100% | 41 | 1 | 10 | 52
11169 | Longview Fibre Co | 54562 | Longview Fibre | WA | 5 | OP | 6 | 1976 | VE |  |  |  | CSH |  |  |  | N | JO | 0 | NA | N |  |  | 1 | 0 | 90% | 57 | 91384 | 137 | 100% | 333 | 1 | 10 | 344
11169 | Longview Fibre Co | 54562 | Longview Fibre | WA | 6 | OP | 6 | 1976 | VE |  |  |  | CSH |  |  |  | N | JO | 0 | NA | N |  |  | 1 | 0 | 90% | 56 | 91384 | 137 | 100% | 334 | 1 | 10 | 345
11169 | Longview Fibre Co | 54562 | Longview Fibre | WA | 7 | OP | 6 | 1976 | VE |  |  |  | CSH |  |  |  | N | JO | 0 | NA | N |  |  | 2 | 0 | 90% | 57 | 91384 | 137 | 100% | 333 | 1 | 10 | 344
11169 | Longview Fibre Co | 54562 | Longview Fibre | WA | 8 | OP | 6 | 1976 | VE |  |  |  | CSH |  |  |  | N | JO | 0 | NA | N |  |  | 1 | 0 | 90% | 56 | 91384 | 137 | 100% | 334 | 1 | 10 | 345
11208 | Los Angeles Department of Water & Power | 6481 | Intermountain Power Project | UT | 1CCC | OP | 7 | 1986 | SP |  |  |  | LS |  |  |  | N | GE | 76.5 | N | N | 10% | 0% | 6 | 4 | 90% | 1253 | 3747000 | 135 | 100% | 96067 | 63750 | 1500 | 161317
11208 | Los Angeles Department of Water & Power | 6481 | Intermountain Power Project | UT | 2CCC | OP | 7 | 1987 | SP |  |  |  | LS |  |  |  | N | GE | 72.7 | N | N | 10% | 0% | 6 | 4 | 90% | 1253 | 3747000 | 135 | 100% | 96067 | 63750 | 1500 | 161317
11217 | Los Angeles County Sanitation | 10090 | Commerce Refuse To Energy | CA | QHRT01 | OP | 11 | 1986 | SP |  |  |  | LI |  |  |  | N | AM |  | NA | N |  |  | 1 | 1 | 100% | 2 | 100000 | 330 | 100% | 1800 | 0 | 200 | 2000
11249 | Louisville Gas & Electric Co | 1363 | Cane Run | KY | 4 | OP | 12 | 1976 | SP |  |  |  | LI |  |  |  | N | AM | 95 | Y | N | 10% | 0% | 2 | 2 | 90% | 1980 | 585000 | 120 | 100% | 13718 | 7213 | 0 | 20931
11249 | Louisville Gas & Electric Co | 1363 | Cane Run | KY | 5 | OP | 5 | 1978 | SP |  |  |  | LI |  |  |  | N | CE | 104 | Y | N | 10% | 0% | 2 | 2 | 90% | 2149 | 658340 | 120 | 100% | 11748 | 3607 | 0 | 15355
11249 | Louisville Gas & Electric Co | 1363 | Cane Run | KY | 6 | OP | 4 | 1979 | TR |  |  |  | LI | SC |  |  | N | CE | 162 | Y | N | 10% | 0% | 2 | 2 | 90% | 3120 | 863260 | 120 | 100% | 21491 | 2493 | 0 | 23984
11249 | Louisville Gas & Electric Co | 1364 | Mill Creek | KY | 1 | OP | 12 | 1980 | SP |  |  |  | LS |  |  |  | N | CE | 32 | NA | N | 20% | 10% | 2 | 2 | 90% | 247 | 1340000 | 175 | 100% | 33328 | 16718 | 0 | 50046
11249 | Louisville Gas & Electric Co | 1364 | Mill Creek | KY | 2 | OP | 12 | 1981 | SP |  |  |  | LS |  |  |  | N | CE | 30 | NA | N | 20% | 10% | 2 | 2 | 90% | 247 | 1340000 | 175 | 100% | 24119 | 0 | 0 | 24119
11249 | Louisville Gas & Electric Co | 1364 | Mill Creek | KY | 3 | OP | 8 | 1978 | SP |  |  |  | LS |  |  |  | N | AM | 16 | NA | N | 10% | 10% | 4 | 4 | 90% | 453 | 1298500 | 175 | 100% | 49152 | 0 | 0 | 49152
11249 | Louisville Gas & Electric Co | 1364 | Mill Creek | KY | 4 | OP | 9 | 1982 | SP |  |  |  | LS |  |  |  | N | AM | 9 | NA | N | 20% | 10% | 4 | 4 | 90% | 540 | 1496000 | 175 | 100% | 36031 | 0 | 0 | 36031
11249 | Louisville Gas & Electric Co | 6071 | Trimble County | KY | 1 | OP | 12 | 1990 | SP |  |  |  | LS |  |  |  | Y | CE |  | Y | Y | 20% | 0% | 4 | 3 | 90% | 3328 | 1890000 | 125 | 100% | 72300 | 0 | 0 | 72300
11249 | Louisville Gas & Electric Co | 6071 | Trimble County | KY | 2 | OP | 1 | 2011 | SP |  |  |  | LS |  |  |  | Y | WAP |  | Y | N | 10% | 0% | 1 | 1 | 100% | 537 | 1941248 | 134 | 100% | 60400 | 0 | 13200 | 73600
11269 | Lower Colorado River Authority | 6179 | Fayette Power Project | TX | 1 | OP | 3 | 2011 | SP |  |  |  | LS |  |  |  | Y | MX | 138 | Y | Y | 10% | 0% | 1 | 1 | 100% | 388 | 2122669 | 136 | 100% | 166390 | 6500 | 25000 | 197890
11269 | Lower Colorado River Authority | 6179 | Fayette Power Project | TX | 2 | OP | 1 | 2011 | SP |  |  |  | LS |  |  |  | Y | MX | 138 | Y | Y | 10% | 0% | 1 | 1 | 100% | 388 | 2122669 | 136 | 100% | 166390 | 6500 | 25000 | 197890
11269 | Lower Colorado River Authority | 6179 | Fayette Power Project | TX | 3 | OP | 4 | 1988 | TR |  |  |  | LS |  |  |  | Y | BW | 138 | Y | Y | 20% | 0% | 3 | 2 | 90% | 4735 | 2175200 | 150 | 90% | 50400 | 2200 | 0 | 52600
11517 | Maine Energy Recovery Co | 10338 | Maine Energy Recovery | ME | ASCBR | OP | 1 | 1986 | CD |  |  |  | LS |  |  |  | N | GE |  | NA | N |  |  | 1 | 1 | 100% | 15 | 140000 | 305 | 100% | 2000 | 500 | 500 | 3000
11517 | Maine Energy Recovery Co | 10338 | Maine Energy Recovery | ME | BSCBR | OP | 1 | 1986 | CD |  |  |  | LS |  |  |  | N | GE |  | NA | N |  |  | 1 | 1 | 100% | 15 | 140000 | 305 | 100% | 2000 | 500 | 500 | 3000
11701 | City of Marquette - (MI) | 1843 | Shiras | MI | 3 | OP | 7 | 1983 | SD |  |  |  | LS |  |  |  | N | GE | 9 | Y | Y | 10% | 0% | 1 | 1 | 80% | 105 | 196282 | 223 | 100% | 2446 | 188 |  | 2634
12199 | Montana-Dakota Utilities Co | 6089 | Lewis & Clark | MT | 1 | OP | 0 | 1975 | SP |  |  |  | LF |  |  |  | N | RC | 21 | Y | N | 10% | 0% | 1 | 1 | 60% | 800 | 260000 | 155 | 100% | 5000 | 200 | 10 | 5210
12341 | MidAmerican Energy Co | 1082 | Walter Scott Jr Energy Center | IA | 3 | OP | 5 | 2009 | SD |  |  |  | LA |  |  |  | N | AL | NA | NA | N | 10% | 0% | 2 | 2 | 90% | 597 | 3176000 | 165 | 100% | 120000 | 0 | 0 | 120000
12341 | MidAmerican Energy Co | 1082 | Walter Scott Jr Energy Center | IA | 4 | OP | 6 | 2007 | SD |  |  |  | LA |  |  |  | N | BW | NA | NA | N | 10% | 0% | 3 | 3 | 90% | 768 | 2743745 | 166 | 100% | 90000 | 0 | 0 | 90000
12341 | MidAmerican Energy Co | 1091 | George Neal North | IA | 3 | CO | 5 | 2014 | SD |  |  |  | LA |  |  |  | N | AL |  | NA | N | 10% | 0% | 2 | 2 | 90% | 2200 | 1708500 | 165 | 100% | 130000 |  |  | 130000
12341 | MidAmerican Energy Co | 6664 | Louisa | IA | 1 | OP | 12 | 2007 | SD |  |  |  | LA |  |  |  | N | AL | NA | NA | N | 10% | 0% | 2 | 2 | 90% | 3450 | 2700000 | 165 | 100% | 90000 |  |  | 90000
12341 | MidAmerican Energy Co | 7343 | George Neal South | IA | 4 | CO | 11 | 2013 | SD |  |  |  | LA |  |  |  | N | AL |  | NA | N | 10% | 0% | 2 | 2 | 90% | 2760 | 2500000 | 165 | 100% | 140000 |  |  | 140000
12384 | Midwest Generations EME LLC | 3122 | Homer City Station | PA | 1 | PL | 1 | 2014 | [17 empty] | 90% | 2900 | 1900000 | 120 | 100%
12384 | Midwest Generations EME LLC | 3122 | Homer City Station | PA | 2 | PL | 12 | 2014 | [17 empty] | 90% | 2900 | 1900000 | 120 | 100%
12384 | Midwest Generations EME LLC | 3122 | Homer City Station | PA | 3 | OP | 9 | 2001 | SP |  |  |  | LS |  |  |  | Y | ABB | 250 | Y | N | 20% | 0% | 1 | 1 | 100% | 2900 | 1900000 | 120 | 100% | 80000 | 60000 | 20000 | 160000
12588 | NRG Potomac River LLC | 3788 | Potomac River | VA | 4 | RE | 6 | 2006 | DP |  |  |  | SC |  |  |  | N | OT |  | NA | y | 10% | 0% | 1 | 1 | 70% | 288 | 327000 | 283 | 100% | 3000 |  |  | 3000
12588 | NRG Potomac River LLC | 3788 | Potomac River | VA | 5 | RE | 6 | 2006 | DP |  |  |  | SC |  |  |  | N | OT |  | NA | y | 10% | 0% | 1 | 1 | 70% | 288 | 327000 | 283 | 100% | 3000 |  |  | 3000
12588 | NRG Potomac River LLC | 3788 | Potomac River | VA | 1 | RE | 6 | 2006 | DP |  |  |  | SC |  |  |  | N | OT |  | NA | y | 10% | 0% | 1 | 1 | 70% | 291 | 380000 | 350 | 100% | 3000 |  |  | 3000
12588 | NRG Potomac River LLC | 3788 | Potomac River | VA | 2 | RE | 6 | 2006 | DP |  |  |  | SC |  |  |  | N | OT |  | NA | y | 10% | 0% | 1 | 1 | 70% | 291 | 380000 | 350 | 100% | 3000 |  |  | 3000
12588 | NRG Potomac River LLC | 3788 | Potomac River | VA | 3 | RE | 6 | 2006 | DP |  |  |  | SC |  |  |  | N | OT |  | NA | y | 10% | 0% | 1 | 1 | 70% | 288 | 327000 | 283 | 100% | 3000 |  |  | 3000
12628 | NRG Chalk Point LLC | 1571 | Chalk Point LLC | MD | 1 | OP | 12 | 2009 | SP |  |  |  | LS |  |  |  | Y | BW | NA | NA | Y | 10% | 0% | 1 | 1 | 100% | 600 | 1800000 | 128 | 100% | 403232 |  |  | 403232
12647 | Minnesota Power Inc | 1891 | Syl Laskin | MN | SCR1 | OP | 5 | 1971 | SP |  |  |  | AF |  |  |  | N | KR | 6 | Y | N | 10% | 0% | 1 | 1 | 50% | 275 | 22770 | 120 | 100% | 1590 | 0 | 0 | 1590
12647 | Minnesota Power Inc | 1891 | Syl Laskin | MN | SCR2 | OP | 5 | 1971 | SP |  |  |  | AF |  |  |  | N | KR | 6 | Y | N | 10% | 0% | 1 | 1 | 50% | 275 | 22770 | 120 | 100% | 1590 | 0 | 0 | 1590
12647 | Minnesota Power Inc | 1893 | Clay Boswell | MN | AQCS2 | OP | 4 | 1980 | SP |  |  |  | AF |  |  |  | N | PB | 215 | Y | Y | 10% | 0% | 4 | 3 | 80% | 3168 | 2003043 | 145 | 100% | 63743 | 11756 | 0 | 75499
12647 | Minnesota Power Inc | 1893 | Clay Boswell | MN | SCR4 | OP | 11 | 2009 | SP |  |  |  | LI |  |  |  | N | HT |  | N | N | 10% | 0% | 1 | 1 | 90% | 116 | 1434222 | 130 | 100% | 39716 | 71147 | 110862 | 221725
12647 | Minnesota Power Inc | 10075 | Taconite Harbor Energy Center | MN | FSI1 | OP | 6 | 2008 | DP |  |  |  | LI |  |  |  | N | MT | NA | NA | Y | 10% | 0% | 1 |  | 70% | 112.886 | 300000 | 293 | 100% | 21 | 0 | 0 | 21
12647 | Minnesota Power Inc | 10075 | Taconite Harbor Energy Center | MN | FSI2 | OP | 7 | 2007 | DP |  |  |  | LI |  |  |  | N | MT | NA | NA | Y | 10% | 0% | 1 |  | 70% | 112.886 | 300000 | 293 | 100% | 28 | 0 | 0 | 28
12653 | GenOn Mid-Atlantic LLC | 1572 | Dickerson | MD | 6 | OP | 12 | 2009 | SP |  |  |  | LS |  |  |  | Y | BW | NA | NA | Y | 10% | 0% | 1 | 1 | 100% | 600 | 1800000 | 128 | 100% | 365069 |  |  | 365069
12653 | GenOn Mid-Atlantic LLC | 1573 | Morgantown Generating Plant | MD | 1 | OP | 12 | 2009 | SP |  |  |  | LS |  |  |  | Y | BW | NA | NA | Y | 10% | 0% | 1 | 1 | 100% | 600 | 1800000 | 128 | 100% | 263771 | 14228 |  | 277999
12653 | GenOn Mid-Atlantic LLC | 1573 | Morgantown Generating Plant | MD | 2 | OP | 12 | 2009 | SP |  |  |  | LS |  |  |  | Y | BW | NA | NA | Y | 10% | 0% | 1 | 1 | 100% | 600 | 1800000 | 128 | 100% | 263771 | 14228 |  | 277999
12658 | Minnkota Power Coop, Inc | 2823 | Milton R Young | ND | FGD1 | OP | 4 | 2011 | SP |  |  |  | LI |  |  |  | N | MX | 53 | Y | N | 10% | 0% | 1 | 1 | 100% | 445.2 | 1362800 | 145 | 100% | 110515 | 906 | 0 | 111421
12658 | Minnkota Power Coop, Inc | 2823 | Milton R Young | ND | FGD2 | OP | 6 | 1978 | SP |  |  |  | LI |  |  |  | N | CE | 97.5 | Y | N | 10% | 0% | 2 | 2 | 100% | 543.8 | 153550 | 142 | 100% | 37765 | 10889 | 10 | 48664
12686 | Mississippi Power Co | 6073 | Victor J Daniel Jr | MS | 1 | CO | 12 | 2015 | SP
12686 | Mississippi Power Co | 6073 | Victor J Daniel Jr | MS | 2 | CO | 12 | 2015 | SP
12796 | Monongahela Power Co | 3943 | FirstEnergy Fort Martin Power Station | WV | 1 | OP | 11 | 2009 | SP |  |  |  | LS |  |  |  | N | BW | 273 | Y | N | 10% | 0% | 1 | 1 | 100% | 698 | 1707010 | 131 | 100% | 245069 | 3809 | 10 | 248888
12796 | Monongahela Power Co | 3943 | FirstEnergy Fort Martin Power Station | WV | 2 | OP | 12 | 2009 | SP |  |  |  | LS |  |  |  | N | BW | 277 | Y | N | 10% | 0% | 1 | 1 | 100% | 710 | 1712600 | 131 | 100% | 255216 | 3809 | 10 | 259035
12807 | Michigan South Central Pwr Agy | 4259 | Endicott Station | MI | 1 | OP | 5 | 1983 | SP |  |  |  | LS |  |  |  | Y | BW |  | NA | Y | 10% | 0% | 1 | 1 | 90% | 482 | 200000 | 130 | 100% | 5914 | 250 | 10 | 6174
13143 | Board of Water Electric & Communications | 1167 | Muscatine Plant #1 | IA | 9 | OP | 4 | 1983 | SP |  |  |  | LS |  |  |  | Y | RC | 0 | NA | Y | 10% | 0% | 2 | 1 | 100% | 368 | 495800 | 176 | 100% | 35000 | 500 | 0 | 35500
13168 | NRG Huntley Operations Inc | 2549 | C R Huntley Generating Station | NY | 67 | SB | 1 | 2012 | DP |  |  |  | OT |  |  |  | N | OT | 16 | NA | N | 10% | 0% | 1 | 1 | 50% | 700 | 1020000 | 350 | 100% | 4250 | 0 | 0 | 4250
13168 | NRG Huntley Operations Inc | 2549 | C R Huntley Generating Station | NY | 68 | SB | 1 | 2012 | DP |  |  |  | OT |  |  |  | N | OT | 16 | NA | N | 10% | 0% | 1 | 1 | 50% | 700 | 1020000 | 350 | 100% | 4250 | 0 | 0 | 4250
13407 | Nevada Power Co | 2324 | Reid Gardner | NV | 1 | OP | 4 | 1974 | SP |  |  |  | SC |  |  |  | N | CE | 34 | Y | Y | 10% | 0% | 1 | 1 | 90% | 150 | 361000 | 150 | 100% |  |  |  | 5253
13407 | Nevada Power Co | 2324 | Reid Gardner | NV | 2 | OP | 4 | 1974 | SP |  |  |  | SC |  |  |  | N | CE | 34 | Y | Y | 10% | 0% | 1 | 1 | 90% | 150 | 361000 | 150 | 100% |  |  |  | 5253
13407 | Nevada Power Co | 2324 | Reid Gardner | NV | 3 | OP | 7 | 1976 | SP |  |  |  | SC |  |  |  | N | CE | 34 | Y | Y | 10% | 0% | 1 | 1 | 90% | 150 | 367300 | 150 | 100% |  |  |  | 8300
13407 | Nevada Power Co | 2324 | Reid Gardner | NV | 4 | OP | 7 | 1983 | SP |  |  |  | SC |  |  |  | N | TH | 42 | Y | Y | 10% | 0% | 3 | 2 | 90% | 270 | 1043000 | 150 | 100% | 28915 | 1825 |  | 30740
13504 | New Hanover County | 50271 | New Hanover County WASTEC | NC | 1 | OS | 6 | 1991 | SD |  |  |  | LI |  |  |  | N | UM |  | NA | N |  |  | 1 | 1 | 70% | 23 | 30000 | 290 | 100% | 600 |  |  | 600
13504 | New Hanover County | 50271 | New Hanover County WASTEC | NC | 2 | OS | 6 | 1991 | SD |  |  |  | LI |  |  |  | N | UM |  | NA | N |  |  | 1 | 1 | 70% | 23 | 30000 | 290 | 100% | 600 |  |  | 600
13504 | New Hanover County | 50271 | New Hanover County WASTEC | NC | 3 | OS | 6 | 1991 | SD |  |  |  | LI |  |  |  | N | TC |  | NA | N |  |  | 1 | 1 | 80% | 5 | 75000 | 290 | 100% | 700 |  |  | 700
13579 | Dunkirk Power LLC | 2554 | Dunkirk Generating Plant | NY | 1 | OP | 1 | 2012 | DP |  |  |  | OT |  |  |  | N | OT | 8 | NA | n | 10% | 0% | 1 | 1 | 50% | 350 | 510000 | 350 | 100% | 2600 | 0 | 0 | 2600
13579 | Dunkirk Power LLC | 2554 | Dunkirk Generating Plant | NY | 2 | OP | 1 | 2012 | DP |  |  |  | OT |  |  |  | N | OT | 8 | NA | n | 10% | 0% | 1 | 1 | 50% | 350 | 510000 | 350 | 100% | 2600 | 0 | 0 | 2600
13579 | Dunkirk Power LLC | 2554 | Dunkirk Generating Plant | NY | 3 | SC | 1 | 2012 | DP |  |  |  | OT |  |  |  | N | OT | 16 | NA | n | 10% | 0% | 1 | 1 | 50% | 700 | 1020000 | 350 | 100% | 5100 | 0 | 0 | 5100
13579 | Dunkirk Power LLC | 2554 | Dunkirk Generating Plant | NY | 4 | SC | 1 | 2012 | DP |  |  |  | OT |  |  |  | N | OT | 16 | NA | n | 10% | 0% | 1 | 1 | 50% | 700 | 1020000 | 350 | 100% | 5100 | 0 | 0 | 5100
13756 | Northern Indiana Pub Serv Co | 995 | Bailly | IN | 78 | OP | 6 | 1992 | PA |  |  |  | LS |  |  |  | Y | MI | 0 | NA | N | 10% | 0% | 1 | 1 | 90% | 3500 | 1730559 | 132 | 100%
13756 | Northern Indiana Pub Serv Co | 997 | Michigan City | IN | 12 | CO | 4 | 2016 | DP
13756 | Northern Indiana Pub Serv Co | 6085 | R M Schahfer | IN | 17 | OP | 4 | 1983 | SP |  |  |  | LS | DB |  |  | Y | FM | 200 | N | N | 10% | 0% | 4 | 3 | 90% | 2479 | 1591000 | 130 | 100% | 97138 | 16644 | 15000 | 128782
13756 | Northern Indiana Pub Serv Co | 6085 | R M Schahfer | IN | 18 | OP | 2 | 1986 | SP |  |  |  | LS | DB |  |  | Y | FM | 200 | N | N | 10% | 0% | 4 | 3 | 90% | 2479 | 1591000 | 130 | 100% | 75774 | 18043 | 15000 | 108817
13756 | Northern Indiana Pub Serv Co | 6085 | R M Schahfer | IN | 14 | CO | 12 | 2013 | SP | TR |  |  | LS |  |  |  | Y | BW | 0 | NA | N | 10% | 0% | 1 | 1 | 100% | 291 | 1610110 | 133 | 100% | 197827 | 19147 | 39338 | 256312
13756 | Northern Indiana Pub Serv Co | 6085 | R M Schahfer | IN | 15 | CO | 6 | 2014 | SP | TR |  |  | LS |  |  |  | Y | BW | 0 | NA | N | 10% | 0% | 1 | 1 | 100% | 309 | 2018098 | 135 | 100% | 188081 | 18204 | 37404 | 243689
13781 | Northern States Power Co - Minnesota | 1915 | Allen S King | MN | 1 | OP | 8 | 2007 | SD |  |  |  | LI |  |  |  | N | AL | 90 | NA | N | 10% | 0% | 6 | 6 | 90% | 300 | 1537800 | 169 | 100% | 57138 | 0 | 0 | 57138
13781 | Northern States Power Co - Minnesota | 1926 | Red Wing | MN | 1 | OP | 12 | 2000 | SP |  |  |  | LI |  |  |  | N | NSP | 6.5 | NA | Y |  |  | 1 | 1 | 80% | 0 | 126543 | 275 | 100% | 0 | 0 | 0 | 0
13781 | Northern States Power Co - Minnesota | 1926 | Red Wing | MN | 2 | OP | 4 | 2001 | SP |  |  |  | LI |  |  |  | N | NSP | 6.5 | NA | Y |  |  | 1 | 1 | 80% | 0 | 124510 | 273 | 100% | 0 | 0 | 0 | 0
13781 | Northern States Power Co - Minnesota | 1927 | Riverside | MN | 7 | RE | 1 | 1981 | SD |  |  |  | LA |  |  |  | N | JO | 0 | NA | N | 10% | 0% | 1 | 1 | 70% |  | 640000 | 170 | 100% | 15000 |  |  | 15000
13781 | Northern States Power Co - Minnesota | 1934 | Wilmarth | MN | 1 | OP | 1 | 1991 | SP |  |  |  | LI |  |  |  | N | UM | 18 | NA | N |  |  | 1 | 1 | 70% | 0 | 148190 | 302 | 100% | 2565 | 100 | 0 | 2665
13781 | Northern States Power Co - Minnesota | 1934 | Wilmarth | MN | 2 | OP | 1 | 1991 | SP |  |  |  | LI |  |  |  | N | UM | 19 | NA | N |  |  | 1 | 1 | 70% | 0 | 154185 | 304 | 100% | 2565 | 100 | 0 | 2665
13781 | Northern States Power Co - Minnesota | 4005 | French Island | WI | 1 | OP | 10 | 2002 | SP |  |  |  | LI |  |  |  | N | UE |  | NA | N |  |  | 1 | 1 | 80% | 4 | 120000 | 280 | 100% | 200 | 0 | 100 | 300
13781 | Northern States Power Co - Minnesota | 4005 | French Island | WI | 2 | OP | 6 | 2002 | SP |  |  |  | LI |  |  |  | N | UE |  | NA | N |  |  | 1 | 1 | 80% | 4 | 120000 | 280 | 100% | 200 | 0 | 100 | 300
13781 | Northern States Power Co - Minnesota | 6090 | Sherburne County | MN | 1 | OP | 5 | 1976 | VE | SP |  |  | AF |  |  |  | N | CE | 270 | Y | N | 10% | 0% | 12 | 10 | 80% | 1500 | 2178000 | 175 | 100% | 42000 |  | 0 | 42000
13781 | Northern States Power Co - Minnesota | 6090 | Sherburne County | MN | 2 | OP | 4 | 1977 | SP | VE |  |  | AF |  |  |  | N | CE | 270 | Y | N | 10% | 0% | 12 | 10 | 80% | 1500 | 2178000 | 175 | 100% | 42000 |  | 0 | 42000
13781 | Northern States Power Co - Minnesota | 6090 | Sherburne County | MN | 3 | OP | 11 | 1987 | SD |  |  |  | LA |  |  |  | Y | JO | 160 | Y | Y | 10% | 0% | 8 | 7 | 70% | 2600 | 2659000 | 165 | 100% | 60907 |  | 0 | 60907
13982 | Ogden Projects Inc-Haverhill | 50661 | Covanta Haverhill | MA | ASDA | OP | 6 | 1989 | SD |  |  |  | LI |  |  |  | N | EEC | 57404 | NA | N |  |  | 2 | 1 | 100% | 5 | 200000 | 310 | 100% | 5872 |  |  | 5872
13982 | Ogden Projects Inc-Haverhill | 50661 | Covanta Haverhill | MA | BSDA | OP | 6 | 1989 | SD |  |  |  | LI |  |  |  | N | EEC | 57596 | NA | N |  |  | 2 | 1 | 100% | 5 | 200000 | 310 | 100% | 5872 |  |  | 5872
14006 | Ohio Power Co | 2840 | Conesville | OH | 4 | OP | 6 | 2009 | BR |  |  |  | LS |  |  |  | N | CA | 185 | NA | N | 10% | 0% | 1 | 1 | 100% | 883 | 2547000 | 127 | 100% | 267 | 25 | 51 | 343
14006 | Ohio Power Co | 2840 | Conesville | OH | 5 | OP | 5 | 1977 | SP |  |  |  | LI |  |  |  | N | UO | 395 | Y | Y | 20% | 10% | 2 | 2 | 90% | 142 | 1063644 | 125 | 100% | 17647 | 184 | 0 | 17831
14006 | Ohio Power Co | 2840 | Conesville | OH | 6 | OP | 8 | 1977 | SP |  |  |  | LI |  |  |  | N | UO | 395 | Y | Y | 20% | 10% | 2 | 2 | 90% | 142 | 1063644 | 125 | 100% | 23436 | 184 | 0 | 23620
14006 | Ohio Power Co | 2872 | Muskingum River | OH | 5 | CN | 6 | 2015 | BR |  |  |  | LS |  |  |  | N | OT | 279 | Y | N | 10% | 0% | 1 | 1 | 100% | 873 | 1915000 | 127 | 100% | 0 | 0 | 0 | 0
14006 | Ohio Power Co | 3948 | Mitchell | WV | 1 | OP | 4 | 2007 | TR |  |  |  | LS |  |  |  | Y | BW | 7 | NA | N | 10% | 0% | 1 | 1 | 100% | 736 | 2680000 | 129 | 100% | 382400 | 31000 | 0 | 413400
14006 | Ohio Power Co | 3948 | Mitchell | WV | 2 | OP | 1 | 2007 | TR |  |  |  | LS |  |  |  | Y | BW | 7 | NA | N | 10% | 0% | 1 | 1 | 100% | 736 | 2680000 | 129 | 100% | 382400 | 0 | 0 | 382400
14006 | Ohio Power Co | 8102 | General James M Gavin | OH | 1 | OP | 12 | 1994 | SP | TR |  |  | LI | MO |  |  | N | BW | 681 | NA | N | 10% | 0% | 6 | 5 | 100% | 3860 | 4000000 | 128 | 100% | 334000 | 0 | 0 | 334000
14006 | Ohio Power Co | 8102 | General James M Gavin | OH | 2 | OP | 3 | 1995 | SP | TR |  |  | LI | MO |  |  | N | BW | 681 | NA | N | 10% | 0% | 6 | 5 | 100% | 3860 | 4000000 | 128 | 100% | 334000 | 0 | 0 | 334000
14015 | Ohio Valley Electric Corp | 2876 | Kyger Creek | OH | 12 | OP | 2 | 2012 | BR |  |  |  | LS |  |  |  | N | CA | 191 | NA | N | 10% | 0% | 1 | 1 | 100% | 655 | 1459116 | 130 | 100% | 224040 | 29960 | 9200 | 263200
14015 | Ohio Valley Electric Corp | 2876 | Kyger Creek | OH | 35 | OP | 11 | 2011 | BR |  |  |  | LS |  |  |  | N | CA | 286 | NA | N | 10% | 0% | 1 | 1 | 100% | 982 | 2188674 | 130 | 100% | 336060 | 44940 | 13700 | 394700
14127 | Omaha Public Power District | 6096 | Nebraska City | NE | 2 | OP | 5 | 2009 | SD |  |  |  | LI |  |  |  | N | AL |  | Y | N | 10% | 0% | 2 | 2 | 100% | 579 | 2250000 | 271 | 100% | 34450 | 1 | 3281 | 37732
14165 | NRG Power Midwest LP | 2861 | Niles | OH | 1 | SC | 10 | 1995 | SP |  |  |  | LS |  |  |  | Y | ABB | 60 | NA | Y | 10% | 0% | 1 | 1 | 90% | 558 | 290000 | 230 | 100% | 32000 | 0 | 0 | 32000
14165 | NRG Power Midwest LP | 3098 | Elrama Power Plant | PA | SCRB | SC | 9 | 1976 | VE |  |  |  | LI |  |  |  | N | CC | 277 | Y | N | 10% | 0% | 5 | 5 | 80% | 3152 | 1725312 | 118 | 100% | 59730 | 3000 | 0 | 62730
14165 | NRG Power Midwest LP | 8226 | Cheswick Power Plant | PA | 1 | OP | 6 | 2010 | SP |  |  |  | LS |  |  |  | Y | OT | 413 | NA | N | 10% | 0% | 1 | 1 | 100% | 0.41 | 1848725 | 130 | 100% | 148000 | 13000 | 133000 | 294000
14232 | Otter Tail Power Co | 8222 | Coyote | ND | FGD1 | OP | 5 | 1981 | SD |  |  |  | LA |  |  |  | N | ABB | 75 | NA | N | 10% | 0% | 4 | 4 | 70% | 5335 | 1582000 | 210 | 100% | 50192 | 2283 | 10 | 52485
14268 | City of Owensboro - (KY) | 1374 | Elmer Smith | KY | FGD | OP | 11 | 1994 | SP |  |  |  | LS |  |  |  | Y | WAP | 0 | NA | N | 10% | 0% | 2 | 2 | 100% | 750 | 1567000 | 130 | 100% | 87000 | 5000 | 10 | 92010
14354 | PacifiCorp | 4158 | Dave Johnston | WY | 4 | OP | 5 | 2012 | SD |  |  |  | LI |  |  |  | Y | BW | 23 | N | N | 10% | 0% | 1 | 1 | 90% | 279 | 1535053 | 163 | 100% | 106000 | 0 | 0 | 106000
14354 | PacifiCorp | 4158 | Dave Johnston | WY | 3 | OP | 5 | 2010 | SD |  |  |  | LI |  |  |  | N | BW | 23 | N | N | 10% | 0% | 1 | 1 | 90% | 223 | 1247071 | 170 | 100% | 340000 | 0 | 0 | 340000
14354 | PacifiCorp | 4158 | Dave Johnston | WY | SC44 | OP | 2 | 1972 | VE |  |  |  | LI |  |  |  | N | BW | 6 | Y | N | 10% | 0% | 3 | 3 | 90% | 207 | 1033305 | 116 | 100% | 0 | 0 | 0 | 0
14354 | PacifiCorp | 4162 | Naughton | WY | 3 | OP | 10 | 1981 | TR |  |  |  | SC |  |  |  | N | UO | 20 | Y | Y | 10% | 0% | 2 | 2 | 90% | 648 | 1430500 | 120 | 100% | 44112 | 3000 | 0 | 47112
14354 | PacifiCorp | 6101 | Wyodak | WY | SC91 | OP | 12 | 1986 | SD |  |  |  | LI |  |  |  | Y | JO | 33 | N | Y | 10% | 0% | 3 | 3 | 80% | 1936 | 1916810 | 167 | 100% | 62200 | 0 | 0 | 62200
14354 | PacifiCorp | 6165 | Hunter | UT | 1 | OP | 6 | 1978 | SP |  |  |  | LI |  |  |  | N | CC | 16 | Y | N | 10% | 0% | 4 | 4 | 80% | 750 | 1500000 | 168 | 90% | 24587 | 0 | 0 | 24587
14354 | PacifiCorp | 6165 | Hunter | UT | 2 | OP | 6 | 1980 | SP |  |  |  | LI |  |  |  | N | CC | 16 | Y | N | 10% | 0% | 4 | 4 | 80% | 750 | 1500000 | 168 | 90% | 27109 | 0 | 0 | 27109
14354 | PacifiCorp | 6165 | Hunter | UT | 3 | OP | 6 | 1983 | SP |  |  |  | LS |  |  |  | N | GE | 20 | Y | N | 10% | 0% | 4 | 4 | 90% | 375 | 1785000 | 119 | 100% | 46086 | 0 | 0 | 46086
14354 | PacifiCorp | 8066 | Jim Bridger | WY | SC71 | OP | 9 | 1990 | TR |  |  |  | SL |  |  |  | N | BW | 20 | Y | Y | 10% | 0% | 3 | 3 | 90% | 1573 | 2250000 | 106 | 100% | 70700 | 5700 | 0 | 76400
14354 | PacifiCorp | 8066 | Jim Bridger | WY | SC72 | OP | 9 | 1986 | TR |  |  |  | SL |  |  |  | N | BW | 20 | Y | Y | 20% | 0% | 3 | 3 | 90% | 1573 | 2250000 | 105 | 100% | 70700 | 5700 | 0 | 76400
14354 | PacifiCorp | 8066 | Jim Bridger | WY | SC73 | OP | 9 | 1988 | TR |  |  |  | SL |  |  |  | N | BW | 20 | Y | Y | 20% | 0% | 3 | 3 | 90% | 1573 | 2250000 | 105 | 100% | 70700 | 5700 | 0 | 76400
14354 | PacifiCorp | 8066 | Jim Bridger | WY | SC74 | OP | 11 | 1979 | TR |  |  |  | SL |  |  |  | N | UO | 20 | Y | Y | 20% | 0% | 3 | 3 | 90% | 1048 | 2250000 | 120 | 100% | 31800 | 3500 | 0 | 35300
14354 | PacifiCorp | 8069 | Huntington | UT | 1 | OP | 2 | 1978 | SP |  |  |  | LI |  |  |  | N | CC | 16 | NA | Y | 10% | 0% | 4 | 3 | 80% | 750 | 1310000 | 113 | 90% | 30503 | 0 | 0 | 30503
14354 | PacifiCorp | 8069 | Huntington | UT | 2 | OP | 11 | 2006 | SP |  |  |  | LI |  |  |  | N | CC | 16 | NA | Y | 10% | 0% | 4 | 3 | 80% | 750 | 1310000 | 118 | 90% | 30503 | 0 | 0 | 30503
14432 | Panther Creek Power Operating, LLC | 50776 | Panther Creek Energy Facility | PA | LSI1 | OP | 6 | 1992 | CD |  |  |  | LS |  |  |  | N | PR |  | NA | N | 40% | 0% | 1 | 1 | 90% | 68.6 | 187575 | 1675 | 100%
14432 | Panther Creek Power Operating, LLC | 50776 | Panther Creek Energy Facility | PA | LSI2 | OP | 6 | 1992 | CD |  |  |  | LS |  |  |  | N | PR |  | NA | N | 40% | 0% | 1 | 1 | 90% | 68.5 | 187575 | 350 | 100%
14519 | Pasco County | 50666 | Pasco Cnty Solid Waste Resource Recovery | FL | DFGS1 | OP | 2 | 1991 | SD |  |  |  | LI |  |  |  | Y | JO |  | NA | N |  |  | 1 | 1 | 100% | 37 | 46200 | 285 | 100%
14519 | Pasco County | 50666 | Pasco Cnty Solid Waste Resource Recovery | FL | DFGS2 | OP | 2 | 1991 | SD |  |  |  | LI |  |  |  | Y | JO |  | NA | N |  |  | 1 | 1 | 100% | 37 | 46200 | 285 | 100%
14519 | Pasco County | 50666 | Pasco Cnty Solid Waste Resource Recovery | FL | DFGS3 | OP | 2 | 1991 | SD |  |  |  | LI |  |  |  | Y | JO |  | NA | N |  |  | 1 | 1 | 100% | 37 | 46200 | 285 | 100%
14610 | Orlando Utilities Comm | 564 | Stanton Energy Center | FL | 2 | OP | 6 | 1996 | SP |  |  |  | LS |  |  |  | Y | CE | 174 | Y | Y | 20% | 0% | 3 | 2 | 100% | 1437 | 1534000 | 125 | 100% | 23700 | 5800 |  | 29500
14610 | Orlando Utilities Comm | 564 | Stanton Energy Center | FL | 1 | OP | 7 | 1987 | SP |  |  |  | LS |  |  |  | Y | CE | 174 | Y | Y | 20% | 0% | 3 | 2 | 90% | 3020 | 1534172 | 135 | 100% | 20045 | 7608 |  | 27653
14932 | US Operating Services Company | 10043 | Logan Generating Company LP | NJ | JPH16 | OP | 9 | 1994 | SD |  |  |  | LA |  |  |  | N | ABB |  | NA | N | 10% | 0% | 2 | 2 | 90% | 342 | 575559 | 200 | 100% | 5547 |  | 2695 | 8242
14932 | US Operating Services Company | 10566 | Chambers Cogeneration LP | NJ | SDA1 | OP | 3 | 1994 | SD |  |  |  | LA |  |  |  | N | JO | NA | NA | N | 10% | 0% | 1 | 1 | 90% | 306 | 461077 | 174 | 100% | 670 |  | 10383 | 11053
14932 | US Operating Services Company | 10566 | Chambers Cogeneration LP | NJ | SDA2 | OP | 3 | 1994 | SD |  |  |  | LA |  |  |  | N | JO | NA | NA | N | 10% | 0% | 1 | 1 | 90% | 306 | 461077 | 174 | 100% | 670 |  | 10383 | 11053
14932 | US Operating Services Company | 50976 | Indiantown Cogeneration LP | FL | JP16 | OP | 12 | 1995 | SD |  |  |  | LI |  |  |  | N | ABB |  | NA | N | 10% | 0% | 2 | 2 | 70% | 582 | 1178944 | 170 | 100% | 646 |  | 25292 | 25938
14952 | ConocoPhillips | 50388 | Phillips 66 Carbon Plant | CA | K1 | OP | 11 | 2000 | DP |  |  |  | SB |  |  |  | N | IH |  | NA | Y |  |  | 1 | 1 | 60% | 250 | 183000 | 475 | 100% | 150 | 50 |  | 200
14952 | ConocoPhillips | 50388 | Phillips 66 Carbon Plant | CA | K2 | OP | 12 | 2000 | DP |  |  |  | SB |  |  |  | N | IH |  | NA | Y |  |  | 1 | 1 | 60% | 250 | 183000 | 475 | 100% | 150 | 50 |  | 200
15143 | Platte River Power Authority | 6761 | Rawhide | CO | 101 | OP | 4 | 1984 | SD |  |  |  | LA |  |  |  | N | JO | 39 | NA | Y | 10% | 0% | 3 | 2 | 80% | 360 | 1200000 | 160 | 100% | 22818 | 0 | 0 | 22818
15147 | PSEG Fossil LLC | 2403 | PSEG Hudson Generating Station | NJ | 2 | OP | 1 | 2011 | SD |  |  |  | LA |  |  |  | N | AL |  | NA | N |  |  |  |  | 90% | 900 | 2546000 | 188 | 100% | 75000 | 50000 | 484000 | 609000
15147 | PSEG Fossil LLC | 2408 | PSEG Mercer Generating Station | NJ | 1 | OP | 1 | 2011 | SD |  |  |  | LA |  |  |  | N | AL |  | NA | N |  |  |  |  | 100% | 465 | 1310000 | 180 | 100% | 38000 | 25000 | 188000 | 251000
15147 | PSEG Fossil LLC | 2408 | PSEG Mercer Generating Station | NJ | 2 | OP | 1 | 2011 | SD |  |  |  | LA |  |  |  | N | AL |  | NA | N |  |  |  |  | 100% | 465 | 1310000 | 180 | 100% | 38000 | 25000 | 188000 | 251000
15298 | PPL Montana LLC | 6076 | Colstrip | MT | 1 | OP | 11 | 1975 | VE |  |  |  | LA |  |  |  | N | CE | 50 | Y | N | 10% | 0% | 3 | 3 | 80% | 3386 | 1435000 | 200 | 100% | 34000 | 10000 | 0 | 44000
15298 | PPL Montana LLC | 6076 | Colstrip | MT | 2 | OP | 8 | 1976 | VE |  |  |  | LA |  |  |  | N | CE | 42 | Y | N | 10% | 0% | 3 | 3 | 80% | 3386 | 1435000 | 200 | 100% | 34000 | 10000 | 0 | 44000
15298 | PPL Montana LLC | 6076 | Colstrip | MT | 3 | OP | 1 | 1984 | VE |  |  |  | LA |  |  |  | N | BL | 99 | Y | N | 10% | 0% | 8 | 7 | 100% | 757 | 3036300 | 194 | 100% | 240000 | 27000 | 0 | 267000
15298 | PPL Montana LLC | 6076 | Colstrip | MT | 4 | OP | 4 | 1986 | VE |  |  |  | LA |  |  |  | N | BL | 99 | Y | N | 10% | 0% | 8 | 7 | 100% | 757 | 3036300 | 194 | 100% | 240000 | 27000 | 0 | 267000
15330 | Prairie State Generating Co LLC | 55856 | Prairie State Generatng Station | IL | 1 | OP | 6 | 2012 | SP | TR |  |  | LS |  |  |  | N | WAP | 1559 | NA | N | 30% | 0% | 1 | 1 | 100% | 3126 | 1855387 | 134 | 100% | 161177 | 4036 | 52973 | 218186
15330 | Prairie State Generating Co LLC | 55856 | Prairie State Generatng Station | IL | 2 | OP | 11 | 2012 | SP | TR |  |  | LS |  |  |  | N | WAP | 1559 | NA | N | 30% | 0% | 1 | 1 | 100% | 3126 | 2244546 | 134 | 100% | 178800 | 19000 | 1938000 | 391600
15399 | Iberdrola Renewables Inc | 57398 | Lakeview Cogeneration LLC | OR | 1 | PL | 9 | 2013 | BR |  |  |  | WT |  |  |  | N | ABB | 1 | NA | n | 0% | 0% | 1 | 1 | 10% | 12 | 10000 | 100 | 20% | 10 | 10 | 10 | 30
15430 | Detroit Renewable Power | 10033 | Greater Detroit Resource Recovery | MI | 11SDA | OP | 8 | 1995 | SD |  |  |  | LI |  |  |  | N | FL |  | NA | N |  |  | 1 | 1 | 90% | 45 | 287841 | 265 | 100% | 100000 | 90000 | 0 | 190000
15430 | Detroit Renewable Power | 10033 | Greater Detroit Resource Recovery | MI | 12SDA | OP | 1 | 1993 | SD |  |  |  | LI |  |  |  | N | FL |  | NA | N |  |  | 1 | 1 | 90% | 45 | 287841 | 265 | 100% | 100000 | 90000 |  | 190000
15430 | Detroit Renewable Power | 10033 | Greater Detroit Resource Recovery | MI | 13SDA | OP | 4 | 1994 | SD |  |  |  | LI |  |  |  | N | FL |  | NA | N |  |  | 1 | 1 | 90% | 45 | 287841 | 265 | 100% | 90000 | 100000 | 0 | 190000
15466 | Public Service Co of Colorado | 465 | Arapahoe | CO | 3 | OP | 1 | 2003 | DP |  |  |  | SC |  |  |  | N | IH |  | NA | N | 10% | 0% | 2 | 1 | 50% | 300 | 315000 | 300 | 100% | 1200 | 0 | 0 | 1200
15466 | Public Service Co of Colorado | 465 | Arapahoe | CO | 4 | OP | 6 | 1993 | DP |  |  |  | SC |  |  |  | N | IH |  | NA | N | 10% | 0% | 2 | 1 | 50% | 450 | 450000 | 300 | 100% | 1994 | 0 | 0 | 1994
15466 | Public Service Co of Colorado | 469 | Cherokee | CO | 1 | RE | 2 | 1998 | SP |  |  |  | SC |  |  |  | N | IH |  | NA | N | 10% | 0% | 2 | 1 | 50% | 450 | 500000 | 280 | 100% | 1600 | 0 | 0 | 1600
15466 | Public Service Co of Colorado | 469 | Cherokee | CO | 2 | RE | 1 | 2003 | SP |  |  |  | SC |  |  |  | N | IH |  | NA | N | 10% | 0% | 1 | 1 | 50% | 450 | 600000 | 290 | 100% | 1200 | 0 | 0 | 1200
15466 | Public Service Co of Colorado | 469 | Cherokee | CO | 3 | OP | 7 | 2002 | SD |  |  |  | LA |  |  |  | N | BW |  | NA | N | 10% | 0% | 2 | 2 | 90% | 200 | 825000 | 165 | 100% | 32000 | 0 | 0 | 32000
15466 | Public Service Co of Colorado | 469 | Cherokee | CO | 4A | OP | 1 | 2003 | SD |  |  |  | LA |  |  |  | N | BW |  | NA | N | 10% | 0% | 2 | 2 | 90% | 350 | 1600000 | 165 | 100% | 43000 | 0 | 0 | 43000
15466 | Public Service Co of Colorado | 470 | Comanche | CO | 1 | OP | 12 | 2008 | SD |  |  |  | LA |  |  |  | N | BW |  | NA | N | 10% | 0% | 2 | 2 | 90% | 234 | 2893983 | 350 | 100% | 48000 | 0 | 0 | 48000
15466 | Public Service Co of Colorado | 470 | Comanche | CO | 2 | OP | 7 | 2008 | SD |  |  |  | LA |  |  |  | N | BW |  | NA | N | 10% | 0% | 2 | 2 | 90% | 234 | 1282613 | 350 | 100% | 48000 | 0 | 0 | 48000
15466 | Public Service Co of Colorado | 470 | Comanche | CO | 3 | OP | 1 | 2010 | SD |  |  |  | LA |  |  |  | N | BW |  | NA | N | 10% | 0% | 3 | 3 | 90% | 234 | 1305196 | 350 | 100% | 48000 | 0 | 0 | 48000
15466 | Public Service Co of Colorado | 477 | Valmont | CO | 5 | OP | 8 | 2002 | SD |  |  |  | LA |  |  |  | N | BW |  | NA | N | 10% | 0% | 2 | 2 | 90% | 350 | 1300000 | 165 | 100% | 39000 | 0 | 0 | 39000
15466 | Public Service Co of Colorado | 525 | Hayden | CO | H1 | OP | 12 | 1998 | SD |  |  |  | LA |  |  |  | N | BW |  | NA | N | 10% | 0% | 2 | 2 | 90% | 300 | 815000 | 160 | 100% | 44000 | 0 | 0 | 44000
15466 | Public Service Co of Colorado | 525 | Hayden | CO | H2 | OP | 6 | 1999 | SD |  |  |  | LA |  |  |  | N | BW |  | NA | N | 10% | 0% | 2 | 2 | 90% | 350 | 1300000 | 160 | 100% | 40000 |  |  | 40000
15470 | Duke Energy Indiana Inc | 1001 | Cayuga | IN | 1 | OP | 11 | 2008 | SP | TR |  |  | LS |  |  |  | Y | BW | 345 | NA | n | 10% | 0% | 1 | 1 | 100% | 1018 | 1719029 | 130 | 100% | 199668 |  |  | 199668
15470 | Duke Energy Indiana Inc | 1001 | Cayuga | IN | 2 | OP | 5 | 2008 | SP | TR |  |  | LS |  |  |  | Y | BW | 345 | NA | n | 10% | 0% | 1 | 1 | 100% | 1018 | 1719029 | 130 | 100% | 199668 |  |  | 199668
15470 | Duke Energy Indiana Inc | 1008 | R Gallagher | IN | 2 | OP | 12 | 2010 | DP |  |  |  | OT |  |  |  | N | IH | 1 | NA | N | 0% | 0% | 1 | 1 | 60% | 1320 | 630000 | 300 | 100% | 4455 | 0 | 0 | 4455
15470 | Duke Energy Indiana Inc | 1008 | R Gallagher | IN | 4 | OP | 12 | 2010 | DP |  |  |  | OT |  |  |  | N | IH | 1 | NA | N | 0% | 0% | 1 | 1 | 60% | 1320 | 630000 | 300 | 100% | 4690 | 0 | 0 | 4690
15470 | Duke Energy Indiana Inc | 6113 | Gibson | IN | 1 | OP | 10 | 2007 | SP | TR |  |  | LS |  |  |  | Y | BW | 320 | NA | n | 10% | 0% | 1 | 1 | 100% | 1205 | 2074000 | 131 | 100% | 129000 | 0 | 0 | 129000
15470 | Duke Energy Indiana Inc | 6113 | Gibson | IN | 2 | OP | 5 | 2007 | SP | TR |  |  | LS |  |  |  | Y | BW | 320 | NA | n | 10% | 0% | 1 | 1 | 100% | 1205 | 2074000 | 131 | 100% | 150000 | 0 | 0 | 150000
15470 | Duke Energy Indiana Inc | 6113 | Gibson | IN | 3 | OP | 12 | 2006 | SP | TR |  |  | LS |  |  |  | Y | BW | 320 | NA | n | 10% | 0% | 1 | 1 | 100% | 1205 | 2074000 | 131 | 100% | 210000 | 0 | 0 | 210000
15470 | Duke Energy Indiana Inc | 6113 | Gibson | IN | 4 | OP | 1 | 1995 | SP |  |  |  | LS |  |  |  | N | BW | 310 | NA | Y | 10% | 0% | 3 | 3 | 90% | 3068 | 2282000 | 127 | 100% | 167000 | 0 | 0 | 167000
15470 | Duke Energy Indiana Inc | 6113 | Gibson | IN | 5 | OP | 10 | 1982 | SP |  |  |  | LS |  |  |  | N | KE | 92 | Y | Y | 10% | 0% | 4 | 4 | 100% | 1987 | 2187681 | 136 | 100% | 80000 | 4000 | 42000 | 126000
15472 | Public Service Co of NH | 2364 | Merrimack | NH | C | OP | 11 | 2011 | SP |  |  |  | LS |  |  |  | Y | WAP | 1.24 | NA | Y | 10% | 0% | 1 | 1 | 100% | 732 | 1340000 | 133 | 100% | 429000 | 1000 | 0 | 430000
15473 | Public Service Co of NM | 2451 | San Juan | NM | 1 | OP | 10 | 1998 | SP |  |  |  | LS |  |  |  | N | BW |  | NA | N | 20% | 0% | 3 | 3 | 90% | 1239 | 1356176 | 123 | 100% | 19250 | 1 | 10 | 19261
15473 | Public Service Co of NM | 2451 | San Juan | NM | 2 | OP | 10 | 1998 | SP |  |  |  | LS |  |  |  | N | BW |  | NA | N | 20% | 0% | 3 | 3 | 90% | 1445 | 1318504 | 123 | 100% | 19250 | 1 | 10 | 19261
15473 | Public Service Co of NM | 2451 | San Juan | NM | 3 | OP | 10 | 1998 | SP |  |  |  | LS |  |  |  | N | BW |  | NA | N | 20% | 0% | 3 | 3 | 90% | 1858 | 2034264 | 123 | 100% | 19250 | 1 | 10 | 19261
15473 | Public Service Co of NM | 2451 | San Juan | NM | 4 | OP | 10 | 1998 | SP |  |  |  | LS |  |  |  | N | BW |  | NA | N | 20% | 0% | 3 | 3 | 90% | 1858 | 2034264 | 123 | 100% | 19250 | 1 | 10 | 19261
15474 | Public Service Co of Oklahoma | 127 | Oklaunion | TX | 1 | OP | 12 | 1986 | SP |  |  |  | LS |  |  |  | N | GE | 7 | Y | Y | 10% | 0% | 3 | 2 | 90% | 1686 | 2382679 | 161 | 80% | 20971 | 10 | 10 | 20991
15526 | Purdue University | 50240 | Purdue University | IN | BLR5 | OP | 10 | 1991 | CD |  |  |  | LS |  |  |  | N | FW |  | NA | N | 10% | 0% | 1 | 1 | 90% | 335 | 119657 | 350 | 100% | 0 | 0 | 0 | 0
15534 | PPL Montour LLC | 3149 | PPL Montour | PA | 2 | OP | 3 | 2008 | SP | TR |  |  | LS |  |  |  | Y | WAP |  | NA | N | 10% | 0% | 1 | 1 | 100% | 4 | 2815350 | 135 | 100% | 267454 | 0 | 14000 | 281454
15534 | PPL Montour LLC | 3149 | PPL Montour | PA | 1 | OP | 5 | 2008 | SP | TR |  |  | LS |  |  |  | Y | WAP |  | NA | N | 10% | 0% | 1 | 1 | 100% | 4 | 2815350 | 135 | 100% | 267454 | 0 | 14000 | 281454
15537 | PPL Brunner Island LLC | 3140 | PPL Brunner Island | PA | 1 | OP | 11 | 2009 | SP | TR |  |  | LS |  |  |  | Y | WAP | 0 | NA | N | 10% | 0% | 1 | 1 | 100% | 4 | 2680015 | 135 | 100% | 281695 |  |  | 281695
15537 | PPL Brunner Island LLC | 3140 | PPL Brunner Island | PA | 3 | OP | 4 | 2009 | SP | TR |  |  | LS |  |  |  | Y | WAP | 0 | NA | N | 10% | 0% | 1 | 1 | 100% | 4 | 2815350 | 135 | 100% | 281694 |  |  | 281694
15824 | Ecomaine | 50225 | Regional Waste Systems | ME | 1FG1A | OP | 10 | 1988 | SD |  |  |  | LI |  |  |  | N | BT |  | NA | N |  |  | 1 | 1 | 80% | 8 | 66330 | 300 | 100% | 1078 |  |  | 1078
15824 | Ecomaine | 50225 | Regional Waste Systems | ME | 1FG1B | OP | 10 | 1988 | SD |  |  |  | LI |  |  |  | N | BT |  | NA | N |  |  | 1 | 1 | 80% | 8 | 66330 | 300 | 100% | 1078 |  |  | 1078
15873 | GenOn Northeast Management Company | 3118 | Conemaugh | PA | 1 | OP | 12 | 1994 | SP |  |  |  | LS |  |  |  | Y | ABB | 139 | NA | N | 20% | 0% | 2 | 2 | 100% | 1863 | 2690964 | 124.5 | 100% |  | 0 | 0 | 255186
15873 | GenOn Northeast Management Company | 3118 | Conemaugh | PA | 2 | OP | 11 | 1995 | SP |  |  |  | LS |  |  |  | Y | ABB | 132 | NA | N | 20% | 0% | 2 | 2 | 100% | 1863 | 2690964 | 124.5 | 100% |  | 0 | 0 | 72632
15873 | GenOn Northeast Management Company | 3136 | Keystone | PA | FGD1 | OP | 9 | 2009 | SP |  |  |  | LS |  |  |  | Y | WAP | 90 | Y | N | 10% | 0% | 1 | 1 | 100% | 9751 | 2713432 | 124 | 100% | 0 | 0 | 0 | 382500
15873 | GenOn Northeast Management Company | 3136 | Keystone | PA | FGD2 | OP | 10 | 2009 | SP |  |  |  | LS |  |  |  | Y | WAP | 90 | Y | N | 10% | 0% | 1 | 1 | 100% | 9751 | 2713432 | 124 | 100% | 0 | 0 | 0 | 382500
15989 | City of Richmond - (IN) | 1040 | Whitewater Valley | IN | FSI2 | SB | 1 | 2006 | CD |  |  |  | LS |  |  |  | N | MT |  | NA | Y | 10% | 0% |  |  | 40% | 3.5 | 276500 | 330 | 100% | 1200 | 1 | 1000 | 2201
15989 | City of Richmond - (IN) | 1040 | Whitewater Valley | IN | LFC | SC | 10 | 1994 | SD |  |  |  | LS |  |  |  | N | TP | 2 | NA | Y | 10% | 0% |  |  | 70% | 3.5 | 230000 | 195 | 70% | 10000 |  |  | 10000
16024 | Riverwood Intl USA Inc | 54464 | Riverwood International Macon Mill | GA | B03S | OP | 6 | 1980 | VE |  |  |  | CSH |  |  |  | N | FM | 0 | N | N | 10% | 0% | 1 | 1 | 100% | 130 | 140000 | 130 | 100%
16181 | Rochester Public Utilities | 2008 | Silver Lake | MN | CE008 | OP | 1 | 2009 | SD |  |  |  | LI |  |  |  | N | UE |  | NA | N | 10% | 0% | 1 | 1 | 90% | 167 | 220000 | 275 | 100% | 39000 | 1000 | 6000 | 46000
16190 | Sappi Fine Paper North America-Somerset | 50406 | Somerset Plant | MA | 2HFB | OP | 6 | 1990 | SP | TR |  |  | SA |  |  |  | N | AA |  | NA | N |  |  | 1 | 1 | 90% | 38 | 279000 | 148 | 100% | 1687 | 1 | 41 | 1729
16233 | Rocky Mountain Power Inc | 55749 | Hardin Generator Project | MT | SDA-1 | OP | 2 | 2006 | SD |  |  |  | LA |  |  |  | N | HA | 52 | NA | N | 10% | 0% | 1 | 1 | 90% | 1861 | 472200 | 165 | 100% | 15000 | 0 | 0 | 15000
16572 | Salt River Project | 4941 | Navajo | AZ | 1 | OP | 8 | 1999 | SP |  |  |  | LS |  |  |  | N | ABB | 7 | NA | Y | 10% | 0% | 2 | 2 | 90% | 771 | 3006814 | 122 | 100% | 140000 | 0 | 0 | 140000
16572 | Salt River Project | 4941 | Navajo | AZ | 2 | OP | 11 | 1998 | SP |  |  |  | LS |  |  |  | N | ABB | 7 | NA | Y | 10% | 0% | 2 | 2 | 90% | 771 | 3006814 | 122 | 100% | 140000 | 0 | 0 | 140000
16572 | Salt River Project | 4941 | Navajo | AZ | 3 | OP | 11 | 1997 | SP |  |  |  | LS |  |  |  | N | ABB | 7 | NA | Y | 10% | 0% | 2 | 2 | 90% | 771 | 3006814 | 122 | 100% | 140000 | 0 | 0 | 140000
16572 | Salt River Project | 6177 | Coronado | AZ | FGD1 | RE | 12 | 1979 | [17 empty] | 80% | 3200 | 1500000 | 225 | 80% | 9879 |  | 22745 | 32624
16572 | Salt River Project | 6177 | Coronado | AZ | FGD1A | OP | 4 | 2012 | SP |  |  |  | LS |  |  |  | N | AL | 3 | N | N | 30% | 0% | 1 |  | 100% | 170 | 1701039 | 140 | 100% | 210000 |  |  | 210000
16572 | Salt River Project | 6177 | Coronado | AZ | FGD2 | RE | 10 | 1980 | [17 empty] | 80% | 3200 | 1500000 | 225 | 80% | 9879 |  | 22745 | 32624
16572 | Salt River Project | 6177 | Coronado | AZ | FGD2A | OP | 5 | 2011 | SP |  |  |  | LS |  |  |  | N | AL | 3 | N | N | 30% | 0% | 1 | 1 | 100% | 170 | 1701039 | 140 | 100% | 210000 |  |  | 210000
16604 | City of San Antonio - (TX) | 7097 | J K Spruce | TX | FGD1 | OP | 12 | 1992 | SP |  |  |  | LS |  |  |  | Y | CE | 103 | Y | N | 10% | 0% | 3 | 2 | 90% | 2415 | 1497400 | 132 | 100% | 55728 | 8988 | 10 | 64726
16604 | City of San Antonio - (TX) | 7097 | J K Spruce | TX | FGD2 | OP | 5 | 2010 | SP |  |  |  | LS |  |  |  | Y | AL | 103 | Y | N | 10% | 0% | 1 | 1 | 100% | 2880 | 2178513 | 133 | 100% | 50023 | 3325 | 280 | 53628
16624 | San Miguel Electric Coop, Inc | 6183 | San Miguel | TX | SM-1 | OP | 1 | 1982 | SP | TR | VE |  | LS |  |  |  | N | BW | 450 | Y | N | 30% | 0% | 4 | 4 | 90% | 2876.4 | 1323429 | 160 | 100% | 68464 | 8667 | 0 | 77131
16899 | SERRF Joint Powers Authority | 50837 | Southeast Resource Recovery | CA | FGD1 | OP | 7 | 1988 | SP |  |  |  | LI |  |  |  | N | PB |  | NA | N |  |  | 1 | 1 | 100% | 0.37 | 70000 | 305 | 100% | 1750 | 100 | 250 | 2100
16899 | SERRF Joint Powers Authority | 50837 | Southeast Resource Recovery | CA | FGD2 | OP | 7 | 1988 | SP |  |  |  | LI |  |  |  | N | PB |  | NA | N |  |  | 1 | 1 | 100% | 0.37 | 70000 | 305 | 100% | 1750 | 100 | 250 | 2100
16899 | SERRF Joint Powers Authority | 50837 | Southeast Resource Recovery | CA | FGD3 | OP | 7 | 1988 | SP |  |  |  | LI |  |  |  | N | PB |  | NA | N |  |  | 1 | 1 | 100% | 0.37 | 70000 | 305 | 100% | 1750 | 100 | 250 | 2100
16929 | SEMASS Partnership | 50290 | SEMASS Resource Recovery | MA | SDA1 | OP | 8 | 1988 | SD |  |  |  | LI |  |  |  | N | JO |  | NA | N |  |  | 1 | 1 | 100% | 32 | 283700 | 330 | 100% | 4700 | 0 | 0 | 4700
16929 | SEMASS Partnership | 50290 | SEMASS Resource Recovery | MA | SDA2 | OP | 8 | 1988 | SD |  |  |  | LI |  |  |  | N | JO |  | NA | N |  |  | 1 | 1 | 100% | 32 | 283700 | 330 | 100% | 4700 | 0 | 0 | 4700
16929 | SEMASS Partnership | 50290 | SEMASS Resource Recovery | MA | SDA3 | OP | 6 | 1993 | SD |  |  |  | LI |  |  |  | N | JO |  | NA | N |  |  | 1 | 1 | 100% | 32 | 283700 | 330 | 100% | 4900 | 0 | 0 | 4900
17166 | Sierra Pacific Power Co | 8224 | North Valmy | NV | 2 | OP | 7 | 1985 | SD |  |  |  | LI |  |  |  | N | CE | 96 | NA | Y | 10% | 0% | 3 | 3 | 70% | 400 | 770000 | 270 | 80% | 61000 | 600 | 0 | 61600
17177 | City of Sikeston - (MO) | 6768 | Sikeston Power Station | MO | 1 | OS | 11 | 1981 | VE | TR |  |  | LS |  |  |  | N | BW | 26 | Y | Y | 10% | 0% | 3 | 2 | 80% | 2818 | 635271 | 131 | 100% | 10954 |  |  | 10954
17445 | Solid Waste Auth of Palm Beach | 50071 | Palm Beach Renewable Energy Facility#1 | FL | SDA1R | OP | 9 | 2010 | SD |  |  |  | LI |  |  |  | N | WAP |  | NA | N |  |  | 1 | 1 | 80% | 72 | 215200 | 280 | 100%
17445 | Solid Waste Auth of Palm Beach | 50071 | Palm Beach Renewable Energy Facility#1 | FL | SDA2R | OP | 2 | 2011 | SD |  |  |  | LI |  |  |  | N | WAP |  | NA | N |  |  | 1 | 1 | 80% | 72 | 215200 | 280 | 100%
17445 | Solid Waste Auth of Palm Beach | 50071 | Palm Beach Renewable Energy Facility#1 | FL | SDA1 | RE | 5 | 1989 | SD |  |  |  | LI |  |  |  | N | JO |  | NA | N |  |  | 1 | 1 | 70% | 104 | 187077 | 255 | 100% |  |  |  | 4500
17445 | Solid Waste Auth of Palm Beach | 50071 | Palm Beach Renewable Energy Facility#1 | FL | SDA2 | RE | 5 | 1989 | SD |  |  |  | LI |  |  |  | N | JO |  | NA | N |  |  | 1 | 1 | 70% | 104 | 187077 | 255 | 100% |  |  |  | 4500
17445 | Solid Waste Auth of Palm Beach | 57898 | Palm Beach Renewable Energy Facility#2 | FL | SDA4 | PL | 5 | 2015 | SD |  |  |  | LI |  |  |  |  | BW |  | NA |  |  |  | 1 | 1
17445 | Solid Waste Auth of Palm Beach | 57898 | Palm Beach Renewable Energy Facility#2 | FL | SDA5 | PL | 5 | 2015 | SD |  |  |  | LI |  |  |  |  | BW |  | NA |  |  |  | 1 | 1
17445 | Solid Waste Auth of Palm Beach | 57898 | Palm Beach Renewable Energy Facility#2 | FL | SDA3 | PL | 5 | 2015 | SD |  |  |  | LI |  |  |  |  | BW |  | NA |  |  |  | 1 | 1
17465 | RockTenn-West Point Mill | 10017 | West Point Mill | VA | PB08WS | OP | 10 | 2007 | SP | TR | VE |  | OT |  |  |  | N | AN |  | NA | N |  | 0% | 1 | 1 | 100% | 0.6 | 230400 | 143 | 100% | 10000 | 0 | 0 | 10000
17539 | South Carolina Electric&Gas Co | 3297 | Wateree | SC | WAT0 | OP | 10 | 2010 | SP |  |  |  | LS |  |  |  | Y | BPE | 112.74 | Y | Y | 10% | 0% | 1 |  | 100% | 485 | 2136763 | 150 | 100% | 67672 | 18978 | 147650 | 234300
17539 | South Carolina Electric&Gas Co | 7210 | Cope | SC | COP1 | OP | 1 | 1996 | SD |  |  |  | LI |  |  |  | N | AL | 99 | Y | N | 10% | 0% | 2 | 2 | 100% | 565 | 1154523 | 151 | 100%
17539 | South Carolina Electric&Gas Co | 7737 | Kapstone | SC | SD01 | OP | 4 | 1999 | SD |  |  |  | LI |  |  |  | N | ABB | 53 | NA | N | 10% | 0% | 1 | 1 | 90% | 343 | 366999 | 164 | 100% | 13800 | 4600 | 0 | 18400
17543 | South Carolina Public Service Authority | 130 | Cross | SC | 1 | OP | 5 | 1995 | SP |  |  |  | LS |  |  |  | Y | GE |  | N | N | 10% | 0% | 3 | 2 | 100% | 765 | 1010000 | 275 | 100% |  |  |  | 36176
17543 | South Carolina Public Service Authority | 130 | Cross | SC | 2 | OP | 12 | 1983 | SP |  |  |  | LS |  |  |  | Y | PB |  | N | N | 20% | 0% | 3 | 2 | 90% | 1363 | 1602076 | 160 | 100% | 24393 | 11986 |  | 36379
17543 | South Carolina Public Service Authority | 130 | Cross | SC | 3 | OP | 1 | 2007 | SP |  |  |  | LS |  |  |  | Y | BPE |  | NA | N | 20% | 0% | 1 | 1 | 100% | 1261 | 1765000 | 121 | 100% |  |  |  | 64610
17543 | South Carolina Public Service Authority | 130 | Cross | SC | 4 | OP | 10 | 2008 | SP |  |  |  | LS |  |  |  | Y | BPE |  | NA | N | 20% | 0% | 1 | 1 | 100% | 1261 | 1765000 | 121 | 100% |  |  |  | 60832
17543 | South Carolina Public Service Authority | 6249 | Winyah | SC | 1 | OP | 5 | 2007 | SP |  |  |  | LS |  |  |  | Y | WAP | 31 | N | N | 20% | 0% | 1 | 1 | 100% | 352 | 980176 | 126 | 100% | 54750 | 3250 | 4000 | 62000
17543 | South Carolina Public Service Authority | 6249 | Winyah | SC | 2 | OP | 7 | 1977 | SP |  |  |  | LS |  |  |  | Y | WAP | 31 | N | N | 20% | 0% | 1 | 1 | 100% | 352 | 980176 | 126 | 100% | 54750 | 3250 | 4000 | 62000
17543 | South Carolina Public Service Authority | 6249 | Winyah | SC | 3 | OP | 6 | 1980 | SP |  |  |  | LS |  |  |  | Y | BW | 58 | N | N | 20% | 0% | 2 | 2 | 90% | 1230 | 642624 | 130 | 80% | 27279 | 4252 | 0 | 31531
17543 | South Carolina Public Service Authority | 6249 | Winyah | SC | 4 | OP | 11 | 1981 | SP |  |  |  | LS |  |  |  | Y | AM | 58 | N | N | 20% | 0% | 2 | 2 | 90% | 1240 | 797150 | 125 | 100% | 28141 | 4677 | 0 | 32818
17554 | South Carolina Genertg Co, Inc | 3298 | Williams | SC | WIL1 | OP | 2 | 2010 | SP |  |  |  | LS |  |  |  | Y | BPE | 174 | Y | N | 10% | 0% | 1 | 1 | 100% | 665 | 1773000 | 130 | 100% | 56539 | 18879 | 127682 | 203100
17568 | South Mississippi El Pwr Assn | 6061 | R D Morrow | MS | 1 | OP | 9 | 1978 | SP | VE |  |  | LS |  |  |  | N | RS | 4 | NA | Y | 10% | 0% | 1 | 1 | 100% | 1546 | 396800 | 125 | 60% | 16223 | 5724 | 754 | 22701
17568 | South Mississippi El Pwr Assn | 6061 | R D Morrow | MS | 2 | OP | 6 | 1979 | SP | VE |  |  | LS |  |  |  | N | RS | 4 | NA | Y | 10% | 0% | 1 | 1 | 100% | 1546 | 396800 | 125 | 60% | 10191 | 3841 | 10 | 14042
17632 | Southern Illinois Power Coop | 976 | Marion | IL | 4 | OP | 4 | 1979 | VE |  |  |  | LS | DB |  |  | Y | BW | 102 | NA | N | 20% | 0% | 2 | 2 | 90% | 1451 | 691500 | 129 | 100% | 16094 | 3646 | 18000 | 37740
17633 | Southern Indiana Gas & Elec Co | 1012 | F B Culley | IN | 2-3 | OP | 1 | 1995 | SP |  |  |  | LS |  |  |  | Y | RS |  | NA | N | 10% | 0% | 1 | 1 | 100% | 1171 | 1621683 | 128 | 100% | 90000 | 5000 | 5000 | 100000
17633 | Southern Indiana Gas & Elec Co | 6137 | A B Brown | IN | 1 | OP | 4 | 1979 | SP |  |  |  | SA | LI |  |  | N | FM | 155 | NA | N | 10% | 0% | 2 | 2 | 90% | 2960 | 840000 | 130 | 100% | 14000 | 5000 | 1000 | 20000
17633 | Southern Indiana Gas & Elec Co | 6137 | A B Brown | IN | 2 | OP | 2 | 1986 | SP |  |  |  | SA | LI |  |  | N | FM | 155 | NA | N | 10% | 0% | 2 | 2 | 90% | 1702 | 1000000 | 130 | 100% | 30025 | 4433 | 1000 | 35458
17698 | Southwestern Electric Power Co | 7902 | Pirkey | TX | 1 | OP | 1 | 1985 | BR |  |  |  | LS |  |  |  | N | UO | 254 | Y | Y | 20% | 0% | 4 | 4 | 90% | 5112 | 2490000 | 149 | 90% | 36179 | 13083 | 0 | 49262
17698 | Southwestern Electric Power Co | 56564 | John W Turk Jr Power Plant | AR | 1 | OP | 12 | 2012 | SD |  |  |  | LI |  |  |  | N | BW | 103 | NA | Y | 10% | 0% | 2 | 2 | 100% | 480 | 2178301 | 170 | 100% | 17280 | 0 | 0 | 17280
17828 | City of Springfield - (IL) | 963 | Dallman | IL | 31-32 | OP | 6 | 2001 | PA | SP |  |  | LS |  |  |  | Y | LLB | 54 | N | Y | 10% | 0% | 1 | 1 | 100% | 523 | 550213 | 129 | 100% | 36000 | 1000 | 1000 | 38000
17828 | City of Springfield - (IL) | 963 | Dallman | IL | 33 | OP | 12 | 1980 | PA | SP |  |  | LS |  |  |  | Y | RC | 54 | N | N | 10% | 0% | 2 | 2 | 100% | 2205 | 775000 | 140 | 90% | 20000 | 1950 | 1000 | 22950
17828 | City of Springfield - (IL) | 963 | Dallman | IL | 41 | OP | 11 | 2009 | SP | TR |  |  | LS |  |  |  | Y | WAP |  | NA | N | 10% | 0% | 1 | 1 | 100% | 274 | 618999 | 134 | 100% | 25000 | 649 | 618 | 26267
17833 | City Utilities of Springfield - (MO) | 6195 | John Twitty Energy Center | MO | 1 | RE | 4 | 1977 | TR |  |  |  | DB |  |  |  | N | UO | 76 | Y | N | 20% |  | 2 | 2 | 90% |  | 510409 | 131 | 100% | 10000 | 1600 |  | 11600
17833 | City Utilities of Springfield - (MO) | 6195 | John Twitty Energy Center | MO | 2 | OP | 1 | 2011 | CD |  |  |  | LA |  |  |  | Y | AES | 7 | NA | N | 10% | 0% | 1 | 1 | 100% | 230 | 798690 | 162 | 100% | 20592 | 1 | 15170 | 35763
18157 | Stone Container Corp-Panama Ci | 50807 | Stone Container Panama City Mill | FL | 3BB | OP | 6 | 1970 | VE |  |  |  | AF |  |  |  | N | FM |  | N | N | 10% | 0% | 1 | 1 | 70% | 199 | 220000 | 149 | 90% | 200000 | 10 | 10 | 200020
18157 | Stone Container Corp-Panama Ci | 50807 | Stone Container Panama City Mill | FL | 4BB | OP | 6 | 1970 | VE |  |  |  | AF | CSH |  |  | N | FM |  | N | N | 10% | 0% | 1 | 1 | 70% | 344 | 220000 | 146 | 100% | 200000 | 10 | 10 | 200020
18315 | Sunflower Electric Power Corp | 108 | Holcomb | KS | SDA1 | OP | 8 | 1983 | SD |  |  |  | LA |  |  |  | Y | JO | 1 | NA | N | 10% | 0% | 3 | 3 | 80% | 1735 | 656500 | 180 | 100% | 38386 | 0 | 0 | 38386
18414 | TES Filer City Station LP | 50835 | TES Filer City Station | MI | SC1 | OP | 6 | 1990 | SD |  |  |  | LA |  |  |  | N | GE | 4 | NA | N | 20% | 0% | 1 | 1 | 90% | 190.75 | 149500 | 160 | 100%
18414 | TES Filer City Station LP | 50835 | TES Filer City Station | MI | SC2 | OP | 6 | 1990 | SD |  |  |  | LA |  |  |  | N | GE | 4 | NA | N | 20% | 0% | 1 | 1 | 90% | 190.75 | 149500 | 160 | 100%
18454 | Tampa Electric Co | 645 | Big Bend | FL | FGD1 | OP | 12 | 1999 | SP | TR |  |  | LS | DB |  |  | Y | WAP | 0 | NA | Y | 10% | 0% | 1 | 1 | 100% | 2386 | 2390550 | 132 | 100% | 58004 | 6935 | 19116 | 84055
18454 | Tampa Electric Co | 645 | Big Bend | FL | FGD4 | OP | 2 | 1985 | SP | PA |  |  | LS |  |  |  | Y | RC | 0 | NA | Y | 10% | 0% | 4 | 4 | 100% | 3100 | 2900000 | 127 | 100% | 79879 | 4195 | 0 | 84074
18454 | Tampa Electric Co | 645 | Big Bend | FL | FGD3 | OP | 2 | 1985 | SP | PA |  |  | LS |  |  |  | Y | RC | 0 | NA | Y | 10% | 0% | 4 | 4 | 100% | 3100 | 1389740 | 126 | 100% | 79879 | 4195 | 0 | 84074
18642 | Tennessee Valley Authority | 50 | Widows Creek | AL | 7 | OP | 12 | 1981 | SP |  |  |  | LS |  |  |  | N | CE | 167 | Y | Y | 20% | 0% | 4 | 4 | 80% | 6108 | 1624000 | 175 | 100% |  |  |  | 56993
18642 | Tennessee Valley Authority | 50 | Widows Creek | AL | 8 | OP | 1 | 1978 | TR |  |  |  | LS |  |  |  | N | IH | 228 | Y | Y | 30% | 0% | 4 | 4 | 80% | 8709 | 2072000 | 175 | 100% |  |  |  | 50352
18642 | Tennessee Valley Authority | 1378 | Paradise | KY | 1 | OP | 9 | 1983 | SP |  |  |  | LS |  |  |  | Y | CC | 55 | N | N | 10% | 0% | 6 | 5 | 80% | 5568 | 2100000 | 170 | 100% |  |  |  | 124908
18642 | Tennessee Valley Authority | 1378 | Paradise | KY | 2 | OP | 12 | 1983 | SP |  |  |  | LS |  |  |  | Y | CC | 55 | N | N | 10% | 0% | 6 | 5 | 80% | 5568 | 2100000 | 170 | 100% |  |  |  | 124908
18642 | Tennessee Valley Authority | 1378 | Paradise | KY | 3 | OP | 10 | 2006 | SP |  |  |  | LS |  |  |  | N | MI |  | N | y | 10% | 0% | 1 |  | 100% | 123 | 3254000 | 132 | 100% |  |  |  | 271400
18642 | Tennessee Valley Authority | 3396 | Bull Run | TN | 1 | OP | 12 | 2008 | SP |  |  |  | LS |  |  |  | N | MI |  | N | N | 10% | 0% | 1 | 1 | 100% |  | 3065000 | 300 | 100% | 242000 | 6000 | 11000 | 259000
18642 | Tennessee Valley Authority | 3399 | Cumberland | TN | 1 | OP | 1 | 1995 | SP |  |  |  | LS |  |  |  | Y | CE | 450 | N | N | 10% | 0% | 3 | 3 | 100% | 4470 | 4206000 | 125 | 100% | 255720 | 9280 |  | 265000
18642 | Tennessee Valley Authority | 3399 | Cumberland | TN | 2 | OP | 1 | 1995 | SP |  |  |  | LS |  |  |  | Y | CE | 450 | N | N | 10% | 0% | 3 | 3 | 100% | 4470 | 4206000 | 125 | 100% | 255720 | 9280 |  | 265000
18642 | Tennessee Valley Authority | 3407 | Kingston | TN | A | OP | 6 | 2010 | SP |  |  |  | LS |  |  |  | N | MI |  | N | Y | 10% | 0% | 2 | 2 | 100% | 890 | 4704000 | 130 | 100% |  |  |  | 521204
18642 | Tennessee Valley Authority | 3407 | Kingston | TN | B | OP | 6 | 2010 | SP |  |  |  | LS |  |  |  | N | MI |  | N | Y | 10% | 0% | 2 | 2 | 100% | 890 | 4704000 | 130 | 100% | 215000 | 10000 | 12500 | 237500
18715 | Texas Municipal Power Agency | 6136 | Gibbons Creek | TX | 1 | OP | 10 | 1983 | SP |  |  |  | LS |  |  |  | Y | CE | 28 | Y | Y | 10% | 0% | 3 | 2 | 100% | 300 | 1494000 | 200 | 100% | 21811 | 5670 | 473 | 27954
19099 | TransAlta Centralia Gen LLC | 3845 | Transalta Centralia Generation | WA | 1 | OP | 6 | 2002 | SP |  |  |  | LS |  |  |  | Y | AL |  | NA | Y | 10% | 0% | 1 | 1 | 90% | 1270 | 2146313 | 137 | 100% | 75500 | 1 | 876 | 76377
19099 | TransAlta Centralia Gen LLC | 3845 | Transalta Centralia Generation | WA | 2 | OP | 10 | 2001 | SP |  |  |  | LS |  |  |  | Y | AL |  | NA | Y | 10% | 0% | 1 | 1 | 90% | 1270 | 2146313 | 137 | 100% | 75500 | 1 | 876 | 76377
19194 | Syracuse Energy Corp | 50651 | Syracuse Energy | NY | 1 | OP | 6 | 2006 | CD |  |  |  | LI |  |  |  | N | AL |  | NA | N | 10% | 0% | 1 | 1 | 70% | 1375 | 450000 | 190 | 100% | 19600 | 0 | 0 | 19600
19316 | Two Elk Generation Partners LP | 55360 | Two Elk Generating Station | WY | DFGD | CO | 12 | 2016 | SD |  |  |  | LS |  |  |  | N | AL |  | Y | N | 10% | 0% | 2 | 2 | 90% | 444 | 2500000 | 160 | 100% | 36 |  |  | 36
19436 | Union Electric Co - (MO) | 2107 | Sioux | MO | 1 | OP | 11 | 2010 | SP |  |  |  | LS |  |  |  | N | OT | 4.3 | Y | N | 10% | 0% | 1 | 1 | 100% | 101 | 1519013 | 139 | 100% | 121547 | 11021 | 201814 | 334382
19436 | Union Electric Co - (MO) | 2107 | Sioux | MO | 2 | OP | 11 | 2010 | SP |  |  |  | LS |  |  |  | N | OT | 4.3 | Y | N | 10% | 0% | 1 | 1 | 100% | 101 | 1519013 | 139 | 100% | 121547 | 11021 | 201814 | 334382
19528 | University of Illinois | 54780 | University of Illinois Abbott Power Plt | IL | CT121 | OP | 3 | 1987 | BR |  |  |  | LS |  |  |  | N | CA |  | NA | Y | 10% | 0% | 1 | 1 | 90% | 207 | 110000 | 115 | 100% | 15000 | 0 | 0 | 15000
19545 | Black Hills Power Inc | 7504 | Neil Simpson II | WY | 2 | OP | 11 | 1995 | CD |  |  |  | LI |  |  |  | N | BW | 2714 | NA | N | 10% | 0% | 1 | 1 | 90% | 115 | 400000 | 185 | 100% | 7000 | 0 | 0 | 7000
19545 | Black Hills Power Inc | 55479 | Wygen 1 | WY | 3 | OP | 5 | 2003 | SP |  |  |  | LI |  |  |  | N | BW | 2714 | NA | N | 10% | 0% | 1 | 1 | 90% | 152 | 413176 | 185 | 100% | 11000 | 0 | 0 | 11000
19545 | Black Hills Power Inc | 56319 | Wygen 2 | WY | 1 | OP | 1 | 2008 | SD |  |  |  | LA |  |  |  | N | BW | 38 | N | n | 10% | 0% | 1 | 1 | 90% | 99.1 | 480000 | 175 | 100% | 6263 | 5281 | 3915 | 15459
19545 | Black Hills Power Inc | 56596 | Wygen III | WY | 5 | OP | 4 | 2010 | SD |  |  |  | LA |  |  |  | N | BW | 34 | N | N | 10% | 0% | 1 | 1 | 90% | 99.1 | 480000 | 175 | 100% | 11000 | 200 | 10000 | 21200
19685 | Valero Refining Co | 50121 | Valero Refinery Corpus Christi West | TX | BELCO | OP | 10 | 1994 | SP |  |  |  | CSH |  |  |  | N | BT | 0 | NA | N |  |  | 1 | 1 | 100% | 62 | 535000 | 174 | 100% | 52000 | 10000 | 0 | 62000
19876 | Virginia Electric & Power Co | 3797 | Chesterfield | VA | 5 | OP | 5 | 2011 | SP |  |  |  | LS |  |  |  | Y | WAP | 0 | Y | N | 10% | 0% | 1 | 1 | 100% | 743 | 2414036 | 136 | 100% | 290656 | 13224 | 69100 | 372980
19876 | Virginia Electric & Power Co | 3797 | Chesterfield | VA | 6 | OP | 4 | 2008 | SP |  |  |  | LS |  |  |  | Y | WAP | 0 | Y | N | 10% | 0% | 1 | 1 | 100% | 743 | 2414036 | 136 | 100% | 290656 | 13224 | 69100 | 372980
19876 | Virginia Electric & Power Co | 3797 | Chesterfield | VA | 4 | OP | 12 | 2011 | SP |  |  |  | LS |  |  |  | Y | WAP | 0 | Y | N | 10% | 0% | 1 | 1 | 100% | 743 | 2414036 | 136 | 100% | 290656 | 13224 | 69100 | 372980
19876 | Virginia Electric & Power Co | 3797 | Chesterfield | VA | 3 | OP | 12 | 2011 | SP |  |  |  | LS |  |  |  | Y | WAP | 0 | Y | N | 10% | 0% | 1 | 1 | 100% | 743 | 2414036 | 136 | 100% | 290656 | 13224 | 69100 | 372980
19876 | Virginia Electric & Power Co | 3954 | Mt Storm | WV | 1 | OP | 2 | 2002 | SP |  |  |  | LS | DB |  |  | N | MX | 107 | N | Y | 10% | 0% | 1 | 1 | 100% | 899 | 2183000 | 132 | 100% | 60000 |  |  | 60000
19876 | Virginia Electric & Power Co | 3954 | Mt Storm | WV | 2 | OP | 2 | 2002 | SP |  |  |  | LS | DB |  |  | N | MX | 107 | N | Y | 10% | 0% | 1 | 1 | 100% | 899 | 2183000 | 132 | 100% | 60000 |  |  | 60000
19876 | Virginia Electric & Power Co | 3954 | Mt Storm | WV | 3 | OP | 1 | 1995 | SP |  |  |  | LS | DB |  |  | N | GE | 115 | N | Y | 10% | 0% | 2 | 2 | 90% | 1168 | 2560310 | 115 | 100% | 140000 |  |  | 140000
19876 | Virginia Electric & Power Co | 7213 | Clover | VA | 1 | OP | 10 | 1995 | SP |  |  |  | LS |  |  |  | N | ABB | 164 | Y | Y | 10% | 0% | 3 | 2 | 90% | 533 | 867000 | 121 | 100% | 40322 | 1613 |  | 41935
19876 | Virginia Electric & Power Co | 7213 | Clover | VA | 2 | OP | 3 | 1996 | SP |  |  |  | LS |  |  |  | N | ABB | 164 | Y | Y | 10% | 0% | 3 | 2 | 90% | 533 | 867000 | 121 | 100% | 38936 | 46 |  | 38982
19876 | Virginia Electric & Power Co | 10771 | Hopewell Power Station | VA | 1 | OP | 6 | 1992 | SD |  |  |  | LA |  |  |  | N | FL |  | NA | N | 10% | 0% | 1 | 1 | 90% | 118 | 112500 | 160 | 100%
19876 | Virginia Electric & Power Co | 10771 | Hopewell Power Station | VA | 2 | OP | 6 | 1992 | SD |  |  |  | LA |  |  |  | N | FL |  | NA | N | 10% | 0% | 1 | 1 | 90% | 118 | 112500 | 160 | 100%
19876 | Virginia Electric & Power Co | 10773 | Altavista Power Station | VA | 1 | OP | 2 | 1992 | SD |  |  |  | LA |  |  |  | N | FL |  | NA | N | 10% | 0% | 1 | 1 | 90% | 83 | 112500 | 160 | 100%
19876 | Virginia Electric & Power Co | 10773 | Altavista Power Station | VA | 2 | OP | 2 | 1992 | SD |  |  |  | LA |  |  |  | N | FL |  | NA | N | 10% | 0% | 1 | 1 | 90% | 83 | 112500 | 160 | 100%
19876 | Virginia Electric & Power Co | 10774 | Southampton Power Station | VA | 1 | OP | 6 | 1991 | SD |  |  |  | LA |  |  |  | N | FL |  | NA | N | 10% | 0% | 1 | 1 | 90% | 61 | 116952 | 157.7 | 100% | 817 |  |  | 817
19876 | Virginia Electric & Power Co | 10774 | Southampton Power Station | VA | 2 | OP | 6 | 1991 | SD |  |  |  | LA |  |  |  | N | FL |  | NA | N | 10% | 0% | 1 | 1 | 90% | 61 | 116952 | 157.7 | 100% | 729 |  |  | 729
19876 | Virginia Electric & Power Co | 52007 | Mecklenburg Power Station | VA | FGD1 | OP | 11 | 1992 | CD |  |  |  | LA |  |  |  | N | FL | 8 | NA | N | 10% | 0% | 1 | 1 | 90% | 143 | 220000 | 160 | 100% | 2500 | 850 |  | 3350
19876 | Virginia Electric & Power Co | 52007 | Mecklenburg Power Station | VA | FGD2 | OP | 11 | 1992 | CD |  |  |  | LA |  |  |  | N | FL | 7 | NA | N | 10% | 0% | 1 | 1 | 90% | 143 | 220000 | 160 | 100% | 2500 | 850 |  | 3350
19876 | Virginia Electric & Power Co | 56808 | Virginia City Hybrid Energy Center | VA | FGD1 | OP | 4 | 2012 | CD |  |  |  | LI |  |  |  | Y |  |  | Y | N |  | 0% | 1 | 1 | 90% | 91 | 1010603 | 152 | 60%
19876 | Virginia Electric & Power Co | 56808 | Virginia City Hybrid Energy Center | VA | FGD2 | OP | 4 | 2012 | CD |  |  |  | LI |  |  |  | Y |  |  | Y | N |  | 0% | 1 | 1 | 90% | 91 | 1010603 | 152 | 60%
20508 | MeadWestvaco Corp | 50900 | Covington Facility | VA | DS69 | OP | 6 | 1989 | SP |  |  |  | CEF | CSH |  |  | N | AP | 0 | NA | Y | 10% | 0% | 1 | 0 | 100% | 355 | 191500 | 230 | 30% | 3500 | 13729 | 500 | 17729
20508 | MeadWestvaco Corp | 50900 | Covington Facility | VA | DS78 | OP | 6 | 1989 | SP |  |  |  | CEF | CSH |  |  | N | AP | 0 | NA | Y | 10% | 0% | 1 | 0 | 100% | 600 | 120000 | 230 | 40% | 3500 | 13729 | 750 | 17979
20511 | Weyerhaeuser Co- New Bern | 50188 | Weyerhaeuser New Bern NC | NC | PB2 | OP | 12 | 1996 | SP |  |  |  | SL |  |  |  | N | BW | 0 | NA | N |  |  | 2 | 2 | 90% | 224 | 180000 | 120 | 100% | 2000 | 1 | 1500 | 3501
20541 | Wheelabrator Environmental Systems | 10503 | Wheelabrator Hudson Falls | NY | S202A | OP | 2 | 1992 | SD |  |  |  | LI |  |  |  | N | BPC |  | NA | N |  |  | 1 | 1 | 100% | 0 | 98000 | 285 | 100% | 450 | 1 | 0 | 451
20541 | Wheelabrator Environmental Systems | 10503 | Wheelabrator Hudson Falls | NY | S202B | OP | 2 | 1992 | SD |  |  |  | LI |  |  |  | N | BPC |  | NA | N |  |  | 1 | 1 | 100% | 0 | 98000 | 285 | 100% | 450 | 1 | 0 | 451
20541 | Wheelabrator Environmental Systems | 10629 | Wheelabrator Baltimore Refuse | MD | SDA1 | OP | 12 | 2000 | SD |  |  |  | LI |  |  |  | N | WAP |  | NA | N |  |  | 1 | 1 | 90% | 7 | 211000 | 305 | 100% | 4126 | 0 | 5064 | 9190
20541 | Wheelabrator Environmental Systems | 10629 | Wheelabrator Baltimore Refuse | MD | SDA2 | OP | 12 | 2000 | SD |  |  |  | LI |  |  |  | N | WAP |  | NA | N |  |  | 1 | 1 | 90% | 7 | 211000 | 305 | 100% | 4126 | 0 | 5064 | 9190
20541 | Wheelabrator Environmental Systems | 10629 | Wheelabrator Baltimore Refuse | MD | SDA3 | OP | 12 | 2000 | SD |  |  |  | LI |  |  |  | N | WAP |  | NA | N |  |  | 1 | 1 | 90% | 7 | 211000 | 305 | 100% | 4126 | 0 | 5064 | 9190
20541 | Wheelabrator Environmental Systems | 50873 | Wheelabrator Concord Facility | NH | SDA1 | OP | 11 | 2000 | SD |  |  |  | LI |  |  |  | N | WAP |  | NA | N |  |  | 1 | 1 | 80% | 18 | 64429 | 277 | 100% | 4262 | 0 | 0 | 4262
20541 | Wheelabrator Environmental Systems | 50873 | Wheelabrator Concord Facility | NH | SDA2 | OP | 11 | 2000 | SD |  |  |  | LI |  |  |  | N | WAP |  | NA | N |  |  | 1 | 1 | 80% | 18 | 64429 | 277 | 100% | 4262 | 0 | 0 | 4262
20541 | Wheelabrator Environmental Systems | 50875 | McKay Bay Facility | FL | L1SDA | OP | 10 | 2000 | SD |  |  |  | CC |  |  |  | N | CC |  | NA | N |  |  | 1 | 1 | 80% | 29 | 36701 | 315 | 100% | 200 | 0 | 2000 | 2200
20541 | Wheelabrator Environmental Systems | 50875 | McKay Bay Facility | FL | L2SDA | OP | 10 | 2000 | SD |  |  |  | CC |  |  |  | N | CC |  | NA | N |  |  | 1 | 1 | 80% | 29 | 36701 | 315 | 100% | 200 | 0 | 2000 | 2200
20541 | Wheelabrator Environmental Systems | 50875 | McKay Bay Facility | FL | L3SDA | OP | 10 | 2001 | SD |  |  |  | CC |  |  |  | N | CC |  | NA | N |  |  | 1 | 1 | 80% | 29 | 36701 | 315 | 100% | 200 | 0 | 2000 | 2200
20541 | Wheelabrator Environmental Systems | 50875 | McKay Bay Facility | FL | L4SDA | OP | 10 | 2001 | SD |  |  |  | CC |  |  |  | N | CC |  | NA | N |  |  | 1 | 1 | 80% | 29 | 36701 | 315 | 100% | 200 | 0 | 2000 | 2200
20541 | Wheelabrator Environmental Systems | 50877 | Wheelabrator North Andover | MA | SDA1 | OP | 10 | 2000 | SD |  |  |  | LI |  |  |  | N | WAP |  | NA | N |  |  | 1 | 1 | 80% | 50 | 173000 | 310 | 100% | 6000 | 0 | 12000 | 18000
20541 | Wheelabrator Environmental Systems | 50877 | Wheelabrator North Andover | MA | SDA2 | OP | 11 | 2000 | SD |  |  |  | LI |  |  |  | N | WAP |  | NA | N |  |  | 1 | 1 | 80% | 50 | 181500 | 310 | 100% | 6000 | 0 | 12000 | 18000
20541 | Wheelabrator Environmental Systems | 50878 | Wheelabrator Millbury Facility | MA | SDA1 | OP | 9 | 1987 | SD |  |  |  | LI |  |  |  | N | WAP |  | NA | N |  |  | 1 | 1 | 80% | 20 | 88000 | 325 | 100% | 5000 | 0 | 0 | 5000
20541 | Wheelabrator Environmental Systems | 50878 | Wheelabrator Millbury Facility | MA | SDA2 | OP | 9 | 1987 | SD |  |  |  | LI |  |  |  | N | WAP |  | NA | N |  |  | 1 | 1 | 80% | 20 | 88000 | 325 | 100% | 5000 | 0 | 0 | 5000
20541 | Wheelabrator Environmental Systems | 50880 | Wheelabrator Saugus | MA | SDA1 | OP | 4 | 1991 | SD |  |  |  | LI |  |  |  | N | WAP |  | NA | N |  |  | 1 | 1 | 80% | 114 | 182500 | 300 | 100% | 7083 | 0 | 17882 | 24965
20541 | Wheelabrator Environmental Systems | 50880 | Wheelabrator Saugus | MA | SDA2 | OP | 3 | 1991 | SD |  |  |  | LI |  |  |  | N | WAP |  | NA | N |  |  | 1 | 1 | 80% | 114 | 171600 | 300 | 100% | 7083 | 0 | 17882 | 24965
20541 | Wheelabrator Environmental Systems | 50882 | Wheelabrator Westchester | NY | SDA1 | OP | 7 | 1999 | SD |  |  |  | LI |  |  |  | N | WAP |  | NA | N |  |  | 1 | 0 | 80% | 8 | 194876 | 300 | 100% | 19368 | 0 | 0 | 19368
20541 | Wheelabrator Environmental Systems | 50882 | Wheelabrator Westchester | NY | SDA2 | OP | 7 | 1999 | SD |  |  |  | LI |  |  |  | N | WAP |  | NA | N |  |  | 1 | 0 | 80% | 8 | 194876 | 275 | 100% | 19368 | 0 | 0 | 19368
20541 | Wheelabrator Environmental Systems | 50882 | Wheelabrator Westchester | NY | SDA3 | OP | 7 | 1999 | SD |  |  |  | LI |  |  |  | N | WAP |  | NA | N |  |  | 1 | 0 | 80% | 8 | 194876 | 275 | 100% | 19368 | 0 | 0 | 19368
20541 | Wheelabrator Environmental Systems | 50883 | Wheelabrator Bridgeport | CT | SDA1 | OP | 2 | 1988 | SD |  |  |  | LI |  |  |  | N | WA |  | NA | N |  |  | 1 | 1 | 80% | 104 | 180000 | 300 | 100% | 5000 | 0 | 0 | 5000
20541 | Wheelabrator Environmental Systems | 50883 | Wheelabrator Bridgeport | CT | SDA2 | OP | 2 | 1988 | SD |  |  |  | LI |  |  |  | N | WAP |  | NA | N |  |  | 1 | 1 | 80% | 11 | 180000 | 300 | 100% | 5000 | 0 | 0 | 5000
20541 | Wheelabrator Environmental Systems | 50883 | Wheelabrator Bridgeport | CT | SDA3 | OP | 2 | 1988 | SD |  |  |  | LI |  |  |  | N | WAP |  | NA | N |  |  | 1 | 1 | 80% | 11 | 180000 | 300 | 100% | 5000 | 0 | 0 | 5000
20541 | Wheelabrator Environmental Systems | 50885 | Wheelabrator Gloucester LP | NJ | SDA1 | OP | 1 | 1990 | SD |  |  |  | LI |  |  |  | N | WAP |  | NA | N |  |  | 1 | 1 | 80% | 13 | 67747 | 277 | 100% | 1500 | 0 | 0 | 1500
20541 | Wheelabrator Environmental Systems | 50885 | Wheelabrator Gloucester LP | NJ | SDA2 | OP | 1 | 1990 | SD |  |  |  | LI |  |  |  | N | WAP |  | NA | N |  |  | 1 | 1 | 80% | 13 | 67747 | 277 | 100% | 1500 | 0 | 0 | 1500
20541 | Wheelabrator Environmental Systems | 50886 | Wheelabrator Spokane | WA | 1 | OP | 9 | 1991 | SD |  |  |  | LI |  |  |  | N | WAP |  | NA | N |  |  | 1 | 1 | 90% | 22 | 124000 | 279 | 100% | 400 | 0 | 0 | 400
20541 | Wheelabrator Environmental Systems | 50886 | Wheelabrator Spokane | WA | 2 | OP | 9 | 1991 | SD |  |  |  | LI |  |  |  | N | WAP |  | NA | N |  |  | 1 | 1 | 90% | 22 | 123690 | 279 | 100% | 400 | 0 | 0 | 400
20541 | Wheelabrator Environmental Systems | 50887 | Wheelabrator South Broward | FL | SDA1 | OP | 8 | 1991 | SD |  |  |  | LI |  |  |  | N | WAP |  | NA | N |  |  | 1 | 1 | 90% | 52 | 185388 | 250 | 100% | 4667 | 0 | 0 | 4667
20541 | Wheelabrator Environmental Systems | 50887 | Wheelabrator South Broward | FL | SDA2 | OP | 8 | 1991 | SD |  |  |  | LI |  |  |  | N | WAP |  | NA | N |  |  | 1 | 1 | 90% | 52 | 185388 | 250 | 100% | 4667 | 0 | 0 | 4667
20541 | Wheelabrator Environmental Systems | 50887 | Wheelabrator South Broward | FL | SDA3 | OP | 8 | 1991 | SD |  |  |  | LI |  |  |  | N | WAP |  | NA | N |  |  | 1 | 1 | 90% | 52 | 185388 | 250 | 100% | 4667 | 0 | 0 | 4667
20541 | Wheelabrator Environmental Systems | 54033 | Wheelabrator North Broward | FL | SDA1 | OP | 5 | 1992 | SD |  |  |  | LI |  |  |  | N | WAP |  | NA | N |  |  | 1 | 1 | 90% | 52 | 185388 | 250 | 100% | 4667 | 0 | 0 | 4667
20541 | Wheelabrator Environmental Systems | 54033 | Wheelabrator North Broward | FL | SDA2 | OP | 5 | 1992 | SD |  |  |  | LI |  |  |  | N | WAP |  | NA | N |  |  | 1 | 1 | 90% | 52 | 185388 | 250 | 100% | 4667 | 0 | 0 | 4667
20541 | Wheelabrator Environmental Systems | 54033 | Wheelabrator North Broward | FL | SDA3 | OP | 5 | 1992 | SD |  |  |  | LI |  |  |  | N | WAP |  | NA | N |  |  | 1 | 1 | 90% | 52 | 185388 | 250 | 100% | 4667 | 0 | 0 | 4667
20541 | Wheelabrator Environmental Systems | 54529 | Wheelabrator Ridge Energy | FL | 0001 | OP | 3 | 1995 | SP |  |  |  | LI |  |  |  | N | WAP |  | NA | N |  |  | 1 | 1 | 80% | 65 | 335000 | 250 | 100% | 4751 | 772 | 807 | 6330
20541 | Wheelabrator Environmental Systems | 54746 | Wheelabrator Falls | PA | SDA1 | OP | 5 | 1994 | SD |  |  |  | LI |  |  |  | N | WAP |  | NA | N |  |  | 1 | 1 | 90% | 65 | 172280 | 250 | 100% | 5060 | 0 | 0 | 5060
20541 | Wheelabrator Environmental Systems | 54746 | Wheelabrator Falls | PA | SDA2 | OP | 5 | 1994 | SD |  |  |  | LI |  |  |  | N | WAP |  | NA | N |  |  | 1 | 1 | 90% | 65 | 172280 | 250 | 100% | 5060 | 0 | 0 | 5060
20541 | Wheelabrator Environmental Systems | 54758 | Wheelabrator Lisbon | CT | SD1 | OP | 10 | 1995 | SD |  |  |  | LI |  |  |  | N | WAP |  | NA | N |  |  | 1 | 1 | 80% | 31 | 52602 | 270 | 100% | 3000 | 0 | 0 | 3000
20541 | Wheelabrator Environmental Systems | 54758 | Wheelabrator Lisbon | CT | SD2 | OP | 10 | 1995 | SD |  |  |  | LI |  |  |  | N | WAP |  | NA | N |  |  | 1 | 1 | 80% | 31 | 52602 | 270 | 100% | 3000 | 0 | 0 | 3000
20541 | Wheelabrator Environmental Systems | 54998 | Wheelabrator Portsmouth | VA | 1 | OP | 3 | 1996 | SD |  |  |  | LI |  |  |  | N | GE | 10 | NA | N | 20% | 0% | 4 | 4 | 70% | 9.07 | 155000 | 290 | 100% | 6866 | 1468 | 0 | 8334
20541 | Wheelabrator Environmental Systems | 54998 | Wheelabrator Portsmouth | VA | 2 | OP | 12 | 1995 | SD |  |  |  | LI |  |  |  | N | GE | 10 | NA | N | 20% | 0% | 4 | 4 | 70% | 19.7 | 155000 | 290 | 100% | 6866 | 1468 | 0 | 8334
20541 | Wheelabrator Environmental Systems | 54998 | Wheelabrator Portsmouth | VA | 3 | OP | 8 | 1995 | SD |  |  |  | LI |  |  |  | N | GE | 10 | NA | N | 20% | 0% | 4 | 4 | 70% | 19.2 | 155000 | 290 | 100% | 6866 | 1468 | 0 | 8334
20541 | Wheelabrator Environmental Systems | 54998 | Wheelabrator Portsmouth | VA | 4 | OP | 3 | 1995 | SD |  |  |  | LI |  |  |  | N | GE | 10 | NA | N | 20% | 0% | 4 | 4 | 70% | 12.9 | 155000 | 290 | 100% | 6866 | 1468 | 0 | 8334
20542 | Weyerhaeuser Co | 50465 | Flint River Operations | GA | PB | OP | 12 | 1980 | SP | VE |  |  | SL |  |  |  | N | FM | 2 | NA | N |  |  | 1 | 1 | 80% | 1 | 17000 | 162 | 50% | 126 | 10 | 21 | 157
20547 | Cosmo Specialty Fibers | 50185 | Cosmo Specialty Fibers Plant | WA | 1RB | OP | 6 | 1956 | PA | VE |  |  | MO |  |  |  | Y | BW |  | N | N |  |  | 2 | 2 | 100% | 16 | 66000 | 140 | 100% | 1000 | 0 | 0 | 1000
20547 | Cosmo Specialty Fibers | 50185 | Cosmo Specialty Fibers Plant | WA | 2RB | OP | 6 | 1956 | PA | VE |  |  | MO |  |  |  | Y | BW |  | N | N |  |  | 2 | 2 | 100% | 15 | 65000 | 140 | 100% | 1000 | 0 | 0 | 1000
20547 | Cosmo Specialty Fibers | 50185 | Cosmo Specialty Fibers Plant | WA | 3RB | OP | 6 | 1966 | VE | VE |  |  | MO |  |  |  | Y | BW |  | N | N |  |  | 2 | 2 | 100% | 7 | 28000 | 140 | 100% | 1000 | 0 | 0 | 1000
20548 | Weyerhaeuser Co | 50187 | Weyerhaeuser Longview WA | WA | 11S | OP | 12 | 2005 | SP |  |  |  | SC |  |  |  | N | PPC |  | NA | Y |  |  | 1 | 10 | 30% | 95 | 350000 | 350 | 100% | 120 | 1 | 80 | 201
20847 | Wisconsin Electric Power Co | 4041 | South Oak Creek | WI | 1 | OP | 12 | 2011 | SP |  |  |  | LS |  |  |  | Y | WAP | 0 | NA | N | 0% | 0% | 1 | 1 | 100% | 283.3 | 1515000 | 350 | 100% |  |  |  | 450000
20847 | Wisconsin Electric Power Co | 4041 | South Oak Creek | WI | 2 | OP | 5 | 2012 | SP |  |  |  | LS |  |  |  | Y | WAP | 0 | NA | N | 0% | 0% | 1 | 1 | 100% | 315.6 | 1515000 | 350 | 100% |  |  |  | 450000
20847 | Wisconsin Electric Power Co | 6170 | Pleasant Prairie | WI | 1 | OP | 11 | 2006 | SP | TR |  |  | LS |  |  |  | Y | WAP |  | NA | N | 10% | 0% | 1 | 1 | 100% | 370 | 2435716 | 330 | 100% |  |  | 105000 | 105000
20847 | Wisconsin Electric Power Co | 6170 | Pleasant Prairie | WI | 2 | OP | 3 | 2007 | SP | TR |  |  | LS |  |  |  | Y | WAP |  | NA | N | 10% | 0% | 1 | 1 | 100% | 370 | 2435716 | 330 | 100% |  |  | 105000 | 105000
20847 | Wisconsin Electric Power Co | 56068 | Elm Road Generating Station | WI | 18 | OP | 2 | 2010 | SP |  |  |  | LS |  |  |  | Y | AL |  | NA | N | 10% | 0% | 1 | 1 | 100% | 0 | 1742104 | 130 | 100% |  |  | 75000 | 75000
20847 | Wisconsin Electric Power Co | 56068 | Elm Road Generating Station | WI | 19 | OP | 1 | 2011 | SP |  |  |  | LS |  |  |  | Y | AL |  | NA | N | 10% | 0% | 1 | 1 | 100% | 0 | 1742104 | 130 | 100% |  |  | 75000 | 75000
20856 | Wisconsin Power & Light Co | 4050 | Edgewater | WI | 5 | PL | 12 | 2016 | CD
20856 | Wisconsin Power & Light Co | 8023 | Columbia | WI | 1 | CO | 10 | 2014 | SD
20856 | Wisconsin Power & Light Co | 8023 | Columbia | WI | 2 | CO | 7 | 2014 | SD
20860 | Wisconsin Public Service Corp | 4078 | Weston | WI | 4 | OP | 7 | 2008 | SD |  |  |  | LA |  |  |  | N | BW |  | NA | N | 10% | 0% | 2 | 2 | 90% | 0.08 | 1750000 | 163 | 100% | 11369 | 1356 | 2652 | 15377
20860 | Wisconsin Public Service Corp | 4078 | Weston | WI | 3 | CO | 4 | 2016 | OT | [16 empty] | 90% | 239.6 | 1385000 | 320 | 100% | 300000 |  |  | 300000
21128 | York County Solid W & R Auth | 50215 | York County Resource Recovery | PA | SD1 | OP | 6 | 1989 | SD |  |  |  | LI |  |  |  | N | JO |  | NA | N |  |  | 1 | 1 | 80% | 3.7 | 101877 | 312 | 100%
21128 | York County Solid W & R Auth | 50215 | York County Resource Recovery | PA | SD2 | OP | 6 | 1989 | SD |  |  |  | LI |  |  |  | N | JO |  | NA | N |  |  | 1 | 1 | 80% | 3.3 | 97662 | 311 | 100%
21128 | York County Solid W & R Auth | 50215 | York County Resource Recovery | PA | SD3 | OP | 6 | 1989 | SD |  |  |  | LI |  |  |  | N | JO |  | NA | N |  |  | 1 | 1 | 80% | 2.6 | 98730 | 312 | 100%
21554 | Seminole Electric Cooperative Inc | 136 | Seminole | FL | 1 | OP | 2 | 1984 | SP |  |  |  | LS |  |  |  | Y | PB | 0.2891 | Y | N | 10% | 0% | 5 | 4 | 100% | 410 | 2132000 | 125 | 100% | 7195 | 580 | 120300 | 128075
21554 | Seminole Electric Cooperative Inc | 136 | Seminole | FL | 2 | OP | 12 | 1984 | SP |  |  |  | LS |  |  |  | Y | PB | 0.2891 | Y | N | 10% | 0% | 5 | 4 | 100% | 410 | 2132000 | 125 | 100% | 7195 | 580 | 120300 | 128075
22053 | Kentucky Power Co | 1353 | Big Sandy | KY | 2 | CN | 12 | 2015 | BR |  |  |  | LS |  |  |  | N | OT | 279 | NA | N | 10% | 0% | 1 | 1 | 100% | 734 | 2662000 | 127 | 100% | 0
22125 | Cayuga Operating Company, LLC | 2535 | Cayuga Operating Company | NY | 1 | OP | 6 | 1995 | SP |  |  |  | LS |  |  |  | Y | SHU | 0 | NA | N | 20% | 0% | 1 | 1 | 100% | 750 | 510000 | 120 | 100% | 88500 | 80 | 10 | 88590
22125 | Cayuga Operating Company, LLC | 2535 | Cayuga Operating Company | NY | 2 | OP | 1 | 1995 | SP |  |  |  | LS |  |  |  | Y | SHU | 0 | NA | N | 20% | 0% | 1 | 1 | 100% | 750 | 510000 | 120 | 100% | 88500 | 80 | 10 | 88590
22129 | Somerset Operating Co LLC | 6082 | Somerset Operating Co LLC | NY | 1 | OP | 8 | 1984 | SP |  |  |  | LS |  |  |  | N | PB | 362 | NA | N | 20% | 0% | 6 | 4 | 90% | 2105 | 2100000 | 125 | 100% | 136300 | 10000 | 10 | 146310
22146 | GMMM Westover LLC | 2526 | GMMM Westover | NY | 13 | SC | 1 | 2009 | CD |  |  |  | LI |  |  |  | N | BPE |  | NA | N | 10% | 10% | 1 | 1 | 100% | 125 | 275000 | 175 | 100% | 59000 | 0 | 0 | 59000
22500 | Westar Energy Inc | 1250 | Lawrence Energy Center | KS | 4N | OP | 11 | 2012 | VE | SP |  |  | LS |  |  |  | N | AL | 5 | N | N | 10% | 0% | 2 | 2 | 100% | 22.544 | 229960 | 168 | 100% | 58063 | 0 | 0 | 58063
22500 | Westar Energy Inc | 1250 | Lawrence Energy Center | KS | 4S | OP | 11 | 2012 | VE | SP |  |  | LS |  |  |  | N | AL | 5 | N | N | 10% | 0% | 2 | 2 | 100% | 22.544 | 229439 | 162 | 100% | 0 | 0 | 0 | 0
22500 | Westar Energy Inc | 1250 | Lawrence Energy Center | KS | 5 | OP | 4 | 2012 | VE | SP |  |  | LS |  |  |  | N | AL | 6 | N | N | 10% | 0% | 2 | 2 | 100% | 69.088 | 1242452 | 159 | 100% | 82037 | 0 | 0 | 82037
22500 | Westar Energy Inc | 6068 | Jeffrey Energy Center | KS | 1 | OP | 8 | 2008 | SP |  |  |  | LS |  |  |  | N | BMD | 22 | N | N | 10% | 0% | 4 | 4 | 100% | 46.2 | 2400000 | 130 | 100% | 149160 | 0 | 0 | 149160
22500 | Westar Energy Inc | 6068 | Jeffrey Energy Center | KS | 2 | OP | 5 | 2009 | SP |  |  |  | LS |  |  |  | N | BMD | 22 | N | N | 10% | 0% | 4 | 4 | 100% | 46.2 | 2400000 | 130 | 100% | 133154 | 0 | 0 | 133154
22500 | Westar Energy Inc | 6068 | Jeffrey Energy Center | KS | 3 | OP | 12 | 2008 | SP |  |  |  | LS |  |  |  | N | BMD | 22 | N | N | 10% | 0% | 4 | 4 | 100% | 46.2 | 2400000 | 130 | 100% | 150946 | 0 | 0 | 150946
23279 | Allegheny Energy Supply Co LLC | 3179 | Hatfields Ferry Power Station | PA | 1 | OP | 6 | 2009 | SP |  |  |  | LS |  |  |  | N | BW | 265 | NA | N | 10% | 0% | 1 | 1 | 100% | 776 | 1913722 | 134 | 100% | 169346 | 71595 | 10 | 240951
23279 | Allegheny Energy Supply Co LLC | 3179 | Hatfields Ferry Power Station | PA | 2 | OP | 10 | 2009 | SP |  |  |  | LS |  |  |  | N | BW | 265 | NA | n | 10% | 0% | 1 | 1 | 100% | 776 | 1913722 | 134 | 100% | 166340 | 71173 | 10 | 237523
23279 | Allegheny Energy Supply Co LLC | 3179 | Hatfields Ferry Power Station | PA | 3 | OP | 10 | 2009 | SP |  |  |  | LS |  |  |  | N | BW | 265 | NA | n | 10% | 0% | 1 | 1 | 100% | 776 | 1913722 | 134 | 100% | 164204 | 72467 | 10 | 236681
23279 | Allegheny Energy Supply Co LLC | 3181 | FirstEnergy Mitchell Power Station | PA | 33 | OP | 8 | 1982 | SP |  |  |  | LI |  |  |  | N | GE | 40 | N | N | 10% | 0% | 3 | 2 | 100% | 890 | 1069510 | 129 | 100% | 72565 | 9375 |  | 81940
23279 | Allegheny Energy Supply Co LLC | 3944 | FirstEnergy Harrison Power Station | WV | 2 | OP | 11 | 1994 | SP |  |  |  | LI |  |  |  | N | GE | 505 | NA | N | 20% | 0% | 1 | 1 | 100% | 841 | 1855706 | 121 | 100% | 184000 | 1000 | 0 | 185000
23279 | Allegheny Energy Supply Co LLC | 3944 | FirstEnergy Harrison Power Station | WV | 3 | OP | 11 | 1994 | SP |  |  |  | LI |  |  |  | N | GE | 505 | NA | N | 20% | 0% | 1 | 1 | 100% | 841 | 1855706 | 121 | 100% | 184000 | 1000 | 0 | 185000
23279 | Allegheny Energy Supply Co LLC | 3944 | FirstEnergy Harrison Power Station | WV | 1 | OP | 11 | 1994 | SP |  |  |  | LI |  |  |  | N | GE | 505 | NA | n | 20% | 0% | 1 | 1 | 100% | 841 | 1855706 | 121 | 100% | 184000 | 1000 | 0 | 185000
23279 | Allegheny Energy Supply Co LLC | 6004 | FirstEnergy Pleasants Power Station | WV | 1 | OP | 3 | 1979 | TR |  |  |  | LI |  |  |  | Y | BW | 200 | N | N | 20% | 0% | 4 | 4 | 90% | 7560 | 1960000 | 122 | 100% | 81283 | 46171 | 0 | 127454
23279 | Allegheny Energy Supply Co LLC | 6004 | FirstEnergy Pleasants Power Station | WV | 2 | OP | 12 | 1980 | TR |  |  |  | LI |  |  |  | Y | BW | 200 | N | N | 20% | 0% | 4 | 4 | 90% | 7560 | 1960000 | 122 | 100% | 42324 | 0 | 0 | 42324
23330 | Bay County Board-County Comm | 10250 | Bay Resource Management Center | FL | SDA1 | OP | 6 | 2005 | SD |  |  |  | LI |  |  |  | N | MK |  | NA | N |  |  | 1 | 1 | 100% | 4129 | 94383 | 350 | 100% | 1000 | 1 | 500 | 1501
23330 | Bay County Board-County Comm | 10250 | Bay Resource Management Center | FL | SDA2 | OP | 6 | 2005 | SD |  |  |  | LI |  |  |  | N | MK |  | NA | N |  |  | 1 | 1 | 100% | 4129 | 88623 | 350 | 100% | 1000 | 1 | 500 | 1501
24211 | Tucson Electric Power Co | 8223 | Springerville | AZ | 1 | OP | 6 | 1985 | SD |  |  |  | LA |  |  |  | N | JO | 135 | NA | N | 20% | 0% | 4 | 4 | 90% | 2278 | 1523740 | 150 | 100% | 54950 | 18407 | 10 | 73367
24211 | Tucson Electric Power Co | 8223 | Springerville | AZ | 2 | OP | 6 | 1990 | SD |  |  |  | LA |  |  |  | N | JO | 135 | NA | N | 20% | 0% | 4 | 4 | 90% | 2278 | 1523740 | 150 | 100% | 100028 | 7003 | 10 | 107041
24211 | Tucson Electric Power Co | 8223 | Springerville | AZ | 3 | OP | 6 | 2006 | SD |  |  |  | LI |  |  |  | N | AL |  | NA | N | 0% | 0% | 2 | 2 | 80% | 276 | 1681527 | 180 | 80% | 47535 | 1 | 16100 | 63636
24211 | Tucson Electric Power Co | 8223 | Springerville | AZ | 4 | OP | 12 | 2009 | SD |  |  |  | LI |  |  |  | N | AL |  | NA | N | 0% | 0% | 3 | 2 | 80% | 276 | 1000000 | 185.7 | 100% | 71297 | 6814 | 10 | 78121
26840 | Port Townsend Paper Co | 50544 | Port Townsend Paper | WA | 10 | OP | 1 | 1989 | SP | VE |  |  | WT |  |  |  | N | TK | 0 | NA | Y |  |  | 1 | 1 | 90% | 9500 | 150000 | 145 | 100%
30151 | Tri-State G & T Assn, Inc | 87 | Escalante | NM | 1 | OP | 12 | 1984 | SP |  |  |  | LS |  |  |  | N | CE | 26 | Y | N | 10% | 0% | 3 | 2 | 100% | 247 | 926200 | 126 | 100% | 26341 | 17296 | 10 | 43647
30151 | Tri-State G & T Assn, Inc | 6021 | Craig | CO | C1 | OP | 7 | 1980 | SP |  |  |  | LS |  |  |  | N | PB | 10 | NA | N | 20% | 0% | 4 | 3 | 100% | 190 | 2030000 | 112 | 100% | 50786 | 50 | 10 | 50846
30151 | Tri-State G & T Assn, Inc | 6021 | Craig | CO | C2 | OP | 11 | 1979 | SP |  |  |  | LS |  |  |  | N | PB | 10 | NA | N | 20% | 0% | 4 | 3 | 100% | 190 | 2030000 | 112 | 100% | 44982 | 50 | 10 | 45042
30151 | Tri-State G & T Assn, Inc | 6021 | Craig | CO | C3 | OP | 10 | 1984 | SD |  |  |  | LI |  |  |  | N | BW | NA | NA | Y | 10% | 0% | 4 | 3 | 90% | 800 | 2000000 | 165 | 100% | 40668 | 50 | 10 | 40728
40230 | Deseret Generation & Tran Coop | 7790 | Bonanza | UT | 1-1 | OP | 5 | 1986 | SP |  |  |  | LS |  |  |  | N | CE | 82 | N | Y | 10% | 0% | 3 | 2 | 100% | 204 | 1395000 | 120 | 100% | 49600 | 16400 | 0 | 66000
40307 | Prairie Power, Inc | 6238 | Pearl Station | IL | 1A | OP | 11 | 1976 | VE |  |  |  | WT |  |  |  | N | RS | 1 | N | Y | 10% | 0% | 1 | 1 | 10% | 1668 | 125000 | 120 | 100% | 462 |  |  | 462
40430 | Lafarge Corp | 50305 | LaFarge Alpena | MI | K19 | TS | 12 | 2013 | DP |  |  |  | LI |  |  |  | Y | OT | 0 | NA | Y | 10% | 0% | 1 | 1 | 10% | 333 | 100000 | 350 | 100% | 434 | 0 | 880 | 1314
40430 | Lafarge Corp | 50305 | LaFarge Alpena | MI | K20 | TS | 12 | 2013 | DP |  |  |  | LI |  |  |  | Y | OT | 0 | NA | Y | 10% | 0% | 1 | 1 | 10% | 333 | 100000 | 350 | 100% | 434 | 0 | 880 | 1314
40430 | Lafarge Corp | 50305 | LaFarge Alpena | MI | K21 | TS | 12 | 2013 | DP |  |  |  | LI |  |  |  | Y | OT | 0 | NA | Y | 10% | 0% | 1 | 1 | 10% | 333 | 100000 | 350 | 100% | 434 | 0 | 880 | 1314
40430 | Lafarge Corp | 50305 | LaFarge Alpena | MI | K22 | CO | 12 | 2013 | SP |  |  |  | LS |  |  |  | Y | OT | 0 | Y | N | 10% | 0% | 4 | 2 | 90% |  | 151600 | 100 | 100% | 10000 | 2000 | 15500 | 27500
40430 | Lafarge Corp | 50305 | LaFarge Alpena | MI | K23 | CO | 12 | 2013 | SP |  |  |  | LF |  |  |  | Y | OT | 0 | Y | N | 10% | 0% | 4 | 2 | 90% |  | 151600 | 100 | 100% | 10000 | 2000 | 15500 | 27500
49756 | Ameren Energy Resources Generating Co. | 6016 | Duck Creek | IL | 1 | RE | 7 | 1976 | VE |  |  |  | LS |  |  |  | N | RS | 84 | Y | N | 10% | 0% | 4 | 4 | 90% | 4536 | 1190000 | 125 | 100% | 49267 |  |  | 49267
49756 | Ameren Energy Resources Generating Co. | 6016 | Duck Creek | IL | 01 | OP | 3 | 2009 | SP |  |  |  | LS |  |  |  | N | OT |  | Y | N | 10% | 0% | 1 | 1 | 100% | 266 | 1470000 | 141 | 100% | 218821 | 7276 | 31363 | 257460
49760 | Covanta Montgomery, Inc. | 50657 | Montgomery County Resource Recovery | MD | APC1 | OP | 8 | 1995 | CD | SP |  |  | LI |  |  |  | N | RC | NA | NA | N |  |  | 2 | 2 | 90% | 10.3 | 198756 | 305 | 100%
49760 | Covanta Montgomery, Inc. | 50657 | Montgomery County Resource Recovery | MD | APC2 | OP | 8 | 1995 | SP | CD |  |  | LI |  |  |  | N | RC |  | NA | N |  |  | 2 | 2 | 90% | 10.3 | 198756 | 305 | 100%
49760 | Covanta Montgomery, Inc. | 50657 | Montgomery County Resource Recovery | MD | APC3 | OP | 8 | 1995 | CD | SP |  |  | LI |  |  |  | N | RC |  | NA | N |  |  | 2 | 2 | 90% | 10.3 | 198756 | 305 | 100%
49846 | Covanta Honolulu Resource Recovery | 10334 | H Power | HI | S1 | OP | 5 | 1990 | SD |  |  |  | LI |  |  |  | N | CE | 0 | NA | N |  |  | 1 | 1 | 100% | 2.01 | 194961 | 289 | 100% | 6500 | 800 | 400 | 7700
49846 | Covanta Honolulu Resource Recovery | 10334 | H Power | HI | S2 | OP | 5 | 1990 | SD |  |  |  | LI |  |  |  | N | CE | 0 | NA | N |  |  | 1 | 1 | 100% | 0.8 | 201357 | 283 | 100% | 6500 | 800 | 400 | 7700
49889 | Mount Carmel Cogen Inc | 10343 | Foster Wheeler Mt Carmel Cogen | PA | B117 | OP | 1 | 1990 | CD |  |  |  | LS |  |  |  | N | FW | 0 | NA | N | 40% | 0% | 4 | 3 | 90% | 120 | 450000 | 350 | 100% | 50000 | 0 | 0 | 50000
49896 | Newmont Nevada Energy Investment, LLC | 56224 | TS Power Plant | NV | SCB600 | OP | 6 | 2008 | SD |  |  |  | LA |  |  |  | Y | BW | 12 | Y | N | 10% | 0% | 1 | 1 | 90% | 192.9 | 796200 | 200 | 100% | 31019 | 569 | 10 | 31598
49966 | Camden County Energy Recovery Corp | 10435 | Camden Resource Recovery Facility | NJ | S201A | OP | 3 | 1991 | SD |  |  |  | LI |  |  |  | N | BPC |  | NA | N |  |  | 1 | 1 | 80% | 34.4 | 84370 | 270 | 100% | 4000 | 1900 | 2000 | 7900
49966 | Camden County Energy Recovery Corp | 10435 | Camden Resource Recovery Facility | NJ | S201B | OP | 3 | 1991 | SD |  |  |  | LI |  |  |  | N | BPC |  | NA | N |  |  | 1 | 1 | 80% | 34.4 | 84370 | 270 | 100% | 4000 | 1900 | 2000 | 7900
49966 | Camden County Energy Recovery Corp | 10435 | Camden Resource Recovery Facility | NJ | S201C | OP | 3 | 1991 | SD |  |  |  | LI |  |  |  | N | BPC |  | NA | N |  |  | 1 | 1 | 80% | 34.4 | 84370 | 270 | 80% | 4000 | 1900 | 2000 | 7900
49968 | Searles Valley Minerals Operations Inc. | 10684 | Argus Cogen Plant | CA | 25SCRB | OP | 6 | 1978 | SP | TR |  |  | SA | SC |  |  | N | CO | NA | NA | N | 10% | 0% | 1 | 1 | 100% | 9 | 290000 | 120 | 100% | 1410 | 0 | 141 | 1551
49968 | Searles Valley Minerals Operations Inc. | 10684 | Argus Cogen Plant | CA | 26SCRB | OP | 6 | 1978 | SP | TR |  |  | SA | SC |  |  | N | CO | NA | NA | N | 10% | 0% | 1 | 1 | 100% | 9 | 290000 | 120 | 100% | 1410 | 0 | 141 | 1551
50018 | Dominion Energy New England, LLC | 1619 | Brayton Point | MA | 1 | OP | 7 | 2008 | SD |  |  |  | LI |  |  |  | N | WAP | 16.6 | NA | N | 10% | 0% | 8 | 8 | 90% | 720 | 1108976 | 185 | 100% | 39905 | 2510 | 3992 | 46407
50018 | Dominion Energy New England, LLC | 1619 | Brayton Point | MA | 2 | OP | 6 | 2008 | SD |  |  |  | LI |  |  |  | N | WAP | 16.6 | NA | N | 10% | 0% | 1 | 1 | 90% | 720 | 1108976 | 185 | 100% | 36461 | 2507 | 3980 | 42948
50018 | Dominion Energy New England, LLC | 1619 | Brayton Point | MA | 3 | CO | 5 | 2013 | [17 empty] | 100% | 283 | 2017000 | 165 | 100% | 213487 |  | 51955 | 265442
50085 | Covanta Southeast Florida Renewable Ltd | 10062 | Miami Dade County Resource Recovery Fac | FL | SDA1 | OP | 3 | 2000 | SD |  |  |  | LS |  |  |  | N | ABB | 19 | NA | N |  |  | 1 | 1 | 40% | 5.6 | 155045 | 328 | 100% | 1000 | 50 | 700 | 1750
50085 | Covanta Southeast Florida Renewable Ltd | 10062 | Miami Dade County Resource Recovery Fac | FL | SDA2 | OP | 2 | 2000 | SD |  |  |  | LS |  |  |  | N | ABB | 19 | NA | N |  |  | 1 | 1 | 80% | 4.5 | 180692 | 325 | 100% | 1000 | 50 | 700 | 1750
50085 | Covanta Southeast Florida Renewable Ltd | 10062 | Miami Dade County Resource Recovery Fac | FL | SDA3 | OP | 2 | 2000 | SD |  |  |  | LS |  |  |  | N | ABB | 19 | NA | N |  |  | 1 | 1 | 70% | 5.8 | 150605 | 332 | 100% | 1000 | 50 | 700 | 1750
50085 | Covanta Southeast Florida Renewable Ltd | 10062 | Miami Dade County Resource Recovery Fac | FL | SDA4 | OP | 2 | 2000 | SD |  |  |  | LS |  |  |  | N | ABB | 19 | NA | N |  |  | 1 | 1 | 90% | 4.9 | 154734 | 332 | 100% | 1000 | 50 | 700 | 1750
50102 | Rock-Tenn Company | 54763 | Rock-Tenn Mill | AL | PB1SC | OP | 9 | 1987 | VE |  |  |  | SL |  |  |  | N | DC | 0.5 | Y | N | 10% | 0% | 1 | 1 | 80% | 152 | 117000 | 139 | 100% | 1152 | 1 | 1129 | 2282
50102 | Rock-Tenn Company | 54763 | Rock-Tenn Mill | AL | PB3SC | OP | 8 | 1998 | VE |  |  |  | SL |  |  |  | N | DC | 3.5 | Y | N | 10% | 0% | 1 | 1 | 90% | 180 | 92630 | 135 | 100% | 275 | 1 | 397 | 673
50102 | Rock-Tenn Company | 54763 | Rock-Tenn Mill | AL | R3SC | OP | 7 | 1992 | VE |  |  |  | SL |  |  |  | Y | DC |  | NA | N |  |  | 1 | 1 | 80% | 5 | 39000 | 174 | 100% | 10 | 1 | 10 | 21
54784 | NewPage Corporation | 10491 | Mead Rumford Cogen | ME | 3SCRBR | OP | 7 | 1993 | SP | VE |  |  | SA |  |  |  | N | BE |  | NA | N |  |  | 1 | 1 | 100% | 8 | 72121 | 146 | 100% | 898 | 3100 | 1795 | 5793
54784 | NewPage Corporation | 10491 | Mead Rumford Cogen | ME | 5SCRBR | OP | 7 | 1993 | SP | VE |  |  | SA |  |  |  | N | BE |  | NA | N |  |  | 1 | 1 | 100% | 8 | 72854 | 143 | 100% | 898 | 3100 | 1795 | 5793
54806 | DTE Energy Services-Woodland | 10836 | Woodland Biomass Power Ltd | CA | LS1 | OS | 9 | 1988 | DP |  |  |  | LS | LI |  |  | N | IH | 0 | NA | N |  |  |  |  | 50% | 13.2 | 110000 | 330 | 100% | 60 | 0 | 0 | 60
54866 | Robinson Power Company LLC | 56453 | Robinson Power Company LLC | PA | C01 | CO | 6 | 2014 | DP |  |  |  | LA |  |  |  | Y | FW |  | NA | N |  | 0% | 1 | 1 | 100% | 335 | 420000 | 165 | 100% | 41000 | 0 | 0 | 41000
54881 | Horsehead Corporation | 50130 | G F Weaton Power Station | PA | BLI1 | OS | 6 | 1987 | CD |  |  |  | LI |  |  |  | N | IH |  | N | Y | 10% | 0% | 0 | 0 | 20% | 400 | 220000 | 300 | 100%
54881 | Horsehead Corporation | 50130 | G F Weaton Power Station | PA | BLI2 | OS | 6 | 1987 | CD |  |  |  | LI |  |  |  | N | IH |  | N | Y | 10% | 0% | 0 | 0 | 20% | 400 | 220000 | 300 | 100%
54885 | NRG Wholesale Generation LP | 3130 | Seward | PA | FDA1 | OP | 3 | 2004 | SD |  |  |  | LF |  |  |  | Y | AL |  | NA | N | 50% | 0% | 2 | 2 | 100% | 3038.4 | 740445 | 165 | 100% | 12650 |  |  | 12650
54885 | NRG Wholesale Generation LP | 3130 | Seward | PA | FDA2 | OP | 3 | 2004 | SD |  |  |  | LF |  |  |  | Y | AL |  | NA | N | 50% | 0% | 2 | 2 | 100% | 3038.4 | 740445 | 165 | 100% | 12650 |  |  | 12650
54888 | NRG Texas Power LLC | 298 | Limestone | TX | FGD1 | OP | 10 | 1985 | SP |  |  |  | LS | DB |  |  | N | CE | 355 | Y | Y | 40% | 0% | 5 | 4 | 90% | 9000 | 3400000 | 140 | 100% | 49654 | 16083 | 34500 | 100237
54888 | NRG Texas Power LLC | 298 | Limestone | TX | FGD2 | OP | 10 | 1986 | SP |  |  |  | LS | DB |  |  | N | CE | 355 | Y | Y | 40% | 0% | 5 | 4 | 90% | 9000 | 3400000 | 140 | 100% | 49654 | 16083 | 34500 | 100237
54888 | NRG Texas Power LLC | 3470 | W A Parish | TX | FGD8 | OP | 12 | 1982 | SP |  |  |  | LS |  |  |  | N | CC |  | Y | y | 10% | 0% | 3 | 3 | 90% | 2027 | 1804000 | 160 | 80% | 18500 | 4600 | 2000 | 25100
55729 | Duke Energy Kentucky Inc | 6018 | East Bend | KY | 2 | OP | 3 | 1981 | SD |  |  |  | LI |  |  |  | N | BW | 168 | Y | Y | 10% | 10% | 3 | 3 | 100% | 7576 | 2476000 | 126 | 90% | 105000 | 14000 | 10 | 119010
55738 | Verso Paper Androscoggin LLC | 54085 | Androscoggin Mill | ME | WFIS | OP | 12 | 1989 | VE |  |  |  | AF |  |  |  | N | AP | 0 | N | N |  |  | 1 | 1 | 60% | 320 | 135929 | 159 | 100% | 500 | 25 | 0 | 525
55739 | Edgecombe Operating Services LLC | 10384 | Edgecombe Genco LLC | NC | 1A | OP | 10 | 1990 | SD |  |  |  | LA |  |  |  | N | JO |  | NA | N | 10% | 0% | 1 | 1 | 100% | 31 | 140000 | 190 | 100% | 2750 |  |  | 2750
55739 | Edgecombe Operating Services LLC | 10384 | Edgecombe Genco LLC | NC | 1B | OP | 10 | 1990 | SD |  |  |  | LA |  |  |  | N | JO |  | NA | N | 10% | 0% | 1 | 1 | 100% | 33 | 140000 | 190 | 100% | 2750 |  |  | 2750
55739 | Edgecombe Operating Services LLC | 10384 | Edgecombe Genco LLC | NC | 2A | OP | 10 | 1990 | SD |  |  |  | LA |  |  |  | N | JO |  | NA | N | 10% | 0% | 1 | 1 | 100% | 22 | 140000 | 190 | 100% | 2750 |  |  | 2750
55739 | Edgecombe Operating Services LLC | 10384 | Edgecombe Genco LLC | NC | 2B | OP | 10 | 1990 | SD |  |  |  | LA |  |  |  | N | JO |  | NA | N | 10% | 0% | 1 | 1 | 90% | 35 | 140000 | 190 | 100% | 2750 |  |  | 2750
55740 | Spruance Operating Services LLC | 54081 | Spruance Genco LLC | VA | 1A | OP | 5 | 1992 | SD |  |  |  | LA |  |  |  | N | JO |  | Y | N | 10% | 0% | 1 | 1 | 100% | 31 | 140000 | 190 | 100% | 1500 | 1000 | 100 | 2600
55740 | Spruance Operating Services LLC | 54081 | Spruance Genco LLC | VA | 1B | OP | 5 | 1992 | SD |  |  |  | LA |  |  |  | N | JO |  | Y | N | 10% | 0% | 1 | 1 | 100% | 31 | 140000 | 190 | 100% | 1500 | 1000 | 100 | 2600
55740 | Spruance Operating Services LLC | 54081 | Spruance Genco LLC | VA | 2A | OP | 5 | 1992 | SD |  |  |  | LA |  |  |  | N | JO |  | Y | N | 10% | 0% | 1 | 1 | 100% | 31 | 140000 | 190 | 100% | 1500 | 1000 | 100 | 2600
55740 | Spruance Operating Services LLC | 54081 | Spruance Genco LLC | VA | 2B | OP | 5 | 1992 | SD |  |  |  | LA |  |  |  | N | JO |  | Y | N | 10% | 0% | 1 | 1 | 100% | 31 | 140000 | 190 | 100% | 1500 | 1000 | 100 | 2600
55740 | Spruance Operating Services LLC | 54081 | Spruance Genco LLC | VA | 3A | OP | 8 | 1992 | SD |  |  |  | LA |  |  |  | N | JO |  | Y | N | 10% | 0% | 1 | 1 | 100% | 31 | 140000 | 190 | 100% | 1500 | 1000 | 100 | 2600
55740 | Spruance Operating Services LLC | 54081 | Spruance Genco LLC | VA | 3B | OP | 8 | 1992 | SD |  |  |  | LA |  |  |  | N | JO |  | Y | N | 10% | 0% | 1 | 1 | 100% | 31 | 140000 | 190 | 100% | 1500 | 1000 | 100 | 2600
55740 | Spruance Operating Services LLC | 54081 | Spruance Genco LLC | VA | 4A | OP | 8 | 1992 | SD |  |  |  | LA |  |  |  | N | JO |  | Y | N | 10% | 0% | 1 | 1 | 100% | 31 | 140000 | 190 | 100% | 1500 | 1000 | 100 | 2600
55740 | Spruance Operating Services LLC | 54081 | Spruance Genco LLC | VA | 4B | OP | 8 | 1992 | SD |  |  |  | LA |  |  |  | N | JO |  | Y | N | 10% | 0% | 1 | 1 | 100% | 31 | 140000 | 190 | 100% | 1500 | 1000 | 100 | 2600
55768 | RC Cape May Holdings LLC | 2378 | B L England | NJ | 2 | OP | 1 | 1995 | SP |  |  |  | LS |  |  |  | Y | GE |  | NA | Y | 10% | 0% | 1 | 1 | 90% | 580 | 530976 | 128 | 100% | 64980 | 10 | 10 | 65000
55771 | KAPSTONE Kraft Paper Corp | 50254 | KapStone Kraft Paper Corp | NC | WS | OP | 6 | 1964 | VE |  |  |  | CSH |  |  |  | N | AP | 0 | NA | N | 10% | 0% | 2 | 2 | 90% | 10 | 265000 | 140 | 100% | 1800 | 100 | 100 | 2000
55808 | Westmoreland Partners | 54035 | Roanoke Valley Energy Facililty I | NC | FGD1 | OP | 5 | 1994 | SD |  |  |  | LA |  |  |  | N | FL | NA | NA | N | 10% | 0% | 1 | 1 | 90% | 316 | 475000 | 165 | 100% | 16500 |  |  | 16500
55808 | Westmoreland Partners | 54755 | Roanoke Valley Energy Facility II | NC | FGD2 | OP | 6 | 1995 | CD |  |  |  | LA |  |  |  | N | EE | NA | NA | N | 10% | 0% | 1 | 1 | 90% | 105 | 140842 | 160 | 100% | 11182 |  |  | 11182
55816 | Robbins Community Power LLC | 56576 | Robbins Community Power LLC | IL | AB1 | PL | 12 | 2014 | SD |  |  |  | LS |  |  |  | N | BI | 65 | NA | N |  |  | 1 | 1 | 80% | 5 | 150000 | 350 | 100% | 700 | 250 | 10 | 960
55816 | Robbins Community Power LLC | 56576 | Robbins Community Power LLC | IL | AB2 | PL | 12 | 2014 | SD |  |  |  | LS |  |  |  | N | BI | 65 | NA | N |  |  | 1 | 1 | 80% | 5 | 150000 | 350 | 100% | 700 | 250 | 10 | 960
55850 | Tracy Biomass Holdings, LLC | 10502 | Thermal Energy Dev Partnshp LP | CA | DSI1 | OP | 4 | 1990 | DP |  |  |  | LI |  |  |  | N | SM | 0 | NA | Y |  |  | 1 | 1 | 80% | 6 | 140000 | 340 | 100%
55861 | Sandy Creek Energy Associates L P | 56611 | Sandy Creek Energy Station | TX | FGD1 | CO | 2 | 2013 | SD |  |  |  | LI |  |  |  | N | AL | 273 | NA | N | 10% | 0% | 2 | 2 | 90% | 819 | 3050603 | 160 | 100% | 30000 | 3000 | 26000 | 59000
55871 | GCS Energy Recovery of Pinellas, Inc | 50884 | GCS Energy Recovery of Pinellas, Inc | FL | SDA1 | OP | 4 | 2000 | SD |  |  |  | LI |  |  |  | N | WAP |  | NA | N |  |  | 1 | 1 | 80% | 26 | 321511 | 300 | 100%
55871 | GCS Energy Recovery of Pinellas, Inc | 50884 | GCS Energy Recovery of Pinellas, Inc | FL | SDA2 | OP | 6 | 1999 | SD |  |  |  | LI |  |  |  | N | WAP |  | NA | N |  |  | 1 | 1 | 80% | 26 | 321511 | 300 | 100%
55871 | GCS Energy Recovery of Pinellas, Inc | 50884 | GCS Energy Recovery of Pinellas, Inc | FL | SDA3 | OP | 9 | 1998 | SD |  |  |  | LI |  |  |  | N | WAP |  | NA | N |  |  | 1 | 1 | 80% | 26 | 321511 | 300 | 100%
55903 | Domtar Paper Company LLC | 50189 | Domtar Paper Co LLC Plymouth NC | NC | 1SO2 | RE | 11 | 1993 | SP |  |  |  | CSH |  |  |  | N | GE |  | NA | Y | 10% | 0% | 1 | 1 | 90% | 194 | 235150 | 135 | 100% | 6823 |  |  | 6823
55904 | Wellington Development WVDT LLC | 56664 | Greene Energy Resource Recovery Project | PA | SDA1 | CO | 1 | 2016 | SD |  |  |  | LA |  |  |  | Y |  | 2 | NA | N | 40% | 0% | 1 | 1 | 100% | 645 | 893000 | 160 | 100%
55904 | Wellington Development WVDT LLC | 56664 | Greene Energy Resource Recovery Project | PA | SDA2 | CO | 1 | 2016 | SD |  |  |  | LA |  |  |  | Y |  | 2 | NA | N | 40% | 0% | 1 | 1 | 100% | 645 | 893000 | 160 | 100%
55919 | Georgia-Pacific Consr Prods LP-Green Bay | 10360 | Green Bay West Mill | WI | C29 | OP | 6 | 1992 | CD |  |  |  | LS |  |  |  | N | AL | 46 | Y | N | 10% | 0% | 1 | 1 | 90% | 340 | 226800 | 348 | 100% | 7650 | 2850 | 0 | 10500
55924 | GenPower | 56671 | Longview Power LLC | WV | UVC | OP | 12 | 2011 | TR |  |  |  | LS | DB |  |  | N | WAP | 641 | NA | N | 30% | 0% | 1 | 1 | 100% | 581 | 1850439 | 129 | 100% | 200000 | 15000 | 35000 | 250000
55973 | Catalyst Paper Corp | 50805 | Catalyst Paper Snowflake Mill | AZ | SCRUB | OP | 3 | 1990 | TR |  |  |  | SA |  |  |  | N | FL | 5 | Y | Y | 10% | 0% | 1 | 1 | 90% | 428 | 114560 | 190 | 40% | 5492 | 0 | 0 | 5492
55983 | Luminant Generation Company LLC | 6146 | Martin Lake | TX | 1 | OP | 5 | 1977 | SP |  |  |  | LS | DB |  |  | Y | RC | 35 | Y | Y | 10% | 0% | 4 | 4 | 100% | 9002 | 2900000 | 200 | 100% | 148915 |  |  | 148915
55983 | Luminant Generation Company LLC | 6146 | Martin Lake | TX | 2 | OP | 5 | 1978 | SP |  |  |  | LS | DB |  |  | Y | RC | 35 | Y | Y | 10% | 0% | 4 | 4 | 100% | 9002 | 2900000 | 200 | 100% | 43332 |  |  | 43332
55983 | Luminant Generation Company LLC | 6146 | Martin Lake | TX | 3 | OP | 4 | 1979 | SP |  |  |  | LS | DB |  |  | Y | RC | 35 | Y | Y | 10% | 0% | 4 | 4 | 100% | 9002 | 2900000 | 200 | 100% | 146246 |  |  | 146246
55983 | Luminant Generation Company LLC | 6147 | Monticello | TX | 3 | OP | 8 | 1978 | SP |  |  |  | LS |  |  |  | Y | CC | 24 | Y | Y | 10% | 0% | 3 | 3 | 100% | 9468 | 2640000 | 143 | 80% | 247131 |  |  | 247131
55983 | Luminant Generation Company LLC | 6648 | Sandow No 4 | TX | 4 | OP | 5 | 1981 | SP |  |  |  | LS | DB |  |  | Y | CE | 80 | Y | Y | 10% | 0% | 3 | 3 | 90% | 6833 | 1932418 | 180 | 80% | 90595 |  |  | 90595
55995 | Plum Point Energy Associates LLC | 56456 | Plum Point Energy Station | AR | FGD1 | OP | 9 | 2010 | SD |  |  |  | LI |  |  |  | N | AL | 225 | NA | Y | 10% | 0% | 2 | 2 | 90% | 623 | 2255000 | 154 | 100% | 54000 |  |  | 54000
56067 | Plainfield Renewable Energy, LLC | 56847 | Plainfield Renewable Energy LLC | CT | SDA | PL | 11 | 2013 | SD |  |  |  | LI |  |  |  | N |  | 0 | NA | N | [7 empty] | 180 | 100%
56069 | SunCoke Energy, Inc. | 56848 | Haverhill North Cogeneration Facility | OH | FGD2 | OP | 12 | 2008 | SD |  |  |  | CC |  |  |  | N | HA |  | NA | Y | 10% | 0% | 1 | 1 | 90% | 160 | 391000 | 200 | 100% | 22543 | 5175 | 6959 | 34677
56069 | SunCoke Energy, Inc. | 57822 | Middletown Coke Company, LLC | OH | FGD | OP | 12 | 2011 | SD |  |  |  | CC |  |  |  | N | HA |  | NA | Y | 10% | 0% | 1 | 1 | 90% | 160 | 414000 | 240 | 100% | 22543 | 5175 | 2710 | 30428
56078 | CMP Sartell LLC | 50252 | International Paper Sartell Mill | MN | 3 | RE | 5 | 1982 | VE |  |  |  | WT |  |  |  | N | API | 1 | NA | N | 10% | 0% | 1 | 1 | 30% | 151 | 123000 | 127 | 100% | 3875 | 100 | 25 | 4000
56099 | Covanta Delano Inc | 10840 | Covanta Delano Energy | CA | U1 | OP | 12 | 1989 | TR |  |  |  | LS |  |  |  | N | EPI |  | Y | N |  |  |  |  | 90% | 2 | 125788 | 325 | 100% | 100 |  |  | 100
56099 | Covanta Delano Inc | 10840 | Covanta Delano Energy | CA | U2 | OP | 1 | 1994 | TR |  |  |  | LS |  |  |  | N | EPI |  | Y | N |  |  |  |  | 90% | 2 | 95319 | 350 | 100% | 100 |  |  | 100
56137 | Domtar LLC | 54638 | Johnsonburg Mill | PA | SCR1 | OP | 9 | 2003 | SP |  |  |  | SL |  |  |  | N | MC | NA | NA | n | 10% | 0% | 1 | 1 | 90% | 12 | 149000 | 115 | 100% | 2703 |  |  | 2703
56137 | Domtar LLC | 54638 | Johnsonburg Mill | PA | SCR2 | OP | 9 | 2003 | SP |  |  |  | SL |  |  |  | N | MC | NA | NA | n | 10% | 0% | 1 | 1 | 90% | 12 | 149000 | 115 | 100% | 2703 |  |  | 2703
56164 | International Paper - Valliant | 50192 | International Paper Valliant OK | OK | WS1 | OP | 6 | 1984 | VE |  |  |  | AF |  |  |  | N | FM | 3 | NA | N |  |  | 1 | 1 | 100% | 39 | 200000 | 150 | 100% | 1116 | 184 | 10 | 1310
56217 | Portsmouth Operating Services LLC | 10071 | Portsmouth Genco LLC | VA | FGD1A | OP | 3 | 2008 | CD |  |  |  | LF |  |  |  | N | HA | 6.7238 | NA | N | 10% | 0% | 1 | 1 | 90% | 541 | 57586 | 185 | 100% | 4356 | 0 | 0 | 4356
56217 | Portsmouth Operating Services LLC | 10071 | Portsmouth Genco LLC | VA | FGD1B | OP | 3 | 2008 | CD |  |  |  | LF |  |  |  | N | HA | 6.7238 | NA | N | 10% | 0% | 1 | 1 | 90% | 541 | 57586 | 185 | 100% | 4356 | 0 | 0 | 4356
56217 | Portsmouth Operating Services LLC | 10071 | Portsmouth Genco LLC | VA | FGD1C | OP | 3 | 2008 | CD |  |  |  | LF |  |  |  | N | HA | 6.7238 | NA | N | 10% | 0% | 1 | 1 | 90% | 541 | 57586 | 185 | 100% | 4356 | 0 | 0 | 4356
56217 | Portsmouth Operating Services LLC | 10071 | Portsmouth Genco LLC | VA | FGD2A | OP | 10 | 2007 | CD |  |  |  | LF |  |  |  | N | HA | 6.7238 | NA | N | 10% | 0% | 1 | 1 | 90% | 541 | 57586 | 185 | 100% | 4356 | 0 | 0 | 4356
56217 | Portsmouth Operating Services LLC | 10071 | Portsmouth Genco LLC | VA | FGD2B | OP | 10 | 2007 | CD |  |  |  | LF |  |  |  | N | HA | 6.7238 | NA | N | 10% | 0% | 1 | 1 | 90% | 541 | 57586 | 185 | 100% | 4356 | 0 | 0 | 4356
56217 | Portsmouth Operating Services LLC | 10071 | Portsmouth Genco LLC | VA | FGD2C | OP | 10 | 2007 | CD |  |  |  | LF |  |  |  | N | HA | 6.7238 | NA | N | 10% | 0% | 1 | 1 | 90% | 541 | 57586 | 185 | 100% | 4356 | 0 | 0 | 4356
56316 | Covanta WBH LLC | 50660 | Covanta WBH LLC | OK | SDA1 | OP | 10 | 2001 | SD |  |  |  | LI |  |  |  | N | CE |  | NA | N |  |  | 1 | 1 | 90% | 0 | 81706 | 286 | 100% | 1500 | 384 | 250 | 2134
56316 | Covanta WBH LLC | 50660 | Covanta WBH LLC | OK | SDA2 | OP | 10 | 2001 | SD |  |  |  | LI |  |  |  | N | CE |  | NA | N |  |  | 1 | 1 | 90% | 0 | 76880 | 292 | 100% | 1500 | 384 | 250 | 2184
56316 | Covanta WBH LLC | 50660 | Covanta WBH LLC | OK | SDA3 | OP | 10 | 2001 | SD |  |  |  | LI |  |  |  | N | CE |  | NA | N |  |  | 1 | 1 | 90% | 0 | 86859 | 293 | 100% | 1500 | 384 | 250 | 2134
56398 | DTE Pontiac North LLC | 10111 | DTE Pontiac North LLC | MI | 9BLR | OS | 10 | 1987 | CD |  |  |  | LS |  |  |  | N | OT | 4 | NA | N | 10% | 10% |  |  | 90% | 1 | 130022 | 259 | 100% | 45000 |  |  | 45000
56591 | Orange County Biomass LLC | 57215 | Orange County Biomass LLC | SC | BH-01 | CO | 6 | 2013 | CD |  |  |  | LS |  |  |  | N
56601 | Covanta MacArthur Renewable Energy | 51038 | MacArthur Waste to Energy Facility | NY | BH1 | OP | 3 | 1990 | MA |  |  |  | LI |  |  |  | N | MG |  | NA | N |  |  | 1 | 1 | 80% | 3.6 | 59148 | 314 | 100% | 1800 | 1445 | 0 | 3245
56601 | Covanta MacArthur Renewable Energy | 51038 | MacArthur Waste to Energy Facility | NY | BH2 | OP | 3 | 1990 | MA |  |  |  | LI |  |  |  | N | MG |  | NA | N |  |  | 1 | 1 | 80% | 6 | 66252 | 318 | 100% | 1800 | 1445 | 0 | 3245
56601 | Covanta MacArthur Renewable Energy | 51038 | MacArthur Waste to Energy Facility | NY | SDA1 | OP | 5 | 2005 | SD |  |  |  | LI |  |  |  | N | MG |  | NA | N |  |  | 3 | 3 | 80% | 3.6 | 59148 | 326 | 100% | 1800 | 1445 | 0 | 3245
56601 | Covanta MacArthur Renewable Energy | 51038 | MacArthur Waste to Energy Facility | NY | SDA2 | OP | 5 | 2005 | SD |  |  |  | LI |  |  |  | N | MG |  | NA | N |  |  | 3 | 3 | 80% | 6 | 66252 | 326 | 100% | 1800 | 1445 | 0 | 3245
56609 | Calpine Mid-Atlantic Generation LLC | 593 | Edge Moor | DE | 3 | OS | 5 | 2009 | CD |  |  |  | OT |  |  |  | N | CB | 3 | NA | Y | 10% | 0% |  |  | 70% | 350 | 248775 | 265 | 100% | 4000 | 0 | 0 | 4000
56609 | Calpine Mid-Atlantic Generation LLC | 593 | Edge Moor | DE | 4 | OS | 5 | 2009 | CD |  |  |  | OT |  |  |  | N | CB | 4 | NA | Y | 10% | 0% |  |  | 70% | 750 | 248775 | 265 | 100% | 6000 | 0 | 0 | 6000
56646 | Covanta Plymouth Renewable Energy L P | 54625 | Covanta Plymouth Renewable Energy | PA | 1 | OP | 2 | 1992 | SD |  |  |  | LS |  |  |  | N | RC |  | NA | N |  |  | 1 | 1 | 90% | 1 | 140000 | 330 | 100%
56646 | Covanta Plymouth Renewable Energy L P | 54625 | Covanta Plymouth Renewable Energy | PA | 2 | OP | 2 | 1992 | SD |  |  |  | LS |  |  |  | N | RC |  | NA | N |  |  | 1 | 1 | 90% | 0 | 140000 | 330 | 100%
56652 | DTE Stockton LLC | 54238 | Port of Stockton Energy Facility | CA | AGRS1 | PL | 10 | 2013 | DP |  |  |  | OT |  |  |  | N | PPC |  | NA | N |  |  | 3 | 2 | 80% | 37.6 | 416000 | 138 | 100% | 2440 |  |  | 2440
56730 | Cedar Bay Operating Services LLC | 10672 | Cedar Bay Generating Company LP | FL | CBA | OP | 2 | 1994 | CD |  |  |  | LS |  |  |  | N | PR |  | NA | N | 10% | 0% |  |  | 90% | 212.3 | 441462 | 1700 |  | 5000 | 0 | 0 | 5000
56730 | Cedar Bay Operating Services LLC | 10672 | Cedar Bay Generating Company LP | FL | CBB | OP | 2 | 1994 | CD |  |  |  | LS |  |  |  | N | PR |  | NA | N | 10% | 0% | 0 | 0 | 90% | 187 | 447421 | 1700 |  | 5000 | 0 | 0 | 5000
56730 | Cedar Bay Operating Services LLC | 10672 | Cedar Bay Generating Company LP | FL | CBC | OP | 2 | 1994 | CD |  |  |  | LS |  |  |  | N | PR |  | NA | N | 10% | 0% | 0 | 0 | 90% | 190 | 445855 | 1700 |  | 5000 | 0 | 0 | 5000
57097 | Oak Grove Management Co LLC | 6180 | Oak Grove | TX | 1 | OP | 4 | 2010 | SP |  |  |  | LS | DB |  |  | Y | BPE | 244 | Y | N | 10% | 0% | 1 | 1 | 100% | 655 | 2856308 | 138 | 100% | 126351 |  |  | 126351
57097 | Oak Grove Management Co LLC | 6180 | Oak Grove | TX | 2 | OP | 4 | 2011 | SP |  |  |  | LS | DB |  |  | Y | BPE | 244 | Y | N | 10% | 0% | 1 | 1 | 100% | 660 | 2856308 | 138 | 100% | 94576 |  |  | 94576
57098 | Sandow Power Co LLC | 52071 | Sandow No 5 | TX | 5A | OP | 1 | 2010 | BR | CD |  |  | LS | LI |  |  | Y | FW | 592 | NA | N | 20% | 0% | 1 | 1 | 100% | 592 | 961206 | 167 | 100% | 58181 |  |  | 58181
57098 | Sandow Power Co LLC | 52071 | Sandow No 5 | TX | 5B | OP | 1 | 2010 | BR | CD |  |  | LS | LI |  |  | Y | FW | 592 | NA | N | 20% | 0% | 1 | 1 | 100% | 592 | 961206 | 167 | 100%
57182 | ReEnergy Sterling CT LP | 50736 | Exeter Energy LP | CT | WLS1 | OP | 11 | 1991 | SP |  |  |  | LI |  |  |  | N | GE | 0 | NA | N |  |  | 1 | 1 | 100% | 30 | 153926 | 117 | 100% |  |  |  | 3000
57297 | FMC Westvaco | 57915 | FMC Westvaco | WY | XS4302 | OP | 6 | 1975 | SP |  |  |  | SC | SB |  |  | N | FM |  | NA | Y |  |  | 1 | 1 | 80% | 479 | 340000 | 155 | 100%
57297 | FMC Westvaco | 57915 | FMC Westvaco | WY | XS4312 | OP | 6 | 1976 | SP |  |  |  | SC | SB |  |  | N | FM |  | N | Y |  |  | 1 | 1 | 80% | 479 | 320000 | 140 | 100%
57302 | Sonoco Products Co | 57919 | Sonoco Products Co | SC | DP | OP | 6 | 1998 | DP |  |  |  | LS |  |  |  | N | FW |  | NA | N |  |  |  |  | 90% | 15.9 | 65453 | 322 | 20% | 0 | 60 | 0 | 60
57332 | Roquette America | 57953 | Roquette America | IA | SCRUB | OP | 2 | 2008 | SP |  |  |  | AF |  |  |  | N | OT | 0 | NA | N | 10% | 0% | 1 | 1 | 100% | 89.6 | 270000 | 160 | 100% | 10 | 0 | 4029 | 4039
57356 | Alabama River Cellulose LLC | 10216 | Alabama River Pulp | AL | PB1 | OP | 5 | 1992 | VE |  |  |  | WT |  |  |  | N | BE |  | N | y |  |  |  |  | 100% | 0.001 | 224564 | 144 | 100% | 2500 |  |  | 2500
57400 | Evergreen Community Power, LLC | 58023 | Evergreen Community Power | PA | TRONA1 | OP | 9 | 2011 | DP |  |  |  | OT |  |  |  | N | OT |  | NA | N |  |  | 1 | 1 | 90% | 165 | 280000 | 750 | 100% | 916 | 2715 | 746 | 4377
58177 | Raven Power Holdings LLC | 602 | Brandon Shores | MD | 1 | OP | 12 | 2009 | SP | TR |  |  | LS |  |  |  | Y | WAP |  | NA | N | 10% | 0% | 1 | 1 | 100% | 400 | 2740000 | 127 | 100% |  |  |  | 454500
58177 | Raven Power Holdings LLC | 602 | Brandon Shores | MD | 2 | OP | 2 | 2010 | SP | TR |  |  | LS |  |  |  | Y | WAP |  | NA | N | 10% | 0% | 1 | 1 | 100% | 400 | 2470000 | 127 | 100% |  |  |  | 454500
58185 | FirstLight Power Resources, Inc. - MA | 1606 | Mount Tom | MA | 1 | OP | 1 | 2010 | CD |  |  |  | LI |  |  |  | N | BPE | NA | NA | N | 10% | 0% | 1 | 1 | 100% | 193 | 570354 | 160 | 100% | 55000 | 0 | 0 | 55000
58287 | Rain CII Carbon LLC | 58310 | Lake Charles Plant | LA | BH-1 | TS | 4 | 2013 | CD |  |  |  | LI |  |  |  |  | OT |  |  | N |  |  | 1 | 1 | 90% | 1600 | 351769 | 200

## FGP
2012 Form EIA-860 Data - Schedule 6, 'FGP Data'
Utility ID | Utility Name | Plant Code | Plant Name | State | FGP ID | Inservice Month | Inservice Year | FGP Status | Collector Type 1 | Collector Type 2 | Collector Type 3 | Installed Cost (Thousand Dollars) | Fuel Specification Ash Coal (Low) | Fuel Specification Ash Coal (High) | Fuel Specification Ash Petroleum (Low) | Fuel Specification Ash Petroleum (High) | Fuel Specification Sulfur Coal (Low) | Fuel Specification Sulfur Coal (High) | Fuel Specification Sulfur Petroleum (Low) | Fuel Specification Sulfur Petroleum (High) | Collection Efficiency | Emission Rate (Pounds per Hour) | Gas Exit Rate (Cubic Feet per Minute) | Gas Exit Temperature (Fahrenheit)
7 | Tate & Lyle Ingredients Americas Inc | 10867 | Tate & Lyle Decatur Plant Cogen | IL | BH1 | 1 | 1989 | OP | BP |  |  |  | 10% |  |  |  | 0% |  |  |  | 100% | 24 | 85000 | 330
7 | Tate & Lyle Ingredients Americas Inc | 10867 | Tate & Lyle Decatur Plant Cogen | IL | BH2 | 1 | 1989 | OP | BP |  |  |  | 10% |  |  |  | 0% |  |  |  | 100% | 24 | 85000 | 280
21 | AES Shady Point LLC | 10671 | AES Shady Point LLC | OK | 1A | 1 | 1991 | OP | BP |  |  | 1000 | 10% |  |  |  | 0% |  |  |  | 99% | 18 | 293000 | 350
21 | AES Shady Point LLC | 10671 | AES Shady Point LLC | OK | 1B | 1 | 1991 | OP | BP |  |  | 1000 | 10% |  |  |  | 0% |  |  |  | 99% | 18 | 293000 | 350
21 | AES Shady Point LLC | 10671 | AES Shady Point LLC | OK | 2A | 1 | 1991 | OP | BP |  |  | 1000 | 10% |  |  |  | 0% |  |  |  | 99% | 18 | 293000 | 297
21 | AES Shady Point LLC | 10671 | AES Shady Point LLC | OK | 2B | 1 | 1991 | OP | BP |  |  | 1000 | 10% |  |  |  | 0% |  |  |  | 99% | 18 | 293000 | 297
25 | GMM Holdings 1 LLC | 2527 | GMMGreenidge LLC | NY | 4 | 6 | 1971 | RE | MC | EC |  | 950 | 30% |  |  |  | 0% |  |  |  | 100% | 45 | 210000 | 300
25 | GMM Holdings 1 LLC | 2527 | GMMGreenidge LLC | NY | 5 | 6 | 1971 | RE | MC | EC |  | 950 | 30% |  |  |  | 0% |  |  |  | 100% | 46 | 210000 | 300
25 | GMM Holdings 1 LLC | 2527 | GMMGreenidge LLC | NY | 6 | 12 | 1970 | RE | EC |  |  | 917 | 30% |  |  |  | 0% |  |  |  | 99% | 53 | 412000 | 300
25 | GMM Holdings 1 LLC | 2527 | GMMGreenidge LLC | NY | 6A | 5 | 2007 | OP | BP |  |  | 950 | 30% |  |  |  | 0% |  |  |  | 99% | 0 | 374800 | 176
35 | AES WR Ltd Partnership | 10678 | AES Warrior Run Cogeneration Facility | MD | BH1 | 2 | 2000 | OP | BR |  |  | 600000 | 20% |  |  |  | 0% |  | 0% |  | 100% | 9 | 419000 | 270
42 | AES Thames LLC | 10675 | AES Thames | CT | 1CCB1A | 3 | 1990 | RE | BR |  |  | 1744 | 10% | 20% |  |  | 0% | 10% | 0% | 0% | 99% | 0.02 | 306750 | 280
42 | AES Thames LLC | 10675 | AES Thames | CT | 1CCB1B | 3 | 1990 | RE | BR |  |  | 1744 | 10% | 20% |  |  | 0% | 10% | 0% | 0% | 99% | 0.02 | 306750 | 280
52 | ACE Cogeneration Co | 10002 | ACE Cogeneration Facility | CA | BGH | 9 | 1990 | OP | BR |  |  | 4500 | 10% | 10% |  |  | 0% | 10% |  |  | 97% | 15 | 343195 | 274
135 | Agrilectric Power Partners Ltd | 10593 | Agrilectric Power Partners Ltd | LA | BH1 | 2 | 1984 | RE | BP |  |  | 263 | [8 empty] | 100% | 1 | 63000 | 300
135 | Agrilectric Power Partners Ltd | 10593 | Agrilectric Power Partners Ltd | LA | BH1A | 5 | 2011 | OP | BP |  |  | 263 | [8 empty] | 100% | 1 | 63000 | 300
142 | AES Beaver Valley | 10676 | AES Beaver Valley Partners Beaver Valley | PA | 2 | 7 | 1987 | OP | EC | WS |  | 1250 | 10% |  |  |  | 0% |  |  | 0% | 100% | 25 | 210980 | 400
142 | AES Beaver Valley | 10676 | AES Beaver Valley Partners Beaver Valley | PA | 3 | 7 | 1987 | OP | EC | WS |  | 1250 | 10% |  |  |  | 0% |  |  | 0% | 100% | 31 | 218260 | 400
142 | AES Beaver Valley | 10676 | AES Beaver Valley Partners Beaver Valley | PA | 4 | 7 | 1987 | OP | EC | WS |  | 1250 | 10% |  |  |  | 0% |  |  | 0% | 100% | 14 | 232150 | 400
142 | AES Beaver Valley | 10676 | AES Beaver Valley Partners Beaver Valley | PA | 5 | 7 | 1987 | OP | EC | WS |  | 1250 | 10% |  |  |  | 0% |  |  | 0% | 100% | 6 | 130260 | 400
156 | AES Deepwater Inc | 10670 | AES Deepwater | TX | JPF001 | 6 | 1986 | SC | EK | OT |  | 10440 |  |  |  | 0% |  |  |  | 10% | 100% | 147 | 634000 | 360
177 | AES Hawaii Inc | 10673 | AES Hawaii | HI | A | 8 | 1992 | OP | BR |  |  | 6866 | 0% | 10% |  | 0% | 0% | 0% |  | 0% | 100% | 3 | 306000 | 269
177 | AES Hawaii Inc | 10673 | AES Hawaii | HI | B | 8 | 1992 | OP | BR |  |  | 6866 | 0% | 10% |  | 0% | 0% | 0% |  | 0% | 100% | 3 | 306000 | 269
189 | PowerSouth Energy Cooperative | 56 | Charles R Lowman | AL | 1 | 1 | 1975 | OP | EW |  |  | 1968 | 10% |  |  |  | 0% |  | 0% |  | 100% | 140 | 440000 | 775
189 | PowerSouth Energy Cooperative | 56 | Charles R Lowman | AL | 2 | 3 | 1979 | OP | EW |  |  | 4546 | 10% |  |  |  | 0% |  | 0% |  | 100% | 190 | 1353000 | 775
189 | PowerSouth Energy Cooperative | 56 | Charles R Lowman | AL | 3 | 5 | 1980 | OP | EW |  |  | 4546 | 10% |  |  |  | 0% |  | 0% |  | 100% | 190 | 1353000 | 775
195 | Alabama Power Co | 3 | Barry | AL | 1 | 6 | 1976 | OP | EW |  |  | 6588 | 0% | 20% |  |  | 0% | 10% |  |  | 99% | 122 | 714000 | 655
195 | Alabama Power Co | 3 | Barry | AL | 2 | 6 | 1976 | OP | EW |  |  | 6588 | 0% | 20% |  |  | 0% | 10% |  |  | 99% | 122 | 714000 | 655
195 | Alabama Power Co | 3 | Barry | AL | 3 | 6 | 1976 | OP | EW |  |  | 12484 | 0% | 20% |  |  | 0% | 10% |  |  | 99% | 218 | 1274000 | 640
195 | Alabama Power Co | 3 | Barry | AL | 4 | 6 | 1976 | OP | EC |  |  | 19000 | 10% | 20% |  |  | 0% | 0% |  |  | 99% | 431 | 1360000 | 269
195 | Alabama Power Co | 3 | Barry | AL | 5 | 6 | 1976 | OP | EC |  |  | 13736 | 10% | 20% |  |  | 0% | 0% |  |  | 99% | 836 | 2423000 | 266
195 | Alabama Power Co | 7 | Gadsden | AL | 1 | 5 | 1974 | OP | EK |  |  | 3686 | 0% | 20% |  |  | 0% | 0% |  |  | 100% | 23 | 300000 | 315
195 | Alabama Power Co | 7 | Gadsden | AL | 2 | 5 | 1975 | OP | EK |  |  | 3686 | 0% | 20% |  |  | 0% | 0% |  |  | 100% | 23 | 300000 | 315
195 | Alabama Power Co | 8 | Gorgas | AL | 10 | 6 | 1972 | OP | EC |  |  | 3728 | 10% |  |  |  | 0% | 0% |  |  | 100% | 31 | 1100210 | 315
195 | Alabama Power Co | 8 | Gorgas | AL | 6 | 6 | 1976 | OP | EK |  |  | 6935 | 10% |  |  |  | 0% | 0% |  |  | 100% | 11 | 507370 | 300
195 | Alabama Power Co | 8 | Gorgas | AL | 7 | 6 | 1976 | OP | EK |  |  | 6892 | 10% |  |  |  | 0% | 0% |  |  | 100% | 32 | 587691 | 300
195 | Alabama Power Co | 8 | Gorgas | AL | 8 | 6 | 1976 | OP | EW |  |  | 2301 | 10% |  |  |  | 0% | 0% |  |  | 99% | 25 | 622048 | 650
195 | Alabama Power Co | 8 | Gorgas | AL | 9 | 6 | 1972 | OP | EW |  |  | 2301 | 10% |  |  |  | 0% | 0% |  |  | 99% | 61 | 709987 | 650
195 | Alabama Power Co | 10 | Greene County | AL | 1 | 5 | 1975 | OP | EW |  |  | 8190 | 0% | 20% |  |  | 0% | 10% |  |  | 99% | 67 | 1400000 | 715
195 | Alabama Power Co | 10 | Greene County | AL | 2 | 5 | 1975 | OP | EW |  |  | 8190 | 0% | 20% |  |  | 0% | 10% |  |  | 99% | 67 | 1400000 | 715
195 | Alabama Power Co | 26 | E C Gaston | AL | 1 | 6 | 1976 | OP | EW |  |  | 4000 | 10% |  |  |  | 0% |  | 0% |  | 99% | 204 | 1250000 | 650
195 | Alabama Power Co | 26 | E C Gaston | AL | 2 | 6 | 1976 | OP | EW | BP |  | 15500 | 10% |  |  |  | 0% |  | 0% |  | 100% | 25 | 1070000 | 320
195 | Alabama Power Co | 26 | E C Gaston | AL | 3 | 6 | 1975 | OP | EW | BP |  | 11500 | 10% |  |  |  | 0% |  | 0% |  | 100% | 25 | 1070000 | 320
195 | Alabama Power Co | 26 | E C Gaston | AL | 4 | 6 | 1974 | OP | EW |  |  | 4000 | 10% |  |  |  | 0% |  | 0% |  | 99% | 225 | 1250000 | 650
195 | Alabama Power Co | 26 | E C Gaston | AL | 5 | 6 | 1974 | OP | EH |  |  | 6255 | 10% |  |  |  | 0% |  | 0% |  | 99% | 289 | 4100000 | 630
195 | Alabama Power Co | 6002 | James H Miller Jr | AL | 2 | 5 | 1985 | OP | EC |  |  | 31000 | 10% |  |  |  | 0% |  |  |  | 99% | 630 | 284800 | 315
195 | Alabama Power Co | 6002 | James H Miller Jr | AL | 3 | 5 | 1989 | OP | EK |  |  | 31000 | 10% | 10% |  |  | 0% | 0% |  |  | 100% | 171 | 2848000 | 315
195 | Alabama Power Co | 6002 | James H Miller Jr | AL | 4 | 3 | 1991 | OP | EK |  |  | 31000 | 10% |  |  |  | 0% | 0% |  |  | 100% | 171 | 2848000 | 315
195 | Alabama Power Co | 6002 | James H Miller Jr | AL | 1 | 10 | 1978 | OP | EC |  |  | 30694 | 10% |  |  |  | 0% |  |  |  | 99% | 630 | 284800 | 315
261 | AGC Division of APG Inc | 6705 | Warrick | IN | 1 | 6 | 1973 | OP | EK |  |  | 8693 | 10% |  |  |  | 0% |  |  |  | 98% | 216 | 688600 | 329
261 | AGC Division of APG Inc | 6705 | Warrick | IN | 2 | 6 | 1973 | OP | EK |  |  | 8693 | 10% |  |  |  | 0% |  |  |  | 98% | 216 | 688600 | 329
261 | AGC Division of APG Inc | 6705 | Warrick | IN | 3 | 6 | 1973 | OP | EK |  |  | 8693 | 10% |  |  |  | 0% |  |  |  | 98% | 216 | 688600 | 329
261 | AGC Division of APG Inc | 6705 | Warrick | IN | 4 | 11 | 1983 | OP | EK |  |  | 8000 | 10% |  |  |  | 0% |  |  |  | 100% | 162 | 1410823 | 329
353 | Air Products Energy Enterprises LP | 10640 | Stockton Cogen | CA | FGPC1 | 5 | 1987 | OP | SC | BP |  | 2000 | 10% | 20% |  |  | 0% | 0% |  |  | 100% | 9.82 | 260000 | 300
450 | The Amalgamated Sugar Co | 10504 | Amalgamated Sugar Twin Falls | ID | AB2 | 10 | 1976 | OP | BR |  |  |  | 10% | 10% |  |  |  | 0% |  |  | 99% | 31.1 | 121099 | 362
450 | The Amalgamated Sugar Co | 10504 | Amalgamated Sugar Twin Falls | ID | AB1 | 10 | 1976 | OP | BR |  |  |  | 10% | 10% |  |  | 0% | 0% |  |  | 99% | 6 | 108000 | 288
470 | Covanta Energy of Niagara LP | 50472 | Covanta Niagara LP | NY | PRCIP1 | 8 | 1981 | OP | EH |  |  | 2000 | [8 empty] | 100% | 0.16 | 134800 | 290
470 | Covanta Energy of Niagara LP | 50472 | Covanta Niagara LP | NY | BAGHS4 | 8 | 1996 | OP | BR |  |  | 3826 | [8 empty] | 100% | 0.37 | 258400 | 290
470 | Covanta Energy of Niagara LP | 50472 | Covanta Niagara LP | NY | BGHS3 | 8 | 1996 | OP | BR |  |  | 3826 | [8 empty] | 100% | 0.5 | 276600 | 300
470 | Covanta Energy of Niagara LP | 50472 | Covanta Niagara LP | NY | PRCIP2 | 8 | 1981 | OP | EH |  |  | 2000 | [8 empty] | 100% | 0.16 | 134800 | 290
473 | Covanta Hempstead Company | 10642 | Covanta Hempstead | NY | 1 | 4 | 1989 | OP | BR |  |  | 20000 | [8 empty] | 100% | 2.1 | 256600 | 307
473 | Covanta Hempstead Company | 10642 | Covanta Hempstead | NY | 2 | 5 | 1989 | OP | BR |  |  | 20000 | [8 empty] | 100% | 2.4 | 236900 | 306
473 | Covanta Hempstead Company | 10642 | Covanta Hempstead | NY | 3 | 6 | 1989 | OP | BR |  |  | 20000 | [8 empty] | 100% | 1.6 | 239400 | 296
520 | Ameren Energy Generating Co | 861 | Coffeen | IL | 01 | 6 | 1973 | OP | EC |  |  | 1991 | 20% |  |  |  | 0% |  |  |  | 99% | 237 | 1422750 | 300
520 | Ameren Energy Generating Co | 861 | Coffeen | IL | 02 | 3 | 2010 | OP | EK |  |  | 58866 | 10% |  |  |  | 0% |  |  |  | 100% | 176 | 2622000 | 340
520 | Ameren Energy Generating Co | 863 | Hutsonville | IL | 01 | 6 | 1971 | RE | EK |  |  | 1164 | 10% |  |  |  | 0% |  |  |  | 98% | 169 | 300000 | 300
520 | Ameren Energy Generating Co | 863 | Hutsonville | IL | 02 | 1 | 1971 | RE | EK |  |  | 1017 | 10% |  |  |  | 0% |  |  |  | 98% | 169 | 300000 | 300
520 | Ameren Energy Generating Co | 864 | Meredosia | IL | 01 | 4 | 1972 | RE | EK |  |  | 569 | 10% |  |  |  | 0% |  |  |  | 98% | 52 | 145000 | 390
520 | Ameren Energy Generating Co | 864 | Meredosia | IL | 02 | 4 | 1972 | RE | EK |  |  | 569 | 10% |  |  |  | 0% |  |  |  | 98% | 52 | 145000 | 390
520 | Ameren Energy Generating Co | 864 | Meredosia | IL | 03 | 4 | 1972 | RE | EK |  |  | 569 | 10% |  |  |  | 0% |  |  |  | 98% | 52 | 145000 | 390
520 | Ameren Energy Generating Co | 864 | Meredosia | IL | 04 | 4 | 1972 | RE | EK |  |  | 569 | 10% |  |  |  | 0% |  |  |  | 98% | 52 | 145000 | 390
520 | Ameren Energy Generating Co | 864 | Meredosia | IL | 5A | 11 | 1992 | RE | EK |  |  | 30000 | 10% |  |  |  | 0% |  |  |  | 99% | 152 | 900000 | 311
520 | Ameren Energy Generating Co | 6017 | Newton | IL | 01 | 11 | 1977 | OP | EC |  |  | 7408 | 10% |  |  |  | 0% |  |  |  | 100% | 252 | 2290000 | 325
520 | Ameren Energy Generating Co | 6017 | Newton | IL | 02 | 12 | 1982 | OP | EC |  |  | 12870 | 10% |  |  |  | 0% |  |  |  | 100% | 252 | 2471400 | 325
528 | Covanta Southeastern Connecticut Company | 10646 | Covanta Southeastern Connecticut Company | CT | BAGHS1 | 2 | 1992 | OP | BP |  |  | 1471 | [8 empty] | 100% | 0.93 | 108267 | 300
528 | Covanta Southeastern Connecticut Company | 10646 | Covanta Southeastern Connecticut Company | CT | BAGHS2 | 2 | 1992 | OP | BP |  |  | 1471 | [8 empty] | 100% | 1.19 | 106200 | 300
542 | Covanta Essex Company | 10643 | Covanta Essex Company | NJ | ESP1 | 11 | 1990 | OP | EK |  |  | 750 | [8 empty] | 99% | 10 | 270000 | 300
542 | Covanta Essex Company | 10643 | Covanta Essex Company | NJ | ESP2 | 11 | 1990 | OP | EK |  |  | 750 | [8 empty] | 99% | 10 | 270000 | 300
542 | Covanta Essex Company | 10643 | Covanta Essex Company | NJ | ESP3 | 11 | 1990 | OP | EK |  |  | 750 | [8 empty] | 99% | 10 | 270000 | 300
554 | City of Ames - (IA) | 1122 | Ames Electric Services Power Plant | IA | 7 | 5 | 1968 | RE | EK |  |  |  | 10% |  |  |  | 0% |  |  |  | 98% | 122 | 167600 | 330
554 | City of Ames - (IA) | 1122 | Ames Electric Services Power Plant | IA | 7HRC | 5 | 2003 | OP | EK |  |  | 4253 | 0% | 10% |  |  | 0% | 0% |  |  | 98% | 52 | 203000 | 330
554 | City of Ames - (IA) | 1122 | Ames Electric Services Power Plant | IA | 8 | 6 | 1982 | OP | EW |  |  | 2732 | 0% | 10% |  |  | 0% | 0% |  |  | 99% | 23 | 422000 | 712
563 | American Bituminous Power LP | 10151 | Grant Town Power Plant | WV | FGBH1A | 8 | 1992 | OP | BP |  |  | 600 | 50% |  |  |  | 10% |  |  |  | 100% | 17 | 236000 | 375
563 | American Bituminous Power LP | 10151 | Grant Town Power Plant | WV | FGBH1B | 8 | 1992 | OP | BP |  |  |  | 50% |  |  |  | 10% |  |  |  | 100% | 17 | 236000 | 375
570 | Covanta Delaware Valley LP | 10746 | Covanta Delaware Valley | PA | BH1 | 6 | 1991 | OP | BP |  |  | 5000 | [8 empty] | 100% | 0.28 | 140251 | 290
570 | Covanta Delaware Valley LP | 10746 | Covanta Delaware Valley | PA | BH2 | 6 | 1991 | OP | BP |  |  | 5000 | [8 empty] | 100% | 0.32 | 123623 | 290
570 | Covanta Delaware Valley LP | 10746 | Covanta Delaware Valley | PA | BH3 | 6 | 1991 | OP | BP |  |  | 5000 | [8 empty] | 100% | 0.66 | 136302 | 290
570 | Covanta Delaware Valley LP | 10746 | Covanta Delaware Valley | PA | BH4 | 6 | 1991 | OP | BP |  |  | 5000 | [8 empty] | 100% | 0.42 | 128254 | 275
570 | Covanta Delaware Valley LP | 10746 | Covanta Delaware Valley | PA | BH5 | 6 | 1991 | OP | BP |  |  | 5000 | [8 empty] | 100% | 0.22 | 132267 | 290
570 | Covanta Delaware Valley LP | 10746 | Covanta Delaware Valley | PA | BH6 | 6 | 1991 | OP | BP |  |  | 5000 | [8 empty] | 100% | 0.28 | 136392 | 290
623 | Anheuser-Busch Inc | 10430 | Anheuser-Busch St Louis | MO | ESP9 | 6 | 1988 | OP | EW |  |  | 1451 | 10% |  |  |  | 0% | 0% |  |  | 92% | 12 | 87000 | 380
623 | Anheuser-Busch Inc | 10430 | Anheuser-Busch St Louis | MO | ESP1 | 6 | 1985 | OP | EW |  |  | 2931 | 10% |  |  |  | 0% | 0% |  |  | 92% | 40 | 89000 | 380
623 | Anheuser-Busch Inc | 10430 | Anheuser-Busch St Louis | MO | ESP5 | 6 | 1985 | OP | EW |  |  | 1960 | 10% |  |  |  | 0% | 0% |  |  | 92% | 33 | 98000 | 380
623 | Anheuser-Busch Inc | 10430 | Anheuser-Busch St Louis | MO | ESP8 | 6 | 1988 | OP | EW |  |  | 1451 | 10% |  |  |  | 0% | 0% |  |  | 92% | 12 | 87000 | 380
733 | Appalachian Power Co | 3775 | Clinch River | VA | 1 | 2 | 1975 | OP | EC |  |  | 8225 | 20% |  |  |  | 0% |  |  |  | 100% | 97 | 900000 | 250
733 | Appalachian Power Co | 3775 | Clinch River | VA | 2 | 11 | 1974 | OP | EC |  |  | 8225 | 20% |  |  |  | 0% |  |  |  | 100% | 97 | 900000 | 250
733 | Appalachian Power Co | 3775 | Clinch River | VA | 3 | 9 | 1974 | OP | EC |  |  | 8225 | 20% |  |  |  | 0% |  |  |  | 100% | 97 | 900000 | 250
733 | Appalachian Power Co | 3776 | Glen Lyn | VA | 51 | 11 | 1974 | OP | EK |  |  | 2150 | 20% |  |  |  | 0% |  | 0% |  | 100% | 7 | 254000 | 313
733 | Appalachian Power Co | 3776 | Glen Lyn | VA | 52 | 11 | 1974 | OP | EK |  |  | 2150 | 20% |  |  |  | 0% |  | 0% |  | 100% | 7 | 254000 | 313
733 | Appalachian Power Co | 3776 | Glen Lyn | VA | 6 | 3 | 1975 | OP | EK |  |  | 8700 | 20% |  |  |  | 0% |  | 0% |  | 100% | 11 | 900000 | 290
733 | Appalachian Power Co | 3935 | John E Amos | WV | 1 | 4 | 1978 | OP | EK |  |  | 52211 | 20% |  |  |  | 0% |  |  |  | 100% | 321 | 3000000 | 370
733 | Appalachian Power Co | 3935 | John E Amos | WV | 2 | 12 | 1977 | OP | EK |  |  | 52211 | 20% |  |  |  | 0% |  |  |  | 100% | 321 | 3000000 | 370
733 | Appalachian Power Co | 3935 | John E Amos | WV | 3 | 10 | 1973 | OP | EK |  |  | 21560 | 20% |  |  |  | 0% |  |  |  | 100% | 557 | 4402000 | 328
733 | Appalachian Power Co | 3936 | Kanawha River | WV | 1 | 6 | 1969 | OP | EC |  |  | 3850 | 10% | 20% |  |  | 0% | 0% |  |  | 99% | 40 | 775000 | 310
733 | Appalachian Power Co | 3936 | Kanawha River | WV | 2 | 6 | 1969 | OP | EC |  |  | 3850 | 10% | 20% |  |  | 0% | 0% |  |  | 99% | 40 | 775000 | 310
733 | Appalachian Power Co | 3938 | Philip Sporn | WV | 11 | 1 | 1980 | OP | EK |  |  | 2613 | 20% |  |  |  | 0% |  | 0% |  | 100% | 73 | 600000 | 315
733 | Appalachian Power Co | 3938 | Philip Sporn | WV | 21 | 1 | 1980 | OP | EK |  |  | 2613 | 20% |  |  |  | 0% |  | 0% |  | 100% | 73 | 600000 | 315
733 | Appalachian Power Co | 3938 | Philip Sporn | WV | 31 | 10 | 1979 | OP | EK |  |  | 2613 | 20% |  |  |  | 0% |  | 0% |  | 100% | 73 | 600000 | 315
733 | Appalachian Power Co | 3938 | Philip Sporn | WV | 41 | 10 | 1979 | OP | EK |  |  | 2613 | 20% |  |  |  | 0% |  | 0% |  | 100% | 73 | 600000 | 315
733 | Appalachian Power Co | 3938 | Philip Sporn | WV | 51 | 3 | 1978 | RE | EK |  |  | 2613 | 20% |  |  |  | 0% |  | 0% |  | 100% | 207 | 1750000 | 310
733 | Appalachian Power Co | 6264 | Mountaineer | WV | 1 | 9 | 1980 | OP | EK |  |  | 8514 | 20% |  |  |  | 0% |  |  |  | 100% | 219 | 5100000 | 355
772 | Archer Daniels Midland Co | 10860 | Archer Daniels Midland Clinton | IA | BH1 | 9 | 2008 | OP | BR |  |  | 10000 | 0% | 10% |  |  |  | 10% |  |  | 100% | 27 | 495000 | 310
772 | Archer Daniels Midland Co | 10860 | Archer Daniels Midland Clinton | IA | BH2 | 12 | 2008 | OP | BR |  |  | 10000 | 0% | 10% |  |  |  | 10% |  |  | 100% | 27 | 495000 | 310
772 | Archer Daniels Midland Co | 10860 | Archer Daniels Midland Clinton | IA | BH3 | 7 | 2009 | OP | BR |  |  | 10000 | 0% | 10% |  |  |  | 10% |  |  | 100% | 27 | 495000 | 310
772 | Archer Daniels Midland Co | 10860 | Archer Daniels Midland Clinton | IA | ESP345 | 1 | 1985 | RE | EK |  |  |  | 20% |  |  |  | 0% |  |  |  | 90% | 168 | 196500 | 410
772 | Archer Daniels Midland Co | 10860 | Archer Daniels Midland Clinton | IA | ESP6 | 6 | 1972 | RE | EK |  |  |  | 20% |  |  |  | 0% |  |  |  | 90% | 102 | 116500 | 330
772 | Archer Daniels Midland Co | 10860 | Archer Daniels Midland Clinton | IA | ESP7 | 6 | 1972 | RE | EK |  |  |  | 20% |  |  |  | 0% |  |  |  | 90% | 124 | 154000 | 355
772 | Archer Daniels Midland Co | 10864 | Archer Daniels Midland Cedar Rapids | IA | 1 | 10 | 1988 | OP | BP |  |  | 1500 | 0% | 20% |  |  | 0% | 0% |  |  | 100% | 11 | 200000 | 350
772 | Archer Daniels Midland Co | 10864 | Archer Daniels Midland Cedar Rapids | IA | 2 | 11 | 1988 | OP | BP |  |  | 1500 | 0% | 20% |  |  | 0% | 0% |  |  | 100% | 11 | 200000 | 350
772 | Archer Daniels Midland Co | 10864 | Archer Daniels Midland Cedar Rapids | IA | 3 | 3 | 1989 | OP | BP |  |  | 1500 | 0% | 20% |  |  | 0% | 0% |  |  | 100% | 11 | 200000 | 350
772 | Archer Daniels Midland Co | 10864 | Archer Daniels Midland Cedar Rapids | IA | 4 | 10 | 1994 | OP | BP |  |  | 1500 | 0% | 20% |  |  | 0% | 0% |  |  | 100% | 11 | 200000 | 350
772 | Archer Daniels Midland Co | 10864 | Archer Daniels Midland Cedar Rapids | IA | 5 | 8 | 2001 | OP | BR |  |  | 4000 | 0% | 20% |  |  | 0% | 0% |  |  | 100% | 45 | 550000 | 300
772 | Archer Daniels Midland Co | 10865 | Archer Daniels Midland Decatur | IL | BH1 | 2 | 1987 | OP | BP |  |  | 1100 | 10% |  |  |  | 0% |  |  |  | 99% | 13 | 180000 | 325
772 | Archer Daniels Midland Co | 10865 | Archer Daniels Midland Decatur | IL | BH2 | 4 | 1987 | OP | BP |  |  | 1100 | 10% |  |  |  | 0% |  |  |  | 99% | 13 | 180000 | 325
772 | Archer Daniels Midland Co | 10865 | Archer Daniels Midland Decatur | IL | BH3 | 7 | 1987 | OP | BP |  |  | 1100 | 10% |  |  |  | 0% |  |  |  | 99% | 13 | 180000 | 325
772 | Archer Daniels Midland Co | 10865 | Archer Daniels Midland Decatur | IL | BH4 | 7 | 1987 | OP | BP |  |  | 1100 | 10% |  |  |  | 0% |  |  |  | 99% | 13 | 180000 | 325
772 | Archer Daniels Midland Co | 10865 | Archer Daniels Midland Decatur | IL | BH5 | 12 | 1987 | OP | BP |  |  | 1100 | 10% |  |  |  | 0% |  |  |  | 99% | 13 | 180000 | 325
772 | Archer Daniels Midland Co | 10865 | Archer Daniels Midland Decatur | IL | BH6 | 12 | 1991 | OP | BP |  |  | 1242 | 10% |  |  |  | 0% |  |  |  | 99% | 12 | 200000 | 325
772 | Archer Daniels Midland Co | 10865 | Archer Daniels Midland Decatur | IL | BH7 | 3 | 1996 | OP | BR |  |  | 1391 | 10% |  |  |  | 0% |  |  |  | 100% | 6 | 200000 | 375
772 | Archer Daniels Midland Co | 10865 | Archer Daniels Midland Decatur | IL | BH8 | 5 | 1997 | OP | BR |  |  | 2782 | 10% |  |  |  | 0% |  |  |  | 100% | 14 | 553800 | 300
772 | Archer Daniels Midland Co | 10865 | Archer Daniels Midland Decatur | IL | BH9 | 2 | 2001 | OP | BR |  |  | 2508 | 10% |  |  |  | 0% |  |  |  | 100% | 14 | 553800 | 300
772 | Archer Daniels Midland Co | 10866 | Archer Daniels Midland Peoria | IL | 1 | 6 | 1982 | RE | EK |  |  | 2700 | 10% |  |  |  | 0% |  |  |  | 90% | 0 |  | 500
772 | Archer Daniels Midland Co | 10866 | Archer Daniels Midland Peoria | IL | 2 | 6 | 1990 | RE | EK |  |  |  | 10% |  |  |  | 0% |  |  |  | 95% |  |  | 500
772 | Archer Daniels Midland Co | 10866 | Archer Daniels Midland Peoria | IL | 3 | 1 | 1991 | OP | EK |  |  | 3000 | 10% |  |  |  | 0% |  |  |  | 100% | 4.8 | 160000 | 375
772 | Archer Daniels Midland Co | 57046 | Archer Daniels Midland Columbus | NE | CFB1 | 4 | 2010 | OP | BP |  |  | 5000 | [8 empty] | 100% | 19.3 | 250000 | 300
772 | Archer Daniels Midland Co | 57046 | Archer Daniels Midland Columbus | NE | CFB2 | 4 | 2010 | OP | BP |  |  | 5000 | [8 empty] | 100% | 19.3 | 250000 | 300
796 | Arizona Electric Pwr Coop Inc | 160 | Apache Station | AZ | 2 | 1 | 1979 | OP | EW |  |  | 4946 | 10% |  |  |  | 0% | 0% |  |  | 100% | 90 | 1217700 | 650
796 | Arizona Electric Pwr Coop Inc | 160 | Apache Station | AZ | 3 | 9 | 1979 | OP | EW |  |  | 4562 | 10% |  |  |  | 0% | 0% |  |  | 100% | 90 | 1217700 | 650
803 | Arizona Public Service Co | 113 | Cholla | AZ | 1 | 12 | 1973 | RE | MC | WS |  | 6500 | 20% |  |  |  | 0% | 0% |  |  | 100% | 55 | 422000 | 157
803 | Arizona Public Service Co | 113 | Cholla | AZ | 1A | 11 | 2007 | OP | BP |  |  | 22800 |  | 20% |  |  |  | 0% |  |  | 100% | 22 | 287530 | 278
803 | Arizona Public Service Co | 113 | Cholla | AZ | 2 | 6 | 1978 | OP | MC | WS |  | 69365 | 20% |  |  |  | 0% | 0% | 0% |  | 100% | 134 | 1195404 | 159
803 | Arizona Public Service Co | 113 | Cholla | AZ | 3 | 5 | 1980 | RE | EW |  |  | 26679 | 20% |  |  |  | 0% | 0% | 0% |  | 100% | 127 | 1850000 | 700
803 | Arizona Public Service Co | 113 | Cholla | AZ | 3A | 5 | 2009 | OP | BP |  |  | 71241 |  | 20% |  |  |  | 0% |  |  | 100% | 19 | 1237000 | 290
803 | Arizona Public Service Co | 113 | Cholla | AZ | 4 | 6 | 1981 | RE | EW |  |  | 52456 | 20% |  |  |  | 0% | 0% | 0% |  | 100% | 191 | 2480000 | 700
803 | Arizona Public Service Co | 113 | Cholla | AZ | 4A | 5 | 2008 | OP | BP |  |  | 70093 |  | 20% |  |  |  | 0% | 0% |  | 100% | 55 | 1753000 | 298
803 | Arizona Public Service Co | 2442 | Four Corners | NM | 1 | 1 | 1972 | OP | WS |  |  | 7100 | 20% |  |  |  | 0% |  |  |  | 100% | 94 | 685000 | 121
803 | Arizona Public Service Co | 2442 | Four Corners | NM | 2 | 1 | 1972 | OP | WS |  |  | 7800 | 20% |  |  |  | 0% |  |  |  | 100% | 94 | 685000 | 121
803 | Arizona Public Service Co | 2442 | Four Corners | NM | 3 | 1 | 1972 | OP | WS |  |  | 8500 | 20% |  |  |  | 0% |  |  |  | 100% | 107 | 850000 | 121
803 | Arizona Public Service Co | 2442 | Four Corners | NM | 4 | 1 | 1982 | OP | BR |  |  | 9000 | 20% |  |  |  | 0% |  |  |  | 100% | 415 | 3430000 | 285
803 | Arizona Public Service Co | 2442 | Four Corners | NM | 5 | 1 | 1982 | OP | BR |  |  | 9000 | 20% |  |  |  | 0% |  |  |  | 100% | 415 | 3430000 | 285
814 | Entergy Arkansas Inc | 6009 | White Bluff | AR | 1 | 8 | 1980 | OP | EK |  |  | 29732 | 10% |  |  |  | 0% |  |  |  | 100% | 381 | 4675000 | 330
814 | Entergy Arkansas Inc | 6009 | White Bluff | AR | 2 | 7 | 1981 | OP | EK |  |  | 29732 | 10% |  |  |  | 0% |  |  |  | 100% | 381 | 4675000 | 330
814 | Entergy Arkansas Inc | 6641 | Independence | AR | 1 | 1 | 1983 | OP | EK |  |  | 29732 | 10% |  |  |  | 0% |  |  |  | 100% | 420 | 2786667 | 350
814 | Entergy Arkansas Inc | 6641 | Independence | AR | 2 | 1 | 1985 | OP | EK |  |  | 33080 | 10% |  |  |  | 0% |  |  |  | 100% | 420 | 2786667 | 350
924 | Associated Electric Coop, Inc | 2167 | New Madrid | MO | 1 | 5 | 1982 | OP | EK |  |  | 15000 | 0% | 0% |  |  | 0% | 0% | 0% | 0% | 96% | 440 | 2200000 | 325
924 | Associated Electric Coop, Inc | 2167 | New Madrid | MO | 2 | 4 | 1982 | OP | EK |  |  | 15000 | 0% | 0% |  |  | 0% | 0% | 0% | 0% | 96% | 440 | 2200000 | 325
924 | Associated Electric Coop, Inc | 2168 | Thomas Hill | MO | ESP1 | 12 | 1983 | OP | EK |  |  | 9360 | 0% | 0% |  |  | 0% | 0% | 0% | 0% | 100% | 17 | 675000 | 350
924 | Associated Electric Coop, Inc | 2168 | Thomas Hill | MO | ESP2 | 10 | 1979 | OP | EK |  |  | 500 | 0% | 0% |  |  | 0% | 0% | 0% | 0% | 100% | 54 | 1200000 | 350
924 | Associated Electric Coop, Inc | 2168 | Thomas Hill | MO | ESP3 | 7 | 1982 | OP | EK |  |  | 22914 | 0% | 0% |  |  | 0% | 0% | 0% | 0% | 100% | 252 | 2900000 | 300
986 | Aurora Energy LLC | 79 | Aurora Energy LLC Chena | AK | 1 | 6 | 1950 | OP | MC |  |  |  | 10% |  |  |  | 0% |  |  |  |  | 0.47
986 | Aurora Energy LLC | 79 | Aurora Energy LLC Chena | AK | 2 | 6 | 1950 | OP | MC |  |  |  | 10% |  |  |  | 0% |  |  |  |  | 0.47
986 | Aurora Energy LLC | 79 | Aurora Energy LLC Chena | AK | 3 | 6 | 1950 | OP | MC |  |  |  | 10% |  |  |  | 0% |  |  |  |  | 0.47
986 | Aurora Energy LLC | 79 | Aurora Energy LLC Chena | AK | 5 | 6 | 1979 | OP | MC |  |  |  | 10% |  |  |  | 0% |  |  |  |  | 2.05
986 | Aurora Energy LLC | 79 | Aurora Energy LLC Chena | AK | BH | 12 | 2006 | OP | BP |  |  | 7600 | 10% |  |  |  | 0% | [6 empty] | 300
1009 | City of Austin - (MN) | 1961 | Austin Northeast | MN | 1 | 4 | 1971 | OP | EK |  |  | 689.957 | 10% | 10% |  |  | 0% | 0% |  |  | 99% | 180 | 111400 | 281
1307 | Basin Electric Power Coop | 2817 | Leland Olds | ND | 1 | 12 | 1974 | OP | EK |  |  | 4500 | 10% |  |  |  | 0% |  |  |  | 100% | 107 | 1000000 | 373
1307 | Basin Electric Power Coop | 2817 | Leland Olds | ND | 2 | 12 | 1975 | OP | EK |  |  | 3011 | 10% |  |  |  | 0% |  |  |  | 99% | 225 | 2100000 | 313
1307 | Basin Electric Power Coop | 6204 | Laramie River Station | WY | 1 | 7 | 1980 | OP | EK |  |  | 16382 | 0% | 10% | 0% |  | 0% | 0% | 0% |  | 100% | 300 | 2810000 | 286
1307 | Basin Electric Power Coop | 6204 | Laramie River Station | WY | 2 | 7 | 1981 | OP | EK |  |  | 16382 | 0% | 10% | 0% |  | 0% | 0% | 0% |  | 100% | 300 | 2810000 | 286
1307 | Basin Electric Power Coop | 6204 | Laramie River Station | WY | 3 | 11 | 1982 | OP | EK |  |  | 16382 | 0% | 10% | 0% |  | 0% | 0% | 0% |  | 100% | 300 | 2500000 | 150
1307 | Basin Electric Power Coop | 6469 | Antelope Valley | ND | BH1 | 7 | 1984 | OP | BR |  |  | 22520 | 10% | 10% |  |  | 0% | 0% | 0% |  | 100% | 210 | 1894380 | 185
1307 | Basin Electric Power Coop | 6469 | Antelope Valley | ND | BH2 | 7 | 1986 | OP | BR |  |  | 26508 | 10% | 10% |  |  | 0% | 0% | 0% |  | 100% | 210 | 1894380 | 145
1307 | Basin Electric Power Coop | 56609 | Dry Fork Station | WY | BH | 11 | 2011 | OP | BP |  |  | 50 | 10% |  |  |  | 0% |  |  |  | 100% | 150 | 1526000 | 160
1692 | Big Rivers Electric Corp | 1381 | Kenneth C Coleman | KY | C1 | 7 | 1970 | OP | EK |  |  | 66 | 10% |  |  |  | 0% |  |  |  | 99% | 140 | 590000 | 280
1692 | Big Rivers Electric Corp | 1381 | Kenneth C Coleman | KY | C2 | 8 | 1970 | OP | EK |  |  | 64 | 10% |  |  |  | 0% |  |  |  | 99% | 140 | 570000 | 280
1692 | Big Rivers Electric Corp | 1381 | Kenneth C Coleman | KY | C3 | 12 | 1971 | OP | EK |  |  | 54 | 10% |  |  |  | 0% |  |  |  | 99% | 140 | 500000 | 280
1692 | Big Rivers Electric Corp | 1382 | HMP&L Station Two Henderson | KY | H1 | 6 | 1973 | OP | EK |  |  | 2246 | 20% |  |  |  | 10% |  |  |  | 99% | 77 | 1108000 | 300
1692 | Big Rivers Electric Corp | 1382 | HMP&L Station Two Henderson | KY | H2 | 4 | 1974 | OP | EK |  |  | 2246 | 20% |  |  |  | 10% |  |  |  | 99% | 77 | 1108000 | 300
1692 | Big Rivers Electric Corp | 1383 | Robert A Reid | KY | 1 | 1 | 1966 | OP | EK | MC |  | 326 | 10% |  |  |  | 0% |  |  |  | 99% | 0 | 308000 | 310
1692 | Big Rivers Electric Corp | 6639 | R D Green | KY | G1 | 12 | 1979 | OP | EK |  |  | 8747 | 30% |  |  |  | 0% |  |  |  | 100% | 150 | 800000 | 300
1692 | Big Rivers Electric Corp | 6639 | R D Green | KY | G2 | 1 | 1981 | OP | EK |  |  | 9835 | 30% |  |  |  | 0% |  |  |  | 100% | 150 | 800000 | 300
1692 | Big Rivers Electric Corp | 6823 | D B Wilson | KY | W1 | 9 | 1984 | OP | EK |  |  | 15625 | 20% |  |  |  | 0% |  | 0% |  | 100% | 137 | 1750000 | 301
1735 | Birchwood Power Partners LP | 54304 | Birchwood Power | VA | 1H | 12 | 1996 | OP | BR |  |  | 19900 |  | 10% |  |  |  | 0% |  | 0% | 100% | 40 | 687237 | 150
1745 | Biomass One LP | 10869 | Biomass One LP | OR | NORTH | 12 | 1989 | OP | EW |  |  | 1100 | [8 empty] | 100% | 2 | 107000 | 330
1745 | Biomass One LP | 10869 | Biomass One LP | OR | SOUTH | 1 | 1990 | OP | EW |  |  | 1100 | [8 empty] | 100% | 2 | 107000 | 330
1746 | Black River Generation LLC | 10464 | Black River Generation | NY | E0001 | 6 | 1989 | OS | BP | MC |  | 750 | 10% |  | 0% |  | 0% |  | 10% |  | 100% | 11 | 75100 | 300
1746 | Black River Generation LLC | 10464 | Black River Generation | NY | E0002 | 6 | 1989 | OS | BP | MC |  | 750 | 10% |  | 0% |  | 0% |  | 10% |  | 100% | 11 | 75100 | 300
1746 | Black River Generation LLC | 10464 | Black River Generation | NY | E0003 | 6 | 1989 | OS | BP | MC |  | 750 | 10% |  | 0% |  | 0% |  | 10% |  | 100% | 11 | 75100 | 300
1924 | Boise Packaging & Newsprint LLC | 10488 | DeRidder Mill | LA | ESP | 1 | 1969 | OP | EW | [11 empty] | 97% | 123 | 499960 | 404
1924 | Boise Packaging & Newsprint LLC | 10488 | DeRidder Mill | LA | WS1 | 1 | 1969 | OP | WS | [11 empty] | 90% | 336 | 349890 | 150
1924 | Boise Packaging & Newsprint LLC | 10488 | DeRidder Mill | LA | WS2 | 1 | 1979 | OP | WS | [11 empty] | 90% | 26 | 198000 | 156
1950 | ReEnergy Stratton LLC | 50650 | ReEnergy Stratton LLC | ME | PC1 | 8 | 1989 | OP | EW | [5 empty] | 0% |  |  |  | 0% |  | 95% | 7 | 136000 | 340
1951 | White Pine Electric Power LLC | 10148 | White Pine Electric Power | MI | SCBR 1 | 9 | 1977 | OP | WS |  |  | 325 | 10% |  |  |  | 0% |  |  |  | 96% | 15.9 | 65000 | 120
1951 | White Pine Electric Power LLC | 10148 | White Pine Electric Power | MI | SCBR 2 | 9 | 1977 | OP | WS |  |  | 325 | 10% |  |  |  | 0% |  |  |  | 96% | 15.9 | 65000 | 120
1981 | ReEnergy Ashland LLC | 10356 | ReEnergy Ashland | ME | ESP | 12 | 1993 | OS | EW |  |  | 1000 | [8 empty] | 99% | 13 | 296334 | 400
1984 | ReEnergy Fort Fairfield LLC | 7513 | ReEnergy Fort Fairfield | ME | ESP | 11 | 1987 | OP | EK |  |  | 1000 | [8 empty] | 99% | 11 | 211764 | 325
1991 | Boise White Paper LLC | 10486 | Boise Cascade International Falls | MN | 2EP | 6 | 1958 | OP | BP |  |  | 3000 | [8 empty] | 99% | 21 | 200000 | 375
1991 | Boise White Paper LLC | 10486 | Boise Cascade International Falls | MN | RBEP | 6 | 1970 | OP | EW |  |  | 7000 | [8 empty] | 100% | 13 | 300000 | 420
2053 | Bowater Newport Coosa Pines Op | 54216 | U S Alliance Coosa Pines | AL | AOW1 | 6 | 1978 | OP | EW |  |  | 2531 |  | 10% |  |  |  | 0% |  |  | 100% | 14 | 140000 | 750
2053 | Bowater Newport Coosa Pines Op | 54216 | U S Alliance Coosa Pines | AL | AOW2 | 6 | 1978 | OP | EW |  |  | 2370 |  | 10% |  |  |  | 0% |  |  | 100% | 14 | 140000 | 750
2053 | Bowater Newport Coosa Pines Op | 54216 | U S Alliance Coosa Pines | AL | AOW3 | 6 | 1978 | OP | EW |  |  | 2257 |  | 10% |  |  |  | 0% |  |  | 100% | 14 | 140000 | 750
2053 | Bowater Newport Coosa Pines Op | 54216 | U S Alliance Coosa Pines | AL | AOW4 | 6 | 1978 | OP | EW |  |  | 2422 |  | 10% |  |  |  | 0% |  |  | 100% | 14 | 140000 | 750
2053 | Bowater Newport Coosa Pines Op | 54216 | U S Alliance Coosa Pines | AL | REC3 | 6 | 1976 | RE | EW |  |  | 2460 | [8 empty] | 100% | 14 | 450000 | 380
2226 | Bridgewater Power Co LP | 10290 | Bridgewater Power LP | NH | PC123 | 11 | 1987 | OP | BP | MC | OT | 850 | [8 empty] | 97% | 13 | 125000 | 372
2522 | Buckeye Florida Ltd Partners | 50466 | Buckeye Florida LP | FL | 1BB | 6 | 1977 | OP | WS |  |  | 309 | [8 empty] | 95% | 38 | 155000 | 450
2522 | Buckeye Florida Ltd Partners | 50466 | Buckeye Florida LP | FL | 2BB | 6 | 1981 | OP | WS |  |  | 418 | [8 empty] | 95% | 38 | 263815 | 155
2522 | Buckeye Florida Ltd Partners | 50466 | Buckeye Florida LP | FL | 2RB03 | 1 | 2004 | OP | EW |  |  | 505 | [8 empty] | 100% | 26 | 262000 | 365
2522 | Buckeye Florida Ltd Partners | 50466 | Buckeye Florida LP | FL | 3RB | 1 | 1999 | OP | EW |  |  | 7080 | [8 empty] | 95% | 89 | 215000 | 375
2522 | Buckeye Florida Ltd Partners | 50466 | Buckeye Florida LP | FL | 4RB | 5 | 2001 | OP | EW |  |  | 3040 | [8 empty] | 100% | 85 | 330000 | 500
2548 | City of Burlington Electric - (VT) | 589 | J C McNeil | VT | 1 | 6 | 1984 | OP | MC | EK |  | 6500 | [8 empty] | 100% | 0 | 280000 | 285
2565 | North American Energy Services | 10652 | Burney Forest Products | CA | ESP1 | 12 | 1989 | OP | EW |  |  | 1700 | [8 empty] | 100% | 2 | 119325 | 350
2565 | North American Energy Services | 10652 | Burney Forest Products | CA | ESP2 | 12 | 1989 | OP | EW |  |  | 1700 | [8 empty] | 100% | 2 | 119325 | 350
2884 | Cambria CoGen Co | 10641 | Cambria Cogen | PA | FGPC1 | 3 | 1991 | OP | BS |  |  | 275 | 50% |  |  |  | 0% | 0% |  |  | 100% | 12 | 241996 | 350
2884 | Cambria CoGen Co | 10641 | Cambria Cogen | PA | FGPC2 | 3 | 1991 | OP | BS |  |  | 275 | 50% |  |  |  | 0% | 0% |  |  | 100% | 15 | 226000 | 350
2999 | Caraustar Industries Inc | 54235 | Rittman Paperboard | OH | F001 | 1 | 1979 | SB | MC |  |  | 329 | 10% |  |  |  | 0% |  |  |  | 90% |  | 80000 | 100
2999 | Caraustar Industries Inc | 54235 | Rittman Paperboard | OH | F003 | 4 | 1979 | SB | MC |  |  | 293 | 10% |  |  |  | 0% |  |  |  | 90% |  | 90000
3006 | Cardinal Operating Co | 2828 | Cardinal | OH | 1 | 5 | 1980 | OP | EK |  |  | 47600 | 10% |  |  |  | 0% | 0% |  |  | 99% | 316 | 2100000 | 350
3006 | Cardinal Operating Co | 2828 | Cardinal | OH | 2 | 5 | 1980 | OP | EK |  |  | 47600 | 10% |  |  |  | 0% | 0% |  |  | 99% | 316 | 2100000 | 350
3006 | Cardinal Operating Co | 2828 | Cardinal | OH | 3 | 9 | 1977 | OP | EW |  |  | 36000 | 20% |  |  |  | 0% | 0% |  |  | 100% | 300 | 3900000 | 350
3046 | Progress Energy Carolinas Inc | 2706 | Asheville | NC | 1 | 11 | 2005 | OP | EK |  |  | 10098 | 10% | 20% |  |  | 0% | 0% |  |  | 100% | 54 | 700000 | 265
3046 | Progress Energy Carolinas Inc | 2706 | Asheville | NC | 2 | 5 | 1998 | OP | EC |  |  | 8592 | 20% |  |  |  | 0% |  |  |  | 100% | 56 | 660866 | 280
3046 | Progress Energy Carolinas Inc | 2708 | Cape Fear | NC | 5 | 11 | 1999 | RE | EK |  |  | 7150 | 20% |  |  |  | 0% |  |  |  | 100% | 35 | 536000 | 275
3046 | Progress Energy Carolinas Inc | 2708 | Cape Fear | NC | 6 | 6 | 1987 | RE | EK |  |  | 4572 | 20% |  |  |  | 0% |  |  |  | 100% | 92 | 610000 | 230
3046 | Progress Energy Carolinas Inc | 2708 | Cape Fear | NC | BG3
3046 | Progress Energy Carolinas Inc | 2709 | HF Lee Plant | NC | 1 | 6 | 1975 | RE | EC |  |  | 2566 | 10% |  |  |  | 0% |  |  |  | 99% | 49 | 290000 | 275
3046 | Progress Energy Carolinas Inc | 2709 | HF Lee Plant | NC | 2 | 3 | 1975 | RE | EW |  |  | 1321 | 10% |  |  |  | 0% |  |  |  | 99% | 65 | 486000 | 632
3046 | Progress Energy Carolinas Inc | 2709 | HF Lee Plant | NC | 3 | 1 | 1976 | RE | EC |  |  | 1416 | 10% |  |  |  | 0% |  |  |  | 99% | 133 | 780000 | 280
3046 | Progress Energy Carolinas Inc | 2712 | Roxboro | NC | 1A | 6 | 1995 | OP | EC |  |  | 9431 | 10% |  |  |  | 0% |  |  |  | 100% | 88 | 1360000 | 250
3046 | Progress Energy Carolinas Inc | 2712 | Roxboro | NC | 2 | 1 | 1997 | OP | EC |  |  | 13776 | 20% |  |  |  | 0% |  |  |  | 100% | 195 | 2200000 | 275
3046 | Progress Energy Carolinas Inc | 2712 | Roxboro | NC | 3A | 1 | 1979 | OP | EC |  |  | 9996 | 20% |  |  |  | 0% |  |  |  | 99% | 177 | 2760000 | 305
3046 | Progress Energy Carolinas Inc | 2712 | Roxboro | NC | 3B | 1 | 1979 | OP | EC |  |  | 9996 | 20% |  |  |  | 0% |  |  |  | 99% | 177 | 2760000 | 305
3046 | Progress Energy Carolinas Inc | 2712 | Roxboro | NC | 4A | 9 | 1980 | OP | EW |  |  | 19568 | 20% |  |  |  | 0% |  |  |  | 100% | 147 | 2158400 | 770
3046 | Progress Energy Carolinas Inc | 2712 | Roxboro | NC | 4B | 9 | 1980 | OP | EW |  |  | 19560 | 20% |  |  |  | 0% |  |  |  | 100% | 147 | 2158400 | 770
3046 | Progress Energy Carolinas Inc | 2713 | L V Sutton Steam | NC | 1 | 7 | 1973 | OP | EW |  |  | 2583 | 20% |  | 0% |  | 0% |  | 0% |  | 99% | 83 | 667800 | 625
3046 | Progress Energy Carolinas Inc | 2713 | L V Sutton Steam | NC | 2 | 6 | 1975 | OP | EW |  |  | 3810 | 20% |  | 0% |  | 0% |  | 0% |  | 100% | 87 | 665000 | 640
3046 | Progress Energy Carolinas Inc | 2713 | L V Sutton Steam | NC | 3 | 6 | 1972 | OP | EC |  |  | 12239 | 20% |  | 0% |  | 0% |  | 0% |  | 99% | 370 | 1500000 | 295
3046 | Progress Energy Carolinas Inc | 2716 | W H Weatherspoon | NC | 1 | 7 | 1975 | RE | EK |  |  | 1264 | 10% |  |  |  | 0% |  |  |  | 99% | 39 | 228000 | 300
3046 | Progress Energy Carolinas Inc | 2716 | W H Weatherspoon | NC | 2 | 7 | 1975 | RE | EK |  |  | 1310 | 10% |  |  |  | 0% |  |  |  | 99% | 39 | 228000 | 300
3046 | Progress Energy Carolinas Inc | 2716 | W H Weatherspoon | NC | 3 | 10 | 1986 | RE | EK |  |  | 1149 | 10% |  |  |  | 0% |  |  |  | 99% | 111 | 330000 | 300
3046 | Progress Energy Carolinas Inc | 3251 | H B Robinson | SC | 1 | 5 | 1997 | RE | EK |  |  | 3000 | 20% |  |  |  | 0% |  |  |  | 99% | 92 | 580000 | 275
3046 | Progress Energy Carolinas Inc | 6250 | Mayo | NC | 1A | 3 | 1983 | OP | EW |  |  | 10812 | 20% |  |  |  | 0% |  |  |  | 100% | 180 | 958000 | 715
3046 | Progress Energy Carolinas Inc | 6250 | Mayo | NC | 1B | 3 | 1983 | OP | EW |  |  | 10812 | 20% |  |  |  | 0% |  |  |  | 100% | 180 | 958000 | 715
3103 | Cargill Inc | 10729 | Cargill Corn Wet Milling Plant | TN | PCRGBH | 1 | 1984 | OP | BR |  |  | 1000 |  | 10% |  |  |  | 0% |  |  | 100% | 6 | 70000 | 305
3103 | Cargill Inc | 10729 | Cargill Corn Wet Milling Plant | TN | STKRBH | 5 | 1996 | OP | BP |  |  | 1000 |  | 10% |  |  |  | 0% |  |  | 100% | 6 | 100000 | 305
3106 | Cargill Inc North America Sweetners | 10855 | Cargill Corn Milling Division | IA | BHS | 11 | 1984 | OP | BR |  |  | 2439 | 10% |  |  |  | 0% |  |  |  | 99% | 10 | 415000 | 440
3203 | Cedar Falls Utilities | 1131 | Streeter Station | IA | CE10-1 | 7 | 1973 | OP | EW |  |  | 0 | 10% |  |  |  | 0% |  |  |  | 100% | 15.7 | 207277 | 450
3203 | Cedar Falls Utilities | 1131 | Streeter Station | IA | CE10-2 | 2 | 1963 | OP | MC |  |  | 0 | 10% |  |  |  | 0% |  |  |  | 96% | 59 | 92000 | 450
3242 | Central Electric Power Coop - (MO) | 2169 | Chamois | MO | 1 | 6 | 1976 | OP | EK |  |  | 1000 | 10% | 10% |  |  | 0% | 0% |  |  | 100% | 23 | 66652 | 325
3242 | Central Electric Power Coop - (MO) | 2169 | Chamois | MO | 2 | 6 | 1976 | OP | EK |  |  | 1103 | 0% | 10% |  |  | 0% | 0% |  |  | 97% | 101 | 240000 | 344
3258 | Central Iowa Power Cooperative | 1218 | Fair Station | IA | CE1 | 11 | 1974 | OP | EK |  |  | 575 | 10% | 10% |  |  | 0% | 0% |  |  | 92% | 59 | 115000 | 330
3258 | Central Iowa Power Cooperative | 1218 | Fair Station | IA | CE2 | 10 | 1974 | OP | EC |  |  | 728 | 10% | 10% |  |  | 0% | 0% |  |  | 92% | 86 | 175000 | 320
3265 | Cleco Power LLC | 51 | Dolet Hills | LA | 1 | 4 | 1986 | OP | EC | WS |  | 27074 | 0% | 20% |  |  | 0% | 0% |  |  | 100% | 575 | 2860000 | 287
3265 | Cleco Power LLC | 6190 | Brame Energy Center | LA | 2 | 10 | 1982 | OP | EH |  |  | 6834 | 0% | 10% |  |  | 0% | 0% |  |  | 100% | 653 | 2684848 | 730
3265 | Cleco Power LLC | 6190 | Brame Energy Center | LA | 3-1 | 2 | 2010 | OP | BP |  |  | 13112 | 0% | 0% |  |  | 0% | 10% |  |  | 99% | 33.1 | 843294 | 170
3265 | Cleco Power LLC | 6190 | Brame Energy Center | LA | 3-2 | 2 | 2010 | OP | BP |  |  | 13112 | 0% | 0% |  |  | 0% | 10% |  |  | 99% | 33.1 | 843294 | 170
3303 | Florida Power Development | 10333 | Florida Power Development | FL | E40 | 6 | 1988 | OS | BR |  |  |  |  | 10% |  |  |  | 0% |  |  | 95% | 95 | 922000 | 400
3542 | Duke Energy Ohio Inc | 2830 | Walter C Beckjord | OH | 1B | 6 | 1974 | OP | EC |  |  | 3129 | 20% |  |  |  | 0% |  |  |  | 99% | 62 | 350000 | 250
3542 | Duke Energy Ohio Inc | 2830 | Walter C Beckjord | OH | 2B | 6 | 1974 | OP | EC |  |  | 3257 | 20% |  |  |  | 0% |  |  |  | 99% | 62 | 350000 | 250
3542 | Duke Energy Ohio Inc | 2830 | Walter C Beckjord | OH | 3B | 6 | 1973 | OP | EC |  |  | 3647 | 20% |  |  |  | 0% |  |  |  | 99% | 78 | 505000 | 250
3542 | Duke Energy Ohio Inc | 2830 | Walter C Beckjord | OH | 4B | 6 | 1975 | OP | EC |  |  | 4342 | 20% |  |  |  | 0% |  |  |  | 99% | 101 | 585000 | 250
3542 | Duke Energy Ohio Inc | 2830 | Walter C Beckjord | OH | 5B | 6 | 1976 | OP | EC |  |  | 5654 | 20% |  |  |  | 0% |  |  |  | 100% | 102 | 875000 | 250
3542 | Duke Energy Ohio Inc | 2830 | Walter C Beckjord | OH | 6A | 6 | 1969 | OP | EC |  |  | 1006 | 30% |  |  |  | 0% |  |  |  | 99% | 177 | 1600000 | 250
3542 | Duke Energy Ohio Inc | 2830 | Walter C Beckjord | OH | 6B | 6 | 1979 | OP | EC |  |  | 14400 | 30% |  |  |  | 0% |  |  |  | 99% | 177 | 1600000 | 250
3542 | Duke Energy Ohio Inc | 2832 | Miami Fort | OH | 5-1 | 6 | 1977 | RE | EK |  |  | 3620 | 20% |  |  |  | 0% |  |  |  | 100% | 17 | 325000 | 250
3542 | Duke Energy Ohio Inc | 2832 | Miami Fort | OH | 5-2 | 6 | 1977 | RE | EK |  |  | 3620 | 20% |  |  |  | 0% |  |  |  | 100% | 17 | 325000 | 250
3542 | Duke Energy Ohio Inc | 2832 | Miami Fort | OH | 6 | 6 | 1976 | OP | EK |  |  | 5705 | 20% |  |  |  | 0% |  |  |  | 100% | 75 | 585000 | 250
3542 | Duke Energy Ohio Inc | 2832 | Miami Fort | OH | 7 | 5 | 1975 | OP | EK |  |  | 4333 | 30% |  |  |  | 0% |  |  |  | 100% | 350 | 2050000 | 250
3542 | Duke Energy Ohio Inc | 2832 | Miami Fort | OH | 8 | 2 | 1978 | OP | EK |  |  | 7760 | 10% |  |  |  | 0% |  |  |  | 100% | 316 | 2050000 | 250
3542 | Duke Energy Ohio Inc | 6019 | W H Zimmer | OH | 1 | 6 | 1991 | OP | EK |  |  | 27005 | 20% |  |  |  | 0% |  |  |  | 100% | 299 | 5000000 | 350
3593 | Choctaw Generating LP | 55076 | Red Hills Generating Facility | MS | BH1 | 3 | 2002 | OP | BR |  |  | 6421 |  | 30% |  |  |  | 0% |  |  | 100% | 37 | 859500 | 310
3593 | Choctaw Generating LP | 55076 | Red Hills Generating Facility | MS | BH2 | 3 | 2002 | OP | BR |  |  | 6421 |  | 30% |  |  |  | 0% |  |  | 100% | 37 | 859500 | 310
3599 | Citizens Thermal Energy | 992 | CC Perry K | IN | 12 | 6 | 1937 | OP | EH |  |  | 1 | 10% |  |  |  | 0% |  |  |  | 97% | 39 | 168531 | 438
3599 | Citizens Thermal Energy | 992 | CC Perry K | IN | 12B | 10 | 2006 | OP | EK |  |  | 2500 | 10% |  |  |  | 0% |  |  |  | 99% | 35 | 120000 | 380
3599 | Citizens Thermal Energy | 992 | CC Perry K | IN | 1516 | 6 | 1952 | OP | EW |  |  | 2159 | 10% |  |  |  | 0% |  |  |  | 97% | 9 | 202595 | 494
3807 | Cleveland Cliffs Inc | 10849 | Silver Bay Power | MN | BAG1 | 1 | 1980 | OP | BR |  |  | 1242 | 10% |  |  |  | 0% |  | 0% |  | 99% | 24 | 230000 | 300
3807 | Cleveland Cliffs Inc | 10849 | Silver Bay Power | MN | BAG2 | 11 | 1979 | OP | BR |  |  | 1490 | 10% |  |  |  | 0% |  |  |  | 99% | 35 | 300000 | 300
3836 | CMS Generation Operating LLC | 10822 | Grayling Generating Station | MI | DC1 | 7 | 1992 | OP | MC |  |  | 408 | [8 empty] | 100% | 16 | 240000 | 357
3836 | CMS Generation Operating LLC | 10822 | Grayling Generating Station | MI | PC1 | 7 | 1992 | OP | EK |  |  | 3439 | [8 empty] | 100% | 16 | 240000 | 357
3836 | CMS Generation Operating LLC | 54751 | Genesee Power Station LP | MI | ESP1 | 10 | 1995 | OP | EK |  |  | 3667 | [8 empty] | 99% | 3 | 245302 | 335
3836 | CMS Generation Operating LLC | 54751 | Genesee Power Station LP | MI | MDC1 | 10 | 1995 | OP | EK |  |  | 277 | [8 empty] | 71% | 365 | 260000 | 590
3837 | CMS Generation Operating Co II | 10525 | Craven County Wood Energy LP | NC | 3A | 10 | 1990 | OP | MC | EK |  | 4371 | [8 empty] | 100% |  | 251994 | 324
3953 | Collins Pine Co | 10661 | Collins Pine Project | CA | ESP | 12 | 1995 | OP | OT | MC |  | 3000 | [8 empty] | 85% | 4 | 60000 | 140
3989 | City of Colorado Springs - (CO) | 492 | Martin Drake | CO | 5 | 5 | 1998 | OP | BR |  |  | 7313 | 10% | 10% |  |  | 0% | 0% |  |  | 100% | 12 | 280000 | 350
3989 | City of Colorado Springs - (CO) | 492 | Martin Drake | CO | 6 | 9 | 1978 | OP | BR |  |  | 4505 | 20% |  |  |  | 0% |  |  |  | 100% | 33 | 400000 | 315
3989 | City of Colorado Springs - (CO) | 492 | Martin Drake | CO | 7A | 11 | 1993 | OP | BR |  |  | 10482 | 10% |  |  |  | 0% |  |  |  | 100% | 2 | 612000 | 300
3989 | City of Colorado Springs - (CO) | 8219 | Ray D Nixon | CO | 1 | 4 | 1980 | OP | BR |  |  | 10705 | 10% |  |  |  | 0% |  |  |  | 100% | 68 | 1071600 | 335
3998 | Desert View Power Inc | 10300 | Desert View Power | CA | BH1 | 2 | 1992 | OP | BP | BR |  | 1500 | [8 empty] | 100% | 7.5 | 120090 | 200
3998 | Desert View Power Inc | 10300 | Desert View Power | CA | BH2 | 2 | 1992 | OP | BP | BR |  | 1500 | [8 empty] | 100% | 7.5 | 120090 | 200
4045 | City of Columbia - (MO) | 2123 | Columbia | MO | BH1 | 2 | 1979 | OP | BR |  |  | 2000 | 10% |  |  |  | 0% |  |  |  | 99% | 0.3 | 264360 | 370
4129 | Colmac Clarion Inc | 54144 | Piney Creek Project | PA | BHBH1 | 12 | 1992 | OP | BP |  |  | 2575 | 40% | 50% | 0% | 0% | 0% | 0% | 0% | 0% | 100% | 22 | 165000 | 309
4161 | Constellation Power Source Gen | 1553 | Gould Street | MD | 3 | 1 | 1952 | SB | EK |  |  | 516 | [8 empty] | 95% | 35 | 297000 | 305
4172 | Constellation Operatg Serv Inc | 50560 | Pacific-Ultrapower Chinese Station | CA | EP101 | 1 | 1987 | OP | EK |  |  | 2298 | [8 empty] | 96% | 6 | 220000 | 400
4172 | Constellation Operatg Serv Inc | 50560 | Pacific-Ultrapower Chinese Station | CA | MC101 | 5 | 2002 | OP | MC |  |  | 417 | [8 empty] | 90% | 150 | 220000 | 390
4217 | Colstrip Energy LP | 10784 | Colstrip Energy LP | MT | BH1 | 2 | 1990 | OP | BP |  |  | 1000 | 20% |  |  |  | 0% |  |  |  | 98% | 6 | 232744 | 330
4222 | Ingredion Inc - Illinois | 54556 | Ingredion Illinois | IL | BH | 9 | 2006 | OP | BP |  |  | 7500 | 10% |  |  |  | 0% |  |  |  | 100% | 43 | 594000 | 275
4222 | Ingredion Inc - Illinois | 54556 | Ingredion Illinois | IL | ESP1 | 6 | 1976 | RE | EW |  |  |  | 10% | 10% |  |  | 0% | 0% |  |  | 99% | 39 | 228000 | 350
4222 | Ingredion Inc - Illinois | 54556 | Ingredion Illinois | IL | ESP2 | 6 | 1976 | RE | EW |  |  |  | 10% | 10% |  |  | 0% | 0% |  |  | 99% | 39 | 228000 | 350
4222 | Ingredion Inc - Illinois | 54556 | Ingredion Illinois | IL | ESP3 | 6 | 1976 | RE | EW |  |  |  | 10% | 10% |  |  | 0% | 0% |  |  | 99% | 39 | 228000 | 350
4254 | Consumers Energy Co | 1695 | B C Cobb | MI | 4 | 6 | 1969 | OP | EC |  |  | 1234 | 10% |  |  |  | 0% |  |  |  | 99% | 550 | 540000 | 300
4254 | Consumers Energy Co | 1695 | B C Cobb | MI | 5 | 6 | 1969 | OP | EC |  |  | 1234 | 10% |  |  |  | 0% |  |  |  | 99% | 550 | 540000 | 300
4254 | Consumers Energy Co | 1702 | Dan E Karn | MI | 1P | 6 | 1959 | OP | EC |  |  | 486 | 10% |  |  |  | 0% |  |  |  | 95% | 550 | 805000 | 300
4254 | Consumers Energy Co | 1702 | Dan E Karn | MI | 1S | 6 | 1977 | OP | EC |  |  | 10067 | 10% |  |  |  | 0% | 0% |  |  | 97% | 550 | 1172000 | 300
4254 | Consumers Energy Co | 1702 | Dan E Karn | MI | 2P | 6 | 1961 | OP | EC |  |  | 527 | 10% |  |  |  | 0% |  |  |  | 95% | 550 | 820000 | 300
4254 | Consumers Energy Co | 1702 | Dan E Karn | MI | 2S | 6 | 1977 | OP | EC |  |  | 10067 | 10% |  |  |  | 0% | 0% |  |  | 97% | 550 | 1172000 | 300
4254 | Consumers Energy Co | 1710 | J H Campbell | MI | 1W | 6 | 1976 | OP | EC |  |  | 15016 | 10% | 20% |  |  | 0% | 0% |  |  | 97% | 12.48 | 1177200 | 300
4254 | Consumers Energy Co | 1710 | J H Campbell | MI | 2W | 6 | 1978 | OP | EC |  |  | 22100 | 10% | 20% |  |  | 0% | 0% |  |  | 98% | 584.5 | 1491700 | 305
4254 | Consumers Energy Co | 1710 | J H Campbell | MI | 3 | 6 | 1980 | OP | EC |  |  | 26554 | 0% | 20% |  |  | 0% |  |  |  | 100% | 436 | 3400000 | 305
4254 | Consumers Energy Co | 1710 | J H Campbell | MI | OUTLET | 6 | 2001 | OP | EC |  |  | 6318 | 10% | 20% |  |  | 0% |  |  |  | 99% | 6.5 | 1177200 | 300
4254 | Consumers Energy Co | 1720 | J C Weadock | MI | 7 | 6 | 1971 | OP | EC |  |  | 1300 | 20% |  |  |  | 0% |  |  |  | 99% | 550 | 545000 | 305
4254 | Consumers Energy Co | 1720 | J C Weadock | MI | 8 | 6 | 1971 | OP | EC |  |  | 1300 | 20% |  |  |  | 0% |  |  |  | 99% | 550 | 545000 | 305
4254 | Consumers Energy Co | 1723 | J R Whiting | MI | 1 | 6 | 1974 | OP | EC |  |  | 2584 | 10% |  |  |  | 0% |  |  |  | 99% | 110 | 400000 | 285
4254 | Consumers Energy Co | 1723 | J R Whiting | MI | 2 | 6 | 1974 | OP | EC |  |  | 2584 | 10% |  |  |  | 0% |  |  |  | 99% | 110 | 400000 | 285
4254 | Consumers Energy Co | 1723 | J R Whiting | MI | 3 | 6 | 1975 | OP | EC |  |  | 3041 | 10% |  |  |  | 0% |  |  |  | 99% | 138 | 475000 | 300
4363 | Corn Belt Power Coop | 1217 | Earl F Wisdom | IA | 1 | 7 | 1975 | OP | EK | MC |  | 772 | 20% |  |  |  | 0% |  |  |  | 96% | 83 | 179000 | 450
4425 | Covanta Fairfax Inc | 50658 | Covanta Fairfax Energy | VA | FF1 | 6 | 1990 | OP | BP |  |  | 7500 | [8 empty] | 100% | 8 | 180000 | 275
4425 | Covanta Fairfax Inc | 50658 | Covanta Fairfax Energy | VA | FF2 | 6 | 1990 | OP | BP |  |  | 7500 | [8 empty] | 100% | 8 | 180000 | 275
4425 | Covanta Fairfax Inc | 50658 | Covanta Fairfax Energy | VA | FF3 | 6 | 1990 | OP | BP |  |  | 7500 | [8 empty] | 100% | 8 | 180000 | 275
4425 | Covanta Fairfax Inc | 50658 | Covanta Fairfax Energy | VA | FF4 | 6 | 1990 | OP | BP |  |  | 7500 | [8 empty] | 100% | 8 | 180000 | 275
4426 | NAES Corp | 54945 | CT Resource Rec Authority Facility | CT | 11 | 5 | 1987 | OP | BR |  |  | 0 | [8 empty] | 100% | 8 | 144000 | 240
4426 | NAES Corp | 54945 | CT Resource Rec Authority Facility | CT | 12 | 5 | 1987 | OP | BR |  |  | 0 | [8 empty] | 100% | 8 | 144000 | 240
4426 | NAES Corp | 54945 | CT Resource Rec Authority Facility | CT | 13 | 5 | 1987 | OP | BR |  |  | 0 | [8 empty] | 100% | 8 | 144000 | 240
4427 | Covanta Projects LP | 50664 | Covanta Wallingford Energy | CT | SE101 | 5 | 1989 | OP | BP |  |  | 2000 | [8 empty] | 100% | 2 | 37000 | 290
4427 | Covanta Projects LP | 50664 | Covanta Wallingford Energy | CT | SE102 | 5 | 1989 | OP | BP |  |  | 2000 | [8 empty] | 100% | 2 | 37000 | 290
4427 | Covanta Projects LP | 50664 | Covanta Wallingford Energy | CT | SE103 | 5 | 1989 | OP | BP |  |  | 2000 | [8 empty] | 100% | 2 | 37000 | 290
4435 | Covanta Energy Co | 10013 | Covanta Hennepin Energy | MN | 1 | 10 | 1989 | OP | BR |  |  | 1250 | [8 empty] | 100% | 3 | 153490 | 254
4435 | Covanta Energy Co | 10013 | Covanta Hennepin Energy | MN | 2 | 10 | 1989 | OP | BR |  |  | 1250 | [8 empty] | 100% | 3 | 153490 | 254
4440 | Covanta Union Operations LLC | 50960 | Union County Resource Recovery | NJ | BH1 | 2 | 1994 | OP | BP |  |  | 2975 | [8 empty] | 100% | 1 | 143000 | 285
4440 | Covanta Union Operations LLC | 50960 | Union County Resource Recovery | NJ | BH2 | 2 | 1994 | OP | BP |  |  | 2975 | [8 empty] | 100% | 1 | 143000 | 285
4440 | Covanta Union Operations LLC | 50960 | Union County Resource Recovery | NJ | BH3 | 2 | 1994 | OP | BP |  |  | 2975 | [8 empty] | 100% | 1 | 143000 | 285
4447 | Covanta Lancaster Inc | 50859 | Lancaster County Resource Recovery | PA | BH1 | 5 | 1991 | OP | BP | [11 empty] | 99% | 2571 | 96570 | 285
4447 | Covanta Lancaster Inc | 50859 | Lancaster County Resource Recovery | PA | BH2 | 5 | 1991 | OP | BP | [11 empty] | 99% | 2571 | 96570 | 285
4447 | Covanta Lancaster Inc | 50859 | Lancaster County Resource Recovery | PA | BH3 | 5 | 1991 | OP | BP | [11 empty] | 99% | 2571 | 96570 | 285
4458 | Covanta Warren Energy Resource Co LP | 10012 | Covanta Warren Energy | NJ | 1 | 7 | 1988 | OP | BP |  |  | 1000 | [8 empty] | 100% | 0.98 | 41382 | 276
4458 | Covanta Warren Energy Resource Co LP | 10012 | Covanta Warren Energy | NJ | 2 | 7 | 1988 | OP | BP |  |  | 1000 | [8 empty] | 100% | 0.98 | 41382 | 286
4474 | Covanta Bristol Inc | 50648 | Covanta Bristol Energy | CT | FF1 | 5 | 1988 | OP | BP |  |  | 0 | [8 empty] | 100% | 0.5 | 67000 | 275
4474 | Covanta Bristol Inc | 50648 | Covanta Bristol Energy | CT | FF2 | 5 | 1988 | OP | BP |  |  | 0 | [8 empty] | 100% | 0.7 | 67000 | 275
4476 | Covanta Marion Inc | 50630 | Covanta Marion Inc | OR | BH1 | 5 | 1986 | OP | BR |  |  | 3000 | [8 empty] | 90% | 3 | 62270 | 300
4476 | Covanta Marion Inc | 50630 | Covanta Marion Inc | OR | BH2 | 5 | 1986 | OP | BR |  |  | 3000 | [8 empty] | 90% | 3 | 64435 | 290
4482 | Covanta Lake Inc | 50629 | Covanta Lake County Energy | FL | 1 | 9 | 1990 | OP | BP |  |  | 6000 | [8 empty] | 99% | 0 | 70836 | 270
4482 | Covanta Lake Inc | 50629 | Covanta Lake County Energy | FL | 2 | 9 | 1990 | OP | BP |  |  | 6000 | [8 empty] | 99% | 0 | 73529 | 270
4484 | Covanta Babylon Inc | 50649 | Covanta Babylon Inc | NY | BH1 | 4 | 1989 | OP | BP |  |  | 3000 | [8 empty] | 100% | 0.2 | 70680 | 270
4484 | Covanta Babylon Inc | 50649 | Covanta Babylon Inc | NY | BH2 | 4 | 1989 | OP | BP |  |  | 3000 | [8 empty] | 100% | 0.2 | 70680 | 270
4487 | Covanta Onondega LP | 50662 | Onondaga County Resource Recovery | NY | BGHS1 | 2 | 1995 | OP | BP |  |  | 1294 | [8 empty] | 100% | 0 | 93327 | 285
4487 | Covanta Onondega LP | 50662 | Onondaga County Resource Recovery | NY | BGHS2 | 2 | 1995 | OP | BP |  |  | 1294 | [8 empty] | 100% | 0 | 93327 | 285
4487 | Covanta Onondega LP | 50662 | Onondaga County Resource Recovery | NY | BGHS3 | 2 | 1995 | OP | BP |  |  | 1294 | [8 empty] | 100% | 0 | 93327 | 285
4496 | Covanta Alexandria/Arlington | 50663 | Covanta Alexandria/Arlington Energy | VA | FF100 | 7 | 1999 | OP | BP |  |  | 6 | [8 empty] | 99% | 0.1 | 52948 | 275
4496 | Covanta Alexandria/Arlington | 50663 | Covanta Alexandria/Arlington Energy | VA | FF200 | 4 | 2000 | OP | BP |  |  | 6 | [8 empty] | 99% | 0.38 | 52948 | 275
4496 | Covanta Alexandria/Arlington | 50663 | Covanta Alexandria/Arlington Energy | VA | FF300 | 10 | 2000 | OP | BP |  |  | 6 | [8 empty] | 99% | 0.07 | 52948 | 275
4498 | Covanta Stanislaus Inc | 50632 | Covanta Stanislaus Energy | CA | BP1 | 1 | 1989 | OP | BP |  |  | 5000 | [8 empty] | 99% | 2.2 | 116711 | 290
4498 | Covanta Stanislaus Inc | 50632 | Covanta Stanislaus Energy | CA | BP2 | 1 | 1989 | OP | BP |  |  | 5000 | [8 empty] | 99% | 2.2 | 111192 | 290
4508 | Crawfordsville Elec, Lgt & Pwr | 1024 | Crawfordsville | IN | 5 | 1 | 1955 | OP | MC |  |  | 442 | 10% |  |  |  | 0% |  |  |  | 88% | 68 | 57399 | 366
4508 | Crawfordsville Elec, Lgt & Pwr | 1024 | Crawfordsville | IN | 6 | 1 | 1965 | OP | MC | EK |  | 1194 | 10% |  |  |  | 0% |  |  |  | 98% | 282 | 66740 | 400
4538 | Crisp County Power Comm | 753 | Crisp Plant | GA | BH01 | 6 | 1975 | OP | BR |  |  | 377 | 10% |  |  |  | 0% |  |  |  | 99% | 9 | 65492 | 308
4580 | Georgia-Pacific LLC | 10606 | Georgia-Pacific Crossett | AR | 10A | 5 | 1985 | OP | WS |  |  | 2133 | [8 empty] | 97% | 41 | 276919 | 150
4580 | Georgia-Pacific LLC | 10606 | Georgia-Pacific Crossett | AR | 8R | 2 | 1982 | OP | EW |  |  | 12733 | [8 empty] | 98% | 10.4 | 540125 | 374
4580 | Georgia-Pacific LLC | 10606 | Georgia-Pacific Crossett | AR | 9A | 6 | 1974 | OP | WS |  |  | 2000 | [8 empty] | 97% | 55.2 | 219028 | 153
4660 | CII Carbon LLC | 54677 | CII Carbon LLC | LA | BH | 2 | 1979 | OP | BP |  |  | 900 |  |  | 0% |  |  |  | 0% |  | 99% | 4 | 380000 | 370
4716 | Dairyland Power Coop | 4140 | Alma | WI | E1 | 6 | 1974 | OP | EK |  |  | 983 | 10% |  |  |  | 0% |  |  |  | 100% | 60 | 100000 | 330
4716 | Dairyland Power Coop | 4140 | Alma | WI | E2 | 6 | 1974 | OP | EK |  |  | 983 | 10% |  |  |  | 0% |  |  |  | 100% | 60 | 100000 | 330
4716 | Dairyland Power Coop | 4140 | Alma | WI | E3 | 6 | 1974 | OP | EK |  |  | 983 | 10% |  |  |  | 0% |  |  |  | 100% | 60 | 100000 | 330
4716 | Dairyland Power Coop | 4140 | Alma | WI | E4 | 6 | 1974 | OP | EK |  |  | 1600 | 10% |  |  |  | 0% |  |  |  | 100% | 160 | 190000 | 330
4716 | Dairyland Power Coop | 4140 | Alma | WI | E5 | 6 | 1974 | OP | EK |  |  | 2213 | 10% |  |  |  | 0% |  |  |  | 100% | 240 | 300000 | 330
4716 | Dairyland Power Coop | 4143 | Genoa | WI | E1 | 7 | 1969 | OP | EC |  |  | 811 | 10% |  |  |  | 0% |  |  |  | 99% | 900 | 985000 | 270
4716 | Dairyland Power Coop | 4143 | Genoa | WI | E2 | 5 | 2007 | OP | BP |  |  | 53374 | 10% |  |  |  | 0% |  |  |  | 100% | 0.015 | 1364000 | 330
4716 | Dairyland Power Coop | 4271 | John P Madgett | WI | E1 | 10 | 1978 | OP | EW |  |  | 6176 | 0% |  |  |  | 0% |  |  |  | 100% | 70 | 2300000 | 340
4716 | Dairyland Power Coop | 4271 | John P Madgett | WI | E2 | 10 | 2007 | OP | BP |  |  | 53033 | 0% |  |  |  | 0% |  |  |  | 100% | 0.015 | 1738000 | 340
4922 | Dayton Power & Light Co | 2848 | O H Hutchings | OH | H-1 | 11 | 1972 | OP | EW |  |  | 803 | 10% |  |  |  | 0% |  |  |  | 100% | 18 | 105777 | 650
4922 | Dayton Power & Light Co | 2848 | O H Hutchings | OH | H-2 | 11 | 1972 | OP | EW |  |  | 838 | 10% |  |  |  | 0% |  |  |  | 100% | 18 | 105777 | 650
4922 | Dayton Power & Light Co | 2848 | O H Hutchings | OH | H-3 | 12 | 1972 | OP | EW |  |  | 857 | 10% |  |  |  | 0% |  |  |  | 100% | 18 | 103333 | 650
4922 | Dayton Power & Light Co | 2848 | O H Hutchings | OH | H-4 | 12 | 1972 | OP | EW |  |  | 862 | 10% |  |  |  | 0% |  |  |  | 100% | 18 | 103333 | 650
4922 | Dayton Power & Light Co | 2848 | O H Hutchings | OH | H-5 | 12 | 1972 | OP | EW |  |  | 862 | 10% |  |  |  | 0% |  |  |  | 100% | 18 | 103333 | 650
4922 | Dayton Power & Light Co | 2848 | O H Hutchings | OH | H-6 | 12 | 1972 | OP | EW |  |  | 827 | 10% |  |  |  | 0% |  |  |  | 100% | 18 | 103333 | 650
4922 | Dayton Power & Light Co | 2850 | J M Stuart | OH | 1 | 5 | 1971 | OP | EH |  |  | 5846 | 10% |  |  |  | 0% | 10% |  |  | 100% | 225 | 1800000 | 280
4922 | Dayton Power & Light Co | 2850 | J M Stuart | OH | 2 | 10 | 1970 | OP | EH |  |  | 5583 | 10% |  |  |  | 0% | 10% |  |  | 100% | 225 | 1800000 | 280
4922 | Dayton Power & Light Co | 2850 | J M Stuart | OH | 3 | 5 | 1972 | OP | EH |  |  | 6840 | 10% |  |  |  | 0% | 10% |  |  | 100% | 225 | 1800000 | 280
4922 | Dayton Power & Light Co | 2850 | J M Stuart | OH | 4 | 6 | 1974 | OP | EH |  |  | 5976 | 10% |  |  |  | 0% | 10% |  |  | 100% | 225 | 1800000 | 280
4922 | Dayton Power & Light Co | 6031 | Killen Station | OH | 2 | 6 | 1982 | OP | EW |  |  | 43105 | 10% | 20% |  |  | 0% | 0% |  |  | 100% | 285 | 1850000 | 560
5033 | Domtar Industries Inc | 50395 | Georgia-Pacific Corp - Nekoosa Mill | WI | 1 | 7 | 1975 | OP | MC | EK |  | 72 |  | 10% |  |  | 0% | 0% |  |  | 96% | 2.3 | 70000 | 340
5033 | Domtar Industries Inc | 50395 | Georgia-Pacific Corp - Nekoosa Mill | WI | 10 | 5 | 1989 | OP | MC | EK |  | 195 |  | 10% |  |  | 0% | 0% |  |  | 100% | 5.8 | 169000 | 340
5033 | Domtar Industries Inc | 50395 | Georgia-Pacific Corp - Nekoosa Mill | WI | 14 | 4 | 1991 | OP | EK |  |  | 288 | [8 empty] | 99% | 19.5 | 193900 | 380
5033 | Domtar Industries Inc | 50395 | Georgia-Pacific Corp - Nekoosa Mill | WI | 2 | 7 | 1975 | OP | MC | EK |  | 72 |  | 10% |  |  | 0% | 0% |  |  | 96% | 2.3 | 70000 | 340
5107 | City of Detroit | 1822 | Mistersky | MI | 5 | 8 | 1950 | RE | MC |  |  | 80 |  |  | 0% |  |  |  | 0% |  | 96% |  | 130000 | 300
5107 | City of Detroit | 1822 | Mistersky | MI | 6 | 8 | 1958 | OS | MC |  |  | 80 |  |  | 0% |  |  |  | 0% |  | 96% |  | 160000 | 300
5107 | City of Detroit | 1822 | Mistersky | MI | 7 | 12 | 1979 | OS | EW |  |  | 1947 |  |  | 0% |  |  |  | 0% |  | 95% | 25 | 210000 | 300
5109 | The DTE Electric Company | 1726 | Conners Creek | MI | 18 | 6 | 1951 | OS | EC | MC |  | 2545 | [8 empty] | 98% | 82 | 386000 | 320
5109 | The DTE Electric Company | 1726 | Conners Creek | MI | 15 | 6 | 1951 | OS | EC | MC |  | 2545 | [8 empty] | 98% | 82 | 386000 | 320
5109 | The DTE Electric Company | 1726 | Conners Creek | MI | 16 | 6 | 1951 | OS | EC | MC |  | 2545 | [8 empty] | 98% | 82 | 386000 | 320
5109 | The DTE Electric Company | 1726 | Conners Creek | MI | 17 | 6 | 1951 | OS | EC | MC |  | 2545 | [8 empty] | 98% | 82 | 386000 | 320
5109 | The DTE Electric Company | 1731 | Harbor Beach | MI | 1 | 4 | 1968 | OP | EC |  |  | 226 | 10% |  |  |  | 0% |  |  |  | 100% | 137 | 463600 | 290
5109 | The DTE Electric Company | 1732 | Marysville | MI | 10 | 7 | 1970 | RE | EC |  |  | 1035 | 10% |  |  |  | 0% |  |  |  | 99% | 0 | 265000 | 330
5109 | The DTE Electric Company | 1732 | Marysville | MI | 11 | 1 | 1971 | RE | EC |  |  | 1035 | 10% |  |  |  | 0% |  |  |  | 99% | 0 | 265000 | 330
5109 | The DTE Electric Company | 1732 | Marysville | MI | 12 | 1 | 1971 | RE | EC |  |  | 1035 | 10% |  |  |  | 0% |  |  |  | 99% | 0 | 265000 | 330
5109 | The DTE Electric Company | 1732 | Marysville | MI | 9 | 7 | 1971 | RE | EC |  |  | 1035 | 10% |  |  |  | 0% |  |  |  | 99% | 0 | 265000 | 330
5109 | The DTE Electric Company | 1733 | Monroe | MI | 1 | 6 | 1971 | OP | EC |  |  | 3022 | 10% |  |  |  | 0% |  | 0% |  | 100% | 250 | 2625000 | 270
5109 | The DTE Electric Company | 1733 | Monroe | MI | 2 | 3 | 1973 | OP | EC |  |  | 3090 | 10% |  |  |  | 0% |  | 0% |  | 100% | 250 | 2625000 | 270
5109 | The DTE Electric Company | 1733 | Monroe | MI | 3 | 5 | 1973 | OP | EC |  |  | 3503 | 10% |  |  |  | 0% |  | 0% |  | 100% | 250 | 2625000 | 127
5109 | The DTE Electric Company | 1733 | Monroe | MI | 4 | 5 | 1974 | OP | EC |  |  | 4322 | 10% |  |  |  | 0% |  | 0% |  | 100% | 250 | 2625000 | 127
5109 | The DTE Electric Company | 1740 | River Rouge | MI | 2 | 2 | 1978 | OP | EK |  |  | 30481 | 10% |  |  |  | 0% |  |  |  | 100% | 100 | 1100000 | 285
5109 | The DTE Electric Company | 1740 | River Rouge | MI | 3 | 7 | 1978 | OP | EK |  |  | 31717 | 10% |  |  |  | 0% |  |  |  | 100% | 115 | 1160000 | 290
5109 | The DTE Electric Company | 1743 | St Clair | MI | 1 | 1 | 1976 | OP | EK |  |  | 7000 | 0% |  |  |  | 0% |  |  |  | 100% | 3 | 751000 | 300
5109 | The DTE Electric Company | 1743 | St Clair | MI | 2 | 4 | 1977 | OP | EK |  |  | 7000 | 0% |  | 0% |  | 0% |  |  |  | 100% | 3 | 751000 | 300
5109 | The DTE Electric Company | 1743 | St Clair | MI | 3 | 7 | 1977 | OP | EK |  |  | 7000 | 0% |  |  |  | 0% |  |  |  | 100% | 3 | 751000 | 300
5109 | The DTE Electric Company | 1743 | St Clair | MI | 4 | 1 | 1977 | OP | EK |  |  | 7000 | 0% |  |  |  | 0% |  |  |  | 100% | 3 | 751000 | 300
5109 | The DTE Electric Company | 1743 | St Clair | MI | 6 | 1 | 1982 | OP | EK |  |  | 28000 | 0% |  |  |  | 0% |  |  |  | 100% | 34 | 1320000 | 300
5109 | The DTE Electric Company | 1743 | St Clair | MI | 7 | 3 | 1969 | OP | EK |  |  | 3000 | 10% |  | 0% |  | 0% |  | 0% |  | 99% | 110 | 1530000 | 307
5109 | The DTE Electric Company | 1745 | Trenton Channel | MI | 16 | 1 | 1949 | OP | EC |  |  | 175 | 10% |  |  |  | 0% |  |  |  | 100% | 50 | 267500 | 310
5109 | The DTE Electric Company | 1745 | Trenton Channel | MI | 17 | 1 | 1949 | OP | EC |  |  | 175 | 10% |  |  |  | 0% |  |  |  | 100% | 50 | 267500 | 310
5109 | The DTE Electric Company | 1745 | Trenton Channel | MI | 18 | 1 | 1949 | OP | EC |  |  | 175 | 10% |  |  |  | 0% |  |  |  | 100% | 50 | 267500 | 310
5109 | The DTE Electric Company | 1745 | Trenton Channel | MI | 19 | 1 | 1949 | OP | EC |  |  | 175 | 10% |  |  |  | 0% |  |  |  | 100% | 50 | 267500 | 310
5109 | The DTE Electric Company | 1745 | Trenton Channel | MI | 9A | 1 | 1968 | OP | EC |  |  | 3298 | 10% |  |  |  | 0% |  |  |  | 100% | 623 | 1535000 | 280
5109 | The DTE Electric Company | 6034 | Belle River | MI | 1 | 8 | 1984 | OP | EK |  |  | 26230 | 0% |  |  |  | 0% |  |  |  | 100% | 44 | 2750000 | 330
5109 | The DTE Electric Company | 6034 | Belle River | MI | 2 | 7 | 1985 | OP | EK |  |  | 25476 | 0% |  |  |  | 0% |  |  |  | 100% | 37 | 2750000 | 330
5232 | Woodland Pulp LLC | 10613 | Domtar - Woodland Mill | ME | 3RB | 6 | 1989 | OP | EW |  |  | 4391 | [6 empty] | 0% |  | 100% | 40.8 | 495164 | 394
5232 | Woodland Pulp LLC | 10613 | Domtar - Woodland Mill | ME | 9PB | 6 | 1979 | OP | WS |  |  | 2096 | [6 empty] | 0% |  | 99% | 36.9 | 205606 | 146
5262 | Domtar Industries Inc | 54104 | Ashdown | AR | PB1DC | 6 | 1968 | RE | MC |  |  | 5800 | [6 empty] | 0% |  | 80% | 343 | 81000 | 450
5262 | Domtar Industries Inc | 54104 | Ashdown | AR | PB1WPT | 5 | 2007 | OP | EH |  |  | 5800 | [6 empty] | 0% |  | 93% | 16 | 167110 | 158
5262 | Domtar Industries Inc | 54104 | Ashdown | AR | PB2DC | 6 | 1975 | OP | MC | WS |  | 0 | 10% |  |  |  | 0% |  |  |  | 90% | 82 | 324500 | 355
5262 | Domtar Industries Inc | 54104 | Ashdown | AR | PB2WS | 6 | 1975 | OP | WS |  |  | 0 | 10% |  |  |  | 0% |  |  |  | 90% | 82 | 324500 | 150
5262 | Domtar Industries Inc | 54104 | Ashdown | AR | PB3PPT | 6 | 1991 | OP | EW |  |  | 2400 | [8 empty] | 99% | 20 | 201000 | 330
5262 | Domtar Industries Inc | 54104 | Ashdown | AR | RB2PPT | 6 | 1979 | OP | EW |  |  | 0 | [8 empty] | 100% | 84 | 418000 | 400
5262 | Domtar Industries Inc | 54104 | Ashdown | AR | RB3PPT | 6 | 1989 | OP | EW |  |  | 0 | [8 empty] | 100% | 84 | 412000 | 400
5269 | Dominion Energy Services Co | 876 | Kincaid Generation LLC | IL | 1 | 6 | 1981 | OP | EK |  |  | 15745 | 10% |  |  |  | 0% |  |  |  | 100% | 592 | 2600000 | 300
5269 | Dominion Energy Services Co | 876 | Kincaid Generation LLC | IL | 2 | 2 | 1982 | OP | EK |  |  | 18004 | 10% |  |  |  | 0% |  |  |  | 100% | 594 | 2600000 | 300
5277 | American Sugar Refining, Inc. | 54795 | Domino Sugar Baltimore | MD | CD1 | 8 | 1972 | OP | SC | [6 empty] | 0% |  |  |  | 0% | 95%
5277 | American Sugar Refining, Inc. | 54795 | Domino Sugar Baltimore | MD | CD2 | 8 | 1972 | OP | SC | [6 empty] | 0% |  |  |  | 0% | 95%
5277 | American Sugar Refining, Inc. | 54795 | Domino Sugar Baltimore | MD | CD3 | 8 | 1972 | OP | SC | [6 empty] | 0% |  |  |  | 0% | 95%
5277 | American Sugar Refining, Inc. | 54795 | Domino Sugar Baltimore | MD | CD4 | 8 | 1972 | OP | SC | [6 empty] | 0% |  |  |  | 0% | 95%
5336 | City of Dover - (OH) | 2914 | Dover | OH | 4B | 12 | 2007 | OP | BP |  |  | 1400 | 10% |  |  |  | 0% |  |  |  | 100% | 0.1 | 89000 | 385
5336 | City of Dover - (OH) | 2914 | Dover | OH | 4E | 9 | 1979 | RE | EW |  |  |  | 10% |  |  |  | 0% |  |  |  | 100% | 0.1 | 89000 | 385
5336 | City of Dover - (OH) | 2914 | Dover | OH | 4 | 9 | 1962 | OP | MC |  |  | 71.488 | 10% |  |  |  | 0% |  |  |  | 100% | 0.1 | 89000 | 385
5416 | Duke Energy Carolinas, LLC | 2718 | G G Allen | NC | 1 | 1 | 1990 | OP | EK |  |  | 377 | 20% |  |  |  | 0% | 0% | 0% | 0% | 100% | 108 | 700000 | 330
5416 | Duke Energy Carolinas, LLC | 2718 | G G Allen | NC | 2 | 6 | 1989 | OP | EK |  |  | 8900 | 20% |  |  |  | 0% | 0% | 0% | 0% | 100% | 108 | 700000 | 330
5416 | Duke Energy Carolinas, LLC | 2718 | G G Allen | NC | 3 | 1 | 1959 | OP | EC |  |  | 4357 | 20% |  |  |  | 0% | 0% | 0% | 0% | 99% | 107 | 1154100 | 257
5416 | Duke Energy Carolinas, LLC | 2718 | G G Allen | NC | 4 | 1 | 1960 | OP | EC |  |  | 217 | 20% |  |  |  | 0% | 0% | 0% | 0% | 99% | 107 | 1154100 | 257
5416 | Duke Energy Carolinas, LLC | 2718 | G G Allen | NC | 5 | 7 | 1961 | OP | EC |  |  | 17032 | 20% |  |  |  | 0% | 0% | 0% | 0% | 99% | 107 | 1017500 | 257
5416 | Duke Energy Carolinas, LLC | 2720 | Buck | NC | 5 | 6 | 1972 | RE | EW |  |  | 2396 | 20% |  |  |  | 0% | 0% | 0% | 0% | 99% | 43 | 167200 | 360
5416 | Duke Energy Carolinas, LLC | 2720 | Buck | NC | 6 | 6 | 1972 | RE | EW |  |  | 2369 | 20% |  |  |  | 0% | 0% | 0% | 0% | 99% | 43 | 167200 | 360
5416 | Duke Energy Carolinas, LLC | 2720 | Buck | NC | 7 | 6 | 1972 | RE | EW |  |  | 2369 | 20% |  |  |  | 0% | 0% | 0% | 0% | 99% | 43 | 167200 | 360
5416 | Duke Energy Carolinas, LLC | 2720 | Buck | NC | 8 | 1 | 1973 | OP | EW |  |  | 270 | 20% |  |  |  | 0% | 0% | 0% | 0% | 99% | 110 | 201700 | 284
5416 | Duke Energy Carolinas, LLC | 2720 | Buck | NC | 9 | 3 | 1973 | OP | EW |  |  | 268 | 20% |  |  |  | 0% | 0% | 0% | 0% | 99% | 110 | 210700 | 284
5416 | Duke Energy Carolinas, LLC | 2721 | Cliffside | NC | 1 | 7 | 1972 | RE | EW |  |  | 2517 | 20% |  |  |  | 0% | 0% | 0% | 0% | 99% | 43 | 167200 | 360
5416 | Duke Energy Carolinas, LLC | 2721 | Cliffside | NC | 2 | 7 | 1972 | RE | EW |  |  | 2517 | 20% |  |  |  | 0% | 0% | 0% | 0% | 99% | 43 | 167200 | 360
5416 | Duke Energy Carolinas, LLC | 2721 | Cliffside | NC | 3 | 3 | 1973 | RE | EW |  |  | 1382 | 20% |  |  |  | 0% | 0% | 0% | 0% | 99% | 65 | 237900 | 310
5416 | Duke Energy Carolinas, LLC | 2721 | Cliffside | NC | 4 | 3 | 1973 | RE | EW |  |  | 1382 | 20% |  |  |  | 0% | 0% | 0% | 0% | 99% | 65 | 237900 | 310
5416 | Duke Energy Carolinas, LLC | 2721 | Cliffside | NC | 5 | 6 | 1972 | OP | EC |  |  | 4250 | 20% |  |  |  | 0% | 0% | 0% | 0% | 100% | 192 | 1780000 | 270
5416 | Duke Energy Carolinas, LLC | 2721 | Cliffside | NC | 6 | 12 | 2012 | OP | BP |  |  | 107488 | 0% | 30% |  |  | 0% | 0% |  |  | 100% | 0.018 | 2572000 | 215
5416 | Duke Energy Carolinas, LLC | 2723 | Dan River | NC | 1 | 1 | 1971 | OP | EW |  |  | 60 | 20% |  |  |  | 0% | 0% | 0% | 0% | 99% | 69 | 277600 | 310
5416 | Duke Energy Carolinas, LLC | 2723 | Dan River | NC | 2 | 1 | 1971 | OP | EW |  |  | 104 | 20% |  |  |  | 0% | 0% | 0% | 0% | 99% | 69 | 277600 | 310
5416 | Duke Energy Carolinas, LLC | 2723 | Dan River | NC | 3 | 5 | 1972 | OP | EC |  |  | 700 | 20% |  |  |  | 0% | 0% | 0% | 0% | 99% | 92 | 237050 | 280
5416 | Duke Energy Carolinas, LLC | 2727 | Marshall | NC | 1 | 3 | 1965 | OP | MC | EC |  | 76 | 20% |  |  |  | 0% | 0% | 0% | 0% | 99% | 187 | 949000 | 258
5416 | Duke Energy Carolinas, LLC | 2727 | Marshall | NC | 2 | 4 | 1966 | OP | MC | EC |  | 198 | 20% |  |  |  | 0% | 0% | 0% | 0% | 99% | 187 | 949000 | 258
5416 | Duke Energy Carolinas, LLC | 2727 | Marshall | NC | 3 | 5 | 1969 | RE | EK |  |  | 689 | 20% |  |  |  | 0% | 0% | 0% | 0% | 100% | 125 | 1615200 | 256
5416 | Duke Energy Carolinas, LLC | 2727 | Marshall | NC | 3A | 12 | 2006 | OP | EK |  |  | 58000 |  | 20% |  |  | 0% | 0% |  |  | 100% | 125 | 1900000 | 320
5416 | Duke Energy Carolinas, LLC | 2727 | Marshall | NC | 4 | 5 | 1970 | RE | EK |  |  | 4298 | 20% |  |  |  | 0% | 0% | 0% | 0% | 100% | 125 | 1615200 | 256
5416 | Duke Energy Carolinas, LLC | 2727 | Marshall | NC | 4A | 11 | 2006 | OP | EK |  |  | 58000 |  | 20% |  |  | 0% | 0% |  |  | 100% | 125 | 1900000 | 320
5416 | Duke Energy Carolinas, LLC | 2732 | Riverbend | NC | 10 | 7 | 1973 | OP | EW |  |  | 2611 | 20% |  |  |  | 0% | 0% | 0% | 0% | 99% | 93 | 219500 | 280
5416 | Duke Energy Carolinas, LLC | 2732 | Riverbend | NC | 7 | 3 | 1973 | OP | EW |  |  | 48191 | 20% |  |  |  | 0% | 0% | 0% | 0% | 99% | 83 | 173850 | 285
5416 | Duke Energy Carolinas, LLC | 2732 | Riverbend | NC | 8 | 11 | 1972 | OP | EW |  |  | 2478 | 20% |  |  |  | 0% | 0% | 0% | 0% | 99% | 83 | 173850 | 285
5416 | Duke Energy Carolinas, LLC | 2732 | Riverbend | NC | 9 | 9 | 1972 | OP | EW |  |  | 2611 | 20% |  |  |  | 0% | 0% | 0% | 0% | 99% | 93 | 219500 | 280
5416 | Duke Energy Carolinas, LLC | 3264 | W S Lee | SC | 1 | 7 | 1970 | OP | EW |  |  | 1191 | 20% |  |  |  | 0% | 0% | 0% | 0% | 99% | 93 | 166150 | 680
5416 | Duke Energy Carolinas, LLC | 3264 | W S Lee | SC | 2 | 1 | 1970 | OP | EW |  |  | 1191 | 20% |  |  |  | 0% | 0% | 0% | 0% | 99% | 93 | 166150 | 680
5416 | Duke Energy Carolinas, LLC | 3264 | W S Lee | SC | 3 | 6 | 1973 | OP | EW |  |  | 3508 | 20% |  |  |  | 0% | 0% | 0% | 0% | 99% | 141 | 248850 | 680
5416 | Duke Energy Carolinas, LLC | 8042 | Belews Creek | NC | 1 | 8 | 1974 | OP | EC |  |  | 8719 | 20% |  |  |  | 0% | 0% | 0% | 0% | 100% | 280 | 3200000 | 260
5416 | Duke Energy Carolinas, LLC | 8042 | Belews Creek | NC | 2 | 12 | 1975 | OP | EC |  |  | 9326 | 20% |  |  |  | 0% | 0% | 0% | 0% | 100% | 280 | 3200000 | 260
5511 | CCI Roseton LLC | 2480 | Danskammer Generating Station | NY | 1 | 6 | 1969 | OP | EK |  |  | 792 |  |  | 0% |  |  |  | 0% |  | 98% | 91 | 200620 | 330
5511 | CCI Roseton LLC | 2480 | Danskammer Generating Station | NY | 2 | 2 | 1968 | OP | EK |  |  | 718 |  |  | 0% |  |  |  | 0% |  | 98% | 91 | 200620 | 310
5511 | CCI Roseton LLC | 2480 | Danskammer Generating Station | NY | 3 | 9 | 1987 | OP | EK |  |  | 8120 | 10% |  |  |  | 0% |  |  |  | 100% | 37 | 443500 | 280
5511 | CCI Roseton LLC | 2480 | Danskammer Generating Station | NY | 4 | 2 | 1987 | OP | EK |  |  | 13115 | 10% |  |  |  | 0% |  |  |  | 100% | 66 | 785741 | 280
5511 | CCI Roseton LLC | 8006 | Roseton Generating Facility | NY | 1 | 12 | 1974 | OP | MC |  |  | 2005 |  |  | 0% |  |  |  | 0% |  | 85% | 243 | 1491000 | 280
5511 | CCI Roseton LLC | 8006 | Roseton Generating Facility | NY | 2 | 9 | 1972 | OP | MC |  |  | 2005 |  |  | 0% |  |  |  | 0% |  | 85% | 243 | 1491000 | 280
5517 | Dynegy Midwest Generation Inc | 889 | Baldwin Energy Complex | IL | 1 | 7 | 1970 | OP | EK |  |  | 100000 | 0% | 10% |  |  | 0% | 0% |  |  | 99% | 66 | 2217866 | 165
5517 | Dynegy Midwest Generation Inc | 889 | Baldwin Energy Complex | IL | 2 | 5 | 1973 | OP | EK |  |  | 1753 | 10% |  |  |  | 0% |  |  |  | 99% | 445 | 1730000 | 300
5517 | Dynegy Midwest Generation Inc | 889 | Baldwin Energy Complex | IL | 3 | 6 | 1975 | OP | EC |  |  | 100000 | 0% | 10% |  |  | 0% | 0% |  |  | 99% | 88 | 2310397 | 166
5517 | Dynegy Midwest Generation Inc | 889 | Baldwin Energy Complex | IL | 1B | 12 | 2011 | OP | BP |  |  | 250000 | 0% | 10% |  |  | 0% | 0% |  |  | 100% | 17.96 | 2143236 | 182
5517 | Dynegy Midwest Generation Inc | 889 | Baldwin Energy Complex | IL | 3B | 12 | 2010 | OP | BP |  |  | 250000 | 0% | 10% |  |  | 0% | 0% |  |  | 100% | 3.6 | 2072988 | 251
5517 | Dynegy Midwest Generation Inc | 891 | Havana | IL | 6B | 6 | 2009 | OP | BP |  |  | 250000 | 0% | 10% |  |  | 0% | 0% |  |  | 100% | 3.6 | 2072988 | 251
5517 | Dynegy Midwest Generation Inc | 891 | Havana | IL | 6 | 6 | 1978 | OP | EW |  |  | 100000 | 0% | 10% |  |  | 0% | 0% |  |  | 99% | 64 | 2164662 | 168
5517 | Dynegy Midwest Generation Inc | 892 | Hennepin Power Station | IL | 1 | 10 | 2008 | OP | EK | BP |  | 40272 | 0% | 10% |  |  | 0% | 0% |  |  | 100% | 19.5 | 290000 | 360
5517 | Dynegy Midwest Generation Inc | 892 | Hennepin Power Station | IL | 2 | 12 | 2008 | OP | EK | BP |  | 40272 | 0% | 10% |  |  | 0% | 0% |  |  | 100% | 57 | 750000 | 360
5517 | Dynegy Midwest Generation Inc | 897 | Vermilion | IL | 1 | 6 | 2007 | RE | EK | BP |  | 36786 | 10% |  |  |  | 0% |  |  |  | 100% | 49 | 254000 | 297
5517 | Dynegy Midwest Generation Inc | 897 | Vermilion | IL | 2 | 6 | 2007 | RE | EK | BP |  |  | 10% |  |  |  | 0% |  |  |  | 100% | 82 | 425000 | 310
5517 | Dynegy Midwest Generation Inc | 898 | Wood River | IL | 4 | 6 | 1967 | OP | MC | EC |  | 1060 | 10% |  |  |  | 0% |  |  |  | 99% | 18 | 410900 | 335
5517 | Dynegy Midwest Generation Inc | 898 | Wood River | IL | 5 | 6 | 1970 | OP | EK |  |  | 2200 | 10% |  |  |  | 0% |  |  |  | 99% | 501 | 1205000 | 291
5519 | ExxonMobil Oil Corp | 50627 | ExxonMobil Oil Joliet Refinery | IL | WGS | 10 | 2008 | OP | WS |  |  | 300 | [7 empty] | 0% | 84% | 102 | 311843 | 145
5543 | E I DuPont De Nemours & Co | 10792 | Unifi Kinston LLC | NC | BAGHS1 | 10 | 1994 | RE | BP |  |  | 310 | 10% |  |  |  | 0% |  |  |  | 99% | 8.46 | 17228 | 365
5543 | E I DuPont De Nemours & Co | 10792 | Unifi Kinston LLC | NC | BAGHS2 | 8 | 1978 | RE | BR |  |  | 1156 | 20% |  |  |  | 0% |  |  |  | 98% | 4.46 | 107075 | 401
5543 | E I DuPont De Nemours & Co | 10792 | Unifi Kinston LLC | NC | MS1 | 12 | 1993 | RE | MC |  |  | 250 | 10% |  |  |  | 0% |  |  |  | 95% | 50 | 95000 | 425
5543 | E I DuPont De Nemours & Co | 10792 | Unifi Kinston LLC | NC | MS2 | 1 | 1952 | RE | MC |  |  | 150 | 10% |  |  |  | 0% |  |  |  | 85% | 200 | 95000 | 425
5580 | East Kentucky Power Coop, Inc | 54 | J K Smith | KY | 1 | 3 | 2013 | PL | BP |  |  |  | 20% |  |  |  | 0% |  |  |  | 99% | 37.5 | 1270000 | 140
5580 | East Kentucky Power Coop, Inc | 1384 | Cooper | KY | 2B | 6 | 2012 | OP | BP |  |  | 20000 | 10% | 10% |  |  | 0% | 0% |  |  | 100% | 28.8 | 828892 | 160
5580 | East Kentucky Power Coop, Inc | 1384 | Cooper | KY | 1 | 12 | 1989 | OP | EK |  |  | 1282 | 10% |  |  |  | 0% |  |  |  | 98% | 302 | 400000 | 280
5580 | East Kentucky Power Coop, Inc | 1384 | Cooper | KY | 2 | 12 | 1988 | RE | EK |  |  | 2289 | 10% |  |  |  | 0% |  |  |  | 98% | 584 | 754000 | 155
5580 | East Kentucky Power Coop, Inc | 1385 | Dale | KY | 1 | 6 | 1979 | OP | EW |  |  | 386 | 10% |  |  |  | 0% |  |  |  | 99% | 21 | 353000 | 640
5580 | East Kentucky Power Coop, Inc | 1385 | Dale | KY | 2 | 6 | 1979 | OP | EW |  |  | 386 | 10% |  |  |  | 0% |  |  |  | 99% | 21 | 353000 | 640
5580 | East Kentucky Power Coop, Inc | 1385 | Dale | KY | 3 | 8 | 1987 | OP | EK |  |  | 1185 | 10% |  |  |  | 0% |  |  |  | 98% | 96 | 291000 | 300
5580 | East Kentucky Power Coop, Inc | 1385 | Dale | KY | 4 | 9 | 1987 | OP | EK |  |  | 1185 | 10% |  |  |  | 0% |  |  |  | 98% | 95 | 291000 | 300
5580 | East Kentucky Power Coop, Inc | 6041 | H L Spurlock | KY | 1 | 4 | 2003 | OP | EK | WS |  | 2987 | 20% |  |  |  | 0% |  |  |  | 100% | 99 | 1300000 | 280
5580 | East Kentucky Power Coop, Inc | 6041 | H L Spurlock | KY | 2 | 3 | 1981 | OP | EW | OT |  | 7000 | 10% |  |  |  | 0% |  |  |  | 100% | 238 | 2924000 | 605
5580 | East Kentucky Power Coop, Inc | 6041 | H L Spurlock | KY | 3 | 4 | 2005 | OP | BP |  |  | 22000 | 20% |  |  |  | 0% |  |  |  | 99% | 37.5 | 1270000 | 160
5580 | East Kentucky Power Coop, Inc | 6041 | H L Spurlock | KY | 4 | 4 | 2009 | OP | BP |  |  | 20000 | 20% |  |  |  | 0% |  |  |  | 99% | 37.5 | 1270000 | 160
5610 | Eastman Chemical Co-TN Ops | 50481 | Tennessee Eastman Operations | TN | 253-25 | 6 | 1992 | OP | EK |  |  | 5000 |  | 10% |  |  |  | 0% |  |  | 100% | 11 | 235000 | 315
5610 | Eastman Chemical Co-TN Ops | 50481 | Tennessee Eastman Operations | TN | 253-26 | 6 | 1992 | OP | EK |  |  | 5000 |  | 10% |  |  |  | 0% |  |  | 100% | 11 | 235000 | 315
5610 | Eastman Chemical Co-TN Ops | 50481 | Tennessee Eastman Operations | TN | 253-27 | 6 | 1993 | OP | EK |  |  | 5000 |  | 10% |  |  |  | 0% |  |  | 100% | 11 | 235000 | 315
5610 | Eastman Chemical Co-TN Ops | 50481 | Tennessee Eastman Operations | TN | 253-28 | 6 | 1993 | OP | EK |  |  | 5000 |  | 10% |  |  |  | 0% |  |  | 100% | 11 | 235000 | 315
5610 | Eastman Chemical Co-TN Ops | 50481 | Tennessee Eastman Operations | TN | 253-29 | 6 | 1994 | OP | EK |  |  | 5000 |  | 10% |  |  |  | 0% |  |  | 100% | 11 | 235000 | 315
5610 | Eastman Chemical Co-TN Ops | 50481 | Tennessee Eastman Operations | TN | 325-30 | 8 | 1982 | OP | EK |  |  | 1450 |  | 10% |  |  |  | 0% |  |  | 100% | 14 | 285570 | 154
5610 | Eastman Chemical Co-TN Ops | 50481 | Tennessee Eastman Operations | TN | 325-31 | 1 | 1995 | OP | BR |  |  | 1450 |  | 10% |  |  |  | 0% |  |  | 100% | 16 | 276300 | 158
5610 | Eastman Chemical Co-TN Ops | 50481 | Tennessee Eastman Operations | TN | 83-18 | 6 | 1974 | OP | EK |  |  | 443 |  | 10% |  |  |  | 0% |  |  | 97% | 6.8 | 109000 | 360
5610 | Eastman Chemical Co-TN Ops | 50481 | Tennessee Eastman Operations | TN | 83-19 | 6 | 1974 | OP | EK |  |  | 443 |  | 10% |  |  |  | 0% |  |  | 97% | 9.52 | 97942 | 360
5610 | Eastman Chemical Co-TN Ops | 50481 | Tennessee Eastman Operations | TN | 83-20 | 6 | 1974 | OP | EK |  |  | 443 |  | 10% |  |  |  | 0% |  |  | 97% | 2.82 | 95838 | 360
5610 | Eastman Chemical Co-TN Ops | 50481 | Tennessee Eastman Operations | TN | 83-21 | 6 | 1974 | OP | EK |  |  | 443 |  | 10% |  |  |  | 0% |  |  | 97% | 5.93 | 100065 | 340
5610 | Eastman Chemical Co-TN Ops | 50481 | Tennessee Eastman Operations | TN | 83-22 | 6 | 1974 | OP | EK |  |  | 443 |  | 10% |  |  |  | 0% |  |  | 97% | 4.47 | 79559 | 340
5610 | Eastman Chemical Co-TN Ops | 50481 | Tennessee Eastman Operations | TN | 83-23 | 6 | 1973 | OP | EK |  |  | 443 |  | 10% |  |  |  | 0% |  |  | 96% | 12.19 | 235000 | 380
5610 | Eastman Chemical Co-TN Ops | 50481 | Tennessee Eastman Operations | TN | 83-24 | 6 | 1971 | OP | EK |  |  | 443 |  | 10% |  |  |  | 0% |  |  | 96% | 21.82 | 235000 | 380
5624 | RED-Rochester, LLC | 10025 | RED-Rochester, LLC | NY | 13/14 | 6 | 1968 | RE | EW |  |  | 2101 | 10% |  |  |  | 0% |  |  |  | 95% | 35.8 | 181000 | 420
5624 | RED-Rochester, LLC | 10025 | RED-Rochester, LLC | NY | 15 | 6 | 1969 | RE | EW |  |  | 6000 | 10% |  | 0% |  | 0% |  | 0% |  | 97% | 17.7 | 161000 | 325
5624 | RED-Rochester, LLC | 10025 | RED-Rochester, LLC | NY | 41 | 6 | 1964 | OP | EH |  |  | 4131 | 10% |  | 0% |  | 0% |  | 0% |  | 95% | 59.6 | 152000 | 290
5624 | RED-Rochester, LLC | 10025 | RED-Rochester, LLC | NY | 42 | 6 | 1968 | OP | EH |  |  | 4131 | 10% |  | 0% |  | 0% |  | 0% |  | 95% | 59.6 | 152000 | 290
5624 | RED-Rochester, LLC | 10025 | RED-Rochester, LLC | NY | 43 | 6 | 1969 | OP | EW |  |  | 2101 | 10% |  | 0% |  | 0% |  | 0% |  | 98% | 68.8 | 204000 | 300
5624 | RED-Rochester, LLC | 10025 | RED-Rochester, LLC | NY | 44 | 6 | 1987 | OP | EW |  |  | 5758 | 10% |  |  |  | 0% |  | 0% |  | 100% | 7.2 | 224000 | 300
5670 | Ebensburg Power Co | 10603 | Ebensburg Power | PA | C01 | 5 | 1991 | OP | BP |  |  | 0 | 40% | 50% |  |  | 0% | 0% |  |  | 100% | 21 | 230400 | 350
5748 | Electric Energy Inc | 887 | Joppa Steam | IL | 1 | 1 | 1971 | OP | EC |  |  | 1950 |  | 10% |  |  |  | 0% |  |  | 99% | 257 | 673000 | 315
5748 | Electric Energy Inc | 887 | Joppa Steam | IL | 2 | 3 | 1972 | OP | EC |  |  | 1950 |  | 10% |  |  |  | 0% |  |  | 99% | 257 | 673000 | 315
5748 | Electric Energy Inc | 887 | Joppa Steam | IL | 3 | 4 | 1972 | OP | EC |  |  | 1950 |  | 10% |  |  |  | 0% |  |  | 99% | 257 | 673000 | 315
5748 | Electric Energy Inc | 887 | Joppa Steam | IL | 4 | 1 | 1972 | OP | EC |  |  | 1950 |  | 10% |  |  |  | 0% |  |  | 99% | 257 | 673000 | 315
5748 | Electric Energy Inc | 887 | Joppa Steam | IL | 5 | 8 | 1972 | OP | EC |  |  | 1950 |  | 10% |  |  |  | 0% |  |  | 99% | 257 | 673000 | 315
5748 | Electric Energy Inc | 887 | Joppa Steam | IL | 6 | 1 | 1972 | OP | EC |  |  | 1950 |  | 10% |  |  |  | 0% |  |  | 99% | 257 | 673000 | 315
5860 | Empire District Electric Co | 1239 | Riverton | KS | 7 | 6 | 1976 | OP | EK |  |  | 1929 | 10% |  |  |  | 0% | 0% |  |  | 99% | 35 | 175000 | 330
5860 | Empire District Electric Co | 1239 | Riverton | KS | 8 | 6 | 1977 | OP | EK |  |  | 2363 | 10% |  |  |  | 0% |  |  |  | 99% | 41 | 250000 | 293
5860 | Empire District Electric Co | 2076 | Asbury | MO | BH | 2 | 2015 | CO | BP |  |  | 18977 | 10% | 10% |  |  | 0% | 0% |  |  | 99% | 21.5 | 806354 | 157
5860 | Empire District Electric Co | 2076 | Asbury | MO | UOPLC | 5 | 1978 | OP | EK |  |  | 5620 |  | 30% |  |  |  | 10% |  |  | 98% | 235 | 613688 | 292
6035 | Exelon Power | 3159 | Cromby Generating Station | PA | 1 | 12 | 1982 | RE | MC | EK | WS | 379 | 10% |  |  |  | 0% |  |  |  | 96% | 57 | 394200 | 128
6035 | Exelon Power | 3161 | Eddystone Generating Station | PA | 1 | 3 | 1981 | RE | MC | EK | WS | 1127 | 10% |  |  |  | 0% |  |  |  | 99% | 183 | 1050900 | 129
6035 | Exelon Power | 3161 | Eddystone Generating Station | PA | 2 | 12 | 1982 | OP | MC | EK | WS | 1115 | 10% |  |  |  | 0% |  |  |  | 99% | 178 | 1095000 | 131
6035 | Exelon Power | 3169 | Schuylkill Generating Station | PA | 1 | 7 | 1958 | RE | MC |  |  | 341 | [8 empty] | 76% | 25 | 325000 | 240
6036 | ESOCO Orrington LLC | 50051 | Penobscot Energy Recovery | ME | BH A | 11 | 1987 | OP | BP |  |  | 798 | [8 empty] | 100% | 4 | 61950 | 330
6036 | ESOCO Orrington LLC | 50051 | Penobscot Energy Recovery | ME | BH B | 11 | 1987 | OP | BP |  |  | 798 | [8 empty] | 100% | 4 | 61950 | 330
6306 | Fibrominn LLC | 55867 | Fibrominn Biomass Power Plant | MN | BH1 | 7 | 2007 | OP | BP |  |  | 4119 | 10% |  |  |  | 0% |  |  |  | 100% | 16 | 319500 | 285
6452 | Florida Power & Light Co | 609 | Cape Canaveral | FL | PCC1 | 4 | 1965 | RE | MC |  |  | 213 |  |  | 0% |  |  |  | 0% |  | 84% | 365 | 975000 | 323
6452 | Florida Power & Light Co | 609 | Cape Canaveral | FL | PCC2 | 5 | 1969 | RE | MC |  |  | 152 |  |  | 0% |  |  |  | 0% |  | 84% | 365 | 975000 | 323
6452 | Florida Power & Light Co | 610 | Cutler | FL | PCU5 | 6 | 1954 | OS | MC |  |  | 85 | [8 empty] | 88% | 9 | 409000 | 275
6452 | Florida Power & Light Co | 610 | Cutler | FL | PCU6 | 6 | 1955 | OS | MC |  |  | 101 | [8 empty] | 88% | 15 | 435000 | 275
6452 | Florida Power & Light Co | 617 | Port Everglades | FL | PPE1 | 5 | 1960 | OS | MC |  |  | 240 |  |  | 0% |  |  |  | 0% |  | 85% | 200 | 561800 | 290
6452 | Florida Power & Light Co | 617 | Port Everglades | FL | PPE2 | 4 | 1961 | OS | MC |  |  | 228 |  |  | 0% |  |  |  | 0% |  | 85% | 200 | 561800 | 290
6452 | Florida Power & Light Co | 617 | Port Everglades | FL | PPE3 | 6 | 1964 | OP | MC |  |  | 151 |  |  | 0% |  |  |  | 0% |  | 88% | 365 | 975000 | 275
6452 | Florida Power & Light Co | 617 | Port Everglades | FL | PPE4 | 4 | 1965 | OP | MC |  |  | 149 |  |  | 0% |  |  |  | 0% |  | 88% | 365 | 975000 | 275
6452 | Florida Power & Light Co | 619 | Riviera | FL | PRV3 | 4 | 1962 | RE | MC |  |  | 102 |  |  | 0% |  |  |  | 0% |  | 88% | 250 | 748000 | 275
6452 | Florida Power & Light Co | 619 | Riviera | FL | PRV4 | 3 | 1963 | RE | MC |  |  | 90 |  |  | 0% |  |  |  | 0% |  | 88% | 250 | 748000 | 275
6452 | Florida Power & Light Co | 621 | Turkey Point | FL | PTP1 | 4 | 1967 | OP | MC |  |  | 214 |  |  | 0% |  |  |  | 0% |  | 84% | 365 | 975000 | 275
6452 | Florida Power & Light Co | 621 | Turkey Point | FL | PTP2 | 4 | 1968 | OP | MC |  |  | 209 |  |  | 0% |  |  |  | 0% |  | 84% | 365 | 975000 | 275
6452 | Florida Power & Light Co | 6042 | Manatee | FL | PMT1 | 1 | 1976 | OP | MC |  |  | 1429 |  |  | 0% |  |  |  | 0% |  | 84% | 790 | 1820000 | 307
6452 | Florida Power & Light Co | 6042 | Manatee | FL | PMT2 | 1 | 1977 | OP | MC |  |  | 1429 |  |  | 0% |  |  |  | 0% |  | 84% | 790 | 1820000 | 307
6452 | Florida Power & Light Co | 6043 | Martin | FL | PMR1 | 12 | 1980 | OP | MC |  |  | 1429 |  |  | 0% |  |  |  | 0% |  | 84% | 790 | 2241000 | 298
6452 | Florida Power & Light Co | 6043 | Martin | FL | PMR2 | 6 | 1981 | OP | MC |  |  | 1429 |  |  | 0% |  |  |  | 0% |  | 84% | 790 | 2241000 | 298
6455 | Duke Energy Florida, Inc | 628 | Crystal River | FL | 1 | 6 | 1979 | OP | EK |  |  | 8092 | 10% | 10% |  |  | 0% | 0% |  |  | 100% | 170 | 1415000 | 292
6455 | Duke Energy Florida, Inc | 628 | Crystal River | FL | 2 | 6 | 1979 | OP | EK |  |  | 23400 | 10% | 10% |  |  | 0% | 0% |  |  | 100% | 253 | 1930000 | 300
6455 | Duke Energy Florida, Inc | 628 | Crystal River | FL | 4 | 1 | 1982 | OP | EK |  |  | 16084 | 10% | 10% |  |  | 0% | 0% |  |  | 100% | 222 | 2348000 | 295
6455 | Duke Energy Florida, Inc | 628 | Crystal River | FL | 5 | 1 | 1984 | OP | EK |  |  | 16084 | 10% | 10% |  |  | 0% | 0% |  |  | 100% | 216 | 2595126 | 308
6455 | Duke Energy Florida, Inc | 634 | P L Bartow | FL | 1 | 5 | 1982 | RE | EK |  |  | 5000 | 10% | 10% |  |  | 0% | 0% | 0% | 0% | 98% | 15 | 350000 | 300
6526 | FirstEnergy Generation Corp | 2835 | FirstEnergy Ashtabula | OH | 10 | 8 | 1979 | RE | EK |  |  | 9055 | 20% |  |  |  | 0% | 10% |  |  | 100% | 55 | 265000 | 310
6526 | FirstEnergy Generation Corp | 2835 | FirstEnergy Ashtabula | OH | 11 | 6 | 1979 | RE | EK |  |  | 9055 | 20% |  |  |  | 0% | 10% |  |  | 100% | 55 | 265000 | 310
6526 | FirstEnergy Generation Corp | 2835 | FirstEnergy Ashtabula | OH | 7 | 1 | 1980 | OP | EK |  |  | 22400 | 20% |  |  |  | 0% | 10% |  |  | 100% | 223 | 995000 | 280
6526 | FirstEnergy Generation Corp | 2835 | FirstEnergy Ashtabula | OH | 8 | 1 | 1980 | RE | EK |  |  | 22400 | 20% |  |  |  | 0% | 10% |  |  | 100% | 223 | 995000 | 280
6526 | FirstEnergy Generation Corp | 2837 | FirstEnergy Eastlake | OH | 1 | 1 | 1979 | OP | EK |  |  | 12766 | 10% |  |  |  | 0% | 10% |  |  | 100% | 75 | 620000 | 300
6526 | FirstEnergy Generation Corp | 2837 | FirstEnergy Eastlake | OH | 2 | 4 | 1980 | OP | EK |  |  | 12766 | 10% |  |  |  | 0% | 10% |  |  | 100% | 75 | 620000 | 300
6526 | FirstEnergy Generation Corp | 2837 | FirstEnergy Eastlake | OH | 3 | 1 | 1980 | OP | EK |  |  | 12766 | 10% |  |  |  | 0% | 10% |  |  | 100% | 75 | 620000 | 300
6526 | FirstEnergy Generation Corp | 2837 | FirstEnergy Eastlake | OH | 4 | 3 | 1981 | OP | EK |  |  | 22796 | 10% |  |  |  | 0% | 10% |  |  | 100% | 175 | 995000 | 280
6526 | FirstEnergy Generation Corp | 2837 | FirstEnergy Eastlake | OH | 5 | 9 | 1972 | OP | EC |  |  | 1311 | 20% |  |  |  | 0% | 10% |  |  | 100% | 500 | 1950000 | 285
6526 | FirstEnergy Generation Corp | 2838 | FirstEnergy Lake Shore | OH | 18 | 6 | 1962 | OP | EC |  |  | 705 | 10% |  |  |  | 10% |  |  |  | 99% | 224 | 790000 | 250
6526 | FirstEnergy Generation Corp | 2864 | FirstEnergy R E Burger | OH | 1 | 1 | 1971 | RE | EK |  |  | 1198 | 10% |  |  |  | 10% |  |  |  | 99% | 40 | 184000 | 400
6526 | FirstEnergy Generation Corp | 2864 | FirstEnergy R E Burger | OH | 2 | 1 | 1972 | RE | EK |  |  | 1198 | 10% |  |  |  | 10% |  |  |  | 99% | 40 | 184000 | 400
6526 | FirstEnergy Generation Corp | 2864 | FirstEnergy R E Burger | OH | 3 | 1 | 1971 | RE | EK |  |  | 1198 | 10% |  |  |  | 10% |  |  |  | 99% | 40 | 184000 | 400
6526 | FirstEnergy Generation Corp | 2864 | FirstEnergy R E Burger | OH | 4 | 1 | 1971 | RE | EK |  |  | 1198 | 10% |  |  |  | 10% |  |  |  | 99% | 40 | 184000 | 400
6526 | FirstEnergy Generation Corp | 2864 | FirstEnergy R E Burger | OH | 5 | 6 | 1971 | OP | EK |  |  | 1869 | 10% |  |  |  | 10% |  |  |  | 99% | 60 | 256000 | 345
6526 | FirstEnergy Generation Corp | 2864 | FirstEnergy R E Burger | OH | 6 | 1 | 1971 | OP | EK |  |  | 1869 | 10% |  |  |  | 10% |  |  |  | 99% | 60 | 256000 | 345
6526 | FirstEnergy Generation Corp | 2864 | FirstEnergy R E Burger | OH | 7 | 3 | 1982 | RE | EK |  |  | 26076 | 20% |  |  |  | 10% |  |  |  | 99% | 148 | 638000 | 290
6526 | FirstEnergy Generation Corp | 2864 | FirstEnergy R E Burger | OH | 8 | 3 | 1982 | RE | EK |  |  | 11744 | 20% |  |  |  | 10% |  |  |  | 99% | 148 | 638000 | 290
6526 | FirstEnergy Generation Corp | 2866 | FirstEnergy W H Sammis | OH | 1 | 4 | 1983 | OP | BR |  |  | 24382 | 20% |  |  |  | 10% |  |  |  | 100% | 182 | 754000 | 305
6526 | FirstEnergy Generation Corp | 2866 | FirstEnergy W H Sammis | OH | 2 | 12 | 1982 | OP | BR |  |  | 23642 | 20% |  |  |  | 10% |  |  |  | 100% | 182 | 754000 | 305
6526 | FirstEnergy Generation Corp | 2866 | FirstEnergy W H Sammis | OH | 3 | 9 | 1982 | OP | BR |  |  | 27742 | 20% |  |  |  | 10% |  |  |  | 100% | 182 | 754000 | 305
6526 | FirstEnergy Generation Corp | 2866 | FirstEnergy W H Sammis | OH | 4 | 12 | 1982 | OP | BR |  |  | 22650 | 20% |  |  |  | 10% |  |  |  | 100% | 182 | 754000 | 305
6526 | FirstEnergy Generation Corp | 2866 | FirstEnergy W H Sammis | OH | 5 | 1 | 1985 | OP | EK |  |  | 53766 | 20% |  |  |  | 10% |  |  |  | 99% | 295 | 1276000 | 272
6526 | FirstEnergy Generation Corp | 2866 | FirstEnergy W H Sammis | OH | 6 | 12 | 1984 | OP | EK |  |  | 79722 | 20% |  |  |  | 10% |  |  |  | 99% | 607 | 2640000 | 272
6526 | FirstEnergy Generation Corp | 2866 | FirstEnergy W H Sammis | OH | 7 | 4 | 1983 | OP | EK |  |  | 85580 | 20% |  |  |  | 10% |  |  |  | 99% | 607 | 2604000 | 272
6526 | FirstEnergy Generation Corp | 2878 | FirstEnergy Bay Shore | OH | 1 | 9 | 2000 | OP | BP |  |  | 500 |  |  | 0% |  |  |  | 10% |  | 100% | 20 | 463000 | 320
6526 | FirstEnergy Generation Corp | 2878 | FirstEnergy Bay Shore | OH | 2 | 3 | 1980 | RE | EK |  |  | 9054 | 10% | 20% |  |  | 0% | 0% |  |  | 100% | 5 | 463000 | 320
6526 | FirstEnergy Generation Corp | 2878 | FirstEnergy Bay Shore | OH | 3 | 5 | 1963 | RE | EK |  |  | 439 | 10% | 10% |  |  | 0% | 0% |  |  | 100% | 101 | 398000 | 259
6526 | FirstEnergy Generation Corp | 2878 | FirstEnergy Bay Shore | OH | 4 | 6 | 1968 | RE | EK |  |  | 688 | 10% | 10% |  |  | 0% | 0% |  |  | 100% | 101 | 620000 | 259
6526 | FirstEnergy Generation Corp | 6094 | FirstEnergy Bruce Mansfield | PA | 1 | 4 | 1976 | OP | WS |  |  |  | 20% |  |  |  | 0% |  |  |  | 100% | 300 | 2813993 | 124
6526 | FirstEnergy Generation Corp | 6094 | FirstEnergy Bruce Mansfield | PA | 2 | 1 | 1977 | OP | WS |  |  |  | 20% |  |  |  | 0% |  |  |  | 100% | 300 | 2813993 | 124
6526 | FirstEnergy Generation Corp | 6094 | FirstEnergy Bruce Mansfield | PA | 3 | 9 | 1980 | OP | EK | WS |  |  | 20% |  |  |  | 0% |  |  |  | 100% | 602 | 2946918 | 125
6541 | Formosa Plastics Corp | 56708 | CFB Power Plant | TX | F3101 | 4 | 2012 | OP | BP |  |  | 2500 |  |  |  | 0% |  |  |  | 10% | 95% | 51 | 485682 | 300
6541 | Formosa Plastics Corp | 56708 | CFB Power Plant | TX | F3102 | 4 | 2012 | OP | BP |  |  | 2500 |  |  |  | 0% |  |  |  | 10% | 95% | 51 | 485682 | 300
6541 | Formosa Plastics Corp | 56708 | CFB Power Plant | TX | F3201 | 1 | 2012 | OP | BP |  |  | 2500 |  |  |  | 0% |  |  |  | 10% | 95% | 51 | 485682 | 300
6541 | Formosa Plastics Corp | 56708 | CFB Power Plant | TX | F3202 | 1 | 2012 | OP | BP |  |  | 2500 |  |  |  | 0% |  |  |  | 10% | 95% | 51 | 485682 | 300
6589 | Georgia-Pacific Consr Prods LP-Muskogee | 10362 | Muskogee Mill | OK | 3BH | 6 | 1980 | OP | BP |  |  |  |  | 10% |  |  |  | 0% |  |  | 100% |  | 174941 | 323
6589 | Georgia-Pacific Consr Prods LP-Muskogee | 10362 | Muskogee Mill | OK | 4BH | 6 | 1984 | OP | BP |  |  |  |  | 10% |  |  |  | 0% |  |  | 99% |  | 205000 | 280
6589 | Georgia-Pacific Consr Prods LP-Muskogee | 10362 | Muskogee Mill | OK | PRECIP | 6 | 1979 | OP | EW |  |  |  |  | 10% |  |  |  | 0% |  |  | 99% |  | 204046 | 307
6616 | Fort Pierce Utilities Authority | 658 | Henry D King | FL | 6 | 6 | 1957 | RE | MC |  |  | 500 | [6 empty] | 0% |  | 86% | 20 | 75234 | 350
6616 | Fort Pierce Utilities Authority | 658 | Henry D King | FL | 7 | 6 | 1963 | RE | MC |  |  | 750 | [6 empty] | 0% |  | 91% | 38 | 77100 | 311
6738 | Franklin Heating Station | 54224 | Franklin Heating Station | MN | SG3C | 6 | 1968 | OP | MC | [9 empty] | 0% |  | 87% | 0.12 | 46500 | 261
6738 | Franklin Heating Station | 54224 | Franklin Heating Station | MN | SG4C | 6 | 1968 | OP | MC | [9 empty] | 0% |  | 87% | 0.12 | 46500 | 261
6779 | City of Fremont - (NE) | 2240 | Lon Wright | NE | 6 | 3 | 1979 | OP | BR |  |  | 2449 | 0% | 10% |  |  | 0% | 0% |  |  | 100% | 17 | 37400 | 301
6779 | City of Fremont - (NE) | 2240 | Lon Wright | NE | 7 | 3 | 1979 | OP | BR |  |  | 2994 | 0% | 10% |  |  | 0% | 0% |  |  | 100% | 17 | 42700 | 353
6779 | City of Fremont - (NE) | 2240 | Lon Wright | NE | 8 | 10 | 1976 | OP | EW |  |  | 1296 | 0% | 10% |  |  | 0% | 0% |  |  | 100% | 17 | 510000 | 301
6909 | Gainesville Regional Utilities | 663 | Deerhaven Generating Station | FL | P2 | 7 | 1981 | OP | EW | BP |  | 18192 |  | 20% | 0% |  |  | 0% | 0% |  | 100% | 36 | 1000000 | 177
7043 | Temple-Inland Corp | 54427 | Gaylord Container Bogalusa | LA | 10C | 6 | 1974 | OP | SC | WS |  | 0 | [8 empty] | 80% | 58.3 | 141654 | 150
7043 | Temple-Inland Corp | 54427 | Gaylord Container Bogalusa | LA | 12 | 6 | 1974 | OP | SC | WS |  | 0 | [6 empty] | 0% |  | 80% | 78.75 | 271886 | 150
7043 | Temple-Inland Corp | 54427 | Gaylord Container Bogalusa | LA | 20ESP | 1 | 2000 | OP | EW |  |  | 0 | [6 empty] | 0% |  | 100% | 27.9 | 310000 | 330
7043 | Temple-Inland Corp | 54427 | Gaylord Container Bogalusa | LA | 21ESP | 12 | 1989 | OP | EW |  |  | 0 | [6 empty] | 0% |  | 100% | 36.3 | 321869 | 350
7067 | Tata Chemicals Partners | 54318 | General Chemical | WY | A215 | 1 | 1974 | OP | EW |  |  | 199 | 0% | 10% |  |  | 0% | 0% |  |  | 99% | 50 | 233324 | 372
7067 | Tata Chemicals Partners | 54318 | General Chemical | WY | A315 | 1 | 1975 | OP | EW |  |  | 997 | 0% | 10% |  |  | 0% | 0% |  |  | 99% | 80 | 407862 | 387
7127 | Georgia-Pacific Consr Prods LP-Savannah | 10361 | Savannah River Mill | GA | 3BAGH | 7 | 1988 | OP | BP |  |  | 1000 | 10% |  |  |  | 10% |  | 0% |  | 90% | 20 | 118800 | 200
7127 | Georgia-Pacific Consr Prods LP-Savannah | 10361 | Savannah River Mill | GA | 4BAGH | 7 | 1991 | OP | BP |  |  | 1000 | 20% |  |  |  | 10% |  | 0% |  | 90% | 20 | 147000 | 200
7127 | Georgia-Pacific Consr Prods LP-Savannah | 10361 | Savannah River Mill | GA | 5BAGH | 7 | 1995 | OP | BP |  |  | 1000 | 10% |  |  |  | 10% |  | 0% |  | 90% | 20 | 116340 | 250
7136 | Georgia-Pacific Consr Prods LP-Naheola | 10699 | Georgia-Pacific Consr Prods LP-Naheola | AL | 1 | 6 | 1979 | OP | EW |  |  | 1100 | 0% |  |  |  | 0% |  |  |  | 100% | 11 | 159777 | 364
7136 | Georgia-Pacific Consr Prods LP-Naheola | 10699 | Georgia-Pacific Consr Prods LP-Naheola | AL | 2 | 6 | 1979 | OP | EW |  |  | 1100 | 0% |  |  |  | 0% |  |  |  | 100% | 8 | 140287 | 404
7136 | Georgia-Pacific Consr Prods LP-Naheola | 10699 | Georgia-Pacific Consr Prods LP-Naheola | AL | 4 | 3 | 1993 | OP | EW |  |  | 4000 |  |  | 0% |  |  |  | 0% |  | 100% | 11 | 572745 | 412
7140 | Georgia Power Co | 703 | Bowen | GA | 1A | 10 | 1971 | OP | EK |  |  | 410 |  | 10% |  |  |  | 0% |  |  | 98% | 128.4 | 1104000 | 340
7140 | Georgia Power Co | 703 | Bowen | GA | 1B | 10 | 1971 | OP | EK |  |  | 410 |  | 10% |  |  |  | 0% |  |  | 98% | 128.4 | 1104000 | 340
7140 | Georgia Power Co | 703 | Bowen | GA | 1C | 5 | 1981 | OP | EK |  |  | 1626 |  | 10% |  |  |  | 0% |  |  | 99% | 195.9 | 913900 | 340
7140 | Georgia Power Co | 703 | Bowen | GA | 1D | 5 | 1981 | OP | EK |  |  | 1626 |  | 10% |  |  |  | 0% |  |  | 99% | 195.9 | 913900 | 340
7140 | Georgia Power Co | 703 | Bowen | GA | 2A | 9 | 1972 | OP | EK |  |  | 410 |  | 10% |  |  |  | 0% |  |  | 98% | 128.4 | 1104000 | 340
7140 | Georgia Power Co | 703 | Bowen | GA | 2B | 9 | 1972 | OP | EK |  |  | 410 |  | 10% |  |  |  | 0% |  |  | 98% | 128.4 | 1104000 | 340
7140 | Georgia Power Co | 703 | Bowen | GA | 2C | 1 | 1981 | OP | EK |  |  | 1626 |  | 10% |  |  |  | 0% |  |  | 99% | 195.9 | 913900 | 340
7140 | Georgia Power Co | 703 | Bowen | GA | 2D | 1 | 1981 | OP | EK |  |  | 1626 |  | 10% |  |  |  | 0% |  |  | 99% | 195.9 | 913900 | 340
7140 | Georgia Power Co | 703 | Bowen | GA | 3A | 12 | 1974 | OP | EK |  |  | 660 |  | 10% |  |  |  | 0% |  |  | 99% | 313.9 | 1465000 | 250
7140 | Georgia Power Co | 703 | Bowen | GA | 3B | 12 | 1974 | OP | EK |  |  | 660 |  | 10% |  |  |  | 0% |  |  | 99% | 313.9 | 1465000 | 250
7140 | Georgia Power Co | 703 | Bowen | GA | 4A | 11 | 1975 | OP | EK |  |  | 660 |  | 10% |  |  |  | 0% |  |  | 99% | 313.9 | 1465000 | 250
7140 | Georgia Power Co | 703 | Bowen | GA | 4B | 11 | 1975 | OP | EK |  |  | 660 |  | 10% |  |  |  | 0% |  |  | 99% | 313.9 | 1465000 | 250
7140 | Georgia Power Co | 708 | Hammond | GA | 1 | 1 | 2001 | OP | EC |  |  | 1032 | 10% | 10% |  |  | 0% | 0% |  |  | 99% | 91.9 | 420000 | 320
7140 | Georgia Power Co | 708 | Hammond | GA | 2 | 5 | 1997 | OP | EC |  |  | 510 | 10% | 10% |  |  | 0% | 0% |  |  | 98% | 93.2 | 420000 | 320
7140 | Georgia Power Co | 708 | Hammond | GA | 3 | 6 | 1993 | OP | EC |  |  | 535 | 10% | 10% |  |  | 0% | 0% |  |  | 99% | 95.8 | 465000 | 320
7140 | Georgia Power Co | 708 | Hammond | GA | 4N | 5 | 1994 | OP | EC |  |  | 20000 | 10% | 10% |  |  | 0% | 0% |  |  | 99% | 119.4 | 2450000 | 285
7140 | Georgia Power Co | 709 | Harllee Branch | GA | 1 | 9 | 1978 | OP | EK |  |  | 11722 | 0% | 10% |  |  | 0% | 0% |  |  | 99% | 97 | 1003346 | 300
7140 | Georgia Power Co | 709 | Harllee Branch | GA | 2 | 6 | 1978 | OP | EK |  |  | 8894 | 0% | 10% |  |  | 0% | 0% |  |  | 99% | 119 | 1228075 | 290
7140 | Georgia Power Co | 709 | Harllee Branch | GA | 3 | 12 | 1981 | OP | EK |  |  | 22328 | 10% | 20% |  |  | 0% | 0% |  |  | 99% | 121 | 1596278 | 300
7140 | Georgia Power Co | 709 | Harllee Branch | GA | 4 | 4 | 1982 | OP | EK |  |  | 22754 | 10% | 20% |  |  | 0% | 0% |  |  | 99% | 134 | 1772382 | 300
7140 | Georgia Power Co | 710 | Jack McDonough | GA | ESP-1 | 6 | 1972 | RE | EK |  |  | 3116 |  | 10% |  |  | 0% | 0% |  |  | 99% | 260 | 1000000 | 300
7140 | Georgia Power Co | 710 | Jack McDonough | GA | ESP-2 | 6 | 1972 | RE | EK |  |  | 1886 |  | 10% |  |  | 0% | 0% |  |  | 99% | 260 | 1000000 | 300
7140 | Georgia Power Co | 727 | Mitchell | GA | 3 | 1 | 1975 | OP | EK |  |  | 1703 | 10% | 10% |  |  | 0% | 0% |  |  | 99% | 192 | 660000 | 299
7140 | Georgia Power Co | 728 | Yates | GA | Y1EP | 6 | 1971 | OP | EC | WS |  | 1006 | 10% | 10% |  |  | 0% | 0% |  |  | 98% | 340 | 490000 | 300
7140 | Georgia Power Co | 728 | Yates | GA | Y2EP | 9 | 1968 | OP | EK |  |  | 665 | 10% | 10% |  |  | 0% | 0% |  |  | 98% | 340 | 420000 | 300
7140 | Georgia Power Co | 728 | Yates | GA | Y3EP | 6 | 1969 | OP | EK |  |  | 902 | 10% | 10% |  |  | 0% | 0% |  |  | 98% | 340 | 420000 | 300
7140 | Georgia Power Co | 728 | Yates | GA | Y4EP | 9 | 1970 | OP | EK |  |  | 824 | 10% | 10% |  |  | 0% | 0% |  |  | 98% | 374 | 685000 | 310
7140 | Georgia Power Co | 728 | Yates | GA | Y5EP | 6 | 1968 | OP | EK |  |  | 816 | 10% | 10% |  |  | 0% | 0% |  |  | 98% | 374 | 550000 | 310
7140 | Georgia Power Co | 728 | Yates | GA | Y6EP | 9 | 1974 | OP | EK |  |  | 2247 | 10% | 20% |  |  | 0% | 0% |  |  | 99% | 662 | 735000 | 320
7140 | Georgia Power Co | 728 | Yates | GA | Y7EP | 6 | 1974 | OP | EK |  |  | 2247 | 10% | 20% |  |  | 0% | 0% |  |  | 99% | 622 | 735000 | 320
7140 | Georgia Power Co | 733 | Kraft | GA | 1 | 6 | 1978 | OP | EK |  |  | 715 | 10% | 20% |  |  | 0% | 0% |  |  | 100% | 20 | 162000 | 290
7140 | Georgia Power Co | 733 | Kraft | GA | 2 | 6 | 1978 | OP | EK |  |  | 715 | 10% | 20% |  |  | 0% | 0% |  |  | 100% | 20 | 162000 | 290
7140 | Georgia Power Co | 733 | Kraft | GA | 3 | 6 | 1978 | OP | EK |  |  | 1430 | 10% | 20% |  |  | 0% | 0% |  |  | 100% | 40 | 333000 | 280
7140 | Georgia Power Co | 6052 | Wansley | GA | 1 | 12 | 1976 | OP | EC |  |  | 2331 | 0% | 20% |  |  | 0% | 0% |  |  | 99% | 12 | 3070000 | 315
7140 | Georgia Power Co | 6052 | Wansley | GA | 2 | 4 | 1978 | OP | EC |  |  | 2331 | 0% | 20% |  |  | 0% | 0% |  |  | 99% | 12 | 3070000 | 315
7140 | Georgia Power Co | 6124 | McIntosh | GA | 1 | 4 | 1982 | OP | EK |  |  | 3140 | 10% | 10% |  |  | 0% | 0% |  |  | 100% | 7 | 682000 | 280
7140 | Georgia Power Co | 6257 | Scherer | GA | 1 | 3 | 1982 | OP | EW | BP |  | 156084 | 0% | 10% |  |  | 0% | 0% |  |  | 99% | 203 | 5924000 | 824
7140 | Georgia Power Co | 6257 | Scherer | GA | 2 | 3 | 1984 | OP | EW | BP |  | 162384 | 0% | 10% |  |  | 0% | 0% |  |  | 99% | 203 | 5924000 | 824
7140 | Georgia Power Co | 6257 | Scherer | GA | 3 | 1 | 1987 | OP | EK | BP |  | 202277 | 0% | 10% |  |  | 0% | 0% |  |  | 100% | 190 | 3279000 | 212
7140 | Georgia Power Co | 6257 | Scherer | GA | 4 | 2 | 1989 | OP | EK | BP |  | 167077 | 0% | 10% |  |  | 0% | 0% |  |  | 100% | 190 | 3279000 | 212
7166 | Georgia-Pacific Monticello LLC | 10610 | Georgia-Pacific Monticello Paper | MS | ESP CB | 7 | 1979 | OP | EK |  |  | 3646 | [8 empty] | 99% | 11.38 | 345753 | 340
7166 | Georgia-Pacific Monticello LLC | 10610 | Georgia-Pacific Monticello Paper | MS | ESPRB1 | 8 | 1985 | OP | EK |  |  | 5500 | [8 empty] | 99% | 20.76 | 171040 | 360
7166 | Georgia-Pacific Monticello LLC | 10610 | Georgia-Pacific Monticello Paper | MS | ESPRB2 | 10 | 1985 | OP | EK |  |  | 5500 | [8 empty] | 99% | 15.52 | 157803 | 360
7172 | Georgia-PacificCedar Springs LLC | 54101 | Georgia-Pacific Cedar Springs | GA | PB1 | 12 | 1999 | OP | WS |  |  | 5000 | 10% |  | 0% |  | 0% |  | 0% |  | 91% | 241 | 240000 | 150
7172 | Georgia-PacificCedar Springs LLC | 54101 | Georgia-Pacific Cedar Springs | GA | PB2 | 6 | 1999 | OP | WS |  |  | 5000 | 10% |  | 0% |  | 0% |  | 0% |  | 91% | 241 | 240000 | 150
7172 | Georgia-PacificCedar Springs LLC | 54101 | Georgia-Pacific Cedar Springs | GA | RB1 | 1 | 1990 | OP | EW |  |  | 0 | 0% | 0% | 0% | 0% | 0% | 0% | 0% | 0% | 99% | 46 | 27000 | 355
7172 | Georgia-PacificCedar Springs LLC | 54101 | Georgia-Pacific Cedar Springs | GA | RB2 | 1 | 1991 | OP | EW |  |  | 0 | 0% | 10% | 0% | 0% | 0% | 10% | 0% | 0% | 99% | 46 | 27000 | 355
7172 | Georgia-PacificCedar Springs LLC | 54101 | Georgia-Pacific Cedar Springs | GA | RB3 | 6 | 1974 | OP | EW |  |  | 0 | 0% | 10% | 0% | 0% | 0% | 10% | 0% | 0% | 99% | 49.7 | 170000 | 395
7199 | Ri-Corp Development, Inc. | 10113 | John B Rich Memorial Power Station | PA | BAGH2 | 2 | 1988 | OP | BP |  |  | 1200 | 30% | 50% | 0% |  | 0% | 0% | 0% |  | 100% | 13 | 162320 | 340
7199 | Ri-Corp Development, Inc. | 10113 | John B Rich Memorial Power Station | PA | BAH1 | 2 | 1988 | OP | BP |  |  | 1200 | 30% | 50% | 0% |  | 0% | 0% | 0% |  | 100% | 13 | 162320 | 340
7353 | Golden Valley Elec Assn Inc | 6288 | Healy | AK | 1 | 6 | 1980 | OP | BR |  |  |  | 10% |  |  |  | 0% |  |  |  | 99% |  | 180204 | 350
7483 | City of Grand Haven | 1825 | J B Sims | MI | 3 | 8 | 1983 | OP | EK |  |  | 3339 | 10% | 20% |  |  | 0% | 0% |  |  | 99% | 20 | 260000 | 285
7490 | Grand River Dam Authority | 165 | GRDA | OK | 1 | 1 | 1982 | OP | EK |  |  | 15999 | 10% |  |  |  | 0% |  |  |  | 100% | 153 | 1788000 | 250
7490 | Grand River Dam Authority | 165 | GRDA | OK | 2 | 4 | 1986 | OP | EK |  |  | 22000 | 10% |  |  |  | 0% |  |  |  | 100% | 147 | 1567300 | 140
7570 | Great River Energy | 2039 | Elk River | MN | 1 | 6 | 1978 | OP | BR |  |  | 4386 |  |  | 0% |  |  |  | 0% |  | 100% | 1.18 | 255800 | 280
7570 | Great River Energy | 2824 | Stanton | ND | 1 | 6 | 1977 | OP | EK |  |  | 823 | 10% | 10% |  |  | 0% | 0% |  |  | 98% | 64 | 350000 | 320
7570 | Great River Energy | 2824 | Stanton | ND | 10 | 6 | 1982 | OP | BR |  |  | 1800 | 10% | 10% |  |  | 0% | 0% |  |  | 100% | 13 | 160000 | 186
7570 | Great River Energy | 6030 | Coal Creek | ND | 1 | 8 | 1979 | OP | EK |  |  | 13086 | 10% |  |  |  | 0% |  |  |  | 100% | 198 | 2310000 | 321
7570 | Great River Energy | 6030 | Coal Creek | ND | 2 | 7 | 1981 | OP | EK |  |  | 13086 | 10% |  |  |  | 0% |  |  |  | 100% | 198 | 2310000 | 321
7570 | Great River Energy | 56786 | Spiritwood Station | ND | 1 | 6 | 2014 | CO | BP |  |  | 4000 | 10% | 20% |  |  | 0% | 0% |  |  | 100% | 38 | 390000 | 169
7662 | Greenville Steam Co | 54852 | Greenville Steam | ME | 1 | 6 | 1986 | OS | MC | EK |  | 1000 | [8 empty] | 98% | 4.8 | 99690 | 330
7801 | Gulf Power Co | 641 | Crist | FL | 4 | 6 | 1968 | OP | EK | EW |  | 7988 | 10% | 10% |  |  | 0% | 0% |  |  | 99% | 88 | 515000 | 650
7801 | Gulf Power Co | 641 | Crist | FL | 5 | 6 | 1969 | OP | EK | EW |  | 8403 | 10% | 10% |  |  | 0% | 0% |  |  | 99% | 88 | 515000 | 650
7801 | Gulf Power Co | 641 | Crist | FL | 6A | 6 | 1994 | OP | EK |  |  | 11538 | 10% | 10% |  |  | 0% | 0% |  |  | 100% | 156 | 1325820 | 340
7801 | Gulf Power Co | 641 | Crist | FL | 7 | 4 | 2004 | OP | EK |  |  | 39743 | 10% | 20% |  |  | 0% | 0% |  |  | 100% | 250 | 2000000 | 320
7801 | Gulf Power Co | 642 | Scholz | FL | 1 | 11 | 1974 | OP | EK |  |  | 1042 | 10% | 10% |  |  | 0% | 0% |  |  | 100% | 13 | 190600 | 289
7801 | Gulf Power Co | 642 | Scholz | FL | 2 | 6 | 1976 | OP | EK |  |  | 1079 | 10% | 10% |  |  | 0% | 0% |  |  | 100% | 13 | 190600 | 325
7801 | Gulf Power Co | 643 | Lansing Smith | FL | 1 | 5 | 1965 | OP | EK | EW |  | 7584 | 10% | 10% |  |  | 0% | 0% |  |  | 99% | 156 | 709100 | 650
7801 | Gulf Power Co | 643 | Lansing Smith | FL | 2 | 4 | 1967 | OP | EK | EW |  | 8148 | 10% | 10% |  |  | 0% | 0% |  |  | 99% | 207 | 776400 | 670
7840 | GWF Power Systems, L.P. | 10367 | East Third Street Power Plant | CA | BH1501 | 6 | 1991 | RE | BP |  |  |  | 0% | 10% | 0% | 0% | 0% | 0% | 0% | 0% | 100% | 4.9 | 83000 | 350
7840 | GWF Power Systems, L.P. | 10368 | Loveridge Road Power Plant | CA | BH1501 | 12 | 1989 | RE | BP |  |  |  | 0% | 10% | 0% | 0% | 0% | 0% | 0% | 0% | 100% | 5 | 83000 | 350
7840 | GWF Power Systems, L.P. | 10369 | Wilbur West Power Plant | CA | BH1501 | 12 | 1990 | RE | BP |  |  |  | 0% | 10% | 0% | 0% | 0% | 0% | 0% | 0% | 100% | 5 | 83000 | 350
7840 | GWF Power Systems, L.P. | 10370 | Wilbur East Power Plant | CA | BH1501 | 4 | 1990 | RE | BP |  |  |  | 0% | 10% | 0% | 0% | 0% | 0% | 0% | 0% | 100% | 5 | 83000 | 350
7840 | GWF Power Systems, L.P. | 10371 | Nichols Road Power Plant | CA | BH1501 | 10 | 1989 | RE | BP |  |  |  | 0% | 10% | 0% | 0% | 0% | 0% | 0% | 0% | 100% | 5 | 83000 | 350
7860 | NRG Energy Center Dover LLC | 10030 | NRG Energy Center Dover | DE | ESP1 | 5 | 1985 | OP | EW |  |  | 1798 | 10% |  |  |  | 0% |  |  |  | 99% | 3.3 | 78330 | 304
7977 | City of Hamilton - (OH) | 2917 | Hamilton | OH | 8 | 3 | 1976 | OP | EW |  |  | 1430 | 10% | 10% |  |  | 0% | 0% |  |  | 99% | 30 | 128000 | 380
7977 | City of Hamilton - (OH) | 2917 | Hamilton | OH | 9 | 6 | 1975 | OP | EW | BP | SC | 1745 | 10% | 10% |  |  | 0% | 0% |  |  | 100% | 8 | 260000 | 350
8009 | International Paper Co | 52140 | International Paper Prattville Mill | AL | PB1MC | 6 | 1967 | OP | MC | [5 empty] | 0% |  |  |  | 0% |  |  |  | 337000 | 450
8009 | International Paper Co | 52140 | International Paper Prattville Mill | AL | PB1OT | 3 | 1999 | OP | EC |  |  | 6862 |  |  | 0% |  |  |  | 0% |  | 99% | 85 | 206000 | 150
8009 | International Paper Co | 52140 | International Paper Prattville Mill | AL | PB2EK | 6 | 1980 | OP | EW |  |  |  | 10% |  | 0% |  | 0% |  | 0% |  | 100% | 61 | 270000 | 420
8009 | International Paper Co | 52140 | International Paper Prattville Mill | AL | PB2MC | 6 | 1980 | OP | MC |  |  |  | 10% |  | 0% |  | 0% |  | 0% |  |  |  | 270000 | 420
8009 | International Paper Co | 52140 | International Paper Prattville Mill | AL | RF1EK | 6 | 1980 | OP | EK |  |  | 5056 |  |  | 0% |  |  |  | 0% |  | 100% | 60 | 320000 | 400
8009 | International Paper Co | 52140 | International Paper Prattville Mill | AL | RF1WS | 3 | 1998 | OP | WS |  |  | 947 |  |  | 0% |  |  |  | 0% |  | 91% | 29 | 49000 | 179
8009 | International Paper Co | 52140 | International Paper Prattville Mill | AL | RF2EH | 6 | 1980 | OP | EW | [5 empty] | 0% |  |  |  | 0% |  | 100% | 73 | 368000 | 420
8009 | International Paper Co | 52140 | International Paper Prattville Mill | AL | RF2WS | 6 | 1980 | OP | WS | [5 empty] | 0% |  |  |  | 0% |  | 99% | 16 | 54700 | 190
8032 | Hanford L.P. | 10373 | Hanford | CA | BH1501 | 2 | 1991 | RE | BP | [5 empty] | 0% | 0% |  |  | 0% | 0% | 100% | 3 | 105000 | 350
8181 | Harrisburg Authority | 10118 | Harrisburg Facility | PA | BH1 | 1 | 2006 | OP | BP | [11 empty] | 99% | 2 | 52000 | 285
8181 | Harrisburg Authority | 10118 | Harrisburg Facility | PA | BH2 | 1 | 2006 | OP | BP | [11 empty] | 99% | 2.5 | 52000 | 285
8181 | Harrisburg Authority | 10118 | Harrisburg Facility | PA | BH3 | 1 | 2006 | OP | BP | [11 empty] | 99% | 2.5 | 52000 | 285
8245 | City of Hastings - (NE) | 60 | Whelan Energy Center | NE | 1 | 7 | 1981 | OP | EK |  |  | 2979 | 0% | 10% |  |  | 0% | 0% | 0% |  | 100% | 7 | 365700 | 310
8245 | City of Hastings - (NE) | 60 | Whelan Energy Center | NE | 2 | 5 | 2011 | OP | BP |  |  | 17433 | 0% | 10% |  | 0% | 0% | 0% |  | 0% | 100% | 40 | 860110 | 156
8286 | Hawaiian Commercial and Sugar Company | 10604 | Hawaiian Comm & Sugar Puunene Mill | HI | MC1 | 1 | 1953 | OP | MC | [11 empty] | 46%
8286 | Hawaiian Commercial and Sugar Company | 10604 | Hawaiian Comm & Sugar Puunene Mill | HI | MC2 | 1 | 1954 | OP | MC | [11 empty] | 46%
8286 | Hawaiian Commercial and Sugar Company | 10604 | Hawaiian Comm & Sugar Puunene Mill | HI | MC3 | 1 | 1973 | OP | MC | [11 empty] | 46%
8286 | Hawaiian Commercial and Sugar Company | 10604 | Hawaiian Comm & Sugar Puunene Mill | HI | SCBR12 | 6 | 1988 | OP | WS | MC |  | 1000 | 10% |  | 0% |  | 0% |  | 0% |  | 94% | 91 | 240541 | 156
8286 | Hawaiian Commercial and Sugar Company | 10604 | Hawaiian Comm & Sugar Puunene Mill | HI | SCBR3 | 12 | 1986 | OP | WS | MC |  | 1000 | 10% |  | 0% |  | 0% |  | 0% |  | 94% | 634 | 228000 | 156
8543 | Hibbing Public Utilities Comm | 1979 | Hibbing | MN | ESP1 | 6 | 1976 | OP | EK |  |  | 194 | 10% |  |  |  | 0% |  |  |  | 100% | 16 | 109000 | 350
8543 | Hibbing Public Utilities Comm | 1979 | Hibbing | MN | ESP2 | 6 | 1976 | OP | EK |  |  | 194 | 10% |  |  |  | 0% |  |  |  | 100% | 16 | 109000 | 350
8543 | Hibbing Public Utilities Comm | 1979 | Hibbing | MN | ESP3 | 6 | 1976 | OP | EW |  |  | 200 | 10% |  |  |  | 0% |  |  |  | 100% | 18 | 147500 | 350
8543 | Hibbing Public Utilities Comm | 1979 | Hibbing | MN | ESP4 | 1 | 2007 | OP | EW | MC |  | 500 | [8 empty] | 99% | 7 | 97342 | 330
8633 | Hillsborough County | 50858 | Hillsborough County Resource Recovery | FL | BHFF1B | 2 | 2000 | OP | BP |  |  | 13300 | [8 empty] | 100% | 0.017 | 97000 | 300
8633 | Hillsborough County | 50858 | Hillsborough County Resource Recovery | FL | BHFF2C | 11 | 1999 | OP | BP |  |  | 13300 | [8 empty] | 100% | 0.017 | 97000 | 300
8633 | Hillsborough County | 50858 | Hillsborough County Resource Recovery | FL | BHFF3D | 7 | 1999 | OP | BP |  |  | 13300 | [8 empty] | 100% | 0.017 | 97000 | 300
8633 | Hillsborough County | 50858 | Hillsborough County Resource Recovery | FL | BHFF4E | 9 | 2009 | OP | BP |  |  | 15000 | [8 empty] | 100% | 0.027 | 75835 | 300
8641 | Hillman Power Co | 10346 | Hillman Power LLC | MI | ESP01 | 6 | 1988 | OP | EK |  |  | 750 | [8 empty] | 99% | 5 | 116000 | 325
8641 | Hillman Power Co | 10346 | Hillman Power LLC | MI | MULC01 | 6 | 1998 | OP | MC |  |  | 150 | [8 empty] | 99% | 5 | 116000 | 325
8723 | City of Holland | 1830 | James De Young | MI | 3 | 5 | 1984 | OP | EK |  |  | 913 | 10% | 10% |  |  | 0% | 0% |  |  | 97% | 1.42 | 75000 | 400
8723 | City of Holland | 1830 | James De Young | MI | 4 | 10 | 1977 | OP | EK |  |  | 600 | 10% | 10% |  |  | 0% | 0% |  |  | 99% | 2.94 | 110112 | 318
8723 | City of Holland | 1830 | James De Young | MI | 5 | 5 | 1984 | OP | EK |  |  | 1200 | 10% | 20% |  |  | 0% | 0% |  |  | 97% | 3.83 | 127000 | 300
9097 | Huntington Resource Recovery | 50656 | Huntington Resource Recovery Facility | NY | BH1 | 12 | 1991 | OP | BP |  |  | 0 | [8 empty] | 100% | 2 | 98440 | 287
9097 | Huntington Resource Recovery | 50656 | Huntington Resource Recovery Facility | NY | BH2 | 12 | 1991 | OP | BP |  |  | 0 | [8 empty] | 100% | 1 | 97450 | 287
9097 | Huntington Resource Recovery | 50656 | Huntington Resource Recovery Facility | NY | BH3 | 12 | 1991 | OP | BP |  |  | 0 | [8 empty] | 100% | 2 | 92160 | 287
9210 | International Paper Co-Riegelwood | 54656 | International Paper Riegelwood Mill | NC | PB1 | 6 | 1997 | OP | WS |  |  | 1700 |  |  | 0% |  |  |  | 0% |  | 76% | 2 | 43200 | 138
9210 | International Paper Co-Riegelwood | 54656 | International Paper Riegelwood Mill | NC | PB2 | 6 | 1978 | OP | MC |  |  | 300 | 10% |  | 0% |  | 0% |  | 0% |  | 96% | 106 | 170000 | 365
9210 | International Paper Co-Riegelwood | 54656 | International Paper Riegelwood Mill | NC | PB3 | 6 | 1997 | RE | WS |  |  | 1700 |  |  | 0% |  |  |  | 0% |  | 76% | 2 | 69920 | 138
9210 | International Paper Co-Riegelwood | 54656 | International Paper Riegelwood Mill | NC | PB4 | 6 | 1997 | RE | WS |  |  | 1700 |  |  | 0% |  |  |  | 0% |  | 76% | 3 | 92289 | 138
9210 | International Paper Co-Riegelwood | 54656 | International Paper Riegelwood Mill | NC | PB5 | 12 | 1978 | OP | MC |  |  | 500 | 10% |  | 0% |  | 0% |  | 0% |  | 96% | 150 | 229618 | 150
9210 | International Paper Co-Riegelwood | 54656 | International Paper Riegelwood Mill | NC | RB3 | 6 | 1987 | RE | EK |  |  | 3000 |  |  | 0% |  |  |  | 0% |  | 99% | 56 | 169350 | 364
9210 | International Paper Co-Riegelwood | 54656 | International Paper Riegelwood Mill | NC | RB4 | 6 | 1974 | OP | EK |  |  | 600 |  |  | 0% |  |  |  | 0% |  | 99% | 109 | 212000 | 325
9210 | International Paper Co-Riegelwood | 54656 | International Paper Riegelwood Mill | NC | RB5 | 3 | 1982 | OP | EK |  |  | 3500 |  |  | 0% |  |  |  | 0% |  | 99% | 147 | 575000 | 500
9231 | City of Independence - (MO) | 2132 | Blue Valley | MO | 1 | 6 | 1979 | OP | EK |  |  | 1438 | 10% |  | 0% |  | 0% |  | 0% |  | 100% | 15 | 115000 | 303
9231 | City of Independence - (MO) | 2132 | Blue Valley | MO | 2 | 6 | 1979 | OP | EK |  |  | 1438 | 10% |  | 0% |  | 0% |  | 0% |  | 100% | 15 | 115000 | 303
9231 | City of Independence - (MO) | 2132 | Blue Valley | MO | 3 | 6 | 1979 | OP | EK |  |  | 3060 | 10% |  | 0% |  | 0% |  | 0% |  | 100% | 50 | 254000 | 303
9231 | City of Independence - (MO) | 2171 | Missouri City | MO | 1 | 4 | 1984 | OP | BR |  |  | 3493 | 0% | 10% |  |  | 0% | 0% |  |  | 97% | 4.2 | 199367 | 318
9267 | Hoosier Energy R E C, Inc | 1043 | Frank E Ratts | IN | 1EP1 | 5 | 1976 | OP | EK |  |  | 2410 | 10% |  |  |  | 0% |  |  |  | 100% | 73 | 490000 | 310
9267 | Hoosier Energy R E C, Inc | 1043 | Frank E Ratts | IN | 2EP1 | 2 | 1976 | OP | EK |  |  | 2410 | 10% |  |  |  | 0% |  |  |  | 100% | 82 | 490000 | 310
9267 | Hoosier Energy R E C, Inc | 6213 | Merom | IN | 1EP | 2 | 1982 | OP | EK |  |  | 11927 | 10% | 20% |  |  | 0% | 0% |  |  | 100% | 509 | 1848974 | 280
9267 | Hoosier Energy R E C, Inc | 6213 | Merom | IN | 2EP | 11 | 1983 | OP | EK |  |  | 37300 | 10% | 20% |  |  | 0% | 0% |  |  | 100% | 76 | 1848974 | 325
9269 | Indiana-Kentucky Electric Corp | 983 | Clifty Creek | IN | 1 | 8 | 1979 | OP | EC |  |  | 14500 |  |  |  |  | 0% | 10% |  |  | 98% | 40 | 925000 | 350
9269 | Indiana-Kentucky Electric Corp | 983 | Clifty Creek | IN | 2 | 6 | 1979 | OP | EC |  |  | 14500 |  |  |  |  | 0% | 10% |  |  | 98% | 40 | 925000 | 350
9269 | Indiana-Kentucky Electric Corp | 983 | Clifty Creek | IN | 3 | 4 | 1979 | OP | EC |  |  | 14500 |  |  |  |  | 0% | 10% |  |  | 98% | 40 | 925000 | 350
9269 | Indiana-Kentucky Electric Corp | 983 | Clifty Creek | IN | 4 | 3 | 1979 | OP | EC |  |  | 14500 |  |  |  |  | 0% | 10% |  |  | 98% | 40 | 925000 | 350
9269 | Indiana-Kentucky Electric Corp | 983 | Clifty Creek | IN | 5 | 12 | 1978 | OP | EC |  |  | 14500 |  |  |  |  | 0% | 10% |  |  | 98% | 40 | 925000 | 350
9269 | Indiana-Kentucky Electric Corp | 983 | Clifty Creek | IN | 6 | 9 | 1977 | OP | EW |  |  | 17872 |  |  |  |  | 0% | 10% |  |  | 100% | 50 | 1303000 | 760
9273 | Indianapolis Power & Light Co | 990 | Harding Street | IN | 50 | 6 | 1969 | OP | EC |  |  | 4516 | 10% | 10% | 0% | 0% | 0% | 0% |  | 0% | 99% | 28 | 392000 | 293
9273 | Indianapolis Power & Light Co | 990 | Harding Street | IN | 60 | 2 | 1995 | OP | MC | EC |  | 5900 | 10% | 10% | 0% | 0% | 0% | 0% |  | 0% | 99% | 105 | 490000 | 370
9273 | Indianapolis Power & Light Co | 990 | Harding Street | IN | 70 | 6 | 1994 | OP | EC |  |  | 9402 | 10% | 10% | 0% | 0% | 0% | 0% |  | 0% | 100% | 250 | 1465000 | 293
9273 | Indianapolis Power & Light Co | 991 | Eagle Valley | IN | 3 | 6 | 1974 | OP | EK |  |  | 3275 | 10% | 10% |  |  | 0% | 0% |  |  | 99% | 36 | 282000 | 370
9273 | Indianapolis Power & Light Co | 991 | Eagle Valley | IN | 4 | 6 | 1973 | OP | MC | EK |  | 3263 | 10% | 10% |  |  | 0% | 0% |  |  | 99% | 58 | 320000 | 375
9273 | Indianapolis Power & Light Co | 991 | Eagle Valley | IN | 5 | 6 | 1972 | OP | EK | MC |  | 2513 | 10% | 10% |  |  | 0% | 0% |  |  | 100% | 58 | 320000 | 375
9273 | Indianapolis Power & Light Co | 991 | Eagle Valley | IN | 6 | 2 | 1995 | OP | EK |  |  | 7550 | 10% | 10% |  |  | 0% | 0% |  |  | 99% | 30 | 450000 | 310
9273 | Indianapolis Power & Light Co | 994 | AES Petersburg | IN | 5 | 4 | 2015 | PL | BP
9273 | Indianapolis Power & Light Co | 994 | AES Petersburg | IN | 6 | 4 | 2016 | PL | BP
9273 | Indianapolis Power & Light Co | 994 | AES Petersburg | IN | 1 | 6 | 1974 | OP | EK |  |  | 7840 |  | 10% |  |  | 0% | 0% |  |  | 99% | 168 | 900000 | 300
9273 | Indianapolis Power & Light Co | 994 | AES Petersburg | IN | 2 | 6 | 1982 | OP | EK |  |  | 29614 |  | 10% |  |  | 0% | 0% |  |  | 99% | 337 | 1950000 | 340
9273 | Indianapolis Power & Light Co | 994 | AES Petersburg | IN | 3 | 11 | 1977 | OP | EK |  |  | 27140 |  | 10% |  |  | 0% | 0% |  |  | 99% | 328 | 1900000 | 297
9273 | Indianapolis Power & Light Co | 994 | AES Petersburg | IN | 4 | 4 | 1986 | OP | EK |  |  | 23158 |  | 10% |  |  | 0% | 0% |  |  | 99% | 168 | 2250000 | 300
9303 | Verso Bucksport LLC | 50243 | Verso Paper | ME | 8 | 9 | 1986 | OP | MC | EH |  | 5183 | 10% |  | 0% |  | 0% |  | 0% |  | 100% | 13 | 320000 | 360
9312 | IPC-Mansfield Mill | 54091 | Mansfield Mill | LA | PB1P | 10 | 1981 | OP | EH | MC |  | 5000 | 10% |  | 0% |  | 0% |  | 0% |  | 99% |  | 156588 | 382
9312 | IPC-Mansfield Mill | 54091 | Mansfield Mill | LA | PB2P | 10 | 1981 | OP | EH | MC |  | 5000 | 10% |  | 0% |  | 0% |  | 0% |  | 99% |  | 146293 | 360
9312 | IPC-Mansfield Mill | 54091 | Mansfield Mill | LA | RB1P | 10 | 1981 | OP | EW |  |  | 5000 |  |  | 0% |  |  |  | 0% |  | 100% |  | 171434 | 421
9312 | IPC-Mansfield Mill | 54091 | Mansfield Mill | LA | RB2P | 10 | 1981 | OP | EW |  |  | 5000 |  |  | 0% |  |  |  | 0% |  | 100% |  | 159120 | 382
9324 | Indiana Michigan Power Co | 988 | Tanners Creek | IN | PCP 1 | 3 | 1977 | OP | EK |  |  | 16058 | 10% | 20% |  |  | 0% | 10% |  |  | 100% | 10 | 640000 | 340
9324 | Indiana Michigan Power Co | 988 | Tanners Creek | IN | PCP 2 | 4 | 1977 | OP | EK |  |  | 16163 | 10% | 20% |  |  | 0% | 10% |  |  | 100% | 10 | 640000 | 340
9324 | Indiana Michigan Power Co | 988 | Tanners Creek | IN | PCP 3 | 6 | 1977 | OP | EK |  |  | 21695 | 10% | 20% |  |  | 0% | 10% |  |  | 100% | 12 | 940000 | 340
9324 | Indiana Michigan Power Co | 988 | Tanners Creek | IN | PCP 4 | 11 | 1977 | OP | EK |  |  | 28453 | 10% | 10% |  |  | 0% | 10% |  |  | 98% | 67 | 2300000 | 340
9324 | Indiana Michigan Power Co | 6166 | Rockport | IN | PCP1 | 12 | 1984 | OP | EK |  |  | 106792 | 10% |  |  |  | 0% |  |  |  | 100% | 520 | 5100000 | 289
9324 | Indiana Michigan Power Co | 6166 | Rockport | IN | PCP2 | 12 | 1989 | OP | EK |  |  | 106792 | 10% |  |  |  | 0% |  |  |  | 100% | 520 | 5100000 | 289
9332 | Indian River Operations Inc | 594 | Indian River Generating Station | DE | 1 | 6 | 1977 | OS | EK |  |  | 3636 | 10% | 10% |  |  |  | 0% |  | 0% | 100% | 19 | 298000 | 270
9332 | Indian River Operations Inc | 594 | Indian River Generating Station | DE | 2 | 6 | 1978 | OS | EK |  |  | 3636 | 10% | 10% |  |  |  | 0% |  | 0% | 100% | 19 | 298000 | 270
9332 | Indian River Operations Inc | 594 | Indian River Generating Station | DE | 3 | 1 | 1981 | OP | EC |  |  | 8200 | 10% | 10% |  |  |  | 0% |  | 0% | 100% | 65 | 525000 | 285
9332 | Indian River Operations Inc | 594 | Indian River Generating Station | DE | 4 | 6 | 1980 | OP | EK |  |  | 12712 | 10% | 10% |  |  | 0% | 0% |  | 0% | 100% | 174 | 1956700 | 350
9348 | International Paper | 52152 | International Paper Franklin Mill | VA | 4RBESP | 6 | 1991 | OS | EK |  |  | 6732 |  |  |  | 0% |  |  |  | 0% | 99% | 10 | 64178 | 287
9348 | International Paper | 52152 | International Paper Franklin Mill | VA | 5ESP | 6 | 1986 | OS | EK |  |  | 2939 |  | 10% |  | 0% |  | 0% |  | 0% | 100% | 1 | 84542 | 306
9348 | International Paper | 52152 | International Paper Franklin Mill | VA | 5RBESP | 6 | 1998 | OP | EK |  |  | 686 |  |  |  | 0% |  |  |  | 0% | 99% | 18 | 52835 | 260
9348 | International Paper | 52152 | International Paper Franklin Mill | VA | 6ESP | 6 | 1968 | OP | EK |  |  | 1843 |  | 10% |  | 0% |  | 0% |  | 0% | 100% | 8 | 166644 | 330
9348 | International Paper | 52152 | International Paper Franklin Mill | VA | 6RBESP | 6 | 1977 | OS | EK |  |  | 4726 |  |  |  | 0% |  |  |  | 0% | 100% | 12 | 93804 | 404
9348 | International Paper | 52152 | International Paper Franklin Mill | VA | 7ESP | 6 | 1992 | OP | EK |  |  | 4328 |  | 10% |  | 0% |  | 0% |  | 0% | 100% | 2 | 133662 | 383
9350 | IPC-Ticonderoga | 54099 | Ticonderoga Mill | NY | PBF1 | 6 | 1996 | OP | WS | BP | MC | 20000 | [6 empty] | 0% |  | 76% | 43 | 200164 | 140
9350 | IPC-Ticonderoga | 54099 | Ticonderoga Mill | NY | RBF1 | 6 | 1970 | OP | EK |  |  | 6000 | [6 empty] | 0% |  | 100% | 4 | 212000 | 400
9353 | International Paper Co-Augusta | 54358 | International Paper Augusta Mill | GA | PB1B | 6 | 1960 | OP | WS |  |  | 1058 | 10% |  |  |  | 0% |  |  |  | 94% | 82 | 390000 | 135
9353 | International Paper Co-Augusta | 54358 | International Paper Augusta Mill | GA | PB2B | 6 | 1965 | OP | EK |  |  | 674 | 10% |  |  |  | 0% |  |  |  | 94% | 24 | 390000 | 425
9353 | International Paper Co-Augusta | 54358 | International Paper Augusta Mill | GA | PB3B | 6 | 1991 | OP | EK |  |  | 432 | [8 empty] | 100% | 31 | 280000 | 350
9353 | International Paper Co-Augusta | 54358 | International Paper Augusta Mill | GA | RB2B | 6 | 1965 | OP | EK |  |  | 646 | [6 empty] | 0% |  | 100% | 11 | 220000 | 316
9353 | International Paper Co-Augusta | 54358 | International Paper Augusta Mill | GA | RB3B | 6 | 1988 | OP | EK |  |  | 1000 |  |  | 0% |  |  |  | 0% |  | 100% | 50 | 540000 | 375
9379 | Inter-Power/AhlCon Partners, L.P. | 10143 | Colver Power Project | PA | JPF01 | 5 | 1995 | OP | BP |  |  | 3500 | 30% | 50% |  |  | 0% | 0% |  |  | 100% | 9.3 | 406000 | 300
9382 | International Paper Co-Vicksbg | 54100 | International Paper Vicksburg Mill | MS | PR0001 | 6 | 1982 | OP | EW |  |  | 3540 | [8 empty] | 99% | 90 | 350000 | 350
9382 | International Paper Co-Vicksbg | 54100 | International Paper Vicksburg Mill | MS | SC0004 | 6 | 1973 | OP | WS |  |  | 6300 | [6 empty] | 0% |  | 90% | 75 | 314440 | 148
9384 | International Paper Co-Courtld | 50245 | International Paper Courtland Mill | AL | PPTR1 | 6 | 1992 | OP | EC |  |  | 4582 | [8 empty] | 100% | 16.8 | 295000 | 345
9384 | International Paper Co-Courtld | 50245 | International Paper Courtland Mill | AL | PPTR2 | 6 | 1990 | OP | EC |  |  | 10601 | [8 empty] | 100% | 18.1 | 390000 | 365
9385 | International Paper Co | 54097 | International Paper Texarkana Mill | TX | PB1 | 10 | 1972 | OP | MC |  |  | 0 |  |  | 0% | 0% |  |  | 0% | 0% | 90% | 0.5 | 300000 | 350
9385 | International Paper Co | 54097 | International Paper Texarkana Mill | TX | PB2 | 5 | 1988 | OP | MC | WS |  | 2500 | [6 empty] | 0% | 0% | 95% | 69 | 327000 | 150
9385 | International Paper Co | 54097 | International Paper Texarkana Mill | TX | RB1 | 12 | 1985 | OP | EW |  |  | 4800 | [8 empty] | 99% | 31.6 | 301750 | 385
9385 | International Paper Co | 54097 | International Paper Texarkana Mill | TX | RB2 | 1 | 1990 | OP | EW |  |  | 8800 | [8 empty] | 99% | 40.7 | 504300 | 398
9390 | International Paper Co-GT Mill | 54087 | International Paper Georgetown Mill | SC | PB01 | 11 | 1982 | OP | MC | EW |  | 1830 | 10% |  |  |  | 0% |  | 0% |  | 99% | 59.2 | 280000 | 400
9390 | International Paper Co-GT Mill | 54087 | International Paper Georgetown Mill | SC | PB02 | 11 | 1982 | OP | MC | EW |  | 1901 | 10% |  |  |  | 0% |  | 0% |  | 99% | 59.2 | 280000 | 400
9390 | International Paper Co-GT Mill | 54087 | International Paper Georgetown Mill | SC | RB01 | 6 | 1963 | OP | EW |  |  | 2550 | [6 empty] | 0% |  | 100% | 103 | 156000 | 348
9390 | International Paper Co-GT Mill | 54087 | International Paper Georgetown Mill | SC | RB02 | 6 | 1966 | OP | EW |  |  | 2270 | [6 empty] | 0% |  | 100% | 32.1 | 300000 | 165
9393 | International Paper Co-Riverdl | 54096 | International Paper Riverdale Mill | AL | PRCE1 | 7 | 1982 | OP | EW |  |  | 5157 | [6 empty] | 0% |  | 100% | 26.21 | 208000 | 400
9393 | International Paper Co-Riverdl | 54096 | International Paper Riverdale Mill | AL | PRCE2 | 7 | 1981 | OP | EW |  |  | 6630 | [8 empty] | 100% | 39.92 | 310500 | 400
9393 | International Paper Co-Riverdl | 54096 | International Paper Riverdale Mill | AL | PRCEB2 | 7 | 1986 | OP | MC | EK |  | 3068 | [6 empty] | 0% |  | 99% | 47.05 | 274480 | 350
9393 | International Paper Co-Riverdl | 54096 | International Paper Riverdale Mill | AL | SCRB1 | 7 | 1980 | OP | MC | WS |  | 398 | [8 empty] | 95% | 13.26 | 64858 | 146
9394 | Interstate Paper LLC | 54281 | Interstate Paper LLC Riceboro | GA | MFB | 10 | 2003 | OP | EW |  |  | 17309 | [8 empty] | 99% | 5 | 115930 | 147
9394 | Interstate Paper LLC | 54281 | Interstate Paper LLC Riceboro | GA | REC | 6 | 1975 | OP | WS |  |  | 1828 | [6 empty] | 0% |  | 99% | 41 | 101090 | 159
9401 | International Paper Co-Pensacola | 50250 | International Paper Pensacola | FL | 1RB | 6 | 1975 | OP | EK |  |  | 860 | [8 empty] | 100% | 37.4 | 355000 | 370
9401 | International Paper Co-Pensacola | 50250 | International Paper Pensacola | FL | 2RB | 6 | 1975 | OP | EK |  |  | 1034 | [8 empty] | 100% | 37.4 | 355000 | 370
9401 | International Paper Co-Pensacola | 50250 | International Paper Pensacola | FL | 3PB | 6 | 1981 | OP | MC | WS |  | 1 | 10% |  |  |  | 0% |  |  |  | 99% | 11.3 | 65100 | 168
9401 | International Paper Co-Pensacola | 50250 | International Paper Pensacola | FL | 4PB | 6 | 1981 | OP | MC | WS |  | 405 | 10% |  |  |  | 0% |  |  |  | 99% | 48.7 | 253875 | 157
9417 | Interstate Power and Light Co | 1046 | Dubuque | IA | 1 | 6 | 1975 | OP | EK |  |  | 261 | 10% | 20% |  |  | 0% | 0% |  |  | 99% | 35 | 175000 | 320
9417 | Interstate Power and Light Co | 1046 | Dubuque | IA | 5 | 6 | 1975 | OP | EK |  |  | 217 | 10% | 20% |  |  | 0% | 0% |  |  | 99% | 35 | 150000 | 320
9417 | Interstate Power and Light Co | 1046 | Dubuque | IA | 6 | 6 | 1975 | OP | EK |  |  | 247 | 10% | 20% |  |  | 0% | 0% |  |  | 99% | 35 | 90000 | 320
9417 | Interstate Power and Light Co | 1047 | Lansing | IA | 1 | 9 | 1975 | RE | BP |  |  | 89415 | 10% | 20% |  |  | 0% | 0% |  |  | 100% | 15 | 85000 | 392
9417 | Interstate Power and Light Co | 1047 | Lansing | IA | 2 | 9 | 1975 | RE | EK |  |  | 932 | 10% | 20% |  |  | 0% | 0% |  |  | 99% | 15 | 85000 | 392
9417 | Interstate Power and Light Co | 1047 | Lansing | IA | 3 | 6 | 1975 | SB | EK |  |  | 1728 | 10% | 20% |  |  | 0% | 0% |  |  | 99% | 37 | 160000 | 312
9417 | Interstate Power and Light Co | 1047 | Lansing | IA | 4 | 6 | 1977 | OP | BP |  |  | 89.415 | 10% |  |  |  | 0% | 0% |  |  | 100% | 28.46 | 1225095 | 343
9417 | Interstate Power and Light Co | 1048 | Milton L Kapp | IA | 1 | 8 | 1975 | RE | EK |  |  | 1081 | [8 empty] | 99% | 17 | 93000 | 425
9417 | Interstate Power and Light Co | 1048 | Milton L Kapp | IA | 2 | 7 | 1979 | OP | EC |  |  | 7703 | 10% |  |  |  | 0% | 0% |  |  | 100% | 200 | 909000 | 350
9417 | Interstate Power and Light Co | 1058 | Sixth Street | IA | 2 | 3 | 1969 | RE | EK |  |  | 350 | 10% |  |  |  | 0% |  |  |  | 100% | 51 | 199338 | 401
9417 | Interstate Power and Light Co | 1058 | Sixth Street | IA | 3 | 7 | 1971 | RE | EK |  |  | 500 | 10% |  |  |  | 0% |  |  |  | 100% | 30 | 184903 | 416.05
9417 | Interstate Power and Light Co | 1058 | Sixth Street | IA | 4 | 9 | 1971 | RE | EK |  |  | 650 | 10% |  |  |  | 0% |  |  |  | 100% | 29 | 220903 | 434
9417 | Interstate Power and Light Co | 1058 | Sixth Street | IA | 5 | 4 | 1973 | RE | EK |  |  | 650 | 10% |  |  |  | 0% |  |  |  | 100% | 17 | 198479 | 397
9417 | Interstate Power and Light Co | 1073 | Prairie Creek | IA | 1 | 1 | 1978 | OP | EK |  |  | 2000 | 10% |  |  |  | 0% |  |  |  | 95% | 24 | 140000 | 340
9417 | Interstate Power and Light Co | 1073 | Prairie Creek | IA | 2 | 1 | 1978 | OP | EK |  |  | 2000 | 10% |  |  |  | 0% |  |  |  | 95% | 24 | 140000 | 340
9417 | Interstate Power and Light Co | 1073 | Prairie Creek | IA | 3 | 7 | 1972 | OP | EC |  |  | 650 | 10% |  |  |  | 0% |  |  |  | 99% | 32 | 183000 | 313
9417 | Interstate Power and Light Co | 1073 | Prairie Creek | IA | 4 | 7 | 1975 | OP | EC |  |  | 2066 | 10% |  |  |  | 0% |  |  |  | 100% | 141 | 448000 | 284
9417 | Interstate Power and Light Co | 1077 | Sutherland | IA | 1 | 11 | 1976 | OP | EK |  |  | 1946 | 10% |  |  |  | 0% |  |  |  | 99% | 210 | 163500 | 350
9417 | Interstate Power and Light Co | 1077 | Sutherland | IA | 2 | 11 | 1976 | RE | EK |  |  | 1946 | 10% |  |  |  | 0% |  |  |  | 99% | 210 | 163500 | 350
9417 | Interstate Power and Light Co | 1077 | Sutherland | IA | 3 | 11 | 1976 | OP | EK |  |  | 2814 | 10% |  |  |  | 0% |  |  |  | 99% | 424 | 330000 | 325
9417 | Interstate Power and Light Co | 1104 | Burlington | IA | 1 | 6 | 1968 | OP | EC |  |  | 367 | 0% | 0% |  |  | 0% | 0% |  |  | 98% | 192 | 745165 | 350
9417 | Interstate Power and Light Co | 1888 | Fox Lake | MN | 3 | 9 | 1977 | OP | EK |  |  | 2853 | 10% |  |  |  | 0% |  |  |  | 99% | 44 | 277200 | 285
9417 | Interstate Power and Light Co | 6254 | Ottumwa | IA | 1 | 5 | 1981 | OP | EH |  |  | 19421 | 10% |  |  |  | 0% |  |  |  | 99% | 105 | 4700000 | 839
9424 | International Paper Co-Eastovr | 52151 | International Paper Eastover Facility | SC | PB1 | 4 | 1984 | OP | MC | EK |  | 4630 | 10% |  | 0% |  | 0% |  | 0% |  | 99% | 11 | 110000 | 335
9424 | International Paper Co-Eastovr | 52151 | International Paper Eastover Facility | SC | PB2 | 4 | 1991 | OP | MC | EW |  | 5350 | 10% |  | 0% |  | 0% |  | 0% |  | 99% | 23 | 307700 | 350
9424 | International Paper Co-Eastovr | 52151 | International Paper Eastover Facility | SC | RF1 | 8 | 1984 | OP | EW |  |  | 6430 |  |  | 0% |  |  |  | 0% |  | 100% | 29 | 305000 | 425
9424 | International Paper Co-Eastovr | 52151 | International Paper Eastover Facility | SC | RF2 | 4 | 1991 | OP | EW |  |  | 7090 |  |  | 0% |  |  |  | 0% |  | 100% | 32 | 250000 | 395
9434 | Iowa State University | 54201 | Iowa State University | IA | BGH1 | 9 | 1988 | OP | BP |  |  |  | 20% |  |  |  | 0% |  |  |  | 100% | 0.05 | 97764 | 300
9434 | Iowa State University | 54201 | Iowa State University | IA | BGH2 | 9 | 1988 | OP | BP |  |  |  | 20% |  |  |  | 0% |  |  |  | 100% | 0.05 | 97764 | 300
9434 | Iowa State University | 54201 | Iowa State University | IA | DC3 | 6 | 1973 | OP | MC |  |  |  | 20% |  |  |  | 0% |  |  |  | 90% | 182 | 91280 | 375
9434 | Iowa State University | 54201 | Iowa State University | IA | DC4 | 6 | 1975 | OP | MC |  |  |  | 20% |  |  |  | 0% |  |  |  | 90% | 131 | 96375 | 400
9434 | Iowa State University | 54201 | Iowa State University | IA | DC5 | 6 | 1973 | OS | MC |  |  |  | 20% |  |  |  | 0% |  |  |  | 90% | 38 | 103928 | 449
9434 | Iowa State University | 54201 | Iowa State University | IA | DC6 | 6 | 1973 | RE | MC |  |  |  | 20% |  |  |  | 0% |  |  |  | 90% | 34 | 55425 | 439
9434 | Iowa State University | 54201 | Iowa State University | IA | DC7 | 6 | 1973 | RE | MC |  |  |  | 20% |  |  |  | 0% |  |  |  | 90% | 53 | 58972 | 400
9434 | Iowa State University | 54201 | Iowa State University | IA | P3 | 6 | 1978 | OP | EK |  |  |  | 20% |  |  |  | 0% |  |  |  | 98% | 26.1 | 100000 | 375
9434 | Iowa State University | 54201 | Iowa State University | IA | P4 | 6 | 1978 | OP | EK |  |  |  | 20% |  |  |  | 0% |  |  |  | 98% | 17 | 112000 | 400
9454 | ArcelorMittal Cleveland Inc | 10398 | Arcelormittal Cleveland Inc | OH | D | 7 | 2009 | OS | EW |  |  | 1 |  | 10% |  |  |  | 10% |  |  | 99% | 0.045 | 20000 | 450
9617 | JEA | 207 | St Johns River Power Park | FL | 1 | 3 | 1987 | OP | EK |  |  | 41174 | 10% | 20% | 0% |  | 0% | 0% | 0% | 0% | 100% | 185 | 2500000 | 277
9617 | JEA | 207 | St Johns River Power Park | FL | 2 | 5 | 1988 | OP | EK |  |  | 39978 | 10% | 20% | 0% |  | 0% | 0% | 0% | 0% | 100% | 185 | 2500000 | 277
9617 | JEA | 667 | Northside Generating Station | FL | 1 | 5 | 2002 | OP | BP |  |  | 12744 | 10% | 20% |  | 0% | 0% | 10% | 0% | 10% | 100% | 185 | 800000 | 195
9617 | JEA | 667 | Northside Generating Station | FL | 2 | 2 | 2002 | OP | BP |  |  | 10000 | 10% | 20% |  | 0% | 0% | 10% | 0% | 10% | 100% | 185 | 800000 | 195
9628 | Hopewell Operating Services LLC | 10377 | James River Genco LLC | VA | 1A | 1 | 1988 | OP | BP |  |  | 670 | 10% |  |  |  |  | 0% |  |  | 100% | 5 | 75000 | 180
9628 | Hopewell Operating Services LLC | 10377 | James River Genco LLC | VA | 1B | 1 | 1988 | OP | BP |  |  | 670 | 10% |  |  |  |  | 0% |  |  | 100% | 5 | 75000 | 180
9628 | Hopewell Operating Services LLC | 10377 | James River Genco LLC | VA | 1C | 1 | 1988 | OP | BP |  |  | 670 | 10% |  |  |  |  | 0% |  |  | 100% | 5 | 75000 | 180
9628 | Hopewell Operating Services LLC | 10377 | James River Genco LLC | VA | 2A | 1 | 1988 | OP | BP |  |  | 670 | 10% |  |  |  |  | 0% |  |  | 100% | 5 | 75000 | 180
9628 | Hopewell Operating Services LLC | 10377 | James River Genco LLC | VA | 2B | 1 | 1988 | OP | BP |  |  | 670 | 10% |  |  |  |  | 0% |  |  | 100% | 5 | 75000 | 180
9628 | Hopewell Operating Services LLC | 10377 | James River Genco LLC | VA | 2C | 1 | 1988 | OP | BP |  |  | 670 | 10% |  |  |  |  | 0% |  |  | 100% | 5 | 75000 | 180
9645 | Jamestown Board of Public Util | 2682 | S A Carlson | NY | 10 | 11 | 1975 | OP | EK |  |  | 385 | 10% | 20% |  |  | 0% | 0% |  |  | 100% | 10 | 76288 | 320
9645 | Jamestown Board of Public Util | 2682 | S A Carlson | NY | 11 | 12 | 1975 | OS | EK |  |  | 402 | 10% | 20% |  |  | 0% | 0% |  |  | 100% | 10 | 81099 | 320
9645 | Jamestown Board of Public Util | 2682 | S A Carlson | NY | 12 | 12 | 1975 | OP | EK |  |  | 447 | 10% | 20% |  |  | 0% | 0% |  |  | 100% | 15 | 113058 | 320
9645 | Jamestown Board of Public Util | 2682 | S A Carlson | NY | 9 | 11 | 1975 | OP | EK |  |  | 385 | 10% | 20% |  |  | 0% | 0% |  |  | 100% | 10 | 76288 | 320
9667 | City of Jasper - (IN) | 6225 | Jasper 2 | IN | ESP | 7 | 1993 | OP | EW | MC |  | 1744 | 10% | 10% |  |  | 0% | 0% |  |  | 100% | 4.2 | 103000 | 373
9667 | City of Jasper - (IN) | 6225 | Jasper 2 | IN | MULT-C | 9 | 1968 | OP | MC |  |  | 250 | 0% | 0% |  |  | 0% | 0% |  |  | 80% | 4.3 | 130000 | 680
9686 | RockTenn-Jackson Fenandina | 10202 | Fernandina Beach Mill | FL | 4RPPT | 6 | 1969 | OP | EW |  |  | 5000 | [8 empty] | 99% | 137 | 420000 | 430
9686 | RockTenn-Jackson Fenandina | 10202 | Fernandina Beach Mill | FL | 5PMDC | 6 | 1986 | OP | MC | EW |  | 5000 | [8 empty] | 99% | 22 | 340000 | 443
9686 | RockTenn-Jackson Fenandina | 10202 | Fernandina Beach Mill | FL | 5PPPT | 6 | 1986 | OP | MC | EW |  | 5000 | [8 empty] | 99% | 22 | 340000 | 443
9686 | RockTenn-Jackson Fenandina | 10202 | Fernandina Beach Mill | FL | 5RPPT | 6 | 1977 | OP | EW |  |  | 5000 | [8 empty] | 99% | 12 | 475000 | 415
9686 | RockTenn-Jackson Fenandina | 10202 | Fernandina Beach Mill | FL | 7PPPT | 6 | 1982 | OP | EW |  |  | 5000 | 10% |  |  |  | 0% |  |  |  | 99% | 65 | 460000 | 373
9765 | John Deere Dubuque Works | 54414 | John Deere Dubuque Works | IA | EP1 | 12 | 1978 | RE | EW |  |  | 2042 | 10% |  |  |  | 0% |  |  |  | 99% | 42 | 122500 | 390
9996 | City of Kansas City - (KS) | 1294 | Kaw | KS | 1 | 11 | 1977 | SC | BR |  |  | 3000 | 0% | 20% | 0% |  | 0% |  | 0% |  | 100% | 8 | 197500 | 340
9996 | City of Kansas City - (KS) | 1294 | Kaw | KS | 2 | 9 | 1978 | SC | BR |  |  | 3000 | 0% | 20% | 0% |  | 0% |  | 0% |  | 100% | 8 | 197500 | 340
9996 | City of Kansas City - (KS) | 1294 | Kaw | KS | 3 | 6 | 1980 | SC | BR |  |  | 39000 | 0% | 20% | 0% |  | 0% |  | 0% |  | 100% | 11 | 246900 | 340
9996 | City of Kansas City - (KS) | 1295 | Quindaro | KS | 1A | 4 | 1986 | OP | EK |  |  | 13000 | 0% | 20% | 0% |  | 0% | 0% | 0% |  | 100% | 17 | 545000 | 325
9996 | City of Kansas City - (KS) | 1295 | Quindaro | KS | 2 | 5 | 1992 | OP | EK |  |  | 8000 | 0% | 20% | 0% |  | 0% |  | 0% |  | 100% | 17 | 34000 | 325
9996 | City of Kansas City - (KS) | 6064 | Nearman Creek | KS | NESP | 2 | 1981 | OP | EC |  |  | 18398 | 0% | 10% | 0% |  | 0% | 0% | 0% |  | 100% | 52 | 981660 | 291
10000 | Kansas City Power & Light Co | 1241 | La Cygne | KS | 1 | 6 | 1973 | OP | WS |  |  | 57326 | 30% |  |  |  | 10% |  |  |  | 99% | 654 | 2500000 | 151
10000 | Kansas City Power & Light Co | 1241 | La Cygne | KS | 2 | 5 | 1977 | OP | EK |  |  | 31150 | 10% |  |  |  | 0% |  |  |  | 99% | 74 | 2926000 | 302
10000 | Kansas City Power & Light Co | 2079 | Hawthorn | MO | 5A | 5 | 2001 | OP | BP |  |  | 11574 | 10% |  |  |  | 0% |  |  |  | 100% | 96 | 1778030 | 161
10000 | Kansas City Power & Light Co | 2080 | Montrose | MO | 1 | 1 | 1972 | OP | EC |  |  | 3004 | 30% |  |  |  | 10% |  |  |  | 100% | 219 | 581600 | 290
10000 | Kansas City Power & Light Co | 2080 | Montrose | MO | 2 | 1 | 1972 | OP | EC |  |  | 2467 | 30% |  |  |  | 10% |  |  |  | 100% | 219 | 581600 | 290
10000 | Kansas City Power & Light Co | 2080 | Montrose | MO | 3 | 1 | 1972 | OP | EC |  |  | 2268 | 30% |  |  |  | 10% |  |  |  | 100% | 219 | 581600 | 290
10000 | Kansas City Power & Light Co | 6065 | Iatan | MO | 1 | 1 | 2009 | OP | BP |  |  | 70000 | 0% | 10% |  |  | 0% | 0% |  |  | 99% | 256 | 2643000 | 302
10000 | Kansas City Power & Light Co | 6065 | Iatan | MO | 2 | 8 | 2010 | OP | BP |  |  | 74600 | 0% | 10% |  |  | 0% | 0% |  |  | 100% | 97 | 3172000 | 300
10023 | TC Ravenswood LLC | 2500 | Ravenswood | NY | 3 | 6 | 1965 | OS | EW |  |  | 10300 | 10% |  |  | 0% | 0% | 0% | 0% |  | 99% | 550 | 4310000 | 700
10056 | City of Kaukauna | 54885 | Kimberly Mill | WI | B21 | 6 | 1978 | RE | EK |  |  | 700 | 10% |  |  |  | 0% |  | 10% |  | 96% | 12 | 54340 | 340
10056 | City of Kaukauna | 54885 | Kimberly Mill | WI | B22 | 6 | 1978 | RE | EK |  |  | 700 | 10% |  |  |  | 0% |  |  |  | 96% | 15 | 65660 | 340
10162 | Kent County | 50860 | Kent County Waste to Energy Facility | MI | 1 | 1 | 1990 | OP | BP |  |  | 1724 | [8 empty] | 99% | 0.11 | 77900 | 304
10162 | Kent County | 50860 | Kent County Waste to Energy Facility | MI | 2 | 1 | 1990 | OP | BP |  |  | 1724 | [8 empty] | 99% | 0.17 | 74408 | 310
10171 | Kentucky Utilities Co | 1355 | E W Brown | KY | 1 | 4 | 1973 | OP | EC |  |  | 1675 | 10% |  |  |  | 0% |  |  |  | 99% | 69 | 430000 | 296
10171 | Kentucky Utilities Co | 1355 | E W Brown | KY | 2 | 7 | 1975 | OP | EK |  |  | 2848 | 10% |  |  |  | 0% |  |  |  | 99% | 98 | 604725 | 301
10171 | Kentucky Utilities Co | 1355 | E W Brown | KY | 3 | 7 | 1976 | OP | EK |  |  | 6241 | 10% |  |  |  | 0% |  |  |  | 99% | 300 | 1750000 | 289
10171 | Kentucky Utilities Co | 1356 | Ghent | KY | 1 | 12 | 1973 | OP | EK |  |  | 5256 |  | 10% |  |  |  | 0% |  |  | 99% | 345 | 1900000 | 292
10171 | Kentucky Utilities Co | 1356 | Ghent | KY | 2 | 3 | 1977 | OP | EW |  |  | 3668 |  | 10% |  |  |  | 0% |  |  | 99% | 481 | 2900000 | 620
10171 | Kentucky Utilities Co | 1356 | Ghent | KY | 3 | 5 | 1981 | OP | EW |  |  | 10896 |  | 10% |  |  |  | 0% |  |  | 100% | 550 | 3450000 | 775
10171 | Kentucky Utilities Co | 1356 | Ghent | KY | 4 | 6 | 1984 | OP | EW |  |  | 10896 |  | 10% |  |  |  | 0% |  |  | 100% | 550 | 3450000 | 775
10171 | Kentucky Utilities Co | 1357 | Green River | KY | 5 | 7 | 1975 | OP | EW |  |  | 456 | 20% |  |  |  | 0% |  |  |  | 99% | 355 | 620900 | 650
10171 | Kentucky Utilities Co | 1357 | Green River | KY | 4 | 12 | 1973 | OP | EK |  |  | 300 | 20% |  |  |  | 0% |  |  |  | 99% | 84 | 336000 | 325
10171 | Kentucky Utilities Co | 1361 | Tyrone | KY | 5 | 12 | 1974 | SB | EK |  |  | 1461 | 20% |  |  |  | 0% |  |  |  | 100% | 49 | 336000 | 300
10273 | Kimberly-Clark Corp | 7627 | Everett Cogen | WA | 14 | 6 | 1979 | RE | BP | MC |  | 8765 |  |  | 0% |  |  |  | 0%
10273 | Kimberly-Clark Corp | 50410 | Chester Operations | PA | CO4 | 6 | 1985 | OP | BP |  |  | 1945 | 20% | 50% | 0% |  | 0% | 10% | 0% |  | 100% | 10 | 300000 | 350
10456 | Koppers Inc - Susquehanna | 10731 | Koppers Susquehanna Plant | PA | ESP1 | 6 | 1988 | OP | MC | EK |  | 120 | [8 empty] | 97% | 1.38 | 95000 | 330
10620 | City of Lake Worth - (FL) | 673 | Tom G Smith | FL | S-3 | 6 | 1968 | OP | MC |  |  | 0 |  |  | 0% |  |  |  | 0% |  | 90% | 8 | 89000 | 305
10623 | City of Lakeland - (FL) | 676 | C D McIntosh Jr | FL | 3 | 9 | 1982 | OP | EK |  |  | 2917 | 20% |  | 0% |  | 0% | 0% | 0% | 0% | 100% | 81 | 700000 | 298
10633 | City of Lamar - (CO) | 508 | Lamar Plant | CO | 4 | 5 | 2009 | OS | BP | BP | MC | 1 | 0% | 10% | 0% | 0% | 0% | 0% |  |  | 100% | 10.98 | 180000 | 290
10875 | Lee County Board-Commissioners | 52010 | Lee County Solid Waste Energy | FL | BH1 | 12 | 1994 | OP | BP |  |  | 4000 | [8 empty] | 100% | 0.15 | 155000 | 290
10875 | Lee County Board-Commissioners | 52010 | Lee County Solid Waste Energy | FL | BH2 | 12 | 1994 | OP | BP |  |  | 4000 | [8 empty] | 100% | 0.46 | 155000 | 290
10875 | Lee County Board-Commissioners | 52010 | Lee County Solid Waste Energy | FL | BH3 | 8 | 2007 | OP | BP |  |  | 7500 | [8 empty] | 100% | 5.1 | 175000 | 290
11142 | City of Logansport - (IN) | 1032 | Logansport | IN | 5 ESP | 2 | 1993 | OP | EW |  |  | 3750 | 10% | 10% |  |  | 0% | 0% |  |  | 100% | 1.09 | 76050 | 335
11142 | City of Logansport - (IN) | 1032 | Logansport | IN | 6 ESP | 2 | 1993 | OP | EW |  |  | 3750 | 10% | 10% |  |  | 0% | 0% |  |  | 100% | 2.18 | 101970 | 350
11169 | Longview Fibre Co | 54562 | Longview Fibre | WA | 1 | 6 | 1976 | OP | MC | WS |  | 41 |  |  | 0% |  |  |  | 0% |  | 95% | 11 | 70746 | 141
11169 | Longview Fibre Co | 54562 | Longview Fibre | WA | 12ESP | 9 | 2004 | OP | EC |  |  | 3000 |  |  | 0% |  |  |  | 0% |  | 80% | 4.1 | 147601 | 150
11169 | Longview Fibre Co | 54562 | Longview Fibre | WA | 13ESP | 11 | 2004 | OP | EC |  |  | 3000 |  |  | 0% |  |  |  | 0% |  | 80% | 4 | 158477 | 150
11169 | Longview Fibre Co | 54562 | Longview Fibre | WA | 15ESP | 6 | 1956 | RE | WS | EW |  | 4684 | [8 empty] | 100% | 1307 | 172000 | 265
11169 | Longview Fibre Co | 54562 | Longview Fibre | WA | 15SCRB | 6 | 1988 | RE | WS | EW |  | 2994 | [8 empty] | 85% | 1308 | 142280 | 140
11169 | Longview Fibre Co | 54562 | Longview Fibre | WA | 18ESP | 6 | 1964 | OP | EW |  |  | 3634 | [8 empty] | 98% | 9 | 281858 | 248
11169 | Longview Fibre Co | 54562 | Longview Fibre | WA | 19ESP | 6 | 1973 | OP | EW |  |  | 3889 | [8 empty] | 100% | 12 | 352204 | 241
11169 | Longview Fibre Co | 54562 | Longview Fibre | WA | 2 | 6 | 1976 | OP | MC | WS |  | 42 |  |  | 0% |  |  |  | 0% |  | 95% | 11 | 70746 | 141
11169 | Longview Fibre Co | 54562 | Longview Fibre | WA | 20NESP | 10 | 2004 | OP | EC |  |  | 3001 |  |  | 0% |  |  |  | 0% |  | 70% | 8 | 150000 | 150
11169 | Longview Fibre Co | 54562 | Longview Fibre | WA | 20SESP | 10 | 2004 | OP | EC |  |  | 3001 |  |  | 0% |  |  |  | 0% |  | 70% | 8 | 150000 | 150
11169 | Longview Fibre Co | 54562 | Longview Fibre | WA | 22ESP | 6 | 1992 | OP | EW |  |  | 8625 | [8 empty] | 100% | 2 | 27786 | 301
11169 | Longview Fibre Co | 54562 | Longview Fibre | WA | 3 | 6 | 1976 | OP | MC | WS |  | 41 |  |  | 0% |  |  |  | 0% |  | 95% | 11 | 70746 | 141
11169 | Longview Fibre Co | 54562 | Longview Fibre | WA | 4 | 6 | 1976 | OP | MC | WS |  | 42 |  |  | 0% |  |  |  | 0% |  | 95% | 11 | 70746 | 141
11169 | Longview Fibre Co | 54562 | Longview Fibre | WA | 5 | 6 | 1976 | OP | MC | WS |  | 333 | [8 empty] | 95% | 7 | 91384 | 138
11169 | Longview Fibre Co | 54562 | Longview Fibre | WA | 6 | 6 | 1976 | OP | MC | WS |  | 334 | [8 empty] | 95% | 7 | 91384 | 138
11169 | Longview Fibre Co | 54562 | Longview Fibre | WA | 7 | 6 | 1976 | OP | MC | WS |  | 333 | [8 empty] | 95% | 8 | 94530 | 137
11169 | Longview Fibre Co | 54562 | Longview Fibre | WA | 8 | 6 | 1976 | OP | MC | WS |  | 334 | [8 empty] | 95% | 8 | 94530 | 137
11208 | Los Angeles Department of Water & Power | 6481 | Intermountain Power Project | UT | 1CCB | 7 | 1986 | OP | BR |  |  | 52653 | 10% | 20% |  |  | 0% | 0% |  |  | 100% | 167 | 3750000 | 285
11208 | Los Angeles Department of Water & Power | 6481 | Intermountain Power Project | UT | 2CCB | 5 | 1987 | OP | BR |  |  | 52653 | 10% | 20% |  |  | 0% | 0% |  |  | 100% | 167 | 3750000 | 285
11217 | Los Angeles County Sanitation | 10090 | Commerce Refuse To Energy | CA | FGBH01 | 11 | 1986 | OP | BR | SC |  | 1500 | [8 empty] | 100% | 2 | 100000 | 280
11249 | Louisville Gas & Electric Co | 1363 | Cane Run | KY | 4 | 3 | 1993 | OP | EK |  |  | 8000 | 10% | 10% |  |  | 0% | 0% |  |  | 100% | 31 | 730000 | 325
11249 | Louisville Gas & Electric Co | 1363 | Cane Run | KY | 5 | 6 | 2004 | OP | EK |  |  | 503 | 20% |  |  |  | 0% |  |  |  | 99% | 204.6 | 725000 | 325
11249 | Louisville Gas & Electric Co | 1363 | Cane Run | KY | 6 | 5 | 1969 | OP | EK |  |  | 899 | 10% |  |  |  | 0% |  |  |  | 99% | 86 | 840000 | 330
11249 | Louisville Gas & Electric Co | 1364 | Mill Creek | KY | 1 | 12 | 1972 | OP | EK |  |  | 389 | 10% |  |  |  | 0% | 0% |  |  | 99% | 55 | 1080000 | 300
11249 | Louisville Gas & Electric Co | 1364 | Mill Creek | KY | 2 | 7 | 1974 | OP | EK |  |  | 389 | 10% |  |  |  | 0% | 0% |  |  | 99% | 55 | 1080000 | 300
11249 | Louisville Gas & Electric Co | 1364 | Mill Creek | KY | 3 | 8 | 1978 | OP | EK |  |  | 1500 | 10% | 20% |  |  | 0% | 10% |  |  | 100% | 300 | 1670000 | 300
11249 | Louisville Gas & Electric Co | 1364 | Mill Creek | KY | 4 | 9 | 1982 | OP | EK |  |  | 2629 | 10% | 20% |  |  | 0% | 10% |  |  | 100% | 384 | 2100000 | 300
11249 | Louisville Gas & Electric Co | 6071 | Trimble County | KY | 1 | 12 | 1990 | OP | EK |  |  | 22314 | 10% | 10% |  |  | 0% |  |  |  | 100% | 509 | 2275000 | 300
11249 | Louisville Gas & Electric Co | 6071 | Trimble County | KY | 2-1 | 1 | 2011 | OP | EK |  |  | 25100 |  | 10% |  |  |  | 0% |  |  | 98% | 2040 | 2341642 | 308
11249 | Louisville Gas & Electric Co | 6071 | Trimble County | KY | 2-2 | 1 | 2011 | OP | BP |  |  | 28000 |  | 10% |  |  |  | 0% |  |  | 96% | 46 | 2425166 | 303
11249 | Louisville Gas & Electric Co | 6071 | Trimble County | KY | 2-3 | 1 | 2011 | OP | EK |  |  | 55000 |  | 10% |  |  |  | 0% |  |  | 92% | 24 | 1957847 | 133
11252 | Louisiana Generating LLC | 6055 | Big Cajun 2 | LA | 2P1 | 7 | 1981 | OP | EK |  |  | 21000 | 0% | 10% |  |  | 0% | 0% | 0% | 0% | 100% | 187 | 2186000 | 318
11252 | Louisiana Generating LLC | 6055 | Big Cajun 2 | LA | 2P2 | 7 | 1982 | OP | EK |  |  | 21000 | 0% | 10% |  |  | 0% | 0% | 0% | 0% | 100% | 187 | 2186000 | 318
11252 | Louisiana Generating LLC | 6055 | Big Cajun 2 | LA | 2P3 | 12 | 1983 | OP | EK |  |  | 27000 | 0% | 10% |  |  | 0% | 0% | 0% | 0% | 100% | 187 | 2186000 | 318
11269 | Lower Colorado River Authority | 6179 | Fayette Power Project | TX | 1 | 6 | 1979 | OP | EK |  |  | 8865 | 0% |  |  |  | 0% |  |  |  | 100% | 186 | 2444333 | 350
11269 | Lower Colorado River Authority | 6179 | Fayette Power Project | TX | 2 | 5 | 1980 | OP | EK |  |  | 8865 | 0% |  |  |  | 0% |  |  |  | 100% | 186 | 2444333 | 350
11269 | Lower Colorado River Authority | 6179 | Fayette Power Project | TX | 3 | 5 | 1988 | OP | EK |  |  | 30000 | 20% |  |  |  | 0% |  |  |  | 100% | 142 | 2444333 | 350
11479 | Madison Gas & Electric Co | 3992 | Blount Street | WI | 7 | 12 | 1975 | RE | MC | EK |  | 1733 | 10% | 10% |  |  | 0% | 0% |  |  | 100% | 0.95 | 95379 | 303
11479 | Madison Gas & Electric Co | 3992 | Blount Street | WI | 8 | 4 | 1973 | OP | MC | EK |  | 810 | 10% | 10% |  |  | 0% | 0% |  |  | 100% | 1.39 | 95031 | 233
11479 | Madison Gas & Electric Co | 3992 | Blount Street | WI | 9 | 6 | 1973 | OP | MC | EK |  | 810 | 10% | 10% |  |  | 0% | 0% |  |  | 100% | 1.38 | 93712 | 229
11517 | Maine Energy Recovery Co | 10338 | Maine Energy Recovery | ME | ABHSE | 1 | 1986 | OP | BP |  |  | 1000 | [8 empty] | 98% | 7 | 140000 | 305
11517 | Maine Energy Recovery Co | 10338 | Maine Energy Recovery | ME | BBHSE | 1 | 1986 | OP | BP |  |  | 1000 | [8 empty] | 98% | 7 | 140000 | 305
11571 | Manitowoc Public Utilities | 4125 | Manitowoc | WI | 6 | 1 | 1995 | RE | MC | BP |  | 1681 | 10% |  |  |  | 0% |  |  |  | 100% | 13 | 103223 | 306
11571 | Manitowoc Public Utilities | 4125 | Manitowoc | WI | 7 | 1 | 1995 | RE | MC | BP |  | 1681 | 10% |  |  |  | 0% |  |  |  | 100% | 15 | 91966 | 323
11571 | Manitowoc Public Utilities | 4125 | Manitowoc | WI | 8 | 4 | 1991 | OP | SC | BP |  | 1010 | 10% |  | 0% |  | 10% |  |  |  | 100% | 8 | 117000 | 257
11571 | Manitowoc Public Utilities | 4125 | Manitowoc | WI | 9 | 4 | 2007 | OP | MC | BP |  | 5000 | 10% | 10% |  | 0% | 0% | 10% | 0% | 10% | 100% | 20 | 212000 | 320
11701 | City of Marquette - (MI) | 1843 | Shiras | MI | 2 | 8 | 1979 | OP | BR |  |  | 1360 | 20% |  |  |  | 0% |  |  |  | 100% | 2120 | 123000 | 280
11701 | City of Marquette - (MI) | 1843 | Shiras | MI | 3 | 7 | 1983 | OP | BR |  |  | 4900 | 20% |  |  |  | 0% |  |  |  | 100% | 2075 | 226000 | 205
11732 | City of Marshall - (MO) | 2144 | Marshall | MO | 4 | 3 | 1981 | OP | BR |  |  | 1105 | 10% | [7 empty] | 99% | 2 | 20000 | 367
11732 | City of Marshall - (MO) | 2144 | Marshall | MO | 5 | 3 | 1981 | OP | BR |  |  | 2675 | 10% | [7 empty] | 99% | 3 | 60000 | 307
12199 | Montana-Dakota Utilities Co | 2790 | R M Heskett | ND | ESP1 | 11 | 1975 | OP | BP |  |  | 2860 | 10% |  |  |  | 0% |  |  |  | 100% | 563 | 189300 | 340
12199 | Montana-Dakota Utilities Co | 2790 | R M Heskett | ND | ESP2 | 7 | 1975 | OP | MC | EK |  | 4958 | 10% |  |  |  | 0% |  |  |  | 97% | 1254 | 451800 | 340
12199 | Montana-Dakota Utilities Co | 6089 | Lewis & Clark | MT | 1 | 6 | 1975 | OP | WS |  |  | 4500 | 10% |  |  |  | 0% |  |  |  | 98% | 61 | 245100 | 146
12222 | Mead Coated Board Inc | 54802 | Mead Coated Board | AL | R1ESP | 6 | 1982 | OP | EW |  |  | 5286 | [6 empty] | 0% |  | 99% | 9 | 262844 | 390
12222 | Mead Coated Board Inc | 54802 | Mead Coated Board | AL | R2ESP | 6 | 1990 | OP | EW |  |  | 5259 | [6 empty] | 0% |  | 99% | 6 | 255687 | 360
12222 | Mead Coated Board Inc | 54802 | Mead Coated Board | AL | SCRUB1 | 6 | 1978 | OP | WS |  |  | 2000 | [6 empty] | 0% |  | 97% | 31 | 126074 | 145
12222 | Mead Coated Board Inc | 54802 | Mead Coated Board | AL | SCRUB3 | 6 | 1990 | OP | WS |  |  | 3200 | [6 empty] | 0% |  | 96% | 36 | 238604 | 115
12222 | Mead Coated Board Inc | 54802 | Mead Coated Board | AL | WESP | 6 | 1994 | OP | OT |  |  | 3700 | [6 empty] | 0% |  | 98% | 17 | 199255 | 155
12298 | City of Menasha - (WI) | 4127 | Menasha | WI | C23 | 5 | 2006 | OP | BP |  |  | 500 | 10% |  |  |  | 0% |  |  |  | 92% | 2 | 55786 | 298
12298 | City of Menasha - (WI) | 4127 | Menasha | WI | C24 | 5 | 2006 | OP | BP |  |  | 500 | 10% |  |  |  | 0% |  |  |  | 92% | 3 | 76846 | 326
12307 | MeadWestvaco Corp | 50101 | MeadWestvaco Evadale | TX | 2PB | 6 | 1992 | OP | WS |  |  | 125 | [8 empty] | 99% | 41 | 246550 | 149
12307 | MeadWestvaco Corp | 50101 | MeadWestvaco Evadale | TX | 2RB | 4 | 1998 | RE | EW |  |  | 150 | [8 empty] | 100% | 60 | 114000 | 350
12307 | MeadWestvaco Corp | 50101 | MeadWestvaco Evadale | TX | 3RB | 10 | 1995 | OP | EK |  |  | 200 | [8 empty] | 100% | 17 | 284100 | 369
12307 | MeadWestvaco Corp | 50101 | MeadWestvaco Evadale | TX | 4RB | 3 | 1985 | OP | EK |  |  | 150 | [8 empty] | 100% | 23 | 532080 | 383
12307 | MeadWestvaco Corp | 50101 | MeadWestvaco Evadale | TX | 6PB | 1 | 1985 | OP | WS |  |  | 125 | [8 empty] | 99% | 45 | 197976 | 148
12341 | MidAmerican Energy Co | 1081 | Riverside | IA | 6 | 1 | 1973 | RE | EK |  |  | 988 |  | 10% |  |  |  | 0% |  |  | 99% | 22 | 130000 | 420
12341 | MidAmerican Energy Co | 1081 | Riverside | IA | 7 | 4 | 1973 | OP | EK |  |  | 1085 |  | 10% |  |  |  | 0% |  |  | 99% | 23 | 132000 | 350
12341 | MidAmerican Energy Co | 1081 | Riverside | IA | 8 | 5 | 1973 | OP | EK |  |  | 1083 |  | 10% |  |  |  | 0% |  |  | 99% | 23 | 132000 | 350
12341 | MidAmerican Energy Co | 1081 | Riverside | IA | 9 | 11 | 1972 | OP | EK |  |  | 2058 |  | 10% |  |  |  | 0% |  |  | 99% | 87 | 511000 | 300
12341 | MidAmerican Energy Co | 1082 | Walter Scott Jr Energy Center | IA | 1 | 6 | 1973 | OP | EW |  |  | 1385 |  | 10% |  | 0% |  | 0% |  | 0% | 99% | 21 | 286000 | 700
12341 | MidAmerican Energy Co | 1082 | Walter Scott Jr Energy Center | IA | 2 | 6 | 1973 | OP | EW |  |  | 1684 |  | 10% |  | 0% |  | 0% |  | 0% | 99% | 33 | 450000 | 700
12341 | MidAmerican Energy Co | 1082 | Walter Scott Jr Energy Center | IA | 3 | 12 | 1978 | OP | EC |  |  | 32548 | 0% | 10% |  | 0% | 0% | 0% |  | 0% | 99% | 192 | 4490000 | 165
12341 | MidAmerican Energy Co | 1082 | Walter Scott Jr Energy Center | IA | 301 | 5 | 2009 | OP | BP |  |  | 100000 |  | 10% |  |  |  | 0% |  |  | 100% | 201 | 3176000 | 165
12341 | MidAmerican Energy Co | 1082 | Walter Scott Jr Energy Center | IA | 4 | 6 | 2007 | OP | BP |  |  | 80000 | 0% | 10% |  |  | 0% | 0% |  | 0% | 100% | 138 | 2449314 | 166
12341 | MidAmerican Energy Co | 1091 | George Neal North | IA | 1 | 6 | 1972 | OP | EW |  |  | 2500 |  | 10% |  |  |  | 0% |  |  | 99% | 47 | 680000 | 680
12341 | MidAmerican Energy Co | 1091 | George Neal North | IA | 2 | 5 | 1972 | OP | EC |  |  | 6000 |  | 10% |  |  |  | 0% |  |  | 99% | 267 | 1086000 | 263
12341 | MidAmerican Energy Co | 1091 | George Neal North | IA | 3 | 12 | 1975 | OP | EK |  |  | 21000 |  | 10% |  |  |  | 0% |  |  | 100% | 167 | 2084000 | 254
12341 | MidAmerican Energy Co | 1091 | George Neal North | IA | 3A | 5 | 2014 | CO | BP |  |  | 110000 | 0% | 10% |  |  | 0% | 0% |  |  | 100% | 83 | 1708500 | 165
12341 | MidAmerican Energy Co | 6664 | Louisa | IA | 1 | 12 | 2007 | OP | BP |  |  | 80000 | 0% | 10% |  |  | 0% | 0% |  |  | 100% | 129 | 2700000 | 165
12341 | MidAmerican Energy Co | 6664 | Louisa | IA | 101 | 10 | 1983 | OP | EW |  |  | 54646 | 10% |  |  |  | 0% |  |  |  | 100% | 268 | 4400000 | 165
12341 | MidAmerican Energy Co | 6664 | Louisa | IA | 102 | 10 | 1983 | OP | EW |  |  | 54646 | 10% |  |  |  | 0% |  |  |  | 100% | 268 | 4400000 | 165
12341 | MidAmerican Energy Co | 6664 | Louisa | IA | 103 | 10 | 1983 | OP | EW |  |  | 54646 | 10% |  |  |  | 0% |  |  |  | 100% | 268 | 4400000 | 165
12341 | MidAmerican Energy Co | 6664 | Louisa | IA | 104 | 10 | 1983 | OP | EW |  |  | 54646 | 10% |  |  |  | 0% |  |  |  | 100% | 268 | 4400000 | 165
12341 | MidAmerican Energy Co | 7343 | George Neal South | IA | 4 | 7 | 1979 | OP | EC |  |  | 40000 |  | 10% |  |  |  | 0% |  | 0% | 100% | 360 | 4200000 | 350
12341 | MidAmerican Energy Co | 7343 | George Neal South | IA | 4A | 11 | 2013 | CO | BP |  |  | 120000 | 0% | 10% |  |  | 0% | 0% |  |  | 100% | 104 | 2500000 | 165
12384 | Midwest Generations EME LLC | 384 | Joliet 29 | IL | 71 | 2 | 1965 | OP | EK |  |  | 1702 | 10% |  |  |  | 0% |  |  |  | 99% | 256 | 856300 | 287
12384 | Midwest Generations EME LLC | 384 | Joliet 29 | IL | 72 | 2 | 1965 | OP | EK |  |  | 1702 | 10% |  |  |  | 0% |  |  |  | 99% | 256 | 856300 | 287
12384 | Midwest Generations EME LLC | 384 | Joliet 29 | IL | 81 | 2 | 1966 | OP | EK |  |  | 1490 | 10% |  |  |  | 0% |  |  |  | 99% | 256 | 856300 | 287
12384 | Midwest Generations EME LLC | 384 | Joliet 29 | IL | 82 | 2 | 1966 | OP | EK |  |  | 1490 | 10% |  |  |  | 0% |  |  |  | 99% | 256 | 856300 | 287
12384 | Midwest Generations EME LLC | 867 | Crawford | IL | 7 | 4 | 1958 | RE | EK |  |  | 1892 | 10% |  |  |  | 0% |  |  |  | 98% | 193 | 690000 | 300
12384 | Midwest Generations EME LLC | 867 | Crawford | IL | 8 | 4 | 1961 | RE | EK |  |  | 1920 | 10% |  |  |  | 0% |  |  |  | 98% | 305 | 953000 | 290
12384 | Midwest Generations EME LLC | 874 | Joliet 9 | IL | 6 | 5 | 1966 | OP | EK |  |  | 3062 | 0% |  |  |  | 0% |  |  |  | 98% | 552 | 1105000 | 290
12384 | Midwest Generations EME LLC | 879 | Powerton | IL | 51 | 5 | 1972 | OP | EK |  |  | 3069 | 0% |  |  |  | 0% |  |  |  | 100% | 365 | 1535000 | 315
12384 | Midwest Generations EME LLC | 879 | Powerton | IL | 52 | 5 | 1972 | OP | EK |  |  | 3069 | 0% |  |  |  | 0% |  |  |  | 100% | 365 | 1535000 | 315
12384 | Midwest Generations EME LLC | 879 | Powerton | IL | 61 | 11 | 1975 | OP | EK |  |  | 5600 | 0% |  |  |  | 0% |  |  |  | 100% | 365 | 1535000 | 315
12384 | Midwest Generations EME LLC | 879 | Powerton | IL | 62 | 11 | 1975 | OP | EK |  |  | 5600 | 0% |  |  |  | 0% |  |  |  | 100% | 365 | 1535000 | 315
12384 | Midwest Generations EME LLC | 883 | Waukegan | IL | 17 | 8 | 1971 | RE | EK |  |  | 1654 | 0% |  |  |  | 0% |  |  |  | 98% | 112 | 430000 | 290
12384 | Midwest Generations EME LLC | 883 | Waukegan | IL | 7 | 6 | 1976 | OP | EW |  |  | 9671 | 10% |  |  |  | 0% |  |  |  | 98% | 316 | 1700000 | 270
12384 | Midwest Generations EME LLC | 883 | Waukegan | IL | 8 | 1 | 1996 | OP | EK |  |  | 2431 | 10% |  |  |  | 0% |  |  |  | 100% | 54 | 1274247 | 275
12384 | Midwest Generations EME LLC | 884 | Will County | IL | 1 | 6 | 1984 | RE | EK |  |  | 12454 | 0% |  |  |  | 0% |  |  |  | 97% | 165 | 650000 | 290
12384 | Midwest Generations EME LLC | 884 | Will County | IL | 2 | 4 | 1973 | RE | EK |  |  | 3961 | 0% |  |  |  | 0% |  |  |  | 99% | 164 | 770000 | 355
12384 | Midwest Generations EME LLC | 884 | Will County | IL | 3 | 9 | 1972 | OP | EW |  |  | 5217 | 10% |  |  |  | 0% |  |  |  | 99% | 246 | 1425000 | 490
12384 | Midwest Generations EME LLC | 884 | Will County | IL | 4A | 4 | 2000 | OP | EK |  |  | 15000 | 10% |  |  |  | 0% |  |  |  | 98% | 515 | 2000000 | 340
12384 | Midwest Generations EME LLC | 886 | Fisk Street | IL | 19 | 3 | 1959 | RE | EK |  |  | 2492 | 10% |  |  |  | 0% |  |  |  | 98% | 209 | 1058000 | 290
12384 | Midwest Generations EME LLC | 3122 | Homer City Station | PA | 1 | 8 | 1969 | OP | EC |  |  | 2579 | 20% |  |  |  | 0% | 0% |  |  | 100% | 351 | 2050000 | 300
12384 | Midwest Generations EME LLC | 3122 | Homer City Station | PA | 2 | 1 | 1969 | OP | EC |  |  | 2579 | 20% |  |  |  | 0% | 0% |  |  | 100% | 351 | 2050000 | 300
12384 | Midwest Generations EME LLC | 3122 | Homer City Station | PA | 3 | 1 | 1977 | OP | EC |  |  | 15299 | 20% | 20% |  |  | 0% | 0% |  |  | 100% | 557 | 2600000 | 290
12436 | Michigan State University | 10328 | T B Simon Power Plant | MI | BH1 | 6 | 1979 | OP | BR |  |  | 3000 | 10% | 10% |  |  | 0% | 0% |  |  | 100% | 8.6 | 155000 | 400
12436 | Michigan State University | 10328 | T B Simon Power Plant | MI | BH2 | 6 | 1980 | OP | BR |  |  | 3000 | 10% | 10% |  |  | 0% | 0% |  |  | 100% | 8.1 | 169000 | 400
12436 | Michigan State University | 10328 | T B Simon Power Plant | MI | BH4 | 6 | 1993 | OP | BR |  |  |  | 10% | 20% |  |  | 0% | 0% |  |  | 99% | 2.5 | 153000 | 350
12436 | Michigan State University | 10328 | T B Simon Power Plant | MI | ESP3 | 6 | 1973 | OP | EW |  |  |  | 10% | 10% |  |  | 0% | 0% |  |  | 100% | 11.3 | 243000 | 750
12490 | Middletown Power LLC | 562 | Middletown | CT | 1 | 8 | 1954 | RE | EK |  |  | 136 |  |  | 0% |  |  |  | 0% |  | 97% | 2 | 290000 | 310
12490 | Middletown Power LLC | 562 | Middletown | CT | 2 | 1 | 1958 | OP | EK |  |  | 268 |  |  | 0% |  |  |  | 0% |  | 99% | 2 | 331000 | 250
12490 | Middletown Power LLC | 562 | Middletown | CT | 3 | 1 | 1964 | OP | EK |  |  | 230 |  |  | 0% |  |  |  | 0% |  | 99% | 1 | 750000 | 280
12588 | NRG Potomac River LLC | 3788 | Potomac River | VA | 1 | 1 | 1978 | RE | EW |  |  | 8236 | 10% | 10% |  |  | 0% | 0% |  |  | 100% | 110 | 585000 | 252
12588 | NRG Potomac River LLC | 3788 | Potomac River | VA | 2 | 1 | 1978 | RE | EW |  |  | 8236 | 10% | 10% |  |  | 0% | 0% |  |  | 100% | 110 | 585000 | 252
12588 | NRG Potomac River LLC | 3788 | Potomac River | VA | 3 | 1 | 1978 | RE | EW |  |  | 8236 | 10% | 10% |  |  | 0% | 0% |  |  | 100% | 110 | 585000 | 252
12588 | NRG Potomac River LLC | 3788 | Potomac River | VA | 4 | 1 | 1978 | RE | EW |  |  | 8236 | 10% | 10% |  |  | 0% | 0% |  |  | 100% | 110 | 585000 | 252
12588 | NRG Potomac River LLC | 3788 | Potomac River | VA | 5 | 1 | 1978 | RE | EW |  |  | 8236 | 10% | 10% |  |  | 0% | 0% |  |  | 100% | 110 | 585000 | 252
12628 | NRG Chalk Point LLC | 1571 | Chalk Point LLC | MD | 1 | 6 | 1982 | OP | EK |  |  | 456 | 10% |  |  |  |  | 0% |  |  | 99% | 188 | 1399680 | 244
12628 | NRG Chalk Point LLC | 1571 | Chalk Point LLC | MD | 2 | 1 | 1982 | OP | EK |  |  | 451 | 10% |  |  |  |  | 0% |  |  | 99% | 188 | 1399680 | 244
12647 | Minnesota Power Inc | 1891 | Syl Laskin | MN | SCR1 | 5 | 1971 | OP | WS |  |  | 1590 | 20% |  |  |  | 0% |  |  |  | 98% | 36 | 246684 | 136
12647 | Minnesota Power Inc | 1891 | Syl Laskin | MN | SCR2 | 5 | 1971 | OP | WS |  |  | 1590 | 20% |  |  |  | 0% |  |  |  | 98% | 36 | 246684 | 136
12647 | Minnesota Power Inc | 1893 | Clay Boswell | MN | AQCS1 | 5 | 1980 | OP | EW |  |  | 3300 | 20% |  |  |  | 0% |  |  |  | 98% | 536 | 200000 | 860
12647 | Minnesota Power Inc | 1893 | Clay Boswell | MN | AQCS2 | 5 | 1980 | OP | WS |  |  | 63743 | 20% |  |  |  | 0% |  |  |  | 94% | 411 | 2003043 | 128
12647 | Minnesota Power Inc | 1893 | Clay Boswell | MN | BG1 | 7 | 1978 | OP | BR |  |  | 5800 | 20% |  |  |  | 0% |  |  |  | 99% | 30 | 348000 | 365
12647 | Minnesota Power Inc | 1893 | Clay Boswell | MN | BG2 | 5 | 1978 | OP | BR |  |  | 5800 | 20% |  |  |  | 0% |  |  |  | 99% | 30 | 348000 | 365
12647 | Minnesota Power Inc | 1893 | Clay Boswell | MN | BG3 | 11 | 2009 | OP | BP |  |  | 35239.2 | 0% | 10% |  |  | 0% | 0% |  |  | 99% | 42.2 | 1396000 | 300
12647 | Minnesota Power Inc | 1897 | M L Hibbard | MN | ESP3 | 8 | 1987 | OP | EK |  |  | 1450 | 10% |  |  |  | 0% |  |  |  | 99% | 14 | 241000 | 325
12647 | Minnesota Power Inc | 1897 | M L Hibbard | MN | ESP4 | 8 | 1987 | OP | EK |  |  | 1450 | 10% |  |  |  | 0% |  |  |  | 99% | 0 | 241000 | 325
12647 | Minnesota Power Inc | 1897 | M L Hibbard | MN | MC3 | 8 | 1987 | OP | MC |  |  | 0 | 10% |  |  |  | 0% |  |  |  | 83% | 1371 | 241000 | 325
12647 | Minnesota Power Inc | 1897 | M L Hibbard | MN | MC4 | 8 | 1987 | OP | MC |  |  | 0 | 10% |  |  |  | 0% |  |  |  | 83% | 1371 | 241000 | 325
12647 | Minnesota Power Inc | 10075 | Taconite Harbor Energy Center | MN | ESP1 | 6 | 2008 | OP | EC |  |  | 6500 | 0% | 10% |  |  | 0% | 0% |  |  | 98% | 223 | 380000 | 350
12647 | Minnesota Power Inc | 10075 | Taconite Harbor Energy Center | MN | ESP2 | 6 | 2007 | OP | EC |  |  | 6500 | 0% | 10% |  |  | 0% | 0% |  |  | 98% | 223 | 380000 | 350
12647 | Minnesota Power Inc | 10075 | Taconite Harbor Energy Center | MN | ESP3 | 6 | 1974 | OP | EW |  |  | 1070 | 0% | 10% |  |  | 0% | 0% |  |  | 98% | 223 | 380000 | 650
12647 | Minnesota Power Inc | 10686 | Rapids Energy Center | MN | DC5 | 1 | 1980 | OP | MC |  |  | 0 | 10% |  |  |  | 0% |  |  |  | 99% | 2.5 | 242399 | 394
12647 | Minnesota Power Inc | 10686 | Rapids Energy Center | MN | DC6 | 1 | 1980 | OP | MC |  |  | 0 | 10% |  |  |  | 0% |  |  |  | 99% | 2.5 | 242399 | 394
12647 | Minnesota Power Inc | 10686 | Rapids Energy Center | MN | ESP5 | 1 | 1980 | OP | EK |  |  | 0 | 10% |  |  |  | 0% |  |  |  | 99% | 2.47 | 242399 | 394
12647 | Minnesota Power Inc | 10686 | Rapids Energy Center | MN | ESP6 | 1 | 1980 | OP | EK |  |  | 0 | 10% |  |  |  | 0% |  |  |  | 99% | 2.47 | 242399 | 394
12653 | GenOn Mid-Atlantic LLC | 1572 | Dickerson | MD | 1 | 6 | 1979 | OP | EK | BP |  | 22965 |  | 10% |  |  |  | 0% |  |  | 98% | 65 | 492000 | 245
12653 | GenOn Mid-Atlantic LLC | 1572 | Dickerson | MD | 2 | 6 | 1979 | OP | EK | BP |  | 22965 |  | 10% |  |  |  | 0% |  |  | 98% | 65 | 492000 | 245
12653 | GenOn Mid-Atlantic LLC | 1572 | Dickerson | MD | 3 | 6 | 1979 | OP | EK | BP |  | 22965 |  | 10% |  |  |  | 0% |  |  | 98% | 65 | 492000 | 245
12653 | GenOn Mid-Atlantic LLC | 1573 | Morgantown Generating Plant | MD | 1 | 6 | 1970 | OP | EC |  |  | 695 |  | 10% |  |  |  | 0% |  |  | 99% | 393 | 2160000 | 285
12653 | GenOn Mid-Atlantic LLC | 1573 | Morgantown Generating Plant | MD | 2 | 6 | 1971 | OP | EC |  |  | 695 |  | 10% |  |  |  | 0% |  |  | 99% | 393 | 2160000 | 285
12658 | Minnkota Power Coop, Inc | 2823 | Milton R Young | ND | ESP1 | 6 | 1975 | OP | EK | WS |  | 4600 | 10% |  |  |  | 0% |  |  |  | 100% | 177 | 1700000 | 385
12658 | Minnkota Power Coop, Inc | 2823 | Milton R Young | ND | ESP2 | 5 | 1977 | OP | EK | WS |  | 15000 | 10% |  |  |  | 0% |  |  |  | 100% | 201 | 2200000 | 380
12686 | Mississippi Power Co | 2049 | Jack Watson | MS | ESP4 | 8 | 1967 | OP | EK |  |  | 379 | 10% |  | 0% |  | 0% |  | 0% |  | 98% | 92 | 872070 | 270
12686 | Mississippi Power Co | 2049 | Jack Watson | MS | ESP5 | 5 | 1973 | OP | EK |  |  | 759 | 10% |  |  |  | 0% |  |  |  | 99% | 245 | 2109115 | 327
12686 | Mississippi Power Co | 6073 | Victor J Daniel Jr | MS | 1 | 9 | 1977 | OP | EC |  |  | 2600 | 10% |  | 0% |  | 0% |  | 0% |  | 100% | 400 | 1900000 | 300
12686 | Mississippi Power Co | 6073 | Victor J Daniel Jr | MS | 2 | 6 | 1981 | OP | EC |  |  | 2600 | 10% |  | 0% |  | 0% |  | 0% |  | 100% | 400 | 1900000 | 300
12792 | NRG New York LLC | 2629 | Lovett | NY | 4 | 10 | 1987 | RE | EK |  |  | 20500 | 10% |  |  |  | 0% |  |  |  | 100% | 55 | 546000 | 249
12792 | NRG New York LLC | 2629 | Lovett | NY | 5 | 6 | 1987 | RE | EK |  |  | 20500 | 10% |  |  |  | 0% |  |  |  | 100% | 57 | 591000 | 285
12796 | Monongahela Power Co | 3942 | FirstEnergy Albright | WV | 1 | 6 | 1975 | OP | EK |  |  | 3330 | 10% | 10% | 0% |  | 0% | 0% | 0% |  | 100% | 45 | 375000 | 400
12796 | Monongahela Power Co | 3942 | FirstEnergy Albright | WV | 2 | 6 | 1975 | OP | EK |  |  | 3477 | 10% | 10% |  |  | 0% | 0% |  |  | 100% | 45 | 375000 | 400
12796 | Monongahela Power Co | 3942 | FirstEnergy Albright | WV | 3 | 6 | 1975 | OP | EC |  |  | 4175 | 10% | 10% |  |  | 0% | 0% |  |  | 100% | 70 | 675000 | 385
12796 | Monongahela Power Co | 3943 | FirstEnergy Fort Martin Power Station | WV | 1 | 6 | 1982 | OP | EK | WS |  | 22989 | 10% | 20% | 0% |  | 0% | 0% | 0% |  | 100% | 184 | 2150000 | 310
12796 | Monongahela Power Co | 3943 | FirstEnergy Fort Martin Power Station | WV | 2 | 6 | 1982 | OP | EK | WS |  | 21296 | 10% | 20% |  |  | 0% | 0% |  |  | 100% | 184 | 2150000 | 310
12796 | Monongahela Power Co | 3945 | FirstEnergy Rivesville | WV | 7 | 3 | 1975 | OP | EK |  |  | 4202 | 10% |  | 0% |  | 0% |  | 0% |  | 100% | 18 | 300000 | 450
12796 | Monongahela Power Co | 3945 | FirstEnergy Rivesville | WV | 8 | 6 | 1975 | OP | EK |  |  | 4874 | 10% |  |  |  | 0% |  |  |  | 100% | 40 | 525000 | 365
12796 | Monongahela Power Co | 3946 | FirstEnergy Willow Island | WV | 1 | 6 | 1975 | OP | EK |  |  | 3217 | 10% |  |  |  | 0% |  |  |  | 100% | 25 | 320000 | 390
12796 | Monongahela Power Co | 3946 | FirstEnergy Willow Island | WV | 2 | 6 | 1976 | OP | EW |  |  | 11816 | 10% |  |  |  | 0% |  |  |  | 100% | 48 | 1100000 | 750
12807 | Michigan South Central Pwr Agy | 4259 | Endicott Station | MI | 1 | 5 | 1983 | OP | EK |  |  | 1350 | 10% |  |  |  | 0% |  | 0% |  | 100% | 13 | 200000 | 395
12949 | Morgantown Energy Associates | 10743 | Morgantown Energy Facility | WV | BGH1 | 1 | 1992 | OP | BP |  |  | 1300 | 40% | 50% |  |  | 0% | 0% |  |  | 100% | 11 | 124486 | 350
12949 | Morgantown Energy Associates | 10743 | Morgantown Energy Facility | WV | BGH2 | 1 | 1992 | OP | BP |  |  | 1300 | 40% | 50% |  |  | 0% | 0% |  |  | 100% | 11 | 124486 | 350
12971 | Worcester Energy Partners Inc | 10165 | Worcester Energy | ME | ESP1 | 3 | 2005 | OS | EH |  |  | 2000 | [8 empty] | 100% | 1 | 69520 | 320
12971 | Worcester Energy Partners Inc | 10165 | Worcester Energy | ME | ESP2 | 3 | 2005 | OS | EH |  |  | 2000 | [8 empty] | 100% | 2 | 65642 | 320
12971 | Worcester Energy Partners Inc | 10165 | Worcester Energy | ME | ESP3 | 3 | 2005 | OS | EH |  |  | 2000 | [8 empty] | 100% | 1 | 63537 | 320
13008 | Wausau Paper Specialty Products LLC | 50614 | Mosinee Paper | WI | 14 | 12 | 1976 | OP | EK |  |  | 1008 |  |  | 0% |  |  |  | 0% |  | 100% | 10 | 243000 | 420
13008 | Wausau Paper Specialty Products LLC | 50614 | Mosinee Paper | WI | 5 | 10 | 1998 | OP | EK |  |  | 3700 | 10% | 10% |  |  | 0% |  |  |  | 100% | 10 | 243000 | 420
13008 | Wausau Paper Specialty Products LLC | 50614 | Mosinee Paper | WI | 6 | 12 | 1976 | OP | EK |  |  | 864 | 10% | 10% |  |  | 0% |  |  |  | 100% | 2 | 90000 | 320
13060 | Mt Poso Cogeneration Co | 54626 | Mt Poso Cogeneration | CA | FABAGH | 6 | 1988 | OP | BR |  |  |  | 10% | 10% | 0% | 0% | 0% | 0% | 0% | 0% | 98% | 7.92 | 221841 | 295
13143 | Board of Water Electric & Communications | 1167 | Muscatine Plant #1 | IA | 7 | 7 | 1975 | OP | EK | MC |  | 565 | 10% | 20% |  |  | 0% | 0% |  |  | 92% | 48 | 143410 | 358
13143 | Board of Water Electric & Communications | 1167 | Muscatine Plant #1 | IA | 8 | 4 | 1999 | OP | EK |  |  | 3242 | 10% | 10% |  |  | 0% | 0% |  |  | 100% | 17 | 306000 | 338
13143 | Board of Water Electric & Communications | 1167 | Muscatine Plant #1 | IA | 9 | 5 | 1983 | OP | EK |  |  | 3423 | 10% | 10% | 0% |  | 0% | 0% | 0% |  | 100% | 42 | 569800 | 308
13168 | NRG Huntley Operations Inc | 2549 | C R Huntley Generating Station | NY | 63 | 6 | 1973 | RE | EK |  |  | 3500 | 10% |  |  |  | 0% |  |  |  | 100% | 19 | 500000 | 310
13168 | NRG Huntley Operations Inc | 2549 | C R Huntley Generating Station | NY | 64 | 6 | 1973 | RE | EK |  |  | 3500 | 10% |  |  |  | 0% |  |  |  | 100% | 21 | 500000 | 310
13168 | NRG Huntley Operations Inc | 2549 | C R Huntley Generating Station | NY | 65 | 6 | 1973 | RE | EK |  |  | 3750 | 10% |  |  |  | 0% |  |  |  | 100% | 31 | 500000 | 310
13168 | NRG Huntley Operations Inc | 2549 | C R Huntley Generating Station | NY | 66A | 9 | 1992 | RE | EK |  |  | 1500 | 10% |  |  |  | 0% |  |  |  | 100% | 31 | 500000 | 340
13168 | NRG Huntley Operations Inc | 2549 | C R Huntley Generating Station | NY | 67 | 1 | 2009 | OP | BP |  |  | 47600 | 10% |  |  |  | 0% |  |  |  | 100% | 23 | 1020000 | 350
13168 | NRG Huntley Operations Inc | 2549 | C R Huntley Generating Station | NY | 68 | 12 | 2008 | OP | BP |  |  | 47600 | 10% |  |  |  | 0% |  |  |  | 100% | 23 | 1020000 | 350
13337 | Nebraska Public Power District | 2277 | Sheldon | NE | 1BH | 12 | 1999 | OP | BP |  |  | 7500 | 0% | 10% |  |  | 0% | 0% |  |  | 99% | 22 | 525000 | 360
13337 | Nebraska Public Power District | 2277 | Sheldon | NE | 2BH | 2 | 2000 | OP | BP |  |  | 8500 | 0% | 10% |  |  | 0% | 0% |  |  | 99% | 26 | 610000 | 370
13337 | Nebraska Public Power District | 6077 | Gerald Gentleman | NE | 1BH | 12 | 2000 | OP | BR |  |  | 70500 | 0% | 10% |  |  | 0% | 0% |  |  | 100% | 70 | 2940000 | 335
13337 | Nebraska Public Power District | 6077 | Gerald Gentleman | NE | 2BH | 5 | 2001 | OP | BR |  |  | 70500 | 0% | 10% |  |  | 0% | 0% |  |  | 100% | 70 | 2940000 | 320
13407 | Nevada Power Co | 2324 | Reid Gardner | NV | 1 | 12 | 2008 | OP | BP |  |  | 22766 | 20% |  |  |  | 0% |  |  |  | 99% | 18.2 | 500000 | 300
13407 | Nevada Power Co | 2324 | Reid Gardner | NV | 2 | 3 | 2008 | OP | BP |  |  | 22766 | 20% |  |  |  | 0% |  |  |  | 99% | 18.2 | 500000 | 300
13407 | Nevada Power Co | 2324 | Reid Gardner | NV | 3 | 3 | 2008 | OP | BP |  |  | 22766 | 20% |  |  |  | 0% |  |  |  | 99% | 18.6 | 500000 | 300
13407 | Nevada Power Co | 2324 | Reid Gardner | NV | 4 | 7 | 1983 | OP | BR |  |  | 14246 | 10% |  |  |  | 0% |  |  |  | 100% | 61 | 1045000 | 350
13492 | New Hope Power Company | 54627 | Okeelanta Cogeneration | FL | AESP | 1 | 1996 | OP | EH | MC |  | 1734 | [7 empty] | 0% | 99% | 19.8 | 325000 | 330
13492 | New Hope Power Company | 54627 | Okeelanta Cogeneration | FL | BESP | 1 | 1996 | OP | EH | MC |  | 1734 | [7 empty] | 0% | 99% | 19.8 | 325000 | 330
13492 | New Hope Power Company | 54627 | Okeelanta Cogeneration | FL | CESP | 1 | 1996 | OP | EH | MC |  | 1734 | [7 empty] | 0% | 99% | 19.8 | 325000 | 330
13504 | New Hanover County | 50271 | New Hanover County WASTEC | NC | 1FF | 5 | 2001 | OS | BP |  |  | 750 | [8 empty] | 100% | 0.2 | 30000 | 275
13504 | New Hanover County | 50271 | New Hanover County WASTEC | NC | 2FF | 5 | 2001 | OS | BP |  |  | 750 | [8 empty] | 100% | 0.2 | 30000 | 275
13504 | New Hanover County | 50271 | New Hanover County WASTEC | NC | 3FF | 6 | 1991 | OS | BP |  |  | 800 | [8 empty] | 100% | 0.5 | 75000 | 275
13579 | Dunkirk Power LLC | 2554 | Dunkirk Generating Plant | NY | 1 | 1 | 1973 | RE | EW |  |  | 3750 | 10% | 10% |  |  | 0% | 0% |  |  | 100% | 150 | 715000 | 600
13579 | Dunkirk Power LLC | 2554 | Dunkirk Generating Plant | NY | 1B | 12 | 2009 | OP | BP |  |  | 25000 | 10% | 10% |  |  | 0% | 0% |  |  | 100% | 10 | 400000 | 330
13579 | Dunkirk Power LLC | 2554 | Dunkirk Generating Plant | NY | 2 | 1 | 1972 | RE | EW |  |  | 3750 | 10% | 10% |  |  | 0% | 0% |  |  | 100% | 150 | 715000 | 600
13579 | Dunkirk Power LLC | 2554 | Dunkirk Generating Plant | NY | 2B | 11 | 2009 | OP | BP |  |  | 25000 | 10% | 10% |  |  | 0% | 0% |  |  | 100% | 10 | 400000 | 330
13579 | Dunkirk Power LLC | 2554 | Dunkirk Generating Plant | NY | 3 | 1 | 1972 | RE | EW |  |  | 6625 | 10% | 10% |  |  | 0% | 0% |  |  | 100% | 150 | 1350000 | 600
13579 | Dunkirk Power LLC | 2554 | Dunkirk Generating Plant | NY | 3B | 5 | 2009 | SC | BP |  |  | 50000 | 10% | 10% |  |  | 0% | 0% |  |  | 100% | 50 | 675000 | 320
13579 | Dunkirk Power LLC | 2554 | Dunkirk Generating Plant | NY | 4 | 1 | 1972 | RE | EW |  |  | 6625 | 10% | 10% |  |  | 0% | 0% |  |  | 100% | 150 | 1350000 | 600
13579 | Dunkirk Power LLC | 2554 | Dunkirk Generating Plant | NY | 4B | 5 | 2009 | SC | BP |  |  | 50000 | 10% | 10% |  |  | 0% | 0% |  |  | 100% | 50 | 675000 | 320
13695 | North Carolina Power Holdings, LLC | 10380 | Elizabethtown Power LLC | NC | A BH | 12 | 1985 | OS | BP |  |  | 670 | 10% |  |  |  | 0% |  |  |  | 100% | 1 | 67500 | 310
13695 | North Carolina Power Holdings, LLC | 10380 | Elizabethtown Power LLC | NC | B BH | 12 | 1985 | OS | BP |  |  | 670 | 10% |  |  |  | 0% |  |  |  | 100% | 1 | 67500 | 310
13695 | North Carolina Power Holdings, LLC | 10382 | Lumberton | NC | A BH | 12 | 1985 | OS | BP |  |  | 670 | 10% |  |  |  | 0% |  |  |  | 100% | 1 | 67500 | 310
13695 | North Carolina Power Holdings, LLC | 10382 | Lumberton | NC | B BH | 12 | 1985 | OS | BP |  |  | 670 | 10% |  |  |  | 0% |  |  |  | 100% | 1 | 67500 | 310
13756 | Northern Indiana Pub Serv Co | 995 | Bailly | IN | 7 | 6 | 1980 | OP | EK |  |  | 16071 | 10% |  |  |  | 0% |  |  |  | 100% | 45 | 800000 | 305
13756 | Northern Indiana Pub Serv Co | 995 | Bailly | IN | 8 | 2 | 1981 | OP | EK |  |  | 33342 | 10% |  |  |  | 0% |  |  |  | 100% | 45 | 1530000 | 290
13756 | Northern Indiana Pub Serv Co | 996 | Dean H Mitchell | IN | 11 | 5 | 1970 | RE | EC |  |  | 401 | 20% |  |  |  | 0% |  |  |  | 99% | 45 | 410000 | 290
13756 | Northern Indiana Pub Serv Co | 996 | Dean H Mitchell | IN | 4 | 1 | 1968 | RE | EC |  |  | 650 | 20% |  |  |  | 0% |  |  |  | 99% | 45 | 410000 | 290
13756 | Northern Indiana Pub Serv Co | 996 | Dean H Mitchell | IN | 5 | 1 | 1969 | RE | EC |  |  | 2400 | 20% |  |  |  | 0% |  |  |  | 98% | 120 | 410000 | 350
13756 | Northern Indiana Pub Serv Co | 996 | Dean H Mitchell | IN | 6 | 6 | 1970 | RE | EC |  |  | 665 | 20% |  |  |  | 0% |  |  |  | 99% | 50 | 410000 | 290
13756 | Northern Indiana Pub Serv Co | 997 | Michigan City | IN | 12 | 5 | 1992 | OP | EC |  |  | 6237 | 10% |  |  |  | 0% |  |  |  | 98% | 433 | 2100000 | 350
13756 | Northern Indiana Pub Serv Co | 6085 | R M Schahfer | IN | 14 | 6 | 1990 | OP | EK |  |  | 7555 | 10% |  |  |  | 0% |  |  |  | 100% | 76 | 2474000 | 320
13756 | Northern Indiana Pub Serv Co | 6085 | R M Schahfer | IN | 15 | 1 | 1979 | OP | EK |  |  | 18800 | 10% |  |  |  | 0% |  |  |  | 100% | 184 | 2903000 | 315
13756 | Northern Indiana Pub Serv Co | 6085 | R M Schahfer | IN | 17 | 4 | 1983 | OP | EK |  |  | 18876 | 10% |  |  |  | 0% |  |  |  | 100% | 95 | 1700000 | 300
13756 | Northern Indiana Pub Serv Co | 6085 | R M Schahfer | IN | 18 | 2 | 1986 | OP | EK |  |  | 20133 | 10% |  |  |  | 0% |  |  |  | 100% | 98 | 1700000 | 300
13781 | Northern States Power Co - Minnesota | 1904 | Black Dog | MN | 3 | 6 | 1956 | OP | EK |  |  | 1601 | 10% |  |  |  | 0% |  | 0% |  | 100% | 59 | 490000 | 350
13781 | Northern States Power Co - Minnesota | 1904 | Black Dog | MN | 4 | 6 | 1960 | OP | EK |  |  | 1790 | 10% |  |  |  | 0% |  | 0% |  | 100% | 115 | 660000 | 350
13781 | Northern States Power Co - Minnesota | 1912 | High Bridge | MN | 3A | 2 | 1942 | RE | EK |  |  | 66 | 0% |  |  |  | 0% |  | 0% |  | 100% | 90 | 327000 | 390
13781 | Northern States Power Co - Minnesota | 1912 | High Bridge | MN | 3B | 12 | 1972 | RE | EK |  |  | 989 | 0% |  |  |  | 0% |  | 0% |  | 100% | 90 | 327000 | 390
13781 | Northern States Power Co - Minnesota | 1912 | High Bridge | MN | 4A | 2 | 1944 | RE | EK |  |  | 989 | 0% |  |  |  | 0% |  | 0% |  | 100% | 90 | 327000 | 390
13781 | Northern States Power Co - Minnesota | 1912 | High Bridge | MN | 4B | 12 | 1972 | RE | EK |  |  | 989 | 0% |  |  |  | 0% |  | 0% |  | 100% | 90 | 327000 | 390
13781 | Northern States Power Co - Minnesota | 1912 | High Bridge | MN | 5A | 9 | 1956 | RE | EK |  |  | 260 | 0% |  |  |  | 0% |  |  |  | 98% | 6 | 430000 | 302
13781 | Northern States Power Co - Minnesota | 1912 | High Bridge | MN | 5B | 12 | 1972 | RE | EK |  |  | 935 | 10% |  |  |  | 0% |  | 0% |  | 98% | 6 | 430000 | 302
13781 | Northern States Power Co - Minnesota | 1912 | High Bridge | MN | 6A | 5 | 1959 | RE | EK |  |  | 287 | 10% |  |  |  | 0% |  | 0% |  | 100% | 70 | 600000 | 303
13781 | Northern States Power Co - Minnesota | 1912 | High Bridge | MN | 6B | 2 | 1973 | RE | EK |  |  | 1339 | 10% |  |  |  | 0% |  | 0% |  | 100% | 70 | 600000 | 303
13781 | Northern States Power Co - Minnesota | 1915 | Allen S King | MN | 2 | 6 | 1968 | OP | EC |  |  |  | 0% | 10% |  |  | 0% | 0% |  |  | 99% | 40 | 1537800 | 169
13781 | Northern States Power Co - Minnesota | 1915 | Allen S King | MN | 1 | 7 | 2007 | OP | BP |  |  | 60000 | 0% | 10% |  |  | 0% | 0% |  |  | 100% | 40 | 1537800 | 169
13781 | Northern States Power Co - Minnesota | 1918 | Minnesota Valley | MN | CE001 | 6 | 1954 | RE | EK |  |  |  | 10% |  |  |  | 0% |  |  |  | 95% | 135 | 239000 | 293
13781 | Northern States Power Co - Minnesota | 1926 | Red Wing | MN | 1 | 12 | 2000 | OP | BP |  |  | 1100 | [8 empty] | 100% | 1 | 126543 | 275
13781 | Northern States Power Co - Minnesota | 1926 | Red Wing | MN | 2 | 4 | 2001 | OP | BP |  |  | 1100 | [8 empty] | 100% | 1 | 1124510 | 273
13781 | Northern States Power Co - Minnesota | 1927 | Riverside | MN | 7 | 1 | 1981 | RE | BR |  |  | 10000 | 10% |  |  |  | 0% |  |  |  | 100% | 77 | 340000 | 300
13781 | Northern States Power Co - Minnesota | 1927 | Riverside | MN | 8 | 6 | 1972 | RE | EK |  |  | 4000 | 10% |  |  |  | 0% |  |  |  | 100% | 81 | 800000 | 300
13781 | Northern States Power Co - Minnesota | 1934 | Wilmarth | MN | 1 | 1 | 1991 | OP | BP |  |  | 1135 | [8 empty] | 100% | 2 | 148190 | 302
13781 | Northern States Power Co - Minnesota | 1934 | Wilmarth | MN | 2 | 1 | 1991 | OP | BP |  |  | 1135 | [8 empty] | 100% | 3 | 154185 | 304
13781 | Northern States Power Co - Minnesota | 3982 | Bay Front | WI | C30 | 6 | 1988 | OP | OT |  |  | 2650 | 10% |  |  |  | 0% |  |  |  | 98% | 28 | 162000 | 375
13781 | Northern States Power Co - Minnesota | 3982 | Bay Front | WI | C31 | 6 | 1988 | OP | OT |  |  | 2650 | 10% |  |  |  | 0% |  |  |  | 98% | 27 | 162000 | 375
13781 | Northern States Power Co - Minnesota | 3982 | Bay Front | WI | C33 | 6 | 1976 | OP | MC |  |  | 270 | 10% |  |  |  | 0% |  |  |  | 88% | 88 | 115000 | 300
13781 | Northern States Power Co - Minnesota | 4005 | French Island | WI | 1 | 10 | 2002 | OP | BP | SC |  | 900 | [8 empty] | 99% | 12.2 | 136000 | 275
13781 | Northern States Power Co - Minnesota | 4005 | French Island | WI | 2 | 6 | 2002 | OP | BP | SC |  | 900 | [8 empty] | 99% | 12.2 | 136000 | 275
13781 | Northern States Power Co - Minnesota | 6090 | Sherburne County | MN | 1 | 5 | 1976 | OP | WS | OT |  |  | 10% |  |  |  | 0% |  |  |  | 100% | 0.03 | 2178000 | 175
13781 | Northern States Power Co - Minnesota | 6090 | Sherburne County | MN | 2 | 4 | 1977 | OP | WS | OT |  | 0 | 10% |  |  |  | 0% |  |  |  | 100% | 0.03 | 217800 | 175
13781 | Northern States Power Co - Minnesota | 6090 | Sherburne County | MN | 3 | 11 | 1987 | OP | BR |  |  | 73093 | 10% |  |  |  | 0% | 0% |  |  | 100% | 0 | 2659000 | 155
13833 | Northeastern Power Co | 50039 | Kline Township Cogen Facility | PA | 1 | 11 | 1989 | OP | SC | BP |  |  | 60% | 70% |  |  | 0% | 0% |  |  | 100% | 20 | 175000 | 375
13922 | Norwalk Power LLC | 548 | NRG Norwalk Harbor | CT | 1 | 6 | 1960 | OP | EK |  |  | 800 | 10% | [5 empty] | 0% | 0% | 99% | 2 | 560000 | 280
13922 | Norwalk Power LLC | 548 | NRG Norwalk Harbor | CT | 2 | 6 | 1963 | OP | EK |  |  | 800 | 10% | [5 empty] | 0% | 0% | 99% | 1 | 580000 | 280
13923 | NRG Oswego Harbor Power Operations Inc | 2594 | Oswego Harbor Power | NY | 5 | 2 | 1976 | OP | EK |  |  | 6405 |  |  | 0% |  |  |  | 0% |  | 99% | 208 | 2310000 | 284
13923 | NRG Oswego Harbor Power Operations Inc | 2594 | Oswego Harbor Power | NY | 6 | 7 | 1980 | OP | EK |  |  | 12663 |  |  | 0% |  |  |  | 0% |  | 99% | 334 | 2310000 | 282
13982 | Ogden Projects Inc-Haverhill | 50661 | Covanta Haverhill | MA | ABH | 3 | 2000 | OP | BP |  |  | 5872 | [8 empty] | 100% | 7 | 265014 | 310
13982 | Ogden Projects Inc-Haverhill | 50661 | Covanta Haverhill | MA | BBH | 4 | 2000 | OP | BP |  |  | 5872 | [8 empty] | 100% | 7 | 265014 | 310
14006 | Ohio Power Co | 2840 | Conesville | OH | 1 | 11 | 1976 | RE | EK |  |  | 4146 | 10% | 20% |  |  | 0% | 10% |  |  | 100% | 32 | 622000 | 310
14006 | Ohio Power Co | 2840 | Conesville | OH | 2 | 10 | 1976 | RE | EK |  |  | 3673 | 10% | 20% |  |  | 0% | 10% |  |  | 100% | 32 | 622000 | 310
14006 | Ohio Power Co | 2840 | Conesville | OH | 3 | 1 | 1977 | OP | EK |  |  | 4186 | 10% | 20% |  |  | 0% | 10% |  |  | 100% | 112 | 751000 | 310
14006 | Ohio Power Co | 2840 | Conesville | OH | 4 | 6 | 1973 | OP | EC |  |  | 6150 | 10% | 20% |  |  | 0% | 10% |  |  | 99% | 207 | 2616000 | 280
14006 | Ohio Power Co | 2840 | Conesville | OH | 5 | 9 | 1976 | OP | EK |  |  | 6801 | 10% | 20% |  |  | 0% | 10% |  |  | 100% | 290 | 1406844 | 290
14006 | Ohio Power Co | 2840 | Conesville | OH | 6 | 3 | 1978 | OP | EK |  |  | 6103 | 10% | 20% |  |  | 0% | 10% |  |  | 100% | 290 | 1406844 | 290
14006 | Ohio Power Co | 2843 | Picway | OH | 5 | 12 | 1976 | OP | EK |  |  | 2873 | 10% | 20% |  |  | 0% | 10% |  |  | 100% | 66 | 442000 | 310
14006 | Ohio Power Co | 2872 | Muskingum River | OH | 1 | 5 | 1972 | OP | EK |  |  | 4213 | 20% |  |  |  | 0% | 10% |  |  | 100% | 79 | 770000 | 355
14006 | Ohio Power Co | 2872 | Muskingum River | OH | 2 | 3 | 1972 | OP | EK |  |  | 4213 | 20% |  |  |  | 0% | 10% |  |  | 100% | 79 | 770000 | 355
14006 | Ohio Power Co | 2872 | Muskingum River | OH | 3 | 6 | 1972 | OP | EK |  |  | 4213 | 20% |  |  |  | 0% | 10% |  |  | 99% | 127 | 870000 | 340
14006 | Ohio Power Co | 2872 | Muskingum River | OH | 4 | 11 | 1971 | OP | EK |  |  | 4213 | 20% |  |  |  | 0% | 10% |  |  | 99% | 127 | 870000 | 340
14006 | Ohio Power Co | 2872 | Muskingum River | OH | 5 | 8 | 1980 | OP | EK |  |  | 44142 | 20% |  |  |  | 0% | 0% |  |  | 100% | 324 | 2100000 | 350
14006 | Ohio Power Co | 3947 | Kammer | WV | 1 | 8 | 1978 | OP | EK |  |  | 17380 |  |  |  |  | 0% | 10% |  |  | 99% | 108 | 835000 | 360
14006 | Ohio Power Co | 3947 | Kammer | WV | 2 | 10 | 1978 | OP | EK |  |  | 17405 |  |  |  |  | 0% | 10% |  |  | 99% | 108 | 835000 | 360
14006 | Ohio Power Co | 3947 | Kammer | WV | 3 | 4 | 1978 | OP | EK |  |  | 17388 |  |  |  |  | 0% | 10% |  |  | 99% | 108 | 835000 | 360
14006 | Ohio Power Co | 3948 | Mitchell | WV | 1 | 2 | 1977 | OP | EK |  |  | 38275 |  |  |  |  | 0% | 10% |  |  | 100% | 129 | 3000000 | 370
14006 | Ohio Power Co | 3948 | Mitchell | WV | 2 | 8 | 1978 | OP | EK |  |  | 38275 |  |  |  |  | 0% | 10% |  |  | 100% | 129 | 3000000 | 370
14006 | Ohio Power Co | 8102 | General James M Gavin | OH | 1 | 4 | 1974 | OP | EK |  |  | 6947 | 20% |  |  |  | 0% | 10% |  |  | 100% | 434 | 4400000 | 300
14006 | Ohio Power Co | 8102 | General James M Gavin | OH | 2 | 3 | 1975 | OP | EK |  |  | 6947 | 20% |  |  |  | 0% | 10% |  |  | 100% | 434 | 4400000 | 300
14015 | Ohio Valley Electric Corp | 2876 | Kyger Creek | OH | 1 | 6 | 1980 | OP | EC |  |  | 13515 |  |  |  |  | 0% | 10% |  |  | 99% | 24 | 925000 | 350
14015 | Ohio Valley Electric Corp | 2876 | Kyger Creek | OH | 2 | 4 | 1980 | OP | EC |  |  | 13515 |  |  |  |  | 0% | 10% |  |  | 99% | 24 | 925000 | 350
14015 | Ohio Valley Electric Corp | 2876 | Kyger Creek | OH | 3 | 2 | 1980 | OP | EC |  |  | 13515 |  |  |  |  | 0% | 10% |  |  | 99% | 24 | 925000 | 350
14015 | Ohio Valley Electric Corp | 2876 | Kyger Creek | OH | 4 | 3 | 1980 | OP | EC |  |  | 13515 |  |  |  |  | 0% | 10% |  |  | 99% | 24 | 925000 | 350
14015 | Ohio Valley Electric Corp | 2876 | Kyger Creek | OH | 5 | 5 | 1980 | OP | EC |  |  | 13515 |  |  |  |  | 0% | 10% |  |  | 99% | 24 | 925000 | 350
14063 | Oklahoma Gas & Electric Co | 2952 | Muskogee | OK | 4P | 12 | 1977 | OP | EK |  |  | 11783 |  | 0% |  |  |  | 0% |  |  | 100% | 267 | 2080000 | 264
14063 | Oklahoma Gas & Electric Co | 2952 | Muskogee | OK | 5P | 10 | 1978 | OP | EK |  |  | 11783 |  | 0% |  |  |  | 0% |  |  | 100% | 267 | 2080000 | 264
14063 | Oklahoma Gas & Electric Co | 2952 | Muskogee | OK | 6P | 6 | 1984 | OP | EK |  |  | 16168 |  | 0% |  |  |  | 0% |  |  | 100% | 362 | 2110000 | 314
14063 | Oklahoma Gas & Electric Co | 2956 | Seminole | OK | 3P | 6 | 1975 | RE | MC |  |  | 1195 |  |  |  | 0% |  |  |  | 0% | 86% | 167 | 975177 | 304
14063 | Oklahoma Gas & Electric Co | 6095 | Sooner | OK | 1P | 11 | 1979 | OP | EK |  |  | 31736 |  | 10% |  | 0% |  | 0% |  | 0% | 100% | 362 | 2110000 | 314
14063 | Oklahoma Gas & Electric Co | 6095 | Sooner | OK | 2P | 12 | 1980 | OP | EK |  |  | 31736 |  | 10% |  | 0% |  | 0% |  | 0% | 100% | 362 | 2110000 | 314
14127 | Omaha Public Power District | 2291 | North Omaha | NE | 1 | 6 | 1976 | OP | EC |  |  | 3298 | 10% |  |  |  | 0% |  |  |  | 99% | 1 | 289000 | 303
14127 | Omaha Public Power District | 2291 | North Omaha | NE | 2 | 6 | 1976 | OP | EC |  |  | 5786 | 10% |  |  |  | 0% |  |  |  | 99% | 1 | 385500 | 303
14127 | Omaha Public Power District | 2291 | North Omaha | NE | 3 | 6 | 1976 | OP | EC |  |  | 5786 | 10% |  |  |  | 0% |  |  |  | 99% | 1 | 385500 | 303
14127 | Omaha Public Power District | 2291 | North Omaha | NE | 4 | 6 | 1976 | OP | EC |  |  | 7232 | 10% |  |  |  | 0% |  |  |  | 99% | 2 | 491000 | 293
14127 | Omaha Public Power District | 2291 | North Omaha | NE | 5 | 6 | 1976 | OP | EK |  |  | 11572 | 10% |  |  |  | 0% |  |  |  | 99% | 3 | 604000 | 282
14127 | Omaha Public Power District | 6096 | Nebraska City | NE | 1 | 5 | 1979 | OP | EK |  |  | 33223 | 10% |  |  |  | 0% |  |  |  | 99% | 351 | 2300000 | 286
14127 | Omaha Public Power District | 6096 | Nebraska City | NE | 2 | 5 | 2009 | OP | BP |  |  | 57016 | 10% |  |  |  | 0% |  |  |  | 100% | 110 | 2250000 | 271
14165 | NRG Power Midwest LP | 2836 | Avon Lake | OH | 10 | 5 | 1978 | OP | EK |  |  | 15105 |  | 10% |  |  | 0% | 10% |  |  | 100% | 80 | 552000 | 315
14165 | NRG Power Midwest LP | 2836 | Avon Lake | OH | 12 | 1 | 1985 | OP | EK |  |  | 80000 |  | 20% |  |  | 0% | 10% |  |  | 100% | 125 | 2600000 | 295
14165 | NRG Power Midwest LP | 2861 | Niles | OH | 1 | 7 | 1981 | SC | EK |  |  | 16714 | 20% |  |  |  | 0% |  |  |  | 99% | 110 | 535000 | 270
14165 | NRG Power Midwest LP | 2861 | Niles | OH | 2 | 8 | 1981 | SC | EK |  |  | 16714 | 20% |  |  |  | 0% |  |  |  | 99% | 110 | 535000 | 270
14165 | NRG Power Midwest LP | 3098 | Elrama Power Plant | PA | 1 | 6 | 1952 | SC | MC | EK | WS | 379 | 10% |  |  |  | 0% |  |  |  | 95% | 700 | 414000 | 283
14165 | NRG Power Midwest LP | 3098 | Elrama Power Plant | PA | 2 | 3 | 1953 | SC | MC | EK | WS | 371 | 10% |  |  |  | 0% |  |  |  | 95% | 680 | 41400 | 283
14165 | NRG Power Midwest LP | 3098 | Elrama Power Plant | PA | 3 | 1 | 1954 | SC | MC | EK | WS | 502 | 10% |  |  |  | 0% |  |  |  | 98% | 300 | 470000 | 285
14165 | NRG Power Midwest LP | 3098 | Elrama Power Plant | PA | 4 | 1 | 1960 | SC | MC | EK | WS | 502 | 10% |  |  |  | 0% |  |  |  | 98% | 300 | 470000 | 285
14165 | NRG Power Midwest LP | 3138 | New Castle Plant | PA | 3 | 6 | 1978 | OP | EK |  |  | 7880 | 20% |  |  |  | 0% |  |  |  | 99% | 45 | 450000 | 302
14165 | NRG Power Midwest LP | 3138 | New Castle Plant | PA | 4 | 6 | 1977 | OP | EK |  |  | 6102 | 20% |  |  |  | 0% |  |  |  | 99% | 45 | 432000 | 272
14165 | NRG Power Midwest LP | 3138 | New Castle Plant | PA | 5 | 6 | 1977 | OP | EK |  |  | 6815 | 10% |  |  |  | 0% |  |  |  | 99% | 33 | 635000 | 292
14165 | NRG Power Midwest LP | 8226 | Cheswick Power Plant | PA | 1 | 1 | 1970 | OP | EC |  |  | 1914 | 10% | 20% |  |  | 0% | 0% |  |  | 100% | 287 | 1984000 | 270
14194 | City of Orrville - (OH) | 2935 | Orrville | OH | 10 | 1 | 1987 | OP | EK |  |  | 0 | 20% |  |  |  | 0% |  |  |  | 99% | 0.6 | 48170 | 352
14194 | City of Orrville - (OH) | 2935 | Orrville | OH | 11 | 1 | 1987 | OP | EK |  |  | 0 | 20% |  |  |  | 0% |  |  |  | 98% | 1.29 | 51524 | 344
14194 | City of Orrville - (OH) | 2935 | Orrville | OH | 12 | 1 | 1983 | OP | EK |  |  | 0 | 20% |  |  |  | 10% |  |  |  | 99% | 9.46 | 109798 | 292
14194 | City of Orrville - (OH) | 2935 | Orrville | OH | 13 | 1 | 1971 | OP | EK |  |  | 0 | 20% |  |  |  | 0% |  |  |  | 99% | 6.98 | 119325 | 296
14232 | Otter Tail Power Co | 1943 | Hoot Lake | MN | 1 | 12 | 1979 | RE | BP |  |  | 500 | 0% | 0% |  |  | 0% |  |  |  | 100% | 3 | 79000 | 425
14232 | Otter Tail Power Co | 1943 | Hoot Lake | MN | 2 | 6 | 1972 | OP | EK |  |  | 890 | 0% | 0% |  |  | 0% |  | 0% |  | 99% | 42 | 280000 | 330
14232 | Otter Tail Power Co | 1943 | Hoot Lake | MN | 3 | 6 | 1972 | OP | EK |  |  | 1060 | 0% | 0% |  |  | 0% |  | 0% |  | 99% | 26 | 390000 | 310
14232 | Otter Tail Power Co | 6098 | Big Stone | SD | BP | 12 | 2007 | OP | BP |  |  | 19750 |  | 10% |  |  |  | 0% |  |  | 100% | 50 | 2100000 | 340
14232 | Otter Tail Power Co | 8222 | Coyote | ND | FGC1 | 5 | 1981 | OP | BS |  |  | 29641 | 10% |  |  |  | 0% |  |  |  | 99% | 445 | 1582000 | 195
14268 | City of Owensboro - (KY) | 1374 | Elmer Smith | KY | 1N | 11 | 1993 | OP | EK |  |  | 8000 | 10% |  |  |  | 0% |  |  |  | 93% | 94 | 705000 | 314
14268 | City of Owensboro - (KY) | 1374 | Elmer Smith | KY | 2N | 6 | 1993 | OP | EK |  |  | 12000 | 10% |  |  |  | 0% |  |  |  | 98% | 385 | 1211000 | 339
14294 | PSEG Power New York Inc | 2539 | Bethlehem Energy Center | NY | 1 | 6 | 1960 | RE
14294 | PSEG Power New York Inc | 2539 | Bethlehem Energy Center | NY | 2 | 6 | 1960 | RE
14294 | PSEG Power New York Inc | 2539 | Bethlehem Energy Center | NY | 3 | 6 | 1960 | RE
14294 | PSEG Power New York Inc | 2539 | Bethlehem Energy Center | NY | 4 | 6 | 1960 | RE
14310 | P H Glatfelter Co | 50397 | P H Glatfelter | PA | C36 | 4 | 1974 | OP | EH |  |  | 250 | 10% |  |  |  | 0% |  | 0% |  | 99% |  | 227577 | 330
14310 | P H Glatfelter Co | 50397 | P H Glatfelter | PA | C37 | 12 | 1994 | OP | EH |  |  | 850 | [6 empty] | 0% |  | 100% |  | 105000 | 375
14310 | P H Glatfelter Co | 50397 | P H Glatfelter | PA | C46 | 9 | 1989 | OP | EH |  |  | 750 | 10% |  | 0% |  | 0% |  | 0% |  | 100% |  | 118000 | 290
14354 | PacifiCorp | 3644 | Carbon | UT | 1 | 11 | 1954 | OP | MC | EK |  | 3296 | 10% |  |  |  | 0% |  |  |  | 97% | 113 | 309000 | 325
14354 | PacifiCorp | 3644 | Carbon | UT | 2 | 9 | 1957 | OP | EK |  |  | 4538 | 10% |  |  |  | 0% |  |  |  | 98% | 68 | 455000 | 325
14354 | PacifiCorp | 4158 | Dave Johnston | WY | BH44 | 5 | 2012 | OP | BP |  |  | 26636 | 0% | 10% |  |  | 0% | 0% |  |  | 98% | 256 | 1240000 | 188
14354 | PacifiCorp | 4158 | Dave Johnston | WY | PR41 | 8 | 1976 | OP | EK |  |  | 13704 | 20% |  | 0% |  | 0% |  | 0% |  | 100% | 10 | 530000 | 290
14354 | PacifiCorp | 4158 | Dave Johnston | WY | PR42 | 12 | 1976 | OP | EK |  |  | 13704 | 20% |  | 0% |  | 0% |  | 0% |  | 100% | 11 | 530000 | 290
14354 | PacifiCorp | 4158 | Dave Johnston | WY | PR43 | 5 | 2010 | OP | EK | BP |  | 14416 | 20% |  | 0% |  | 0% |  | 0% |  | 99% | 66 | 1320000 | 165
14354 | PacifiCorp | 4158 | Dave Johnston | WY | SC44 | 5 | 2012 | RE | WS |  |  | 11923 | 20% |  | 0% |  | 0% |  | 0% |  | 99% | 316 | 1240000 | 126
14354 | PacifiCorp | 4162 | Naughton | WY | 1 | 11 | 1974 | OP | MC | EK |  | 5644 | 10% |  |  |  | 0% |  |  |  | 97% | 180 | 800000 | 300
14354 | PacifiCorp | 4162 | Naughton | WY | 2 | 11 | 1976 | OP | MC | EK |  | 9818 | 0% |  |  |  | 0% |  |  |  | 97% | 184 | 1100000 | 300
14354 | PacifiCorp | 4162 | Naughton | WY | 3 | 10 | 1971 | OP | EC |  |  | 15400 | 0% |  |  |  | 0% |  |  |  | 98% | 474 | 1437150 | 268
14354 | PacifiCorp | 6101 | Wyodak | WY | PR91 | 9 | 1978 | OP | EK | BP |  | 21489 | 10% |  | 0% |  | 0% |  | 0% |  | 99% | 120 | 2352116 | 147
14354 | PacifiCorp | 6165 | Hunter | UT | 1 | 6 | 1978 | OP | EC |  |  | 16611 | 10% |  |  |  | 0% |  |  |  | 100% | 170 | 1878000 | 262
14354 | PacifiCorp | 6165 | Hunter | UT | 2 | 6 | 1980 | OP | EC | BP |  | 20222 | 10% |  |  |  | 0% |  |  |  | 100% | 170 | 1878000 | 262
14354 | PacifiCorp | 6165 | Hunter | UT | 3 | 6 | 1983 | OP | BR | WS |  | 16770 | 10% |  |  |  | 0% |  |  |  | 100% | 132 | 2053544 | 310
14354 | PacifiCorp | 8066 | Jim Bridger | WY | PR71 | 11 | 1974 | OP | EK |  |  | 19624 | 10% |  | 0% |  | 0% |  |  |  | 99% | 400 | 2331000 | 250
14354 | PacifiCorp | 8066 | Jim Bridger | WY | PR72 | 12 | 1975 | OP | EK |  |  | 20645 | 20% |  | 0% |  | 0% |  |  |  | 99% | 400 | 2331000 | 250
14354 | PacifiCorp | 8066 | Jim Bridger | WY | PR73 | 9 | 1976 | OP | EK |  |  | 19585 | 20% |  | 0% |  | 0% |  |  |  | 99% | 400 | 2331000 | 250
14354 | PacifiCorp | 8066 | Jim Bridger | WY | PR74 | 11 | 1979 | OP | EK |  |  | 25827 | 20% |  | 0% |  | 0% |  |  |  | 99% | 400 | 2331000 | 250
14354 | PacifiCorp | 8069 | Huntington | UT | 1 | 6 | 1977 | OP | EC |  |  | 10198 | 10% |  |  |  | 0% |  |  |  | 100% | 149 | 1742000 | 262
14354 | PacifiCorp | 8069 | Huntington | UT | 2 | 7 | 1974 | OP | EC | BP |  | 7240 | 10% |  |  |  | 0% |  |  |  | 100% | 149 | 1742000 | 262
14354 | PacifiCorp | 57759 | Consumer Products (Camas) LLC | WA | 3PBESP | 3 | 1992 | OP | EW |  |  | 3223 | [9 empty] | 0.875 | 49831 | 387
14354 | PacifiCorp | 57759 | Consumer Products (Camas) LLC | WA | 4RFESP | 1 | 1975 | OP | EW | WS |  | 2426 | [8 empty] | 99% | 25.55 | 135085 | 144
14354 | PacifiCorp | 57759 | Consumer Products (Camas) LLC | WA | 5PBSCR | 9 | 2004 | OP | WS |  |  | 1511 | [9 empty] | 3.745 | 61937 | 143
14362 | Packaging Corp of America | 50296 | Packaging Corp of America | TN | C2PPT | 6 | 1984 | OP | EK |  |  | 6000 | [8 empty] | 99% | 0.42 | 490700 | 315
14362 | Packaging Corp of America | 50296 | Packaging Corp of America | TN | R1PPT | 8 | 1991 | OP | EK |  |  | 5000 | [8 empty] | 100% | 5.86 | 180000 | 378
14362 | Packaging Corp of America | 50296 | Packaging Corp of America | TN | R2PPT | 6 | 1999 | OP | EK |  |  | 6400 | [8 empty] | 100% | 2.96 | 180000 | 365
14362 | Packaging Corp of America | 50296 | Packaging Corp of America | TN | R3PPT | 6 | 1978 | OP | EK |  |  | 6000 | [8 empty] | 100% | 7.44 | 180000 | 349
14369 | Packaging Corp of America | 50476 | Packaging of America Tomahawk Mill | WI | C10 | 11 | 1994 | OP | MC | EK |  |  | 10% |  |  |  | 0% |  |  |  | 97% | 33 | 328000 | 385
14369 | Packaging Corp of America | 50476 | Packaging of America Tomahawk Mill | WI | C5 | 4 | 1989 | OP | EK |  |  |  | 10% |  |  |  | 0% |  |  |  | 100% | 15.6 | 60000 | 380
14369 | Packaging Corp of America | 50476 | Packaging of America Tomahawk Mill | WI | C7 | 11 | 1994 | OP | MC | EK |  |  | 10% |  |  |  | 0% |  |  |  | 97% | 33 | 328000 | 385
14369 | Packaging Corp of America | 50476 | Packaging of America Tomahawk Mill | WI | C8 | 11 | 1994 | OP | OT | EK |  |  | 10% |  |  |  | 0% |  |  |  | 97% | 33 | 328000 | 385
14381 | City of Painesville | 2936 | Painesville | OH | 3 | 4 | 1987 | OP | EK |  |  | 804 | 10% | 10% |  |  | 0% | 0% |  |  | 99% | 16.18 | 75000 | 370
14381 | City of Painesville | 2936 | Painesville | OH | 4 | 4 | 1987 | OP | EK |  |  | 805 | 10% | 10% |  |  | 0% | 0% |  |  | 99% | 7.67 | 125000 | 370
14381 | City of Painesville | 2936 | Painesville | OH | 5 | 11 | 1975 | OP | EK |  |  |  | 10% |  |  |  | 0% | 0% |  |  | 99% | 3.99 | 110000 | 326
14432 | Panther Creek Power Operating, LLC | 50776 | Panther Creek Energy Facility | PA | BH1 | 6 | 1992 | OP | BP |  |  |  | 40% |  |  |  | 0% |  |  |  | 100% | 0 | 187577 | 325
14432 | Panther Creek Power Operating, LLC | 50776 | Panther Creek Energy Facility | PA | BH2 | 6 | 1992 | OP | BP |  |  |  | 40% |  |  |  | 0% |  |  |  | 100% | 0 | 187577 | 325
14465 | Park 500 Philip Morris USA | 50275 | Park 500 Philip Morris USA | VA | EK2 | 6 | 1978 | SB | EK |  |  | 1041 |  | 10% |  |  |  | 0% |  |  | 100% | 24 | 100000 | 258
14465 | Park 500 Philip Morris USA | 50275 | Park 500 Philip Morris USA | VA | EK3 | 6 | 1983 | OP | EK |  |  | 2051 |  | 10% |  |  |  | 0% |  |  | 100% | 24 | 100000 | 258
14519 | Pasco County | 50666 | Pasco Cnty Solid Waste Resource Recovery | FL | PABH1 | 2 | 1991 | OP | BP | [11 empty] | 100% | 5 | 46200 | 285
14519 | Pasco County | 50666 | Pasco Cnty Solid Waste Resource Recovery | FL | PABH2 | 2 | 1991 | OP | BP | [11 empty] | 100% | 5 | 46200 | 285
14519 | Pasco County | 50666 | Pasco Cnty Solid Waste Resource Recovery | FL | PABH3 | 2 | 1991 | OP | BP | [11 empty] | 100% | 5 | 46200 | 285
14534 | City of Pasadena - (CA) | 420 | Broadway | CA | B3 | 6 | 1965 | OS | WS |  |  | 75 |  |  | 0% |  |  |  | 0% | 0% | 29% | 79 | 182440 | 210
14610 | Orlando Utilities Comm | 564 | Stanton Energy Center | FL | 1 | 7 | 1987 | OP | EK |  |  | 13000 | 0% | 20% |  |  | 0% | 0% |  |  | 100% | 125 | 1635000 | 278
14610 | Orlando Utilities Comm | 564 | Stanton Energy Center | FL | 2 | 6 | 1996 | OP | EK |  |  | 18400 | 0% | 20% |  |  | 0% | 0% |  |  | 100% | 125 | 1635000 | 278
14645 | City of Pella - (IA) | 1175 | Pella | IA | 6 | 5 | 1964 | OP | EK | MC |  | 1 | 10% |  |  |  | 0% |  |  |  | 95% | 12.9 | 190000 | 390
14645 | City of Pella - (IA) | 1175 | Pella | IA | 7 | 7 | 1972 | OP | EK | MC |  | 1 | 10% |  |  |  | 0% |  |  |  | 95% | 12.9 | 190000 | 390
14839 | City of Peru - (IN) | 1037 | Peru | IN | 2 | 12 | 1974 | OP | EK |  |  | 587 | 10% |  |  |  | 0% | 0% |  |  | 99% | 6.38 | 107469 | 255
14839 | City of Peru - (IN) | 1037 | Peru | IN | 5 | 9 | 1993 | OP | EK |  |  | 1542 | 10% |  |  |  | 0% | 0% |  |  | 99% | 3.19 | 61717 | 280
14928 | Pfizer Inc | 54236 | Pfizer Groton Plant | CT | 5 | 2 | 1965 | OP | MC | [5 empty] | 0% | 0% |  |  |  | 0% |  |  | 118000 | 330
14928 | Pfizer Inc | 54236 | Pfizer Groton Plant | CT | 8 | 1 | 1973 | RE | MC | [5 empty] | 0% | 0% |  |  |  | 0%
14928 | Pfizer Inc | 54236 | Pfizer Groton Plant | CT | 4 | 4 | 1959 | RE | MC | [5 empty] | 0% | 0% |  |  | 0% | 0% | 87% |  | 71600 | 350
14932 | US Operating Services Company | 10043 | Logan Generating Company LP | NJ | JPF04 | 9 | 1994 | OP | BR |  |  | 12000 | 10% |  | 0% |  | 0% |  | 0% |  | 100% | 38 | 683067 | 178
14932 | US Operating Services Company | 10566 | Chambers Cogeneration LP | NJ | BH1 | 3 | 1994 | OP | BR |  |  | 3461 | 10% |  |  |  | 0% |  | 0% |  | 100% | 0.02 | 307372 | 165
14932 | US Operating Services Company | 10566 | Chambers Cogeneration LP | NJ | BH2 | 3 | 1994 | OP | BR |  |  | 3461 | 10% |  |  |  | 0% |  | 0% |  | 100% | 0.02 | 307372 | 165
14932 | US Operating Services Company | 50888 | Northampton Generating Company LP | PA | BH1 | 8 | 1995 | OP | BP |  |  | 5000 | 10% | 50% |  |  | 0% | 10% | 0% | 10% | 99% | 5 | 370000 | 320
14932 | US Operating Services Company | 50974 | Scrubgrass Generating Company LP | PA | BAG1 | 6 | 1993 | OP | BP | SC |  |  | 40% | 60% |  |  | 0% | 0% |  |  | 100% | 18 | 220000 | 300
14932 | US Operating Services Company | 50974 | Scrubgrass Generating Company LP | PA | BAG2 | 6 | 1993 | OP | BP | SC |  |  | 40% | 60% |  |  | 0% | 0% |  |  | 100% | 18 | 220000 | 300
14932 | US Operating Services Company | 50976 | Indiantown Cogeneration LP | FL | JPF04 | 12 | 1995 | OP | BR |  |  | 5898 | 10% | 10% |  |  | 0% | 0% |  |  | 100% | 62 | 1232754 | 170
14952 | ConocoPhillips | 50388 | Phillips 66 Carbon Plant | CA | K1 | 12 | 1983 | OP | BP |  |  | 1513 | [8 empty] | 98% | 1 | 138262 | 400
14952 | ConocoPhillips | 50388 | Phillips 66 Carbon Plant | CA | K2 | 12 | 1983 | OP | BP |  |  | 1513 | [8 empty] | 98% | 1 | 138262 | 400
14995 | Pinetree Power Fitchburg Inc | 54620 | Pinetree Power Fitchburg | MA | FGPC1 | 10 | 1992 | OP | BP |  |  | 1200 | [8 empty] | 100% | 4 | 101000 | 360
15064 | Pinetree Power Inc | 50208 | Pinetree Power | NH | FGPC1 | 9 | 1991 | OP | EC |  |  | 1200 | [8 empty] | 100% | 5.8 | 170000 | 385
15085 | Pinetree Power Tamworth Inc | 50739 | Pinetree Power Tamworth | NH | 0100 | 12 | 1984 | OP | EW | MC |  | 1200 | [8 empty] | 98% | 814 | 178000 | 455
15143 | Platte River Power Authority | 6761 | Rawhide | CO | 101 | 4 | 1984 | OP | BR |  |  | 22046 | 0% | 10% | 0% | 0% | 0% | 0% | 0% | 0% | 100% | 80 | 1200000 | 190
15147 | PSEG Fossil LLC | 2403 | PSEG Hudson Generating Station | NJ | 2 | 1 | 1968 | OP | EC |  |  | 13789 | 10% |  |  |  | 0% |  |  |  | 98% | 607 | 2530000 | 340
15147 | PSEG Fossil LLC | 2408 | PSEG Mercer Generating Station | NJ | 1A | 6 | 1994 | OP | EC | BP |  | 38941 | 10% |  |  |  | 0% |  |  |  | 100% | 90 | 1300000 | 285
15147 | PSEG Fossil LLC | 2408 | PSEG Mercer Generating Station | NJ | 2A | 1 | 1992 | OP | EC | BP |  | 38941 | 10% |  |  |  | 0% |  |  |  | 100% | 90 | 1300000 | 285
15248 | Portland General Electric Co | 6106 | Boardman | OR | 1ESP | 7 | 1980 | OP | EK |  |  | 26760 | 10% |  |  |  | 0% |  | 0% |  | 100% | 112 | 2604000 | 256
15262 | Potlatch Land and Lumber LLC | 50640 | Warren Lumber Mill | AR | ESP1 | 1 | 1991 | OP | MC | EW |  | 900 | [8 empty] | 98% | 28 | 100000 | 350
15276 | PPL Martins Creek LLC | 3148 | PPL Martins Creek | PA | 1 | 1 | 1971 | RE | EK |  |  | 2659 | 20% |  |  |  | 0% |  |  |  | 100% | 52 | 550000 | 325
15276 | PPL Martins Creek LLC | 3148 | PPL Martins Creek | PA | 2 | 1 | 1971 | RE | EK |  |  | 2853 | 20% |  |  |  | 0% |  |  |  | 100% | 52 | 550000 | 325
15298 | PPL Montana LLC | 2187 | J E Corette Plant | MT | 2 | 7 | 1968 | OP | EK |  |  | 586 | 0% | 10% |  |  | 0% | 0% |  |  | 96% | 437 | 669960 | 250
15298 | PPL Montana LLC | 6076 | Colstrip | MT | 1 | 11 | 1975 | OP | WS |  |  | 44000 | 10% |  |  |  | 0% |  |  |  | 100% | 339 | 478000 | 200
15298 | PPL Montana LLC | 6076 | Colstrip | MT | 2 | 8 | 1976 | OP | WS |  |  | 44000 | 10% |  |  |  | 0% |  |  |  | 100% | 339 | 478000 | 200
15298 | PPL Montana LLC | 6076 | Colstrip | MT | 3 | 1 | 1984 | OP | WS |  |  | 267000 | 10% |  |  |  | 0% |  |  |  | 100% | 379 | 433700 | 194
15298 | PPL Montana LLC | 6076 | Colstrip | MT | 4 | 4 | 1986 | OP | WS |  |  | 267000 | 10% |  |  |  | 0% |  |  |  | 100% | 379 | 433700 | 194
15330 | Prairie State Generating Co LLC | 55856 | Prairie State Generatng Station | IL | 1 | 6 | 2012 | OP | EK | OT |  | 79045 | 20% | 30% |  |  | 0% | 10% |  |  | 100% | 112 | 2607586 | 327
15330 | Prairie State Generating Co LLC | 55856 | Prairie State Generatng Station | IL | 2 | 11 | 2012 | OP | EK | OT |  | 79238 | 20% | 30% |  |  | 0% | 10% |  |  | 100% | 112 | 1916560 | 327
15399 | Iberdrola Renewables Inc | 57398 | Lakeview Cogeneration LLC | OR | ESP | 9 | 2013 | PL | MC |  |  | 0 | 0% | 0% | 0% | 0% | 0% | 0% | 0% | 0% | 20% | 2.8 | 185000 | 320
15400 | Procter & Gamble Co | 50456 | Procter & Gamble Cincinnati Plant | OH | PRECIP | 12 | 1971 | OP | EW |  |  | 54 | 10% |  | 0% |  | 0% |  | 0% |  | 98% | 15 | 162000 | 325
15430 | Detroit Renewable Power | 10033 | Greater Detroit Resource Recovery | MI | 11BGHS | 8 | 1995 | OP | BR |  |  | 90000 | [8 empty] | 100% | 11 | 292876 | 250
15430 | Detroit Renewable Power | 10033 | Greater Detroit Resource Recovery | MI | 12BGHS | 1 | 1993 | OP | BR |  |  | 90000 | [8 empty] | 100% | 11 | 292876 | 250
15430 | Detroit Renewable Power | 10033 | Greater Detroit Resource Recovery | MI | 13BGHS | 4 | 1994 | OP | BR |  |  | 90000 | [8 empty] | 100% | 11 | 292876 | 250
15452 | PSEG Power Connecticut LLC | 568 | Bridgeport Station | CT | BHP2 | 6 | 1961 | SB | EK |  |  | 423 |  |  | 0% |  |  |  | 0% |  | 98% | 103 | 518500 | 245
15452 | PSEG Power Connecticut LLC | 568 | Bridgeport Station | CT | BHP3 | 8 | 1968 | OP | EK |  |  | 1243 | 10% |  | 0% |  | 0% |  | 0% |  | 100% | 111 | 1347977 | 287
15452 | PSEG Power Connecticut LLC | 6156 | New Haven Harbor | CT | NHP1 | 8 | 1975 | OP | EK |  |  | 4498 |  |  | 0% |  |  |  | 0% |  | 95% | 95 | 889000 | 312
15466 | Public Service Co of Colorado | 465 | Arapahoe | CO | 3 | 6 | 1979 | OP | BR |  |  | 3371 | 10% |  |  |  | 0% |  |  |  | 100% | 6 | 315000 | 300
15466 | Public Service Co of Colorado | 465 | Arapahoe | CO | 4 | 4 | 1985 | OP | BR |  |  | 12000 | 10% |  |  |  | 0% |  |  |  | 100% | 7 | 600000 | 300
15466 | Public Service Co of Colorado | 468 | Cameo | CO | 1 | 10 | 1978 | RE | BR |  |  | 2027 | 10% |  |  |  | 0% |  |  |  | 100% | 1 | 129964 | 288
15466 | Public Service Co of Colorado | 468 | Cameo | CO | 2 | 5 | 1980 | RE | BR |  |  | 3813 | 10% |  |  |  | 0% |  |  |  | 100% | 24 | 263638 | 285
15466 | Public Service Co of Colorado | 469 | Cherokee | CO | 4 | 4 | 1989 | OP | BR |  |  | 29300 | 10% |  |  |  | 0% |  |  |  | 100% | 10 | 1600000 | 165
15466 | Public Service Co of Colorado | 469 | Cherokee | CO | 1 | 12 | 1988 | RE | BR |  |  | 13600 | 10% |  |  |  | 0% |  |  |  | 100% | 58 | 757000 | 350
15466 | Public Service Co of Colorado | 469 | Cherokee | CO | 2 | 6 | 1980 | RE | BR |  |  | 10241 | 10% |  |  |  | 0% |  |  |  | 100% | 20 | 600000 | 290
15466 | Public Service Co of Colorado | 469 | Cherokee | CO | 3 | 2 | 1980 | OP | BR |  |  | 14079 | 10% |  |  |  | 0% |  |  |  | 100% | 28 | 825000 | 165
15466 | Public Service Co of Colorado | 470 | Comanche | CO | 1 | 11 | 1990 | OP | BR |  |  | 51400 | 10% |  |  |  | 0% |  |  |  | 100% | 24.4 | 1577700 | 320
15466 | Public Service Co of Colorado | 470 | Comanche | CO | 2 | 6 | 1991 | OP | BR |  |  | 42200 | 10% |  |  |  | 0% |  |  |  | 100% | 17.5 | 1392700 | 265
15466 | Public Service Co of Colorado | 470 | Comanche | CO | 3 | 7 | 2010 | OP | BP |  |  | 50000 | 0% | 10% |  |  | 0% | 0% |  |  | 100% | 70 | 2926421 | 157
15466 | Public Service Co of Colorado | 477 | Valmont | CO | 5 | 4 | 1984 | OP | BR |  |  | 21000 | 10% |  |  |  | 0% |  |  |  | 100% | 11.8 | 638357 | 165
15466 | Public Service Co of Colorado | 525 | Hayden | CO | H1 | 12 | 1998 | OP | BR |  |  | 20925 | 10% |  |  |  | 0% |  |  |  | 100% | 56 | 816000 | 160
15466 | Public Service Co of Colorado | 525 | Hayden | CO | H2 | 6 | 1999 | OP | BR |  |  | 23350 | 10% |  |  |  | 0% |  |  |  | 100% | 56 | 816000 | 160
15466 | Public Service Co of Colorado | 6248 | Pawnee | CO | 1 | 11 | 1981 | OP | BR |  |  | 57015 | 10% |  |  |  | 0% |  |  |  | 100% | 66 | 2251000 | 310
15470 | Duke Energy Indiana Inc | 1001 | Cayuga | IN | 1 | 1 | 1970 | RE | EK |  |  | 2663 | 10% |  |  |  | 0% |  |  |  | 99% | 450 | 1723000 | 295
15470 | Duke Energy Indiana Inc | 1001 | Cayuga | IN | 1A | 4 | 2005 | OP | EK |  |  | 25201 | 10% | 10% |  |  | 0% | 0% |  |  | 99% | 450 | 1723000 | 300
15470 | Duke Energy Indiana Inc | 1001 | Cayuga | IN | 2 | 6 | 1972 | RE | EK |  |  | 2663 | 10% |  |  |  | 0% |  |  |  | 99% | 450 | 1723000 | 295
15470 | Duke Energy Indiana Inc | 1001 | Cayuga | IN | 2A | 4 | 2006 | OP | EK |  |  | 22411 | 10% | 10% |  |  | 0% | 0% |  |  | 99% | 450 | 1723000 | 300
15470 | Duke Energy Indiana Inc | 1004 | Edwardsport | IN | 7-1 | 8 | 1973 | RE | EK |  |  | 916 | 10% | 20% |  |  | 0% |  |  |  | 98% | 260 | 250000 | 320
15470 | Duke Energy Indiana Inc | 1004 | Edwardsport | IN | 7-2 | 1 | 1973 | RE | EK |  |  | 916 | 10% | 20% |  |  | 0% |  |  |  | 98% | 260 | 250000 | 320
15470 | Duke Energy Indiana Inc | 1004 | Edwardsport | IN | 8-1 | 1 | 1973 | RE | EK |  |  | 916 | 10% | 20% |  |  | 0% |  |  |  | 98% | 260 | 250000 | 320
15470 | Duke Energy Indiana Inc | 1008 | R Gallagher | IN | 1A | 12 | 2007 | RE | BP |  |  | 26530 |  | 10% |  |  |  | 0% |  |  | 100% | 23 | 641000 | 284
15470 | Duke Energy Indiana Inc | 1008 | R Gallagher | IN | 2 | 6 | 1969 | RE | EK |  |  | 1493 | 20% |  |  |  | 0% |  |  |  | 99% | 172 | 630000 | 263
15470 | Duke Energy Indiana Inc | 1008 | R Gallagher | IN | 2A | 12 | 2007 | OP | BP |  |  | 26530 |  | 10% |  |  |  | 0% |  |  | 100% | 23 | 641000 | 284
15470 | Duke Energy Indiana Inc | 1008 | R Gallagher | IN | 3 | 6 | 1968 | RE | EK |  |  | 1493 | 20% |  |  |  | 0% |  |  |  | 99% | 172 | 630000 | 263
15470 | Duke Energy Indiana Inc | 1008 | R Gallagher | IN | 3A | 5 | 2008 | RE | BP |  |  | 26530 |  | 10% |  |  |  | 0% |  |  | 100% | 23 | 641000 | 284
15470 | Duke Energy Indiana Inc | 1008 | R Gallagher | IN | 4 | 6 | 1968 | RE | EK |  |  | 1493 | 20% |  |  |  | 0% |  |  |  | 99% | 172 | 630000 | 263
15470 | Duke Energy Indiana Inc | 1008 | R Gallagher | IN | 4A | 4 | 2008 | OP | BP |  |  | 26530 |  | 10% |  |  |  | 0% |  |  | 100% | 23 | 641000 | 284
15470 | Duke Energy Indiana Inc | 1008 | R Gallagher | IN | 1 | 6 | 1969 | RE | EK |  |  | 1493 | 20% |  |  |  | 0% |  |  |  | 99% | 172 | 630000 | 263
15470 | Duke Energy Indiana Inc | 1010 | Wabash River | IN | 2 | 6 | 1970 | OP | EK |  |  | 367 | 10% |  |  |  | 0% |  |  |  | 99% | 122 | 400000 | 269
15470 | Duke Energy Indiana Inc | 1010 | Wabash River | IN | 3 | 5 | 1971 | OP | EC |  |  | 360 | 10% |  |  |  | 0% | 0% |  |  | 99% | 124 | 400000 | 269
15470 | Duke Energy Indiana Inc | 1010 | Wabash River | IN | 4 | 1 | 1969 | OP | EK |  |  | 360 | 10% |  |  |  | 0% | 0% |  |  | 99% | 124 | 400000 | 269
15470 | Duke Energy Indiana Inc | 1010 | Wabash River | IN | 5 | 1 | 1969 | OP | EK |  |  | 434 | 10% |  |  |  | 0% | 0% |  |  | 99% | 147 | 500000 | 289
15470 | Duke Energy Indiana Inc | 1010 | Wabash River | IN | 6 | 8 | 1968 | OP | EK |  |  | 18000 | 10% |  |  |  | 0% | 0% |  |  | 100% | 401 | 1211900 | 286
15470 | Duke Energy Indiana Inc | 6113 | Gibson | IN | 1A | 1 | 1992 | OP | EK |  |  | 38000 | 10% |  |  |  | 0% |  |  |  | 100% | 0 | 2600000 | 325
15470 | Duke Energy Indiana Inc | 6113 | Gibson | IN | 2A | 7 | 1993 | OP | EK |  |  | 38000 | 10% |  |  |  | 0% |  |  |  | 100% | 0 | 2600000 | 325
15470 | Duke Energy Indiana Inc | 6113 | Gibson | IN | 3 | 3 | 1978 | OP | EK |  |  | 12068 | 20% |  |  |  | 0% |  |  |  | 99% | 705 | 2282000 | 290
15470 | Duke Energy Indiana Inc | 6113 | Gibson | IN | 4 | 3 | 1979 | OP | EK |  |  | 13739 | 20% |  |  |  | 0% |  |  |  | 99% | 705 | 2282000 | 290
15470 | Duke Energy Indiana Inc | 6113 | Gibson | IN | 5 | 1 | 1982 | OP | EK |  |  | 15504 | 20% |  |  |  | 0% |  |  |  | 100% | 590 | 2282000 | 290
15472 | Public Service Co of NH | 2364 | Merrimack | NH | 1 | 12 | 1960 | OP | EK |  |  | 426 | 10% |  |  |  | 0% |  |  |  | 90% | 149 | 329000 | 245
15472 | Public Service Co of NH | 2364 | Merrimack | NH | 1S | 11 | 1989 | OP | EK |  |  | 10500 | 10% |  |  |  | 0% |  |  |  | 99% | 20 | 524000 | 300
15472 | Public Service Co of NH | 2364 | Merrimack | NH | 2 | 5 | 1968 | OP | EK |  |  | 1042 | 10% |  |  |  | 0% |  |  |  | 98% | 163 | 885000 | 300
15472 | Public Service Co of NH | 2364 | Merrimack | NH | 2S | 10 | 1999 | OP | EK |  |  | 9200 | 10% | 10% |  |  | 0% | 0% |  |  | 97% | 53 | 885000 | 300
15472 | Public Service Co of NH | 2367 | Schiller | NH | 4 | 12 | 1984 | OP | EK |  |  | 4631 | 10% |  | 0% |  | 0% | 0% | 0% |  | 99% | 57 | 213000 | 400
15472 | Public Service Co of NH | 2367 | Schiller | NH | 5 | 6 | 1985 | RE | BP | MC |  | 10000 |  | 10% |  |  |  | 0% |  |  | 99% | 57 | 213000 | 320
15472 | Public Service Co of NH | 2367 | Schiller | NH | 5W | 12 | 2006 | OP | BP | MC |  | 10000 |  | 10% |  |  |  | 0% |  |  | 99% | 7.2 | 263100 | 320
15472 | Public Service Co of NH | 2367 | Schiller | NH | 6 | 4 | 1985 | OP | EK |  |  | 4807 | 10% |  | 0% |  | 0% | 0% | 0% |  | 99% | 57 | 213000 | 400
15472 | Public Service Co of NH | 8002 | Newington | NH | 1 | 6 | 1974 | OP | EW |  |  | 5255 |  |  | 0% |  |  |  | 0% |  | 93% | 73 | 1714000 | 510
15473 | Public Service Co of NM | 2451 | San Juan | NM | 1 | 1 | 1976 | OP | EH | BP | WS | 8390 | 20% |  |  |  | 0% |  |  |  | 100% | 63 | 2300000 | 124
15473 | Public Service Co of NM | 2451 | San Juan | NM | 2 | 1 | 1973 | OP | EH | BP | WS | 6316 | 20% |  |  |  | 0% |  |  |  | 100% | 94 | 2000000 | 124
15473 | Public Service Co of NM | 2451 | San Juan | NM | 3 | 1 | 1979 | OP | EH | BP | WS | 51731 | 20% |  |  |  | 0% |  |  |  | 100% | 75 | 4095605 | 124
15473 | Public Service Co of NM | 2451 | San Juan | NM | 4 | 1 | 1982 | OP | EH | BP | WS | 51827 | 20% |  |  |  | 0% |  |  |  | 100% | 75 | 4095605 | 124
15474 | Public Service Co of Oklahoma | 127 | Oklaunion | TX | 1 | 1 | 1986 | OP | EK |  |  | 17107 | 10% |  | 0% |  | 0% |  | 0% |  | 100% | 205 | 2825895 | 287
15474 | Public Service Co of Oklahoma | 2963 | Northeastern | OK | 3313 | 1 | 1979 | OP | EK |  |  | 7000 | 10% |  |  |  | 0% |  |  |  | 100% | 138 | 1612000 | 280
15474 | Public Service Co of Oklahoma | 2963 | Northeastern | OK | 3314 | 9 | 1980 | OP | EK |  |  | 7000 | 10% |  |  |  | 0% |  |  |  | 100% | 138 | 1612000 | 280
15526 | Purdue University | 50240 | Purdue University | IN | BLR2 | 6 | 1965 | OP | EK |  |  | 120000 | 10% |  |  |  | 0% |  |  |  | 98% | 15 | 127262 | 325
15526 | Purdue University | 50240 | Purdue University | IN | BLR5 | 10 | 1991 | OP | BP |  |  | 2500 | 10% |  |  |  | 0% |  |  |  | 100% | 2 | 119657 | 340
15526 | Purdue University | 50240 | Purdue University | IN | BLR1 | 6 | 1963 | OP | EK |  |  | 0 | 10% |  |  |  | 0% |  |  |  | 98% | 15 | 123843 | 325
15534 | PPL Montour LLC | 3149 | PPL Montour | PA | 1 | 5 | 2001 | OP | EK |  |  | 40379 | 10% |  |  |  | 0% | 0% |  |  | 100% | 380 | 2800000 | 330
15534 | PPL Montour LLC | 3149 | PPL Montour | PA | 2 | 6 | 2000 | OP | EK |  |  | 39231 | 10% |  |  |  | 0% | 0% |  |  | 100% | 380 | 280000 | 290
15537 | PPL Brunner Island LLC | 3140 | PPL Brunner Island | PA | 1 | 1 | 1980 | OP | BR |  |  | 10541 | 10% |  |  |  | 0% |  |  |  | 100% | 33 | 1100000 | 299
15537 | PPL Brunner Island LLC | 3140 | PPL Brunner Island | PA | 2A | 2 | 2000 | RE | EC |  |  | 5909 | 10% |  |  |  | 0% |  |  |  | 100% | 350 | 560000 | 299
15537 | PPL Brunner Island LLC | 3140 | PPL Brunner Island | PA | 2B | 2 | 2000 | RE | EC |  |  | 6516 | 10% |  |  |  | 0% |  |  |  | 100% | 350 | 840000 | 299
15537 | PPL Brunner Island LLC | 3140 | PPL Brunner Island | PA | 2C | 11 | 2009 | OP | EC |  |  | 76975 | 10% |  |  |  | 0% |  |  |  | 100% | 350 | 840000 | 299
15537 | PPL Brunner Island LLC | 3140 | PPL Brunner Island | PA | 3A3B | 10 | 2006 | OP | EK |  |  | 2257 | 20% |  |  |  | 0% | 0% |  |  | 99% | 811 | 2600000 | 310
15537 | PPL Brunner Island LLC | 3140 | PPL Brunner Island | PA | 3C3D | 7 | 2009 | OP | EK |  |  | 53344 | 20% |  |  |  | 0% |  |  |  | 99% | 710 | 2600000 | 300
15597 | Riceland Foods Inc. | 56079 | Riceland Foods Cogeneration Plant | AR | BH | 12 | 1996 | OP | BP |  |  | 285 | [8 empty] | 98% | 1.088 | 74560 | 322
15726 | Rayonier Performance Fibers, LLC | 10560 | Rayonier Jesup Mill | GA | 1 | 6 | 2000 | OP | WS |  |  | 150 |  |  | 0% |  |  |  | 0% |  | 100% | 29 | 46000 | 320
15726 | Rayonier Performance Fibers, LLC | 10560 | Rayonier Jesup Mill | GA | 2 | 6 | 1978 | OP | OT |  |  | 5816 |  |  | 0% |  |  |  | 0% |  | 100% | 45 | 114000 | 346
15726 | Rayonier Performance Fibers, LLC | 10560 | Rayonier Jesup Mill | GA | 3 | 3 | 2005 | OP | OT |  |  | 5816 |  |  | 0% |  |  |  | 0% |  | 100% | 140 | 264000 | 424
15726 | Rayonier Performance Fibers, LLC | 10560 | Rayonier Jesup Mill | GA | 5 | 6 | 1972 | OP | EW |  |  | 641 |  |  | 0% |  |  |  | 0% |  | 100% | 21 | 393960 | 390
15726 | Rayonier Performance Fibers, LLC | 10560 | Rayonier Jesup Mill | GA | 6 | 6 | 1982 | OP | EW |  |  | 11414 |  |  | 0% |  |  |  | 0% |  | 100% | 21 | 552719 | 366
15726 | Rayonier Performance Fibers, LLC | 10562 | Rayonier Fernandina Mill | FL | PB6 | 1 | 2007 | OP | EH |  |  | 3000 |  |  | 0% |  |  |  | 0% |  | 99% | 36.8 | 240000 | 400
15726 | Rayonier Performance Fibers, LLC | 10562 | Rayonier Fernandina Mill | FL | SCRUBA | 6 | 1978 | RE | WS |  |  | 775 |  |  | 0% |  |  |  | 0% |  | 90% | 67 | 105805 | 140
15726 | Rayonier Performance Fibers, LLC | 10562 | Rayonier Fernandina Mill | FL | SCRUBB | 6 | 1978 | RE | WS |  |  | 775 |  |  | 0% |  |  |  | 0% |  | 90% | 51 | 89612 | 140
15726 | Rayonier Performance Fibers, LLC | 10562 | Rayonier Fernandina Mill | FL | SCRUBR | 6 | 1976 | OP | WS |  |  | 1034 |  |  | 0% |  |  |  | 0% |  | 95% | 68 | 125172 | 110
15824 | Ecomaine | 50225 | Regional Waste Systems | ME | 1FG2A | 10 | 1988 | OP | EC |  |  | 1078 | [8 empty] | 99% | 0.4 | 65817 | 275
15824 | Ecomaine | 50225 | Regional Waste Systems | ME | 1FG2B | 10 | 1988 | OP | EC |  |  | 1078 | [8 empty] | 99% | 0.3 | 72133 | 275
15873 | GenOn Northeast Management Company | 3118 | Conemaugh | PA | 1 | 5 | 1970 | OP | EC | WS |  | 3620 | 20% |  |  |  | 0% | 0% |  |  | 100% | 828 | 2700000 | 275
15873 | GenOn Northeast Management Company | 3118 | Conemaugh | PA | 2 | 5 | 1971 | OP | EC | WS |  | 3464 | 20% |  |  |  | 0% | 0% |  |  | 100% | 828 | 2700000 | 275
15873 | GenOn Northeast Management Company | 3136 | Keystone | PA | 1 | 6 | 1967 | OP | EC |  |  | 2754 | 0% | 20% |  |  | 0% | 0% |  |  | 100% | 612 | 3070000 | 312
15873 | GenOn Northeast Management Company | 3136 | Keystone | PA | 2 | 6 | 1968 | OP | EC |  |  | 2738 | 0% | 20% |  |  | 0% | 0% |  |  | 100% | 462 | 3150000 | 310
15986 | Rio Bravo Fresno | 10767 | Rio Bravo Fresno | CA | ESP | 7 | 1988 | OP | EK |  |  | 2500 | [8 empty] | 100% | 27.5 | 352430 | 275
15989 | City of Richmond - (IN) | 1040 | Whitewater Valley | IN | 1 | 9 | 1973 | OP | EK |  |  | 257 | 10% |  |  |  | 0% |  | 0% |  | 99% | 96 | 135800 | 370
15989 | City of Richmond - (IN) | 1040 | Whitewater Valley | IN | 2 | 5 | 1973 | OP | EK |  |  | 329 | 10% |  |  |  | 0% |  | 0% |  | 99% | 96 | 276500 | 330
15989 | City of Richmond - (IN) | 1040 | Whitewater Valley | IN | 3 | 1 | 2009 | OP | BP |  |  | 8000 |  | 10% |  |  |  | 0% |  |  | 100% | 16.7 | 413000 | 350
16002 | Rio Bravo Poso | 10769 | Rio Bravo Poso | CA | 1 | 9 | 1989 | OP | BP |  |  | 2500 | 10% |  | 0% |  | 0% |  | 0% |  | 100% | 0.52 | 123655 | 275
16024 | Riverwood Intl USA Inc | 54464 | Riverwood International Macon Mill | GA | B01S | 6 | 1990 | OP | WS |  |  |  | 10% |  | 0% |  | 0% |  | 0% |  | 85% | 25 | 100000 | 118
16024 | Riverwood Intl USA Inc | 54464 | Riverwood International Macon Mill | GA | B02S | 6 | 1990 | OP | WS |  |  |  | 10% |  | 0% |  | 0% |  | 0% |  | 85% | 25 | 100000 | 118
16024 | Riverwood Intl USA Inc | 54464 | Riverwood International Macon Mill | GA | B03S | 6 | 1980 | OP | WS |  |  |  | 10% |  |  |  | 0% |  |  |  | 90% | 50 | 140000 | 130
16024 | Riverwood Intl USA Inc | 54464 | Riverwood International Macon Mill | GA | D01E | 6 | 1994 | OP | EW | [11 empty] | 99% | 15 | 335000 | 388
16061 | Rio Bravo Jasmin | 10768 | Rio Bravo Jasmin | CA | 1 | 9 | 1989 | OP | BP |  |  | 2500 | 10% |  |  |  | 0% |  |  |  | 100% | 4.31 | 123655 | 300
16064 | Graphic Packaging International | 50028 | Plant 31 Paper Mill | LA | ESP4 | 12 | 1976 | OP | EW |  |  | 1186 | [8 empty] | 100% | 29 | 354000 | 396
16064 | Graphic Packaging International | 50028 | Plant 31 Paper Mill | LA | ESP5 | 2 | 1990 | OP | EW |  |  | 4170 | [8 empty] | 99% | 40 | 263000 | 396
16064 | Graphic Packaging International | 50028 | Plant 31 Paper Mill | LA | SCRUB1 | 5 | 1977 | OP | MC | WS |  | 421 | [8 empty] | 91% | 64 | 345000 | 154
16077 | Rio Bravo Rocklin | 10772 | Rio Bravo Rocklin | CA | ESP | 6 | 1989 | OP | EK |  |  | 2500 | [8 empty] | 100% | 6.5 | 116600 | 320
16181 | Rochester Public Utilities | 2008 | Silver Lake | MN | CE001 | 4 | 1949 | OP | MC | EK |  | 434 | 10% |  |  |  | 0% |  |  |  | 80% | 18.9 | 55000 | 400
16181 | Rochester Public Utilities | 2008 | Silver Lake | MN | CE003 | 12 | 1953 | OP | MC | EK |  | 434 | 10% |  |  |  | 0% |  |  |  | 90% | 18.9 | 75000 | 400
16181 | Rochester Public Utilities | 2008 | Silver Lake | MN | CE005 | 11 | 1962 | OP | MC | EK |  | 788 | 10% |  |  |  | 0% |  |  |  | 84% | 13.9 | 109000 | 320
16181 | Rochester Public Utilities | 2008 | Silver Lake | MN | CE009 | 10 | 1984 | OP | BP |  |  | 1904 | 10% | 10% |  |  | 0% | 0% |  |  | 98% | 0 | 178943 | 185
16183 | Rochester Gas & Electric Corp | 2642 | Rochester 7 | NY | 1 | 11 | 1948 | RE | EK |  |  | 143 | 10% |  |  |  | 0% |  |  |  | 98% | 200 | 200000 | 300
16183 | Rochester Gas & Electric Corp | 2642 | Rochester 7 | NY | 2 | 11 | 1950 | RE | EK |  |  | 170 | 10% |  |  |  | 0% |  |  |  | 98% | 200 | 230000 | 298
16183 | Rochester Gas & Electric Corp | 2642 | Rochester 7 | NY | 3 | 9 | 1953 | RE | EK |  |  | 183 | 10% |  |  |  | 0% |  |  |  | 98% | 200 | 230000 | 298
16183 | Rochester Gas & Electric Corp | 2642 | Rochester 7 | NY | 4 | 2 | 1957 | RE | EK |  |  | 218 | 10% |  |  |  | 0% |  |  |  | 98% | 200 | 251000 | 280
16190 | Sappi Fine Paper North America-Somerset | 50406 | Somerset Plant | MA | ESP1 | 10 | 1982 | OP | EW |  |  | 2074 |  |  | 0% |  |  |  | 0% |  | 90% | 220 | 178000 | 425
16190 | Sappi Fine Paper North America-Somerset | 50406 | Somerset Plant | MA | ESP2 | 6 | 1990 | OP | EK |  |  | 900 |  |  | 0% |  |  |  | 0% |  | 100% | 39 | 310730 | 400
16190 | Sappi Fine Paper North America-Somerset | 50406 | Somerset Plant | MA | RECESP | 12 | 1976 | OP | EW |  |  | 4900 |  |  | 0% |  |  |  | 0% |  | 100% | 207 | 397000 | 440
16190 | Sappi Fine Paper North America-Somerset | 50406 | Somerset Plant | MA | 1HFB | 12 | 1976 | OP | MC |  |  | 605 |  |  | 0% |  |  |  | 0% |  | 85% | 677 | 260000 | 348
16190 | Sappi Fine Paper North America-Somerset | 50406 | Somerset Plant | MA | 2HFB | 1 | 1990 | OP | MC |  |  | 1121 |  |  | 0% |  |  |  | 0% |  | 80% | 890 | 435108 | 347
16233 | Rocky Mountain Power Inc | 55749 | Hardin Generator Project | MT | BH1 | 4 | 2006 | OP | BP |  |  | 15000 | 10% | 10% |  |  | 0% | 0% |  |  | 99% | 18 | 481674 | 158
16294 | Roseburg Forest Products Co | 50396 | Dillard Complex | OR | 1 | 8 | 1982 | OP | MC | WS | [10 empty] | 95% | 0 | 133400 | 175
16294 | Roseburg Forest Products Co | 50396 | Dillard Complex | OR | 2 | 6 | 1974 | OP | MC | WS | [10 empty] | 85% | 0 | 137500 | 175
16294 | Roseburg Forest Products Co | 50396 | Dillard Complex | OR | 6 | 12 | 1977 | OP | MC | WS | [10 empty] | 86% | 0 | 243500 | 175
16572 | Salt River Project | 4941 | Navajo | AZ | 1 | 5 | 1974 | OP | EW |  |  | 13000 | 10% |  |  |  | 0% |  |  |  | 100% | 420 | 3940000 | 662
16572 | Salt River Project | 4941 | Navajo | AZ | 2 | 4 | 1975 | OP | EW |  |  | 13000 | 10% |  |  |  | 0% |  |  |  | 100% | 420 | 3940000 | 662
16572 | Salt River Project | 4941 | Navajo | AZ | 3 | 4 | 1976 | OP | EW |  |  | 13000 | 10% |  |  |  | 0% |  |  |  | 100% | 420 | 3940000 | 662
16572 | Salt River Project | 6177 | Coronado | AZ | 1ESP | 12 | 1979 | OP | EW |  |  | 13006 | 30% |  |  |  | 0% |  |  |  | 100% | 160 | 2800000 | 760
16572 | Salt River Project | 6177 | Coronado | AZ | 2ESP | 10 | 1980 | OP | EW |  |  | 12168 | 30% |  |  |  | 0% |  |  |  | 100% | 160 | 2800000 | 760
16604 | City of San Antonio - (TX) | 6181 | J T Deely | TX | 1BGH | 4 | 2007 | OP | BR |  |  | 47200 | 0% | 10% |  |  | 0% | 0% |  |  | 99% | 68 | 1800281 | 317
16604 | City of San Antonio - (TX) | 6181 | J T Deely | TX | 1ESP | 12 | 1987 | RE | EK |  |  | 10000 | 10% |  |  |  | 0% |  |  |  | 99% | 415 | 2714000 | 760
16604 | City of San Antonio - (TX) | 6181 | J T Deely | TX | 2BGH | 4 | 2006 | OP | BR |  |  | 47200 | 0% | 10% |  |  | 0% | 0% |  |  | 100% | 68 | 1800281 | 292
16604 | City of San Antonio - (TX) | 6181 | J T Deely | TX | 2ESP | 2 | 1987 | RE | EK |  |  | 10000 | 10% |  |  |  | 0% |  |  |  | 99% | 415 | 2714000 | 760
16604 | City of San Antonio - (TX) | 7097 | J K Spruce | TX | BGH1 | 1 | 1992 | OP | BR |  |  | 32916 |  | 10% |  |  |  | 0% |  |  | 100% | 157 | 2255600 | 278
16604 | City of San Antonio - (TX) | 7097 | J K Spruce | TX | BGH2 | 5 | 2010 | OP | BR |  |  | 71037 |  | 10% |  |  |  | 0% |  |  | 100% | 264 | 2620639 | 262
16624 | San Miguel Electric Coop, Inc | 6183 | San Miguel | TX | SM-1 | 1 | 1982 | OP | EK |  |  | 21924 | 30% | 50% |  |  | 0% | 0% |  |  | 100% | 439 | 1960000 | 305
16653 | Sappi Cloquet LLC | 50639 | Sappi Cloquet Mill | MN | 10ESP | 5 | 1998 | OP | BP |  |  | 4200 | [8 empty] | 100% | 63 | 386000 | 350
16653 | Sappi Cloquet LLC | 50639 | Sappi Cloquet Mill | MN | 7ESP | 6 | 1978 | OP | EK |  |  | 2100 | 10% |  |  |  | 0% |  |  |  | 98% | 9 | 166800 | 360
16653 | Sappi Cloquet LLC | 50639 | Sappi Cloquet Mill | MN | 9ESP | 12 | 1980 | OP | EK |  |  | 2600 | 10% |  |  |  | 0% |  |  |  | 98% | 11 | 213800 | 380
16721 | S D Warren Co.- Westbrook | 50447 | S D Warren Westbrook | ME | ESP | 10 | 1982 | OP | EW |  |  | 3.4 | 10% |  |  |  | 0% | 0% | 0% | 0% | 100% | 0.8 | 535000 | 400
16793 | Schuylkill Energy Resource Inc | 54634 | St Nicholas Cogen Project | PA | 1 | 9 | 1990 | OP | BP |  |  |  | 70% |  |  |  | 0% |  |  |  | 100% | 36 | 468727 | 300
16899 | SERRF Joint Powers Authority | 50837 | Southeast Resource Recovery | CA | BH1 | 7 | 1988 | OP | BR |  |  | 1000 | [8 empty] | 90% | 0 | 70000 | 276
16899 | SERRF Joint Powers Authority | 50837 | Southeast Resource Recovery | CA | BH2 | 7 | 1988 | OP | BR |  |  | 1000 | [8 empty] | 90% | 0 | 70000 | 276
16899 | SERRF Joint Powers Authority | 50837 | Southeast Resource Recovery | CA | BH3 | 7 | 1988 | OP | BR |  |  | 1000 | [8 empty] | 90% | 0 | 70000 | 276
16929 | SEMASS Partnership | 50290 | SEMASS Resource Recovery | MA | 1 | 6 | 2000 | OP | EC | BP |  | 6700 | [8 empty] | 100% | 0.8 | 283700 | 330
16929 | SEMASS Partnership | 50290 | SEMASS Resource Recovery | MA | 2 | 6 | 2000 | OP | EC | BP |  | 6700 | [8 empty] | 100% | 0.9 | 268000 | 330
16929 | SEMASS Partnership | 50290 | SEMASS Resource Recovery | MA | BG1 | 4 | 1993 | OP | BP | EC |  | 7000 | [8 empty] | 100% | 0.7 | 264000 | 330
17043 | City of Shelby - (OH) | 2943 | Shelby Municipal Light Plant | OH | CYC1 | 6 | 1965 | OS | MC |  |  | 40 | [8 empty] | 80% |  | 96500 | 340
17043 | City of Shelby - (OH) | 2943 | Shelby Municipal Light Plant | OH | CYC2 | 6 | 1953 | SB | MC |  |  | 27 | [8 empty] | 80% |  | 43900 | 515
17043 | City of Shelby - (OH) | 2943 | Shelby Municipal Light Plant | OH | ESP 1 | 6 | 1988 | SB | EW |  |  | 807 | 10% |  |  |  | 10% |  |  |  | 99% | 5 | 96500 | 350
17043 | City of Shelby - (OH) | 2943 | Shelby Municipal Light Plant | OH | ESP 2 | 6 | 1988 | OS | EW |  |  | 807 | 10% |  |  |  | 10% |  |  |  | 99% | 5 | 96500 | 350
17164 | Sierra Pacific Industries Inc | 10144 | Sierra Pacific Lincoln Facility | CA | FGPC1 | 6 | 1986 | OP | MC | EK | [10 empty] | 98% | 7 | 195000 | 325
17164 | Sierra Pacific Industries Inc | 50110 | Sierra Pacific Burney Facility | CA | FGPC1 | 11 | 1986 | OP | MC | EK | [10 empty] | 98% | 9 | 172000 | 350
17164 | Sierra Pacific Industries Inc | 50111 | Sierra Pacific Loyalton Facility | CA | FGPC1 | 10 | 1989 | OS | MC | EK | [10 empty] | 98% | 10 | 172000 | 350
17164 | Sierra Pacific Industries Inc | 50112 | Sierra Pacific Quincy Facility | CA | FGPC1 | 12 | 1986 | OP | MC | EK | [10 empty] | 98% | 11 | 172000 | 350
17164 | Sierra Pacific Industries Inc | 50112 | Sierra Pacific Quincy Facility | CA | FGPC2 | 12 | 1998 | OP | MC | EK | [10 empty] | 99% | 9 | 123100 | 350
17164 | Sierra Pacific Industries Inc | 55882 | Sierra Pacific Aberdeen | WA | FGPC1 | 4 | 2003 | OP | MC | EK | [10 empty] | 99% | 10 | 150000 | 350
17164 | Sierra Pacific Industries Inc | 56406 | Sierra Pacific Burlington Facility | WA | FGPC1 | 3 | 2007 | OP | MC | EK |  | 2418.23 | [8 empty] | 98% | 5 | 200046 | 300
17166 | Sierra Pacific Power Co | 8224 | North Valmy | NV | 1 | 1 | 1982 | OP | BR |  |  | 10000 | 10% | 10% | 0% |  | 0% | 0% | 0% |  | 100% | 95 | 1071344 | 286
17166 | Sierra Pacific Power Co | 8224 | North Valmy | NV | 2 | 6 | 1985 | OP | BR |  |  | 10000 | 10% | 10% | 0% |  | 0% |  | 0% |  | 100% | 74 | 1043000 | 190
17177 | City of Sikeston - (MO) | 6768 | Sikeston Power Station | MO | 1 | 9 | 1981 | OP | EK |  |  | 2739 | 10% | 20% |  |  | 0% | 0% |  |  | 99% | 103 | 717600 | 289
17235 | NRG REMA LLC | 3113 | Portland | PA | 1 | 2 | 1989 | OP | EK |  |  | 11677 | 10% |  |  |  | 0% | 0% | 0% |  | 100% | 65 | 584000 | 266
17235 | NRG REMA LLC | 3113 | Portland | PA | 2 | 9 | 1987 | OP | EK |  |  | 12000 | 10% |  |  |  | 0% | 0% | 0% |  | 100% | 110 | 868000 | 266
17235 | NRG REMA LLC | 3115 | Titus | PA | 1 | 12 | 1974 | OP | EK |  |  | 1454 | 10% |  |  |  | 0% |  | 0% |  | 99% | 52 | 277000 | 291
17235 | NRG REMA LLC | 3115 | Titus | PA | 2 | 12 | 1974 | OP | EK |  |  | 1454 | 10% |  |  |  | 0% |  | 0% |  | 99% | 52 | 277000 | 291
17235 | NRG REMA LLC | 3115 | Titus | PA | 3 | 12 | 1974 | OP | EK |  |  | 1454 | 10% |  |  |  | 0% |  | 0% |  | 99% | 52 | 277000 | 291
17235 | NRG REMA LLC | 3131 | Shawville | PA | 1 | 3 | 1977 | OP | EC |  |  | 3500 | 20% |  |  |  | 0% |  |  |  | 99% | 118 | 550000 | 300
17235 | NRG REMA LLC | 3131 | Shawville | PA | 2 | 1 | 1976 | OP | EC |  |  | 3500 | 20% |  |  |  | 0% |  |  |  | 99% | 118 | 550000 | 300
17235 | NRG REMA LLC | 3131 | Shawville | PA | 3 | 3 | 1977 | OP | EK |  |  | 4100 | 20% |  |  |  | 0% |  |  |  | 100% | 96 | 660000 | 290
17235 | NRG REMA LLC | 3131 | Shawville | PA | 4 | 3 | 1977 | OP | EK |  |  | 4100 | 20% |  |  |  | 0% |  |  |  | 100% | 96 | 660000 | 290
17445 | Solid Waste Auth of Palm Beach | 50071 | Palm Beach Renewable Energy Facility#1 | FL | ESP1 | 5 | 1989 | RE | EC |  |  | 1942 | [8 empty] | 100% | 16 | 188318 | 250
17445 | Solid Waste Auth of Palm Beach | 50071 | Palm Beach Renewable Energy Facility#1 | FL | ESP2 | 5 | 1989 | RE | EC |  |  | 1942 | [8 empty] | 100% | 16 | 188318 | 250
17445 | Solid Waste Auth of Palm Beach | 50071 | Palm Beach Renewable Energy Facility#1 | FL | FFH1 | 9 | 2010 | OP | BP | [11 empty] | 100% | 4.2 | 226000 | 280
17445 | Solid Waste Auth of Palm Beach | 50071 | Palm Beach Renewable Energy Facility#1 | FL | FFH2 | 2 | 2011 | OP | BP | [11 empty] | 100% | 4.2 | 226000 | 280
17445 | Solid Waste Auth of Palm Beach | 57898 | Palm Beach Renewable Energy Facility#2 | FL | FFH3 | 5 | 2015 | PL
17445 | Solid Waste Auth of Palm Beach | 57898 | Palm Beach Renewable Energy Facility#2 | FL | FFH4 | 5 | 2015 | PL
17445 | Solid Waste Auth of Palm Beach | 57898 | Palm Beach Renewable Energy Facility#2 | FL | FFH5 | 5 | 2015 | PL
17465 | RockTenn-West Point Mill | 10017 | West Point Mill | VA | PB08DC | 6 | 1964 | OP | MC |  |  |  | 10% |  |  |  | 0% |  | 0% |  | 83% |  | 153200 | 307
17465 | RockTenn-West Point Mill | 10017 | West Point Mill | VA | PB08P | 6 | 1979 | RE | EC |  |  | 3500 | 10% |  |  |  | 0% |  | 0% |  | 99% | 51 | 248400 | 350
17465 | RockTenn-West Point Mill | 10017 | West Point Mill | VA | PB08WS | 10 | 2007 | OP | WS |  |  | 7000 | 10% | 10% |  |  |  | 0% | 0% | 0% | 100% | 27 | 230400 | 143
17465 | RockTenn-West Point Mill | 10017 | West Point Mill | VA | PB10DC | 12 | 1981 | OP | MC | [9 empty] | 0% |  | 81% |  | 341000 | 405
17465 | RockTenn-West Point Mill | 10017 | West Point Mill | VA | PB10P | 12 | 1981 | OP | EC |  |  | 4000 | [6 empty] | 0% |  | 99% | 51 | 351000 | 400
17465 | RockTenn-West Point Mill | 10017 | West Point Mill | VA | RF04P | 6 | 1976 | RE | EC |  |  | 4000 | [6 empty] | 0% | 0% | 100% | 87.1 | 400000 | 300
17465 | RockTenn-West Point Mill | 10017 | West Point Mill | VA | RF05P | 6 | 1991 | OP | EW |  |  | 15000 | [6 empty] | 0% |  | 100% | 34.3 | 300000 | 390
17465 | RockTenn-West Point Mill | 10017 | West Point Mill | VA | RFO4NW | 5 | 2003 | OP | EC |  |  | 14800 | [6 empty] | 0% | 0% | 100% | 21.8 | 400000 | 300
17539 | South Carolina Electric&Gas Co | 3280 | Canadys Steam | SC | CAN1 | 5 | 1972 | OP | EH |  |  | 503 | 10% |  |  |  | 0% |  | 0% |  | 100% | 264 | 387000 | 255
17539 | South Carolina Electric&Gas Co | 3280 | Canadys Steam | SC | CAN2 | 5 | 1971 | OP | EH |  |  | 443 | 10% |  |  |  | 0% |  | 0% |  | 100% | 270 | 387000 | 255
17539 | South Carolina Electric&Gas Co | 3280 | Canadys Steam | SC | CAN3 | 5 | 1999 | OP | BR |  |  | 17000 | 10% |  |  |  | 0% |  | 0% |  | 100% | 43 | 850000 | 310
17539 | South Carolina Electric&Gas Co | 3287 | McMeekin | SC | MCM3 | 5 | 1993 | OP | BR |  |  | 6602 | 10% |  |  |  | 0% |  | 0% |  | 100% | 34 | 515000 | 255
17539 | South Carolina Electric&Gas Co | 3287 | McMeekin | SC | MCM4 | 1 | 1992 | OP | BR |  |  | 6602 | 10% |  |  |  | 0% |  | 0% |  | 100% | 34 | 515000 | 255
17539 | South Carolina Electric&Gas Co | 3295 | Urquhart | SC | URQ3 | 5 | 1969 | OP | EK |  |  | 448 | 10% |  |  |  | 0% |  | 0% |  | 100% | 411 | 314000 | 257
17539 | South Carolina Electric&Gas Co | 3297 | Wateree | SC | WAT1 | 5 | 2002 | OP | BR |  |  | 25000 |  | 10% |  |  |  | 0% |  |  | 99% | 80.5 | 1275000 | 295
17539 | South Carolina Electric&Gas Co | 3297 | Wateree | SC | WAT2 | 11 | 2002 | OP | BR |  |  | 29000 |  | 10% |  |  |  | 0% |  |  | 99% | 80.5 | 1275000 | 295
17539 | South Carolina Electric&Gas Co | 7210 | Cope | SC | COP1 | 11 | 1995 | OP | BR |  |  |  | 10% |  |  |  | 0% |  |  |  | 100% | 69 | 1146938 | 151
17539 | South Carolina Electric&Gas Co | 7737 | Kapstone | SC | BH01 | 4 | 1999 | OP | OT |  |  | 860 | 10% |  |  |  | 0% |  | 0% |  | 99% | 24 | 366299 | 164
17539 | South Carolina Electric&Gas Co | 7737 | Kapstone | SC | ESP01 | 1 | 1984 | OP | EW |  |  | 1690 | [8 empty] | 96% | 41 | 365000 | 375
17543 | South Carolina Public Service Authority | 130 | Cross | SC | 1 | 5 | 1995 | OP | EK |  |  | 21287 | 10% | 20% |  |  | 0% | 0% |  | 0% | 100% | 129 | 1038000 | 275
17543 | South Carolina Public Service Authority | 130 | Cross | SC | 2 | 5 | 1984 | OP | EK |  |  | 18160 | 10% | 20% |  |  | 0% | 0% |  | 0% | 100% | 156 | 938750 | 275
17543 | South Carolina Public Service Authority | 130 | Cross | SC | 3 | 1 | 2007 | OP | EK |  |  | 29000 | 10% | 20% |  |  | 0% | 0% |  | 0% | 100% | 110 | 2100000 | 340
17543 | South Carolina Public Service Authority | 130 | Cross | SC | 4 | 10 | 2008 | OP | EK |  |  | 31000 | 10% | 20% |  |  | 0% | 0% |  | 0% | 100% | 97 | 2100000 | 340
17543 | South Carolina Public Service Authority | 3317 | Dolphus M Grainger | SC | 1 | 6 | 1966 | OP | EK |  |  | 543 | 10% | 10% |  |  | 0% | 0% |  | 0% | 99% | 528 | 1911400 | 300
17543 | South Carolina Public Service Authority | 3317 | Dolphus M Grainger | SC | 2 | 6 | 1966 | OP | EK |  |  | 543 | 10% | 10% |  |  | 0% | 0% |  | 0% | 99% | 528 | 1911400 | 300
17543 | South Carolina Public Service Authority | 3319 | Jefferies | SC | 3 | 1 | 1970 | OP | EK |  |  | 177 |  | 10% |  |  | 0% | 0% |  | 0% | 97% | 315 | 307000 | 300
17543 | South Carolina Public Service Authority | 3319 | Jefferies | SC | 3A | 4 | 1977 | OP | EK |  |  | 900 |  | 10% |  |  | 0% | 0% |  | 0% | 96% | 409 | 300000 | 300
17543 | South Carolina Public Service Authority | 3319 | Jefferies | SC | 4 | 7 | 1970 | OP | EK |  |  | 177 |  | 10% |  |  | 0% | 0% |  | 0% | 97% | 315 | 307000 | 300
17543 | South Carolina Public Service Authority | 3319 | Jefferies | SC | 4A | 4 | 1977 | OP | EK |  |  | 900 |  | 10% |  |  | 0% | 0% |  | 0% | 96% | 409 | 300000 | 300
17543 | South Carolina Public Service Authority | 6249 | Winyah | SC | 1 | 3 | 1975 | OP | EK |  |  | 1628 |  | 20% |  |  | 0% | 0% |  | 0% | 99% | 227 | 881000 | 227
17543 | South Carolina Public Service Authority | 6249 | Winyah | SC | 2 | 7 | 1977 | OP | EK | WS |  | 1792 |  | 20% |  |  | 0% | 0% |  | 0% | 99% | 196 | 881500 | 270
17543 | South Carolina Public Service Authority | 6249 | Winyah | SC | 3 | 11 | 1981 | OP | EK | WS |  | 2650 | 0% | 0% |  |  | 0% | 0% |  | 0% | 99% | 196 | 881500 | 270
17543 | South Carolina Public Service Authority | 6249 | Winyah | SC | 4 | 11 | 1981 | OP | EK | WS |  | 2878 |  | 20% |  |  | 0% | 0% |  | 0% | 99% | 196 | 881500 | 270
17554 | South Carolina Genertg Co, Inc | 3298 | Williams | SC | WIL1 | 6 | 1984 | OP | EK |  |  | 20132 | 10% |  |  |  | 0% |  |  |  | 100% | 295 | 2800000 | 275
17568 | South Mississippi El Pwr Assn | 6061 | R D Morrow | MS | 1 | 3 | 1978 | OP | EW |  |  | 7958 | 10% |  |  |  | 0% |  |  |  | 100% | 143 | 1228000 | 825
17568 | South Mississippi El Pwr Assn | 6061 | R D Morrow | MS | 2 | 11 | 1978 | OP | EW |  |  | 7958 | 10% |  |  |  | 0% |  |  |  | 100% | 143 | 1228000 | 825
17609 | Southern California Edison Co | 2341 | Mohave | NV | 1 | 4 | 1971 | OS | EK |  |  | 2317 | 10% |  |  |  | 0% |  |  |  | 97% | 1130 | 2420000 | 260
17609 | Southern California Edison Co | 2341 | Mohave | NV | 2 | 10 | 1971 | OS | EK |  |  | 2317 | 10% |  |  |  | 0% |  |  |  | 97% | 1130 | 2420000 | 268
17610 | SP Fiber Technologies LLC | 54004 | Dublin Mill | GA | PRCP1 | 8 | 1979 | OP | EW |  |  | 500 | 10% |  | 0% |  | 0% |  | 0% |  | 100% | 6 | 148000 | 665
17610 | SP Fiber Technologies LLC | 54004 | Dublin Mill | GA | PRCP2 | 8 | 1989 | OP | EW |  |  | 2500 | 10% |  |  |  | 0% |  |  |  | 100% | 26 | 200000 | 300
17632 | Southern Illinois Power Coop | 976 | Marion | IL | 123 | 5 | 2003 | OP | BP |  |  | 159 | 20% | 30% |  |  | 0% | 10% | 0% | 10% | 99% | 15 | 283333 | 340
17632 | Southern Illinois Power Coop | 976 | Marion | IL | 4 | 10 | 1978 | OP | EK |  |  | 4119 | 20% |  |  |  | 0% |  | 0% |  | 99% | 49 | 605000 | 310
17633 | Southern Indiana Gas & Elec Co | 1012 | F B Culley | IN | 1 | 1 | 1972 | RE | EK |  |  | 850 | 10% |  |  |  | 0% |  |  |  | 98% | 35 | 195000 | 290
17633 | Southern Indiana Gas & Elec Co | 1012 | F B Culley | IN | 2 | 9 | 1973 | OP | EK |  |  | 1728 | 10% |  |  |  | 0% |  |  |  | 99% | 71 | 395000 | 300
17633 | Southern Indiana Gas & Elec Co | 1012 | F B Culley | IN | 3 | 11 | 2006 | OP | BP |  |  | 49500 |  | 10% |  |  |  | 0% |  |  | 100% | 0 | 1200000 | 290
17633 | Southern Indiana Gas & Elec Co | 6137 | A B Brown | IN | 1A | 11 | 2004 | OP | BP |  |  | 22900 | 10% |  |  |  | 0% |  |  |  | 100% | 0 | 1042000 | 305
17633 | Southern Indiana Gas & Elec Co | 6137 | A B Brown | IN | 2 | 2 | 1986 | OP | EK |  |  | 10469 | 10% |  |  |  | 0% |  |  |  | 100% | 85 | 1000000 | 290
17633 | Southern Indiana Gas & Elec Co | 6137 | A B Brown | IN | 1 | 4 | 1979 | RE | EK |  |  | 6000 | 10% |  |  |  | 0% |  |  |  | 100% | 136 | 833600 | 290
17650 | Southern Power Co | 55708 | Nacogdoches Power | TX | FGPC1 | 6 | 2012 | OP | BP | [11 empty] | 100% | 0.025 | 352559 | 319
17698 | Southwestern Electric Power Co | 6138 | Flint Creek | AR | 1 | 5 | 1978 | OP | EW |  |  | 11834 | 10% |  |  |  | 0% |  | 0% |  | 100% | 187 | 3025000 | 750
17698 | Southwestern Electric Power Co | 6139 | Welsh | TX | 1 | 3 | 1977 | OP | EW |  |  | 9140 | 10% |  |  |  | 0% |  | 0% |  | 100% | 187 | 3025000 | 750
17698 | Southwestern Electric Power Co | 6139 | Welsh | TX | 2 | 4 | 1980 | OP | EW |  |  | 11050 | 10% |  |  |  | 0% |  | 0% |  | 100% | 187 | 3025000 | 750
17698 | Southwestern Electric Power Co | 6139 | Welsh | TX | 3 | 3 | 1982 | OP | EW |  |  | 13482 | 10% |  |  |  | 0% |  | 0% |  | 100% | 187 | 3025000 | 750
17698 | Southwestern Electric Power Co | 7902 | Pirkey | TX | 1 | 1 | 1985 | OP | EK |  |  | 17930 | 20% |  |  |  | 0% |  |  |  | 100% | 648 | 2860000 | 287
17698 | Southwestern Electric Power Co | 56564 | John W Turk Jr Power Plant | AR | 1 | 12 | 2012 | OP | BP |  |  | 28800 | 0% | 10% |  |  | 0% | 0% |  |  | 100% | 150 | 2178301 | 192
17718 | Southwestern Public Service Co | 6193 | Harrington | TX | 061P | 7 | 1976 | OP | EK |  |  | 17474 | 10% |  |  |  | 0% | 0% |  |  | 95% | 359 | 1500000 | 313
17718 | Southwestern Public Service Co | 6193 | Harrington | TX | 062P | 5 | 1978 | OP | BS |  |  | 9129 | 10% |  |  |  | 0% | 0% |  |  | 99% | 374 | 1650000 | 313
17718 | Southwestern Public Service Co | 6193 | Harrington | TX | 063P | 5 | 1980 | OP | BS |  |  | 12214 | 10% |  |  |  | 0% | 0% |  |  | 99% | 374 | 1650000 | 300
17718 | Southwestern Public Service Co | 6194 | Tolk | TX | 171P | 8 | 1982 | OP | BR |  |  | 13843 | 10% |  |  |  | 0% | 0% |  |  | 99% | 509 | 2500000 | 270
17718 | Southwestern Public Service Co | 6194 | Tolk | TX | 172P | 4 | 1985 | OP | BR |  |  | 13843 | 10% |  |  |  | 0% | 0% |  |  | 99% | 509 | 2500000 | 270
17828 | City of Springfield - (IL) | 963 | Dallman | IL | 31 | 12 | 1986 | OP | EK |  |  | 3500 | 10% |  |  |  | 0% |  |  |  | 95% | 43 | 325000 | 340
17828 | City of Springfield - (IL) | 963 | Dallman | IL | 32 | 3 | 1987 | OP | EK |  |  | 3500 | 10% |  |  |  | 0% |  |  |  | 98% | 43 | 335000 | 340
17828 | City of Springfield - (IL) | 963 | Dallman | IL | 33 | 6 | 1978 | OP | EK |  |  | 2320 | 10% |  |  |  | 0% |  |  |  | 100% | 68 | 775000 | 280
17828 | City of Springfield - (IL) | 963 | Dallman | IL | 41 | 11 | 2009 | OP | BP |  |  | 10515 | 10% |  |  |  | 0% |  |  |  | 100% | 24 | 803356 | 320
17828 | City of Springfield - (IL) | 964 | Lakeside | IL | 7-8 | 7 | 1985 | RE | EK |  |  | 3484 | 10% |  |  |  | 0% |  |  |  | 99% | 25 | 360464 | 329
17833 | City Utilities of Springfield - (MO) | 2161 | James River Power Station | MO | 1 | 11 | 1980 | OP | EK |  |  | 1071 | 10% |  |  |  | 0% |  |  |  | 100% | 9 | 104500 | 320
17833 | City Utilities of Springfield - (MO) | 2161 | James River Power Station | MO | 2 | 2 | 1981 | OP | EK |  |  | 1071 | 10% |  |  |  | 0% |  |  |  | 100% | 9 | 104500 | 320
17833 | City Utilities of Springfield - (MO) | 2161 | James River Power Station | MO | 3 | 6 | 1979 | OP | EK |  |  | 1360 | 10% |  |  |  | 0% |  |  |  | 100% | 18 | 179000 | 317
17833 | City Utilities of Springfield - (MO) | 2161 | James River Power Station | MO | 4 | 8 | 1976 | OP | EK |  |  | 931 | 10% |  |  |  | 0% |  |  |  | 99% | 38 | 224000 | 320
17833 | City Utilities of Springfield - (MO) | 2161 | James River Power Station | MO | 5 | 5 | 1970 | OP | EK |  |  | 241 | 10% |  |  |  | 0% |  |  |  | 99% | 65 | 344000 | 320
17833 | City Utilities of Springfield - (MO) | 2161 | James River Power Station | MO | 6 | 4 | 1994 | OP | EK |  |  | 5491 | 10% |  |  |  | 0% | 0% |  |  | 100% | 16 | 344000 | 320
17833 | City Utilities of Springfield - (MO) | 6195 | John Twitty Energy Center | MO | 1 | 1 | 1976 | OP | EC |  |  | 1660 | 20% |  |  |  | 0% | 0% |  |  | 100% | 186 | 795000 | 310
17833 | City Utilities of Springfield - (MO) | 6195 | John Twitty Energy Center | MO | 2 | 1 | 2011 | OP | BP |  |  | 15445 | 10% |  |  |  | 0% |  |  |  | 100% | 54 | 1029987 | 170
17891 | City of St Marys - (OH) | 2942 | St Marys | OH | EESP | 6 | 1979 | RE | MC | EK |  | 372 | 10% | 20% |  |  | 0% | 0% |  |  | 99% | 4.6 | 48492 | 450
17891 | City of St Marys - (OH) | 2942 | St Marys | OH | WESP | 6 | 1983 | RE | EK |  |  | 322 | 10% | 20% |  |  | 0% | 0% |  |  | 94% | 10.3 | 64000 | 430
18041 | State Line Energy LLC | 981 | State Line Energy | IN | 3 | 1 | 1999 | RE | BP |  |  | 6000 | 10% |  |  |  | 0% |  |  |  | 99% | 3 | 750000 | 325
18041 | State Line Energy LLC | 981 | State Line Energy | IN | 4 | 6 | 1971 | RE | EK |  |  | 2988 | 10% |  |  |  | 0% |  |  |  | 98% | 290 | 964000 | 280
18147 | RockTenn-Hopewell | 50813 | Hopewell Mill | VA | CBPPT1 | 12 | 1980 | OP | EK |  |  | 0 |  | 10% |  | 0% |  | 0% |  | 0% | 100% | 72.8 | 336000 | 350
18147 | RockTenn-Hopewell | 50813 | Hopewell Mill | VA | RBPPT1 | 12 | 1980 | OP | EK | [5 empty] | 0% | 0% |  |  |  | 0% | 100% | 68.7 | 394000 | 400
18155 | RockTenn-Stone Container Corp | 50810 | Stone Container Hodge | LA | 2RBPPT | 6 | 1985 | OP | EW | [11 empty] | 99% | 143 | 224608 | 350
18155 | RockTenn-Stone Container Corp | 50810 | Stone Container Hodge | LA | 3RBPPT | 6 | 1992 | OP | EW | [11 empty] | 99% | 52 | 289077 | 400
18155 | RockTenn-Stone Container Corp | 50810 | Stone Container Hodge | LA | WESP | 5 | 2007 | OP | OT |  |  | 6648 | [8 empty] | 99% | 46.8 | 341000 | 154
18157 | Stone Container Corp-Panama Ci | 50807 | Stone Container Panama City Mill | FL | 1RB | 11 | 2003 | OP | EK |  |  | 7000 | 10% | 10% | 0% |  | 0% | 0% | 0% | 0% | 100% | 11 | 320000 | 300
18157 | Stone Container Corp-Panama Ci | 50807 | Stone Container Panama City Mill | FL | 2RB | 5 | 1989 | OP | EK |  |  | 2610 | 10% | 10% | 0% |  | 0% | 0% | 0% | 0% | 100% | 27 | 317000 | 303
18157 | Stone Container Corp-Panama Ci | 50807 | Stone Container Panama City Mill | FL | 3BB | 6 | 1975 | OP | WS | MC |  | 2600 | 10% | 10% | 0% |  | 0% |  | 0% |  | 100% | 54.6 | 196500 | 136
18157 | Stone Container Corp-Panama Ci | 50807 | Stone Container Panama City Mill | FL | 4BB | 6 | 1975 | OP | WS | MC |  | 2600 | 10% | 10% | 0% |  | 0% |  | 0% |  | 100% | 13.4 | 196500 | 136
18158 | RockTenn CP LLC Coshocton | 50811 | RockTenn Coshocton Mill | OH | SCRUB1 | 11 | 1981 | OP | WS |  |  | 1500 | [8 empty] | 100% | 31 | 283000 | 149
18162 | RockTenn-Florence | 50806 | Florence Mill | SC | PB1MC | 6 | 1963 | OP | MC |  |  | 17.48 |  |  | 0% |  | 0% |  | 0% | 0% | 98% | 108 | 137000 | 398
18162 | RockTenn-Florence | 50806 | Florence Mill | SC | PB3ESP | 11 | 2005 | OP | EW |  |  | 9000 |  |  | 0% |  |  |  | 0% | 0% | 100% | 8.5 | 137000 | 398
18162 | RockTenn-Florence | 50806 | Florence Mill | SC | PB3MC | 6 | 1963 | RE | MC |  |  | 0 |  |  | 0% |  |  |  | 0% | 0% | 98% | 227 | 257000 | 418
18162 | RockTenn-Florence | 50806 | Florence Mill | SC | PB4ESP | 3 | 1987 | OP | EW |  |  | 0 | 10% | 10% | 0% |  | 0% | 0% | 0% | 0% | 100% | 5.4 | 480000 | 394
18162 | RockTenn-Florence | 50806 | Florence Mill | SC | RBFESP | 12 | 1974 | OP | EW |  |  | 292 |  |  | 0% |  |  |  | 0% | 0% | 100% | 20 | 310000 | 374
18315 | Sunflower Electric Power Corp | 108 | Holcomb | KS | BH1 | 8 | 1983 | OP | BR |  |  | 22048 | 10% |  |  |  | 0% |  |  |  | 100% | 99 | 1160412 | 180
18414 | TES Filer City Station LP | 50835 | TES Filer City Station | MI | BH1 | 6 | 1990 | OP | BP |  |  |  | 10% | 20% |  |  | 0% | 0% |  |  | 100% | 4.197 | 149500 | 155
18414 | TES Filer City Station LP | 50835 | TES Filer City Station | MI | BH2 | 6 | 1990 | OP | BP |  |  |  | 10% | 20% |  |  | 0% | 0% |  |  | 100% | 4.197 | 149500 | 155
18429 | City of Tacoma - (WA) | 3920 | Steam plant | WA | 1 | 11 | 1989 | RE | BP |  |  | 2400 | 10% |  | 0% |  | 0% |  | 0% |  | 100% | 0 | 175000 | 410
18429 | City of Tacoma - (WA) | 3920 | Steam plant | WA | 2 | 11 | 1989 | RE | BP |  |  | 2400 | 10% |  | 0% |  | 0% |  | 0% |  | 100% | 0 | 105000 | 410
18454 | Tampa Electric Co | 645 | Big Bend | FL | ESP1 | 10 | 1970 | OP | EC |  |  | 9577 | 10% | 10% |  |  | 0% | 0% | 0% | 0% | 100% | 94 | 1408000 | 132
18454 | Tampa Electric Co | 645 | Big Bend | FL | ESP2 | 4 | 1973 | OP | EC |  |  | 8457 | 10% | 10% |  |  | 0% | 0% | 0% | 0% | 100% | 222 | 1312000 | 132
18454 | Tampa Electric Co | 645 | Big Bend | FL | ESP3 | 5 | 1976 | OP | EC |  |  | 9557 | 10% | 10% |  |  | 0% | 0% | 0% | 0% | 100% | 249 | 1420000 | 291
18454 | Tampa Electric Co | 645 | Big Bend | FL | ESP4 | 2 | 1985 | OP | EK |  |  | 76822 | 10% | 10% |  |  | 0% | 0% | 0% | 0% | 100% | 130 | 2200000 | 127
18642 | Tennessee Valley Authority | 47 | Colbert | AL | 1 | 11 | 1990 | OP | EK |  |  | 1983 | 10% | 20% |  |  | 0% | 0% |  |  | 100% | 579 | 906000 | 345
18642 | Tennessee Valley Authority | 47 | Colbert | AL | 2 | 8 | 1990 | OP | EK |  |  | 1983 | 10% | 20% |  |  | 0% | 0% |  |  | 100% | 579 | 906000 | 345
18642 | Tennessee Valley Authority | 47 | Colbert | AL | 3 | 5 | 1990 | OP | EK |  |  | 1983 | 10% | 20% |  |  | 0% | 0% |  |  | 100% | 579 | 906000 | 345
18642 | Tennessee Valley Authority | 47 | Colbert | AL | 4 | 1 | 1991 | OP | EK |  |  | 1983 | 10% | 20% |  |  | 0% | 0% |  |  | 100% | 579 | 906000 | 345
18642 | Tennessee Valley Authority | 47 | Colbert | AL | 5 | 6 | 1976 | OP | EK |  |  | 13000 | 20% |  |  |  | 0% |  |  |  | 100% | 686 | 2000000 | 300
18642 | Tennessee Valley Authority | 50 | Widows Creek | AL | 1 | 12 | 1977 | OP | EK |  |  | 9000 | 30% |  |  |  | 0% |  |  |  | 100% | 133 | 575000 | 320
18642 | Tennessee Valley Authority | 50 | Widows Creek | AL | 2 | 8 | 1977 | OP | EK |  |  | 9000 | 30% |  |  |  | 0% |  |  |  | 100% | 133 | 575000 | 320
18642 | Tennessee Valley Authority | 50 | Widows Creek | AL | 3 | 5 | 1977 | OP | EK |  |  | 9000 | 30% |  |  |  | 0% |  |  |  | 100% | 133 | 575000 | 320
18642 | Tennessee Valley Authority | 50 | Widows Creek | AL | 4 | 6 | 1977 | OP | EK |  |  | 9000 | 30% |  |  |  | 0% |  |  |  | 100% | 133 | 575000 | 320
18642 | Tennessee Valley Authority | 50 | Widows Creek | AL | 5 | 9 | 1977 | OP | EK |  |  | 9000 | 30% |  |  |  | 0% |  |  |  | 100% | 133 | 575000 | 320
18642 | Tennessee Valley Authority | 50 | Widows Creek | AL | 6 | 11 | 1977 | OP | EK |  |  | 9000 | 30% |  |  |  | 0% |  |  |  | 100% | 133 | 575000 | 320
18642 | Tennessee Valley Authority | 50 | Widows Creek | AL | 7 | 12 | 1981 | OP | EK | WS |  | 57593 | 20% |  |  |  | 0% |  |  |  | 100% | 65 | 1624000 | 175
18642 | Tennessee Valley Authority | 50 | Widows Creek | AL | 8 | 1 | 1978 | OP | WS |  |  | 50352 | 30% |  |  |  | 0% |  |  |  | 100% | 385 | 1473000 | 175
18642 | Tennessee Valley Authority | 1378 | Paradise | KY | 1 | 11 | 1983 | OP | EK | WS |  | 126350 | 10% |  |  |  | 0% |  |  |  | 100% | 56 | 2100000 | 170
18642 | Tennessee Valley Authority | 1378 | Paradise | KY | 2 | 12 | 1983 | OP | EK | WS |  | 126350 | 10% |  |  |  | 0% |  |  |  | 100% | 56 | 2100000 | 170
18642 | Tennessee Valley Authority | 1378 | Paradise | KY | 3 | 6 | 1981 | OP | EK |  |  | 38000 | 10% |  |  |  | 0% |  |  |  | 100% | 100 | 3882000 | 300
18642 | Tennessee Valley Authority | 1379 | Shawnee | KY | 6 | 2 | 1980 | OP | MC | BR |  | 8570 | 10% |  |  |  | 0% |  |  |  | 100% | 25 | 585000 | 325
18642 | Tennessee Valley Authority | 1379 | Shawnee | KY | 7 | 7 | 1980 | OP | MC | BR |  | 8570 | 10% |  |  |  | 0% |  |  |  | 100% | 25 | 585000 | 325
18642 | Tennessee Valley Authority | 1379 | Shawnee | KY | 8 | 2 | 1981 | OP | MC | BR |  | 8570 | 10% |  |  |  | 0% |  |  |  | 100% | 25 | 585000 | 325
18642 | Tennessee Valley Authority | 1379 | Shawnee | KY | 9 | 4 | 1981 | OP | MC | BR |  | 8570 | 10% |  |  |  | 0% |  |  |  | 100% | 25 | 585000 | 325
18642 | Tennessee Valley Authority | 1379 | Shawnee | KY | 1 | 6 | 1981 | OP | MC | BR |  | 8570 | 10% |  |  |  | 0% |  |  |  | 100% | 25 | 585000 | 325
18642 | Tennessee Valley Authority | 1379 | Shawnee | KY | 10 | 7 | 1981 | OP | BR |  |  | 8570 | 10% |  |  |  | 0% |  |  |  | 100% | 25 | 585000 | 325
18642 | Tennessee Valley Authority | 1379 | Shawnee | KY | 2 | 3 | 1981 | OP | MC | BR |  | 8570 | 10% |  |  |  | 0% |  |  |  | 100% | 25 | 585000 | 325
18642 | Tennessee Valley Authority | 1379 | Shawnee | KY | 3 | 11 | 1980 | OP | MC | BR |  | 8570 | 10% |  |  |  | 0% |  |  |  | 100% | 25 | 585000 | 325
18642 | Tennessee Valley Authority | 1379 | Shawnee | KY | 4 | 5 | 1980 | OP | MC | BR |  | 8570 | 10% |  |  |  | 0% |  |  |  | 100% | 25 | 585000 | 325
18642 | Tennessee Valley Authority | 1379 | Shawnee | KY | 5 | 11 | 1979 | OP | MC | BR |  | 8570 | 10% |  |  |  | 0% |  |  |  | 100% | 25 | 585000 | 325
18642 | Tennessee Valley Authority | 3393 | Allen Steam Plant | TN | 1 | 11 | 1972 | OP | EK |  |  | 3261 | 10% | 10% |  |  | 0% |  |  |  | 99% | 60 | 1265000 | 290
18642 | Tennessee Valley Authority | 3393 | Allen Steam Plant | TN | 2 | 9 | 1971 | OP | EK |  |  | 3261 | 10% | 10% |  |  | 0% |  |  |  | 99% | 60 | 1265000 | 290
18642 | Tennessee Valley Authority | 3393 | Allen Steam Plant | TN | 3 | 1 | 1972 | OP | EK |  |  | 3261 | 10% | 10% |  |  | 0% |  |  |  | 99% | 60 | 1265000 | 290
18642 | Tennessee Valley Authority | 3396 | Bull Run | TN | 1 | 12 | 1977 | OP | EK |  |  | 27741 | 20% |  |  |  | 0% |  |  |  | 100% | 401 | 2600000 | 270
18642 | Tennessee Valley Authority | 3399 | Cumberland | TN | 1 | 6 | 1982 | OP | EK |  |  | 50000 | 20% |  |  |  | 0% |  |  |  | 100% | 163 | 4800000 | 290
18642 | Tennessee Valley Authority | 3399 | Cumberland | TN | 2 | 6 | 1982 | OP | EK |  |  | 50000 | 20% |  |  |  | 0% |  |  |  | 100% | 163 | 4800000 | 290
18642 | Tennessee Valley Authority | 3403 | Gallatin | TN | 1 | 2 | 1979 | OP | EK |  |  | 6241 | 20% |  |  |  | 0% |  |  |  | 100% | 152 | 920000 | 305
18642 | Tennessee Valley Authority | 3403 | Gallatin | TN | 2 | 9 | 1978 | OP | EK |  |  | 6241 | 20% |  |  |  | 0% |  |  |  | 100% | 152 | 920000 | 305
18642 | Tennessee Valley Authority | 3403 | Gallatin | TN | 3 | 1 | 1979 | OP | EK |  |  | 6241 | 20% |  |  |  | 0% |  |  |  | 100% | 165 | 1000000 | 290
18642 | Tennessee Valley Authority | 3403 | Gallatin | TN | 4 | 4 | 1979 | OP | EK |  |  | 6241 | 20% |  |  |  | 0% |  |  |  | 100% | 165 | 1000000 | 290
18642 | Tennessee Valley Authority | 3405 | John Sevier | TN | 1 | 4 | 1973 | OP | MC | EK |  | 3339 | 10% | 20% |  |  | 0% |  |  |  | 100% | 90 | 920000 | 320
18642 | Tennessee Valley Authority | 3405 | John Sevier | TN | 2 | 7 | 1973 | OP | MC | EK |  | 3339 | 10% | 20% |  |  | 0% |  |  |  | 100% | 90 | 920000 | 320
18642 | Tennessee Valley Authority | 3405 | John Sevier | TN | 3 | 1 | 1974 | OP | MC | EK |  | 3339 | 10% | 20% |  |  | 0% |  |  |  | 100% | 90 | 920000 | 320
18642 | Tennessee Valley Authority | 3405 | John Sevier | TN | 4 | 5 | 1974 | OP | MC | EK |  | 3339 | 10% | 20% |  |  | 0% |  |  |  | 100% | 90 | 920000 | 320
18642 | Tennessee Valley Authority | 3406 | Johnsonville | TN | 1 | 1 | 1976 | OP | MC | EK |  | 3500 | 10% | 20% |  |  | 0% |  |  |  | 100% | 63 | 478000 | 325
18642 | Tennessee Valley Authority | 3406 | Johnsonville | TN | 10 | 7 | 1990 | OP | EK |  |  | 7375 |  |  |  |  | 0% | 0% |  |  | 100% | 64 | 550000 | 325
18642 | Tennessee Valley Authority | 3406 | Johnsonville | TN | 2 | 3 | 1976 | OP | MC | EK |  | 3500 | 10% | 20% |  |  | 0% |  |  |  | 100% | 63 | 478000 | 325
18642 | Tennessee Valley Authority | 3406 | Johnsonville | TN | 3 | 8 | 1976 | OP | MC | EK |  | 3500 | 10% | 20% |  |  | 0% |  |  |  | 100% | 63 | 478000 | 325
18642 | Tennessee Valley Authority | 3406 | Johnsonville | TN | 4 | 9 | 1976 | OP | MC | EK |  | 3500 | 10% | 20% |  |  | 0% |  |  |  | 100% | 63 | 478000 | 325
18642 | Tennessee Valley Authority | 3406 | Johnsonville | TN | 5 | 8 | 1975 | OP | MC | EK |  | 3500 | 10% | 20% |  |  | 0% |  |  |  | 100% | 62 | 478000 | 325
18642 | Tennessee Valley Authority | 3406 | Johnsonville | TN | 6 | 7 | 1975 | OP | MC | EK |  | 3500 | 10% | 20% |  |  | 0% |  |  |  | 100% | 62 | 478000 | 325
18642 | Tennessee Valley Authority | 3406 | Johnsonville | TN | 7 | 11 | 1989 | OP | EK |  |  | 7375 |  |  |  |  | 0% | 0% |  |  | 100% | 64 | 550000 | 325
18642 | Tennessee Valley Authority | 3406 | Johnsonville | TN | 8 | 5 | 1990 | OP | EK |  |  | 7375 |  |  |  |  | 0% | 0% |  |  | 100% | 64 | 550000 | 325
18642 | Tennessee Valley Authority | 3406 | Johnsonville | TN | 9 | 2 | 1990 | OP | EK |  |  | 7375 |  |  |  |  | 0% | 0% |  |  | 100% | 64 | 550000 | 325
18642 | Tennessee Valley Authority | 3407 | Kingston | TN | 1 | 2 | 1977 | OP | MC | EK |  | 3950 | 20% |  |  |  | 0% |  |  |  | 100% | 13 | 500000 | 325
18642 | Tennessee Valley Authority | 3407 | Kingston | TN | 2 | 12 | 1976 | OP | MC | EK |  | 3950 | 20% |  |  |  | 0% |  |  |  | 100% | 13 | 500000 | 325
18642 | Tennessee Valley Authority | 3407 | Kingston | TN | 3 | 11 | 1976 | OP | MC | EK |  | 3950 | 20% |  |  |  | 0% |  |  |  | 100% | 13 | 500000 | 325
18642 | Tennessee Valley Authority | 3407 | Kingston | TN | 4 | 10 | 1976 | OP | MC | EK |  | 3950 | 20% |  |  |  | 0% |  |  |  | 100% | 13 | 500000 | 325
18642 | Tennessee Valley Authority | 3407 | Kingston | TN | 5 | 9 | 1976 | OP | MC | EK |  | 4286 | 20% |  |  |  | 0% |  |  |  | 100% | 18 | 700000 | 325
18642 | Tennessee Valley Authority | 3407 | Kingston | TN | 6 | 7 | 1976 | OP | MC | EK |  | 4286 | 20% |  |  |  | 0% |  |  |  | 100% | 18 | 700000 | 325
18642 | Tennessee Valley Authority | 3407 | Kingston | TN | 7 | 6 | 1976 | OP | MC | EK |  | 4286 | 20% |  |  |  | 0% |  |  |  | 100% | 18 | 700000 | 325
18642 | Tennessee Valley Authority | 3407 | Kingston | TN | 8 | 4 | 1976 | OP | MC | EK |  | 4286 | 20% |  |  |  | 0% |  |  |  | 100% | 18 | 700000 | 325
18642 | Tennessee Valley Authority | 3407 | Kingston | TN | 9 | 2 | 1976 | OP | MC | EK |  | 4286 | 20% |  |  |  | 0% |  |  |  | 100% | 18 | 700000 | 325
18642 | Tennessee Valley Authority | 3419 | Watts Bar Fossil | TN | A | 7 | 1969 | RE | EK |  |  | 460 | 10% | 10% |  |  | 0% | 0% |  |  | 95% | 325 | 262000 | 330
18642 | Tennessee Valley Authority | 3419 | Watts Bar Fossil | TN | B | 7 | 1969 | RE | EK |  |  | 460 | 10% | 10% |  |  | 0% |  |  |  | 95% | 325 | 262000 | 330
18642 | Tennessee Valley Authority | 3419 | Watts Bar Fossil | TN | C | 8 | 1969 | RE | EK |  |  | 460 | 10% | 10% |  |  | 0% |  |  |  | 95% | 325 | 262000 | 330
18642 | Tennessee Valley Authority | 3419 | Watts Bar Fossil | TN | D | 8 | 1969 | RE | EK |  |  | 460 | 10% | 10% |  |  | 0% |  |  |  | 95% | 325 | 262000 | 330
18715 | Texas Municipal Power Agency | 6136 | Gibbons Creek | TX | 1 | 1 | 1983 | OP | EK |  |  | 16242 | 0% | 10% |  |  | 0% | 0% |  |  | 100% | 443 | 1720000 | 299
19099 | TransAlta Centralia Gen LLC | 3845 | Transalta Centralia Generation | WA | 1 | 6 | 2002 | OP | WS |  |  | 75500 | 10% |  | 0% |  | 0% |  | 0% |  | 85% | 578 | 2146313 | 137
19099 | TransAlta Centralia Gen LLC | 3845 | Transalta Centralia Generation | WA | 2 | 10 | 2001 | OP | WS |  |  | 75500 | 10% |  | 0% |  | 0% |  | 0% |  | 85% | 578 | 2146313 | 137
19099 | TransAlta Centralia Gen LLC | 3845 | Transalta Centralia Generation | WA | PR21 | 6 | 1974 | OP | EK |  |  | 34500 | 20% |  | 0% |  | 0% |  | 0% |  | 99% | 578 | 2700000 | 300
19099 | TransAlta Centralia Gen LLC | 3845 | Transalta Centralia Generation | WA | PR22 | 6 | 1974 | OP | EK |  |  | 34500 | 20% |  | 0% |  | 0% |  | 0% |  | 99% | 578 | 2700000 | 300
19145 | DTE Tuscola, LLC | 55245 | Tuscola Station | IL | 1 | 6 | 1952 | OP | EW |  |  | 733 | 10% | 10% |  |  | 0% | 0% |  |  | 98% | 0 | 190000 | 182
19145 | DTE Tuscola, LLC | 55245 | Tuscola Station | IL | 3 | 6 | 1952 | OP | EW |  |  | 733 | 10% | 10% |  |  | 0% | 0% |  |  | 99% | 0.006 | 190000 | 182
19145 | DTE Tuscola, LLC | 55245 | Tuscola Station | IL | 4 | 6 | 1956 | OP | EW |  |  | 733 | 10% | 10% |  |  | 0% | 0% |  |  | 98% | 0 | 190000 | 182
19173 | Colorado Energy Nations Company LLLP | 10003 | Colorado Energy Nations Company | CO | BLR3 | 6 | 1981 | OP | BP |  |  | 1500 | 0% | 10% |  |  | 0% | 0% |  |  | 100% | 11 | 150000 | 325
19173 | Colorado Energy Nations Company LLLP | 10003 | Colorado Energy Nations Company | CO | BLR4 | 6 | 1974 | OP | OT |  |  | 2000 | 0% | 10% |  |  | 0% | 0% |  |  | 98% | 18 | 250000 | 325
19173 | Colorado Energy Nations Company LLLP | 10003 | Colorado Energy Nations Company | CO | BVLR5 | 11 | 1979 | OP | BP |  |  | 2500 | 0% | 10% |  |  | 0% | 0% |  |  | 100% | 33 | 300000 | 325
19194 | Syracuse Energy Corp | 50651 | Syracuse Energy | NY | BAGHS | 1 | 1991 | OP | BR |  |  | 3183 | 10% |  |  |  | 0% |  | 0% |  | 99% | 62.5 | 430000 | 190
19316 | Two Elk Generation Partners LP | 55360 | Two Elk Generating Station | WY | BGH | 12 | 2016 | PL | BP |  |  | 37 | 10% | 30% |  |  | 0% | 0% |  |  | 85% | 53 | 200000 | 155
19365 | United States Sugar Corp | 50482 | Clewiston Sugar House | FL | ESP7 | 6 | 1996 | OP | EK |  |  | 2000 | [8 empty] | 99% | 24 | 270000 | 329
19365 | United States Sugar Corp | 50482 | Clewiston Sugar House | FL | ESP8 | 1 | 2005 | OP | EK |  |  | 5000 | [8 empty] | 100% | 27 | 440000 | 200
19365 | United States Sugar Corp | 50482 | Clewiston Sugar House | FL | WS1 | 6 | 1967 | OP | WS |  |  | 1000 | [8 empty] | 95% | 123 | 125000 | 158
19365 | United States Sugar Corp | 50482 | Clewiston Sugar House | FL | WS2 | 6 | 1967 | OP | WS |  |  | 1000 | [8 empty] | 95% | 115 | 120000 | 158
19365 | United States Sugar Corp | 50482 | Clewiston Sugar House | FL | WS3 | 6 | 1967 | RE | WS |  |  | 1000 | [8 empty] | 95% | 79 | 85000 | 149
19365 | United States Sugar Corp | 50482 | Clewiston Sugar House | FL | WS4 | 6 | 1984 | OP | WS |  |  | 1000 | [8 empty] | 95% | 95 | 150000 | 158
19365 | United States Sugar Corp | 50483 | Bryant Sugar House | FL | WS1 | 6 | 1962 | RE | WS | [11 empty] | 90% | 115 | 115000 | 162
19365 | United States Sugar Corp | 50483 | Bryant Sugar House | FL | WS2 | 6 | 1962 | RE | WS | [11 empty] | 90% | 115 | 115000 | 154
19365 | United States Sugar Corp | 50483 | Bryant Sugar House | FL | WS3 | 6 | 1962 | RE | WS | [11 empty] | 90% | 115 | 115000 | 154
19365 | United States Sugar Corp | 50483 | Bryant Sugar House | FL | WS5 | 6 | 1980 | RE | WS | [11 empty] | 90% | 87 | 305000 | 140
19391 | UGI Development Co | 3176 | Hunlock Power Station | PA | 1 | 6 | 1959 | RE | EC |  |  | 308 | 30% |  | 0% |  | 0% |  | 0% |  | 95% | 0.08 | 219000 | 325
19391 | UGI Development Co | 3176 | Hunlock Power Station | PA | 2 | 6 | 1969 | RE | EC |  |  | 1280 | 30% |  | 0% |  | 0% |  | 0% |  | 93% | 0.08 | 219000 | 325
19436 | Union Electric Co - (MO) | 2103 | Labadie | MO | 1 | 6 | 1970 | OP | EC |  |  | 22790 | 10% |  |  |  | 0% |  |  |  | 99% | 462 | 2200000 | 310
19436 | Union Electric Co - (MO) | 2103 | Labadie | MO | 2 | 6 | 1971 | OP | EC |  |  | 22790 | 10% |  |  |  | 0% |  |  |  | 99% | 462 | 2200000 | 310
19436 | Union Electric Co - (MO) | 2103 | Labadie | MO | 3 | 8 | 1972 | OP | EC |  |  | 22790 | 10% |  |  |  | 0% |  |  |  | 99% | 462 | 2200000 | 310
19436 | Union Electric Co - (MO) | 2103 | Labadie | MO | 4 | 8 | 1973 | OP | EC |  |  | 22790 | 10% |  |  |  | 0% |  |  |  | 99% | 462 | 2200000 | 310
19436 | Union Electric Co - (MO) | 2104 | Meramec | MO | 1 | 6 | 1981 | OP | EK |  |  | 8249 | 10% |  |  |  | 0% |  |  |  | 99% | 60 | 600000 | 330
19436 | Union Electric Co - (MO) | 2104 | Meramec | MO | 2 | 6 | 1981 | OP | EK |  |  | 8379 | 10% |  |  |  | 0% |  |  |  | 99% | 60 | 600000 | 330
19436 | Union Electric Co - (MO) | 2104 | Meramec | MO | 3 | 6 | 1981 | OP | EK |  |  | 16107 | 10% |  |  |  | 0% |  |  |  | 99% | 122 | 1165000 | 360
19436 | Union Electric Co - (MO) | 2104 | Meramec | MO | 4 | 6 | 1981 | OP | EK |  |  | 22480 | 10% |  |  |  | 0% |  |  |  | 99% | 148 | 1450000 | 365
19436 | Union Electric Co - (MO) | 2107 | Sioux | MO | 1 | 6 | 1973 | OP | EC |  |  | 2973 | 20% |  |  |  | 0% |  |  |  | 100% | 168 | 2000000 | 350
19436 | Union Electric Co - (MO) | 2107 | Sioux | MO | 2 | 6 | 1973 | OP | EC |  |  | 2973 | 20% |  |  |  | 0% |  |  |  | 100% | 168 | 2000000 | 350
19436 | Union Electric Co - (MO) | 6155 | Rush Island | MO | 1 | 6 | 1976 | OP | EC |  |  | 15664 | 20% |  |  |  | 0% |  |  |  | 100% | 148 | 2030000 | 270
19436 | Union Electric Co - (MO) | 6155 | Rush Island | MO | 2 | 6 | 1977 | OP | EC |  |  | 15664 | 20% |  |  |  | 0% |  |  |  | 100% | 148 | 2030000 | 270
19511 | University of Alaska | 50711 | University of Alaska Fairbanks | AK | BGHS1 | 4 | 1986 | OP | BP | MC |  | 1436 | 10% | 20% |  |  | 0% | 0% |  |  | 93% | 3.2 | 31575 | 465
19511 | University of Alaska | 50711 | University of Alaska Fairbanks | AK | BGHS2 | 4 | 1980 | OP | BP | MC |  | 1436 | 10% | 20% |  |  | 0% | 0% |  |  | 93% | 3 | 31575 | 465
19528 | University of Illinois | 54780 | University of Illinois Abbott Power Plt | IL | ESP5 | 7 | 1988 | OP | EW |  |  | 400 | 10% |  |  |  | 0% |  |  |  | 100% | 6 | 75000 | 350
19528 | University of Illinois | 54780 | University of Illinois Abbott Power Plt | IL | ESP6 | 3 | 1987 | OP | EW |  |  | 400 | 10% |  |  |  | 0% |  |  |  | 100% | 3 | 75000 | 350
19528 | University of Illinois | 54780 | University of Illinois Abbott Power Plt | IL | ESP7 | 2 | 1989 | OP | EW |  |  | 500 | 10% |  |  |  | 0% |  |  |  | 100% | 3 | 80000 | 350
19539 | University of Iowa | 54775 | University of Iowa Main Power Plant | IA | B10ESP | 6 | 1976 | OP | EK | MC |  | 810000 | 10% |  |  |  | 0% |  |  |  | 98% | 25 | 100522 | 334
19539 | University of Iowa | 54775 | University of Iowa Main Power Plant | IA | B11BAG | 6 | 1987 | OP | BP |  |  | 801118 | 10% |  |  |  | 0% |  |  |  | 99% | 8 | 83478 | 311
19541 | University of North Carolina | 54276 | Univ of NC Chapel Hill Cogen Facility | NC | 6 | 2 | 1991 | OP | BP |  |  | 0 | 20% |  |  |  | 0% |  | 0% |  | 100% | 0.61 | 214000 | 305
19541 | University of North Carolina | 54276 | Univ of NC Chapel Hill Cogen Facility | NC | 7 | 2 | 1991 | OP | BP |  |  | 0 | 20% |  |  |  | 0% |  | 0% |  | 100% | 0.61 | 214000 | 305
19545 | Black Hills Power Inc | 3325 | Ben French | SD | 1 | 1 | 1977 | OP | EK |  |  | 2151 | 10% | 10% |  |  | 0% | 0% | 0% | 0% | 99% | 8.7 | 164927 | 320
19545 | Black Hills Power Inc | 4150 | Neil Simpson | WY | 1 | 1 | 1977 | OP | EC |  |  | 2051 | 10% | 10% | 0% | 0% | 0% | 0% | 0% | 0% | 100% | 1.57 | 113590 | 255
19545 | Black Hills Power Inc | 4151 | Osage | WY | 1 | 1 | 1977 | SB | EK |  |  | 2100 | 10% | 10% |  |  | 0% | 0% |  |  | 99% | 2.03 | 250000 | 340
19545 | Black Hills Power Inc | 7504 | Neil Simpson II | WY | 2 | 11 | 1995 | OP | EC |  |  | 7000 | 10% |  |  |  | 0% |  |  |  | 92% | 115 | 400000 | 155
19545 | Black Hills Power Inc | 55479 | Wygen 1 | WY | 3 | 1 | 2003 | OP | BP |  |  | 11000 | 0% | 10% |  |  | 0% | 0% |  |  | 100% | 12.1 | 413176 | 185
19545 | Black Hills Power Inc | 56319 | Wygen 2 | WY | 1 | 1 | 2008 | OP | BP |  |  | 10961 | 0% | 10% |  |  | 0% | 0% |  |  | 100% | 11 | 480000 | 175
19545 | Black Hills Power Inc | 56596 | Wygen III | WY | 5 | 4 | 2010 | OP | BP |  |  | 120000 | 0% | 10% |  |  | 0% | 0% |  |  | 100% | 11 | 520000 | 160
19564 | University of Notre Dame | 50366 | University of Notre Dame | IN | ESP4 | 1 | 1968 | RE | EW |  |  |  | 10% |  |  |  | 0% |  | 0% |  | 98% | 1 | 81000 | 350
19564 | University of Notre Dame | 50366 | University of Notre Dame | IN | MC2 | 6 | 1976 | RE | MC |  |  |  | 10% |  |  |  | 0% |  |  |  | 89% | 36 | 58000 | 450
19564 | University of Notre Dame | 50366 | University of Notre Dame | IN | MC3 | 6 | 1976 | RE | MC |  |  |  | 10% |  |  |  | 0% |  |  |  | 89% | 36 | 58000 | 450
19564 | University of Notre Dame | 50366 | University of Notre Dame | IN | PJFF-1 | 12 | 2008 | OP | BP |  |  | 7500 | 10% | 10% |  |  | 0% | 0% |  |  | 99% | 6.72 | 42450 | 350
19564 | University of Notre Dame | 50366 | University of Notre Dame | IN | PJFF-2 | 7 | 2008 | OP | BP |  |  | 7500 | 10% | 10% |  | 0% | 0% | 0% |  | 0% | 99% | 16.38 | 80100 | 350
19685 | Valero Refining Co | 50121 | Valero Refinery Corpus Christi West | TX | BELCO | 10 | 1994 | OP | WS |  |  | 12000 | [6 empty] | 0% | 0% | 99% | 25 | 535000 | 174
19724 | Vanderbilt University | 52048 | Vanderbilt University Power Plant | TN | BAGHOU | 1 | 1982 | OP | BR |  |  | 3140 | 10% |  |  |  | 0% |  |  |  | 100% | 17.15 | 145500 | 350
19781 | Viking Energy Corp | 50770 | Viking Energy of McBain | MI | FGPC1 | 12 | 1988 | OP | MC | EK |  | 2000 | [8 empty] | 99% | 7 | 50000 | 360
19781 | Viking Energy Corp | 50772 | Viking Energy of Lincoln | MI | FGPC1 | 1 | 1989 | OP | MC | EK |  | 2000 | [8 empty] | 99% | 6 | 49000 | 360
19830 | NRG Vienna Operations Inc | 1564 | Vienna Operations | MD | 8 | 12 | 1971 | OP | MC |  |  | 47 |  |  | 0% | 0% |  |  |  | 0% | 88% | 276 | 5520000 | 625
19856 | City of Vineland - (NJ) | 2434 | Howard Down | NJ | 10 | 5 | 1970 | RE | MC | EH |  | 3330 | 0% | 10% | 0% | 0% | 0% | 0% | 0% | 0% | 100% | 30 | 150000 | 370
19856 | City of Vineland - (NJ) | 2434 | Howard Down | NJ | 7 | 12 | 1952 | RE | MC | [5 empty] | 0% | 0% |  |  | 0% | 0% | 54% | 15 | 57000 | 335
19856 | City of Vineland - (NJ) | 2434 | Howard Down | NJ | 8 | 10 | 1955 | RE | MC | [5 empty] | 0% | 0% |  |  | 0% | 0% | 54% | 18 | 63000 | 350
19856 | City of Vineland - (NJ) | 2434 | Howard Down | NJ | 9 | 1 | 1960 | RE | MC | [5 empty] | 0% | 0% |  |  | 0% | 0% | 54% | 26 | 63000 | 350
19876 | Virginia Electric & Power Co | 3796 | Bremo Bluff | VA | 3 | 6 | 1973 | OP | EW |  |  | 1595 | 10% | 10% |  |  | 0% | 0% |  |  | 99% | 476 | 617300 | 695
19876 | Virginia Electric & Power Co | 3796 | Bremo Bluff | VA | 4 | 6 | 1973 | OP | EW |  |  | 2193 | 10% | 10% |  |  | 0% | 0% |  |  | 99% | 79 | 980000 | 695
19876 | Virginia Electric & Power Co | 3797 | Chesterfield | VA | 3 | 6 | 1984 | OP | EK |  |  | 12300 | 20% |  |  |  | 0% |  |  |  | 99% | 52 | 427000 | 301
19876 | Virginia Electric & Power Co | 3797 | Chesterfield | VA | 4 | 3 | 1982 | OP | EK |  |  | 19300 | 20% |  |  |  | 0% |  |  |  | 100% | 60 | 690000 | 285
19876 | Virginia Electric & Power Co | 3797 | Chesterfield | VA | 5 | 6 | 1980 | OP | EK |  |  | 12400 | 20% |  |  |  | 0% |  |  |  | 100% | 57 | 1300000 | 311
19876 | Virginia Electric & Power Co | 3797 | Chesterfield | VA | 6 | 5 | 1987 | OP | WS | BP | EK | 29700 | 20% |  |  |  | 0% |  |  |  | 99% | 665 | 2210000 | 264
19876 | Virginia Electric & Power Co | 3803 | Chesapeake | VA | 1 | 5 | 1987 | OP | EK |  |  | 3329 | 10% | 10% |  |  | 0% | 0% |  |  | 100% | 34 | 468000 | 320
19876 | Virginia Electric & Power Co | 3803 | Chesapeake | VA | 2 | 3 | 1987 | OP | EK |  |  | 3325 | 10% | 10% |  |  | 0% | 0% |  |  | 100% | 34 | 468000 | 320
19876 | Virginia Electric & Power Co | 3803 | Chesapeake | VA | 3 | 5 | 1982 | OP | EK |  |  | 14700 | 20% |  |  |  | 0% |  |  |  | 100% | 42 | 700000 | 285
19876 | Virginia Electric & Power Co | 3803 | Chesapeake | VA | 4 | 5 | 1982 | OP | EK |  |  | 18100 | 20% |  |  |  | 0% |  |  |  | 100% | 62 | 951000 | 285
19876 | Virginia Electric & Power Co | 3804 | Possum Point | VA | 3 | 6 | 1955 | RE | EK |  |  | 13800 | 10% | 10% |  |  | 0% | 0% | 0% | 0% | 99% | 48 | 414000 | 345
19876 | Virginia Electric & Power Co | 3804 | Possum Point | VA | 4 | 7 | 1982 | RE | EK |  |  | 2280 | 20% |  |  |  | 0% |  |  |  | 100% | 56 | 951000 | 265
19876 | Virginia Electric & Power Co | 3804 | Possum Point | VA | 5 | 6 | 1975 | OP | MC |  |  | 575 |  |  | 0% |  |  |  | 0% |  | 91% | 1086 | 2844000 | 340
19876 | Virginia Electric & Power Co | 3809 | Yorktown | VA | 1 | 6 | 1969 | OP | MC | EK |  | 3200 | 10% |  |  |  | 0% |  | 0% | 0% | 99% | 297 | 700000 | 285
19876 | Virginia Electric & Power Co | 3809 | Yorktown | VA | 2 | 8 | 1985 | OP | EK |  |  | 19800 | 10% |  |  |  | 0% |  |  |  | 100% | 34 | 652000 | 285
19876 | Virginia Electric & Power Co | 3809 | Yorktown | VA | 3 | 1 | 1974 | OP | MC |  |  | 572 |  |  | 0% |  |  |  | 0% |  | 91% | 1086 | 2844800 | 340
19876 | Virginia Electric & Power Co | 3954 | Mt Storm | WV | 1 | 6 | 1973 | OP | EC | WS |  | 9748 | 30% |  |  |  | 0% | 10% |  |  | 100% | 110 | 1820000 | 285
19876 | Virginia Electric & Power Co | 3954 | Mt Storm | WV | 2 | 6 | 1973 | OP | EC | WS |  | 9374 | 30% |  |  |  | 0% | 10% |  |  | 100% | 110 | 1820000 | 285
19876 | Virginia Electric & Power Co | 3954 | Mt Storm | WV | 3 | 1 | 1973 | OP | EC | WS |  | 4608 | 30% |  |  |  | 0% | 10% |  |  | 99% | 660 | 2230000 | 285
19876 | Virginia Electric & Power Co | 7213 | Clover | VA | 1 | 1 | 1995 | OP | BR | WS |  | 9216 | 10% | 10% |  |  | 0% | 0% |  |  | 100% | 81 | 795000 | 280
19876 | Virginia Electric & Power Co | 7213 | Clover | VA | 2 | 3 | 1996 | OP | BR | WS |  | 9548 | 10% | 10% |  |  | 0% | 0% |  |  | 100% | 81 | 795000 | 280
19876 | Virginia Electric & Power Co | 7537 | North Branch | WV | A | 5 | 1992 | OS | BP |  |  | 713.9 |  | 60% |  |  | 0% |  |  |  | 100% | 18 | 236500 | 340
19876 | Virginia Electric & Power Co | 7537 | North Branch | WV | B | 5 | 1992 | OS | BP |  |  | 713.9 |  | 60% |  |  | 0% |  |  |  | 100% | 18 | 236500 | 340
19876 | Virginia Electric & Power Co | 10771 | Hopewell Power Station | VA | 1 | 6 | 1991 | OP | BP |  |  |  | 10% |  |  |  | 0% |  |  |  | 100% | 16.4 | 112500 | 160
19876 | Virginia Electric & Power Co | 10771 | Hopewell Power Station | VA | 2 | 6 | 1991 | OP | BP |  |  |  | 10% |  |  |  | 0% |  |  |  | 100% | 16.4 | 112500 | 160
19876 | Virginia Electric & Power Co | 10773 | Altavista Power Station | VA | 1 | 6 | 1991 | OP | BP |  |  |  | 10% |  |  |  | 0% |  |  |  | 100% | 4 | 112500 | 160
19876 | Virginia Electric & Power Co | 10773 | Altavista Power Station | VA | 2 | 6 | 1991 | OP | BP |  |  |  | 10% |  |  |  | 0% |  |  |  | 100% | 4 | 112500 | 160
19876 | Virginia Electric & Power Co | 10774 | Southampton Power Station | VA | 1 | 6 | 1991 | OP | BP |  |  |  | 10% |  |  |  | 0% |  |  |  | 100% | 4 | 112500 | 160
19876 | Virginia Electric & Power Co | 10774 | Southampton Power Station | VA | 2 | 6 | 1991 | OP | BP |  |  |  | 10% |  |  |  | 0% |  |  |  | 100% | 4 | 112500 | 160
19876 | Virginia Electric & Power Co | 52007 | Mecklenburg Power Station | VA | BH1 | 11 | 1992 | OP | BP |  |  | 801 | 10% |  |  |  | 0% |  | 0% |  | 100% | 10 | 220000 | 160
19876 | Virginia Electric & Power Co | 52007 | Mecklenburg Power Station | VA | BH2 | 11 | 1992 | OP | BP |  |  | 817 | 10% |  |  |  | 0% |  | 0% |  | 100% | 10 | 220000 | 160
19876 | Virginia Electric & Power Co | 52118 | Multitrade of Pittsylvania LP | VA | ESP1 | 6 | 1994 | OP | EK |  |  | 508.8 | 0% | [7 empty] | 100% | 7 | 164815 | 390
19876 | Virginia Electric & Power Co | 52118 | Multitrade of Pittsylvania LP | VA | ESP2 | 6 | 1994 | OP | EK |  |  | 508.8 | 0% | [7 empty] | 100% | 7 | 164815 | 390
19876 | Virginia Electric & Power Co | 52118 | Multitrade of Pittsylvania LP | VA | ESP3 | 6 | 1994 | OP | EK |  |  | 508.8 | 0% | [7 empty] | 100% | 7 | 164815 | 390
19876 | Virginia Electric & Power Co | 56808 | Virginia City Hybrid Energy Center | VA | BH1 | 4 | 2012 | OP | BP |  |  |  | 40% |  |  |  | 0% |  |  |  | 99% | 3758 | 1010603 | 152
19876 | Virginia Electric & Power Co | 56808 | Virginia City Hybrid Energy Center | VA | BH2 | 4 | 2012 | OP | BP |  |  |  | 40% |  |  |  | 0% |  |  |  | 99% | 3758 | 1010603 | 152
19876 | Virginia Electric & Power Co | 56808 | Virginia City Hybrid Energy Center | VA | ESP1 | 4 | 2012 | OP | EW |  |  |  | 40% |  |  |  | 0% |  |  |  | 41% | 3758 | 1061128 | 279
19876 | Virginia Electric & Power Co | 56808 | Virginia City Hybrid Energy Center | VA | ESP2 | 4 | 2012 | OP | EW |  |  |  | 40% |  |  |  | 0% |  |  |  | 41% | 3758 | 1061128 | 279
19900 | Viking Energy Corp | 50771 | Viking Energy of Northumberland | PA | FGPC1 | 11 | 1988 | OS | EK |  |  | 1200 | [8 empty] | 100% | 6.1 | 123605 | 375
19946 | Wadham Energy Ltd Partners | 50293 | Wadham Energy LP | CA | BHG300 | 6 | 1988 | OP | BP |  |  | 1000 | [8 empty] | 100% | 5 | 117176 | 283
20169 | Avista Corp | 550 | Kettle Falls Generating Station | WA | MC | 6 | 1984 | OP | MC | [11 empty] | 70% |  | 278345 | 400
20169 | Avista Corp | 550 | Kettle Falls Generating Station | WA | EW | 6 | 1984 | OP | EW |  |  | 1121 | [8 empty] | 100% |  | 305800 | 360
20447 | Western Farmers Elec Coop, Inc | 6772 | Hugo | OK | 1 | 4 | 1982 | OP | EK |  |  | 9924 | 10% |  |  |  | 10% |  |  |  | 99% | 42 | 2100000 | 300
20492 | Weyerhaeuser Co | 50184 | Weyerhaeuser Columbus MS | MS | PRECIP | 5 | 1990 | OP | EW |  |  | 5512 |  |  | 0% |  |  |  | 0% |  | 100% | 35 | 641600 | 436
20492 | Weyerhaeuser Co | 50184 | Weyerhaeuser Columbus MS | MS | SCRUBB | 5 | 1982 | OP | MC | OT |  | 1221 | 10% |  | 0% |  | 0% |  | 0% |  | 98% | 45 | 632654 | 436
20505 | Weyerhaeuser NR Port Wentworth | 50804 | Port Wentworth Mill | GA | PB04P | 4 | 1991 | OP | EW |  |  | 2000 |  |  | 0% |  |  |  | 0% |  | 99% | 5.1 | 149081 | 356
20505 | Weyerhaeuser NR Port Wentworth | 50804 | Port Wentworth Mill | GA | RB01 | 6 | 1979 | OP | EW |  |  | 1066 |  |  | 0% |  |  |  | 0% |  | 99% | 11.38 | 260866 | 387
20508 | MeadWestvaco Corp | 50900 | Covington Facility | VA | P1 | 6 | 1972 | OP | EK |  |  | 1000 | [8 empty] | 100% | 0.015 | 367641 | 305
20508 | MeadWestvaco Corp | 50900 | Covington Facility | VA | P2 | 9 | 1991 | OP | EK |  |  | 2000 | [8 empty] | 100% | 0.09 | 180000 | 360
20508 | MeadWestvaco Corp | 50900 | Covington Facility | VA | P6 | 9 | 1991 | OP | EK |  |  | 500 | 10% |  |  |  | 0% |  |  |  | 100% | 0.045 | 244000 | 470
20508 | MeadWestvaco Corp | 50900 | Covington Facility | VA | P7 | 6 | 1970 | OP | EK |  |  | 500 | 10% |  |  |  | 0% |  |  |  | 99% | 0.045 | 73000 | 400
20508 | MeadWestvaco Corp | 50900 | Covington Facility | VA | P8 | 6 | 1970 | OP | EK |  |  | 500 | 10% |  |  |  | 0% |  |  |  | 99% | 0.045 | 82000 | 400
20508 | MeadWestvaco Corp | 50900 | Covington Facility | VA | P9 | 6 | 1988 | OP | EK |  |  | 750 | 10% |  |  |  | 0% |  |  |  | 99% | 0.045 | 200000 | 340
20511 | Weyerhaeuser Co- New Bern | 50188 | Weyerhaeuser New Bern NC | NC | PB2 | 12 | 1996 | OP | WS |  |  | 2000 |  |  | 0% |  |  |  | 0% |  | 90% | 28 | 180000 | 120
20511 | Weyerhaeuser Co- New Bern | 50188 | Weyerhaeuser New Bern NC | NC | RB | 10 | 2005 | OP | EW |  |  | 16000 |  |  | 0% |  |  |  | 0% |  | 100% | 0.09 | 500000 | 426
20541 | Wheelabrator Environmental Systems | 10503 | Wheelabrator Hudson Falls | NY | ESPA | 2 | 1992 | OP | EC | SC |  | 1500 | [8 empty] | 99% | 0.2 | 65000 | 280
20541 | Wheelabrator Environmental Systems | 10503 | Wheelabrator Hudson Falls | NY | ESPB | 2 | 1992 | OP | EC | SC |  | 1500 | [8 empty] | 99% | 0.2 | 78000 | 280
20541 | Wheelabrator Environmental Systems | 10629 | Wheelabrator Baltimore Refuse | MD | PRECP1 | 5 | 1985 | OP | EC |  |  | 3000 | [8 empty] | 100% | 10 | 211000 | 305
20541 | Wheelabrator Environmental Systems | 10629 | Wheelabrator Baltimore Refuse | MD | PRECP2 | 5 | 1985 | OP | EC |  |  | 3000 | [8 empty] | 100% | 10 | 211000 | 305
20541 | Wheelabrator Environmental Systems | 10629 | Wheelabrator Baltimore Refuse | MD | PRECP3 | 5 | 1985 | OP | EC |  |  | 3000 | [8 empty] | 100% | 10 | 211000 | 305
20541 | Wheelabrator Environmental Systems | 50873 | Wheelabrator Concord Facility | NH | FF1 | 5 | 1989 | OP | BP |  |  | 3000 | [8 empty] | 100% | 3 | 64429 | 277
20541 | Wheelabrator Environmental Systems | 50873 | Wheelabrator Concord Facility | NH | FF2 | 5 | 1989 | OP | BP |  |  | 3000 | [8 empty] | 100% | 3 | 64429 | 277
20541 | Wheelabrator Environmental Systems | 50875 | McKay Bay Facility | FL | 1 | 10 | 2001 | OP | BP |  |  | 2600 | [8 empty] | 100% | 3 | 36701 | 315
20541 | Wheelabrator Environmental Systems | 50875 | McKay Bay Facility | FL | 2 | 10 | 2001 | OP | BP |  |  | 2600 | [8 empty] | 100% | 3 | 36701 | 315
20541 | Wheelabrator Environmental Systems | 50875 | McKay Bay Facility | FL | 3 | 10 | 2000 | OP | BP |  |  | 2600 | [8 empty] | 100% | 3 | 36701 | 315
20541 | Wheelabrator Environmental Systems | 50875 | McKay Bay Facility | FL | 4 | 10 | 2000 | OP | BP |  |  | 2600 | [8 empty] | 100% | 3 | 36701 | 315
20541 | Wheelabrator Environmental Systems | 50877 | Wheelabrator North Andover | MA | FF1 | 10 | 2000 | OP | BP |  |  | 6000 | [8 empty] | 100% | 7 | 198900 | 300
20541 | Wheelabrator Environmental Systems | 50877 | Wheelabrator North Andover | MA | FF2 | 9 | 2000 | OP | BP |  |  | 6000 | [8 empty] | 100% | 7 | 198900 | 300
20541 | Wheelabrator Environmental Systems | 50878 | Wheelabrator Millbury Facility | MA | 1 | 9 | 1987 | OP | BP |  |  | 75 | [8 empty] | 100% | 5 | 85000 | 300
20541 | Wheelabrator Environmental Systems | 50878 | Wheelabrator Millbury Facility | MA | 2 | 9 | 1987 | OP | BP |  |  | 75 | [8 empty] | 100% | 1 | 85000 | 310
20541 | Wheelabrator Environmental Systems | 50879 | Wheelabrator Frackville Energy | PA | BH1 | 9 | 1988 | OP | BP |  |  | 500 | 10% | 60% | 0% | 0% | 0% | 0% | 0% | 0% | 100% | 6.3 | 188900 | 350
20541 | Wheelabrator Environmental Systems | 50880 | Wheelabrator Saugus | MA | BAG1 | 4 | 1991 | OP | BS |  |  | 12483 | [8 empty] | 100% | 12.3 | 185000 | 288
20541 | Wheelabrator Environmental Systems | 50880 | Wheelabrator Saugus | MA | BAG2 | 3 | 1991 | OP | BS |  |  | 12483 | [8 empty] | 100% | 12.3 | 185000 | 288
20541 | Wheelabrator Environmental Systems | 50881 | Wheelabrator Shasta | CA | ESP1 | 5 | 1988 | OP | MC | EK |  | 1000 | [8 empty] | 100% | 6 | 160000 | 375
20541 | Wheelabrator Environmental Systems | 50881 | Wheelabrator Shasta | CA | ESP2 | 5 | 1988 | OP | MC | EK |  | 1000 | [8 empty] | 100% | 6 | 160000 | 375
20541 | Wheelabrator Environmental Systems | 50881 | Wheelabrator Shasta | CA | ESP3 | 5 | 1988 | OP | MC | EK |  | 1000 | [8 empty] | 100% | 6 | 160000 | 375
20541 | Wheelabrator Environmental Systems | 50882 | Wheelabrator Westchester | NY | FF1 | 7 | 1999 | OP | BS |  |  | 19368 | [8 empty] | 100% | 8 | 194876 | 275
20541 | Wheelabrator Environmental Systems | 50882 | Wheelabrator Westchester | NY | FF2 | 7 | 1999 | OP | BS |  |  | 19368 | [8 empty] | 100% | 8 | 194876 | 275
20541 | Wheelabrator Environmental Systems | 50882 | Wheelabrator Westchester | NY | FF3 | 6 | 1999 | OP | BS |  |  | 19368 | [8 empty] | 100% | 8 | 194876 | 275
20541 | Wheelabrator Environmental Systems | 50883 | Wheelabrator Bridgeport | CT | FF1 | 2 | 1988 | OP | BS |  |  | 16000 | [8 empty] | 100% | 1 | 180000 | 300
20541 | Wheelabrator Environmental Systems | 50883 | Wheelabrator Bridgeport | CT | FF2 | 2 | 1988 | OP | BS |  |  | 16000 | [8 empty] | 100% | 1 | 180000 | 300
20541 | Wheelabrator Environmental Systems | 50883 | Wheelabrator Bridgeport | CT | FF3 | 2 | 1988 | OP | BS |  |  | 16000 | [8 empty] | 100% | 1 | 180000 | 300
20541 | Wheelabrator Environmental Systems | 50885 | Wheelabrator Gloucester LP | NJ | FF1 | 1 | 1990 | OP | BP |  |  | 3000 | [8 empty] | 100% | 3 | 80000 | 250
20541 | Wheelabrator Environmental Systems | 50885 | Wheelabrator Gloucester LP | NJ | FF2 | 1 | 1990 | OP | BP |  |  | 3000 | [8 empty] | 100% | 3 | 80000 | 250
20541 | Wheelabrator Environmental Systems | 50886 | Wheelabrator Spokane | WA | 1 | 9 | 1991 | OP | BP |  |  | 325 | [8 empty] | 99% | 9 | 124000 | 255
20541 | Wheelabrator Environmental Systems | 50886 | Wheelabrator Spokane | WA | 2 | 9 | 1991 | OP | BP |  |  | 325 | [8 empty] | 99% | 9 | 123690 | 265
20541 | Wheelabrator Environmental Systems | 50887 | Wheelabrator South Broward | FL | FF1 | 8 | 1991 | OP | BS |  |  | 3000 | [8 empty] | 100% | 25 | 192903 | 240
20541 | Wheelabrator Environmental Systems | 50887 | Wheelabrator South Broward | FL | FF2 | 8 | 1991 | OP | BS |  |  | 3000 | [8 empty] | 100% | 25 | 192903 | 240
20541 | Wheelabrator Environmental Systems | 50887 | Wheelabrator South Broward | FL | FF3 | 8 | 1991 | OP | BS |  |  | 3000 | [8 empty] | 100% | 25 | 192903 | 240
20541 | Wheelabrator Environmental Systems | 54033 | Wheelabrator North Broward | FL | FF1 | 5 | 1992 | OP | BS |  |  | 3000 | [8 empty] | 100% | 25 | 192903 | 240
20541 | Wheelabrator Environmental Systems | 54033 | Wheelabrator North Broward | FL | FF2 | 5 | 1992 | OP | BS |  |  | 3000 | [8 empty] | 100% | 25 | 192903 | 240
20541 | Wheelabrator Environmental Systems | 54033 | Wheelabrator North Broward | FL | FF3 | 5 | 1992 | OP | BS |  |  | 3000 | [8 empty] | 100% | 25 | 192903 | 240
20541 | Wheelabrator Environmental Systems | 54529 | Wheelabrator Ridge Energy | FL | 0001 | 5 | 1993 | OP | BP |  |  | 7281 | [8 empty] | 99% | 4 | 335000 | 238
20541 | Wheelabrator Environmental Systems | 54746 | Wheelabrator Falls | PA | BAGH1 | 5 | 1994 | OP | BS |  |  | 3600 | [8 empty] | 100% | 7 | 172280 | 250
20541 | Wheelabrator Environmental Systems | 54746 | Wheelabrator Falls | PA | BAGH2 | 5 | 1994 | OP | BS |  |  | 3600 | [8 empty] | 100% | 7 | 172280 | 250
20541 | Wheelabrator Environmental Systems | 54758 | Wheelabrator Lisbon | CT | BP1 | 10 | 1995 | OP | BP |  |  | 4500 | [8 empty] | 100% | 1 | 52602 | 270
20541 | Wheelabrator Environmental Systems | 54758 | Wheelabrator Lisbon | CT | BP2 | 10 | 1995 | OP | BP |  |  | 4500 | [8 empty] | 100% | 1 | 52602 | 270
20541 | Wheelabrator Environmental Systems | 54998 | Wheelabrator Portsmouth | VA | 1 | 3 | 1996 | OP | BP |  |  | 7650 | 20% |  |  |  | 0% |  | 0% |  | 95% | 1.4 | 155000 | 290
20541 | Wheelabrator Environmental Systems | 54998 | Wheelabrator Portsmouth | VA | 2 | 12 | 1995 | OP | BP |  |  | 7650 | 20% |  |  |  | 0% |  | 0% |  | 95% | 1.4 | 155000 | 290
20541 | Wheelabrator Environmental Systems | 54998 | Wheelabrator Portsmouth | VA | 3 | 8 | 1995 | OP | BP |  |  | 7650 | 20% |  |  |  | 0% |  | 0% |  | 95% | 1.4 | 155000 | 290
20541 | Wheelabrator Environmental Systems | 54998 | Wheelabrator Portsmouth | VA | 4 | 3 | 1995 | OP | BP |  |  | 7650 | 20% |  |  |  | 0% |  | 0% |  | 95% | 1.4 | 155000 | 290
20542 | Weyerhaeuser Co | 50465 | Flint River Operations | GA | PB | 12 | 1980 | OP | MC | WS |  | 12600 |  |  | 0% |  |  |  | 0% |  | 83% | 47 | 257989 | 154
20542 | Weyerhaeuser Co | 50465 | Flint River Operations | GA | RB | 12 | 1980 | OP | EH |  |  | 244 |  |  | 0% |  |  |  | 0% |  | 92% | 38 | 551758 | 391
20547 | Cosmo Specialty Fibers | 50185 | Cosmo Specialty Fibers Plant | WA | 1RB | 6 | 1956 | OP | MC | WS |  | 1500 | [8 empty] | 99% | 58 | 160000 | 140
20547 | Cosmo Specialty Fibers | 50185 | Cosmo Specialty Fibers Plant | WA | 2RB | 6 | 1956 | OP | MC | WS |  | 1500 | [8 empty] | 99% | 58 | 160000 | 140
20547 | Cosmo Specialty Fibers | 50185 | Cosmo Specialty Fibers Plant | WA | 3RB | 6 | 1966 | OP | MC | WS |  | 1500 | [8 empty] | 99% | 58 | 160000 | 140
20547 | Cosmo Specialty Fibers | 50185 | Cosmo Specialty Fibers Plant | WA | PB | 6 | 1956 | OP | MC | WS |  | 1600 |  |  | 0% |  |  |  | 0% |  | 99% | 30 | 80000 | 135
20548 | Weyerhaeuser Co | 50187 | Weyerhaeuser Longview WA | WA | 10P | 7 | 1975 | OP | EK |  |  | 1758 |  |  | 0% |  |  |  | 0% |  | 100% | 13.9 | 454000 | 425
20548 | Weyerhaeuser Co | 50187 | Weyerhaeuser Longview WA | WA | 11P | 6 | 2006 | OP | EK |  |  | 5200 |  | 10% |  |  |  | 0% |  |  | 99% | 35 | 382000 | 350
20548 | Weyerhaeuser Co | 50187 | Weyerhaeuser Longview WA | WA | 11SC | 6 | 1979 | RE | OT |  |  | 386 | 10% |  | 0% |  | 0% |  | 0% |  | 99% | 40.4 | 420000 | 340
20737 | Willmar Municipal Utilities | 2022 | Willmar | MN | CE003 | 6 | 1960 | OP | MC |  |  | 20 | 10% |  |  |  | 0% |  |  |  | 92% | 66 | 86800 | 330
20847 | Wisconsin Electric Power Co | 1769 | Presque Isle | MI | 1A | 5 | 1999 | RE | BP |  |  | 23500 | 10% |  |  |  | 0% |  |  |  | 100% | 12 | 400000 | 300
20847 | Wisconsin Electric Power Co | 1769 | Presque Isle | MI | 2B | 5 | 1999 | RE | BP |  |  | 0 | 10% |  |  |  | 0% |  |  |  | 100% | 12 | 400000 | 300
20847 | Wisconsin Electric Power Co | 1769 | Presque Isle | MI | 3A | 5 | 1999 | RE | BP |  |  | 0 | 10% | 10% |  |  | 0% | 0% |  |  | 100% | 12 | 400000 | 300
20847 | Wisconsin Electric Power Co | 1769 | Presque Isle | MI | 4B | 5 | 1999 | RE | BP |  |  | 0 | 10% |  |  |  | 0% |  |  |  | 100% | 12 | 400000 | 300
20847 | Wisconsin Electric Power Co | 1769 | Presque Isle | MI | 5 | 6 | 2005 | OP | EC | BP |  | 794 | 10% |  |  |  | 0% |  |  |  | 100% | 72 | 286500 | 290
20847 | Wisconsin Electric Power Co | 1769 | Presque Isle | MI | 6 | 11 | 2005 | OP | EC | BP |  | 762 | 10% |  |  |  | 0% |  |  |  | 100% | 72 | 286500 | 290
20847 | Wisconsin Electric Power Co | 1769 | Presque Isle | MI | 7 | 12 | 2005 | OP | EW | BP |  | 2256 | 10% |  |  |  | 0% |  |  |  | 99% | 91 | 313300 | 330
20847 | Wisconsin Electric Power Co | 1769 | Presque Isle | MI | 8 | 12 | 2005 | OP | EW | BP |  | 2116 | 10% |  |  |  | 0% |  |  |  | 99% | 91 | 313300 | 320
20847 | Wisconsin Electric Power Co | 1769 | Presque Isle | MI | 9 | 12 | 2005 | OP | EW | BP |  | 2320 | 10% |  |  |  | 0% |  |  |  | 99% | 91 | 313300 | 320
20847 | Wisconsin Electric Power Co | 4041 | South Oak Creek | WI | 5A | 3 | 2012 | OP | WS |  |  | 7385 | [8 empty] | 100% | 144 | 1000000 | 150
20847 | Wisconsin Electric Power Co | 4041 | South Oak Creek | WI | 6A | 3 | 2012 | OP | WS |  |  | 7385 | [8 empty] | 100% | 144 | 1000000 | 150
20847 | Wisconsin Electric Power Co | 4041 | South Oak Creek | WI | 7A | 6 | 2012 | OP | WS |  |  | 7385 | [8 empty] | 100% | 98 | 1000000 | 150
20847 | Wisconsin Electric Power Co | 4041 | South Oak Creek | WI | 8A | 6 | 2012 | OP | WS |  |  | 7385 | [8 empty] | 100% | 98 | 1000000 | 150
20847 | Wisconsin Electric Power Co | 4041 | South Oak Creek | WI | 5 | 3 | 1972 | OP | EK |  |  | 2871 | 10% | 10% |  |  | 0% | 0% |  |  | 100% | 144 | 1200000 | 280
20847 | Wisconsin Electric Power Co | 4041 | South Oak Creek | WI | 6 | 4 | 1972 | OP | EK |  |  | 2871 | 10% | 10% |  |  | 0% | 0% |  |  | 100% | 144 | 1200000 | 280
20847 | Wisconsin Electric Power Co | 4041 | South Oak Creek | WI | 7 | 6 | 1992 | OP | EK |  |  | 21101 | 0% | 10% |  |  | 0% | 0% |  |  | 100% | 98 | 1265000 | 300
20847 | Wisconsin Electric Power Co | 4041 | South Oak Creek | WI | 8 | 6 | 1991 | OP | EK |  |  | 28164 | 0% | 10% |  |  | 0% | 0% |  |  | 100% | 98 | 1265000 | 300
20847 | Wisconsin Electric Power Co | 4042 | Valley | WI | 1B | 7 | 1994 | OP | BP |  |  | 4892 | 10% | 10% |  |  | 0% | 0% |  |  | 100% | 12 | 400000 | 310
20847 | Wisconsin Electric Power Co | 4042 | Valley | WI | 2B | 7 | 1994 | OP | BP |  |  | 4662 | 10% | 10% |  |  | 0% | 0% |  |  | 100% | 12 | 400000 | 310
20847 | Wisconsin Electric Power Co | 4042 | Valley | WI | 3B | 7 | 1995 | OP | BP |  |  | 4606 | 10% | 10% |  |  | 0% | 0% |  |  | 100% | 12 | 400000 | 310
20847 | Wisconsin Electric Power Co | 4042 | Valley | WI | 4B | 7 | 1995 | OP | BP |  |  | 4621 | 10% | 10% |  |  | 0% | 0% |  |  | 100% | 12 | 400000 | 310
20847 | Wisconsin Electric Power Co | 6170 | Pleasant Prairie | WI | 1 | 6 | 1980 | OP | EC |  |  | 35745 | 10% | 10% |  |  | 0% | 0% |  |  | 100% | 187 | 4000000 | 280
20847 | Wisconsin Electric Power Co | 6170 | Pleasant Prairie | WI | 2 | 7 | 1985 | OP | EC |  |  | 35745 | 10% | 10% |  |  | 0% | 0% |  |  | 100% | 187 | 4000000 | 280
20847 | Wisconsin Electric Power Co | 7549 | Milwaukee County | WI | 1 | 6 | 1978 | OP | EK |  |  | 431.8 | 10% | 10% |  |  | 0% | 0% |  |  | 99% | 2 | 52000 | 325
20847 | Wisconsin Electric Power Co | 7549 | Milwaukee County | WI | 2 | 6 | 1978 | OP | EK |  |  | 423.3 | 10% | 10% |  |  | 0% | 0% |  |  | 99% | 2 | 52000 | 325
20847 | Wisconsin Electric Power Co | 7549 | Milwaukee County | WI | 3 | 6 | 1978 | OP | EK |  |  | 423.3 | 10% | 10% |  |  | 0% | 0% |  |  | 99% | 2 | 52000 | 325
20847 | Wisconsin Electric Power Co | 56068 | Elm Road Generating Station | WI | 18 | 2 | 2010 | OP | BP |  |  | 75000 | 10% |  |  |  | 0% | 0% |  |  | 100% | 92.7 | 2183100 | 313
20847 | Wisconsin Electric Power Co | 56068 | Elm Road Generating Station | WI | 19 | 1 | 2011 | OP | BP |  |  | 75000 | 10% |  |  |  | 0% | 0% |  |  | 100% | 92.7 | 2183100 | 313
20847 | Wisconsin Electric Power Co | 58124 | Rothschild Biomass Cogen Facility | WI | 1 | 9 | 2013 | CO | BP
20856 | Wisconsin Power & Light Co | 4050 | Edgewater | WI | 3 | 11 | 1972 | OP | EC |  |  | 1586 | 10% |  |  |  | 0% |  | 0% |  | 100% | 39 | 300000 | 330
20856 | Wisconsin Power & Light Co | 4050 | Edgewater | WI | 4 | 12 | 1969 | OP | EC |  |  | 610 | 10% |  |  |  | 0% |  | 0% |  | 99% | 148 | 864000 | 275
20856 | Wisconsin Power & Light Co | 4050 | Edgewater | WI | 5 | 3 | 1985 | OP | EC |  |  | 4508 | 10% | 10% |  |  | 0% |  | 0% |  | 100% | 225 | 1700000 | 279
20856 | Wisconsin Power & Light Co | 4054 | Nelson Dewey Coal Refining Facility | WI | 1 | 4 | 1974 | OP | OT |  |  | 1983 | 0% |  |  |  | 0% |  | 0% |  | 100% | 101 | 486000 | 500
20856 | Wisconsin Power & Light Co | 4054 | Nelson Dewey Coal Refining Facility | WI | 2 | 6 | 1974 | OP | OT |  |  | 1881 | 0% |  |  |  | 0% |  | 0% |  | 100% | 277 | 486600 | 500
20856 | Wisconsin Power & Light Co | 4057 | Rock River | WI | 1 | 1 | 1973 | RE | EC |  |  | 2681 | 10% |  |  |  | 0% |  | 0% |  | 95% | 89 | 344720 | 321
20856 | Wisconsin Power & Light Co | 4057 | Rock River | WI | 2 | 1 | 1973 | RE | EC |  |  | 2681 | 10% |  |  |  | 0% |  | 0% |  | 99% | 24 | 344720 | 309
20856 | Wisconsin Power & Light Co | 8023 | Columbia | WI | 1 | 3 | 1975 | OP | EH |  |  | 16133 | 10% |  |  |  | 0% |  | 0% |  | 100% | 358 | 2500000 | 273
20856 | Wisconsin Power & Light Co | 8023 | Columbia | WI | 2 | 2 | 1978 | OP | EC |  |  | 16133 | 10% |  |  |  | 0% |  | 0% |  | 100% | 168 | 2500000 | 281
20860 | Wisconsin Public Service Corp | 4072 | Pulliam | WI | 3 | 6 | 1958 | RE | EC |  |  | 1092 | 10% |  |  |  | 0% |  |  |  | 98% | 113 | 166500 | 360
20860 | Wisconsin Public Service Corp | 4072 | Pulliam | WI | 4 | 6 | 1955 | RE | EC |  |  | 1836 | 10% |  |  |  | 0% |  |  |  | 99% | 109 | 162800 | 335
20860 | Wisconsin Public Service Corp | 4072 | Pulliam | WI | 5 | 6 | 1953 | OP | EC |  |  | 5600 | 10% |  |  |  | 0% |  |  |  | 100% | 184 | 268000 | 370
20860 | Wisconsin Public Service Corp | 4072 | Pulliam | WI | 6 | 6 | 1951 | OP | EC |  |  | 3929 | 10% |  |  |  | 0% |  |  |  | 99% | 232 | 345000 | 370
20860 | Wisconsin Public Service Corp | 4072 | Pulliam | WI | 7 | 6 | 1958 | OP | EC |  |  | 2999 | 10% |  |  |  | 0% |  |  |  | 99% | 636 | 375000 | 300
20860 | Wisconsin Public Service Corp | 4072 | Pulliam | WI | 8 | 6 | 1964 | OP | EC |  |  | 6220 | 10% |  |  |  | 0% |  |  |  | 100% | 20 | 580000 | 350
20860 | Wisconsin Public Service Corp | 4078 | Weston | WI | 1 | 6 | 1972 | OP | EC |  |  | 1927 | 10% |  |  |  | 0% |  |  |  | 99% | 88 | 345000 | 410
20860 | Wisconsin Public Service Corp | 4078 | Weston | WI | 2 | 6 | 1973 | OP | EC |  |  | 1114 | 10% |  |  |  | 0% |  |  |  | 99% | 100 | 390000 | 330
20860 | Wisconsin Public Service Corp | 4078 | Weston | WI | 3A | 5 | 2001 | OP | BP |  |  | 23545 | 0% |  |  |  | 0% |  |  |  | 100% | 184 | 1405320 | 353
20860 | Wisconsin Public Service Corp | 4078 | Weston | WI | 4 | 7 | 2008 | OP | BP |  |  | 17148 | 10% |  |  |  | 0% |  |  |  | 100% | 103.5 | 1750000 | 163
21048 | Wyandotte Municipal Serv Comm | 1866 | Wyandotte | MI | BP | 6 | 1990 | OP | BP |  |  | 2300 | 10% |  |  |  | 0% |  |  |  | 100% | 4 | 124100 | 300
21048 | Wyandotte Municipal Serv Comm | 1866 | Wyandotte | MI | EW | 6 | 1978 | OP | EW |  |  | 4500 | 10% |  |  |  | 0% |  |  |  | 100% | 44 | 175000 | 685
21128 | York County Solid W & R Auth | 50215 | York County Resource Recovery | PA | BAG1 | 6 | 1989 | OP | BP | [9 empty] | 0% | 0% | 95% | 0.43 | 101877 | 312
21128 | York County Solid W & R Auth | 50215 | York County Resource Recovery | PA | BAG2 | 6 | 1989 | OP | BP | [9 empty] | 0% | 0% | 97% | 0.89 | 97662 | 311
21128 | York County Solid W & R Auth | 50215 | York County Resource Recovery | PA | BAG3 | 6 | 1989 | OP | BP | [9 empty] | 0% | 0% | 98% | 0.67 | 98730 | 312
21461 | NRG Canal LLC | 1599 | Canal | MA | 1 | 6 | 1972 | OP | EK |  |  | 4600 |  |  | 0% |  |  |  | 0% | 0% | 91% | 127 | 1680000 | 350
21461 | NRG Canal LLC | 1599 | Canal | MA | 2 | 2 | 1976 | OP | EK |  |  | 7377 |  |  | 0% |  |  |  | 0% | 0% | 95% | 119 | 2000000 | 300
21554 | Seminole Electric Cooperative Inc | 136 | Seminole | FL | 1 | 2 | 1984 | OP | EK |  |  | 19016 | 10% |  |  |  | 0% |  |  |  | 100% | 811 | 1980013 | 300
21554 | Seminole Electric Cooperative Inc | 136 | Seminole | FL | 2 | 1 | 1984 | OP | EK |  |  | 19016 | 10% |  |  |  | 0% |  |  |  | 100% | 811 | 1939221 | 300
21734 | Sunnyside Cogeneration Assoc | 50951 | Sunnyside Cogen Associates | UT | 1 | 2 | 1993 | OP | BP |  |  | 0 | 50% | 60% |  |  | 0% | 0% |  |  | 100% | 17.9 | 311000 | 315
21773 | Yellowstone Energy LP | 50931 | Yellowstone Energy LP | MT | BH1 | 7 | 1995 | OP | BP |  |  | 1200 | 0% |  |  |  | 10% |  | 0% |  | 99% | 13 | 182500 | 330
21773 | Yellowstone Energy LP | 50931 | Yellowstone Energy LP | MT | BH2 | 7 | 1995 | OP | BP |  |  | 1200 | 0% |  |  |  | 10% |  | 0% |  | 98% | 18 | 182500 | 330
22001 | Sunbury Generation LP | 3152 | Sunbury Generation LP | PA | 1A | 1 | 1973 | OP | MC | BR |  | 1410 | 30% |  |  |  | 0% |  |  |  | 99% | 12 | 222000 | 350
22001 | Sunbury Generation LP | 3152 | Sunbury Generation LP | PA | 1B | 1 | 1973 | OP | MC | BR |  | 1410 | 30% |  |  |  | 0% |  |  |  | 99% | 12 | 222000 | 350
22001 | Sunbury Generation LP | 3152 | Sunbury Generation LP | PA | 2A | 1 | 1973 | OP | MC | BR |  | 1198 | 30% |  |  |  | 0% |  |  |  | 99% | 12 | 222000 | 350
22001 | Sunbury Generation LP | 3152 | Sunbury Generation LP | PA | 2B | 1 | 1973 | OS | MC | BR |  | 1198 | 30% |  |  |  | 0% |  |  |  | 99% | 12 | 222000 | 350
22001 | Sunbury Generation LP | 3152 | Sunbury Generation LP | PA | 3 | 1 | 1979 | OP | EC | EC |  | 6419 | 20% |  |  |  | 0% |  |  |  | 99% | 73 | 415000 | 330
22001 | Sunbury Generation LP | 3152 | Sunbury Generation LP | PA | 4 | 1 | 1979 | OP | EC | EC |  | 8269 | 20% |  |  |  | 0% |  |  |  | 97% | 91 | 600000 | 340
22048 | Pacific Oroville Power Co | 54469 | Pacific Oroville Power Inc | CA | ESP1 | 4 | 1986 | OP | EK |  |  | 1000 | [8 empty] | 99% | 5.26 | 55000 | 365
22048 | Pacific Oroville Power Co | 54469 | Pacific Oroville Power Inc | CA | ESP2 | 4 | 1986 | OP | EK |  |  | 1000 | [8 empty] | 99% | 5.26 | 55000 | 365
22048 | Pacific Oroville Power Co | 54469 | Pacific Oroville Power Inc | CA | MC1 | 4 | 1986 | OP | MC |  |  | 250000 | [8 empty] | 80% | 0 | 68000 | 365
22048 | Pacific Oroville Power Co | 54469 | Pacific Oroville Power Inc | CA | MC2 | 4 | 1986 | OP | MC |  |  | 250000 | [8 empty] | 80% | 0 | 68000 | 365
22053 | Kentucky Power Co | 1353 | Big Sandy | KY | COTT | 10 | 1969 | OP | EC |  |  | 1641 |  | 10% |  |  | 0% |  |  |  | 99% | 1798 | 228000 | 285
22053 | Kentucky Power Co | 1353 | Big Sandy | KY | KOPP | 7 | 1970 | OP | EC |  |  | 1453 | 10% |  |  |  | 0% |  |  |  | 99% | 489 | 950000 | 285
22125 | Cayuga Operating Company, LLC | 2535 | Cayuga Operating Company | NY | 1 | 1 | 1972 | OP | EK |  |  | 4500 | 10% | 10% |  |  | 0% | 10% |  | 0% | 100% | 40 | 568000 | 280
22125 | Cayuga Operating Company, LLC | 2535 | Cayuga Operating Company | NY | 2 | 8 | 1972 | OP | EK |  |  | 4500 | 10% | 10% |  |  | 0% | 10% |  | 0% | 100% | 40 | 568000 | 280
22129 | Somerset Operating Co LLC | 6082 | Somerset Operating Co LLC | NY | 1 | 8 | 1984 | OP | EK |  |  | 46600 | 20% |  |  |  | 0% |  |  |  | 100% | 188 | 2300000 | 260
22146 | GMMM Westover LLC | 2526 | GMMM Westover | NY | 11 | 7 | 1973 | RE | EK |  |  | 1500 | 30% |  |  |  | 0% |  |  |  | 100% | 18 | 110000 | 325
22146 | GMMM Westover LLC | 2526 | GMMM Westover | NY | 12 | 7 | 1973 | RE | EK |  |  | 1500 | 30% |  |  |  | 0% |  |  |  | 100% | 19 | 110000 | 325
22146 | GMMM Westover LLC | 2526 | GMMM Westover | NY | 13 | 7 | 1973 | SC | BP |  |  | 2560 | 10% | 30% |  |  | 0% | 10% |  |  | 100% | 4 | 275000 | 175
22199 | U S Air Force-Eielson AFB | 50392 | Eielson AFB Central Heat & Power Plant | AK | 1 | 2 | 2005 | OP | BP |  |  | 4000 | 10% | 10% |  |  | 0% | 0% |  |  | 100% | 1.27 | 43206 | 415
22199 | U S Air Force-Eielson AFB | 50392 | Eielson AFB Central Heat & Power Plant | AK | 2 | 3 | 2004 | OP | BP |  |  | 4000 | 10% | 10% |  |  | 0% | 0% |  |  | 100% | 0.761 | 42389 | 436
22199 | U S Air Force-Eielson AFB | 50392 | Eielson AFB Central Heat & Power Plant | AK | 3 | 11 | 2004 | OP | BP |  |  | 4000 | 10% | 10% |  |  | 0% | 0% |  |  | 100% | 1.066 | 45266 | 423
22199 | U S Air Force-Eielson AFB | 50392 | Eielson AFB Central Heat & Power Plant | AK | 4 | 7 | 2004 | OP | BP |  |  | 4000 | 10% | 10% |  |  | 0% | 0% |  |  | 100% | 0.935 | 42832 | 409
22199 | U S Air Force-Eielson AFB | 50392 | Eielson AFB Central Heat & Power Plant | AK | 5 | 9 | 2004 | OP | BP |  |  | 4000 | 10% | 10% |  |  | 0% | 0% |  |  | 100% | 0.762 | 41189 | 408
22199 | U S Air Force-Eielson AFB | 50392 | Eielson AFB Central Heat & Power Plant | AK | 6 | 8 | 2005 | OP | BP |  |  | 4000 | 10% | 10% |  |  | 0% | 0% |  |  | 100% | 1.341 | 39411 | 390
22218 | U S Army-Radford | 52072 | Radford Army Ammunition Plant | VA | ESP1 | 6 | 1978 | RE | EK |  |  | 250 |  |  |  |  | 0% | 0% |  |  | 99% | 14 | 107000 | 350
22218 | U S Army-Radford | 52072 | Radford Army Ammunition Plant | VA | ESP2 | 6 | 1978 | OP | EK |  |  | 250 |  |  |  |  | 0% | 0% |  |  | 99% | 14 | 107000 | 350
22218 | U S Army-Radford | 52072 | Radford Army Ammunition Plant | VA | ESP3 | 6 | 1978 | OP | EK |  |  | 250 |  |  |  |  | 0% | 0% |  |  | 99% | 14 | 107000 | 350
22218 | U S Army-Radford | 52072 | Radford Army Ammunition Plant | VA | ESP4 | 6 | 1978 | OP | EK |  |  | 250 |  |  |  |  | 0% | 0% |  |  | 99% | 14 | 107000 | 350
22218 | U S Army-Radford | 52072 | Radford Army Ammunition Plant | VA | ESP5 | 6 | 1978 | OP | EK |  |  | 250 |  |  |  |  | 0% | 0% |  |  | 99% | 14 | 107000 | 350
22296 | Burney Mountain Power | 54219 | Burney Mountain Power | CA | ESP1 | 8 | 1984 | OS | EK |  |  | 1000 | [8 empty] | 98% | 2.1 | 81000 | 220
22296 | Burney Mountain Power | 54219 | Burney Mountain Power | CA | MC1 | 7 | 1985 | SB | MC |  |  | 200 | [8 empty] | 80% | 251 | 81000 | 350
22297 | Mt Lassen Power | 54468 | Mt Lassen Power | CA | ESP1 | 6 | 1984 | OS | EK |  |  | 1700 | [8 empty] | 99% | 2 | 85000 | 350
22297 | Mt Lassen Power | 54468 | Mt Lassen Power | CA | MC1 | 6 | 1984 | OP | MC |  |  | 200 | [8 empty] | 80% | 113 | 85000 | 350
22350 | Devon Power LLC | 544 | Devon Station | CT | 7 | 2 | 1956 | RE | EK | [5 empty] | 0% | 0% |  |  | 0% | 0% | 98% | 21 | 320000 | 280
22350 | Devon Power LLC | 544 | Devon Station | CT | 8 | 8 | 1958 | RE | EK | [5 empty] | 0% | 0% |  |  | 0% | 0% | 98% | 21 | 320000 | 280
22380 | NRG Montville Operations Inc | 546 | Montville Station | CT | 5 | 6 | 1954 | OP | EK |  |  | 260 | 10% |  | 0% |  | 0% |  | 0% |  | 97% | 18 | 360000 | 290
22500 | Westar Energy Inc | 1250 | Lawrence Energy Center | KS | 3 | 6 | 1977 | OP | EK |  |  | 4227 | 10% |  |  |  | 0% |  | 0% |  | 99% | 59 | 140000 | 270
22500 | Westar Energy Inc | 1250 | Lawrence Energy Center | KS | 4N | 4 | 2012 | OP | WS | BP |  | 43802 | 10% |  |  |  | 0% |  | 0% |  | 99% | 14.09 | 501022 | 266
22500 | Westar Energy Inc | 1250 | Lawrence Energy Center | KS | 4S | 11 | 2012 | OP | WS | BP |  | 0 | 10% |  |  |  | 0% |  | 0% |  | 99% | 14.09 | 501022 | 266
22500 | Westar Energy Inc | 1250 | Lawrence Energy Center | KS | 5 | 4 | 2012 | OP | WS | BP |  | 61888 | 10% |  |  |  | 0% |  | 0% |  | 99% | 43.18 | 754081 | 298
22500 | Westar Energy Inc | 1252 | Tecumseh Energy Center | KS | 10 | 6 | 1977 | OP | EK |  |  | 5172 | 10% |  |  |  | 0% |  | 0% |  | 99% | 125 | 521344 | 278
22500 | Westar Energy Inc | 1252 | Tecumseh Energy Center | KS | 9 | 6 | 1977 | OP | EK |  |  | 4711 | 10% |  |  |  | 0% |  | 0% |  | 99% | 84 | 288058 | 271
22500 | Westar Energy Inc | 6068 | Jeffrey Energy Center | KS | 1 | 4 | 2012 | OP | EK |  |  | 47434 | 10% |  |  |  | 0% |  | 0% |  | 100% | 355 | 3100000 | 300
22500 | Westar Energy Inc | 6068 | Jeffrey Energy Center | KS | 2 | 5 | 2011 | OP | EK |  |  | 41386 | 10% |  |  |  | 0% |  | 0% |  | 100% | 108 | 3100000 | 300
22500 | Westar Energy Inc | 6068 | Jeffrey Energy Center | KS | 3 | 11 | 2008 | OP | EK |  |  | 45613 | 10% |  |  |  | 0% |  | 0% |  | 100% | 108 | 3100000 | 300
22803 | SDS Lumber Co | 50231 | SDS Lumber Gorge Energy Division | WA | ESP | 3 | 1998 | OP | EW |  |  | 3000 | [8 empty] | 91% | 6.6 | 85907 | 450
23279 | Allegheny Energy Supply Co LLC | 1570 | FirstEnergy R Paul Smith Power Station | MD | 11 | 6 | 1972 | OP | EK | BP |  | 13500 | 20% |  |  |  | 0% |  | 0% |  | 100% | 78 | 270000 | 305
23279 | Allegheny Energy Supply Co LLC | 1570 | FirstEnergy R Paul Smith Power Station | MD | 9 | 6 | 1947 | OP | EK |  |  | 900 | 20% |  |  |  | 0% |  | 0% |  | 94% | 900 | 146000 | 350
23279 | Allegheny Energy Supply Co LLC | 3178 | FirstEnergy Armstrong Power Station | PA | 1 | 6 | 1975 | OP | EK |  |  | 7291 | 10% | 20% | 0% |  | 0% | 0% |  |  | 100% | 150 | 800000 | 305
23279 | Allegheny Energy Supply Co LLC | 3178 | FirstEnergy Armstrong Power Station | PA | 2 | 6 | 1975 | OP | EK |  |  | 5217 | 10% | 20% | 0% |  | 0% | 0% |  |  | 100% | 150 | 800000 | 305
23279 | Allegheny Energy Supply Co LLC | 3179 | Hatfields Ferry Power Station | PA | 1 | 1 | 1969 | OP | EK | WS |  | 6747 | 10% | 20% |  |  | 0% | 0% | 0% |  | 99% | 446 | 1733000 | 300
23279 | Allegheny Energy Supply Co LLC | 3179 | Hatfields Ferry Power Station | PA | 2 | 1 | 1970 | OP | EK | WS |  | 6804 | 10% | 20% |  |  | 0% | 0% | 0% |  | 99% | 446 | 1733000 | 300
23279 | Allegheny Energy Supply Co LLC | 3179 | Hatfields Ferry Power Station | PA | 3 | 1 | 1971 | OP | EK | WS |  | 6694 | 10% | 20% |  |  | 0% | 0% | 0% |  | 99% | 446 | 1733000 | 300
23279 | Allegheny Energy Supply Co LLC | 3181 | FirstEnergy Mitchell Power Station | PA | 33 | 6 | 1973 | OP | EK |  |  | 3542 | 10% | 10% |  |  | 0% | 0% |  |  | 100% | 53 | 1100000 | 300
23279 | Allegheny Energy Supply Co LLC | 3182 | FirstEnergy Springdale Power Station | PA | 77 |  |  | RE |  |  |  | 288 | [6 empty] | 0% |  | 0% | 0 | 0 | 0
23279 | Allegheny Energy Supply Co LLC | 3944 | FirstEnergy Harrison Power Station | WV | 1 | 12 | 1972 | OP | EK | WS |  | 13555 | 10% | 20% |  |  | 0% | 0% | 0% |  | 100% | 313 | 2060000 | 270
23279 | Allegheny Energy Supply Co LLC | 3944 | FirstEnergy Harrison Power Station | WV | 2 | 12 | 1973 | OP | EK | WS |  | 13338 | 10% | 20% |  |  | 0% | 0% | 0% |  | 100% | 313 | 2060000 | 270
23279 | Allegheny Energy Supply Co LLC | 3944 | FirstEnergy Harrison Power Station | WV | 3 | 12 | 1974 | OP | EK | WS |  | 13277 | 10% | 20% |  |  | 0% | 0% | 0% |  | 100% | 313 | 2060000 | 270
23279 | Allegheny Energy Supply Co LLC | 6004 | FirstEnergy Pleasants Power Station | WV | 1 | 3 | 1979 | OP | EK | WS |  | 22841 | 10% | 20% |  |  | 0% | 0% | 0% |  | 100% | 300 | 2400000 | 200
23279 | Allegheny Energy Supply Co LLC | 6004 | FirstEnergy Pleasants Power Station | WV | 2 | 1 | 1980 | OP | EK | WS |  | 17988 | 10% | 20% |  |  | 0% | 0% | 0% |  | 100% | 300 | 2400000 | 200
23330 | Bay County Board-County Comm | 10250 | Bay Resource Management Center | FL | BP1 | 5 | 2005 | OP | BP |  |  | 10000 | [8 empty] | 100% | 2.57 | 94383 | 350
23330 | Bay County Board-County Comm | 10250 | Bay Resource Management Center | FL | BP2 | 6 | 2005 | OP | BP |  |  | 10000 | [8 empty] | 100% | 2.32 | 88623 | 350
23330 | Bay County Board-County Comm | 10250 | Bay Resource Management Center | FL | ESP1 | 1 | 1987 | RE | EW |  |  | 1500 | [8 empty] | 100% | 2 | 56000 | 400
23330 | Bay County Board-County Comm | 10250 | Bay Resource Management Center | FL | ESP2 | 1 | 1987 | RE | EW |  |  | 1500 | [8 empty] | 100% | 2 | 56000 | 400
23632 | Inland Paperboard & Package Inc | 10426 | Inland Paperboard Packaging Rome | GA | ESP3 | 6 | 1984 | OP | EW |  |  | 4220 | [8 empty] | 100% | 43.44 | 170000 | 454
23632 | Inland Paperboard & Package Inc | 10426 | Inland Paperboard Packaging Rome | GA | ESP5 | 6 | 1989 | OP | EW | [11 empty] | 100% | 51.6 | 396000 | 303
23632 | Inland Paperboard & Package Inc | 10426 | Inland Paperboard Packaging Rome | GA | ESP6 | 6 | 1972 | OP | EW |  |  | 1640 | [8 empty] | 100% | 0.7 | 652000 | 356
23632 | Inland Paperboard & Package Inc | 10426 | Inland Paperboard Packaging Rome | GA | PB1M | 6 | 1954 | OS | MC |  |  |  | 10%
23632 | Inland Paperboard & Package Inc | 10426 | Inland Paperboard Packaging Rome | GA | PB2M | 6 | 1954 | OS | MC |  |  |  | 10%
23632 | Inland Paperboard & Package Inc | 10426 | Inland Paperboard Packaging Rome | GA | PB3M | 6 | 1962 | OS | MC |  |  |  | 10%
23632 | Inland Paperboard & Package Inc | 10426 | Inland Paperboard Packaging Rome | GA | PB4M | 6 | 1962 | OP | MC |  |  |  | 10% | [7 empty] | 100% | 99.9 | 95229 | 277.5
23815 | Blue Ridge Paper Products Inc | 50244 | Canton North Carolina | NC | 10REC | 10 | 1980 | OP | EW | [11 empty] | 100% | 99.9 | 417322 | 260
23815 | Blue Ridge Paper Products Inc | 50244 | Canton North Carolina | NC | 11REC | 11 | 1973 | OP | EW | [11 empty] | 100% | 99.9 | 387565 | 260
23815 | Blue Ridge Paper Products Inc | 50244 | Canton North Carolina | NC | 4PB | 6 | 1986 | OP | EW |  |  |  | 10% |  |  |  | 0% |  | 0% |  | 100% | 35 | 202000 | 350
23815 | Blue Ridge Paper Products Inc | 50244 | Canton North Carolina | NC | BBB | 6 | 1972 | OP | EW |  |  |  | 10% |  |  |  | 0% |  | 0% |  | 99% | 32 | 187000 | 425
23815 | Blue Ridge Paper Products Inc | 50244 | Canton North Carolina | NC | PGB | 6 | 1972 | OP | EW |  |  |  | 10% |  |  |  | 0% |  |  |  | 99% | 32 | 187000 | 425
23815 | Blue Ridge Paper Products Inc | 50244 | Canton North Carolina | NC | RBB | 6 | 1972 | OP | WS |  |  |  | 10% |  |  |  | 0% |  |  |  | 98% | 70 | 140000 | 140
23815 | Blue Ridge Paper Products Inc | 50244 | Canton North Carolina | NC | RCB | 6 | 1972 | OP | EW |  |  |  | 10% |  |  |  | 0% |  |  |  | 99% | 40 | 236000 | 425
23931 | Resolute Forest Products | 50956 | Bowater Newsprint Calhoun Operation | TN | BFB | 6 | 1999 | OP | EK |  |  | 6700 | [8 empty] | 99% | 88 | 230000 | 330
23931 | Resolute Forest Products | 50956 | Bowater Newsprint Calhoun Operation | TN | PB1 | 6 | 1982 | OP | EK |  |  | 11306 | 10% | 10% |  |  | 0% | 0% |  |  | 100% | 203 | 396800 | 333
23931 | Resolute Forest Products | 50956 | Bowater Newsprint Calhoun Operation | TN | PB2 | 6 | 1982 | OP | EK |  |  | 11306 | 10% | 10% |  |  | 0% | 0% |  |  | 100% | 203 | 396800 | 333
23931 | Resolute Forest Products | 50956 | Bowater Newsprint Calhoun Operation | TN | PB3 | 6 | 1982 | OP | EK |  |  | 11306 | 10% | 10% |  |  | 0% | 0% |  |  | 100% | 203 | 396800 | 333
23931 | Resolute Forest Products | 50956 | Bowater Newsprint Calhoun Operation | TN | RB3 | 6 | 1994 | OP | EK |  |  | 8000 | [8 empty] | 100% | 84 | 420000 | 390
24211 | Tucson Electric Power Co | 126 | H Wilson Sundt Generating Station | AZ | 4 | 12 | 1987 | OP | BP |  |  |  | 10% |  |  |  | 0% |  |  |  | 100% | 0 | 395000 | 287
24211 | Tucson Electric Power Co | 8223 | Springerville | AZ | 4 | 12 | 2009 | OP | BP |  |  | 52772 | 0% |  |  |  | 0% |  |  |  | 100% | 4 | 1000000 | 185.7
24211 | Tucson Electric Power Co | 8223 | Springerville | AZ | 1 | 6 | 1985 | OP | BR |  |  | 19445 | 20% |  |  |  | 0% |  | 0% |  | 100% | 113 | 1523740 | 150
24211 | Tucson Electric Power Co | 8223 | Springerville | AZ | 2 | 6 | 1990 | OP | BR |  |  | 24712 | 20% |  |  |  | 0% |  | 0% |  | 100% | 113 | 1523740 | 150
24211 | Tucson Electric Power Co | 8223 | Springerville | AZ | 3 | 7 | 2006 | OP | BP |  |  | 55158 | 0% |  | 0% |  | 0% |  |  |  | 100% | 4 | 1681527 | 198
26840 | Port Townsend Paper Co | 50544 | Port Townsend Paper | WA | 10 | 1 | 1988 | OP | WS |  |  | 5000 |  |  | 0% |  |  |  | 0% |  | 95% | 34 | 100000 | 145
26840 | Port Townsend Paper Co | 50544 | Port Townsend Paper | WA | ESP | 1 | 1987 | OP | EK |  |  | 8100 |  |  | 0% |  |  |  | 0% |  | 100% | 11 | 180000 | 390
27131 | Imperial Savannah LP | 50146 | Imperial Savannah LP | GA | BAGJ01 | 3 | 1985 | OP | BR |  |  | 0 |  | 10% |  |  |  | 0% |  |  | 100% | 42 | 133942 | 325
30002 | International Paper Co | 50398 | International Paper Savanna Mill | GA | 13 | 10 | 1981 | OP | EW |  |  | 6822 | 10% |  |  |  | 0% |  | 0% |  | 100% | 17 | 232000 | 360
30002 | International Paper Co | 50398 | International Paper Savanna Mill | GA | 15 | 2 | 1995 | OP | EW |  |  | 12726 | [8 empty] | 100% | 40 | 499000 | 334
30151 | Tri-State G & T Assn, Inc | 87 | Escalante | NM | 1 | 12 | 1984 | OP | BR |  |  | 14117 | 30% |  |  |  | 0% |  |  |  | 100% | 49 | 1362000 | 280
30151 | Tri-State G & T Assn, Inc | 527 | Nucla | CO | N4A | 1 | 1991 | OP | BS |  |  | 2552 | 30% |  |  |  | 0% |  |  |  | 100% | 34 | 520000 | 275
30151 | Tri-State G & T Assn, Inc | 527 | Nucla | CO | N4B | 5 | 1987 | OP | BS |  |  | 632 | 30% |  |  |  | 0% |  |  |  | 100% | 34 | 520000 | 275
30151 | Tri-State G & T Assn, Inc | 6021 | Craig | CO | C1 | 11 | 2003 | OP | BP |  |  | 58195 | 20% |  |  |  | 0% |  |  |  | 100% | 13 | 2148177 | 270
30151 | Tri-State G & T Assn, Inc | 6021 | Craig | CO | C2 | 5 | 2004 | OP | BP |  |  | 52839 | 20% |  |  |  | 0% |  |  |  | 100% | 13 | 2148177 | 270
30151 | Tri-State G & T Assn, Inc | 6021 | Craig | CO | C3 | 10 | 1984 | OP | BR |  |  | 47996 | 10% |  |  |  | 0% |  |  |  | 100% | 20 | 2140000 | 160
31719 | FPL Energy Wyman LLC | 1507 | William F Wyman | ME | 1 | 1 | 1957 | OP | MC |  |  | 49 |  |  | 0% | 0% |  |  | 0% | 0% | 85% | 54 | 218000 | 340
31719 | FPL Energy Wyman LLC | 1507 | William F Wyman | ME | 2 | 3 | 1958 | OP | MC |  |  | 49 |  |  | 0% | 0% |  |  | 0% | 0% | 85% | 54 | 218000 | 340
31719 | FPL Energy Wyman LLC | 1507 | William F Wyman | ME | 3A | 7 | 1965 | OP | MC |  |  | 41 |  |  | 0% | 0% |  |  | 0% | 0% | 85% | 117 | 220000 | 318
31719 | FPL Energy Wyman LLC | 1507 | William F Wyman | ME | 3B | 7 | 1965 | OP | MC |  |  | 41 |  |  | 0% | 0% |  |  | 0% | 0% | 85% | 117 | 163000 | 318
31719 | FPL Energy Wyman LLC | 1507 | William F Wyman | ME | 4A | 1 | 1978 | OP | EK |  |  | 4896 |  |  | 0% | 0% |  |  | 0% | 0% | 95% | 62 | 1112000 | 285
31719 | FPL Energy Wyman LLC | 1507 | William F Wyman | ME | 4B | 1 | 1978 | OP | EK |  |  | 4896 |  |  | 0% | 0% |  |  | 0% | 0% | 95% | 57 | 1112000 | 285
34359 | Curators of the University of Missouri | 50969 | MU Combined Heat and Power Plant | MO | B11BH | 11 | 1987 | RE | BP |  |  |  | 10% |  |  |  | 0% |  |  |  | 100% | 12 | 113600 | 300
34359 | Curators of the University of Missouri | 50969 | MU Combined Heat and Power Plant | MO | NBH | 1 | 1981 | OP | BR |  |  |  | 10% |  |  |  | 0% |  |  |  | 100% | 13 | 170000 | 350
34359 | Curators of the University of Missouri | 50969 | MU Combined Heat and Power Plant | MO | SBH | 1 | 1981 | OP | BR |  |  |  | 10% |  |  |  | 0% |  |  |  | 100% | 13 | 136000 | 350
34672 | DTE Energy Services | 50407 | Mobile Energy Services LLC | AL | PRECIP | 6 | 1985 | OP | EH |  |  | 915 | 0% | [7 empty] | 98% | 61 | 213000 | 370
40211 | Wabash Valley Power Assn, Inc | 57842 | Wabash Valley Power IGCC | IN | 1 | 6 | 1970 | RE | EK |  |  | 367 | 10% |  |  |  | 0% |  |  |  | 99% | 122 | 400000 | 269
40230 | Deseret Generation & Tran Coop | 7790 | Bonanza | UT | 1-1 | 5 | 1986 | OP | BR |  |  | 20363 | 10% |  |  |  | 0% |  |  |  | 100% | 120 | 1850000 | 280
40307 | Prairie Power, Inc | 6238 | Pearl Station | IL | 1A | 10 | 1975 | OP | WS |  |  | 462 | 10% |  |  |  | 0% |  | 0% |  | 100% | 2.36 | 125000 | 120
40430 | Lafarge Corp | 50305 | LaFarge Alpena | MI | K19 | 6 | 1962 | OP | BR |  |  |  | 10% |  |  |  | 0% |  |  |  | 100% | 6 | 93130 | 331
40430 | Lafarge Corp | 50305 | LaFarge Alpena | MI | K20 | 6 | 1965 | OP | BR |  |  |  | 10% |  |  |  | 0% |  |  |  | 100% | 6 | 93420 | 331
40430 | Lafarge Corp | 50305 | LaFarge Alpena | MI | K21 | 6 | 1965 | OP | BR |  |  |  | 10% |  |  |  | 0% |  |  |  | 100% | 6 | 99170 | 331
40430 | Lafarge Corp | 50305 | LaFarge Alpena | MI | K22 | 6 | 1975 | OP | BR |  |  |  | 10% |  |  |  | 0% |  |  |  | 100% | 16 | 186280 | 380
40430 | Lafarge Corp | 50305 | LaFarge Alpena | MI | K23 | 6 | 1975 | OP | BR |  |  |  | 10% |  |  |  | 0% |  |  |  | 100% | 10 | 201850 | 386
40577 | American Mun Power-Ohio, Inc | 7286 | Richard Gorsuch | OH | 1 | 3 | 1973 | RE | EK |  |  | 1359 | 10% | 20% |  |  | 0% | 10% |  |  | 99% | 43 | 300000 | 300
40577 | American Mun Power-Ohio, Inc | 7286 | Richard Gorsuch | OH | 2 | 3 | 1973 | RE | EK |  |  | 1359 | 10% | 20% |  |  | 0% | 10% |  |  | 99% | 43 | 300000 | 300
40577 | American Mun Power-Ohio, Inc | 7286 | Richard Gorsuch | OH | 3 | 3 | 1973 | RE | EK |  |  | 1359 | 10% | 20% |  |  | 0% | 10% |  |  | 99% | 43 | 300000 | 300
40577 | American Mun Power-Ohio, Inc | 7286 | Richard Gorsuch | OH | 4 | 3 | 1973 | RE | EK |  |  | 1359 | 10% | 20% |  |  | 0% | 10% |  |  | 99% | 43 | 300000 | 300
40606 | City of Grand Island - (NE) | 59 | Platte | NE | 1 | 12 | 1982 | OP | EW |  |  | 5385 | 0% | 10% |  |  | 0% | 0% |  |  | 100% | 192 | 740000 | 725
49756 | Ameren Energy Resources Generating Co. | 856 | E D Edwards | IL | 1 | 6 | 1960 | OP | EC |  |  | 208 | 10% |  |  |  | 0% |  |  |  | 97% | 233 | 462000 | 300
49756 | Ameren Energy Resources Generating Co. | 856 | E D Edwards | IL | 2 | 6 | 1968 | OP | EC |  |  | 546 | 10% |  |  |  | 0% |  |  |  | 99% | 155 | 815000 | 300
49756 | Ameren Energy Resources Generating Co. | 856 | E D Edwards | IL | 3 | 6 | 1972 | OP | EC |  |  | 1024 | 10% |  |  |  | 0% |  |  |  | 99% | 219 | 1210000 | 300
49756 | Ameren Energy Resources Generating Co. | 6016 | Duck Creek | IL | 1 | 6 | 1976 | OP | EK |  |  | 38500 | 10% |  |  |  | 0% |  |  |  | 100% | 65 | 1848000 | 308
49760 | Covanta Montgomery, Inc. | 50657 | Montgomery County Resource Recovery | MD | APC1 | 8 | 1995 | OP | BR | [11 empty] | 100% | 0 | 172141 | 285
49760 | Covanta Montgomery, Inc. | 50657 | Montgomery County Resource Recovery | MD | APC2 | 8 | 1995 | OP | BR | [11 empty] | 100% | 1 | 172141 | 285
49760 | Covanta Montgomery, Inc. | 50657 | Montgomery County Resource Recovery | MD | APC3 | 8 | 1995 | OP | BR | [11 empty] | 100% | 0 | 172141 | 285
49777 | SP Fiber Technologies NW LLC | 56124 | SPFT - Newberg Cogen | OR | ESP | 5 | 1991 | OP | EW |  |  | 4686 | [6 empty] | 0% |  | 90% | 24 | 354000 | 310
49801 | Wausau Paper Mills LLC | 50933 | Rhinelander Mill | WI | BH | 8 | 2007 | OP | BP |  |  | 4000 | 0% | 10% |  |  | 0% | 0% |  |  | 100% | 8 | 108000 | 375
49801 | Wausau Paper Mills LLC | 50933 | Rhinelander Mill | WI | ESP | 7 | 1990 | OP | EK |  |  | 3715 | 0% | 10% |  |  | 0% | 0% |  |  | 96% | 31 | 110000 | 320
49801 | Wausau Paper Mills LLC | 50933 | Rhinelander Mill | WI | MC4 | 6 | 1972 | RE | MC |  |  |  | 10% | 10% |  |  | 0% | 0% |  |  | 70% | 144 | 200000 | 460
49801 | Wausau Paper Mills LLC | 50933 | Rhinelander Mill | WI | MC5 | 6 | 1972 | RE | MC |  |  |  | 10% | 10% |  |  | 0% | 0% |  |  | 82% | 17 | 47971 | 460
49805 | Kennecott Utah Copper | 56163 | Kennecott Power Plant | UT | 1ESP | 6 | 1977 | OP | EK |  |  |  | 10% |  |  |  | 0% |  |  |  | 99% | 17.3 | 443433 | 350
49805 | Kennecott Utah Copper | 56163 | Kennecott Power Plant | UT | 2ESP | 6 | 1977 | OP | EK |  |  |  | 10% |  |  |  | 0% |  |  |  | 99% | 17.3 | 514383 | 330
49805 | Kennecott Utah Copper | 56163 | Kennecott Power Plant | UT | 3ESP | 6 | 1977 | OP | EK |  |  |  | 10% |  |  |  | 0% |  |  |  | 99% | 17.3 | 443433 | 330
49805 | Kennecott Utah Copper | 56163 | Kennecott Power Plant | UT | 4ESP | 6 | 1977 | OP | EW |  |  |  | 10% |  |  |  | 0% |  |  |  | 99% | 33.5 | 656282 | 700
49842 | Georgia-Pacific Consr Prods LP-Wauna | 56192 | Georgia-Pacific Wauna Mill | OR | FBBBH | 2 | 1996 | OP | BP |  |  | 3 | [8 empty] | 100% | 0.62 | 103000 | 350
49842 | Georgia-Pacific Consr Prods LP-Wauna | 56192 | Georgia-Pacific Wauna Mill | OR | PB | 12 | 1965 | OP | WS |  |  | 5 |  |  | 0% |  |  |  | 0% |  | 100% | 0.62 | 103000 | 350
49846 | Covanta Honolulu Resource Recovery | 10334 | H Power | HI | BGHSE1 | 11 | 2010 | OP | BR |  |  | 24500 | [8 empty] | 99% | 1.39 | 194961 | 289
49846 | Covanta Honolulu Resource Recovery | 10334 | H Power | HI | BGHSE2 | 10 | 2009 | OP | BR |  |  | 24500 | [8 empty] | 100% | 1.16 | 201357 | 283
49846 | Covanta Honolulu Resource Recovery | 10334 | H Power | HI | ESP1 | 5 | 1990 | RE | EC |  |  | 20000 | [8 empty] | 95% | 4.8 | 207818 | 283
49846 | Covanta Honolulu Resource Recovery | 10334 | H Power | HI | ESP2 | 5 | 1990 | RE | EC |  |  | 20000
49889 | Mount Carmel Cogen Inc | 10343 | Foster Wheeler Mt Carmel Cogen | PA | F101 | 1 | 1990 | OP | BP |  |  | 3500 | 70% |  |  |  | 0% |  |  |  | 100% | 6 | 255880 | 300
49896 | Newmont Nevada Energy Investment, LLC | 56224 | TS Power Plant | NV | DCO650 | 6 | 2008 | OP | BP |  |  | 13027 | 0% | 10% |  |  | 0% | 0% |  |  | 100% | 77.1 | 796200 | 192
49923 | American Eagle Paper Mills | 50284 | American Eagle Paper Mills | PA | 1 | 9 | 1979 | OP | BR |  |  | 300 |  | 10% |  |  |  | 0% |  |  | 90% | 8.4 | 40200 | 300
49965 | Constellation Mystic Power LLC | 1588 | Mystic Generating Station | MA | 7 | 7 | 1978 | OP | EK |  |  | 13000 |  |  | 0% | 0% |  |  | 0% | 0% | 97% | 50 | 1910000 | 310
49966 | Camden County Energy Recovery Corp | 10435 | Camden Resource Recovery Facility | NJ | S202A | 3 | 1991 | OP | EC |  |  | 2078 | [8 empty] | 100% | 3.59 | 84370 | 270
49966 | Camden County Energy Recovery Corp | 10435 | Camden Resource Recovery Facility | NJ | S202B | 3 | 1991 | OP | EC |  |  | 2078 | [8 empty] | 100% | 3.59 | 83370 | 270
49966 | Camden County Energy Recovery Corp | 10435 | Camden Resource Recovery Facility | NJ | S202C | 3 | 1991 | OP | EC |  |  | 2078 | [8 empty] | 100% | 3.59 | 83370 | 270
49968 | Searles Valley Minerals Operations Inc. | 10684 | Argus Cogen Plant | CA | 25ESP | 6 | 1978 | OP | EC |  |  | 4000 | 10% | 10% |  |  | 0% | 0% |  |  | 100% | 8 | 363000 | 363
49968 | Searles Valley Minerals Operations Inc. | 10684 | Argus Cogen Plant | CA | 26ESP | 6 | 1978 | OP | EC |  |  | 4000 | 10% | 10% |  |  | 0% | 0% |  |  | 100% | 8 | 363000 | 363
49969 | Lincoln Paper and Tissue, LLC | 54587 | Lincoln Paper & Tissue | ME | ESP1 | 1 | 1972 | OP | EK |  |  | 4000 |  |  | 0% | 0% |  |  | 0% | 0% | 100% | 38.8 | 160000 | 457
49969 | Lincoln Paper and Tissue, LLC | 54587 | Lincoln Paper & Tissue | ME | ESP2 | 1 | 1991 | OP | EK |  |  | 3500 |  |  | 0% | 0% |  |  | 0% | 0% | 100% | 10.7 | 160000 | 390
50003 | Brunswick Cellulose LLC | 10605 | Brunswick Cellulose | GA | 4PB | 4 | 1991 | OP | EW |  |  | 6270 | [6 empty] | 0% |  | 100% | 20 | 337000 | 340
50003 | Brunswick Cellulose LLC | 10605 | Brunswick Cellulose | GA | 5RB | 9 | 1989 | OP | EW |  |  | 5200 | [6 empty] | 0% |  | 100% | 21 | 408000 | 375
50003 | Brunswick Cellulose LLC | 10605 | Brunswick Cellulose | GA | 6RB | 9 | 1990 | OP | EW |  |  | 10000 | [6 empty] | 0% |  | 100% | 35 | 474000 | 375
50006 | Invista | 10793 | Seaford Delaware Plant | DE | ESP2 | 1 | 1980 | OS | EK |  |  | 3700 |  | 10% |  |  | 0% | 0% | 0% | 0% | 99% | 17 | 96900 | 400
50006 | Invista | 10793 | Seaford Delaware Plant | DE | ESP3 | 1 | 1980 | OS | EK |  |  | 3700 |  | 10% |  |  | 0% | 0% | 0% | 0% | 99% | 17 | 96900 | 400
50006 | Invista | 10793 | Seaford Delaware Plant | DE | ESP1 | 1 | 1980 | OS | EK |  |  | 3700 |  | 10% |  |  | 0% | 0% | 0% | 0% | 99% | 17 | 96900 | 400
50006 | Invista | 10795 | Camden South Carolina | SC | BHA | 10 | 1996 | OP | BP |  |  | 5000 | 10% |  |  |  | 0% |  |  |  | 98% | 20 | 189000 | 365
50006 | Invista | 10795 | Camden South Carolina | SC | BHB | 10 | 1996 | OP | BP |  |  | 5000 | 10% |  |  |  | 0% |  |  |  | 98% | 12 | 240000 | 365
50006 | Invista | 10796 | Waynesboro Virginia Plant | VA | BGHSE | 9 | 1977 | RE | BR |  |  | 6000 | 10% |  |  |  | 0% |  |  |  | 99% | 29.14 | 340000 | 415
50006 | Invista | 10796 | Waynesboro Virginia Plant | VA | MC1 | 1 | 1967 | RE | MC |  |  | 250 | 10% |  |  |  | 0% |  | 0% |  | 80% | 339 | 85360 | 415
50006 | Invista | 10796 | Waynesboro Virginia Plant | VA | MC2 | 1 | 1966 | RE | MC |  |  | 250 | 10% |  |  |  | 0% |  | 0% |  | 80% | 339 | 85360 | 415
50006 | Invista | 10796 | Waynesboro Virginia Plant | VA | MC3 | 1 | 1965 | RE | MC |  |  | 250 | 10% |  |  |  | 0% |  | 0% |  | 80% | 339 | 85360 | 415
50006 | Invista | 10796 | Waynesboro Virginia Plant | VA | MC4 | 1 | 1937 | RE | MC |  |  | 100 | 10% |  |  |  | 0% |  | 0% |  | 80% | 360 | 91000 | 420
50018 | Dominion Energy New England, LLC | 1619 | Brayton Point | MA | 1 | 3 | 1981 | OP | BP |  |  | 30980 | 10% |  | 0% |  | 0% |  | 0% |  | 100% | 180 | 1108976 | 185
50018 | Dominion Energy New England, LLC | 1619 | Brayton Point | MA | 2 | 8 | 1981 | OP | BP |  |  | 33885 | 10% |  | 0% |  | 0% |  | 0% |  | 100% | 180 | 1108976 | 185
50018 | Dominion Energy New England, LLC | 1619 | Brayton Point | MA | 3 | 1 | 1981 | OP | EK |  |  | 25717 | 10% |  | 0% |  | 0% |  | 0% |  | 99% | 345 | 2210000 | 350
50018 | Dominion Energy New England, LLC | 1619 | Brayton Point | MA | 4 | 1 | 1974 | OP | EK |  |  | 7515 |  |  | 0% |  |  |  | 0% |  | 90% | 95 | 731000 | 330
50033 | PPG Industries Inc Natrium | 50491 | PPG Natrium Plant | WV | 3BR | 12 | 1981 | OP | BR |  |  | 1591 |  | 20% |  |  | 0% | 0% |  |  | 100% | 10 | 87656 | 300
50033 | PPG Industries Inc Natrium | 50491 | PPG Natrium Plant | WV | 4EW | 8 | 1975 | OP | EW |  |  | 1473 | 0% | 20% |  |  | 0% | 0% |  |  | 100% | 45 | 278000 | 755
50033 | PPG Industries Inc Natrium | 50491 | PPG Natrium Plant | WV | 5EK | 11 | 1975 | OP | EK |  |  | 4232 | 0% | 20% |  |  | 0% | 0% |  |  | 100% | 79 | 348000 | 350
50085 | Covanta Southeast Florida Renewable Ltd | 10062 | Miami Dade County Resource Recovery Fac | FL | FF1 | 3 | 2000 | OP | BR |  |  | 12340 | [8 empty] | 100% | 1.77 | 167520 | 307
50085 | Covanta Southeast Florida Renewable Ltd | 10062 | Miami Dade County Resource Recovery Fac | FL | FF2 | 2 | 2000 | OP | BR |  |  | 12340 | [8 empty] | 100% | 0.94 | 166171 | 300
50085 | Covanta Southeast Florida Renewable Ltd | 10062 | Miami Dade County Resource Recovery Fac | FL | FF3 | 2 | 2000 | OP | BR |  |  | 12340 | [8 empty] | 100% | 0.87 | 180551 | 307
50085 | Covanta Southeast Florida Renewable Ltd | 10062 | Miami Dade County Resource Recovery Fac | FL | FF4 | 2 | 2000 | OP | BR |  |  | 12340 | [8 empty] | 100% | 0.47 | 180210 | 297
50085 | Covanta Southeast Florida Renewable Ltd | 10062 | Miami Dade County Resource Recovery Fac | FL | SDA1 | 3 | 2000 | OP | BR |  |  | 12340 | [8 empty] | 99% | 1 | 155045 | 328
50085 | Covanta Southeast Florida Renewable Ltd | 10062 | Miami Dade County Resource Recovery Fac | FL | SDA2 | 2 | 2000 | OP | BR |  |  | 12340 | [8 empty] | 100% | 1 | 180692 | 325
50085 | Covanta Southeast Florida Renewable Ltd | 10062 | Miami Dade County Resource Recovery Fac | FL | SDA3 | 2 | 2000 | OP | BR |  |  | 12340 | [8 empty] | 93% | 2 | 150605 | 332
50085 | Covanta Southeast Florida Renewable Ltd | 10062 | Miami Dade County Resource Recovery Fac | FL | SDA4 | 2 | 2000 | OP | BR |  |  | 12340 | [8 empty] | 95% | 4 | 154734 | 332
50097 | NewPage Corp-Luke | 50282 | Luke Mill | MD | P1 | 11 | 1972 | OP | EK |  |  | 191 | [8 empty] | 99% | 19 | 721121 | 146
50097 | NewPage Corp-Luke | 50282 | Luke Mill | MD | P2 | 11 | 2000 | OP | EK |  |  | 370 | [8 empty] | 99% | 19 | 72125 | 143
50097 | NewPage Corp-Luke | 50282 | Luke Mill | MD | P24 | 6 | 1973 | OP | EH |  |  | 181 | 10% |  |  |  | 0% |  |  |  | 99% | 19 | 72121 | 144
50097 | NewPage Corp-Luke | 50282 | Luke Mill | MD | P25 | 11 | 1968 | OP | EC |  |  | 200 | 10% |  |  |  | 0% |  |  |  | 99% | 19 | 72125 | 145
50097 | NewPage Corp-Luke | 50282 | Luke Mill | MD | P3 | 10 | 1993 | OP | EK |  |  | 375 | [8 empty] | 99% | 19 | 72122 | 142
50102 | Rock-Tenn Company | 54763 | Rock-Tenn Mill | AL | PB1SC | 9 | 1987 | OP | MC | SC | WS | 776 | 10% |  |  |  | 0% |  | 0% |  | 82% | 34 | 117000 | 140
50102 | Rock-Tenn Company | 54763 | Rock-Tenn Mill | AL | PB3SC | 8 | 1998 | OP | MC | SC | WS | 493 | 10% |  |  |  | 0% |  | 0% |  | 99% | 21 | 92630 | 149
50102 | Rock-Tenn Company | 54763 | Rock-Tenn Mill | AL | R3ESP | 7 | 1992 | OP | EW |  |  | 6410 | [6 empty] | 0% |  | 100% | 37 | 370000 | 388
50102 | Rock-Tenn Company | 54763 | Rock-Tenn Mill | AL | R3SC | 7 | 1992 | OP | SC | WS |  | 423 | [8 empty] | 98% | 8 | 39000 | 173
50128 | Georgia-Pacific Consr Ops LLC-Palatka | 10611 | Georgia-Pacific Palatka Operations | FL | 4CB | 6 | 1986 | OP | EH |  |  | 3490 |  |  |  | 0% |  |  |  |  | 100% | 75.6 | 455200 | 330
50128 | Georgia-Pacific Consr Ops LLC-Palatka | 10611 | Georgia-Pacific Palatka Operations | FL | 4RB | 11 | 1976 | OP | EH |  |  | 6300 |  |  |  | 0% |  |  | 0% |  | 100% | 75.6 | 455200 | 391
50128 | Georgia-Pacific Consr Ops LLC-Palatka | 10611 | Georgia-Pacific Palatka Operations | FL | 5PB | 6 | 1965 | RE | EH |  |  | 3410 |  |  |  | 0% |  |  | 0% |  | 100% | 15.8 | 223588 | 410
50129 | Georgia-Pacific Consr Ops LLC-Port Hudson | 10612 | Georgia-Pacific Port Hudson | LA | PB1SCB | 12 | 2000 | RE | WS |  |  | 2800 | [8 empty] | 97% | 22 | 126000 | 166
50129 | Georgia-Pacific Consr Ops LLC-Port Hudson | 10612 | Georgia-Pacific Port Hudson | LA | PB6ESP | 5 | 2007 | OP | EW |  |  | 3000 |  |  | 0% |  |  |  | 0% |  | 100% | 31.1 | 413400 | 317
50129 | Georgia-Pacific Consr Ops LLC-Port Hudson | 10612 | Georgia-Pacific Port Hudson | LA | RB1ESP | 11 | 2000 | OP | EW |  |  | 9500 | [8 empty] | 100% | 13 | 268649 | 349
50129 | Georgia-Pacific Consr Ops LLC-Port Hudson | 10612 | Georgia-Pacific Port Hudson | LA | RB2ESP | 5 | 2001 | OP | EW |  |  | 10000 | [8 empty] | 100% | 16 | 420895 | 382
50133 | Leaf River Cellulose LLC | 10233 | Leaf River Cellulose LLC | MS | PB | 6 | 1984 | OP | EW |  |  | 51 | [8 empty] | 100% | 2.8 | 295901 | 345
50133 | Leaf River Cellulose LLC | 10233 | Leaf River Cellulose LLC | MS | RB | 6 | 1984 | OP | EW |  |  | 51 | [8 empty] | 100% | 11.3 | 557046 | 368
54738 | Thilmany LLC | 54098 | Kaukauna Paper Mill | WI | C01 | 6 | 1975 | OP | WS | [11 empty] | 80% |  | 57000 | 440
54738 | Thilmany LLC | 54098 | Kaukauna Paper Mill | WI | C02 | 6 | 1975 | OP | WS |  |  | 230 | [8 empty] | 95% | 26 | 68000 | 148
54738 | Thilmany LLC | 54098 | Kaukauna Paper Mill | WI | C03 | 6 | 1988 | OP | EK |  |  | 2335 | [8 empty] | 100% | 7.4 | 120171 | 427.7
54738 | Thilmany LLC | 54098 | Kaukauna Paper Mill | WI | C04 | 6 | 1984 | OP | EK |  |  | 2350 | [8 empty] | 99% | 6.8 | 145069 | 407.5
54738 | Thilmany LLC | 54098 | Kaukauna Paper Mill | WI | C06 | 6 | 1974 | OP | EK |  |  |  | 10% | 10% |  |  | 0% | 0% |  |  | 50% |  | 72000 | 350
54738 | Thilmany LLC | 54098 | Kaukauna Paper Mill | WI | C07 | 12 | 1973 | OP | EK |  |  | 2600 | 10% | 10% |  |  | 0% | 0% |  |  | 98% | 35.624 | 184224 | 300.2
54738 | Thilmany LLC | 54098 | Kaukauna Paper Mill | WI | C11 | 6 | 1974 | OP | EK |  |  |  | 10% | 10% |  |  | 0% | 0% |  |  | 50% |  | 160000 | 350
54745 | Temple-Inland | 10425 | TempleInland | TX | 1RB | 10 | 1999 | OP | SC | EW |  | 5124 | [8 empty] | 99% | 5341 | 74100 | 315
54745 | Temple-Inland | 10425 | TempleInland | TX | 2RB | 6 | 1999 | OP | SC | EW |  | 5084 | [8 empty] | 99% | 5341 | 74100 | 315
54745 | Temple-Inland | 10425 | TempleInland | TX | BB | 6 | 1987 | OP | WS |  |  | 436 | [8 empty] | 95% | 17 | 74100 | 152
54784 | NewPage Corporation | 10491 | Mead Rumford Cogen | ME | 3SCRBR | 7 | 1993 | OP | WS |  |  | 360 |  |  | 0% |  |  |  | 0% |  | 99% | 19 | 72121 | 146
54784 | NewPage Corporation | 10491 | Mead Rumford Cogen | ME | 5SCRBR | 7 | 1993 | OP | WS |  |  | 360 |  |  | 0% |  |  |  | 0% |  | 99% | 19 | 72854 | 143
54784 | NewPage Corporation | 10495 | Rumford Cogeneration | ME | ESP6 | 12 | 1990 | OP | EH |  |  | 4066 | 10% |  | 0% |  | 0% |  | 0% |  | 99% | 38 | 235524 | 339
54784 | NewPage Corporation | 10495 | Rumford Cogeneration | ME | ESP7 | 12 | 1990 | OP | EH |  |  | 4066 | 10% |  | 0% |  | 0% |  | 0% |  | 99% | 38 | 235524 | 339
54788 | DG Fairhaven Power LLC | 10052 | Fairhaven Power | CA | ESP1 | 9 | 1986 | OP | EW |  |  | 1800 | [8 empty] | 100% | 3.79 | 64355 | 360
54806 | DTE Energy Services-Woodland | 10836 | Woodland Biomass Power Ltd | CA | BH1 | 9 | 1989 | OP | BP |  |  | 588 | [8 empty] | 100% | 7 | 110000 | 330
54824 | SUEZ Energy Generation NA Inc | 51026 | Ryegate Power Station | VT | PRECIP | 1 | 1992 | OP | SC | EH |  | 2598 | [8 empty] | 100% | 0.4 | 79776 | 340
54827 | Telogia Power LLC | 50774 | Telogia Power | FL | EP1 | 7 | 1995 | OP | EK |  |  | 1125 | [8 empty] | 100% | 23 | 130000 | 325
54827 | Telogia Power LLC | 50774 | Telogia Power | FL | MC1 | 7 | 1986 | OP | MC | EH |  | 150 | [8 empty] | 95% | 220 | 130000 | 400
54866 | Robinson Power Company LLC | 56453 | Robinson Power Company LLC | PA | C02 | 6 | 2014 | CO | BP |  |  | 41000 | 60% |  |  |  | 0% |  |  |  | 100% | 16.8 | 420000 | 165
54880 | P H Glatfelter Company | 10244 | P H Glatfelter Co -Chillicothe Facility | OH | 9ESP | 5 | 1978 | OP | EW |  |  | 4650 |  |  | 0% |  |  |  | 0% |  | 100% | 37 | 332000 | 372
54880 | P H Glatfelter Company | 10244 | P H Glatfelter Co -Chillicothe Facility | OH | ESP1 | 5 | 1974 | OP | EW |  |  | 500 | 10% |  | 0% |  | 0% |  | 0% |  | 99% | 48.7 | 310000 | 334
54880 | P H Glatfelter Company | 10244 | P H Glatfelter Co -Chillicothe Facility | OH | ESP2 | 5 | 1974 | OP | EW |  |  | 500 | 10% |  | 0% |  | 0% |  | 0% |  | 99% | 56.1 | 218000 | 334
54880 | P H Glatfelter Company | 10244 | P H Glatfelter Co -Chillicothe Facility | OH | WESP | 6 | 1996 | OP | WS | EK |  | 2700 |  |  | 0% |  |  |  | 0% |  | 99% | 20 | 140000 | 160
54881 | Horsehead Corporation | 50130 | G F Weaton Power Station | PA | ESP1 | 8 | 1958 | OS | EC |  |  |  | 10% | 10% | 0% | 0% | 0% | 0% |  |  | 100% | 0.004 | 220000 | 300
54881 | Horsehead Corporation | 50130 | G F Weaton Power Station | PA | ESP2 | 5 | 1958 | OS | EC |  |  |  | 10% | 10% |  |  | 0% | 0% |  |  | 100% |  | 220000 | 300
54885 | NRG Wholesale Generation LP | 3130 | Seward | PA | BH 1 | 3 | 2004 | OP | BP |  |  | 11550 | 0% | 60% |  |  | 0% |  | 0% |  | 100% | 25 | 896000 | 142
54885 | NRG Wholesale Generation LP | 3130 | Seward | PA | BH 2 | 3 | 2004 | OP | BP |  |  | 11550 | 0% | 60% |  |  | 0% |  | 0% |  | 100% | 25 | 896000 | 142
54888 | NRG Texas Power LLC | 298 | Limestone | TX | ESP1 | 10 | 1985 | OP | EK |  |  | 37411 | 10% | 40% | 0% | 0% | 0% | 0% |  |  | 100% | 236 | 3400000 | 295
54888 | NRG Texas Power LLC | 298 | Limestone | TX | ESP2 | 10 | 1986 | OP | EK |  |  | 37411 | 10% | 40% | 0% | 0% | 0% | 0% |  |  | 100% | 236 | 3400000 | 295
54888 | NRG Texas Power LLC | 3470 | W A Parish | TX | BAG5 | 1 | 1989 | OP | BR |  |  | 14000 |  | 10% |  |  |  | 0% |  |  | 100% | 660 | 2900000 | 260
54888 | NRG Texas Power LLC | 3470 | W A Parish | TX | BAG6 | 1 | 1988 | OP | BR |  |  | 14000 |  | 10% |  |  |  | 0% |  |  | 100% | 660 | 2900000 | 260
54888 | NRG Texas Power LLC | 3470 | W A Parish | TX | BAG7 | 5 | 1988 | OP | BR |  |  | 12000 |  | 10% |  |  |  | 0% |  |  | 100% | 573 | 2500000 | 279
54888 | NRG Texas Power LLC | 3470 | W A Parish | TX | BAG8 | 12 | 1982 | OP | BR |  |  | 22400 |  | 10% |  |  |  | 0% |  |  | 100% | 172 | 2200000 | 300
54889 | Carlyle/Riverstone Renewable Energy | 10381 | Coastal Carolina Clean Power | NC | 1A | 4 | 1986 | OP | BP |  |  | 670 | 10% | 10% |  |  | 0% | 0% |  |  | 100% | 1 | 91000 | 310
54889 | Carlyle/Riverstone Renewable Energy | 10381 | Coastal Carolina Clean Power | NC | 1A1 | 10 | 2008 | OP | MC |  |  | 190 | 10% | 10% |  |  | 0% | 0% |  |  | 72% | 90 | 91000 | 310
54889 | Carlyle/Riverstone Renewable Energy | 10381 | Coastal Carolina Clean Power | NC | 1B | 4 | 1986 | OP | BP |  |  | 670 | 10% | 10% |  |  | 0% | 0% |  |  | 100% | 1 | 91000 | 310
54889 | Carlyle/Riverstone Renewable Energy | 10381 | Coastal Carolina Clean Power | NC | 1B2 | 10 | 2008 | OP | MC |  |  | 190 | 10% | 10% |  |  | 0% | 0% |  |  | 72% | 90 | 91000 | 310
54894 | Roseburg Forest Products | 56469 | Roseburg Forest Products Biomass | CA | ESP1 | 7 | 1996 | OP | EC |  |  | 1.1 | [8 empty] | 99% | 4.86 | 93147 | 310
54899 | NAES Corporation - (DE) | 599 | McKee Run | DE | 1 | 3 | 1961 | RE | MC |  |  | 40 |  |  | 0% |  |  |  | 0%
54899 | NAES Corporation - (DE) | 599 | McKee Run | DE | 2 | 3 | 1961 | RE | MC |  |  | 40 |  |  | 0% |  |  |  | 0%
54899 | NAES Corporation - (DE) | 599 | McKee Run | DE | 3 | 9 | 1975 | RE | MC |  |  | 60 |  |  | 0% |  |  |  | 0% | 0%
55600 | Cadillac Renewable Energy LLC | 54415 | Cadillac Renewable Energy | MI | FGPC1 | 6 | 1993 | OP | EK | [11 empty] | 99% | 10.93 | 112581 | 360
55729 | Duke Energy Kentucky Inc | 6018 | East Bend | KY | 2 | 3 | 1981 | OP | EW |  |  | 6587 | 10% |  |  |  | 10% |  |  |  | 100% | 134 | 3738000 | 677
55738 | Verso Paper Androscoggin LLC | 54085 | Androscoggin Mill | ME | PRECIP | 12 | 1977 | OP | EW |  |  | 3500 |  |  | 0% |  |  |  | 0% |  | 100% | 41 | 482000 | 450
55738 | Verso Paper Androscoggin LLC | 54085 | Androscoggin Mill | ME | WFIS | 12 | 1989 | OP | WS |  |  | 500 |  |  | 0% |  |  |  | 0% |  | 97% | 50 | 135929 | 159
55739 | Edgecombe Operating Services LLC | 10384 | Edgecombe Genco LLC | NC | 1A | 10 | 1990 | OP | BP |  |  | 1000 | 10% | 10% |  |  | 0% | 0% |  |  | 100% | 9 | 140000 | 190
55739 | Edgecombe Operating Services LLC | 10384 | Edgecombe Genco LLC | NC | 1B | 10 | 1990 | OP | BP |  |  | 1000 | 10% | 10% |  |  | 0% | 0% |  |  | 100% | 9 | 140000 | 190
55739 | Edgecombe Operating Services LLC | 10384 | Edgecombe Genco LLC | NC | 2A | 10 | 1990 | OP | BP |  |  | 1000 | 10% | 10% |  |  | 0% | 0% |  |  | 100% | 4 | 140000 | 190
55739 | Edgecombe Operating Services LLC | 10384 | Edgecombe Genco LLC | NC | 2B | 10 | 1990 | OP | BP |  |  | 1000 | 10% | 10% |  |  | 0% | 0% |  |  | 100% | 9 | 140000 | 190
55740 | Spruance Operating Services LLC | 54081 | Spruance Genco LLC | VA | 1A | 5 | 1992 | OP | BP |  |  | 1150 | 10% | 10% |  |  | 0% | 0% |  |  | 100% | 9 | 140000 | 190
55740 | Spruance Operating Services LLC | 54081 | Spruance Genco LLC | VA | 1B | 5 | 1992 | OP | BP |  |  | 1150 | 10% | 10% |  |  | 0% | 0% |  |  | 100% | 9 | 140000 | 190
55740 | Spruance Operating Services LLC | 54081 | Spruance Genco LLC | VA | 2A | 5 | 1992 | OP | BP |  |  | 1150 | 10% | 10% |  |  | 0% | 0% |  |  | 100% | 9 | 140000 | 190
55740 | Spruance Operating Services LLC | 54081 | Spruance Genco LLC | VA | 2B | 5 | 1992 | OP | BP |  |  | 1150 | 10% | 10% |  |  | 0% | 0% |  |  | 100% | 9 | 140000 | 190
55740 | Spruance Operating Services LLC | 54081 | Spruance Genco LLC | VA | 3A | 8 | 1992 | OP | BP |  |  | 1150 | 10% | 10% |  |  | 0% | 0% |  |  | 100% | 9 | 140000 | 190
55740 | Spruance Operating Services LLC | 54081 | Spruance Genco LLC | VA | 3B | 8 | 1992 | OP | BP |  |  | 1150 | 10% | 10% |  |  | 0% | 0% |  |  | 100% | 9 | 140000 | 190
55740 | Spruance Operating Services LLC | 54081 | Spruance Genco LLC | VA | 4A | 8 | 1992 | OP | BP |  |  | 1150 | 10% | 10% |  |  | 0% | 0% |  |  | 100% | 9 | 140000 | 190
55740 | Spruance Operating Services LLC | 54081 | Spruance Genco LLC | VA | 4B | 8 | 1992 | OP | BP |  |  | 1150 | 10% | 10% |  |  | 0% | 0% |  |  | 100% | 9 | 140000 | 190
55766 | Boralex Sherman LLC | 50874 | Boralex Sherman LLC | ME | 3280 | 7 | 1986 | OS | EC | [11 empty] | 100% | 8.7 | 23200 | 366
55768 | RC Cape May Holdings LLC | 2378 | B L England | NJ | 1 | 11 | 1981 | OP | EK |  |  | 13423 | 10% | 10% |  |  | 0% | 0% |  |  | 99% | 81 | 593000 | 290
55768 | RC Cape May Holdings LLC | 2378 | B L England | NJ | 2 | 6 | 1982 | OP | EK |  |  | 16517 | 10% | 10% |  |  | 0% | 0% |  |  | 99% | 104 | 760000 | 290
55768 | RC Cape May Holdings LLC | 2378 | B L England | NJ | 3 | 12 | 1974 | OP | MC |  |  | 110 |  |  | 0% |  |  |  | 0% | 0% | 90% | 181 | 508000 | 307
55771 | KAPSTONE Kraft Paper Corp | 50254 | KapStone Kraft Paper Corp | NC | WS | 6 | 1964 | OP | WS |  |  | 1800 | 10% |  | 0% |  | 0% |  | 0% |  | 100% | 16 | 265000 | 420
55779 | WVA Manufacturing LLC | 50012 | Alloy Steam Station | WV | PREC4 | 12 | 1970 | OS | EC |  |  | 0 | 20% |  |  |  | 0% |  |  |  | 99% | 27.1 | 240000 | 330
55807 | Niagara Generation LLC | 50202 | WPS Power Niagara | NY | BH1 | 4 | 1990 | OP | BP |  |  | 5000 | 10% |  |  |  | 0% |  |  |  | 100% | 14 | 175500 | 285
55808 | Westmoreland Partners | 54035 | Roanoke Valley Energy Facililty I | NC | BH1 | 5 | 1994 | OP | BR |  |  | 10271 | 10% | 10% | 0% |  | 0% | 0% | 0% |  | 100% | 34 | 475000 | 165
55808 | Westmoreland Partners | 54755 | Roanoke Valley Energy Facility II | NC | BH2 | 6 | 1995 | OP | BP |  |  | 11439.5 | 10% | 10% |  | 0% | 0% | 0% | 0% |  | 100% | 11 | 140842 | 160
55816 | Robbins Community Power LLC | 56576 | Robbins Community Power LLC | IL | BH1 | 12 | 2014 | PL | BP |  |  | 1500 | [8 empty] | 100% | 7 | 150000 | 350
55816 | Robbins Community Power LLC | 56576 | Robbins Community Power LLC | IL | BH2 | 12 | 2014 | PL | BP |  |  | 1500 | [8 empty] | 100% | 7 | 150000 | 350
55839 | Domtar Paper Company LLC | 55429 | Kentucky Mills | KY | 3RECPT | 3 | 1984 | OP | EK |  |  | 1520 | [8 empty] | 100% | 18 | 205000 | 319
55839 | Domtar Paper Company LLC | 55429 | Kentucky Mills | KY | 4RECPT | 10 | 1997 | OP | EK |  |  | 2067 | [8 empty] | 100% | 30.3 | 290000 | 346
55839 | Domtar Paper Company LLC | 55429 | Kentucky Mills | KY | BFBPPT | 10 | 1998 | OP | EK |  |  | 2257 | [8 empty] | 100% | 18.9 | 325000 | 365
55840 | EWP RENEWABLE CORP. | 10839 | DG Whitefield LLC | NH | ESP1 | 3 | 1988 | OP | EK |  |  | 726 | [8 empty] | 98% | 7 | 89130 | 350
55840 | EWP RENEWABLE CORP. | 10839 | DG Whitefield LLC | NH | MC1 | 3 | 1988 | OP | MC |  |  | 69 | [8 empty] | 95% | 7 | 89130 | 396
55849 | Domtar Paper Co LLC Kingsport Mill | 10252 | Weyerhaeuser Kingsport Mill | TN | 7 | 6 | 1975 | RE | EW | [7 empty] | 0% |  | 0% |  | 100% | 26 | 360000 | 325
55849 | Domtar Paper Co LLC Kingsport Mill | 10252 | Weyerhaeuser Kingsport Mill | TN | REC 2 | 11 | 2002 | OP | EW | [11 empty] | 100% | 25 | 400000 | 305
55849 | Domtar Paper Co LLC Kingsport Mill | 10252 | Weyerhaeuser Kingsport Mill | TN | THB | 6 | 1998 | OP | EW | [10 empty] | 0% | 100% | 54 | 203000 | 340
55850 | Tracy Biomass Holdings, LLC | 10502 | Thermal Energy Dev Partnshp LP | CA | ESP1 | 4 | 1990 | OP | EC |  |  | 1000 | [8 empty] | 98% | 3.95 | 60192 | 304
55861 | Sandy Creek Energy Associates L P | 56611 | Sandy Creek Energy Station | TX | FGP1 | 2 | 2013 | CO | BP |  |  | 36000 | 0% | 10% |  |  | 0% | 0% |  |  | 100% | 123 | 3050603 | 165
55863 | Evergreen Packaging Inc | 10627 | Pine Bluff Mill | AR | BB1-WS | 9 | 1968 | OP | WS |  |  | 22900 | [8 empty] | 90% | 69 | 223414 | 155
55863 | Evergreen Packaging Inc | 10627 | Pine Bluff Mill | AR | RB2-EW | 1 | 1961 | OP | EW |  |  | 1300 | [8 empty] | 99% | 23 | 128421 | 290
55863 | Evergreen Packaging Inc | 10627 | Pine Bluff Mill | AR | RB3-EW | 1 | 1961 | OP | EW |  |  | 1300 | [8 empty] | 99% | 17.5 | 143683 | 314
55863 | Evergreen Packaging Inc | 10627 | Pine Bluff Mill | AR | RB4-EW | 1 | 1968 | OP | EW |  |  | 8400 | [8 empty] | 99% | 65.4 | 202577 | 304
55867 | NewPage Corp-Escanaba | 10208 | Escanaba Paper Company | MI | 10 | 6 | 1972 | OP | EW |  |  | 4100 | [7 empty] | 0% | 100% | 37.6 | 497000 | 486
55867 | NewPage Corp-Escanaba | 10208 | Escanaba Paper Company | MI | 11 | 6 | 1981 | OP | EW |  |  | 1800 | [5 empty] | 0% |  |  | 100% | 17.6 | 437000 | 381
55867 | NewPage Corp-Escanaba | 10208 | Escanaba Paper Company | MI | 9 | 6 | 1972 | OP | WS |  |  | 180 | [8 empty] | 95% | 36.1 | 132000 | 144
55871 | GCS Energy Recovery of Pinellas, Inc | 50884 | GCS Energy Recovery of Pinellas, Inc | FL | 1 | 4 | 2000 | OP | BS | [11 empty] | 100% | 12 | 276175 | 300
55871 | GCS Energy Recovery of Pinellas, Inc | 50884 | GCS Energy Recovery of Pinellas, Inc | FL | 2 | 7 | 1999 | OP | BS | [11 empty] | 100% | 12 | 276175 | 300
55871 | GCS Energy Recovery of Pinellas, Inc | 50884 | GCS Energy Recovery of Pinellas, Inc | FL | 3 | 9 | 1998 | OP | BS | [11 empty] | 100% | 12 | 276175 | 300
55893 | St Paul Cogeneration LLC | 56643 | St Paul Cogeneration | MN | 1 | 4 | 2003 | OP | EK | MC |  | 1200 | [8 empty] | 99% | 17 | 240000 | 325
55903 | Domtar Paper Company LLC | 50189 | Domtar Paper Co LLC Plymouth NC | NC | EGS1 | 6 | 1977 | OP | MC | BP | EW | 6895 | 10% |  | 0% |  | 0% |  | 0% |  | 99% | 95 | 385000 | 400
55903 | Domtar Paper Company LLC | 50189 | Domtar Paper Co LLC Plymouth NC | NC | EGS2 | 6 | 1982 | OP | MC | BP | EW | 1462 | 10% |  | 0% |  | 0% |  | 0% |  | 99% | 89 | 386874 | 400
55903 | Domtar Paper Company LLC | 50189 | Domtar Paper Co LLC Plymouth NC | NC | ESP1CB | 6 | 1993 | RE | EW | BP | MC |  | 10% |  | 0% |  | 0% |  | 0% |  | 100% | 114 |  | 500
55903 | Domtar Paper Company LLC | 50189 | Domtar Paper Co LLC Plymouth NC | NC | ESPR5 | 12 | 1975 | OP | EW |  |  | 1981 |  |  | 0% |  |  |  | 0% |  | 100% | 335 | 1000000 | 380
55904 | Wellington Development WVDT LLC | 56664 | Greene Energy Resource Recovery Project | PA | BH1 | 1 | 2016 | CO | BP |  |  |  | 30% | 40% |  |  | 0% | 0% |  |  | 100% | 33.1 | 893000 | 160
55904 | Wellington Development WVDT LLC | 56664 | Greene Energy Resource Recovery Project | PA | BH2 | 1 | 2016 | CO | BP |  |  |  | 30% | 40% |  |  | 0% | 0% |  |  | 100% | 33.1 | 893000 | 160
55919 | Georgia-Pacific Consr Prods LP-Green Bay | 10360 | Green Bay West Mill | WI | C10 | 6 | 1984 | OP | BP |  |  | 7812 | 10% |  | 0% |  | 0% |  | 10% |  | 99% | 98 | 556000 | 306
55919 | Georgia-Pacific Consr Prods LP-Green Bay | 10360 | Green Bay West Mill | WI | C11 | 6 | 1992 | OP | BP |  |  | 556 | 10% |  | 0% |  | 0% |  | 10% |  | 100% | 7 | 226800 | 348
55924 | GenPower | 56671 | Longview Power LLC | WV | UHQ01 | 12 | 2011 | OP | BP | WS |  | 22000 |  | 30% |  |  |  | 0% |  |  | 100% | 110 | 1178479 | 300
55924 | GenPower | 56671 | Longview Power LLC | WV | UHQ02 | 12 | 2011 | OP | BP | WS |  |  |  | 30% |  |  |  | 0% |  |  | 100% | 110 | 1178479 | 300
55925 | Snowflake Power LLC | 56616 | Snowflake White Mountain Power LLC | AZ | BAGHOU | 6 | 2008 | OP | MC | BP |  | 1000 | [8 empty] | 100% | 5.09 | 187550 | 400
55932 | Georgia-Pacific Brewton LLC | 54789 | Georgia-Pacific Brewton Mill | AL | 1RBPPT | 6 | 1957 | OP | EW |  |  | 700 | [8 empty] | 100% | 1 | 230000 | 400
55932 | Georgia-Pacific Brewton LLC | 54789 | Georgia-Pacific Brewton Mill | AL | 2PBPPT | 11 | 2005 | OP | EW |  |  | 7900 | [8 empty] | 99% | 12 | 164987 | 375
55932 | Georgia-Pacific Brewton LLC | 54789 | Georgia-Pacific Brewton Mill | AL | 2RBPPT | 6 | 1964 | OP | EW |  |  | 800 | [8 empty] | 100% | 0 | 199109 | 312
55932 | Georgia-Pacific Brewton LLC | 54789 | Georgia-Pacific Brewton Mill | AL | 3PBPPT | 11 | 2007 | OP | EW |  |  | 13500 | 10% |  |  |  | 0% |  | 0% |  | 100% | 61 | 244000 | 430
55932 | Georgia-Pacific Brewton LLC | 54789 | Georgia-Pacific Brewton Mill | AL | 3RBPPT | 6 | 1971 | OP | EW |  |  | 15000 | [8 empty] | 100% | 3 | 257022 | 415
55936 | Entergy Gulf States - LA LLC | 1393 | R S Nelson | LA | 1A | 7 | 1992 | OP | BR |  |  | 5449 |  |  | 0% |  |  |  | 0% |  | 100% | 14 | 415000 | 280
55936 | Entergy Gulf States - LA LLC | 1393 | R S Nelson | LA | 2A | 9 | 1992 | OP | BR |  |  | 5449 |  |  | 0% |  |  |  | 0% |  | 100% | 14 | 415000 | 280
55936 | Entergy Gulf States - LA LLC | 1393 | R S Nelson | LA | 4 | 7 | 1970 | OS | EK |  |  | 130 |  |  | 0% | [5 empty] | 95% | 42 | 1510000 | 274
55936 | Entergy Gulf States - LA LLC | 1393 | R S Nelson | LA | 6 | 5 | 1982 | OP | EC |  |  | 9990 | 10% |  |  |  | 0% |  |  |  | 100% | 495 | 3040000 | 350
55936 | Entergy Gulf States - LA LLC | 1394 | Willow Glen | LA | 3 | 5 | 1977 | OS | EK |  |  | 19323 | [6 empty] | 0% |  | 95% | 42 | 1200000 | 300
55937 | Entergy Texas Inc. | 3459 | Sabine | TX | 5 | 12 | 1979 | OS | EK |  |  | 6000 |  |  | 0% |  |  |  | 0% |  | 95% | 346 | 1224600 | 261
55952 | Merced Power LLC | 56707 | El Nido Facility | CA | SD502 | 8 | 2008 | OP | BP |  |  | 232 | [8 empty] | 98% | 7.4 | 111440 | 355
55953 | Ampersand Chowchilla Biomass LLC | 56706 | Ampersand Chowchilla Biomass LLC | CA | SD502 | 5 | 2008 | OP | BP |  |  | 232 | [8 empty] | 98% | 7.4 | 111440 | 355
55960 | GreenHunter Energy Inc | 50363 | Mesquite Resource Recovery Project | CA | F410 | 12 | 1986 | OS | BR |  |  | 0
55965 | NewPage Corporation | 10234 | Biron Mill | WI | 4ESP | 6 | 1957 | OP | EK |  |  | 800 | 10% |  |  |  | 0% |  |  |  | 99% | 30 | 104600 | 365
55965 | NewPage Corporation | 10234 | Biron Mill | WI | 5ESP | 6 | 1986 | OP | EK |  |  | 900 | 10% |  |  |  | 0% |  |  |  | 99% | 0.05 | 196130 | 389
55965 | NewPage Corporation | 10234 | Biron Mill | WI | 5MDC | 6 | 1986 | OP | MC |  |  | 250 | 10% |  |  |  | 0% |  |  |  | 100% | 2 | 193130 | 389
55965 | NewPage Corporation | 10477 | Wisconsin Rapids Pulp Mill | WI | P1ESP | 9 | 1989 | OP | EK |  |  | 375 | 10% |  |  |  | 0% |  |  |  | 97% | 15 | 174000 | 402
55965 | NewPage Corporation | 10477 | Wisconsin Rapids Pulp Mill | WI | P1MC | 4 | 1968 | OP | MC |  |  | 200 | 10% |  |  |  | 0% |  |  |  | 50% | 2 | 180000 | 402
55965 | NewPage Corporation | 10477 | Wisconsin Rapids Pulp Mill | WI | P2ESP | 9 | 1989 | OP | EK |  |  | 375 | 10% |  |  |  | 0% |  |  |  | 97% | 30 | 174000 | 418
55965 | NewPage Corporation | 10477 | Wisconsin Rapids Pulp Mill | WI | P2MC | 4 | 1968 | OP | MC |  |  | 200 | 10% |  |  |  | 0% |  |  |  | 50% | 2 | 180000 | 418
55965 | NewPage Corporation | 10477 | Wisconsin Rapids Pulp Mill | WI | R1 | 6 | 1989 | OP | EK |  |  | 250 | [8 empty] | 100% | 15 | 175000 | 422
55965 | NewPage Corporation | 10477 | Wisconsin Rapids Pulp Mill | WI | R2 | 12 | 1976 | OP | EK |  |  | 300 | [8 empty] | 100% | 0.05 | 175000 | 350
55965 | NewPage Corporation | 10477 | Wisconsin Rapids Pulp Mill | WI | R3 | 6 | 1989 | OP | EK |  |  | 400 | [8 empty] | 100% | 0.03 | 175000 | 406
55965 | NewPage Corporation | 54857 | Niagara Mill | WI | B21 | 1 | 1975 | OS | EK |  |  | 200 | 10% | 10% |  |  | 0% | 0% |  |  | 99% | 3 | 61500 | 450
55965 | NewPage Corporation | 54857 | Niagara Mill | WI | B22 | 1 | 1975 | OS | EK |  |  | 200 | 10% | 10% |  |  | 0% | 0% |  |  | 99% | 4 | 61500 | 450
55965 | NewPage Corporation | 54857 | Niagara Mill | WI | B23 | 1 | 1975 | OS | EK |  |  | 200 | 10% | 10% |  |  | 0% | 0% |  |  | 99% | 4 | 61500 | 450
55965 | NewPage Corporation | 54857 | Niagara Mill | WI | B24 | 1 | 1975 | OS | EK |  |  | 200 | 10% | 10% |  |  | 0% | 0% |  |  | 100% | 0 | 61500 | 450
55968 | Evergreen BioPower LLC | 56781 | Evergreen BioPower LLC | OR | ESP | 3 | 2007 | OP | MC | EW |  | 978 | [8 empty] | 90% | 5 | 90000 | 300
55973 | Catalyst Paper Corp | 50805 | Catalyst Paper Snowflake Mill | AZ | ESP1 | 1 | 1974 | OP | EW |  |  | 1205 | 10% |  |  |  | 0% |  | 0% |  | 99% | 30 | 520000 | 700
55973 | Catalyst Paper Corp | 50805 | Catalyst Paper Snowflake Mill | AZ | ESP2 | 11 | 1994 | OP | EW |  |  | 4886 | 10% |  |  |  | 0% |  | 0% |  | 99% | 30 | 520000 | 700
55983 | Luminant Generation Company LLC | 6146 | Martin Lake | TX | 1 | 5 | 1977 | OP | EC |  |  | 23880 | 10% |  |  |  | 0% |  |  |  | 99% | 750 | 3470000 | 355
55983 | Luminant Generation Company LLC | 6146 | Martin Lake | TX | 2 | 5 | 1978 | OP | EC |  |  | 20319 | 10% |  |  |  | 0% |  |  |  | 99% | 750 | 3740000 | 355
55983 | Luminant Generation Company LLC | 6146 | Martin Lake | TX | 3 | 4 | 1979 | OP | EC |  |  | 23450 | 10% |  |  |  | 0% |  |  |  | 99% | 750 | 3470000 | 355
55983 | Luminant Generation Company LLC | 6147 | Monticello | TX | 1 | 12 | 1974 | OP | EC | BR |  | 11287 | 10% |  |  |  | 0% |  |  |  | 99% | 1700 | 2300000 | 335
55983 | Luminant Generation Company LLC | 6147 | Monticello | TX | 2 | 12 | 1975 | OP | EC | BR |  | 17661 | 10% |  |  |  | 0% |  |  |  | 99% | 1700 | 2300000 | 335
55983 | Luminant Generation Company LLC | 6147 | Monticello | TX | 3 | 8 | 1978 | OP | EC |  |  | 53308 | 10% |  |  |  | 0% |  |  |  | 100% | 789 | 3400000 | 341
55983 | Luminant Generation Company LLC | 6648 | Sandow No 4 | TX | 4 | 5 | 1981 | OP | EK |  |  | 29177 | 10% |  |  |  | 0% |  |  |  | 100% | 569 | 2310000 | 335
55989 | Covanta Mendota LP | 10837 | Covanta Mendota | CA | BH1 | 8 | 1989 | OP | BP |  |  | 1000 | [8 empty] | 100% | 2.5 | 93000 | 350
55995 | Plum Point Energy Associates LLC | 56456 | Plum Point Energy Station | AR | FGP1 | 9 | 2010 | OP | BP |  |  | 2061 | 0% | 10% | 0% | 0% | 0% | 0% | 0% | 0% | 100% | 125 | 2064000 | 154
56067 | Plainfield Renewable Energy, LLC | 56847 | Plainfield Renewable Energy LLC | CT | BH | 11 | 2013 | PL | MC | BP | [10 empty] | 99%
56069 | SunCoke Energy, Inc. | 56848 | Haverhill North Cogeneration Facility | OH | FGD2 | 12 | 2008 | OP | BP |  |  | 34676.72 |  | 10% |  |  |  | 0% |  |  | 99% | 4 | 391000 | 200
56069 | SunCoke Energy, Inc. | 57822 | Middletown Coke Company, LLC | OH | FGD | 12 | 2011 | OP | BP |  |  | 30428 |  | 10% |  |  |  | 0% |  |  | 99% | 10.7 | 41400 | 240
56078 | CMP Sartell LLC | 50252 | International Paper Sartell Mill | MN | 3 | 5 | 1982 | RE | MC |  |  | 1000 | 10% |  |  |  | 0% |  |  |  | 98% | 20 | 123000 | 127
56084 | Springfield Power LLC | 10838 | Springfield Power LLC | NH | DC1 | 12 | 1987 | OP | MC |  |  | 69 | [10 empty] | 89130 | 385
56084 | Springfield Power LLC | 10838 | Springfield Power LLC | NH | ESP1 | 12 | 1987 | OP | EW |  |  | 726 | [8 empty] | 98% | 0 | 89130 | 385
56099 | Covanta Delano Inc | 10840 | Covanta Delano Energy | CA | U-1 | 12 | 1989 | OP | BP |  |  | 500 | [8 empty] | 99% | 3 | 125788 | 325
56099 | Covanta Delano Inc | 10840 | Covanta Delano Energy | CA | U-2 | 1 | 1994 | OP | BP |  |  | 500 | [8 empty] | 99% | 1 | 95319 | 350
56120 | Blue Lake Power LLC | 10764 | Blue Lake Power LLC | CA | ESP | 4 | 2010 | OP | EW |  |  | 1660 | [8 empty] | 98% | 7.07 | 73985 | 250
56133 | L'Anse Warden Electric Company LLC | 1772 | John H Warden | MI | 1 | 9 | 1975 | OP | EK |  |  |  | 10% |  |  |  | 0% |  |  |  | 99% | 3 | 126000 | 500
56137 | Domtar LLC | 54638 | Johnsonburg Mill | PA | PC81 | 9 | 1983 | OP | EK |  |  | 2400 |  | 10% |  |  | 0% | 0% |  |  | 99% | 3 | 116490 | 330
56137 | Domtar LLC | 54638 | Johnsonburg Mill | PA | PC82 | 9 | 1983 | OP | EK |  |  | 2400 |  | 10% |  |  | 0% | 0% |  |  | 99% | 3 | 116490 | 330
56137 | Domtar LLC | 54638 | Johnsonburg Mill | PA | RB | 5 | 1993 | OP | EK |  |  | 2560 | [8 empty] | 100% | 17 | 259000 | 335
56146 | Black Hills/Colorado Elec.Util | 462 | W N Clark | CO | 55 | 8 | 1978 | OP | BR |  |  | 655 | [8 empty] | 100% | 20 | 160000 | 350
56146 | Black Hills/Colorado Elec.Util | 462 | W N Clark | CO | 59 | 6 | 1978 | OP | BR |  |  | 1633 | 10% |  |  |  | 0% |  |  |  | 100% | 20 | 156400 | 300
56148 | Aspen Power LLC | 56931 | Aspen Biomass Power Plant | TX | 01 | 9 | 2011 | OP | EW |  |  |  | 0% | 10% |  |  | 0% | 0% |  |  | 98% | 8.4 | 382825 | 590
56155 | Lansing Board of Water and Light | 1831 | Eckert Station | MI | 1 | 6 | 1978 | OP | EK |  |  | 2415 | 10% | 20% |  |  | 0% | 0% |  |  | 98% | 63.2 | 183647 | 340
56155 | Lansing Board of Water and Light | 1831 | Eckert Station | MI | 2 | 6 | 1978 | OP | EK |  |  | 2415 | 10% | 20% |  |  | 0% | 0% |  |  | 98% | 63.2 | 183647 | 340
56155 | Lansing Board of Water and Light | 1831 | Eckert Station | MI | 3 | 6 | 1978 | OP | EK |  |  | 2415 | 10% | 20% |  |  | 0% | 0% |  |  | 98% | 63.2 | 183647 | 340
56155 | Lansing Board of Water and Light | 1831 | Eckert Station | MI | 4 | 6 | 1976 | OP | EK |  |  | 2754 | 10% | 20% |  |  | 0% | 0% |  |  | 97% | 194 | 400000 | 340
56155 | Lansing Board of Water and Light | 1831 | Eckert Station | MI | 5 | 6 | 1976 | OP | EK |  |  | 2630 | 10% | 20% |  |  | 0% | 0% |  |  | 97% | 194 | 400000 | 340
56155 | Lansing Board of Water and Light | 1831 | Eckert Station | MI | 6 | 6 | 1976 | OP | EK |  |  | 2630 | 10% | 20% |  |  | 0% | 0% |  |  | 97% | 194 | 400000 | 340
56155 | Lansing Board of Water and Light | 1832 | Erickson Station | MI | 1 | 11 | 1998 | OP | EK |  |  | 11170 | 0% | 10% |  |  | 0% | 0% |  |  | 100% | 57.9 | 655000 | 325
56164 | International Paper - Valliant | 50192 | International Paper Valliant OK | OK | P1 | 6 | 1997 | OP | EK |  |  | 12100 | [8 empty] | 100% | 8 | 500000 | 380
56164 | International Paper - Valliant | 50192 | International Paper Valliant OK | OK | WS1 | 6 | 1984 | OP | WS | MC |  | 1400 |  |  | 0% |  |  |  | 0% |  | 95% | 52 | 200000 | 150
56174 | Finch Paper LLC | 10511 | Finch Paper | NY | 6 | 6 | 1974 | OP | OT |  |  | 800 | [8 empty] | 99% | 3.7 | 30000 | 100
56174 | Finch Paper LLC | 10511 | Finch Paper | NY | 7 | 6 | 1974 | OP | OT |  |  | 800 | [8 empty] | 99% | 3.7 | 30000 | 100
56174 | Finch Paper LLC | 10511 | Finch Paper | NY | 8 | 6 | 1977 | OP | OT |  |  | 500 | [8 empty] | 99% | 3.7 | 60000 | 100
56174 | Finch Paper LLC | 10511 | Finch Paper | NY | 9MC | 6 | 1984 | OP | MC |  |  | 500 | [8 empty] | 90% |  | 60000 | 400
56174 | Finch Paper LLC | 10511 | Finch Paper | NY | 9WS | 6 | 1981 | OP | WS |  |  | 900 | [8 empty] | 93% | 48 | 50000 | 150
56187 | Verso Paper - Quinnesec | 50251 | Verso Paper Quinnesec Mich Mill | MI | PREC1 | 10 | 1985 | OP | EK |  |  | 8925 | [8 empty] | 100% | 26.77 | 380000 | 391
56187 | Verso Paper - Quinnesec | 50251 | Verso Paper Quinnesec Mich Mill | MI | PREC2 | 10 | 1985 | OP | EK |  |  | 4600 | 10% |  |  |  | 0% |  |  |  | 100% | 74.85 | 303600 | 391
56190 | Savannah River Nuclear Solutions LLC | 7652 | US DOE Savannah River Site (D Area) | SC | D-1 | 6 | 1952 | RE | MC | EW |  |  | 10% |  |  | 0% |  | 0% |  |  | 99% | 0.6 | 188000 | 368
56190 | Savannah River Nuclear Solutions LLC | 7652 | US DOE Savannah River Site (D Area) | SC | D-2 | 6 | 1952 | RE | MC | EW |  |  | 10% |  |  | 0% |  | 0% |  |  | 99% | 0.6 | 156000 | 317
56190 | Savannah River Nuclear Solutions LLC | 7652 | US DOE Savannah River Site (D Area) | SC | D-3 | 6 | 1952 | RE | MC | EW |  |  | 10% |  |  | 0% |  | 0% |  |  | 99% | 0.6 | 144000 | 323
56190 | Savannah River Nuclear Solutions LLC | 7652 | US DOE Savannah River Site (D Area) | SC | D-4 | 6 | 1952 | RE | MC | EW |  |  | 10% |  |  | 0% |  | 0% |  |  | 99% | 0.6 | 189000 | 308
56208 | Smart Papers Holdings LLC | 50247 | Smart Papers LLC | OH | 10ESP | 10 | 1975 | RE | EW |  |  | 8000000 | 0% | 10% |  |  | 0% | 0% |  |  | 99% | 3.3 | 170000 | 320
56208 | Smart Papers Holdings LLC | 50247 | Smart Papers LLC | OH | 14ESP | 6 | 1975 | RE | EW |  |  | 8000000 | 0% | 10% |  |  | 0% | 0% |  |  | 99% | 8.7 | 130000 | 425
56211 | KCP&L Greater Missouri Operations Co | 2094 | Sibley | MO | 1 | 4 | 1993 | OP | EK |  |  | 2875 | 20% |  |  |  | 0% |  |  |  | 98% | 55 | 233000 | 335
56211 | KCP&L Greater Missouri Operations Co | 2094 | Sibley | MO | 2 | 1 | 1992 | OP | EK |  |  | 2427 | 20% |  |  |  | 0% |  |  |  | 98% | 55 | 233000 | 350
56211 | KCP&L Greater Missouri Operations Co | 2094 | Sibley | MO | 3 | 4 | 1993 | OP | EK |  |  | 15500 | 20% |  |  |  | 0% |  |  |  | 100% | 106 | 1329000 | 310
56211 | KCP&L Greater Missouri Operations Co | 2098 | Lake Road | MO | 5 | 6 | 1977 | OP | EC |  |  | 1464 | 20% |  |  |  | 0% |  |  |  | 99% | 50 | 125945 | 311
56211 | KCP&L Greater Missouri Operations Co | 2098 | Lake Road | MO | 6 | 7 | 1995 | OP | EC |  |  | 4311 | 0% | 10% |  |  | 0% | 0% |  |  | 99% | 30 | 342900 | 350
56216 | Multitrade Rabun Gap LLC | 50201 | Rabun Gap Cogen Facility | GA | ESP1 | 1 | 2010 | OP | EK |  |  | 1000 | [8 empty] | 90% | 5.1 | 130146 | 350
56217 | Portsmouth Operating Services LLC | 10071 | Portsmouth Genco LLC | VA | 1A | 6 | 1988 | OP | BP |  |  | 670 |  | 10% |  |  |  | 0% |  |  | 100% | 4 | 78000 | 180
56217 | Portsmouth Operating Services LLC | 10071 | Portsmouth Genco LLC | VA | 1B | 6 | 1988 | OP | BP |  |  | 670 |  | 10% |  |  |  | 0% |  |  | 100% | 4 | 78000 | 180
56217 | Portsmouth Operating Services LLC | 10071 | Portsmouth Genco LLC | VA | 1C | 6 | 1988 | OP | BP |  |  | 670 |  | 10% |  |  |  | 0% |  |  | 100% | 4 | 78000 | 180
56217 | Portsmouth Operating Services LLC | 10071 | Portsmouth Genco LLC | VA | 2A | 6 | 1988 | OP | BP |  |  | 670 |  | 10% |  |  |  | 0% |  |  | 100% | 4 | 82000 | 180
56217 | Portsmouth Operating Services LLC | 10071 | Portsmouth Genco LLC | VA | 2B | 6 | 1988 | OP | BP |  |  | 670 |  | 10% |  |  |  | 0% |  |  | 100% | 4 | 82000 | 180
56217 | Portsmouth Operating Services LLC | 10071 | Portsmouth Genco LLC | VA | 2C | 6 | 1988 | OP | BP |  |  | 670 |  | 10% |  |  |  | 0% |  |  | 100% | 4 | 82000 | 180
56225 | Clearwater Paper Corporation | 50637 | Clearwater Paper IPP Lewiston | ID | ESP4P | 9 | 1980 | OP | EW | MC |  | 7071 | [8 empty] | 100% | 18 | 415000 | 410
56225 | Clearwater Paper Corporation | 50637 | Clearwater Paper IPP Lewiston | ID | ESP4R | 11 | 1972 | OP | EK |  |  | 1288 | [8 empty] | 100% | 22 | 149000 | 400
56225 | Clearwater Paper Corporation | 50637 | Clearwater Paper IPP Lewiston | ID | ESP5R | 6 | 1987 | OP | EK |  |  | 6352 | [8 empty] | 100% | 39 | 420000 | 400
56225 | Clearwater Paper Corporation | 50638 | Clearwater Paper APP CB | AR | PRECP1 | 12 | 1977 | OP | EK |  |  | 3000 | [6 empty] | 0% |  | 99% | 22.5 | 360954 | 370
56289 | International Paper Corporation | 50191 | IP Springfield Oregon | OR | REC3 | 7 | 1982 | SB | EK |  |  | 5900 | [8 empty] | 100% | 20 | 360000 | 375
56289 | International Paper Corporation | 50191 | IP Springfield Oregon | OR | REC4 | 6 | 1982 | OP | EK |  |  | 1200 | [8 empty] | 100% | 20 | 360000 | 450
56291 | International Paper Co. | 54752 | Weyerhaeuser Pine Hill Operations | AL | 1 | 11 | 1981 | OP | EK |  |  | 3000 |  |  |  | 0% |  |  |  | 0% | 98% | 0 | 321000 | 400
56291 | International Paper Co. | 54752 | Weyerhaeuser Pine Hill Operations | AL | 2 | 9 | 1982 | OP | EK |  |  | 3787 |  | 10% |  | 0% |  | 0% |  | 0% | 99% | 0 | 381214 | 356
56291 | International Paper Co. | 54752 | Weyerhaeuser Pine Hill Operations | AL | 2RB | 9 | 1982 | OP | EK |  |  | 4000 |  |  |  | 0% |  |  |  | 0% | 100% | 31 | 419410 | 414
56293 | DTE Stoneman LLC | 4146 | E J Stoneman Station | WI | ESP001 | 88 | 1974 | OP | EK |  |  | 373.05 | 0% | 10% | 0% |  | 0% |  | 0% |  | 95% | 50 | 80000 | 280
56305 | Eel River Power LLC | 50049 | Eel River Power | CA | A | 3 | 1988 | OP | EW | [11 empty] | 97% | 6.4 | 127624 | 350
56305 | Eel River Power LLC | 50049 | Eel River Power | CA | B | 3 | 1988 | OP | EW | [11 empty] | 98% | 6.4 | 127624 | 350
56305 | Eel River Power LLC | 50049 | Eel River Power | CA | C | 3 | 1988 | OP | EW | [11 empty] | 97% | 6.4 | 127624 | 350
56310 | Boise White Paper LLC | 55044 | Boise Cascade Pulp & Paper Mill | AL | ESP1 | 9 | 1974 | OP | EK |  |  | 600 | [8 empty] | 99% | 32.1 | 241000 | 330
56316 | Covanta WBH LLC | 50660 | Covanta WBH LLC | OK | 1 | 10 | 2001 | OP | BP |  |  | 22000 | [8 empty] | 98% | 1.4 | 81706 | 330
56316 | Covanta WBH LLC | 50660 | Covanta WBH LLC | OK | 2 | 10 | 2001 | OP | BP |  |  | 22000 | [8 empty] | 97% | 1.1 | 76880 | 330
56316 | Covanta WBH LLC | 50660 | Covanta WBH LLC | OK | 3 | 10 | 2001 | OP | BP |  |  | 22000 | [8 empty] | 99% | 2.4 | 86859 | 330
56389 | Doyon Utilities - Ft. Wainwright | 50308 | Utility Plants Section | AK | BH3 | 12 | 2004 | OP | BP |  |  | 0 | 10% |  |  |  | 0% |  |  |  | 100% | 2.2 | 94843 | 369
56389 | Doyon Utilities - Ft. Wainwright | 50308 | Utility Plants Section | AK | BH4 | 12 | 2004 | OP | BP |  |  | 0 | 10% |  |  |  | 0% |  |  |  | 100% | 2.2 | 94843 | 379
56389 | Doyon Utilities - Ft. Wainwright | 50308 | Utility Plants Section | AK | BH5 | 12 | 2004 | OP | BP |  |  | 0 | 10% |  |  |  | 0% |  |  |  | 100% | 2.2 | 94843 | 386
56389 | Doyon Utilities - Ft. Wainwright | 50308 | Utility Plants Section | AK | BH6 | 8 | 2004 | OP | BP |  |  | 0 | 10% |  |  |  | 0% |  |  |  | 100% | 2.2 | 94843 | 362
56389 | Doyon Utilities - Ft. Wainwright | 50308 | Utility Plants Section | AK | BH7 | 8 | 2004 | OP | BP |  |  | 0 | 10% |  |  |  | 0% |  |  |  | 100% | 2.2 | 94843 | 361
56389 | Doyon Utilities - Ft. Wainwright | 50308 | Utility Plants Section | AK | BH8 | 4 | 2004 | OP | BP |  |  | 0 | 10% |  |  |  | 0% |  |  |  | 100% | 2.2 | 94843 | 371
56391 | Freshwater Pulp Company | 10074 | Pulp Mill Power House | CA | PRECIP | 6 | 1990 | OS | EH | [11 empty] | 100% | 25 | 366340 | 310
56398 | DTE Pontiac North LLC | 10111 | DTE Pontiac North LLC | MI | 9BH | 10 | 1987 | OS | BR |  |  | 1200 | 0% | 60% |  |  | 0% | 10% |  |  | 100% | 22.15 | 130022 | 259
56400 | Simpson Tacoma Kraft Co LLC | 57099 | Simpson Tacoma Kraft Biomass | WA | 4RBESP | 7 | 1973 | OP | EK |  |  | 2322 | [8 empty] | 100% | 30 | 320000 | 380
56400 | Simpson Tacoma Kraft Co LLC | 57099 | Simpson Tacoma Kraft Biomass | WA | 7PBESP | 5 | 1991 | OP | MC | EK |  | 2772 | [8 empty] | 100% | 7 | 250000 | 340
56401 | NAEA Energy Massachusetts LLC | 1642 | NAEA Energy Massachusetts LLC | MA | 3 | 7 | 1957 | OP | EK |  |  | 310 |  |  | 0% |  |  |  | 0% |  | 98% | 19 | 360000 | 290
56402 | Covanta Maine LLC | 10765 | Indeck Jonesboro Energy Center | ME | ESP101 | 11 | 1986 | SB | EW |  |  | 1000 | [8 empty] | 96% | 11 | 163000 | 275
56402 | Covanta Maine LLC | 10766 | Indeck West Enfield Energy Center | ME | ESP101 | 11 | 1986 | OP | EW |  |  | 1000 | [8 empty] | 96% | 11 | 163000 | 275
56407 | BIOENERGY POWER LLC | 57104 | Bioenergy Power LLC | IN | ESP1 | 12 | 2012 | PL | EW |  |  | 3000 | [8 empty] | 95% | 8 | 197000 | 350
56413 | Koda Energy LLC | 57119 | Koda Biomass Plant | MN | 3333 | 5 | 2009 | OP | EK |  |  | 2000 | [8 empty] | 99% | 3.205 | 127363 | 350
56448 | Red Shield Acquisition LLC | 10700 | Red Shield Envir Old Town Facility | ME | 041 | 4 | 1998 | OP | EW |  |  | 3631 | [8 empty] | 100% | 5.3 | 232135 | 390
56448 | Red Shield Acquisition LLC | 10700 | Red Shield Envir Old Town Facility | ME | 6 | 3 | 2005 | OP | EW |  |  | 700 | [8 empty] | 99% | 8 | 93104 | 340
56476 | Ameresco | 57138 | Savannah River Site Biomass Cogen | SC | 2 | 1 | 2012 | OP | BP |  |  | 2000 |  |  | 0% |  |  |  | 10% |  | 97% | 469 | 79382 | 325
56476 | Ameresco | 57138 | Savannah River Site Biomass Cogen | SC | 1 | 1 | 2012 | OP | BP |  |  | 2000 |  |  | 0% |  |  |  | 10% |  | 97% | 469 | 79382 | 325
56500 | KPAQ Industries LLC | 10697 | St Francisville Mill | LA | ESP | 5 | 1988 | OS | EK |  |  | 4000 | [8 empty] | 100% | 15 | 280000 | 360
56505 | National Grid Generation LLC | 2516 | Northport | NY | 1 | 7 | 1976 | OP | EK |  |  | 7797 |  |  | 0% |  |  |  | 0% |  | 98% | 44 | 1020000 | 285
56505 | National Grid Generation LLC | 2516 | Northport | NY | 2 | 7 | 1978 | OP | EK |  |  | 10235 |  |  | 0% |  |  |  | 0% |  | 98% | 44 | 1020000 | 285
56505 | National Grid Generation LLC | 2516 | Northport | NY | 3 | 7 | 1972 | OP | EK |  |  | 4336 |  |  | 0% |  |  |  | 0% |  | 98% | 44 | 1020000 | 285
56505 | National Grid Generation LLC | 2516 | Northport | NY | 4 | 12 | 1977 | OP | EK |  |  | 8621 |  |  | 0% |  |  |  | 0% |  | 98% | 44 | 1020000 | 285
56505 | National Grid Generation LLC | 2517 | Port Jefferson | NY | 3 | 11 | 1958 | OP | EK |  |  | 1077 |  |  | 0% |  |  |  | 0% |  | 95% | 480 | 518000 | 281
56505 | National Grid Generation LLC | 2517 | Port Jefferson | NY | 4 | 11 | 1960 | OP | EK |  |  | 1103 |  |  | 0% |  |  |  | 0% |  | 95% | 480 | 518000 | 281
56510 | Imperial Valley Resource Recovery Co LLC | 57154 | Imperial Valley Resource Recovery | CA | FGP1 | 6 | 2009 | OS | BP | [11 empty] | 100% | 1.3 | 67000 | 344
56512 | Liberty Green Renewables Indiana LLC | 57158 | Scottsburg Renewable Energy Center | IN | C01 | 7 | 2012 | CN | BP
56570 | Coleto Creek Power LP | 6178 | Coleto Creek | TX | 1 | 5 | 2007 | OP | BP |  |  | 48612 | 0% | 10% |  |  | 0% |  | 0% |  | 100% | 107 | 1282128 | 352
56591 | Orange County Biomass LLC | 57215 | Orange County Biomass LLC | SC | BH-01 | 6 | 2013 | CO | BP | [11 empty] | 100% | 1.87 | 204000 | 325
56598 | Optim Energy LLC | 7030 | Twin Oaks Power One | TX | BG-1 | 9 | 1990 | OP | BS |  |  | 7225 | 20% |  |  |  | 0% |  |  |  | 100% | 47 | 653130 | 320
56598 | Optim Energy LLC | 7030 | Twin Oaks Power One | TX | BG-2 | 10 | 1991 | OP | BS |  |  | 10886 | 20% |  |  |  | 0% |  |  |  | 100% | 47 | 653130 | 320
56601 | Covanta MacArthur Renewable Energy | 51038 | MacArthur Waste to Energy Facility | NY | BH1 | 3 | 1990 | OP | BR |  |  | 3600 | [8 empty] | 100% | 0.107 | 59148 | 314
56601 | Covanta MacArthur Renewable Energy | 51038 | MacArthur Waste to Energy Facility | NY | BH2 | 3 | 1990 | OP | BR |  |  | 3600 | [8 empty] | 100% | 0.27 | 66252 | 318
56606 | Calpine New Jersey Generation LLC | 2384 | Deepwater | NJ | 8 | 1 | 1982 | RE | BR |  |  | 6062 | 10% |  | 0% |  | 0% |  | 0% | 0% | 100% | 14 | 280000 | 290
56609 | Calpine Mid-Atlantic Generation LLC | 593 | Edge Moor | DE | 3 | 3 | 1983 | OS | EK |  |  | 13300 | 10% | 10% | 0% |  | 0% | 0% | 0% |  | 99% | 60 | 356900 | 267
56609 | Calpine Mid-Atlantic Generation LLC | 593 | Edge Moor | DE | 4 | 1 | 1982 | OS | EK |  |  | 30600 | 10% | 10% | 0% |  | 0% | 0% | 0% |  | 99% | 118 | 671000 | 295
56609 | Calpine Mid-Atlantic Generation LLC | 593 | Edge Moor | DE | 5 | 7 | 1973 | OS | MC |  |  | 396 |  |  | 0% |  |  |  | 0% |  | 32% | 112 | 1440000 | 315
56611 | Gainesville Renewable Energy Center LLC | 57241 | Gainesville Renewable Energy Center | FL | PL | 12 | 2014 | CO | BP
56646 | Covanta Plymouth Renewable Energy L P | 54625 | Covanta Plymouth Renewable Energy | PA | 1 | 2 | 1992 | OP | BR | [11 empty] | 99% | 18 | 140000 | 285
56646 | Covanta Plymouth Renewable Energy L P | 54625 | Covanta Plymouth Renewable Energy | PA | 2 | 2 | 1992 | OP | BR | [11 empty] | 99% | 18 | 140000 | 285
56652 | DTE Stockton LLC | 54238 | Port of Stockton Energy Facility | CA | ESP1 | 10 | 2013 | PL | EW |  |  | 4774 | [8 empty] | 100% | 5.6 | 492300 | 300
56652 | DTE Stockton LLC | 54238 | Port of Stockton Energy Facility | CA | N6453 | 12 | 1989 | RE | BP |  |  | 1 | 10% |  |  |  | 0% |  |  |  | 100% | 2 | 90000 | 307
56652 | DTE Stockton LLC | 54238 | Port of Stockton Energy Facility | CA | N6454 | 12 | 1989 | RE | BP |  |  | 1 | 10% |  |  |  | 0% |  |  |  | 100% | 1.9 | 90000 | 307
56730 | Cedar Bay Operating Services LLC | 10672 | Cedar Bay Generating Company LP | FL | A | 2 | 1994 | OP | BP |  |  | 3000 | 10% | 10% |  |  |  | 0% |  |  | 100% | 8 | 431213 | 341
56730 | Cedar Bay Operating Services LLC | 10672 | Cedar Bay Generating Company LP | FL | B | 2 | 1994 | OP | BP |  |  | 3000 | 10% | 10% |  |  |  | 0% |  |  | 100% | 16 | 428928 | 317
56730 | Cedar Bay Operating Services LLC | 10672 | Cedar Bay Generating Company LP | FL | C | 2 | 1994 | OP | BP |  |  | 3000 | 10% | 10% |  |  |  | 0% |  |  | 100% | 6 | 448681 | 329
56776 | Seneca Sustainable Energy LLC | 57457 | Seneca Sustainable Energy LLC | OR | 1 | 4 | 2011 | OP | EW |  |  | 2350 | [8 empty] | 98% | 1.81 | 170746 | 300
56788 | Domtar Paper Company Bennettsville | 57470 | Marlboro Mill | SC | RF-P1C | 9 | 1990 | OP | EW | [11 empty] | 100% | 10.73 | 456715 | 350
56788 | Domtar Paper Company Bennettsville | 57470 | Marlboro Mill | SC | UA-P2 | 9 | 1994 | OP | EW | [11 empty] | 99% | 2.63 | 215523 | 332
56866 | HL Power Company | 10777 | HL Power | CA | ESP1 | 7 | 1989 | OP | EW | MC |  | 4800 | [8 empty] | 99% | 4.37 | 89747 | 340
56884 | Big Brown Power Company LLC | 3497 | Big Brown | TX | 1 | 12 | 1971 | OP | EC | BP |  | 60753 | 10% |  |  |  | 0% |  |  |  | 98% | 1707 | 2074000 | 335
56884 | Big Brown Power Company LLC | 3497 | Big Brown | TX | 2 | 12 | 1972 | OP | EC | BP |  | 56199 | 10% |  |  |  | 0% |  |  |  | 98% | 1707 | 2074000 | 335
56963 | Beaver Wood Energy Fair Haven, LLC | 57634 | Beaver Wood Energy Fair Haven, LLC | VT | PMCTRL | 10 | 2013 | PL | MC | BP | EW | 5000 | [8 empty] | 99% | 9.16 | 200000 | 290
57097 | Oak Grove Management Co LLC | 6180 | Oak Grove | TX | 1 | 4 | 2010 | OP | BP |  |  | 23382 | 10% |  |  |  | 0% |  |  |  | 100% | 98 | 3556312 | 321
57097 | Oak Grove Management Co LLC | 6180 | Oak Grove | TX | 2 | 4 | 2011 | OP | BP |  |  | 24560 | 10% |  |  |  | 0% |  |  |  | 100% | 99 | 3556312 | 321
57098 | Sandow Power Co LLC | 52071 | Sandow No 5 | TX | 5A | 1 | 2010 | OP | BP |  |  | 78513 | 20% | 20% |  |  | 0% | 0% |  |  | 100% | 42 | 991147 | 162
57098 | Sandow Power Co LLC | 52071 | Sandow No 5 | TX | 5B | 1 | 2010 | OP | BP |  |  | 65223 | 20% | 20% |  |  | 0% | 0% |  |  | 100% | 42 | 991147 | 162
57098 | Sandow Power Co LLC | 52071 | Sandow No 5 | TX | ESP1 | 2 | 1975 | RE | EK |  |  | 2023 | 20% |  | 0% |  | 0% | 0% | 0% |  | 100% | 220 | 450000 | 310
57098 | Sandow Power Co LLC | 52071 | Sandow No 5 | TX | ESP2 | 11 | 1974 | RE | EK |  |  | 1933 | 20% |  | 0% |  | 0% | 0% | 0% |  | 100% | 221 | 450000 | 310
57098 | Sandow Power Co LLC | 52071 | Sandow No 5 | TX | ESP3 | 5 | 1975 | RE | EK |  |  | 1984 | 20% |  | 0% |  | 0% | 0% | 0% |  | 100% | 149 | 450000 | 310
57151 | Celanese Acetate LLC | 52089 | Celanese Acetate LLC | VA | NO1ESP | 6 | 1974 | OP | EK |  |  | 100 | 10% |  |  |  | 0% |  |  |  | 100% | 3 | 55554 | 361
57151 | Celanese Acetate LLC | 52089 | Celanese Acetate LLC | VA | NO2ESP | 6 | 1974 | OP | EK |  |  | 100 | 10% |  |  |  | 0% |  |  |  | 100% | 3 | 53660 | 354
57151 | Celanese Acetate LLC | 52089 | Celanese Acetate LLC | VA | NO3ESP | 6 | 1974 | OP | EK |  |  | 150 | 10% |  |  |  | 0% |  |  |  | 100% | 6 | 82127 | 367
57151 | Celanese Acetate LLC | 52089 | Celanese Acetate LLC | VA | NO4ESP | 6 | 1974 | OP | EK |  |  | 150 | 10% |  |  |  | 0% |  |  |  | 100% | 6 | 89200 | 372
57151 | Celanese Acetate LLC | 52089 | Celanese Acetate LLC | VA | NO5ESP | 6 | 1974 | OP | EK |  |  | 200 | 10% |  |  |  | 0% |  |  |  | 100% | 8 | 117700 | 380
57151 | Celanese Acetate LLC | 52089 | Celanese Acetate LLC | VA | NO6ESP | 6 | 1974 | OP | EK |  |  | 200 | 10% |  |  |  | 0% |  |  |  | 100% | 8 | 138000 | 397
57151 | Celanese Acetate LLC | 52089 | Celanese Acetate LLC | VA | NO7ESP | 6 | 1974 | OP | EK |  |  | 200 | 10% |  |  |  | 0% |  |  |  | 100% | 10 | 107200 | 293
57182 | ReEnergy Sterling CT LP | 50736 | Exeter Energy LP | CT | BH1 | 11 | 1991 | OP | BR |  |  | 2000 | [8 empty] | 99% | 10 | 192605 | 375
57207 | Great Northern Paper Company LLC | 55830 | East Millinocket Mill | ME | EB3 | 6 | 1980 | OP | MC | EK |  | 4549 |  |  | 0% |  |  |  | 0% |  | 99% | 50 | 245000 | 350
57279 | California Portland Cement Co | 57907 | Colton Plant | CA | P3-1 | 4 | 1985 | OS | BP |  |  | 300 | 10% |  |  |  | 0% |  |  |  | 100% | 1.4 | 70000 | 150
57297 | FMC Westvaco | 57915 | FMC Westvaco | WY | XC4301 | 1 | 1975 | OP | EW |  |  |  | 10% | [7 empty] | 99% | 40.9 | 655000 | 550
57297 | FMC Westvaco | 57915 | FMC Westvaco | WY | XC4311 | 1 | 1975 | OP | EW |  |  |  | 10% |  |  |  | 0% |  |  |  | 99% | 40.9 | 655000 | 550
57300 | Bayer CropScience | 57917 | Bayer CropScience Institute Plant | WV | ESP11 | 11 | 1976 | OP | EH |  |  | 375.5 | [8 empty] | 100% | 16.67 | 194000 | 684
57300 | Bayer CropScience | 57917 | Bayer CropScience Institute Plant | WV | ESP12 | 11 | 1976 | OP | EH |  |  | 375.5 | [8 empty] | 100% | 16.67 | 194000 | 684
57300 | Bayer CropScience | 57917 | Bayer CropScience Institute Plant | WV | ESP10 | 11 | 1976 | OP | EH |  |  | 375.5 | [8 empty] | 100% | 16.67 | 194000 | 684
57302 | Sonoco Products Co | 57919 | Sonoco Products Co | SC | BP | 6 | 1998 | OP | BP |  |  | 1000 | 10% | 10% |  |  | 0% |  |  |  | 100% | 0.7 | 65453 | 322
57302 | Sonoco Products Co | 57919 | Sonoco Products Co | SC | BR | 7 | 1979 | OP | BR |  |  | 1000 | 10% | 10% |  |  | 0% |  |  |  | 99% | 0 | 158107 | 313
57302 | Sonoco Products Co | 57919 | Sonoco Products Co | SC | EK | 5 | 1976 | OP | EK |  |  | 1000 | 10% | 10% |  |  | 0% |  |  |  | 99% | 6.8 | 82975 | 425
57322 | Naval Facilities Engineering Command | 57944 | Goddard Steam Plant | MD | 1ESP |  | 1984 | OP | EW | [11 empty] | 98% |  |  | 375
57322 | Naval Facilities Engineering Command | 57944 | Goddard Steam Plant | MD | 2ESP |  | 1984 | OP | EW | [11 empty] | 98% |  |  | 375
57322 | Naval Facilities Engineering Command | 57944 | Goddard Steam Plant | MD | 3ESP |  | 1984 | OP | EW | [11 empty] | 98% |  |  | 375
57332 | Roquette America | 57953 | Roquette America | IA | BAG | 2 | 2008 | OP | BP |  |  | 4039 | 10% |  |  |  | 0% |  |  |  | 100% | 24.9 | 270000 | 160
57341 | Foster Wheeler Twin Cities | 57966 | Southeast Steam Plant | MN | F-201 | 10 | 1999 | OP | BR |  |  |  | 0% | 10% | [6 empty] | 99% | 4.8 | 92500 | 355
57356 | Alabama River Cellulose LLC | 10216 | Alabama River Pulp | AL | PB1 | 5 | 1992 | OP | WS |  |  | 2500 |  |  | 0% |  |  |  | 0% |  | 99% | 51 | 224564 | 144
57356 | Alabama River Cellulose LLC | 10216 | Alabama River Pulp | AL | RB1 | 1 | 1997 | OP | EK |  |  | 10000 |  |  | 0% | 0% |  |  | 0% | 0% | 100% | 44 | 670622 | 420
57356 | Alabama River Cellulose LLC | 54429 | Alabama Pine Pulp | AL | PB2 | 12 | 1991 | OP | EK |  |  | 3500 |  |  | 0% |  |  |  | 0% |  | 97% | 2.6 | 112193 | 342
57356 | Alabama River Cellulose LLC | 54429 | Alabama Pine Pulp | AL | RB2 | 12 | 1991 | OP | EK |  |  | 11000 |  |  | 0% |  |  |  | 0% |  | 99% | 22.1 | 615438 | 420
57400 | Evergreen Community Power, LLC | 58023 | Evergreen Community Power | PA | MCESP1 | 8 | 2009 | OP | MC | EW |  | 4030 | [8 empty] | 99% | 13.5 | 291077 | 700
57430 | Berlin Station, LLC | 58054 | Burgess BioPower | NH | PCE01 | 10 | 2013 | CO | BP |  |  | 10000 | [8 empty] | 100% | 11.2 | 498000 | 369
57431 | ReEnergy Biomass LLC | 54526 | ReEnergy Biomass LLC | NY | 00001 | 8 | 1992 | OP | EW |  |  | 972 | [8 empty] | 100% | 1 | 59806 | 350
57432 | ReEnergy Livermore Falls | 10354 | ReEnergy Livermore Falls | ME | PCI | 12 | 1992 | OP | MC | EH | [10 empty] | 99% | 5 | 198444 | 320
57433 | ReEnergy Chateaugay LLC | 50277 | ReEnergy Chateaugay Power Station | NY | ESP1 | 3 | 1993 | OP | EW | MC |  | 2000 | [8 empty] | 99% | 10 | 127890 | 374
57437 | MillerCoors LLC Trenton Brewery | 58059 | MillerCoors Trenton Brewery | OH | B001 | 1 | 1980 | OP | BR |  |  | 4000 | 10% | 10% | [6 empty] | 98% | 7.4 | 60000 | 300
57442 | PCA, Filer City Mill | 58066 | PCA, Filer City Mill | MI | ZURN | 9 | 1983 | OP | BP | [12 empty] | 0.04 | 192000 | 400
57481 | Red River Mill Intl Paper Company | 58108 | International Paper Red River Mill | LA | 12 | 2 | 2009 | OP | EK |  |  | 11000 | [8 empty] | 99% | 60.13 | 525076 | 365
57481 | Red River Mill Intl Paper Company | 58108 | International Paper Red River Mill | LA | 11 | 6 | 1992 | OP | MC | EK |  | 8000 | [8 empty] | 99% | 40.37 | 35038 | 325
57492 | Georgia-Pacific Toledo LLC | 58109 | Georgia-Pacific Toledo Mill | OR | ESP1 | 11 | 2003 | OP | EK |  |  | 3561 | [8 empty] | 99% | 16 | 159000 | 345
57492 | Georgia-Pacific Toledo LLC | 58109 | Georgia-Pacific Toledo Mill | OR | ESP2 | 8 | 1996 | OP | EK |  |  | 3518 | [8 empty] | 100% | 20 | 210000 | 345
57501 | NAES Salem Harbor | 1626 | Salem Harbor | MA | 1 | 6 | 1984 | OP | EK |  |  | 6308 | 10% |  | 0% |  | 0% |  | 0% |  | 99% | 50 | 385411 | 300
57501 | NAES Salem Harbor | 1626 | Salem Harbor | MA | 2 | 9 | 1984 | OP | EK |  |  | 5830 | 10% |  | 0% |  | 0% |  | 0% |  | 99% | 52 | 390259 | 300
57501 | NAES Salem Harbor | 1626 | Salem Harbor | MA | 3 | 12 | 1984 | OP | EK |  |  | 9196 | 10% |  | 0% |  | 0% |  | 0% |  | 99% | 70 | 685176 | 300
57501 | NAES Salem Harbor | 1626 | Salem Harbor | MA | 4 | 7 | 1972 | OP | EK |  |  | 6230 |  |  | 0% |  |  |  | 0% |  | 90% | 192 | 1550000 | 343
58177 | Raven Power Holdings LLC | 602 | Brandon Shores | MD | 1 | 5 | 1984 | OP | EW | BP | WS | 8716 | 10% | 10% | 0% | 0% | 0% | 0% | 0% | 0% | 99% | 410 | 2819000 | 650
58177 | Raven Power Holdings LLC | 602 | Brandon Shores | MD | 2 | 5 | 1991 | OP | EW | BP | WS | 39000 | 10% | 10% | 0% | 0% | 0% | 0% | 0% | 0% | 99% | 474 | 3331000 | 650
58177 | Raven Power Holdings LLC | 1552 | C P Crane | MD | 1 | 7 | 1983 | OP | BR |  |  | 15000 | 10% | 10% | 0% | 0% | 0% | 0% |  |  | 99% | 117 | 835000 | 300
58177 | Raven Power Holdings LLC | 1552 | C P Crane | MD | 2 | 5 | 1983 | OP | BR |  |  | 15000 | 10% | 10% |  |  | 0% | 0% |  |  | 99% | 117 | 835000 | 300
58177 | Raven Power Holdings LLC | 1554 | Herbert A Wagner | MD | 1 | 2 | 1956 | OP | MC | EK |  | 1418 |  |  | 0% | 0% |  |  | 0% | 0% | 95% | 16 | 365000 | 278
58177 | Raven Power Holdings LLC | 1554 | Herbert A Wagner | MD | 2 | 8 | 2002 | OP | EK |  |  | 18500 | 10% | 10% |  |  | 0% | 0% |  |  | 99% | 426 | 900000 | 294
58177 | Raven Power Holdings LLC | 1554 | Herbert A Wagner | MD | 3 | 3 | 1987 | OP | EK |  |  | 6200 | 10% | 10% |  |  | 0% | 0% |  |  | 100% | 30 | 1100000 | 311
58177 | Raven Power Holdings LLC | 1554 | Herbert A Wagner | MD | 4 | 8 | 1972 | OP | MC |  |  | 1188 |  |  | 0% | 0% |  |  | 0% | 0% | 90% | 224 | 1667000 | 600
58185 | FirstLight Power Resources, Inc. - MA | 1606 | Mount Tom | MA | 1 | 10 | 1983 | OP | EK |  |  | 10843 |  | 10% |  |  |  | 0% |  | 0% | 100% | 110 | 600000 | 300
58209 | CPI USA NC Southport LLC | 10378 | CPI USA NC Southport | NC | 1A | 9 | 1987 | OP | BP |  |  | 670 | 0% | 10% |  |  | 0% | 0% |  |  | 100% | 3 | 80000 | 330
58209 | CPI USA NC Southport LLC | 10378 | CPI USA NC Southport | NC | 1B | 9 | 1987 | OP | BP |  |  | 670 | 0% | 10% |  |  | 0% | 0% |  |  | 100% | 3 | 80000 | 330
58209 | CPI USA NC Southport LLC | 10378 | CPI USA NC Southport | NC | 1C | 9 | 1987 | OP | BP |  |  | 670 | 0% | 10% |  |  | 0% | 0% |  |  | 100% | 3 | 80000 | 330
58209 | CPI USA NC Southport LLC | 10378 | CPI USA NC Southport | NC | 2A | 9 | 1987 | OP | BP |  |  | 670 | 0% | 10% |  |  | 0% | 0% |  |  | 100% | 3 | 85000 | 330
58209 | CPI USA NC Southport LLC | 10378 | CPI USA NC Southport | NC | 2B | 9 | 1987 | OP | BP |  |  | 670 | 0% | 10% |  |  | 0% | 0% |  |  | 100% | 3 | 85000 | 330
58209 | CPI USA NC Southport LLC | 10378 | CPI USA NC Southport | NC | 2C | 9 | 1987 | OP | BP |  |  | 670 | 0% | 10% |  |  | 0% | 0% |  |  | 100% | 3 | 85000 | 330
58210 | CPI USA NC Roxboro LLC | 10379 | CPI USA NC Roxboro | NC | 1A | 8 | 1987 | OP | BP |  |  | 670 | 10% | 10% |  |  | 0% | 0% |  |  | 100% | 3 | 74000 | 320
58210 | CPI USA NC Roxboro LLC | 10379 | CPI USA NC Roxboro | NC | 1B | 8 | 1987 | OP | BP |  |  | 670 | 10% | 10% |  |  | 0% | 0% |  |  | 100% | 3 | 79000 | 320
58210 | CPI USA NC Roxboro LLC | 10379 | CPI USA NC Roxboro | NC | 1C | 8 | 1987 | OP | BP |  |  | 670 | 10% | 10% |  |  | 0% | 0% |  |  | 100% | 3 | 79000 | 320
58224 | Westwood Generation LLC | 50611 | Westwood Generation LLC | PA | 1 | 6 | 1988 | OP | BR |  |  | 1200 | 60% |  |  |  | 0% |  |  |  | 100% | 240 | 100050 | 325
58246 | Escanaba Operating Services LLC | 1771 | Escanaba | MI | 1 | 4 | 1980 | OP | EW |  |  | 1800 | 10% |  |  |  | 0% |  |  |  | 99% | 6 | 88000 | 415
58246 | Escanaba Operating Services LLC | 1771 | Escanaba | MI | 2 | 5 | 1980 | OP | EW |  |  | 1800 | 10% |  |  |  | 0% |  |  |  | 99% | 6 | 88000 | 415
58287 | Rain CII Carbon LLC | 58310 | Lake Charles Plant | LA | BH-1 | 12 | 2012 | TS | BP |  |  | 10453 |  |  | 0% |  |  |  | 0% |  | 100% | 30 | 351769 | 200
58341 | Nippon Paper Industries USA | 58352 | NPI USA Cogeneration Plant | WA | EP-11 | 10 | 2013 | CO | EK |  |  | 7000 | [8 empty] | 99% | 8.4 | 164300 | 311
58460 | Buena Vista Biomass LLC | 58472 | Buena Vista Biomass Power | CA | 1 | 12 | 2012 | OP | BP | [11 empty] | 100% | 5 | 60405 | 320

## Stack Flue
2012 Form EIA-860 Data - Schedule 6, 'Stack & Flue Data'
Utility ID | Utility Name | Plant Code | Plant Name | State | Flue ID | Stack ID | Inservice Month | Inservice Year | Stack Flue Status | Flue Height (Feet) | Area at Top (Square Feet) | Exit Rate 100% (Cubic Feet per Minute) | Exit Rate 50% (Cubic Feet per Minute) | Exit Temperature 100% (Fahrenheit) | Exit Temperature 50% (Fahrenheit) | Exit Velocity 100% (Feet per Second) | Exit Velocity 100% (Feet per Second) | Exit Temperature Summer (Fahrenheit) | Exit Temperature Winter (Fahrenheit) | Exit Temperature Source
21 | AES Shady Point LLC | 10671 | AES Shady Point LLC | OK | 1A | 1-2 | 1 | 1991 | OP | 350 | 227 | 1240071 | 744000 | 325 | 305 | 85 | 51 | 350 | 315 | E
21 | AES Shady Point LLC | 10671 | AES Shady Point LLC | OK | 1B | 1-2 | 1 | 1991 | OP | 350 | 227 | 1240071 | 744000 | 325 | 305 | 85 | 51 | 350 | 315 | E
21 | AES Shady Point LLC | 10671 | AES Shady Point LLC | OK | 2A | 1-2 | 1 | 1991 | OP | 350 | 227 | 1240071 | 744000 | 325 | 305 | 85 | 51 | 350 | 315 | E
21 | AES Shady Point LLC | 10671 | AES Shady Point LLC | OK | 2B | 1-2 | 1 | 1991 | OP | 350 | 227 | 1240071 | 744000 | 325 | 305 | 85 | 51 | 350 | 315 | E
25 | GMM Holdings 1 LLC | 2527 | GMMGreenidge LLC | NY | 3 | 3 | 4 | 1950 | RE | 250 | 133 | 420000 | 217000 | 300 | 300 | 53 | 27
25 | GMM Holdings 1 LLC | 2527 | GMMGreenidge LLC | NY | 4 | 4 | 12 | 1953 | OP | 227 | 133 | 535000 | 285000 | 176 | 176 | 66 | 35 | 120 | 120 | e
35 | AES WR Ltd Partnership | 10678 | AES Warrior Run Cogeneration Facility | MD | STK1 | STK1 | 2 | 2000 | OP | 267 | 12 | 415000 | 327687 | 320 | 275 | 60 | 48 | 300 | 250 | E
42 | AES Thames LLC | 10675 | AES Thames | CT | 1CCE1A | CHM1 | 3 | 1990 | RE | 383 | 146 | 615600 | 325100 | 300 | 280 | 85 | 37
42 | AES Thames LLC | 10675 | AES Thames | CT | 1CCE1B | CHM1 | 3 | 1990 | RE | 383 | 146 | 615600 | 325100 | 300 | 280 | 85 | 37
52 | ACE Cogeneration Co | 10002 | ACE Cogeneration Facility | CA | FLUE | STACK | 9 | 1990 | OP | 260 | 72 | 343195 | 140000 | 274 | 274 | 59 | 25 | 330 | 310 | M
142 | AES Beaver Valley | 10676 | AES Beaver Valley Partners Beaver Valley | PA | 2 | 2 | 7 | 1987 | OP | 220 | 45 | 136000 | 68000 | 127 | 130 | 50 | 25 | 127 | 127 | M
142 | AES Beaver Valley | 10676 | AES Beaver Valley Partners Beaver Valley | PA | 3 | 3 | 7 | 1987 | OP | 220 | 45 | 152000 | 75000 | 128 | 130 | 56 | 25 | 127 | 127 | M
142 | AES Beaver Valley | 10676 | AES Beaver Valley Partners Beaver Valley | PA | 4 | 4 | 7 | 1987 | OP | 220 | 45 | 161000 | 80000 | 122 | 130 | 60 | 25 | 127 | 127 | M
142 | AES Beaver Valley | 10676 | AES Beaver Valley Partners Beaver Valley | PA | 5 | 5 | 7 | 1987 | OP | 220 | 28 | 65520 | 33000 | 129 | 129 | 39 | 20 | 127 | 127 | M
156 | AES Deepwater Inc | 10670 | AES Deepwater | TX | JPZ600 | JPZ600 | 6 | 1986 | SC | 465 | 154 | 500000 | 274300 | 175 | 175 | 51 | 35
177 | AES Hawaii Inc | 10673 | AES Hawaii | HI | STACK1 | STACK1 | 9 | 1992 | OP | 285 | 94 | 374592 | 390500 | 310 | 280 | 115 | 58 | 270 | 270 | E
189 | PowerSouth Energy Cooperative | 56 | Charles R Lowman | AL | 1 | MS001 | 3 | 1969 | OP | 250 | 57 | 210000 | 83000 | 284 | 263 | 51 | 6 | 250 | 250 | E
189 | PowerSouth Energy Cooperative | 56 | Charles R Lowman | AL | 2 | CS004 | 3 | 1979 | OP | 399 | 214 | 818000 | 323000 | 170 | 170 | 58 | 9 | 327 | 287 | M
189 | PowerSouth Energy Cooperative | 56 | Charles R Lowman | AL | 3 | MS03C | 5 | 1980 | OP | 399 | 214 | 818000 | 323000 | 170 | 170 | 58 | 9 | 326 | 303 | M
195 | Alabama Power Co | 3 | Barry | AL | 1-3 | 1-3 | 6 | 1976 | OP | 600 | 517 | 1830000 | 1450000 | 295 | 275 | 62 | 49 | 284 | 284 | E
195 | Alabama Power Co | 3 | Barry | AL | 4 | 4 | 12 | 1969 | OP | 600 | 254 | 1410000 | 810000 | 280 | 260 | 92 | 53 | 310 | 310 | E
195 | Alabama Power Co | 3 | Barry | AL | 5 | 5 | 10 | 1971 | RE | 600 | 491 | 2500000 | 1900000 | 295 | 275 | 85 | 65 | 129 | 134 | E
195 | Alabama Power Co | 3 | Barry | AL | 5S | 5S | 2 | 2010 | OP | 600 | 755 | 2600000 | 1600000 | 134 | 134 | 57 | 31 | 134 | 127 | E
195 | Alabama Power Co | 3 | Barry | AL | 6A | 6A | 5 | 2000 | OP | 122 | 217 | 94216 | 75000 | 172 | 172 | 7.2 | 6 | 218 | 218 | E
195 | Alabama Power Co | 3 | Barry | AL | 6B | 6B | 5 | 2000 | OP | 122 | 217 | 94216 | 75000 | 172 | 172 | 7.2 | 6 | 228 | 230 | E
195 | Alabama Power Co | 3 | Barry | AL | 7A | 7A | 5 | 2001 | OP | 122 | 217 | 94216 | 75000 | 172 | 172 | 7.2 | 6 | 239 | 239 | E
195 | Alabama Power Co | 3 | Barry | AL | 7B | 7B | 5 | 2001 | OP | 122 | 217 | 94216 | 75000 | 172 | 172 | 7.2 | 6 | 239 | 239 | E
195 | Alabama Power Co | 7 | Gadsden | AL | 1-2 | 1-2 | 5 | 1975 | OP | 300 | 177 | 600000 | 300000 | 315 | 295 | 57 | 28 | 342 | 342 | E
195 | Alabama Power Co | 8 | Gorgas | AL | 5-7 | 5-7 | 6 | 1976 | OP | 350 | 452 | 1460000 | 850000 | 290 | 250 | 54 | 31 | 312 | 312 | E
195 | Alabama Power Co | 8 | Gorgas | AL | 8-10 | 8-10 | 10 | 1972 | RE | 750 | 855 | 3790000 | 2730000 | 290 | 250 | 74 | 53
195 | Alabama Power Co | 8 | Gorgas | AL | 8S-10S | 8S-10S | 1 | 2008 | OP | 755 | 1134 | 3330000 | 1665000 | 122 | 122 | 48.9 | 24.5 | 126 | 126 | E
195 | Alabama Power Co | 10 | Greene County | AL | 3 | 3 | 11 | 1976 | OP | 500 | 462 | 2060000 | 1200000 | 285 | 265 | 74 | 43 | 273 | 273 | E
195 | Alabama Power Co | 26 | E C Gaston | AL | 1-2 | 1-4 | 5 | 1960 | OP | 750 | 434 | 4340000 | 2540000 | 263 | 243 | 84 | 49 | 250 | 250 | E
195 | Alabama Power Co | 26 | E C Gaston | AL | 3-4 | 1-4 | 5 | 1960 | OP | 750 | 434 | 4340000 | 2540000 | 263 | 243 | 84 | 49 | 282 | 282 | E
195 | Alabama Power Co | 26 | E C Gaston | AL | 5 | 5 | 8 | 1974 | RE | 750 | 706 | 4340000 | 2140000 | 290 | 270 | 64 | 50
195 | Alabama Power Co | 26 | E C Gaston | AL | 5S | 5S | 3 | 2010 | OP | 755 | 908 | 3200000 | 1600000 | 131 | 131 | 58 | 29 | 124 | 124 | E
195 | Alabama Power Co | 6002 | James H Miller Jr | AL | 1 | 1-2 | 10 | 1978 | SB | 700 | 491 | 2250000 | 1370000 | 135 | 250 | 76 | 46 | 270 | 270 | E
195 | Alabama Power Co | 6002 | James H Miller Jr | AL | 2 | 1-2 | 5 | 1985 | SB | 700 | 491 | 2250000 | 1370000 | 135 | 250 | 76 | 46 | 290 | 290 | E
195 | Alabama Power Co | 6002 | James H Miller Jr | AL | 1S | 1S-2S | 4 | 2011 | OP | 700 | 755 | 2500000 | 1250000 | 135 | 132 | 55 | 28 | 133 | 128 | E
195 | Alabama Power Co | 6002 | James H Miller Jr | AL | 2S | 1S-2S | 4 | 2011 | OP | 700 | 755 | 2500000 | 1250000 | 135 | 132 | 55 | 28 | 134 | 129 | E
195 | Alabama Power Co | 6002 | James H Miller Jr | AL | 3 | 3-4 | 5 | 1989 | SB | 700 | 491 | 2250000 | 1370000 | 135 | 250 | 76 | 46 | 310 | 310 | E
195 | Alabama Power Co | 6002 | James H Miller Jr | AL | 4 | 3-4 | 3 | 1991 | SB | 700 | 491 | 2250000 | 1370000 | 135 | 250 | 76 | 46 | 296 | 296 | E
195 | Alabama Power Co | 6002 | James H Miller Jr | AL | 3S | 3S-4S | 12 | 2009 | OP | 700 | 755 | 2500000 | 1250000 | 135 | 132 | 55 | 28 | 135 | 131 | E
195 | Alabama Power Co | 6002 | James H Miller Jr | AL | 4S | 3S-4S | 1 | 2010 | OP | 700 | 755 | 2500000 | 1250000 | 135 | 132 | 55 | 28 | 135 | 131 | E
261 | AGC Division of APG Inc | 6705 | Warrick | IN | 1 | 1 | 4 | 1960 | RE | 400 | 184 | 774540 | 387270 | 305 | 315 | 70 | 35
261 | AGC Division of APG Inc | 6705 | Warrick | IN | 2 | 2 | 1 | 1964 | RE | 400 | 184 | 778160 | 389080 | 305 | 315 | 70 | 35
261 | AGC Division of APG Inc | 6705 | Warrick | IN | 1 | 244A | 10 | 2008 | OP | 381 | 143 | 464403 | 232202 | 132 | 132 | 54 | 27 | 136 | 133 | m
261 | AGC Division of APG Inc | 6705 | Warrick | IN | 2 | 244A | 5 | 2008 | OP | 381 | 143 | 464403 | 232202 | 132 | 132 | 54 | 27 | 138 | 134 | m
261 | AGC Division of APG Inc | 6705 | Warrick | IN | 3 | 244A | 7 | 2008 | OP | 381 | 143 | 464403 | 232202 | 132 | 132 | 54 | 27 | 137 | 133 | m
261 | AGC Division of APG Inc | 6705 | Warrick | IN | 4 | 244B | 12 | 2008 | OP | 500 | 298.5 | 976950 | 488475 | 132 | 132 | 59.5 | 29.8 | 126 | 122 | m
261 | AGC Division of APG Inc | 6705 | Warrick | IN | 3 | 3 | 10 | 1970 | RE | 500 | 165 | 1399748 | 699874 | 333 | 340 | 141 | 70
298 | City of Alexandria - (LA) | 6558 | D G Hunter | LA | 3 | 3 | 6 | 1973 | SB | 93 | 38 | 11400 | 5800 | 317 | 228 | 4 | 2 | 0 | 0 | E
298 | City of Alexandria - (LA) | 6558 | D G Hunter | LA | 4 | 4 | 6 | 1974 | SB | 115 | 72 | 17674 | 8837 | 280 | 245 | 5 | 2 | 0 | 0 | E
343 | AEP Generating Company | 55502 | Lawrenceburg Energy Facility | IN | 1A | 1A | 6 | 2004 | OP | 160 | 30 | 1080000 | 1000000 | 190 | 175 | 62 | 57 | 190 | 175 | E
343 | AEP Generating Company | 55502 | Lawrenceburg Energy Facility | IN | 1B | 1B | 6 | 2004 | OP | 160 | 30 | 1080000 | 1000000 | 190 | 175 | 62 | 57 | 190 | 175 | E
343 | AEP Generating Company | 55502 | Lawrenceburg Energy Facility | IN | 2A | 2A | 6 | 2004 | OP | 160 | 30 | 1080000 | 1000000 | 190 | 175 | 62 | 57 | 190 | 175 | E
343 | AEP Generating Company | 55502 | Lawrenceburg Energy Facility | IN | 2B | 2B | 6 | 2004 | OP | 160 | 30 | 1080000 | 1000000 | 190 | 175 | 62 | 57 | 190 | 175 | E
520 | Ameren Energy Generating Co | 861 | Coffeen | IL | 01 | 02 | 11 | 2009 | OP | 575 | 314 | 1366284 | 687037 | 132 | 127.8 | 72.5 | 36.5 | 138 | 134 | M
520 | Ameren Energy Generating Co | 861 | Coffeen | IL | 02 | 02 | 3 | 2010 | OP | 575 | 531 | 2255030 | 1181882 | 133.6 | 130.3 | 70.8 | 37.1 | 138 | 136 | M
520 | Ameren Energy Generating Co | 861 | Coffeen | IL | CS0001 | CS0001 | 9 | 1972 | RE | 500 | 661 | 3639840 | 1978285 | 320 | 300 | 92 | 50
520 | Ameren Energy Generating Co | 863 | Hutsonville | IL | 03 | 03 | 2 | 1953 | RE | 197 | 92 | 300000 | 159000 | 300 | 270 | 55 | 29
520 | Ameren Energy Generating Co | 863 | Hutsonville | IL | 04 | 04 | 7 | 1954 | RE | 197 | 92 | 300000 | 159000 | 300 | 270 | 55 | 29
520 | Ameren Energy Generating Co | 864 | Meredosia | IL | 01 | 01 | 1 | 1980 | RE | 525 | 154 | 628549 | 326560 | 390 | 350 | 68 | 35
520 | Ameren Energy Generating Co | 864 | Meredosia | IL | 02 | 02 | 7 | 1960 | RE | 300 | 113 | 850000 | 462675 | 290 | 238 | 135 | 73
520 | Ameren Energy Generating Co | 864 | Meredosia | IL | 03 | 03 | 9 | 1975 | RE | 185 | 71 | 575100 | 299052 | 310 | 278 | 135 | 70
520 | Ameren Energy Generating Co | 6017 | Newton | IL | 1 | 1 | 11 | 1977 | OP | 530 | 346 | 2290000 | 1200000 | 325 | 320 | 110 | 57 | 348 | 294 | M
520 | Ameren Energy Generating Co | 6017 | Newton | IL | 2 | 2 | 12 | 1982 | OP | 530 | 314 | 2471000 | 1294847 | 325 | 315 | 131 | 68 | 295 | 275 | M
554 | City of Ames - (IA) | 1122 | Ames Electric Services Power Plant | IA | 7 | 7 | 5 | 1968 | OP | 195 | 50 | [6 empty] | 307 | 299 | M
554 | City of Ames - (IA) | 1122 | Ames Electric Services Power Plant | IA | 8 | 8 | 6 | 1982 | OP | 210 | 95 | [6 empty] | 290 | 274 | M
733 | Appalachian Power Co | 3775 | Clinch River | VA | 1 | 1 | 6 | 1958 | OP | 450 | 191 | 1715884 | 857942 | 300 | 300 | 110 | 81 | 300 | 300 | E
733 | Appalachian Power Co | 3775 | Clinch River | VA | 2 | 1 | 6 | 1958 | OP | 450 | 191 | 1715884 | 857942 | 300 | 300 | 110 | 81 | 300 | 300 | E
733 | Appalachian Power Co | 3775 | Clinch River | VA | 3 | 2 | 9 | 1961 | OP | 450 | 123 | 914664 | 457300 | 300 | 300 | 86 | 63 | 300 | 300 | E
733 | Appalachian Power Co | 3776 | Glen Lyn | VA | 5 | 5 | 6 | 1944 | OP | 225 | 227 | 597188 | 298594 | 304 | 280 | 43 | 22 | 304 | 304 | E
733 | Appalachian Power Co | 3776 | Glen Lyn | VA | 6 | 6 | 5 | 1957 | OP | 435 | 104 | 820521 | 564522 | 304 | 280 | 132 | 91 | 304 | 304 | E
733 | Appalachian Power Co | 3935 | John E Amos | WV | 1A | 1 | 2 | 2011 | OP | 903 | 894.6 | 2685000 | 1344500 | 128 | 125 | 50 | 25 | 125 | 125 | M
733 | Appalachian Power Co | 3935 | John E Amos | WV | 2 | 2 | 2 | 2010 | OP | 903 | 1419.3 | 4274000 | 2327500 | 128 | 128 | 50 | 25 | 125 | 125 | M
733 | Appalachian Power Co | 3935 | John E Amos | WV | 1B | 1 | 2 | 2010 | OP | 903 | 894.6 | 2685000 | 1344500 | 128 | 125 | 50 | 25 | 125 | 125 | M
733 | Appalachian Power Co | 3936 | Kanawha River | WV | 1 | 1 | 6 | 1969 | OP | 325 | 289 | 1466000 | 1100000 | 306 | 300 | 84 | 64 | 306 | 306 | E
733 | Appalachian Power Co | 3936 | Kanawha River | WV | 2 | 1 | 6 | 1969 | OP | 325 | 289 | 1466000 | 1100000 | 306 | 300 | 84 | 64 | 306 | 306 | E
733 | Appalachian Power Co | 3938 | Philip Sporn | WV | 1 | 1 | 12 | 1962 | OP | 600 | 363 | 2400000 | 1200000 | 300 | 280 | 110 | 55 | 300 | 300 | E
733 | Appalachian Power Co | 3938 | Philip Sporn | WV | 2 | 1 | 12 | 1962 | OP | 600 | 363 | 2400000 | 1200000 | 300 | 280 | 110 | 55 | 300 | 300 | E
733 | Appalachian Power Co | 3938 | Philip Sporn | WV | 3 | 1 | 12 | 1962 | OP | 600 | 363 | 2400000 | 1200000 | 300 | 280 | 110 | 55 | 300 | 300 | E
733 | Appalachian Power Co | 3938 | Philip Sporn | WV | 4 | 1 | 12 | 1962 | OP | 600 | 363 | 2400000 | 1200000 | 300 | 280 | 110 | 55 | 300 | 300 | E
733 | Appalachian Power Co | 3938 | Philip Sporn | WV | 5 | 2 | 12 | 1960 | RE | 601 | 179 | 1750000 | 875000 | 290 | 260 | 163 | 81 | 290 | 290 | E
733 | Appalachian Power Co | 6264 | Mountaineer | WV | 1 | 1 | 9 | 1980 | RE | 1103 | 719 | 4500000 | 2294000 | 330 | 125 | 105 | 51
733 | Appalachian Power Co | 6264 | Mountaineer | WV | 1A | 1A | 2 | 2007 | OP | 1000 | 1419 | 4221990 | 2110995 | 129 | 129 | 15.2 | 7.4 | 327 | 327 | E
733 | Appalachian Power Co | 55350 | Dresden Energy Facility | OH | AUXSTK | AUXSTK | 2 | 2012 | OP | 65 | 7 | 12202 | 5279 | 306 | 265 | 28.2 | 12.5 | 306 | 265 | E
733 | Appalachian Power Co | 55350 | Dresden Energy Facility | OH | STK-1 | STK-1 | 2 | 2012 | OP | 185 | 283 | 1330000 | 532000 | 190 | 160 | 78.3 | 31.3 | 190 | 165 | E
733 | Appalachian Power Co | 55350 | Dresden Energy Facility | OH | STK-2 | STK-2 | 2 | 2012 | OP | 185 | 283 | 1330000 | 532000 | 190 | 160 | 78.3 | 31.3 | 190 | 160 | E
772 | Archer Daniels Midland Co | 10860 | Archer Daniels Midland Clinton | IA | FG1 | ST1 | 9 | 2008 | OP | 413 | 113 | 495000 | 314000 | 310 | 310 | 73 | 45 | 315 | 310 | e
772 | Archer Daniels Midland Co | 10860 | Archer Daniels Midland Clinton | IA | FG2 | ST1 | 11 | 2008 | OP | 413 | 113 | 495000 | 314000 | 310 | 310 | 73 | 45 | 315 | 310 | e
772 | Archer Daniels Midland Co | 10860 | Archer Daniels Midland Clinton | IA | FG3 | ST1 | 7 | 2009 | OP | 413 | 113 | 495000 | 314000 | 310 | 310 | 73 | 45 | 315 | 310 | e
772 | Archer Daniels Midland Co | 10864 | Archer Daniels Midland Cedar Rapids | IA | FLUE1 | STACK1 | 10 | 1988 | OP | 365 | 104 | 400000 | 200000 | 350 | 300 | 64 | 32 | 350 | 340 | E
772 | Archer Daniels Midland Co | 10864 | Archer Daniels Midland Cedar Rapids | IA | FLUE2 | STACK1 | 3 | 1989 | OP | 365 | 104 | 400000 | 200000 | 350 | 300 | 64 | 32 | 350 | 340 | E
772 | Archer Daniels Midland Co | 10864 | Archer Daniels Midland Cedar Rapids | IA | FLUE3 | STACK2 | 8 | 2001 | OP | 412 | 113 | 550000 | 275000 | 300 | 250 | 81 | 40 | 300 | 290 | E
772 | Archer Daniels Midland Co | 10865 | Archer Daniels Midland Decatur | IL | STK1 | STACK | 2 | 1987 | OP | 324 | 145 | 740000 | 491610 | 330 | 315 | 85 | 56 | 310 | 285 | E
772 | Archer Daniels Midland Co | 10865 | Archer Daniels Midland Decatur | IL | STK2 | STACK | 7 | 1987 | OP | 324 | 145 | 690000 | 475980 | 325 | 305 | 79 | 55 | 315 | 285 | E
772 | Archer Daniels Midland Co | 10865 | Archer Daniels Midland Decatur | IL | STK3 | STACK | 5 | 1997 | OP | 324 | 50 | 553800 | 386200 | 300 | 285 | 184 | 129 | 305 | 285 | E
772 | Archer Daniels Midland Co | 10865 | Archer Daniels Midland Decatur | IL | STK4 | STACK | 2 | 2001 | OP | 324 | 50 | 553800 | 386200 | 300 | 285 | 184 | 129 | 270 | 250 | E
796 | Arizona Electric Pwr Coop Inc | 160 | Apache Station | AZ | 1 | 1 | 11 | 1964 | SB | 164 | 60 | 291000 | 168000 | 300 | 278 | 97 | 56 |  | 200 | E
796 | Arizona Electric Pwr Coop Inc | 160 | Apache Station | AZ | 2A | 2 | 1 | 1979 | OP | 400 | 216 | 648000 | 540000 | 130 | 120 | 54 | 45 | 140 | 130 | E
796 | Arizona Electric Pwr Coop Inc | 160 | Apache Station | AZ | 2B | 2 | 1 | 1979 | OP | 400 | 216 | 648000 | 540000 | 130 | 120 | 54 | 45 | 120 | 130 | E
803 | Arizona Public Service Co | 113 | Cholla | AZ | 1 | 1 | 6 | 1962 | OP | 250 | 99 | 422000 | 224000 | 120 | 120 | 60 | 37.6 | 120 | 120 | E
803 | Arizona Public Service Co | 113 | Cholla | AZ | 2 | 2 | 6 | 1978 | OP | 550 | 169 | 1195404 | 435000 | 170 | 170 | 80 | 42.9 | 170 | 170 | E
803 | Arizona Public Service Co | 113 | Cholla | AZ | 3 | 2 | 5 | 1980 | OP | 550 | 241 | 1236000 | 443000 | 120 | 120 | 60 | 30.7 | 120 | 120 | E
803 | Arizona Public Service Co | 113 | Cholla | AZ | 4 | 4 | 6 | 1981 | OP | 550 | 289 | 1780000 | 536000 | 120 | 120 | 47 | 30 | 125 | 125 | E
803 | Arizona Public Service Co | 116 | Ocotillo | AZ | 1 | 1 | 6 | 1960 | OP | 178 | 79 | 216000 | 110000 | 270 | 240 | 46 | 25 | 178 | 178 | E
803 | Arizona Public Service Co | 116 | Ocotillo | AZ | 2 | 2 | 6 | 1960 | OP | 178 | 79 | 216000 | 110000 | 270 | 240 | 46 | 25 | 178 | 178 | E
803 | Arizona Public Service Co | 116 | Ocotillo | AZ | 3 | 3 | 3 | 1960 | OP | 178 | 79 | 216000 | 110000 | 270 | 240 | 46 | 25 | 178 | 178 | E
803 | Arizona Public Service Co | 116 | Ocotillo | AZ | 4 | 4 | 3 | 1960 | OP | 178 | 79 | 216000 | 110000 | 270 | 240 | 46 | 25 | 178 | 178 | E
803 | Arizona Public Service Co | 117 | West Phoenix | AZ | CC4 | CC4 | 6 | 2001 | OP | 120 | 154 | 413082 | 301550 | 215 | 190 | 43 | 31 | 170 | 170 | E
803 | Arizona Public Service Co | 117 | West Phoenix | AZ | CT5A | CT5A | 6 | 2003 | OP | 175 | 258 | 734286 | 536029 | 204 | 190 | 46 | 34 | 170 | 170 | E
803 | Arizona Public Service Co | 117 | West Phoenix | AZ | CT5B | CT5B | 6 | 2003 | OP | 175 | 258 | 734286 | 536029 | 204 | 190 | 46 | 34 | 170 | 170 | E
803 | Arizona Public Service Co | 118 | Saguaro | AZ | 1 | 1 | 7 | 1954 | OP | 160 | 314 | 542000 | 271000 | 337 | 337 | 58 | 58 | 337 | 337 | E
803 | Arizona Public Service Co | 118 | Saguaro | AZ | 2 | 1 | 6 | 1955 | OP | 160 | 314 | 542000 | 271000 | 337 | 337 | 58 | 58 | 337 | 337 | E
803 | Arizona Public Service Co | 2442 | Four Corners | NM | 1A | 1A | 11 | 2002 | OP | 250 | 177 | 701053 | 540556 | 122 | 117 | 66 | 51 | 125 | 125 | E
803 | Arizona Public Service Co | 2442 | Four Corners | NM | 2A | 1A | 11 | 2002 | OP | 250 | 177 | 724396 | 594505 | 126 | 120 | 68 | 56 | 125 | 125 | E
803 | Arizona Public Service Co | 2442 | Four Corners | NM | 3 | 3 | 8 | 1964 | OP | 250 | 176 | 850000 | 479000 | 130 | 130 | 97 | 60 | 125 | 125 | E
803 | Arizona Public Service Co | 2442 | Four Corners | NM | 4 | 4 | 1 | 1985 | OP | 380 | 638 | 3430000 | 1925000 | 145 | 135 | 80 | 50 | 120 | 120 | E
803 | Arizona Public Service Co | 2442 | Four Corners | NM | 5 | 4 | 1 | 1985 | OP | 380 | 638 | 3430000 | 1925000 | 145 | 135 | 80 | 50 | 120 | 120 | E
803 | Arizona Public Service Co | 55455 | Red Hawk | AZ | CC1A | CC1A | 7 | 2002 | OP | 175 | 254 | 1030000 | 771000 | 180 | 170 | 67.6 | 50.6 | 170 | 170 | E
803 | Arizona Public Service Co | 55455 | Red Hawk | AZ | CC1B | CC1B | 7 | 2002 | OP | 175 | 254 | 1030000 | 771000 | 180 | 170 | 67.6 | 50.6 | 170 | 170 | E
803 | Arizona Public Service Co | 55455 | Red Hawk | AZ | CC2A | CC2A | 7 | 2002 | OP | 175 | 254 | 1030000 | 771000 | 180 | 170 | 67.6 | 50.6 | 170 | 170 | E
803 | Arizona Public Service Co | 55455 | Red Hawk | AZ | CC2B | CC2B | 7 | 2002 | OP | 175 | 254 | 1030000 | 771000 | 180 | 170 | 67.6 | 50.6 | 170 | 170 | E
807 | Arkansas Electric Coop Corp | 202 | Carl Bailey | AR | 01 | 01 | 7 | 1966 | OP | 167 | 79 | 220000 | 110000 | 265 | 210 | 47 | 23 | 265 | 210 | E
807 | Arkansas Electric Coop Corp | 203 | McClellan | AR | 01 | 01 | 5 | 1972 | OP | 160 | 92 | 261400 | 156000 | 261 | 220 | 60 | 30 | 261 | 220 | E
807 | Arkansas Electric Coop Corp | 55221 | Harry L. Oswald | AR | STACK1 | STACK1 | 6 | 2002 | OS | 130 | 71 | 307657 | 307657 | 285 | 275 | 72.3 | 72.3
807 | Arkansas Electric Coop Corp | 55221 | Harry L. Oswald | AR | STACK2 | STACK2 | 6 | 2002 | OS | 130 | 71 | 307657 | 307657 | 285 | 275 | 72.3 | 72.3
807 | Arkansas Electric Coop Corp | 55221 | Harry L. Oswald | AR | STACK3 | STACK3 | 6 | 2002 | OS | 130 | 71 | 307657 | 307657 | 285 | 275 | 72.3 | 72.3
807 | Arkansas Electric Coop Corp | 55221 | Harry L. Oswald | AR | STACK4 | STACK4 | 6 | 2002 | OS | 130 | 71 | 307657 | 307657 | 285 | 275 | 72.3 | 72.3
807 | Arkansas Electric Coop Corp | 55221 | Harry L. Oswald | AR | STACK5 | STACK5 | 6 | 2002 | OS | 130 | 71 | 307657 | 307657 | 285 | 275 | 72.3 | 72.3
807 | Arkansas Electric Coop Corp | 55221 | Harry L. Oswald | AR | STACK6 | STACK6 | 6 | 2002 | OS | 130 | 71 | 307657 | 307657 | 285 | 275 | 72.3 | 72.3
807 | Arkansas Electric Coop Corp | 55221 | Harry L. Oswald | AR | STACK7 | STACK7 | 6 | 2002 | OS | 130 | 189 | 721578 | 721578 | 285 | 275 | 63.7 | 63.7
807 | Arkansas Electric Coop Corp | 55714 | Magnet Cove | AR | SN01 | SN01 | 7 | 2005 | OP | 150 | 347 | 980000 | 931000 | 325 | 256 | 75 | 71 | 236 | 234 | M
807 | Arkansas Electric Coop Corp | 55714 | Magnet Cove | AR | SN02 | SN02 | 1 | 2006 | OP | 150 | 347 | 980000 | 931000 | 325 | 256 | 75 | 71 | 236 | 234 | M
814 | Entergy Arkansas Inc | 167 | Cecil Lynch | AR | 2 | 2 | 6 | 1954 | OS | 147 | 85 | 219510 | 105570 | 350 | 290 | 42 | 20
814 | Entergy Arkansas Inc | 167 | Cecil Lynch | AR | 3 | 3 | 6 | 1954 | SB | 147 | 85 | 219510 | 105570 | 350 | 290 | 43 | 21 | 0 | 350 | E
814 | Entergy Arkansas Inc | 168 | Hamilton Moses | AR | 1 | 1 | 5 | 1951 | OS | 120 | 50 | 151980 | 87420 | 352 | 265 | 50 | 28
814 | Entergy Arkansas Inc | 168 | Hamilton Moses | AR | 2 | 2 | 5 | 1951 | OS | 120 | 50 | 151980 | 87420 | 352 | 265 | 50 | 28
814 | Entergy Arkansas Inc | 168 | Hamilton Moses | AR | 3 | 3 | 5 | 1951 | OS | 120 | 50 | 151980 | 87420 | 352 | 265 | 50 | 28
814 | Entergy Arkansas Inc | 168 | Hamilton Moses | AR | 4 | 4 | 5 | 1951 | OS | 120 | 50 | 151980 | 87420 | 352 | 265 | 50 | 28
814 | Entergy Arkansas Inc | 169 | Harvey Couch | AR | 1 | 1 | 12 | 1943 | RE | 150 | 79 | 150400 | 65000 | 372 | 318 | 32 | 14
814 | Entergy Arkansas Inc | 169 | Harvey Couch | AR | 2 | 2 | 8 | 1954 | OS | 147 | 85 | 219510 | 105570 | 350 | 290 | 43 | 21
814 | Entergy Arkansas Inc | 169 | Harvey Couch | AR | 3 | 3 | 8 | 1954 | OS | 147 | 85 | 219510 | 105570 | 350 | 290 | 43 | 21
814 | Entergy Arkansas Inc | 170 | Lake Catherine | AR | 1 | 1 | 6 | 1950 | OS | 175 | 123 | 338000 | 170000 | 270 | 325 | 45 | 22
814 | Entergy Arkansas Inc | 170 | Lake Catherine | AR | 2 | 2 | 6 | 1953 | OS | 175 | 148 | 352000 | 176000 | 325 | 284 | 40 | 20
814 | Entergy Arkansas Inc | 170 | Lake Catherine | AR | 3 | 3 | 6 | 1970 | OS | 195 | 227 | 1374000 | 635800 | 254 | 185 | 101 | 47
814 | Entergy Arkansas Inc | 173 | Robert E Ritchie | AR | 1 | 1 | 6 | 1961 | OS | 450 | 177 | 920000 | 508000 | 324 | 300 | 87 | 48
814 | Entergy Arkansas Inc | 173 | Robert E Ritchie | AR | 2 | 2 | 3 | 1968 | OS | 236 | 113 | 630000 | 310500 | 242 | 180 | 94 | 47
814 | Entergy Arkansas Inc | 173 | Robert E Ritchie | AR | 3 | 3 | 3 | 1968 | OS | 236 | 113 | 630000 | 310500 | 242 | 180 | 94 | 46
814 | Entergy Arkansas Inc | 6009 | White Bluff | AR | 1 | 1 | 8 | 1980 | OP | 1000 | 519 | 2872984 | 1542339 | 262 | 236 | 90 | 45 | 261 | 220 | m
814 | Entergy Arkansas Inc | 6009 | White Bluff | AR | 2 | 1 | 7 | 1981 | OP | 1000 | 519 | 2872984 | 1542339 | 262 | 236 | 90 | 45 | 238 | 243 | m
814 | Entergy Arkansas Inc | 6641 | Independence | AR | 1 | 1 | 1 | 1983 | OP | 1000 | 552 | 3520000 | 1760000 | 321 | 250 | 114 | 57 | 276 | 236 | M
814 | Entergy Arkansas Inc | 6641 | Independence | AR | 2 | 1 | 1 | 1985 | OP | 1000 | 552 | 3520000 | 1760000 | 321 | 250 | 114 | 57 | 287 | 260 | M
814 | Entergy Arkansas Inc | 55418 | Hot Spring Generating Facility | AR | 1H1100 | 1H1100 | 6 | 2002 | OP | 160 | 254 | 102076 | 66733 | 185 | 175 | 67 | 43.7 | 170 | 136 | M
814 | Entergy Arkansas Inc | 55418 | Hot Spring Generating Facility | AR | 1H2100 | 1H2100 | 6 | 2002 | OP | 160 | 254 | 102076 | 66733 | 185 | 175 | 67 | 43.7 | 158 | 155 | M
924 | Associated Electric Coop, Inc | 2167 | New Madrid | MO | 1 | 2 | 12 | 1972 | OP | 800 | 314 | 2200000 | 1290000 | 325 | 300 | 117 | 68 | 320 | 310 | E
924 | Associated Electric Coop, Inc | 2167 | New Madrid | MO | 2 | 2 | 6 | 1977 | OP | 800 | 314 | 2200000 | 1290000 | 325 | 300 | 117 | 68 | 320 | 310 | E
924 | Associated Electric Coop, Inc | 2168 | Thomas Hill | MO | E1 | E1 | 12 | 1966 | OP | 411 | 201 | 675000 | 340000 | 340 | 300 | 60 | 30 | 320 | 310 | E
924 | Associated Electric Coop, Inc | 2168 | Thomas Hill | MO | E2 | E2 | 3 | 1969 | OP | 400 | 201 | 775000 | 425000 | 340 | 300 | 60 | 30 | 320 | 310 | E
924 | Associated Electric Coop, Inc | 2168 | Thomas Hill | MO | E3 | E3 | 7 | 1982 | OP | 620 | 661 | 2800000 | 1400000 | 290 | 290 | 50 | 30 | 320 | 310 | E
924 | Associated Electric Coop, Inc | 7757 | Chouteau | OK | 1 | 1 | 6 | 2000 | OP | 130 | 214 | 1197500 | 719692 | 204 | 180 | 65.5 | 59 | 200 | 200 | E
924 | Associated Electric Coop, Inc | 7757 | Chouteau | OK | 2 | 2 | 6 | 2000 | OP | 130 | 214 | 1197500 | 719692 | 204 | 180 | 65.5 | 59 | 200 | 200 | E
924 | Associated Electric Coop, Inc | 7757 | Chouteau | OK | 3 | 3 | 2 | 2011 | OP | 130 | 214 | 1197500 | 719692 | 204 | 180 | 65.5 | 59 | 200 | 200 | E
924 | Associated Electric Coop, Inc | 7757 | Chouteau | OK | 4 | 4 | 6 | 2011 | OP | 130 | 214 | 1197500 | 719692 | 204 | 180 | 65.5 | 59 | 200 | 200 | E
924 | Associated Electric Coop, Inc | 55340 | Dell Power Station | AR | 1 | 1 | 8 | 2008 | OP | 165 | 254 | 17800 | 11430 | 224 | 255 | 70 | 45 | 212 | 212 | E
924 | Associated Electric Coop, Inc | 55340 | Dell Power Station | AR | 2 | 2 | 8 | 2008 | OP | 165 | 254 | 17800 | 11430 | 224 | 255 | 70 | 45 | 212 | 212 | E
1015 | Austin Energy | 3548 | Decker Creek | TX | 1 | 1 | 7 | 1971 | OP | 178 | 177 | 775260 | 392940 | 229 | 182 | 73 | 37 | 210 | 200 | E
1015 | Austin Energy | 3548 | Decker Creek | TX | 2 | 2 | 1 | 1978 | OP | 243 | 284 | 1141680 | 579360 | 238 | 233 | 67 | 34 | 225 | 215 | E
1015 | Austin Energy | 3549 | Holly Street | TX | 1 | 1 | 11 | 1960 | RE | 155 | 113 | 219500 | 146166 | 252 | 213 | 32 | 22
1015 | Austin Energy | 3549 | Holly Street | TX | 2 | 2 | 6 | 1964 | RE | 155 | 113 | 219500 | 146166 | 247 | 213 | 32 | 22
1015 | Austin Energy | 3549 | Holly Street | TX | 3 | 3 | 7 | 1967 | RE | 166 | 177 | 543817 | 292583 | 224 | 192 | 51 | 28
1015 | Austin Energy | 3549 | Holly Street | TX | 4 | 4 | 7 | 1974 | RE | 166 | 113 | 501583 | 253833 | 233 | 202 | 74 | 37
1015 | Austin Energy | 7900 | Sand Hill | TX | 5A | 5A | 3 | 2004 | OP | 127 | 284 | 971369 | 485684 | 180 | 202 | 57.1 | 29 | 190 | 180 | E
1307 | Basin Electric Power Coop | 2817 | Leland Olds | ND | 1 | 1 | 1 | 1966 | OP | 350 | 240 | 897600 | 445600 | 385 | 345 | 62 | 30 | 385 | 385 | M
1307 | Basin Electric Power Coop | 2817 | Leland Olds | ND | 2 | 2 | 12 | 1975 | RE | 500 | 380 | 1977000 | 1186000 | 370 | 350 | 86 | 52
1307 | Basin Electric Power Coop | 2817 | Leland Olds | ND | 2A | 2A | 11 | 2012 | OP | 600 | 569 | 1333011 | 991260 | 142 | 138 | 39 | 29 | 142 | 139 | m
1307 | Basin Electric Power Coop | 6204 | Laramie River Station | WY | 1 | 1 | 7 | 1980 | OP | 604 | 642 | 1930000 | 1800000 | 135 | 135 | 50 | 47 | 135 | 135 | m
1307 | Basin Electric Power Coop | 6204 | Laramie River Station | WY | 2 | 2 | 7 | 1981 | OP | 604 | 642 | 1930000 | 1800000 | 135 | 135 | 50 | 47 | 135 | 135 | m
1307 | Basin Electric Power Coop | 6204 | Laramie River Station | WY | 3 | 3 | 11 | 1982 | OP | 604 | 642 | 2500000 | 2331606 | 150 | 180 | 65 | 60 | 180 | 180 | m
1307 | Basin Electric Power Coop | 6469 | Antelope Valley | ND | S1 | S1 | 6 | 1983 | OP | 600 | 416 | 1670000 | 870000 | 185 | 185 | 67 | 35 | 185 | 185 | m
1307 | Basin Electric Power Coop | 6469 | Antelope Valley | ND | S2 | S2 | 6 | 1986 | OP | 600 | 416 | 1580000 | 830000 | 145 | 145 | 63 | 33 | 185 | 185 | m
1307 | Basin Electric Power Coop | 56609 | Dry Fork Station | WY | FLUE | STACK | 11 | 2011 | OP | 500 | 314 | 1526000 | 1130000 | 160 | 160 | 81 | 60 | 160 | 160 | m
1307 | Basin Electric Power Coop | 56610 | Deer Creek Station | SD | U1FLUE | U1STAC | 4 | 2012 | OP | 150 | 346 | 1299576 | 840780 | 200 | 200 | 62.6 | 40.5 | 190 | 200 | M
1692 | Big Rivers Electric Corp | 1381 | Kenneth C Coleman | KY | C1 | C1 | 10 | 1969 | OP | 350 | 154 | 582000 | 291000 | 293 | 293 | 63 | 31 | 313 | 272 | E
1692 | Big Rivers Electric Corp | 1381 | Kenneth C Coleman | KY | C2 | C2 | 9 | 1970 | OP | 350 | 154 | 582000 | 291000 | 293 | 293 | 63 | 31 | 318 | 295 | E
1692 | Big Rivers Electric Corp | 1381 | Kenneth C Coleman | KY | C3 | C3 | 2 | 1972 | OP | 350 | 484 | 1913707 | 956854 | 133 | 129 | 65 | 32 | 295 | 283 | E
1692 | Big Rivers Electric Corp | 1381 | Kenneth C Coleman | KY | CSS | CSS | 2 | 2006 | OP | 450 | 699 | 1913707 | 956854 | 133 | 129 | 65 | 32 | 131 | 127 | E
1692 | Big Rivers Electric Corp | 1382 | HMP&L Station Two Henderson | KY | H1BYPS | HBYPSS | 6 | 1973 | OP | 350 | 177 | 1108000 | 554000 | 315 | 315 | 71 | 36 | 323 | 320 | E
1692 | Big Rivers Electric Corp | 1382 | HMP&L Station Two Henderson | KY | H2BYPS | HBYPSS | 6 | 1973 | OP | 350 | 177 | 1108000 | 554000 | 315 | 315 | 71 | 36 | 323 | 320 | E
1692 | Big Rivers Electric Corp | 1382 | HMP&L Station Two Henderson | KY | H1SS | HSS | 6 | 1995 | OP | 350 | 201 | 516038 | 258019 | 128 | 124 | 43 | 22 | 130 | 125 | E
1692 | Big Rivers Electric Corp | 1382 | HMP&L Station Two Henderson | KY | H2SS | HSS | 5 | 1995 | OP | 350 | 201 | 516038 | 258019 | 128 | 124 | 43 | 22 | 130 | 125 | E
1692 | Big Rivers Electric Corp | 6639 | R D Green | KY | G1 | G1 | 12 | 1979 | OP | 350 | 177 | 780000 | 395000 | 130 | 130 | 73 | 36 | 297 | 284 | E
1692 | Big Rivers Electric Corp | 6639 | R D Green | KY | G2 | G2 | 1 | 1981 | OP | 350 | 177 | 780000 | 395000 | 130 | 130 | 73 | 36 | 300 | 283 | E
1692 | Big Rivers Electric Corp | 6823 | D B Wilson | KY | W1 | W1 | 9 | 1984 | OP | 600 | 380 | 1250000 | 700000 | 130 | 130 | 54 | 31 | 134 | 120 | E
1735 | Birchwood Power Partners LP | 54304 | Birchwood Power | VA | 1HJ | 1HJ | 12 | 1996 | OP | 402 | 195 | 687237 | 343619 | 150 | 150 | 60 | 33 | 185 | 181 | E
2171 | Brazos Valley Energy | 55357 | Brazos Valley Generating Facility | TX | HRSG1 | HRSG1 | 5 | 2003 | OP | 125 | 257 | 1077500 | 626220 | 193 | 172 | 70 | 41 | 185 | 195 | m
2171 | Brazos Valley Energy | 55357 | Brazos Valley Generating Facility | TX | HRSG2 | HRSG2 | 5 | 2003 | OP | 125 | 257 | 1077500 | 626220 | 193 | 172 | 70 | 41 | 185 | 195 | m
2172 | Brazos Electric Power Coop Inc | 3628 | R W Miller | TX | 1 | 1 | 10 | 1968 | OP | 66 | 74 | 235500 | 124350 | 232 | 204 | 51 | 27 | 307 | 303 | M
2172 | Brazos Electric Power Coop Inc | 3628 | R W Miller | TX | 2 | 2 | 3 | 1972 | OP | 146 | 87 | 286650 | 162484 | 282 | 200 | 55 | 31 | 286 | 268 | M
2172 | Brazos Electric Power Coop Inc | 3628 | R W Miller | TX | 3 | 3 | 8 | 1975 | OP | 154 | 153 | 472292 | 246107 | 257 | 102 | 62 | 32 | 291 | 236 | M
2172 | Brazos Electric Power Coop Inc | 54817 | Johnson County | TX | 1SGA | 1SGA | 1 | 1997 | OP | 132 | 254 | 686632 | 186000 | 163 | 150 | 45 | 34 | 198 | 198 | M
2172 | Brazos Electric Power Coop Inc | 55230 | Jack County | TX | HRSG-1 | HRSG-1 | 2 | 2006 | OP | 165 | 254 | 1300500 | 1071000 | 215 | 200 | 85 | 70 | 210 | 210 | M
2172 | Brazos Electric Power Coop Inc | 55230 | Jack County | TX | HRSG-2 | HRSG-2 | 2 | 2006 | OP | 165 | 254 | 1300500 | 1071000 | 215 | 200 | 85 | 70 | 210 | 210 | M
2172 | Brazos Electric Power Coop Inc | 55230 | Jack County | TX | HRSG-3 | HRSG-3 | 7 | 2011 | OP | 165 | 254 | 798333 | 488333 | 180 | 175 | 64 | 39 | 210 | 210 | M
2172 | Brazos Electric Power Coop Inc | 55230 | Jack County | TX | HRSG-4 | HRSG-4 | 7 | 2011 | OP | 165 | 254 | 798333 | 488333 | 180 | 175 | 64 | 39 | 210 | 210 | M
2442 | City of Bryan - (TX) | 3561 | Bryan | TX | 3 | 3 | 6 | 1955 | OS | 51 | 16 | 37116 | 16773 | 350 | 290 | 39 | 18
2442 | City of Bryan - (TX) | 3561 | Bryan | TX | 4 | 4 | 6 | 1958 | OS | 66 | 24 | 61026 | 40570 | 325 | 279 | 42 | 28
2442 | City of Bryan - (TX) | 3561 | Bryan | TX | 5 | 5 | 6 | 1966 | OS | 71 | 38 | 57620 | 34567 | 338 | 260 | 25 | 15
2442 | City of Bryan - (TX) | 3561 | Bryan | TX | 6 | 6 | 6 | 1969 | OS | 72 | 57 | 155833 | 85992 | 256 | 219 | 45 | 25
2442 | City of Bryan - (TX) | 6243 | Dansby | TX | 1 | 1 | 4 | 1978 | OP | 197 | 64 | 216000 | 118100 | 265 | 228 | 56 | 31 | 265 | 254 | E
2507 | City of Burbank Water and Power | 6013 | Olive | CA | 01 | 01 | 11 | 1959 | OP | 109 | 49 | 159000 | 92300 | 329 | 270 | 54 | 32 | 250 | 233 | M
2507 | City of Burbank Water and Power | 6013 | Olive | CA | 02 | 02 | 2 | 1965 | OP | 109 | 49 | 184400 | 158400 | 240 | 200 | 63 | 54 | 260 | 218 | E
2507 | City of Burbank Water and Power | 56046 | Magnolia Power Project | CA | 1 | 1 | 9 | 2005 | OP | 150 | 284 | 950200 | 641800 | 165 | 170 | 56 | 38 | 198 | 194 | M
2799 | Calpine Corp - Metcalf Energy Center | 55393 | Metcalf Energy Center | CA | 1 | 1 | 5 | 2005 | OP | 150 | 255 | 436000 | 218000 | 188 | 180 | 78.6 | 78.6 | 215 | 220 | M
2799 | Calpine Corp - Metcalf Energy Center | 55393 | Metcalf Energy Center | CA | 2 | 2 | 5 | 2005 | OP | 150 | 255 | 436000 | 218000 | 188 | 180 | 85.1 | 85.1 | 219 | 225 | M
2838 | Baytown Energy Center LLC | 55327 | Baytown Energy Center | TX | STK2 | STK2 | 6 | 2002 | OP | 125 | 284 | 1022400 |  | 185 | 180 | 60 |  | 193 | 184 | M
2838 | Baytown Energy Center LLC | 55327 | Baytown Energy Center | TX | STK3 | STK3 | 6 | 2002 | OP | 125 | 284 | 1022400 |  | 185 | 180 | 60 |  | 200 | 178 | M
2838 | Baytown Energy Center LLC | 55327 | Baytown Energy Center | TX | STK4 | STK4 | 6 | 2002 | OP | 125 | 284 | 1022400 |  | 185 | 180 | 60 |  | 204 | 175 | M
2843 | Los Medanos Energy Center LLC | 55217 | Los Medanos Energy Center | CA | STK1 | STK1 | 8 | 2001 | OP | 150 | 299 | 2152828 | 593259 | 217 | 220 | 120 | 33 | 234 | 215 | m
2843 | Los Medanos Energy Center LLC | 55217 | Los Medanos Energy Center | CA | STK2 | STK2 | 8 | 2001 | OP | 150 | 299 | 2152828 | 593259 | 217 | 220 | 120 | 33 | 242 | 238 | m
2877 | Calpine Corp-Magic Valley | 55123 | Magic Valley Generating Station | TX | STACK1 | STACK1 | 2 | 2002 | OP | 170 | 330 | 1197021 |  | 190 |  | 57.6 |  | 1003 | 975 | M
2877 | Calpine Corp-Magic Valley | 55123 | Magic Valley Generating Station | TX | STACK2 | STACK2 | 2 | 2002 | OP | 170 | 330 | 1197021 |  | 190 |  | 57.6 |  | 1003 | 975 | M
2897 | Calpine Oneta Power LLC | 55225 | Oneta Energy Center | OK | STACK1 | STACK1 | 7 | 2002 | OP | 142 | 314 | 735975 |  | 167 |  | 39 |  | 182 | 174 | E
2897 | Calpine Oneta Power LLC | 55225 | Oneta Energy Center | OK | STACK2 | STACK2 | 7 | 2002 | OP | 142 | 314 | 735975 |  | 167 |  | 39 |  | 182 | 174 | E
2897 | Calpine Oneta Power LLC | 55225 | Oneta Energy Center | OK | STACK3 | STACK3 | 6 | 2003 | OP | 142 | 314 | 735975 |  | 167 |  | 39 |  | 182 | 174 | E
2897 | Calpine Oneta Power LLC | 55225 | Oneta Energy Center | OK | STACK4 | STACK4 | 6 | 2003 | OP | 142 | 314 | 735975 |  | 167 |  | 39 |  | 182 | 174 | E
2929 | Decatur Energy Center LLC | 55292 | Decatur Energy Center | AL | STACK1 | STACK1 | 6 | 2002 | OP | 150 | 283 | 748828 | 661421 | 190 | 190 | 57 | 39 | 209 | 193 | M
2929 | Decatur Energy Center LLC | 55292 | Decatur Energy Center | AL | STACK2 | STACK2 | 6 | 2002 | OP | 150 | 283 | 748828 | 661421 | 190 | 190 | 57 | 39 | 223 | 219 | M
2929 | Decatur Energy Center LLC | 55292 | Decatur Energy Center | AL | STACK3 | STACK3 | 6 | 2003 | OP | 150 | 283 | 789488 | 661421 | 190 | 190 | 46.4 | 39 | 211 | 202 | M
3006 | Cardinal Operating Co | 2828 | Cardinal | OH | 3A | 3A | 1 | 2012 | OP | 370 | 1600 | 12000000 | 5000000 | 116 | 116 | 17.5 | 10.5 | 116 | 116 | E
3006 | Cardinal Operating Co | 2828 | Cardinal | OH | 1 | 1 | 9 | 1966 | RE | 1000 | 380 | 1990000 | 1117000 | 345 | 345 | 83 | 28.1
3006 | Cardinal Operating Co | 2828 | Cardinal | OH | 1A | 1A | 3 | 2008 | OP | 1000 | 663 | 1990000 | 1117000 | 130 | 120 | 50 | 28.1 | 130 | 125 | E
3006 | Cardinal Operating Co | 2828 | Cardinal | OH | 2 | 2 | 5 | 1967 | RE | 1000 | 380 | 1990000 | 1117000 | 345 | 345 | 83 | 28.1
3006 | Cardinal Operating Co | 2828 | Cardinal | OH | 2A | 2A | 12 | 2007 | OP | 1000 | 663 | 1990000 | 1117000 | 130 | 120 | 50 | 28.1 | 130 | 125 | E
3006 | Cardinal Operating Co | 2828 | Cardinal | OH | 3 | 3 | 5 | 1977 | RE | 900 | 452 | 2170000 | 1085000 | 315 | 315 | 80 | 40
3046 | Progress Energy Carolinas Inc | 2706 | Asheville | NC | 1B | 0 | 11 | 2005 | OP | 328 | 214 | 583854 | 442000 | 127 | 120 | 45.5 | 35
3046 | Progress Energy Carolinas Inc | 2706 | Asheville | NC | 2B | 2B | 10 | 2000 | OP | 392 | 92 | 693000 | 381000 | 280 | 240 | 126 | 69
3046 | Progress Energy Carolinas Inc | 2708 | Cape Fear | NC | 5 | 3 | 12 | 1956 | RE | 201 | 113 | 513640 | 283000 | 280 | 241 | 76 | 42
3046 | Progress Energy Carolinas Inc | 2708 | Cape Fear | NC | 6 | 4 | 7 | 1958 | RE | 201 | 177 | 610000 | 330000 | 234 | 201 | 57 | 31
3046 | Progress Energy Carolinas Inc | 2709 | HF Lee Plant | NC | 1 | 1-2 | 12 | 1993 | RE | 300 | 143 | 543151 | 298733 | 250 | 218 | 45 | 25
3046 | Progress Energy Carolinas Inc | 2709 | HF Lee Plant | NC | 2 | 1-2 | 12 | 1993 | RE | 300 | 143 | 543151 | 298733 | 250 | 218 | 45 | 25
3046 | Progress Energy Carolinas Inc | 2709 | HF Lee Plant | NC | 1 | 3 | 12 | 1998 | RE | 300 | 143 | 778463 | 372105 | 255 | 191 | 91 | 43
3046 | Progress Energy Carolinas Inc | 2712 | Roxboro | NC | 1 | 1 | 5 | 1966 | OP | 400 | 126 | 1030000 | 580000 | 245 | 215 | 136 | 77
3046 | Progress Energy Carolinas Inc | 2712 | Roxboro | NC | 2 | 2 | 5 | 1968 | OP | 400 | 283 | 1760000 | 991000 | 247 | 218 | 103 | 58
3046 | Progress Energy Carolinas Inc | 2712 | Roxboro | NC | 3 | 3 | 7 | 1973 | OP | 800 | 452 | 2176000 | 1185000 | 253 | 210 | 80 | 44
3046 | Progress Energy Carolinas Inc | 2712 | Roxboro | NC | 4 | 4 | 9 | 1980 | OP | 800 | 452 | 2176000 | 1185000 | 268 | 216 | 80 | 44
3046 | Progress Energy Carolinas Inc | 2713 | L V Sutton Steam | NC | 1 | 1 | 7 | 1973 | OP | 550 | 254 | 1051560 | 255000 | 300 | 253 | 69 | 34
3046 | Progress Energy Carolinas Inc | 2713 | L V Sutton Steam | NC | 2 | 1 | 7 | 1973 | OP | 550 | 254 | 1051560 | 255000 | 300 | 253 | 69 | 34
3046 | Progress Energy Carolinas Inc | 2713 | L V Sutton Steam | NC | 3 | 2 | 6 | 1972 | OP | 552 | 214 | 1296840 | 460000 | 298 | 247 | 101 | 50
3046 | Progress Energy Carolinas Inc | 2716 | W H Weatherspoon | NC | 1 | 1 | 9 | 1949 | RE | 200 | 123 | 379200 | 189600 | 294 | 258 | 51 | 26
3046 | Progress Energy Carolinas Inc | 2716 | W H Weatherspoon | NC | 2 | 1 | 9 | 1949 | RE | 200 | 123 | 379200 | 189600 | 294 | 258 | 51 | 26
3046 | Progress Energy Carolinas Inc | 2716 | W H Weatherspoon | NC | 3 | 3 | 8 | 1952 | RE | 200 | 201 | 244600 | 122300 | 278 | 253 | 20 | 10
3046 | Progress Energy Carolinas Inc | 3251 | H B Robinson | SC | 1 | 1 | 5 | 1960 | RE | 250 | 177 | 528000 | 290400 | 230 | 200 | 50 | 27
3046 | Progress Energy Carolinas Inc | 6250 | Mayo | NC | 1 | 1 | 3 | 1983 | OP | 800 | 452 | 2520900 | 1657500 | 240 | 205 | 93 | 61
3046 | Progress Energy Carolinas Inc | 7805 | Sherwood H Smith Jr Energy Complex | NC | CT | CT | 6 | 2002 | OP | 145 | 246 | 1050450 | 659600 | 187 | 167 | 69 | 43
3046 | Progress Energy Carolinas Inc | 7805 | Sherwood H Smith Jr Energy Complex | NC | ST5 | ST5 | 6 | 2011 | OP | 205 | 254 | 1071400 | 719700 | 190 | 190 | 70 | 47
3131 | Carville Energy LLC | 55404 | Carville Energy LLC | LA | STACK1 | STACK1 | 6 | 2003 | OP | 200 | 291 | 977041 | 671469 | 211 | 186 | 57.3 | 28.6 | 199 | 209 | m
3131 | Carville Energy LLC | 55404 | Carville Energy LLC | LA | STACK2 | STACK2 | 6 | 2003 | OP | 200 | 291 | 977041 | 671469 | 211 | 186 | 57.3 | 28.6 | 164 | 158 | m
3265 | Cleco Power LLC | 51 | Dolet Hills | LA | 1 | 1 | 4 | 1986 | OP | 525 | 491 | 2860000 | 1961000 | 170 | 157 | 85 | 58.4 | 201 | 194 | E
3265 | Cleco Power LLC | 1400 | Teche | LA | 1 | 1 | 7 | 1953 | OP | 77 | 26 | 79000 | 37100 | 350 | 300 | 51 | 24 | 505 | 340 | E
3265 | Cleco Power LLC | 1400 | Teche | LA | 2 | 2 | 5 | 1956 | RE | 105 | 33 | 135200 | 73400 | 256 | 211 | 68 | 37
3265 | Cleco Power LLC | 1400 | Teche | LA | 3 | 3 | 3 | 1971 | OP | 164 | 241 | 939500 | 584770 | 263 | 215 | 65 | 41 | 328 | 290 | E
3265 | Cleco Power LLC | 6190 | Brame Energy Center | LA | 1 | 1 | 6 | 1975 | OP | 196 | 225 | 1129800 | 497000 | 276 | 217 | 86 | 36 | 160 | 140 | E
3265 | Cleco Power LLC | 6190 | Brame Energy Center | LA | 2 | 2 | 10 | 1982 | OP | 265 | 254 | 1920300 | 677000 | 350 | 250 | 94 | 44 | 360 | 320 | M
3265 | Cleco Power LLC | 6190 | Brame Energy Center | LA | 3-1 | 3-1 | 2 | 2010 | OP | 450 | 254 | 843294 | 468767 | 170 | 170 | 55 | 30.8 | 180 | 156 | E
3265 | Cleco Power LLC | 6190 | Brame Energy Center | LA | 3-2 | 3-2 | 2 | 2010 | OP | 450 | 254 | 843294 | 468767 | 170 | 170 | 55 | 30.8 | 169 | 151 | E
3265 | Cleco Power LLC | 55173 | Acadia Energy Center | LA | STACK1 | STACK1 | 6 | 2002 | OP | 175 | 255 | 1565243 | 554000 | 197 | 195 | 83 | 38 | 208 | 208 | E
3265 | Cleco Power LLC | 55173 | Acadia Energy Center | LA | STACK2 | STACK2 | 2 | 2002 | OP | 175 | 255 | 1314600 | 554000 | 197 | 195 | 77.3 | 38 | 208 | 208 | E
3265 | Cleco Power LLC | 55173 | Acadia Energy Center | LA | STACK4 | STACK4 | 2 | 2002 | OP | 175 | 255 | 1393557 | 554000 | 197 | 195 | 82 | 38 | 208 | 208 | E
3265 | Cleco Power LLC | 55173 | Acadia Energy Center | LA | STACK5 | STACK5 | 2 | 2002 | OP | 175 | 255 | 1212719 | 554000 | 199 | 195 | 71.3 | 38 | 208 | 208 | E
3303 | Florida Power Development | 10333 | Florida Power Development | FL | E42 | E42 | 6 | 1988 | OS | 320 | 273 | 922000 | 475000 | 450 | 240 | 56 | 35
3370 | Channel Energy Center LLC | 55299 | Channel Energy Center LLC | TX | STK1 | STK1 | 6 | 2001 | OP | 160 | 1256 | 1083377 | 798656 | 225 | 225 | 57 | 42 | 225 | 225 | M
3370 | Channel Energy Center LLC | 55299 | Channel Energy Center LLC | TX | STK2 | STK2 | 4 | 2002 | OP | 160 | 1256 | 1083377 | 798656 | 225 | 225 | 57 | 42 | 225 | 225 | M
3542 | Duke Energy Ohio Inc | 2830 | Walter C Beckjord | OH | 1 | 1 | 6 | 1952 | OP | 300 | 113 | 365800 | 212164 | 308 | 284 | 54 | 31 | 309 | 282 | M
3542 | Duke Energy Ohio Inc | 2830 | Walter C Beckjord | OH | 2 | 2 | 10 | 1953 | OP | 300 | 113 | 365800 | 212164 | 308 | 284 | 54 | 31 | 293 | 270 | M
3542 | Duke Energy Ohio Inc | 2830 | Walter C Beckjord | OH | 3 | 3 | 11 | 1954 | OP | 375 | 113 | 464000 | 269120 | 309 | 285 | 68 | 39 | 274 | 311 | M
3542 | Duke Energy Ohio Inc | 2830 | Walter C Beckjord | OH | 4 | 4 | 7 | 1958 | OP | 375 | 113 | 588000 | 341040 | 280 | 256 | 87 | 50 | 250 | 228 | M
3542 | Duke Energy Ohio Inc | 2830 | Walter C Beckjord | OH | 5 | 5 | 12 | 1962 | OP | 452 | 283 | 2227300 | 1291834 | 300 | 276 | 131 | 76 | 280 | 275 | M
3542 | Duke Energy Ohio Inc | 2832 | Miami Fort | OH | 5-6 | 5-6 | 9 | 1994 | OP | 282 | 144 | 630990 | 340104 | 321 | 288 | 101 | 51 | 290 | 261 | M
3542 | Duke Energy Ohio Inc | 2832 | Miami Fort | OH | 7 | 7 | 5 | 1975 | RE | 800 | 299 | 2050000 | 1190000 | 300 | 276 | 114 | 66
3542 | Duke Energy Ohio Inc | 2832 | Miami Fort | OH | 7A | 7A | 12 | 2007 | OP | 800 | 434 | 1829057 |  | 129 |  | 170 |  | 131 | 118 | M
3542 | Duke Energy Ohio Inc | 2832 | Miami Fort | OH | 8 | 8 | 2 | 1978 | RE | 800 | 299 | 2050000 | 1190000 | 300 | 276 | 114 | 66
3542 | Duke Energy Ohio Inc | 2832 | Miami Fort | OH | 8A | 8A | 4 | 2007 | OP | 800 | 434 | 1848622 |  | 131 |  | 71 |  | 130 | 115 | M
3542 | Duke Energy Ohio Inc | 6019 | W H Zimmer | OH | 1 | 1 | 3 | 1991 | OP | 573 | 1257 | 3940000 | 1970000 | 147 | 129 | 52 | 26 | 127 | 127 | M
3549 | Choctaw Gas Generating Pro LLC | 55694 | Quantum Choctaw Power LLC | MS | AA001 | AA001 | 6 | 2006 | OP | 160 | 346 | 577864 | 288932 | 200 | 200 | 68 | 40 | 202 | 198 | m
3549 | Choctaw Gas Generating Pro LLC | 55694 | Quantum Choctaw Power LLC | MS | AA002 | AA002 | 11 | 2006 | OP | 160 | 346 | 577864 | 288932 | 200 | 200 | 68 | 40 | 202 | 198 | m
3593 | Choctaw Generating LP | 55076 | Red Hills Generating Facility | MS | FG01 | C1 | 3 | 2002 | OP | 350 | 240 | 660000 |  | 310 |  | 73 |  | 286 | 285 | E
3593 | Choctaw Generating LP | 55076 | Red Hills Generating Facility | MS | FG02 | C1 | 3 | 2002 | OP | 350 | 240 | 660000 |  | 310 |  | 73 |  | 293 | 296 | M
3737 | Cleco Evangeline LLC | 1396 | Coughlin Power Station | LA | 6-1 | 6-1 | 6 | 2000 | OP | 153 | 243 | 765000 | 554000 | 195 | 182 | 52 | 38 | 250 | 245 | e
3737 | Cleco Evangeline LLC | 1396 | Coughlin Power Station | LA | 7-1 | 7-1 | 6 | 2000 | OP | 153 | 243 | 765000 | 554000 | 220 | 214 | 52 | 38 | 257 | 255 | e
3737 | Cleco Evangeline LLC | 1396 | Coughlin Power Station | LA | 7-2 | 7-2 | 6 | 2000 | OP | 153 | 243 | 765000 | 554000 | 220 | 214 | 52 | 38 | 265 | 255 | e
3762 | City of Cleveland - (OH) | 2908 | Lake Road | OH | 1 | 1 | 1 | 1953 | RE | 30 | 5 | 2000 | 1000 | 115 | 90 | 2 | 0
3807 | Cleveland Cliffs Inc | 10849 | Silver Bay Power | MN | STK1 | STK1 | 10 | 1955 | OP | 216 | 44 | 230000 |  | 300 | 300 | 87 |  | 280 | 270 | E
3807 | Cleveland Cliffs Inc | 10849 | Silver Bay Power | MN | STK2 | STK2 | 1 | 1963 | OP | 216 | 82 | 300000 |  | 300 | 300 | 61 |  | 280 | 270 | E
3890 | Cogen Technologies Linden Vent | 50006 | Linden Cogen Plant | NJ | STACK1 | STACK1 | 4 | 1992 | OP | 190 | 177 | 812708 | 690860 | 266 | 312 | 76.7 | 65.2 | 285 | 275 | E
3890 | Cogen Technologies Linden Vent | 50006 | Linden Cogen Plant | NJ | STACK2 | STACK2 | 4 | 1992 | OP | 190 | 177 | 857050 | 676788 | 258 | 321 | 80.8 | 63.8 | 285 | 275 | E
3890 | Cogen Technologies Linden Vent | 50006 | Linden Cogen Plant | NJ | STACK3 | STACK3 | 4 | 1992 | OP | 190 | 177 | 839447 | 680417 | 272 | 322 | 79.2 | 64.2 | 285 | 275 | E
3890 | Cogen Technologies Linden Vent | 50006 | Linden Cogen Plant | NJ | STACK4 | STACK4 | 4 | 1992 | OP | 190 | 177 | 823733 | 682125 | 268 | 313 | 77.7 | 64.3 | 285 | 275 | E
3890 | Cogen Technologies Linden Vent | 50006 | Linden Cogen Plant | NJ | STACK5 | STACK5 | 4 | 1992 | OP | 190 | 177 | 827286 | 684456 | 267 | 323 | 78 | 64.6 | 285 | 275 | E
3989 | City of Colorado Springs - (CO) | 492 | Martin Drake | CO | 5 | 5 | 6 | 1962 | OP | 200 | 88 | 290294 | 175879 | 320 | 279 | 53 | 32 | 314 | 296 | M
3989 | City of Colorado Springs - (CO) | 492 | Martin Drake | CO | 6 | 6 | 6 | 1968 | OP | 200 | 124 | 408211 | 220259 | 320 | 300 | 55 | 30 | 288 | 230 | M
3989 | City of Colorado Springs - (CO) | 492 | Martin Drake | CO | 7 | 7 | 6 | 1974 | OP | 250 | 177 | 637658 | 408647 | 310 | 274 | 60 | 39 | 266 | 242 | M
3989 | City of Colorado Springs - (CO) | 8219 | Ray D Nixon | CO | 1 | 1 | 4 | 1980 | OP | 460 | 241 | 928883 | 385000 | 270 | 250 | 64 | 27 | 313 | 305 | M
3989 | City of Colorado Springs - (CO) | 55283 | Front Range Power Plant | CO | 1 | 1 | 4 | 2003 | OP | 150 | 254 | 1126386 | 440362 | 220 | 220 | 60 | 42 | 220 | 220 | E
3989 | City of Colorado Springs - (CO) | 55283 | Front Range Power Plant | CO | 2 | 2 | 4 | 2003 | OP | 150 | 254 | 1126386 | 440362 | 220 | 220 | 60 | 42 | 220 | 220 | E
4028 | Columbia Energy LLC | 55386 | Columbia Energy Center | SC | STK1 | STK1 | 3 | 2004 | OP | 200 | 227 | 905074 | 900262 | 170 | 170 | 66.5 | 66.1 | 167 | 152 | M
4028 | Columbia Energy LLC | 55386 | Columbia Energy Center | SC | STK2 | STK2 | 3 | 2004 | OP | 200 | 227 | 905074 | 900262 | 170 | 170 | 67 | 66 | 159 | 149 | M
4161 | Constellation Power Source Gen | 1553 | Gould Street | MD | 3 | 3 | 12 | 1952 | OP | 238 | 66 | 297000 | 169000 | 305 | 242 | 75 | 34 | 320 | 300 | E
4226 | Consolidated Edison Co-NY Inc | 2493 | East River | NY | 3 | 3 | 12 | 1951 | OP | 370 | 354 | 1391983 | 695991 | 325 | 325 | 66 | 33 | 361 | 365 | M
4226 | Consolidated Edison Co-NY Inc | 2493 | East River | NY | 4 | 4 | 12 | 1955 | OP | 370 | 177 | 700196 | 350098 | 315 | 315 | 66 | 33 | 315 | 309 | M
4226 | Consolidated Edison Co-NY Inc | 2502 | Waterside | NY | 2 | 2 | 12 | 1941 | RE | 460 | 327 | 606328 | 303164 | 285 | 285 | 31 | 16
4226 | Consolidated Edison Co-NY Inc | 2502 | Waterside | NY | 3 | 3 | 12 | 1949 | RE | 460 | 319 | 950228 | 475114 | 324 | 324 | 50 | 25
4254 | Consumers Energy Co | 1695 | B C Cobb | MI | 1 | 1 | 6 | 1975 | OP | 650 | 594 | 2170000 | 1410500 | 295 | 250 | 61 | 40 | 324 | 306 | M
4254 | Consumers Energy Co | 1702 | Dan E Karn | MI | 1 | 1 | 8 | 1959 | OP | 350 | 254 | 914400 | 595000 | 290 | 275 | 60 | 39 | 318 | 300 | M
4254 | Consumers Energy Co | 1702 | Dan E Karn | MI | 2 | 2 | 2 | 1961 | OP | 350 | 254 | 914400 | 595000 | 290 | 275 | 60 | 39 | 310 | 280 | M
4254 | Consumers Energy Co | 1702 | Dan E Karn | MI | 3 | 3 | 12 | 1974 | OP | 450 | 935 | 4180000 | 2717000 | 600 | 420 | 74 | 48 | 284 | 177 | M
4254 | Consumers Energy Co | 1710 | J H Campbell | MI | 1 | 1 | 8 | 1962 | OP | 400 | 284 | 2802100 | 1821400 | 265 | 250 | 157 | 103 | 327 | 265 | M
4254 | Consumers Energy Co | 1710 | J H Campbell | MI | 2 | 2 | 6 | 1980 | OP | 647 | 585 | 2892000 | 1879800 | 275 | 250 | 82 | 53 | 294 | 270 | M
4254 | Consumers Energy Co | 1720 | J C Weadock | MI | 4 | 4 | 6 | 1975 | OP | 498 | 227 | 1200000 | 780000 | 275 | 250 | 88 | 57 | 308 | 290 | M
4254 | Consumers Energy Co | 1723 | J R Whiting | MI | 1 | 1 | 7 | 1952 | OP | 297 | 89 | 295000 | 190000 | 286 | 270 | 55 | 35 | 301 | 278 | M
4254 | Consumers Energy Co | 1723 | J R Whiting | MI | 2 | 2 | 11 | 1952 | OP | 297 | 89 | 311000 | 202000 | 291 | 270 | 58 | 37 | 315 | 306 | M
4254 | Consumers Energy Co | 1723 | J R Whiting | MI | 3 | 3 | 11 | 1953 | OP | 297 | 103 | 371000 | 241000 | 308 | 280 | 60 | 39 | 305 | 292 | M
4254 | Consumers Energy Co | 55087 | Zeeland Generating Station | MI | 2A | 2A | 8 | 2002 | OP | 175 | 220.4 | 1074023 | 795526 | 207 | 204 | 18 | 13 | 202 | 202 | E
4254 | Consumers Energy Co | 55087 | Zeeland Generating Station | MI | 2B | 2B | 8 | 2002 | OP | 175 | 220.4 | 1074023 | 795526 | 207 | 204 | 18 | 13 | 197 | 197 | E
4383 | Corpus Christi Cogeneration LLC | 55206 | Corpus Christi Energy Center | TX | STACK1 | STACK1 | 10 | 2002 | OP | 180 | 283 | 930674 | 719952 | 205 | 239 | 54.8 | 42.4 | 205 | 208 | M
4383 | Corpus Christi Cogeneration LLC | 55206 | Corpus Christi Energy Center | TX | STACK2 | STACK2 | 10 | 2002 | OP | 180 | 283 | 930674 | 719952 | 205 | 239 | 54.8 | 42.4 | 233 | 234 | M
4405 | Cottonwood Energy Co LP | 55358 | Cottonwood Energy Project | TX | 110STK | 110STK | 7 | 2003 | OP | 130 | 254 | 911877 | 921171 | 174 | 186 | 60 | 60 | 183 | 168 | M
4405 | Cottonwood Energy Co LP | 55358 | Cottonwood Energy Project | TX | 120STK | 120STK | 7 | 2003 | OP | 130 | 254 | 911877 | 921171 | 174 | 186 | 60 | 60 | 177 | 163 | M
4405 | Cottonwood Energy Co LP | 55358 | Cottonwood Energy Project | TX | 130STK | 130STK | 7 | 2003 | OP | 130 | 254 | 911877 | 921171 | 174 | 186 | 60 | 60 | 177 | 157 | M
4405 | Cottonwood Energy Co LP | 55358 | Cottonwood Energy Project | TX | 140STK | 140STK | 7 | 2003 | OP | 130 | 254 | 911877 | 921171 | 174 | 186 | 60 | 60 | 182 | 180 | M
4425 | Covanta Fairfax Inc | 50658 | Covanta Fairfax Energy | VA | FL001 | ST001 | 6 | 1990 | OP | 288 | 48 | 121749 | 60875 | 250 | 250 | 42 | 21 | 248 | 248 | E
4425 | Covanta Fairfax Inc | 50658 | Covanta Fairfax Energy | VA | FL002 | ST001 | 6 | 1990 | OP | 288 | 48 | 121749 | 60875 | 250 | 250 | 42 | 21 | 248 | 248 | E
4425 | Covanta Fairfax Inc | 50658 | Covanta Fairfax Energy | VA | FL003 | ST001 | 6 | 1990 | OP | 288 | 48 | 121749 | 60875 | 250 | 250 | 42 | 21 | 248 | 245 | E
4425 | Covanta Fairfax Inc | 50658 | Covanta Fairfax Energy | VA | FL004 | ST001 | 6 | 1990 | OP | 288 | 48 | 121749 | 60875 | 250 | 250 | 42 | 21 | 248 | 248 | E
4464 | Crockett Cogeneration | 55084 | Crockett Cogen Project | CA | HRSG1 | HRSG1 | 5 | 1996 | OP | 233 | 214 | 2249000 | 1183000 | 239 | 200 | 180 | 92 | 212 | 212 | M
4716 | Dairyland Power Coop | 4140 | Alma | WI | S1 | S1 | 7 | 1974 | OP | 700 | 227 | 1045425 | 718670 | 366 | 357 | 76 | 53 | 235 | 172 | M
4716 | Dairyland Power Coop | 4143 | Genoa | WI | E1 | S1 | 7 | 1969 | OP | 500 | 183 | 1200000 | 650000 | 335 | 270 | 110 | 59 | 279 | 223 | M
4716 | Dairyland Power Coop | 4271 | John P Madgett | WI | S1 | S1 | 11 | 1979 | OP | 700 | 240 | 1564800 | 1012800 | 347 | 340 | 110 | 70 | 311 | 304 | M
4922 | Dayton Power & Light Co | 2848 | O H Hutchings | OH | H-1 | 1 | 7 | 1948 | OP | 250 | 151 | 476000 | 215000 | 308 | 233 | 53 | 24 | 199 | 197 | M
4922 | Dayton Power & Light Co | 2848 | O H Hutchings | OH | H-2 | 1 | 7 | 1948 | OP | 250 | 151 | 476000 | 215000 | 308 | 233 | 53 | 24 | 238 | 217 | M
4922 | Dayton Power & Light Co | 2848 | O H Hutchings | OH | H-3 | 2 | 12 | 1950 | OP | 250 | 151 | 460000 | 207660 | 308 | 233 | 51 | 23 | 231 | 222 | M
4922 | Dayton Power & Light Co | 2848 | O H Hutchings | OH | H-4 | 2 | 12 | 1950 | OP | 250 | 151 | 460000 | 207660 | 308 | 233 | 51 | 23 | 229 | 221 | M
4922 | Dayton Power & Light Co | 2848 | O H Hutchings | OH | H-5 | 3 | 11 | 1952 | OP | 250 | 151 | 461000 | 208100 | 308 | 233 | 51 | 23 | 219 | 206 | M
4922 | Dayton Power & Light Co | 2848 | O H Hutchings | OH | H-6 | 3 | 11 | 1952 | OP | 250 | 151 | 461000 | 208100 | 308 | 233 | 51 | 23 | 231 | 218 | M
4922 | Dayton Power & Light Co | 2850 | J M Stuart | OH | 1 | 1 | 5 | 1971 | OP | 800 | 284 | 1800000 | 1100000 | 280 | 250 | 106 | 65 | 129 | 125 | M
4922 | Dayton Power & Light Co | 2850 | J M Stuart | OH | 2 | 2 | 10 | 1970 | OP | 800 | 284 | 1800000 | 1100000 | 280 | 250 | 106 | 65 | 129 | 125 | M
4922 | Dayton Power & Light Co | 2850 | J M Stuart | OH | 3 | 3 | 5 | 1972 | OP | 800 | 284 | 1800000 | 1100000 | 280 | 250 | 106 | 65 | 129 | 125 | M
4922 | Dayton Power & Light Co | 2850 | J M Stuart | OH | 4 | 4 | 6 | 1974 | OP | 800 | 284 | 1800000 | 1100000 | 280 | 250 | 106 | 65 | 129 | 125 | M
4922 | Dayton Power & Light Co | 2850 | J M Stuart | OH | 5 | 5 | 10 | 2007 | OP | 800 | 531 | 1750524 | 1100000 | 128 | 114 | 50 | 31 | 129 | 122 | M
4922 | Dayton Power & Light Co | 6031 | Killen Station | OH | 2 | 2 | 6 | 1982 | OP | 900 | 855 | 2375922 | 130675 | 125 | 102 | 29 | 15 | 130 | 130 | E
4994 | Deer Park Energy Center | 55464 | Deer Park Energy Center | TX | ST4 | ST4 | 6 | 2004 | OP | 140 | 283 | 1076321 | 1084104 | 240 | 246 | 65 | 63.7 | 240 | 240 | M
4994 | Deer Park Energy Center | 55464 | Deer Park Energy Center | TX | ST1 | ST1 | 6 | 2003 | OP | 140 | 283 | 1076321 | 1084104 | 240 | 246 | 65 | 63.7 | 240 | 240 | M
4994 | Deer Park Energy Center | 55464 | Deer Park Energy Center | TX | ST2 | ST2 | 6 | 2003 | OP | 140 | 283 | 1076321 | 1084104 | 240 | 246 | 65 | 63.7 | 240 | 240 | M
4994 | Deer Park Energy Center | 55464 | Deer Park Energy Center | TX | ST3 | ST3 | 6 | 2004 | OP | 140 | 283 | 1076321 | 1084104 | 240 | 246 | 65 | 63.7 | 240 | 240 | M
5030 | Delta Energy Center LLC | 55333 | Delta Energy Center | CA | STK1 | STK1 | 6 | 2002 | OP | 144 | 254 | 2318269 |  | 191 |  | 159 |  | 214 | 215 | M
5030 | Delta Energy Center LLC | 55333 | Delta Energy Center | CA | STK2 | STK2 | 6 | 2002 | OP | 144 | 254 | 2318269 |  | 191 |  | 159 |  | 214 | 215 | M
5030 | Delta Energy Center LLC | 55333 | Delta Energy Center | CA | STK3 | STK3 | 6 | 2002 | OP | 144 | 254 | 2318269 |  | 191 |  | 159 |  | 214 | 215 | M
5107 | City of Detroit | 1822 | Mistersky | MI | 5 | 5 | 8 | 1950 | RE | 195 | 113 | 130000 | 72800 | 305 | 300 | 19 | 11
5107 | City of Detroit | 1822 | Mistersky | MI | 6 | 6 | 8 | 1958 | OS | 195 | 113 | 160000 | 89600 | 305 | 300 | 24 | 13
5107 | City of Detroit | 1822 | Mistersky | MI | 7 | 7 | 1 | 1979 | OS | 249 | 50 | 210000 | 117600 | 300 | 300 | 70 | 39
5109 | The DTE Electric Company | 1726 | Conners Creek | MI | 8 | 8 | 3 | 1951 | OS | 352 | 79 | 772000 | 409000 | 320 | 310 | 163 | 86
5109 | The DTE Electric Company | 1726 | Conners Creek | MI | 9 | 9 | 8 | 1951 | OS | 352 | 79 | 772000 | 409000 | 320 | 310 | 163 | 86
5109 | The DTE Electric Company | 1731 | Harbor Beach | MI | 1 | 1 | 4 | 1968 | OP | 300 | 71 | 463600 | 232000 | 300 | 280 | 109 | 55 | 268 | 272 | e
5109 | The DTE Electric Company | 1732 | Marysville | MI | 10 | 10 | 4 | 1943 | RE | 300 | 137 | 530000 | 265000 | 330 | 290 | 64 | 32
5109 | The DTE Electric Company | 1732 | Marysville | MI | 11 | 11 | 2 | 1947 | RE | 300 | 137 | 530000 | 265000 | 330 | 290 | 64 | 32
5109 | The DTE Electric Company | 1732 | Marysville | MI | 12 | 12 | 2 | 1947 | RE | 300 | 137 | 530000 | 265000 | 330 | 290 | 64 | 32
5109 | The DTE Electric Company | 1732 | Marysville | MI | 9 | 9 | 4 | 1943 | RE | 300 | 137 | 530000 | 265000 | 330 | 290 | 64 | 32
5109 | The DTE Electric Company | 1733 | Monroe | MI | 1 | 1 | 6 | 1971 | OP | 805 | 616 | 5250000 | 2625000 | 270 | 270 | 142 | 71 | 269 | 259 | e
5109 | The DTE Electric Company | 1733 | Monroe | MI | 2 | 2 | 6 | 1971 | OP | 805 | 616 | 5250000 | 2625000 | 270 | 270 | 142 | 71 | 241 | 231 | e
5109 | The DTE Electric Company | 1733 | Monroe | MI | 3 | 3 | 5 | 1973 | OP | 805 | 616 | 5250000 | 2625000 | 127 | 270 | 142 | 71 | 264 | 267 | e
5109 | The DTE Electric Company | 1733 | Monroe | MI | 4 | 4 | 5 | 1973 | OP | 805 | 616 | 5250000 | 2625000 | 127 | 270 | 142 | 71 | 259 | 266 | e
5109 | The DTE Electric Company | 1740 | River Rouge | MI | 1 | 1 | 2 | 1956 | SB | 385 | 125 | 897800 | 449000 | 280 | 260 | 147 | 73 |  | 259 | e
5109 | The DTE Electric Company | 1740 | River Rouge | MI | 2 | 2 | 11 | 1957 | OP | 385 | 125 | 1100000 | 550000 | 285 | 276 | 150 | 75 |  | 261 | e
5109 | The DTE Electric Company | 1740 | River Rouge | MI | 3 | 3 | 10 | 1958 | OP | 425 | 129 | 1160000 | 580000 | 290 | 280 | 138 | 105 |  | 316 | e
5109 | The DTE Electric Company | 1743 | St Clair | MI | 1 | 1 | 12 | 1976 | OP | 599 | 139 | 700000 | 350000 | 300 | 280 | 84 | 42 | 297 | 213 | e
5109 | The DTE Electric Company | 1743 | St Clair | MI | 2 | 1 | 12 | 1976 | OP | 599 | 139 | 700000 | 350101 | 280 | 280 | 84 | 42 | 278 | 240 | e
5109 | The DTE Electric Company | 1743 | St Clair | MI | 3 | 1 | 12 | 1976 | OP | 599 | 139 | 700202 | 350101 | 280 | 280 | 84 | 42 | 284 | 269 | e
5109 | The DTE Electric Company | 1743 | St Clair | MI | 4 | 1 | 12 | 1976 | OP | 599 | 139 | 700000 | 350101 | 280 | 280 | 84 | 42 | 284 | 243 | e
5109 | The DTE Electric Company | 1743 | St Clair | MI | 6 | 6 | 2 | 1961 | OP | 425 | 150 | 1406080 | 703040 | 280 | 280 | 156 | 78 | 278 | 301 | e
5109 | The DTE Electric Company | 1743 | St Clair | MI | 7 | 7 | 4 | 1969 | OP | 600 | 201 | 1580347 | 790173 | 280 | 280 | 131 | 66 | 262 | 301 | e
5109 | The DTE Electric Company | 1745 | Trenton Channel | MI | 6 | 6 | 6 | 1967 | OP | 559 | 165 | 1070000 | 535000 | 310 | 272 | 108 | 54 | 389 | 360 | e
5109 | The DTE Electric Company | 1745 | Trenton Channel | MI | 7 | 7 | 1 | 1968 | OP | 562 | 201 | 1535000 | 768000 | 280 | 260 | 127 | 64 | 274 | 259 | e
5109 | The DTE Electric Company | 6034 | Belle River | MI | 1 | 1 | 8 | 1984 | OP | 665 | 510 | 2754000 | 1377000 | 330 | 330 | 90 | 45 | 256 | 285 | e
5109 | The DTE Electric Company | 6034 | Belle River | MI | 2 | 2 | 7 | 1985 | OP | 665 | 510 | 2750000 | 1380000 | 290 | 330 | 90 | 45 | 279 | 285 | e
5109 | The DTE Electric Company | 6035 | Greenwood | MI | 1 | 1 | 7 | 1979 | OP | 496 | 425 | 3000000 | 1500000 | 336 | 336 | 118 | 59 | 287 | 224 | e
5262 | Domtar Industries Inc | 54104 | Ashdown | AR | PB1STE | PB1STE | 5 | 2007 | OP | 217 | 37 | 228000 | 83555 | 158 | 158 | 64 | 34 | 158 | 158 | E
5262 | Domtar Industries Inc | 54104 | Ashdown | AR | PB1STK | PB1STK | 6 | 1968 | RE | 217 | 30 | 213000 |  | 480 |  | 88
5262 | Domtar Industries Inc | 54104 | Ashdown | AR | PB1STW | PB1STW | 5 | 2007 | OP | 217 | 37 | 228000 | 83555 | 158 | 158 | 64 | 38 | 158 | 158 | E
5262 | Domtar Industries Inc | 54104 | Ashdown | AR | PB2STK | PB2STK | 6 | 1975 | OP | 235 | 113 | 303000 | 136476 | 125 | 125 | 39 | 20 | 120 | 120 | E
5262 | Domtar Industries Inc | 54104 | Ashdown | AR | PB3STK | PB3STK | 6 | 1991 | OP | 240 | 64 | 143000 | 152290 | 300 | 300 | 50 | 25 | 275 | 275 | E
5262 | Domtar Industries Inc | 54104 | Ashdown | AR | RB2STK | RB2STK | 6 | 1979 | OP | 295 | 79 | 259000 | 177906 | 420 | 400 | 82 | 41 | 400 | 400 | E
5262 | Domtar Industries Inc | 54104 | Ashdown | AR | RB3STK | RB3STK | 6 | 1989 | OP | 324 | 87 | 259000 | 159414 | 390 | 390 | 90 | 45 | 400 | 400 | E
5269 | Dominion Energy Services Co | 876 | Kincaid Generation LLC | IL | 1 | 3 | 6 | 1981 | OP | 615 | 687 | 4946400 | 2473200 | 315 | 275 | 120 | 60 | 291 | 273 | M
5269 | Dominion Energy Services Co | 876 | Kincaid Generation LLC | IL | 2 | 3 | 6 | 1981 | OP | 615 | 687 | 4946400 | 2473200 | 315 | 275 | 120 | 60 | 291 | 273 | M
5310 | Doswell Ltd Partnership | 52019 | Doswell Energy Center | VA | 501 | 501 | 6 | 1992 | OP | 190 | 254 | 1005840 | 1005840 | 254 | 254 | 66 | 66 | 254 | 254 | E
5310 | Doswell Ltd Partnership | 52019 | Doswell Energy Center | VA | 502 | 502 | 6 | 1992 | OP | 190 | 254 | 1005840 | 1005840 | 254 | 254 | 66 | 66 | 254 | 254 | E
5310 | Doswell Ltd Partnership | 52019 | Doswell Energy Center | VA | 601 | 601 | 5 | 1992 | OP | 190 | 254 | 1005840 | 1005840 | 254 | 254 | 66 | 66 | 254 | 254 | E
5310 | Doswell Ltd Partnership | 52019 | Doswell Energy Center | VA | 602 | 602 | 5 | 1992 | OP | 190 | 254 | 1005840 | 1005840 | 254 | 254 | 66 | 66 | 254 | 254 | E
5338 | Dow Chemical Co | 52120 | Dow Chemical Texas Operation | TX | G64 | G64 | 9 | 1987 | OP | 70 | 300 |  |  | 200 | 200 |  |  | 200 | 200 | e
5338 | Dow Chemical Co | 52120 | Dow Chemical Texas Operation | TX | G65 | G65 | 2 | 1984 | OP | 70 | 300 |  |  | 200 | 200 |  |  | 200 | 200 | E
5347 | Dow Chemical Co | 52006 | LaO Energy Systems | LA | 100A | 100A | 11 | 1978 | OP | 110 | 154 | 686986 | 438400 | 210 | 210 | 74.4 | 59 | 310 | 300 | E
5347 | Dow Chemical Co | 52006 | LaO Energy Systems | LA | 200A | 200A | 2 | 1979 | OP | 110 | 154 | 686986 | 343493 | 210 | 210 | 74.4 | 59 | 310 | 300 | E
5347 | Dow Chemical Co | 55419 | Plaquemine Cogeneration Plant | LA | 500A | 500A | 3 | 2004 | OP | 150 | 254 | 1030000 | 777000 | 271 | 277 | 63.9 | 50.9 | 238 | 234 | E
5347 | Dow Chemical Co | 55419 | Plaquemine Cogeneration Plant | LA | 600A | 600A | 3 | 2004 | OP | 150 | 254 | 1030000 | 777000 | 271 | 277 | 63.9 | 50.9 | 233 | 223 | E
5347 | Dow Chemical Co | 55419 | Plaquemine Cogeneration Plant | LA | 700A | 700A | 3 | 2004 | OP | 150 | 254 | 1030000 | 777000 | 271 | 277 | 63.9 | 50.9 | 236 | 233 | E
5347 | Dow Chemical Co | 55419 | Plaquemine Cogeneration Plant | LA | 800A | 800A | 3 | 2004 | OP | 150 | 254 | 1030000 | 777000 | 271 | 277 | 63.9 | 50.9 | 242 | 236 | E
5374 | Dow Chemical Company-Oyster Creek VIII | 54676 | Oyster Creek Unit VIII | TX | ST81 | ST81 | 10 | 1994 | OP | 134 | 171
5374 | Dow Chemical Company-Oyster Creek VIII | 54676 | Oyster Creek Unit VIII | TX | ST82 | ST82 | 10 | 1994 | OP | 134 | 171
5374 | Dow Chemical Company-Oyster Creek VIII | 54676 | Oyster Creek Unit VIII | TX | ST83 | ST83 | 10 | 1994 | OP | 134 | 171
5416 | Duke Energy Carolinas, LLC | 2718 | G G Allen | NC | 1 | 1 | 6 | 1957 | OP | 252 | 95 | 580500 | 307836 | 309 | 275 | 102 | 53 | 123 | 119 | M
5416 | Duke Energy Carolinas, LLC | 2718 | G G Allen | NC | 2 | 2 | 11 | 1957 | OP | 252 | 95 | 580500 | 307836 | 309 | 275 | 102 | 53 | 123 | 119 | M
5416 | Duke Energy Carolinas, LLC | 2718 | G G Allen | NC | 3 | 3 | 10 | 1959 | OP | 252 | 143 | 1154100 | 625376 | 271 | 241 | 134 | 72 | 125 | 120 | M
5416 | Duke Energy Carolinas, LLC | 2718 | G G Allen | NC | 4 | 4 | 10 | 1960 | OP | 252 | 143 | 1154100 | 625376 | 271 | 241 | 134 | 72 | 125 | 120 | M
5416 | Duke Energy Carolinas, LLC | 2718 | G G Allen | NC | 5 | 5 | 7 | 1961 | OP | 252 | 143 | 1017500 | 551381 | 273 | 248 | 119 | 63 | 123 | 119 | M
5416 | Duke Energy Carolinas, LLC | 2718 | G G Allen | NC | CS125 | CS125 | 2 | 2009 | OP | 365 | 683 | 1610000 | 1203000 | 127 | 125 | 39 | 29 | 124 | 117 | M
5416 | Duke Energy Carolinas, LLC | 2718 | G G Allen | NC | CS34 | CS34 | 4 | 2009 | OP | 365 | 683 | 1376224 | 1079701 | 130 | 128 | 34 | 26 | 127 | 120 | M
5416 | Duke Energy Carolinas, LLC | 2720 | Buck | NC | 11 | 11 | 11 | 2011 | OP | 160 | 284 | 898000 | 632000 | 200 | 200 | 52.8 | 37.1 | 182 | 185 | M
5416 | Duke Energy Carolinas, LLC | 2720 | Buck | NC | 12 | 12 | 11 | 2011 | OP | 160 | 284 | 898000 | 632000 | 200 | 200 | 52.8 | 37.1 | 188 | 189 | M
5416 | Duke Energy Carolinas, LLC | 2720 | Buck | NC | 5 | 5 | 7 | 1941 | RE | 176 | 87 | 167200 | 75100 | 360 | 300 | 41 | 18
5416 | Duke Energy Carolinas, LLC | 2720 | Buck | NC | 6 | 6 | 7 | 1941 | RE | 176 | 87 | 167200 | 75100 | 360 | 300 | 41 | 18
5416 | Duke Energy Carolinas, LLC | 2720 | Buck | NC | 7 | 7 | 9 | 1942 | RE | 176 | 87 | 167200 | 75100 | 360 | 300 | 41 | 18
5416 | Duke Energy Carolinas, LLC | 2720 | Buck | NC | 8A | 8A | 9 | 1953 | OP | 216 | 50 | 201700 | 106700 | 284 | 240 | 67 | 35 | 304 | 262 | M
5416 | Duke Energy Carolinas, LLC | 2720 | Buck | NC | 8B | 8B | 9 | 1953 | OP | 216 | 50 | 201700 | 106700 | 284 | 240 | 67 | 35 | 316 | 265 | M
5416 | Duke Energy Carolinas, LLC | 2720 | Buck | NC | 9A | 9A | 12 | 1953 | OP | 216 | 50 | 201700 | 106700 | 284 | 240 | 67 | 35 | 301 | 254 | M
5416 | Duke Energy Carolinas, LLC | 2720 | Buck | NC | 9B | 9B | 12 | 1953 | OP | 216 | 50 | 201700 | 106700 | 284 | 240 | 67 | 35 | 304 | 249 | M
5416 | Duke Energy Carolinas, LLC | 2721 | Cliffside | NC | 1 | 1 | 7 | 1940 | RE | 154 | 87 | 167200 | 75100 | 360 | 300 | 41 | 18
5416 | Duke Energy Carolinas, LLC | 2721 | Cliffside | NC | 2 | 2 | 8 | 1940 | RE | 154 | 87 | 167200 | 75100 | 360 | 300 | 41 | 18
5416 | Duke Energy Carolinas, LLC | 2721 | Cliffside | NC | 3 | 3 | 5 | 1948 | RE | 159 | 87 | 237900 | 126600 | 310 | 255 | 58 | 31
5416 | Duke Energy Carolinas, LLC | 2721 | Cliffside | NC | 4 | 4 | 10 | 1948 | RE | 159 | 87 | 237900 | 126600 | 310 | 255 | 58 | 31
5416 | Duke Energy Carolinas, LLC | 2721 | Cliffside | NC | 5 | 5 | 6 | 1972 | RE | 500 | 341 | 1780000 | 890000 | 270 | 225 | 87 | 44
5416 | Duke Energy Carolinas, LLC | 2721 | Cliffside | NC | 5 | 5-6 | 10 | 2010 | OP | 550 | 491 | 1803513 | 902000 | 125 | 115 | 61 | 31 | 124 | 116 | M
5416 | Duke Energy Carolinas, LLC | 2721 | Cliffside | NC | 6 | 5-6 | 12 | 2012 | CO | 550 | 660 | 2611400 | 1306000 | 130 | 118 | 66 | 33
5416 | Duke Energy Carolinas, LLC | 2723 | Dan River | NC | 1 | 1 | 2 | 1949 | OP | 250 | 87 | 394102 | 182666 | 347 | 289 | 76 | 35 | 312 | 239 | M
5416 | Duke Energy Carolinas, LLC | 2723 | Dan River | NC | 2 | 2 | 3 | 1950 | OP | 250 | 87 | 394102 | 182666 | 347 | 289 | 76 | 35 | 294 | 273 | M
5416 | Duke Energy Carolinas, LLC | 2723 | Dan River | NC | 3A | 3A | 8 | 1955 | OP | 258 | 64 | 301053 | 141035 | 330 | 280 | 79 | 37 | 288 | 256 | M
5416 | Duke Energy Carolinas, LLC | 2723 | Dan River | NC | 3B | 3B | 8 | 1955 | OP | 258 | 64 | 301053 | 141035 | 330 | 280 | 79 | 37 | 288 | 251 | M
5416 | Duke Energy Carolinas, LLC | 2723 | Dan River | NC | 8 | 8 | 12 | 2012 | OP | 160 | 284 | 898000 | 632000 | 200 | 200 | 52.8 | 37.1 | 185 | 187 | E
5416 | Duke Energy Carolinas, LLC | 2723 | Dan River | NC | 9 | 9 | 12 | 2012 | OP | 160 | 284 | 898000 | 632000 | 200 | 200 | 52.8 | 37.1 | 185 | 187 | E
5416 | Duke Energy Carolinas, LLC | 2727 | Marshall | NC | 1 | 1 | 3 | 1965 | OP | 281 | 183 | 949000 | 501000 | 258 | 216 | 87 | 46 | 0 | 0 | M
5416 | Duke Energy Carolinas, LLC | 2727 | Marshall | NC | 2 | 2 | 4 | 1966 | OP | 281 | 183 | 949000 | 501000 | 258 | 216 | 87 | 46 | 0 | 0 | M
5416 | Duke Energy Carolinas, LLC | 2727 | Marshall | NC | 3 | 3 | 5 | 1969 | OP | 281 | 299 | 1615200 | 914700 | 256 | 221 | 90 | 51 | 0 | 0 | M
5416 | Duke Energy Carolinas, LLC | 2727 | Marshall | NC | 4 | 4 | 5 | 1970 | OP | 281 | 299 | 1615200 | 914700 | 256 | 221 | 90 | 51 | 0 | 0 | M
5416 | Duke Energy Carolinas, LLC | 2727 | Marshall | NC | 3A | C1-4 | 3 | 2007 | OP | 315 | 683 | 2500000 | 1250000 | 125 | 115 | 61 | 30.5 | 119 | 108 | M
5416 | Duke Energy Carolinas, LLC | 2727 | Marshall | NC | 4A | C1-4 | 10 | 2006 | OP | 315 | 683 | 2500000 | 1250000 | 125 | 115 | 60 | 30 | 121 | 112 | M
5416 | Duke Energy Carolinas, LLC | 2727 | Marshall | NC | CS1 | C1-4 | 5 | 2007 | OP | 315 | 683 | 2850000 | 1400000 | 120 | 115 | 70 | 34 | 117 | 108 | M
5416 | Duke Energy Carolinas, LLC | 2732 | Riverbend | NC | 10A | 10A | 11 | 1954 | OP | 327 | 63 | 304612 | 159954 | 323 | 271 | 80 | 50 | 311 | 282 | M
5416 | Duke Energy Carolinas, LLC | 2732 | Riverbend | NC | 10B | 10B | 11 | 1954 | OP | 327 | 63 | 304612 | 159954 | 323 | 271 | 80 | 50 | 316 | 280 | M
5416 | Duke Energy Carolinas, LLC | 2732 | Riverbend | NC | 7A | 7A | 10 | 1952 | OP | 327 | 57 | 240609 | 129722 | 327 | 269 | 71 | 38 | 312 | 281 | M
5416 | Duke Energy Carolinas, LLC | 2732 | Riverbend | NC | 7B | 7B | 10 | 1952 | OP | 327 | 57 | 240609 | 129722 | 327 | 269 | 71 | 38 | 323 | 285 | M
5416 | Duke Energy Carolinas, LLC | 2732 | Riverbend | NC | 8A | 8A | 11 | 1952 | OP | 327 | 57 | 240609 | 129722 | 327 | 269 | 71 | 38 | 321 | 277 | M
5416 | Duke Energy Carolinas, LLC | 2732 | Riverbend | NC | 8B | 8B | 11 | 1952 | OP | 327 | 57 | 240609 | 129722 | 327 | 269 | 71 | 38 | 331 | 290 | M
5416 | Duke Energy Carolinas, LLC | 2732 | Riverbend | NC | 9A | 9A | 8 | 1954 | OP | 327 | 63 | 304612 | 159954 | 323 | 271 | 80 | 50 | 316 | 291 | M
5416 | Duke Energy Carolinas, LLC | 2732 | Riverbend | NC | 9B | 9B | 8 | 1954 | OP | 327 | 63 | 304612 | 159954 | 323 | 271 | 80 | 50 | 320 | 297 | M
5416 | Duke Energy Carolinas, LLC | 3264 | W S Lee | SC | 3A | 3A | 12 | 1958 | OP | 213 | 50 | 248850 | 132500 | 282 | 247 | 83 | 44 | 298 | 267 | M
5416 | Duke Energy Carolinas, LLC | 3264 | W S Lee | SC | 3B | 3B | 12 | 1958 | OP | 213 | 50 | 248850 | 132500 | 282 | 247 | 83 | 44 | 303 | 269 | M
5416 | Duke Energy Carolinas, LLC | 3264 | W S Lee | SC | 1A | 1A | 3 | 1951 | OP | 213 | 50 | 166150 | 91050 | 291 | 215 | 55 | 30 | 330 | 294 | M
5416 | Duke Energy Carolinas, LLC | 3264 | W S Lee | SC | 1B | 1B | 3 | 1951 | OP | 213 | 50 | 166150 | 91050 | 291 | 215 | 55 | 30 | 322 | 294 | M
5416 | Duke Energy Carolinas, LLC | 3264 | W S Lee | SC | 2A | 2A | 7 | 1951 | OP | 213 | 50 | 166150 | 91050 | 291 | 215 | 55 | 30 | 357 | 292 | M
5416 | Duke Energy Carolinas, LLC | 3264 | W S Lee | SC | 2B | 2B | 7 | 1951 | OP | 213 | 50 | 166150 | 91050 | 291 | 215 | 55 | 30 | 322 | 300 | M
5416 | Duke Energy Carolinas, LLC | 8042 | Belews Creek | NC | 1 | 1 | 8 | 1974 | RE | 600 | 471 | 3200000 | 2198000 | 260 | 224 | 113 | 78
5416 | Duke Energy Carolinas, LLC | 8042 | Belews Creek | NC | 1A | 1A | 2 | 2008 | OP | 500 | 1017.36 | 2793780 | 1955282 | 126 | 118 | 45.8 | 32 | 125 | 119 | M
5416 | Duke Energy Carolinas, LLC | 8042 | Belews Creek | NC | 2 | 2 | 12 | 1975 | RE | 600 | 471 | 3200000 | 2198000 | 260 | 224 | 113 | 78
5416 | Duke Energy Carolinas, LLC | 8042 | Belews Creek | NC | 2A | 2A | 6 | 2008 | OP | 500 | 1017.36 | 2548197 | 2031442 | 127 | 120 | 41.7 | 33.2 | 125 | 120 | M
5511 | CCI Roseton LLC | 2480 | Danskammer Generating Station | NY | 1 | 1 | 12 | 1951 | OP | 220 | 113 | 200620 | 100310 | 300 | 275 | 30 | 15 | 260 | 250 | E
5511 | CCI Roseton LLC | 2480 | Danskammer Generating Station | NY | 2 | 2 | 9 | 1954 | OP | 220 | 113 | 200620 | 100310 | 300 | 275 | 30 | 15 | 260 | 250 | E
5511 | CCI Roseton LLC | 2480 | Danskammer Generating Station | NY | 3 | 3 | 8 | 1987 | OP | 240 | 70 | 441823 | 220912 | 272 | 260 | 90 | 45 | 260 | 250 | E
5511 | CCI Roseton LLC | 2480 | Danskammer Generating Station | NY | 4 | 4 | 2 | 1987 | OP | 240 | 124 | 785741 | 392871 | 260 | 260 | 90 | 45 | 260 | 250 | E
5511 | CCI Roseton LLC | 8006 | Roseton Generating Facility | NY | 1 | 1 | 12 | 1974 | OP | 260 | 415 | 1491000 | 745500 | 280 | 238 | 60 | 30 | 260 | 250 | E
5511 | CCI Roseton LLC | 8006 | Roseton Generating Facility | NY | 2 | 2 | 9 | 1974 | OP | 260 | 415 | 1491000 | 745500 | 280 | 238 | 60 | 30 | 260 | 250 | E
5517 | Dynegy Midwest Generation Inc | 889 | Baldwin Energy Complex | IL | 1 | 1 | 7 | 1970 | OP | 605 | 301 | 1730000 | 860000 | 300 | 273 | 96 | 33 | 183 | 202 | m
5517 | Dynegy Midwest Generation Inc | 889 | Baldwin Energy Complex | IL | 2 | 2 | 5 | 1973 | OP | 605 | 299 | 1730000 | 860000 | 300 | 273 | 96 | 33 | 291 | 284 | m
5517 | Dynegy Midwest Generation Inc | 889 | Baldwin Energy Complex | IL | 3 | 3 | 6 | 1975 | OP | 605 | 299 | 1919000 | 920000 | 268 | 228 | 107 | 51 | 186 | 181 | m
5517 | Dynegy Midwest Generation Inc | 891 | Havana | IL | 1 | 1 | 7 | 1947 | SB | 200 | 113 | 315300 | 157700 | 350 | 308 | 46 | 23 |  |  | e
5517 | Dynegy Midwest Generation Inc | 891 | Havana | IL | 2 | 2 | 11 | 1948 | SB | 225 | 113 | 315300 | 157700 | 350 | 308 | 46 | 23 |  |  | e
5517 | Dynegy Midwest Generation Inc | 891 | Havana | IL | 3 | 3 | 6 | 1950 | SB | 225 | 113 | 315300 | 157700 | 350 | 308 | 46 | 23 |  |  | e
5517 | Dynegy Midwest Generation Inc | 891 | Havana | IL | 6 | 6 | 6 | 1978 | OP | 500 | 314 | 1521000 | 900000 | 331 | 287 | 81 | 48 | 256 | 292 | m
5517 | Dynegy Midwest Generation Inc | 892 | Hennepin Power Station | IL | 1 | 1 | 6 | 1953 | OP | 275 | 165 | 882500 | 466000 | 288 | 258 | 89 | 47 | 367 | 353 | m
5517 | Dynegy Midwest Generation Inc | 897 | Vermilion | IL | 1 | 1 | 5 | 1955 | RE | 275 | 169 | 561100 | 290200 | 299 | 262 | 55 | 29
5517 | Dynegy Midwest Generation Inc | 898 | Wood River | IL | 1 | 1 | 11 | 1949 | RE | 235 | 189 | 568000 | 274000 | 329 | 277 | 50 | 24
5517 | Dynegy Midwest Generation Inc | 898 | Wood River | IL | 4 | 2 | 6 | 1954 | OP | 250 | 227 | 324000 | 166000 | 300 | 256 | 24 | 12 | 335 | 315 | m
5517 | Dynegy Midwest Generation Inc | 898 | Wood River | IL | 5 | 3 | 7 | 1964 | OP | 350 | 178 | 1090000 | 562000 | 292 | 242 | 103 | 53 | 299 | 269 | m
5580 | East Kentucky Power Coop, Inc | 54 | J K Smith | KY | 1 | 1 | 12 | 2014 | CN | 650 | 177 | 634000 | 317000 | 140 | 130 | 52.5 | 26.3
5580 | East Kentucky Power Coop, Inc | 1384 | Cooper | KY | 1 | 1 | 2 | 1965 | OP | 260 | 254 | 1125000 | 562500 | 310 | 280 | 74 | 37 | 225 | 273 | E
5580 | East Kentucky Power Coop, Inc | 1385 | Dale | KY | 1 | 1 | 6 | 1954 | OP | 150 | 113 | 208000 | 125000 | 320 | 260 | 31 | 18 | 263 | 234 | E
5580 | East Kentucky Power Coop, Inc | 1385 | Dale | KY | 2 | 2 | 6 | 1954 | OP | 150 | 113 | 291000 | 184000 | 340 | 300 | 43 | 27 | 312 | 283 | E
5580 | East Kentucky Power Coop, Inc | 6041 | H L Spurlock | KY | 1 | 1 | 9 | 1977 | RE | 805 | 177 | 1000000 | 619320 | 130 | 130 | 94 | 58 | 126 | 124 | E
5580 | East Kentucky Power Coop, Inc | 6041 | H L Spurlock | KY | 2 | 2 | 3 | 1981 | OP | 805 | 380 | 1750000 | 1000000 | 130 | 130 | 77 | 44 | 131 | 131 | E
5580 | East Kentucky Power Coop, Inc | 6041 | H L Spurlock | KY | 3 | 3 | 4 | 2005 | OP | 650 | 177 | 634000 | 317000 | 150 | 130 | 52.5 | 26.3 | 169 | 178 | E
5580 | East Kentucky Power Coop, Inc | 6041 | H L Spurlock | KY | 4 | 4 | 4 | 2009 | OP | 650 | 177 | 634000 | 317000 | 150 | 130 | 52.5 | 26.3 | 181 | 178 | E
5580 | East Kentucky Power Coop, Inc | 6041 | H L Spurlock | KY | 1 | 1B | 4 | 2009 | OP | 650 | 177 | 1020000 |  | 130 |  | 96.3 |  | 126 | 124 | E
5610 | Eastman Chemical Co-TN Ops | 50481 | Tennessee Eastman Operations | TN | 253-25 | 253-25 | 6 | 1966 | OP | 250 | 50 | 210000 | 105000 | 295 | 290 | 70 | 35 | 312 | 302 | M
5610 | Eastman Chemical Co-TN Ops | 50481 | Tennessee Eastman Operations | TN | 253-26 | 253-26 | 6 | 1966 | OP | 250 | 50 | 210000 | 105000 | 295 | 290 | 70 | 35 | 274 | 257 | M
5610 | Eastman Chemical Co-TN Ops | 50481 | Tennessee Eastman Operations | TN | 253-27 | 253-27 | 6 | 1967 | OP | 250 | 50 | 210000 | 105000 | 295 | 290 | 70 | 35 | 279 | 266 | M
5610 | Eastman Chemical Co-TN Ops | 50481 | Tennessee Eastman Operations | TN | 253-28 | 253-28 | 6 | 1970 | OP | 250 | 50 | 210000 | 105000 | 295 | 290 | 70 | 35 | 301 | 295 | M
5610 | Eastman Chemical Co-TN Ops | 50481 | Tennessee Eastman Operations | TN | 253-29 | 253-29 | 6 | 1972 | OP | 250 | 50 | 210000 | 105000 | 295 | 290 | 70 | 35 | 283 | 282 | M
5610 | Eastman Chemical Co-TN Ops | 50481 | Tennessee Eastman Operations | TN | 325-30 | 325-30 | 8 | 1982 | OP | 375 | 79 | 550000 | 275000 | 154 | 154 | 117 | 58.5 | 180 | 172 | M
5610 | Eastman Chemical Co-TN Ops | 50481 | Tennessee Eastman Operations | TN | 423-A | 423-A | 8 | 1991 | SB | 69 | 28 | 72336 | 36168 | 377 | 370 | 43 | 21 | 298 | 296 | M
5610 | Eastman Chemical Co-TN Ops | 50481 | Tennessee Eastman Operations | TN | 423-B | 423-B | 8 | 1991 | SB | 69 | 28 | 72336 | 36186 | 377 | 370 | 43 | 21 | 313 | 306 | M
5610 | Eastman Chemical Co-TN Ops | 50481 | Tennessee Eastman Operations | TN | 423-C | 423-C | 8 | 1991 | SB | 69 | 28 | 72336 | 36168 | 377 | 370 | 43 | 21 | 294 | 295 | M
5610 | Eastman Chemical Co-TN Ops | 50481 | Tennessee Eastman Operations | TN | B | B | 6 | 1947 | OP | 230 | 154 | 567000 | 283500 | 337 | 330 | 61 | 30.5 | 361 | 357 | M
5610 | Eastman Chemical Co-TN Ops | 50481 | Tennessee Eastman Operations | TN | C | C | 6 | 1959 | OP | 230 | 154 | 567000 | 283500 | 337 | 330 | 61 | 30.5 | 354 | 345 | M
5624 | RED-Rochester, LLC | 10025 | RED-Rochester, LLC | NY | 13/14 | 0258-1 | 6 | 1907 | OP | 108 | 201 | 359500 | 179750 | 390 | 390 | 50 | 25 | 390 | 390 | E
5624 | RED-Rochester, LLC | 10025 | RED-Rochester, LLC | NY | PB1 | 0258-1 | 6 | 1907 | SB | 30 | 283 | 359500 | 179750 | 390 | 390 | 50 | 25 | 390 | 390 | E
5624 | RED-Rochester, LLC | 10025 | RED-Rochester, LLC | NY | PB2 | 0258-1 | 6 | 1907 | SB | 108 | 201 | 359500 | 179750 | 390 | 390 | 50 | 25 | 390 | 390 | E
5624 | RED-Rochester, LLC | 10025 | RED-Rochester, LLC | NY | PB3 | 0258-1 | 6 | 1910 | SB | 109 | 333 | 678000 | 253000 | 300 | 300 | 62 | 23 | 300 | 300 | E
5624 | RED-Rochester, LLC | 10025 | RED-Rochester, LLC | NY | PB4 | 0258-1 | 6 | 1907 | SB | 109 | 333 | 678000 | 253000 | 300 | 300 | 62 | 23 | 300 | 300 | E
5624 | RED-Rochester, LLC | 10025 | RED-Rochester, LLC | NY | 15 | 0258-2 | 6 | 1910 | RE | 109 | 333 | 678000 | 253000 | 300 | 300 | 62 | 23
5624 | RED-Rochester, LLC | 10025 | RED-Rochester, LLC | NY | 16 | 0258-2 | 6 | 1907 | RE | 109 | 333 | 678000 | 253000 | 300 | 300 | 62 | 23
5624 | RED-Rochester, LLC | 10025 | RED-Rochester, LLC | NY | 41 | 0258-3 | 6 | 1984 | OP | 147 | 216 | 346000 | 173000 | 305 | 305 | 13 | 6 | 305 | 305 | E
5624 | RED-Rochester, LLC | 10025 | RED-Rochester, LLC | NY | 42 | 0258-3 | 6 | 1984 | OP | 159 | 214 | 346000 | 173000 | 305 | 305 | 13 | 6 | 305 | 305 | E
5624 | RED-Rochester, LLC | 10025 | RED-Rochester, LLC | NY | 43 | 0258-4 | 6 | 1986 | OP | 149 | 232 | 346000 | 173000 | 305 | 305 | 32 | 16 | 305 | 305 | E
5624 | RED-Rochester, LLC | 10025 | RED-Rochester, LLC | NY | 44 | 0258-4 | 6 | 1986 | OP | 54 | 243 | 346000 | 173000 | 305 | 305 | 32 | 16 | 305 | 305 | E
5695 | Desert Star Energy Center SDG&E | 55077 | Desert Star Energy Center | NV | 1 | 1 | 5 | 2000 | OP | 100 | 283 | 1059490 |  | 220 |  | 62 |  | 243 | 234 | M
5695 | Desert Star Energy Center SDG&E | 55077 | Desert Star Energy Center | NV | 2 | 2 | 5 | 2000 | OP | 100 | 283 | 1059490 |  | 220 |  | 62 |  | 265 | 246 | M
5701 | El Paso Electric Co | 2444 | Rio Grande | NM | 6 | 6 | 6 | 1957 | OP | 114 | 104 | 139955 | 81236 | 250 | 220 | 22 | 13 | 230 | 290 | E
5701 | El Paso Electric Co | 2444 | Rio Grande | NM | 7 | 7 | 6 | 1958 | OP | 114 | 104 | 118450 | 102983 | 280 | 265 | 19 | 17 | 260 | 270 | E
5701 | El Paso Electric Co | 2444 | Rio Grande | NM | 8 | 8 | 6 | 1972 | OP | 142 | 191 | 403589 | 246721 | 270 | 220 | 35 | 22 | 260 | 265 | E
5701 | El Paso Electric Co | 3456 | Newman | TX | 1 | 1 | 5 | 1960 | OP | 121 | 143 | 197327 | 72016 | 255 | 179 | 23 | 8 | 255 | 240 | E
5701 | El Paso Electric Co | 3456 | Newman | TX | 2 | 2 | 5 | 1963 | OP | 121 | 143 | 197327 | 72016 | 255 | 179 | 23 | 8 | 255 | 240 | E
5701 | El Paso Electric Co | 3456 | Newman | TX | 3 | 3 | 4 | 1966 | OP | 128 | 143 | 277968 | 160173 | 277 | 211 | 32 | 19 | 277 | 262 | E
5701 | El Paso Electric Co | 3456 | Newman | TX | 4 | 4 | 8 | 1975 | OP | 73 | 78 | 383000 |  | 350 |  | 76 |  | 382 | 370 | M
5701 | El Paso Electric Co | 3456 | Newman | TX | 4A | 4A | 8 | 1975 | OP | 73 | 78 | 383000 |  | 350 |  | 76 |  | 390 | 370 | M
5701 | El Paso Electric Co | 3456 | Newman | TX | 5 | 5 | 8 | 1975 | OP | 73 | 78 | 383000 |  | 350 |  | 76 |  | 390 | 370 | M
5701 | El Paso Electric Co | 3456 | Newman | TX | 5A | 5A | 8 | 1975 | OP | 73 | 78 | 383000 |  | 350 |  | 76 |  | 382 | 370 | M
5701 | El Paso Electric Co | 3456 | Newman | TX | CT3 | CT3 | 5 | 2009 | OP | 93 | 177 | 2300000 |  | 850 |  | 66 |  | 1070 | 1070 | M
5701 | El Paso Electric Co | 3456 | Newman | TX | CT4 | CT4 | 5 | 2009 | OP | 93 | 177 | 2300000 |  | 850 |  | 66 |  | 1070 | 1070 | M
5701 | El Paso Electric Co | 3456 | Newman | TX | HRSG3 | HRSG3 | 4 | 2011 | OP | 112 | 177 | 689201 | 426424 | 205.5 | 182.6 | 52.7 | 32.6 | 270 |  | M
5701 | El Paso Electric Co | 3456 | Newman | TX | HRSG4 | HRSG4 | 4 | 2011 | OP | 112 | 177 | 689201 | 426424 | 205.5 | 182.6 | 52.7 | 32.6 | 270 |  | M
5748 | Electric Energy Inc | 887 | Joppa Steam | IL | 1 | 1 | 10 | 1978 | OP | 550 | 254 | 1346000 | 673000 | 320 | 320 | 88 | 44 | 315 | 296 | E
5748 | Electric Energy Inc | 887 | Joppa Steam | IL | 2 | 2 | 10 | 1978 | OP | 550 | 254 | 1346000 | 673000 | 320 | 320 | 88 | 44 | 316 | 301 | E
5748 | Electric Energy Inc | 887 | Joppa Steam | IL | 3 | 3 | 10 | 1978 | OP | 550 | 254 | 1346000 | 673000 | 320 | 320 | 88 | 44 | 330 | 316 | E
5860 | Empire District Electric Co | 2076 | Asbury | MO | 1 | 1 | 6 | 1970 | OP | 400 | 133 | 613688 | 421715 | 292 | 268 | 77 | 53 | 340 | 319 | m
5860 | Empire District Electric Co | 2076 | Asbury | MO | 2 | 2 | 2 | 2015 | CO | 465 | 154 | 806354 | 554111 | 152 | 139 | 87 | 59
5860 | Empire District Electric Co | 7296 | State Line Combined Cycle | MO | 2-1 | 2-1 | 6 | 2001 | OP | 175 | 283 | 2243000 | 1575000 | 197 | 166 | 68 | 47 | 220 | 200 | e
5860 | Empire District Electric Co | 7296 | State Line Combined Cycle | MO | 2-2 | 2-2 | 6 | 2001 | OP | 175 | 283 | 2243000 | 1575000 | 197 | 166 | 73 | 51 | 230 | 210 | e
6035 | Exelon Power | 1589 | New Boston Generating Station | MA | 1 | 1 | 3 | 1993 | RE | 320 | 254 | 995440 | 500000 | 280 | 260 | 65 | 33
6035 | Exelon Power | 3159 | Cromby Generating Station | PA | 1 | 1 | 7 | 1954 | RE | 300 | 154 | 435000 | 231000 | 250 | 225 | 47 | 25
6035 | Exelon Power | 3159 | Cromby Generating Station | PA | 2 | 2 | 9 | 1955 | RE | 300 | 154 | 685000 | 400000 | 240 | 208 | 77 | 27
6035 | Exelon Power | 3161 | Eddystone Generating Station | PA | 1 | 1 | 2 | 1960 | RE | 248 | 269 | 850000 | 450000 | 290 | 255 | 53 | 28
6035 | Exelon Power | 3161 | Eddystone Generating Station | PA | 2 | 2 | 10 | 1960 | RE | 248 | 269 | 870000 | 425000 | 270 | 240 | 54 | 26
6035 | Exelon Power | 3161 | Eddystone Generating Station | PA | 3/4 | 3/4 | 9 | 1974 | OP | 248 | 452 | 2480000 | 1390000 | 500 | 450 | 91 | 51 | 324 | 0 | m
6035 | Exelon Power | 3169 | Schuylkill Generating Station | PA | 1RH | 1RH | 7 | 1958 | OP | 275 | 95 | 325000 | 189000 | 240 | 212 | 58 | 34 | 245 | 232 | E
6035 | Exelon Power | 3169 | Schuylkill Generating Station | PA | 1SH | 1SH | 7 | 1958 | OP | 275 | 95 | 325000 | 189000 | 240 | 212 | 58 | 34 | 245 | 232 | E
6035 | Exelon Power | 3453 | Mountain Creek | TX | 2 | 2 | 12 | 1945 | RE | 150 | 58 | 145450 |  | 270 | 220 | 43
6035 | Exelon Power | 3453 | Mountain Creek | TX | 3 | 3 | 5 | 1949 | RE | 150 | 104 | 340720 |  | 325 | 280 | 55
6035 | Exelon Power | 3453 | Mountain Creek | TX | 6A | 6A | 2 | 1956 | OP | 167 | 64 | 212730 | 135488 | 322 | 215 | 55 | 35 | 211 | 199 | M
6035 | Exelon Power | 3453 | Mountain Creek | TX | 6B | 6B | 2 | 1956 | OP | 167 | 64 | 212730 | 135488 | 322 | 215 | 55 | 35 | 244 | 233 | M
6035 | Exelon Power | 3453 | Mountain Creek | TX | 7A | 7A | 3 | 1958 | OP | 142 | 64 | 233090 | 157336 | 285 | 210 | 61 | 41 | 175 | 154 | M
6035 | Exelon Power | 3453 | Mountain Creek | TX | 7B | 7B | 3 | 1958 | OP | 142 | 64 | 233090 | 157336 | 285 | 210 | 61 | 41 | 209 | 183 | M
6035 | Exelon Power | 3453 | Mountain Creek | TX | 8 | 8 | 7 | 1967 | OP | 186 | 400 | 1458200 | 827237 | 280 | 210 | 61 | 35 | 478 | 473 | M
6035 | Exelon Power | 3491 | Handley | TX | 1A | 1 | 4 | 1948 | RE | 150 | 108 | 186000 | 82600 | 343 | 275 | 29 | 13
6035 | Exelon Power | 3491 | Handley | TX | 1B | 1 | 4 | 1948 | RE | 150 | 108 | 186000 | 82600 | 343 | 275 | 29 | 13
6035 | Exelon Power | 3491 | Handley | TX | 2 | 2 | 12 | 1950 | RE | 155 | 143 | 327000 | 171000 | 370 | 293 | 38 | 20
6035 | Exelon Power | 3491 | Handley | TX | 3A | 3A | 3 | 1963 | OP | 184 | 123 | 540000 | 276000 | 300 | 200 | 73 | 37 | 264 | 259 | M
6035 | Exelon Power | 3491 | Handley | TX | 3B | 3B | 7 | 1963 | OP | 184 | 123 | 540000 | 276000 | 300 | 200 | 73 | 37 | 226 | 218 | M
6035 | Exelon Power | 3491 | Handley | TX | 4 | 4 | 10 | 1976 | OP | 204 | 531 | 2130000 | 917000 | 670 | 475 | 67 | 29 | 467 | 459 | M
6035 | Exelon Power | 3491 | Handley | TX | 5 | 5 | 10 | 1977 | OP | 204 | 531 | 2130000 | 917000 | 670 | 475 | 67 | 29 | 479 | 471 | M
6035 | Exelon Power | 55139 | Wolf Hollow I LP | TX | STK1 | STK1 | 8 | 2003 | OP | 175 | 269 | 1306964 | 852265 | 200 | 200 | 45.8 | 45.8 | 199 | 199 | M
6035 | Exelon Power | 55139 | Wolf Hollow I LP | TX | STK2 | STK2 | 8 | 2003 | OP | 175 | 269 | 1306964 | 852265 | 200 | 200 | 45.8 | 45.8 | 199 | 199 | M
6041 | Entergy Power Ventures LP | 55664 | Harrison County Power Project | TX | STACK1 | STACK1 | 6 | 2003 | OP | 140 | 60 | 361694 | 258608 | 188 | 188 | 21.3 | 15.2 | 205 | 180 | E
6041 | Entergy Power Ventures LP | 55664 | Harrison County Power Project | TX | STACK2 | STACK2 | 6 | 2003 | OP | 140 | 60 | 361694 | 258608 | 188 | 188 | 7.4 | 15.2 | 205 | 180 | E
6090 | ExxonMobil Oil Corp | 50625 | ExxonMobil Beaumont Refinery | TX | 15 | 15 | 6 | 1954 | RE | 59 | 49 | 74000 | 37000 | 359 | 340 | 25 | 13
6090 | ExxonMobil Oil Corp | 50625 | ExxonMobil Beaumont Refinery | TX | 16 | 16 | 6 | 1956 | RE | 59 | 49 | 74000 | 37000 | 359 | 340 | 25 | 13
6090 | ExxonMobil Oil Corp | 50625 | ExxonMobil Beaumont Refinery | TX | 17 | 17 | 6 | 1956 | RE | 59 | 49 | 74000 | 37000 | 359 | 340 | 25 | 13
6090 | ExxonMobil Oil Corp | 50625 | ExxonMobil Beaumont Refinery | TX | 18 | 18 | 6 | 1957 | RE | 59 | 49 | 74000 | 37000 | 359 | 340 | 25 | 13
6090 | ExxonMobil Oil Corp | 50625 | ExxonMobil Beaumont Refinery | TX | 19 | 19 | 6 | 1960 | RE | 59 | 49 | 74000 | 37000 | 359 | 340 | 25 | 13
6090 | ExxonMobil Oil Corp | 50625 | ExxonMobil Beaumont Refinery | TX | 22 | 22 | 6 | 1976 | RE | 199 | 78 | 199000 | 143000 | 255 | 245 | 43 | 31
6090 | ExxonMobil Oil Corp | 50625 | ExxonMobil Beaumont Refinery | TX | 24 | 24 | 7 | 1993 | OP | 140 | 95 | 109690 | 54845 | 325 | 305 | 72 | 36 | 311 | 302 | M
6090 | ExxonMobil Oil Corp | 50625 | ExxonMobil Beaumont Refinery | TX | 32 | 32 | 6 | 1969 | RE | 83 | 79 | 194000 | 139000 | 255 | 245 | 41 | 29
6090 | ExxonMobil Oil Corp | 50625 | ExxonMobil Beaumont Refinery | TX | 33 | 33 | 6 | 1965 | OP | 83 | 79 | 190000 | 137000 | 230 | 221 | 40 | 29 | 285 | 267 | M
6090 | ExxonMobil Oil Corp | 50625 | ExxonMobil Beaumont Refinery | TX | 34 | 34 | 6 | 1966 | OP | 83 | 79 | 190000 | 137000 | 230 | 221 | 40 | 29 | 308 | 272 | M
6090 | ExxonMobil Oil Corp | 50625 | ExxonMobil Beaumont Refinery | TX | 41 | 41 | 6 | 2005 | OP | 125 | 314 | 1468586 | 936454 | 239 | 196 | 78 | 49.7 | 210 | 202 | M
6090 | ExxonMobil Oil Corp | 50625 | ExxonMobil Beaumont Refinery | TX | 42 | 42 | 5 | 2005 | OP | 125 | 314 | 1468586 | 936454 | 239 | 196 | 78 | 49.7 | 212 | 208 | M
6090 | ExxonMobil Oil Corp | 50625 | ExxonMobil Beaumont Refinery | TX | 43 | 43 | 12 | 2004 | OP | 125 | 314 | 1468586 | 936454 | 239 | 196 | 78 | 49.7 | 225 | 209 | M
6452 | Florida Power & Light Co | 609 | Cape Canaveral | FL | 1 | 1 | 4 | 1965 | RE | 397 | 271 | 960155 | 480077 | 275 | 275 | 59 | 30
6452 | Florida Power & Light Co | 609 | Cape Canaveral | FL | 2 | 2 | 5 | 1969 | RE | 397 | 257 | 924592 | 462296 | 275 | 275 | 60 | 30
6452 | Florida Power & Light Co | 610 | Cutler | FL | PCU5 | PCU5 | 6 | 1954 | OS | 150 | 177 | 402910 | 201455 | 275 | 275 | 38 | 19
6452 | Florida Power & Light Co | 610 | Cutler | FL | PCU6 | PCU6 | 6 | 1955 | OS | 150 | 154 | 434106 | 217053 | 275 | 275 | 47 | 23
6452 | Florida Power & Light Co | 617 | Port Everglades | FL | 1 | 1 | 5 | 1960 | OS | 344 | 154 | 554178 | 277089 | 290 | 214 | 60 | 30
6452 | Florida Power & Light Co | 617 | Port Everglades | FL | 2 | 2 | 4 | 1961 | OS | 344 | 154 | 554178 | 277089 | 290 | 214 | 60 | 30
6452 | Florida Power & Light Co | 617 | Port Everglades | FL | 3 | 3 | 6 | 1964 | OP | 343 | 257 | 970822 | 485411 | 275 | 214 | 63 | 32 | 295 | 295 | e
6452 | Florida Power & Light Co | 617 | Port Everglades | FL | 4 | 4 | 4 | 1965 | OP | 343 | 257 | 970822 | 485411 | 275 | 214 | 63 | 32 | 295 | 295 | e
6452 | Florida Power & Light Co | 619 | Riviera | FL | 3 | 3 | 5 | 1962 | RE | 298 | 201 | 748000 | 374000 | 275 | 214 | 62 | 31
6452 | Florida Power & Light Co | 619 | Riviera | FL | 4 | 4 | 3 | 1963 | RE | 275 | 201 | 748000 | 374000 | 275 | 214 | 62 | 31
6452 | Florida Power & Light Co | 620 | Sanford | FL | 3 | 3 | 5 | 1959 | OS | 302 | 71 | 417000 | 208500 | 275 | 214 | 98 | 49
6452 | Florida Power & Light Co | 620 | Sanford | FL | 4 | 4 | 7 | 1972 | RE | 400 | 289 | 969445 | 484722 | 275 | 214 | 56 | 28
6452 | Florida Power & Light Co | 621 | Turkey Point | FL | 1 | 1 | 6 | 1993 | OP | 400 | 257 | 970822 | 485411 | 275 | 275 | 63 | 31 | 290 | 290 | e
6452 | Florida Power & Light Co | 621 | Turkey Point | FL | 2 | 2 | 4 | 1968 | OP | 400 | 257 | 970822 | 485411 | 275 | 275 | 63 | 31 | 290 | 290 | e
6452 | Florida Power & Light Co | 6042 | Manatee | FL | 3C | 3C | 6 | 2005 | OP | 150 | 284 | 1004200 | 642688 | 202 | 161 | 59 | 37.9 | 195 | 195 | E
6452 | Florida Power & Light Co | 6042 | Manatee | FL | 3A | 3A | 6 | 2005 | OP | 150 | 284 | 1004200 | 642688 | 202 | 161 | 59 | 37.9 | 193 | 194 | E
6452 | Florida Power & Light Co | 6042 | Manatee | FL | 3B | 3B | 6 | 2005 | OP | 150 | 284 | 1004200 | 642688 | 202 | 161 | 59 | 37.9 | 211 | 212 | E
6452 | Florida Power & Light Co | 6042 | Manatee | FL | 3D | 3D | 6 | 2005 | OP | 150 | 284 | 1004200 | 642688 | 202 | 161 | 59 | 37.9 | 199 | 200 | E
6452 | Florida Power & Light Co | 6042 | Manatee | FL | 1 | 1 | 10 | 1976 | OP | 499 | 538 | 1806870 | 903435 | 307 | 300 | 56 | 28 | 320 | 320 | e
6452 | Florida Power & Light Co | 6042 | Manatee | FL | 2 | 2 | 12 | 1977 | OP | 499 | 538 | 1806870 | 903435 | 307 | 300 | 56 | 28 | 320 | 320 | e
6452 | Florida Power & Light Co | 6043 | Martin | FL | 1 | 1 | 12 | 1980 | OP | 499 | 538 | 1806870 | 903435 | 298 | 287 | 56 | 28 | 320 | 320 | e
6452 | Florida Power & Light Co | 6043 | Martin | FL | 2 | 2 | 6 | 1981 | OP | 499 | 538 | 1806870 | 903435 | 298 | 287 | 56 | 28 | 320 | 320 | e
6452 | Florida Power & Light Co | 6043 | Martin | FL | 8A | 8A | 6 | 2001 | OP | 120 | 26.7 | 1026581 | 656075 | 183 | 175 | 54.3 | 38.6 | 320 | 320 | e
6452 | Florida Power & Light Co | 6043 | Martin | FL | 8B | 8B | 6 | 2001 | OP | 120 | 26.7 | 1026581 | 656075 | 183 | 175 | 54.3 | 38.6 | 320 | 320 | e
6452 | Florida Power & Light Co | 6043 | Martin | FL | 8C | 8C | 6 | 2001 | OP | 120 | 26.7 | 1026581 | 656075 | 183 | 175 | 54.3 | 38.6 | 320 | 320 | e
6452 | Florida Power & Light Co | 6043 | Martin | FL | 8D | 8D | 12 | 2004 | OP | 120 | 26.7 | 1026581 | 656075 | 183 | 175 | 54.3 | 38.6 | 320 | 320 | e
6452 | Florida Power & Light Co | 6246 | Putnam | FL | 21 | 21 | 4 | 1978 | OP | 73 | 168 | 855000 |  | 330 |  | 84.8 |  | 320 | 320 | e
6452 | Florida Power & Light Co | 6246 | Putnam | FL | 22 | 22 | 4 | 1978 | OP | 73 | 168 | 855000 |  | 330 |  | 84.8 |  | 320 | 320 | e
6452 | Florida Power & Light Co | 6246 | Putnam | FL | 11 | 11 | 4 | 1978 | OP | 73 | 168 | 855000 |  | 300 |  | 84.8 |  | 320 | 320 | e
6452 | Florida Power & Light Co | 6246 | Putnam | FL | 12 | 12 | 4 | 1978 | OP | 73 | 168 | 855000 |  | 330 |  | 84.8 |  | 320 | 320 | e
6452 | Florida Power & Light Co | 56407 | West County Energy Center | FL | 11 | 11 | 8 | 2009 | OP | 150 | 31.4 | 1510529 | 914251 | 205 | 190 | 66 | 40 | 187 | 187 | e
6452 | Florida Power & Light Co | 56407 | West County Energy Center | FL | 12 | 12 | 8 | 2009 | OP | 150 | 31.4 | 1510529 | 914251 | 205 | 190 | 66 | 40 | 184 | 184 | e
6452 | Florida Power & Light Co | 56407 | West County Energy Center | FL | 13 | 13 | 8 | 2009 | OP | 150 | 31.4 | 1510529 | 914251 | 205 | 190 | 66 | 40 | 185 | 185 | e
6452 | Florida Power & Light Co | 56407 | West County Energy Center | FL | 21 | 21 | 11 | 2009 | OP | 150 | 31.4 | 1510529 | 914251 | 205 | 190 | 66 | 40 | 208 | 208 | e
6452 | Florida Power & Light Co | 56407 | West County Energy Center | FL | 22 | 22 | 11 | 2009 | OP | 150 | 31.4 | 1510529 | 914251 | 205 | 190 | 66 | 40 | 186 | 186 | e
6452 | Florida Power & Light Co | 56407 | West County Energy Center | FL | 23 | 23 | 11 | 2009 | OP | 150 | 31.4 | 1510529 | 914251 | 205 | 190 | 66 | 40 | 197 | 197 | e
6452 | Florida Power & Light Co | 56407 | West County Energy Center | FL | 31 | 31 | 5 | 2011 | OP | 150 | 31.4 | 1510529 | 914251 | 205 | 190 | 66 | 40 | 205 | 212 | m
6452 | Florida Power & Light Co | 56407 | West County Energy Center | FL | 32 | 32 | 5 | 2011 | OP | 150 | 31.4 | 1510529 | 914251 | 205 | 190 | 66 | 40 | 202 | 212 | m
6452 | Florida Power & Light Co | 56407 | West County Energy Center | FL | 33 | 33 | 5 | 2011 | OP | 150 | 31.4 | 1510529 | 914251 | 205 | 190 | 66 | 40 | 205 | 212 | m
6455 | Duke Energy Florida, Inc | 628 | Crystal River | FL | 1 | 1 | 10 | 1966 | OP | 499 | 177 | 1412460 | 711540 | 292 | 252 | 133 | 67 | 330 | 288 | M
6455 | Duke Energy Florida, Inc | 628 | Crystal River | FL | 2 | 2 | 11 | 1969 | OP | 503 | 201 | 1930000 | 988192 | 300 | 260 | 160 | 82 | 280 | 236 | M
6455 | Duke Energy Florida, Inc | 628 | Crystal River | FL | 4 | 4 | 4 | 2010 | OP | 600 | 512 | 2120000 | 1536000 | 130 | 125 | 69 | 50 | 171 | 159 | M
6455 | Duke Energy Florida, Inc | 628 | Crystal River | FL | 5 | 5 | 11 | 2009 | OP | 600 | 512 | 2120000 | 1536000 | 130 | 125 | 69 | 50 | 145 | 133 | M
6455 | Duke Energy Florida, Inc | 634 | P L Bartow | FL | 1 | 1 | 9 | 1958 | RE | 300 | 64 | 353280 | 176640 | 300 | 250 | 92 | 46
6455 | Duke Energy Florida, Inc | 634 | P L Bartow | FL | 2 | 2 | 9 | 1961 | RE | 300 | 64 | 353280 | 176640 | 300 | 250 | 92 | 46
6455 | Duke Energy Florida, Inc | 634 | P L Bartow | FL | 3 | 3 | 9 | 1963 | RE | 300 | 95 | 627000 | 313500 | 300 | 250 | 110 | 55
6455 | Duke Energy Florida, Inc | 634 | P L Bartow | FL | 4A | 4A | 6 | 2009 | OP | 120 | 254 | 1025256 | 719282 | 232 | 204 | 67 | 47 | 228 | 190 | E
6455 | Duke Energy Florida, Inc | 634 | P L Bartow | FL | 4B | 4B | 6 | 2009 | OP | 120 | 254 | 1025256 | 719282 | 232 | 204 | 67 | 47 | 228 | 190 | E
6455 | Duke Energy Florida, Inc | 634 | P L Bartow | FL | 4C | 4C | 6 | 2009 | OP | 120 | 254 | 1025256 | 719282 | 232 | 204 | 67 | 47 | 228 | 190 | E
6455 | Duke Energy Florida, Inc | 634 | P L Bartow | FL | 4D | 4D | 6 | 2009 | OP | 120 | 254 | 1025256 | 719282 | 232 | 204 | 67 | 47 | 228 | 190 | E
6455 | Duke Energy Florida, Inc | 638 | Suwannee River | FL | 2 | 2 | 11 | 1954 | OP | 110 | 38 | 118560 | 59280 | 330 | 320 | 52 | 26 | 282 | 262 | E
6455 | Duke Energy Florida, Inc | 638 | Suwannee River | FL | 3 | 3 | 10 | 1956 | OP | 135 | 46 | 267720 | 135240 | 310 | 290 | 97 | 49 | 293 | 280 | M
6455 | Duke Energy Florida, Inc | 638 | Suwannee River | FL | 1 | 1 | 11 | 1953 | OP | 110 | 38 | 118560 | 59280 | 315 | 310 | 52 | 26 | 337 | 321 | M
6455 | Duke Energy Florida, Inc | 8048 | Anclote | FL | 1 | 1 | 10 | 1974 | OP | 499 | 452 | 2820480 | 1464480 | 285 | 265 | 104 | 54 | 211 | 187 | M
6455 | Duke Energy Florida, Inc | 8048 | Anclote | FL | 2 | 1 | 10 | 1978 | OP | 499 | 452 | 2820480 | 1464480 | 285 | 265 | 104 | 54 | 208 | 193 | M
6526 | FirstEnergy Generation Corp | 2835 | FirstEnergy Ashtabula | OH | 4 | 4 | 12 | 1958 | OP | 373 | 227 | 700000 | 370000 | 255 | 255 | 51 | 27 | 255 | 245 | E
6526 | FirstEnergy Generation Corp | 2835 | FirstEnergy Ashtabula | OH | 5 | 5 | 6 | 1948 | RE | 400 | 363 | 1750000 | 896000 | 250 | 211 | 80 | 41
6526 | FirstEnergy Generation Corp | 2837 | FirstEnergy Eastlake | OH | 1 | 1 | 11 | 1979 | OP | 540 | 113 | 517000 | 256500 | 300 | 260 | 76 | 38 | 295 | 255 | E
6526 | FirstEnergy Generation Corp | 2837 | FirstEnergy Eastlake | OH | 2 | 1 | 4 | 1980 | OP | 540 | 113 | 517000 | 256500 | 300 | 260 | 76 | 38 | 295 | 255 | E
6526 | FirstEnergy Generation Corp | 2837 | FirstEnergy Eastlake | OH | 3 | 1 | 11 | 1980 | OP | 540 | 113 | 517000 | 256500 | 300 | 260 | 76 | 38 | 295 | 255 | E
6526 | FirstEnergy Generation Corp | 2837 | FirstEnergy Eastlake | OH | 4 | 1 | 3 | 1981 | OP | 540 | 201 | 913000 | 456500 | 300 | 260 | 76 | 38 | 295 | 255 | e
6526 | FirstEnergy Generation Corp | 2837 | FirstEnergy Eastlake | OH | 2A | 2 | 9 | 1972 | OP | 600 | 452 | 1762000 | 960000 | 285 | 236 | 65 | 35 | 280 | 232 | E
6526 | FirstEnergy Generation Corp | 2838 | FirstEnergy Lake Shore | OH | 2 | 2 | 9 | 1942 | RE | 268 | 113 | 230000 | 109100 | 265 | 200 | 34 | 16 | 260 | 205 | e
6526 | FirstEnergy Generation Corp | 2838 | FirstEnergy Lake Shore | OH | 4 | 4 | 7 | 1951 | RE | 268 | 113 | 268600 | 163600 | 255 | 235 | 40 | 24
6526 | FirstEnergy Generation Corp | 2838 | FirstEnergy Lake Shore | OH | 5 | 5 | 6 | 1962 | OP | 320 | 227 | 719600 | 388600 | 307 | 287 | 53 | 29 | 300 | 280 | E
6526 | FirstEnergy Generation Corp | 2864 | FirstEnergy R E Burger | OH | 1 | 1 | 5 | 1972 | RE | 850 | 363 | 2071744 | 973686 | 344 | 282 | 95 | 45
6526 | FirstEnergy Generation Corp | 2866 | FirstEnergy W H Sammis | OH | 1 | 1 | 5 | 1959 | RE | 504 | 346 | 1079724 | 575211 | 269 | 239 | 52 | 28
6526 | FirstEnergy Generation Corp | 2866 | FirstEnergy W H Sammis | OH | 2 | 2 | 5 | 1961 | RE | 504 | 314 | 1079724 | 575211 | 269 | 239 | 57 | 31
6526 | FirstEnergy Generation Corp | 2866 | FirstEnergy W H Sammis | OH | 5 | 3 | 12 | 1967 | RE | 850 | 255 | 940114 | 561000 | 267 | 254 | 62 | 37
6526 | FirstEnergy Generation Corp | 2866 | FirstEnergy W H Sammis | OH | 6A | 3 | 1 | 1969 | RE | 850 | 255 | 936782 | 524000 | 272 | 250 | 61 | 34
6526 | FirstEnergy Generation Corp | 2866 | FirstEnergy W H Sammis | OH | 6B | 3 | 1 | 1969 | RE | 850 | 255 | 936782 | 524000 | 272 | 250 | 61 | 34
6526 | FirstEnergy Generation Corp | 2866 | FirstEnergy W H Sammis | OH | 4 | 4 | 7 | 1971 | RE | 1000 | 562 | 1884393 | 1057000 | 272 | 250 | 56 | 31
6526 | FirstEnergy Generation Corp | 2866 | FirstEnergy W H Sammis | OH | CSA | CS | 1 | 2010 | OP | 850 | 32 | 2467135 | 1994871 | 125 | 121 | 53.3 | 41.3 | 125 | 120 | e
6526 | FirstEnergy Generation Corp | 2866 | FirstEnergy W H Sammis | OH | CSB | CS | 1 | 2010 | OP | 850 | 32 | 2625798 | 2051785 | 130 | 122 | 54.4 | 42.5 | 130 | 121 | e
6526 | FirstEnergy Generation Corp | 2866 | FirstEnergy W H Sammis | OH | CSC | CS | 1 | 2010 | OP | 850 | 32 | 2616085 | 1795502 | 130 | 121 | 54.2 | 37.2 | 130 | 120 | e
6526 | FirstEnergy Generation Corp | 2878 | FirstEnergy Bay Shore | OH | 1 | 1 | 9 | 2000 | OP | 302 | 113.1 | 557000 | 311200 | 307 | 256 | 22 | 12 | 306 | 255 | E
6526 | FirstEnergy Generation Corp | 2878 | FirstEnergy Bay Shore | OH | 5 | 5 | 3 | 1980 | RE | 469 | 415 | 1785333 | 1058666 | 265 | 265 | 72 | 43
6526 | FirstEnergy Generation Corp | 6094 | FirstEnergy Bruce Mansfield | PA | 1A | 1 | 4 | 1976 | OP | 950 | 284 | 1406997 | 732000 | 124 | 119 | 83 | 43 | 122 | 118 | E
6526 | FirstEnergy Generation Corp | 6094 | FirstEnergy Bruce Mansfield | PA | 1B | 1 | 4 | 1976 | OP | 950 | 284 | 1406997 | 732000 | 124 | 119 | 83 | 43 | 122 | 118 | E
6526 | FirstEnergy Generation Corp | 6094 | FirstEnergy Bruce Mansfield | PA | 2A | 1 | 10 | 1977 | OP | 950 | 284 | 1406997 | 732000 | 124 | 119 | 83 | 43 | 122 | 118 | E
6526 | FirstEnergy Generation Corp | 6094 | FirstEnergy Bruce Mansfield | PA | 2B | 1 | 10 | 1977 | OP | 950 | 284 | 1406997 | 732000 | 124 | 119 | 83 | 43 | 122 | 118 | E
6526 | FirstEnergy Generation Corp | 6094 | FirstEnergy Bruce Mansfield | PA | 3A | 2 | 9 | 1980 | OP | 600 | 284 | 1473459 | 732000 | 125 | 119 | 86 | 43 | 124 | 119 | E
6526 | FirstEnergy Generation Corp | 6094 | FirstEnergy Bruce Mansfield | PA | 3B | 2 | 9 | 1980 | OP | 600 | 284 | 1473459 | 732000 | 125 | 119 | 86 | 43 | 124 | 119 | E
6541 | Formosa Plastics Corp | 10554 | Formosa Utility Venture Ltd | TX | EPN7G | EPN7G | 4 | 2003 | OP | 90 | 177 | 769422 |  | 256 |  | 73 |  | 255 | 255 | E
6541 | Formosa Plastics Corp | 10554 | Formosa Utility Venture Ltd | TX | EPN7A | EPN7A | 4 | 1993 | OP | 90 | 177 | 742660 |  | 245 |  | 70 |  | 255 | 255 | E
6541 | Formosa Plastics Corp | 10554 | Formosa Utility Venture Ltd | TX | EPN7B | EPN7B | 7 | 1993 | OP | 90 | 177 | 732100 |  | 247 |  | 69 |  | 255 | 255 | E
6541 | Formosa Plastics Corp | 10554 | Formosa Utility Venture Ltd | TX | EPN7C | EPN7C | 9 | 1993 | OP | 90 | 177 | 741981 |  | 247 |  | 70 |  | 255 | 255 | E
6541 | Formosa Plastics Corp | 10554 | Formosa Utility Venture Ltd | TX | EPN7D | EPN7D | 5 | 1994 | OP | 90 | 177 | 782956 |  | 248 |  | 74 |  | 255 | 255 | E
6541 | Formosa Plastics Corp | 10554 | Formosa Utility Venture Ltd | TX | EPN7E | EPN7E | 10 | 1994 | OP | 90 | 177 | 778774 |  | 256 |  | 73 |  | 255 | 255 | E
6541 | Formosa Plastics Corp | 56708 | CFB Power Plant | TX | Z9001A | Z9001A | 4 | 2012 | OP | 316 | 95 | 485628 | 485628 | 250 | 250 | 65 | 65 | 245 | 245 | M
6541 | Formosa Plastics Corp | 56708 | CFB Power Plant | TX | Z9001B | Z9001B | 1 | 2012 | OP | 316 | 95 | 485628 | 485628 | 250 | 250 | 65 | 65 | 245 | 245 | M
6589 | Georgia-Pacific Consr Prods LP-Muskogee | 10362 | Muskogee Mill | OK | STK1 | STK1 | 6 | 1979 | OP | 260 | 79 | 204460 | 102230 | 330 | 330 | 36.4 | 18.2 | 360 | 300 | E
6589 | Georgia-Pacific Consr Prods LP-Muskogee | 10362 | Muskogee Mill | OK | STK3 | STK3 | 6 | 1984 | OP | 260 | 150 | 354600 | 177300 | 280 | 280 | 35 | 17.5 | 310 | 250 | E
6616 | Fort Pierce Utilities Authority | 658 | Henry D King | FL | 7 | 7 | 6 | 1963 | RE | 148 | 40 | 88247 | 47158 | 304 | 253 | 37 | 20
6616 | Fort Pierce Utilities Authority | 658 | Henry D King | FL | 8 | 8 | 6 | 1976 | RE | 150 | 50 | 191810 | 93905 | 288 | 247 | 64 | 32
6616 | Fort Pierce Utilities Authority | 56400 | Treasure Coast Energy Center | FL | STK-1 | STK-1 | 5 | 2008 | OP | 170 | 284 | 12960 |  | 166 | 167 | 52 | 36 | 193 | 193 | M
6693 | FPL Energy Marcus Hook LP | 55801 | FPL Energy Marcus Hook LP | PA | FLUE1 | STK1 | 12 | 2004 | OP | 275 | 314 | 1100000 | 749335 | 200 | 200 | 52.7 | 35.9 | 221 | 221 | M
6693 | FPL Energy Marcus Hook LP | 55801 | FPL Energy Marcus Hook LP | PA | FLUE2 | STK2 | 12 | 2004 | OP | 275 | 314 | 1100000 | 749335 | 200 | 200 | 52.7 | 35.9 | 215 | 223 | M
6693 | FPL Energy Marcus Hook LP | 55801 | FPL Energy Marcus Hook LP | PA | FLUE3 | STK3 | 12 | 2004 | OP | 275 | 314 | 1100000 | 749335 | 200 | 200 | 52.7 | 35.9 | 230 | 227 | M
6779 | City of Fremont - (NE) | 2240 | Lon Wright | NE | 6 | 6 | 1 | 1958 | OP | 176 | 50 | 105000 | 52500 | 300 | 275 | 38 | 19 | 275 | 275 | e
6779 | City of Fremont - (NE) | 2240 | Lon Wright | NE | 7 | 7 | 8 | 1963 | OP | 176 | 64 | 165000 | 82500 | 330 | 290 | 38 | 19 | 275 | 275 | e
6779 | City of Fremont - (NE) | 2240 | Lon Wright | NE | 8 | 8 | 4 | 1980 | OP | 196 | 79 | 189600 | 7500 | 300 | 273 | 40 | 20 | 306 | 306 | e
6844 | FPLE Forney LP | 55480 | Forney Energy Center | TX | 1 | 1 | 6 | 2003 | OP | 155 | 37 | 701667 | 525000 | 181 | 177 | 52.6 | 36.6 | 208 | 212 | M
6844 | FPLE Forney LP | 55480 | Forney Energy Center | TX | 2 | 2 | 6 | 2003 | OP | 155 | 37 | 701667 | 525000 | 181 | 177 | 52.6 | 36.6 | 195 | 191 | M
6844 | FPLE Forney LP | 55480 | Forney Energy Center | TX | 3 | 3 | 6 | 2003 | OP | 155 | 37 | 701667 | 525000 | 181 | 177 | 52.6 | 36.6 | 199 | 197 | M
6844 | FPLE Forney LP | 55480 | Forney Energy Center | TX | 4 | 4 | 6 | 2003 | OP | 155 | 37 | 701667 | 525000 | 181 | 177 | 52.6 | 36.6 | 216 | 216 | M
6844 | FPLE Forney LP | 55480 | Forney Energy Center | TX | 5 | 5 | 6 | 2006 | OP | 155 | 37 | 701667 | 525000 | 181 | 177 | 52.6 | 36.6 | 190 | 181 | M
6844 | FPLE Forney LP | 55480 | Forney Energy Center | TX | 6 | 6 | 6 | 2003 | OP | 155 | 37 | 701667 | 525000 | 181 | 177 | 52.6 | 36.6 | 186 | 185 | M
6909 | Gainesville Regional Utilities | 663 | Deerhaven Generating Station | FL | STK1 | STK1 | 5 | 1972 | OP | 300 | 95 | 363546 | 310000 | 261 | 230 | 69 | 58 | 210 | 193 | M
6909 | Gainesville Regional Utilities | 663 | Deerhaven Generating Station | FL | STK2 | STK2 | 6 | 1981 | OP | 350 | 269 | 1009051 | 880000 | 177 | 177 | 62 | 41 | 218 | 208 | M
6958 | City of Garland - (TX) | 3576 | Ray Olinger | TX | S1 | S1 | 7 | 1967 | OP | 81 | 64 | 282400 | 134800 | 320 | 298 | 74 | 35 | 263 | 263 | E
6958 | City of Garland - (TX) | 3576 | Ray Olinger | TX | S2 | S2 | 5 | 1971 | OP | 128 | 107 | 342300 | 172000 | 265 | 215 | 53 | 26 | 265 | 265 | E
6958 | City of Garland - (TX) | 3576 | Ray Olinger | TX | S3 | S3 | 12 | 1975 | OP | 146 | 59 | 433715 | 303059 | 275 | 254 | 145 | 97 | 275 | 275 | E
6958 | City of Garland - (TX) | 4266 | Spencer | TX | 1 | 1 | 6 | 1955 | RE | 47 | 18 | 46000 | 23500 | 410 | 375 | 43 | 22
6958 | City of Garland - (TX) | 4266 | Spencer | TX | 2 | 2 | 7 | 1955 | RE | 47 | 18 | 46000 | 23500 | 410 | 375 | 43 | 22
6958 | City of Garland - (TX) | 4266 | Spencer | TX | 3 | 3 | 6 | 1962 | RE | 54 | 28 | 91000 | 45000 | 341 | 165 | 53 | 26
6958 | City of Garland - (TX) | 4266 | Spencer | TX | 4 | 4 | 6 | 1966 | OP | 54 | 64 | 152000 | 76000 | 342 | 291 | 39 | 19 | 250 | 250 | E
6958 | City of Garland - (TX) | 4266 | Spencer | TX | 5 | 5 | 5 | 1973 | OP | 80 | 44 | 234240 | 202372 | 300 | 243 | 88 | 76 | 250 | 250 | E
7140 | Georgia Power Co | 703 | Bowen | GA | 1FLU | 1-2 | 10 | 1971 | OP | 1000 | 490 | 2004761 | 1156547 | 266 | 241 | 68 | 39 | 340 | 300 | E
7140 | Georgia Power Co | 703 | Bowen | GA | 2FLU | 1-2 | 9 | 1972 | OP | 1000 | 490 | 2004761 | 1156547 | 266 | 241 | 68 | 39 | 340 | 300 | E
7140 | Georgia Power Co | 703 | Bowen | GA | 1SFLU | 1-2S | 3 | 2010 | OP | 675 | 908 | 2600000 | 1300000 | 133 | 133 | 58 | 29 | 125 | 125 | E
7140 | Georgia Power Co | 703 | Bowen | GA | 2SFLU | 1-2S | 4 | 2009 | OP | 675 | 908 | 2600000 | 1300000 | 133 | 133 | 58 | 29 | 125 | 125 | E
7140 | Georgia Power Co | 703 | Bowen | GA | 3FLU | 3-4 | 12 | 1974 | OP | 1000 | 490 | 2611830 | 1465476 | 278 | 247 | 89 | 50 | 250 | 230 | E
7140 | Georgia Power Co | 703 | Bowen | GA | 4FLU | 3-4 | 11 | 1975 | OP | 1000 | 490 | 2611830 | 1465476 | 278 | 247 | 89 | 50 | 250 | 230 | E
7140 | Georgia Power Co | 703 | Bowen | GA | 3SFLU | 3-4S | 7 | 2008 | OP | 675 | 908 | 3200000 | 1600000 | 133 | 133 | 58 | 29 | 135 | 135 | E
7140 | Georgia Power Co | 703 | Bowen | GA | 4SFLU | 3-4S | 12 | 2008 | OP | 675 | 908 | 3200000 | 1600000 | 133 | 133 | 58 | 29 | 135 | 135 | E
7140 | Georgia Power Co | 708 | Hammond | GA | 6 | 5 | 7 | 2008 | OP | 675 | 855 | 2600000 | 1300000 | 133 | 133 | 51 | 25 | 170 | 115 | M
7140 | Georgia Power Co | 708 | Hammond | GA | 4 | 750 | 8 | 1976 | OP | 750 | 346 | 1183025 | 670076 | 297 | 248 | 57 | 32 | 280 | 265 | M
7140 | Georgia Power Co | 708 | Hammond | GA | 5 | 750 | 8 | 1976 | OP | 750 | 380 | 1892400 | 1785300 | 314 | 133 | 83 | 25 | 315 | 285 | M
7140 | Georgia Power Co | 709 | Harllee Branch | GA | 1 | 5 | 6 | 1978 | OP | 1000 | 398 | 1949000 | 1111000 | 250 | 230 | 82 | 46 | 275 | 250 | E
7140 | Georgia Power Co | 709 | Harllee Branch | GA | 2 | 5 | 12 | 1981 | OP | 1000 | 661 | 3040000 | 1730000 | 260 | 235 | 77 | 44 | 285 | 260 | E
7140 | Georgia Power Co | 710 | Jack McDonough | GA | 4A | 4A | 12 | 2011 | OP | 160 | 452 | 1433916 | 866044 | 184 | 183 | 52.9 | 31.9 | 185 | 184 | M
7140 | Georgia Power Co | 710 | Jack McDonough | GA | 4B | 4B | 12 | 2011 | OP | 160 | 452 | 1433916 | 866044 | 184 | 183 | 52.9 | 31.9 | 185 | 184 | M
7140 | Georgia Power Co | 710 | Jack McDonough | GA | 5A | 5A | 5 | 2012 | OP | 160 | 452 | 1433916 | 866044 | 184 | 183 | 52.9 | 31.9 | 185 | 184 | M
7140 | Georgia Power Co | 710 | Jack McDonough | GA | 5B | 5B | 5 | 2012 | OP | 160 | 452 | 1433916 | 866044 | 184 | 183 | 52.9 | 31.9 | 185 | 184 | M
7140 | Georgia Power Co | 710 | Jack McDonough | GA | 6A | 6A | 11 | 2012 | OP | 160 | 452 | 1433916 | 866044 | 184 | 183 | 52.9 | 31.9 | 185 | 184 | M
7140 | Georgia Power Co | 710 | Jack McDonough | GA | 6B | 6B | 11 | 2012 | OP | 160 | 452 | 1433916 | 866044 | 184 | 183 | 52.9 | 31.9 | 185 | 184 | M
7140 | Georgia Power Co | 710 | Jack McDonough | GA | 1 | S1-2 | 5 | 1975 | RE | 836 | 470 | 2120000 | 1208000 | 270 | 249 | 75 | 45
7140 | Georgia Power Co | 715 | McManus | GA | 1 | 1 | 11 | 1952 | OP | 185 | 141 | 635000 | 380000 | 300 | 250 | 75 | 45 | 320 | 320 | E
7140 | Georgia Power Co | 727 | Mitchell | GA | 1 | 1 | 1 | 1975 | OP | 500 | 346 | 751396 | 500000 | 300 | 260 | 32 | 21 | 278 | 248 | M
7140 | Georgia Power Co | 728 | Yates | GA | Y1S | Y1S | 10 | 1992 | OP | 256 | 133 | 406400 | 232000 | 126 | 107 | 51 | 30 | 130 | 105 | M
7140 | Georgia Power Co | 728 | Yates | GA | Y1S1 | Y25S | 6 | 1974 | OP | 830 | 212 | 917905 | 471509 | 260 | 222 | 72 | 37 | 272 | 258 | M
7140 | Georgia Power Co | 728 | Yates | GA | Y1S2 | Y25S | 6 | 1974 | OP | 830 | 167 | 501208 | 362437 | 285 | 261 | 68 | 36 | 300 | 280 | M
7140 | Georgia Power Co | 728 | Yates | GA | Y2S1 | Y67S | 7 | 1974 | OP | 805 | 210 | 1055360 | 527680 | 279 | 242 | 84 | 42 | 270 | 245 | M
7140 | Georgia Power Co | 728 | Yates | GA | Y2S2 | Y67S | 4 | 1974 | OP | 805 | 196 | 1055360 | 527680 | 279 | 242 | 84 | 42 | 270 | 245 | M
7140 | Georgia Power Co | 733 | Kraft | GA | 1 | 1 | 6 | 1979 | OP | 275 | 380 | 999505 | 549703 | 285 | 285 | 46 | 28 | 285 | 227 | M
7140 | Georgia Power Co | 6052 | Wansley | GA | 1 | 1 | 12 | 1976 | OP | 1000 | 491 | 2401627 | 1352853 | 315 | 284 | 67 | 35 | 314 | 282 | E
7140 | Georgia Power Co | 6052 | Wansley | GA | 2 | 1 | 4 | 1978 | OP | 1000 | 491 | 2401627 | 1352853 | 315 | 284 | 66 | 33 | 310 | 292 | E
7140 | Georgia Power Co | 6052 | Wansley | GA | 1S | 1S | 10 | 2008 | OP | 675 | 908 | 3200000 | 1600000 | 133 | 133 | 58 | 29 | 134 | 134 | E
7140 | Georgia Power Co | 6052 | Wansley | GA | 2S | 1S | 2 | 2009 | OP | 675 | 908 | 3200000 | 1600000 | 133 | 133 | 58 | 29 | 134 | 134 | E
7140 | Georgia Power Co | 6124 | McIntosh | GA | 1 | 1 | 6 | 1979 | OP | 400 | 104 | 495632 | 297379 | 307 | 278 | 79 | 48 | 290 | 260 | E
7140 | Georgia Power Co | 6257 | Scherer | GA | 1 | 1-2 | 3 | 1982 | OP | 1000 | 572 | 2615331 | 1528928 | 278 | 253 | 76 | 45 | 215 | 175 | E
7140 | Georgia Power Co | 6257 | Scherer | GA | 2 | 1-2 | 2 | 1984 | OP | 1000 | 572 | 2615331 | 1528928 | 278 | 253 | 76 | 45 | 215 | 175 | E
7140 | Georgia Power Co | 6257 | Scherer | GA | 1S | 1-2S | 4 | 2014 | CO | 870 | 908 | 3100000 | 1550000 | 133 | 133 | 57 | 28.5
7140 | Georgia Power Co | 6257 | Scherer | GA | 2S | 1-2S | 8 | 2013 | CO | 870 | 908 | 3100000 | 1550000 | 133 | 133 | 57 | 28.5
7140 | Georgia Power Co | 6257 | Scherer | GA | 3 | 3-4 | 2 | 1987 | OP | 1000 | 572 | 2719450 | 1733200 | 262 | 242 | 79 | 50 | 220 | 180 | E
7140 | Georgia Power Co | 6257 | Scherer | GA | 4 | 3-4 | 2 | 1989 | OP | 1000 | 572 | 2719450 | 1733200 | 262 | 242 | 79 | 50 | 230 | 190 | E
7140 | Georgia Power Co | 6257 | Scherer | GA | 3S | 3-4S | 4 | 2011 | OP | 847 | 908 | 3100000 | 1550000 | 133 | 133 | 57 | 28.5 | 139 | 136 | E
7140 | Georgia Power Co | 6257 | Scherer | GA | 4S | 3-4S | 8 | 2012 | OP | 847 | 908 | 3100000 | 1550000 | 133 | 133 | 57 | 28.5 | 139 | 136 | E
7140 | Georgia Power Co | 56150 | McIntosh Combined Cycle Facility | GA | 10A | 10A | 6 | 2005 | OP | 160 | 284 | 1030000 | 1030000 | 287 | 287 | 75 | 75 | 190 | 175 | M
7140 | Georgia Power Co | 56150 | McIntosh Combined Cycle Facility | GA | 10B | 10B | 6 | 2005 | OP | 160 | 284 | 1030000 | 1030000 | 287 | 287 | 75 | 75 | 190 | 175 | M
7140 | Georgia Power Co | 56150 | McIntosh Combined Cycle Facility | GA | 11A | 11A | 6 | 2005 | OP | 160 | 284 | 1030000 | 1030000 | 287 | 287 | 75 | 75 | 190 | 175 | M
7140 | Georgia Power Co | 56150 | McIntosh Combined Cycle Facility | GA | 11B | 11B | 6 | 2005 | OP | 160 | 284 | 1030000 | 1030000 | 287 | 287 | 75 | 75 | 190 | 175 | M
7172 | Georgia-PacificCedar Springs LLC | 54101 | Georgia-Pacific Cedar Springs | GA | PB1 | PB1 | 12 | 2000 | OP | 349 | 133 | 240000 | 120000 | 150 | 150 | 35 | 25 | 150 | 150 | E
7172 | Georgia-PacificCedar Springs LLC | 54101 | Georgia-Pacific Cedar Springs | GA | PB2 | PB2 | 6 | 1999 | OP | 349 | 133 | 240000 | 120000 | 150 | 150 | 35 | 25 | 150 | 150 | E
7172 | Georgia-PacificCedar Springs LLC | 54101 | Georgia-Pacific Cedar Springs | GA | RB1 | RB1 | 1 | 1963 | OP | 251 | 64 | 3000 | 1500 | 390 | 350 | 4.7 | 2.4 | 390 | 390 | M
7172 | Georgia-PacificCedar Springs LLC | 54101 | Georgia-Pacific Cedar Springs | GA | RB2 | RB2 | 1 | 1963 | OP | 251 | 64 | 3000 | 1500 | 390 | 350 | 4.7 | 2.4 | 390 | 390 | M
7172 | Georgia-PacificCedar Springs LLC | 54101 | Georgia-Pacific Cedar Springs | GA | RB3N | RB3N | 6 | 1974 | OP | 251 | 64 | 3000 | 1500 | 390 | 350 | 4.7 | 2.4 | 390 | 390 | M
7172 | Georgia-PacificCedar Springs LLC | 54101 | Georgia-Pacific Cedar Springs | GA | RBC | RBC | 6 | 1974 | OP | 251 | 64 | 3000 | 1500 | 390 | 350 | 4.7 | 2.4 | 390 | 390 | M
7294 | City of Glendale | 377 | Grayson | CA | 3 | 3 | 12 | 1953 | OP | 72 | 28 | 91000 | 42000 | 321 | 248 | 54 | 25 | 350 | 350 | E
7294 | City of Glendale | 377 | Grayson | CA | 4 | 4 | 9 | 1959 | OP | 89 | 50 | 167000 | 111000 | 338 | 278 | 56 | 37 | 350 | 350 | E
7294 | City of Glendale | 377 | Grayson | CA | 5 | 5 | 11 | 1964 | OP | 89 | 50 | 160000 | 81000 | 338 | 278 | 54 | 27 | 350 | 350 | e
7294 | City of Glendale | 377 | Grayson | CA | 8A | 8A | 7 | 1977 | OP | 80 | 97 | 370000 | 305000 | 403 | 395 | 64 | 53 | 395 | 411 | e
7294 | City of Glendale | 377 | Grayson | CA | 8BC | 8BC | 7 | 1977 | OP | 80 | 238 | 827000 | 693000 | 414 | 407 | 58 | 48 | 395 | 410 | e
7349 | Golden Spread Electric Cooperative, Inc | 55065 | Mustang Station | TX | HRSG1 | HRSG1 | 4 | 2000 | OP | 118 | 255 | 1300500 | 1071000 | 215 | 200 | 85 | 70 | 242 | 239 | E
7349 | Golden Spread Electric Cooperative, Inc | 55065 | Mustang Station | TX | HRSG2 | HRSG2 | 4 | 2000 | OP | 118 | 255 | 1300500 | 1071000 | 215 | 200 | 85 | 70 | 236 | 230 | E
7490 | Grand River Dam Authority | 165 | GRDA | OK | 1 | 1 | 1 | 1982 | OP | 504 | 314 | 1706162 | 983717 | 250 | 226 | 90 | 52 | 293 | 266 | M
7490 | Grand River Dam Authority | 165 | GRDA | OK | 2 | 2 | 4 | 1986 | OP | 504 | 314 | 1501043 | 750522 | 140 | 140 | 80 | 40 | 194 | 187 | M
7564 | Grays Ferry Cogen Partnership | 54785 | Grays Ferry Cogeneration | PA | 1CT | 1CT | 1 | 1997 | OP | 262 | 254 | 885381 | 807500 | 187 | 200 | 58 | 53
7564 | Grays Ferry Cogen Partnership | 54785 | Grays Ferry Cogeneration | PA | B25 | B25 | 1 | 1997 | OP | 255 | 87 | 47798 | 24657 | 280 | 255 | 9.1 | 4.8
7570 | Great River Energy | 2824 | Stanton | ND | 1 | 1 | 5 | 1967 | OP | 255 | 177 | 510000 | 300000 | 270 | 242 | 48 | 28 | 260 | 260 | e
7570 | Great River Energy | 6030 | Coal Creek | ND | 1 | 1 | 8 | 1979 | OP | 675 | 527 | 1980000 | 1230000 | 210 | 200 | 87 | 54 | 159 | 169 | m
7570 | Great River Energy | 6030 | Coal Creek | ND | 2 | 2 | 7 | 1981 | OP | 675 | 661 | 1980000 | 1230000 | 210 | 200 | 87 | 54 | 157 | 171 | m
7597 | Green Country OP Services LLC | 55146 | Green Country Energy LLC | OK | UNIT1 | UNIT1 | 2 | 2002 | OP | 150 | 254 | 928437 | 735735 | 190 | 189 | 60.8 | 48.1 | 208 | 205 | M
7597 | Green Country OP Services LLC | 55146 | Green Country Energy LLC | OK | UNIT2 | UNIT2 | 2 | 2002 | OP | 150 | 254 | 928437 | 735735 | 190 | 189 | 60.8 | 48.1 | 200 | 204 | M
7597 | Green Country OP Services LLC | 55146 | Green Country Energy LLC | OK | UNIT3 | UNIT3 | 2 | 2002 | OP | 150 | 254 | 928437 | 735735 | 190 | 189 | 60.8 | 48.1 | 202 | 204 | M
7724 | GWF Energy LLC | 55933 | Tracy Combined Cycle Power Plant | CA | 3Y0303 | 3Y0303 | 11 | 2012 | OP | 150 | 227 | 676741 | 491392 | 206 | 196 | 49.7 | 39 | 194 | 180 | E
7724 | GWF Energy LLC | 55933 | Tracy Combined Cycle Power Plant | CA | 4Y0403 | 4Y0403 | 11 | 2012 | OP | 150 | 227 | 676741 | 491392 | 206 | 196 | 49.7 | 39 | 194 | 180 | E
7801 | Gulf Power Co | 641 | Crist | FL | 1 | 1 | 6 | 1976 | OP | 450 | 254 | 801995 | 419794 | 289 | 255 | 53 | 28 | 266 | 266 | E
7801 | Gulf Power Co | 641 | Crist | FL | 2 | 2 | 5 | 1970 | OP | 450 | 421 | 2462778 | 1342876 | 320 | 231 | 97 | 53 | 294 | 294 | E
7801 | Gulf Power Co | 641 | Crist | FL | 3 | 3 | 12 | 2009 | OP | 490 | 962 | 3282000 | 1789572 | 131 | 95 | 57 | 31 | 120 | 120 | E
7801 | Gulf Power Co | 643 | Lansing Smith | FL | 1 | 1 | 6 | 1965 | OP | 200 | 255 | 984400 | 529400 | 263 | 233 | 65 | 35 | 241 | 241 | E
7801 | Gulf Power Co | 643 | Lansing Smith | FL | 4 | 4 | 4 | 2002 | OP | 121 | 222 | 981334 | 981334 | 186 | 186 | 74 | 74 | 171 | 171 | E
7801 | Gulf Power Co | 643 | Lansing Smith | FL | 5 | 5 | 4 | 2002 | OP | 121 | 222 | 981334 | 981334 | 186 | 186 | 74 | 74 | 171 | 171 | E
7869 | Hermiston Power Partnership | 55328 | Hermiston Power Partnership | OR | STK 1 | STK 1 | 8 | 2002 | OP | 195 | 253 | 870000 | 560000 | 185 | 185 | 57.3 | 36.9 | 177 | 180 | M
7869 | Hermiston Power Partnership | 55328 | Hermiston Power Partnership | OR | STK 2 | STK 2 | 8 | 2002 | OP | 195 | 253 | 870000 | 560000 | 185 | 185 | 57.3 | 36.9 | 179 | 169 | M
7977 | City of Hamilton - (OH) | 2917 | Hamilton | OH | 1 | 1 | 6 | 1971 | OP | 68 | 13 | 51390 | 27200 | 324 | 300 | 66 | 34 | 260 | 250 | M
7977 | City of Hamilton - (OH) | 2917 | Hamilton | OH | 7 | 7 | 8 | 1960 | OP | 77 | 35 | 87131 | 46100 | 360 | 340 | 41 | 22 | 260 | 250 | M
7977 | City of Hamilton - (OH) | 2917 | Hamilton | OH | 8 | 8 | 9 | 1966 | OP | 163 | 44 | 144000 | 56600 | 325 | 300 | 40 | 21 | 356 | 297 | M
7977 | City of Hamilton - (OH) | 2917 | Hamilton | OH | 9 | 9 | 10 | 1975 | OP | 167 | 83 | 253000 | 161000 | 328 | 305 | 47 | 34 | 199 | 268 | M
7977 | City of Hamilton - (OH) | 2917 | Hamilton | OH | HRB | HRB | 6 | 1971 | SB | 72 | 64 | 331000 | 331000 | 385 | 385 | 41 | 22 | 350 | 330 | M
8245 | City of Hastings - (NE) | 60 | Whelan Energy Center | NE | 2 | 2 | 5 | 2011 | OP | 275 | 167 | 800969 | 544383 | 176 | 170 | 79.8 | 54.3 | 175 | 172 | E
8245 | City of Hastings - (NE) | 60 | Whelan Energy Center | NE | 1 | 1 | 7 | 1981 | OP | 265 | 79 | 318000 | 159000 | 290 | 241 | 71.6 | 35.8 | 290 | 250 | E
9191 | Idaho Power Co | 57028 | Langley Gulch Power Plant | ID | 1 | 1 | 6 | 2012 | OP | 160 | 271 | 952053 | 673263 | 190 | 183 | 59 | 41 | 190 | 190 | e
9216 | Imperial Irrigation District | 389 | El Centro | CA | 3 | 3 | 11 | 1957 | RE | 99 | 92 | 182800 | 124500 | 321 | 279 | 41 | 28
9216 | Imperial Irrigation District | 389 | El Centro | CA | 4 | 4 | 8 | 1968 | OP | 107 | 64 | 237000 | 145000 | 269 | 227 | 62 | 38 | 300 | 251 | E
9231 | City of Independence - (MO) | 2132 | Blue Valley | MO | 1 | 1 | 4 | 1958 | OP | 150 | 23 | 100000 | 50000 | 300 | 270 | 51 | 30 | 400 | 300 | E
9231 | City of Independence - (MO) | 2132 | Blue Valley | MO | 2 | 2 | 5 | 1958 | OP | 150 | 23 | 100000 | 50000 | 300 | 270 | 51 | 30 | 400 | 300 | E
9231 | City of Independence - (MO) | 2132 | Blue Valley | MO | 3 | 3 | 6 | 1965 | OP | 250 | 36 | 209185 | 110000 | 311 | 270 | 65 | 40 | 400 | 300 | E
9267 | Hoosier Energy R E C, Inc | 1043 | Frank E Ratts | IN | 1 | 1 | 5 | 1970 | OP | 300 | 95 | 361000 | 203000 | 282 | 240 | 64 | 50 | 257 | 252 | M
9267 | Hoosier Energy R E C, Inc | 1043 | Frank E Ratts | IN | 2 | 2 | 5 | 1970 | OP | 300 | 95 | 361000 | 203000 | 282 | 240 | 65 | 50 | 261 | 250 | M
9267 | Hoosier Energy R E C, Inc | 6213 | Merom | IN | A | ST | 9 | 1983 | OP | 704 | 284 | 1755854 | 887517 | 177 | 177 | 103 | 52 | 124 | 128 | M
9267 | Hoosier Energy R E C, Inc | 6213 | Merom | IN | B | ST | 2 | 1982 | OP | 704 | 284 | 1755854 | 887517 | 177 | 177 | 103 | 52 | 124 | 130 | M
9269 | Indiana-Kentucky Electric Corp | 983 | Clifty Creek | IN | 1 | 1 | 4 | 1979 | OP | 983 | 408 | 2695000 | 1337500 | 350 | 350 | 110 | 55 | 319 | 303 | M
9269 | Indiana-Kentucky Electric Corp | 983 | Clifty Creek | IN | 13 | 14 | 3 | 2013 | CO | 982 | 763 | 2267282 | 1278166 | 133 | 124 | 50 | 28
9269 | Indiana-Kentucky Electric Corp | 983 | Clifty Creek | IN | 46 | 14 | 5 | 2013 | CO | 982 | 763 | 2322875 | 1309062 | 132 | 124 | 51 | 29
9269 | Indiana-Kentucky Electric Corp | 983 | Clifty Creek | IN | 2 | 2 | 12 | 1978 | OP | 983 | 408 | 2695000 | 1337500 | 350 | 350 | 110 | 55 | 312 | 286 | M
9273 | Indianapolis Power & Light Co | 990 | Harding Street | IN | 10 | 10 | 6 | 1947 | SB | 209 | 44 | 164000 | 82300 | 400 | 250 | 61 | 37 | 400 | 350 | e
9273 | Indianapolis Power & Light Co | 990 | Harding Street | IN | 50 | 50 | 6 | 1958 | SB | 262 | 28 | 420000 | 240000 | 312 | 250 | 250 | 143 | 312 | 300 | E
9273 | Indianapolis Power & Light Co | 990 | Harding Street | IN | 60 | 60 | 6 | 1961 | OP | 262 | 28 | 420000 | 240000 | 312 | 250 | 250 | 143 | 312 | 300 | E
9273 | Indianapolis Power & Light Co | 990 | Harding Street | IN | 70 | 70 | 6 | 1973 | OP | 565 | 314 | 1465000 | 866000 | 125 | 125 | 78 | 46 | 315 | 300 | e
9273 | Indianapolis Power & Light Co | 990 | Harding Street | IN | 70FGD | 70FGD | 9 | 2007 | OP | 565 | 531 | 1700000 | 866000 | 125 | 125 | 54.1 | 27.2 | 125 | 125 | e
9273 | Indianapolis Power & Light Co | 990 | Harding Street | IN | 9 | 9 | 6 | 1942 | OP | 209 | 44 | 164000 | 82300 | 400 | 250 | 61 | 37 | 400 | 350 | E
9273 | Indianapolis Power & Light Co | 991 | Eagle Valley | IN | 1 | 1 | 2 | 1949 | SB | 250 | 154 | 370000 | 190000 | 370 | 348 | 45 | 30 | 380 | 350 | E
9273 | Indianapolis Power & Light Co | 991 | Eagle Valley | IN | 2 | 2 | 11 | 1951 | OP | 281 | 177 | 545000 | 320000 | 400 | 348 | 51 | 30 | 380 | 350 | E
9273 | Indianapolis Power & Light Co | 991 | Eagle Valley | IN | 3 | 3 | 12 | 1953 | OP | 281 | 254 | 876000 | 450000 | 380 | 348 | 57 | 30 | 380 | 350 | E
9273 | Indianapolis Power & Light Co | 994 | AES Petersburg | IN | 1B | 1 | 5 | 1967 | OP | 553 | 491 | 990000 | 690000 | 307 | 290 | 34 | 23 | 231 | 221 | M
9273 | Indianapolis Power & Light Co | 994 | AES Petersburg | IN | 1S | 2 | 3 | 1996 | OP | 612 | 183 | 810000 | 575000 | 125 | 124 | 74 | 52 | 124 | 117 | M
9273 | Indianapolis Power & Light Co | 994 | AES Petersburg | IN | 2B | 2 | 9 | 1995 | OP | 612 | 314 | 1450000 | 990000 | 295 | 295 | 77 | 53 | 165 | 188 | M
9273 | Indianapolis Power & Light Co | 994 | AES Petersburg | IN | 2S | 2 | 3 | 1996 | OP | 596 | 333 | 1425000 | 975000 | 123 | 120 | 71 | 49 | 116 | 112 | M
9273 | Indianapolis Power & Light Co | 994 | AES Petersburg | IN | 3 | 3 | 11 | 1977 | OP | 615 | 380 | 2000000 | 1200000 | 166 | 160 | 88 | 53 | 130 | 120 | M
9273 | Indianapolis Power & Light Co | 994 | AES Petersburg | IN | 4 | 4 | 4 | 1986 | OP | 615 | 380 | 1900000 | 1000000 | 150 | 142 | 83 | 44 | 154 | 142 | M
9303 | Verso Bucksport LLC | 50243 | Verso Paper | ME | 6 | 6 | 1 | 1966 | OP | 269 | 57 | 506292 |  | 320 | 320 | 67.5 |  | 320 | 320 | E
9303 | Verso Bucksport LLC | 50243 | Verso Paper | ME | 7 | 7 | 1 | 1984 | OP | 362 | 87 | 506292 |  | 350 | 350 | 67.5 |  | 350 | 350 | E
9312 | IPC-Mansfield Mill | 54091 | Mansfield Mill | LA | HRSGF | HRSGS | 8 | 1995 | OP | 75 | 50 | 343924 | 180000 | 310 | 300 | 54.5 | 30 | 342 | 355 | m
9312 | IPC-Mansfield Mill | 54091 | Mansfield Mill | LA | PB1F | PB1S | 10 | 1981 | OP | 262.5 | 70 | 354000 | 190000 | 410 | 390 | 85 | 50 | 375 | 406 | m
9312 | IPC-Mansfield Mill | 54091 | Mansfield Mill | LA | PB2F | PB2S | 10 | 1981 | OP | 262.5 | 70 | 354000 | 190000 | 410 | 390 | 85 | 50 | 400 | 350 | m
9312 | IPC-Mansfield Mill | 54091 | Mansfield Mill | LA | RB1F | RB1S | 10 | 1981 | OP | 262.5 | 77 | 316000 | 165000 | 393 | 390 | 68.5 | 40 | 368 | 350 | m
9312 | IPC-Mansfield Mill | 54091 | Mansfield Mill | LA | RB2F | RB2S | 10 | 1981 | OP | 262.5 | 77 | 316000 | 165000 | 393 | 390 | 68.5 | 40 | 373 | 371 | m
9324 | Indiana Michigan Power Co | 988 | Tanners Creek | IN | 1 | 1 | 3 | 1977 | OP | 400 | 431 | 2220000 | 1100000 | 340 | 310 | 86 | 28 | 340 | 340 | E
9324 | Indiana Michigan Power Co | 988 | Tanners Creek | IN | 2 | 2 | 11 | 1977 | OP | 400 | 431 | 2300000 | 1100000 | 340 | 310 | 89 | 28 | 340 | 340 | E
9324 | Indiana Michigan Power Co | 6166 | Rockport | IN | MS | MS | 12 | 1984 | OP | 1038 | 1419 | 11187001 | 5593501 | 315 | 224 | 131 | 66 | 315 | 315 | E
9332 | Indian River Operations Inc | 594 | Indian River Generating Station | DE | 1A | 1A | 1 | 1992 | OS | 500 | 87 | 475200 | 237600 | 289 | 289 | 91 | 45
9332 | Indian River Operations Inc | 594 | Indian River Generating Station | DE | 2A | 1A | 1 | 1992 | OS | 500 | 87 | 475200 | 237600 | 289 | 289 | 91 | 45
9332 | Indian River Operations Inc | 594 | Indian River Generating Station | DE | 3 | 3 | 6 | 1970 | OP | 385 | 143 | 542000 | 271000 | 280 | 280 | 63 | 32 | 251 | 227 | M
9332 | Indian River Operations Inc | 594 | Indian River Generating Station | DE | 4 | 4 | 6 | 1980 | OP | 400 | 452 | 1452000 | 726000 | 160 | 160 | 67 | 34 | 181 | 204 | M
9379 | Inter-Power/AhlCon Partners, L.P. | 10143 | Colver Power Project | PA | STACK | STACK | 5 | 1995 | OP | 400 | 114 | 294000 | 225000 | 285 | 210 | 75 | 50 | 300 | 295 | M
9417 | Interstate Power and Light Co | 1047 | Lansing | IA | 1 | 1-2 | 6 | 1948 | RE | 159 | 26 | 114390 | 58480 | 375 | 345 | 73 | 37
9417 | Interstate Power and Light Co | 1047 | Lansing | IA | 3 | 3 | 6 | 1957 | SB | 159 | 25 | 137070 | 69290 | 306 | 259 | 91 | 46 | 0 | 0 | M
9417 | Interstate Power and Light Co | 1047 | Lansing | IA | 4 | 4 | 6 | 1977 | OP | 499 | 185 | 891896 | 560553 | 265 | 228 | 81 | 51 | 274 | 241 | M
9417 | Interstate Power and Light Co | 1048 | Milton L Kapp | IA | 1 | 1 | 6 | 1947 | RE | 211 | 50 | 68627 | 34483 | 345 | 300 | 23 | 11
9417 | Interstate Power and Light Co | 1048 | Milton L Kapp | IA | 2 | 2 | 5 | 1967 | OP | 245 | 133 | 633019 | 348629 | 289 | 258 | 79 | 44 | 305 | 272 | M
9417 | Interstate Power and Light Co | 1073 | Prairie Creek | IA | 1 | 1-2 | 4 | 1998 | OP | 327 | 201 | 264000 | 132000 | 344 | 286 | 73 | 37 | 333 | 333 | M
9417 | Interstate Power and Light Co | 1073 | Prairie Creek | IA | 2 | 2 | 6 | 1957 | OP | 201 | 121 | 216000 | 108000 | 342 | 275 | 30 | 15 | 304 | 247 | M
9417 | Interstate Power and Light Co | 1073 | Prairie Creek | IA | 3 | 3 | 6 | 1967 | OP | 200 | 133 | 571000 | 286000 | 329 | 240 | 72 | 36 | 343 | 285 | M
9417 | Interstate Power and Light Co | 1077 | Sutherland | IA | 1 | 1 | 6 | 1955 | OP | 249 | 71 | 184580 | 70000 | 350 | 265 | 43 | 17 | 296 | 275 | M
9417 | Interstate Power and Light Co | 1077 | Sutherland | IA | 2 | 2 | 6 | 1955 | RE | 249 | 71 | 184580 | 70000 | 350 | 265 | 43 | 17
9417 | Interstate Power and Light Co | 1077 | Sutherland | IA | 3 | 3 | 6 | 1961 | OP | 249 | 79 | 355315 | 160000 | 325 | 260 | 75 | 34 | 255 | 299 | M
9417 | Interstate Power and Light Co | 1104 | Burlington | IA | 1 | 1 | 6 | 1968 | OP | 306 | 108 | 643558 | 321779 | 350 | 269 | 125 | 67.6 | 306 | 257 | M
9417 | Interstate Power and Light Co | 1888 | Fox Lake | MN | 1 | 1 | 6 | 1950 | OP | 142 | 52 | 103107 | 48170 | 380 | 305 | 33 | 15
9417 | Interstate Power and Light Co | 1888 | Fox Lake | MN | 3 | 3 | 6 | 1962 | OP | 142 | 50 | 213249 | 117899 | 254 | 232 | 71 | 39
9417 | Interstate Power and Light Co | 6254 | Ottumwa | IA | 1 | 1 | 5 | 1981 | OP | 600 | 491 | 2670000 | 1760000 | 274 | 259 | 91 | 60 | 299 | 286 | M
9417 | Interstate Power and Light Co | 8031 | Emery Station | IA | 1 | 1 | 4 | 2004 | OP | 200 | 314 | 1018000 | 641000 | 181 | 157 | 54 | 34 | 170 | 74 | M
9417 | Interstate Power and Light Co | 8031 | Emery Station | IA | 2 | 2 | 4 | 2004 | OP | 200 | 314 | 1018000 | 641000 | 181 | 157 | 54 | 34 | 183 | 88 | M
9424 | International Paper Co-Eastovr | 52151 | International Paper Eastover Facility | SC | 1 | 1 | 4 | 1984 | OP | 280 | 143 | 437480 | 220000 | 350 | 350 | 51 | 26 | 400 | 400 | E
9424 | International Paper Co-Eastovr | 52151 | International Paper Eastover Facility | SC | PB2 | PB2 | 4 | 1991 | OP | 460 | 143 | 184959 | 92000 | 350 | 350 | 22 | 11 | 400 | 400 | E
9424 | International Paper Co-Eastovr | 52151 | International Paper Eastover Facility | SC | RF2 | RF2 | 4 | 1991 | OP | 460 | 269 | 400371 | 200000 | 350 | 350 | 25 | 12 | 400 | 400 | E
9617 | JEA | 207 | St Johns River Power Park | FL | 1 | 1 | 3 | 1987 | OP | 640 | 398 | 2149200 | 1361160 | 140 | 140 | 90 | 57 | 155 | 148 | M
9617 | JEA | 207 | St Johns River Power Park | FL | 2 | 1 | 5 | 1988 | OP | 640 | 398 | 2149200 | 1361160 | 140 | 140 | 90 | 57 | 155 | 148 | M
9617 | JEA | 667 | Northside Generating Station | FL | 1 | 1 | 5 | 2002 | OP | 495 | 177 | 700000 | 420000 | 200 | 190 | 63 | 38 | 210 | 195 | M
9617 | JEA | 667 | Northside Generating Station | FL | 2 | 2 | 2 | 2002 | OP | 495 | 177 | 700000 | 420000 | 200 | 190 | 63 | 38 | 210 | 195 | M
9617 | JEA | 667 | Northside Generating Station | FL | 3 | 3 | 7 | 1977 | OP | 340 | 415 | 1565000 | 1020900 | 330 | 268 | 63 | 41 | 315 | 280 | M
9617 | JEA | 7846 | Brandy Branch | FL | 2 | 2 | 2 | 2005 | OP | 90 | 254 | 841590 | 613034 | 190 | 180 | 55 | 40 | 200 | 250 | M
9617 | JEA | 7846 | Brandy Branch | FL | 3 | 3 | 2 | 2005 | OP | 90 | 254 | 846303 | 620838 | 190 | 180 | 55 | 40 | 200 | 250 | M
9617 | JEA | 56799 | Greenland Energy Center | FL | 1 | 1 | 6 | 2012 | CN | 90 | 254 | 841590 | 613034 | 190 | 180 | 55 | 40
9617 | JEA | 56799 | Greenland Energy Center | FL | 2 | 2 | 6 | 2012 | CN | 90 | 254 | 841590 | 613034 | 190 | 180 | 55 | 40
9628 | Hopewell Operating Services LLC | 10377 | James River Genco LLC | VA | UNIT1 | UNIT1 | 1 | 1988 | OP | 198 | 59 | 211250 | 116200 | 175 | 175 | 60 | 33 | 180 | 180 | M
9628 | Hopewell Operating Services LLC | 10377 | James River Genco LLC | VA | UNIT2 | UNIT2 | 1 | 1988 | OP | 198 | 59 | 211250 | 116200 | 175 | 175 | 60 | 33 | 180 | 180 | M
9686 | RockTenn-Jackson Fenandina | 10202 | Fernandina Beach Mill | FL | 006 | 006 | 10 | 1968 | OP | 257 | 95.03 | 411000 | 66000 | 385 | 350 | 13 | 6.6 | 350 | 350 | E
9686 | RockTenn-Jackson Fenandina | 10202 | Fernandina Beach Mill | FL | 007 | 007 | 10 | 1969 | OP | 249 | 118.82 | 342000 | 65000 | 385 | 350 | 13 | 6.5 | 350 | 350 | E
9686 | RockTenn-Jackson Fenandina | 10202 | Fernandina Beach Mill | FL | 011 | 011 | 10 | 1978 | OP | 288 | 63.62 | 194000 | 65000 | 385 | 350 | 13.2 | 6.5 | 350 | 350 | E
9686 | RockTenn-Jackson Fenandina | 10202 | Fernandina Beach Mill | FL | 015 | 015 | 10 | 1981 | OP | 340 | 172.03 | 434000 | 80000 | 385 | 350 | 16 | 8 | 350 | 350 | E
9996 | City of Kansas City - (KS) | 1294 | Kaw | KS | 1 | 1 | 1 | 1955 | OS | 200 | 71 | 167700 | 81700 | 350 | 298 | 39 | 19
9996 | City of Kansas City - (KS) | 1294 | Kaw | KS | 2 | 2 | 6 | 1957 | OS | 200 | 71 | 167700 | 81700 | 350 | 298 | 39 | 19
9996 | City of Kansas City - (KS) | 1294 | Kaw | KS | 3 | 3 | 3 | 1962 | OS | 200 | 113 | 179800 | 90100 | 330 | 296 | 27 | 13
9996 | City of Kansas City - (KS) | 1295 | Quindaro | KS | 1 | 1 | 5 | 1965 | OP | 350 | 55 | 247100 | 127700 | 330 | 303 | 75 | 39 | 330 | 330 | e
9996 | City of Kansas City - (KS) | 1295 | Quindaro | KS | 2 | 2 | 12 | 1971 | OP | 350 | 95 | 474500 | 293200 | 326 | 267 | 83 | 51 | 326 | 326 | e
9996 | City of Kansas City - (KS) | 6064 | Nearman Creek | KS | NF | NCHM | 2 | 1981 | OP | 400 | 314 | 827000 | 379000 | 280 | 247 | 44 | 20 | 282 | 280 | e
10000 | Kansas City Power & Light Co | 1241 | La Cygne | KS | 1 | 1 | 6 | 1973 | OP | 698 | 415 | 2271540 | 1362924 | 175 | 175 | 90 | 55 | 156 | 148 | M
10000 | Kansas City Power & Light Co | 1241 | La Cygne | KS | 2 | 2 | 5 | 1977 | OP | 700 | 452 | 2643000 | 1585800 | 300 | 290 | 100 | 60 | 265 | 276 | M
10000 | Kansas City Power & Light Co | 2079 | Hawthorn | MO | 5A | 5A | 5 | 2001 | OP | 600 | 353 | 1900000 | 950000 | 150 | 150 | 90 | 45 | 150 | 150 | M
10000 | Kansas City Power & Light Co | 2079 | Hawthorn | MO | 9 | 9 | 7 | 2000 | OP | 205 | 201 | 723600 | 723600 | 190 | 190 | 60 | 60 | 190 | 0 | M
10000 | Kansas City Power & Light Co | 2080 | Montrose | MO | 1 | 1 | 5 | 1963 | OP | 450 | 83 | 581600 | 290800 | 290 | 290 | 118 | 59 | 345 | 323 | M
10000 | Kansas City Power & Light Co | 2080 | Montrose | MO | 2 | 2 | 5 | 1964 | OP | 450 | 177 | 1163200 | 581600 | 290 | 290 | 120 | 55 | 312 | 295 | M
10000 | Kansas City Power & Light Co | 2080 | Montrose | MO | 3 | 3 | 5 | 1964 | OP | 450 | 177 | 1163200 | 581600 | 290 | 290 | 120 | 55 | 312 | 295 | M
10000 | Kansas City Power & Light Co | 6065 | Iatan | MO | 1 | 1 | 1 | 2009 | OP | 615 | 638 | 2676000 | 1636000 | 133 | 140 | 100 | 61 | 149 | 133 | M
10000 | Kansas City Power & Light Co | 6065 | Iatan | MO | 2 | 2 | 6 | 2010 | OP | 615 | 723 | 2462000 | 1501800 | 133 | 140 | 100 | 61 | 149 | 129 | M
10005 | Kansas Gas & Electric Co | 1240 | Gordon Evans Energy Center | KS | 1 | 1 | 6 | 1961 | OP | 197 | 123 | 447925 | 258458 | 300 | 220 | 61 | 35 | 290 | 270 | E
10005 | Kansas Gas & Electric Co | 1240 | Gordon Evans Energy Center | KS | 2A | 2A | 6 | 1967 | OP | 197 | 138 | 569415 | 316599 | 290 | 210 | 69 | 38 | 305 | 285 | E
10005 | Kansas Gas & Electric Co | 1240 | Gordon Evans Energy Center | KS | 2B | 2B | 6 | 1967 | OP | 197 | 138 | 569415 | 316599 | 290 | 210 | 69 | 38 | 300 | 280 | E
10005 | Kansas Gas & Electric Co | 1242 | Murray Gill | KS | 1 | 1 | 5 | 1952 | OP | 150 | 219 | 681000 | 340500 | 352 | 273 | 50 | 25 | 225 | 225 | E
10005 | Kansas Gas & Electric Co | 1242 | Murray Gill | KS | 3A | 3A | 6 | 1956 | OP | 144 | 71 | 177110 | 122357 | 277 | 237 | 42 | 29 | 225 | 225 | E
10005 | Kansas Gas & Electric Co | 1242 | Murray Gill | KS | 3B | 3B | 6 | 1956 | OP | 144 | 71 | 177110 | 122357 | 277 | 237 | 42 | 29 | 225 | 225 | E
10005 | Kansas Gas & Electric Co | 1242 | Murray Gill | KS | 4A | 4A | 4 | 1959 | OP | 144 | 71 | 177110 | 122357 | 277 | 237 | 42 | 29 | 225 | 225 | E
10005 | Kansas Gas & Electric Co | 1242 | Murray Gill | KS | 4B | 4B | 4 | 1959 | OP | 144 | 71 | 177110 | 122357 | 277 | 237 | 42 | 29 | 225 | 225 | E
10023 | TC Ravenswood LLC | 2500 | Ravenswood | NY | 1 | 1 | 2 | 1963 | OP | 499 | 140 | 1327299 | 663650 | 260 | 260 | 158 | 79 | 256 | 231 | M
10023 | TC Ravenswood LLC | 2500 | Ravenswood | NY | 2 | 2 | 5 | 1963 | OP | 499 | 123 | 1316880 | 658440 | 260 | 260 | 179 | 90 | 241 | 229 | M
10023 | TC Ravenswood LLC | 2500 | Ravenswood | NY | 3 | 3 | 6 | 1965 | OP | 499 | 422 | 2883583 | 1441792 | 270 | 270 | 114 | 57 | 251 | 239 | M
10023 | TC Ravenswood LLC | 2500 | Ravenswood | NY | 40 | 40 | 5 | 2004 | OP | 395.5 | 255 | 1623812 | 811906 | 201 | 201 | 106 | 54 | 200 | 198 | M
10171 | Kentucky Utilities Co | 1355 | E W Brown | KY | 1 | 1 | 5 | 1957 | RE | 562.3 | 755 | 2621000 | 1310533 | 128 | 128 | 57.9 | 28.9
10171 | Kentucky Utilities Co | 1355 | E W Brown | KY | 3 | 3 | 7 | 1971 | RE | 564 | 755 | 2621000 | 1310533 | 128 | 128 | 57.9 | 28.9
10171 | Kentucky Utilities Co | 1355 | E W Brown | KY | CS123 | CS123 | 5 | 2010 | OP | 562.3 | 755 | 2621000 | 1310533 | 128 | 128 | 57.9 | 28.9 | 120 | 122 | M
10171 | Kentucky Utilities Co | 1355 | E W Brown | KY | MS002 | MS002 | 5 | 2010 | OP | 564 | 269 | 1890000 | 861140 | 300 | 247 | 117 | 53 | 330 | 300 | E
10171 | Kentucky Utilities Co | 1356 | Ghent | KY | 1 | 1 | 5 | 2009 | OP | 662 | 552 | 1665685 | 684701 | 125 | 125 | 50.3 | 20.7 | 128 | 125 | M
10171 | Kentucky Utilities Co | 1356 | Ghent | KY | 2 | 2-3 | 12 | 1994 | OP | 580 | 1075 | 3166667 | 1449951 | 125 | 125 | 49.1 | 22.5 | 128 | 125 | M
10171 | Kentucky Utilities Co | 1356 | Ghent | KY | 3 | 2-3 | 12 | 1994 | OP | 580 | 1075 | 3166667 | 1449951 | 125 | 125 | 49.1 | 22.5 | 128 | 125 | M
10171 | Kentucky Utilities Co | 1356 | Ghent | KY | 4 | 4 | 6 | 2008 | OP | 662 | 552 | 1587285 | 612975 | 125 | 125 | 48 | 18.5 | 128 | 125 | M
10171 | Kentucky Utilities Co | 1357 | Green River | KY | 2 | 2 | 4 | 1954 | OP | 198 | 113 | 232000 | 114376 | 325 | 300 | 34 | 18 | 320 | 300 | E
10171 | Kentucky Utilities Co | 1357 | Green River | KY | 3 | 3 | 7 | 1959 | OP | 247 | 95 | 436000 | 214948 | 325 | 300 | 76 | 38 | 320 | 300 | E
10171 | Kentucky Utilities Co | 1361 | Tyrone | KY | 1 | 1 | 10 | 1947 | RE | 180 | 64 | 132000 | 66000 | 300 | 280 | 35 | 17
10171 | Kentucky Utilities Co | 1361 | Tyrone | KY | 2 | 2 | 6 | 1948 | RE | 180 | 64 | 132000 | 66000 | 300 | 280 | 35 | 17
10171 | Kentucky Utilities Co | 1361 | Tyrone | KY | 3 | 3 | 7 | 1953 | RE | 180 | 113 | 274000 | 144000 | 310 | 280 | 40 | 21
10362 | Kiowa Power Partners LLC | 55501 | Kiamichi Energy Facility | OK | CTGDB1 | CTGDB1 | 11 | 2002 | OP | 165 | 284 | 1060511 | 705753 | 206 | 192 | 62.3 | 46.2 | 181 | 66 | m
10362 | Kiowa Power Partners LLC | 55501 | Kiamichi Energy Facility | OK | CTGDB2 | CTGDB2 | 11 | 2002 | OP | 165 | 284 | 1060511 | 705753 | 206 | 192 | 62.3 | 46.2 | 190 | 68 | m
10362 | Kiowa Power Partners LLC | 55501 | Kiamichi Energy Facility | OK | CTGDB3 | CTGDB3 | 11 | 2002 | OP | 165 | 284 | 1060511 | 705753 | 206 | 192 | 62.3 | 46.2 | 198 | 74 | m
10362 | Kiowa Power Partners LLC | 55501 | Kiamichi Energy Facility | OK | CTGDB4 | CTGDB4 | 11 | 2002 | OP | 165 | 284 | 1060511 | 705753 | 206 | 192 | 62.3 | 46.2 | 191 | 76 | m
10623 | City of Lakeland - (FL) | 676 | C D McIntosh Jr | FL | 5CT | 5ST | 5 | 2002 | OP | 300 | 314 | 1203690 | 945509 | 188 | 190 | 64 | 50 | 204 | 214 | M
10755 | Lamar Power Partners LP | 55097 | Lamar Power Project | TX | 1 | 1 | 7 | 2000 | OP | 130 | 283 | 701667 | 525000 | 181 | 177 | 52.6 | 47.8 | 206 | 207 | M
10755 | Lamar Power Partners LP | 55097 | Lamar Power Project | TX | 2 | 2 | 7 | 2000 | OP | 130 | 283 | 701667 | 525000 | 181 | 177 | 52.6 | 47.8 | 262 | 260 | M
10755 | Lamar Power Partners LP | 55097 | Lamar Power Project | TX | 3 | 3 | 1 | 2001 | OP | 130 | 283 | 701667 | 525000 | 181 | 177 | 52.6 | 47.8 | 217 | 217 | M
10755 | Lamar Power Partners LP | 55097 | Lamar Power Project | TX | 4 | 4 | 1 | 2001 | OP | 130 | 283 | 701667 | 525000 | 181 | 177 | 52.6 | 47.8 | 209 | 210 | M
11059 | Pasadena Cogeneration LP | 55047 | Pasadena Cogeneration | TX | STK1 | STK1 | 6 | 1998 | OP | 125 | 33 | 1083377 | 78656 | 185 | 185 | 72 | 57
11059 | Pasadena Cogeneration LP | 55047 | Pasadena Cogeneration | TX | STK2 | STK2 | 6 | 2000 | OP | 125 | 40 | 1083377 | 798656 | 185 | 185 | 52.7 | 42.7
11208 | Los Angeles Department of Water & Power | 400 | Haynes | CA | 1 | 1 | 9 | 1962 | OP | 240 | 283 | 585000 | 304000 | 274 | 225 | 34 | 18 | 215 | 205 | M
11208 | Los Angeles Department of Water & Power | 400 | Haynes | CA | 10 | 10 | 1 | 2005 | OP | 240 | 283 | 415350 | 207765 | 195 | 162 | 25 | 12 | 195 | 195 | M
11208 | Los Angeles Department of Water & Power | 400 | Haynes | CA | 2 | 2 | 4 | 1963 | OP | 240 | 283 | 585000 | 304000 | 274 | 225 | 34 | 18 | 185 | 190 | M
11208 | Los Angeles Department of Water & Power | 400 | Haynes | CA | 5 | 5 | 8 | 1966 | OP | 240 | 269 | 777000 | 412000 | 251 | 209 | 48 | 26 | 214 | 190 | M
11208 | Los Angeles Department of Water & Power | 400 | Haynes | CA | 6 | 6 | 3 | 1967 | OP | 240 | 269 | 777000 | 412000 | 251 | 209 | 48 | 26 | 214 | 190 | E
11208 | Los Angeles Department of Water & Power | 400 | Haynes | CA | 9 | 9 | 1 | 2005 | OP | 240 | 283 | 415350 | 207765 | 195 | 162 | 25 | 12 | 191 | 191 | M
11208 | Los Angeles Department of Water & Power | 404 | Scattergood | CA | F12 | ST12 | 12 | 1958 | OP | 322 | 384 | 540000 | 350333 | 300 | 260 | 23 | 15 | 240 | 240 | M
11208 | Los Angeles Department of Water & Power | 404 | Scattergood | CA | F3 | ST3 | 5 | 1974 | OP | 330 | 452 | 1057000 | 685745 | 271 | 235 | 41 | 25 | 275 | 250 | M
11208 | Los Angeles Department of Water & Power | 408 | Valley | CA | 6 | 6 | 7 | 2004 | OP | 140 | 284 | 955000 | 594000 | 182 | 190 | 56 | 35 | 215 | 215 | e
11208 | Los Angeles Department of Water & Power | 408 | Valley | CA | 7 | 7 | 7 | 2004 | OP | 140 | 284 | 955000 | 594000 | 182 | 190 | 56 | 35 | 215 | 215 | e
11208 | Los Angeles Department of Water & Power | 6481 | Intermountain Power Project | UT | 1CCA | 9CCA | 7 | 1986 | OP | 714 | 616 | 3173000 | 1576000 | 135 | 135 | 86 | 43 | 117 | 101 | M
11208 | Los Angeles Department of Water & Power | 6481 | Intermountain Power Project | UT | 2CCA | 9CCA | 7 | 1986 | OP | 714 | 616 | 3173000 | 1576000 | 135 | 135 | 86 | 43 | 114 | 108 | M
11241 | Entergy Louisiana Inc | 1402 | Little Gypsy | LA | 1A | 1A | 3 | 1961 | OP | 162 | 87 | 325800 | 160000 | 250 | 205 | 63 | 31 | 167 | 142 | M
11241 | Entergy Louisiana Inc | 1402 | Little Gypsy | LA | 1B | 1B | 3 | 1961 | OP | 162 | 87 | 325800 | 160000 | 250 | 205 | 63 | 31 | 174 | 152 | M
11241 | Entergy Louisiana Inc | 1402 | Little Gypsy | LA | 2A | 2A | 4 | 1966 | OP | 182 | 133 | 612500 | 370000 | 251 | 217 | 77 | 46 | 169 | 151 | M
11241 | Entergy Louisiana Inc | 1402 | Little Gypsy | LA | 2B | 2B | 4 | 1966 | OP | 182 | 133 | 612500 | 370000 | 251 | 217 | 77 | 46 | 163 | 142 | M
11241 | Entergy Louisiana Inc | 1402 | Little Gypsy | LA | 3 | 3 | 3 | 1969 | OP | 172 | 415 | 1471300 | 775800 | 282 | 231 | 59 | 31 | 194 | 179 | M
11241 | Entergy Louisiana Inc | 1403 | Nine Mile Point | LA | 1N | 1N | 5 | 1951 | OP | 150 | 44 | 146600 | 78238 | 374 | 274 | 56 | 7.2 | 87 | 85 | E
11241 | Entergy Louisiana Inc | 1403 | Nine Mile Point | LA | 1S | 1S | 5 | 1951 | OP | 150 | 44 | 146600 | 78238 | 374 | 274 | 56 | 7.2 | 87 | 85 | E
11241 | Entergy Louisiana Inc | 1403 | Nine Mile Point | LA | 2N | 2N | 7 | 1953 | RE | 150 | 71 | 176400 | 63000 | 258 | 208 | 41 | 15
11241 | Entergy Louisiana Inc | 1403 | Nine Mile Point | LA | 2S | 2S | 7 | 1953 | RE | 150 | 71 | 176400 | 63000 | 258 | 208 | 41 | 15
11241 | Entergy Louisiana Inc | 1403 | Nine Mile Point | LA | 3E | 3E | 11 | 1955 | OP | 170 | 71 | 201400 | 108362 | 239 | 222 | 47 | 7 | 149 | 107 | M
11241 | Entergy Louisiana Inc | 1403 | Nine Mile Point | LA | 3W | 3W | 11 | 1955 | OP | 170 | 71 | 201400 | 108362 | 239 | 217 | 47 | 7 | 154 | 106 | M
11241 | Entergy Louisiana Inc | 1403 | Nine Mile Point | LA | 4 | 4 | 5 | 1971 | OP | 186 | 491 | 1974800 | 975000 | 246 | 235 | 67 | 22 | 212 | 179 | M
11241 | Entergy Louisiana Inc | 1403 | Nine Mile Point | LA | 5 | 5 | 6 | 1973 | OP | 186 | 491 | 1974800 | 975000 | 246 | 225 | 67 | 22 | 211 | 192 | M
11241 | Entergy Louisiana Inc | 1404 | Sterlington | LA | 6A | 6A | 6 | 1958 | RE | 150 | 79 | 338500 |  | 264 |  | 71
11241 | Entergy Louisiana Inc | 1404 | Sterlington | LA | 6B | 6B | 6 | 1958 | RE | 150 | 79 | 338500 |  | 264 |  | 71
11241 | Entergy Louisiana Inc | 1404 | Sterlington | LA | 7A | 7A | 8 | 1974 | OP | 75 | 201 | 577300 |  | 183 |  | 48 |  | 95 | 81 | E
11241 | Entergy Louisiana Inc | 1404 | Sterlington | LA | 7B | 7B | 8 | 1974 | OP | 75 | 201 | 577300 |  | 183 |  | 48 |  | 94 | 79 | E
11241 | Entergy Louisiana Inc | 1448 | Monroe | LA | 10 | 10 | 6 | 1961 | RE | 55 | 177 | 107340 | 107340 | 325 | 325 | 10 | 10
11241 | Entergy Louisiana Inc | 1448 | Monroe | LA | 11 | 11 | 4 | 1965 | RE | 76 | 50 | 157100 | 157100 | 358 | 358 | 52 | 52
11241 | Entergy Louisiana Inc | 1448 | Monroe | LA | 12 | 12 | 7 | 1969 | RE | 80 | 71 | 241370 | 241370 | 280 | 280 | 57
11241 | Entergy Louisiana Inc | 8056 | Waterford 1 & 2 | LA | 1A | 1A | 6 | 1975 | OP | 189 | 113 | 576780 | 328764 | 266 | 233 | 85 | 48.5 | 78 | 124 | M
11241 | Entergy Louisiana Inc | 8056 | Waterford 1 & 2 | LA | 1B | 1B | 6 | 1975 | OP | 189 | 113 | 576780 | 328764 | 266 | 233 | 85 | 48.5 | 79 | 120 | m
11241 | Entergy Louisiana Inc | 8056 | Waterford 1 & 2 | LA | 2A | 2A | 9 | 1975 | OP | 189 | 113 | 576780 | 328764 | 266 | 233 | 85 | 48.5 | 194 | 94 | M
11241 | Entergy Louisiana Inc | 8056 | Waterford 1 & 2 | LA | 2B | 2B | 9 | 1975 | OP | 189 | 113 | 576780 | 328764 | 266 | 233 | 85 | 48.5 | 203 | 97 | m
11241 | Entergy Louisiana Inc | 55467 | Ouachita | LA | UNIT1 | UNIT1 | 8 | 2002 | OP | 150 | 254 | 955128 |  | 191 |  | 62.6 |  | 179 | 133 | M
11241 | Entergy Louisiana Inc | 55467 | Ouachita | LA | UNIT2 | UNIT2 | 8 | 2002 | OP | 150 | 254 | 955128 |  | 191 |  | 62.6 |  | 206 | 135 | M
11241 | Entergy Louisiana Inc | 55467 | Ouachita | LA | UNIT3 | UNIT3 | 8 | 2002 | OP | 150 | 254 | 955128 |  | 191 |  | 62.6 |  | 150 | 108 | M
11241 | Entergy Louisiana Inc | 55620 | Perryville Power Station | LA | 1-1 | 1-1 | 7 | 2002 | OP | 175 | 199 | 960000 | 480000 | 200 | 200 | 63 | 62 | 177 | 191 | M
11241 | Entergy Louisiana Inc | 55620 | Perryville Power Station | LA | 1-2 | 1-2 | 7 | 2002 | OP | 175 | 799 | 960000 | 480000 | 200 | 200 | 63 | 32 | 184 | 183 | M
11249 | Louisville Gas & Electric Co | 1363 | Cane Run | KY | 4 | 4 | 6 | 1962 | OP | 257 | 143 | 585000 | 309500 | 120 | 120 | 68 | 36 | 133 | 124 | M
11249 | Louisville Gas & Electric Co | 1363 | Cane Run | KY | 5 | 5 | 6 | 1966 | OP | 257 | 189 | 658340 | 386660 | 120 | 120 | 58 | 34 | 128 | 127 | M
11249 | Louisville Gas & Electric Co | 1363 | Cane Run | KY | 6 | 6 | 6 | 1969 | OP | 518 | 284 | 863660 | 472660 | 120 | 120 | 51 | 28 | 133 | 126 | M
11249 | Louisville Gas & Electric Co | 1363 | Cane Run | KY | 7 | 7 | 5 | 2015 | PL
11249 | Louisville Gas & Electric Co | 1364 | Mill Creek | KY | 1 | 1 | 8 | 1972 | OP | 600 | 189 | 1340000 | 714700 | 175 | 175 | 88 | 47 | 134 | 130 | M
11249 | Louisville Gas & Electric Co | 1364 | Mill Creek | KY | 2 | 1 | 7 | 1974 | OP | 600 | 189 | 1340000 | 714700 | 175 | 175 | 88 | 47 | 133 | 127 | M
11249 | Louisville Gas & Electric Co | 1364 | Mill Creek | KY | 3 | 3 | 8 | 1978 | OP | 600 | 254 | 1357200 | 723800 | 175 | 175 | 89 | 48 | 135 | 128 | M
11249 | Louisville Gas & Electric Co | 1364 | Mill Creek | KY | 4 | 4 | 9 | 1982 | OP | 600 | 299 | 1556000 | 829900 | 175 | 175 | 87 | 46 | 134 | 129 | M
11249 | Louisville Gas & Electric Co | 6071 | Trimble County | KY | 1 | 1 | 12 | 1990 | OP | 760 | 254 | 1356329 | 986408 | 125 | 125 | 120 | 60 | 135 | 130 | E
11249 | Louisville Gas & Electric Co | 6071 | Trimble County | KY | 2A | 2 | 1 | 2011 | OP | 760 | 254 | 1439684 | 1071861 | 133 | 133 | 92 | 46 | 137 | 132 | E
11249 | Louisville Gas & Electric Co | 6071 | Trimble County | KY | 2B | 2 | 1 | 2011 | OP | 760 | 78.54 | 386629 | 295023 | 133 | 133 | 92 | 46 | 137 | 132 | E
11252 | Louisiana Generating LLC | 1464 | Big Cajun 1 | LA | 1S1 | 1S1 | 6 | 1972 | SB | 185 | 92 | 327000 | 165000 | 260 | 221 | 59 | 30 | 0 | 0 | E
11252 | Louisiana Generating LLC | 1464 | Big Cajun 1 | LA | 1S2 | 1S2 | 6 | 1972 | OP | 185 | 92 | 327000 | 165000 | 269 | 221 | 59 | 30 | 0 | 200 | E
11252 | Louisiana Generating LLC | 6055 | Big Cajun 2 | LA | 2S1 | 2S1 | 7 | 1981 | OP | 600 | 552 | 1325000 | 662500 | 296 | 258 | 75 | 60 | 329 | 306 | E
11252 | Louisiana Generating LLC | 6055 | Big Cajun 2 | LA | 2S2 | 2S2 | 7 | 1982 | OP | 600 | 552 | 1325000 | 662500 | 296 | 258 | 75 | 60 | 327 | 308 | E
11252 | Louisiana Generating LLC | 6055 | Big Cajun 2 | LA | 2S3 | 2S3 | 12 | 1983 | OP | 600 | 552 | 1390000 | 695000 | 280 | 260 | 75 | 60 | 271 | 264 | E
11269 | Lower Colorado River Authority | 3601 | Sim Gideon | TX | 1 | 1 | 5 | 1965 | OP | 154 | 79 | 212688 | 111585 | 174 | 155 | 45 | 24 | 174 | 174 | E
11269 | Lower Colorado River Authority | 3601 | Sim Gideon | TX | 2 | 2 | 6 | 1968 | OP | 154 | 79 | 212688 | 111585 | 182 | 158 | 45 | 24 | 182 | 182 | E
11269 | Lower Colorado River Authority | 3601 | Sim Gideon | TX | 3 | 3 | 6 | 1972 | OP | 177 | 380 | 793208 | 417036 | 232 | 201 | 35 | 18 | 217 | 217 | E
11269 | Lower Colorado River Authority | 4937 | Thomas C Ferguson | TX | 1 | 1 | 4 | 1974 | OP | 184 | 328 | 1165000 | 815000 | 293 | 199 | 59 | 31 | 234 | 275 | E
11269 | Lower Colorado River Authority | 6179 | Fayette Power Project | TX | 1 | 1 | 6 | 1979 | OP | 600 | 616 | 3511200 | 1235460 | 136 | 130 | 95 | 49 | 138 | 119 | M
11269 | Lower Colorado River Authority | 6179 | Fayette Power Project | TX | 2 | 2 | 5 | 1980 | OP | 600 | 616 | 3511200 | 1235460 | 136 | 130 | 95 | 49 | 142 | 127 | M
11269 | Lower Colorado River Authority | 6179 | Fayette Power Project | TX | 3 | 3 | 4 | 1988 | OP | 533 | 521 | 2750880 | 673500 | 140 | 130 | 88 | 20 | 141 | 141 | M
11275 | Lower Mount Bethel Energy LLC | 55667 | Lower Mount Bethel Energy | PA | 1 | 1 | 12 | 2003 | OP | 175 | 254 | 999744 | 750037 | 220 | 200 | 65.6 | 49.2 | 150 | 150 | E
11275 | Lower Mount Bethel Energy LLC | 55667 | Lower Mount Bethel Energy | PA | 2 | 2 | 12 | 2003 | OP | 175 | 254 | 999744 | 750037 | 220 | 200 | 65.6 | 49.2 | 150 | 150 | E
11479 | Madison Gas & Electric Co | 3992 | Blount Street | WI | 11 | 11 | 6 | 1968 | OP | 91 | 24 | 95700 |  | 645 |  | 46
11479 | Madison Gas & Electric Co | 3992 | Blount Street | WI | 12 | 12 | 8 | 1968 | RE | 93 | 33 | 95000 |  | 350 |  | 42
11479 | Madison Gas & Electric Co | 3992 | Blount Street | WI | 13 | 13 | 12 | 1938 | RE | 250 | 113 | 210000 |  | 360 |  | 25
11479 | Madison Gas & Electric Co | 3992 | Blount Street | WI | 14 | 14 | 12 | 1949 | RE | 250 | 87 | 147556 |  | 391 |  | 38
11479 | Madison Gas & Electric Co | 3992 | Blount Street | WI | 15 | 15 | 6 | 1957 | OP | 250 | 57 | 210296 | 93031 | 302 | 233 | 57 | 25 | 314 | 74 | M
11479 | Madison Gas & Electric Co | 3992 | Blount Street | WI | 16 | 16 | 7 | 1961 | OP | 250 | 57 | 205213 | 83250 | 293 | 229 | 57 | 25 | 289 | 91 | M
11571 | Manitowoc Public Utilities | 4125 | Manitowoc | WI | S10 | S10 | 6 | 1950 | OP | 250 | 113 | 338000 | 169000 | 375 | 340 | 50 | 25 | 237 | 204 | M
11571 | Manitowoc Public Utilities | 4125 | Manitowoc | WI | S20 | S20 | 6 | 1989 | OP | 250 | 154 | 486000 | 243000 | 350 | 300 | 53 | 26 | 133 | 121 | M
11741 | Masspower | 10726 | Masspower | MA | ST1 | S1 | 8 | 1993 | OP | 210 | 173 | 821585 | 725823 | 286 | 233 | 79.2 | 70
11806 | Massachusetts Mun Wholes Electric Co | 6081 | Stony Brook | MA | 3 | 3 | 6 | 2016 | PL | 150 | 255
12199 | Montana-Dakota Utilities Co | 2790 | R M Heskett | ND | S1 | S1 | 11 | 1975 | CN | 300 | 41 | 165000 | 74400 | 441 | 364 | 67 | 30
12199 | Montana-Dakota Utilities Co | 2790 | R M Heskett | ND | S2 | S2 | 7 | 1975 | OP | 300 | 113 | 433200 | 194100 | 340 | 288 | 64 | 29 | 310 | 275 | M
12341 | MidAmerican Energy Co | 1081 | Riverside | IA | 6 | 6 | 6 | 1957 | RE | 144 | 57 | 101981 | 50991 | 375 | 350 | 30 | 15 | 0 | 0 | M
12341 | MidAmerican Energy Co | 1081 | Riverside | IA | 9 | 9 | 6 | 1961 | OP | 346 | 140 | 655591 | 327795 | 297 | 298 | 78 | 39
12341 | MidAmerican Energy Co | 1082 | Walter Scott Jr Energy Center | IA | 1 | 1 | 2 | 1954 | OP | 250 | 104 | 186366 | 96390 | 164 | 268 | 29 | 15 | 0 | 0 | M
12341 | MidAmerican Energy Co | 1082 | Walter Scott Jr Energy Center | IA | 2 | 2 | 2 | 1958 | OP | 250 | 104 | 282898 | 149637 | 289 | 268 | 45 | 24 | 0 | 0 | M
12341 | MidAmerican Energy Co | 1082 | Walter Scott Jr Energy Center | IA | 3 | 3 | 12 | 1978 | OP | 550 | 491 | 2067000 | 1587000 | 165 | 165 | 76 | 53 | 0 | 0 | M
12341 | MidAmerican Energy Co | 1082 | Walter Scott Jr Energy Center | IA | 4 | 4 | 6 | 2007 | OP | 550 | 478 | 2743746 | 1371873 | 165 | 165 | 96 | 48 | 0 | 0 | M
12341 | MidAmerican Energy Co | 1091 | George Neal North | IA | 1 | 1 | 5 | 1964 | OP | 250 | 64 | 680000 | 340000 | 320 | 300 | 178 | 90 | 0 | 0 | M
12341 | MidAmerican Energy Co | 1091 | George Neal North | IA | 2 | 2 | 5 | 1972 | OP | 300 | 183 | 1086000 | 540000 | 290 | 263 | 99 | 50 | 0 | 0 | M
12341 | MidAmerican Energy Co | 1091 | George Neal North | IA | 3 | 3 | 12 | 1975 | OP | 400 | 314 | 2084000 | 1000000 | 325 | 254 | 110 | 55 | 0 | 0 | M
12341 | MidAmerican Energy Co | 6664 | Louisa | IA | 101 | 101 | 10 | 1983 | OP | 610 | 707 | 3109000 | 1554500 | 160 | 165 | 73 | 37 | 0 | 0 | M
12341 | MidAmerican Energy Co | 7343 | George Neal South | IA | 4 | 4 | 7 | 1979 | OP | 469 | 521 | 1971800 | 1292300 | 237 | 212 | 63 | 41 | 0 | 0 | M
12363 | Mesquite Power LLC | 55481 | Mesquite Generating Station | AZ | 1 | 1 | 6 | 2003 | OP | 170 | 255 | 754047 | 593635 | 175 | 180 | 49.3 | 38.8 | 194 | 201 | M
12363 | Mesquite Power LLC | 55481 | Mesquite Generating Station | AZ | 2 | 2 | 6 | 2003 | OP | 170 | 255 | 754047 | 593635 | 175 | 180 | 49.3 | 38.8 | 195 | 201 | M
12363 | Mesquite Power LLC | 55481 | Mesquite Generating Station | AZ | 5 | 5 | 12 | 2003 | OP | 170 | 255 | 754047 | 593635 | 175 | 180 | 49.3 | 38.8 | 197 | 203 | M
12363 | Mesquite Power LLC | 55481 | Mesquite Generating Station | AZ | 6 | 6 | 6 | 2003 | OP | 170 | 255 | 754047 | 593635 | 175 | 180 | 49.3 | 38.8 | 197 | 204 | M
12384 | Midwest Generations EME LLC | 384 | Joliet 29 | IL | 7 | 7 | 4 | 1965 | OP | 550 | 227 | 1713000 | 856000 | 291 | 252 | 120 | 57 | 292 | 272 | m
12384 | Midwest Generations EME LLC | 384 | Joliet 29 | IL | 8 | 8 | 3 | 1966 | OP | 550 | 227 | 1713000 | 856000 | 291 | 252 | 120 | 57 | 283 | 241 | m
12384 | Midwest Generations EME LLC | 867 | Crawford | IL | 7 | 7 | 5 | 1958 | RE | 378 | 83 | 690000 | 345000 | 289 | 262 | 140 | 67
12384 | Midwest Generations EME LLC | 867 | Crawford | IL | 8 | 8 | 4 | 1961 | RE | 378 | 110 | 953000 | 476500 | 300 | 276 | 144 | 70
12384 | Midwest Generations EME LLC | 874 | Joliet 9 | IL | 6 | 6 | 5 | 1959 | OP | 450 | 144 | 1105000 | 552000 | 300 | 270 | 129 | 62 | 261 | 220 | m
12384 | Midwest Generations EME LLC | 879 | Powerton | IL | 51 | 6 | 9 | 1972 | OP | 500 | 908 | 6020000 | 2900000 | 300 | 272 | 111 | 53 | 301 | 286 | m
12384 | Midwest Generations EME LLC | 879 | Powerton | IL | 52 | 6 | 9 | 1972 | OP | 500 | 908 | 6020000 | 2900000 | 300 | 272 | 111 | 53 | 302 | 287 | m
12384 | Midwest Generations EME LLC | 879 | Powerton | IL | 61 | 6 | 9 | 1972 | OP | 500 | 908 | 6020000 | 2900000 | 300 | 272 | 111 | 53 | 389 | 280 | m
12384 | Midwest Generations EME LLC | 879 | Powerton | IL | 62 | 6 | 9 | 1972 | OP | 500 | 908 | 6020000 | 2900000 | 300 | 272 | 111 | 53 | 389 | 280 | m
12384 | Midwest Generations EME LLC | 883 | Waukegan | IL | 4 | 4 | 12 | 1951 | RE | 330 | 104 | 430000 | 215000 | 350 | 300 | 69 | 34
12384 | Midwest Generations EME LLC | 883 | Waukegan | IL | 5 | 5 | 6 | 1958 | OP | 450 | 156 | 1114000 | 527000 | 300 | 250 | 119 | 56 | 305 | 270 | m
12384 | Midwest Generations EME LLC | 883 | Waukegan | IL | 6 | 6 | 6 | 1962 | OP | 450 | 143 | 1051000 | 526000 | 300 | 290 | 122 | 60 | 279 | 265 | m
12384 | Midwest Generations EME LLC | 884 | Will County | IL | 1 | 1 | 7 | 1955 | RE | 348 | 133 | 770000 | 344000 | 342 | 316 | 97 | 43
12384 | Midwest Generations EME LLC | 884 | Will County | IL | 2 | 2 | 3 | 1955 | RE | 348 | 133 | 770000 | 344000 | 342 | 316 | 97 | 43
12384 | Midwest Generations EME LLC | 884 | Will County | IL | 3 | 3 | 6 | 1957 | OP | 448 | 173 | 1004000 | 502000 | 300 | 272 | 96 | 46 | 223 | 180 | m
12384 | Midwest Generations EME LLC | 884 | Will County | IL | 4 | 4 | 6 | 1963 | OP | 500 | 214 | 1553000 | 776000 | 290 | 270 | 121 | 59 | 297 | 236 | m
12384 | Midwest Generations EME LLC | 886 | Fisk Street | IL | 19 | 19 | 11 | 1958 | RE | 450 | 154 | 1058000 | 529000 | 340 | 310 | 115 | 55
12384 | Midwest Generations EME LLC | 3122 | Homer City Station | PA | 1 | 1 | 6 | 1969 | OP | 800 | 452 | 2050000 | 1100000 | 282 | 262 | 75 | 38 | 317 | 302 | m
12384 | Midwest Generations EME LLC | 3122 | Homer City Station | PA | 2 | 2 | 6 | 1969 | OP | 800 | 452 | 2250000 | 1100000 | 282 | 262 | 75 | 38 | 315 | 312 | m
12384 | Midwest Generations EME LLC | 3122 | Homer City Station | PA | 3A | 3A | 9 | 2001 | OP | 525 | 572 | 1900000 | 1200000 | 120 | 120 | 56 | 35 | 136 | 130 | m
12490 | Middletown Power LLC | 562 | Middletown | CT | 2 | 2 | 10 | 1958 | OP | 266 | 71 | 331000 | 142330 | 280 | 210 | 82 | 15 | 318 | 298 | m
12490 | Middletown Power LLC | 562 | Middletown | CT | 3 | 3 | 1 | 1964 | OP | 266 | 113 | 636000 | 273480 | 298 | 224 | 97 | 41 | 316 | 260 | m
12490 | Middletown Power LLC | 562 | Middletown | CT | 4 | 4 | 5 | 1973 | OP | 498 | 254 | 1479501 | 639847 | 600 | 450 | 100 | 32 | 765 | 765 | m
12492 | Midland Cogeneration Venture | 10745 | Midland Cogeneration Venture | MI | SV09 | SV09 | 1 | 1990 | OP | 150 | 254 | 540000 | 540000 | 240 | 255 | 35 | 35 | 275 | 275 | E
12492 | Midland Cogeneration Venture | 10745 | Midland Cogeneration Venture | MI | SV10 | SV10 | 1 | 1990 | OP | 150 | 254 | 540000 | 540000 | 240 | 255 | 35 | 35 | 275 | 275 | E
12492 | Midland Cogeneration Venture | 10745 | Midland Cogeneration Venture | MI | SV11 | SV11 | 2 | 1990 | OP | 150 | 254 | 540000 | 540000 | 240 | 255 | 35 | 35 | 275 | 275 | E
12492 | Midland Cogeneration Venture | 10745 | Midland Cogeneration Venture | MI | SV12 | SV12 | 3 | 1990 | OP | 150 | 254 | 540000 | 540000 | 240 | 255 | 35 | 35 | 275 | 275 | E
12492 | Midland Cogeneration Venture | 10745 | Midland Cogeneration Venture | MI | SV13 | SV13 | 4 | 1990 | OP | 150 | 254 | 540000 | 540000 | 240 | 255 | 35 | 35 | 275 | 275 | E
12492 | Midland Cogeneration Venture | 10745 | Midland Cogeneration Venture | MI | SV14 | SV14 | 5 | 1990 | OP | 150 | 254 | 540000 | 540000 | 240 | 255 | 35 | 35 | 275 | 275 | E
12492 | Midland Cogeneration Venture | 10745 | Midland Cogeneration Venture | MI | SVBO1 | SVBO1 | 10 | 2008 | OP | 65 | 64 | 297500 | 149550 | 365 | 320 | 77 | 39 | 300 | 290 | E
12492 | Midland Cogeneration Venture | 10745 | Midland Cogeneration Venture | MI | SVBO2 | SVBO2 | 10 | 2008 | OP | 65 | 64 | 297500 | 149550 | 365 | 320 | 77 | 39 | 300 | 290 | E
12492 | Midland Cogeneration Venture | 10745 | Midland Cogeneration Venture | MI | SVBO3 | SVBO3 | 10 | 2008 | OP | 65 | 64 | 297500 | 149550 | 365 | 320 | 77 | 39 | 300 | 290 | E
12492 | Midland Cogeneration Venture | 10745 | Midland Cogeneration Venture | MI | SVBO4 | SVBO4 | 10 | 2008 | OP | 65 | 64 | 297500 | 149550 | 365 | 320 | 77 | 39 | 300 | 290 | E
12492 | Midland Cogeneration Venture | 10745 | Midland Cogeneration Venture | MI | SVBO5 | SVBO5 | 2 | 2009 | OP | 65 | 64 | 297500 | 149550 | 365 | 320 | 77 | 39 | 300 | 290 | E
12492 | Midland Cogeneration Venture | 10745 | Midland Cogeneration Venture | MI | SVBO6 | SVBO6 | 2 | 2009 | OP | 65 | 64 | 297500 | 149550 | 365 | 320 | 77 | 39 | 300 | 290 | E
12588 | NRG Potomac River LLC | 3788 | Potomac River | VA | 1 | CFC12 | 2 | 2009 | RE | 161 | 57 | 760000 | 380000 | 350 | 285 | 223 | 112
12588 | NRG Potomac River LLC | 3788 | Potomac River | VA | 2 | CFC12 | 2 | 2009 | RE | 161 | 57 | 760000 | 380000 | 350 | 285 | 223 | 112
12588 | NRG Potomac River LLC | 3788 | Potomac River | VA | 3 | CFC345 | 2 | 2009 | RE | 161 | 79 | 326700 | 163300 | 283 | 232 | 208 | 104
12588 | NRG Potomac River LLC | 3788 | Potomac River | VA | 4 | CFC345 | 2 | 2009 | RE | 161 | 50 | 326700 | 163300 | 283 | 232 | 208 | 104
12588 | NRG Potomac River LLC | 3788 | Potomac River | VA | 5 | CFC345 | 2 | 2009 | RE | 161 | 50 | 326700 | 163300 | 283 | 232 | 208 | 104
12628 | NRG Chalk Point LLC | 1571 | Chalk Point LLC | MD | 3 | 3 | 6 | 1975 | OP | 712 | 491 | 1660131 | 830065 | 271 | 246 | 56 | 28 | 261 | 239 | E
12628 | NRG Chalk Point LLC | 1571 | Chalk Point LLC | MD | 4 | 4 | 12 | 1981 | OP | 712 | 491 | 1660131 | 830065 | 271 | 246 | 56 | 28 | 287 | 251 | E
12628 | NRG Chalk Point LLC | 1571 | Chalk Point LLC | MD | 5 | 5 | 5 | 1982 | SB | 712 | 779 | 1700859 | 650429 | 289 | 232 | 36 | 18 | 244 | 244 | E
12628 | NRG Chalk Point LLC | 1571 | Chalk Point LLC | MD | 6 | 6 | 12 | 2009 | OP | 400 | 202 | 2310000 | 1800000 | 128 | 125 | 55 | 43 | 132 | 101 | E
12631 | NRG Delta LLC | 228 | Contra Costa | CA | 9 | 9 | 6 | 1964 | OP | 450 | 276 | 2223000 | 1200000 | 300 | 270 | 134 | 72 | 250 | 250 | E
12631 | NRG Delta LLC | 271 | Pittsburg Power | CA | 5 | 5 | 9 | 1960 | OP | 450 | 148 | 1037000 | 733000 | 285 | 235 | 117 | 83 | 250 | 250 | E
12631 | NRG Delta LLC | 271 | Pittsburg Power | CA | 6 | 6 | 6 | 1961 | OP | 450 | 148 | 1037000 | 733000 | 285 | 235 | 117 | 83 | 250 | 250 | E
12631 | NRG Delta LLC | 271 | Pittsburg Power | CA | 7 | 7 | 12 | 1972 | OP | 450 | 314 | 2000000 | 1200000 | 285 | 235 | 106 | 64 | 250 | 250 | E
12647 | Minnesota Power Inc | 1891 | Syl Laskin | MN | S1 | S1 | 8 | 1970 | OP | 300 | 87 | 494956 | 247478 | 136 | 126 | 95 | 47 | 99 | 81 | M
12647 | Minnesota Power Inc | 1893 | Clay Boswell | MN | S1 | S1 | 7 | 1958 | SB | 250 | 71 | 450000 | 225000 | 341 | 273 | 106 | 53 | 0 | 0 | M
12647 | Minnesota Power Inc | 1893 | Clay Boswell | MN | S3 | S3 | 4 | 1977 | OP | 700 | 661 | 1760000 | 880000 | 190 | 180 | 48 | 24 | 174 | 166 | E
12647 | Minnesota Power Inc | 1893 | Clay Boswell | MN | S4 | S4 | 4 | 1980 | OP | 600 | 314 | 1910000 | 955000 | 158 | 158 | 101 | 51 | 163 | 160 | M
12647 | Minnesota Power Inc | 10075 | Taconite Harbor Energy Center | MN | S1 | S1 | 6 | 1957 | OP | 220 | 79 | 300000 | 150000 | 293 | 250 | 63 | 31.5 | 338 | 320 | M
12647 | Minnesota Power Inc | 10075 | Taconite Harbor Energy Center | MN | S2 | S2 | 9 | 1957 | OP | 220 | 79 | 300000 | 150000 | 293 | 250 | 63 | 31.6 | 325 | 315 | M
12647 | Minnesota Power Inc | 10075 | Taconite Harbor Energy Center | MN | S3 | S3 | 5 | 1967 | OP | 220 | 79 | 300000 | 150000 | 293 | 250 | 63 | 31.5 | 289 | 278 | M
12653 | GenOn Mid-Atlantic LLC | 1572 | Dickerson | MD | 1 | 1 | 6 | 1959 | RE | 400 | 214 | 959299 | 479649 | 236 | 236 | 75 | 37
12653 | GenOn Mid-Atlantic LLC | 1572 | Dickerson | MD | 2 | 2 | 3 | 1962 | RE | 400 | 214 | 479649 | 239825 | 236 | 236 | 37 | 19
12653 | GenOn Mid-Atlantic LLC | 1572 | Dickerson | MD | 3 | 3 | 6 | 1979 | SB | 700 | 491 | 1438948 | 719474 | 180 | 236 | 49 | 24 | 180 | 180 | E
12653 | GenOn Mid-Atlantic LLC | 1572 | Dickerson | MD | 6 | 6 | 12 | 2009 | OP | 400 | 542 | 1800000 | 1400000 | 128 | 125 | 55 | 43 | 121 | 121 | E
12653 | GenOn Mid-Atlantic LLC | 1573 | Morgantown Generating Plant | MD | 1 | 1 | 6 | 1970 | SB | 700 | 299 | 1436575 | 718287 | 278 | 250 | 80 | 40 | 250 | 250 | E
12653 | GenOn Mid-Atlantic LLC | 1573 | Morgantown Generating Plant | MD | 2 | 2 | 6 | 1971 | SB | 700 | 299 | 1436575 | 718287 | 278 | 250 | 80 | 40 | 250 | 250 | E
12653 | GenOn Mid-Atlantic LLC | 1573 | Morgantown Generating Plant | MD | 3 | 3 | 12 | 2009 | OP | 400 | 570 | 1880000 | 1500000 | 128 | 125 | 55 | 44 | 112 | 102 | E
12653 | GenOn Mid-Atlantic LLC | 1573 | Morgantown Generating Plant | MD | 4 | 4 | 12 | 2009 | OP | 400 | 570 | 1880000 | 1500000 | 128 | 125 | 55 | 44 | 117 | 104 | E
12658 | Minnkota Power Coop, Inc | 2823 | Milton R Young | ND | S1 | S1 | 11 | 1970 | OP | 500 | 491 | 1362800 | 817680 | 145 | 130 | 80.1 | 48.1 | 145 | 142 | M
12658 | Minnkota Power Coop, Inc | 2823 | Milton R Young | ND | S2 | S2 | 12 | 2010 | OP | 550 | 707 | 2345000 | 1407000 | 142 | 142 | 55.3 | 33.2 | 142 | 142 | M
12667 | Minnesota Municipal Power Agny | 56164 | Faribault Energy Park | MN | SV001 | SV001 | 7 | 2007 | OP | 175 | 254 | 39419 | 24696 | 200 | 208 |  |  | 194 | 203 | m
12685 | Entergy Mississippi Inc | 2050 | Baxter Wilson | MS | 1 | S | 8 | 1974 | OP | 489 | 284 | 1174000 | 594000 | 237 | 205 | 69 | 35 | 250 | 240 | E
12685 | Entergy Mississippi Inc | 2050 | Baxter Wilson | MS | 2 | S | 8 | 1974 | OP | 489 | 416 | 1709000 | 852000 | 246 | 216 | 69 | 35 | 250 | 240 | E
12685 | Entergy Mississippi Inc | 2051 | Delta | MS | 1A | 1A | 11 | 1953 | RE | 130 | 71 | 154000 | 77500 | 270 | 198 | 36 | 18
12685 | Entergy Mississippi Inc | 2051 | Delta | MS | 1B | 1B | 11 | 1953 | RE | 130 | 71 | 154000 | 77500 | 270 | 198 | 36 | 18
12685 | Entergy Mississippi Inc | 2051 | Delta | MS | 2A | 2A | 12 | 1953 | RE | 130 | 71 | 154000 | 77500 | 270 | 198 | 36 | 18
12685 | Entergy Mississippi Inc | 2051 | Delta | MS | 2B | 2B | 12 | 1953 | RE | 130 | 71 | 154000 | 77500 | 270 | 198 | 36 | 18
12685 | Entergy Mississippi Inc | 2053 | Rex Brown | MS | 1 | 1 | 7 | 1948 | RE | 150 | 79 | 105196 | 59405 | 292 | 260 | 18 | 13
12685 | Entergy Mississippi Inc | 2053 | Rex Brown | MS | 3 | 3 | 12 | 1949 | OP | 150 | 247 | 392151 | 196076 | 352 | 325 | 27 | 13 | 362 | 352 | E
12685 | Entergy Mississippi Inc | 2053 | Rex Brown | MS | 4A | 4 | 7 | 1959 | OP | 150 | 64 | 289289 | 148288 | 269 | 234 | 75 | 39 | 282 | 272 | E
12685 | Entergy Mississippi Inc | 2053 | Rex Brown | MS | 4B | 4 | 7 | 1959 | OP | 150 | 64 | 289289 | 148288 | 269 | 234 | 75 | 39 | 282 | 272 | E
12685 | Entergy Mississippi Inc | 8054 | Gerald Andrus | MS | 1 | 1 | 1 | 1975 | OP | 499 | 415 | 1440000 | 720000 | 243 | 224 | 58 | 29 | 350 | 340 | E
12686 | Mississippi Power Co | 2049 | Jack Watson | MS | 1 | 1 | 6 | 1957 | OP | 169 | 113 | 440724 | 296352 | 270 | 246 | 65 | 44 | 290 | 260 | E
12686 | Mississippi Power Co | 2049 | Jack Watson | MS | 2 | 2 | 5 | 1960 | OP | 169 | 113 | 495540 | 273428 | 270 | 246 | 61 | 34 | 290 | 260 | E
12686 | Mississippi Power Co | 2049 | Jack Watson | MS | 3 | 3 | 5 | 1962 | OP | 169 | 113 | 331520 | 182930 | 243 | 215 | 48 | 27 | 290 | 260 | E
12686 | Mississippi Power Co | 2049 | Jack Watson | MS | 4 | 4 | 5 | 1968 | OP | 350 | 201 | 740006 | 408320 | 270 | 246 | 62 | 34 | 290 | 260 | E
12686 | Mississippi Power Co | 2049 | Jack Watson | MS | 5 | 5 | 4 | 1973 | OP | 400 | 415 | 1492800 | 848050 | 267 | 231 | 60 | 34 | 320 | 290 | E
12686 | Mississippi Power Co | 6073 | Victor J Daniel Jr | MS | 1 | 1 | 4 | 1977 | OP | 350 | 908 | 1822003 | 966363 | 278 | 242 | 33 | 18 | 310 | 275 | E
12686 | Mississippi Power Co | 6073 | Victor J Daniel Jr | MS | 2 | 1 | 2 | 1981 | OP | 350 | 908 | 1822003 | 966363 | 278 | 242 | 33 | 18 | 310 | 275 | E
12686 | Mississippi Power Co | 57037 | Kemper County IGCC Project | MS | A | A | 5 | 2014 | CO | 325 | 452 | 1262165 |  | 217 |  | 46.5
12686 | Mississippi Power Co | 57037 | Kemper County IGCC Project | MS | B | B | 5 | 2014 | CO | 325 | 452 | 1262165 |  | 217 |  | 46.5
12792 | NRG New York LLC | 2625 | Bowline Point | NY | 1 | 1 | 9 | 1972 | OP | 286 | 276 | 1515922 | 1164449 | 280 | 238 | 87 | 66 | 261 | 279 | E
12792 | NRG New York LLC | 2625 | Bowline Point | NY | 2 | 2 | 4 | 1974 | OP | 286 | 276 | 1515922 | 1164449 | 280 | 238 | 87 | 66 | 330 | 278 | E
12792 | NRG New York LLC | 2629 | Lovett | NY | 3 | 3 | 3 | 1995 | RE | 175 | 123 | 252000 | 63000 | 310 | 225 | 34 | 8
12792 | NRG New York LLC | 2629 | Lovett | NY | 4 | 4 | 5 | 1966 | RE | 475 | 95 | 546010 | 389000 | 249 | 198 | 116 | 60
12792 | NRG New York LLC | 2629 | Lovett | NY | 5 | 5 | 4 | 1969 | RE | 475 | 95 | 591000 | 402000 | 285 | 255 | 109 | 76
12796 | Monongahela Power Co | 3942 | FirstEnergy Albright | WV | 1 | 1 | 1 | 1952 | RE | 168 | 64 | 251500 | 170900 | 319 | 318 | 65 | 43
12796 | Monongahela Power Co | 3942 | FirstEnergy Albright | WV | 2 | 2 | 1 | 1952 | RE | 168 | 64 | 272200 | 162600 | 297 | 296 | 71 | 40
12796 | Monongahela Power Co | 3942 | FirstEnergy Albright | WV | 3 | 3 | 1 | 1954 | RE | 225 | 91 | 363400 | 232800 | 280 | 291 | 65 | 44
12796 | Monongahela Power Co | 3943 | FirstEnergy Fort Martin Power Station | WV | 1 | 1 | 1 | 1967 | RE | 550 | 434
12796 | Monongahela Power Co | 3943 | FirstEnergy Fort Martin Power Station | WV | 2 | 2 | 1 | 1968 | RE | 550 | 434
12796 | Monongahela Power Co | 3943 | FirstEnergy Fort Martin Power Station | WV | 3 | 3 | 11 | 2009 | OP | 550 | 481 | 1538500 | 846500 | 132 | 125 | 46 | 27 | 133 | 132 | e
12796 | Monongahela Power Co | 3943 | FirstEnergy Fort Martin Power Station | WV | 4 | 3 | 11 | 2009 | OP | 550 | 481 | 1683800 | 1083700 | 122 | 119 | 50 | 34 | 133 | 128 | e
12796 | Monongahela Power Co | 3945 | FirstEnergy Rivesville | WV | 7A | 7A | 1 | 1944 | RE | 152 | 57 | 166695 | 154519 | 332 | 305 | 49 | 45
12796 | Monongahela Power Co | 3945 | FirstEnergy Rivesville | WV | 7B | 7B | 1 | 1944 | RE | 152 | 57 | 166695 | 154519 | 332 | 305 | 49 | 45
12796 | Monongahela Power Co | 3945 | FirstEnergy Rivesville | WV | 8A | 8A | 1 | 1951 | RE | 152 | 64 | 343800 | 266800 | 340 | 347 | 89 | 65
12796 | Monongahela Power Co | 3945 | FirstEnergy Rivesville | WV | 8B | 8B | 1 | 1951 | RE | 152 | 64 | 343800 | 266800 | 340 | 347 | 89 | 65
12796 | Monongahela Power Co | 3946 | FirstEnergy Willow Island | WV | 1 | 1 | 1 | 1949 | RE | 160 | 56 | 206000 | 201100 | 272 | 258 | 61 | 49
12796 | Monongahela Power Co | 3946 | FirstEnergy Willow Island | WV | 2 | 2 | 1 | 1980 | RE | 216 | 177 | 416100 | 315200 | 253 | 246 | 39 | 30
13100 | Municipal Electric Authority | 7946 | Wansley Unit 9 | GA | STACK1 | STACK1 | 6 | 2003 | OP | 132 | 284 | 931638 | 618442 | 170 | 152 | 55 | 36 | 238 | 227 | M
13100 | Municipal Electric Authority | 7946 | Wansley Unit 9 | GA | STACK2 | STACK2 | 6 | 2003 | OP | 132 | 284 | 931638 | 618442 | 170 | 152 | 55 | 36 | 237 | 226 | M
13143 | Board of Water Electric & Communications | 1167 | Muscatine Plant #1 | IA | 7 | 7 | 6 | 1975 | OP | 225 | 66 | 143410 | 63771 | 358 | 345 | 36 | 60 | 353 | 331 | M
13143 | Board of Water Electric & Communications | 1167 | Muscatine Plant #1 | IA | 8 | 8 | 6 | 1969 | OP | 220 | 57 | 306000 | 190234 | 338 | 300 | 89 | 69 | 343 | 332 | M
13143 | Board of Water Electric & Communications | 1167 | Muscatine Plant #1 | IA | 9 | 9 | 4 | 1983 | OP | 300 | 104 | 495800 | 380178 | 176 | 173 | 80 | 20 | 173 | 170 | M
13168 | NRG Huntley Operations Inc | 2549 | C R Huntley Generating Station | NY | 3-6 | 1 | 6 | 1957 | RE | 350 | 247 | 904020 | 666900 | 320 | 320 | 61 | 45
13168 | NRG Huntley Operations Inc | 2549 | C R Huntley Generating Station | NY | 7-8 | 2 | 6 | 1957 | OP | 350 | 270 | 1247400 | 842000 | 290 | 290 | 77 | 52 | 275 | 213 | M
13192 | NRG Arthur Kill Operations Inc | 2490 | Arthur Kill Generating Station | NY | 2 | 2 | 12 | 1959 | OP | 502 | 294 | 2737322 | 1368661 | 245 | 245 | 155 | 78 | 265 | 265 | E
13337 | Nebraska Public Power District | 2226 | Canaday | NE | 1 | 1 | 5 | 1958 | SB | 167 | 130 | 338000 | 220000 | 250 | 210 | 44 | 29 | 284 | 253 | E
13337 | Nebraska Public Power District | 2277 | Sheldon | NE | 1 | 1 | 7 | 1968 | OP | 176 | 113 | 404720 | 213695 | 290 | 260 | 60 | 32 | 303 | 270 | M
13337 | Nebraska Public Power District | 2277 | Sheldon | NE | 2 | 2 | 7 | 1961 | OP | 176 | 113 | 481045 | 255119 | 323 | 295 | 71 | 38 | 309 | 273 | M
13337 | Nebraska Public Power District | 6077 | Gerald Gentleman | NE | 1 | 1 | 4 | 1979 | OP | 550 | 616 | 2072245 | 1068990 | 330 | 300 | 56 | 29 | 300 | 300 | E
13337 | Nebraska Public Power District | 6077 | Gerald Gentleman | NE | 2 | 2 | 1 | 1982 | OP | 550 | 616 | 2080730 | 1056360 | 300 | 270 | 56 | 29 | 300 | 300 | E
13407 | Nevada Power Co | 2322 | Clark | NV | 1 | 1 | 12 | 1955 | RE | 100 | 57 | 157000 | 76100 | 230 | 210 | 45 | 22
13407 | Nevada Power Co | 2322 | Clark | NV | 2 | 2 | 7 | 1957 | RE | 100 | 64 | 200000 | 90000 | 290 | 235 | 52 | 24
13407 | Nevada Power Co | 2322 | Clark | NV | 3 | 3 | 7 | 1961 | RE | 156 | 95 | 261000 | 121000 | 286 | 230 | 46 | 21
13407 | Nevada Power Co | 2324 | Reid Gardner | NV | 1 | 1 | 4 | 1965 | OP | 200 | 123 | 361000 | 180000 | 207 | 217 | 49 | 25 | 132 | 113 | M
13407 | Nevada Power Co | 2324 | Reid Gardner | NV | 2 | 2 | 7 | 1968 | OP | 240 | 71 | 361000 | 180000 | 207 | 217 | 85 | 43 | 136 | 69 | M
13407 | Nevada Power Co | 2324 | Reid Gardner | NV | 3 | 3 | 7 | 1976 | OP | 270 | 71 | 397300 | 199000 | 201 | 213 | 94 | 47 | 131 | 78 | M
13407 | Nevada Power Co | 2324 | Reid Gardner | NV | 4 | 4 | 7 | 1983 | OP | 500 | 227 | 1043000 | 521500 | 153 | 157 | 77 | 38 | 134 | 112 | M
13407 | Nevada Power Co | 7082 | Harry Allen | NV | STACK5 | STACK5 | 5 | 2011 | OP | 185 | 284 | 980000 | 978500 | 196 | 200 | 57 | 57 | 200 | 201 | M
13407 | Nevada Power Co | 7082 | Harry Allen | NV | STACK6 | STACK6 | 5 | 2011 | OP | 185 | 284 | 980000 | 978500 | 196 | 200 | 57 | 57 | 204 | 200 | M
13407 | Nevada Power Co | 55322 | Chuck Lenzie Generating Station | NV | A02 | A02 | 1 | 2006 | OP | 175 | 253 | 1023137 | 613882 | 175 | 175 | 67 | 40 | 198 | 196 | M
13407 | Nevada Power Co | 55322 | Chuck Lenzie Generating Station | NV | A04 | A04 | 1 | 2006 | OP | 175 | 253 | 1023137 | 613882 | 175 | 175 | 67 | 40 | 198 | 196 | M
13407 | Nevada Power Co | 55322 | Chuck Lenzie Generating Station | NV | A06 | A06 | 1 | 2006 | OP | 175 | 253 | 1023137 | 613882 | 175 | 175 | 67 | 40 | 200 | 198 | M
13407 | Nevada Power Co | 55322 | Chuck Lenzie Generating Station | NV | A08 | A08 | 1 | 2006 | OP | 175 | 253 | 1023137 | 613882 | 175 | 175 | 67 | 40 | 198 | 196 | M
13407 | Nevada Power Co | 55687 | Higgins Generating Station | NV | STACK1 | STACK1 | 10 | 2003 | OP | 156 | 283 | 910127 | 777436 | 202 | 194 | 53.5 | 45.7 | 221 | 221 | M
13407 | Nevada Power Co | 55687 | Higgins Generating Station | NV | STACK2 | STACK2 | 10 | 2003 | OP | 156 | 283 | 910127 | 777436 | 202 | 194 | 53.5 | 45.7 | 221 | 221 | M
13407 | Nevada Power Co | 55841 | Silverhawk | NV | A01 | A01 | 6 | 2004 | OP | 150 | 254 | 1338000 | 500000 | 230 | 150 | 85 | 62 | 227 | 207 | M
13407 | Nevada Power Co | 55841 | Silverhawk | NV | A03 | A03 | 6 | 2004 | OP | 150 | 254 | 1338000 | 500000 | 230 | 150 | 44.8 | 32.7 | 232 | 208 | M
13478 | Entergy New Orleans Inc | 1407 | A B Paterson | LA | 3 | 2 | 4 | 1950 | RE | 151 | 165 | 503100 | 292300 | 310 | 245 | 51 | 30
13478 | Entergy New Orleans Inc | 1407 | A B Paterson | LA | 4 | 2 | 11 | 1954 | RE | 151 | 165 | 503100 | 292300 | 310 | 245 | 51 | 30
13478 | Entergy New Orleans Inc | 1409 | Michoud | LA | 1E | 1E | 4 | 1957 | RE | 164 | 64 | 167675 | 87200 | 299 | 256 | 44 | 23
13478 | Entergy New Orleans Inc | 1409 | Michoud | LA | 1W | 1W | 4 | 1957 | RE | 164 | 64 | 167675 | 87200 | 299 | 256 | 44 | 23
13478 | Entergy New Orleans Inc | 1409 | Michoud | LA | 2E | 2E | 2 | 1963 | OP | 186 | 79 | 305550 | 158800 | 237 | 198 | 64 | 34 | 210 | 210 | m
13478 | Entergy New Orleans Inc | 1409 | Michoud | LA | 2W | 2W | 2 | 1963 | OP | 186 | 79 | 305550 | 158800 | 237 | 198 | 64 | 34 | 210 | 210 | m
13478 | Entergy New Orleans Inc | 1409 | Michoud | LA | 3 | 3 | 8 | 1967 | OP | 172 | 434 | 1502900 | 692000 | 270 | 216 | 58 | 27 | 240 | 240 | m
13492 | New Hope Power Company | 54627 | Okeelanta Cogeneration | FL | A | A | 6 | 1995 | OP | 199 | 314 | 325000 | 285000 | 335 | 320 | 67 | 50 | 350 | 325 | E
13492 | New Hope Power Company | 54627 | Okeelanta Cogeneration | FL | B | B | 6 | 1995 | OP | 199 | 314 | 325000 | 285000 | 335 | 320 | 67 | 50 | 350 | 325 | E
13492 | New Hope Power Company | 54627 | Okeelanta Cogeneration | FL | C | C | 6 | 1995 | OP | 199 | 314 | 325000 | 285000 | 335 | 320 | 67 | 50 | 350 | 325 | E
13538 | EP Newington Energy LLC | 55661 | EP Newington Energy LLC | NH | 1 | 1 | 2 | 2002 | OP | 150 | 220 | 1217450 | 816632 | 199 | 165 | 76.2 | 51.2 | 210 | 208 | m
13538 | EP Newington Energy LLC | 55661 | EP Newington Energy LLC | NH | 2 | 2 | 2 | 2002 | OP | 150 | 220 | 1217450 | 816632 | 199 | 165 | 76.2 | 51.2 | 210 | 208 | m
13579 | Dunkirk Power LLC | 2554 | Dunkirk Generating Plant | NY | 1 | 1 | 6 | 1950 | OP | 312 | 143 | 471900 | 154000 | 320 | 320 | 55 | 26 | 211 | 318 | E
13579 | Dunkirk Power LLC | 2554 | Dunkirk Generating Plant | NY | 2 | 2 | 6 | 1950 | OP | 312 | 143 | 471900 | 154000 | 320 | 320 | 55 | 26 | 211 | 318 | E
13579 | Dunkirk Power LLC | 2554 | Dunkirk Generating Plant | NY | 3 | 3 | 6 | 1959 | SC | 310 | 254 | 1382000 | 933000 | 290 | 290 | 85 | 59
13579 | Dunkirk Power LLC | 2554 | Dunkirk Generating Plant | NY | 4 | 3 | 6 | 1959 | SC | 310 | 254 | 1382000 | 933000 | 290 | 290 | 85 | 59
13584 | NRG El Segundo Operations Inc | 330 | El Segundo Power | CA | 3 | 3 | 7 | 1964 | OP | 200 | 154 | 854000 | 427000 | 235 | 193 | 92 | 46 | 350 | 335 | e
13584 | NRG El Segundo Operations Inc | 330 | El Segundo Power | CA | 4 | 4 | 4 | 1965 | OP | 200 | 154 | 854000 | 427000 | 235 | 193 | 92 | 46 | 350 | 335 | e
13756 | Northern Indiana Pub Serv Co | 995 | Bailly | IN | 78 | 78 | 11 | 1962 | SB | 400 | 183 | 1400000 | 700000 | 290 | 290 | 128 | 67 | 290 | 290 | E
13756 | Northern Indiana Pub Serv Co | 995 | Bailly | IN | 78A | 78A | 6 | 1992 | OP | 480 | 320 | 1730559 | 865280 | 130 | 130 | 90 | 47 | 129 | 129 | E
13756 | Northern Indiana Pub Serv Co | 996 | Dean H Mitchell | IN | 45 | 45 | 11 | 1968 | RE | 236 | 100 | 820000 | 410000 | 290 | 290 | 137 | 68
13756 | Northern Indiana Pub Serv Co | 996 | Dean H Mitchell | IN | 611 | 611 | 5 | 1970 | RE | 236 | 56 | 786000 | 396000 | 290 | 290 | 132 | 66
13756 | Northern Indiana Pub Serv Co | 997 | Michigan City | IN | 12 | 12 | 5 | 1974 | OP | 505 | 346 | 1800000 | 900000 | 325 | 300 | 87 | 44 | 320 | 320 | E
13756 | Northern Indiana Pub Serv Co | 997 | Michigan City | IN | 4 | 4 | 10 | 1950 | RE | 270 | 50 | 156000 | 89000 | 325 | 275 | 52 | 29
13756 | Northern Indiana Pub Serv Co | 997 | Michigan City | IN | 5 | 5 | 10 | 1950 | RE | 270 | 50 | 156000 | 89000 | 325 | 275 | 52 | 29
13756 | Northern Indiana Pub Serv Co | 997 | Michigan City | IN | 6 | 6 | 11 | 1950 | RE | 270 | 50 | 156000 | 89000 | 325 | 275 | 52 | 29
13756 | Northern Indiana Pub Serv Co | 6085 | R M Schahfer | IN | 14 | 14 | 12 | 1976 | OP | 500 | 346 | 1902000 | 951000 | 307 | 307 | 92 | 46 | 300 | 300 | E
13756 | Northern Indiana Pub Serv Co | 6085 | R M Schahfer | IN | 15 | 15 | 10 | 1979 | OP | 500 | 346 | 2112000 | 1051000 | 300 | 300 | 102 | 51 | 325 | 325 | E
13756 | Northern Indiana Pub Serv Co | 6085 | R M Schahfer | IN | 17 | 17 | 4 | 1983 | OP | 496 | 254 | 1590000 | 795000 | 160 | 160 | 104 | 52 | 130 | 130 | E
13756 | Northern Indiana Pub Serv Co | 6085 | R M Schahfer | IN | 18 | 18 | 2 | 1986 | OP | 496 | 254 | 1590000 | 795000 | 160 | 160 | 104 | 52 | 130 | 130 | E
13756 | Northern Indiana Pub Serv Co | 55364 | Sugar Creek Power | IN | 1-1 | 1-1 | 6 | 2003 | OP | 170 | 177 | 696516 |  | 210 |  | 75.4 |  | 204 | 207 | M
13756 | Northern Indiana Pub Serv Co | 55364 | Sugar Creek Power | IN | 1-2 | 1-2 | 6 | 2003 | OP | 170 | 177 | 716688 |  | 210 |  | 77 |  | 206 | 209 | M
13781 | Northern States Power Co - Minnesota | 1904 | Black Dog | MN | 1 | 1 | 6 | 1977 | OP | 600 | 398 | 1865000 | 1069720 | 315 | 295 | 78 | 45 | 325 | 325 | m
13781 | Northern States Power Co - Minnesota | 1904 | Black Dog | MN | 5 | 5 | 6 | 2002 | OP | 230 | 254 | 1033000 | 825000 | 181 | 185 | 68 | 54 | 210 | 210 | m
13781 | Northern States Power Co - Minnesota | 1912 | High Bridge | MN | 1 | 1 | 10 | 1972 | RE | 570 | 346 | 1186000 | 600000 | 330 | 300 | 53 | 27
13781 | Northern States Power Co - Minnesota | 1912 | High Bridge | MN | 7 | 7 | 5 | 2008 | OP | 165 | 285 | 816586 | 368553 | 195 | 176 | 47.8 | 21.6 | 195 | 195 | e
13781 | Northern States Power Co - Minnesota | 1912 | High Bridge | MN | 8 | 8 | 5 | 2008 | OP | 165 | 285 | 816586 | 368553 | 195 | 176 | 47.8 | 21.6 | 195 | 195 | e
13781 | Northern States Power Co - Minnesota | 1915 | Allen S King | MN | 1 | 1 | 2 | 1968 | OP | 785 | 269 | 1537800 | 1068000 | 169 | 169 | 108 | 66 | 214 | 214 | m
13781 | Northern States Power Co - Minnesota | 1927 | Riverside | MN | 6 | 6 | 7 | 1949 | RE | 243 | 113 | 340000 | 170000 | 300 | 300 | 44 | 22
13781 | Northern States Power Co - Minnesota | 1927 | Riverside | MN | 7 | 7 | 7 | 1950 | RE | 243 | 113 | 340000 | 170000 | 300 | 300 | 44 | 22
13781 | Northern States Power Co - Minnesota | 1927 | Riverside | MN | 8 | 8 | 7 | 1972 | RE | 475 | 201 | 800000 | 400000 | 300 | 300 | 71 | 36
13781 | Northern States Power Co - Minnesota | 6090 | Sherburne County | MN | 1 | 1 | 5 | 1976 | OP | 650 | 830 | 5200000 | 2646000 | 175 | 175 | 105 | 64 | 180 | 180 | m
13781 | Northern States Power Co - Minnesota | 6090 | Sherburne County | MN | 3 | 3 | 4 | 1987 | OP | 650 | 530 | 2659000 | 1423000 | 175 | 175 | 84 | 45 | 175 | 175 | e
13914 | Occidental Chemical Corporation | 55089 | Taft Cogeneration Facility | LA | H1 | H1 | 7 | 2002 | OP | 130 | 238 | 723000 | 536000 | 220 | 200 | 50.6 | 37.5 | 212 | 213 | M
13914 | Occidental Chemical Corporation | 55089 | Taft Cogeneration Facility | LA | H2 | H2 | 8 | 2002 | OP | 130 | 238 | 723000 | 536000 | 220 | 200 | 50.6 | 37.5 | 214 | 216 | M
13914 | Occidental Chemical Corporation | 55089 | Taft Cogeneration Facility | LA | H3 | H3 | 9 | 2002 | OP | 130 | 238 | 723000 | 536000 | 220 | 200 | 50.6 | 37.5 | 214 | 217 | M
13922 | Norwalk Power LLC | 548 | NRG Norwalk Harbor | CT | 1 | 1 | 6 | 1960 | OP | 350 | 201 | 1250000 | 750000 | 300 | 300 | 104 | 62 | 144 | 66 | M
13923 | NRG Oswego Harbor Power Operations Inc | 2594 | Oswego Harbor Power | NY | 5 | 5 | 2 | 1976 | OP | 700 | 707 | 4351000 | 2500000 | 330 | 280 | 107 | 60 | 69 | 50 | M
13923 | NRG Oswego Harbor Power Operations Inc | 2594 | Oswego Harbor Power | NY | 6 | 6 | 7 | 1980 | OP | 700 | 452 | 2443000 | 1200000 | 315 | 280 | 90 | 50 | 102 | 64 | M
13960 | NRG Cabrillo Power Ops Inc | 302 | Encina | CA | 1 | 1 | 11 | 1978 | OP | 400 | 531 | 3313440 | 1624860 | 288 | 253 | 104 | 51 | 240 | 238 | M
13994 | Oglethorpe Power Corporation | 7917 | Chattahoochee Energy Facility | GA | STK8A | STK8A | 2 | 2003 | OP | 130 | 214 | 998644 | 852176 | 210 | 210 | 77.8 | 66.4 | 212 | 219 | M
13994 | Oglethorpe Power Corporation | 7917 | Chattahoochee Energy Facility | GA | STK8B | STK8B | 2 | 2003 | OP | 130 | 214 | 1028583 | 877724 | 230 | 230 | 80.1 | 68.4 | 213 | 216 | M
13994 | Oglethorpe Power Corporation | 55382 | Thomas A Smith Energy Facility | GA | 1H1100 | 1H1100 | 6 | 2002 | OP | 160 | 254 | 1038450 | 651646 | 210.7 | 192.6 | 68 | 42.7 | 187 | 191 | M
13994 | Oglethorpe Power Corporation | 55382 | Thomas A Smith Energy Facility | GA | 1H2100 | 1H2100 | 6 | 2002 | OP | 160 | 254 | 1038450 | 651646 | 210.7 | 192.6 | 68 | 42.7 | 187 | 191 | m
13994 | Oglethorpe Power Corporation | 55382 | Thomas A Smith Energy Facility | GA | 2H1100 | 2H1100 | 6 | 2002 | OP | 160 | 254 | 1038450 | 651646 | 210.7 | 192.6 | 68 | 42.7 | 187 | 191 | M
13994 | Oglethorpe Power Corporation | 55382 | Thomas A Smith Energy Facility | GA | 2H2100 | 2H2100 | 6 | 2002 | OP | 160 | 254 | 1038450 | 651646 | 210.7 | 192.6 | 68 | 42.7 | 187 | 191 | M
13994 | Oglethorpe Power Corporation | 57209 | Rumble Road Energy Center | GA | 3A | 3A | 11 | 2015 | CN |  | 284 | 1107702 | 794612 | 190 | 181 | 65 | 47
13994 | Oglethorpe Power Corporation | 57209 | Rumble Road Energy Center | GA | 3B | 3B | 11 | 2015 | CN | 150 |  | 1107702 | 794612 | 190 | 181 | 65 | 47
14006 | Ohio Power Co | 2840 | Conesville | OH | 1 | 1 | 2 | 1957 | RE | 450 | 154 | 854000 | 428000 | 300 | 290 | 92 | 46
14006 | Ohio Power Co | 2840 | Conesville | OH | 2 | 2 | 10 | 1962 | OP | 450 | 240 | 490000 | 306000 | 290 | 275 | 40 | 22 | 290 | 290 | E
14006 | Ohio Power Co | 2840 | Conesville | OH | 3 | 3 | 6 | 1973 | OP | 800 | 531 | 2648427 | 1342213 | 127 | 127 | 83 | 42 | 320 | 320 | E
14006 | Ohio Power Co | 2840 | Conesville | OH | 4 | 4 | 11 | 1976 | OP | 800 | 531 | 2500000 | 1250000 | 125 | 125 | 79 | 39 | 125 | 125 | E
14006 | Ohio Power Co | 2843 | Picway | OH | 9 | 9 | 11 | 1955 | OP | 288 | 152 | 390000 | 214000 | 297 | 228 | 49 | 27 | 297 | 297 | M
14006 | Ohio Power Co | 2872 | Muskingum River | OH | 1 | 1 | 11 | 1971 | OP | 828 | 491 | 3330944 | 1665472 | 315 | 315 | 113 | 57 | 315 | 315 | E
14006 | Ohio Power Co | 2872 | Muskingum River | OH | 2 | 2 | 10 | 1968 | OP | 828 | 380 | 1732040 | 866000 | 306 | 306 | 76 | 38 | 306 | 306 | E
14006 | Ohio Power Co | 3947 | Kammer | WV | 1 | 1 | 8 | 1978 | OP | 900 | 415 | 2742000 | 1371000 | 360 | 360 | 110 | 55 | 360 | 360 | E
14006 | Ohio Power Co | 3948 | Mitchell | WV | 1 | 1 | 4 | 2007 | OP | 1000 | 895 | 2626464 | 1313232 | 128 | 128 | 48.9 | 24.5 | 128 | 128 | E
14006 | Ohio Power Co | 3948 | Mitchell | WV | 2 | 1 | 1 | 2007 | OP | 1000 | 895 | 2626464 | 1313232 | 128 | 128 | 48.9 | 24.5 | 128 | 128 | E
14006 | Ohio Power Co | 8102 | General James M Gavin | OH | 11 | 11 | 12 | 1994 | OP | 830 | 1385 | 4000000 | 2400000 | 125 | 125 | 48 | 29 | 125 | 125 | E
14006 | Ohio Power Co | 8102 | General James M Gavin | OH | 12 | 12 | 3 | 1995 | OP | 830 | 1385 | 4000000 | 2400000 | 125 | 125 | 48 | 29 | 125 | 125 | E
14006 | Ohio Power Co | 55503 | AEP Waterford Facility | OH | 1 | 1 | 8 | 2003 | OP | 175 | 284 | 949380 | 67683 | 188 | 162 | 55 | 34.7 | 188 | 162 | E
14006 | Ohio Power Co | 55503 | AEP Waterford Facility | OH | 2 | 2 | 8 | 2003 | OP | 175 | 284 | 949380 | 67683 | 188 | 162 | 55 | 34.7 | 188 | 162 | E
14006 | Ohio Power Co | 55503 | AEP Waterford Facility | OH | 3 | 3 | 8 | 2003 | OP | 175 | 284 | 949380 | 67683 | 188 | 162 | 55 | 34.7 | 188 | 162 | E
14015 | Ohio Valley Electric Corp | 2876 | Kyger Creek | OH | 1 | 1 | 2 | 1980 | RE | 1000 | 674 | 4450000 | 2225000 | 300 | 300 | 110 | 55
14015 | Ohio Valley Electric Corp | 2876 | Kyger Creek | OH | 12 | 15 | 2 | 2012 | OP | 838 | 478 | 1459116 | 851999 | 130 | 122 | 51 | 30 | 128 | 119 | M
14015 | Ohio Valley Electric Corp | 2876 | Kyger Creek | OH | 35 | 15 | 11 | 2011 | OP | 838 | 719 | 2188674 | 1277999 | 130 | 122 | 51 | 30 | 132 | 119 | M
14063 | Oklahoma Gas & Electric Co | 2951 | Horseshoe Lake | OK | 6 | 6 | 4 | 1958 | OP | 177 | 188 | 339539 | 179300 | 300 | 229 | 30 | 16 | 222 | 157 | M
14063 | Oklahoma Gas & Electric Co | 2951 | Horseshoe Lake | OK | 7 | 7 | 6 | 1963 | OP | 189 | 188 | 454787 | 354388 | 296 | 270 | 40 | 31 | 316 | 0 | M
14063 | Oklahoma Gas & Electric Co | 2951 | Horseshoe Lake | OK | 8 | 8 | 6 | 1969 | OP | 186 | 380 | 725700 | 534133 | 268 | 232 | 32 | 23 | 204 | 0 | M
14063 | Oklahoma Gas & Electric Co | 2952 | Muskogee | OK | 3 | 3 | 5 | 1956 | RE | 176 | 188 | 339539 | 179300 | 300 | 238 | 30 | 16
14063 | Oklahoma Gas & Electric Co | 2952 | Muskogee | OK | 4 | 4 | 12 | 1977 | OP | 350 | 452 | 1259309 | 930629 | 264 | 240 | 46 | 34 | 312 | 268 | M
14063 | Oklahoma Gas & Electric Co | 2952 | Muskogee | OK | 5 | 5 | 10 | 1978 | OP | 350 | 452 | 1259309 | 930629 | 264 | 240 | 46 | 34 | 308 | 258 | M
14063 | Oklahoma Gas & Electric Co | 2952 | Muskogee | OK | 6 | 6 | 6 | 1984 | OP | 500 | 363 | 1803588 | 1125020 | 264 | 249 | 96 | 59 | 282 | 249 | M
14063 | Oklahoma Gas & Electric Co | 2953 | Mustang | OK | 1 | 1 | 6 | 1950 | OP | 250 | 87 | 134115 | 89000 | 305 | 245 | 26 | 17 | 290 | 0 | E
14063 | Oklahoma Gas & Electric Co | 2953 | Mustang | OK | 2 | 2 | 6 | 1951 | OP | 250 | 87 | 134115 | 89000 | 305 | 245 | 26 | 17 | 290 | 0 | E
14063 | Oklahoma Gas & Electric Co | 2953 | Mustang | OK | 3 | 3 | 6 | 1955 | OP | 167 | 126 | 239583 | 122784 | 297 | 233 | 32 | 16 | 237 | 156 | M
14063 | Oklahoma Gas & Electric Co | 2953 | Mustang | OK | 4 | 4 | 6 | 1959 | OP | 188 | 240 | 460106 | 270000 | 292 | 246 | 32 | 19 | 217 | 0 | M
14063 | Oklahoma Gas & Electric Co | 2956 | Seminole | OK | 1A | 1A | 3 | 1971 | OP | 178 | 177 | 702873 | 504348 | 242 | 208 | 66 | 47 | 257 | 217 | M
14063 | Oklahoma Gas & Electric Co | 2956 | Seminole | OK | 1B | 1B | 3 | 1971 | OP | 178 | 177 | 702873 | 504348 | 242 | 208 | 66 | 47 | 257 | 217 | M
14063 | Oklahoma Gas & Electric Co | 2956 | Seminole | OK | 2A | 2A | 2 | 1973 | OP | 178 | 177 | 702873 | 504348 | 242 | 208 | 66 | 47 | 241 | 195 | M
14063 | Oklahoma Gas & Electric Co | 2956 | Seminole | OK | 2B | 2B | 2 | 1973 | OP | 178 | 177 | 702873 | 504348 | 242 | 208 | 66 | 47 | 241 | 195 | M
14063 | Oklahoma Gas & Electric Co | 2956 | Seminole | OK | 3 | 3 | 6 | 1975 | OP | 350 | 254 | 1421788 | 1029854 | 255 | 243 | 93 | 68 | 242 | 193 | M
14063 | Oklahoma Gas & Electric Co | 6095 | Sooner | OK | 1 | 1 | 11 | 1979 | OP | 500 | 314 | 1917770 | 1130000 | 264 | 264 | 102 | 60 | 307 | 280 | M
14063 | Oklahoma Gas & Electric Co | 6095 | Sooner | OK | 2 | 2 | 12 | 1980 | OP | 500 | 314 | 1917770 | 1130000 | 264 | 264 | 102 | 60 | 303 | 273 | M
14063 | Oklahoma Gas & Electric Co | 55463 | Redbud Power Plant | OK | 210STK | 210STK | 9 | 2003 | OP | 190 | 254 | 956917 | 965549 | 173 | 186 | 63 | 63 | 135 | 135 | E
14063 | Oklahoma Gas & Electric Co | 55463 | Redbud Power Plant | OK | 220STK | 220STK | 8 | 2003 | OP | 190 | 254 | 956617 | 968549 | 173 | 186 | 63 | 63 | 135 | 135 | E
14063 | Oklahoma Gas & Electric Co | 55463 | Redbud Power Plant | OK | 230STK | 230STK | 7 | 2003 | OP | 190 | 254 | 956617 | 968549 | 173 | 186 | 63 | 63 | 135 | 135 | E
14063 | Oklahoma Gas & Electric Co | 55463 | Redbud Power Plant | OK | 240STK | 240STK | 9 | 2003 | OP | 190 | 254 | 956617 | 968549 | 173 | 186 | 63 | 63 | 135 | 135 | E
14127 | Omaha Public Power District | 2291 | North Omaha | NE | A | A | 3 | 1976 | OP | 204 | 165 | 1180000 | 594000 | 293 | 265 | 120 | 60 | 312 | 287 | M
14127 | Omaha Public Power District | 2291 | North Omaha | NE | B | B | 4 | 1976 | OP | 204 | 72 | 524100 | 262050 | 276 | 232 | 121 | 60 | 274 | 256 | M
14127 | Omaha Public Power District | 2291 | North Omaha | NE | C | C | 5 | 1976 | OP | 204 | 104 | 750000 | 375000 | 274 | 244 | 120 | 60 | 296 | 271 | M
14127 | Omaha Public Power District | 6096 | Nebraska City | NE | 1 | 1 | 5 | 1979 | OP | 700 | 440 | 2587200 | 1293600 | 288 | 258 | 98 | 49 | 325 | 310 | M
14127 | Omaha Public Power District | 6096 | Nebraska City | NE | 2 | 2 | 5 | 2009 | OP | 400 | 415 | 2250000 | 1125000 | 271 | 271 | 90 | 45 | 194 | 188 | M
14165 | NRG Power Midwest LP | 2836 | Avon Lake | OH | 2 | 5 | 5 | 1978 | OP | 524 | 87 | 552000 | 303000 | 307 | 260 | 106 | 58 | 300 | 300 | E
14165 | NRG Power Midwest LP | 2836 | Avon Lake | OH | 7 | 7 | 1 | 1970 | OP | 600 | 452 | 2600000 | 1417000 | 285 | 236 | 95 | 52 | 285 | 285 | E
14165 | NRG Power Midwest LP | 2861 | Niles | OH | 1 | 4 | 7 | 1981 | SC | 393 | 95 | 330189 | 176000 | 270 | 255 | 58 | 31
14165 | NRG Power Midwest LP | 2861 | Niles | OH | 2 | 4 | 8 | 1981 | SC | 393 | 95 | 330189 | 176000 | 270 | 255 | 58 | 31
14165 | NRG Power Midwest LP | 3096 | Brunot Island | PA | 2A | 2A | 8 | 2002 | OP | 125 | 128 | 721000 | 665300 | 397 | 338 | 94.1 | 86.8 | 394 | 403 | E
14165 | NRG Power Midwest LP | 3096 | Brunot Island | PA | 2B | 2B | 8 | 2002 | OP | 125 | 128 | 721000 | 665300 | 397 | 338 | 94.1 | 86.8 | 394 | 403 | E
14165 | NRG Power Midwest LP | 3096 | Brunot Island | PA | 3 | 3 | 8 | 2002 | OP | 125 | 128 | 721000 | 665300 | 397 | 338 | 94.1 | 86.8 | 394 | 403 | E
14165 | NRG Power Midwest LP | 3098 | Elrama Power Plant | PA | SCR1 | SCR1 | 9 | 1976 | SC | 392 | 531 | 1659365 | 829683 | 140 | 140 | 52 | 26
14165 | NRG Power Midwest LP | 3138 | New Castle Plant | PA | A | 5 | 6 | 1977 | OP | 750 | 145 | 577000 | 260000 | 302 | 298 | 66 | 30 | 284 | 273 | E
14165 | NRG Power Midwest LP | 3138 | New Castle Plant | PA | B | 5 | 6 | 1977 | OP | 750 | 145 | 577000 | 260000 | 302 | 298 | 66 | 30 | 284 | 273 | E
14165 | NRG Power Midwest LP | 3138 | New Castle Plant | PA | C | 5 | 6 | 1977 | OS | 750 | 145 | 577000 | 260000 | 302 | 298 | 66 | 30
14165 | NRG Power Midwest LP | 8226 | Cheswick Power Plant | PA | 1 | 1 | 12 | 1970 | RE | 750 | 346 | 1984000 | 1096000 | 260 | 230 | 95 | 53
14165 | NRG Power Midwest LP | 8226 | Cheswick Power Plant | PA | 2 | 2 | 6 | 2010 | OP | 553 | 573 | 1836561 | 1101297 | 130 | 122 | 53.5 | 33.4 | 130 | 122 | E
14184 | Orlando CoGen Ltd LP | 54466 | Orlando Cogen LP | FL | STACK1 | STACK1 | 9 | 1993 | OP | 115 | 193 | 1338871 | 856327 | 260 | 260 | 115.3 | 73.8 | 260 | 260 | M
14232 | Otter Tail Power Co | 1943 | Hoot Lake | MN | 1 | 1 | 6 | 1948 | RE | 133 | 28 | 80000 | 40000 | 393 | 373 | 47 | 24
14232 | Otter Tail Power Co | 1943 | Hoot Lake | MN | 2 | 2 | 6 | 1959 | OP | 225 | 140 | 691000 | 345500 | 314 | 302 | 87 | 44 | 343 | 324 | m
14232 | Otter Tail Power Co | 6098 | Big Stone | SD | 1 | 1 | 5 | 1975 | OP | 498 | 459 | 2060000 | 1184500 | 288 | 266 | 75 | 60 | 296 | 278 | m
14232 | Otter Tail Power Co | 8222 | Coyote | ND | S1 | S1 | 5 | 1981 | OP | 498 | 346 | 1810000 | 1116000 | 213 | 217 | 87 | 53 | 219 | 203 | m
14268 | City of Owensboro - (KY) | 1374 | Elmer Smith | KY | 2 | 2 | 7 | 1974 | OS | 650 | 276 | 1226820 | 613410 | 312 | 300 | 80 | 41
14268 | City of Owensboro - (KY) | 1374 | Elmer Smith | KY | 3 | 3 | 1 | 1995 | OP | 420 | 494 | 1567000 | 783500 | 130 | 130 | 55 | 27 | 129 | 123 | M
14274 | Otay Mesa Energy Center LLC | 55345 | Otay Mesa Generating Project | CA | STACK1 | STACK1 | 10 | 2009 | OP | 160 | 254 | 763720 | 505040 | 191 | 165 | 70 | 46 | 204 | 198 | M
14274 | Otay Mesa Energy Center LLC | 55345 | Otay Mesa Generating Project | CA | STACK2 | STACK2 | 10 | 2009 | OP | 160 | 254 | 763720 | 505040 | 191 | 165 | 70 | 46 | 196 | 203 | M
14294 | PSEG Power New York Inc | 2539 | Bethlehem Energy Center | NY | 1 | 1 | 11 | 1952 | RE
14294 | PSEG Power New York Inc | 2539 | Bethlehem Energy Center | NY | 2 | 2 | 12 | 1952 | RE
14294 | PSEG Power New York Inc | 2539 | Bethlehem Energy Center | NY | 3 | 3 | 10 | 1953 | RE
14294 | PSEG Power New York Inc | 2539 | Bethlehem Energy Center | NY | 4 | 4 | 9 | 1954 | RE
14294 | PSEG Power New York Inc | 2539 | Bethlehem Energy Center | NY | 5 | 5 | 7 | 2005 | OP | 248 | 284 | 1140000 | 880000 | 280 | 280 | 69 | 67 | 255 | 256 | M
14294 | PSEG Power New York Inc | 2539 | Bethlehem Energy Center | NY | 6 | 6 | 7 | 2005 | OP | 248 | 284 | 1140000 | 880000 | 280 | 280 | 69 | 67 | 261 | 261 | M
14294 | PSEG Power New York Inc | 2539 | Bethlehem Energy Center | NY | 7 | 7 | 7 | 2005 | OP | 248 | 284 | 1140000 | 880000 | 280 | 280 | 69 | 67 | 268 | 269 | M
14298 | Odessa-Ector Power Partners LP | 55215 | Odessa Ector Generating Station | TX | HRSG1 | HRSG1 | 6 | 2001 | OP | 145 | 314 | 870119 | 579900 | 195 | 190 | 46.2 | 30.8 | 190 | 195 | M
14298 | Odessa-Ector Power Partners LP | 55215 | Odessa Ector Generating Station | TX | HRSG2 | HRSG2 | 6 | 2001 | OP | 145 | 314 | 870119 | 579900 | 195 | 190 | 46.2 | 30.8 | 197 | 197 | M
14298 | Odessa-Ector Power Partners LP | 55215 | Odessa Ector Generating Station | TX | HRSG3 | HRSG3 | 6 | 2001 | OP | 145 | 314 | 870119 | 579900 | 195 | 190 | 46.2 | 30.8 | 199 | 195 | M
14298 | Odessa-Ector Power Partners LP | 55215 | Odessa Ector Generating Station | TX | HRSG4 | HRSG4 | 6 | 2001 | OP | 145 | 314 | 870119 | 579900 | 195 | 190 | 46.2 | 30.8 | 198 | 197 | M
14306 | Eagle 2 US LLC | 55117 | RS Cogen | LA | R5 | R5 | 12 | 2002 | OP | 125 | 284 | 783333 |  | 337 |  | 46 |  | 240 | 239
14306 | Eagle 2 US LLC | 55117 | RS Cogen | LA | R6 | R6 | 12 | 2002 | OP | 125 | 284 | 783333 |  | 337 |  | 46 |  | 246 | 242 | M
14310 | P H Glatfelter Co | 50397 | P H Glatfelter | PA | C36 | S10 | 6 | 1996 | OP | 325 | 50 | 277577 |  | 330 |  | 92 |  | 330 | 320 | M
14310 | P H Glatfelter Co | 50397 | P H Glatfelter | PA | C46 | S16 | 9 | 1989 | OP | 225 | 64 | 118000 |  | 290 |  | 109 |  | 290 | 290 | M
14310 | P H Glatfelter Co | 50397 | P H Glatfelter | PA | C37 | S37 | 12 | 1994 | OP | 225 | 64 | 105000 |  | 327 |  | 92 |  | 327 | 327 | M
14328 | Pacific Gas & Electric Co | 246 | Humboldt Bay | CA | 1 | 1 | 12 | 1956 | RE | 120 | 79 | 176000 | 93100 | 330 | 276 | 37 | 20
14328 | Pacific Gas & Electric Co | 246 | Humboldt Bay | CA | 2 | 2 | 12 | 1958 | RE | 120 | 79 | 220000 | 115000 | 350 | 285 | 46 | 24
14328 | Pacific Gas & Electric Co | 247 | Hunters Point | CA | 5 | 5 | 11 | 1958 | RE | 250 | 104 | 536160 | 255000 | 338 | 300 | 86 | 41
14328 | Pacific Gas & Electric Co | 56476 | Gateway Generating Station | CA | STK1 | STK1 | 1 | 2009 | OP | 195 | 203 | 900000 | 624000 | 208 | 150 | 75 | 52 | 201 | 203 | M
14328 | Pacific Gas & Electric Co | 56476 | Gateway Generating Station | CA | STK2 | STK2 | 1 | 2009 | OP | 195 | 203 | 900000 | 624000 | 208 | 150 | 75 | 52 | 198 | 202 | M
14328 | Pacific Gas & Electric Co | 56532 | Colusa Generating Station | CA | STK1 | STK1 | 12 | 2010 | OP | 175 | 283.5 | 1086073 | 645967 | 188 | 164 | 64 | 38 | 198 | 197 | M
14328 | Pacific Gas & Electric Co | 56532 | Colusa Generating Station | CA | STK2 | STK2 | 12 | 2010 | OP | 175 | 283.5 | 1086073 | 645967 | 188 | 164 | 64 | 38 | 203 | 199 | M
14354 | PacifiCorp | 3644 | Carbon | UT | 1 | 1 | 11 | 1954 | OP | 200 | 79 | 450000 | 225000 | 325 | 325 | 96 | 48 | 310 | 261 | M
14354 | PacifiCorp | 3644 | Carbon | UT | 2 | 2 | 9 | 1957 | OP | 172 | 123 | 563000 | 281500 | 325 | 325 | 77 | 38 | 329 | 306 | M
14354 | PacifiCorp | 3648 | Gadsby | UT | 1 | 1 | 9 | 1951 | OP | 250 | 95 | 358225 | 179612 | 305 | 272 | 63 | 32 | 284 | 254 | M
14354 | PacifiCorp | 3648 | Gadsby | UT | 2 | 2 | 12 | 1952 | OP | 250 | 95 | 324900 | 162450 | 318 | 285 | 57 | 29 | 316 | 286 | M
14354 | PacifiCorp | 3648 | Gadsby | UT | 3 | 3 | 6 | 1955 | OP | 250 | 95 | 474810 | 237405 | 325 | 295 | 83 | 42 | 299 | 269 | M
14354 | PacifiCorp | 4158 | Dave Johnston | WY | BD41 | BD41 | 6 | 1976 | OP | 500 | 95 | 530000 | 345000 | 290 | 230 | 93 | 60 | 202 | 184 | M
14354 | PacifiCorp | 4158 | Dave Johnston | WY | BD42 | BD42 | 12 | 1976 | OP | 500 | 95 | 530000 | 345000 | 290 | 230 | 93 | 60 | 267 | 232 | M
14354 | PacifiCorp | 4158 | Dave Johnston | WY | BD43 | BD43 | 11 | 1976 | OP | 500 | 177 | 1320000 | 858000 | 156 | 205 | 124 | 81 | 320 | 263 | M
14354 | PacifiCorp | 4158 | Dave Johnston | WY | BD44 | BD44 | 7 | 1972 | OP | 249 | 415 | 1240000 | 800000 |  | 115 | 50 | 32 | 94 | 99 | M
14354 | PacifiCorp | 4162 | Naughton | WY | 1 | 1 | 5 | 1963 | OP | 200 | 154 | 800000 | 400000 | 300 | 300 | 87 | 43 | 280 | 257 | M
14354 | PacifiCorp | 4162 | Naughton | WY | 2 | 2 | 10 | 1968 | OP | 224 | 189 | 1100000 | 550000 | 300 | 300 | 97 | 49 | 286 | 278 | M
14354 | PacifiCorp | 4162 | Naughton | WY | 3 | 3 | 10 | 1981 | OP | 470 | 594 | 1500000 | 750000 | 120 | 120 | 42 | 21 | 120 | 111 | M
14354 | PacifiCorp | 6101 | Wyodak | WY | BD91 | BD91 | 9 | 1978 | OP | 400 | 314 | 1917000 | 1044000 | 150 | 140 | 102 | 55 | 184 | 169 | M
14354 | PacifiCorp | 6165 | Hunter | UT | 1 | 1 | 6 | 1978 | OP | 600 | 452 | 1750000 | 1000000 | 138 | 138 | 65 | 37 | 144 | 119 | M
14354 | PacifiCorp | 6165 | Hunter | UT | 2 | 2 | 6 | 1980 | OP | 600 | 452 | 1750000 | 1000000 | 138 | 138 | 65 | 37 | 145 | 130 | M
14354 | PacifiCorp | 6165 | Hunter | UT | 3 | 3 | 6 | 1983 | OP | 600 | 452 | 1785000 | 1000000 | 119 | 119 | 66 | 37 | 115 | 108 | M
14354 | PacifiCorp | 8066 | Jim Bridger | WY | BD71 | BD71 | 11 | 1974 | OP | 500 | 452 | 2238000 | 1190000 | 138 | 140 | 82 | 44 | 146 | 130 | M
14354 | PacifiCorp | 8066 | Jim Bridger | WY | BD72 | BD72 | 12 | 1975 | OP | 500 | 452 | 2238000 | 1190000 | 117 | 140 | 82 | 44 | 115 | 119 | M
14354 | PacifiCorp | 8066 | Jim Bridger | WY | BD73 | BD73 | 9 | 1976 | OP | 500 | 452 | 2238000 | 1190000 | 141 | 140 | 82 | 44 | 145 | 137 | M
14354 | PacifiCorp | 8066 | Jim Bridger | WY | BD74 | BD74 | 11 | 1979 | OP | 500 | 755 | 2286000 | 1143000 | 126 | 126 | 49 | 25 | 122 | 114 | M
14354 | PacifiCorp | 8069 | Huntington | UT | 1 | 1 | 6 | 1977 | OP | 600 | 452 | 1500000 | 900000 | 138 | 138 | 55 | 33 | 130 | 131 | M
14354 | PacifiCorp | 8069 | Huntington | UT | 2 | 2 | 7 | 1974 | OP | 600 | 452 | 1750000 | 1000000 | 262 | 235 | 64 | 37 | 112 | 103 | M
14354 | PacifiCorp | 56102 | Currant Creek | UT | HRSG1A | HRSG1A | 3 | 2006 | OP | 165 | 392 | 583850 | 393292 | 199 | 179 | 27 | 18 | 189 | 201 | M
14354 | PacifiCorp | 56102 | Currant Creek | UT | HRSG1B | HRSG1B | 3 | 2006 | OP | 165 | 392 | 583850 | 393292 | 199 | 179 | 27 | 18 | 185 | 199 | M
14354 | PacifiCorp | 56237 | Lake Side Power Plant | UT | HRSG01 | HRSG01 | 5 | 2007 | OP | 150 | 19 | 1252506 | 769037 | 170 | 170 | 73.6 | 45.2 | 145 | 164 | M
14354 | PacifiCorp | 56237 | Lake Side Power Plant | UT | HRSG02 | HRSG02 | 5 | 2007 | OP | 150 | 19 | 1252506 | 769037 | 170 | 170 | 73.6 | 45.2 | 147 | 170 | M
14354 | PacifiCorp | 58393 | Lake Side 2 | UT | HRSG21 | HRSG21 | 6 | 2014 | PL
14354 | PacifiCorp | 58393 | Lake Side 2 | UT | HRSG22 | HRSG22 | 6 | 2014 | PL
14372 | Pacific Klamath Energy Inc | 55103 | Klamath Cogeneration Plant | OR | FL1 | STK1 | 7 | 2001 | OP | 151 | 254 | 1201928 |  | 206 | 240 | 78.8 |  | 270 | 270 | M
14372 | Pacific Klamath Energy Inc | 55103 | Klamath Cogeneration Plant | OR | FL2 | STK2 | 7 | 2001 | OP | 151 | 254 | 1201928 |  | 206 | 215 | 78.8 |  | 270 | 270 | M
14412 | Gila River Power Station LP | 55306 | Gila River Power Station | AZ | 1 A | 1 A | 7 | 2003 | OP | 130 | 18 | 991000 | 725000 | 180 | 180 | 64.4 | 47.5 | 195 | 190 | m
14412 | Gila River Power Station LP | 55306 | Gila River Power Station | AZ | 1 B | 1 B | 7 | 2003 | OP | 130 | 18 | 991000 | 725000 | 180 | 180 | 64.9 | 47.5 | 195 | 190 | m
14412 | Gila River Power Station LP | 55306 | Gila River Power Station | AZ | 2 A | 2 A | 6 | 2003 | OP | 130 | 18 | 991000 | 725000 | 180 | 180 | 64.9 | 47.5 | 195 | 190 | m
14412 | Gila River Power Station LP | 55306 | Gila River Power Station | AZ | 2 B | 2 B | 6 | 2003 | OP | 130 | 18 | 991000 | 725000 | 180 | 180 | 64.9 | 47.5 | 195 | 190 | m
14412 | Gila River Power Station LP | 55306 | Gila River Power Station | AZ | 3 A | 3 A | 6 | 2003 | OP | 130 | 18 | 991000 | 725000 | 180 | 180 | 64.4 | 47.5 | 195 | 190 | m
14412 | Gila River Power Station LP | 55306 | Gila River Power Station | AZ | 3 B | 3 B | 6 | 2003 | OP | 130 | 18 | 991000 | 725000 | 180 | 180 | 64.9 | 47.5 | 195 | 190 | m
14412 | Gila River Power Station LP | 55306 | Gila River Power Station | AZ | 4 A | 4 A | 5 | 2003 | OP | 130 | 18 | 991000 | 725000 | 180 | 180 | 64.9 | 47.5 | 195 | 190 | m
14412 | Gila River Power Station LP | 55306 | Gila River Power Station | AZ | 4 B | 4 B | 5 | 2003 | OP | 130 | 18 | 991000 | 725000 | 180 | 180 | 64.9 | 47.5 | 195 | 190 | m
14610 | Orlando Utilities Comm | 564 | Stanton Energy Center | FL | 1 | 1 | 7 | 1987 | OP | 550 | 284 | 1420000 | 742000 | 127 | 125 | 83 | 44 | 128 | 124 | M
14610 | Orlando Utilities Comm | 564 | Stanton Energy Center | FL | 2 | 2 | 6 | 1996 | OP | 550 | 284 | 1420000 | 742000 | 127 | 125 | 83 | 44 | 128 | 122 | M
14610 | Orlando Utilities Comm | 564 | Stanton Energy Center | FL | B | B | 10 | 2009 | OP | 166 | 318 | 900000 | 630000 | 262 | 211 | 47 | 33 | 225 | 230 | M
14610 | Orlando Utilities Comm | 55318 | Indian River | FL | STK1 | STK1 | 9 | 1964 | OS | 300 | 154 | 716100 | 412104 | 220 | 210 | 78 | 45
14610 | Orlando Utilities Comm | 55318 | Indian River | FL | STK2 | STK2 | 2 | 1974 | OS | 300 | 154 | 849156 | 340032 | 215 | 208 | 92 | 37
14932 | US Operating Services Company | 10043 | Logan Generating Company LP | NJ | JPE01 | JPE01 | 9 | 1994 | OP | 430 | 113 | 683069 | 400433 | 200 | 200 | 101 | 59 | 188 | 183 | M
14932 | US Operating Services Company | 10566 | Chambers Cogeneration LP | NJ | FLUE1 | STACK1 | 3 | 1994 | OP | 475 | 79 | 307372 | 153686 | 174 | 174 | 65 | 33 | 170 | 168 | M
14932 | US Operating Services Company | 10566 | Chambers Cogeneration LP | NJ | FLUE2 | STACK2 | 3 | 1994 | OP | 475 | 79 | 307372 | 153686 | 174 | 174 | 65 | 33 | 169 | 166 | M
14932 | US Operating Services Company | 50888 | Northampton Generating Company LP | PA | ST1 | ST1 | 8 | 1995 | OP | 275 | 71 | 340000 | 204000 | 320 | 250 | 80 | 64 | 340 | 325 | M
14932 | US Operating Services Company | 50976 | Indiantown Cogeneration LP | FL | JP | JP | 12 | 1995 | OP | 495 | 201 | 1200000 | 840000 | 170 | 170 | 100 | 70 | 197 | 195 | E
15143 | Platte River Power Authority | 6761 | Rawhide | CO | 101 | 101 | 4 | 1984 | OP | 505 | 240 | 1200000 | 600000 | 160 | 160 | 83 | 42 | 200 | 195 | M
15147 | PSEG Fossil LLC | 2398 | Bergen Generating Station | NJ | 2101 | 2101 | 5 | 2002 | OP | 215 | 283 | 809328 | 558156 | 200 | 153 | 63 | 42 | 217 | 195 | M
15147 | PSEG Fossil LLC | 2398 | Bergen Generating Station | NJ | 2201 | 2201 | 5 | 2002 | OP | 215 | 283 | 809328 | 558156 | 200 | 153 | 63 | 42 | 210 | 183 | M
15147 | PSEG Fossil LLC | 2398 | Bergen Generating Station | NJ | 1101 | 1101 | 6 | 1995 | OP | 213 | 239 | 650000 | 492706 | 250 | 238 | 45.3 | 34.4 | 256 | 240 | M
15147 | PSEG Fossil LLC | 2398 | Bergen Generating Station | NJ | 1201 | 1201 | 6 | 1995 | OP | 213 | 240 | 650000 | 492706 | 250 | 238 | 45.1 | 34.2 | 275 | 284 | M
15147 | PSEG Fossil LLC | 2398 | Bergen Generating Station | NJ | 1301 | 1301 | 6 | 1995 | OP | 213 | 237 | 650000 | 492706 | 250 | 238 | 45.7 | 34.6 | 302 | 328 | M
15147 | PSEG Fossil LLC | 2398 | Bergen Generating Station | NJ | 1401 | 1401 | 6 | 1995 | OP | 213 | 239 | 650000 | 492706 | 250 | 238 | 45.3 | 34.4 | 257 | 265 | M
15147 | PSEG Fossil LLC | 2403 | PSEG Hudson Generating Station | NJ | 1 | 1 | 12 | 1964 | RE | 326 | 154 | 896280 | 434280 | 291 | 225 | 97 | 47
15147 | PSEG Fossil LLC | 2403 | PSEG Hudson Generating Station | NJ | 2 | 2 | 12 | 1968 | OP | 498 | 241 | 1648440 | 838680 | 279 | 230 | 114 | 58 | 250 | 159 | M
15147 | PSEG Fossil LLC | 2404 | PSEG Kearny Generating Station | NJ | 7 | 7 | 3 | 1953 | RE | 276 | 154 | 425040 | 221760 | 335 | 300 | 46 | 24
15147 | PSEG Fossil LLC | 2404 | PSEG Kearny Generating Station | NJ | 8 | 8 | 11 | 1953 | RE | 276 | 154 | 425040 | 221760 | 335 | 300 | 46 | 24
15147 | PSEG Fossil LLC | 2406 | PSEG Linden Generating Station | NJ | 11 | 11 | 5 | 2006 | OP | 227 | 283 | 3401000 | 2387000 | 170 | 156 | 200 | 140.3 | 191 | 190 | M
15147 | PSEG Fossil LLC | 2406 | PSEG Linden Generating Station | NJ | 12 | 12 | 5 | 2006 | OP | 227 | 283 | 3401000 | 2387000 | 170 | 156 | 200 | 140.3 | 185 | 185 | M
15147 | PSEG Fossil LLC | 2406 | PSEG Linden Generating Station | NJ | 21 | 21 | 5 | 2006 | OP | 227 | 283 | 3401000 | 2387000 | 170 | 156 | 200 | 140.3 | 177 | 193 | M
15147 | PSEG Fossil LLC | 2406 | PSEG Linden Generating Station | NJ | 22 | 22 | 5 | 2006 | OP | 227 | 283 | 3401000 | 2387000 | 170 | 156 | 200 | 140.3 | 181 | 182 | M
15147 | PSEG Fossil LLC | 2408 | PSEG Mercer Generating Station | NJ | 1 | 1 | 12 | 1960 | OP | 326 | 242 | 1300000 | 498330 | 269 | 260 | 37 | 27 | 186 | 194 | M
15147 | PSEG Fossil LLC | 2408 | PSEG Mercer Generating Station | NJ | 2 | 2 | 6 | 1961 | OP | 325 | 242 | 1300000 | 498330 | 269 | 260 | 37 | 27 | 192 | 194 | M
15147 | PSEG Fossil LLC | 2411 | PSEG Sewaren Generating Station | NJ | 1 | 1 | 12 | 1948 | OP | 225 | 118 | 361080 | 191160 | 294 | 260 | 51 | 27
15147 | PSEG Fossil LLC | 2411 | PSEG Sewaren Generating Station | NJ | 2 | 2 | 11 | 1948 | OP | 225 | 118 | 361080 | 191160 | 294 | 260 | 51 | 27
15147 | PSEG Fossil LLC | 2411 | PSEG Sewaren Generating Station | NJ | 3 | 3 | 10 | 1949 | OP | 225 | 118 | 361080 | 191160 | 294 | 260 | 51 | 27 | 223 | 138 | E
15147 | PSEG Fossil LLC | 2411 | PSEG Sewaren Generating Station | NJ | 4 | 4 | 7 | 1951 | OP | 225 | 118 | 361080 | 283200 | 290 | 270 | 51 | 40 | 244 | 172 | E
15248 | Portland General Electric Co | 6106 | Boardman | OR | 1S | 1S | 8 | 1980 | OP | 656 | 380 | 1950000 | 1140000 | 268 | 227 | 86 | 50 | 267 | 271 | M
15248 | Portland General Electric Co | 8073 | Beaver | OR | 1 | HX-106
15248 | Portland General Electric Co | 56227 | Port Westward | OR | HRSG01 | HRSG01 | 6 | 2007 | OP | 200 | 344 | 1355000 | 998000 | 181 | 179 | 66 | 48 | 207 | 203 | M
15274 | Potomac Power Resources | 603 | Benning | DC | 4 | 4 | 8 | 1968 | RE | 241 | 123 | 1130596 | 565298 | 650 | 488 | 153 | 76
15274 | Potomac Power Resources | 603 | Benning | DC | 5 | 5 | 5 | 1972 | RE | 241 | 123 | 1021356 | 510678 | 580 | 430 | 138 | 69
15276 | PPL Martins Creek LLC | 3148 | PPL Martins Creek | PA | 1 | 1 | 6 | 1973 | RE | 600 | 398 | 1152000 | 576000 | 315 | 300 | 48 | 24
15276 | PPL Martins Creek LLC | 3148 | PPL Martins Creek | PA | 2 | 2 | 10 | 1975 | OP | 600 | 398 | 2220000 | 1120000 | 285 | 261 | 93 | 47 | 330 | 300 | E
15276 | PPL Martins Creek LLC | 3148 | PPL Martins Creek | PA | 3 | 3 | 3 | 1977 | OP | 600 | 398 | 2220000 | 1120000 | 285 | 261 | 93 | 47 | 330 | 300 | E
15296 | New York Power Authority | 2491 | Charles Poletti | NY | 6 | 6 | 3 | 1977 | RE | 300 | 177 | 1515000 | 764200 | 298 | 269 | 120
15298 | PPL Montana LLC | 2187 | J E Corette Plant | MT | 2 | 2 | 6 | 1968 | OP | 350 | 104 | 669960 | 443000 | 315 | 250 | 100 | 60 | 290 | 290 | E
15298 | PPL Montana LLC | 6076 | Colstrip | MT | 2 | 2 | 8 | 1976 | OP | 500 | 214 | 1435000 | 861000 | 200 | 200 | 100 | 60 | 190 | 190 | E
15298 | PPL Montana LLC | 6076 | Colstrip | MT | 3 | 3 | 1 | 1984 | OP | 692 | 452 | 3036300 | 1627200 | 194 | 194 | 105 | 60 | 190 | 190 | E
15298 | PPL Montana LLC | 6076 | Colstrip | MT | 4 | 4 | 4 | 1986 | OP | 692 | 452 | 3036300 | 1627200 | 194 | 194 | 105 | 60 | 190 | 190 | E
15298 | PPL Montana LLC | 6076 | Colstrip | MT | 1 | 1 | 11 | 1975 | OP | 500 | 214 | 1435000 | 861000 | 200 | 200 | 100 | 60 | 190 | 190 | E
15330 | Prairie State Generating Co LLC | 55856 | Prairie State Generatng Station | IL | 1 | 1 | 6 | 2012 | OP | 700 | 616 | 2346000 | 2265013 | 134 | 134 | 63.5 | 40 | 135 | 134 | M
15330 | Prairie State Generating Co LLC | 55856 | Prairie State Generatng Station | IL | 2 | 1 | 11 | 2012 | OP | 700 | 616 | 2346000 | 2265013 | 134 | 134 | 63.5 | 40 | 135 | 134 | M
15452 | PSEG Power Connecticut LLC | 568 | Bridgeport Station | CT | BHS2 | BHS2 | 8 | 1961 | SB | 251 | 87 | 442233 | 285032 | 256 | 238 | 85 | 54 | 0 | 0 | M
15452 | PSEG Power Connecticut LLC | 568 | Bridgeport Station | CT | BHS3 | BHS3 | 8 | 1968 | OP | 498 | 154 | 1231337 | 538025 | 300 | 280 | 133 | 58 | 280 | 272 | M
15452 | PSEG Power Connecticut LLC | 6156 | New Haven Harbor | CT | NHS1 | NHS1 | 8 | 1975 | OP | 389 | 269 | 1514878 | 577450 | 312 | 312 | 71 | 36 | 272 | 269 | M
15466 | Public Service Co of Colorado | 465 | Arapahoe | CO | 3 | 2 | 6 | 1951 | OP | 250 | 133 | 260000 | 170000 | 300 | 279 | 60 | 26 | 300 | 250 | E
15466 | Public Service Co of Colorado | 465 | Arapahoe | CO | 4 | 2 | 6 | 1951 | OP | 250 | 133 | 600000 | 320000 | 300 | 270 | 60 | 28 | 300 | 250 | E
15466 | Public Service Co of Colorado | 469 | Cherokee | CO | 1 | 1 | 6 | 1957 | RE | 300 | 201 | 757000 | 359000 | 350 | 270 | 60 | 39
15466 | Public Service Co of Colorado | 469 | Cherokee | CO | 2 | 1 | 6 | 1957 | RE | 300 | 201 | 600000 | 359000 | 290 | 270 | 60 | 39
15466 | Public Service Co of Colorado | 469 | Cherokee | CO | 3 | 3 | 6 | 1959 | OP | 300 | 299 | 825000 | 403000 | 165 | 175 | 60 | 48 | 180 | 180 | E
15466 | Public Service Co of Colorado | 469 | Cherokee | CO | 4 | 4 | 6 | 1968 | OP | 400 | 380 | 1600000 | 680000 | 350 | 150 | 60 | 21 | 180 | 180 | E
15466 | Public Service Co of Colorado | 470 | Comanche | CO | 1 | 1 | 6 | 1973 | OP | 500 | 430 | 1770000 | 631000 | 300 | 175 | 60 | 25 | 180 | 170 | E
15466 | Public Service Co of Colorado | 470 | Comanche | CO | 2 | 2 | 6 | 1975 | OP | 500 | 430 | 1770000 | 631000 | 270 | 175 | 60 | 25 | 180 | 170 | E
15466 | Public Service Co of Colorado | 470 | Comanche | CO | 3 | 3 | 7 | 2010 | OP | 500 | 730 | 3000000 | 1558000 | 160 | 170 | 68 | 35 | 190 | 180 | E
15466 | Public Service Co of Colorado | 477 | Valmont | CO | 5 | 5 | 6 | 1964 | OP | 250 | 252 | 1300000 | 491000 | 165 | 170 | 60 | 21 | 170 | 170 | E
15466 | Public Service Co of Colorado | 478 | Zuni | CO | 1 | 1 | 6 | 1948 | OP | 280 | 132 | 186500 |  | 430 |  | 34
15466 | Public Service Co of Colorado | 478 | Zuni | CO | 2 | 2 | 6 | 1948 | OP | 107 | 28 | 71800 |  | 450 |  | 42
15466 | Public Service Co of Colorado | 478 | Zuni | CO | 3 | 3 | 6 | 1954 | OP | 190 | 95 | 297000 |  | 340 |  | 52
15466 | Public Service Co of Colorado | 525 | Hayden | CO | H1 | H1 | 7 | 1965 | OP | 250 | 380 | 805977 | 687750 | 160 | 168 | 64 | 27 | 170 | 170 | E
15466 | Public Service Co of Colorado | 525 | Hayden | CO | H2 | H2 | 9 | 1976 | OP | 395 | 452 | 1684000 | 626800 | 160 | 162 | 129 | 23 | 170 | 170 | E
15466 | Public Service Co of Colorado | 6112 | Fort St Vrain | CO | 1 | MS2H | 5 | 1998 | OP | 175 | 255 | 1174848 |  | 350 | 300 | 110 | 0 | 300 | 300 | E
15466 | Public Service Co of Colorado | 6112 | Fort St Vrain | CO | 2 | MS3H | 4 | 1999 | OP | 175 | 255 | 1174848 |  | 350 | 300 | 110 | 0 | 300 | 300 | E
15466 | Public Service Co of Colorado | 6112 | Fort St Vrain | CO | 3 | MS4H | 5 | 2001 | OP | 175 | 255 | 1174848 |  | 350 | 300 | 110 | 0 | 300 | 300 | E
15466 | Public Service Co of Colorado | 6248 | Pawnee | CO | 1 | 1 | 11 | 1981 | OP | 550 | 434 | 2251000 | 1774570 | 310 | 276 | 60 | 61 | 280 | 255 | E
15466 | Public Service Co of Colorado | 55835 | Rocky Mountain Energy Center | CO | STACK1 | STACK1 | 5 | 2004 | OP | 175 | 269 | 668567 |  | 173 | 156 | 67 | 0 | 160 | 160 | E
15466 | Public Service Co of Colorado | 55835 | Rocky Mountain Energy Center | CO | STACK2 | STACK2 | 5 | 2004 | OP | 175 | 269 | 668567 |  | 173 | 156 | 67 | 0 | 160 | 160 | E
15470 | Duke Energy Indiana Inc | 1001 | Cayuga | IN | 1 | 1 | 10 | 1970 | RE | 500 | 299 | 1618000 | 1100000 | 290 | 230 | 90 | 65
15470 | Duke Energy Indiana Inc | 1001 | Cayuga | IN | 2 | 2 | 6 | 1972 | RE | 500 | 299 | 1618000 | 1100000 | 290 | 230 | 90 | 65
15470 | Duke Energy Indiana Inc | 1001 | Cayuga | IN | 1 | 3 | 11 | 2008 | OP | 575 | 434 | 1719029 |  | 130 |  | 66 |  | 129 | 127 | M
15470 | Duke Energy Indiana Inc | 1001 | Cayuga | IN | 2 | 3 | 5 | 2008 | OP | 575 | 434 | 1719029 |  | 130 |  | 66 |  | 130 | 129 | M
15470 | Duke Energy Indiana Inc | 1004 | Edwardsport | IN | 1 | 1 | 6 | 2013 | TS | 174.8 | 268.8 | 951641 | 686179 | 263.9 | 242.5 | 59.1 | 42.5
15470 | Duke Energy Indiana Inc | 1004 | Edwardsport | IN | 2 | 2 | 6 | 2013 | TS | 174.8 | 268.8 | 951641 | 686179 | 263.9 | 242.5 | 59.1 | 42.5
15470 | Duke Energy Indiana Inc | 1004 | Edwardsport | IN | 6-1 | 6-1 | 7 | 1944 | RE | 188 | 64 | 207059 | 109800 | 340 | 250 | 54 | 30
15470 | Duke Energy Indiana Inc | 1004 | Edwardsport | IN | 7-1 | 7-1 | 12 | 1973 | RE | 183 | 55 | 196731 | 63000 | 322 | 240 | 54 | 30
15470 | Duke Energy Indiana Inc | 1004 | Edwardsport | IN | 7-2 | 7-2 | 12 | 1973 | RE | 183 | 55 | 196731 | 63000 | 322 | 240 | 59 | 30
15470 | Duke Energy Indiana Inc | 1004 | Edwardsport | IN | 8-1 | 8-1 | 12 | 1973 | RE | 183 | 55 | 196731 | 63000 | 322 | 240 | 59 | 30
15470 | Duke Energy Indiana Inc | 1008 | R Gallagher | IN | A | A | 12 | 1958 | OP | 550 | 145 | 1170000 | 695575 | 263 | 246 | 144 | 80 | 316 | 294 | M
15470 | Duke Energy Indiana Inc | 1008 | R Gallagher | IN | B | B | 4 | 1960 | OP | 550 | 118 | 1170000 | 695575 | 263 | 246 | 165 | 98 | 279 | 255 | M
15470 | Duke Energy Indiana Inc | 1010 | Wabash River | IN | A | A | 11 | 1983 | OP | 450 | 491 | 3311900 | 1490355 | 280 | 240 | 112 | 50 | 268 | 261 | M
15470 | Duke Energy Indiana Inc | 6113 | Gibson | IN | 1 | 1-2 | 10 | 2007 | OP | 620 | 491 | 2074000 |  | 130 |  | 73 |  | 131 | 123 | M
15470 | Duke Energy Indiana Inc | 6113 | Gibson | IN | 2 | 1-2 | 5 | 2007 | OP | 620 | 491 | 2074000 |  | 130 |  | 73 |  | 134 | 123 | M
15470 | Duke Energy Indiana Inc | 6113 | Gibson | IN | 3 | 3 | 12 | 2006 | OP | 620 | 491 | 2074000 |  | 130 |  | 73 |  | 137 | 127 | M
15470 | Duke Energy Indiana Inc | 6113 | Gibson | IN | A | A | 4 | 1975 | RE | 500 | 804 | 4564000 | 3300633 | 288 | 180 | 95 | 68
15470 | Duke Energy Indiana Inc | 6113 | Gibson | IN | B | B | 3 | 1978 | RE | 500 | 804 | 4564000 | 3300633 | 288 | 180 | 95 | 68
15470 | Duke Energy Indiana Inc | 6113 | Gibson | IN | C | C | 10 | 1982 | OP | 500 | 434 | 1827000 | 999333 | 145 | 145 | 70 | 38 | 197 | 216 | M
15470 | Duke Energy Indiana Inc | 6113 | Gibson | IN | D | D | 1 | 1995 | OP | 500 | 434 | 1827000 | 999333 | 125 | 125 | 70 | 38
15472 | Public Service Co of NH | 2364 | Merrimack | NH | 1 | 1 | 12 | 1960 | OP | 445 | 57 | 342000 | 188100 | 245 | 220 | 100 | 55 | 130 | 127 | m
15472 | Public Service Co of NH | 2364 | Merrimack | NH | 2 | 2 | 5 | 1968 | OP | 445 | 165 | 900900 | 455400 | 300 | 286 | 91 | 46 | 130 | 127 | m
15472 | Public Service Co of NH | 2367 | Schiller | NH | 4 | 4 | 10 | 1952 | OP | 226 | 50 | 223700 | 110000 | 390 | 270 | 74 | 33 | 320 | 320 | m
15472 | Public Service Co of NH | 2367 | Schiller | NH | 5 | 5 | 5 | 1955 | RE | 227 | 50 | 224000 | 110000 | 400 | 270 | 75 | 33
15472 | Public Service Co of NH | 2367 | Schiller | NH | 5W | 5W | 11 | 2006 | OP | 227 | 50 | 224000 | 110000 | 400 | 270 | 75 | 33 | 320 | 320 | m
15472 | Public Service Co of NH | 2367 | Schiller | NH | 6 | 6 | 7 | 1957 | OP | 226 | 50 | 225000 | 111000 | 390 | 270 | 75 | 33 | 320 | 320 | m
15472 | Public Service Co of NH | 8002 | Newington | NH | 1 | 1 | 6 | 1974 | OP | 410 | 338 | 1995190 | 887440 | 550 | 400 | 98 | 44 | 500 | 500 | m
15473 | Public Service Co of NM | 2450 | Reeves | NM | 1 | 1 | 3 | 1960 | OP | 112 | 64 | 192000 | 106000 | 250 | 170 | 65 | 28 | 192 | 192 | E
15473 | Public Service Co of NM | 2450 | Reeves | NM | 2 | 2 | 3 | 1959 | OP | 112 | 64 | 192000 | 106000 | 250 | 175 | 50 | 28 | 192 | 192 | E
15473 | Public Service Co of NM | 2450 | Reeves | NM | 3 | 3 | 8 | 1962 | OP | 118 | 79 | 310000 | 170000 | 225 | 170 | 65 | 35 | 192 | 192 | E
15473 | Public Service Co of NM | 2451 | San Juan | NM | 1 | 1 | 12 | 1976 | OP | 400 | 255 | 1353954 | 1001013 | 124 | 175 | 88 | 65 | 125 | 125 | M
15473 | Public Service Co of NM | 2451 | San Juan | NM | 2 | 2 | 12 | 1973 | OP | 400 | 255 | 1367026 | 1007549 | 124 | 175 | 88 | 65 | 125 | 125 | M
15473 | Public Service Co of NM | 2451 | San Juan | NM | 3 | 3 | 12 | 1979 | OP | 400 | 491 | 2831372 | 1863399 | 124 | 175 | 96 | 63 | 125 | 125 | M
15473 | Public Service Co of NM | 2451 | San Juan | NM | 4 | 4 | 4 | 1982 | OP | 400 | 491 | 2831372 | 1863399 | 124 | 175 | 96 | 63 | 125 | 125 | M
15473 | Public Service Co of NM | 55210 | Afton Generating Station | NM | 1 | 1 | 10 | 2007 | OP | 150 | 245 | 2322767 | 1875053 | 190 | 190 | 171 | 138 | 195 | 185 | E
15473 | Public Service Co of NM | 55343 | Luna Energy Facility | NM | 1 | 1 | 12 | 2005 | OP | 160 | 254 | 935868 | 572285 | 177 | 158 | 61.4 | 37.6 | 185 | 175 | E
15473 | Public Service Co of NM | 55343 | Luna Energy Facility | NM | 2 | 2 | 12 | 2005 | OP | 160 | 254 | 935868 | 572285 | 177 | 158 | 61.4 | 37.6 | 185 | 175 | E
15474 | Public Service Co of Oklahoma | 127 | Oklaunion | TX | 1 | 1 | 12 | 1986 | OP | 452 | 415 | 2729905 | 1586360 | 161 | 161 | 95 | 56 | 161 | 161 | E
15474 | Public Service Co of Oklahoma | 2963 | Northeastern | OK | 3302 | 3302 | 5 | 1970 | OP | 183 | 254 | 815626 | 613103 | 249 | 208 | 53 | 40 | 249 | 249 | E
15474 | Public Service Co of Oklahoma | 2963 | Northeastern | OK | 3334 | 3334 | 12 | 1979 | OP | 600 | 572 | 1390000 | 820000 | 280 | 270 | 40 | 23 | 280 | 280 | E
15474 | Public Service Co of Oklahoma | 2964 | Southwestern | OK | 8002 | 8002 | 3 | 1954 | OP | 141 | 83 | 154272 | 89641 | 340 | 270 | 31 | 17 | 340 | 340 | E
15474 | Public Service Co of Oklahoma | 2964 | Southwestern | OK | 8003 | 8003 | 7 | 1967 | OP | 140 | 154 | 492475 | 349657 | 275 | 240 | 53 | 37 | 275 | 275 | E
15474 | Public Service Co of Oklahoma | 2964 | Southwestern | OK | 801N | 801N | 8 | 1952 | OP | 114 | 43 | 75476 | 38734 | 340 | 280 | 29 | 15 | 340 | 340 | E
15474 | Public Service Co of Oklahoma | 2964 | Southwestern | OK | 801S | 801S | 8 | 1952 | OP | 114 | 43 | 75476 | 38734 | 340 | 280 | 29 | 15 | 340 | 340 | E
15474 | Public Service Co of Oklahoma | 2965 | Tulsa | OK | 142N | 142N | 11 | 1956 | OP | 184 | 64 | 168770 | 96724 | 340 | 290 | 44 | 25 | 340 | 340 | E
15474 | Public Service Co of Oklahoma | 2965 | Tulsa | OK | 142S | 142S | 11 | 1956 | OP | 184 | 64 | 168770 | 96724 | 340 | 290 | 44 | 25 | 340 | 340 | E
15474 | Public Service Co of Oklahoma | 2965 | Tulsa | OK | 143N | 143N | 1 | 1958 | SC | 184 | 64 | 117640 | 62085 | 320 | 247 | 31 | 16
15474 | Public Service Co of Oklahoma | 2965 | Tulsa | OK | 143S | 143S | 1 | 1958 | SC | 184 | 64 | 117640 | 62085 | 320 | 247 | 31 | 16
15474 | Public Service Co of Oklahoma | 2965 | Tulsa | OK | 144N | 144N | 4 | 1958 | OP | 184 | 64 | 168770 | 96724 | 340 | 290 | 44 | 25 | 340 | 340 | E
15474 | Public Service Co of Oklahoma | 2965 | Tulsa | OK | 144S | 144S | 4 | 1958 | OP | 184 | 64 | 168770 | 96724 | 340 | 290 | 44 | 25 | 340 | 340 | E
15474 | Public Service Co of Oklahoma | 4940 | Riverside | OK | 1501 | 1501 | 4 | 1974 | OP | 300 | 254 | 815626 | 613103 | 249 | 208 | 53 | 40 | 249 | 249 | E
15474 | Public Service Co of Oklahoma | 4940 | Riverside | OK | 1502 | 1502 | 5 | 1976 | OP | 300 | 254 | 815626 | 613103 | 249 | 208 | 53 | 40 | 249 | 249 | E
15474 | Public Service Co of Oklahoma | 8059 | Comanche | OK | 721N | 7211 | 12 | 1973 | OP | 53 | 82 | 361502 | 278620 | 315 | 350 | 69 | 59 | 315 | 315 | E
15474 | Public Service Co of Oklahoma | 8059 | Comanche | OK | 721S | 7211 | 12 | 1973 | OP | 52 | 82 | 361502 | 278620 | 315 | 350 | 69 | 69 | 315 | 315 | E
15474 | Public Service Co of Oklahoma | 8059 | Comanche | OK | 722N | 7222 | 8 | 1973 | OP | 53 | 82 | 341989 | 293551 | 315 | 350 | 69 | 59 | 315 | 315 | E
15474 | Public Service Co of Oklahoma | 8059 | Comanche | OK | 722S | 7222 | 8 | 1973 | OP | 52 | 82 | 341989 | 293551 | 315 | 350 | 69 | 59 | 315 | 315 | E
15500 | Puget Sound Energy Inc | 55482 | Goldendale Generating Station | WA | STACK1 | STACK1 | 9 | 2004 | OP | 150 | 254 | 889353 | 592611 | 211 | 190 | 58 | 39 | 210 | 210 | M
15500 | Puget Sound Energy Inc | 55700 | Mint Farm Generating Station | WA | 1STACK | 1STACK | 1 | 2008 | OP | 165 | 254 | 11360000 | 865000 | 226 | 223 | 75 | 38 | 249 | 254 | M
15534 | PPL Montour LLC | 3149 | PPL Montour | PA | 1 | 1 | 3 | 1972 | RE | 600 | 314 | 2260000 | 1265000 | 300 | 270 | 120 | 67
15534 | PPL Montour LLC | 3149 | PPL Montour | PA | 2 | 2 | 4 | 1973 | RE | 600 | 314 | 2260000 | 1265000 | 300 | 270 | 120 | 67
15534 | PPL Montour LLC | 3149 | PPL Montour | PA | 3 | 3 | 5 | 2008 | OP | 700 | 739 | 2300000 | 1400000 | 130 | 125 | 51.9 | 31.6 | 129 | 123 | M
15534 | PPL Montour LLC | 3149 | PPL Montour | PA | 4 | 4 | 3 | 2008 | OP | 700 | 739 | 2300000 | 1400000 | 130 | 125 | 51.9 | 31.6 | 129 | 123 | M
15537 | PPL Brunner Island LLC | 3140 | PPL Brunner Island | PA | 3 | 3 | 4 | 2009 | OP | 600 | 739.3 | 2300000 | 1400000 | 130 | 125 | 51.9 | 31.6 | 129 | 124 | M
15537 | PPL Brunner Island LLC | 3140 | PPL Brunner Island | PA | 4 | 3 | 4 | 2009 | OP | 600 | 739.3 | 2300000 | 1400000 | 130 | 125 | 51.9 | 31.6 | 128 | 123 | M
15708 | Rathdrum Operating Services Co., Inc. | 55179 | Rathdrum Power LLC | ID | UNIT1 | UNIT1 | 9 | 2001 | OP | 150 | 254 | 1009879 |  | 185 |  | 66.1 |  | 204 | 195 | M
15873 | GenOn Northeast Management Company | 3118 | Conemaugh | PA | 3 | 3 | 12 | 1994 | OP | 525 | 615 | 3250000 | 1600000 | 130 | 130 | 70 | 35 | 127 | 123 | E
15873 | GenOn Northeast Management Company | 3136 | Keystone | PA | 1 | 1 | 6 | 1967 | RE | 800 | 580 | 2462446 | 1408256 | 271 | 271 | 58 | 33
15873 | GenOn Northeast Management Company | 3136 | Keystone | PA | 2 | 2 | 6 | 1968 | RE | 800 | 580 | 2462446 | 1408256 | 281 | 271 | 58 | 33
15873 | GenOn Northeast Management Company | 3136 | Keystone | PA | FGD1 | FGD1 | 9 | 2009 | OP | 563 | 855 | 2721795 | 1408256 | 124 | 124 | 53 | 33 | 124 | 124 | E
15873 | GenOn Northeast Management Company | 3136 | Keystone | PA | FGD2 | FGD2 | 10 | 2009 | OP | 563 | 855 | 2721795 | 1408256 | 124 | 124 | 53 | 33 | 124 | 124 | E
15908 | NRG California South LP | 329 | Coolwater | CA | 1 | 1 | 6 | 1961 | OP | 134 | 80 | 115000 | 67500 | 294 | 265 | 24 | 14.1 | 285 | 260 | E
15908 | NRG California South LP | 329 | Coolwater | CA | 2 | 2 | 5 | 1964 | OP | 146 | 85 | 142700 | 96200 | 276 | 235 | 28 | 18.9 | 270 | 260 | E
15908 | NRG California South LP | 329 | Coolwater | CA | 31 | 31 | 5 | 1978 | OP | 71 | 295 | 680000 | 494500 | 349 | 349 | 38.4 | 28 | 350 | 350 | E
15908 | NRG California South LP | 329 | Coolwater | CA | 32 | 32 | 5 | 1978 | OP | 71 | 295 | 680000 | 494500 | 349 | 349 | 38.4 | 28 | 350 | 350 | E
15908 | NRG California South LP | 329 | Coolwater | CA | 41 | 41 | 8 | 1978 | OP | 71 | 295 | 680000 | 494500 | 349 | 349 | 38.4 | 28 | 350 | 350 | E
15908 | NRG California South LP | 329 | Coolwater | CA | 42 | 42 | 8 | 1978 | OP | 71 | 295 | 680000 | 494500 | 349 | 349 | 38.4 | 28 | 350 | 350 | E
15908 | NRG California South LP | 331 | Etiwanda Generating Station | CA | 3 | 3 | 5 | 1963 | OP | 199 | 154 | 861000 | 440000 | 260 | 210 | 93 | 48 | 250 | 245 | E
15908 | NRG California South LP | 331 | Etiwanda Generating Station | CA | 4 | 4 | 10 | 1963 | OP | 199 | 154 | 861000 | 440000 | 260 | 210 | 93 | 48 | 250 | 245 | E
15908 | NRG California South LP | 345 | Mandalay | CA | 1 | 1 | 4 | 1959 | OP | 203 | 234 | 432000 | 216000 | 249 | 217 | 30 | 15 | 160 | 160 | E
15908 | NRG California South LP | 345 | Mandalay | CA | 2 | 1 | 9 | 1959 | OP | 203 | 234 | 432000 | 216000 | 249 | 217 | 30 | 15 | 160 | 160 | E
15908 | NRG California South LP | 350 | Ormond Beach | CA | 1 | 1 | 12 | 1971 | OP | 237 | 380 | 2080000 | 1130000 | 251 | 203 | 91 | 50 | 225 | 220 | E
15908 | NRG California South LP | 350 | Ormond Beach | CA | 2 | 2 | 6 | 1973 | OP | 237 | 380 | 2080000 | 1130000 | 251 | 203 | 91 | 50 | 225 | 220 | E
16183 | Rochester Gas & Electric Corp | 2642 | Rochester 7 | NY | 1 | 001 | 11 | 1948 | RE | 250 | 195 | 430000 | 200000 | 300 | 275 | 40 | 19
16183 | Rochester Gas & Electric Corp | 2642 | Rochester 7 | NY | 2 | 001 | 11 | 1948 | RE | 250 | 195 | 430000 | 200000 | 300 | 266 | 40 | 19
16183 | Rochester Gas & Electric Corp | 2642 | Rochester 7 | NY | 3 | 002 | 9 | 1953 | RE | 250 | 195 | 481000 | 240000 | 290 | 275 | 45 | 22
16183 | Rochester Gas & Electric Corp | 2642 | Rochester 7 | NY | 4 | 002 | 9 | 1953 | RE | 250 | 195 | 481000 | 240000 | 290 | 275 | 45 | 22
16190 | Sappi Fine Paper North America-Somerset | 50406 | Somerset Plant | MA | 2HFB | 2HFB | 6 | 1990 | OP | 289 | 134 | 357534 | 180000 | 153 | 145 | 45 | 25 | 149 | 151 | M
16190 | Sappi Fine Paper North America-Somerset | 50406 | Somerset Plant | MA | 1HFB | MAIN | 12 | 1976 | OP | 276 | 159 | 845861 | 425000 | 380 | 310 | 88.6 | 44.3 | 331 | 363 | M
16190 | Sappi Fine Paper North America-Somerset | 50406 | Somerset Plant | MA | REC | MAIN | 12 | 1976 | OP | 276 | 159 | 845861 | 425000 | 380 | 390 | 88.6 | 44.3 | 398 | 402 | M
16204 | Rock River Energy LLC | 55641 | Riverside Energy Center | WI | STACK1 | STACK1 | 6 | 2004 | OP | 165 | 282 | 885189 | 442595 | 175 | 175 | 52.3 | 26.2 | 193 | 202 | m
16204 | Rock River Energy LLC | 55641 | Riverside Energy Center | WI | STACK2 | STACK2 | 6 | 2004 | OP | 165 | 282 | 885189 | 442595 | 175 | 175 | 52.3 | 26.2 | 193 | 201 | m
16233 | Rocky Mountain Power Inc | 55749 | Hardin Generator Project | MT | STK1 | STK1 | 4 | 2006 | OP | 250 | 64 | 481674 | 335900 | 158 | 152 | 126 | 88 | 205 | 205 | M
16572 | Salt River Project | 141 | Agua Fria | AZ | 1A | 1A | 1 | 1958 | OP | 120 | 50 | 149569 | 74785 | 300 | 220 | 50 | 25 | 233 |  | E
16572 | Salt River Project | 141 | Agua Fria | AZ | 1B | 1B | 1 | 1958 | OP | 120 | 50 | 149569 | 74785 | 300 | 220 | 50 | 25 | 233 |  | E
16572 | Salt River Project | 141 | Agua Fria | AZ | 2A | 2A | 4 | 1957 | OP | 120 | 50 | 149569 | 74785 | 300 | 220 | 49 | 24 | 235 |  | E
16572 | Salt River Project | 141 | Agua Fria | AZ | 2B | 2B | 4 | 1957 | OP | 120 | 50 | 149569 | 74785 | 300 | 220 | 49 | 24 | 235 |  | E
16572 | Salt River Project | 141 | Agua Fria | AZ | 3A | 3A | 4 | 1961 | OP | 123 | 67 | 233903 | 116952 | 242 | 170 | 58 | 29 | 221 |  | E
16572 | Salt River Project | 141 | Agua Fria | AZ | 3B | 3B | 4 | 1961 | OP | 123 | 67 | 233903 | 116952 | 242 | 170 | 58 | 29 | 221 |  | E
16572 | Salt River Project | 147 | Kyrene | AZ | K-1 | K-1 | 7 | 1952 | OS | 76 | 50 | 142300 | 71150 | 350 | 260 | 47 | 24
16572 | Salt River Project | 147 | Kyrene | AZ | K-2 | K-2 | 6 | 1954 | OS | 120 | 95 | 248810 | 124400 | 320 | 240 | 43 | 22
16572 | Salt River Project | 147 | Kyrene | AZ | K-7 | K-7 | 10 | 2002 | OP | 150 | 254 | 932000 | 618500 | 193 | 187 | 61 | 40 | 206 | 198 | M
16572 | Salt River Project | 4941 | Navajo | AZ | 1R | 1R | 8 | 1999 | OP | 775 | 471 | 3006814 | 1503407 | 122 | 122 | 106 | 53 | 120 | 110 | E
16572 | Salt River Project | 4941 | Navajo | AZ | 2R | 2R | 11 | 1998 | OP | 775 | 471 | 3006814 | 1503407 | 122 | 122 | 106 | 53 | 120 | 110 | E
16572 | Salt River Project | 4941 | Navajo | AZ | 3R | 3R | 11 | 1997 | OP | 775 | 471 | 3006814 | 1503407 | 122 | 122 | 106 | 53 | 120 | 110 | E
16572 | Salt River Project | 6177 | Coronado | AZ | U1S | U1S | 12 | 1979 | RE | 500 | 284 | 1500000 | 796300 | 225 | 179 | 88 | 47
16572 | Salt River Project | 6177 | Coronado | AZ | U1SA | U1SA | 4 | 2012 | OP | 400 | 471 | 1701039 | 1050000 | 140 | 140 | 60.1 | 37.2 | 134 | 134 | M
16572 | Salt River Project | 6177 | Coronado | AZ | U2S | U2S | 10 | 1980 | RE | 500 | 284 | 1500000 | 796300 | 225 | 179 | 88 | 47
16572 | Salt River Project | 6177 | Coronado | AZ | U2SA | U2SA | 5 | 2011 | OP | 400 | 471 | 1701039 | 1050000 | 140 | 140 | 60.1 | 37.2 | 134 | 134 | M
16572 | Salt River Project | 8068 | Santan | AZ | 1 | 1 | 10 | 1974 | OP | 70.8 | 140 | 729300 | 470500 | 310 | 300 | 88.4 | 57 | 334 | 328 | M
16572 | Salt River Project | 8068 | Santan | AZ | 2 | 2 | 12 | 1974 | OP | 70.8 | 140 | 729300 | 470500 | 310 | 300 | 88.4 | 57 | 334 | 343 | M
16572 | Salt River Project | 8068 | Santan | AZ | 3 | 3 | 10 | 1974 | OP | 70.8 | 140 | 729300 | 470500 | 310 | 300 | 88.4 | 57 | 335 | 342 | M
16572 | Salt River Project | 8068 | Santan | AZ | 4 | 4 | 5 | 1975 | OP | 70.8 | 140 | 729300 | 470500 | 310 | 300 | 88.4 | 57 | 327 | 313 | M
16572 | Salt River Project | 8068 | Santan | AZ | 5A | 5A | 4 | 2005 | OP | 165 | 254 | 939716 | 613562 | 186 | 186 | 62 | 40 | 191 | 190 | M
16572 | Salt River Project | 8068 | Santan | AZ | 5B | 5B | 4 | 2005 | OP | 165 | 254 | 939716 | 613562 | 186 | 186 | 62 | 40 | 196 | 197 | M
16572 | Salt River Project | 8068 | Santan | AZ | 6A | 6A | 3 | 2006 | OP | 165 | 254 | 934232 | 613562 | 186 | 186 | 61 | 40 | 184 | 186 | M
16572 | Salt River Project | 55129 | Desert Basin | AZ | STACK1 | STACK1 | 10 | 2001 | OP | 160 | 415 | 746500 |  | 175.6 |  | 30 |  | 205 | 213 | M
16572 | Salt River Project | 55129 | Desert Basin | AZ | STACK2 | STACK2 | 10 | 2001 | OP | 160 | 415 | 746500 |  | 175.6 |  | 30 |  | 205 | 221 | M
16604 | City of San Antonio - (TX) | 3609 | Leon Creek | TX | 3 | 3 | 5 | 1953 | SC | 140 | 95 | 213360 | 81660 | 350 | 292 | 37 | 14
16604 | City of San Antonio - (TX) | 3609 | Leon Creek | TX | 4 | 4 | 5 | 1959 | SC | 150 | 113 | 293520 | 152400 | 281 | 230 | 43 | 20
16604 | City of San Antonio - (TX) | 3611 | O W Sommers | TX | 1 | 1 | 4 | 1972 | OP | 173 | 314 | 687500 | 374916 | 275 | 236 | 61 | 33 | 186 | 186 | M
16604 | City of San Antonio - (TX) | 3611 | O W Sommers | TX | 2 | 2 | 1 | 1974 | OP | 172 | 314 | 705833 | 402967 | 275 | 227 | 63 | 36 | 217 | 217 | M
16604 | City of San Antonio - (TX) | 3612 | V H Braunig | TX | 1 | 1 | 3 | 1966 | OP | 174 | 201 | 578500 | 280400 | 275 | 225 | 48 | 23 | 193 | 193 | M
16604 | City of San Antonio - (TX) | 3612 | V H Braunig | TX | 2 | 2 | 4 | 1968 | OP | 174 | 201 | 634000 | 304900 | 275 | 232 | 52 | 25 | 206 | 206 | M
16604 | City of San Antonio - (TX) | 3612 | V H Braunig | TX | 3 | 3 | 5 | 1970 | OP | 187 | 201 | 934500 | 571800 | 275 | 236 | 50 | 30 | 181 | 181 | M
16604 | City of San Antonio - (TX) | 3613 | W B Tuttle | TX | 1 | 1 | 6 | 1954 | RE | 144 | 95 | 210000 | 80280 | 350 | 292 | 37 | 14
16604 | City of San Antonio - (TX) | 3613 | W B Tuttle | TX | 2 | 2 | 5 | 1956 | RE | 150 | 95 | 274800 | 142140 | 280 | 227 | 48 | 25
16604 | City of San Antonio - (TX) | 3613 | W B Tuttle | TX | 3 | 3 | 3 | 1961 | RE | 150 | 46 | 145860 | 79680 | 288 | 255 | 54 | 29
16604 | City of San Antonio - (TX) | 3613 | W B Tuttle | TX | 4 | 4 | 3 | 1963 | RE | 150 | 177 | 452460 | 234780 | 280 | 241 | 43 | 22
16604 | City of San Antonio - (TX) | 6181 | J T Deely | TX | 1 | 1-2 | 5 | 1977 | OP | 700 | 531 | 1767111 | 963556 | 270 | 214 | 55 | 30 | 262 | 262 | M
16604 | City of San Antonio - (TX) | 6181 | J T Deely | TX | 2 | 1-2 | 5 | 1977 | OP | 700 | 531 | 1767111 | 963556 | 270 | 214 | 55 | 30 | 270 | 270 | M
16604 | City of San Antonio - (TX) | 7097 | J K Spruce | TX | STK1 | STK1 | 12 | 1992 | OP | 525 | 515 | 2007700 | 939000 | 135 | 135 | 65 | 30 | 136 | 136 | E
16604 | City of San Antonio - (TX) | 7097 | J K Spruce | TX | STK2 | STK2 | 5 | 2010 | OP | 602 | 615 | 2007700 | 939000 | 133 | 133 | 60 | 30 | 136 | 136 | M
16604 | City of San Antonio - (TX) | 7512 | Arthur Von Rosenberg | TX | 1 | 1 | 6 | 2000 | OP | 200 | 227 | 1243000 | 839280 | 195 | 170 | 75 | 53 | 186 | 186 | M
16604 | City of San Antonio - (TX) | 7512 | Arthur Von Rosenberg | TX | 2 | 2 | 6 | 2000 | OP | 200 | 227 | 1243000 | 839280 | 195 | 170 | 75 | 53 | 189 | 189 | M
16604 | City of San Antonio - (TX) | 55137 | Rio Nogales Power Project | TX | 101 | 101 | 6 | 2002 | OP | 125 | 255 | 1100000 | 700000 | 205 | 205 | 72 | 47 | 205 | 205 | E
16604 | City of San Antonio - (TX) | 55137 | Rio Nogales Power Project | TX | 201 | 201 | 6 | 2002 | OP | 125 | 255 | 1100000 | 700000 | 205 | 205 | 72 | 47 | 205 | 205 | E
16604 | City of San Antonio - (TX) | 55137 | Rio Nogales Power Project | TX | 301 | 301 | 6 | 2002 | OP | 125 | 255 | 1100000 | 700000 | 205 | 205 | 72 | 47 | 205 | 205 | E
16609 | San Diego Gas & Electric Co | 55985 | Palomar Energy | CA | STACK1 | STACK1 | 4 | 2006 | OP | 110 | 227 | 850000 | 616250 | 190 | 190 | 62 | 45 | 190 | 190 | M
16609 | San Diego Gas & Electric Co | 55985 | Palomar Energy | CA | STACK2 | STACK2 | 4 | 2006 | OP | 110 | 227 | 850000 | 616250 | 190 | 190 | 62 | 45 | 190 | 190 | M
16624 | San Miguel Electric Coop, Inc | 6183 | San Miguel | TX | SM-1 | SM-1 | 1 | 1982 | OP | 450 | 314 | 1791861 | 1342913 | 200 | 200 | 100 | 43 | 162 | 160 | M
16909 | Selkirk Cogen Partners LP | 10725 | Selkirk Cogen | NY | 1 | 1 | 4 | 1992 | OP | 200 | 177 | 1830000 | 810000 | 240 | 230 | 62 | 49 | 280 | 255 | M
16909 | Selkirk Cogen Partners LP | 10725 | Selkirk Cogen | NY | 2 | 2 | 4 | 1994 | OP | 200 | 177 | 1410000 | 810000 | 240 | 230 | 92 | 53 | 280 | 255 | M
16909 | Selkirk Cogen Partners LP | 10725 | Selkirk Cogen | NY | 3 | 3 | 4 | 1994 | OP | 200 | 177 | 1410000 | 810000 | 240 | 230 | 62 | 53 | 280 | 255 | M
17139 | Shell Oil Co-Deer Park | 50304 | Shell Deer Park | TX | H8610 | H8610 | 6 | 1978 | RE | 180 | 177 | 406200 | 185700 | 240 | 190 | 38 | 18
17139 | Shell Oil Co-Deer Park | 50304 | Shell Deer Park | TX | H8620 | H8620 | 6 | 1978 | RE | 180 | 177 | 406200 | 185700 | 240 | 190 | 38 | 18
17166 | Sierra Pacific Power Co | 2330 | Fort Churchill | NV | 1 | 1 | 10 | 1968 | OP | 162 | 95 | 333367 | 240000 | 279 | 234 | 54 | 40 | 279 | 234 | e
17166 | Sierra Pacific Power Co | 2330 | Fort Churchill | NV | 2 | 2 | 9 | 1971 | OP | 162 | 95 | 333367 | 240000 | 279 | 234 | 54 | 40 | 279 | 234 | e
17166 | Sierra Pacific Power Co | 2336 | Tracy | NV | 1 | 1 | 9 | 1963 | OP | 200 | 64 | 198000 | 87667 | 369 | 280 | 30 | 20 | 350 | 325 | E
17166 | Sierra Pacific Power Co | 2336 | Tracy | NV | 2 | 2 | 10 | 1965 | OP | 200 | 64 | 262333 | 139333 | 337 | 263 | 40 | 30 | 283 | 229 | E
17166 | Sierra Pacific Power Co | 2336 | Tracy | NV | 3 | 3 | 12 | 1974 | OP | 300 | 177 | 450000 | 196000 | 271 | 225 | 70 | 50 | 310 | 256 | E
17166 | Sierra Pacific Power Co | 2336 | Tracy | NV | 4 | 4 | 7 | 2004 | OP | 225 | 113 | 600000 | 400000 | 300 | 300 | 90 | 75 | 280 | 260 | E
17166 | Sierra Pacific Power Co | 2336 | Tracy | NV | 8 | 8 | 7 | 2008 | OP | 150 | 254 | 1198000 | 754740 | 200 | 200 | 70 | 44 | 190 | 180 | E
17166 | Sierra Pacific Power Co | 2336 | Tracy | NV | 9 | 9 | 7 | 2008 | OP | 150 | 254 | 1198000 | 754740 | 200 | 200 | 70 | 44 | 190 | 180 | E
17166 | Sierra Pacific Power Co | 8224 | North Valmy | NV | 1 | 1 | 12 | 1981 | OP | 500 | 284 | 894000 | 566000 | 269 | 259 | 67 | 50 | 277 | 259 | M
17166 | Sierra Pacific Power Co | 8224 | North Valmy | NV | 2 | 2 | 7 | 1985 | OP | 455 | 227 | 852000 | 523667 | 170 | 160 | 67 | 50 | 180 | 170 | M
17177 | City of Sikeston - (MO) | 6768 | Sikeston Power Station | MO | 1A | 1 | 9 | 1981 | OP | 450 | 203 | 759626 | 541401 | 280 | 240 | 62 | 44 | 305 | 280 | E
17177 | City of Sikeston - (MO) | 6768 | Sikeston Power Station | MO | 1B | 1 | 9 | 1981 | OS | 450 | 254 | 595680 | 424553 | 131 | 131 | 39 | 28
17235 | NRG REMA LLC | 3113 | Portland | PA | 1 | 1 | 10 | 1958 | OP | 398 | 84 | 584000 | 292000 | 266 | 246 | 142 | 71 | 291 | 236 | E
17235 | NRG REMA LLC | 3113 | Portland | PA | 2 | 2 | 10 | 1962 | OP | 399 | 121 | 868000 | 434000 | 271 | 252 | 119 | 79 | 293 | 237 | E
17235 | NRG REMA LLC | 3115 | Titus | PA | CS1 | CS1 | 10 | 2004 | OP | 350 | 314 | 1200000 | 690000 | 350 | 350 | 60 | 37 | 272 | 261 | E
17235 | NRG REMA LLC | 3131 | Shawville | PA | 1 | 1 | 4 | 1962 | OP | 600 | 123 | 709800 | 367200 | 266 | 225 | 96 | 50 | 359 | 253 | E
17235 | NRG REMA LLC | 3131 | Shawville | PA | 2 | 2 | 4 | 1976 | OP | 850 | 284 | 1250000 | 730000 | 253 | 220 | 50 | 29 | 359 | 228 | E
17254 | Sithe/Independence LLC | 54547 | Sithe Independence Station | NY | 00001 | 00001 | 10 | 1994 | OP | 195 | 269 | 835378 | 546718 | 204 | 194 | 52 | 34 | 220 | 210 | E
17254 | Sithe/Independence LLC | 54547 | Sithe Independence Station | NY | 00002 | 00002 | 9 | 1994 | OP | 195 | 269 | 835378 | 546718 | 204 | 194 | 52 | 34 | 220 | 210 | E
17254 | Sithe/Independence LLC | 54547 | Sithe Independence Station | NY | 00003 | 00003 | 8 | 1994 | OP | 195 | 269 | 835378 | 546718 | 204 | 194 | 52 | 34 | 220 | 210 | E
17254 | Sithe/Independence LLC | 54547 | Sithe Independence Station | NY | 00004 | 00004 | 9 | 1994 | OP | 195 | 269 | 835378 | 546718 | 204 | 194 | 52 | 34 | 220 | 210 | E
17465 | RockTenn-West Point Mill | 10017 | West Point Mill | VA | PB08WS | PB08WS | 10 | 2007 | OP | 213 | 75 | 185000 |  | 143 |  | 41.8 |  | 143 | 143 | E
17465 | RockTenn-West Point Mill | 10017 | West Point Mill | VA | PB06 | PB06 | 6 | 1942 | RE | 134 | 50 | 101500 |  | 320 |  | 34
17465 | RockTenn-West Point Mill | 10017 | West Point Mill | VA | PB08 | PB08 | 6 | 1978 | RE | 181 | 71 | 201855 |  | 420 |  | 47
17465 | RockTenn-West Point Mill | 10017 | West Point Mill | VA | PB10E | PB10E | 6 | 1981 | OP | 250 | 38 | 101366 |  | 375 | 375 | 44 |  | 375 | 375 | E
17465 | RockTenn-West Point Mill | 10017 | West Point Mill | VA | PB10W | PB10W | 6 | 1981 | OP | 250 | 38 | 101366 |  | 375 | 375 | 44 |  | 375 | 375 | E
17465 | RockTenn-West Point Mill | 10017 | West Point Mill | VA | RF04N | RF04N | 6 | 1976 | RE | 290 | 64 | 156665 |  | 340 | 340 | 41
17465 | RockTenn-West Point Mill | 10017 | West Point Mill | VA | RF04S | RF04S | 6 | 1976 | RE | 290 | 64 | 156665 |  | 340 | 340 | 41
17465 | RockTenn-West Point Mill | 10017 | West Point Mill | VA | RF05 | RF05 | 6 | 1991 | OP | 300 | 95 | 273554 |  | 380 | 350 | 48 |  | 380 | 380 | E
17465 | RockTenn-West Point Mill | 10017 | West Point Mill | VA | RFO4NW | RFO4NW | 6 | 2003 | OP | 290 | 95 | 313330 |  | 340 | 320 | 55 |  | 340 | 340 | E
17539 | South Carolina Electric&Gas Co | 3280 | Canadys Steam | SC | CAN1 | CAN1 | 4 | 1962 | OP | 200 | 201 | 387000 | 193500 | 255 | 225 | 32 | 16 | 290 | 291 | M
17539 | South Carolina Electric&Gas Co | 3280 | Canadys Steam | SC | CAN2 | CAN2 | 5 | 1964 | OP | 200 | 201 | 387000 | 193500 | 255 | 225 | 32 | 16 | 282 | 275 | M
17539 | South Carolina Electric&Gas Co | 3280 | Canadys Steam | SC | CAN3 | CAN3 | 5 | 1967 | OP | 200 | 201 | 592000 | 296000 | 258 | 192 | 49 | 25 | 285 | 249 | M
17539 | South Carolina Electric&Gas Co | 3287 | McMeekin | SC | MCM3 | MCMS | 4 | 1993 | OP | 410 | 132 | 515000 | 345000 | 255 | 211 | 65 | 44 |  | 197 | M
17539 | South Carolina Electric&Gas Co | 3287 | McMeekin | SC | MCM4 | MCMS | 12 | 1992 | OP | 410 | 132 | 515000 | 345000 | 255 | 211 | 65 | 44 | 255 | 157 | M
17539 | South Carolina Electric&Gas Co | 3295 | Urquhart | SC | URQ3 | URQ3 | 10 | 1955 | OP | 200 | 188 | 314000 | 157000 | 257 | 223 | 28 | 14 | 267 | 248 | M
17539 | South Carolina Electric&Gas Co | 3297 | Wateree | SC | WAT0 | WAT0 | 10 | 2010 | OP | 400 | 616 | 2136763 | 1282057 | 132 | 130 | 58 | 35 | 130 | 136 | M
17539 | South Carolina Electric&Gas Co | 3297 | Wateree | SC | WAT1 | WAT1 | 7 | 1970 | SB | 300 | 284 | 1060000 | 516000 | 250 | 211 | 62 | 30
17539 | South Carolina Electric&Gas Co | 3297 | Wateree | SC | WAT2 | WAT2 | 11 | 1971 | SB | 300 | 284 | 1060000 | 516000 | 250 | 206 | 62 | 30
17539 | South Carolina Electric&Gas Co | 7210 | Cope | SC | COP1 | COP1 | 1 | 1996 | OP | 525 | 415 | 1154523 | 577262 | 151 | 148 | 46 | 23 | 160 | 160 | E
17539 | South Carolina Electric&Gas Co | 55927 | Jasper | SC | STACK1 | STACK1 | 5 | 2004 | OP | 189 | 255 | 3248290 | 2263010 | 205 | 175 | 62 | 41 | 250 | 225 | M
17539 | South Carolina Electric&Gas Co | 55927 | Jasper | SC | STACK2 | STACK2 | 5 | 2004 | OP | 189 | 255 | 3248290 | 2263010 | 205 | 175 | 62 | 41 | 250 | 225 | M
17539 | South Carolina Electric&Gas Co | 55927 | Jasper | SC | STACK3 | STACK3 | 5 | 2004 | OP | 189 | 255 | 3248290 | 2263010 | 205 | 175 | 62 | 41 | 250 | 225 | M
17543 | South Carolina Public Service Authority | 130 | Cross | SC | 1 | 1 | 5 | 1995 | OP | 600 | 380 | 2115100 | 1012100 | 150 | 150 | 93 | 44 | 146 | 133 | M
17543 | South Carolina Public Service Authority | 130 | Cross | SC | 2 | 2 | 12 | 1983 | OP | 600 | 380 | 1602016 | 1250000 | 140 | 145 | 70 | 54.8 | 158 | 147 | M
17543 | South Carolina Public Service Authority | 130 | Cross | SC | 3 | 3 | 1 | 2007 | OP | 488 | 531 | 1800000 | 1040000 | 115 | 112 | 70 | 42 | 132 | 127 | M
17543 | South Carolina Public Service Authority | 130 | Cross | SC | 4 | 4 | 10 | 2008 | OP | 488 | 531 | 1800000 | 1040000 | 115 | 112 | 70 | 42 | 133 | 128 | M
17543 | South Carolina Public Service Authority | 3317 | Dolphus M Grainger | SC | 1 | 1 | 6 | 1966 | OP | 300 | 79 | 278700 | 206000 | 300 | 239 | 59 | 154 | 268 | 264 | E
17543 | South Carolina Public Service Authority | 3317 | Dolphus M Grainger | SC | 2 | 2 | 6 | 1966 | OP | 300 | 79 | 278700 | 189000 | 300 | 278 | 59 | 141 | 268 | 264 | E
17543 | South Carolina Public Service Authority | 3319 | Jefferies | SC | 1 | 1 | 1 | 1954 | OP | 175 | 33 | 87000 | 55000 | 318 | 285 | 44 | 28 | 330 | 340 | E
17543 | South Carolina Public Service Authority | 3319 | Jefferies | SC | 1A | 1A | 1 | 1954 | OP | 175 | 33 | 87000 | 55000 | 318 | 285 | 44 | 28 | 330 | 340 | E
17543 | South Carolina Public Service Authority | 3319 | Jefferies | SC | 2 | 2 | 1 | 1954 | OP | 175 | 33 | 87000 | 55000 | 318 | 285 | 44 | 28 | 330 | 340 | E
17543 | South Carolina Public Service Authority | 3319 | Jefferies | SC | 2A | 2A | 1 | 1954 | OP | 175 | 33 | 87000 | 55000 | 318 | 285 | 44 | 28 | 330 | 340 | E
17543 | South Carolina Public Service Authority | 3319 | Jefferies | SC | 3 | 3 | 1 | 1970 | OP | 300 | 133 | 560000 | 277500 | 300 | 274 | 61 | 35 | 269 | 300 | M
17543 | South Carolina Public Service Authority | 3319 | Jefferies | SC | 4 | 4 | 7 | 1970 | OP | 300 | 133 | 560000 | 277500 | 300 | 274 | 61 | 35 | 278 | 277 | M
17543 | South Carolina Public Service Authority | 6249 | Winyah | SC | 1 | 1 | 3 | 1975 | OP | 404 | 314 | 980176 | 530000 | 125 | 124 | 52 | 28.1 | 114 | 99 | M
17543 | South Carolina Public Service Authority | 6249 | Winyah | SC | 2 | 2 | 7 | 1977 | OP | 404 | 314 | 980176 | 563640 | 130 | 133 | 52 | 29.9 | 136 | 121 | M
17543 | South Carolina Public Service Authority | 6249 | Winyah | SC | 3 | 3 | 5 | 1980 | OP | 400 | 201 | 908060 | 509380 | 130 | 130 | 75 | 42.2 | 147 | 133 | M
17543 | South Carolina Public Service Authority | 6249 | Winyah | SC | 4 | 4 | 11 | 1981 | OP | 400 | 201 | 923600 | 584580 | 125 | 125 | 76 | 48.5 | 149 | 134 | m
17554 | South Carolina Genertg Co, Inc | 3298 | Williams | SC | WIL1 | WIL1 | 5 | 1973 | RE | 400 | 615 | 2142600 | 1071300 | 314 | 265 | 58 | 29
17554 | South Carolina Genertg Co, Inc | 3298 | Williams | SC | WIL2 | WIL2 | 2 | 2010 | OP | 400 | 531 | 1773000 | 869000 | 131 | 116 | 56 | 27 | 121 | 130 | M
17566 | South Houston Green Power LP | 55470 | Green Power 2 | TX | STACK1 | STACK1 | 12 | 2003 | OP | 125 | 284 | 923387 | 628225 | 182 | 167 | 54.1 | 36.9 | 315 | 310 | m
17566 | South Houston Green Power LP | 55470 | Green Power 2 | TX | STACK2 | STACK2 | 12 | 2003 | OP | 125 | 284 | 923387 | 628225 | 182 | 167 | 54.1 | 36.9 | 318 | 299 | m
17566 | South Houston Green Power LP | 55470 | Green Power 2 | TX | STACK3 | STACK3 | 12 | 2003 | OP | 125 | 284 | 923387 | 628225 | 182 | 167 | 54.1 | 36.9 | 290 | 291 | M
17568 | South Mississippi El Pwr Assn | 2070 | Moselle | MS | 4 | 4 | 10 | 2012 | OP | 140 | 187 | 120343 | 84364 | 240 | 223 | 11 | 8 | 256 | 256 | E
17568 | South Mississippi El Pwr Assn | 2070 | Moselle | MS | 5 | 5 | 5 | 2012 | OP | 140 | 187 | 120343 | 84364 | 240 | 223 | 11 | 8 | 256 | 256 | E
17568 | South Mississippi El Pwr Assn | 2070 | Moselle | MS | 1 | 1 | 8 | 1970 | RE | 100 | 64 | 126000 | 61000 | 240 | 208 | 33 | 16 | 210 | 190 | E
17568 | South Mississippi El Pwr Assn | 2070 | Moselle | MS | 2 | 2 | 8 | 1970 | RE | 100 | 64 | 126000 | 61000 | 240 | 208 | 33 | 16 | 210 | 190 | E
17568 | South Mississippi El Pwr Assn | 2070 | Moselle | MS | 3 | 3 | 8 | 1970 | OP | 100 | 64 | 126000 | 61000 | 240 | 208 | 33 | 16 | 210 | 190 | E
17568 | South Mississippi El Pwr Assn | 6061 | R D Morrow | MS | 1 | 1 | 4 | 1978 | OP | 405 | 220 | 623000 | 281900 | 125 | 125 | 47 | 21 | 185 | 185 | M
17568 | South Mississippi El Pwr Assn | 6061 | R D Morrow | MS | 2 | 1 | 12 | 1978 | OP | 405 | 220 | 623000 | 281900 | 125 | 125 | 47 | 21 | 185 | 185 | M
17568 | South Mississippi El Pwr Assn | 55063 | Batesville Generation Facility | MS | AA001 | AA001 | 8 | 2000 | OP | 125 | 283 | 814000 | 620000 | 210 | 200 | 50 | 70 | 210 | 190 | E
17568 | South Mississippi El Pwr Assn | 55063 | Batesville Generation Facility | MS | AA002 | AA002 | 8 | 2000 | OP | 125 | 283 | 814000 | 620000 | 210 | 200 | 49 | 68 | 210 | 190 | E
17568 | South Mississippi El Pwr Assn | 55063 | Batesville Generation Facility | MS | AA003 | AA003 | 8 | 2000 | OP | 125 | 283 | 814000 | 620000 | 210 | 200 | 49 | 69 | 210 | 190 | E
17609 | Southern California Edison Co | 2341 | Mohave | NV | 1 | 1 | 4 | 1971 | OS | 500 | 830 | 3800000 | 1900000 | 350 | 290 | 90 | 45
17609 | Southern California Edison Co | 2341 | Mohave | NV | 2 | 1 | 4 | 1971 | OS | 500 | 830 | 4840000 | 2420000 | 350 | 290 | 90 | 45
17632 | Southern Illinois Power Coop | 976 | Marion | IL | 123 | 123 | 5 | 2003 | OP | 200 | 114 | 346000 | 234000 | 340 | 300 | 40 | 27 | 340 | 340 | M
17632 | Southern Illinois Power Coop | 976 | Marion | IL | 4 | 4 | 10 | 1978 | OP | 400 | 177 | 691500 | 345750 | 129 | 110 | 65 | 33 | 130 | 130 | M
17633 | Southern Indiana Gas & Elec Co | 1012 | F B Culley | IN | 1 | 1 | 6 | 1955 | RE | 249 | 78 | 168800 | 80800 | 321 | 280 | 36 | 17
17633 | Southern Indiana Gas & Elec Co | 1012 | F B Culley | IN | 2 | 2 | 12 | 1966 | OP | 276 | 135 | 363300 | 196600 | 340 | 315 | 45 | 24 | 335 | 305 | E
17633 | Southern Indiana Gas & Elec Co | 1012 | F B Culley | IN | 4 | 4 | 1 | 1995 | OP | 499 | 314 | 1157604 | 694562 | 128 | 128 | 61 | 37 | 133 | 130 | E
17633 | Southern Indiana Gas & Elec Co | 6137 | A B Brown | IN | 1 | 1 | 4 | 1979 | OP | 496 | 154 | 833600 | 425000 | 130 | 130 | 100 | 52 | 130 | 124 | E
17633 | Southern Indiana Gas & Elec Co | 6137 | A B Brown | IN | 2 | 2 | 2 | 1986 | OP | 496 | 154 | 1000000 | 510900 | 130 | 130 | 100 | 52 | 130 | 125 | E
17650 | Southern Power Co | 7710 | H Allen Franklin Combined Cycle | AL | 1A | 1A | 6 | 2002 | OP | 120 | 192 | 914051 | 914051 | 200 | 200 | 86 | 48.5 | 187 | 185 | M
17650 | Southern Power Co | 7710 | H Allen Franklin Combined Cycle | AL | 1B | 1B | 6 | 2002 | OP | 120 | 192 | 914051 | 914051 | 200 | 200 | 86 | 48.5 | 187 | 185 | M
17650 | Southern Power Co | 7710 | H Allen Franklin Combined Cycle | AL | 2A | 2A | 6 | 2003 | OP | 160 | 283 | 870286 | 870286 | 200 | 200 | 86 | 48.5 | 189 | 184 | M
17650 | Southern Power Co | 7710 | H Allen Franklin Combined Cycle | AL | 2B | 2B | 6 | 2003 | OP | 160 | 283 | 870286 | 870286 | 200 | 200 | 86 | 48.5 | 189 | 184 | M
17650 | Southern Power Co | 7710 | H Allen Franklin Combined Cycle | AL | 3A | 3A | 6 | 2008 | OP | 160 | 283 | 870286 | 870286 | 200 | 200 | 86 | 48.5 | 189 | 184 | M
17650 | Southern Power Co | 7710 | H Allen Franklin Combined Cycle | AL | 3B | 3B | 6 | 2008 | OP | 160 | 283 | 870286 | 870286 | 200 | 200 | 86 | 48.5 | 189 | 184 | M
17650 | Southern Power Co | 7897 | E B Harris Electric Generating Plant | AL | 2B | 2B | 6 | 2003 | OP | 122 | 217 | 932000 | 466000 | 177 | 177 | 86 | 48.5 | 170 | 100 | E
17650 | Southern Power Co | 7897 | E B Harris Electric Generating Plant | AL | 1A | 1A | 6 | 2003 | OP | 161 | 284 | 932000 | 466000 | 177 | 177 | 86 | 48.5 | 170 | 100 | E
17650 | Southern Power Co | 7897 | E B Harris Electric Generating Plant | AL | 1B | 1B | 6 | 2003 | OP | 161 | 284 | 932000 | 466000 | 177 | 177 | 86 | 48.5 | 170 | 100 | E
17650 | Southern Power Co | 7897 | E B Harris Electric Generating Plant | AL | 2A | 2A | 6 | 2003 | OP | 122 | 217 | 932000 | 466000 | 177 | 177 | 86 | 48.5 | 170 | 100 | E
17650 | Southern Power Co | 55708 | Nacogdoches Power | TX | FLUE1 | STK1 | 6 | 2012 | OP | 240 | 113 | 366312 | 564843 | 314 | 350 | 82 | 83 | 320 | 310 | M
17650 | Southern Power Co | 55821 | Curtis H Stanton Energy Center | FL | 25 | 25 | 10 | 2003 | OP | 160 | 284 | 1280130 | 1280130 | 287 | 284 | 75 | 75 | 287 | 287 | E
17650 | Southern Power Co | 55821 | Curtis H Stanton Energy Center | FL | 26 | 26 | 10 | 2003 | OP | 160 | 284 | 1280130 | 1280130 | 287 | 284 | 75 | 75 | 287 | 287 | E
17650 | Southern Power Co | 55965 | Wansley Combined Cycle | GA | 6A | 6A | 6 | 2002 | OP | 120 | 192 | 913122 | 913122 | 198 | 198 | 86 | 46.5 | 200 | 200 | E
17650 | Southern Power Co | 55965 | Wansley Combined Cycle | GA | 6B | 6B | 6 | 2002 | OP | 120 | 192 | 913122 | 913122 | 198 | 198 | 86 | 48.5 | 200 | 200 | E
17650 | Southern Power Co | 55965 | Wansley Combined Cycle | GA | 7A | 7A | 6 | 2002 | OP | 120 | 192 | 913122 | 913122 | 198 | 198 | 86 | 48.5 | 200 | 200 | E
17650 | Southern Power Co | 55965 | Wansley Combined Cycle | GA | 7B | 7B | 6 | 2002 | OP | 120 | 192 | 913122 | 913122 | 198 | 198 | 86 | 48.5 | 200 | 200 | E
17698 | Southwestern Electric Power Co | 1416 | Arsenal Hill | LA | 5A | 5A | 4 | 1960 | OP | 155 | 54 | 159000 | 79000 | 297 | 237 | 49 | 24 | 297 | 297 | E
17698 | Southwestern Electric Power Co | 1416 | Arsenal Hill | LA | 5B | 5B | 4 | 1960 | OP | 155 | 54 | 159000 | 79000 | 297 | 237 | 49 | 24 | 297 | 297 | E
17698 | Southwestern Electric Power Co | 1417 | Lieberman | LA | 1 | 1 | 7 | 1947 | SB | 125 | 95 | 103000 | 53000 | 350 | 315 | 18 | 9 | 350 | 350 | E
17698 | Southwestern Electric Power Co | 1417 | Lieberman | LA | 2 | 1 | 7 | 1947 | SB | 125 | 95 | 103000 | 53000 | 350 | 315 | 18 | 9 | 350 | 350 | E
17698 | Southwestern Electric Power Co | 1417 | Lieberman | LA | 3A | 3A | 6 | 1957 | OP | 140 | 54 | 147000 | 88000 | 272 | 230 | 45 | 27 | 272 | 272 | E
17698 | Southwestern Electric Power Co | 1417 | Lieberman | LA | 3B | 3B | 6 | 1957 | OP | 140 | 54 | 147000 | 88000 | 272 | 230 | 45 | 27 | 272 | 272 | E
17698 | Southwestern Electric Power Co | 1417 | Lieberman | LA | 4A | 4A | 5 | 1959 | OP | 140 | 54 | 147000 | 88000 | 272 | 230 | 45 | 27 | 272 | 272 | E
17698 | Southwestern Electric Power Co | 1417 | Lieberman | LA | 4B | 4B | 5 | 1959 | OP | 140 | 54 | 147000 | 88000 | 272 | 230 | 45 | 27 | 272 | 272 | E
17698 | Southwestern Electric Power Co | 3476 | Knox Lee | TX | 2 | 2 | 12 | 1950 | OP | 100 | 40 | 115000 | 54000 | 340 | 280 | 48 | 23 | 340 | 340 | E
17698 | Southwestern Electric Power Co | 3476 | Knox Lee | TX | 3 | 3 | 6 | 1952 | OP | 100 | 40 | 115000 | 54000 | 340 | 280 | 48 | 23 | 340 | 340 | E
17698 | Southwestern Electric Power Co | 3476 | Knox Lee | TX | 4 | 4 | 3 | 1956 | OP | 130 | 71 | 239000 | 123000 | 312 | 263 | 56 | 29 | 312 | 312 | E
17698 | Southwestern Electric Power Co | 3476 | Knox Lee | TX | 5 | 5 | 4 | 1974 | OP | 157 | 200 | 925000 | 582000 | 268 | 229 | 77 | 49 | 268 | 268 | E
17698 | Southwestern Electric Power Co | 3478 | Wilkes | TX | 1A | 1A | 5 | 1964 | OP | 161 | 70 | 216000 | 131000 | 264 | 220 | 51 | 31 | 264 | 264 | E
17698 | Southwestern Electric Power Co | 3478 | Wilkes | TX | 1B | 1B | 5 | 1964 | OP | 161 | 70 | 216000 | 131000 | 264 | 220 | 51 | 31 | 264 | 264 | E
17698 | Southwestern Electric Power Co | 3478 | Wilkes | TX | 2 | 2 | 5 | 1970 | OP | 162 | 240 | 908000 | 615000 | 263 | 227 | 63 | 43 | 263 | 263 | E
17698 | Southwestern Electric Power Co | 3478 | Wilkes | TX | 3 | 3 | 12 | 1971 | OP | 162 | 240 | 908000 | 615000 | 263 | 227 | 63 | 43 | 263 | 263 | E
17698 | Southwestern Electric Power Co | 6138 | Flint Creek | AR | 1 | 1 | 5 | 1978 | OP | 540 | 314 | 1712000 | 1100000 | 280 | 232 | 91 | 58 | 280 | 280 | E
17698 | Southwestern Electric Power Co | 6139 | Welsh | TX | 1 | 1 | 3 | 1977 | OP | 300 | 222 | 1712000 | 1100000 | 264 | 232 | 129 | 83 | 264 | 264 | E
17698 | Southwestern Electric Power Co | 6139 | Welsh | TX | 2 | 2 | 4 | 1980 | OP | 300 | 222 | 1712000 | 1100000 | 264 | 232 | 129 | 83 | 264 | 264 | E
17698 | Southwestern Electric Power Co | 6139 | Welsh | TX | 3 | 3 | 3 | 1982 | OP | 300 | 222 | 1712000 | 1100000 | 264 | 232 | 129 | 83 | 264 | 264 | E
17698 | Southwestern Electric Power Co | 7902 | Pirkey | TX | 1 | 1 | 1 | 1985 | OP | 525 | 491 | 2490000 | 1245000 | 149 | 287 | 85 | 42 | 149 | 149 | E
17698 | Southwestern Electric Power Co | 56564 | John W Turk Jr Power Plant | AR | 1 | 1 | 12 | 2012 | OP | 643 | 363.05 | 2178301 | 1089151 | 190 |  | 100 | 50 | 192 | 192 | E
17718 | Southwestern Public Service Co | 2446 | Maddox | NM | 051S | 051S | 1 | 1967 | OP | 156 | 113 | 286160 | 160600 | 249 | 226 | 42 | 24 | 252 | 252 | E
17718 | Southwestern Public Service Co | 2454 | Cunningham | NM | 121S | 121S | 7 | 1957 | OP | 136 | 113 | 174170 | 87085 | 285 | 240 | 35 | 18 | 264 | 259 | E
17718 | Southwestern Public Service Co | 2454 | Cunningham | NM | 122S | 122S | 7 | 1965 | OP | 146 | 201 | 375200 | 187600 | 265 | 223 | 43 | 22 | 254 | 273 | E
17718 | Southwestern Public Service Co | 3482 | Jones | TX | 151S | 151S | 4 | 1971 | OP | 171 | 234 | 558265 | 259837 | 217 | 167 | 40 | 18 | 272 | 272 | E
17718 | Southwestern Public Service Co | 3482 | Jones | TX | 152S | 152S | 1 | 1974 | OP | 171 | 234 | 558265 | 259837 | 217 | 167 | 40 | 18 | 272 | 272 | E
17718 | Southwestern Public Service Co | 3484 | Nichols | TX | 141S | 141S | 7 | 1960 | OP | 160 | 154 | 289819 | 138102 | 285 | 250 | 31 | 15 | 278 | 278 | E
17718 | Southwestern Public Service Co | 3484 | Nichols | TX | 142S | 142S | 7 | 1962 | OP | 160 | 154 | 294098 | 138102 | 296 | 250 | 32 | 15 | 278 | 278 | E
17718 | Southwestern Public Service Co | 3484 | Nichols | TX | 143S | 143S | 8 | 1968 | OP | 160 | 234 | 595995 | 278901 | 289 | 241 | 43 | 20 | 265 | 278 | E
17718 | Southwestern Public Service Co | 3485 | Plant X | TX | 111S | 111S | 5 | 1952 | OP | 85 | 94 | 170952 | 80142 | 310 | 264 | 30 | 14 | 335 | 335 | E
17718 | Southwestern Public Service Co | 3485 | Plant X | TX | 112S1 | 112S1 | 8 | 1953 | OP | 149 | 77 | 121948 | 56545 | 270 | 218 | 26 | 12 | 251 | 251 | E
17718 | Southwestern Public Service Co | 3485 | Plant X | TX | 112S2 | 112S2 | 8 | 1953 | OP | 149 | 77 | 121948 | 56545 | 230 | 230 | 26 | 12 | 251 | 251 | E
17718 | Southwestern Public Service Co | 3485 | Plant X | TX | 113S1 | 113S1 | 6 | 1955 | OP | 153 | 77 | 110199 | 52844 | 255 | 190 | 24 | 11 | 270 | 283 | E
17718 | Southwestern Public Service Co | 3485 | Plant X | TX | 113S2 | 113S2 | 6 | 1955 | OP | 153 | 77 | 110199 | 52844 | 255 | 190 | 24 | 11 | 270 | 283 | E
17718 | Southwestern Public Service Co | 3485 | Plant X | TX | 114S | 114S | 7 | 1964 | OP | 147 | 199 | 420135 | 190839 | 260 | 188 | 35 | 16 | 261 | 252 | E
17718 | Southwestern Public Service Co | 6193 | Harrington | TX | 061S | 061S | 7 | 1976 | OP | 250 | 282 | 1500000 | 825000 | 326 | 263 | 88 | 49 | 326 | 328 | E
17718 | Southwestern Public Service Co | 6193 | Harrington | TX | 062S | 062S | 5 | 1978 | OP | 300 | 284 | 1650000 | 907500 | 313 | 250 | 97 | 53 | 346 | 327 | E
17718 | Southwestern Public Service Co | 6193 | Harrington | TX | 063S | 063S | 5 | 1980 | OP | 300 | 284 | 1650000 | 907500 | 300 | 240 | 97 | 53 | 344 | 357 | E
17718 | Southwestern Public Service Co | 6194 | Tolk | TX | 171S | 171S | 7 | 1982 | OP | 400 | 398 | 2500000 | 1375000 | 270 | 247 | 105 | 58 | 290 | 287 | E
17718 | Southwestern Public Service Co | 6194 | Tolk | TX | 172S | 172S | 7 | 1985 | OP | 400 | 398 | 2500000 | 1375000 | 270 | 247 | 105 | 58 | 282 | 275 | E
17828 | City of Springfield - (IL) | 963 | Dallman | IL | 31 | 3132 | 12 | 1986 | OP | 451 | 79 | 260500 | 138100 | 320 | 305 | 75 | 40 | 134 | 128 | M
17828 | City of Springfield - (IL) | 963 | Dallman | IL | 32 | 3132 | 12 | 1986 | OP | 451 | 79 | 260500 | 138100 | 320 | 305 | 75 | 40 | 134 | 128 | M
17828 | City of Springfield - (IL) | 963 | Dallman | IL | 33 | 33 | 6 | 1978 | OP | 500 | 176 | 775000 | 410850 | 140 | 140 | 65 | 34 | 132 | 127 | M
17828 | City of Springfield - (IL) | 963 | Dallman | IL | 41 | 41 | 10 | 2009 | OP | 454 | 177 | 625426 | 425290 | 133 | 127 | 59 | 40 | 135 | 127 | M
17833 | City Utilities of Springfield - (MO) | 2161 | James River Power Station | MO | 1 | 1 | 8 | 1957 | OP | 200 | 113 | 209000 | 104500 | 318 | 290 | 31 | 15 | 400 | 375 | E
17833 | City Utilities of Springfield - (MO) | 2161 | James River Power Station | MO | 2 | 2 | 2 | 1960 | OP | 200 | 113 | 199000 | 99500 | 310 | 295 | 29 | 15 | 294 | 273 | M
17833 | City Utilities of Springfield - (MO) | 2161 | James River Power Station | MO | 3 | 3 | 5 | 1964 | OP | 200 | 113 | 223600 | 118600 | 310 | 306 | 33 | 16 | 297 | 276 | M
17833 | City Utilities of Springfield - (MO) | 2161 | James River Power Station | MO | 4 | 4 | 5 | 1970 | OP | 350 | 54 | 316000 | 158000 | 320 | 310 | 98 | 49 | 312 | 296 | M
17833 | City Utilities of Springfield - (MO) | 6195 | John Twitty Energy Center | MO | 1 | 1 | 6 | 1976 | OP | 385 | 95 | 610000 | 333000 | 131 | 131 | 90 | 50 | 287 | 298 | M
17833 | City Utilities of Springfield - (MO) | 6195 | John Twitty Energy Center | MO | 2 | 2 | 1 | 2011 | OP | 513 | 154 | 798690 | 452603 | 163 | 154 | 86 | 49 | 187 | 181 | M
18041 | State Line Energy LLC | 981 | State Line Energy | IN | 3 | 3 | 12 | 1955 | RE | 400 | 214 | 657700 | 328850 | 330 | 320 | 51 | 25
18041 | State Line Energy LLC | 981 | State Line Energy | IN | 4 | 4 | 5 | 1962 | RE | 450 | 165 | 964000 | 482000 | 300 | 290 | 97 | 48
18162 | RockTenn-Florence | 50806 | Florence Mill | SC | PB1S | PB1S | 12 | 1963 | OP | 132 | 38 | 137000 | 110000 | 398 | 386 | 59.2 | 47.4 | 446 | 446 | E
18162 | RockTenn-Florence | 50806 | Florence Mill | SC | PB3S | PB3S | 11 | 2005 | OP | 133 | 64 | 137000 | 116000 | 398 | 386 | 67.4 | 53.9 | 436 | 436 | E
18162 | RockTenn-Florence | 50806 | Florence Mill | SC | PB4S | PB4S | 4 | 1987 | OP | 250 | 112 | 481000 | 400000 | 394 | 384 | 70.8 | 56.6 | 395 | 395 | E
18162 | RockTenn-Florence | 50806 | Florence Mill | SC | RBFSN | RBFSN | 12 | 1974 | OP | 173 | 30 | 303000 | 248000 | 374 | 370 | 84.5 | 67.5 | 365 | 365 | E
18162 | RockTenn-Florence | 50806 | Florence Mill | SC | RBFSS | RBFSS | 12 | 1974 | OP | 173 | 30 | 303000 | 248000 | 374 | 370 | 84.5 | 67.5 | 365 | 365 | E
18315 | Sunflower Electric Power Corp | 108 | Holcomb | KS | FL1 | STK1 | 8 | 1983 | OP | 474 | 210 | 1486800 | 788114 | 180 | 180 | 118 | 63 | 195 | 191 | M
18315 | Sunflower Electric Power Corp | 1233 | Fort Dodge | KS | 4 | 4 | 6 | 1969 | OP | 149 | 86 | 469560 | 211560 | 314 | 260 | 91 | 41 | 270 | 260 | E
18315 | Sunflower Electric Power Corp | 1336 | Garden City | KS | GC3 | GC3 | 5 | 1962 | SB | 60 | 25 | 39200 | 19970 | 337 | 286 | 26 | 13 | 320 | 300 | E
18315 | Sunflower Electric Power Corp | 1336 | Garden City | KS | S2 | S2 | 4 | 1973 | OP | 124 | 79 | 266338 | 121400 | 253 | 190 | 57 | 26 | 230 | 165 | E
18320 | Sunrise Power Co LLC | 55182 | Sunrise Power LLC | CA | 1SGL | 1SGL | 6 | 2003 | OP | 150 | 284 | 682000 | 341000 | 210 | 105 | 68 | 34 | 210 | 216 | E
18320 | Sunrise Power Co LLC | 55182 | Sunrise Power LLC | CA | 2SGL | 2SGL | 6 | 2003 | OP | 150 | 284 | 682000 | 341000 | 210 | 105 | 68 | 34 | 222 | 216 | E
18445 | City of Tallahassee - (FL) | 688 | Arvah B Hopkins | FL | 1 | 1 | 6 | 1971 | OP | 200 | 95 | 226593 | 106932 | 260 | 230 | 40 | 18 | 224 | 203 | M
18445 | City of Tallahassee - (FL) | 688 | Arvah B Hopkins | FL | 2 | 2 | 6 | 1977 | RE | 250 | 154 | 589805 | 315174 | 212 | 244 | 64 | 34
18445 | City of Tallahassee - (FL) | 688 | Arvah B Hopkins | FL | 2A | 2A | 5 | 2008 | OP | 150 | 254 | 1158498 | 692869 | 245 | 206 | 68.1 | 40.7 | 249 | 249 | E
18445 | City of Tallahassee - (FL) | 689 | S O Purdom | FL | 7 | 7 | 6 | 1966 | OP | 180 | 64 | 180480 | 107520 | 300 | 280 | 47 | 28
18445 | City of Tallahassee - (FL) | 689 | S O Purdom | FL | 9 | 9
18454 | Tampa Electric Co | 645 | Big Bend | FL | 1 | STK1 | 12 | 1999 | OP | 490 | 660 | 2390550 | 1365835 | 127 | 127 | 60 | 34 | 117 | 133 | M
18454 | Tampa Electric Co | 645 | Big Bend | FL | 2 | STK2 | 5 | 1976 | OP | 490 | 452 | 1285000 | 693000 | 127 | 249 | 47 | 26 | 117 | 133 | M
18454 | Tampa Electric Co | 645 | Big Bend | FL | 3 | STK3 | 2 | 1985 | OP | 490 | 452 | 1773000 | 1013000 | 127 | 156 | 65 | 37 | 129 | 119 | M
18454 | Tampa Electric Co | 645 | Big Bend | FL | 4 | STK4 | 10 | 1970 | OP | 490 | 452 | 2552000 | 1448000 | 132 | 261 | 94 | 53 | 117 | 108 | M
18488 | City of Taunton | 1682 | Cleary Flood | MA | 8 | 8 | 6 | 1966 | OP | 187 | 36 | 175000 | 109000 | 300 | 270 | 39 | 24 | 0 | 0 | M
18488 | City of Taunton | 1682 | Cleary Flood | MA | 9 | 9 | 9 | 1975 | OP | 187 | 79 | 376150 | 234000 | 440 | 280 | 80 | 50 | 0 | 0 | M
18518 | Tenaska Gateway Partners Ltd | 55132 | Tenaska Gateway Generating Station | TX | STACK1 | STACK1 | 7 | 2001 | OP | 153 | 254 | 780000 | 515000 | 199 | 195 | 52 | 42 | 187 | 167 | m
18518 | Tenaska Gateway Partners Ltd | 55132 | Tenaska Gateway Generating Station | TX | STACK2 | STACK2 | 7 | 2001 | OP | 153 | 254 | 780000 | 515000 | 199 | 195 | 52 | 42 | 188 | 170 | m
18518 | Tenaska Gateway Partners Ltd | 55132 | Tenaska Gateway Generating Station | TX | STACK3 | STACK3 | 7 | 2001 | OP | 153 | 254 | 780000 | 515000 | 199 | 195 | 52 | 42 | 190 | 173 | M
18569 | Tenaska Virginia Partners LP | 55439 | Tenaska Virginia Generating Station | VA | UNIT1 | UNIT1 | 4 | 2004 | OP | 153 | 255 | 982500 | 668900 | 185 | 185 | 47 | 33 | 193 | 198 | m
18569 | Tenaska Virginia Partners LP | 55439 | Tenaska Virginia Generating Station | VA | UNIT2 | UNIT2 | 4 | 2004 | OP | 153 | 255 | 982500 | 668900 | 185 | 185 | 47 | 33 | 181 | 195 | m
18569 | Tenaska Virginia Partners LP | 55439 | Tenaska Virginia Generating Station | VA | UNIT3 | UNIT3 | 4 | 2004 | OP | 153 | 255 | 982500 | 668900 | 185 | 185 | 47 | 33 | 185 | 192 | m
18611 | Tenaska Frontier Partners Ltd | 55062 | Tenaska Frontier Generation Station | TX | STACK1 | STACK1 | 9 | 2000 | OP | 153 | 254 | 747000 | 500490 | 199 | 190 | 30.7 | 20.6 | 197 | 192 | m
18611 | Tenaska Frontier Partners Ltd | 55062 | Tenaska Frontier Generation Station | TX | STACK2 | STACK2 | 9 | 2000 | OP | 153 | 254 | 747000 | 500490 | 199 | 190 | 30.7 | 20.6 | 197 | 197 | m
18611 | Tenaska Frontier Partners Ltd | 55062 | Tenaska Frontier Generation Station | TX | STACK3 | STACK3 | 9 | 2000 | OP | 153 | 254 | 747000 | 500490 | 199 | 190 | 30.7 | 20.6 | 197 | 198 | m
18642 | Tennessee Valley Authority | 47 | Colbert | AL | 1-4 | 1-4 | 4 | 1983 | OP | 634 | 541 | 3158000 | 1661000 | 295 | 295 | 97 | 51 | 374 | 359 | E
18642 | Tennessee Valley Authority | 47 | Colbert | AL | 5 | 5 | 11 | 1965 | OP | 500 | 346 | 2009000 | 1068000 | 310 | 310 | 97 | 51 | 281 | 0 | E
18642 | Tennessee Valley Authority | 50 | Widows Creek | AL | 1-6 | 1-6 | 5 | 1977 | OP | 1000 | 573 | 3378000 | 1749000 | 298 | 298 | 98 | 51 | 0 | 0 | E
18642 | Tennessee Valley Authority | 50 | Widows Creek | AL | 7 | 7 | 2 | 1961 | OP | 500 | 338 | 1643000 | 848000 | 170 | 170 | 81 | 42 | 340 | 323 | E
18642 | Tennessee Valley Authority | 50 | Widows Creek | AL | 8 | 8 | 2 | 1965 | OP | 500 | 462 | 2246000 | 1148000 | 175 | 175 | 81 | 42 | 291 | 276 | E
18642 | Tennessee Valley Authority | 1378 | Paradise | KY | 1 | 1 | 11 | 1963 | OP | 600 | 531 | 2060000 | 1042000 | 175 | 175 | 64 | 33 | 306 | 293 | E
18642 | Tennessee Valley Authority | 1378 | Paradise | KY | 2 | 2 | 5 | 1963 | OP | 600 | 531 | 2060000 | 1042000 | 175 | 175 | 64 | 33 | 281 | 319 | E
18642 | Tennessee Valley Authority | 1378 | Paradise | KY | 3 | 3 | 2 | 1970 | RE | 800 | 573 | 3621000 | 1924000 | 292 | 292 | 105 | 56
18642 | Tennessee Valley Authority | 1378 | Paradise | KY | MS3MN | MS3MN | 10 | 2006 | OP | 600 | 1075 | 3254000 | 1700000 | 132 | 130 | 50 | 25 | 325 | 334 | E
18642 | Tennessee Valley Authority | 1379 | Shawnee | KY | 1-5 | 1-5 | 11 | 1979 | OP | 800 | 616 | 2962000 | 1531000 | 282 | 282 | 80 | 41 | 342 | 323 | E
18642 | Tennessee Valley Authority | 1379 | Shawnee | KY | 6-10 | 6-10 | 2 | 1980 | OP | 800 | 616 | 2962000 | 1531000 | 282 | 282 | 80 | 41 | 337 | 317 | E
18642 | Tennessee Valley Authority | 3393 | Allen Steam Plant | TN | 1 | 1 | 5 | 1959 | OP | 400 | 128 | 941000 | 487000 | 289 | 289 | 123 | 64 | 304 | 280 | E
18642 | Tennessee Valley Authority | 3393 | Allen Steam Plant | TN | 2 | 2 | 5 | 1959 | OP | 400 | 128 | 941000 | 487000 | 289 | 289 | 123 | 64 | 289 | 262 | E
18642 | Tennessee Valley Authority | 3393 | Allen Steam Plant | TN | 3 | 3 | 10 | 1959 | OP | 400 | 128 | 941000 | 487000 | 289 | 289 | 123 | 64 | 295 | 258 | E
18642 | Tennessee Valley Authority | 3396 | Bull Run | TN | 1 | 1 | 6 | 1967 | RE | 800 | 616 | 2666150 | 1351330 | 244 | 244 | 72 | 37
18642 | Tennessee Valley Authority | 3396 | Bull Run | TN | 1A | 1A | 12 | 2008 | OP | 500 | 868 | 2594000 | 1350000 | 126 | 126 | 50 | 25 | 305 | 306 | E
18642 | Tennessee Valley Authority | 3399 | Cumberland | TN | 1 | 1 | 3 | 1973 | OS | 1000 | 755 | 4809000 | 2582000 | 273 | 273 | 106 | 57
18642 | Tennessee Valley Authority | 3399 | Cumberland | TN | 1A | 1A | 1 | 1995 | OP | 635 | 1164 | 4507000 | 2250000 | 119 | 119 | 65 | 32 | 316 | 307 | E
18642 | Tennessee Valley Authority | 3399 | Cumberland | TN | 2 | 2 | 11 | 1973 | OS | 1000 | 755 | 4809000 | 2582000 | 273 | 273 | 106 | 57
18642 | Tennessee Valley Authority | 3399 | Cumberland | TN | 2A | 2A | 1 | 1995 | OP | 635 | 1164 | 4507000 | 2250000 | 119 | 119 | 65 | 32 | 315 | 304 | E
18642 | Tennessee Valley Authority | 3403 | Gallatin | TN | 1-2 | 1-2 | 11 | 1956 | OP | 501 | 491 | 1646000 | 845000 | 272 | 272 | 56 | 29 | 339 | 330 | E
18642 | Tennessee Valley Authority | 3403 | Gallatin | TN | 3-4 | 3-4 | 5 | 1959 | OP | 502 | 491 | 1831000 | 945000 | 252 | 252 | 62 | 32 | 283 | 287 | E
18642 | Tennessee Valley Authority | 3405 | John Sevier | TN | 1-2 | 1-2 | 7 | 1955 | OP | 350 | 434 | 1271000 | 661400 | 293 | 293 | 49 | 25 | 312 | 294 | E
18642 | Tennessee Valley Authority | 3405 | John Sevier | TN | 3-4 | 3-4 | 2 | 1956 | OP | 350 | 434 | 1271000 | 661400 | 293 | 293 | 49 | 25 | 306 | 286 | E
18642 | Tennessee Valley Authority | 3406 | Johnsonville | TN | 1-10 | 1-10 | 3 | 1982 | OP | 600 | 830 | 5732000 | 3017000 | 294 | 294 | 115 | 61 | 351 | 327 | E
18642 | Tennessee Valley Authority | 3407 | Kingston | TN | 1-5 | 1-5 | 9 | 1976 | OP | 1000 | 531 | 2955000 | 1553000 | 130 | 130 | 93 | 49 | 130 | 128 | E
18642 | Tennessee Valley Authority | 3407 | Kingston | TN | 6-9 | 6-9 | 2 | 1976 | OP | 1000 | 531 | 2974000 | 1553000 | 130 | 130 | 93 | 99 | 130 | 128 | E
18642 | Tennessee Valley Authority | 3419 | Watts Bar Fossil | TN | A-B | A-B | 2 | 1942 | RE | 177 | 201 | 624000 | 320000 | 342 | 342 | 52 | 27
18642 | Tennessee Valley Authority | 3419 | Watts Bar Fossil | TN | C-D | C-D | 2 | 1943 | RE | 177 | 201 | 624000 | 320000 | 342 | 342 | 52 | 27
18642 | Tennessee Valley Authority | 55197 | Caledonia | MS | UNIT 1 | UNIT 1 | 6 | 2003 | OP | 150 | 254 | 973118 | 731600 | 191 | 180 | 63.7 | 47.9 | 180 | 180 | E
18642 | Tennessee Valley Authority | 55197 | Caledonia | MS | UNIT 2 | UNIT 2 | 6 | 2003 | OP | 150 | 254 | 973118 | 731600 | 191 | 180 | 63.7 | 47.9 | 180 | 180 | E
18642 | Tennessee Valley Authority | 55197 | Caledonia | MS | UNIT 3 | UNIT 3 | 6 | 2003 | OP | 150 | 254 | 973118 | 731600 | 191 | 180 | 63.7 | 47.9 | 180 | 180 | E
18642 | Tennessee Valley Authority | 55269 | TVA Southaven Combined Cycle | MS | UNIT1 | UNIT1 | 5 | 2003 | OP | 150 | 254 | 956371 | 731600 | 190 | 180 | 63 | 48 | 180 | 180 | E
18642 | Tennessee Valley Authority | 55269 | TVA Southaven Combined Cycle | MS | UNIT2 | UNIT2 | 5 | 2003 | OP | 150 | 254 | 956371 | 731600 | 190 | 180 | 63 | 48 | 180 | 180 | E
18642 | Tennessee Valley Authority | 55269 | TVA Southaven Combined Cycle | MS | UNIT3 | UNIT3 | 5 | 2003 | OP | 150 | 254 | 956371 | 731600 | 190 | 180 | 63 | 48 | 180 | 180 | E
18642 | Tennessee Valley Authority | 55451 | Magnolia Power Plant | MS | 310STK | 310STK | 5 | 2003 | OP | 130 | 254 | 939315 | 951255 | 174 | 186 | 62 | 62 | 180 | 180 | E
18642 | Tennessee Valley Authority | 55451 | Magnolia Power Plant | MS | 320STK | 320STK | 6 | 2003 | OP | 130 | 254 | 939315 | 951255 | 174 | 186 | 62 | 62 | 180 | 180 | E
18642 | Tennessee Valley Authority | 55451 | Magnolia Power Plant | MS | 330STK | 330STK | 7 | 2003 | OP | 130 | 254 | 939315 | 951255 | 174 | 186 | 62 | 62 | 180 | 180 | E
18715 | Texas Municipal Power Agency | 6136 | Gibbons Creek | TX | 1 | 1 | 10 | 1983 | OP | 465 | 314 | 1623500 | 1217625 | 200 | 200 | 86 | 64 | 134 | 134 | M
18835 | Tenaska Alabama B LP | 55440 | Tenaska Central Alabama Generating Stn | AL | UNIT 1 | UNIT 1 | 5 | 2003 | OP | 175 | 254 | 982500 | 668900 | 200 | 200 | 64.5 | 43.9 | 204 | 203 | m
18835 | Tenaska Alabama B LP | 55440 | Tenaska Central Alabama Generating Stn | AL | UNIT 2 | UNIT 2 | 5 | 2003 | OP | 175 | 254 | 982500 | 668900 | 200 | 200 | 64.5 | 43.9 | 204 | 203 | m
18835 | Tenaska Alabama B LP | 55440 | Tenaska Central Alabama Generating Stn | AL | UNIT 3 | UNIT 3 | 5 | 2003 | OP | 175 | 254 | 982500 | 668900 | 200 | 200 | 64.5 | 43.9 | 204 | 203 | m
19099 | TransAlta Centralia Gen LLC | 3845 | Transalta Centralia Generation | WA | 1 | 1 | 7 | 2002 | OP | 470 | 660 | 2164000 | 1407000 | 137 | 137 | 55 | 36 | 137 | 137 | M
19099 | TransAlta Centralia Gen LLC | 3845 | Transalta Centralia Generation | WA | 2 | 2 | 10 | 2001 | OP | 470 | 660 | 2164000 | 1407000 | 137 | 137 | 55 | 36 | 137 | 137 | M
19099 | TransAlta Centralia Gen LLC | 3845 | Transalta Centralia Generation | WA | 30 | 30 | 7 | 2002 | OS | 100 | 80 | 313588 |  | 262 | 130 | 65
19099 | TransAlta Centralia Gen LLC | 3845 | Transalta Centralia Generation | WA | 40 | 40 | 7 | 2002 | OS | 100 | 80 | 313588 |  | 262 | 130 | 65
19099 | TransAlta Centralia Gen LLC | 3845 | Transalta Centralia Generation | WA | 50 | 50 | 7 | 2002 | OS | 100 | 80 | 313588 |  | 262 | 130 | 65
19099 | TransAlta Centralia Gen LLC | 3845 | Transalta Centralia Generation | WA | 60 | 60 | 7 | 2002 | OS | 100 | 80 | 313588 |  | 262 | 130 | 65
19099 | TransAlta Centralia Gen LLC | 3845 | Transalta Centralia Generation | WA | BD21 | BD21 | 12 | 1972 | OP | 470 | 452 | 2250000 | 1450000 | 137 | 240 | 83 | 53 | 300 | 300 | M
19099 | TransAlta Centralia Gen LLC | 3845 | Transalta Centralia Generation | WA | BD22 | BD22 | 12 | 1972 | OP | 470 | 452 | 2250000 | 1450000 | 137 | 240 | 83 | 53 | 300 | 300 | M
19194 | Syracuse Energy Corp | 50651 | Syracuse Energy | NY | 1 | CS001 | 8 | 1991 | OP | 265 | 41 | 450000 | 275000 | 190 | 190 | 60 | 35 | 170 | 170 | M
19316 | Two Elk Generation Partners LP | 55360 | Two Elk Generating Station | WY | FLUE1 | STACK1 | 12 | 2016 | PL | 340 | 206 | 3454535 |  | 174 | 174 | 65 | 75
19436 | Union Electric Co - (MO) | 2103 | Labadie | MO | 1 | 1 | 6 | 1970 | OP | 700 | 330 | 2200000 | 1210000 | 300 | 265 | 111 | 61 | 345 | 304 | M
19436 | Union Electric Co - (MO) | 2103 | Labadie | MO | 2 | 2 | 6 | 1971 | OP | 700 | 330 | 2200000 | 1210000 | 300 | 265 | 111 | 61 | 352 | 305 | M
19436 | Union Electric Co - (MO) | 2103 | Labadie | MO | 3 | 3 | 8 | 1972 | OP | 700 | 330 | 2200000 | 1210000 | 300 | 265 | 111 | 61 | 333 | 282 | M
19436 | Union Electric Co - (MO) | 2103 | Labadie | MO | 4 | 3 | 8 | 1973 | OP | 700 | 330 | 2200000 | 1210000 | 300 | 265 | 111 | 61 | 341 | 319 | M
19436 | Union Electric Co - (MO) | 2104 | Meramec | MO | 1 | 1 | 6 | 1953 | OP | 250 | 87 | 600000 | 330000 | 325 | 280 | 115 | 63 | 298 | 267 | M
19436 | Union Electric Co - (MO) | 2104 | Meramec | MO | 2 | 2 | 6 | 1954 | OP | 250 | 87 | 600000 | 330000 | 325 | 280 | 115 | 63 | 320 | 286 | M
19436 | Union Electric Co - (MO) | 2104 | Meramec | MO | 3 | 3 | 6 | 1959 | OP | 350 | 154 | 1165000 | 640750 | 355 | 280 | 126 | 69 | 366 | 328 | M
19436 | Union Electric Co - (MO) | 2104 | Meramec | MO | 4 | 4 | 6 | 1961 | OP | 350 | 189 | 1450000 | 797500 | 360 | 280 | 128 | 70 | 350 | 303 | M
19436 | Union Electric Co - (MO) | 2107 | Sioux | MO | 1 | 1 | 6 | 1967 | RE | 600 | 276 | 2000000 | 1100000 | 350 | 300 | 121 | 66
19436 | Union Electric Co - (MO) | 2107 | Sioux | MO | 2 | 2 | 6 | 1968 | RE | 600 | 276 | 2000000 | 1100000 | 350 | 300 | 121 | 66
19436 | Union Electric Co - (MO) | 2107 | Sioux | MO | 1 | 3 | 11 | 2010 | OP | 496.5 | 415 | 1360000 | 895000 | 135 | 132 | 55 | 36 |  | 131 | M
19436 | Union Electric Co - (MO) | 2107 | Sioux | MO | 2 | 3 | 10 | 2010 | OP | 496.5 | 415 | 1360000 | 895000 | 135 | 132 | 55 | 36 | 0 | 127 | M
19436 | Union Electric Co - (MO) | 6155 | Rush Island | MO | 1 | 1 | 6 | 1976 | OP | 700 | 338 | 2030000 | 1116500 | 260 | 230 | 100 | 55 | 317 | 296 | M
19436 | Union Electric Co - (MO) | 6155 | Rush Island | MO | 2 | 2 | 6 | 1977 | OP | 700 | 338 | 2030000 | 1116500 | 260 | 230 | 100 | 55 | 330 | 306 | M
19526 | United States Steel-Gary | 50733 | Gary Works | IN | TBB6S | TBB6S | 6 | 1971 | OP | 150 | 79 | 430260 |  | 550 | 256 | 91 |  | 453 | 350 | M
19526 | United States Steel-Gary | 50733 | Gary Works | IN | 4BH1S | 4BH1S | 6 | 1967 | OP | 116 | 71 | 239099 |  | 340 | 266 | 56 |  | 375 | 357 | M
19526 | United States Steel-Gary | 50733 | Gary Works | IN | 4BH2S | 4BH2S | 6 | 1967 | OP | 116 | 71 | 239099 |  | 340 | 258 | 56 |  | 383 | 375 | M
19526 | United States Steel-Gary | 50733 | Gary Works | IN | 4BH3S | 4BH3S | 6 | 1967 | OP | 116 | 71 | 239099 |  | 340 | 235 | 56 |  | 356 | 332 | M
19526 | United States Steel-Gary | 50733 | Gary Works | IN | TBB1S | TBB1S | 6 | 1948 | OP | 150 | 123 | 248460 |  | 550 | 393 | 34 |  | 490 | 538 | M
19526 | United States Steel-Gary | 50733 | Gary Works | IN | TBB2S | TBB2S | 6 | 1948 | OP | 150 | 123 | 248460 |  | 550 | 393 | 34 |  | 605 | 660 | M
19526 | United States Steel-Gary | 50733 | Gary Works | IN | TBB3S | TBB3S | 6 | 1948 | OP | 150 | 123 | 248460 |  | 550 | 393 | 34 |  | 474 | 592 | M
19526 | United States Steel-Gary | 50733 | Gary Works | IN | TBB4AS | TBB4AS | 6 | 1989 | SC | 78 | 28 | 87591 |  | 505 | 333 | 52
19526 | United States Steel-Gary | 50733 | Gary Works | IN | TBB5S | TBB5S | 6 | 1956 | OP | 150 | 123 | 248460 |  | 550 | 322 | 34 |  | 533 | 403 | M
19545 | Black Hills Power Inc | 56596 | Wygen III | WY | 5 | 5 | 4 | 2010 | OP | 400 | 83 | 450000 | 285000 | 160 | 160 | 90.7 | 57.3 | 160 | 160 | e
19547 | Hawaiian Electric Co Inc | 764 | Honolulu | HI | 16 | 16 | 12 | 1954 | OP | 161 | 64 | 185000 | 95700 | 325 | 276 | 48 | 25
19547 | Hawaiian Electric Co Inc | 764 | Honolulu | HI | 17 | 17 | 12 | 1957 | OP | 161 | 64 | 173000 | 93700 | 320 | 267 | 45 | 24
19547 | Hawaiian Electric Co Inc | 765 | Kahe | HI | 1 | 1-4 | 11 | 1980 | OP | 300 | 87 | 206000 | 108000 | 260 | 237 | 41 | 21 | 223 | 228 | m
19547 | Hawaiian Electric Co Inc | 765 | Kahe | HI | 2 | 1-4 | 11 | 1980 | OP | 300 | 87 | 206000 | 108000 | 260 | 237 | 41 | 21 | 237 | 225 | m
19547 | Hawaiian Electric Co Inc | 765 | Kahe | HI | 3 | 1-4 | 11 | 1980 | OP | 300 | 87 | 203000 | 104000 | 254 | 211 | 40 | 21 | 248 | 258 | m
19547 | Hawaiian Electric Co Inc | 765 | Kahe | HI | 4 | 1-4 | 10 | 1980 | OP | 300 | 87 | 203000 | 104000 | 254 | 211 | 40 | 21 | 245 | 239 | m
19547 | Hawaiian Electric Co Inc | 765 | Kahe | HI | 5 | 5 | 12 | 1974 | OP | 304 | 205 | 338000 | 185000 | 259 | 228 | 27 | 15 | 253 | 248 | m
19547 | Hawaiian Electric Co Inc | 765 | Kahe | HI | 6 | 6 | 3 | 1981 | OP | 450 | 214 | 338000 | 185000 | 259 | 228 | 26 | 14 | 270 | 262 | m
19547 | Hawaiian Electric Co Inc | 766 | Waiau | HI | 3 | 3 | 12 | 1947 | OP | 138 | 79 | 190000 | 91500 | 385 | 300 | 40 | 19 | 278 | 265 | m
19547 | Hawaiian Electric Co Inc | 766 | Waiau | HI | 4 | 4 | 10 | 1950 | OP | 138 | 79 | 190000 | 91500 | 385 | 300 | 40 | 19 | 333 | 322 | m
19547 | Hawaiian Electric Co Inc | 766 | Waiau | HI | 5 | 5 | 10 | 1959 | OP | 138 | 64 | 154000 | 86900 | 285 | 240 | 40 | 23 | 268 | 217 | m
19547 | Hawaiian Electric Co Inc | 766 | Waiau | HI | 6 | 6 | 7 | 1961 | OP | 138 | 64 | 154000 | 86900 | 285 | 240 | 40 | 23 | 228 | 221 | m
19547 | Hawaiian Electric Co Inc | 766 | Waiau | HI | 7 | 7 | 12 | 1966 | OP | 138 | 84 | 203000 | 104000 | 254 | 211 | 40 | 21 | 267 | 249 | m
19547 | Hawaiian Electric Co Inc | 766 | Waiau | HI | 8 | 8 | 12 | 1968 | OP | 138 | 84 | 203000 | 104000 | 254 | 211 | 40 | 21 | 258 | 240 | m
19804 | City of Vero Beach | 693 | Vero Beach Municipal Power Plant | FL | 1 | 1 | 6 | 1961 | OP | 200 | 10 | 21000 | 39780 | 390 | 340 | 35 | 17 | 370 | 370 | E
19804 | City of Vero Beach | 693 | Vero Beach Municipal Power Plant | FL | 2 | 2 | 6 | 1971 | OP | 200 | 28 | 222000 | 44460 | 390 | 340 | 37 | 19 | 370 | 370 | E
19804 | City of Vero Beach | 693 | Vero Beach Municipal Power Plant | FL | 3 | 3 | 6 | 1975 | OP | 200 | 39 | 107420 | 102000 | 325 | 290 | 64 | 34 | 370 | 370 | E
19830 | NRG Vienna Operations Inc | 1564 | Vienna Operations | MD | 8 | 8 | 12 | 1971 | OP | 160 | 123 | 500000 | 250000 | 625 | 540 | 92 | 46 | 434 |  | M
19876 | Virginia Electric & Power Co | 3796 | Bremo Bluff | VA | 3 | 3 | 6 | 1950 | OP | 200 | 113 | 282000 | 143000 | 314 | 251 | 41 | 21 | 342 | 354 | M
19876 | Virginia Electric & Power Co | 3796 | Bremo Bluff | VA | 4 | 4 | 8 | 1958 | OP | 200 | 177 | 475000 | 249600 | 264 | 235 | 45 | 24 | 294 | 275 | M
19876 | Virginia Electric & Power Co | 3797 | Chesterfield | VA | 3 | 3 | 12 | 1952 | OP | 200 | 133 | 364700 | 186600 | 288 | 252 | 46 | 23 | 346 | 329 | M
19876 | Virginia Electric & Power Co | 3797 | Chesterfield | VA | 4 | 4 | 6 | 1960 | OP | 200 | 133 | 579400 | 293600 | 324 | 313 | 73 | 37 | 313 | 284 | M
19876 | Virginia Electric & Power Co | 3797 | Chesterfield | VA | 5 | 5 | 8 | 1964 | OP | 200 | 227 | 960000 | 500000 | 265 | 228 | 71 | 37 | 296 | 283 | M
19876 | Virginia Electric & Power Co | 3797 | Chesterfield | VA | 6 | 6 | 5 | 1969 | OP | 419 | 314 | 1890000 | 1000000 | 264 | 239 | 100 | 53 | 130 | 126 | M
19876 | Virginia Electric & Power Co | 3803 | Chesapeake | VA | 1 | 1 | 6 | 1953 | OP | 175 | 133 | 462000 | 270000 | 303 | 260 | 57 | 33 | 319 | 291 | M
19876 | Virginia Electric & Power Co | 3803 | Chesapeake | VA | 2 | 2 | 12 | 1954 | OP | 175 | 133 | 462000 | 270000 | 303 | 260 | 57 | 33 | 333 | 311 | M
19876 | Virginia Electric & Power Co | 3803 | Chesapeake | VA | 3 | 3 | 6 | 1959 | OP | 200 | 133 | 474000 | 248000 | 266 | 239 | 59 | 31 | 286 | 273 | M
19876 | Virginia Electric & Power Co | 3803 | Chesapeake | VA | 4 | 4 | 5 | 1962 | OP | 200 | 154 | 650000 | 335000 | 265 | 219 | 70 | 36 | 307 | 303 | M
19876 | Virginia Electric & Power Co | 3804 | Possum Point | VA | 3 | 3 | 6 | 1955 | RE | 177 | 133 | 335372 | 184998 | 262 | 233 | 42 | 23
19876 | Virginia Electric & Power Co | 3804 | Possum Point | VA | 4 | 4 | 4 | 1962 | RE | 175 | 154 | 650385 | 334125 | 258 | 214 | 70 | 36
19876 | Virginia Electric & Power Co | 3804 | Possum Point | VA | 5 | 5 | 6 | 1975 | OP | 358 | 415 | 2185897 | 1159604 | 285 | 267 | 88 | 46 | 252 | 242 | M
19876 | Virginia Electric & Power Co | 3804 | Possum Point | VA | 6A | 6A | 7 | 2003 | OP | 170 | 285 | 986260 | 644251 | 182 | 166 | 58 | 37.9 | 176 | 174 | M
19876 | Virginia Electric & Power Co | 3804 | Possum Point | VA | 6B | 6B | 7 | 2003 | OP | 170 | 285 | 986260 | 644251 | 182 | 166 | 58 | 37.9 | 181 | 177 | M
19876 | Virginia Electric & Power Co | 3809 | Yorktown | VA | 1-2 | 1-2 | 7 | 1957 | OP | 325 | 227 | 1001282 | 470833 | 278 | 240 | 74 | 35 | 269 | 257 | M
19876 | Virginia Electric & Power Co | 3809 | Yorktown | VA | 3 | 3 | 12 | 1974 | OP | 489 | 398 | 2185897 | 1156604 | 285 | 267 | 92 | 49 | 278 | 286 | M
19876 | Virginia Electric & Power Co | 3954 | Mt Storm | WV | 1-2 | 1-2 | 6 | 1983 | OP | 741 | 661 | 3796000 | 2534000 | 250 | 235 | 96 | 64 | 122 | 117 | M
19876 | Virginia Electric & Power Co | 3954 | Mt Storm | WV | 3 | 3 | 12 | 1973 | OP | 579 | 346 | 2200000 | 1468000 | 115 | 268 | 106 | 70 | 124 | 117 | M
19876 | Virginia Electric & Power Co | 7213 | Clover | VA | 1 | 1 | 10 | 1995 | OP | 444 | 389 | 1363766 | 711479 | 125 | 126 | 58 | 30 | 137 | 126 | M
19876 | Virginia Electric & Power Co | 7213 | Clover | VA | 2 | 2 | 3 | 1996 | OP | 444 | 389 | 1365828 | 799971 | 127 | 128 | 58 | 34 | 137 | 126 | M
19876 | Virginia Electric & Power Co | 50966 | Bellmeade Power Station | VA | 1 | 1 | 3 | 1991 | OP | 90 | 143 | 537928 |  | 275 |  |  |  | 320 | 320 | M
19876 | Virginia Electric & Power Co | 50966 | Bellmeade Power Station | VA | 2 | 2 | 3 | 1991 | OP | 90 | 143 | 537928 |  | 275 |  |  |  | 315 | 315 | M
19876 | Virginia Electric & Power Co | 52007 | Mecklenburg Power Station | VA | S | S | 11 | 1992 | OP | 275 | 123 | 440000 | 250000 | 160 | 160 | 60 | 34 | 165 | 165 | M
19876 | Virginia Electric & Power Co | 54844 | Gordonsville Energy LP | VA | 1 | 1 | 6 | 1994 | OP | 150 | 159 | 34899 |  | 239 |  | 3.7 |  | 239 | 326 | E
19876 | Virginia Electric & Power Co | 54844 | Gordonsville Energy LP | VA | 2 | 2 | 6 | 1994 | OP | 150 | 159 | 34899 |  | 239 |  | 3.7 |  | 239 | 326 | E
19876 | Virginia Electric & Power Co | 56807 | Bear Garden | VA | 1A | 1A | 5 | 2011 | OP | 151 | 328.4 | 718906 | 557660 | 196 | 174 | 36.5 | 28.3 | 180 | 179 | M
19876 | Virginia Electric & Power Co | 56807 | Bear Garden | VA | 1B | 1B | 5 | 2011 | OP | 151 | 328.4 | 739676 | 573772 | 196 | 174 | 37.5 | 29.1 | 178 | 178 | M
19876 | Virginia Electric & Power Co | 56808 | Virginia City Hybrid Energy Center | VA | 1 | 1 | 4 | 2012 | OP | 500 | 201 | 1014964 | 459339 | 152 | 152 | 75.6 | 38.1 | 195 | 198 | M
19876 | Virginia Electric & Power Co | 56808 | Virginia City Hybrid Energy Center | VA | 2 | 1 | 4 | 2012 | OP | 500 | 201 | 1014964 | 459339 | 152 | 152 | 75.6 | 38.1 | 195 | 198 | M
20159 | Washington Parish Engy Ctr LLC | 55486 | Washington Parish Energy Center | LA | STK 1 | STK 1 | 6 | 2015 | CO | 170 | 254 |  |  | 189.6 | 162.5
20169 | Avista Corp | 7931 | Coyote Springs II | OR | EG02 | EG02 | 6 | 2003 | OP | 210 | 254 | 1038490 | 676284 | 206 | 178 | 67.6 | 44 | 175 | 154 | M
20447 | Western Farmers Elec Coop, Inc | 3008 | Mooreland | OK | 1 | 1 | 9 | 1964 | OP | 100 | 78 | 130000 | 78000 | 272 | 230 | 28 | 17 | 250 | 250 | E
20447 | Western Farmers Elec Coop, Inc | 3008 | Mooreland | OK | 2 | 2 | 7 | 1968 | OP | 134 | 113 | 305000 | 183000 | 240 | 220 | 45 | 27 | 250 | 250 | E
20447 | Western Farmers Elec Coop, Inc | 3008 | Mooreland | OK | 3 | 3 | 6 | 1975 | OP | 134 | 113 | 322800 | 162000 | 270 | 225 | 48 | 24 | 250 | 250 | E
20447 | Western Farmers Elec Coop, Inc | 6772 | Hugo | OK | 1 | 1 | 4 | 1982 | OP | 500 | 452 | 2100000 | 1220000 | 300 | 300 | 56 | 33 | 320 | 320 | E
20492 | Weyerhaeuser Co | 50184 | Weyerhaeuser Columbus MS | MS | CBSTK | CBSTK | 5 | 1982 | OP | 251 | 84 | 562000 | 281001 | 340 | 170 | 53 | 27 | 260 | 260 | M
20492 | Weyerhaeuser Co | 50184 | Weyerhaeuser Columbus MS | MS | PKBSTK | PKBSTK | 5 | 1994 | OP | 165 | 24 | 104003 | 52001 | 410 | 205 | 61 | 31 | 260 | 260 | M
20492 | Weyerhaeuser Co | 50184 | Weyerhaeuser Columbus MS | MS | RBSTK | RBSTK | 5 | 1990 | OP | 300 | 133 | 579893 | 289947 | 410 | 205 | 75 | 38 | 440 | 420 | M
20508 | MeadWestvaco Corp | 50900 | Covington Facility | VA | TS | S1 |  |  | OP | 219.3 | 227 | 671000 | 335500 | 256 |  | 49.3 | 24.6 | 247 | 256 | E
20508 | MeadWestvaco Corp | 50900 | Covington Facility | VA | S11 | S11 |  | 1994 | OP | 102 | 28 | 137914 | 60307 | 755 |  | 81.3 | 40.6 | 400 | 400 | E
20508 | MeadWestvaco Corp | 50900 | Covington Facility | VA | F1 | S2 |  | 1992 | OP | 483 | 98 | 449275 | 224637 | 374 |  | 76.5 | 38.3 | 364 | 366 | E
20508 | MeadWestvaco Corp | 50900 | Covington Facility | VA | F3 | S2 | 9 | 2013 | CO | 483 | 106 | 229920 | 114960 | 320 |  | 36.1 | 18
20508 | MeadWestvaco Corp | 50900 | Covington Facility | VA | R1 | R1 | 6 | 1972 | OP | 344.9 | 184.35 | 367641 | 183820 | 280 |  | 33.2 | 16.6 | 311 | 297 | E
20508 | MeadWestvaco Corp | 50900 | Covington Facility | VA | S10 | S10 |  | 1969 | OP | 81 | 28 | 120614 | 60307 | 688 |  | 71.1 | 35.5 | 400 | 400 | E
20847 | Wisconsin Electric Power Co | 1769 | Presque Isle | MI | 1 | 1 | 1 | 1977 | RE | 400 | 95 | 737300 | 414000 | 337 | 248 | 129 | 73
20847 | Wisconsin Electric Power Co | 1769 | Presque Isle | MI | 5 | 1 | 12 | 1974 | OP | 400 | 64 | 286500 | 150955 | 290 | 248 | 75 | 40 | 328 | 339 | E
20847 | Wisconsin Electric Power Co | 1769 | Presque Isle | MI | 6 | 1 | 11 | 1975 | OP | 400 | 64 | 286500 | 150955 | 290 | 248 | 75 | 40 | 314 | 315 | E
20847 | Wisconsin Electric Power Co | 1769 | Presque Isle | MI | 7 | 2 | 6 | 1978 | OP | 410 | 71 | 313300 | 164780 | 290 | 248 | 74 | 40 | 304 | 295 | E
20847 | Wisconsin Electric Power Co | 1769 | Presque Isle | MI | 8 | 2 | 11 | 1978 | OP | 410 | 71 | 313300 | 164780 | 290 | 248 | 74 | 40 | 304 | 300 | E
20847 | Wisconsin Electric Power Co | 1769 | Presque Isle | MI | 9 | 2 | 9 | 1979 | OP | 410 | 71 | 313300 | 164780 | 290 | 248 | 74 | 40 | 312 | 302 | E
20847 | Wisconsin Electric Power Co | 4040 | Port Washington Generating Station | WI | 7 | 7 | 10 | 1967 | RE | 505 | 214 | 875000 | 505000 | 420 | 342 | 68 | 39
20847 | Wisconsin Electric Power Co | 4040 | Port Washington Generating Station | WI | BA10 | BA10 | 6 | 2008 | OP | 210 | 284 | 901000 | 450000 | 200 | 205 | 54 | 27 | 195 | 189 | E
20847 | Wisconsin Electric Power Co | 4040 | Port Washington Generating Station | WI | BA20 | BA20 | 7 | 2005 | OP | 210 | 284 | 901000 | 450000 | 200 | 205 | 54 | 27 | 196 | 196 | E
20847 | Wisconsin Electric Power Co | 4041 | South Oak Creek | WI | 1 | 1 | 3 | 2012 | OP | 368 | 555 | 1947977 | 1577123 | 135 | 127 | 58 | 47 | 147 | 124 | E
20847 | Wisconsin Electric Power Co | 4041 | South Oak Creek | WI | 2 | 2 | 9 | 2012 | OP | 368 | 555 | 1953278 | 1269207 | 137 | 131 | 59 | 38 | 138 | 137 | E
20847 | Wisconsin Electric Power Co | 4041 | South Oak Creek | WI | 3 | 3 | 12 | 1959 | RE | 454 | 286 | 2100000 | 589000 | 290 | 195 | 122 | 34
20847 | Wisconsin Electric Power Co | 4041 | South Oak Creek | WI | 4 | 4 | 3 | 1965 | RE | 557 | 236 | 2100000 | 705000 | 295 | 220 | 149 | 50
20847 | Wisconsin Electric Power Co | 4042 | Valley | WI | 1 | 1 | 6 | 1968 | OP | 400 | 95 | 701000 | 229900 | 310 | 200 | 123 | 40 | 286 | 275 | E
20847 | Wisconsin Electric Power Co | 4042 | Valley | WI | 2 | 2 | 3 | 1969 | OP | 400 | 95 | 701000 | 229900 | 310 | 200 | 123 | 40 | 287 | 267 | E
20847 | Wisconsin Electric Power Co | 6170 | Pleasant Prairie | WI | 1 | 1 | 11 | 2006 | OP | 450 | 555 | 2435716 | 1200000 | 135 | 125 | 62 | 43 | 136 | 133 | E
20847 | Wisconsin Electric Power Co | 6170 | Pleasant Prairie | WI | 2 | 2 | 3 | 2007 | OP | 450 | 555 | 2435716 | 1200000 | 135 | 125 | 62 | 43 | 136 | 135 | E
20847 | Wisconsin Electric Power Co | 56068 | Elm Road Generating Station | WI | 18 | 18 | 2 | 2010 | OP | 550 | 491 | 1742104 | 1100000 | 130 | 130 | 59.1 | 40 | 131 | 127 | E
20847 | Wisconsin Electric Power Co | 56068 | Elm Road Generating Station | WI | 19 | 19 | 1 | 2011 | OP | 550 | 491 | 1742104 | 1100000 | 130 | 130 | 59.1 | 40 | 132 | 127 | E
20856 | Wisconsin Power & Light Co | 4050 | Edgewater | WI | 3-4 | 3-4 | 5 | 1982 | OP | 550 | 227 | 1164000 | 780000 | 300 | 300 | 85 | 57 | 286 | 272 | M
20856 | Wisconsin Power & Light Co | 4050 | Edgewater | WI | 5 | 5 | 3 | 1985 | OP | 550 | 254 | 1700000 | 1139000 | 275 | 275 | 112 | 75 | 289 | 275 | M
20856 | Wisconsin Power & Light Co | 4054 | Nelson Dewey Coal Refining Facility | WI | 1 | 1-2 | 12 | 1959 | OP | 354 | 133 | 992346 | 645412 | 312 | 304 | 106 | 56 | 302 | 248 | M
20856 | Wisconsin Power & Light Co | 4054 | Nelson Dewey Coal Refining Facility | WI | 2 | 1-2 | 12 | 1959 | OP | 354 | 133 | 992346 | 645412 | 302 | 260 | 106 | 56 | 302 | 248 | M
20856 | Wisconsin Power & Light Co | 4057 | Rock River | WI | 1 | 1 | 2 | 1954 | RE | 250 | 113 | 285000 | 249370 | 295 | 285 | 42 | 24
20856 | Wisconsin Power & Light Co | 4057 | Rock River | WI | 2 | 2 | 11 | 1955 | RE | 250 | 113 | 285000 | 249370 | 295 | 285 | 42 | 24
20856 | Wisconsin Power & Light Co | 8023 | Columbia | WI | 1 | 1 | 5 | 1975 | OP | 500 | 346 | 2500000 | 2200000 | 288 | 250 | 120 | 60 | 280 | 248 | M
20856 | Wisconsin Power & Light Co | 8023 | Columbia | WI | 2 | 2 | 4 | 1978 | OP | 650 | 346 | 2500000 | 2220000 | 293 | 271 | 120 | 60 | 301 | 272 | M
20860 | Wisconsin Public Service Corp | 4072 | Pulliam | WI | 1 | 1 | 10 | 1985 | RE | 377 | 106 | 374000 | 181201 | 336 | 242 | 55 | 27
20860 | Wisconsin Public Service Corp | 4072 | Pulliam | WI | 2 | 1 | 10 | 1985 | OP | 377 | 177 | 637500 | 238849 | 360 | 170 | 53 | 20 | 318 | 259 | M
20860 | Wisconsin Public Service Corp | 4072 | Pulliam | WI | 3 | 1 | 10 | 1985 | OP | 377 | 95 | 348000 | 128637 | 355 | 288 | 61 | 23 | 308 | 264 | M
20860 | Wisconsin Public Service Corp | 4072 | Pulliam | WI | 4 | 1 | 10 | 1985 | OP | 377 | 191 | 684000 | 372255 | 350 | 322 | 65 | 35 | 313 | 279 | m
20860 | Wisconsin Public Service Corp | 4078 | Weston | WI | 1 | 1 | 12 | 1954 | OP | 242 | 123 | 299950 | 234711 | 338 | 346 | 41 | 32 | 324 | 302 | M
20860 | Wisconsin Public Service Corp | 4078 | Weston | WI | 2 | 2 | 9 | 1960 | OP | 242 | 123 | 355850 | 271342 | 337 | 338 | 48 | 37 | 341 | 329 | M
20860 | Wisconsin Public Service Corp | 4078 | Weston | WI | 3 | 3 | 12 | 1981 | OP | 496 | 201 | 1522638 | 1259432 | 333 | 314 | 126 | 104 | 315 | 273 | M
20860 | Wisconsin Public Service Corp | 4078 | Weston | WI | 4 | 4 | 7 | 2008 | OP | 500 | 299 | 1750000 | 1015000 | 163 | 163 | 69 | 45 | 186 | 185 | M
21461 | NRG Canal LLC | 1599 | Canal | MA | 1 | 1 | 7 | 1974 | OP | 498 | 254 | 1478280 | 746760 | 320 | 310 | 97 | 49 | 310 | 290 | E
21461 | NRG Canal LLC | 1599 | Canal | MA | 2 | 1 | 2 | 1976 | OP | 498 | 254 | 1569720 | 792480 | 322 | 310 | 103 | 52 | 310 | 290 | E
21554 | Seminole Electric Cooperative Inc | 136 | Seminole | FL | 1 | 1 | 2 | 1984 | OP | 695 | 552 | 2132000 | 1066000 | 125 | 125 | 64 | 32 | 131 | 126 | M
21554 | Seminole Electric Cooperative Inc | 136 | Seminole | FL | 2 | 1 | 2 | 1984 | OP | 695 | 552 | 2132000 | 1066000 | 125 | 125 | 64 | 32 | 131 | 126 | M
21579 | New Covert Generating Company LLC | 55297 | New Covert Generating Facility | MI | 1 | 1 | 3 | 2004 | OP | 160 | 265 | 1362846 |  | 196 |  | 59.8 |  | 182 | 180 | M
21579 | New Covert Generating Company LLC | 55297 | New Covert Generating Facility | MI | 2 | 2 | 3 | 2004 | OP | 160 | 265 | 1392741 |  | 196.5 |  | 61.1 |  | 187 | 184 | M
21579 | New Covert Generating Company LLC | 55297 | New Covert Generating Facility | MI | 3 | 3 | 3 | 2004 | OP | 160 | 265 | 1320815 |  | 192 |  | 57.9 |  | 185 | 183 | M
21668 | Wise County Power Company LLC | 55320 | Wise County Power LLC | TX | 1 | 1 | 7 | 2004 | OP | 149 | 21 | 910100 | 754000 | 205 | 200 | 43 | 36 | 205 | 205 | M
21668 | Wise County Power Company LLC | 55320 | Wise County Power LLC | TX | 2 | 2 | 7 | 2004 | OP | 149 | 21 | 910100 | 754000 | 205 | 200 | 43 | 36 | 205 | 205 | M
22001 | Sunbury Generation LP | 3152 | Sunbury Generation LP | PA | 1 | 1 | 11 | 1949 | OP | 300 | 177 | 500000 | 250000 | 297 | 267 | 39 | 19 | 360 | 355 | E
22001 | Sunbury Generation LP | 3152 | Sunbury Generation LP | PA | 2 | 2 | 9 | 1949 | OP | 300 | 177 | 500000 | 250000 | 297 | 267 | 39 | 19 | 355 | 340 | E
22001 | Sunbury Generation LP | 3152 | Sunbury Generation LP | PA | 3 | 3 | 4 | 1951 | OP | 300 | 177 | 500000 | 250000 | 300 | 270 | 31 | 16 | 265 | 233 | E
22001 | Sunbury Generation LP | 3152 | Sunbury Generation LP | PA | 4 | 4 | 8 | 1953 | OP | 300 | 177 | 850000 | 425000 | 281 | 260 | 38 | 19 | 280 | 265 | E
22053 | Kentucky Power Co | 1353 | Big Sandy | KY | U1 | CSK | 10 | 1969 | OP | 826 | 629 | 950000 | 475000 | 325 | 270 | 70 | 35 | 325 | 325 | E
22053 | Kentucky Power Co | 1353 | Big Sandy | KY | U2N | CSK | 10 | 1969 | OP | 826 | 629 | 1140000 | 570000 | 325 | 260 | 70 | 35 | 325 | 325 | E
22053 | Kentucky Power Co | 1353 | Big Sandy | KY | U2S | CSK | 10 | 1969 | OP | 826 | 629 | 1140000 | 570000 | 325 | 260 | 70 | 35 | 325 | 325 | E
22125 | Cayuga Operating Company, LLC | 2535 | Cayuga Operating Company | NY | 1A | 1A | 6 | 1995 | OP | 374 | 113 | 365000 | 182500 | 120 | 120 | 64 | 30 | 123 | 120 | M
22125 | Cayuga Operating Company, LLC | 2535 | Cayuga Operating Company | NY | 2A | 2A | 1 | 1995 | OP | 374 | 113 | 365000 | 182500 | 120 | 120 | 64 | 30 | 123 | 120 | M
22125 | Cayuga Operating Company, LLC | 2535 | Cayuga Operating Company | NY | 3A | 3A | 1 | 1995 | OP | 374 | 50 | 365000 | 219000 | 290 | 290 | 160 | 120 | 290 | 280 | E
22129 | Somerset Operating Co LLC | 6082 | Somerset Operating Co LLC | NY | 1 | 1 | 8 | 1984 | OP | 613 | 559 | 2050000 | 1050000 | 125 | 125 | 70 | 34 | 125 | 125 | E
22146 | GMMM Westover LLC | 2526 | GMMM Westover | NY | 3 | 3 | 10 | 1943 | OP | 282 | 177 | 550000 | 285000 | 270 | 270 | 52 | 27
22148 | AES Alamitos LLC | 315 | AES Alamitos LLC | CA | 1 | 1 | 9 | 1956 | OP | 200 | 113 | 468893 | 261847 | 274 | 258 | 69 | 38 | 375 | 375 | M
22148 | AES Alamitos LLC | 315 | AES Alamitos LLC | CA | 2 | 2 | 2 | 1957 | OP | 200 | 113 | 468893 | 261847 | 274 | 258 | 69 | 38 | 395 | 385 | M
22148 | AES Alamitos LLC | 315 | AES Alamitos LLC | CA | 3 | 3 | 12 | 1961 | OP | 200 | 153 | 819000 | 491400 | 258 | 227 | 82 | 49 | 240 | 230 | M
22148 | AES Alamitos LLC | 315 | AES Alamitos LLC | CA | 4 | 4 | 6 | 1962 | OP | 200 | 153 | 819000 | 491400 | 258 | 227 | 82 | 49 | 240 | 230 | M
22148 | AES Alamitos LLC | 315 | AES Alamitos LLC | CA | 5 | 5 | 3 | 1966 | OP | 201 | 227 | 1156891 | 809820 | 255 | 179 | 84 | 65 | 240 | 230 | M
22148 | AES Alamitos LLC | 315 | AES Alamitos LLC | CA | 6 | 6 | 9 | 1966 | OP | 201 | 227 | 1156891 | 809820 | 255 | 179 | 84 | 65 | 240 | 230 | M
22350 | Devon Power LLC | 544 | Devon Station | CT | 7 | 7 | 2 | 1956 | RE | 340 | 133 | 779000 |  | 280 |  | 98
22350 | Devon Power LLC | 544 | Devon Station | CT | 8 | 8 | 2 | 1956 | RE | 340 | 133 | 779000 |  | 280 |  | 98
22380 | NRG Montville Operations Inc | 546 | Montville Station | CT | 5 | 5 | 6 | 1954 | OP | 249 | 100 | 360000 | 216000 | 300 | 250 | 60 | 36 | 300 | 300 | e
22380 | NRG Montville Operations Inc | 546 | Montville Station | CT | 6 | 6 | 6 | 1971 | OP | 390 | 255 | 1656000 | 993600 | 580 | 450 | 108 | 65 | 760 | 760 | e
22484 | AES Redondo Beach LLC | 356 | AES Redondo Beach LLC | CA | 5 | 5 | 10 | 1954 | OP | 200 | 200 | 2000000 | 1250000 | 298 | 298 | 170 | 100 | 298 | 298 | M
22484 | AES Redondo Beach LLC | 356 | AES Redondo Beach LLC | CA | 6 | 6 | 7 | 1957 | OP | 200 | 200 | 2000000 | 1250000 | 298 | 298 | 170 | 100 | 298 | 298 | M
22484 | AES Redondo Beach LLC | 356 | AES Redondo Beach LLC | CA | 7 | 7 | 2 | 1967 | OP | 200 | 254 | 4000000 | 2500000 | 260 | 260 | 250 | 150 | 260 | 260 | M
22484 | AES Redondo Beach LLC | 356 | AES Redondo Beach LLC | CA | 8 | 8 | 7 | 1967 | OP | 200 | 254 | 4000000 | 2500000 | 260 | 260 | 250 | 150 | 260 | 260 | M
22500 | Westar Energy Inc | 1248 | Hutchinson Energy Center | KS | 1 | 1 | 6 | 1950 | RE | 75 | 22 | 124243 | 55480 | 335 | 250 | 105 | 47
22500 | Westar Energy Inc | 1248 | Hutchinson Energy Center | KS | 2 | 2 | 6 | 1950 | RE | 75 | 22 | 124243 | 55480 | 335 | 250 | 105 | 47
22500 | Westar Energy Inc | 1248 | Hutchinson Energy Center | KS | 3 | 3 | 6 | 1950 | RE | 75 | 22 | 124243 | 55480 | 335 | 250 | 105 | 47
22500 | Westar Energy Inc | 1248 | Hutchinson Energy Center | KS | 4N | 4N | 5 | 1965 | OP | 149 | 50 | 168000 | 85000 | 313 | 254 | 56 | 28 | 313 | 313 | E
22500 | Westar Energy Inc | 1248 | Hutchinson Energy Center | KS | 4S | 4S | 5 | 1965 | OP | 149 | 50 | 168000 | 85000 | 313 | 254 | 56 | 28 | 313 | 313 | E
22500 | Westar Energy Inc | 1250 | Lawrence Energy Center | KS | 3 | 3 | 6 | 1977 | OP | 139 | 66 | 186820 | 137267 | 270 | 238 | 47 | 23 | 350 | 315 | M
22500 | Westar Energy Inc | 1250 | Lawrence Energy Center | KS | 4N | 4N | 6 | 1969 | OP | 170 | 50 | 180702 | 84817 | 170 | 160 | 60 | 28 | 156 | 151 | M
22500 | Westar Energy Inc | 1250 | Lawrence Energy Center | KS | 4S | 4S | 6 | 1969 | OP | 170 | 50 | 180702 | 84817 | 170 | 160 | 60 | 28 | 157 | 146 | M
22500 | Westar Energy Inc | 1250 | Lawrence Energy Center | KS | 5 | 5 | 5 | 1971 | OP | 355 | 257 | 583914 | 291927 | 166 | 166 | 38 | 19 | 150 | 135 | M
22500 | Westar Energy Inc | 1252 | Tecumseh Energy Center | KS | 10 | 10 | 4 | 1962 | OP | 225 | 104 | 521344 | 244656 | 278 | 235 | 84 | 39 | 371 | 322 | M
22500 | Westar Energy Inc | 1252 | Tecumseh Energy Center | KS | 9 | 9 | 8 | 1957 | OP | 225 | 104 | 288058 | 135568 | 271 | 231 | 46 | 22 | 340 | 311 | M
22500 | Westar Energy Inc | 6068 | Jeffrey Energy Center | KS | 1 | 1 | 7 | 1978 | OP | 600 | 511 | 2400000 | 1200000 | 130 | 130 | 78 | 39 | 130 | 130 | E
22500 | Westar Energy Inc | 6068 | Jeffrey Energy Center | KS | 2 | 2 | 5 | 1980 | OP | 600 | 511 | 2400000 | 1200000 | 130 | 130 | 78 | 39 | 130 | 130 | E
22500 | Westar Energy Inc | 6068 | Jeffrey Energy Center | KS | 3 | 3 | 5 | 1983 | OP | 600 | 511 | 2400000 | 1200000 | 130 | 130 | 78 | 39 | 130 | 130 | E
22650 | Calpine Corp-Sutter | 55112 | Sutter Energy Center | CA | 1 | 1 | 7 | 2001 | OP | 145 | 255 | 3601102 | 2674656 | 200 | 200 | 236 | 175 | 200 | 200 | E
22650 | Calpine Corp-Sutter | 55112 | Sutter Energy Center | CA | 2 | 2 | 7 | 2001 | OP | 145 | 255 | 3601102 | 2674656 | 200 | 200 | 236 | 175 | 200 | 200 | E
22652 | Texas City Cogeneration LLC | 52088 | Texas City Power Plant | TX | STK 1 | STK 1 | 5 | 1987 | OP | 85 | 101 | 2000 | 2000 | 290 | 275 | 2 | 2 | 290 | 290 | E
22652 | Texas City Cogeneration LLC | 52088 | Texas City Power Plant | TX | STK 2 | STK 2 | 5 | 1987 | OP | 85 | 101 | 2000 | 2000 | 290 | 277 | 2 | 2 | 290 | 290 | E
22652 | Texas City Cogeneration LLC | 52088 | Texas City Power Plant | TX | STK 3 | STK 3 | 5 | 1987 | OP | 85 | 101 | 2000 | 2000 | 290 | 276 | 2 | 2 | 290 | 290 | E
22652 | Texas City Cogeneration LLC | 52088 | Texas City Power Plant | TX | STK 4 | STK 4 | 5 | 1987 | OP | 85 | 101 | 2000 | 2000 | 290 | 279 | 2 | 2 | 290 | 290 | E
22652 | Texas City Cogeneration LLC | 52088 | Texas City Power Plant | TX | STK 5 | STK 5 | 5 | 1987 | OP | 85 | 101 | 2000 | 2000 | 290 | 273 | 2 | 2 | 290 | 290 | E
22652 | Texas City Cogeneration LLC | 52088 | Texas City Power Plant | TX | STK 6 | STK 6 | 5 | 1987 | OP | 85 | 101 | 2000 | 2000 | 290 | 275 | 2 | 2 | 290 | 290 | E
22979 | Astoria Energy LLC | 55375 | Astoria Energy | NY | STACK1 | STACK1 | 5 | 2006 | OP | 269 | 270 | 766000 | 383000 | 197 | 185 | 64 | 33.3 | 185 | 185 | M
22979 | Astoria Energy LLC | 55375 | Astoria Energy | NY | STACK2 | STACK2 | 5 | 2006 | OP | 269 | 270 | 766000 | 383000 | 197 | 185 | 64 | 33.3 | 185 | 185 | M
22979 | Astoria Energy LLC | 55375 | Astoria Energy | NY | STACK3 | STACK3 | 5 | 2011 | CO | 269 | 270 | 766000 | 383000 | 197 | 185 | 64 | 33.3
22979 | Astoria Energy LLC | 55375 | Astoria Energy | NY | STACK4 | STACK4 | 5 | 2011 | CO | 269 | 268 | 766000 | 383000 | 197 | 185 | 64 | 33.3
23279 | Allegheny Energy Supply Co LLC | 1570 | FirstEnergy R Paul Smith Power Station | MD | 11 | 11 | 1 | 1951 | RE | 282 | 79 | 207100 | 140100 | 306 | 307 | 43 | 28
23279 | Allegheny Energy Supply Co LLC | 1570 | FirstEnergy R Paul Smith Power Station | MD | 9A | 9A | 1 | 1947 | RE | 85 | 47 | 47500 | 41900 | 374 | 367 | 16 | 15
23279 | Allegheny Energy Supply Co LLC | 1570 | FirstEnergy R Paul Smith Power Station | MD | 9B | 9B | 1 | 1947 | RE | 85 | 47 | 56400 | 37300 | 366 | 349 | 18 | 12
23279 | Allegheny Energy Supply Co LLC | 3178 | FirstEnergy Armstrong Power Station | PA | 1 | 1 | 1 | 1958 | RE | 1008 | 165 | 433500 | 271700 | 251 | 252 | 44 | 25
23279 | Allegheny Energy Supply Co LLC | 3178 | FirstEnergy Armstrong Power Station | PA | 2 | 2 | 1 | 1959 | RE | 1008 | 165 | 424800 | 269700 | 287 | 274 | 43 | 25
23279 | Allegheny Energy Supply Co LLC | 3179 | Hatfields Ferry Power Station | PA | 1 | 1 | 1 | 1970 | RE | 698 | 398 | 1800215 | 1253810 | 314 | 279 | 75 | 50
23279 | Allegheny Energy Supply Co LLC | 3179 | Hatfields Ferry Power Station | PA | 2 | 2 | 1 | 1971 | RE | 698 | 398 | 1766743 | 1130763 | 342 | 293 | 71 | 45
23279 | Allegheny Energy Supply Co LLC | 3179 | Hatfields Ferry Power Station | PA | 3 | 3 | 6 | 2009 | OP | 542 | 531 | 1496000 | 829100 | 129 | 126 | 47 | 28 | 132 | 128 | E
23279 | Allegheny Energy Supply Co LLC | 3179 | Hatfields Ferry Power Station | PA | 4 | 3 | 9 | 2009 | OP | 542 | 531 | 1752200 | 1136900 | 128 | 128 | 49 | 31 | 132 | 126 | e
23279 | Allegheny Energy Supply Co LLC | 3179 | Hatfields Ferry Power Station | PA | 5 | 3 | 9 | 2009 | OP | 542 | 531 | 1714400 | 1038900 | 130 | 123 | 47 | 29 | 132 | 126 | E
23279 | Allegheny Energy Supply Co LLC | 3181 | FirstEnergy Mitchell Power Station | PA | 1 | 1 | 1 | 1948 | OP | 193 | 154
23279 | Allegheny Energy Supply Co LLC | 3181 | FirstEnergy Mitchell Power Station | PA | 2 | 2 | 1 | 1948 | OP | 193 | 154
23279 | Allegheny Energy Supply Co LLC | 3181 | FirstEnergy Mitchell Power Station | PA | 3 | 3 | 1 | 1949 | OP | 193 | 154
23279 | Allegheny Energy Supply Co LLC | 3181 | FirstEnergy Mitchell Power Station | PA | 33 | 33 | 8 | 1963 | RE | 230 | 314
23279 | Allegheny Energy Supply Co LLC | 3181 | FirstEnergy Mitchell Power Station | PA | 33A | 33A | 1 | 1963 | OP | 375 | 380 | 724400 | 499900 | 119 | 118 | 32 | 20 | 118 | 109 | e
23279 | Allegheny Energy Supply Co LLC | 3944 | FirstEnergy Harrison Power Station | WV | 1 | 1 | 12 | 1972 | RE | 1000 | 531
23279 | Allegheny Energy Supply Co LLC | 3944 | FirstEnergy Harrison Power Station | WV | 2 | 2 | 12 | 1973 | RE | 1000 | 531
23279 | Allegheny Energy Supply Co LLC | 3944 | FirstEnergy Harrison Power Station | WV | 3 | 3 | 11 | 1994 | OP | 1000 | 531 | 1953000 | 1451900 | 121 | 121 | 61 | 46 | 137 | 128 | E
23279 | Allegheny Energy Supply Co LLC | 3944 | FirstEnergy Harrison Power Station | WV | 4 | 3 | 11 | 1994 | OP | 1000 | 531 | 1815600 | 997400 | 124 | 115 | 57 | 31 | 126 | 119 | e
23279 | Allegheny Energy Supply Co LLC | 3944 | FirstEnergy Harrison Power Station | WV | 5 | 3 | 11 | 1994 | OP | 1000 | 531 | 1928300 | 1345900 | 133 | 127 | 52 | 42 | 137 | 126 | E
23279 | Allegheny Energy Supply Co LLC | 6004 | FirstEnergy Pleasants Power Station | WV | 3 | 3 | 11 | 2007 | OP | 640 | 661 | 1895800 | 1126900 | 122 | 122 | 48 | 28 | 133 | 129 | e
23279 | Allegheny Energy Supply Co LLC | 6004 | FirstEnergy Pleasants Power Station | WV | 4 | 3 | 11 | 2007 | OP | 640 | 661 | 1617600 | 894400 | 130 | 125 | 41 | 23 | 131 | 127 | E
23279 | Allegheny Energy Supply Co LLC | 6004 | FirstEnergy Pleasants Power Station | WV | 1 | 1 | 1 | 1979 | RE | 640 | 661
23279 | Allegheny Energy Supply Co LLC | 6004 | FirstEnergy Pleasants Power Station | WV | 2 | 2 | 1 | 1980 | RE | 640 | 661
23693 | AES Huntington Beach LLC | 335 | AES Huntington Beach LLC | CA | 1 | 1 | 6 | 1958 | OP | 203 | 207 | 1203000 | 621000 | 275 | 230 | 86 | 44 | 163 | 167 | m
23693 | AES Huntington Beach LLC | 335 | AES Huntington Beach LLC | CA | 2 | 1 | 6 | 1958 | SB | 203 | 207 | 645183 | 335000 | 239 | 179 | 19.2 | 10 | 181 | 185 | m
23693 | AES Huntington Beach LLC | 335 | AES Huntington Beach LLC | CA | 2 | 2 | 6 | 1958 | RE | 203 | 207 | 645183 | 335000 | 239 | 179 | 19.2 | 10 | 192 |  | m
24211 | Tucson Electric Power Co | 126 | H Wilson Sundt Generating Station | AZ | 1 | 1 | 5 | 1958 | OP | 130 | 87 | 152101 | 90166 | 260 | 222 | 29 | 25 | 200 | 200 | E
24211 | Tucson Electric Power Co | 126 | H Wilson Sundt Generating Station | AZ | 2 | 2 | 1 | 1960 | OP | 130 | 92 | 152101 | 90166 | 260 | 222 | 27 | 24 | 200 | 200 | E
24211 | Tucson Electric Power Co | 126 | H Wilson Sundt Generating Station | AZ | 3 | 3 | 5 | 1962 | OP | 144 | 119 | 206831 | 108549 | 246 | 212 | 29 | 23 | 200 | 200 | E
24211 | Tucson Electric Power Co | 126 | H Wilson Sundt Generating Station | AZ | 4 | 4 | 2 | 1988 | OP | 248 | 83 | 395000 | 272550 | 287 | 271 | 79 | 55 | 220 | 220 | E
24211 | Tucson Electric Power Co | 8223 | Springerville | AZ | 1 | 1 | 6 | 1985 | OP | 500 | 314 | 1590000 | 1115000 | 166 | 150 | 84 | 40 | 182 | 176 | M
24211 | Tucson Electric Power Co | 8223 | Springerville | AZ | 2 | 2 | 6 | 1990 | OP | 500 | 314 | 1590000 | 1115000 | 166 | 150 | 84 | 40 | 194 | 185 | M
24211 | Tucson Electric Power Co | 8223 | Springerville | AZ | 3 | 3 | 7 | 2006 | OP | 495 | 314 | 1800000 | 1260000 | 205 | 220 | 95 | 67 | 199 | 197 | M
24211 | Tucson Electric Power Co | 8223 | Springerville | AZ | 4 | 4 | 12 | 2009 | OP | 495 | 314 | 1800000 | 1260000 | 205 | 220 | 95 | 67 | 186 | 187 | M
26469 | Ingleside Cogeneration LP | 55313 | Ingleside Cogeneration | TX | 20F101 | 20F101 | 7 | 1999 | OP | 125 | 284 | 976703 |  | 250 | 230 | 57.4 |  | 227 | 218 | M
26469 | Ingleside Cogeneration LP | 55313 | Ingleside Cogeneration | TX | 20F201 | 20F201 | 7 | 1999 | OP | 125 | 284 | 976703 |  | 250 | 230 | 57.4 |  | 220 | 229 | M
27031 | Liberty Electric Power LLC | 55231 | Liberty Electric Power Plant | PA | STACK1 | STACK1 | 5 | 2002 | OP | 200 | 284 | 988391 |  | 181 | 192 | 58 |  | 205 | 206 | M
27031 | Liberty Electric Power LLC | 55231 | Liberty Electric Power Plant | PA | STACK2 | STACK2 | 5 | 2002 | OP | 200 | 284 | 988391 |  | 181 | 192 | 58 |  | 206 | 204 | M
29122 | Morgan Energy Center LLC | 55293 | Morgan Energy Center | AL | STACK1 | STACK1 | 6 | 2003 | OP | 150 | 283 | 936575 | 750751 | 190 | 180 | 55 | 44 | 208 | 215 | m
29122 | Morgan Energy Center LLC | 55293 | Morgan Energy Center | AL | STACK2 | STACK2 | 6 | 2003 | OP | 150 | 283 | 936575 | 750751 | 190 | 180 | 55 | 44 | 210 | 218 | m
29122 | Morgan Energy Center LLC | 55293 | Morgan Energy Center | AL | STACK3 | STACK3 | 6 | 2003 | OP | 150 | 283 | 936575 | 750751 | 190 | 180 | 55 | 44 | 208 | 215 | m
30002 | International Paper Co | 50398 | International Paper Savanna Mill | GA | 13PB | 13PB | 10 | 1981 | OP | 350 | 140 | 398000 | 232000 | 365 | 360 | 48 | 17 | 358 | 360 | M
30002 | International Paper Co | 50398 | International Paper Savanna Mill | GA | 15RB | 15RB | 2 | 1995 | OP | 350 | 143 | 600000 | 499000 | 352 | 334 | 70 | 40 | 358 | 360 | M
30151 | Tri-State G & T Assn, Inc | 87 | Escalante | NM | 1 | 1 | 12 | 1984 | OP | 450 | 314 | 927700 | 465000 | 126 | 126 | 50 | 25 | 122 | 119 | M
30151 | Tri-State G & T Assn, Inc | 527 | Nucla | CO | N | N | 1 | 1991 | OP | 215 | 113 | 500000 | 382130 | 290 | 243 | 74 | 56 | 264 | 248 | M
30151 | Tri-State G & T Assn, Inc | 6021 | Craig | CO | C1 | C1 | 7 | 1980 | OP | 600 | 491 | 2140000 | 1100000 | 164 | 112 | 73 | 37 | 111 | 108 | M
30151 | Tri-State G & T Assn, Inc | 6021 | Craig | CO | C2 | C2 | 11 | 1979 | OP | 600 | 491 | 2140000 | 1100000 | 164 | 112 | 73 | 37 | 110 | 105 | M
30151 | Tri-State G & T Assn, Inc | 6021 | Craig | CO | C3 | C3 | 10 | 1984 | OP | 600 | 491 | 2140000 | 1100000 | 167 | 167 | 73 | 37 | 169 | 169 | M
31386 | Tenaska Alabama Partners LP | 55271 | Tenaska Lindsay Hill Generating Station | AL | U101 | U101 | 5 | 2002 | OP | 175 | 254 | 982500 | 668900 | 200 | 200 | 64.5 | 43.9 | 196 | 191 | m
31386 | Tenaska Alabama Partners LP | 55271 | Tenaska Lindsay Hill Generating Station | AL | U201 | U201 | 5 | 2002 | OP | 175 | 254 | 982500 | 668900 | 200 | 200 | 64.5 | 43.9 | 196 | 191 | m
31386 | Tenaska Alabama Partners LP | 55271 | Tenaska Lindsay Hill Generating Station | AL | U301 | U301 | 5 | 2002 | OP | 175 | 254 | 982500 | 668900 | 200 | 200 | 64.5 | 43.9 | 196 | 191 | m
31719 | FPL Energy Wyman LLC | 1507 | William F Wyman | ME | 1 | 1-3 | 6 | 1976 | OP | 320 | 87 | 218000 | 109000 | 350 | 305 | 42 | 21 | 399 | 402 | M
31719 | FPL Energy Wyman LLC | 1507 | William F Wyman | ME | 2 | 1-3 | 6 | 1976 | OP | 320 | 89 | 440000 | 220000 | 350 | 305 | 82 | 41 | 375 | 377 | M
31719 | FPL Energy Wyman LLC | 1507 | William F Wyman | ME | 4 | 4 | 6 | 1978 | OP | 425 | 477 | 1800000 | 900000 | 308 | 270 | 63 | 31 | 386 | 369 | M
34164 | Elk Hills Power LLC | 55400 | Elk Hills Power LLC | CA | FLUE1 | STACK1 | 7 | 2003 | OP | 120 | 195 | 730507 | 667700 | 215 | 195 | 104 | 64 | 207 | 199 | M
34164 | Elk Hills Power LLC | 55400 | Elk Hills Power LLC | CA | FLUE2 | STACK2 | 7 | 2003 | OP | 120 | 195 | 730507 | 667700 | 215 | 195 | 104 | 64 | 195 | 198 | M
40211 | Wabash Valley Power Assn, Inc | 57842 | Wabash Valley Power IGCC | IN | A | A | 11 | 1983 | OP | 450 | 491 | 3311900 | 1490355 | 280 | 240 | 112 | 50
40230 | Deseret Generation & Tran Coop | 7790 | Bonanza | UT | 1-1 | 1-1 | 5 | 1986 | OP | 600 | 531 | 1590000 | 764400 | 120 | 117 | 50 | 24 | 123 | 126 | M
40577 | American Mun Power-Ohio, Inc | 7286 | Richard Gorsuch | OH | 1 | 1 | 3 | 1973 | RE | 362 | 299 | 1200000 | 600000 | 300 | 300 | 67 | 34
40577 | American Mun Power-Ohio, Inc | 55701 | Fremont Energy Center | OH | S001 | S001 | 1 | 2012 | OP | 164 | 269 | 1050000 | 656000 | 154 | 154 | 65 | 41 | 196 | 218 | M
40577 | American Mun Power-Ohio, Inc | 55701 | Fremont Energy Center | OH | S002 | S002 | 1 | 2012 | OP | 164 | 269 | 1050000 | 656000 | 154 | 154 | 65 | 41 | 191 | 218 | M
40606 | City of Grand Island - (NE) | 59 | Platte | NE | 1 | 1 | 12 | 1982 | OP | 412 | 113 | 365000 | 183000 | 250 | 250 | 54 | 27 | 273 | 282 | M
49745 | Cash Creek Generating LLC | 56107 | Cash Creek | KY | STACK | STACK | 7 | 2017 | PL | 199 | 69.1 | 1257861 | 774909 | 176 | 175 | 65.4 | 40.3
49745 | Cash Creek Generating LLC | 56107 | Cash Creek | KY | STACK2 | STACK2 | 7 | 2017 | PL | 199 | 69.1 | 1257861 | 774909 | 176 | 175 | 65.4 | 40.3
49756 | Ameren Energy Resources Generating Co. | 856 | E D Edwards | IL | 1 | 1 | 6 | 1960 | OP | 503 | 346 | 1277000 | 638500 | 300 | 240 | 49 | 25 | 318 | 290 | M
49756 | Ameren Energy Resources Generating Co. | 856 | E D Edwards | IL | 2 | 1 | 6 | 1960 | OP | 503 | 346 | 1277000 | 638500 | 300 | 240 | 49 | 25 | 318 | 290 | M
49756 | Ameren Energy Resources Generating Co. | 856 | E D Edwards | IL | 3 | 2 | 6 | 1972 | OP | 503 | 491 | 1210000 | 605000 | 285 | 223 | 41 | 20 | 320 | 292 | M
49756 | Ameren Energy Resources Generating Co. | 6016 | Duck Creek | IL | 01 | 02 | 3 | 2009 | OP | 589.5 | 372 | 1470000 | 747334 | 141 | 125.2 | 66.3 | 33.5 | 137 | 130 | M
49756 | Ameren Energy Resources Generating Co. | 6016 | Duck Creek | IL | 1 | 1 | 6 | 1976 | RE | 500 | 283 | 1190000 | 600000 | 125 | 125 | 70 | 35
49768 | Bastrop Energy Partners, LP | 55168 | Bastrop Energy Center | TX | STACK1 | STACK1 | 4 | 2002 | OP | 147 | 284 | 1086312 | 700756 | 161 | 164 | 64 | 41 | 150 | 145 | E
49768 | Bastrop Energy Partners, LP | 55168 | Bastrop Energy Center | TX | STACK2 | STACK2 | 4 | 2002 | OP | 147 | 284 | 1086312 | 700756 | 161 | 164 | 64 | 41 | 150 | 145 | E
49791 | Eastman Cogeneration LP | 55176 | Eastman Cogeneration Facility | TX | 1 | 1 | 1 | 2002 | OP | 150 | 284 | 843455 | 421728 | 176 | 246 | 50 | 25 | 290 | 275 | M
49791 | Eastman Cogeneration LP | 55176 | Eastman Cogeneration Facility | TX | 2 | 2 | 1 | 2002 | OP | 150 | 284 | 843455 | 421728 | 176 | 246 | 50 | 25 | 290 | 275 | M
49805 | Kennecott Utah Copper | 56163 | Kennecott Power Plant | UT | 1 | 1 | 6 | 1944 | OP | 135 | 87 | 443434 | 278634 | 330 | 270 | 85 | 53 | 236 | 0 | E
49805 | Kennecott Utah Copper | 56163 | Kennecott Power Plant | UT | 2 | 2 | 6 | 1945 | OP | 135 | 87 | 514383 | 278634 | 330 | 270 | 99 | 53 | 244 | 0 | E
49805 | Kennecott Utah Copper | 56163 | Kennecott Power Plant | UT | 3 | 3 | 6 | 1945 | OP | 135 | 87 | 443434 | 278634 | 330 | 270 | 85 | 53 | 240 | 0 | E
49805 | Kennecott Utah Copper | 56163 | Kennecott Power Plant | UT | 4 | 4 | 6 | 1959 | OP | 180 | 189 | 656282 | 475316 | 330 | 270 | 58 | 42 | 308 | 203 | E
49893 | Invenergy Services LLC | 7999 | Grays Harbor Energy Facility | WA | 1 | 1 | 5 | 2008 | OP | 180 | 257 | 2206578 | 1471911 | 174 | 171 | 143 | 95.5 | 165 | 181 | E
49893 | Invenergy Services LLC | 7999 | Grays Harbor Energy Facility | WA | 2 | 2 | 5 | 2008 | OP | 180 | 257 | 2206578 | 1471911 | 174 | 171 | 143 | 95.5 | 165 | 181 | E
49896 | Newmont Nevada Energy Investment, LLC | 56224 | TS Power Plant | NV | STK100 | STK100 | 6 | 2008 | OP | 358 | 199 | 796200 | 465000 | 188 | 187 | 67.6 | 38.6 | 188 | 188 | E
49950 | Caithness Long Island, LLC | 56234 | Caithness Long Island Energy Center | NY | STK01 | STK01 | 6 | 2009 | OP | 170 | 314.2 | 2946 | 88403 | 190 | 190 | 54.4 | 37.8 | 175 | 165 | M
49965 | Constellation Mystic Power LLC | 1588 | Mystic Generating Station | MA | 7N | 7 | 6 | 1974 | OP | 500 | 254 | 2070000 | 1100000 | 370 | 370 | 90 | 53 | 242 | 202 | M
49965 | Constellation Mystic Power LLC | 1588 | Mystic Generating Station | MA | 7S | 7 | 6 | 1974 | OP | 500 | 254 | 2070000 | 1100000 | 370 | 370 | 90 | 53 | 242 | 207 | M
49965 | Constellation Mystic Power LLC | 1588 | Mystic Generating Station | MA | 81 | 8 | 4 | 2003 | OP | 305 | 330 | 1745700 | 1307200 | 220 | 200 | 88 | 66 | 212 | 206 | M
49965 | Constellation Mystic Power LLC | 1588 | Mystic Generating Station | MA | 82 | 8 | 4 | 2003 | OP | 305 | 330 | 1745700 | 1307200 | 220 | 200 | 88 | 66 | 212 | 206 | M
49965 | Constellation Mystic Power LLC | 1588 | Mystic Generating Station | MA | 93 | 9 | 6 | 2003 | OP | 305 | 330 | 1745700 | 1307200 | 220 | 200 | 88 | 66 | 216 | 211 | M
49965 | Constellation Mystic Power LLC | 1588 | Mystic Generating Station | MA | 94 | 9 | 6 | 2003 | OP | 305 | 330 | 1745700 | 1307200 | 220 | 200 | 88 | 66 | 216 | 211 | M
49965 | Constellation Mystic Power LLC | 55317 | Fore River Generating Station | MA | 11 | 1 | 7 | 2003 | OP | 255 | 330 | 1745700 | 1307200 | 220 | 200 | 88 | 66 | 218 | 211 | M
49965 | Constellation Mystic Power LLC | 55317 | Fore River Generating Station | MA | 12 | 1 | 7 | 2003 | OP | 255 | 330 | 1745700 | 1307200 | 220 | 200 | 88 | 66 | 218 | 211 | M
49974 | NAES Corporation - (WA) | 55334 | Holland Energy Facility | IL | 1STACK | 1STACK | 9 | 2002 | OP | 132 | 284 | 1000000 | 60000 | 195 | 205 | 60 | 36 | 228 | 223 | M
49974 | NAES Corporation - (WA) | 55334 | Holland Energy Facility | IL | 2STACK | 2STACK | 9 | 2002 | OP | 132 | 284 | 1000000 | 60000 | 195 | 205 | 60 | 36 | 229 | 223 | M
49979 | Topaz Power Group LLC | 3439 | Laredo | TX | 2 | 2 | 5 | 1955 | RE | 110 | 44 | 120500 | 57000 | 340 | 280 | 46 | 22
49979 | Topaz Power Group LLC | 3439 | Laredo | TX | 3 | 3 | 8 | 1975 | RE | 176 | 60 | 318000 | 195500 | 288 | 248 | 88 | 54
49979 | Topaz Power Group LLC | 3439 | Laredo | TX | 1 | 1 | 5 | 1951 | RE | 110 | 44 | 120500 | 57000 | 340 | 280 | 46 | 22
49979 | Topaz Power Group LLC | 3441 | Nueces Bay | TX | 5 | 5 | 6 | 1949 | RE | 150 | 71 | 121000 | 59800 | 350 | 290 | 28 | 14
49979 | Topaz Power Group LLC | 3441 | Nueces Bay | TX | 6 | 6 | 5 | 1965 | RE | 149 | 153 | 487000 | 256000 | 287 | 268 | 53 | 27
49979 | Topaz Power Group LLC | 3441 | Nueces Bay | TX | 7 | 7 | 7 | 1972 | RE | 177 | 240 | 877000 | 582500 | 263 | 225 | 61 | 40
49979 | Topaz Power Group LLC | 3441 | Nueces Bay | TX | 8 | 8 | 3 | 2010 | OP | 180 | 272 | 2412760 | 1498047 | 175 | 170 | 62.6 | 62.6 | 213 | 197 | M
49979 | Topaz Power Group LLC | 3441 | Nueces Bay | TX | 9 | 9 | 3 | 2010 | OP | 180 | 272 | 2412760 | 1498047 | 175 | 170 | 62.6 | 62.6 | 210 | 207 | M
49979 | Topaz Power Group LLC | 4939 | Barney M Davis | TX | 1 | 1 | 5 | 1974 | OP | 188 | 177 | 994500 | 580000 | 266 | 216 | 89 | 60 | 220 | 147 | M
49979 | Topaz Power Group LLC | 4939 | Barney M Davis | TX | 2 | 2 | 7 | 1976 | RE | 187 | 188 | 954063 | 533000 | 283 | 258 | 79 | 44
49979 | Topaz Power Group LLC | 4939 | Barney M Davis | TX | 3 | 3 | 3 | 2010 | OP | 180 | 272 | 2412760 | 1498047 | 175 | 170 | 62.6 | 62.6 | 207 | 202 | M
49979 | Topaz Power Group LLC | 4939 | Barney M Davis | TX | 4 | 4 | 3 | 2010 | OP | 180 | 272 | 2412760 | 1498047 | 175 | 170 | 62.6 | 62.6 | 203 | 198 | M
50018 | Dominion Energy New England, LLC | 1619 | Brayton Point | MA | 1 | 1 | 4 | 1963 | OP | 352 | 154 | 1108976 | 554488 | 160 | 160 | 103 | 52 | 250 | 208 | E
50018 | Dominion Energy New England, LLC | 1619 | Brayton Point | MA | 2 | 2 | 5 | 1964 | OP | 352 | 154 | 1108976 | 554488 | 160 | 160 | 103 | 52 | 246 | 189 | E
50018 | Dominion Energy New England, LLC | 1619 | Brayton Point | MA | 3 | 3 | 4 | 1969 | OP | 352 | 299 | 1955900 | 1390000 | 255 | 243 | 87 | 57 | 251 | 243 | E
50018 | Dominion Energy New England, LLC | 1619 | Brayton Point | MA | 4 | 4 | 12 | 1974 | OP | 500 | 314 | 1813050 | 913777 | 300 | 300 | 78 | 39 | 262 | 237 | E
50033 | PPG Industries Inc Natrium | 50491 | PPG Natrium Plant | WV | 5STK | 5STK | 9 | 1966 | OP | 300 | 57 | 348000 | 174000 | 350 | 310 | 81 | 40 | 358 | 338 | E
50033 | PPG Industries Inc Natrium | 50491 | PPG Natrium Plant | WV | OLDSTK | OLDSTK | 5 | 1943 | OP | 225 | 73 | 310166 | 155083 | 350 | 310 | 81 | 40 | 358 | 338 | E
50111 | Lafayette Utilities System | 1443 | Louis Doc Bonin | LA | 1 | 1 | 4 | 1965 | OS | 80 | 50 | 176000 | 81000 | 290 | 220 | 58.4 | 24 | 290 | 290 | E
50111 | Lafayette Utilities System | 1443 | Louis Doc Bonin | LA | 2 | 2 | 1 | 1970 | OP | 105 | 79 | 289000 | 150500 | 296 | 220 | 61.3 | 32 | 296 | 296 | E
50111 | Lafayette Utilities System | 1443 | Louis Doc Bonin | LA | 3 | 3 | 1 | 1977 | OP | 154 | 113 | 565000 | 275000 | 291 | 244 | 83.3 | 41 | 291 | 291 | E
50157 | South Point Energy Center LLC | 55177 | South Point Energy Center | AZ | STACKA | STACKA | 6 | 2001 | OP | 225 | 254 | 3569042 |  | 191 | 170 |  |  | 212 | 209 | M
50157 | South Point Energy Center LLC | 55177 | South Point Energy Center | AZ | STACKB | STACKB | 6 | 2001 | OP | 225 | 254 | 3569042 |  | 191 | 170 |  |  | 212 | 215 | M
54693 | Osprey Energy Center | 55412 | Osprey Energy Center Power Plant | FL | STK1 | STK1 | 5 | 2004 | OP | 142 | 269 | 819046 | 594453 | 171 | 169 | 50.7 | 36.8 | 212 | 211 | M
54693 | Osprey Energy Center | 55412 | Osprey Energy Center Power Plant | FL | STK2 | STK2 | 5 | 2004 | OP | 142 | 269 | 819046 | 594453 | 171 | 169 | 50.7 | 36.8 | 211 | 208 | M
54727 | DPS Gregory LLC | 55086 | Gregory Power Facility | TX | 101ST | STK 1A | 7 | 2000 | OP | 199 | 28 | 2745 | 565536 | 248 | 240 | 123 | 2.5 | 238 | 184 | M
54727 | DPS Gregory LLC | 55086 | Gregory Power Facility | TX | 102ST | STK 1B | 7 | 2007 | OP | 199 | 28 | 2745 | 565536 | 248 | 240 | 122 | 2.5 | 240 | 206 | M
54784 | NewPage Corporation | 10495 | Rumford Cogeneration | ME | FLU | CGNSTK | 12 | 1990 | OP | 415 | 283 | 471048 | 230524 | 339 | 339 | 112 | 56 | 480 | 480 | e
54796 | Union Power Partners LP | 55380 | Union Power Partners LP | AR | 1 A | 1 A | 9 | 2002 | OP | 135 | 19 | 991000 | 725000 | 180 | 180 | 64.4 | 47.5 | 180 | 170 | E
54796 | Union Power Partners LP | 55380 | Union Power Partners LP | AR | 1 B | 1 B | 9 | 2002 | OP | 135 | 19 | 991000 | 725000 | 180 | 180 | 64.4 | 47.5 | 180 | 170 | E
54796 | Union Power Partners LP | 55380 | Union Power Partners LP | AR | 2 A | 2 A | 11 | 2002 | OP | 135 | 19 | 991000 | 725000 | 180 | 180 | 64.4 | 47.5 | 180 | 170 | E
54796 | Union Power Partners LP | 55380 | Union Power Partners LP | AR | 2 B | 2 B | 11 | 2002 | OP | 135 | 19 | 991000 | 725000 | 180 | 180 | 64.4 | 47.5 | 180 | 170 | E
54796 | Union Power Partners LP | 55380 | Union Power Partners LP | AR | 3 A | 3 A | 2 | 2003 | OP | 135 | 19 | 991000 | 725000 | 180 | 180 | 64.4 | 47.5 | 180 | 170 | E
54796 | Union Power Partners LP | 55380 | Union Power Partners LP | AR | 3 B | 3 B | 2 | 2003 | OP | 135 | 19 | 991000 | 725000 | 180 | 180 | 64.4 | 47.5 | 180 | 170 | E
54796 | Union Power Partners LP | 55380 | Union Power Partners LP | AR | 4 A | 4 A | 3 | 2003 | OP | 135 | 19 | 991000 | 725000 | 180 | 180 | 64.4 | 47.5 | 180 | 170 | E
54796 | Union Power Partners LP | 55380 | Union Power Partners LP | AR | 4 B | 4 B | 3 | 2003 | OP | 135 | 19 | 991000 | 725000 | 180 | 180 | 64.4 | 47.5 | 180 | 170 | E
54802 | Dynegy -Moss Landing LLC | 260 | Dynegy Moss Landing Power Plant | CA | 6-1 | 6-1 | 12 | 1967 | OP | 500 | 245 | 1676000 | 935000 | 250 | 208 | 114 | 64
54802 | Dynegy -Moss Landing LLC | 260 | Dynegy Moss Landing Power Plant | CA | 7-1 | 7-1 | 8 | 1968 | OP | 500 | 245 | 1676000 | 935000 | 250 | 208 | 114 | 64
54802 | Dynegy -Moss Landing LLC | 260 | Dynegy Moss Landing Power Plant | CA | HRSG1 | HRSG1 | 7 | 2002 | OP | 145 | 254 | 887000 | 613000 | 178 | 167 | 58 | 40
54802 | Dynegy -Moss Landing LLC | 260 | Dynegy Moss Landing Power Plant | CA | HRSG2 | HRSG2 | 7 | 2002 | OP | 145 | 254 | 887000 | 613000 | 167 | 167 | 58 | 40
54802 | Dynegy -Moss Landing LLC | 260 | Dynegy Moss Landing Power Plant | CA | HRSG3 | HRSG3 | 7 | 2002 | OP | 145 | 254 | 887000 | 613000 | 178 | 167 | 58 | 40
54802 | Dynegy -Moss Landing LLC | 260 | Dynegy Moss Landing Power Plant | CA | HRSG4 | HRSG4 | 7 | 2002 | OP | 145 | 254 | 887000 | 613000 | 178 | 167 | 58 | 40
54817 | Fairless Energy LLC | 55298 | Fairless Energy Center | PA | 1AFLUE | 1ASTK | 6 | 2004 | OP | 195 | 284 | 1500000 | 750000 | 175 | 150 | 88 | 44 | 171 | 179 | E
54817 | Fairless Energy LLC | 55298 | Fairless Energy Center | PA | 1BFLUE | 1BSTK | 6 | 2004 | OP | 195 | 284 | 1500000 | 750000 | 175 | 150 | 88 | 44 | 179 | 190 | E
54817 | Fairless Energy LLC | 55298 | Fairless Energy Center | PA | 2AFLUE | 2ASTK | 6 | 2004 | OP | 195 | 284 | 1500000 | 750000 | 175 | 150 | 88 | 44 | 185 | 186 | E
54817 | Fairless Energy LLC | 55298 | Fairless Energy Center | PA | 2BFLUE | 2BSTK | 6 | 2004 | OP | 195 | 284 | 1500000 | 750000 | 175 | 150 | 88 | 44 | 185 | 187 | E
54863 | U S Power Generating Company LLC | 8906 | Astoria Generating Station | NY | 21 | 21 | 3 | 1954 | OS | 299 | 146 | 331437 | 165718 | 177 | 176 | 60 | 30
54863 | U S Power Generating Company LLC | 8906 | Astoria Generating Station | NY | 31 | 31 | 12 | 1958 | OP | 299 | 156 | 662868 | 331434 | 270 | 270 | 71 | 36 | 249 | 227 | M
54863 | U S Power Generating Company LLC | 8906 | Astoria Generating Station | NY | 32 | 32 | 12 | 1958 | OP | 299 | 156 | 662868 | 331434 | 270 | 270 | 71 | 36 | 249 | 227 | M
54863 | U S Power Generating Company LLC | 8906 | Astoria Generating Station | NY | 41 | 41 | 12 | 1961 | OS | 299 | 156 | 674815 | 337408 | 280 | 280 | 72 | 36
54863 | U S Power Generating Company LLC | 8906 | Astoria Generating Station | NY | 42 | 42 | 12 | 1961 | OS | 299 | 156 | 674815 | 337408 | 280 | 280 | 72 | 36
54863 | U S Power Generating Company LLC | 8906 | Astoria Generating Station | NY | 51 | 51 | 12 | 1962 | OP | 299 | 156 | 690501 | 345250 | 280 | 280 | 74 | 37 | 253 | 250 | M
54863 | U S Power Generating Company LLC | 8906 | Astoria Generating Station | NY | 52 | 52 | 12 | 1962 | OP | 299 | 156 | 690501 | 345250 | 280 | 280 | 74 | 37 | 253 | 250 | M
54866 | Robinson Power Company LLC | 56453 | Robinson Power Company LLC | PA | S01 | S01 | 6 | 2014 | CO | 400 | 165 | 420000 | 250000 | 165 | 165 | 88 | 52
54881 | Horsehead Corporation | 50130 | G F Weaton Power Station | PA | FLUE1 | STACK | 8 | 1958 | OS | 275 | 95 | 440000 | 247000 | 300 | 275 | 77 | 43
54881 | Horsehead Corporation | 50130 | G F Weaton Power Station | PA | FLUE2 | STACK | 5 | 1958 | OS | 275 | 95 | 440000 | 247000 | 300 | 275 | 77 | 43
54885 | NRG Wholesale Generation LP | 3130 | Seward | PA | 1 | 1 | 3 | 2004 | OP | 604 | 234 | 1480890 | 740445 | 142 | 142 | 100 | 50 | 165 | 165 | E
54885 | NRG Wholesale Generation LP | 55706 | Choctaw County | MS | STK101 | STK101 | 7 | 2003 | OS | 175 | 299 | 970140 |  | 185 |  | 54.2
54885 | NRG Wholesale Generation LP | 55706 | Choctaw County | MS | STK201 | STK201 | 7 | 2003 | OP | 175 | 299 | 970140 |  | 185 |  | 54.2 |  | 185 | 185 | E
54885 | NRG Wholesale Generation LP | 55706 | Choctaw County | MS | STK301 | STK301 | 7 | 2003 | OP | 175 | 299 | 970140 |  | 185 |  | 54.2 |  | 185 | 185 | E
54885 | NRG Wholesale Generation LP | 55976 | Hunterstown | PA | 101 | 101 | 8 | 2003 | OP | 195 | 32 | 115200 |  | 205 | 180 | 60 |  | 200 | 200 | E
54885 | NRG Wholesale Generation LP | 55976 | Hunterstown | PA | 201 | 201 | 8 | 2003 | OP | 195 | 32 | 115200 |  | 205 | 180 | 60 |  | 200 | 200 | E
54885 | NRG Wholesale Generation LP | 55976 | Hunterstown | PA | 301 | 301 | 8 | 2003 | OP | 195 | 32 | 115200 |  | 205 | 180 | 60 |  | 200 | 200 | E
54888 | NRG Texas Power LLC | 298 | Limestone | TX | S1 | S1 | 10 | 1985 | OP | 563 | 573 | 2400000 | 1550000 | 140 | 132 | 90 | 49.5 | 153 | 159 | M
54888 | NRG Texas Power LLC | 298 | Limestone | TX | S2 | S2 | 10 | 1985 | OP | 563 | 573 | 2400000 | 1550000 | 140 | 137 | 90 | 54 | 153 | 154 | M
54888 | NRG Texas Power LLC | 3460 | Cedar Bayou | TX | S1 | S1 | 12 | 1970 | OP | 215 | 531 | 2043654 | 1021827 | 297 | 209 | 64 | 32 | 208 | 139 | M
54888 | NRG Texas Power LLC | 3460 | Cedar Bayou | TX | S2 | S2 | 3 | 1972 | OP | 215 | 531 | 2043654 | 1021827 | 297 | 190 | 64 | 32 | 190 | 155 | M
54888 | NRG Texas Power LLC | 3460 | Cedar Bayou | TX | S3A | S3A | 12 | 1974 | RE | 212 | 148 | 984096 | 506547 | 265 | 215 | 111 | 57
54888 | NRG Texas Power LLC | 3460 | Cedar Bayou | TX | S3B | S3B | 12 | 1974 | RE | 212 | 148 | 984096 | 506547 | 265 | 215 | 111 | 57
54888 | NRG Texas Power LLC | 3464 | Greens Bayou | TX | S5 | S5 | 6 | 1973 | OP | 227 | 264 | 1115534 | 574530 | 278 | 237 | 67 | 33.5 | 271 | 133 | M
54888 | NRG Texas Power LLC | 3466 | P H Robinson | TX | S1A | S1A | 6 | 1966 | RE | 189 | 177 | 596150 | 403722 | 264 |  | 56 | 38
54888 | NRG Texas Power LLC | 3466 | P H Robinson | TX | S1B | S1B | 6 | 1966 | RE | 189 | 177 | 596150 | 403722 | 264 |  | 56 | 38
54888 | NRG Texas Power LLC | 3466 | P H Robinson | TX | S2A | S2A | 4 | 1967 | RE | 189 | 177 | 596150 | 403722 | 264 |  | 56 | 38
54888 | NRG Texas Power LLC | 3466 | P H Robinson | TX | S2B | S2B | 4 | 1967 | RE | 189 | 177 | 596150 | 403722 | 264 |  | 56 | 38
54888 | NRG Texas Power LLC | 3466 | P H Robinson | TX | S3 | S3 | 12 | 1968 | RE | 176 | 415 | 1571155 | 775048 | 276 | 223 | 63 | 31
54888 | NRG Texas Power LLC | 3466 | P H Robinson | TX | S4 | S4 | 12 | 1973 | RE | 235 | 531 | 2043654 |  | 251 | 211 | 64
54888 | NRG Texas Power LLC | 3468 | Sam Bertron | TX | S1A | S1A | 3 | 1958 | OP | 168 | 87 | 250654 | 173779 | 292 | 253 | 48 | 33 | 231 | 212 | M
54888 | NRG Texas Power LLC | 3468 | Sam Bertron | TX | S1B | S1B | 3 | 1958 | OP | 168 | 87 | 250654 | 173779 | 292 | 253 | 48 | 33 | 232 | 207 | M
54888 | NRG Texas Power LLC | 3468 | Sam Bertron | TX | S2A | S2A | 4 | 1956 | OP | 168 | 79 | 253767 | 172368 | 290 | 262 | 54 | 36 | 282 | 181 | M
54888 | NRG Texas Power LLC | 3468 | Sam Bertron | TX | S2B | S2B | 4 | 1956 | OP | 168 | 79 | 253767 | 172368 | 290 | 262 | 54 | 36 | 251 | 170 | M
54888 | NRG Texas Power LLC | 3468 | Sam Bertron | TX | S3A | S3A | 4 | 1959 | OP | 178 | 113 | 307167 | 215688 | 253 | 225 | 45 | 32 | 211 |  | M
54888 | NRG Texas Power LLC | 3468 | Sam Bertron | TX | S3B | S3B | 4 | 1959 | OP | 178 | 113 | 307167 | 215688 | 253 | 225 | 45 | 32 | 218 |  | M
54888 | NRG Texas Power LLC | 3468 | Sam Bertron | TX | S4A | S4A | 2 | 1960 | OP | 178 | 113 | 307167 | 215387 | 253 | 225 | 45 | 32 | 218 |  | M
54888 | NRG Texas Power LLC | 3468 | Sam Bertron | TX | S4B | S4B | 2 | 1960 | OP | 178 | 113 | 307167 | 215387 | 253 | 225 | 45 | 32 | 219 |  | M
54888 | NRG Texas Power LLC | 3469 | T H Wharton | TX | S2A | S2A | 6 | 1960 | RE | 178 | 113 | 289800 | 144900 | 253 | 253 | 43 | 21.5
54888 | NRG Texas Power LLC | 3469 | T H Wharton | TX | S2B | S2B | 6 | 1960 | RE | 178 | 113 | 289800 | 144900 | 253 | 253 | 43 | 21.5
54888 | NRG Texas Power LLC | 3470 | W A Parish | TX | S1A | S1A | 6 | 1958 | OP | 168 | 87 | 250654 | 173779 | 292 | 253 | 48 | 33 | 245 | 109 | M
54888 | NRG Texas Power LLC | 3470 | W A Parish | TX | S1B | S1B | 6 | 1958 | OP | 168 | 87 | 250654 | 173779 | 292 | 253 | 48 | 33 | 245 | 109 | E
54888 | NRG Texas Power LLC | 3470 | W A Parish | TX | S2A | S2A | 6 | 1958 | OP | 168 | 87 | 250654 | 173779 | 292 | 253 | 48 | 33 | 295 | 171 | M
54888 | NRG Texas Power LLC | 3470 | W A Parish | TX | S2B | S2B | 12 | 1958 | OP | 168 | 87 | 250654 | 173779 | 292 | 253 | 48 | 33 | 295 | 171 | E
54888 | NRG Texas Power LLC | 3470 | W A Parish | TX | S3A | S3A | 3 | 1961 | OP | 181 | 123 | 386708 | 239090 | 249 | 218 | 50 | 32 | 200 | 135 | M
54888 | NRG Texas Power LLC | 3470 | W A Parish | TX | S3B | S3B | 3 | 1961 | OP | 181 | 123 | 386708 | 239090 | 249 | 218 | 50 | 32 | 200 | 135 | E
54888 | NRG Texas Power LLC | 3470 | W A Parish | TX | S4 | S4 | 6 | 1968 | OP | 182 | 377 | 1501903 | 748316 | 300 | 250 | 66 | 66 | 275 | 191 | M
54888 | NRG Texas Power LLC | 3470 | W A Parish | TX | S5 | S5 | 12 | 1977 | OP | 600 | 452 | 2798173 | 1385361 | 330 | 285 | 103 | 51 | 355 | 290 | M
54888 | NRG Texas Power LLC | 3470 | W A Parish | TX | S6 | S6 | 12 | 1978 | OP | 600 | 452 | 2798173 | 1385361 | 330 | 285 | 103 | 51 | 340 | 280 | M
54888 | NRG Texas Power LLC | 3470 | W A Parish | TX | S7 | S7 | 6 | 1980 | OP | 500 | 380 | 2341474 | 1159252 | 330 | 285 | 103 | 51 | 300 | 265 | M
54888 | NRG Texas Power LLC | 3470 | W A Parish | TX | S8 | S8 | 12 | 1982 | OP | 500 | 380 | 1903392 | 983419 | 170 | 160 | 84 | 43 | 160 | 145 | M
54888 | NRG Texas Power LLC | 3471 | Webster | TX | S1A | S1A | 5 | 1965 | RE | 192 | 124 | 238165 | 166039 | 255 | 229 | 34 | 22
54888 | NRG Texas Power LLC | 3471 | Webster | TX | S1B | S1B | 5 | 1965 | RE | 192 | 124 | 238165 | 166039 | 255 | 229 | 34 | 22
54890 | Russell City Energy Company LLC | 56467 | Russell City Energy Center | CA | STACK1 | STACK1 | 6 | 2013 | CO | 145 | 254
54890 | Russell City Energy Company LLC | 56467 | Russell City Energy Center | CA | STACK2 | STACK2 | 6 | 2013 | CO | 145 | 254
54899 | NAES Corporation - (DE) | 599 | McKee Run | DE | 1 | 1 | 3 | 1961 | OP | 175 | 81 | 291600 | 24750 | 330 | 300 | 60 | 46 | 300 | 300 | E
54899 | NAES Corporation - (DE) | 599 | McKee Run | DE | 2 | 2 | 3 | 1961 | OP | 175 | 81 | 291600 | 24750 | 330 | 300 | 60 | 46 | 300 | 300 | E
54899 | NAES Corporation - (DE) | 599 | McKee Run | DE | 3 | 3 | 9 | 1975 | OP | 200 | 87 | 338878 | 251900 | 298 | 268 | 66 | 49 | 300 | 300 | E
54907 | ReNu Power Holdings LLC | 3438 | J L Bates | TX | 1 | 1 | 6 | 1958 | RE | 149 | 71 | 234000 | 119500 | 325 | 275 | 55 | 28
54907 | ReNu Power Holdings LLC | 3438 | J L Bates | TX | 2 | 2 | 5 | 1960 | RE | 149 | 144 | 360000 | 184500 | 289 | 222 | 53 | 27
54907 | ReNu Power Holdings LLC | 3440 | Lon C Hill | TX | 1 | 1 | 3 | 1954 | RE | 149 | 71 | 234000 | 119500 | 325 | 275 | 55 | 28
54907 | ReNu Power Holdings LLC | 3440 | Lon C Hill | TX | 2 | 2 | 3 | 1956 | RE | 149 | 71 | 234000 | 119500 | 325 | 275 | 55 | 28
54907 | ReNu Power Holdings LLC | 3440 | Lon C Hill | TX | 3 | 3 | 5 | 1959 | RE | 149 | 90 | 259000 | 178000 | 293 | 245 | 48 | 33
54907 | ReNu Power Holdings LLC | 3440 | Lon C Hill | TX | 4 | 4 | 5 | 1959 | RE | 149 | 90 | 259000 | 178000 | 293 | 245 | 48 | 33
54907 | ReNu Power Holdings LLC | 3440 | Lon C Hill | TX | 5 | 5 | 5 | 1969 | RE | 149 | 168 | 680000 | 462000 | 300 | 256 | 68 | 46
54907 | ReNu Power Holdings LLC | 3442 | La Palma | TX | 3 | 3 | 5 | 1947 | RE | 125 | 44 | 105800 | 52700 | 375 | 320 | 40 | 20
54907 | ReNu Power Holdings LLC | 3442 | La Palma | TX | 4 | 4 | 5 | 1948 | RE | 125 | 44 | 105800 | 52700 | 375 | 320 | 40 | 20
54907 | ReNu Power Holdings LLC | 3442 | La Palma | TX | 5 | 5 | 5 | 1970 | RE | 150 | 108 | 425690 | 290000 | 293 | 250 | 66 | 44
54907 | ReNu Power Holdings LLC | 3443 | Victoria | TX | 3 | 3 | 3 | 1955 | RE | 149 | 71 | 234000 | 119500 | 325 | 300 | 55 | 28
54907 | ReNu Power Holdings LLC | 3443 | Victoria | TX | 4 | 4 | 3 | 1963 | RE | 149 | 154 | 518000 | 276200 | 312 | 259 | 56 | 30
54907 | ReNu Power Holdings LLC | 3443 | Victoria | TX | 5 | 5 | 5 | 1969 | RE | 149 | 168 | 680000 | 462000 | 300 | 256 | 68 | 46
54907 | ReNu Power Holdings LLC | 3443 | Victoria | TX | 9 | 9 | 5 | 2009 | OP | 150 | 223 | 954114 |  | 185.2 |  | 71.5 |  | 250 | 250 | E
54909 | GE Energy Services | 56031 | Fox Energy Center | WI | S01 | S01 | 2 | 2006 | OP | 150 | 19 | 819254 | 550521 | 174 | 155 | 58.9 | 38.6 | 174 | 178 | M
54909 | GE Energy Services | 56031 | Fox Energy Center | WI | S02 | S02 | 6 | 2005 | OP | 150 | 19 | 819254 | 550522 | 174 | 155 | 58.9 | 38.6 | 174 | 178 | M
54915 | Dogwood Power Management, LLC | 55178 | Dogwood Energy Facility | MO | STK1 | STK1 | 2 | 2002 | OP | 170 | 254 | 1077468 | 762000 | 179 | 170 | 70.7 | 50 | 205 | 176 | M
54915 | Dogwood Power Management, LLC | 55178 | Dogwood Energy Facility | MO | STK2 | STK2 | 2 | 2002 | OP | 170 | 254 | 1077468 | 762000 | 179 | 170 | 70.7 | 50 | 205 | 176 | M
55307 | Colorado Energy Management | 10682 | Brush Generation Facility | CO | HR1 | HR1 | 10 | 1990 | OP | 80 | 64 | 232724 | 232724 | 130 | 130 | 61 | 61 | 260 | 260 | E
55307 | Colorado Energy Management | 10682 | Brush Generation Facility | CO | HR2 | HR2 | 1 | 1994 | OP | 80 | 64 | 196255 | 196255 | 223 | 199 | 51 | 51 | 315 | 260 | E
55307 | Colorado Energy Management | 10682 | Brush Generation Facility | CO | HR4 | HR4 | 9 | 2002 | OP | 85 | 64 | 232724 | 232724 | 240 | 358 | 61 | 61 | 250 | 200 | E
55307 | Colorado Energy Management | 10682 | Brush Generation Facility | CO | HR5 | HR5 | 9 | 2002 | OP | 85 | 64 | 232724 | 232724 | 240 | 358 | 61 | 61 | 250 | 200 | E
55729 | Duke Energy Kentucky Inc | 6018 | East Bend | KY | 2 | 2 | 3 | 1981 | OP | 650 | 434 | 2865416 | 1721126 | 173 | 150 | 110 | 66 | 130 | 114 | M
55739 | Edgecombe Operating Services LLC | 10384 | Edgecombe Genco LLC | NC | UNIT1 | UNIT1 | 10 | 1990 | OP | 198 | 59 | 201208 | 110660 | 143 | 143 | 57 | 31 | 190 | 190 | M
55739 | Edgecombe Operating Services LLC | 10384 | Edgecombe Genco LLC | NC | UNIT2 | UNIT2 | 10 | 1990 | OP | 198 | 59 | 201208 | 110660 | 143 | 143 | 57 | 31 | 190 | 190 | M
55740 | Spruance Operating Services LLC | 54081 | Spruance Genco LLC | VA | UNIT1 | UNIT1 | 5 | 1992 | OP | 250 | 59 | 223126 | 122719 | 145 | 145 | 63 | 35 | 185 | 185 | E
55740 | Spruance Operating Services LLC | 54081 | Spruance Genco LLC | VA | UNIT2 | UNIT2 | 5 | 1992 | OP | 250 | 59 | 223126 | 122719 | 145 | 145 | 63 | 35 | 185 | 185 | E
55740 | Spruance Operating Services LLC | 54081 | Spruance Genco LLC | VA | UNIT3 | UNIT3 | 8 | 1992 | OP | 250 | 59 | 223126 | 122719 | 145 | 145 | 63 | 35 | 185 | 185 | E
55740 | Spruance Operating Services LLC | 54081 | Spruance Genco LLC | VA | UNIT4 | UNIT4 | 8 | 1992 | OP | 250 | 59 | 223126 | 122719 | 145 | 145 | 63 | 35 | 185 | 185 | E
55768 | RC Cape May Holdings LLC | 2378 | B L England | NJ | 1 | 1 | 11 | 1987 | OP | 475 | 145 | 593000 | 272000 | 290 | 262 | 68 | 31 | 260 | 260 | E
55768 | RC Cape May Holdings LLC | 2378 | B L England | NJ | 2 | 1 | 5 | 1988 | OP | 475 | 150 | 760000 | 360000 | 290 | 266 | 84 | 40 | 135 | 135 | E
55768 | RC Cape May Holdings LLC | 2378 | B L England | NJ | 3 | 1 | 11 | 1988 | OP | 475 | 133 | 600000 | 338000 | 300 | 270 | 75 | 42 | 260 | 260 | E
55808 | Westmoreland Partners | 54035 | Roanoke Valley Energy Facililty I | NC | ST1 | ST1 | 5 | 1994 | OP | 375 | 65 | 475000 | 252011 | 165 | 165 | 67 | 34 | 170 | 158 | M
55843 | Dynegy Morro Bay LLC | 259 | Dynegy Morro Bay LLC | CA | 1 | 1 | 10 | 1955 | OS | 450 | 171 | 1140360 | 600000 | 300 | 270 | 111 | 58
55843 | Dynegy Morro Bay LLC | 259 | Dynegy Morro Bay LLC | CA | 2 | 2 | 12 | 1962 | OP | 450 | 158 | 1111740 | 600000 | 300 | 270 | 117 | 63 | 184 | 198 | M
55843 | Dynegy Morro Bay LLC | 259 | Dynegy Morro Bay LLC | CA | 3 | 3 | 8 | 1963 | OP | 450 | 158 | 1111740 | 600000 | 300 | 270 | 117 | 63 | 196 | 220 | M
55852 | Las Vegas Power Company LLC | 55514 | Apex Generating Station | NV | 1A | 1A | 5 | 2003 | OP | 170 | 220 | 1051387 | 470944 | 202 | 210 | 54 | 35 | 223 | 216 | M
55852 | Las Vegas Power Company LLC | 55514 | Apex Generating Station | NV | 1B | 1B | 5 | 2003 | OP | 170 | 220 | 1051387 | 470944 | 202 | 210 | 54 | 35 | 225 | 218 | M
55861 | Sandy Creek Energy Associates L P | 56611 | Sandy Creek Energy Station | TX | F1 | S1 | 2 | 2013 | CO | 360 | 616 | 2630128 | 1728481 | 173 | 174 | 71 | 47
55867 | NewPage Corp-Escanaba | 10208 | Escanaba Paper Company | MI | 10 | 10 | 6 | 1972 | OP | 284 | 147 | 540000 | 270000 | 500 | 500 | 200 | 110 | 480 | 480 | e
55867 | NewPage Corp-Escanaba | 10208 | Escanaba Paper Company | MI | 11 | 11 | 6 | 1981 | OP | 330 | 79 | 500000 | 300000 | 400 | 400 | 50 | 30 | 360 | 360 | e
55867 | NewPage Corp-Escanaba | 10208 | Escanaba Paper Company | MI | 7 | 7 | 1 | 1947 | SB | 95 | 28 | 40000 | 20000 | 400 | 400 | 24 | 12 | 400 | 400 | e
55867 | NewPage Corp-Escanaba | 10208 | Escanaba Paper Company | MI | 8 | 8 | 6 | 1968 | OP | 161 | 39 | 100000 | 70000 | 150 | 150 | 150 | 110 | 150 | 150 | e
55867 | NewPage Corp-Escanaba | 10208 | Escanaba Paper Company | MI | 9NRTH | 9NRTH | 6 | 1986 | OP | 285 | 39 | 75000 | 40000 | 150 | 150 | 115 | 60 | 150 | 150 | e
55867 | NewPage Corp-Escanaba | 10208 | Escanaba Paper Company | MI | 9PB | 9PB | 6 | 1972 | SB | 156 | 64 | 150000 | 80000 | 150 | 150 | 140 | 75 | 150 | 150 | e
55867 | NewPage Corp-Escanaba | 10208 | Escanaba Paper Company | MI | 9SOTH | 9SOTH | 6 | 1986 | OP | 285 | 39 | 75000 | 40000 | 150 | 150 | 115 | 60 | 150 | 150 | e
55877 | RG Steel, LLC | 10485 | RG Steel Sparrows Point, LLC | MD | 1 | 1 | 6 | 1948 | RE | 174 | 113 | 170000 | 119000 | 450 | 435 | 25 | 18
55877 | RG Steel, LLC | 10485 | RG Steel Sparrows Point, LLC | MD | 2 | 2 | 6 | 1948 | RE | 174 | 113 | 170000 | 119000 | 450 | 435 | 25 | 18
55877 | RG Steel, LLC | 10485 | RG Steel Sparrows Point, LLC | MD | 3 | 3 | 6 | 1953 | RE | 174 | 113 | 205000 | 143000 | 495 | 480 | 30 | 21
55877 | RG Steel, LLC | 10485 | RG Steel Sparrows Point, LLC | MD | 4 | 4 | 6 | 1958 | RE | 174 | 113 | 250000 | 175000 | 440 | 425 | 37 | 26
55879 | Optim Energy LLC | 50815 | Optim Energy Altura Cogen LLC | TX | STK-1 | STK-1 | 12 | 1985 | OP | 61 | 207 | 791644 | 395822 | 300 | 300 | 60.2 | 30.1 | 305 | 305 | m
55879 | Optim Energy LLC | 50815 | Optim Energy Altura Cogen LLC | TX | STK-2 | STK-2 | 12 | 1985 | OP | 61 | 207 | 791644 | 395822 | 300.5 | 300.5 | 60.2 | 30.1 | 305 | 305 | e
55899 | Calpine Bosque Energy Center LLC | 55172 | Bosque County Peaking | TX | FLUE3 | STACK3 | 6 | 2001 | OP | 135 | 254 | 914400 | 457200 | 196 | 172 | 60 | 40 | 250 | 250 | E
55899 | Calpine Bosque Energy Center LLC | 55172 | Bosque County Peaking | TX | FLUE1 | STACK1 | 6 | 2011 | OP | 135 | 254 | 914400 | 457200 | 222 | 188 | 60 | 40 | 222 | 222 | E
55899 | Calpine Bosque Energy Center LLC | 55172 | Bosque County Peaking | TX | FLUE2 | STACK2 | 6 | 2011 | OP | 135 | 254 | 914400 | 457200 | 222 | 188 | 60 | 40 | 222 | 222 | E
55903 | Domtar Paper Company LLC | 50189 | Domtar Paper Co LLC Plymouth NC | NC | FLUE1 | STACK1 | 6 | 1977 | OP | 250 | 254 | 1385000 | 200000 | 328 | 330 | 95 | 50 | 370 | 370 | e
55903 | Domtar Paper Company LLC | 50189 | Domtar Paper Co LLC Plymouth NC | NC | FLUE3 | STACK1 | 6 | 1977 | OP | 250 | 254 | 1385000 | 600000 | 135 | 360 | 95 | 50 | 370 | 370 | e
55903 | Domtar Paper Company LLC | 50189 | Domtar Paper Co LLC Plymouth NC | NC | FLUE2 | STACK2 | 6 | 1982 | OP | 250 | 64 | 386874 | 200000 | 328 | 330 | 101 | 50 | 370 | 370 | e
55903 | Domtar Paper Company LLC | 50189 | Domtar Paper Co LLC Plymouth NC | NC | FLUE4 | STACK4 | 6 | 1993 | RE | 200 | 28 | 214448 | 107224 | 135 | 135 | 56 | 28
55903 | Domtar Paper Company LLC | 50189 | Domtar Paper Co LLC Plymouth NC | NC | FLUE5 | STACK5 | 6 | 1997 | RE | 250 | 133 | 110000 | 59000 | 382 | 333 | 65 | 44
55904 | Wellington Development WVDT LLC | 56664 | Greene Energy Resource Recovery Project | PA | FLUE1 | STACK1 | 1 | 2016 | CO | 550 | 200 | 893000 | 470000 | 160 | 150 | 58.5 | 55
55904 | Wellington Development WVDT LLC | 56664 | Greene Energy Resource Recovery Project | PA | FLUE2 | STACK1 | 1 | 2016 | CO | 550 | 200 | 893000 | 470000 | 150 | 150 | 58.5 | 55
55911 | Whitewater Operating Services LLC | 55011 | LSP-Whitewater LP | WI | UNIT1 | UNIT1 | 9 | 1997 | OP | 175 | 254 | 957240 | 710682 | 182 | 165 | 62.7 | 46.5 | 165 | 165 | E
55912 | Cottage Grove Operating Services LLC | 55010 | LSP-Cottage Grove LP | MN | UNIT1 | UNIT1 | 10 | 1997 | OP | 213 | 254 | 949578 | 949578 | 178 | 178 | 62.2 | 62.2 | 217 | 224 | M
55919 | Georgia-Pacific Consr Prods LP-Green Bay | 10360 | Green Bay West Mill | WI | S10 | S10 | 6 | 1984 | OP | 400 | 123 | 556000 | 278000 | 306 | 239 | 75 | 38 | 305 | 305 | e
55919 | Georgia-Pacific Consr Prods LP-Green Bay | 10360 | Green Bay West Mill | WI | S11 | S11 | 6 | 1992 | OP | 400 | 30 | 226800 | 113400 | 348 | 348 | 126 | 63 | 280 | 280 | e
55924 | GenPower | 56671 | Longview Power LLC | WV | UHN02 | UHN02 | 12 | 2011 | OP | 554 | 298.7 | 1547120 | 773560 | 135 | 129 | 86 | 43 | 130 | 130 | E
55936 | Entergy Gulf States - LA LLC | 1391 | Louisiana 1 | LA | 1A | 1A | 3 | 1954 | OP | 150 | 95 | 241900 | 122569 | 280 | 260 | 42 | 22 | 272 | 281 | M
55936 | Entergy Gulf States - LA LLC | 1391 | Louisiana 1 | LA | 2A | 2A | 2 | 1954 | OP | 150 | 95 | 241900 | 122569 | 280 | 260 | 42 | 22 | 253 | 282 | M
55936 | Entergy Gulf States - LA LLC | 1391 | Louisiana 1 | LA | 3A | 3A | 12 | 1953 | OP | 150 | 95 | 241900 | 122569 | 280 | 260 | 42 | 21 | 249 | 278 | M
55936 | Entergy Gulf States - LA LLC | 1391 | Louisiana 1 | LA | 9 | 9 | 6 | 1949 | OP | 164 | 104 | 182374 | 91427 | 280 | 268 | 29 | 15 | 318 | 274 | E
55936 | Entergy Gulf States - LA LLC | 1392 | Louisiana 2 | LA | 10 | 10 | 1 | 1950 | OS | 179 | 143 | 319808 | 165338 | 275 | 279 | 37 | 19
55936 | Entergy Gulf States - LA LLC | 1392 | Louisiana 2 | LA | 11 | 11 | 1 | 1950 | OS | 179 | 143 | 319808 | 165338 | 275 | 259 | 37 | 19
55936 | Entergy Gulf States - LA LLC | 1392 | Louisiana 2 | LA | 12 | 12 | 5 | 1953 | OS | 150 | 95 | 248316 | 122624 | 294 | 254 | 44 | 22
55936 | Entergy Gulf States - LA LLC | 1393 | R S Nelson | LA | 3A | 3A | 3 | 1960 | OP | 196 | 79 | 235500 | 120000 | 301 | 200 | 50 | 26 | 308 | 188 | E
55936 | Entergy Gulf States - LA LLC | 1393 | R S Nelson | LA | 3B | 3B | 3 | 1960 | OP | 196 | 79 | 235500 | 120000 | 301 | 200 | 50 | 26 | 308 | 188 | E
55936 | Entergy Gulf States - LA LLC | 1393 | R S Nelson | LA | 4 | 4 | 7 | 1970 | OP | 400 | 284 | 1614000 | 1307340 | 300 | 243 | 90 | 73 | 221 | 187 | E
55936 | Entergy Gulf States - LA LLC | 1393 | R S Nelson | LA | 5 | 6 | 5 | 1982 | OS | 500 | 398 | 2370000 | 1271800 | 277 | 227 | 99 | 53
55936 | Entergy Gulf States - LA LLC | 1393 | R S Nelson | LA | 6 | 6 | 11 | 1992 | OP | 500 | 398 | 2370000 | 1271800 | 277 | 227 | 99 | 53 | 323 | 310 | E
55936 | Entergy Gulf States - LA LLC | 1393 | R S Nelson | LA | 1AA | CFB | 7 | 1992 | OP | 425 | 79 | 415000 |  | 280 |  | 88 |  | 328 | 310 | E
55936 | Entergy Gulf States - LA LLC | 1393 | R S Nelson | LA | 2AA | CFB | 9 | 1992 | OP | 425 | 79 | 415000 |  | 280 |  | 88 |  | 335 | 315 | E
55936 | Entergy Gulf States - LA LLC | 1394 | Willow Glen | LA | 1A | 1A | 3 | 1960 | OP | 196 | 79 | 478740 | 246480 | 280 | 185 | 101 | 52 | 217 | 203 | M
55936 | Entergy Gulf States - LA LLC | 1394 | Willow Glen | LA | 1B | 1B | 3 | 1960 | OP | 196 | 79 | 478740 | 246480 | 287 | 185 | 101 | 52 | 217 | 203 | M
55936 | Entergy Gulf States - LA LLC | 1394 | Willow Glen | LA | 2A | 2A | 1 | 1964 | OP | 198 | 113 | 603420 | 359340 | 279 | 190 | 89 | 53 | 223 | 210 | M
55936 | Entergy Gulf States - LA LLC | 1394 | Willow Glen | LA | 2B | 2B | 1 | 1964 | OP | 198 | 113 | 603420 | 359340 | 279 | 190 | 89 | 53 | 223 | 210 | M
55936 | Entergy Gulf States - LA LLC | 1394 | Willow Glen | LA | 1 | 3 | 12 | 1968 | OS | 400 | 284 | 1618800 | 817920 | 248 | 220 | 95 | 48
55936 | Entergy Gulf States - LA LLC | 1394 | Willow Glen | LA | 2 | 3 | 12 | 1968 | OS | 400 | 284 | 1618800 | 817920 | 248 | 220 | 95 | 48
55936 | Entergy Gulf States - LA LLC | 1394 | Willow Glen | LA | 4 | 4 | 7 | 1973 | OP | 198 | 227 | 1334760 | 640140 | 237 | 210 | 98 | 47 | 228 | 232 | M
55936 | Entergy Gulf States - LA LLC | 1394 | Willow Glen | LA | 5 | 5 | 7 | 1975 | OS | 400 | 255 | 1392300 | 673200 | 250 | 225 | 91 | 44
55937 | Entergy Texas Inc. | 3457 | Lewis Creek | TX | 1 | 1 | 12 | 1970 | OP | 189 | 201 | 667000 | 419000 | 244 | 195 | 55 | 35 | 396 | 368 | E
55937 | Entergy Texas Inc. | 3457 | Lewis Creek | TX | 2 | 2 | 5 | 1971 | OP | 189 | 201 | 667000 | 419000 | 244 | 195 | 55 | 35 | 396 | 368 | E
55937 | Entergy Texas Inc. | 3459 | Sabine | TX | 1A | 1A | 3 | 1962 | OP | 149 | 85 | 328150 | 151500 | 283 | 250 | 64 | 30 | 216 | 194 | e
55937 | Entergy Texas Inc. | 3459 | Sabine | TX | 1B | 1B | 3 | 1962 | OP | 149 | 85 | 328150 | 151500 | 283 | 250 | 64 | 30 | 200 | 201 | e
55937 | Entergy Texas Inc. | 3459 | Sabine | TX | 2A | 2A | 12 | 1962 | OP | 149 | 85 | 328150 | 151500 | 283 | 250 | 64 | 30 | 203 | 177 | e
55937 | Entergy Texas Inc. | 3459 | Sabine | TX | 2B | 2B | 12 | 1962 | OP | 149 | 85 | 328150 | 151500 | 283 | 250 | 64 | 30 | 246 | 223 | e
55937 | Entergy Texas Inc. | 3459 | Sabine | TX | 3A | 3A | 12 | 1966 | OP | 187 | 201 | 583500 | 280000 | 285 | 240 | 48 | 23 | 205 | 181 | e
55937 | Entergy Texas Inc. | 3459 | Sabine | TX | 3B | 3B | 12 | 1966 | OP | 187 | 201 | 583500 | 280000 | 285 | 240 | 48 | 23 | 204 | 176 | e
55937 | Entergy Texas Inc. | 3459 | Sabine | TX | 4 | 4 | 8 | 1974 | OP | 200 | 380 | 1375000 | 688000 | 248 | 214 | 66 | 33 | 197 | 174 | e
55937 | Entergy Texas Inc. | 3459 | Sabine | TX | 5 | 5 | 12 | 1979 | OP | 400 | 299 | 1390000 | 705870 | 256 | 218 | 78 | 39 | 188 | 172 | e
55983 | Luminant Generation Company LLC | 3452 | Lake Hubbard | TX | 1 | 1 | 6 | 1970 | OP | 154 | 314 | 1800000 | 1350000 | 353 | 380 | 96 | 72 | 314 | 195 | M
55983 | Luminant Generation Company LLC | 3452 | Lake Hubbard | TX | 2 | 2 | 11 | 1973 | OP | 201 | 395 | 1400000 | 1050000 | 257 | 200 | 59 | 44 | 131 | 83 | M
55983 | Luminant Generation Company LLC | 3454 | North Lake | TX | 1A | 1A | 12 | 1959 | RE | 164 | 67 | 266000 | 145000 | 325 | 220 | 72.8 | 39.7
55983 | Luminant Generation Company LLC | 3454 | North Lake | TX | 1B | 1B | 12 | 1959 | RE | 164 | 67 | 266000 | 145000 | 325 | 220 | 72.8 | 39.7
55983 | Luminant Generation Company LLC | 3454 | North Lake | TX | 2A | 2A | 12 | 1961 | RE | 164 | 67 | 300000 | 121000 | 320 | 250 | 82.1 | 33.1
55983 | Luminant Generation Company LLC | 3454 | North Lake | TX | 2B | 2B | 12 | 1961 | RE | 164 | 67 | 300000 | 121000 | 320 | 250 | 82.1 | 33.1
55983 | Luminant Generation Company LLC | 3454 | North Lake | TX | 3A | 3A | 7 | 1964 | RE | 193 | 95 | 560000 | 238000 | 340 | 260 | 107.5 | 45.8
55983 | Luminant Generation Company LLC | 3454 | North Lake | TX | 3B | 3B | 7 | 1964 | RE | 193 | 95 | 560000 | 238000 | 340 | 260 | 10 | 45.8
55983 | Luminant Generation Company LLC | 3489 | Eagle Mountain | TX | 1 | 1 | 7 | 1954 | RE | 225 | 353 | 381000 |  | 325 |  | 18
55983 | Luminant Generation Company LLC | 3489 | Eagle Mountain | TX | 3 | 3 | 6 | 1971 | RE | 164 | 438 | 497000 |  | 319 | 498 | 24 | 32.8
55983 | Luminant Generation Company LLC | 3490 | Graham | TX | 1A | 1A | 12 | 1960 | OP | 177 | 95 | 360000 | 180800 | 296 | 221 | 63 | 32 | 144 | 76 | M
55983 | Luminant Generation Company LLC | 3490 | Graham | TX | 1B | 1B | 12 | 1960 | OP | 177 | 95 | 360000 | 180800 | 296 | 221 | 63 | 32 | 144 | 76 | M
55983 | Luminant Generation Company LLC | 3490 | Graham | TX | 2 | 2 | 6 | 1969 | OP | 167 | 254 | 1039500 | 483900 | 278 | 217 | 68 | 32 | 186 | 72 | M
55983 | Luminant Generation Company LLC | 3492 | Morgan Creek | TX | 2 | 2 | 7 | 1950 | RE | 150 | 123 | 112060 | 49732 | 320 | 276 | 15 | 7
55983 | Luminant Generation Company LLC | 3492 | Morgan Creek | TX | 3 | 3 | 7 | 1952 | RE | 150 | 123 | 205700 | 91290 | 375 | 342 | 28 | 12
55983 | Luminant Generation Company LLC | 3492 | Morgan Creek | TX | 4 | 4 | 6 | 1954 | RE | 150 | 133 | 309500 | 139770 | 405 | 356 | 39 | 18
55983 | Luminant Generation Company LLC | 3492 | Morgan Creek | TX | 5A | 5A | 6 | 1959 | OS | 182 | 79 | 278590 | 142870 | 336 | 308 | 59 | 30
55983 | Luminant Generation Company LLC | 3492 | Morgan Creek | TX | 5B | 5B | 6 | 1959 | OS | 182 | 79 | 278590 | 142870 | 336 | 308 | 59 | 30
55983 | Luminant Generation Company LLC | 3492 | Morgan Creek | TX | 6 | 6 | 7 | 1966 | OS | 182 | 415 | 1559010 | 682150 | 269 | 233 | 64 | 28
55983 | Luminant Generation Company LLC | 3494 | Permian Basin | TX | 5A | 5A | 6 | 1959 | OS | 150 | 50 | 185110 | 90670 | 319 | 268 | 62 | 30
55983 | Luminant Generation Company LLC | 3494 | Permian Basin | TX | 5B | 5B | 6 | 1959 | OS | 150 | 50 | 185110 | 90670 | 319 | 268 | 62 | 30
55983 | Luminant Generation Company LLC | 3494 | Permian Basin | TX | 6 | 6 | 12 | 1973 | OS | 186 | 363 | 1609110 | 704670 | 279 | 249 | 74 | 32
55983 | Luminant Generation Company LLC | 3502 | Lake Creek | TX | 1 | 1 | 4 | 1953 | OS | 148 | 133 | 340000 | 170000 | 360 | 275 | 38 | 19
55983 | Luminant Generation Company LLC | 3502 | Lake Creek | TX | 2 | 2 | 7 | 1959 | OS | 181 | 95 | 370000 | 36300 | 323 | 230 | 65 | 6
55983 | Luminant Generation Company LLC | 3502 | Lake Creek | TX | 3 | 3 | 7 | 1959 | OS | 181 | 95 | 370000 | 36300 | 323 | 230 | 65 | 6
55983 | Luminant Generation Company LLC | 3504 | Stryker Creek | TX | 1 | 1 | 6 | 1958 | OP | 161 | 64 | 270000 | 140000 | 275 | 200 | 70 | 36 | 300 | 300 | E
55983 | Luminant Generation Company LLC | 3504 | Stryker Creek | TX | 2 | 2 | 6 | 1958 | OP | 161 | 64 | 270000 | 140000 | 275 | 200 | 70 | 36 | 300 | 300 | E
55983 | Luminant Generation Company LLC | 3504 | Stryker Creek | TX | 3 | 3 | 12 | 1965 | OP | 197 | 189 | 680000 | 345000 | 230 | 160 | 60 | 30 | 215 | 151 | M
55983 | Luminant Generation Company LLC | 3504 | Stryker Creek | TX | 4 | 4 | 12 | 1965 | OP | 197 | 189 | 680000 | 345000 | 230 | 160 | 60 | 30 | 215 | 151 | M
55983 | Luminant Generation Company LLC | 3507 | Trinidad | TX | 6 | 6 | 5 | 1965 | OP | 175 | 201 | 670000 | 337680 | 250 | 225 | 56 | 28 | 229 | 0 | M
55983 | Luminant Generation Company LLC | 6146 | Martin Lake | TX | 1 | 1 | 5 | 1977 | OP | 452 | 415 | 3000000 | 2250000 | 175 | 250 | 120 | 90 | 191 | 170 | M
55983 | Luminant Generation Company LLC | 6146 | Martin Lake | TX | 2 | 2 | 5 | 1978 | OP | 452 | 415 | 3000000 | 2250000 | 156 | 250 | 120 | 90 | 203 | 178 | M
55983 | Luminant Generation Company LLC | 6146 | Martin Lake | TX | 3 | 3 | 4 | 1979 | OP | 452 | 415 | 3000000 | 2250000 | 167 | 250 | 120 | 90 | 187 | 177 | M
55983 | Luminant Generation Company LLC | 6147 | Monticello | TX | 1 | 1 | 12 | 1974 | OP | 400 | 363 | 2650000 | 1370000 | 335 | 281 | 122 | 63 | 366 | 323 | M
55983 | Luminant Generation Company LLC | 6147 | Monticello | TX | 2 | 2 | 12 | 1975 | OP | 400 | 363 | 2650000 | 1370000 | 335 | 281 | 122 | 63 | 369 | 320 | M
55983 | Luminant Generation Company LLC | 6147 | Monticello | TX | 3A | 3A | 7 | 1995 | OP | 460 | 804 | 3000000 | 1850000 | 135 | 286 | 98 | 60 | 235 | 166 | M
55983 | Luminant Generation Company LLC | 6648 | Sandow No 4 | TX | 4 | 4 | 5 | 1981 | OP | 400 | 353 | 2130000 | 1065000 | 180 | 180 | 98 | 49 | 193 | 171 | M
55983 | Luminant Generation Company LLC | 8063 | DeCordova Steam Electric Station | TX | 1 | 1 | 5 | 1975 | OS | 208 | 416 | 2200000 | 1810000 | 294 | 252 | 88 | 73
55983 | Luminant Generation Company LLC | 50615 | TXU Sweetwater Generating Plant | TX | 2A | 2A | 6 | 1989 | RE | 88 | 57 | 714573 |  | 310 |  | 132
55983 | Luminant Generation Company LLC | 50615 | TXU Sweetwater Generating Plant | TX | 2B | 2B | 6 | 1989 | RE | 88 | 57 | 714573 |  | 310 |  | 132
55983 | Luminant Generation Company LLC | 50615 | TXU Sweetwater Generating Plant | TX | 3A | 3A | 6 | 1989 | RE | 88 | 57 | 714573 |  | 310 |  | 132
55983 | Luminant Generation Company LLC | 50615 | TXU Sweetwater Generating Plant | TX | 3B | 3B | 6 | 1989 | RE | 88 | 57 | 714573 |  | 310 |  | 132
55987 | CER Generation LLC | 55411 | Hillabee Energy Center | AL | STK1 | STK1 | 6 | 2010 | OP | 135 | 282 | 1292496 | 1057513 | 180 | 200 | 68.6 | 56.1 | 205 | 205 | M
55987 | CER Generation LLC | 55411 | Hillabee Energy Center | AL | STK2 | STK2 | 6 | 2010 | OP | 135 | 282 | 1292496 | 1057513 | 180 | 200 | 68.6 | 56.1 | 205 | 205 | M
55993 | Kleen Energy Systems, LLC | 56798 | Kleen Energy Systems Project | CT | NO. 1 | NO. 1 | 6 | 2011 | OP | 215 | 284 | 1180000 |  | 173 |  | 59.5 |  | 182 | 195 | E
55993 | Kleen Energy Systems, LLC | 56798 | Kleen Energy Systems Project | CT | NO. 2 | NO. 2 | 6 | 2010 | OP | 215 | 284 | 1180000 |  | 173 |  | 59.5 |  | 182 | 195 | E
55995 | Plum Point Energy Associates LLC | 56456 | Plum Point Energy Station | AR | F1 | S1 | 9 | 2010 | OP | 475 | 380 | 2064000 | 1032000 | 154 | 154 | 82.5 | 47.3 | 193 | 193 | M
56090 | Star West Gen Griffith Energy LLC | 55124 | Griffith Energy LLC | AZ | CTG1 | CTG1 | 1 | 2002 | OP | 150 | 254 | 1054620 | 675132 | 180 | 172 | 69.2 | 44.3 | 176 | 178 | M
56090 | Star West Gen Griffith Energy LLC | 55124 | Griffith Energy LLC | AZ | CTG2 | CTG2 | 1 | 2002 | OP | 150 | 254 | 1054620 | 675132 | 180 | 172 | 69.2 | 44.3 | 177 | 178 | M
56147 | ArcelorMittal Burns Harbor Inc | 10245 | ArcelorMittal Burns Harbor | IN | 10 | 10 | 6 | 1969 | OP | 220 | 95 | 2460 | 1230 | 450 | 450 | 47.3 | 23.7 | 350 | 405 | E
56147 | ArcelorMittal Burns Harbor Inc | 10245 | ArcelorMittal Burns Harbor | IN | 11 | 11 | 6 | 1969 | OP | 220 | 95 | 2460 | 1230 | 450 | 450 | 47.3 | 23.7 | 350 | 405 | E
56147 | ArcelorMittal Burns Harbor Inc | 10245 | ArcelorMittal Burns Harbor | IN | 12 | 12 | 6 | 1969 | OP | 220 | 95 | 2460 | 1230 | 450 | 450 | 47.3 | 23.7 | 350 | 405 | E
56155 | Lansing Board of Water and Light | 1831 | Eckert Station | MI | 1 | 1 | 12 | 1981 | OP | 619 | 28 | 200000 | 100000 | 290 | 222 | 118 | 58 | 350 | 350 | e
56155 | Lansing Board of Water and Light | 1831 | Eckert Station | MI | 2 | 1 | 2 | 1982 | OP | 619 | 28 | 200000 | 100000 | 290 | 252 | 118 | 58 | 350 | 350 | e
56155 | Lansing Board of Water and Light | 1831 | Eckert Station | MI | 3 | 1 | 7 | 1982 | OP | 619 | 28 | 200000 | 100000 | 290 | 252 | 118 | 58 | 350 | 350 | e
56155 | Lansing Board of Water and Light | 1831 | Eckert Station | MI | 4 | 2 | 4 | 1982 | OP | 619 | 50 | 320000 | 160000 | 290 | 266 | 106 | 53 | 350 | 350 | e
56155 | Lansing Board of Water and Light | 1831 | Eckert Station | MI | 5 | 2 | 9 | 1982 | OP | 619 | 50 | 320000 | 160000 | 290 | 266 | 106 | 53 | 350 | 350 | e
56155 | Lansing Board of Water and Light | 1831 | Eckert Station | MI | 6 | 2 | 12 | 1982 | OP | 619 | 50 | 320000 | 160000 | 290 | 266 | 106 | 53 | 350 | 350 | e
56155 | Lansing Board of Water and Light | 1832 | Erickson Station | MI | 1 | 1 | 6 | 1973 | OP | 475 | 227 | 498000 | 251500 | 285 | 285 | 36 | 18 | 294 | 294 | e
56165 | ArcelorMittal Indiana Harbor West | 10397 | ArcelorMittal Indiana Harbor West | IN | NA | 5 | 10 | 1952 | OP | 154 | 34.2 | 207324 | 59703 | 397 | 397 | 101 | 29 | 400 | 350 | E
56165 | ArcelorMittal Indiana Harbor West | 10397 | ArcelorMittal Indiana Harbor West | IN | NA | 6 | 9 | 1956 | OP | 154 | 34.2 | 207324 | 59703 | 350 | 397 | 101 | 29 | 350 | 350 | E
56165 | ArcelorMittal Indiana Harbor West | 10397 | ArcelorMittal Indiana Harbor West | IN | NA | 7 | 9 | 1956 | OP | 154 | 78.5 | 414219 | 119406 | 397 | 397 | 87.9 | 25 | 400 | 350 | E
56165 | ArcelorMittal Indiana Harbor West | 10397 | ArcelorMittal Indiana Harbor West | IN | NA | 8 | 1 | 1967 | OP | 154 | 103.9 | 353985 | 286679 | 453 | 453 | 56.8 | 46 | 400 | 350 | E
56165 | ArcelorMittal Indiana Harbor West | 10397 | ArcelorMittal Indiana Harbor West | IN | NA | 9 | 6 | 2000 | OP | 154 | 78.5 | 414219 | 119406 | 312 | 312 | 87.9 | 25 | 400 | 350 | E
56195 | BP Alternative Energy | 55259 | Whiting Clean Energy | IN | STCK1 | STCK1 | 4 | 2002 | OP | 140 | 240 | 978228 | 641741 | 220 | 220 | 68 | 45 | 220 | 220 | e
56195 | BP Alternative Energy | 55259 | Whiting Clean Energy | IN | STCK2 | STCK2 | 4 | 2002 | OP | 140 | 240 | 978228 | 641741 | 220 | 220 | 68 | 45 | 260 | 260 | e
56204 | CPV Valley LLC | 56940 | CPV Valley Energy Center | NY | STACK1 | STACK1 | 6 | 2016 | PL | 275 | 384
56204 | CPV Valley LLC | 56940 | CPV Valley Energy Center | NY | STACK2 | STACK2 | 6 | 2016 | PL | 275 | 384
56211 | KCP&L Greater Missouri Operations Co | 2094 | Sibley | MO | 1 | 1 | 6 | 1969 | OP | 700 | 143 | 1045000 | 705897 | 300 | 275 | 122 | 82 | 289 | 274 | M
56211 | KCP&L Greater Missouri Operations Co | 2098 | Lake Road | MO | 1 | 1 | 6 | 1961 | OP | 92 | 15 | 67700 | 28500 | 785 | 675 | 65 | 28 | 710 | 705 | M
56211 | KCP&L Greater Missouri Operations Co | 2098 | Lake Road | MO | 2 | 2 | 6 | 1961 | OP | 92 | 15 | 67700 | 28500 | 785 | 675 | 65 | 28 | 710 | 705 | M
56211 | KCP&L Greater Missouri Operations Co | 2098 | Lake Road | MO | 3 | 3 | 6 | 1938 | OP | 92 | 23 | 78500 | 29000 | 420 | 383 | 56 | 21 | 420 | 415 | M
56211 | KCP&L Greater Missouri Operations Co | 2098 | Lake Road | MO | 4 | 4 | 7 | 1951 | OP | 150 | 28 | 114000 | 54000 | 327 | 294 | 67 | 32 | 302 | 297 | M
56211 | KCP&L Greater Missouri Operations Co | 2098 | Lake Road | MO | 5 | 5 | 6 | 1957 | OP | 150 | 38 | 129400 | 75500 | 314 | 292 | 56 | 33 | 295 | 290 | M
56211 | KCP&L Greater Missouri Operations Co | 2098 | Lake Road | MO | 6 | 6 | 5 | 1967 | OP | 225 | 79 | 323800 | 158900 | 338 | 290 | 69 | 34 | 302 | 297 | M
56211 | KCP&L Greater Missouri Operations Co | 2098 | Lake Road | MO | 8 | 8 | 12 | 2006 | OP | 50 | 28 | 82733 | 23815 | 346 | 247 | 84 | 58 | 320 | 315 | M
56217 | Portsmouth Operating Services LLC | 10071 | Portsmouth Genco LLC | VA | UNIT1 | UNIT1 | 6 | 1988 | OP | 198 | 59 | 211250 | 116200 | 175 | 175 | 60 | 33 | 193 | 197 | M
56217 | Portsmouth Operating Services LLC | 10071 | Portsmouth Genco LLC | VA | UNIT2 | UNIT2 | 6 | 1988 | OP | 198 | 59 | 211250 | 116200 | 175 | 175 | 60 | 33 | 193 | 192 | M
56225 | Clearwater Paper Corporation | 50637 | Clearwater Paper IPP Lewiston | ID | 1P | 1P | 6 | 1950 | OP | 83 | 79 | 67000 | 37000 | 300 | 300 | 25 | 13 | 300 | 300 | E
56225 | Clearwater Paper Corporation | 50637 | Clearwater Paper IPP Lewiston | ID | 2P | 2P | 6 | 1952 | OP | 83 | 79 | 67000 | 37000 | 300 | 300 | 25 | 13 | 300 | 300 | E
56225 | Clearwater Paper Corporation | 50637 | Clearwater Paper IPP Lewiston | ID | 4P | 4P | 10 | 1981 | OP | 300 | 143 | 270000 | 140000 | 350 | 350 | 48 | 24 | 350 | 380 | E
56225 | Clearwater Paper Corporation | 50637 | Clearwater Paper IPP Lewiston | ID | 4R | 4R | 11 | 1971 | OP | 325 | 64 | 180000 | 90000 | 300 | 300 | 84 | 42 | 300 | 300 | E
56225 | Clearwater Paper Corporation | 50637 | Clearwater Paper IPP Lewiston | ID | 5R | 5R | 6 | 1987 | OP | 350 | 64 | 410000 | 205000 | 350 | 350 | 109 | 55 | 350 | 350 | E
56236 | West Deptford Energy LLC | 56963 | West Deptford Energy Station | NJ | PT101 | PT101 | 6 | 2014 | PL | 210 | 18 | 1210000 | 680000 | 197 | 171 | 40 | 22
56236 | West Deptford Energy LLC | 56963 | West Deptford Energy Station | NJ | PT102 | PT102 | 6 | 2014 | PL | 210 | 18 | 1210000 | 680000 | 197 | 171 | 40 | 22
56290 | CPV Vaca Station LLC | 56999 | CPV Vaca Station LLC | CA | FLUE1 | STACK1 | 6 | 2016 | PL | 150 | 269 | 1069288 | 682947 | 180 | 195 | 66 | 42
56290 | CPV Vaca Station LLC | 56999 | CPV Vaca Station LLC | CA | FLUE2 | STACK2 | 6 | 2016 | PL | 150 | 269 | 1069288 | 682947 | 180 | 195 | 66 | 42
56358 | CAMS NM LLC | 56458 | Hobbs Generating Station | NM | FLUE1 | STACK1 | 9 | 2008 | OP | 165 | 255 | 1158679 | 786253 | 179 | 179 | 75.9 | 51.5 | 210 | 202 | M
56358 | CAMS NM LLC | 56458 | Hobbs Generating Station | NM | FLUE2 | STACK2 | 9 | 2008 | OP | 165 | 255 | 1158679 | 786253 | 179 | 179 | 75.9 | 51.5 | 210 | 206 | M
56380 | GIM Channelview Cogeneration LLC | 55187 | Channelview Cogeneration Plant | TX | 1 | 1 | 6 | 2002 | OP | 125 | 284 | 1010704 | 744827 | 232 | 232 | 59 | 44 | 241 | 242 | M
56380 | GIM Channelview Cogeneration LLC | 55187 | Channelview Cogeneration Plant | TX | 2 | 2 | 6 | 2002 | OP | 125 | 284 | 1010704 | 744827 | 232 | 232 | 59 | 44 | 253 | 238 | M
56380 | GIM Channelview Cogeneration LLC | 55187 | Channelview Cogeneration Plant | TX | 3 | 3 | 6 | 2002 | OP | 125 | 284 | 1010704 | 744827 | 232 | 232 | 59 | 44 | 247 | 265 | M
56380 | GIM Channelview Cogeneration LLC | 55187 | Channelview Cogeneration Plant | TX | 4 | 4 | 8 | 2001 | OP | 125 | 284 | 1010704 | 744827 | 232 | 232 | 59 | 44 | 250 | 264 | M
56401 | NAEA Energy Massachusetts LLC | 1642 | NAEA Energy Massachusetts LLC | MA | 3 | 3 | 7 | 1957 | OP | 223 | 134 | 327164 | 163582 | 300 | 285 | 55 | 32 | 330 | 290 | m
56480 | Empire Generating Co LLC | 56259 | Empire Generating Co LLC | NY | FL11 | ST11 | 9 | 2010 | OP | 265 | 283.53 | 540176 | 254062 | 250 | 235 | 31.8 | 14.9 | 205 | 185 | M
56480 | Empire Generating Co LLC | 56259 | Empire Generating Co LLC | NY | FL12 | ST12 | 7 | 2010 | OP | 265 | 283.53 | 540176 | 254062 | 250 | 235 | 31.8 | 14.9 | 205 | 185 | M
56505 | National Grid Generation LLC | 2511 | E F Barrett | NY | 1 | 1 | 11 | 1956 | OP | 250 | 201 | 622000 | 394400 | 320 | 250 | 52 | 24 | 254 | 222 | e
56505 | National Grid Generation LLC | 2511 | E F Barrett | NY | 2 | 2 | 11 | 1963 | OP | 350 | 82 | 500000 | 388800 | 280 | 240 | 101 | 59 | 236 | 220 | e
56505 | National Grid Generation LLC | 2513 | Far Rockaway | NY | 40 | 40 | 12 | 1953 | RE | 266 | 133 | 360000 | 173000 | 300 | 248 | 32 | 22
56505 | National Grid Generation LLC | 2514 | Glenwood | NY | 4 | 4 | 12 | 1952 | RE | 247 | 133 | 251000 | 173000 | 300 | 248 | 32 | 22
56505 | National Grid Generation LLC | 2514 | Glenwood | NY | 5 | 5 | 11 | 1954 | RE | 247 | 133 | 360000 | 173000 | 300 | 248 | 45 | 22
56505 | National Grid Generation LLC | 2516 | Northport | NY | 2 | 2 | 6 | 1968 | OP | 600 | 220 | 1029600 | 795500 | 295 | 260 | 78 | 44 | 308 | 322 | e
56505 | National Grid Generation LLC | 2516 | Northport | NY | 3 | 3 | 7 | 1972 | OP | 600 | 220 | 1029600 | 795500 | 295 | 260 | 78 | 44 | 282 | 253 | e
56505 | National Grid Generation LLC | 2516 | Northport | NY | 4 | 4 | 12 | 1977 | OP | 600 | 220 | 1029600 | 795500 | 295 | 260 | 78 | 44 | 300 | 273 | e
56505 | National Grid Generation LLC | 2516 | Northport | NY | 1 | 1 | 7 | 1967 | OP | 600 | 220 | 1029600 | 795500 | 295 | 260 | 78 | 44 | 328 | 304 | e
56505 | National Grid Generation LLC | 2517 | Port Jefferson | NY | 3 | 3 | 11 | 1958 | OP | 425 | 83 | 642000 | 469400 | 280 | 275 | 129 | 63 | 313 | 273 | e
56505 | National Grid Generation LLC | 2517 | Port Jefferson | NY | 4 | 4 | 11 | 1960 | OP | 425 | 83 | 642000 | 469400 | 330 | 275 | 129 | 63 | 311 | 273 | e
56534 | Cricket Valley Energy Center LLC | 57185 | Cricket Valley Energy | NY | U1STK | U1STK | 1 | 2015 | PL | 283 | 284 | 1325161 | 815163 | 235 | 222 | 64 | 47
56534 | Cricket Valley Energy Center LLC | 57185 | Cricket Valley Energy | NY | U2STK | U2STK | 1 | 2015 | PL | 283 | 284 | 1325161 | 815163 | 235 | 222 | 64 | 47
56534 | Cricket Valley Energy Center LLC | 57185 | Cricket Valley Energy | NY | U3STK | U3STK | 1 | 2015 | PL | 283 | 284 | 1325161 | 815163 | 235 | 222 | 64 | 47
56559 | High Desert Power Project LLC | 55518 | High Desert Power Plant | CA | 1 | 1 | 4 | 2003 | OP | 130 | 283 | 969220 | 484640 | 201 | 205 | 57 | 28.5 | 220 | 220 | m
56559 | High Desert Power Project LLC | 55518 | High Desert Power Plant | CA | 2 | 2 | 4 | 2003 | OP | 130 | 283 | 969220 | 484641 | 201 | 205 | 57 | 28.5 | 220 | 220 | m
56559 | High Desert Power Project LLC | 55518 | High Desert Power Plant | CA | 3 | 3 | 4 | 2003 | OP | 130 | 283 | 969220 | 484610 | 201 | 205 | 57 | 28.5 | 220 | 220 | m
56570 | Coleto Creek Power LP | 6178 | Coleto Creek | TX | 1 | 1 | 6 | 1980 | OP | 409 | 314 | 1417766 | 895033 | 350 | 289 | 117 | 82 | 331 | 316 | M
56598 | Optim Energy LLC | 7030 | Twin Oaks Power One | TX | F-1 | SK-1 | 9 | 1991 | OP | 340 | 123 | 653130 | 470000 | 320 | 340 | 80 | 17.3 | 330 | 321 | m
56598 | Optim Energy LLC | 7030 | Twin Oaks Power One | TX | F-2 | SK-2 | 10 | 1991 | OP | 340 | 123 | 653130 | 470000 | 320 | 340 | 80 | 17.3 | 335 | 333 | m
56605 | Delaware City Refining Company LLC | 52193 | Delaware City Plant | DE | 1 | 1 | 8 | 1956 | OP | 500 | 389 | 602500 | 420000 | 355 | 245 | 26 | 18 | 291 | 285 | E
56605 | Delaware City Refining Company LLC | 52193 | Delaware City Plant | DE | 2 | 2 | 1 | 2001 | OP | 160 | 141 | 661280 | 440940 | 372 | 368 | 77.9 | 52 | 350 | 342 | e
56605 | Delaware City Refining Company LLC | 52193 | Delaware City Plant | DE | 3 | 3 | 1 | 2001 | OP | 160 | 141 | 661280 | 440940 | 372 | 368 | 77.9 | 52 | 350 | 342 | E
56606 | Calpine New Jersey Generation LLC | 2384 | Deepwater | NJ | 1 | 1 | 12 | 1958 | OP | 175 | 113 | 248000 | 135000 | 273 | 237 | 37 | 20 | 270 | 0 | M
56606 | Calpine New Jersey Generation LLC | 2384 | Deepwater | NJ | 4 | 4 | 5 | 1930 | RE | 175 | 113 | 225000 | 115000 | 325 | 258 | 33 | 17
56606 | Calpine New Jersey Generation LLC | 2384 | Deepwater | NJ | 8 | 8 | 12 | 1954 | OP | 223 | 89 | 218000 | 112000 | 290 | 255 | 41 | 21 | 290 | 0 | M
56609 | Calpine Mid-Atlantic Generation LLC | 593 | Edge Moor | DE | 3 | 3 | 12 | 1954 | OP | 220 | 113 | 248775 | 161704 | 300 | 250 | 37 | 24 | 295 | 265 | e
56609 | Calpine Mid-Atlantic Generation LLC | 593 | Edge Moor | DE | 4 | 4 | 5 | 1966 | OP | 220 | 113 | 488000 | 317200 | 251 | 250 | 72 | 47 | 295 | 265 | e
56609 | Calpine Mid-Atlantic Generation LLC | 593 | Edge Moor | DE | 5 | 5 | 8 | 1973 | OP | 275 | 284 | 1340000 | 871000 | 282 | 230 | 65 | 42 | 300 | 265 | e
56611 | Gainesville Renewable Energy Center LLC | 57241 | Gainesville Renewable Energy Center | FL | STK1 | STK1 | 10 | 2013 | CO | 230 | 113
56613 | Frederickson Power LP | 55818 | Frederickson Power LP | WA | STCK-1 | STCK-1 | 8 | 2002 | OP | 105 | 255 | 825323 | 508623 | 190 | 155 | 54 | 33 | 229 | 205 | m
56691 | Garrison Energy Center LLC | 57349 | Garrison Energy Center LLC | DE | 1 | 1 | 6 | 2015 | CO | 188 | 18
56730 | Cedar Bay Operating Services LLC | 10672 | Cedar Bay Generating Company LP | FL | 1 | 1 | 1 | 1994 | OP | 415 | 145 | 1004000 | 600000 | 300 | 300 | 220 | 130 | 341 | 341 | m
56765 | CER Colorado Bend Energy Partners LP | 56350 | Colorado Bend Energy Center | TX | HRSG1 | HRSG1 | 5 | 2007 | OP | 120 | 196 | 399018 | 199509 | 203 | 101 | 83.4 | 75.6 | 197 | 193 | E
56765 | CER Colorado Bend Energy Partners LP | 56350 | Colorado Bend Energy Center | TX | HRSG2 | HRSG2 | 5 | 2007 | OP | 120 | 196 | 399018 | 199509 | 203 | 101 | 83.4 | 75.6 | 197 | 193 | E
56765 | CER Colorado Bend Energy Partners LP | 56350 | Colorado Bend Energy Center | TX | HRSG3 | HRSG3 | 6 | 2008 | OP | 121 | 196 | 399018 | 199509 | 203 | 101 | 83.4 | 75.6 | 203 | 198 | E
56765 | CER Colorado Bend Energy Partners LP | 56350 | Colorado Bend Energy Center | TX | HRSG4 | HRSG4 | 6 | 2008 | OP | 121 | 196 | 399018 | 199509 | 203 | 101 | 83.4 | 75.6 | 203 | 198 | E
56766 | CER Quail Run Energy Partners LP | 56349 | Quail Run Energy Center | TX | STACK1 | STACK1 | 4 | 2007 | OP | 120 | 154 | 424793 | 212396 | 250 | 220 | 83.4 | 75.6 | 205 | 200 | M
56766 | CER Quail Run Energy Partners LP | 56349 | Quail Run Energy Center | TX | STACK2 | STACK2 | 4 | 2007 | OP | 120 | 154 | 424793 | 212396 | 250 | 220 | 83.4 | 75.6 | 205 | 200 | M
56766 | CER Quail Run Energy Partners LP | 56349 | Quail Run Energy Center | TX | STACK3 | STACK3 | 4 | 2008 | OP | 120 | 154 | 424793 | 212396 | 250 | 220 | 83.4 | 75.6 | 205 | 200 | M
56766 | CER Quail Run Energy Partners LP | 56349 | Quail Run Energy Center | TX | STACK4 | STACK4 | 4 | 2008 | OP | 120 | 154 | 424793 | 212396 | 250 | 220 | 83.4 | 75.6 | 205 | 200 | M
56812 | Arlington Valley LLC | 55282 | Arlington Valley Energy Facility | AZ | CTG1 | CTG1 | 6 | 2002 | OP | 185 | 254 | 1054620 | 675132 | 180 | 172 | 69.2 | 44.3 | 191 | 188 | M
56812 | Arlington Valley LLC | 55282 | Arlington Valley Energy Facility | AZ | CTG2 | CTG2 | 6 | 2002 | OP | 185 | 254 | 1054620 | 675132 | 180 | 172 | 69.2 | 44.3 | 190 | 193 | M
56881 | Valley NG Power Company LLC | 3508 | Valley | TX | 1 | 1 | 3 | 1991 | OS | 142 | 87 | 250000 | 130000 | 242 | 200 | 48 | 25
56881 | Valley NG Power Company LLC | 3508 | Valley | TX | 2 | 2 | 3 | 1991 | OS | 142 | 87 | 250000 | 130000 | 242 | 200 | 48 | 25
56881 | Valley NG Power Company LLC | 3508 | Valley | TX | 3 | 3 | 3 | 1991 | OS | 191 | 378 | 1630000 | 690000 | 330 | 275 | 71 | 30
56881 | Valley NG Power Company LLC | 3508 | Valley | TX | 4 | 4 | 5 | 1971 | OS | 159 | 431 | 2000000 | 1034000 | 850 | 660 | 78 | 40
56884 | Big Brown Power Company LLC | 3497 | Big Brown | TX | 1 | 1 | 12 | 1971 | OP | 400 | 363 | 2650000 | 1430000 | 335 | 283 | 122 | 66 | 345 | 291 | M
56884 | Big Brown Power Company LLC | 3497 | Big Brown | TX | 2 | 2 | 12 | 1972 | OP | 400 | 363 | 2650000 | 1430000 | 335 | 283 | 122 | 66 | 350 | 300 | M
56983 | Gibson County Generation LLC | 57709 | Gibson County Generation Station | TN | 1 | 1 | 6 | 2015 | PL | 199 | 320 | 1416726 | 861780 | 217 | 185 | 71.1 | 44.8
56991 | Astoria Energy II LLC | 57664 | Astoria Energy II | NY | STACK3 | STACK3 | 5 | 2011 | OP | 269 | 227 | 766000 | 383000 | 197 | 185 | 64 | 33.3 | 185 | 185 | M
56991 | Astoria Energy II LLC | 57664 | Astoria Energy II | NY | STACK4 | STACK4 | 5 | 2011 | OP | 269 | 227 | 766000 | 383000 | 197 | 185 | 64 | 33.3 | 185 | 185 | M
57045 | Guadalupe Power Partners LP | 55153 | Guadalupe Generating Station | TX | HRSG1 | HRSG1 | 10 | 2000 | OP | 130 | 284 | 925400 | 462700 | 197 | 180 | 42 | 42 | 208 | 203 | M
57045 | Guadalupe Power Partners LP | 55153 | Guadalupe Generating Station | TX | HRSG2 | HRSG2 | 10 | 2000 | OP | 130 | 284 | 925400 | 462700 | 197 | 180 | 42 | 42 | 205 | 200 | M
57045 | Guadalupe Power Partners LP | 55153 | Guadalupe Generating Station | TX | HRSG3 | HRSG3 | 12 | 2000 | OP | 130 | 284 | 925400 | 462700 | 197 | 180 | 42 | 42 | 204 | 201 | M
57045 | Guadalupe Power Partners LP | 55153 | Guadalupe Generating Station | TX | HRSG4 | HRSG4 | 12 | 2000 | OP | 130 | 284 | 925400 | 462700 | 197 | 180 | 42 | 42 | 204 | 198 | M
57086 | Jackson Power Company, LLC | 55270 | Jackson Michigan Facility | MI | STACK1 | STACK1 | 7 | 2002 | OP | 105 | 71 | 326565 | 326565 | 299 | 289 | 76.8 | 76.8 | 305 | 295 | E
57086 | Jackson Power Company, LLC | 55270 | Jackson Michigan Facility | MI | STACK2 | STACK2 | 7 | 2002 | OP | 105 | 71 | 326565 | 326565 | 299 | 289 | 76.8 | 76.8 | 305 | 295 | E
57086 | Jackson Power Company, LLC | 55270 | Jackson Michigan Facility | MI | STACK3 | STACK3 | 7 | 2002 | OP | 105 | 71 | 326565 | 325656 | 299 | 289 | 76.8 | 76.8 | 305 | 295 | E
57086 | Jackson Power Company, LLC | 55270 | Jackson Michigan Facility | MI | STACK4 | STACK4 | 7 | 2002 | OP | 105 | 71 | 326565 | 326565 | 299 | 289 | 76.8 | 76.8 | 305 | 295 | E
57086 | Jackson Power Company, LLC | 55270 | Jackson Michigan Facility | MI | STACK5 | STACK5 | 7 | 2002 | OP | 105 | 71 | 326565 | 326565 | 299 | 289 | 76.8 | 76.8 | 305 | 295 | E
57086 | Jackson Power Company, LLC | 55270 | Jackson Michigan Facility | MI | STACK6 | STACK6 | 7 | 2002 | OP | 105 | 71 | 326565 | 326565 | 299 | 289 | 76.8 | 76.8 | 305 | 295 | E
57086 | Jackson Power Company, LLC | 55270 | Jackson Michigan Facility | MI | STACK7 | STACK7 | 7 | 2002 | OP | 106 | 189 | 711004 | 711004 | 283 | 275 | 62.8 | 62.8 | 305 | 295 | E
57097 | Oak Grove Management Co LLC | 6180 | Oak Grove | TX | 1 | 1 | 4 | 2011 | OP | 450 | 835 | 2805600 | 1357305 | 138 | 138 | 56 | 37 | 140 | 135 | M
57097 | Oak Grove Management Co LLC | 6180 | Oak Grove | TX | 2 | 2 | 4 | 2011 | OP | 450 | 835 | 2805600 | 1357305 | 138 | 138 | 56 | 37 | 141 | 144 | M
57098 | Sandow Power Co LLC | 52071 | Sandow No 5 | TX | 5A | 5A | 1 | 2010 | OP | 335 | 200 | 904779 | 519211 | 162 | 144 | 75 | 42.2 | 190 | 188 | M
57098 | Sandow Power Co LLC | 52071 | Sandow No 5 | TX | 5B | 5B | 1 | 2010 | OP | 335 | 200 | 904779 | 519211 | 162 | 144 | 75 | 42.2 | 190 | 195 | M
57098 | Sandow Power Co LLC | 52071 | Sandow No 5 | TX | STK1 | STK1 | 12 | 1953 | RE | 265 | 222 | 1000000 |  | 315 |  | 80
57098 | Sandow Power Co LLC | 52071 | Sandow No 5 | TX | STK2 | STK2 | 6 | 1995 | RE | 530 | 227 | 600000 |  | 320 |  | 45
57109 | St Joseph Energy Center LLC | 57794 | St Joseph Energy Center | IN | FLUE1 | STK1 | 3 | 2015 | PL | 175 | 425 | 1537000 | 845000 | 355 | 345 | 60 | 30
57109 | St Joseph Energy Center LLC | 57794 | St Joseph Energy Center | IN | FLUE2 | STK2 | 3 | 2015 | PL | 175 | 425 | 1537000 | 845000 | 355 | 345 | 60 | 30
57109 | St Joseph Energy Center LLC | 57794 | St Joseph Energy Center | IN | FLUE3 | STK3 | 3 | 2015 | PL | 175 | 425 | 1537000 | 845000 | 355 | 345 | 60 | 30
57109 | St Joseph Energy Center LLC | 57794 | St Joseph Energy Center | IN | FLUE4 | STK4 | 3 | 2015 | PL | 175 | 425 | 1537000 | 845000 | 355 | 345 | 60 | 30
57129 | New Jersey Power Development LLC | 57814 | Old Bridge Clean Energy Center | NJ | FLUE 1 | STACK1 | 6 | 2015 | CN | 200 | 314 | 1142712 | 754635 | 180 | 180 | 60.6 | 40
57141 | Dynegy Kendall Energy LLC | 55131 | Kendall County Generation Facility | IL | S1 | S1 | 12 | 2001 | OP | 199 | 254 | 967750 | 483875 | 173 | 173 | 64 | 32 | 200 | 175 | e
57141 | Dynegy Kendall Energy LLC | 55131 | Kendall County Generation Facility | IL | S2 | S2 | 12 | 2001 | OP | 199 | 254 | 967750 | 483875 | 173 | 173 | 64 | 32 | 200 | 175 | e
57141 | Dynegy Kendall Energy LLC | 55131 | Kendall County Generation Facility | IL | S3 | S3 | 12 | 2001 | OP | 199 | 254 | 967750 | 483875 | 173 | 173 | 64 | 32 | 200 | 175 | E
57141 | Dynegy Kendall Energy LLC | 55131 | Kendall County Generation Facility | IL | S4 | S4 | 12 | 2001 | OP | 199 | 254 | 947750 | 483875 | 173 | 173 | 64 | 32 | 200 | 175 | E
57160 | DuPont Sabine River Works | 55120 | SRW Cogen LP | TX | 1ASTK | 1ASTK | 12 | 2001 | OP | 125 | 255 | 520000 | 350000 | 180 | 160 | 61.3 | 57.8 | 303 | 306 | M
57160 | DuPont Sabine River Works | 55120 | SRW Cogen LP | TX | 1BSTK | 1BSTK | 12 | 2001 | OP | 125 | 255 | 520000 | 350000 | 180 | 160 | 61.3 | 57.8 | 314 | 323 | M
57377 | PPG - O&M Panda Temple Power LLC | 58001 | Panda Temple Power Station | TX | CTG-1 | CTG-1 | 6 | 2014 | PL | 140 | 415 | 1176684 | 645101 | 180 | 175 | 47.2 | 25.9
57377 | PPG - O&M Panda Temple Power LLC | 58001 | Panda Temple Power Station | TX | CTG-2 | CTG-2 | 6 | 2014 | PL | 140 | 415 | 1176684 | 645101 | 180 | 175 | 47.2 | 25.9
57377 | PPG - O&M Panda Temple Power LLC | 58001 | Panda Temple Power Station | TX | CTG-3 | CTG-3 | 6 | 2015 | PL | 140 | 415 | 1176684 | 645101 | 180 | 175 | 47.2 | 25.9
57377 | PPG - O&M Panda Temple Power LLC | 58001 | Panda Temple Power Station | TX | CTG-4 | CTG-4 | 6 | 2015 | PL | 140 | 415 | 1176684 | 645101 | 180 | 175 | 47.2 | 25.9
57379 | PPG - O&M Panda Sherman Power LLC | 58005 | Panda Sherman Power Station | TX | CTG-1 | CTG-1 | 6 | 2014 | PL | 140 | 415 | 1176684 | 645101 | 180 | 175 | 47.2 | 25.6
57379 | PPG - O&M Panda Sherman Power LLC | 58005 | Panda Sherman Power Station | TX | CTG-2 | CTG-2 | 6 | 2014 | PL | 140 | 415 | 1176684 | 645101 | 180 | 175 | 47.2 | 25.9
57393 | Duke Energy Commercial Asset Management | 55397 | Washington Energy Facility | OH | STACK1 | STACK1 | 6 | 2002 | OP | 160 | 254 | 1187578 | 1022431 | 247 | 228 | 78 | 67 | 190 | 181 | M
57393 | Duke Energy Commercial Asset Management | 55397 | Washington Energy Facility | OH | STACK2 | STACK2 | 6 | 2002 | OP | 160 | 254 | 1187578 | 1022431 | 247 | 228 | 78 | 67 | 190 | 183 | M
57393 | Duke Energy Commercial Asset Management | 55516 | Fayette Energy Facility | PA | STACK1 | STACK1 | 5 | 2003 | OP | 225 | 254 | 939446 | 779019 | 183 | 183 | 61.6 | 51 | 190 | 189 | M
57393 | Duke Energy Commercial Asset Management | 55516 | Fayette Energy Facility | PA | STACK2 | STACK2 | 5 | 2003 | OP | 225 | 254 | 939446 | 779019 | 183 | 183 | 61.6 | 51 | 189 | 190 | M
57393 | Duke Energy Commercial Asset Management | 55736 | Hanging Rock Energy Facility | OH | 1STK1 | 1STK1 | 6 | 2003 | OP | 150 | 254 | 1187578 | 1022431 | 231 | 219 | 78 | 67 | 192 | 191 | M
57393 | Duke Energy Commercial Asset Management | 55736 | Hanging Rock Energy Facility | OH | 1STK2 | 1STK2 | 6 | 2003 | OP | 150 | 254 | 1187578 | 1022431 | 231 | 219 | 78 | 67 | 194 | 196 | M
57393 | Duke Energy Commercial Asset Management | 55736 | Hanging Rock Energy Facility | OH | 2STK1 | 2STK1 | 7 | 2003 | OP | 150 | 254 | 1187578 | 1022431 | 231 | 219 | 78 | 67 | 193 | 193 | M
57393 | Duke Energy Commercial Asset Management | 55736 | Hanging Rock Energy Facility | OH | 2STK2 | 2STK2 | 7 | 2003 | OP | 150 | 254 | 1187578 | 1022431 | 231 | 219 | 78 | 67 | 194 | 194 | M
57457 | Hess NEC, LLC | 58079 | Newark Energy Center | NJ | ST-2 | ST-2 | 7 | 2015 | CO | 252 | 380 | 1231629 | 744848 | 181 | 170 | 54 | 32.7 | 187 | 183 | E
57457 | Hess NEC, LLC | 58079 | Newark Energy Center | NJ | ST-1 | ST-1 | 7 | 2015 | CO | 252 | 380 | 1231629 | 744848 | 181 | 170 | 54 | 32.7 | 187 | 183 | E
57499 | NRG Energy Services | 57073 | Ivanpah 2 | CA | FLU1 | STK1 | 12 | 2011 | PL | 130 | 9 | 78538 | 39269 | 430 | 430 | 150 | 75
57499 | NRG Energy Services | 57074 | Ivanpah 1 | CA | FLU1 | STK1 | 12 | 2012 | PL | 130 | 9 | 78538 | 39269 | 430 | 430 | 150 | 75
57499 | NRG Energy Services | 57075 | Ivanpah 3 | CA | FLU1 | STK1 | 12 | 2012 | PL | 130 | 20 | 157076 | 78538 | 430 | 430 | 133 | 67
57501 | NAES Salem Harbor | 1626 | Salem Harbor | MA | 4 | 4 | 7 | 1972 | OP | 500 | 415 | 1838000 | 1228785 | 343 | 311 | 74 | 50 | 287 | 268 | M
57501 | NAES Salem Harbor | 1626 | Salem Harbor | MA | 5-1 | 5 | 3 | 1983 | OS | 435 | 64 | 254789 | 125638 | 300 | 243 | 90 | 21
57501 | NAES Salem Harbor | 1626 | Salem Harbor | MA | 5-2 | 5 | 3 | 1983 | OS | 435 | 64 | 254789 | 125638 | 300 | 243 | 90 | 21
57501 | NAES Salem Harbor | 1626 | Salem Harbor | MA | 5-3 | 5 | 3 | 1983 | OP | 435 | 123 | 659364 | 215197 | 300 | 243 | 90 | 33 | 270 | 252 | M
58177 | Raven Power Holdings LLC | 602 | Brandon Shores | MD | 1 | 1 | 11 | 2009 | OP | 400 | 766 | 1960000 | 1530000 | 128 | 128 | 55 | 32 | 127 | 127 | E
58177 | Raven Power Holdings LLC | 602 | Brandon Shores | MD | 2 | 2 | 2 | 2010 | OP | 400 | 766 | 1800000 | 1300000 | 128 | 128 | 55 | 32 | 127 | 127 | E
58177 | Raven Power Holdings LLC | 1552 | C P Crane | MD | 1 | 1 | 7 | 1961 | OP | 253 | 94 | 550000 | 343000 | 310 | 310 | 98 | 61 | 316 | 278 | M
58177 | Raven Power Holdings LLC | 1552 | C P Crane | MD | 2 | 2 | 2 | 1963 | OP | 253 | 94 | 534000 | 337000 | 310 | 310 | 95 | 60 | 320 | 283 | M
58177 | Raven Power Holdings LLC | 1554 | Herbert A Wagner | MD | 1 | 1 | 2 | 1956 | OP | 287 | 81 | 365000 | 192000 | 278 | 241 | 75 | 39 | 337 | 327 | E
58177 | Raven Power Holdings LLC | 1554 | Herbert A Wagner | MD | 2 | 2 | 1 | 1959 | OP | 287 | 81 | 365000 | 192000 | 278 | 241 | 75 | 39 | 367 | 330 | m
58177 | Raven Power Holdings LLC | 1554 | Herbert A Wagner | MD | 3 | 3 | 8 | 1966 | OP | 346 | 150 | 846000 | 483000 | 294 | 296 | 94 | 53 | 265 | 250 | m
58177 | Raven Power Holdings LLC | 1554 | Herbert A Wagner | MD | 4 | 4 | 8 | 1972 | OP | 350 | 241 | 1667000 | 985000 | 600 | 478 | 115 | 68 | 570 | 560 | e
58185 | FirstLight Power Resources, Inc. - MA | 1606 | Mount Tom | MA | 1 | 1 | 6 | 1960 | OP | 370 | 79 | 424116 | 249757 | 160 | 268 | 90 | 53 | 170 | 170 | M
58209 | CPI USA NC Southport LLC | 10378 | CPI USA NC Southport | NC | UNIT2 | UNIT2 | 9 | 1987 | OP | 198 | 59 | 255000 | 127000 | 310 | 330 | 58 | 35 | 350 | 350 | E
58209 | CPI USA NC Southport LLC | 10378 | CPI USA NC Southport | NC | UNIT1 | UNIT1 | 9 | 1987 | OP | 198 | 59 | 240000 | 120000 | 330 | 330 | 54 | 32 | 350 | 350 | e
58453 | AltaGas Blythe Operations Inc | 55295 | Blythe Energy Inc | CA | FLUE1 | STAK1 | 12 | 2003 | OP | 117 | 17 | 765759 | 536031 | 203 | 199 | 59.6 | 41.8 | 210 | 225 | M
58453 | AltaGas Blythe Operations Inc | 55295 | Blythe Energy Inc | CA | FLUE2 | STAK2 | 12 | 2003 | OP | 117 | 17 | 765759 | 536031 | 203 | 199 | 59.6 | 41.8 | 225 | 235 | M