## pWeb_T6_ProposedTrans
Released: April 2016
Next Update: November 2016
Table 6. Proposed high-voltage transmission line additions filed covering calendar Year 2014, by North American Electric Reliability Corporation, 2015 through 2027
| Geographic Area | Voltage |  |  | Capacity | In-Service | Electrical Connection | [5 empty] | Company Information |  |  |  | Project Information
Data Year | NERC Region | Type | Operating (kV) | Design (kV) | Rating (MVa) | Month/Year | From Terminal | To Terminal | Length (Miles) | Type | Company Code | Company Name | Organizational Type | Ownership (Percent) | Project Name | Level of Certainty | Primary Driver 1 | Primary Driver 2
2014 | FRCC | AC | 200-299 | 115 | 460 | 2016-01-01 | SUB 4 230.00 | SUB 7 230.00 | 3.8 | OH | 18445 | City of Tallahassee | M | 100% | SUB 4 230.00 - SUB 7 230.00 | Under Construction | Reliability
2014 | FRCC | AC | 100-120 | 115 | 232 | 12/2016 | Sub 14 115 | Sub 7 115 | 6 | OH | 18445 | City of Tallahassee | M | 100% | Sub 14 115-Sub 7 115 | Planned | Reliability
2014 | FRCC | AC | 100-120 | 115 | 209 | 7/2016 | SUB 23 115.00 | HOPKINS 115.00 | 2.9 | OH | 18445 | City of Tallahassee | M | 100% | SUB 23 115.00 - HOPKINS 115.00 | Planned | Reliability
2014 | FRCC | AC | 100-120 | 115 | 392 | 2015-11-15 | DELTONA 115.00 | ORANGE CITY 115.00 | 6.2 | OH | 6455 | Duke Energy Florida | I | 100% | DELTONA 115.00 - ORANGE CITY 115.00 | Planned | Reliability
2014 | FRCC | AC | 100-120 | 115 | 335 | 2016-05-01 | BOYD TP 115.00 | ERIDU TP | 11.3 | OH | 6455 | Duke Energy Florida | I | 100% | DRIFTON 115.00 - PERRY 115.00 | Planned | Reliability
2014 | FRCC | AC | 100-120 | 115 | 335 | 2016-05-01 | BOYD TP 115.00 | PERRY 115.00 | 11.3 | OH | 6455 | Duke Energy Florida | I | 100% | DRIFTON 115.00 - PERRY 115.00 | Planned | Reliability
2014 | FRCC | AC | 100-120 | 115 | 335 | 2016-05-01 | ERIDU TP 115.00 | DRIFTON 115.00 | 11.3 | OH | 6455 | Duke Energy Florida | I | 100% | DRIFTON 115.00 - PERRY 115.00 | Planned | Reliability
2014 | FRCC | AC | 200-299 | 230 | 919 | 2016-05-16 | DEBARY 230.00 | ORANGE CITY 230.00 | 5.8 | OH | 6455 | Duke Energy Florida | I | 100% | DEBARY 230.00 - ORANGE CITY 230.00 | Planned | Reliability
2014 | FRCC | AC | 200-299 | 230 | 1260 | 11/2021 | SPG VALLEY 230.00 | VANDOLAH | 29 | OH | 6455 | Duke Energy Florida | I | 100% | SPG VALLEY 230.00 - VANDOLAH 230.00 | Planned | Reliability
2014 | FRCC | AC | 100-120 | 115 | 392 | 5/2016 | LECANTO TAP 115.00 | INVERNESS 115.00 | 9.87 | OH | 6455 | Duke Energy Florida | I | 100% | LECANTO TAP 115.00 - INVERNESS 115.00 | Planned | Reliability
2014 | FRCC | AC | 200-299 | 230 | 1260 | 5/2018 | ZEPHYRHLLS N230.00 | NEW RIVER 230.00 | 12.61 | OH | 6455 | Duke Energy Florida | I | 100% | ZEPHYRHLLS N230.00 - NEW RIVER 230.00 | Planned | Reliability
2014 | FRCC | AC | 200-299 | 230 | 1195 | 5/2020 | WILLISTON 230.00 | BRONSON DUKE230.00 | 13.6 | OH | 6455 | Duke Energy Florida | I | 100% | WILLISTON 230.00 - BRONSON DUKE230.00 | Planned | Reliability
2014 | FRCC | AC | 200-299 | 230 | 1111 | 2016-12-01 | ST LUCIE 230.00 | TURNPIKE 230.00 | 15.1 | UG | 6452 | Florida Power & Light Company | I | 100% | ST. LUCIE 230.00-TURNPIKE 230.00 | Planned | Reliability | Reliability
2014 | FRCC | AC | 200-299 | 230 | 1195 | 2016-12-01 | ORANGE RIVER 230.00 | BUCKINGHAM 230.00 | 2.5 | OH | 6452 | Florida Power & Light Company | I | 100% | ORANGE RIVER 230.00 - BUCKINGHAM 230.00 | Planned | Reliability | Reliability
2014 | FRCC | AC | 200-299 | 230 | 759 | 2017-12-01 | EMERSON 230.00 | MIDWAY 230.00 | 14.9 | OH | 6452 | Florida Power & Light Company | I | 100% | EMERSON 230.00 - MIDWAY 230.00 | Planned | Reliability | Reliability
2014 | FRCC | AC | 200-299 | 230 | 1195 | 2017-12-01 | BUCKINGHAM 230.00 | ALICO 230.00 | 16 | OH | 6452 | Florida Power & Light Company | I | 100% | BUCKINGHAM 230.00 - ALICO 230.00 | Planned | Reliability | Reliability
2014 | FRCC | AC | 200-299 | 230 | 759 | 2017-12-01 | FT MYERS 230.00 | BUCKINGHAM 230.00 | 4.98 | OH | 6452 | Florida Power & Light Company | I | 100% | BUCKINGHAM 230.00 - FT MYERS 230.00 | Planned | Reliability | Reliability
2014 | FRCC | AC | 200-299 | 230 | 759 | 2019-12-01 | DUVAL 230.00 | RAVEN 230.00 | 45 | OH | 6452 | Florida Power & Light Company | I | 100% | DUVAL 230.00 - RAVEN 230.00 | Planned | Reliability | Reliability
2014 | FRCC | AC | 200-299 | 230 | 759 | 2019-12-01 | LAURELWOOD 230.00 | MYAKKA 230.00 | 17 | OH | 6452 | Florida Power & Light Company | I | 100% | LAURELWOO 230.00 - MYAKKA 230.00 | Planned | Reliability | Reliability
2014 | FRCC | AC | 200-299 | 230 | 1190 | 2027-06-01 | DAVIS 230.00 | CLEARSKY 230.00 | 19 | OH | 6452 | Florida Power & Light Company | I | 100% | DAVIS 230.00 - CLEARSKY 230.00 | Planned | Nuclear Integration | Nuclear Integration
2014 | FRCC | AC | 200-299 | 230 | 1190 | 2027-06-01 | PENNSUCO 230.00 | CLEARSKY 230.00 | 52 | OH | 6452 | Florida Power & Light Company | I | 100% | PENNSUCO 230.00 - CLEARSKY 230.00 | Planned | Nuclear Integration | Nuclear Integration
2014 | FRCC | AC | 400-599 | 500 | 2598 | 2027-06-01 | LEVEE 500.00 | CLEARSKY 500.00 | 43 | OH | 6452 | Florida Power & Light Company | I | 100% | LEVEE 500.00 - CLEARSKY 500.00 | Planned | Nuclear Integration | Nuclear Integration
2014 | FRCC | AC | 400-599 | 500 | 2598 | 2027-06-01 | LEVEE 500.00 | CLEARSKY 500.00 | 43 | OH | 6452 | Florida Power & Light Company | I | 100% | LEVEE 500.00 - CLEARSKY 500.00 | Planned | Nuclear Integration | Nuclear Integration
2014 | FRCC | AC | 200-299 | 230 | 759 | 12/2018 | ST JOHNS 230.00 | PELLICER 230.00 | 21.5 | OH | 6452 | Florida Power & Light Company | I | 100% | ST JOHNS 230.00 - PELLICER 230.00 | Planned | Reliability | Reliability
2014 | FRCC | AC | 200-299 | 230 | 526 | 6/2015 | EMERSON 230.00 | TREASURE 230.00 | 1.7 | OH | 6452 | Florida Power & Light Company | I | 100% | EMERSON 230.00 - TREASURE 230.00 | Under Construction | Reliability | Reliability
2014 | FRCC | AC | 121-150 | 138 | 287 | 6/2017 | GRATIGNY 138.00 | MEMORIAL 138.00 | 4.5 | OH | 6452 | Florida Power & Light Company | I | 100% | GRATIGNY 138.00 - MEMORIAL 138.00 | Planned | Reliability | Reliability
2014 | FRCC | AC | 121-150 | 138 | 353 | 6/2018 | COCO GRV 138.00 | GALLOWAY 138.00 | 3 | OH | 6452 | Florida Power & Light Company | I | 100% | COCO GRV 138.00 - GALLOWAY 138.00 | Planned | Reliability | Reliability
2014 | FRCC | AC | 121-150 | 138 | 357 | 6/2018 | MIDWAY 138.00 | SANDPIPER 138.00 | 17 | OH | 6452 | Florida Power & Light Company | I | 100% | MIDWAY 138.00-SANPIPER 138 | Planned | Reliability | Reliability
2014 | FRCC | AC | 200-299 | 230 | 668 | 12/2019 | Greenland Energy Center | Nocatee | 4.4 | OH | 9617 | JEA | M | 100% | Greenland Energy Center-Nocatee | Planned | Other
2014 | FRCC | AC | 100-120 | 115 | 830 | 2017-06-01 | GRANT 115.00 | STANTON 230.00 | 11.5 | OH | 14610 | Orlando Utilities Commission | M | 100% | STANTON115.00 - GRANT 115.00 | Planned | Reliability | Reliability
2014 | FRCC | AC | 200-299 | 230 | 729 | 12/2016 | Aspen | Polk | 6.25 | OH | 18454 | Tampa Electric Company | I | 100% | Aspen-Polk | Under Construction | Fossil-Fired Integration
2014 | FRCC | AC | 200-299 | 230 | 1119 | 12/2016 | Aspen | Mines W | 10.43 | OH | 18454 | Tampa Electric Company | I | 100% | Aspen-Mines W | Under Construction | Fossil-Fired Integration
2014 | FRCC | AC | 200-299 | 230 | 1119 | 12/2016 | Aspen | FishHawk (Circuit 1) | 6 | OH | 18454 | Tampa Electric Company | I | 100% | Aspen-FishHawk (Circuit 1) | Under Construction | Fossil-Fired Integration
2014 | FRCC | AC | 200-299 | 230 | 1119 | 12/2016 | Aspen | FishHawk (Circuit 2) | 6 | OH | 18454 | Tampa Electric Company | I | 100% | Aspen-FishHawk (Circuit 2) | Under Construction | Fossil-Fired Integration
2014 | FRCC | AC | 200-299 | 230 | 1119 | 12/2016 | Polk | Mines E | 10.82 | OH | 18454 | Tampa Electric Company | I | 100% | Polk-Mines E | Under Construction | Fossil-Fired Integration
2014 | FRCC | AC | 200-299 | 230 | 1119 | 12/2016 | Davis | Chapman | 8.19 | OH | 18454 | Tampa Electric Company | I | 100% | Davis-Chapman (Circuit 2) | Planned | Fossil-Fired Integration
2014 | FRCC | AC | 200-299 | 230 | 729 | 12/2016 | Big Bend | Aspen | 11.4 | OH | 18454 | Tampa Electric Company | I | 100% | Big Bend - Aspen (Circuit 2) | Planned | Fossil-Fired Integration
2014 | MISO |  | 100-120 | 115 | 40 Mvar |  | Maynard | Capacitor |  |  |  | Northern States Power (Xcel Energy) |  |  | MTEP05 XEL | Planned | Reliability
2014 | MISO |  | 200-299 | 230 |  |  | Panther | ??? |  | OH |  | Northern States Power (Xcel Energy) |  |  | MTEP05 XEL | Planned | Reliability
2014 | MISO |  | 151-199 | 161 |  | 2012-09-01 | Power Plant | Carrier Mills 161kV | 25 | OH |  | Southern Illinois Power Cooperative |  |  | Carrier Mills 161kV | Planned | Reliability
2014 | MISO |  | 151-199 | 161 |  | 2012-09-01 | Carrier Mills | 161/69 kV transformer |  | OH |  | Southern Illinois Power Cooperative |  |  | Carrier Mills 161kV | Planned | Reliability
2014 | MISO |  | 100-120 | 115 | 194 MVA | 2016-06-01 | Westgate | Scott County | 20.1 | OH |  | Northern States Power (Xcel Energy) |  |  | Rebuild Westgate to Scott County 69 kV to 115 kV | Planned | Reliability
2014 | MISO |  | 300-399 | 345 | 2050 | 2015-09-30 | North Rochester | Briggs Road (North LaCrosse) | 82 | OH |  | Northern States Power (Xcel Energy) |  |  | SE Twin Cities - Rochester, MN - LaCrosse, WI 345 kV project | Under Construction | Reliability
2014 | MISO |  | 151-199 | 161 |  | 2015-12-01 | Chester | Substation |  |  |  | Northern States Power (Xcel Energy) |  |  | SE Twin Cities - Rochester, MN - LaCrosse, WI 345 kV project | Under Construction | Reliability
2014 | MISO |  | 200-299 | 230 |  | 2017-06-01 | Durbin | 230/69 substation |  |  |  | Duke Energy Corporation |  |  | Durbin 230/69 | Planned | Reliability
2014 | MISO |  | 121-150 | 138 | 294 | 2018-06-01 | Portage | Trienda | 3.4 | OH |  | American Transmission Co. LLC |  |  | Uprate Portage-Trienda 138 kV | Planned | Reliability
2014 | MISO |  | 600+ | 765 | 6750 | 2018-06-01 | Reynolds | Greentown | 69.44 | OH |  | Duke Energy Corporation |  |  | Proposed MVP Portfolio 1 - Reynolds to Greentown 765 kV line | Planned | Reliability | Economics / Congestion
2014 | MISO |  | 121-150 | 138 | 179 | 2018-06-01 | Kokomo Delco | Greentown | 10.22 | OH |  | Duke Energy Corporation |  |  | Proposed MVP Portfolio 1 - Reynolds to Greentown 765 kV line | Planned | Reliability | Economics / Congestion
2014 | MISO |  | 300-399 | 345 | 1800 MVA | 2019-09-30 | Big Stone South | Ellendale | 165 | OH |  | Otter Tail Power Company |  |  | MVP Portfolio 1 - Ellendale to Big Stone South | Planned | Reliability | Economics / Congestion
2014 | MISO |  | 300-399 | 345 | 1800 MVA | 2017-09-30 | Big Stone South | Brookings | 65 | OH |  | Otter Tail Power Company |  |  | MVP Portfolio 1 - Big Stone South to Brookings | Planned | Reliability | Economics / Congestion
2014 | MISO |  | 200-299 | 230 | 674 MVA | 2017-09-30 | Big Stone | Big Stone South | 2 | OH |  | Otter Tail Power Company |  |  | MVP Portfolio 1 - Big Stone South to Brookings | Planned | Reliability | Economics / Congestion
2014 | MISO |  | 200-299 | 230 | 674 MVA | 2017-09-30 | Big Stone | Big Stone South | 2 | OH |  | Otter Tail Power Company |  |  | MVP Portfolio 1 - Big Stone South to Brookings | Planned | Reliability | Economics / Congestion
2014 | MISO |  | 300-399 | 345 | 1793 | 2016-11-15 | Pana | Faraday | 35.9 | OH |  | Ameren Services Company |  |  | Proposed MVP Portfolio 1 - Pana - Mt. Zion - Kansas - Sugar Creek 345 kV line | Planned | Reliability | Economics / Congestion
2014 | MISO |  | 300-399 | 345 | 1793 | 2018-11-15 | Faraday | Kansas | 70.2 | OH |  | Ameren Services Company |  |  | Proposed MVP Portfolio 1 - Pana - Mt. Zion - Kansas - Sugar Creek 345 kV line | Planned | Reliability | Economics / Congestion
2014 | MISO |  | 300-399 | 345 | 1793 | 2018-11-15 | Kansas | Sugar Creek | 34.5 | OH |  | Ameren Services Company |  |  | Proposed MVP Portfolio 1 - Pana - Mt. Zion - Kansas - Sugar Creek 345 kV line | Planned | Reliability | Economics / Congestion
2014 | MISO |  | 300-399 | 345 | 1793 | 2018-11-15 | IL/IN State Line | Sugar Creek | 1.5 | OH |  | Ameren Services Company |  |  | Proposed MVP Portfolio 1 - Pana - Mt. Zion - Kansas - Sugar Creek 345 kV line | Planned | Reliability | Economics / Congestion
2014 | MISO |  | 300-399 | 345 |  | 2018-11-15 | Faraday | Area Connection Work |  | OH |  | Ameren Services Company |  |  | Proposed MVP Portfolio 1 - Pana - Mt. Zion - Kansas - Sugar Creek 345 kV line | Planned | Reliability | Economics / Congestion
2014 | MISO |  | 300-399 | 345 |  | 2018-11-15 | Kansas | Area Connection Work |  | OH |  | Ameren Services Company |  |  | Proposed MVP Portfolio 1 - Pana - Mt. Zion - Kansas - Sugar Creek 345 kV line | Planned | Reliability | Economics / Congestion
2014 | MISO |  | 121-150 | 138 | 275 | 2017-06-01 | Faries Parkway | Mt. Zion | 4.9 | OH |  | Ameren Services Company |  |  | Proposed MVP Portfolio 1 - Pana - Mt. Zion - Kansas - Sugar Creek 345 kV line | Planned | Reliability | Economics / Congestion
2014 | MISO |  | 121-150 | 138 | 399 | 2017-06-01 | Mt. Zion PPG | Mt. Zion Rt. 121 | 2.37 | OH |  | Ameren Services Company |  |  | Proposed MVP Portfolio 1 - Pana - Mt. Zion - Kansas - Sugar Creek 345 kV line | Planned | Reliability | Economics / Congestion
2014 | MISO |  | 121-150 | 138 | 399 | 2017-06-01 | Mt. Zion PPG | Route 51 | 4.43 | OH |  | Ameren Services Company |  |  | Proposed MVP Portfolio 1 - Pana - Mt. Zion - Kansas - Sugar Creek 345 kV line | Planned | Reliability | Economics / Congestion
2014 | MISO |  | 121-150 | 138 |  | 2016-11-15 | PPG Substation | Install 4-138 kV breakers |  |  |  | Ameren Services Company |  |  | Proposed MVP Portfolio 1 - Pana - Mt. Zion - Kansas - Sugar Creek 345 kV line | Planned | Reliability | Economics / Congestion
2014 | MISO |  | 121-150 | 138 | 399 | 2016-11-15 | Faraday | Mt. Zion PPG | 2 | OH |  | Ameren Services Company |  |  | Proposed MVP Portfolio 1 - Pana - Mt. Zion - Kansas - Sugar Creek 345 kV line | Planned | Reliability | Economics / Congestion
2014 | MISO |  | 121-150 | 138 | 399 | 2016-11-15 | Faraday | Mt. Zion PPG | 2 | OH |  | Ameren Services Company |  |  | Proposed MVP Portfolio 1 - Pana - Mt. Zion - Kansas - Sugar Creek 345 kV line | Planned | Reliability | Economics / Congestion
2014 | MISO |  | 300-399 | 345 | 1793 | 2016-11-15 | Rising | Sidney | 25 | OH |  | Ameren Services Company |  |  | Proposed MVP Portfolio 1 - Sidney to Rising 345 kV line | Planned | Reliability | Economics / Congestion
2014 | MISO |  | 300-399 | 345 | 1793 | 2016-06-01 | Rising |  |  | OH |  | Ameren Services Company |  |  | Proposed MVP Portfolio 1 - Sidney to Rising 345 kV line | Under Construction | Reliability | Economics / Congestion
2014 | MISO |  | 300-399 | 345 | 1793 | 2016-06-01 | Sidney |  |  | OH |  | Ameren Services Company |  |  | Proposed MVP Portfolio 1 - Sidney to Rising 345 kV line | Under Construction | Reliability | Economics / Congestion
2014 | MISO |  | 300-399 | 345 |  | 2016-06-01 | Rising | Area Connection Work |  | OH |  | Ameren Services Company |  |  | Proposed MVP Portfolio 1 - Sidney to Rising 345 kV line | Planned | Reliability | Economics / Congestion
2014 | MISO |  | 300-399 | 345 |  | 2016-06-01 | Sidney | Area Connection Work |  | OH |  | Ameren Services Company |  |  | Proposed MVP Portfolio 1 - Sidney to Rising 345 kV line | Planned | Reliability | Economics / Congestion
2014 | MISO |  | 300-399 | 345 | 1793 | 2018-11-15 | Ottumwa | Zachary | 36 | OH |  | Ameren Services Company |  |  | Proposed MVP Portfolio 1 - Zachary - Ottumwa 345 | Planned | Reliability | Economics / Congestion
2014 | MISO |  | 300-399 | 345 | 560 | 2018-11-15 | Zachary | Install Transformer |  |  |  | Ameren Services Company |  |  | Proposed MVP Portfolio 1 - Zachary - Ottumwa 345 | Planned | Reliability | Economics / Congestion
2014 | MISO |  | 300-399 | 345 |  | 2017-06-01 | Ottumwa | Iowa border | 16.6 | OH |  | Ameren Services Company |  |  | Proposed MVP Portfolio 1 - Zachary - Ottumwa 345 | Planned | Reliability | Economics / Congestion
2014 | MISO |  | 300-399 | 345 |  | 2017-06-01 | Ottumwa | 345 kV terminal |  |  |  | Ameren Services Company |  |  | Proposed MVP Portfolio 1 - Zachary - Ottumwa 345 | Planned | Reliability | Economics / Congestion
2014 | MISO |  | 300-399 | 345 | 1793 | 2017-06-01 | Ottumwa | IA/MO Border | 20 | OH |  | Ameren Services Company |  |  | Proposed MVP Portfolio 1 - Zachary - Ottumwa 345 | Planned | Reliability | Economics / Congestion
2014 | MISO |  | 151-199 | 161 |  | 2018-11-15 | Zachary |  |  |  |  | Ameren Services Company |  |  | Proposed MVP Portfolio 1 - Zachary - Ottumwa 345 | Planned | Reliability | Economics / Congestion
2014 | MISO |  | 121-150 | 138 | 240 | 2015-06-01 | Madison Industrial | Madison State Street | 2.35 | OH |  | Ameren Services Company |  |  | Madison Industrial-Madison State Street 138 kV | Planned | Reliability
2014 | MISO |  | 300-399 | 345 | 560 | 2016-06-01 | Northwest Cape 345/161 kV | New Substation |  |  |  | Ameren Services Company |  |  | Nortwest Cape Area 345/161 kV Substation | Planned | Reliability
2014 | MISO |  | 300-399 | 345 | 1793 | 2016-06-01 | Lutesville | Northwest Cape | 11 | OH |  | Ameren Services Company |  |  | Nortwest Cape Area 345/161 kV Substation | Planned | Reliability
2014 | MISO |  | 300-399 | 345 | 560 | 2016-06-01 | Fargo 345/138 kV | New Substation |  |  |  | Ameren Services Company |  |  | New 345kV Supply at Fargo Substation | Planned | Reliability
2014 | MISO |  | 300-399 | 345 | 1793 | 2016-06-01 | Fargo | Maple Ridge | 20 | OH |  | Ameren Services Company |  |  | New 345kV Supply at Fargo Substation | Planned | Reliability
2014 | MISO |  | 300-399 | 345 |  | 2016-06-01 | Maple Ridge 345 kV Switching Station | New Substation |  |  |  | Ameren Services Company |  |  | New 345kV Supply at Fargo Substation | Planned | Reliability
2014 | MISO |  | 100-120 | 115 |  | 2016-03-31 | Sartell | Le Sauk | 3 | OH |  | Great River Energy |  |  | Sartell (SEA) 3.0 mile, 115 kV line | Under Construction | Reliability
2014 | MISO |  | 100-120 | 115 | 310 | 2015-05-01 | Savanna | Cromwell | 29 | OH |  | Great River Energy |  |  | Savanna-Cromwell | Under Construction | Reliability
2014 | MISO |  | 200-299 | 230 |  | 2021-05-31 | Ramsey | Grand Forks | 81.02 | OH |  | Great River Energy |  |  | Ramsey-Grand Forks (81.02 mi.) 230 kV Rebuild | Under Construction | Reliability
2014 | MISO |  | 151-199 | 161 | 167 | 2014-12-12 | Sub T Fort Dodge |  |  |  |  | MidAmerican Energy Company |  |  | Sub T - Boone Jct 161 kV Line Upgrade | Planned | Reliability
2014 | MISO |  | 300-399 | 345 | 1793 | 2015-06-01 | Turkey Hill | Cahokia | 18.8 | OH |  | Ameren Services Company |  |  | Turkey Hill-Cahokia Reinsulation to 345 kV and Cahokia 345/138 kV Transformer Replacement | Planned | Reliability
2014 | MISO |  | 300-399 | 345 | 1793 | 2017-11-15 | Meredosia | Ipava | 48 | OH |  | Ameren Services Company |  |  | Proposed MVP Portfolio 1 - Palmyra Tap -Quincy-Meredosia - Ipava & Meredosia-Pawnee 345 kV Line | Planned | Reliability | Economics / Congestion
2014 | MISO |  | 300-399 | 345 | 1793 | 2017-11-15 | Meredosia | Austin | 76.5 | OH |  | Ameren Services Company |  |  | Proposed MVP Portfolio 1 - Palmyra Tap -Quincy-Meredosia - Ipava & Meredosia-Pawnee 345 kV Line | Planned | Reliability | Economics / Congestion
2014 | MISO |  | 300-399 | 345 | 1793 | 2016-11-15 | Maywood | Herleman | 15.2 | OH |  | Ameren Services Company |  |  | Proposed MVP Portfolio 1 - Palmyra Tap -Quincy-Meredosia - Ipava & Meredosia-Pawnee 345 kV Line | Planned | Reliability | Economics / Congestion
2014 | MISO |  | 300-399 | 345 | 1793 | 2016-11-15 | Herleman | Meredosia | 46.6 | OH |  | Ameren Services Company |  |  | Proposed MVP Portfolio 1 - Palmyra Tap -Quincy-Meredosia - Ipava & Meredosia-Pawnee 345 kV Line | Planned | Reliability | Economics / Congestion
2014 | MISO |  | 300-399 | 345 | 1793 | 2017-06-01 | Ipava |  |  | OH |  | Ameren Services Company |  |  | Proposed MVP Portfolio 1 - Palmyra Tap -Quincy-Meredosia - Ipava & Meredosia-Pawnee 345 kV Line | Planned | Reliability | Economics / Congestion
2014 | MISO |  | 300-399 | 345 |  | 2015-11-15 | Herleman | Area Connection Work |  | OH |  | Ameren Services Company |  |  | Proposed MVP Portfolio 1 - Palmyra Tap -Quincy-Meredosia - Ipava & Meredosia-Pawnee 345 kV Line | Planned | Reliability | Economics / Congestion
2014 | MISO |  | 300-399 | 345 |  | 2015-11-15 | Austin | Area Connection Work |  | OH |  | Ameren Services Company |  |  | Proposed MVP Portfolio 1 - Palmyra Tap -Quincy-Meredosia - Ipava & Meredosia-Pawnee 345 kV Line | Planned | Reliability | Economics / Congestion
2014 | MISO |  | 300-399 | 345 |  | 2017-06-01 | Ipava | Area Connection Work |  | OH |  | Ameren Services Company |  |  | Proposed MVP Portfolio 1 - Palmyra Tap -Quincy-Meredosia - Ipava & Meredosia-Pawnee 345 kV Line | Planned | Reliability | Economics / Congestion
2014 | MISO |  | 300-399 | 345 |  | 2016-11-15 | Meredosia | Area Connection Work |  | OH |  | Ameren Services Company |  |  | Proposed MVP Portfolio 1 - Palmyra Tap -Quincy-Meredosia - Ipava & Meredosia-Pawnee 345 kV Line | Planned | Reliability | Economics / Congestion
2014 | MISO |  | 300-399 | 345 |  | 2018-11-15 | Fargo | Sandburg | 39 | OH |  | Ameren Services Company |  |  | Proposed MVP Portfolio 1 - Fargo-Sandburg-Oak Grove 345 kV Line | Planned | Reliability | Economics / Congestion
2014 | MISO |  | 300-399 | 345 |  | 2016-12-01 | Oak Grove | Sandburg | 32 | OH |  | Ameren Services Company |  |  | Proposed MVP Portfolio 1 - Fargo-Sandburg-Oak Grove 345 kV Line | Planned | Reliability | Economics / Congestion
2014 | MISO |  | 300-399 | 345 |  | 2016-12-01 | Oak Grove | 345 kV terminal |  |  |  | Ameren Services Company |  |  | Proposed MVP Portfolio 1 - Fargo-Sandburg-Oak Grove 345 kV Line | Planned | Reliability | Economics / Congestion
2014 | MISO |  | 151-199 | 161 | 410 | 2016-12-01 | Sub 56 | Sub 85 | 7.5 | OH |  | Ameren Services Company |  |  | Proposed MVP Portfolio 1 - Fargo-Sandburg-Oak Grove 345 kV Line | Planned | Reliability | Economics / Congestion
2014 | MISO |  | 300-399 | 345 |  | 2016-12-15 | Fargo |  |  | OH |  | Ameren Services Company |  |  | Proposed MVP Portfolio 1 - Fargo-Sandburg-Oak Grove 345 kV Line | Planned | Reliability | Economics / Congestion
2014 | MISO |  | 121-150 | 138 |  | 2016-11-15 | Sandburg |  |  |  |  | Ameren Services Company |  |  | Proposed MVP Portfolio 1 - Fargo-Sandburg-Oak Grove 345 kV Line | Planned | Reliability | Economics / Congestion
2014 | MISO |  | 100-120 | 115 | 120 | 2018-07-01 | North Dickinson | Dickinson West | 3 | OH |  | Montana-Dakota Utilities Company |  |  | Dickinson 115 kV Loop | Planned | Reliability
2014 | MISO |  | 100-120 | 115 |  | 2018-07-01 | North Dickinson | 2 PCB |  |  |  | Montana-Dakota Utilities Company |  |  | Dickinson 115 kV Loop | Planned | Reliability
2014 | MISO |  | 300-399 | 345 |  | 2018-12-31 | Cardinal | Substation |  |  |  | American Transmission Co. LLC |  |  | Proposed MVP Portfolio 1: N LaCrosse-N Madison-Cardinal-Eden-Hickory Creek 345 kV | Planned | Reliability | Economics / Congestion
2014 | MISO |  | 300-399 | 345 | 1446 | 2018-12-31 | Briggs Road | North Madison | 161.8 | OH |  | American Transmission Co. LLC |  |  | Proposed MVP Portfolio 1: N LaCrosse-N Madison-Cardinal-Eden-Hickory Creek 345 kV | Planned | Reliability | Economics / Congestion
2014 | MISO |  | 121-150 | 138 | 272 | 2018-12-31 | North Madison | Cardinal | 19.9 | OH |  | American Transmission Co. LLC |  |  | Proposed MVP Portfolio 1: N LaCrosse-N Madison-Cardinal-Eden-Hickory Creek 345 kV | Planned | Reliability | Economics / Congestion
2014 | MISO |  | 300-399 | 345 | 1446 | 2018-12-31 | North Madison | Cardinal | 19.9 | OH |  | American Transmission Co. LLC |  |  | Proposed MVP Portfolio 1: N LaCrosse-N Madison-Cardinal-Eden-Hickory Creek 345 kV | Planned | Reliability | Economics / Congestion
2014 | MISO |  | 300-399 | 345 |  | 2018-12-31 | Briggs Road (North LaCrosse) | Substation |  |  |  | American Transmission Co. LLC |  |  | Proposed MVP Portfolio 1: N LaCrosse-N Madison-Cardinal-Eden-Hickory Creek 345 kV | Planned | Reliability | Economics / Congestion
2014 | MISO |  | 300-399 | 345 | 1399 | 2020-12-31 | Eden | Hickory Creek | 49 | OH |  | American Transmission Co. LLC |  |  | Proposed MVP Portfolio 1: N LaCrosse-N Madison-Cardinal-Eden-Hickory Creek 345 kV | Planned | Reliability | Economics / Congestion
2014 | MISO |  | 300-399 | 345 | 1399 | 2020-12-31 | Eden | Cardinal | 60 | OH |  | American Transmission Co. LLC |  |  | Proposed MVP Portfolio 1: N LaCrosse-N Madison-Cardinal-Eden-Hickory Creek 345 kV | Planned | Reliability | Economics / Congestion
2014 | MISO |  | 300-399 | 345 |  | 2020-12-31 | Hickory Creek |  |  |  |  | American Transmission Co. LLC |  |  | Proposed MVP Portfolio 1: N LaCrosse-N Madison-Cardinal-Eden-Hickory Creek 345 kV | Planned | Reliability | Economics / Congestion
2014 | MISO |  | 300-399 | 345 |  | 2020-12-31 | Eden |  |  |  |  | American Transmission Co. LLC |  |  | Proposed MVP Portfolio 1: N LaCrosse-N Madison-Cardinal-Eden-Hickory Creek 345 kV | Planned | Reliability | Economics / Congestion
2014 | MISO |  | 300-399 | 345 |  | 2020-12-31 | Cardinal |  |  |  |  | American Transmission Co. LLC |  |  | Proposed MVP Portfolio 1: N LaCrosse-N Madison-Cardinal-Eden-Hickory Creek 345 kV | Planned | Reliability | Economics / Congestion
2014 | MISO |  | 300-399 | 345 | 1793 | 2018-11-15 | Pana | Austin | 33.6 | OH |  | Ameren Services Company |  |  | Proposed MVP Portfolio 1 - Pawnee to Pana - 345 kV Line | Planned | Reliability | Economics / Congestion
2014 | MISO |  | 300-399 | 345 |  | 2016-11-15 | Pana | Area Connection Work |  | OH |  | Ameren Services Company |  |  | Proposed MVP Portfolio 1 - Pawnee to Pana - 345 kV Line | Planned | Reliability | Economics / Congestion
2014 | MISO |  | 300-399 | 345 | 1793 | 2018-11-15 | Zachary | Maywood | 60 | OH |  | Ameren Services Company |  |  | Proposed MVP Portfolio 1 - Zachary-Maywood 345 kV Line | Planned | Reliability | Economics / Congestion
2014 | MISO |  | 300-399 | 345 | 1793 | 2015-11-15 | Maywood | Establish 345 kV Sub |  |  |  | Ameren Services Company |  |  | Proposed MVP Portfolio 1 - Zachary-Maywood 345 kV Line | Under Construction | Reliability | Economics / Congestion
2014 | MISO |  | 300-399 | 345 |  | 2019-12-31 | Reynolds | Hiple |  | OH |  | Northern Indiana Public Service Company |  |  | Proposed MVP Portfolio 1 - Reynolds to Burr Oak to Hiple 345 kV | Planned | Reliability | Economics / Congestion
2014 | MISO |  | 300-399 | 345 | 1739 | 2016-12-01 | Obrien County | Webster | 122 | OH |  | MidAmerican Energy Company |  |  | Proposed MVP Portfolio 1: Lakefield Jct. - Winnebago - Winco - Kossuth County & Obrien County - Kossuth County - Webster 345 kV line | Planned | Reliability | Economics / Congestion
2014 | MISO |  | 300-399 | 345 |  | 2016-12-01 | Obrien County |  |  |  |  | MidAmerican Energy Company |  |  | Proposed MVP Portfolio 1: Lakefield Jct. - Winnebago - Winco - Kossuth County & Obrien County - Kossuth County - Webster 345 kV line | Planned | Reliability | Economics / Congestion
2014 | MISO |  | 300-399 | 345 |  | 2016-12-01 | Webster |  |  |  |  | MidAmerican Energy Company |  |  | Proposed MVP Portfolio 1: Lakefield Jct. - Winnebago - Winco - Kossuth County & Obrien County - Kossuth County - Webster 345 kV line | Planned | Reliability | Economics / Congestion
2014 | MISO |  | 300-399 | 345 |  | 2016-12-01 | Kossuth Co. |  |  |  |  | MidAmerican Energy Company |  |  | Proposed MVP Portfolio 1: Lakefield Jct. - Winnebago - Winco - Kossuth County & Obrien County - Kossuth County - Webster 345 kV line | Planned | Reliability | Economics / Congestion
2014 | MISO |  | 300-399 | 345 | 1386 | 2015-12-31 | Petersburg - Wheatland | AEP Breed Station | 52.2 | OH |  | Midcontinent Independent System Operator, Inc. |  |  | MTEP11 TCFS Flowgate A Option 3a | Planned | Economics / Congestion
2014 | MISO |  | 300-399 | 345 |  | 2015-12-31 | Petersburg | 345 kV breakers |  |  |  | Midcontinent Independent System Operator, Inc. |  |  | MTEP11 TCFS Flowgate A Option 3a | Planned | Economics / Congestion
2014 | MISO |  | 300-399 | 345 | 1800 MVA | 2015-06-01 | Blackhawk | Hazleton | 12 | OH |  | MidAmerican Energy Company |  |  | Proposed MVP Portfolio 1 - Winco to Hazleton 345 kV line | Planned | Reliability | Economics / Congestion
2014 | MISO |  | 300-399 | 345 | 500 | 2015-12-01 | Black Hawk | Black Hawk |  |  |  | MidAmerican Energy Company |  |  | Proposed MVP Portfolio 1 - Winco to Hazleton 345 kV line | Planned | Reliability | Economics / Congestion
2014 | MISO |  | 151-199 | 161 | 410 | 2015-12-01 | Franklin | Butler | 26.24 | OH |  | MidAmerican Energy Company |  |  | Proposed MVP Portfolio 1 - Winco to Hazleton 345 kV line | Planned | Reliability | Economics / Congestion
2014 | MISO |  | 151-199 | 161 | 410 | 2015-12-01 | Butler | Union Tap | 15.93 | OH |  | MidAmerican Energy Company |  |  | Proposed MVP Portfolio 1 - Winco to Hazleton 345 kV line | Planned | Reliability | Economics / Congestion
2014 | MISO |  | 151-199 | 161 | 410 | 2015-12-01 | Union Tap | Black Hawk | 7.9 | OH |  | MidAmerican Energy Company |  |  | Proposed MVP Portfolio 1 - Winco to Hazleton 345 kV line | Planned | Reliability | Economics / Congestion
2014 | MISO |  | 151-199 | 161 | 410 | 2015-12-01 | Black Hawk | Hazleton | 24 | OH |  | MidAmerican Energy Company |  |  | Proposed MVP Portfolio 1 - Winco to Hazleton 345 kV line | Planned | Reliability | Economics / Congestion
2014 | MISO |  | 151-199 | 161 | 335 MVA | 2015-06-01 | Blackhawk | Hazleton | 12 | OH |  | MidAmerican Energy Company |  |  | Proposed MVP Portfolio 1 - Winco to Hazleton 345 kV line | Planned | Reliability | Economics / Congestion
2014 | MISO |  | 151-199 | 161 |  | 2015-06-01 | Blackhawk | Hazleton |  | OH |  | MidAmerican Energy Company |  |  | Proposed MVP Portfolio 1 - Winco to Hazleton 345 kV line | Planned | Reliability | Economics / Congestion
2014 | MISO |  | 300-399 | 345 | 1800 MVA | 2015-06-01 | Hazleton | Substation |  |  |  | MidAmerican Energy Company |  |  | Proposed MVP Portfolio 1 - Winco to Hazleton 345 kV line | Planned | Reliability | Economics / Congestion
2014 | MISO |  | 300-399 | 345 |  | 2015-12-31 | Blackhawk | Hazleton | 25 | OH |  | MidAmerican Energy Company |  |  | Proposed MVP Portfolio 1 - Winco to Hazleton 345 kV line | Planned | Reliability | Economics / Congestion
2014 | MISO |  | 100-120 | 120 |  | 2015-06-01 | Calla (formerly Dexter) | Madrid | 0.1 | OH |  | ITC Transmission |  |  | Calla (formerly Dexter) Substation | Under Construction | Reliability
2014 | MISO |  | 100-120 | 120 |  | 2015-06-01 | Calla (formerly Dexter) | Majestic | 0.1 | OH |  | ITC Transmission |  |  | Calla (formerly Dexter) Substation | Under Construction | Reliability
2014 | MISO |  | 100-120 | 120 |  | 2015-12-31 | Blanket for Customer Interconnections 2015 | Throughout system |  |  |  | ITC Transmission |  |  | ITCT Customer Interconnections - Year 2015 | Under Construction | Reliability
2014 | MISO |  | 100-120 | 115 | 361 | 2015-06-30 | West Creek | Chaska | 2.9 | OH |  | Northern States Power (Xcel Energy) |  |  | Highway 212 Corridor upgrade | Under Construction | Reliability
2014 | MISO |  | 100-120 | 115 |  | 2015-06-30 | Chaska | Scott County | 1.9 | OH |  | Northern States Power (Xcel Energy) |  |  | Highway 212 Corridor upgrade | Under Construction | Reliability
2014 | MISO |  | 100-120 | 115 |  | 2015-06-01 | Kohlman Lake |  |  |  |  | Northern States Power (Xcel Energy) |  |  | Kohlman Lake - Long Lake 2nd circuit | Under Construction | Reliability
2014 | MISO |  | 300-399 | 345 |  | 2015-06-01 | Chisago County |  |  |  |  | Northern States Power (Xcel Energy) |  |  | Chisago County 2nd 345/115 kV transformer | Under Construction | Reliability
2014 | MISO |  | 100-120 | 115 |  | 2015-06-01 | Chisago County |  |  |  |  | Northern States Power (Xcel Energy) |  |  | Chisago County 2nd 345/115 kV transformer | Under Construction | Reliability
2014 | MISO |  | 100-120 | 115 | 361 | 2015-06-01 | Goose Lake | Kohlman Lake | 3.2 | OH |  | Northern States Power (Xcel Energy) |  |  | Goose Lake - Kohlman Lake 2nd circuit | Under Construction | Reliability
2014 | MISO |  | 100-120 | 115 | 361 | 2015-06-01 | Goose Lake |  |  |  |  | Northern States Power (Xcel Energy) |  |  | Goose Lake - Kohlman Lake 2nd circuit | Under Construction | Reliability
2014 | MISO |  | 100-120 | 115 | 361 | 2015-07-28 | Lawrence | Sioux Falls (New) | 5.4 | OH |  | Northern States Power (Xcel Energy) |  |  | Sioux Falls 115 kV Phase 1 | Under Construction | Reliability
2014 | MISO |  | 100-120 | 115 | 361 | 2015-07-28 | Sioux Falls (New) | West Sioux Falls | 4.3 | OH |  | Northern States Power (Xcel Energy) |  |  | Sioux Falls 115 kV Phase 1 | Under Construction | Reliability
2014 | MISO |  | 100-120 | 115 |  | 2015-08-01 | West Sioux Falls |  |  |  |  | Northern States Power (Xcel Energy) |  |  | Sioux Falls 115 kV Phase 1 | Under Construction | Reliability
2014 | MISO |  | 100-120 | 115 |  | 2015-12-01 | Sioux Falls (New) |  |  |  |  | Northern States Power (Xcel Energy) |  |  | Sioux Falls 115 kV Phase 1 | Under Construction | Reliability
2014 | MISO |  | 100-120 | 115 |  | 2016-03-30 | Lawrence |  |  |  |  | Northern States Power (Xcel Energy) |  |  | Sioux Falls 115 kV Phase 1 | Under Construction | Reliability
2014 | MISO |  | 200-299 | 230 |  | 2015-12-31 | MPC Prairie | NSP Prairie |  |  |  | Northern States Power (Xcel Energy) |  |  | Prairie 3rd transformer | Under Construction | Reliability
2014 | MISO |  | 200-299 | 230 | 564 | 2016-05-31 | Bluemound | Oak Creek | 0.4 | OH |  | American Transmission Co. LLC |  |  | Uprate Oak Creek-Bluemound 230 kV ck 1 | Planned | Reliability
2014 | MISO |  | 121-150 | 138 | 293 | 2018-06-01 | Mukwonago | Edgewood | 7.19 | OH |  | American Transmission Co. LLC |  |  | Rebuild Mukwonago-St Martins 138 kV | Planned | Reliability
2014 | MISO |  | 121-150 | 138 | 287 | 2017-12-30 | Edgewood | St. Martins | 7.07 | OH |  | American Transmission Co. LLC |  |  | Rebuild Mukwonago-St Martins 138 kV | Planned | Reliability
2014 | MISO |  | 151-199 | 161 |  | 2017-12-31 | Heron Lake | capacitor |  |  |  | ITC Midwest |  |  | Heron Lake 50 Mvar Cap | Planned | Reliability
2014 | MISO |  | 200-299 | 230 | 187 | 2015-12-15 | Deer River Substation | Substation Equipment |  |  |  | Minnesota Power (Allete, Inc.) |  |  | Zemple (formerly Deer River) Substation | Under Construction | Reliability
2014 | MISO |  | 100-120 | 115 | 10 | 2015-12-15 | Deer River Substation | Substation Equipment |  |  |  | Minnesota Power (Allete, Inc.) |  |  | Zemple (formerly Deer River) Substation | Under Construction | Reliability
2014 | MISO |  | 100-120 | 115 | 122 | 2016-11-08 | GRE Deer River | MP Deer River | 1.75 | OH |  | Minnesota Power (Allete, Inc.) |  |  | Zemple (formerly Deer River) Substation | Under Construction | Reliability
2014 | MISO |  | 121-150 | 138 |  | 2015-12-31 | Wabash River Sta. |  |  |  |  | Duke Energy Corporation |  |  | Wabash River 138KV Gen Sta. Phase I | Under Construction | Reliability
2014 | MISO |  | 121-150 | 138 |  | 2016-12-31 | Wabash River Sta. |  |  |  |  | Duke Energy Corporation |  |  | Wabash Riv 138KV Gen Sta Phase II | Planned | Reliability
2014 | MISO |  | 100-120 | 120 |  | 2015-12-31 | Bismarck | Stephens | 5 | OH |  | ITC Transmission |  |  | Bismarck - Stephens #2 120kV Rebuild | Planned | Reliability
2014 | MISO |  | 121-150 | 138 |  | 2015-11-30 | Delhi | Tompkins | 21 | OH |  | METC |  |  | Delhi - Tompkins #1 and #2 138 kV Rebuild | Under Construction | Reliability
2014 | MISO |  | 121-150 | 138 |  | 2015-11-30 | Delhi | Tompkins | 21 | OH |  | METC |  |  | Delhi - Tompkins #1 and #2 138 kV Rebuild | Under Construction | Reliability
2014 | MISO |  | 100-120 | 120 |  | 2016-12-31 | Blanket for Customer Interconnections 2016 | Throughout system |  |  |  | ITC Transmission |  |  | ITCT Customer Interconnections - Year 2016 | Planned | Reliability
2014 | MISO |  | 121-150 | 138 |  | 2016-12-31 | Blanket for Customer Interconnections 2016 | Throughout system |  |  |  | METC |  |  | METC Customer Interconnections - Year 2016 | Planned | Reliability
2014 | MISO |  | 300-399 | 345 | 560 | 2015-12-01 | Bland 345/138 kV Sub | Establish 345/138 kV Sub |  |  |  | Ameren Services Company |  |  | Bland 345/138 kV Substation | Planned | Reliability
2014 | MISO |  | 121-150 | 138 | 128 | 2015-12-01 | Bland | Tegeler |  | OH |  | Ameren Services Company |  |  | Bland 345/138 kV Substation | Planned | Reliability
2014 | MISO |  | 121-150 | 138 | 128 | 2015-12-01 | Bland | Osage |  | OH |  | Ameren Services Company |  |  | Bland 345/138 kV Substation | Planned | Reliability
2014 | MISO |  | 151-199 | 161 | 410 | 2015-11-01 | Raun | Kellogg | 10.3 | OH |  | MidAmerican Energy Company |  |  | Salix-Morningside 161 kV line and Raun - Kellogg 161 kV line | Planned | Reliability
2014 | MISO |  | 151-199 | 161 | 410 | 2015-11-01 | Salix | Morningside | 2.3 | OH |  | MidAmerican Energy Company |  |  | Salix-Morningside 161 kV line and Raun - Kellogg 161 kV line | Planned | Reliability
2014 | MISO |  | 151-199 | 161 |  | 2016-01-30 | Couderay (Radisson) | Osprey |  | OH |  | Northern States Power (Xcel Energy) |  |  | Couderay - Osprey 161 kV line | Under Construction | Reliability
2014 | MISO |  | 151-199 | 161 | 509 | 2016-01-01 | BR Tap (3 terminal midpoint) | Matanzas (LKE) | 0.2 | OH |  | Big Rivers Electric Corporation |  |  | Wilson-Matanzas 161 kV Interconnection | Under Construction | Reliability
2014 | MISO |  | 121-150 | 138 | 293 | 2019-06-01 | Bain | Spring Valley | 14.45 | OH |  | American Transmission Co. LLC |  |  | Construct Bain-Spring Valley-North Lake Geneva 138 kV | Planned | Reliability
2014 | MISO |  | 121-150 | 138 | 293 | 2019-06-01 | Spring Valley | Geneva | 11.55 | OH |  | American Transmission Co. LLC |  |  | Construct Bain-Spring Valley-North Lake Geneva 138 kV | Planned | Reliability
2014 | MISO |  | 121-150 | 138 | 293 | 2019-06-01 | Geneva | North Lake Geneva | 12.5 | OH |  | American Transmission Co. LLC |  |  | Construct Bain-Spring Valley-North Lake Geneva 138 kV | Planned | Reliability
2014 | MISO |  | 151-199 | 161 | 335 MVA | 2015-12-31 | Lore | Turkey River | 19.72 | OH |  | ITC Midwest |  |  | Lore-Turkey River-Stoneman 161kV Rebuild | Under Construction | Reliability
2014 | MISO |  | 151-199 | 161 | 223 MVA | 2015-12-31 | Turkey River | Stoneman | 2.16 | OH |  | ITC Midwest |  |  | Lore-Turkey River-Stoneman 161kV Rebuild | Planned | Reliability
2014 | MISO |  | 151-199 | 161 | 330 MVA | 2015-12-31 | Lore | Substation |  | OH |  | ITC Midwest |  |  | Lore-Turkey River-Stoneman 161kV Rebuild | Under Construction | Reliability
2014 | MISO |  | 151-199 | 161 | 250 MVA | 2015-12-31 | Turkey River | Substation |  | OH |  | ITC Midwest |  |  | Lore-Turkey River-Stoneman 161kV Rebuild | Under Construction | Reliability
2014 | MISO |  | 400-599 | 500 | 1732 | 2020-06-01 | Dorsey | US/MB Border | 160 | OH |  | Minnesota Power (Allete, Inc.) |  |  | Great Northern Transmission Line | Planned | Hydro Integration
2014 | MISO |  | 400-599 | 500 | 1732 | 2020-06-01 | US/MB Border | Iron Range | 220 | OH |  | Minnesota Power (Allete, Inc.) |  |  | Great Northern Transmission Line | Planned | Hydro Integration
2014 | MISO |  | 400-599 | 500 | 1200 | 2020-06-01 | Iron Range |  |  |  |  | Minnesota Power (Allete, Inc.) |  |  | Great Northern Transmission Line | Planned | Hydro Integration
2014 | MISO |  | 400-599 | 500 | 1732 | 2020-06-01 | Warroad River |  |  |  |  | Minnesota Power (Allete, Inc.) |  |  | Great Northern Transmission Line | Planned | Hydro Integration
2014 | MISO |  | 200-299 | 230 |  | 2020-06-01 | Iron Range | various | 2 | OH |  | Minnesota Power (Allete, Inc.) |  |  | Great Northern Transmission Line | Planned | Hydro Integration
2014 | MISO |  | 200-299 | 230 |  | 2020-06-01 | Blackberry |  |  |  |  | Minnesota Power (Allete, Inc.) |  |  | Great Northern Transmission Line | Planned | Hydro Integration
2014 | MISO |  | 200-299 | 230 |  | 2020-06-01 | Forbes |  |  |  |  | Minnesota Power (Allete, Inc.) |  |  | Great Northern Transmission Line | Planned | Hydro Integration
2014 | MISO |  | 200-299 | 230 |  | 2020-06-01 | Arrowhead |  |  |  |  | Minnesota Power (Allete, Inc.) |  |  | Great Northern Transmission Line | Planned | Hydro Integration
2014 | MISO |  | 200-299 | 230 |  | 2020-06-01 | Hilltop |  |  |  |  | Minnesota Power (Allete, Inc.) |  |  | Great Northern Transmission Line | Planned | Hydro Integration
2014 | MISO |  | 121-150 | 138 | 246 | 2016-02-01 | Pulliam | Liberty St | 3.93 | OH |  | American Transmission Co. LLC |  |  | Convert Pulliam-Glory Rd 69 kV | Planned | Reliability
2014 | MISO |  | 121-150 | 138 | 246 | 2016-02-01 | Liberty St | Ashland Ave | 2.81 | OH |  | American Transmission Co. LLC |  |  | Convert Pulliam-Glory Rd 69 kV | Planned | Reliability
2014 | MISO |  | 121-150 | 138 | 246 | 2016-02-01 | Ashland Ave | Glory Rd | 1.19 | OH |  | American Transmission Co. LLC |  |  | Convert Pulliam-Glory Rd 69 kV | Planned | Reliability
2014 | MISO |  | 121-150 | 138 | 319 | 2015-10-30 | Port Washington | Saukville |  | OH |  | American Transmission Co. LLC |  |  | Reconductor Port Washington-Saukville 138 kV 4 | Planned | Reliability
2014 | MISO |  | 121-150 | 138 | 319 | 2015-10-30 | Port Washington | Saukville |  | OH |  | American Transmission Co. LLC |  |  | Reconductor Port Washington-Saukville 138 kV 6 | Planned | Reliability
2014 | MISO |  | 121-150 | 138 | 139 | 2015-06-01 | Rock Springs Tap | Kirkwood |  | OH |  | American Transmission Co. LLC |  |  | Uprate Rock Springs Tap-Kirkwood 138 kV | Planned | Economics / Congestion
2014 | MISO |  | 121-150 | 138 | 285 | 2015-12-15 | Bain | Albers | 3.1 | OH |  | American Transmission Co. LLC |  |  | Reconductor Bain-Albers 138 kV | Planned | Reliability
2014 | MISO |  | 100-120 | 115 | 205 | 2016-12-31 | Rocky Run | Plover | 2.6 | OH |  | American Transmission Co. LLC |  |  | Uprate Rocky Run-Plover 115 kV | Planned | Reliability
2014 | MISO |  | 121-150 | 138 | 324 | 2015-06-01 | Granville | Tamarack | 6.5 | OH |  | American Transmission Co. LLC |  |  | Reconductor Granville-Tamarack 138 kV | Planned | Reliability
2014 | MISO |  | 121-150 | 138 | 288 | 2015-04-30 | Merrill Hills | Summit | 6.7 | OH |  | American Transmission Co. LLC |  |  | Rebuild Merrill Hills-Summit 138 kV | Planned | Reliability
2014 | MISO |  | 121-150 | 138 |  | 2015-06-01 | Dresser 138 | tie bkr disc sw's |  |  |  | Duke Energy Corporation |  |  | Dresser 138kV Bus Tie Sw. Upgrades | Under Construction | Reliability
2014 | MISO |  | 200-299 | 230 |  | 2016-12-31 | Five Points 230kV | brkr replacements |  |  |  | Duke Energy Corporation |  |  | Five Points 230kV Station Upgrade Phase I | Planned | Reliability
2014 | MISO |  | 121-150 | 138 | 100 | 2015-12-31 | Crane South | New Sub |  |  |  | Duke Energy Corporation |  |  | Crane South 138/69kV New Sub | Under Construction | Reliability
2014 | MISO |  | 200-299 | 230 |  | 2016-12-31 | Lafayette 230 | breaker |  |  |  | Duke Energy Corporation |  |  | Lafayette 230kV Ring Bus - Ph. 2 | Planned | Reliability
2014 | MISO |  | 100-120 | 115 | 39.2 | 2016-06-30 | Canosia Road | New Substation |  |  |  | Minnesota Power (Allete, Inc.) |  |  | Canosia Road Substation | Under Construction | Reliability
2014 | MISO |  | 121-150 | 138 | 327 | 2015-06-01 | East Peoria | Tazewell | 5.2 | OH |  | Ameren Services Company |  |  | East Peoria-Tazewell 138 kV Line 1353 | Planned | Reliability
2014 | MISO |  | 151-199 | 161 |  | 2015-10-01 | Maurer Lake | Install 30 Mvar, 161 kV cap bank |  |  |  | Ameren Services Company |  |  | Maurer Lake 161 kV Capacitor Bank | Planned | Reliability
2014 | MISO |  | 151-199 | 161 |  | 2017-12-31 | Fletcher | Substation |  |  |  | ITC Midwest |  |  | New Fletcher 161/69kV Sub & Line Taps | Planned | Reliability
2014 | MISO |  | 100-120 | 115 | 113 | 2015-10-31 | Collins tap | Collins distribution | 2.6 | OH |  | Montana-Dakota Utilities Company |  |  | Collins distribution substation | Planned | Reliability
2014 | MISO |  | 100-120 | 115 | 25 | 2015-10-31 | Collins | 115/12.47 kV transformer |  |  |  | Montana-Dakota Utilities Company |  |  | Collins distribution substation | Planned | Reliability
2014 | MISO |  | 100-120 | 115 | 25 | 2017-06-01 | South 9th | 115/12.47 kV transformer |  |  |  | Montana-Dakota Utilities Company |  |  | South 9th distribution substations | Planned | Reliability
2014 | MISO |  | 100-120 | 115 | 190 | 2017-06-01 | South 9th tap | South 9th |  | OH |  | Montana-Dakota Utilities Company |  |  | South 9th distribution substations | Planned | Reliability
2014 | MISO |  | 100-120 | 115 |  | 2015-03-15 | Lignite Jct | 115/60 kV transformer |  |  |  | Montana-Dakota Utilities Company |  |  | Lignite | Planned | Reliability
2014 | MISO |  | 300-399 | 345 |  | 2015-12-31 | St. Clair | Stephens |  | OH |  | ITC Transmission |  |  | St. Clair to Stephens #2 345 kV Sag Remediation | Under Construction | Reliability
2014 | MISO |  | 121-150 | 138 |  | 2015-06-01 | Verona |  |  |  |  | METC |  |  | Verona - Marshall 138kV (Verona pos 388) Station Equipment Upgrade | Planned | Reliability
2014 | MISO |  | 121-150 | 138 |  | 2015-12-31 | North Belding | Marquette | 12.8 | OH |  | METC |  |  | North Belding - Marquette 138kV Rebuild | Planned | Reliability
2014 | MISO |  | 121-150 | 138 |  | 2015-06-01 | Verona |  |  |  |  | METC |  |  | Verona-Argenta 138kV (Verona pos 277) Terminal Equipment Upgrade | Planned | Reliability
2014 | MISO |  | 100-120 | 120 |  | 2016-06-01 | Bloomfield | Hamlin | 3.5 | OH |  | ITC Transmission |  |  | Bloomfield - Hamlin 120kV Rebuild | Planned | Reliability
2014 | MISO |  | 100-120 | 120 |  | 2016-06-01 | Bloomfield |  |  |  |  | ITC Transmission |  |  | Bloomfield - Hamlin 120kV Rebuild | Planned | Reliability
2014 | MISO |  | 100-120 | 120 |  | 2015-12-31 | Toll Road | Fermi |  | OH |  | ITC Transmission |  |  | Toll Road + SVC | Planned | Reliability
2014 | MISO |  | 100-120 | 120 |  | 2016-12-31 | Toll Road |  |  |  |  | ITC Transmission |  |  | Toll Road + SVC | Planned | Reliability
2014 | MISO |  | 100-120 | 120 |  | 2015-06-01 | North Belding |  |  |  |  | METC |  |  | North Belding 138kV (pos 177) Station Equipment Upgrade | Planned | Reliability
2014 | MISO |  | 121-150 | 138 |  | 2015-12-31 | McGulpin | Riggsville |  |  |  | METC |  |  | METC Pole Top Switch Additions/Replacement Program 2014 | Under Construction | Reliability
2014 | MISO |  | 300-399 | 345 |  | 2015-12-31 | Kenowa | Ludington |  | OH |  | METC |  |  | Kenowa - Ludington #1 345kV Sag Remediation | Planned | Reliability
2014 | MISO |  | 151-199 | 161 |  | 2014-12-31 | CBEC | Pottawattamie County | 0.25 |  |  | MidAmerican Energy Company |  |  | Pottawattamie County Substation and 345 and 161 kV line taps | Planned | Reliability
2014 | MISO |  | 151-199 | 161 |  | 2014-12-31 | Pottawattamie County | Quick | 0.25 |  |  | MidAmerican Energy Company |  |  | Pottawattamie County Substation and 345 and 161 kV line taps | Planned | Reliability
2014 | MISO |  | 300-399 | 345 |  | 2014-12-31 | CBEC | Pottawattamie County | 0.25 |  |  | MidAmerican Energy Company |  |  | Pottawattamie County Substation and 345 and 161 kV line taps | Planned | Reliability
2014 | MISO |  | 300-399 | 345 |  | 2014-12-31 | Pottawattamie County | Fallow Avenue | 0.25 |  |  | MidAmerican Energy Company |  |  | Pottawattamie County Substation and 345 and 161 kV line taps | Planned | Reliability
2014 | MISO |  | 151-199 | 161 |  | 2017-12-31 | Sub 701 |  |  |  |  | MidAmerican Energy Company |  |  | Quick-Sub 701 161 kV Line & New Terminal | Planned | Reliability
2014 | MISO |  | 151-199 | 161 | 2000 A | 2018-06-01 | Quick |  |  |  |  | MidAmerican Energy Company |  |  | Quick-Sub 701 161 kV Line & New Terminal | Planned | Reliability
2014 | MISO |  | 151-199 | 161 | 410 MVA | 2018-06-01 | Quick | Sub 701 | 15 | OH |  | MidAmerican Energy Company |  |  | Quick-Sub 701 161 kV Line & New Terminal | Planned | Reliability
2014 | MISO |  | 300-399 | 345 |  | 2014-12-31 | Raun | Transformer |  |  |  | MidAmerican Energy Company |  |  | Raun 345-161 kV Transformer AC Replacement | Planned | Reliability
2014 | MISO |  | 151-199 | 161 |  | 2015-06-30 | Neal North | Breaker |  |  |  | MidAmerican Energy Company |  |  | Neal North:161 kV Breaker Replacements | Planned | Reliability
2014 | MISO |  | 151-199 | 161 |  | 2015-06-30 | Raun | Breaker |  |  |  | MidAmerican Energy Company |  |  | Raun:161 kV Breaker Replacements | Planned | Reliability
2014 | MISO |  | 151-199 | 161 |  | 2016-06-01 | Sioux City Airport | Substation |  |  |  | MidAmerican Energy Company |  |  | Sioux City Airport Sub | Planned | Reliability
2014 | MISO |  | 121-150 | 138 | 382 MVA | 2014-06-01 | N Auburn | Chatham Main | 2.6 | OH |  | City of Springfield, IL - CWLP |  |  | N Auburn-Chatham Main 138 kV Reconductor | Planned | Reliability
2014 | MISO |  | 300-399 | 345 |  | 2015-12-31 | Moroco (formerly "Lenawee") |  |  |  |  | METC |  |  | Morocco (formerly "Lenawee") 345/138 kV station | Under Construction | Reliability
2014 | MISO |  | 300-399 | 345 |  | 2015-12-31 | Milan |  |  |  |  | METC |  |  | Morocco (formerly "Lenawee") 345/138 kV station | Planned | Reliability
2014 | MISO |  | 300-399 | 345 |  | 2015-12-31 | Monroe 34 |  |  |  |  | METC |  |  | Morocco (formerly "Lenawee") 345/138 kV station | Planned | Reliability
2014 | MISO |  | 100-120 | 115 | 55 | 2016-12-31 | Arrowhead | 16 Line Tap | 44.76 | OH |  | Minnesota Power (Allete, Inc.) |  |  | NERC Facility Ratings Alert: Low Priority | Planned | Reliability
2014 | MISO |  | 100-120 | 115 | 120 | 2016-12-31 | Arrowhead | Cloquet | 10.51 | OH |  | Minnesota Power (Allete, Inc.) |  |  | NERC Facility Ratings Alert: Low Priority | Planned | Reliability
2014 | MISO |  | 100-120 | 115 | 144 | 2016-12-31 | Arrowhead | Colbyville | 19.24 | OH |  | Minnesota Power (Allete, Inc.) |  |  | NERC Facility Ratings Alert: Low Priority | Planned | Reliability
2014 | MISO |  | 100-120 | 115 | 135 | 2016-12-31 | Arrowhead | Haines Road | 7.6 | OH |  | Minnesota Power (Allete, Inc.) |  |  | NERC Facility Ratings Alert: Low Priority | Planned | Reliability
2014 | MISO |  | 100-120 | 115 | 182 | 2016-12-31 | Arrowhead | Hibbard | 10.73 | OH |  | Minnesota Power (Allete, Inc.) |  |  | NERC Facility Ratings Alert: Low Priority | Planned | Reliability
2014 | MISO |  | 100-120 | 115 | 120 | 2016-12-31 | Arrowhead | 15th Ave West | 11.86 | OH |  | Minnesota Power (Allete, Inc.) |  |  | NERC Facility Ratings Alert: Low Priority | Planned | Reliability
2014 | MISO |  | 100-120 | 115 | 58 | 2016-12-31 | Badoura | Dog Lake | 33.99 | OH |  | Minnesota Power (Allete, Inc.) |  |  | NERC Facility Ratings Alert: Low Priority | Planned | Reliability
2014 | MISO |  | 100-120 | 115 | 91 | 2016-12-31 | Badoura | Hubbard | 14.77 | OH |  | Minnesota Power (Allete, Inc.) |  |  | NERC Facility Ratings Alert: Low Priority | Planned | Reliability
2014 | MISO |  | 100-120 | 115 | 122 | 2016-12-31 | Badoura | Akeley | 9.41 | OH |  | Minnesota Power (Allete, Inc.) |  |  | NERC Facility Ratings Alert: Low Priority | Planned | Reliability
2014 | MISO |  | 100-120 | 115 | 182 | 2016-12-31 | Blackberry | 9 Line Tap | 32.83 | OH |  | Minnesota Power (Allete, Inc.) |  |  | NERC Facility Ratings Alert: Low Priority | Planned | Reliability
2014 | MISO |  | 100-120 | 115 | 118 | 2016-12-31 | Colbyville | Two Harbors | 22.98 | OH |  | Minnesota Power (Allete, Inc.) |  |  | NERC Facility Ratings Alert: Low Priority | Planned | Reliability
2014 | MISO |  | 100-120 | 115 | 98 | 2016-12-31 | Blanchard | Pepin Lake | 14.27 | OH |  | Minnesota Power (Allete, Inc.) |  |  | NERC Facility Ratings Alert: Low Priority | Planned | Reliability
2014 | MISO |  | 100-120 | 115 | 90 | 2016-12-31 | Blanchard | Little Falls | 8.4 | OH |  | Minnesota Power (Allete, Inc.) |  |  | NERC Facility Ratings Alert: Low Priority | Planned | Reliability
2014 | MISO |  | 100-120 | 115 | 135 | 2016-12-31 | Blandin | 20 Line Tap | 8.32 | OH |  | Minnesota Power (Allete, Inc.) |  |  | NERC Facility Ratings Alert: Low Priority | Planned | Reliability
2014 | MISO |  | 100-120 | 115 | 85 | 2016-12-31 | Boise | International Falls | 1.4 | OH |  | Minnesota Power (Allete, Inc.) |  |  | NERC Facility Ratings Alert: Low Priority | Planned | Reliability
2014 | MISO |  | 100-120 | 115 | 120 | 2016-12-31 | Boswell | Blandin | 7.78 | OH |  | Minnesota Power (Allete, Inc.) |  |  | NERC Facility Ratings Alert: Low Priority | Planned | Reliability
2014 | MISO |  | 100-120 | 115 | 120 | 2016-12-31 | Boswell | Nashwauk | 36.09 | OH |  | Minnesota Power (Allete, Inc.) |  |  | NERC Facility Ratings Alert: Low Priority | Planned | Reliability
2014 | MISO |  | 100-120 | 115 | 120 | 2016-12-31 | Boswell | Grand Rapids | 10.73 | OH |  | Minnesota Power (Allete, Inc.) |  |  | NERC Facility Ratings Alert: Low Priority | Planned | Reliability
2014 | MISO |  | 100-120 | 115 | 71 | 2016-12-31 | Brainerd | Riverton | 13.1 | OH |  | Minnesota Power (Allete, Inc.) |  |  | NERC Facility Ratings Alert: Low Priority | Planned | Reliability
2014 | MISO |  | 100-120 | 115 | 78 | 2016-12-31 | Cloquet | 9 Line Tap | 30.25 | OH |  | Minnesota Power (Allete, Inc.) |  |  | NERC Facility Ratings Alert: Low Priority | Planned | Reliability
2014 | MISO |  | 100-120 | 115 | 77 | 2016-12-31 | Cromwell | Riverton | 61.15 | OH |  | Minnesota Power (Allete, Inc.) |  |  | NERC Facility Ratings Alert: Low Priority | Planned | Reliability
2014 | MISO |  | 100-120 | 115 | 98 | 2016-12-31 | Dog Lake | 24 Line Tap | 0.65 | OH |  | Minnesota Power (Allete, Inc.) |  |  | NERC Facility Ratings Alert: Low Priority | Planned | Reliability
2014 | MISO |  | 100-120 | 115 | 90 | 2016-12-31 | Embarrass | Virginia | 15.34 | OH |  | Minnesota Power (Allete, Inc.) |  |  | NERC Facility Ratings Alert: Low Priority | Planned | Reliability
2014 | MISO |  | 100-120 | 115 | 64 | 2016-12-31 | Embarrass | Babbitt | 26.37 | OH |  | Minnesota Power (Allete, Inc.) |  |  | NERC Facility Ratings Alert: Low Priority | Planned | Reliability
2014 | MISO |  | 100-120 | 115 | 90 | 2016-12-31 | ETCO | 16 Line Tap | 1.52 | OH |  | Minnesota Power (Allete, Inc.) |  |  | NERC Facility Ratings Alert: Low Priority | Planned | Reliability
2014 | MISO |  | 100-120 | 115 | 40 | 2016-12-31 | Fond Du Lac | Hibbard | 11.5 | OH |  | Minnesota Power (Allete, Inc.) |  |  | NERC Facility Ratings Alert: Low Priority | Planned | Reliability
2014 | MISO |  | 100-120 | 115 | 120 | 2016-12-31 | Forbes | ETCO | 6.28 | OH |  | Minnesota Power (Allete, Inc.) |  |  | NERC Facility Ratings Alert: Low Priority | Planned | Reliability
2014 | MISO |  | 100-120 | 115 | 85 | 2016-12-31 | Forbes | 44 Line Tap | 17.83 | OH |  | Minnesota Power (Allete, Inc.) |  |  | NERC Facility Ratings Alert: Low Priority | Planned | Reliability
2014 | MISO |  | 100-120 | 115 | 113 | 2016-12-31 | Forbes | 78 Line Tap | 15.87 | OH |  | Minnesota Power (Allete, Inc.) |  |  | NERC Facility Ratings Alert: Low Priority | Planned | Reliability
2014 | MISO |  | 100-120 | 115 | 207 | 2016-12-31 | Gary | Stinson | 11.05 | OH |  | Minnesota Power (Allete, Inc.) |  |  | NERC Facility Ratings Alert: Low Priority | Planned | Reliability
2014 | MISO |  | 100-120 | 115 | 55 | 2016-12-31 | Grand Rapids | Riverton | 67.7 | OH |  | Minnesota Power (Allete, Inc.) |  |  | NERC Facility Ratings Alert: Low Priority | Planned | Reliability
2014 | MISO |  | 100-120 | 115 | 144 | 2016-12-31 | Haines Road | Swan Lake Road | 1.32 | OH |  | Minnesota Power (Allete, Inc.) |  |  | NERC Facility Ratings Alert: Low Priority | Planned | Reliability
2014 | MISO |  | 100-120 | 115 | 182 | 2016-12-31 | Hibbard | Winter Street | 3.38 | OH |  | Minnesota Power (Allete, Inc.) |  |  | NERC Facility Ratings Alert: Low Priority | Planned | Reliability
2014 | MISO |  | 100-120 | 115 | 99 | 2016-12-31 | Hibbing | 14 Line Tap | 5.76 | OH |  | Minnesota Power (Allete, Inc.) |  |  | NERC Facility Ratings Alert: Low Priority | Planned | Reliability
2014 | MISO |  | 100-120 | 115 | 91 | 2016-12-31 | Hibbing | 44 Line Tap | 1.72 | OH |  | Minnesota Power (Allete, Inc.) |  |  | NERC Facility Ratings Alert: Low Priority | Planned | Reliability
2014 | MISO |  | 100-120 | 115 | 144 | 2016-12-31 | Hibbtac | 78 Line Tap | 7.75 | OH |  | Minnesota Power (Allete, Inc.) |  |  | NERC Facility Ratings Alert: Low Priority | Planned | Reliability
2014 | MISO |  | 100-120 | 115 | 120 | 2016-12-31 | Hilltop | 15th Ave West | 4.57 | OH |  | Minnesota Power (Allete, Inc.) |  |  | NERC Facility Ratings Alert: Low Priority | Planned | Reliability
2014 | MISO |  | 100-120 | 115 | 182 | 2016-12-31 | Hilltop | LSPI | 2.91 | OH |  | Minnesota Power (Allete, Inc.) |  |  | NERC Facility Ratings Alert: Low Priority | Planned | Reliability
2014 | MISO |  | 100-120 | 115 | 168 | 2016-12-31 | Hoyt Lakes | Laskin | 5.75 | OH |  | Minnesota Power (Allete, Inc.) |  |  | NERC Facility Ratings Alert: Low Priority | Planned | Reliability
2014 | MISO |  | 100-120 | 115 | 180 | 2016-12-31 | International Falls | Fort Frances | 2.19 | OH |  | Minnesota Power (Allete, Inc.) |  |  | NERC Facility Ratings Alert: Low Priority | Planned | Reliability
2014 | MISO |  | 100-120 | 115 | 98 | 2016-12-31 | Laskin | Embarrass | 10.23 | OH |  | Minnesota Power (Allete, Inc.) |  |  | NERC Facility Ratings Alert: Low Priority | Planned | Reliability
2014 | MISO |  | 100-120 | 115 | 113 | 2016-12-31 | Laskin | Forbes | 31.41 | OH |  | Minnesota Power (Allete, Inc.) |  |  | NERC Facility Ratings Alert: Low Priority | Planned | Reliability
2014 | MISO |  | 100-120 | 115 | 98 | 2016-12-31 | Laskin | Virginia | 25.86 | OH |  | Minnesota Power (Allete, Inc.) |  |  | NERC Facility Ratings Alert: Low Priority | Planned | Reliability
2014 | MISO |  | 100-120 | 115 | 103 | 2016-12-31 | Little Falls | West St. Cloud | 17.57 | OH |  | Minnesota Power (Allete, Inc.) |  |  | NERC Facility Ratings Alert: Low Priority | Planned | Reliability
2014 | MISO |  | 100-120 | 115 | 98 | 2016-12-31 | Long Prairie | Pepin Lake | 12.69 | OH |  | Minnesota Power (Allete, Inc.) |  |  | NERC Facility Ratings Alert: Low Priority | Planned | Reliability
2014 | MISO |  | 100-120 | 115 | 98 | 2016-12-31 | Long Prairie | Douglas County | 9.37 | OH |  | Minnesota Power (Allete, Inc.) |  |  | NERC Facility Ratings Alert: Low Priority | Planned | Reliability
2014 | MISO |  | 100-120 | 115 | 98 | 2016-12-31 | Mud Lake | Brainerd | 4.4 | OH |  | Minnesota Power (Allete, Inc.) |  |  | NERC Facility Ratings Alert: Low Priority | Planned | Reliability
2014 | MISO |  | 100-120 | 115 | 71 | 2016-12-31 | Mud Lake | Little Falls | 28.48 | OH |  | Minnesota Power (Allete, Inc.) |  |  | NERC Facility Ratings Alert: Low Priority | Planned | Reliability
2014 | MISO |  | 100-120 | 115 | 144 | 2016-12-31 | Nashwauk | 14 Line Tap | 4.88 | OH |  | Minnesota Power (Allete, Inc.) |  |  | NERC Facility Ratings Alert: Low Priority | Planned | Reliability
2014 | MISO |  | 100-120 | 115 | 144 | 2016-12-31 | Nashwauk | National | 6.23 | OH |  | Minnesota Power (Allete, Inc.) |  |  | NERC Facility Ratings Alert: Low Priority | Planned | Reliability
2014 | MISO |  | 100-120 | 115 | 144 | 2016-12-31 | Nashwauk | Blackberry | 13.16 | OH |  | Minnesota Power (Allete, Inc.) |  |  | NERC Facility Ratings Alert: Low Priority | Planned | Reliability
2014 | MISO |  | 100-120 | 115 | 144 | 2016-12-31 | Nashwauk | Blackberry | 13.11 | OH |  | Minnesota Power (Allete, Inc.) |  |  | NERC Facility Ratings Alert: Low Priority | Planned | Reliability
2014 | MISO |  | 100-120 | 115 | 120 | 2016-12-31 | Ridgeview | Colbyville | 9.1 | OH |  | Minnesota Power (Allete, Inc.) |  |  | NERC Facility Ratings Alert: Low Priority | Planned | Reliability
2014 | MISO |  | 100-120 | 115 | 58 | 2016-12-31 | Riverton | Pequot Lakes | 19.17 | OH |  | Minnesota Power (Allete, Inc.) |  |  | NERC Facility Ratings Alert: Low Priority | Planned | Reliability
2014 | MISO |  | 100-120 | 115 | 77 | 2016-12-31 | Riverton | Baxter | 13.45 | OH |  | Minnesota Power (Allete, Inc.) |  |  | NERC Facility Ratings Alert: Low Priority | Planned | Reliability
2014 | MISO |  | 100-120 | 115 | 98 | 2016-12-31 | Savanna | 9 Line Tap | 12.98 | OH |  | Minnesota Power (Allete, Inc.) |  |  | NERC Facility Ratings Alert: Low Priority | Planned | Reliability
2014 | MISO |  | 100-120 | 115 | 77 | 2016-12-31 | Scearcyville | 24 Line Tap | 16.66 | OH |  | Minnesota Power (Allete, Inc.) |  |  | NERC Facility Ratings Alert: Low Priority | Planned | Reliability
2014 | MISO |  | 100-120 | 115 | 217 | 2016-12-31 | Shannon | Hibbtac Pumps | 7.53 | OH |  | Minnesota Power (Allete, Inc.) |  |  | NERC Facility Ratings Alert: Low Priority | Planned | Reliability
2014 | MISO |  | 100-120 | 115 | 175 | 2016-12-31 | Stinson | Fairmount Park | 3.07 | OH |  | Minnesota Power (Allete, Inc.) |  |  | NERC Facility Ratings Alert: Low Priority | Planned | Reliability
2014 | MISO |  | 100-120 | 115 | 98 | 2016-12-31 | Stinson | Bayfront | 25.75 | OH |  | Minnesota Power (Allete, Inc.) |  |  | NERC Facility Ratings Alert: Low Priority | Planned | Reliability
2014 | MISO |  | 151-199 | 161 | 168 | 2016-12-31 | Stinson | Stone Lake | 42.6 | OH |  | Minnesota Power (Allete, Inc.) |  |  | NERC Facility Ratings Alert: Low Priority | Planned | Reliability
2014 | MISO |  | 100-120 | 115 | 144 | 2016-12-31 | Swan Lake Road | Ridgeview | 2.87 | OH |  | Minnesota Power (Allete, Inc.) |  |  | NERC Facility Ratings Alert: Low Priority | Planned | Reliability
2014 | MISO |  | 100-120 | 115 | 159 | 2016-12-31 | Taconite Harbor | Silver Bay | 24.86 | OH |  | Minnesota Power (Allete, Inc.) |  |  | NERC Facility Ratings Alert: Low Priority | Planned | Reliability
2014 | MISO |  | 100-120 | 115 | 90 | 2016-12-31 | Thomson | Fond Du Lac | 2.2 | OH |  | Minnesota Power (Allete, Inc.) |  |  | NERC Facility Ratings Alert: Low Priority | Planned | Reliability
2014 | MISO |  | 100-120 | 115 | 84 | 2016-12-31 | Thomson | Potlatch | 6.88 | OH |  | Minnesota Power (Allete, Inc.) |  |  | NERC Facility Ratings Alert: Low Priority | Planned | Reliability
2014 | MISO |  | 100-120 | 115 | 98 | 2016-12-31 | Thomson | Cromwell | 28.05 | OH |  | Minnesota Power (Allete, Inc.) |  |  | NERC Facility Ratings Alert: Low Priority | Planned | Reliability
2014 | MISO |  | 100-120 | 115 | 77 | 2016-12-31 | Verndale | 24 Line Tap | 16.37 | OH |  | Minnesota Power (Allete, Inc.) |  |  | NERC Facility Ratings Alert: Low Priority | Planned | Reliability
2014 | MISO |  | 100-120 | 115 | 98 | 2016-12-31 | Verndale | Wing River | 1.08 | OH |  | Minnesota Power (Allete, Inc.) |  |  | NERC Facility Ratings Alert: Low Priority | Planned | Reliability
2014 | MISO |  | 100-120 | 115 | 90 | 2016-12-31 | Virginia | 16 Line Tap | 11.12 | OH |  | Minnesota Power (Allete, Inc.) |  |  | NERC Facility Ratings Alert: Low Priority | Planned | Reliability
2014 | MISO |  | 100-120 | 115 | 55 | 2016-12-31 | Virginia | Hibbing | 28.71 | OH |  | Minnesota Power (Allete, Inc.) |  |  | NERC Facility Ratings Alert: Low Priority | Planned | Reliability
2014 | MISO |  | 100-120 | 115 | 120 | 2016-12-31 | Virginia | Inland | 4.04 | OH |  | Minnesota Power (Allete, Inc.) |  |  | NERC Facility Ratings Alert: Low Priority | Planned | Reliability
2014 | MISO |  | 100-120 | 115 | 144 | 2016-12-31 | Virginia | Minntac | 6.26 | OH |  | Minnesota Power (Allete, Inc.) |  |  | NERC Facility Ratings Alert: Low Priority | Planned | Reliability
2014 | MISO |  | 100-120 | 115 | 85 | 2016-12-31 | Wing River | Long Prairie | 31.6 | OH |  | Minnesota Power (Allete, Inc.) |  |  | NERC Facility Ratings Alert: Low Priority | Planned | Reliability
2014 | MISO |  | 100-120 | 115 | 182 | 2016-12-31 | Winter Street | Fairmount Park | 3.48 | OH |  | Minnesota Power (Allete, Inc.) |  |  | NERC Facility Ratings Alert: Low Priority | Planned | Reliability
2014 | MISO |  | 100-120 | 115 | 217 | 2016-12-31 | Riverton 230 | Riverton 115 | 0.68 | OH |  | Minnesota Power (Allete, Inc.) |  |  | NERC Facility Ratings Alert: Low Priority | Planned | Reliability
2014 | MISO |  | 100-120 | 115 |  | 2015-12-31 | Yankee |  |  |  |  | Northern States Power (Xcel Energy) |  |  | SW MN High Voltage Mitigation | Under Construction | Reliability
2014 | MISO |  | 100-120 | 115 |  | 2016-06-01 | Fenton |  |  |  |  | Northern States Power (Xcel Energy) |  |  | SW MN High Voltage Mitigation | Under Construction | Reliability
2014 | MISO |  | 300-399 | 345 |  | 2015-06-01 | Helena | Scott County |  | OH |  | Northern States Power (Xcel Energy) |  |  | Scott County 345 kV expansion project | Under Construction | Reliability
2014 | MISO |  | 300-399 | 345 |  | 2015-06-01 | Scott County | Blue Lake |  | OH |  | Northern States Power (Xcel Energy) |  |  | Scott County 345 kV expansion project | Under Construction | Reliability
2014 | MISO |  | 300-399 | 345 | 672 | 2015-06-01 | Scott County |  |  |  |  | Northern States Power (Xcel Energy) |  |  | Scott County 345 kV expansion project | Under Construction | Reliability
2014 | MISO |  | 300-399 | 345 | 672 | 2015-06-01 | Scott County |  |  |  |  | Northern States Power (Xcel Energy) |  |  | Scott County 345 kV expansion project | Under Construction | Reliability
2014 | MISO |  | 100-120 | 115 |  | 2016-03-15 | T-Corners |  |  |  |  | Northern States Power (Xcel Energy) |  |  | T-Corners Breaker and a Half | Under Construction | Reliability
2014 | MISO |  | 151-199 | 161 |  | 2015-06-01 | Seven Mile |  |  |  |  | Northern States Power (Xcel Energy) |  |  | Seven Mile 2nd TR | Under Construction | Reliability
2014 | MISO |  | 121-150 | 138 | 143 | 2016-06-01 | Edwards | Kewanee |  |  |  | Ameren Services Company |  |  | Edwards Substation - Rebuild 138 kV Switchyard | Planned | Reliability
2014 | MISO |  | 121-150 | 138 | 338 | 2016-06-01 | Edwards | Tazewell |  |  |  | Ameren Services Company |  |  | Edwards Substation - Rebuild 138 kV Switchyard | Planned | Reliability
2014 | MISO |  | 121-150 | 138 | 287 | 2016-06-01 | Edwards | Keystone |  |  |  | Ameren Services Company |  |  | Edwards Substation - Rebuild 138 kV Switchyard | Planned | Reliability
2014 | MISO |  | 121-150 | 138 | 191 | 2016-06-01 | Edwards | Fargo |  |  |  | Ameren Services Company |  |  | Edwards Substation - Rebuild 138 kV Switchyard | Planned | Reliability
2014 | MISO |  | 121-150 | 138 | 233 | 2016-06-01 | Edwards | Fargo |  |  |  | Ameren Services Company |  |  | Edwards Substation - Rebuild 138 kV Switchyard | Planned | Reliability
2014 | MISO |  | 121-150 | 138 | 229 | 2016-06-01 | Edwards | Caterpillar |  |  |  | Ameren Services Company |  |  | Edwards Substation - Rebuild 138 kV Switchyard | Planned | Reliability
2014 | MISO |  | 121-150 | 138 | 465 | 2016-06-01 | Edwards | Tazewell |  |  |  | Ameren Services Company |  |  | Edwards Substation - Rebuild 138 kV Switchyard | Planned | Reliability
2014 | MISO |  | 121-150 | 138 | 220 | 2016-06-01 | Edwards | Caterpillar |  |  |  | Ameren Services Company |  |  | Edwards Substation - Rebuild 138 kV Switchyard | Planned | Reliability
2014 | MISO |  | 121-150 | 138 | 430 | 2016-06-01 | Edwards | GSU #3 |  |  |  | Ameren Services Company |  |  | Edwards Substation - Rebuild 138 kV Switchyard | Planned | Reliability
2014 | MISO |  | 121-150 | 138 |  | 2015-10-31 | South Sheboygan Falls |  |  |  |  | American Transmission Co. LLC |  |  | Install South Sheboygan Falls 138 kV cap banks | Planned | Reliability
2014 | MISO |  | 151-199 | 161 | 400 | 2015-12-11 | Marshland | Briggs Road | 13.4 | OH |  | Dairyland Power Cooperative |  |  | Rebuild Marshland-Briggs Road 161 kV | Planned | Reliability
2014 | MISO |  | 121-150 | 138 | 478 | 2016-06-01 | Dresser | Wabash River Gen. Station | 10 | OH |  | Duke Energy Corporation |  |  | Dresser - Wabash Riv. New 138kV Line | Planned | Reliability
2014 | MISO |  | 151-199 | 161 | 330 MVA | 2015-12-31 | Hickory Creek | Liberty |  | OH |  | ITC Midwest |  |  | Hickory Creek 161 kV source | Under Construction | Reliability
2014 | MISO |  | 151-199 | 161 | 330 MVA | 2015-12-31 | Hickory Creek | Lore |  | OH |  | ITC Midwest |  |  | Hickory Creek 161 kV source | Under Construction | Reliability
2014 | MISO |  | 300-399 | 345 | 1195 MVA | 2015-12-31 | Hickory Creek | Substation |  |  |  | ITC Midwest |  |  | Hickory Creek 161 kV source | Under Construction | Reliability
2014 | MISO |  | 300-399 | 345 |  | 2015-12-31 | Turkey River | Substation |  |  |  | ITC Midwest |  |  | Hickory Creek 161 kV source | Under Construction | Reliability
2014 | MISO |  | 100-120 | 115 | 190 | 2017-03-30 | Quarry | West St. Cloud |  | OH |  | Great River Energy |  |  | Quarry-West St. Cloud 115 kV line and West St. Cloud Breaker station | Planned | Reliability
2014 | MISO |  | 100-120 | 115 |  | 2017-03-30 | West St. Cloud |  |  |  |  | Great River Energy |  |  | Quarry-West St. Cloud 115 kV line and West St. Cloud Breaker station | Planned | Reliability
2014 | MISO |  | 100-120 | 115 |  | 2017-03-30 | Quarry |  |  |  |  | Great River Energy |  |  | Quarry-West St. Cloud 115 kV line and West St. Cloud Breaker station | Planned | Reliability
2014 | MISO |  | 200-299 | 230 |  | 2015-12-31 | New London 230 | brkr replacements |  |  |  | Duke Energy Corporation |  |  | New London 230kV Brkr Replacements | Under Construction | Reliability
2014 | MISO |  | 200-299 | 230 |  | 2017-06-01 | Hillsdale North | new sub | 2 |  |  | Duke Energy Corporation |  |  | Hillsdale North 230-69 Sub | Planned | Reliability
2014 | MISO |  | 121-150 | 138 |  | 2017-01-31 | Hoyt Lakes |  |  |  |  | Minnesota Power (Allete, Inc.) |  |  | Hoyt Lakes Substation Modernization | Planned | Reliability
2014 | MISO |  | 121-150 | 138 | 30 | 2017-01-31 | Hoyt Lakes |  |  |  |  | Minnesota Power (Allete, Inc.) |  |  | Hoyt Lakes Substation Modernization | Planned | Reliability
2014 | MISO |  | 121-150 | 138 | 229 | 2014-06-01 | Big Swan West | Big Swan East | 0.41 | OH |  | Prairie Power, Inc. |  |  | Big Swan 138/69 kV Illinois River Crossing | Under Construction | Reliability
2014 | MISO |  | 121-150 | 138 |  | 2015-12-31 | Alsey |  |  |  |  | Prairie Power, Inc. |  |  | Alsey 138 kV Substation ring bus modifications. | Under Construction | Reliability
2014 | MISO |  | 121-150 | 138 |  | 2015-12-31 | Pittsfield |  |  |  |  | Prairie Power, Inc. |  |  | Pittsfield 138 kV substation | Under Construction | Reliability
2014 | MISO |  | 121-150 | 138 | 229 | 2015-12-31 | Alsey | Pittsfield | 24.5 | OH |  | Prairie Power, Inc. |  |  | Alsey-Pittsfield 138 kV line | Under Construction | Reliability
2014 | MISO |  | 200-299 | 230 |  | 2015-08-01 | NERC Alert Facility Ratings for Medium Priority | Throughout system |  | OH |  | Otter Tail Power Company |  |  | NERC Alert Facility Ratings for Medium Priority | Planned | Reliability
2014 | MISO |  | 100-120 | 115 |  | 2016-12-31 | NERC Alert Facility Ratings for Low Priority | Throughout system |  | OH |  | Otter Tail Power Company |  |  | NERC Alert Facility Ratings for Low Priority | Planned | Reliability
2014 | MISO |  | 151-199 | 161 | 150 | 2015-12-15 | Adams | Substation |  |  |  | ITC Midwest |  |  | Adams 161/69kV Transformer Upgrade | Planned | Variable/Renewable Integration
2014 | MISO |  | 151-199 | 161 | 327 MVA | 2015-12-31 | Marshalltown | Toledo | 16 | OH |  | ITC Midwest |  |  | Marshalltown-Stoney Point 161kV Conversion | Planned | Reliability
2014 | MISO |  | 151-199 | 161 | 327 MVA | 2015-12-31 | Toledo | Belle Plaine | 16.5 | OH |  | ITC Midwest |  |  | Marshalltown-Stoney Point 161kV Conversion | Planned | Reliability
2014 | MISO |  | 151-199 | 161 | 327 MVA | 2015-12-31 | Belle Plaine | Stoney Point | 27.25 | OH |  | ITC Midwest |  |  | Marshalltown-Stoney Point 161kV Conversion | Planned | Reliability
2014 | MISO |  | 151-199 | 161 |  | 2015-12-31 | Marshalltown | Substation |  |  |  | ITC Midwest |  |  | Marshalltown-Stoney Point 161kV Conversion | Planned | Reliability
2014 | MISO |  | 151-199 | 161 |  | 2015-12-31 | Toledo | Substation |  |  |  | ITC Midwest |  |  | Marshalltown-Stoney Point 161kV Conversion | Planned | Reliability
2014 | MISO |  | 151-199 | 161 |  | 2015-12-31 | Belle Plaine | Substation |  |  |  | ITC Midwest |  |  | Marshalltown-Stoney Point 161kV Conversion | Planned | Reliability
2014 | MISO |  | 151-199 | 161 |  | 2015-12-31 | Stoney Point | Substation |  |  |  | ITC Midwest |  |  | Marshalltown-Stoney Point 161kV Conversion | Planned | Reliability
2014 | MISO |  | 100-120 | 115 |  | 2014-12-31 | Detroit Lakes West | Detroit Lakes Industrial |  | OH |  | Missouri River Energy Services (MRES) |  |  | Woodpecker Damage Mitigation | Planned | Reliability
2014 | MISO |  | 121-150 | 138 |  | 2017-12-01 | Cahokia | Dupo Ferry | 6.98 | OH |  | Ameren Services Company |  |  | Cahokia-Dupo Ferry-1 138 kV Line | Planned | Reliability
2014 | MISO |  | 121-150 | 138 |  | 2015-09-01 | Lasalle Tap (Hickok) | Install 138 kV Breaker Station |  |  |  | Ameren Services Company |  |  | LaSalle Tap (Hickok) 138 kV Breaker Station | Planned | Reliability
2014 | MISO |  | 121-150 | 138 | 255 | 2015-09-01 | Hennepin | Oglesby |  |  |  | Ameren Services Company |  |  | LaSalle Tap (Hickok) 138 kV Breaker Station | Planned | Reliability
2014 | MISO |  | 300-399 | 345 |  | 2024-12-01 | Campbell Tap (Kerr) | Intall 345 kV Breaker Station |  |  |  | Ameren Services Company |  |  | Campbell Tap (Kerr) 345 kV Breaker Station | Planned | Reliability
2014 | MISO |  | 121-150 | 138 |  | 2015-09-01 | Clayton Junction (Monument) | Install 138 kV Breaker Station |  |  |  | Ameren Services Company |  |  | Clayton Junction (Monument) 138 kV Breaker Station | Planned | Reliability
2014 | MISO |  | 121-150 | 138 | 175 | 2015-09-01 | Macomb | Monument |  |  |  | Ameren Services Company |  |  | Clayton Junction (Monument) 138 kV Breaker Station | Planned | Reliability
2014 | MISO |  | 121-150 | 138 | 240 | 2015-09-01 | East Quincy | Monument |  |  |  | Ameren Services Company |  |  | Clayton Junction (Monument) 138 kV Breaker Station | Planned | Reliability
2014 | MISO |  | 121-150 | 138 | 240 | 2015-09-01 | Meredosia East | Monument |  |  |  | Ameren Services Company |  |  | Clayton Junction (Monument) 138 kV Breaker Station | Planned | Reliability
2014 | MISO |  | 300-399 | 345 |  | 2015-12-01 | Bunsonville | Install 345 kV Ring Bus |  |  |  | Ameren Services Company |  |  | Bunsonville 345 kV Ring Bus | Planned | Reliability
2014 | MISO |  | 300-399 | 345 |  | 2016-09-01 | Ramsey, East | Install 345 kV Ring Bus |  |  |  | Ameren Services Company |  |  | Ramsey, East 345 kV Ring Bus | Planned | Reliability
2014 | MISO |  | 300-399 | 345 | 1153 | 2015-11-15 | Casey, West | Kansas |  |  |  | Ameren Services Company |  |  | Casey, West Terminal Equipment | Planned | Reliability
2014 | MISO |  | 121-150 | 138 | 269 | 2016-12-01 | Rivermines | Maries | 60 | OH |  | Ameren Services Company |  |  | Rivermines-Maries-1, Clark-Osage-2, Maries-Osage-1 138 kV Lline Rebuild | Planned | Reliability
2014 | MISO |  | 121-150 | 138 | 269 | 2016-12-01 | Clark | Osage | 95 | OH |  | Ameren Services Company |  |  | Rivermines-Maries-1, Clark-Osage-2, Maries-Osage-1 138 kV Lline Rebuild | Planned | Reliability
2014 | MISO |  | 121-150 | 138 | 269 | 2016-12-01 | Maries | Osage | 34.3 | OH |  | Ameren Services Company |  |  | Rivermines-Maries-1, Clark-Osage-2, Maries-Osage-1 138 kV Lline Rebuild | Planned | Reliability
2014 | MISO |  | 121-150 | 138 | 154 MVA | 2016-12-31 | Bass Creek | Sternberg | 15.9 | OH |  | METC |  |  | Bass Creek - Sternberg 138 kV Sag Remediation | Planned | Reliability
2014 | MISO |  | 121-150 | 138 |  | 2016-12-31 | Riggsville | Rondo |  | OH |  | METC |  |  | Riggsville - Rondo 138 kV Sag Remediation | Planned | Reliability
2014 | MISO |  | 121-150 | 138 |  | 2016-12-31 | Lawndale | Murphy | 2.84 | OH |  | METC |  |  | Lawndale - Murphy 138 kV Rebuild | Planned | Reliability
2014 | MISO |  | 100-120 | 120 |  | 2016-04-01 | Newburgh | Wayne |  | OH |  | ITC Transmission |  |  | Newburgh - Wayne #1 120 kV Reconductor | Planned | Reliability
2014 | MISO |  | 121-150 | 138 |  | 2017-12-31 | Blanket for Customer Interconnections 2017 | Throughout system |  |  |  | METC |  |  | METC Customer Interconnections - Year 2017 | Planned | Reliability
2014 | MISO |  | 121-150 | 138 |  | 2018-12-31 | Blanket for Customer Interconnections 2018 | Throughout system |  |  |  | METC |  |  | METC Customer Interconnections - Year 2018 | Planned | Reliability
2014 | MISO |  | 300-399 | 345 |  | 2017-12-31 | METC Annual Relay Betterment Program 2017 | Throughout system |  |  |  | METC |  |  | METC Annual Relay Betterment Program 2017 | Planned | Reliability
2014 | MISO |  | 300-399 | 345 |  | 2018-12-31 | METC Annual Relay Betterment Program 2018 | Throughout system |  |  |  | METC |  |  | METC Annual Relay Betterment Program 2018 | Planned | Reliability
2014 | MISO |  | 121-150 | 138 |  | 2017-12-31 | METC Wood Pole Replacement 2017 | Throughout system |  | OH |  | METC |  |  | METC Annual Wood Pole Replacement Program 2017 | Planned | Reliability
2014 | MISO |  | 121-150 | 138 |  | 2018-12-31 | METC Wood Pole Replacement 2018 | Throughout system |  | OH |  | METC |  |  | METC Annual Wood Pole Replacement Program 2018 | Planned | Reliability
2014 | MISO |  | 121-150 | 138 |  | 2015-12-31 | Karn | Manning |  |  |  | METC |  |  | Karn to Manning 138 kV Circuits - Dual Pilot Relay Protection Scheme | Planned | Reliability
2014 | MISO |  | 121-150 | 138 |  | 2015-12-31 | Karn | Saginaw River |  |  |  | METC |  |  | Karn to Saginaw River 138 kV Circuits - Dual Pilot Relay Protection Scheme | Planned | Reliability
2014 | MISO |  | 100-120 | 120 |  | 2017-12-31 | Blanket for Customer Interconnections 2017 | Throughout system |  |  |  | ITC Transmission |  |  | ITCT Customer Interconnections - Year 2017 | Planned | Reliability
2014 | MISO |  | 100-120 | 120 |  | 2018-12-31 | Blanket for Customer Interconnections 2018 | Throughout system |  |  |  | ITC Transmission |  |  | ITCT Customer Interconnections - Year 2018 | Planned | Reliability
2014 | MISO |  | 300-399 | 345 |  | 2017-12-31 | ITCT Annual Relay Betterment Program 2017 | Throughout system |  |  |  | ITC Transmission |  |  | ITCT Annual Relay Betterment Program 2017 | Planned | Reliability
2014 | MISO |  | 300-399 | 345 |  | 2018-12-31 | ITCT Annual Relay Betterment Program 2018 | Throughout system |  |  |  | ITC Transmission |  |  | ITCT Annual Relay Betterment Program 2018 | Planned | Reliability
2014 | MISO |  | 300-399 | 345 |  | 2017-12-31 | ITCT Surge Arrestor Replacement 2017 | Throughout system |  |  |  | ITC Transmission |  |  | ITCT Annual Surge Arrestor Replacement Program 2017 | Planned | Reliability
2014 | MISO |  | 300-399 | 345 |  | 2018-12-31 | ITCT Surge Arrestor Replacement 2018 | Throughout system |  |  |  | ITC Transmission |  |  | ITCT Annual Surge Arrestor Replacement Program 2018 | Planned | Reliability
2014 | MISO |  | 100-120 | 120 |  | 2017-12-31 | ITCT Wood Pole Replacement 2017 | Throughout system |  | OH |  | ITC Transmission |  |  | ITCT Annual Wood Pole Replacement Program 2017 | Planned | Reliability
2014 | MISO |  | 100-120 | 120 |  | 2018-12-31 | ITCT Wood Pole Replacement 2018 | Throughout system |  | OH |  | ITC Transmission |  |  | ITCT Annual Wood Pole Replacement Program 2018 | Planned | Reliability
2014 | MISO |  | 300-399 | 345 |  | 2017-12-31 | METC Misc Line Equipment Replacement 2017 | Throughout system |  | OH |  | METC |  |  | METC Annual Misc Line Equipment Replacement Program 2017 | Planned | Reliability
2014 | MISO |  | 300-399 | 345 |  | 2018-12-31 | METC Misc Line Equipment Replacement 2018 | Throughout system |  | OH |  | METC |  |  | METC Annual Misc Line Equipment Replacement Program 2018 | Planned | Reliability
2014 | MISO |  | 151-199 | 161 | 405 | 2015-11-01 | Sub 47 | Sub 48 |  |  |  | MidAmerican Energy Company |  |  | Sub 47: Upgrade Terminal to Sub 48 | Planned | Reliability
2014 | MISO |  | 151-199 | 161 | 405 | 2015-11-01 | Sub 48 | Sub 47 |  |  |  | MidAmerican Energy Company |  |  | Sub 48: Upgrade Terminal to Sub 47 | Planned | Reliability
2014 | MISO |  | 151-199 | 161 | 410 | 2015-07-01 | Raun | Sioux City Airport | 0.1 | OH |  | MidAmerican Energy Company |  |  | Sioux City Airport Substation Line Taps | Planned | Reliability
2014 | MISO |  | 151-199 | 161 | 410 | 2015-07-01 | Kellogg | Sioux City Airport | 0.1 | OH |  | MidAmerican Energy Company |  |  | Sioux City Airport Substation Line Taps | Planned | Reliability
2014 | MISO |  | 151-199 | 161 | 405 | 2015-11-01 | Sub 39 | Sub 47 |  |  |  | MidAmerican Energy Company |  |  | Sub 39: Upgrade Terminal to Sub 47 | Planned | Reliability
2014 | MISO |  | 151-199 | 161 | 405 | 2015-11-01 | Sub 47 | Sub 39 |  |  |  | MidAmerican Energy Company |  |  | Sub 47: Upgrade Terminal to Sub 39 | Planned | Reliability
2014 | MISO |  | 100-120 | 115 | 100+ | 2015-07-01 | Bellevue Tap | Bellevue | 1 | OH |  | Great River Energy |  |  | Bellevue 115 kV Switch and Tapline | Planned | Reliability
2014 | MISO |  | 100-120 | 115 | 398 MVA | 2018-06-01 | Franklin 115 kV substation | McComb 115 kV substation | 25 | OH |  | Entergy |  |  | Franklin - McComb build new 115 kV line (constructed to 230 kV) | Planned | Reliability
2014 | MISO |  | 100-120 | 115 | 398 MVA | 2018-06-01 | Franklin 115 kV substation | McComb 115 kV substation |  |  |  | Entergy |  |  | Franklin - McComb build new 115 kV line (constructed to 230 kV) | Planned | Reliability
2014 | MISO |  | 100-120 | 115 | 266 MVA | 2015-06-01 | HS EHV 115 kV Substation | HS Industrial 115 kV Substation |  |  |  | Entergy Arkansas |  |  | HS EHV-HS Industrial: Upgrade Terminal Equipment | Planned | Reliability
2014 | MISO |  | 100-120 | 115 | 266 MVA | 2015-06-01 | HS Industrial 115 kV Substation | HS Union Carbide 115 kV Substation |  |  |  | Entergy Arkansas |  |  | HS Industrial-HS Union Carbide: Upgrade Terminal Equipment | Planned | Reliability
2014 | MISO |  | 100-120 | 115 | 266 MVA | 2015-06-01 | HS Union Carbide 115 kV Substation | HS East 115 kV Substation |  |  |  | Entergy Arkansas |  |  | HS Union Carbide-HS East: Upgrade Terminal Equipment | Planned | Reliability
2014 | MISO |  | 100-120 | 115 | N/A | 2016-03-01 | Woodward 115 kV Substation |  |  |  |  | Entergy Arkansas |  |  | Woodward-115 kV Bus Reconfiguration | Under Construction | Reliability
2014 | MISO |  | 151-199 | 161 | 112 | 2015-06-01 | Tremval |  |  |  |  | Northern States Power (Xcel Energy) |  |  | Install Tremval 2nd 161-69 kV Transformer | Planned | Reliability
2014 | MISO |  | 100-120 | 115 |  | 2016-05-01 | Magic City |  |  |  |  | Northern States Power (Xcel Energy) |  |  | Install Souris 115 kV Capacitor Bank | Planned | Reliability
2014 | MISO |  | 151-199 | 161 |  | 2015-12-01 | Gravel Island |  |  |  |  | Northern States Power (Xcel Energy) |  |  | Install Gravel Island 161 kV Capacitor Banks | Planned | Reliability
2014 | MISO |  | 300-399 | 345 | 1195 | 2015-12-01 | Split Rock | Nobles County | 35 | OH |  | Northern States Power (Xcel Energy) |  |  | Reconductor Split Rock-Lakefield Jct 345 kV | Planned | Reliability
2014 | MISO |  | 300-399 | 345 | 1195 | 2015-12-01 | Nobles County | Lakefield Junction | 35 | OH |  | Northern States Power (Xcel Energy) |  |  | Reconductor Split Rock-Lakefield Jct 345 kV | Planned | Reliability
2014 | MISO |  | 100-120 | 115 |  | 2016-06-01 | Knowlton |  |  |  |  | American Transmission Co. LLC |  |  | Construct Knowlton T-D Interconnection 115 kV | Planned | Reliability
2014 | MISO |  | 100-120 | 115 |  | 2016-06-01 | Weston | Knowlton |  |  |  | American Transmission Co. LLC |  |  | Construct Knowlton T-D Interconnection 115 kV | Planned | Reliability
2014 | MISO |  | 100-120 | 115 |  | 2016-06-01 | Knowlton | Dewey |  |  |  | American Transmission Co. LLC |  |  | Construct Knowlton T-D Interconnection 115 kV | Planned | Reliability
2014 | MISO |  | 121-150 | 138 | 327 | 2014-05-15 | 07Ratts8 | 07Rattap | 0.1 | OH |  | Hoosier Energy REC, Inc. |  |  | Ratts 138 kV Transmission line Upgrade | Planned | Reliability
2014 | MISO |  | 121-150 | 138 |  | 2014-01-31 | Michigan City | Laporte |  | OH |  | Edison Mission Marketing & Trading, Inc. |  |  | LaPorte--Michigan City Upgrade | Planned | Economics / Congestion
2014 | MISO |  | 300-399 | 345 | 1692 | 2015-12-01 | Sidney | Eugene | 29.26 | OH |  | Ameren Services Company |  |  | Sidney-Eugene 345 kV Line 4501 Reconductoring | Planned | Reliability
2014 | MISO |  | 200-299 | 230 | 640 MVA | 2015-06-01 | PPG 230 kV Substation | Rose Bluff 230 kV Substation | 5.28 | OH |  | Entergy |  |  | PPG to Rosebluff 230 kV Line: Upgrade line to increase capacity | Planned | Reliability
2014 | MISO |  | 300-399 | 345 | 1178 | 2017-12-01 | Kelso | Lutesville | 17.6 | OH |  | Ameren Services Company |  |  | Kelso-Lutesville-1 345 kV Replace Structures | Planned | Reliability
2014 | MISO |  | 121-150 | 138 |  | 2016-04-16 | Eagle Valley 138 kV Substation | new gen i-connect |  |  |  | Indianapolis Power & Light Company |  |  | Eagle Valley 138kV Substation - DPP J238 | Planned | Fossil-Fired Integration
2014 | MISO |  | 121-150 | 138 | 175 | 2018-12-31 | Whitewater | Bluff Creek | 5.02 | OH |  | American Transmission Co. LLC |  |  | Reconfigure University 138 kV area | Planned | Reliability
2014 | MISO |  | 121-150 | 138 | 246 | 2018-12-31 | University | Mukwanago | 22.7 | OH |  | American Transmission Co. LLC |  |  | Reconfigure University 138 kV area | Planned | Reliability
2014 | MISO |  | 121-150 | 138 | 246 | 2018-12-31 | University | Whitewater | 6.2 | OH |  | American Transmission Co. LLC |  |  | Reconfigure University 138 kV area | Planned | Reliability
2014 | MISO |  | 121-150 | 138 | 117 | 2016-09-30 | North Fond Du Lac | Metomen | 1 | OH |  | American Transmission Co. LLC |  |  | Reroute North Fond Du Lac - Metomen (X-77) 138 kV line and North Fond Du Lac - Green Lake (X-4) 138 kV line | Planned | Other
2014 | MISO |  | 121-150 | 138 | 120 | 2016-09-30 | North Fond Du Lac | Green Lake | 1 | OH |  | American Transmission Co. LLC |  |  | Reroute North Fond Du Lac - Metomen (X-77) 138 kV line and North Fond Du Lac - Green Lake (X-4) 138 kV line | Planned | Other
2014 | MISO |  | 100-120 | 115 |  | 2015-06-01 | Cedar Creek |  |  |  |  | American Transmission Co. LLC |  |  | Construct Cedar Creek T-D Interconnection 115 kV | Planned | Reliability
2014 | MISO |  | 100-120 | 115 | 205 | 2015-06-01 | Weston | Cedar Creek | 0.25 |  |  | American Transmission Co. LLC |  |  | Construct Cedar Creek T-D Interconnection 115 kV | Planned | Reliability
2014 | MISO |  | 100-120 | 115 | 205 | 2015-06-01 | Cedar Creek | Dewey | 15.65 |  |  | American Transmission Co. LLC |  |  | Construct Cedar Creek T-D Interconnection 115 kV | Planned | Reliability
2014 | MISO |  | 100-120 | 115 |  | 2015-06-01 | Cedar Creek |  |  |  |  | American Transmission Co. LLC |  |  | Construct Cedar Creek T-D Interconnection 115 kV | Planned | Reliability
2014 | MISO |  | 100-120 | 115 |  | 2015-06-01 | Cedar Creek |  |  |  |  | American Transmission Co. LLC |  |  | Construct Cedar Creek T-D Interconnection 115 kV | Planned | Reliability
2014 | MISO |  | 100-120 | 115 |  | 2015-06-01 | Cedar Creek |  |  |  |  | American Transmission Co. LLC |  |  | Construct Cedar Creek T-D Interconnection 115 kV | Planned | Reliability
2014 | MISO |  | 300-399 | 345 |  | 2015-04-01 | Southland |  |  |  |  | MidAmerican Energy Company |  |  | Southland Substation & Lines | Planned | Reliability
2014 | MISO |  | 300-399 | 345 | 1738 | 2015-04-01 | CBEC | Southland | 3 | OH |  | MidAmerican Energy Company |  |  | Southland Substation & Lines | Planned | Reliability
2014 | MISO |  | 300-399 | 345 | 1792 | 2015-03-01 | CBEC |  |  |  |  | MidAmerican Energy Company |  |  | Southland Substation & Lines | Planned | Reliability
2014 | MISO |  | 100-120 | 120 |  | 2015-12-31 | Micah |  |  |  |  | ITC Transmission |  |  | Micah & Klam (Genesee County Pumping) 120kV Stations | Planned | Reliability
2014 | MISO |  | 100-120 | 120 | 127 | 2015-12-31 | Micah | Lee | 4.5 | OH |  | ITC Transmission |  |  | Micah & Klam (Genesee County Pumping) 120kV Stations | Planned | Reliability
2014 | MISO |  | 100-120 | 120 | 134 | 2015-12-31 | Micah | Kilgore | 4.5 | OH |  | ITC Transmission |  |  | Micah & Klam (Genesee County Pumping) 120kV Stations | Planned | Reliability
2014 | MISO |  | 100-120 | 120 |  | 2015-12-31 | Lee |  |  |  |  | ITC Transmission |  |  | Micah & Klam (Genesee County Pumping) 120kV Stations | Planned | Reliability
2014 | MISO |  | 100-120 | 120 |  | 2015-12-31 | Menlo |  |  |  |  | ITC Transmission |  |  | Micah & Klam (Genesee County Pumping) 120kV Stations | Planned | Reliability
2014 | MISO |  | 100-120 | 120 |  | 2015-12-31 | Klam |  |  |  |  | ITC Transmission |  |  | Micah & Klam (Genesee County Pumping) 120kV Stations | Planned | Reliability
2014 | MISO |  | 100-120 | 120 |  | 2015-12-31 | Klam |  |  |  |  | ITC Transmission |  |  | Micah & Klam (Genesee County Pumping) 120kV Stations | Planned | Reliability
2014 | MISO |  | 100-120 | 120 | 305 | 2015-12-31 | Klam | Bergen Tap | 3.1 | OH |  | ITC Transmission |  |  | Micah & Klam (Genesee County Pumping) 120kV Stations | Planned | Reliability
2014 | MISO |  | 100-120 | 120 | 270 | 2015-12-31 | Klam | Lapeer | 3.1 | OH |  | ITC Transmission |  |  | Micah & Klam (Genesee County Pumping) 120kV Stations | Planned | Reliability
2014 | MISO |  | 100-120 | 120 |  | 2015-12-31 | Tuscola |  |  |  |  | ITC Transmission |  |  | Micah & Klam (Genesee County Pumping) 120kV Stations | Planned | Reliability
2014 | MISO |  | 100-120 | 120 |  | 2015-12-31 | Lapeer |  |  |  |  | ITC Transmission |  |  | Micah & Klam (Genesee County Pumping) 120kV Stations | Planned | Reliability
2014 | MISO |  | 100-120 | 115 |  | 2015-05-01 | Woodlawn 115 kV substation |  |  |  |  | Entergy Arkansas |  |  | AECC Shaw POD (Woodlawn Expansion) | Under Construction | Reliability
2014 | MISO |  | 100-120 | 115 |  | 2015-08-25 | Cofer Road 115 kV substation |  |  |  |  | Entergy Arkansas |  |  | Cofer Road: New 115 kV Substation | Planned | Reliability
2014 | MISO |  | 100-120 | 115 |  | 2015-12-01 | Hot Springs Albright 115 kV substation |  |  |  |  | Entergy Arkansas |  |  | H.S. Albright: New Distribution Substation | Under Construction | Reliability
2014 | MISO |  | 100-120 | 115 |  | 2015-12-01 | Macedonia 115 kV substation |  |  |  |  | Entergy Arkansas |  |  | Macedonia: Build New 115 kV Substation | Planned | Reliability
2014 | MISO |  | 100-120 | 115 |  | 2015-12-01 | P.B. 34 & Main 115 kV Substation |  |  |  |  | Entergy Arkansas |  |  | EAI Underrated Breaker Project: P.B. 34 & Main 115 kV B0957-CBO | Planned | Reliability
2014 | MISO |  | 100-120 | 115 |  | 2015-12-01 | L.R. Industrial 115 kV substation |  |  |  |  | Entergy Arkansas |  |  | EAI Underrated Breaker Project: L.R. Industrial 115 kV B0591-CBO | Planned | Reliability
2014 | MISO |  | 100-120 | 115 |  | 2015-12-01 | L.R. Alexander 115 kV substation |  |  |  |  | Entergy Arkansas |  |  | EAI Underrated Breaker Project: L.R. Alexander 115 kV B0639-CBO | Planned | Reliability
2014 | MISO |  | 100-120 | 115 |  | 2015-12-01 | Searcy Price 115 kV substation |  |  |  |  | Entergy Arkansas |  |  | EAI Underrated Breaker Project: Searcy Price 115 kV B5310-ICBO | Planned | Reliability
2014 | MISO |  | 100-120 | 115 |  | 2015-12-01 | McAlmont 115 kV substation |  |  |  |  | Entergy Arkansas |  |  | EAI Underrated Breaker Project: McAlmont 115 kV B0980-CO | Planned | Reliability
2014 | MISO |  | 100-120 | 115 |  | 2015-12-01 | Jacksonville North 115 kV substation |  |  |  |  | Entergy Arkansas |  |  | EAI Underrated Breaker Project: Jacksonville North 115 kV B3621-CBO | Planned | Reliability
2014 | MISO |  | 100-120 | 115 |  | 2016-12-01 | Carpenter 115 kV Substation |  |  |  |  | Entergy Arkansas |  |  | EAI Underrated Breaker Project: Carpenter 115 kV B1686-TCO | Planned | Reliability
2014 | MISO |  | 400-599 | 500 |  | 2016-06-01 | ISES 500 kV substation |  |  |  |  | Entergy Arkansas |  |  | EAI SPOF Projects: Modify relaying at ISES 500/161 kV | Planned | Reliability
2014 | MISO |  | 400-599 | 500 |  | 2016-06-01 | Mabelvale 500 kV Substation |  |  |  |  | Entergy Arkansas |  |  | EAI SPOF Projects: Modify relaying at Mabelvale 500 kV | Planned | Other
2014 | MISO |  | 400-599 | 500 |  | 2016-06-01 | El Dorado 500 kV substation |  |  |  |  | Entergy Arkansas |  |  | EAI SPOF Projects: Modify relaying at El Dorado 500 kV | Planned | Other
2014 | MISO |  | 400-599 | 500 |  | 2016-06-01 | Hot Springs 500 kV substation |  |  |  |  | Entergy Arkansas |  |  | EAI SPOF Projects: Modify relaying at Hot Springs 500 kV | Planned | Other
2014 | MISO |  | 400-599 | 500 |  | 2015-06-01 | Fancy Point 500kV substation |  |  |  |  | Entergy |  |  | EGSL SPOF Projects: Modify relaying at Fancy Point 500kV | Planned | Other
2014 | MISO |  | 200-299 | 230 |  | 2016-12-01 | Coly 230 kV substation |  |  |  |  | Entergy |  |  | EGSL Underrated Breaker Project: Coly 230 kV 21825-C | Planned | Reliability
2014 | MISO |  | 200-299 | 230 |  | 2016-12-01 | Coly 230 kV substation |  |  |  |  | Entergy |  |  | EGSL Underrated Breaker Project: Coly 230 kV 21830-C | Planned | Reliability
2014 | MISO |  | 200-299 | 230 |  | 2017-03-31 | Schriever230 kV substation |  |  |  |  | Entergy |  |  | Schriever: Construct new 230 kV substation | Planned | Reliability
2014 | MISO |  | 200-299 | 230 |  | 2016-12-01 | Waterford 230 kV substation |  |  |  |  | Entergy |  |  | ELL Underrated Breaker Project: Waterford 230 kV S7145-CO | Planned | Reliability
2014 | MISO |  | 200-299 | 230 |  | 2016-12-01 | Waterford 230 kV substation |  |  |  |  | Entergy |  |  | ELL Underrated Breaker Project: Waterford 230 kV S7154-CO | Planned | Reliability
2014 | MISO |  | 200-299 | 230 |  | 2015-06-01 | Market Street 230 kV |  |  |  |  | Entergy |  |  | ENOI SPOF Projects: Modify relaying at Market Street 230 kV | Planned | Other
2014 | MISO |  | 100-120 | 115 |  | 2015-04-01 | Haute 115 kV substation |  |  |  |  | Entergy |  |  | Haute 115 kV Substation: Construct new substation and cut into existing Lutcher to Belle Point 115 kV line | Planned | Reliability
2014 | MISO |  | 100-120 | 115 |  | 2015-12-01 | Rex Brown 115 kV substation |  |  |  |  | Entergy |  |  | EMI Underrated Breaker Project: Rex Brown 115 kV J6797-CO | Planned | Reliability
2014 | MISO |  | 100-120 | 115 |  | 2015-12-01 | Rex Brown 115 kV substation |  |  |  |  | Entergy |  |  | EMI Underrated Breaker Project: Rex Brown 115 kV J7497-CO | Planned | Reliability
2014 | MISO |  | 100-120 | 115 |  | 2015-12-01 | Rex Brown 115 kV substation |  |  |  |  | Entergy |  |  | EMI Underrated Breaker Project: Rex Brown 115 kV J9732-CO | Planned | Reliability
2014 | MISO |  | 100-120 | 115 |  | 2015-12-01 | Rex Brown 115 kV substation |  |  |  |  | Entergy |  |  | EMI Underrated Breaker Project: Rex Brown 115 kV J9742-CO | Planned | Reliability
2014 | MISO |  | 100-120 | 115 |  | 2015-12-01 | Rex Brown 115 kV substation |  |  |  |  | Entergy |  |  | EMI Underrated Breaker Project: Rex Brown 115 kV J9743-CO | Planned | Reliability
2014 | MISO |  | 100-120 | 115 |  | 2015-12-01 | Rex Brown 115 kV substation |  |  |  |  | Entergy |  |  | EMI Underrated Breaker Project: Rex Brown 115 kV J9759-CO | Planned | Reliability
2014 | MISO |  | 100-120 | 115 |  | 2016-12-01 | Rex Brown 115 kV substation |  |  |  |  | Entergy |  |  | EMI Underrated Breaker Project: Rex Brown 115 kV J9753-CO | Planned | Reliability
2014 | MISO |  | 100-120 | 115 |  | 2016-12-01 | Greenville 115 kV substation |  |  |  |  | Entergy |  |  | EMI Underrated Breaker Project: Greenville 115 kV J9940-CO | Planned | Reliability
2014 | MISO |  | 151-199 | 161 |  | 2015-07-31 | Karma | Perry distribution |  | OH |  | ITC Midwest |  |  | Perry Distribution Substation | Under Construction | Reliability
2014 | MISO |  | 151-199 | 161 |  | 2015-07-31 | Perry distribution | Bittersweet |  | OH |  | ITC Midwest |  |  | Perry Distribution Substation | Under Construction | Reliability
2014 | MISO |  | 151-199 | 161 |  | 2015-07-31 | Perry distribution | Perry Transmission |  | OH |  | ITC Midwest |  |  | Perry Distribution Substation | Under Construction | Reliability
2014 | MISO |  | 151-199 | 161 |  | 2015-07-31 | Perry distribution | Substation |  |  |  | ITC Midwest |  |  | Perry Distribution Substation | Under Construction | Reliability
2014 | MISO |  | 151-199 | 161 |  | 2015-07-31 | Perry Transmission | Substation |  |  |  | ITC Midwest |  |  | Perry Distribution Substation | Under Construction | Reliability
2014 | MISO |  | 300-399 | 345 |  | 2016-06-01 | Stein |  |  |  |  | ITC Transmission |  |  | (2) 55 Mvar 345kV Reactors at Stein and Rapson | Planned | Reliability
2014 | MISO |  | 300-399 | 345 |  | 2016-06-01 | Rapson |  |  |  |  | ITC Transmission |  |  | (2) 55 Mvar 345kV Reactors at Stein and Rapson | Planned | Reliability
2014 | MISO |  | 151-199 | 161 | 446 | 2015-06-01 | Purvis Bulk | Plant Morrow | 4.55 | OH |  | South Mississippi Electric Power Association |  |  | Re-conductor Plant Morrow to Purvis Bulk Ckts 1 & 2 with Bundled Conductor | Under Construction | Economics / Congestion
2014 | MISO |  | 151-199 | 161 | 446 | 2015-06-01 | Purvis Bulk | Plant Morrow | 4.59 | OH |  | South Mississippi Electric Power Association |  |  | Re-conductor Plant Morrow to Purvis Bulk Ckts 1 & 2 with Bundled Conductor | Under Construction | Economics / Congestion
2014 | MISO |  | 100-120 | 115 |  | 2016-06-01 | Madison Ave |  |  |  |  | Entergy |  |  | Madison Ave 115 kV: Construct new substation | Planned | Reliability
2014 | MISO |  | 151-199 | 161 | 24 MVAR | 2015-07-01 | Datto |  |  |  |  | Entergy Arkansas |  |  | Datto: Add 161 kV 24 MVAR Capacitor Bank | Planned | Reliability
2014 | MISO |  | 400-599 | 500 | 2546 | 2017-06-01 | ANO 500kV substation | Mabelvale 500kV substation |  |  |  | Entergy Arkansas |  |  | ANO - Mabelvale 500kV: Replace Substation Equipment | Planned | Economics / Congestion
2014 | MISO |  | 400-599 | 500 | 2546 | 2017-06-01 | ANO 500kV substation | Pleasant Hill 500kV substation |  |  |  | Entergy Arkansas |  |  | ANO - Pleasant Hill 500kV: Replace Substation Equipment | Planned | Economics / Congestion
2014 | MISO |  | 200-299 | 230 |  | 2018-12-01 | Tap | Panama |  |  |  | Entergy |  |  | Richardson to Iberville 230 kV line; Add second Coly 500/230 kV autotransformer; Bagatelle - Sorrento cut-in to Panama; Upgrade Wilton - Romeville 230 kV line | Planned | Economics / Congestion
2014 | MISO |  | 200-299 | 230 |  | 2017-12-01 | Romeville |  |  |  |  | Entergy |  |  | Richardson to Iberville 230 kV line; Add second Coly 500/230 kV autotransformer; Bagatelle - Sorrento cut-in to Panama; Upgrade Wilton - Romeville 230 kV line | Planned | Economics / Congestion
2014 | MISO |  | 200-299 | 230 |  | 2018-12-01 | Richardson | Iberville | 11 | OH |  | Entergy |  |  | Richardson to Iberville 230 kV line; Add second Coly 500/230 kV autotransformer; Bagatelle - Sorrento cut-in to Panama; Upgrade Wilton - Romeville 230 kV line | Planned | Economics / Congestion
2014 | MRO-MAPP | AC | 300-399 | 345 | 1200 | 2015-11-01 | AVS 345 | Charlie Creek 345 | 66 | OH | 1307 | Basin Electric | C | Basin Electric 100% | AVS-Charlie Creek 345 | Planned | Reliability
2014 | MRO-MAPP | AC | 300-399 | 345 | 1200 | 2015-11-01 | Charlie Creek 345 | Judson 345 | 75 | OH | 1307 | Basin Electric | C | Basin Electric 100% | Charlie Creek-Judson 345 | Planned | Reliability
2014 | MRO-MAPP | AC | 300-399 | 345 | 1200 | 2017-11-01 | Judson 345 | Tande 345 | 56 | OH | 1307 | Basin Electric | C | Basin Electric 100% | Judson-Tande 345 | Planned | Reliability
2014 | MRO-MAPP | AC | 200-299 | 230 | 460 | 2015-11-01 | Judson 230 | Williston 230 | 2 | OH | 1307 | Basin Electric | C | Basin Electric 100% | Judson-Williston 230 | Planned | Reliability
2014 | MRO-MAPP | AC | 200-299 | 230 | 460 | 2017-11-01 | Tande 230 | Neset 230 | 2 | OH | 1307 | Basin Electric | C | Basin Electric 100% | Tande-Neset 230 | Planned | Reliability
2014 | MRO-MAPP | AC | 300-399 | 345 | 1200 | 2016-11-01 | Round Up 345 | Kummer Ridge | 30 | OH | 1307 | Basin Electric | C | Basin Electric 100% | Round Up-Kummer Ridge 345 | Conceptual | Reliability
2014 | MRO-MAPP | AC | 300-399 | 345 | 1200 | 2016-11-01 | Patent Gate 345 | Kummer Ridge | 31 | OH | 1307 | Basin Electric | C | Basin Electric 100% | Kummer Ridge-Patent Gate 345 | Conceptual | Reliability
2014 | MRO-MAPP | AC | 100-120 | 115 | 142 |  | NAPA Jct | Yankton East Sub | 10 | OH | 13809 | NorthWestern Energy | I | 1 | Yankton East | Under Construction | Reliability | Other
2014 | MRO-MAPP | AC | 100-120 |  |  |  | Rapid City | Dry Creek | 0.25 | OH |  | Western Area Power | F | 1 | Rapid City-Dry Creek | Planned | Reliability | Reliability
2014 | NPCC-NewEngland | AC | 100-120 | 100-120 | 380 | 2015-03-01 | Orrington | Coopers Mills | 54 | OH | 3266 | CMP | I | 1 | MPRP | Under Construction | Reliability | Reliability
2014 | NPCC-NewEngland | AC | 100-120 | 100-120 | 282 | 2017-01-01 | Larrabee Road | Middle St | 5.7 | OH | 3266 | CMP | I | 1 | MPRP | Under Construction | Reliability | Reliability
2014 | NPCC-NewEngland | AC | 100-120 | 100-120 | 282 | 2017-01-01 | Middle St | Lewiston Lower | 1.2 | UG | 3266 | CMP | I | 1 | MPRP | Planned | Reliability | Reliability
2014 | NPCC-NewEngland | AC | 100-120 | 100-120 | TBD | 2018-12-01 | Brayton Point Station | Somerset | 3.4 | OH | 13433 | NGRID | I | 1 | Greater Rhode Island Upgrades | Conceptual | Reliability | Reliability
2014 | NPCC-NewEngland | AC | 100-120 | 100-120 | 262 | 2017-12-01 | Otter River | East Winchendon | 6 | OH | 13433 | NGRID | I | 1 | Central/Western MA upgrades | Planned | Reliability | Reliability
2014 | NPCC-NewEngland | AC | 100-120 | 100-120 | TBD | 2018-12-01 | Somerset | Bell Rock | 3.7 | UG | 13433 | NGRID | I | 1 | Greater Rhode Island Upgrades | Conceptual | Reliability | Reliability
2014 | NPCC-NewEngland | AC | 100-120 | 100-120 | TBD | 2016-12-01 | West Walpole | Holbrook | 14.7 | OH | 1998 | NSTAR | I | 1 | Greater Boston - South | Planned | Reliability | Reliability
2014 | NPCC-NewEngland | AC | 100-120 | 100-120 | 718 | 2017-12-01 | Tewksbury | MA/NH Border | 6.5 | OH | 13433 | NGRID | I | 1 | Greater Boston - North | Conceptual | Reliability | Reliability
2014 | NPCC-NewEngland | AC | 100-120 | 100-120 | 696 | 2016-12-01 | Northfield Mt. Substation | Erving Substation | 1.2 | OH | 20455 | WMECO | I | 1 | Pittsfield/Greenfield Area | Planned | Reliability | Reliability
2014 | NPCC-NewEngland | AC | 300-399 | 300-399 | 718 | 2015-12-01 | West Farnum S/S | CT/RI Border | 17.7 | OH | 13433 | NGRID | I | 1 | NEEWs | Under Construction | Reliability | Reliability
2014 | NPCC-NewEngland | AC | 300-399 | 300-399 | 718 | 2015-12-01 | Millbury S/S | West Farnum S/S | 20.7 | OH | 13433 | NGRID | I | 1 | NEEWs | Planned | Reliability | Reliability
2014 | NPCC-NewEngland | AC | 300-399 | 300-399 | 2420 | 2015-12-01 | Card S/S | Lake Road S/S | 29.3 | OH | 4176 | CL&P | I | 1 | NEEWs | Under Construction | Reliability | Reliability
2014 | NPCC-NewEngland | AC | 300-399 | 300-399 | 2420 | 2015-12-01 | Lake Road S/S | CT/RI Border | 7.6 | OH | 4176 | CL&P | I | 1 | NEEWs | Under Construction | Reliability | Reliability
2014 | NPCC-NewEngland | AC | 300-399 | 300-399 | 2151 | 2015-03-01 | Albion Road S/S | Coopers Mills S/S | 21 | OH | 3266 | CMP | I | 1 | MPRP | Under Construction | Reliability | Reliability
2014 | NPCC-NewEngland | AC | 300-399 | 300-399 | 2151 | 2015-04-01 | Larrabee Road S/S | Coopers Mills S/S | 34.3 | OH | 3266 | CMP | I | 1 | MPRP | Under Construction | Reliability | Reliability
2014 | NPCC-NewEngland | DC | 300-399 | 300-399 | 1200 | 2018-06-01 | Quebec/NH Border | Franklin | 147 | OH | TBD | Northern Pass Transmission LLC | I | 1 | Northern Pass Transmission Project | Planned | Other | Hydro Integration
2014 | NPCC-NewEngland | DC | 300-399 | 300-399 | 1200 | 2018-06-01 | Quebec/NH Border | Franklin | 8 | UG | TBD | Northern Pass Transmission LLC | I | 1 | Northern Pass Transmission Project | Planned | Other | Hydro Integration
2014 | NPCC-NewEngland | AC | 300-399 | 300-399 | 2037 | 2018-06-01 | Franklin | Deerfield | 34 | OH | TBD | Northern Pass Transmission LLC | I | 1 | Northern Pass Transmission Project | Planned | Other | Hydro Integration
2014 | NPCC-NewEngland | AC | 100-120 | 100-120 | 282 | 2015-06-01 | Lakewood | Section 83B Tap | 4 | OH | 3266 | CMP | I | 1 | Lakewood Reinforcement | Under Construction | Reliability | Reliability
2014 | NPCC-NewEngland | AC | 100-120 | 100-120 | 282 | 2017-09-01 | County Rd S/S | Section 241A Tap | 6.5 | OH | 3266 | CMP | I | 1 | Waterville/Winslow Area Reinforcement | Planned | Reliability | Reliability
2014 | NPCC-NewEngland | AC | 100-120 | 100-120 | TBD | 2017-12-01 | Mystic | Chelsea | 3.8 | UG | 1998 | NSTAR | I | 1 | Greater Boston - Central | Conceptual | Reliability | Reliability
2014 | NPCC-NewEngland | AC | 100-120 | 100-120 | TBD | 2017-12-01 | Mystic | Woburn | 8 | UG | 1998 | NSTAR | I | 1 | Greater Boston - Central | Conceptual | Reliability | Reliability
2014 | NPCC-NewEngland | AC | 100-120 | 100-120 | TBD | 2017-12-01 | Sudbury | Hudson | 9 | OH | 1998 | NSTAR | I | 1 | Greater Boston - Western Suburbs | Conceptual | Reliability | Reliability
2014 | NPCC-NewEngland | AC | 300-399 | 300-399 | TBD | 2018-12-01 | Woburn | Wakefield Jct | 7 | UG | 1998 | NSTAR | I | 0.5 | Greater Boston - North | Conceptual | Reliability | Reliability
2014 | NPCC-NewEngland | AC | 100-120 | 100-120 | TBD | 2018-12-01 | Sudbury | Hudson | 0 | UG | 1998 | NSTAR | I | 1 | Greater Boston - Western Suburbs | Conceptual | Reliability | Reliability
2014 | NPCC-NewEngland | AC | 100-120 | 100-120 | 340 | 2015-12-01 | Fitzwilliam S/S | Monadnock S/S | 2 | OH | 15472 | PSNH | I | 1 | Western New Hampshire Solution | Under Construction | Reliability | Reliability
2014 | NPCC-NewEngland | AC | 100-120 | 100-120 | 340 | 2015-12-01 | Scobie S/S | Huse Rd. S/S | 6 | OH | 15472 | PSNH | I | 1 | Southern New Hampshire Solution | Under Construction | Reliability | Reliability
2014 | NPCC-NewEngland | AC | 100-120 | 100-120 | 340 | 2017-12-01 | Madbury S/S | Portsmouth S/S | 12 | OH | 15472 | PSNH | I | 1 | Seacost New Hampshire Solution | Planned | Reliability | Reliability
2014 | NPCC-NewEngland | AC | 100-120 | 100-120 | 340 | 2017-12-01 | Madbury S/S | Portsmouth S/S | 1 | UG | 15472 | PSNH | I | 1 | Seacost New Hampshire Solution | Planned | Reliability | Reliability
2014 | NPCC-NewEngland | AC | 100-120 | 100-120 | 340 | 2015-12-01 | Scobie S/S | Chester S/S | 6 | OH | 15472 | PSNH | I | 1 | Seacost New Hampshire Solution | Under Construction | Reliability | Reliability
2014 | NPCC-NewEngland | AC | 100-120 | 100-120 | 282 | 2016-12-01 | Coopers Mills | Highland Substation | 22 | OH | 3266 | CMP | I | 1 | Mid-Coast Spur | Conceptual | Reliability | Reliability
2014 | NPCC-NewEngland | AC | 100-120 | 100-120 | 253 | 2017-12-01 | Coolidge | Ascutney | 14 | OH | 19899 | VELCO | I | 1 | Connecticut River Solution | Planned | Reliability | Reliability
2014 | NPCC-NewEngland | AC | 100-120 | 100-120 | 345 | 2016-06-01 | J147-Peaslee | H141-Great Bay | 5.5 | OH | 15472 | PSNH | I | 1 | Peaslee Project | Under Construction | Reliability | Reliability
2014 | NPCC-NewEngland | AC | 100-120 | 100-120 | 250 | 2017-12-01 | Greenwich | Cos Cob | 3 | UG | 4176 | CL&P | I | 1 | Greenwich Area | Planned | Reliability | Reliability
2014 | NPCC-NewEngland | AC | 100-120 | 100-120 | 250 | 2017-12-01 | Greenwich | Cos Cob | 3 | UG | 4176 | CL&P | I | 1 | Greenwich Area | Planned | Reliability | Reliability
2014 | NPCC-NewEngland | AC | 100-120 | 100-120 | 337 | 2016-12-31 | Eagle | Bridge St. | 4.6 | OH | 15472 | PSNH | I | 1 | Southern Area | Planned | Reliability | Reliability
2014 | NPCC-NewEngland | AC | 100-120 | 100-120 | 337 | 2016-12-31 | Bridge St. | Power St. | 1.1 | OH | 15472 | PSNH | I | 1 | Southern Area | Planned | Reliability | Reliability
2014 | NPCC-NewEngland | AC | 100-120 | 100-120 | 345 | 2016-06-30 | Peaslee | Power St. | 5.5 | OH | 15472 | PSNH | I | 1 | Southern Area | Planned | Reliability | Reliability
2014 | NPCC-NewEngland | AC | 100-120 | 100-120 | 401 | 2017-12-31 | Plumtree | Brookfield Jct. | 3.4 | OH | 4176 | CL&P | I | 1 | SWCT | Planned | Reliability | Reliability
2014 | NPCC-NewEngland | AC | 100-120 | 100-120 | 285 | 2017-12-31 | Wilton | Norwalk | 1.5 | OH | 4176 | CL&P | I | 1 | SWCT | Planned | Reliability | Reliability
2014 | NPCC-NewEngland | AC | 100-120 | 100-120 | 255 | 2017-12-31 | Peaceable | Ridgefield Jct. | 0.1 | OH | 4176 | CL&P | I | 1 | SWCT | Planned | Reliability | Reliability
2014 | NPCC-NewEngland | AC | 100-120 | 100-120 | 201 | 2017-12-31 | Bunker Hill | Baldwin Jct. | 3 | OH | 4176 | CL&P | I | 1 | SWCT | Planned | Reliability | Reliability
2014 | NPCC-NewEngland | AC | 100-120 | 100-120 | 201 | 2017-12-31 | West Brookfield | West Brookfield Jct. | 1.4 | OH | 4176 | CL&P | I | 1 | SWCT | Planned | Reliability | Reliability
2014 | NPCC-NewEngland | AC | 100-120 | 100-120 | 255 | 2017-12-31 | Wilton | Ridgefield Jct. | 5.1 | OH | 4176 | CL&P | I | 1 | SWCT | Planned | Reliability | Reliability
2014 | NPCC-NewEngland | AC | 100-120 | 100-120 | 255 | 2017-12-31 | Towantic | Bunker Hill | 6.1 | OH | 4176 | CL&P | I | 1 | SWCT | Planned | Fossil-Fired Integration | Reliability
2014 | NPCC-NewEngland | AC | 100-120 | 100-120 | 255 | 2016-12-31 | Manchester | Barbour Hill | 7.6 | OH | 4176 | CL&P | I | 1 | GHCC | Planned | Reliability | Reliability
2014 | NPCC-NewEngland | AC | 100-120 | 100-120 | 401 | 2018-12-31 | Frost Bridge | Campville | 10.4 | OH | 4176 | CL&P | I | 1 | GHCC | Planned | Reliability | Reliability
2014 | NPCC-NewEngland | AC | 100-120 | 100-120 | 255 | 2017-12-31 | Southington | Lake Ave Jct. | 5.2 | OH | 4176 | CL&P | I | 1 | GHCC | Planned | Reliability | Reliability
2014 | NPCC-NewEngland | AC | 100-120 | 100-120 | 250 | 2018-12-31 | Newington | Southwest Hartford | 4 | UG | 4176 | CL&P | I | 1 | GHCC | Planned | Reliability | Reliability
2014 | NPCC-NewEngland | AC | 100-120 | 100-120 | 401 | 2018-12-31 | Newington | Newington Tap | 0.1 | OH | 4176 | CL&P | I | 1 | GHCC | Planned | Reliability | Reliability
2014 | NPCC-NewEngland | AC | 100-120 | 100-120 | 201 | 2017-12-31 | South Meadow | Rood Ave | 7.8 | OH | 4176 | CL&P | I | 1 | 1779 Line Partial Rebuild | Planned | Reliability | Reliability
2014 | NPCC-NewEngland | AC | 100-120 | 100-120 | 255 | 2017-12-31 | Rood Ave | Bloomfield | 4.2 | OH | 4176 | CL&P | I | 1 | GHCC | Planned | Reliability | Reliability
2014 | NPCC-NewEngland | AC | 300-399 | 300-399 | TBD | 2017-12-01 | Scobie Pond | NH/MABorder | 9.8 | OH | 15472 | PSNH | I | 1 | Greater Boston - North | Planned | Reliability | Reliability
2014 | NPCC-NewEngland | AC | 100-120 | 100-120 | TBD | 2017-12-01 | Power St. | NH/MABorder | 3.7 | OH | 15472 | PSNH | I | 1 | Greater Boston - North | Planned | Reliability | Reliability
2014 | NPCC-NewYork | AC | 100-120 | 115 | 124 | 2017-12-01 | Klinekill Tap |  | <10 | OH |  | NYSEG |  |  |  | Planned | Reliability
2014 | NPCC-NewYork | AC | 300-399 | 345 | 1549 | 2015-06-01 | Mainesburg |  | 151 | OH |  | NYSEG |  |  |  | Planned | Reliability
2014 | NPCC-NewYork | AC | 300-399 | 345 | 1013 | 2016-06-01 | Homer City |  | 120 | OH |  | NGRID/NYSEG |  |  |  | Planned | Reliability
2014 | NPCC-NewYork | DC | 300-399 | 320 | 1000 | 2018-12-01 | Leeds 345kV |  | 72 |  |  | West Point Partners |  |  |  | Conceptual | Reliability
2014 | NPCC-NewYork | AC | 300-399 | 345 | 2177 | 2019-12-01 | Niagara |  | 66.4 | OH |  | NYPA |  |  |  | Planned | Reliability
2014 | NPCC-NewYork | AC | 100-120 | 115 | 129 | 2015-12-01 | Gardenville |  | 58.3 | OH |  | NGRID |  |  |  | Planned | Reliability
2014 | NPCC-NewYork | AC | 300-399 | 345 | 1013 | 2015-12-01 | Five Mile Rd (New Station) |  | 53 | OH |  | NGRID |  |  |  | Planned | Reliability
2014 | NPCC-NewYork | AC | 300-399 | 345 | 2177 | 2019-12-01 | Dysinger Tap |  | 40.2 | OH |  | NYPA |  |  |  | Planned | Reliability
2014 | NPCC-NewYork | DC | 300-399 | 320 | 1000 | 2018-12-01 | Hertel 735kV (Quebec) |  | 333 | UG |  | TDI |  |  |  | Conceptual | Reliability
2014 | NPCC-NewYork | AC | 300-399 | 345 | 1013 | 2016-06-01 | Farmers Valley |  | 31 | OH |  | NGRID/NYSEG |  |  |  | Planned | Reliability
2014 | NPCC-NewYork | AC | 300-399 | 345 | 1549 | 2015-06-01 | Watercure Road |  | 26 | OH |  | NYSEG |  |  |  | Planned | Reliability
2014 | NPCC-NewYork | AC | 300-399 | 345 | 2500 | 2016-06-01 | Fraser |  | 21.8 | OH |  | NYSEG |  |  |  | Planned | Reliability
2014 | NPCC-NewYork | AC | 100-120 | 115 | 937 | 2015-06-01 | Battenkill |  | 21.59 |  |  | NGRID |  |  |  | Planned | Reliability
2014 | NPCC-NewYork | AC | 100-120 | 115 | 648 | 2017-12-01 | Greenbush |  | 20.3 | OH |  | NGRID |  |  |  | Planned | Reliability
2014 | NPCC-NewYork | AC | 200-299 | 230 | 1080 | 2017-12-01 | South Perry |  | 20 | OH |  | NYSEG |  |  |  | Conceptual | Reliability
2014 | NPCC-NewYork | AC | 121-150 | 138 | 1980 | 2022-12-01 | Ramapo |  | 17 | OH |  | O & R |  |  |  | Planned | Reliability
2014 | NPCC-NewYork | AC | 121-150 | 138 | 846 | 2023-06-01 | Riverhead |  | 16.4 | UG |  | LIPA |  |  |  | Conceptual | Reliability
2014 | NPCC-NewYork | AC | 300-399 | 345 | 3030 | 2016-06-01 | Ramapo |  | 16 | OH |  | O & R |  |  |  | Planned | Reliability
2014 | NPCC-NewYork | AC | 100-120 | 115 | 250 | 2016-12-01 | Elbridge |  | 14.5 | OH |  | NYSEG |  |  |  | Planned | Reliability
2014 | NPCC-NewYork | AC | 100-120 | 115 | 1255 | 2017-12-01 | Elbridge |  | 14.5 | OH |  | NYSEG |  |  |  | Conceptual | Reliability
2014 | NPCC-NewYork | AC | 100-120 | 115 |  | 2017-06-01 | Mohican |  | 14.2 | OH |  | NGRID |  |  |  | Planned | Reliability
2014 | NPCC-NewYork | AC | 300-399 | 345 | 1811 | 2016-06-01 | Rock Tavern |  | 13.7 | OH |  | ConEd |  |  |  | Planned | Reliability
2014 | NPCC-NewYork | AC | 300-399 | 345 | 632 | 2016-06-01 | Goethals |  | 12.95 | UG |  | ConEd |  |  |  | Planned | Reliability
2014 | NPCC-NewYork | AC | 100-120 | 115 | 220 | 2017-12-01 | Clay |  | 12.75 | OH |  | NGRID |  |  |  | Planned | Reliability
2014 | NPCC-NewYork | AC | 100-120 | 115 | 1114 | 2020-06-01 | Saugerties |  | 12.46 | OH |  | CHGE |  |  |  | Planned | Reliability
2014 | NPCC-NewYork | AC | 121-150 | 138 |  | 2017-06-01 | West Bus |  | 5.74 | UG |  | LIPA |  |  |  | Conceptual | Reliability
2014 | NPCC-NewYork | AC | 121-150 | 138 | 1062 | 2022-12-01 | Sugarloaf |  | 12 | OH |  | O & R |  |  |  | Planned | Reliability
2014 | NPCC-NewYork | AC | 100-120 | 115 | 775 | 2017-06-01 | Wood Street |  | 11.7 | OH |  | NYSEG |  |  |  | Planned | Reliability
2014 | NPCC-NewYork | AC | 200-299 | 230 | 1080 | 2017-12-01 | Wethersfield |  | 11.5 | OH |  | NYSEG |  |  |  | Planned | Reliability
2014 | NPCC-NewYork | AC | 100-120 | 115 | 1114 | 2020-06-01 | Hurley Ave |  | 11.4 | OH |  | CHGE |  |  |  | Conceptual | Reliability
2014 | NPCC-NewYork | AC | 100-120 | 115 | 1506 | 2016-12-01 | Station 255 (New Station) |  | 11.1 |  |  | RGE |  |  |  | Planned | Reliability
2014 | NPCC-NewYork | AC | 121-150 | 138 | 1399 | 2023-06-01 | Riverhead |  | 10.63 | OH |  | LIPA |  |  |  | Conceptual | Reliability
2014 | NPCC-NewYork | AC | 100-120 | 115 | 193 | 2017-12-01 | Clay |  | 10.24 | OH |  | NGRID |  |  |  | Planned | Reliability
2014 | NPCC-NewYork | AC | 100-120 | 115 | 1114 | 2020-06-01 | High Falls |  | 10.03 | OH |  | CHGE |  |  |  | Planned | Reliability
2014 | NPCC-NewYork | AC | 121-150 | 138 |  | 2020-06-01 | Shore Rd |  | 10 | UG |  | LIPA |  |  |  | Conceptual | Reliability
2014 | NPCC-NewYork | AC | 100-120 | 115 | 1506 | 2020-12-01 | Station 255 (New Station) |  | 9.6 | OH |  | RGE |  |  |  | Planned | Reliability
2014 | NPCC-NewYork | AC | 100-120 | 115 | 1114 | 2020-06-01 | Galeville |  | 8.96 | OH |  | CHGE |  |  |  | Planned | Reliability
2014 | NPCC-NewYork | AC | 121-150 | 138 | 825 | 2025-06-01 | Northport |  | 8.45 | UG |  | LIPA |  |  |  | Conceptual | Reliability
2014 | NPCC-NewYork | AC | 100-120 | 115 | 129 | 2015-12-01 | Five Mile Rd (New Station) |  | 8 | OH |  | NGRID |  |  |  | Planned | Reliability
2014 | NPCC-NewYork | AC | 100-120 | 115 | 1114 | 2020-12-01 | Myers Corners |  | 7.77 | OH |  | CHGE |  |  |  | Conceptual | Reliability
2014 | NPCC-NewYork | AC | 121-150 | 138 | 1604 | 2020-12-01 | West Nyack (NY) |  | 7 | OH |  | O & R |  |  |  | Planned | Reliability
2014 | NPCC-NewYork | AC | 121-150 | 138 |  | 2020-06-01 | Valley Stream |  | 7 |  |  | LIPA |  |  |  | Conceptual | Reliability
2014 | NPCC-NewYork | AC | 100-120 | 115 |  | 2017-06-01 | Luther Forest |  | 6.2 | OH |  | NGRID |  |  |  | Conceptual | Reliability
2014 | NPCC-NewYork | AC | 100-120 | 115 | 648 | 2017-12-01 | Klinekill Tap |  | 6.13 | OH |  | NGRID |  |  |  | Planned | Reliability
2014 | NPCC-NewYork | AC | 121-150 | 138 | 2087 | 2017-06-01 | Pilgrim |  | 6 | OH |  | LIPA |  |  |  | Conceptual | Reliability
2014 | NPCC-NewYork | AC | 100-120 | 115 | 1104 | 2016-12-01 | Clay |  | 7.3 | OH |  | NGRID |  |  |  | Planned | Reliability
2014 | NPCC-NewYork | AC | 121-150 | 138 | 2087 | 2017-06-01 | West Bus |  | 5.74 | OH |  | LIPA |  |  |  | Conceptual | Reliability
2014 | NPCC-NewYork | AC | 100-120 | 115 | 1114 | 2020-06-01 | St. Pool |  | 5.61 | OH |  | CHGE |  |  |  | Planned | Reliability
2014 | NPCC-NewYork | AC | 100-120 | 115 | 1280 | 2016-06-01 | Pleasant Valley |  | 5.53 | OH |  | CHGE |  |  |  | Planned | Reliability
2014 | NPCC-NewYork | AC | 100-120 | 115 | 1280 | 2016-06-01 | Todd Hill |  | 5.23 | OH |  | CHGE |  |  |  | Planned | Reliability
2014 | NPCC-NewYork | AC | 100-120 | 115 |  | 2017-06-01 | Luther Forest |  | 5.1 | OH |  | NGRID |  |  |  | Conceptual | Reliability
2014 | NPCC-NewYork | AC | 121-150 | 138 | 1980 | 2017-06-01 | Burns |  | 5 | OH |  | O & R |  |  |  | Planned | Reliability
2014 | NPCC-NewYork | AC | 121-150 | 138 |  | 2025-06-01 | Newbridge |  | 5 | UG |  | LIPA |  |  |  | Conceptual | Reliability
2014 | NPCC-NewYork | AC | 100-120 | 115 | 1114 | 2020-06-01 | Kerhonkson |  | 4.97 | OH |  | CHGE |  |  |  | Planned | Reliability
2014 | NPCC-NewYork | AC | 100-120 | 115 | 1114 | 2020-06-01 | Modena |  | 4.62 | OH |  | CHGE |  |  |  | Planned | Reliability
2014 | NPCC-NewYork | AC | 300-399 | 345 | 800 | 2016-06-01 | Gowanus |  | 4.05 | UG |  | ConEd |  |  |  | Planned | Reliability
2014 | NPCC-NewYork | AC | 300-399 | 345 | 3000 | 2018-06-01 | North Rockland (New Station) |  | 4 | OH |  | O & R/ConEd |  |  |  | Conceptual | Reliability
2014 | NPCC-NewYork | AC | 300-399 | 345 | 2177 | 2019-12-01 | Station 255 (New Station) |  | 3.8 | OH |  | NYPA |  |  |  | Planned | Reliability
2014 | NPCC-NewYork | AC | 100-120 | 115 | 1255 | 2016-06-01 | Station 67 |  | 3.5 | OH |  | RGE |  |  |  | Planned | Reliability
2014 | NPCC-NewYork | AC | 100-120 | 115 |  | 2019-06-01 | Mohican |  | 3.5 | OH |  | NGRID |  |  |  | Conceptual | Reliability
2014 | NPCC-NewYork | AC | 100-120 | 115 | 1280 | 2019-06-01 | E. Fishkill |  | 3.32 | OH |  | CHGE |  |  |  | Conceptual | Reliability
2014 | NPCC-NewYork | AC | 100-120 | 115 | 2008 | 2015-12-01 | Station 33 |  | 2.97 | UG |  | RGE |  |  |  | Planned | Reliability
2014 | NPCC-NewYork | AC | 100-120 | 115 | 1114 | 2020-12-01 | Knapps Corners |  | 2.88 | OH |  | CHGE |  |  |  | Conceptual | Reliability
2014 | NPCC-NewYork | AC | 100-120 | 115 | 916 | 2015-06-01 | Eastover Road (New Station) |  | 2.6 |  |  | NGRID |  |  |  | Planned | Reliability
2014 | NPCC-NewYork | AC | 100-120 | 115 | 1454 | 2020-12-01 | Fishkill Plains |  | 2.05 | OH |  | CHGE |  |  |  | Conceptual | Reliability
2014 | NPCC-NewYork | AC | 200-299 | 230 |  | 2017-12-01 | Cumberland Head |  | 1.63 | SM |  | NYPA |  |  |  | Conceptual | Reliability
2014 | NPCC-NewYork | AC | 300-399 | 345 | 1252 | 2016-06-01 | Goethals |  | 1.5 | UG |  | ConEd |  |  |  | Planned | Reliability
2014 | NPCC-NewYork | AC | 300-399 | 345 | 1252 | 2016-06-01 | Goethals |  | 1.5 | UG |  | ConEd |  |  |  | Planned | Reliability
2014 | NPCC-NewYork | AC | 100-120 | 115 | 2008 | 2015-12-01 | Station 262 |  | 1.46 | UG |  | RGE |  |  |  | Planned | Reliability
2014 | NPCC-NewYork | AC | 100-120 | 115 | 775 | 2016-06-01 | Wood Street |  | 1.34 | OH |  | NYSEG |  |  |  | Planned | Reliability
2014 | NPCC-NewYork | AC | 100-120 | 115 | 1396 | 2015-06-01 | Mortimer |  | 1 | OH |  | RGE |  |  |  | Planned | Reliability
2014 | NPCC-NewYork | AC | 100-120 | 115 | 1396 | 2015-06-01 | Station 251 |  | 0.98 | OH |  | RGE |  |  |  | Planned | Reliability
2014 | NPCC-NewYork | AC | 100-120 | 115 |  | 2015-06-01 | Gardenville |  | 0.3 |  |  | NGRID |  |  |  | Planned | Reliability
2014 | NPCC-NewYork | AC | 300-399 | 345 | 2504 | 2016-06-01 | Goethals |  | -1.5 | UG |  | ConEd |  |  |  | Planned | Reliability
2014 | NPCC-NewYork | AC | 121-150 | 138 | 2087 | 2017-06-01 | Pilgrim |  | -11.74 | OH |  | LIPA |  |  |  | Conceptual | Reliability
2014 | NPCC-NewYork | AC | 100-120 | 115 | 937 | 2015-06-01 | Luther Forest |  | -18.3 |  |  | NGRID |  |  |  | Planned | Reliability
2014 | NPCC-NewYork | AC | 100-120 | 115 | 916 | 2015-06-01 | Battenkill |  | -22.39 |  |  | NGRID |  |  |  | Planned | Reliability
2014 | NPCC-NewYork | AC | 100-120 | 115 | 648 | 2017-12-01 | Greenbush |  | -26.43 | OH |  | NGRID |  |  |  | Planned | Reliability
2014 | NPCC-NewYork | AC | 200-299 | 230 | 1080 | 2017-12-01 | Wethersfield |  | -31.5 | OH |  | NYSEG |  |  |  | Planned | Reliability
2014 | NPCC-NewYork | AC | 300-399 | 345 | 2177 | 2019-12-01 | Dysinger Tap |  | -44 | OH |  | NYPA |  |  |  | Planned | Reliability
2014 | NPCC-NewYork | AC | 100-120 | 115 | 584 | 2015-12-01 | Gardenville |  | -65.69 | OH |  | NGRID |  |  |  | Planned | Reliability
2014 | NPCC-NewYork | AC | 300-399 | 345 | 2177 | 2019-12-01 | Niagara |  | -70.2 | OH |  | NYPA |  |  |  | Planned | Reliability
2014 | NPCC-NewYork | AC | 300-399 | 345 | 1013 | 2016-06-01 | Homer City |  | -151.11 | OH |  | NGRID/NYSEG |  |  |  | Planned | Reliability
2014 | NPCC-NewYork | AC | 300-399 | 345 | 1549 | 2015-06-01 | Homer City |  | -177 | OH |  | NYSEG |  |  |  | Planned | Reliability
2014 | NPCC-NewYork | AC | 300-399 | 345 | 1013 | 2015-12-01 | Homer City |  | -204.11 | OH |  | NGRID |  |  |  | Planned | Reliability
2014 | NPCC-NewYork | DC | 200-299 | 200 | 500 | 2016-06-01 | Deans 500kV |  | 82 | UG |  | LIPA |  |  |  | Planned | Reliability
2014 | NPCC-NewYork | AC | 100-120 | 115 | 1114 | 2020-06-01 | High Falls |  | 10.03 | OH |  | CHGE |  |  |  | Planned | Reliability
2014 | NPCC-NewYork | AC | 100-120 | 115 | 1114 | 2020-06-01 | Galeville |  | 8.96 | OH |  | CHGE |  |  |  | Planned | Reliability
2014 | NPCC-NewYork | AC | 100-120 | 138 | TBD | 2020-06-01 | Valley Stream |  | 7 | OH |  | LIPA |  |  |  | Conceptual | Reliability
2014 | NPCC-NewYork | AC | 100-120 | 138 | TBD | 2020-06-01 | Shore Rd |  | 10 | UG |  | LIPA |  |  |  | Conceptual | Reliability
2014 | NPCC-NewYork | AC | 100-120 | 115 | 937 | 2015-06-01 | Luther Forest |  | 17.5 | OH |  | NGRID |  |  |  | Planned | Reliability
2014 | NPCC-NewYork | AC | 300-399 | 345 | 3000 | 2018-06-01 | Ladentown |  | -9.5 | OH |  | O&R/Coned |  |  |  | Conceptual | Reliability
2014 | NPCC-NewYork | AC | 300-399 | 345 | 3000 | 2018-06-01 | Ladentown |  | 5.5 | OH |  | O&R/Coned |  |  |  | Conceptual | Reliability
2014 | NPCC-NewYork | AC | 300-399 | 345 | 3000 | 2018-06-01 | North Rockland |  | 4 | OH |  | O&R/Coned |  |  |  | Conceptual | Reliability
2014 | PJM | AC | 200-299 | 200-299 | 700 | 2015-08-01 | Orchard | Cumberland | 2.7 | OH |  | AE | I | 1 | b0210.1 | Under Construction | Reliability | Economics / Congestion
2014 | PJM | AC | 200-299 | 200-299 | 669 | 2016-06-01 | Mickleton | Gloucester | 1.7 | OH |  | AE | I | 1 | b1398.3.1 | Planned | Reliability | Economics / Congestion
2014 | PJM | AC | 121-150 | 121-150 | 389 | 2015-08-01 | Biers Run | Hopetown | 5.5 | OH | 14006 | AEP | I | 1 | b1032.2 | Under Construction | Reliability | Economics / Congestion
2014 | PJM | AC | 121-150 | 121-150 | 389 | 2015-08-01 | Biers Run | Circleville | 23.5 | OH | 14006 | AEP | I | 1 | b1032.2 | Under Construction | Reliability | Economics / Congestion
2014 | PJM | AC | 121-150 | 121-150 | 389 | 2016-06-01 | Hopetown | Delano | 5.5 | OH | 14006 | AEP | I | 1 | b1032.3 | Planned | Reliability | Economics / Congestion
2014 | PJM | AC | 121-150 | 121-150 | 251 | 2015-08-01 | South Canton | West Canton | 4.1 | OH | 14006 | AEP | I | 1 | b1034.1 | Under Construction | Reliability | Economics / Congestion
2014 | PJM | AC | 121-150 | 121-150 | 251 | 2015-08-01 | Wagenhals | Wayview | 9 | OH | 14006 | AEP | I | 1 | b1034.1 | Under Construction | Reliability | Economics / Congestion
2014 | PJM | AC | 121-150 | 121-150 | 296 | 2016-06-01 | Hillsboro | Highland | 7.5 | OH | 14006 | AEP | I | 1 | b1466.7 | Planned | Reliability | Economics / Congestion
2014 | PJM | AC | 121-150 | 121-150 | 388 | 2016-06-01 | Robison Park | Auburn | 15.5 | OH | 14006 | AEP | I | 1 | b1490 | Planned | Reliability | Economics / Congestion
2014 | PJM | AC | 121-150 | 121-150 | 388 | 2016-06-01 | Robison Park | Auburn | 15.5 | OH | 14006 | AEP | I | 1 | b1490 | Planned | Reliability | Economics / Congestion
2014 | PJM | AC | 600+ | 600+ | 4257 | 2016-06-01 | Dumont | Sorenson | 7 | OH | 14006 | AEP | I | 1 | b1659.14 | Planned | Reliability | Economics / Congestion
2014 | PJM | AC | 600+ | 600+ | 4257 | 2016-06-01 | Marysville | Sorenson | 7 | OH | 14006 | AEP | I | 1 | b1659.14 | Planned | Reliability | Economics / Congestion
2014 | PJM | AC | 121-150 | 121-150 | 251 | 2016-06-01 | Pemberton | Cherry Creek | 4 | OH | 14006 | AEP | I | 1 | b1662 | Planned | Reliability | Economics / Congestion
2014 | PJM | AC | 121-150 | 121-150 | 388 | 2016-06-01 | Jacksons Ferry | Progress Park | 14.8 | OH | 14006 | AEP | I | 1 | b1663.1 | Planned | Reliability | Economics / Congestion
2014 | PJM | AC | 121-150 | 121-150 | 388 | 2016-06-01 | Jacksons Ferry | Wythe | 20.1 | OH | 14006 | AEP | I | 1 | b1663.1 | Planned | Reliability | Economics / Congestion
2014 | PJM | AC | 121-150 | 121-150 | 167 | 2016-06-01 | Melmore | Greenlawn | 2 | OH | 14006 | AEP | I | 1 | b1667 | Planned | Reliability | Economics / Congestion
2014 | PJM | AC | 121-150 | 121-150 | 167 | 2016-06-01 | Greenlawn | Tiffin Center | 2 | OH | 14006 | AEP | I | 1 | b1667 | Planned | Reliability | Economics / Congestion
2014 | PJM | AC | 121-150 | 121-150 | 167 | 2016-06-01 | Melmore | Tiffin Center | 3.6 | OH | 14006 | AEP | I | 1 | b1667 | Planned | Reliability | Economics / Congestion
2014 | PJM | AC | 121-150 | 121-150 | 167 | 2016-06-01 | Tiffin Center | Fremont Center | 12.6 | OH | 14006 | AEP | I | 1 | b1667 | Planned | Reliability | Economics / Congestion
2014 | PJM | AC | 121-150 | 121-150 | 167 | 2016-06-01 | Tiffin Center | Fremont Center | 12.6 | OH | 14006 | AEP | I | 1 | b1667 | Planned | Reliability | Economics / Congestion
2014 | PJM | AC | 121-150 | 121-150 | 167 | 2016-06-01 | Lincoln | Allen | 3.1 | OH | 14006 | AEP | I | 1 | b1818 | Planned | Reliability | Economics / Congestion
2014 | PJM | AC | 121-150 | 121-150 | 148 | 2016-06-01 | Sterling | Allen | 3.1 | OH | 14006 | AEP | I | 1 | b1818 | Planned | Reliability | Economics / Congestion
2014 | PJM | AC | 121-150 | 121-150 | 167 | 2016-06-01 | Milan | Allen | 3.1 | OH | 14006 | AEP | I | 1 | b1818 | Planned | Reliability | Economics / Congestion
2014 | PJM | AC | 121-150 | 121-150 | 167 | 2016-06-01 | Timber Switch | Allen | 3.1 | OH | 14006 | AEP | I | 1 | b1818 | Planned | Reliability | Economics / Congestion
2014 | PJM | AC | 300-399 | 300-399 | 1409 | 2016-06-01 | Robison Park | Sorenson | 20.9 | OH | 14006 | AEP | I | 1 | b1819 | Planned | Reliability | Economics / Congestion
2014 | PJM | AC | 121-150 | 121-150 | 205 | 2016-06-01 | West Bellaire | Brues | 4.9 | OH | 14006 | AEP | I | 1 | b1864.2 | Planned | Reliability | Economics / Congestion
2014 | PJM | AC | 121-150 | 121-150 | 251 | 2016-06-01 | Bradley | Tower 117 | 9.1 | OH | 14006 | AEP | I | 1 | b1875 | Planned | Reliability | Economics / Congestion
2014 | PJM | AC | 121-150 | 121-150 | 296 | 2017-12-01 | Tower 117 | McClung | 18 | OH | 14006 | AEP | I | 1 | b1875 | Planned | Reliability | Economics / Congestion
2014 | PJM | AC | 300-399 | 300-399 | 1219 | 2015-08-01 | Conesville | Ohio Central | 1.9 | OH | 14006 | AEP | I | 1 | b2018 | Under Construction | Reliability | Economics / Congestion
2014 | PJM | AC | 300-399 | 300-399 | 1219 | 2015-08-01 | Bixby | Ohio Central | 1.9 | OH | 14006 | AEP | I | 1 | b2018 | Under Construction | Reliability | Economics / Congestion
2014 | PJM | AC | 300-399 | 300-399 | 1409 | 2016-06-01 | Vassell | Corridor | 8 | OH | 14006 | AEP | I | 1 | s0251 | Planned | Reliability | Economics / Congestion
2014 | PJM | AC | 121-150 | 121-150 | 338 | 2016-06-01 | Vassell | Delaware | 17.4 | OH | 14006 | AEP | I | 1 | s0251 | Planned | Reliability | Economics / Congestion
2014 | PJM | AC | 121-150 | 121-150 | 323 | 2016-06-01 | I. U. Purdue | Robison Park | 4 | OH | 14006 | AEP | I | 1 | s0353 | Planned | Reliability | Economics / Congestion
2014 | PJM | AC | 121-150 | 121-150 | 323 | 2016-06-01 | I. U. Purdue | Spy Run | 2.5 | OH | 14006 | AEP | I | 1 | s0353 | Planned | Reliability | Economics / Congestion
2014 | PJM | AC | 121-150 | 138 | 350 | 2018-06-01 | Structure 415 | New Station | 3.75 | OH |  | AEP | I | 1 | b2344.2 | Planned | Reliability | Economics / Congestion
2014 | PJM | AC | 121-150 | 138 | 350 | 2018-06-01 | New Station | Marcellus | 1.95 | OH |  | AEP | I | 1 | b2344.3 | Planned | Reliability | Economics / Congestion
2014 | PJM | AC | 121-150 | 138 | 350 | 2018-06-01 | Structure 434 | Marcellus | 2.35 | OH |  | AEP | I | 1 | b2344.4 | Planned | Reliability | Economics / Congestion
2014 | PJM | AC | 121-150 | 138 | 350 | 2018-06-01 | Hogan | Mullin | 3 | OH |  | AEP | I | 1 | b2410 | Planned | Reliability | Economics / Congestion
2014 | PJM | AC | 300-399 | 345 | 900 | 2018-06-01 | Sorenson | East Lima | 32 | OH |  | AEP | I | 1 | n3460 | Planned | Reliability | Economics / Congestion
2014 | PJM | AC | 200-299 | 200-299 | 525 | 2017-06-01 | Conastone | Graceton | 8.6 | OH | 4172 | BGE | I | 1 | b0497 | Planned | Reliability | Economics / Congestion
2014 | PJM | AC | 100-120 | 100-120 | 262 | 2016-06-01 | Westport | Wilkens Ave | 3 | UG | 4172 | BGE | I | 1 | TOI152 | Planned | Reliability | Economics / Congestion
2014 | PJM | AC | 200-299 | 200-299 | 525 | 2017-06-01 | Graceton | Raphael Rd. | 3 | OH | 4172 | BGE | I | 1 | b1251 | Planned | Reliability | Economics / Congestion
2014 | PJM | AC | 100-120 | 115 | 200 | 2017-06-01 | Raphael Road | Joppatowne | 3 | UG |  | BGE | I | 1 | b2307 | Planned | Reliability | Economics / Congestion
2014 | PJM | AC | 100-120 | 115 | 180 | 2018-06-01 | Bestgate Tap | Waugh Chapel | 3 | UG |  | BGE | I | 1 | b2308 | Planned | Reliability | Economics / Congestion
2014 | PJM | AC | 300-399 | 300-399 | 969 | 2017-06-01 | Byron | Wayne | 57 | OH |  | ComEd | I | 1 | b2141/n1606 | Planned | Reliability | Economics / Congestion
2014 | PJM | AC | 121-150 | 121-150 | 220 | 2018-06-01 | West Milton | Eldean | 18 | OH | 4922 | Dayton | I | 1 | b1572 | Planned | Reliability | Economics / Congestion
2014 | PJM | AC | 121-150 | 121-150 | 220 | 2016-06-01 | Jay | Fort Recovery | 11 | OH | 4922 | Dayton | I | 1 | s0326 | Planned | Reliability | Economics / Congestion
2014 | PJM | AC | 121-150 | 121-150 | 223 | 2018-12-01 | Plum | Universal | 7.3 | OH | 5487 | DLCO | I | 1 | toi1340.2 | Planned | Reliability | Economics / Congestion
2014 | PJM | AC | 121-150 | 121-150 |  | 2016-06-01 | Elrama | Dravosburg | -9.74 | OH | 5487 | DLCO | I | 1 | b2174.7 | Planned | Reliability | Economics / Congestion
2014 | PJM | AC | 300-399 | 300-399 | 540 | 2016-06-01 | Brunot Island | Carson | 9 | UG | 5487 | DLCO | I | 1 | b0502 | Planned | Reliability | Economics / Congestion
2014 | PJM | AC | 121-150 | 121-150 | 320 | 2016-06-01 | Wye Mills | Church | 7 | OH |  | DPL | I | 1 | b0879 | Planned | Reliability | Economics / Congestion
2014 | PJM | AC | 121-150 | 121-150 | 320 | 2018-06-01 | Wye Mills | Easton | 4 | OH |  | DPL | I | 1 | toi355 | Planned | Reliability | Economics / Congestion
2014 | PJM | AC | 200-299 | 200-299 | 560 | 2016-06-01 | W3-032A | Cartanza | 2.5 | OH |  | DPL | I | 1 | n3405 | Planned | Fossil-Fired Integration | Reliability
2014 | PJM | AC | 121-150 | 138 | 350 | 2019-06-01 | Vienna | Loretto | 17 | OH |  | DPL | I | 1 | b0750 | Planned | Reliability | Economics / Congestion
2014 | PJM | AC | 121-150 | 138 | 350 | 2019-06-01 | Loretto | Piney Grove | 8 | OH |  | DPL | I | 1 | b0750 | Planned | Reliability | Economics / Congestion
2014 | PJM | AC | 200-299 | 230 | 650 | 2019-06-01 | Vienna | Steele | 25 | OH |  | DPL | I | 1 | b0877 | Planned | Reliability | Economics / Congestion
2014 | PJM | AC | 200-299 | 230 | 650 | 2016-06-01 | Jenkins | Stanton | 14 | OH |  | PL | I | 1 | b0910 | Planned | Reliability | Economics / Congestion
2014 | PJM | AC | 121-150 | 138 | 350 | 2018-06-01 | Piney Grove | Wattsville | 8 | OH |  | DPL | I | 1 | b2288 | Planned | Reliability | Economics / Congestion
2014 | PJM | AC | 121-150 | 121-150 | 360 | 2016-06-01 | Buckhannon | Weston | 4 | OH |  | FE(AP) | I | 1 | b1840 | Planned | Reliability | Reliability
2014 | PJM | AC | 121-150 | 121-150 | 360 | 2016-06-01 | McDowell | Campbell | 5.5 | OH |  | FE(AP) | I | 1 | b2124.4 | Planned | Reliability | Reliability
2014 | PJM | AC | 121-150 | 121-150 | 360 | 2016-06-01 | Kiesters | Campbell | 7.5 | OH |  | FE(AP) | I | 1 | b2124.5 | Planned | Reliability | Reliability
2014 | PJM | AC | 121-150 | 121-150 | 232/281 | 2021-06-01 | Barberton | South Akron | 8.1 | OH |  | FE(ATSI) | I | 1 | Can't confirm | Conceptual | Reliability | Economics / Congestion
2014 | PJM | AC | 121-150 | 121-150 | 278/338 | 2020-06-01 | Broadview | Clark | 5 | OH |  | FE(ATSI) | I | 1 | Can't confirm | Conceptual | Reliability | Economics / Congestion
2014 | PJM | AC | 121-150 | 121-150 | 160/192 | 2020-06-01 | Broadview | East Springfield | 3.5 | OH |  | FE(ATSI) | I | 1 | Can't confirm | Conceptual | Reliability | Economics / Congestion
2014 | PJM | AC | 121-150 | 121-150 | 160/192 | 2020-06-01 | Broadview | Tangy | 3.5 | OH |  | FE(ATSI) | I | 1 | Can't confirm | Conceptual | Reliability | Economics / Congestion
2014 | PJM | AC | 121-150 | 121-150 | 278/338 | 2020-06-01 | Broadview | Urbana | 5 | OH |  | FE(ATSI) | I | 1 | Can't confirm | Conceptual | Reliability | Economics / Congestion
2014 | PJM | AC | 121-150 | 121-150 | 151/166 | 2021-06-01 | Midway | Wauseon | -3.08 | OH |  | FE(ATSI) | I | 1 | Can't confirm | Conceptual | Reliability | Economics / Congestion
2014 | PJM | AC | 121-150 | 121-150 | 151/166 | 2021-06-01 | Napoleon | Richland | -3.08 | OH |  | FE(ATSI) | I | 1 | Can't confirm | Conceptual | Reliability | Economics / Congestion
2014 | PJM | AC | 121-150 | 121-150 | 151/166 | 2021-06-01 | Richland | Stryker | -3.08 | OH |  | FE(ATSI) | I | 1 | Can't confirm | Conceptual | Reliability | Economics / Congestion
2014 | PJM | AC | 300-399 | 300-399 |  | 2015-08-01 | Niles | Highland | 4.8 | OH |  | FE(ATSI) | I | 1 | b1934.1 | Under Construction | Reliability | Economics / Congestion
2014 | PJM | AC | 300-399 | 300-399 |  | 2015-08-01 | Niles | Shenango | 19 | OH |  | FE(ATSI) | I | 1 | b1934.1 | Under Construction | Reliability | Economics / Congestion
2014 | PJM | AC | 300-399 | 300-399 |  | 2015-08-01 | Allen Junction | Midway | 24 | OH |  | FE(ATSI) | I | 1 | b1936 | Under Construction | Reliability | Economics / Congestion
2014 | PJM | AC | 300-399 | 300-399 |  | 2015-08-01 | Midway | Lemoyne | 24 | OH |  | FE(ATSI) | I | 1 | b1936 | Under Construction | Reliability | Economics / Congestion
2014 | PJM | AC | 121-150 | 121-150 |  | 2018-06-01 | West Fremont | Groton | 19 | OH |  | FE(ATSI) | I | 1 | b1959 | Planned | Reliability | Economics / Congestion
2014 | PJM | AC | 121-150 | 121-150 |  | 2018-06-01 | Groton | Hayes | 9 | OH |  | FE(ATSI) | I | 1 | b1959 | Planned | Reliability | Economics / Congestion
2014 | PJM | AC | 300-399 | 345 | 900 | 2015-08-01 | Mansfield | Northfield | 32 | OH |  | FE(ATSI) | I | 1 | b1924 | Under Construction | Reliability | Economics / Congestion
2014 | PJM | AC | 121-150 | 121-150 |  | 2015-08-01 | Toronto | Sammis | 6 | OH |  | FE(ATSI) |  | 1 | b1977 | Under Construction | Reliability | Economics / Congestion
2014 | PJM | AC | 121-150 | 121-150 |  | 2015-08-01 | Toronto | South Akron | 64.9 | OH |  | FE(ATSI) |  | 1 | b1977 | Under Construction | Reliability | Economics / Congestion
2014 | PJM | AC | 121-150 | 121-150 |  | 2015-08-01 | Toronto | Boardman | 40.2 | OH |  | FE(ATSI) |  | 1 | b1977 | Under Construction | Reliability | Economics / Congestion
2014 | PJM | AC | 121-150 | 121-150 |  | 2015-08-01 | Toronto | Lowellville | 51.2 | OH |  | FE(ATSI) |  | 1 | b1977 | Under Construction | Reliability | Economics / Congestion
2014 | PJM | AC | 121-150 | 121-150 |  | 2016-06-01 | Holloway (AEP) | Brookside | 92 | OH |  | FE(ATSI) |  | 1 | b2019 | Planned | Reliability | Economics / Congestion
2014 | PJM | AC | 121-150 | 121-150 |  | 2016-06-01 | Holloway (AEP) | Longview | 93 | OH |  | FE(ATSI) |  | 1 | b2019 | Planned | Reliability | Economics / Congestion
2014 | PJM | AC | 121-150 | 121-150 |  | 2016-06-01 | Holloway (AEP) | Harmon #1 | 69 | OH |  | FE(ATSI) |  | 1 | b2019 | Planned | Reliability | Economics / Congestion
2014 | PJM | AC | 121-150 | 121-150 |  | 2016-06-01 | Holloway (AEP) | Harmon #2 | 69 | OH |  | FE(ATSI) |  | 1 | b2019 | Planned | Reliability | Economics / Congestion
2014 | PJM | AC | 121-150 | 121-150 |  | 2016-06-01 | Holloway (AEP) | Cloverdale | 72 | OH |  | FE(ATSI) |  | 1 | b2019 | Planned | Reliability | Economics / Congestion
2014 | PJM | AC | 121-150 | 121-150 |  | 2016-06-01 | Holloway (AEP) | Knox | 66 | OH |  | FE(ATSI) |  | 1 | b2019 | Planned | Reliability | Economics / Congestion
2014 | PJM | AC | 121-150 | 121-150 |  | 2016-06-01 | Holloway (AEP) | Burger #1 | 3 | OH |  | FE(ATSI) |  | 1 | b2019 | Planned | Reliability | Economics / Congestion
2014 | PJM | AC | 121-150 | 121-150 |  | 2016-06-01 | Holloway (AEP) | Burger #2 | 3 | OH |  | FE(ATSI) |  | 1 | b2019 | Planned | Reliability | Economics / Congestion
2014 | PJM | AC | 300-399 | 300-399 |  | 2016-06-01 | Avon | Lake Avenue #1 | 8.36 | OH |  | FE(ATSI) |  | 1 | Can't confirm | Planned | Reliability | Economics / Congestion
2014 | PJM | AC | 300-399 | 300-399 |  | 2016-06-01 | Avon | Lake Avenue #2 | 8.36 | OH |  | FE(ATSI) |  | 1 | Can't confirm | Planned | Reliability | Economics / Congestion
2014 | PJM | AC | 300-399 | 300-399 |  | 2016-06-01 | Lake Avenue | Beaver #1 | 7.93 | OH |  | FE(ATSI) |  | 1 | Can't confirm | Planned | Reliability | Economics / Congestion
2014 | PJM | AC | 300-399 | 300-399 |  | 2016-06-01 | Lake Avenue | Beaver #2 | 7.93 | OH |  | FE(ATSI) |  | 1 | Can't confirm | Planned | Reliability | Economics / Congestion
2014 | PJM | AC | 121-150 | 121-150 |  | 2016-06-01 | Black River | Lake Avenue #1 | 3.04 | OH |  | FE(ATSI) |  | 1 | Can't confirm | Planned | Reliability | Economics / Congestion
2014 | PJM | AC | 121-150 | 121-150 |  | 2016-06-01 | Black River | Lake Avenue #2 | 3.04 | OH |  | FE(ATSI) |  | 1 | Can't confirm | Planned | Reliability | Economics / Congestion
2014 | PJM | AC | 121-150 | 121-150 |  | 2016-06-01 | Lake Avenue | Johnson #1 | 1.65 | OH |  | FE(ATSI) |  | 1 | Can't confirm | Planned | Reliability | Economics / Congestion
2014 | PJM | AC | 121-150 | 121-150 |  | 2016-06-01 | Lake Avenue | Johnson #2 | 1.65 | OH |  | FE(ATSI) |  | 1 | Can't confirm | Planned | Reliability | Economics / Congestion
2014 | PJM | AC | 121-150 | 121-150 |  | 2015-06-01 | Dowling | Chrysler | 3.3 | OH |  | FE(ATSI) |  | 1 | b1927 | Under Construction | Reliability | Economics / Congestion
2014 | PJM | AC | 121-150 | 121-150 |  | 2015-06-01 | Dowling | Levis Park | 3.3 | OH |  | FE(ATSI) |  | 1 | b1927 | Under Construction | Reliability | Economics / Congestion
2014 | PJM | AC | 200-299 | 230 | 650 | 2017-06-01 | Whippany | Montville | 6.4 | OH |  | FE(JC) | I | 1 | b2003 | Planned | Reliability | Economics / Congestion
2014 | PJM | AC | 200-299 | 230 | 650 | 2017-06-01 | Larrabee | Oceanview | 16.2 | OH |  | FE(JC) | I | 1 | b2015 | Planned | Reliability | Economics / Congestion
2014 | PJM | AC | 100-120 | 115 | 200 | 2015-08-01 | Englishtown | Wyckoff | 13 | OH |  | FE(JC) | I | 1 | b1674 | Under Construction | Reliability | Economics / Congestion
2014 | PJM | AC | 200-299 | 230 | 709 | 2017-06-01 | NJT Aberdeen | NJT Red Bank | 10.1 | OH |  | FE(JC) | I | 1 | b1690 | Planned | Reliability | Economics / Congestion
2014 | PJM | AC | 100-120 | 100-120 |  | 2016-06-01 | W3-099 | Erie East | 2.6 | OH |  | FE(Penelec) | I | 1 | n3343 | Planned | Variable/Renewable Integration | Reliability
2014 | PJM | AC | 100-120 | 115 | 200 | 2018-06-01 | Central City West | Bedford North | 18 | OH |  | FE(Penelec) | I | 1 | b2450 | Planned | Reliability | Economics / Congestion
2014 | PJM | AC | 200-299 | 200-299 | 398 | 2018-06-01 | Chichester | Linwood | 2 | OH | 14940 | PECO | I | 1 | b1900 | Planned | Reliability | Economics / Congestion
2014 | PJM | AC | 200-299 | 200-299 |  | 2016-06-01 | Buzzard Point | Ritchie | 10.83 | OH |  | PEPCO | I | 1 | b1125 | Planned | Reliability | Economics / Congestion
2014 | PJM | AC | 400-599 | 400-599 | 3005 | 2015-08-01 | Susquehanna | Roseland | 146 | OH |  | PL | I | 1 | b0487 | Under Construction | Reliability | Economics / Congestion
2014 | PJM | AC | 200-299 | 200-299 | 648 | 2017-11-01 | West Pocono | North Pocono | 10.6 | OH |  | PL | I | 1 | b1813.3 | Planned | Reliability | Economics / Congestion
2014 | PJM | AC | 200-299 | 200-299 | 648 | 2016-06-01 | Jenkins | West Pocono | 14.7 | OH |  | PL | I | 1 | b1813.6 | Planned | Reliability | Economics / Congestion
2014 | PJM | AC | 200-299 | 200-299 | 648 | 2016-11-01 | Paupack | North Pocono | 21.9 | OH |  | PL | I | 1 | b1813.8 | Planned | Reliability | Economics / Congestion
2014 | PJM | AC | 121-150 | 121-150 |  | 2018-06-01 | Essex | Kearny | 2 | OH |  | PSEG | I | 1 | b1589 | Planned | Reliability | Economics / Congestion
2014 | PJM | AC | 200-299 | 200-299 |  | 2015-08-01 | Hudson | Kearny | 2 | OH |  | PSEG | I | 1 | b1304.1 | Under Construction | Reliability | Economics / Congestion
2014 | PJM | AC | 200-299 | 200-299 |  | 2015-08-01 | Hudson | Kearny | 2 | OH |  | PSEG | I | 1 | b1304.1 | Under Construction | Reliability | Economics / Congestion
2014 | PJM | AC | 200-299 | 200-299 |  | 2015-08-01 | Roseland | Kearny | 21.9 | OH |  | PSEG | I | 1 | b1304.1 | Under Construction | Reliability | Economics / Congestion
2014 | PJM | AC | 200-299 | 200-299 |  | 2015-08-01 | Roseland | Kearny | 21.9 | OH |  | PSEG | I | 1 | b1304.1 | Under Construction | Reliability | Economics / Congestion
2014 | PJM | AC | 200-299 | 200-299 |  | 2015-08-01 | Bergen | Athenia | 10 | UG |  | PSEG | I | 1 | b1304.3 | Under Construction | Reliability | Economics / Congestion
2014 | PJM | AC | 200-299 | 200-299 |  | 2015-08-01 | Hudson | South Waterfront | 8 | UG |  | PSEG | I | 1 | b1304.4/n1142 | Under Construction | Reliability | Economics / Congestion
2014 | PJM | AC | 200-299 | 200-299 |  | 2015-06-01 | Mickleton | Gloucester | 9 | OH |  | PSEG | I | 1 | b1398.3 | Planned | Reliability | Economics / Congestion
2014 | PJM | AC | 200-299 | 200-299 |  | 2016-06-01 | Cox's Corner | Lumberton | 4.3 | OH |  | PSEG | I | 1 | b1787 | Planned | Reliability | Economics / Congestion
2014 | PJM | AC | 200-299 | 200-299 |  | 2015-08-01 | Athenia | Bergen | 10 | UG |  | PSEG | I | 1 | n1035 | Under Construction | Reliability | Reliability
2014 | PJM | AC | 200-299 | 230 | 650 | 2016-06-01 | Sewaren | Metuchen | 14 | OH |  | PSEG | I | 1 | b2276.1 | Planned | Reliability | Economics / Congestion
2014 | PJM | AC | 200-299 | 230 | 650 | 2016-06-01 | Sewaren | Metuchen | 14 | OH |  | PSEG | I | 1 | b2276.1 | Planned | Reliability | Economics / Congestion
2014 | PJM | AC | 300-399 | 345 | 900 | 2018-06-01 | North Ave | Bayway | 6 | OH |  | PSEG | I | 1 | b2436.60 | Planned | Reliability | Economics / Congestion
2014 | PJM | AC | 300-399 | 345 | 900 | 2018-06-01 | Airport | Bayway | 3 | OH |  | PSEG | I | 1 | b2436.70 | Planned | Reliability | Economics / Congestion
2014 | PJM | AC | 300-399 | 345 | 900 | 2017-06-01 | Linden "Z" | Bayway | 2 | OH |  | PSEG | I | 1 | b2436.83 | Planned | Reliability | Economics / Congestion
2014 | PJM | AC | 200-299 | 230 | 650 | 2015-08-01 | Aldene | Springfield Road | 8 | OH |  | PSEG | I | 1 | b1399 | Under Construction | Reliability | Economics / Congestion
2014 | PJM | AC | 200-299 | 230 | 650 | 2015-08-01 | Springfield Road | West Orange | 7 | OH |  | PSEG | I | 1 | b1399 | Under Construction | Reliability | Economics / Congestion
2014 | PJM | AC | 200-299 | 230 | 650 | 2015-08-01 | Mickleton | Gloucester | 11 | OH |  | PSEG | I | 1 | b1398.3 | Under Construction | Reliability | Economics / Congestion
2014 | PJM | AC | 200-299 | 230 | 650 | 2016-08-01 | Gloucester | Camden | 6 | OH |  | PSEG | I | 1 | b1398 | Under Construction | Reliability | Economics / Congestion
2014 | PJM | AC | 121-150 | 121-150 | 236 | 2019-06-01 | West Nyack | Harings Corner | 0.26 | OH | 14154 | RECO | I | 1 | Can't confirm | Conceptual | Reliability | Reliability
2014 | PJM | AC | 200-299 | 230 | 650 | 2015-08-01 | Brambleton | BECO | 11 | OH |  | Dominion | I | 1 | b1503.2 | Under Construction | Reliability | Economics / Congestion
2014 | PJM | AC | 200-299 | 230 | 650 | 2015-08-01 | Cannon Branch | Cloverhill | 12 | OH |  | Dominion | I | 1 | b1332.1 | Under Construction | Reliability | Economics / Congestion
2014 | PJM | AC | 200-299 | 230 | 650 | 2015-08-01 | Cloverhill | Liberty | 12 | OH |  | Dominion | I | 1 | b1332.1 | Under Construction | Reliability | Economics / Congestion
2014 | PJM | AC | 200-299 | 230 | 650 | 2015-08-01 | Shawboro | Aydlett | 12 | OH |  | Dominion | I | 1 | b1331 | Under Construction | Reliability | Economics / Congestion
2014 | PJM | AC | 200-299 | 230 | 650 | 2015-07-01 | Trowbridge | Winfall | 13 | OH |  | Dominion | I | 1 | b1315 | Under Construction | Reliability | Economics / Congestion
2014 | PJM | AC | 200-299 | 230 | 1047 | 2016-06-01 | Dooms | Lexington | 39 | OH |  | Dominion | I | 1 | b2360 | Planned | Reliability | Economics / Congestion
2014 | PJM | AC | 200-299 | 230 | 1047 | 2017-06-01 | DTR | Scott's Run | 4.5 | OH |  | Dominion | I | 1 | b2361 | Planned | Reliability | Economics / Congestion
2014 | PJM | AC | 400-599 | 500 | 3450 | 2018-06-01 | Loudon | Brambleton | 4.8 | OH |  | Dominion | I | 1 | b2373 | Planned | Reliability | Economics / Congestion
2014 | PJM | AC | 200-299 | 230 | 800 | 2018-06-01 | Glebe | Station C | 2 | OH |  | Dominion | I | 1 | b2443 | Planned | Reliability | Economics / Congestion
2014 | PJM | AC | 400-599 | 500 | 3450 | 2024-01-01 | North Anna | Ladysmith | 14.5 | OH |  | Dominion | I | 1 | n0718.1 | Planned | Reliability | Economics / Congestion
2014 | PJM | AC | 400-599 | 500 | 3450 | 2016-06-01 | Heritage | Rawlings | 14 | OH |  | Dominion | I | 1 | n3290 | Planned | Reliability | Economics / Congestion
2014 | PJM | AC | 100-120 | 115 | 231 | 2016-06-01 | Staunton | Trimbles Mill | 1.1 | OH |  | Dominion | I | 1 | s0617 | Planned | Reliability | Economics / Congestion
2014 | PJM | AC | 100-120 | 115 | 231 | 2016-06-01 | Craigsville | Trimbles Mill | 1.1 | OH |  | Dominion | I | 1 | s0617 | Planned | Reliability | Economics / Congestion
2014 | PJM | AC | 100-120 | 115 | 231 | 2016-06-01 | Columbia | Cartersville | 1.5 | OH |  | Dominion | I | 1 | s0623 | Planned | Reliability | Economics / Congestion
2014 | PJM | AC | 100-120 | 115 | 231 | 2016-06-01 | Columbia | Bremo | 1.5 | OH |  | Dominion | I | 1 | s0623 | Planned | Reliability | Economics / Congestion
2014 | PJM | AC | 100-120 | 115 | 231 | 2016-06-01 | Redhouse | Pamplin | 2.6 | OH |  | Dominion | I | 1 | s0625 | Planned | Reliability | Economics / Congestion
2014 | PJM | AC | 100-120 | 115 | 231 | 2016-06-01 | Redhouse | Farmville | 2.6 | OH |  | Dominion | I | 1 | s0625 | Planned | Reliability | Economics / Congestion
2014 | PJM | AC | 151-199 | 161 | 400 | 2018-06-01 | Summer Shade EKPC | Summer Shade | 2 | OH |  | EKPC | I | 1 | b2414 | Planned | Reliability | Economics / Congestion
2014 | PJM | AC | 121-150 | 138 | 400 | 2016-06-01 | Upper Pittsgrove | Lewis | 41 | OH |  | AE | I | 1 | b2480.1 | Planned | Reliability | Economics / Congestion
2014 | PJM | AC | 121-150 | 138 | 400 | 2016-06-01 | Monroe | Landis | 11.5 | OH |  | AE | I | 1 | b2480.2 | Planned | Reliability | Economics / Congestion
2014 | PJM | AC | 121-150 | 138 | 400 | 2016-06-01 | Landis | Lewis | 31 | OH |  | AE | I | 1 | b2480.3 | Planned | Reliability | Economics / Congestion
2014 | PJM | AC | 121-150 | 138 | 400 | 2016-06-01 | Cardiff | Lewis | 5 | OH |  | AE | I | 1 | b2481 | Planned | Reliability | Economics / Congestion
2014 | PJM | AC | 121-150 | 138 | 400 | 2016-06-01 | Yager | Azalea | 11 | OH |  | AEP | I | 1 | b2501.2 | Planned | Reliability | Economics / Congestion
2014 | PJM | AC | 121-150 | 138 | 400 | 2017-06-01 | Nottingham | Holloway | 0.1 | OH |  | AEP | I | 1 | b2501.4 | Planned | Reliability | Economics / Congestion
2014 | PJM | AC | 121-150 | 138 | 400 | 2017-06-01 | Nottingham | Brookside | 0.1 | OH |  | AEP | I | 1 | b2501.4 | Planned | Reliability | Economics / Congestion
2014 | PJM | AC | 121-150 | 138 | 400 | 2017-06-01 | Nottingham | Holloway | 0.1 | OH |  | AEP | I | 1 | b2501.4 | Planned | Reliability | Economics / Congestion
2014 | PJM | AC | 121-150 | 138 | 400 | 2017-06-01 | Nottingham | Harmon | 0.1 | OH |  | AEP | I | 1 | b2501.4 | Planned | Reliability | Economics / Congestion
2014 | PJM | AC | 121-150 | 138 | 400 | 2017-06-01 | Nottingham | Holloway | 0.1 | OH |  | AEP | I | 1 | b2501.4 | Planned | Reliability | Economics / Congestion
2014 | PJM | AC | 121-150 | 138 | 400 | 2017-06-01 | Nottingham | Harmon | 0.1 | OH |  | AEP | I | 1 | b2501.4 | Planned | Reliability | Economics / Congestion
2014 | PJM | AC | 121-150 | 138 | 400 | 2017-06-01 | Nottingham | Holloway | 0.1 | OH |  | AEP | I | 1 | b2501.4 | Planned | Reliability | Economics / Congestion
2014 | PJM | AC | 121-150 | 138 | 400 | 2017-06-01 | Nottingham | Reeds | 0.1 | OH |  | AEP | I | 1 | b2501.4 | Planned | Reliability | Economics / Congestion
2014 | PJM | AC | 121-150 | 138 | 400 | 2017-06-01 | Nottingham | Holloway | 0.1 | OH |  | AEP | I | 1 | b2501.4 | Planned | Reliability | Economics / Congestion
2014 | PJM | AC | 121-150 | 138 | 400 | 2017-06-01 | Nottingham | New Stacy | 0.1 | OH |  | AEP | I | 1 | b2501.4 | Planned | Reliability | Economics / Congestion
2014 | PJM | AC | 121-150 | 138 | 400 | 2017-06-01 | Nottingham | Freebyrd | 4 | OH |  | AEP | I | 1 | b2501.4 | Planned | Reliability | Economics / Congestion
2014 | PJM | AC | 121-150 | 138 | 400 | 2017-06-01 | Nottingham | Holloway | 0.1 | OH |  | AEP | I | 1 | b2501.4 | Planned | Reliability | Economics / Congestion
2014 | PJM | AC | 121-150 | 138 | 400 | 2017-06-01 | Nottingham | Cloverdale | 0.1 | OH |  | AEP | I | 1 | b2501.4 | Planned | Reliability | Economics / Congestion
2014 | PJM | AC | 121-150 | 138 | 400 | 2016-12-01 | Freebyrd | South Cadiz | 4.6 | OH |  | AEP | I | 1 | b2502.3 | Planned | Reliability | Economics / Congestion
2014 | PJM | AC | 121-150 | 138 | 400 | 2019-06-01 | Tiltonsville | Windsor | 4.5 | OH |  | AEP | I | 1 | b2555 | Planned | Reliability | Economics / Congestion
2014 | PJM | AC | 121-150 | 138 | 400 | 2019-06-01 | Fremont | Pound | 5 | OH |  | AEP | I | 1 | b2600 | Planned | Reliability | Economics / Congestion
2014 | PJM | AC | 121-150 | 138 | 400 | 2019-06-01 | East Huntington | Darrah | 2.5 | OH |  | AEP | I | 1 | b2602.2 | Planned | Reliability | Economics / Congestion
2014 | PJM | AC | 121-150 | 138 | 400 | 2019-06-01 | Sundial | New Station | 3.2 | OH |  | AEP | I | 1 | b2611.2 | Planned | Reliability | Economics / Congestion
2014 | PJM | AC | 121-150 | 138 | 400 | 2019-06-01 | Baileysville | New Station | 3.2 | OH |  | AEP | I | 1 | b2611.2 | Planned | Reliability | Economics / Congestion
2014 | PJM | AC | 300-399 | 345 | 1500 | 2016-10-01 | Dumont | Eldeberry | 0.1 | OH |  | AEP | I | 1 | n4323 | Planned | Reliability | Economics / Congestion
2014 | PJM | AC | 300-399 | 345 | 1500 | 2016-10-01 | Sorenson | Eldeberry | 0.1 | OH |  | AEP | I | 1 | n4323 | Planned | Reliability | Economics / Congestion
2014 | PJM | AC | 121-150 | 138 | 400 | 2016-11-01 | Blue Racer | Summerfield | 0.1 | OH |  | AEP | I | 1 | s0766 | Planned | Reliability | Economics / Congestion
2014 | PJM | AC | 121-150 | 138 | 400 | 2016-11-01 | Blue Racer | Berne | 0.1 | OH |  | AEP | I | 1 | s0766 | Planned | Reliability | Economics / Congestion
2014 | PJM | AC | 121-150 | 138 | 400 | 2016-03-01 | Burger | Customer | 1.4 | OH |  | AEP | I | 1 | s0769 | Planned | Reliability | Economics / Congestion
2014 | PJM | AC | 200-299 | 230 | 1047 | 2017-06-01 | Remington CT | Warrenton | 12 | OH |  | Dominion | I | 1 | b2461 | Planned | Reliability | Economics / Congestion
2014 | PJM | AC | 200-299 | 230 | 1047 | 2017-06-01 | Wheeler | Vint Hill | 6 | OH |  | Dominion | I | 1 | b2461.1 | Planned | Reliability | Economics / Congestion
2014 | PJM | AC | 200-299 | 230 | 1047 | 2017-06-01 | Gainsville | Wheeler | 6 | OH |  | Dominion | I | 1 | b2461.2 | Planned | Reliability | Economics / Congestion
2014 | PJM | AC | 200-299 | 230 | 1047 | 2017-06-01 | Vint Hill | Wheeler | 0.1 | OH |  | Dominion | I | 1 | b2461.3 | Planned | Reliability | Economics / Congestion
2014 | PJM | AC | 200-299 | 230 | 1047 | 2017-06-01 | Loudoun | Wheeler | 0.1 | OH |  | Dominion | I | 1 | b2461.3 | Planned | Reliability | Economics / Congestion
2014 | PJM | AC | 200-299 | 230 | 1047 | 2016-05-01 | Pacific | Brambleton | 2 | OH |  | Dominion | I | 1 | s0744.1 | Planned | Reliability | Economics / Congestion
2014 | PJM | AC | 200-299 | 230 | 1047 | 2016-05-01 | Pacific | BECO | 2 | OH |  | Dominion | I | 1 | s0744.1 | Planned | Reliability | Economics / Congestion
2014 | PJM | AC | 100-120 | 115 | 350 | 2016-07-01 | Pointon | Jetersville | 10 | OH |  | Dominion | I | 1 | s0749 | Planned | Reliability | Economics / Congestion
2014 | PJM | AC | 100-120 | 115 | 350 | 2016-08-01 | New London | Altavista | 10 | OH |  | Dominion | I | 1 | s0750 | Planned | Reliability | Economics / Congestion
2014 | PJM | AC | 100-120 | 115 | 350 | 2016-04-01 | Chase City | Ridge Road | 1.9 | OH |  | Dominion | I | 1 | s0751.2 | Planned | Reliability | Economics / Congestion
2014 | PJM | AC | 100-120 | 115 | 350 | 2016-04-01 | Kerr Dam | Ridge Road | 1.9 | OH |  | Dominion | I | 1 | s0751.2 | Planned | Reliability | Economics / Congestion
2014 | PJM | AC | 121-150 | 138 | 400 | 2016-12-01 | Potter | Valley | 0.1 | OH |  | DUQ | I | 1 | s0670 | Planned | Reliability | Economics / Congestion
2014 | PJM | AC | 121-150 | 138 | 400 | 2016-12-01 | Potter | Raccoon | 0.1 | OH |  | DUQ | I | 1 | s0670 | Planned | Reliability | Economics / Congestion
2014 | PJM | AC | 121-150 | 138 | 400 | 2016-12-01 | Oak Mound | Waldo Run | 24 | OH |  | FE(AP) | I | 1 | b2475 | Planned | Reliability | Economics / Congestion
2014 | PJM | AC | 121-150 | 138 | 400 | 2016-06-01 | Shuman Hill | Fairview | 20.2 | OH |  | FE(AP) | I | 1 | b2545.1 | Planned | Reliability | Economics / Congestion
2014 | PJM | AC | 121-150 | 138 | 400 | 2016-06-01 | Shuman Hill | Willow Island | 40.9 | OH |  | FE(AP) | I | 1 | b2545.1 | Planned | Reliability | Economics / Congestion
2014 | PJM | AC | 121-150 | 138 | 400 | 2016-02-01 | Imperial | Hillman | 4.3 | OH |  | FE(AP) | I | 1 | b2547.2 | Planned | Reliability | Economics / Congestion
2014 | PJM | AC | 121-150 | 138 | 400 | 2017-12-01 | Gula | Cecil | 0.1 | OH |  | FE(AP) | I | 1 | s0786 | Planned | Reliability | Economics / Congestion
2014 | PJM | AC | 121-150 | 138 | 400 | 2017-12-01 | Gula | Windsor | 0.1 | OH |  | FE(AP) | I | 1 | s0786 | Planned | Reliability | Economics / Congestion
2014 | PJM | AC | 300-399 | 345 | 1500 | 2016-06-01 | Lake Avenue | Avon | 0.1 | OH |  | FE(ATSI) | I | 1 | s0663 | Planned | Reliability | Economics / Congestion
2014 | PJM | AC | 300-399 | 345 | 1500 | 2016-06-01 | Lake Avenue | Beaver | 0.1 | OH |  | FE(ATSI) | I | 1 | s0663 | Planned | Reliability | Economics / Congestion
2014 | PJM | AC | 300-399 | 345 | 1500 | 2016-06-01 | Lake Avenue | Black River | 0.1 | OH |  | FE(ATSI) | I | 1 | s0663 | Planned | Reliability | Economics / Congestion
2014 | PJM | AC | 300-399 | 345 | 1500 | 2016-06-01 | Lake Avenue | Johnson | 0.1 | OH |  | FE(ATSI) | I | 1 | s0663 | Planned | Reliability | Economics / Congestion
2014 | PJM | AC | 300-399 | 345 | 1500 | 2016-06-01 | Lake Avenue | Avon | 0.1 | OH |  | FE(ATSI) | I | 1 | s0663 | Planned | Reliability | Economics / Congestion
2014 | PJM | AC | 300-399 | 345 | 1500 | 2016-06-01 | Lake Avenue | Beaver | 0.1 | OH |  | FE(ATSI) | I | 1 | s0663 | Planned | Reliability | Economics / Congestion
2014 | PJM | AC | 300-399 | 345 | 1500 | 2016-06-01 | Lake Avenue | Black River | 0.1 | OH |  | FE(ATSI) | I | 1 | s0663 | Planned | Reliability | Economics / Congestion
2014 | PJM | AC | 300-399 | 345 | 1500 | 2016-06-01 | Lake Avenue | Johnson | 0.1 | OH |  | FE(ATSI) | I | 1 | s0663 | Planned | Reliability | Economics / Congestion
2014 | PJM | AC | 200-299 | 230 | 500 | 2021-12-01 | Mt. Vernon | Takoma | 6 | UG |  | PEPCO | I | 1 | s0839 | Planned | Reliability | Economics / Congestion
2014 | PJM | AC | 200-299 | 230 | 500 | 2021-12-01 | Mt. Vernon | Takoma | 6 | UG |  | PEPCO | I | 1 | s0839 | Planned | Reliability | Economics / Congestion
2014 | PJM | AC | 200-299 | 230 | 500 | 2021-12-01 | Mt. Vernon | Takoma | 6 | UG |  | PEPCO | I | 1 | s0839 | Planned | Reliability | Economics / Congestion
2014 | PJM | AC | 200-299 | 230 | 500 | 2021-12-01 | Mt. Vernon | Takoma | 6 | UG |  | PEPCO | I | 1 | s0839 | Planned | Reliability | Economics / Congestion
2014 | PJM | AC | 200-299 | 230 | 500 | 2020-12-01 | New Harvard | Takoma | 0.1 | UG |  | PEPCO | I | 1 | s0840 | Planned | Reliability | Economics / Congestion
2014 | PJM | AC | 200-299 | 230 | 500 | 2020-12-01 | New Harvard | Mt. Vernon | 0.1 | UG |  | PEPCO | I | 1 | s0840 | Planned | Reliability | Economics / Congestion
2014 | PJM | AC | 200-299 | 230 | 500 | 2020-12-01 | New Harvard | Takoma | 0.1 | UG |  | PEPCO | I | 1 | s0840 | Planned | Reliability | Economics / Congestion
2014 | PJM | AC | 200-299 | 230 | 500 | 2020-12-01 | New Harvard | Mt. Vernon | 0.1 | UG |  | PEPCO | I | 1 | s0840 | Planned | Reliability | Economics / Congestion
2014 | PJM | AC | 121-150 | 138 | 400 | 2017-12-01 | New Harrison | Bethesda | 0.1 | OH |  | PEPCO | I | 1 | s0841 | Planned | Reliability | Economics / Congestion
2014 | PJM | AC | 121-150 | 138 | 400 | 2017-12-01 | New Harrison | Van Ness | 0.1 | OH |  | PEPCO | I | 1 | s0841 | Planned | Reliability | Economics / Congestion
2014 | SERC-E | AC | 100-120 | 115 | 797 | 2016-07-01 | Bucksville | Garden City | 15 | OH | 17543 | South Carolina Public Service Authority | F | 1 | Bucksville-Garden City | Under Construction | Reliability
2014 | SERC-E | AC | 100-120 | 115 | 240 | 2016-12-31 | Bucksville | Myrtle Beach | 12.5 | OH | 17543 | South Carolina Public Service Authority | F | 1 | Bucksville-Myrtle Beach 115 kV | Planned | Reliability
2014 | SERC-E | AC | 100-120 | 115 | 352 | 2016-12-01 | Cainhoy | Hamlin Tap | 2 | OH | 17539 | South Carolina Electric & Gas Company | I | 1 | Cainhoy-Hamlin 115 kV | Planned | Reliability
2014 | SERC-E | AC | 100-120 | 115 | 240 | 2016-05-07 | Carnes | Medway | 2.9 | OH | 17543 | South Carolina Public Service Authority | F | 1 | Carnes to Medway 2 115 kV | Planned | Reliability
2014 | SERC-E | AC | 100-120 | 115 | 237 | 2017-12-31 | Faber Place | Hagood | 5 | OH | 17539 | South Carolina Electric & Gas Company | I | 1 | Faber Place - Hagood 115kV #2 | Planned | Reliability
2014 | SERC-E | AC | 100-120 | 115 | 180 | 2017-12-31 | Kendrick/Rosewood | Gills Creek | 3 | OH | 17539 | South Carolina Electric & Gas Company | I | 1 | Gills Creek 115 kV Line | Under Construction | Reliability
2014 | SERC-E | AC | 100-120 | 115 | 176 | 2016-05-01 | Thomas Island | Jack Primus | 3 | OH | 17539 | South Carolina Electric & Gas Company | I | 1 | Jack Primus 115 kV Line | Planned | Reliability
2014 | SERC-E | AC | 200-299 | 230 | 948 | 2016-04-01 | Lake Murray | Saluda River | 6 | OH | 17539 | South Carolina Electric & Gas Company | I | 1 | Lake Murray - Saluda River 230 kV | Under Construction | Reliability
2014 | SERC-E | AC | 100-120 | 115 | 176 | 2015-12-31 | Yemmassee/Burton | Laurel Bay | 2 | OH | 17539 | South Carolina Electric & Gas Company | I | 1 | Laurel Bay 115 kV line | Under Construction | Reliability
2014 | SERC-E | AC | 200-299 | 230 | 850 | 2016-06-01 | Riverview Sw Sta | Peach Valley Tie | 20 | OH | 5416 | Duke Energy Carolinas | I | 1 | London Creek 230 kV Lines | Planned | Reliability
2014 | SERC-E | AC | 200-299 | 230 | 948 | 2015-05-29 | Lyles | Saluda River | 4 | OH | 17539 | South Carolina Electric & Gas Company | I | 1 | Lyles - Saluda River 230 kV | Under Construction | Reliability
2014 | SERC-E | AC | 200-299 | 230 | 956 | 2018-12-31 | Marion | Red Bluff | 47 | OH | 17543 | South Carolina Public Service Authority | F | 1 | Marion - Red Bluff 230 kV | Planned | Reliability
2014 | SERC-E | AC | 100-120 | 115 | 240 | 2016-05-07 | Medway | Jefferies | 15 | OH | 17543 | South Carolina Public Service Authority | F | 1 | Medway to Jefferies 2 115 kV | Planned | Reliability
2014 | SERC-E | AC | 200-299 | 230 | 948 | 2016-05-01 | Pepperhill | Summerville | 8 | OH | 17539 | South Carolina Electric & Gas Company | I | 1 | Pepperhill-Summerville 230 kV | Planned | Reliability
2014 | SERC-E | AC | 100-120 | 115 | 240 | 2017-06-01 | Perry Road | Myrtle Beach | 5.5 | OH | 17543 | South Carolina Public Service Authority | F | 1 | Perry Road-Myrtle Beach 3 115 kV | Planned | Reliability
2014 | SERC-E | AC | 200-299 | 230 | 956 | 2017-05-01 | Pomaria | Sandy Run | 55 | OH | 17543 | South Carolina Public Service Authority | F | 1 | Pomaria-Sandy Run | Under Construction | Nuclear Integration | Reliability
2014 | SERC-E | AC | 200-299 | 230 | 956 | 2015-06-01 | Purrysburg | McIntosh | 5 | OH | 17543 | South Carolina Public Service Authority | F | 1 | Purrysburg-McIntosh #2 | Under Construction | Reliability
2014 | SERC-E | AC | 200-299 | 230 | 956 | 2016-07-08 | Richburg | Flat Creek | 32 | OH | 17543 | South Carolina Public Service Authority | F | 1 | Richburg-Flat Creek | Under Construction | Nuclear Integration | Reliability
2014 | SERC-E | AC | 200-299 | 230 | 1195 | 2018-06-01 | Richmond | Ft. Bragg Woodruff St Substation | 6 | OH | 3046 | Duke Energy Progress, Inc. | I | 1 | Richmond - Ft. Bragg Woodruff St 230 kV Line | Planned | Reliability
2014 | SERC-E | AC | 200-299 | 230 | 956 | 2017-05-01 | Sandy Run | Orangeburg | 34 | OH | 17543 | South Carolina Public Service Authority | F | 1 | Sandy Run-Orangeburg | Under Construction | Nuclear Integration | Reliability
2014 | SERC-E | AC | 200-299 | 230 | 948 | 2018-12-01 | VC Summer #2 | St. George | 98 | OH | 17539 | South Carolina Electric & Gas Company | I | 1 | VC Summer #2-St. George 230 KV #1 and #2 | Under Construction | Nuclear Integration
2014 | SERC-E | AC | 200-299 | 230 | 956 | 2015-04-02 | Winnsboro | Richburg | 27 | OH | 17543 | South Carolina Public Service Authority | F | 1 | Winnsboro-Richburg | Under Construction | Nuclear Integration | Reliability
2014 | SERC-E | AC | 200-299 | 230 | 956 | 2015-06-01 | Winyah | Bucksville | 32 | OH | 17543 | South Carolina Public Service Authority | F | 1 | Winyah-Bucksville | Under Construction | Reliability
2014 | SERC-N | AC | 151-199 | 161 | 421 | 2023-12-31 | 5SHELBY MEM2 | 5BOLEN HUSE | 10 | OH | 18642 | Tennessee Valley Authority | F | 1 | 75 Cut In (MLGW) | Planned | Reliability | Other
2014 | SERC-N | AC | 151-199 | 161 | 421 | 2023-12-31 | 5NE GATE 33 | 5BOLEN HUSE | 6.3 | OH | 18642 | Tennessee Valley Authority | F | 1 | 75 Cut In (MLGW) | Planned | Reliability | Other
2014 | SERC-N | AC | 151-199 | 161 | 334 | 2022-12-31 | 5COLL-GATE86 | 5S COLLIERVL 83 | 6.36 | OH | 18642 | Tennessee Valley Authority | F | 1 | 83 Cut In (MLGW) | Planned | Reliability | Other
2014 | SERC-N | AC | 151-199 | 161 | 334 | 2022-12-31 | 5SHELTON 79 | 5S COLLIERVL 83 | 4.84 | OH | 18642 | Tennessee Valley Authority | F | 1 | 83 Cut In (MLGW) | Planned | Reliability | Other
2014 | SERC-N | AC | 151-199 | 161 | 223 | 2015-12-31 | 5FREEPORT #2 | 5MENDENHAL 89 | 11.1 | OH | 18642 | Tennessee Valley Authority | F | 1 | 89 Cut in (MLGW) | Planned | Reliability | Other
2014 | SERC-N | AC | 151-199 | 161 | 223 | 2015-12-31 | 5CLARKE RD71 | 5MENDENHAL 89 | 1.2 | OH | 18642 | Tennessee Valley Authority | F | 1 | 89 Cut In (MLGW) | Planned | Reliability
2014 | SERC-N | AC | 151-199 | 161 | 532 | 2025-06-30 | Battlefield | Craighead | 1.37 | OH | 18642 | Tennessee Valley Authority | F | 1 | Battlefield (NES) | Conceptual | Reliability | Other
2014 | SERC-N | AC | 151-199 | 161 | 532 | 2025-06-30 | Battlefield | Sharondale | 2.67 | OH | 18642 | Tennessee Valley Authority | F | 1 | Battlefield (NES) | Conceptual | Reliability | Other
2014 | SERC-N | AC | 151-199 | 161 | 299 | 2015-06-01 | Bluff City | Elizabethon | 11.1 | OH | 18642 | Tennessee Valley Authority | F | 1 | Bluff City-Elizabethon | Conceptual | Reliability
2014 | SERC-N | AC | 151-199 | 161 | 286 | 2019-06-01 | Carthage | Philbert | 4 | OH | 924 | Associated Electric Cooperative, Inc. | C | 1 | Carthage-Philbert | Conceptual | Reliability
2014 | SERC-N | AC | 300-399 | 345 | 1369 | 2016-06-01 | Franks | Barnett | 50 | OH | 924 | Associated Electric Cooperative, Inc. | C | 1 | Franks-Barnett | Conceptual | Reliability
2014 | SERC-N | AC | 100-120 | 115 |  | 2017-12-01 | Fuller | Swamp Creek | 10 | OH | 18642 | Tennessee Valley Authority | F | 1 | Fuller-Swamp Creek | Conceptual | Reliability
2014 | SERC-N | AC | 151-199 | 161 | 286 | 2019-06-01 | Jasper | Philbert | 16.7 | OH | 924 | Associated Electric Cooperative, Inc. | C | 1 | Jasper-Philbert | Conceptual | Reliability
2014 | SERC-N | AC | 151-199 | 161 | 286 | 2015-06-01 | Kingdom City | Mexico North | 20 | OH | 924 | Associated Electric Cooperative, Inc. | C | 1 | Kingdom City-Mexico North | Conceptual | Reliability
2014 | SERC-N | AC | 151-199 | 161 | 286 | 2016-11-30 | Maries | Rolla North Wye | 20.76 | OH | 924 | Associated Electric Cooperative, Inc. | C | 1 | Maries-Rolla North Wye | Planned | Reliability
2014 | SERC-N | AC | 121-150 | 138 | 245 | 2015-06-01 | Oak Ridge | Longtown | 10 | OH | 924 | Associated Electric Cooperative, Inc. | C | 1 | Oak Ridge-Longtown | Conceptual | Reliability
2014 | SERC-N | AC | 151-199 | 161 | 286 | 2015-11-01 | Rogersville | Holman | 7 | OH | 924 | Associated Electric Cooperative, Inc. | C | 1 | Rogersville-Holman | Under Construction | Reliability
2014 | SERC-N | AC | 151-199 | 161 | 299 | 2017-06-01 | Selmer | W. Adamsville | 15 | OH | 18642 | Tennessee Valley Authority | F | 1 | Selmer-W. Adamsville | Conceptual | Reliability
2014 | SERC-N | AC | 151-199 | 161 | 334 | 2015-06-01 | Spring Creek | Nance | 2.01 | OH | 18642 | Tennessee Valley Authority | F | 1 | Spring Creek-Nance | Conceptual | Fossil-Fired Integration
2014 | SERC-N | AC | 151-199 | 161 | 286 | 2015-06-02 | Stella | Cassville | 15 | OH | 924 | Associated Electric Cooperative, Inc. | C | 1 | Stella-Cassville | Planned | Reliability
2014 | SERC-N | AC | 121-150 | 138 | 245 | 2015-05-01 | Stroud | Warwick | 12 | OH | 924 | Associated Electric Cooperative, Inc. | C | 1 | Stroud-Warwick | Under Construction | Reliability
2014 | SERC-N | AC | 151-199 | 161 | 286 | 2015-06-01 | Turkey Creek | Warsaw East | 7 | OH | 924 | Associated Electric Cooperative, Inc. | C | 1 | Turkey Creek-Warsaw East | Under Construction | Reliability
2014 | SERC-N | AC | 151-199 | 161 | 299 | 2017-06-01 | Union | Tupelo | 16 | OH | 18642 | Tennessee Valley Authority | F | 1 | Union-Tupelo | Conceptual | Fossil-Fired Integration
2014 | SERC-N | AC | 151-199 | 161 | 450 | 2015-05-29 | Volunteer | East Knox | 13 | OH | 18642 | Tennessee Valley Authority | F | 1 | Volunteer-East Knox | Under Construction | Reliability
2014 | SERC-N | AC | 151-199 | 161 | 299 | 2015-12-01 | Wilson | Oakland | 12.37 | OH | 18642 | Tennessee Valley Authority | F | 1 | Wilson-Oakland | Conceptual | Fossil-Fired Integration
2014 | SERC-SE | 8 | OH | AC | 1 |  | Big Creek T.S. | AL | I | 1 | AL | Lynndell D.S. | Alabama Power Company | 195 | Big Creek T.S.-Lynndell D.S. | Planned | Reliability
2014 | SERC-SE | 6 | OH | AC | 1 |  | North Brewton TS | AL | I | 1 | AL | North Brewton DS | Alabama Power Company | 195 | North Brewton TS-North Brewton DS | Planned | Reliability
2014 | SERC-SE | 4 | OH | AC | 1 |  | Wire Road | AL | I | 1 | AL | Wire Road Tap | Alabama Power Company | 195 | Wire Road-Wire Road Tap | Planned | Reliability
2014 | SERC-SE | 2 | OH | AC | 1 |  | North Mobile | AL | I | 1 | AL | Eight Mile D.S. | Alabama Power Company | 195 | North Mobile-Eight Mile D.S. | Planned | Reliability
2014 | SERC-SE | 3 | OH | AC | 1 |  | Barnwell Tap | AL | I | 1 | AL | Turkey Hill | Alabama Power Company | 195 | Barnwell Tap-Turkey Hill | Planned | Reliability
2014 | SERC-SE | 9 | OH | AC | 1 |  | Englewood Tap | AL | I | 1 | AL | North Moundville | Alabama Power Company | 195 | Englewood Tap-North Moundville | Planned | Reliability
2014 | SERC-SE | 6 | OH | AC | 1 |  | Moundville | AL | I | 1 | AL | Colonial Pipeline (Moundville) | Alabama Power Company | 195 | Moundville-Colonial Pipeline (Moundville) | Planned | Reliability
2014 | SERC-SE | 60 | OH | AC | 1 |  | Vogtle | GA | I | 1 | GA | Thomson | Georgia Power Company | 7140 | Vogtle-Thomson | Planned | Nuclear Integration
2014 | SERC-SE | 8 | OH | AC | 1 |  | W. Brunswick | GA | I | 1 | GA | Altamaha | Georgia Power Company | 7140 | McManus - W. Brunswick | Planned | Reliability
2014 | SERC-SE | 3 | OH | AC | 1 |  | Americus | GA | I | 1 | GA | North Americus | Georgia Power Company | 7140 | Americus-North Americus | Planned | Reliability
2014 | SERC-SE | 7 | OH | AC | 1 |  | Cumming | GA | C | 1 | GA | Sharon Springs | Georgia Transmission Corporation | 7197 | Cumming-Sharon Springs | Planned | Reliability
2014 | SERC-SE | 12 | OH | AC | 0 |  | Crisp #2 | GA | M | 1 | GA | Crisp #6 | Municipal Electric Authority of Georgia | 13100 | Crisp #2-Crisp #6 | Conceptual | Reliability | Other
2014 | SERC-SE | 5 | OH | AC | 1 |  | Enterprise | AL | I | 1 | AL | South Enterprise TS | Alabama Power Company | 195 | Enterprise-South Enterprise TS | Planned | Reliability
2014 | SERC-SE | 7 | OH | AC | 1 |  | Co Line Rd | AL | I | 1 | AL | ECI Prattville | Alabama Power Company | 195 | Co Line Rd-ECI Prattville | Planned | Reliability
2014 | SERC-SE | 17 | OH | AC | 1 |  | North Brewton TS | AL | I | 1 | AL | Alligator Swamp | Alabama Power Company | 195 | North Brewton TS-Alligator Swamp | Planned | Reliability
2014 | SERC-SE | 4.05 | OH | AC | 1 |  | Cairo # 1 | GA | M | 1 | GA | Brumbley Creek | Municipal Electric Authority of Georgia | 13100 | Cairo #1 to Brumbley Creek | Under Construction | Reliability
2014 | SERC-SE | 2.6 | OH | AC | 1 |  | Elberton #1 | GA | M | 1 | GA | Elberton #2 | Municipal Electric Authority of Georgia | 13100 | Elberton #1 to Elberton #2 | Planned | Reliability
2014 | SERC-SE | 1.6 | OH | AC | 1 |  | Griffin #1 | GA | M | 1 | GA | Griffin #2 | Municipal Electric Authority of Georgia | 13100 | Griffin #1 to Griffin #2 | Planned | Reliability
2014 | SERC-SE | 12 | OH | AC | 0 |  | Arnold Mill | GA | C | 1 | GA | Hopewell | Georgia Transmission Corporation | 7197 | Arnold Mill - Hopewell | Planned | Reliability
2014 | SERC-SE | 5 | OH | AC | 1 |  | Dailey Mill | GA | I | 1 | GA | Flippen | Georgia Power Company | 7140 | DaileyMill-Flippen | Planned | Reliability
2014 | SERC-SE | 3.4 | OH | AC | 1 |  | South Tuscaloosa | AL | I | 1 | AL | Alberta SS | Alabama Power Company | 195 | SouthTuscaloosa-AlbertaSS | Planned | Reliability
2014 | SERC-SE | 39 | OH | AC | 1 |  | NorthBrewton | FL | I | 1 | FL | AlligatorSwamp | Gulf Power Company | 7801 | NorthBrewton-AlligatorSwamp | Under Construction | Reliability
2014 | SERC-SE | 69 | OH | AC | 1 |  | Holmes Creek | FL | I | 1 | FL | Highland City | Gulf Power Company | 7801 | HolmesCrk-HighlandCity | Under Construction | Reliability
2014 | SERC-SE | 16 | OH | AC | 1 |  | Salem | AL | C | 1 | AL | Bottoms Mill | PowerSouth Energy Cooperative | 189 | Salem to Bottoms Mill 115kV | Planned | Reliability
2014 | SERC-SE | 14 | OH | AC | 1 |  | Bonifay | FL | C | 1 | FL | Chipley | PowerSouth Energy Cooperative | 189 | Bonifay to Chipley 115kV | Conceptual | Reliability
2014 | SERC-SE | 8 | OH | AC | 1 |  | Southport | FL | C | 1 | FL | Bayou George | PowerSouth Energy Cooperative | 189 | Southport to Bayou George 115kV | Conceptual | Reliability
2014 | SERC-SE | 3.5 | OH | AC | 0 |  | Dailey Mill | GA | C | 1 | GA | Flippen | Georgia Transmission Corporation | 7197 | Dailey Mill - Flippen | Planned | Reliability
2014 | SERC-SE | 13 | OH | AC | 0 |  | Danville | GA | C | 1 | GA | North Dudley | Georgia Transmission Corporation | 7197 | Danville - North Dudley | Planned | Reliability
2014 | SERC-SE | 10 | OH | AC | 0 |  | Mitchell Dam | AL | I | 1 | AL | Clanton Tap | Alabama Power Company | 195 | MitchellDam-ClantonTap | Planned | Reliability
2014 | SERC-SE | 34 | OH | AC | 0 |  | Clay | AL | I | 1 | AL | Rainbow City | Alabama Power Company | 195 | Clay-RainbowCity | Planned | Reliability
2014 | SERC-SE | 5 | OH | AC | 0 |  | North Theodore | AL | I | 1 | AL | Praxiar Tap | Alabama Power Company | 195 | NorthTheodore-PraxairTap | Planned | Reliability
2014 | SERC-SE | 25 | OH | AC | 0 |  | South Bessemer | AL | I | 1 | AL | Holt | Alabama Power Company | 195 | SouthBessemer-Holt | Planned | Reliability
2014 | SERC-SE | 5 | OH | AC | 1 |  | Dean Forest | GA | I | 1 | GA | Millhaven Annex | Georgia Power Company | 7140 | Dean Forest-Millhaven Annex | Planned | Reliability
2014 | SERC-SE | 2.54 | OH | AC | 1 |  | Dalton - Oostanaula 115kV Network | GA | M | 1 | GA | New Customer | City of Dalton d/b/a Dalton Utilities |  | Dalton-Oostanaula 115kV Tap | Planned | Other
2014 | SERC-SE | 7 | OH | AC | 0 |  | Belleville | AL | I | 1 | AL | North Brewton | Alabama Power Company | 195 | Belleville-North Brewton 230 kV | Planned | Reliability
2014 | SERC-SE | 12 | OH | AC | 1 |  | South Crestview | FL | I | 1 | FL | Glentap | Gulf Power Company | 7801 | South Crestview-Glentap | Planned | Reliability
2014 | SERC-SE | 4.7 | OH | AC | 1 |  | McConnell Road | GA | C | 1 | GA | South Acworth | Georgia Transmission Corporation | 7197 | McConnell Road - South Acworth | Planned | Reliability
2014 | SERC-SE | 20 | OH | AC | 1 |  | Athena | GA | I | 1 | GA | Bethabara | Georgia Power Company | 7140 | Athena - Bethabara | Planned | Reliability
2014 | SERC-SE | 45 | OH | AC | 1 |  | Athena | GA | I | 1 | GA | Russell | Georgia Power Company | 7140 | Athena - Russell | Planned | Reliability
2014 | SPP | AC | 300-399 | 300-399 | 1426 | 2019-06-01 | Arcadia 345 | Redbud 345 | 5 | OH | 14063 | OGE |  | 100% | Arcadia - Redbud 345 kV Ckt 3 | Planned | Reliability
2014 | SPP | AC | 200-299 | 200-299 | 541 | 2015-12-01 | Channing 230 kV | Potter County Interchange 230 kV | 52 | OH | 17698 | SPS |  | 100% | Channing - Potter County 230 kV Ckt 1 | Planned | Reliability
2014 | SPP | AC | 200-299 | 200-299 | 541 | 2015-12-01 | Channing 230 kV | Dallam 230 kV | 70 | OH | 17698 | SPS |  | 100% | Channing - XIT 230 kV Ckt 1 | Planned | Reliability
2014 | SPP | AC | 300-399 | 300-399 | 1792 | 2018-03-01 | Chisholm 345 kV | Gracemont 345 kV | 72 | OH | 343 | AEP |  | 100% | Chisholm - Gracemont 345 kV Ckt 1 (AEP) | Planned | Reliability
2014 | SPP | AC | 300-399 | 300-399 | 1792 | 2018-03-01 | Chisholm 345 kV | Gracemont 345 kV | 29.8 | OH | 14063 | OGE |  | 100% | Chisholm - Gracemont 345 kV Ckt 1 (OGE) | Planned | Reliability
2014 | SPP | AC | 300-399 | 300-399 | 1792 | 2021-03-01 | Woodward EHV 345 kV | Tatonga 345 kV | 49 | OH | 14063 | OGE |  | 100% | Tatonga - Woodward District EHV 345 kV Ckt 2 | Planned | Reliability
2014 | SPP | AC | 300-399 | 300-399 | 1792 | 2021-03-01 | Tatonga 345 kV | Mathewson 345 | 61 | OH | 14063 | OGE |  | 100% | Matthewson - Tatonga 345 kV Ckt 2 | Planned | Reliability
2014 | SPP | AC | 300-399 | 300-399 | 1792 | 2017-06-01 | Mathewson 345 | Cimarron 345 | 16 | OH | 14063 | OGE |  | 100% | Cimarron - Matthewson 345 kV Ckt 2 | Planned | Reliability
2014 | SPP | AC | 300-399 | 300-399 | 1792 | 2018-03-01 | Elm Creek 345 kV | Summit 345 kV | 29.77 | OH |  | ITCGP |  | 100% | Elm Creek - Summit 345 kV Ckt 1 (ITCGP) | Planned | Reliability
2014 | SPP | AC | 300-399 | 300-399 | 1792 | 2016-12-01 | Elm Creek 345 kV | Summit 345 kV | 28.46 | OH | 22500 | WR |  | 100% | Elm Creek - Summit 345 kV Ckt 1 (WR) | Planned | Reliability
2014 | SPP | AC | 300-399 | 300-399 | 1792 | 2016-06-01 | Hoskins 345 kV | Neligh 345 kV | 41 | OH | 13337 | NPPD |  | 100% | Hoskins - Neligh 345 kV Ckt 1 | Planned | Reliability
2014 | SPP | AC | 300-399 | 300-399 | 1792 | 2018-01-01 | Cherry County 345 kV | Gerald Gentleman Station | 110 | OH | 13337 | NPPD |  | 100% | Cherry Co. - Gentleman 345 kV Ckt 1 | Planned | Reliability
2014 | SPP | AC | 300-399 | 300-399 | 1792 | 2018-01-01 | Cherry County 345 kV | Holt County 345 kV | 117 | OH | 13337 | NPPD |  | 100% | Cherry Co. - Holt Co. 345 kV Ckt 1 | Planned | Reliability
2014 | SPP | AC | 300-399 | 300-399 | 1792 | 2020-06-01 | Tuco Interchange 345 kV | Yoakum County Interchange 345 kV | 107 | OH | 17698 | SPS |  | 100% | Tuco - Yoakum 345 kV Ckt 1 | Planned | Reliability
2014 | SPP | AC | 300-399 | 300-399 | 1792 | 2020-06-01 | Yoakum County Interchange 345 kV | Hobbs Interchange 345 kV | 52 | OH | 17698 | SPS |  | 100% | Hobbs - Yoakum 345 kV Ckt 1 | Planned | Reliability
2014 | SPP | AC | 200-299 | 300-399 | 797 | 2017-06-01 | East Manhattan 230 kV | Jeffrey Energy Center 230 kV | 30 | OH | 22500 | WR |  | 100% | East Manhattan - Jeffrey Energy Center 230 kV Ckt 1 Rebuild | Planned | Reliability
2014 | SPP | AC | 121-150 | 121-150 | 586 | 2019-06-01 | Viola 138 kV | Gill Energy Center West 138 kV | 27.9 | OH | 22500 | WR |  | 100% | Gill - Viola 138 kV Ckt 1 | Planned | Reliability
2014 | SPP | AC | 121-150 | 121-150 | 314 | 2020-06-01 | Sumner County 138 kV | Viola 138 kV | 28 | OH | 22500 | WR |  | 100% | Sumner County - Viola 138 kV Ckt 1 | Planned | Reliability
2014 | SPP | AC | 200-299 | 300-399 | 541 | 2015-12-01 | Potash Junction Interchange 230 kV | Road Runner 345 kV | 40.4 | OH | 17698 | SPS |  | 100% | Potash Junction - Road Runner 230 kV Ckt 1 | Planned | Reliability
2014 | SPP | AC | 100-120 | 100-120 | 176 | 2018-06-01 | Broken Bow Wind | Ord | 42 | OH | 13337 | NPPD |  | 100% | Broken Bow Wind - Ord 115 kV Ckt 1 | Planned | Reliability
2014 | SPP | AC | 121-150 | 121-150 | 316 | 2016-12-01 | Darlington Road 138 kV | Roman Nose 138 | 14.25 | OH | 343 | AEP |  | 100% | Darlington - Roman Nose 138 kV Ckt 1 (AEP) | Planned | Reliability
2014 | SPP | AC | 121-150 | 121-150 | 316 | 2016-12-01 | Darlington Road 138 kV | Roman Nose 138 | 13.2 | OH | 14063 | OGE |  | 100% | Darlington - Roman Nose 138 kV Ckt 1 (OGE) | Planned | Reliability
2014 | SPP | AC | 300-399 | 300-399 | 1792 | 2018-06-01 | Potash Junction Interchange 345 kV | Hobbs Interchange 345 kV | 47.24 | OH | 17698 | SPS |  | 100% | Hobbs - Kiowa 345 kV Ckt 1 | Planned | Reliability
2014 | SPP | AC | 300-399 | 300-399 | 1792 | 2018-06-01 | China Draw Substation 345 kV | North Loving Sub 345 kV | 18.2 | OH | 17698 | SPS |  | 100% | China Draw - North Loving 345 kV Ckt 1 | Planned | Reliability
2014 | SPP | AC | 300-399 | 300-399 | 1792 | 2018-06-01 | Potash Junction Interchange 345 kV | North Loving Sub 345 kV | 20.4 | OH | 17698 | SPS |  | 100% | Kiowa - North Loving 345 kV Ckt 1 | Planned | Reliability
2014 | SPP | AC | 300-399 | 300-399 | 1195 | 2019-01-01 | Iatan 161 | Stranger 161 kV | 6.54 | OH | 56211 | GMO |  | 100% | Iatan - Stranger Creek 345 kV Ckt 1 Voltage Conversion (GMO) | Planned | Reliability
2014 | SPP | AC | 300-399 | 300-399 | 1195 | 2019-01-01 | Iatan 161 | Stranger 161 kV | 11.63 | OH | 22500 | WR |  | 100% | Iatan - Stranger Creek 345 kV Ckt 1 Voltage Conversion (WR) | Planned | Reliability
2014 | SPP | AC | 121-150 | 121-150 | 286 | 2023-04-01 | Lone Oak 138 kV | Enogex Wilburton Tap 138 kV | 0.3 | OH | 343 | AEP |  | 100% | Enogex Wilburton Tap - Lone Oak 138 kV Ckt 1 Rebuild | Planned | Reliability
2014 | SPP | AC | 121-150 | 121-150 | 286 | 2023-04-01 | Enogex Wilburton Tap 138 kV | Sardis 138 kV | 22.4 | OH | 343 | AEP |  | 100% | Enogex Wilburton Tap - Sardis 138 kV Ckt 1 Rebuild | Planned | Reliability
2014 | SPP | AC | 121-150 | 121-150 | 286 | 2023-04-01 | Sardis 138 kV | Clayton 138 kV | 3.8 | OH | 343 | AEP |  | 100% | Clayton - Sardis 138 kV Ckt 1 Rebuild | Planned | Reliability
2014 | SPP | AC | 121-150 | 121-150 | 286 | 2023-04-01 | Clayton 138 kV | Nashoba 138 kV | 11.6 | OH | 343 | AEP |  | 100% | Clayton - Neshoba 138 kV Ckt 1 Rebuild | Planned | Reliability
2014 | SPP | AC | 121-150 | 121-150 | 286 | 2023-04-01 | Nashoba 138 kV | Bethel 138 kV | 22.4 | OH | 343 | AEP |  | 100% | Bethel - Neshoba 138 kV Ckt 1 Rebuild | Planned | Reliability
2014 | SPP | AC | 121-150 | 121-150 | 286 | 2023-04-01 | Bethel 138 kV | Broken Bow | 16.3 | OH | 343 | AEP |  | 100% | Bethel - Broken Bow 138 kV Ckt 1 Rebuild | Planned | Reliability
2014 | SPP | AC | 100-120 | 100-120 | 304 |  | Walkemeyer 115 kV | New Sub | 0.5 | OH | 17698 | SPS |  | 100% | Walkemeyer - Walkemeyer Tap 115 kV Ckt 1 (SPS) | Planned | Reliability
2014 | SPP | AC | 100-120 | 100-120 | 304 |  | Walkemeyer 115 kV | New Sub | 0.5 | OH |  | SEPC |  | 100% | Walkemeyer - Walkemeyer Tap 115 kV Ckt 1 (SEPC) | Planned | Reliability
2014 | SPP | AC | 100-120 | 100-120 | 304 | 2019-06-01 | North Liberal 115 KV | Walkemeyer 115 kV | 21 | OH |  | TBD |  | TBD | North Liberal - Walkemeyer 115 kV Ckt 1 | Planned | Reliability
2014 | TRE-ERCOT | AC | 121-150 | 138 | 478 | 2016-05-01 | Apollo | Firewheel | 4.1 | OH | 6958 | GARLAND | M | GP&L | Lookout 138 kV new substation and connections | Planned | Reliability | Economics / Congestion
2014 | TRE-ERCOT | AC | 121-150 | 138 |  | 2019-09-01 | 32853 | 32852 | 10 | OH | 2442 | BTU | M |  | BRYN_4576_Annex_to_Steele_Store | Planned | Reliability | Other
2014 | TRE-ERCOT | AC | 300-399 | 345 | 2992.5 | 2018-05-01 | Limestone | Gibbons Creek | 70 | OH | N/A | CTT | I | 0.5 | Add new 345kV Limestone - Gibbons Crk double circuit line | Planned | Reliability | Economics / Congestion
2014 | TRE-ERCOT | AC | 121-150 | 138 |  | 2015-12-01 | Frisco | Krugerville | 12 | OH | 2172 | BEPC | C |  | Frisco to Krugerville Second Circuit | Under Construction | Reliability | Reliability
2014 | TRE-ERCOT | AC | 121-150 | 138 |  | 2017-05-01 | Zenith | Katy | 6.4 | OH | 8901 | CNP | I | 1 | Katy Area Upgrades | Planned | Reliability | Other
2014 | TRE-ERCOT | AC | 121-150 | 138 | 838 | 2015-06-01 | MARINE | Surfside/Quintana | 1.5 | OH | 8901 | CNP | I | 1 | MARINE 138kV Substation | Planned | Other
2014 | TRE-ERCOT | AC | 300-399 | 345 | 3147 | 2018-05-01 | Gibbons Creek | Zenith | 63 | OH | 8901 | CNP | I | 1 | Brazos Valley Connection | Planned | Reliability | Economics / Congestion
2014 | TRE-ERCOT | AC | 121-150 | 138 | 838 | 2016-05-01 | Tanner | Addicks/Satsuma | 1.9 | OH | 8901 | CNP | I | 1 | Tanner 138kV Substation | Planned | Other
2014 | TRE-ERCOT | AC | 300-399 | 345 |  | 2016-06-01 | Hill Country | Skyline | 11 | OH | 16604 | CPS | M |  | Hill Country to Skyline - 345 kV 2nd Circuit | Planned | Reliability
2014 | TRE-ERCOT | AC | 121-150 | 138 |  | 2016-06-01 | VH Braunig | Grandview | 2.1 | OH | 16604 | CPS | M |  | VH Braunig - Grandview 138kV Line Reroute | Planned | Reliability
2014 | TRE-ERCOT | AC | 121-150 | 138 |  | 2021-06-01 | Masterson Rd. | Cagnon-Howard | 20 | OH | 16604 | CPS | M |  | Masterson Rd - New 138kV Substation | Planned | Other
2014 | TRE-ERCOT | AC | 121-150 | 138 |  | 2015-03-01 | Green Mountain | Stonegate | 11.5 | OH | 16604 | CPS | M |  | Green Mountain to Stonegate - 138kV 2nd Circuit | Planned | Reliability
2014 | TRE-ERCOT | AC | 121-150 | 138 | 220 | 2015-12-01 | Highway 32 | Wimberley | 4 | OH | 14626 | PEC | C | 1 | Highway 32-Wimberley | Planned | Reliability
2014 | TRE-ERCOT | AC | 121-150 | 138 | 129 | 2018-09-01 | Blumenthal | Kendall CTEC-Mountain Top | 8.4 | OH | 11269 | LCRA TSC | S | 1 | Blumenthal Substation | Planned | Reliability
2014 | TRE-ERCOT | AC | 121-150 | 138 | 221 | 2015-06-01 | Parkway | EC Mornhinweg | 8 | OH | 11269 | LCRA TSC | S | 1 | Parkway to EC Mornhinweg | Planned | Reliability
2014 | TRE-ERCOT | AC | 121-150 | 138 | 235 | 2014-06-01 | Highway 123 | Cushman | 6.2 | OH | 11269 | LCRA TSC | S | 1 | Cushman-Highway 123 | Under Construction | Reliability
2014 | TRE-ERCOT | AC | 121-150 | 138 | 441 | 2014-05-01 | Menger Creek | Menger Creek Tap | 2.9 | OH | 11269 | LCRA TSC | S | 1 | Menger Creek Transmission Line Addition | Planned | Reliability
2014 | TRE-ERCOT | AC | 121-150 | 138 | 446 | 2019-08-01 | Leander | Round Rock | 13 | OH | 11269 | LCRA TSC | S | 1 | Leander - Parmer - Round Rock Transmission Line Addition | Planned | Reliability
2014 | TRE-ERCOT | AC | 300-399 | 345 | 1959 | 2019-05-01 | Zorn | Marion | 18 | OH | 11269 | LCRA TSC | S | 1 | Zorn to Marion 2nd 345-kV Transmission Line Addition | Planned | Reliability
2014 | TRE-ERCOT | AC | 300-399 | 345 | 1959 | 2020-05-01 | Gilleland Creek | Clear Springs | 4 | OH | 11269 | LCRA TSC | S | 1 | Cut T511 Gilleland Ck to CLear Springs to AEN Dunlap | Conceptual | Reliability
2014 | TRE-ERCOT | AC | 300-399 | 345 |  | 2026-05-01 | Liggett | Trinity Switch | 12.8 | OH | 44372 | ONCOR | I | 1 | Liggett - Trinity Switch 345 kV line | Conceptual | Reliability | Other
2014 | TRE-ERCOT | AC | 121-150 | 138 |  | 2023-05-01 | Lavon Switch | Allen Switch | 8.9 | OH | 44372 | ONCOR | I | 1 | Lavon Switch - Allen Switch 138 kV line | Conceptual | Reliability | Other
2014 | TRE-ERCOT | AC | 121-150 | 138 |  | 2024-05-01 | Coppell | North Lake | 4.8 | OH | 44372 | ONCOR | I | 1 | Coppell - North Lake 138 kV line | Conceptual | Reliability | Other
2014 | TRE-ERCOT | AC | 121-150 | 138 |  | 2024-05-01 | Saldo Switch | Cedar Valley Switch | 7 | OH | 44372 | ONCOR | I | 1 | Salado Sw- Cedar Valley Sw(BEC) 138 kV line and Sw.Sta | Conceptual | Reliability | Other
2014 | TRE-ERCOT | AC | 121-150 | 138 |  | 2021-05-01 | Allen Switch | West Plano Switch | 3.5 | OH | 44372 | ONCOR | I | 1 | Allen Switch - West Plano Switch 138 kV line | Conceptual | Reliability | Other
2014 | TRE-ERCOT | AC | 121-150 | 138 |  | 2015-05-01 | Collin | Austin Ranch Junction | 11.6 | OH | 44372 | ONCOR | I | 1 | NW Carrollton - Collin second 138 kV circuit | Conceptual | Reliability | Other
2014 | TRE-ERCOT | AC | 121-150 | 138 |  | 2015-12-01 | NW Carrollton | Austin Ranch Junction | 9.4 | OH | 44372 | ONCOR | I | 1 | NW Carrollton - Collin second 138 kV circuit | Conceptual | Reliability | Other
2014 | TRE-ERCOT | AC | 121-150 | 138 |  | 2017-05-01 | Roanoke Switch | Elizabeth Creek | 3.8 | OH | 44372 | ONCOR | I | 1 | Roanoke Switch - Elizabeth Creek 138 kV line | Conceptual | Reliability | Other
2014 | TRE-ERCOT | AC | 121-150 | 138 |  | 2017-05-01 | Hicks Switch | Elizabeth Creek | 30.4 | OH | 44372 | ONCOR | I | 1 | Hicks Switch - Elizabeth Creek 138 kV line | Conceptual | Reliability | Other
2014 | TRE-ERCOT | AC | 300-399 | 345 |  | 2025-05-01 | Southeast Nacogdoches | Lufkin Switch | 8 | OH | 44372 | ONCOR | I | 1 | Southeast Nacogdoches - Lufkin Switch 345 kV line | Conceptual | Reliability | Other
2014 | TRE-ERCOT | AC | 121-150 | 138 |  | 2014-12-01 | Lamesa | Buzzard Draw | 21.5 | OH | 44372 | ONCOR | I | 1 | Lamesa - Buzzard Draw 138kV line | Under Construction | Reliability | Other
2014 | TRE-ERCOT | AC | 121-150 | 138 |  | 2014-05-01 | Odessa North Switch | Goldsmith Junction | 13.3 | OH | 44372 | ONCOR | I | 1 | Odessa North - Goldsmith Junction 138 kV line | Under Construction | Reliability | Other
2014 | TRE-ERCOT | AC | 121-150 | 138 |  | 2018-05-01 | North Main Tap | North Main Switch | 4.4 | OH | 44372 | ONCOR | I | 1 | North Main Switch third transmission source | Conceptual | Reliability | Other
2014 | TRE-ERCOT | AC | 300-399 | 345 |  | 2014-05-01 | Oklaunion | Fisher Road | 6.9 | OH | 44372 | ONCOR | I | 1 | Riley (Oklaunion) - Fisher Road 345 kV line relocation | Under Construction | Other | Other
2014 | TRE-ERCOT | AC | 121-150 | 138 |  | 2016-12-01 | Permian Basin | Culberson | 88.7 | OH | 44372 | ONCOR | I | 1 | Permian Basin - Culberson 138 kV line | Conceptual | Reliability | Other
2014 | TRE-ERCOT | AC | 300-399 | 345 |  | 2024-07-01 | Moss | Permian Basin | 90 | OH | 44372 | ONCOR | I | 1 | Permian Basin - Moss 345 kV Line | Conceptual | Reliability | Other
2014 | TRE-ERCOT | AC | 300-399 | 345 |  | 2024-07-01 | Odessa EHV | Moss | 15 | OH | 44372 | ONCOR | I | 1 | Odessa EHV - Moss 345 kV Line | Conceptual | Reliability | Other
2014 | TRE-ERCOT | AC | 121-150 | 138 |  | 2015-05-01 | Collin | Frisco (Brazos) | 1.9 | OH | 44372 | ONCOR | I | 1 | Collin - Arco (TMPA) 138 kV Line (Oncor's section) | Conceptual | Reliability | Other
2014 | TRE-ERCOT | AC | 121-150 | 138 |  | 2021-05-01 | Midland County Northwest | Midessa | 7.2 | OH | 44372 | ONCOR | I | 1 | Midland County Northwest Sw. Sta. - Midessa 138 kV Line | Conceptual | Reliability | Other
2014 | TRE-ERCOT | AC | 121-150 | 138 |  | 2015-12-01 | Morgan Creek | Cosden | 32.5 | OH | 44372 | ONCOR | I | 1 | Morgan Creek - Cosden 138 kV Line | Conceptual | Reliability | Other
2014 | TRE-ERCOT | AC | 121-150 | 138 |  | 2015-05-01 | McDonald Road | Garden City East | 19 | OH | 44372 | ONCOR | I | 1 | McDonald Road - Garden City East 138 kV Line | Conceptual | Reliability | Other
2014 | TRE-ERCOT | AC | 121-150 | 138 |  | 2015-01-01 | Spraberry Tap | Aruba | 6.8 | OH | 44372 | ONCOR | I | 1 | Aruba 138 kV POI | Under Construction | Other | Other
2014 | TRE-ERCOT | AC | 121-150 | 138 |  | 2015-12-01 | Spraberry | Garden City East | 33 | OH | 44372 | ONCOR | I | 1 | Spraberry - Garden City East 138 kV Line | Conceptual | Reliability | Other
2014 | TRE-ERCOT | AC | 121-150 | 138 |  | 2015-12-01 | Midessa | Midessa South | 9.4 | OH | 44372 | ONCOR | I | 1 | Midessa - Midessa South 138 kV Line | Conceptual | Reliability | Other
2014 | TRE-ERCOT | AC | 121-150 | 138 |  | 2015-12-01 | Odessa | Midessa South | 10 | OH | 44372 | ONCOR | I | 1 | Odessa - Midessa South 138 kV Line | Conceptual | Reliability | Other
2014 | TRE-ERCOT | AC | 121-150 | 138 |  | 2016-05-01 | Midessa South | Spraberry | 16 | OH | 44372 | ONCOR | I | 1 | Midessa South - Spraberry 138 kV Line | Conceptual | Reliability | Other
2014 | TRE-ERCOT | AC | 121-150 | 138 |  | 2018-05-01 | Paul Davis | Paul Davis Tap | 12 | OH | 44372 | ONCOR | I | 1 | Paul Davis - Paul Davis Tap 138 kV Line | Conceptual | Reliability | Other
2014 | TRE-ERCOT | AC | 121-150 | 138 |  | 2018-05-01 | Paul Davis | Texaco Mabee | 10 | OH | 44372 | ONCOR | I | 1 | Paul Davis - Texaco Mabee 138 kV Line | Conceptual | Reliability | Other
2014 | TRE-ERCOT | AC | 121-150 | 138 |  | 2019-05-01 | Texaco Mabee Tap | Texaco Mabee | 11.4 | OH | 44372 | ONCOR | I | 1 | Texaco Mabee Tap - Texaco Mabee 138 kV Line | Conceptual | Reliability | Other
2014 | TRE-ERCOT | AC | 121-150 | 138 |  | 2016-12-01 | Midkiff | Garden City | 20 | OH | 44372 | ONCOR | I | 1 | Midkiff - Garden City 138 kV Line | Conceptual | Reliability | Other
2014 | TRE-ERCOT | AC | 300-399 | 345 | 1477 | 2016-06-01 | Loma Alta | N Edinburgh | 106.5 | OH | 17008 | SLU | I | 1 | New 345kV line from Loma Alta to N Edinburgh | Planned | Reliability | Other
2014 | TRE-ERCOT | AC | 121-150 | 138 | 376 | 2015-07-01 | Sales Ranch | Glass Ranch | 10 | OH | 17008 | SLU | I | 1 | SLU_GlassRanch_addition | Planned | Reliability | Other
2014 | TRE-ERCOT | AC | 300-399 | 345 | 1084 | 2015-07-01 | Telephone Road | Amoco Tap | 32.8 | OH | 17008 | SLU | I | 1 | SLU_TelephoneRd_addition | Planned | Reliability | Other
2014 | TRE-ERCOT | AC | 300-399 | 345 | 1084 | 2015-10-01 | Vealmoor | Longdraw | 11.4 | OH | 17008 | SLU | I | 1 | SLU_Vealmoor_addition | Planned | Reliability | Other
2014 | TRE-ERCOT | AC | 121-150 | 138 | 376 | 2015-10-01 | Rocky Rd | Coates | 7 | OH | 17008 | SLU | I | 1 | Add new line to connect Rocky Rd to Coates station (new) | Planned | Reliability | Other
2014 | TRE-ERCOT | AC | 121-150 | 138 | 376 | 2015-10-01 | Tall City | Glass Ranch | 10 | OH | 17008 | SLU | I | 1 | Add new 138kV line from Tall City to Glass Ranch | Planned | Reliability | Other
2014 | TRE-ERCOT | AC | 300-399 | 345 | 1801 | 2016-07-01 | White River | Abernathy | 51 | OH | 17008 | SLU | I | 1 | Add new 345kV Abernathy station and 51 miles line from WR-AN | Planned | Reliability | Other
2014 | TRE-ERCOT | AC | 121-150 | 138 | 376 | 2016-07-01 | Boyd | Stiles | 6 | OH | 17008 | SLU | I | 1 | Addition of 138kV Boyd station and Boyd-Stiles line | Planned | Reliability | Other
2014 | TRE-ERCOT | AC | 121-150 | 138 | 240 | 2016-08-01 | Tilden | Fowlerton | 17 | OH | 17583 | STEC | C | 1 | Tilden to Reveille 138 kV line | Planned | Reliability | Other
2014 | TRE-ERCOT | AC | 121-150 | 138 | 240 | 2016-08-01 | Fowlerton | Reveille | 30 | OH | 17583 | STEC | C | 1 | Tilden to Reveille 138 kV line | Planned | Reliability | Other
2014 | TRE-ERCOT | AC | 121-150 | 138 | 240 | 2016-12-01 | Oaks | Loxley | 6 | OH | 17583 | STEC | C | 1 | Oaks to Loxley | Planned | Reliability | Other
2014 | TRE-ERCOT | AC | 121-150 | 138 | 240 | 2015-07-01 | Magill | Tenaris | 4.5 | OH | 17583 | STEC | C | 1 | Tenaris 138 kV station | Under Construction | Other | Reliability
2014 | TRE-ERCOT | AC | 300-399 | 345 |  | 2016-06-01 | Gilleland Substation | Techridge Substation | 8 | OH | 1015 | AEN | M | 1 | Gilleland to Techridge 138kV Circuit | Planned | Reliability | Reliability
2014 | TRE-ERCOT | AC | 121-150 | 138 |  | 2022-06-01 | PICACHO | CFE | 8.8 | OH | 3278 | AEP TCC | I |  | Picacho to CFE, construct new 138 kV line | Conceptual | Reliability
2014 | TRE-ERCOT | AC | 121-150 | 138 |  | 2019-03-01 | ESCONDIDO | WEST BATESVILLE | 46.2 | OH | 3278 | AEP TCC | I |  | Escondido to West Batesville, build 138 kV Line | Conceptual | Reliability
2014 | TRE-ERCOT | AC | 121-150 | 138 |  | 2015-05-01 | Lobo | Rio Bravo | 26 | OH | 3278 | AEP TCC | I |  | Lobo to Molina, build 345 kV circuit energized at 138kV | Under Construction | Reliability
2014 | TRE-ERCOT | AC | 121-150 | 138 |  | 2020-12-01 | AIRLINE | WESTSIDE | 6.22 | OH | 3278 | AEP TCC | I |  | Airline to Westside: Add 138kV Circuit | Planned | Economics / Congestion
2014 | TRE-ERCOT | AC | 121-150 | 138 |  | 2016-12-01 | KENEDY SWITCHING STATION | TULETA | 16.9 | OH | 3278 | AEP TCC | I |  | Kenedy Switch to Tuleta: Build double circuit 138 kV line | Under Construction | Reliability
2014 | TRE-ERCOT | AC | 121-150 | 138 |  | 2015-06-01 | Lon Hill | Kingsville | 1.6 | OH | 3278 | AEP TCC | I |  | Bunsen: Build new four breaker 138 kV station | Under Construction | Other
2014 | TRE-ERCOT | AC | 121-150 | 138 |  | 2015-05-01 | MOLINA | ZAPATA | 2 | OH | 3278 | AEP TCC | I |  | Molina to Zapata: Cut-In | Under Construction | Reliability
2014 | TRE-ERCOT | AC | 121-150 | 138 |  | 2016-12-01 | BARNEY DAVIS | NAVAL BASE | 7 | OH | 3278 | AEP TCC | I |  | Barney Davis To Naval Base Construct 138 kV line | Planned | Reliability
2014 | TRE-ERCOT | AC | 121-150 | 138 |  | 2017-12-01 | COLETO CREEK | TULETA | 56 | OH | 3278 | AEP TCC | I |  | Coleto Creek to Tuleta: New 138 kV Line | Planned | Reliability
2014 | TRE-ERCOT | AC | 121-150 | 138 |  | 2020-12-01 | AIRLINE | HOLLY | 1.69 | OH | 3278 | AEP TCC | I |  | Airline to Holly: Build new 138 kV line | Planned | Economics / Congestion
2014 | TRE-ERCOT | AC | 121-150 | 138 |  | 2016-05-01 | MCCOLL ROAD & NORTH MCALLEN | PHARR | 2.2 | OH | 3278 | AEP TCC | I |  | Pharr 138 kV Loop | Under Construction | Reliability
2014 | TRE-ERCOT | AC | 121-150 | 138 |  | 2016-12-01 | Esmeralda | Yucca | 13 | OH | 3278 | AEP TNC | I |  | Esmeralda to Yucca: Build 138 kV line | Planned | Reliability
2014 | TRE-ERCOT | AC | 121-150 | 138 |  | 2017-12-01 | Cassava | Yucca | 12.3 | OH | 3278 | AEP TNC | I |  | Cassava to Yucca: Rebuild 69 kV line | Planned | Reliability
2014 | TRE-ERCOT | AC | 121-150 | 138 |  | 2016-12-01 | Solstice | Clovis | 4.5 | OH | 3278 | AEP TNC | I |  | Solstice to Clovis: Build 138 kV line | Planned | Variable/Renewable Integration
2014 | TRE-ERCOT | AC | 121-150 | 138 | 700 | 2015-06-01 | Pockrus | Spencer | 3.8 | OH | 5078 | DME | M | 1 | DME_Pockrus_Spencer | Planned | Reliability | Economics / Congestion
2014 | TRE-ERCOT | AC | 121-150 | 138 |  | 2017-06-01 | TNMP | Princeton South | 3.5 | OH | 40051 | TNMP | I |  | Longneck to Princeton South - new 138 kV line | Planned | Reliability | Economics / Congestion
2014 | TRE-ERCOT | AC | 121-150 | 138 |  | 2018-06-01 | TNMP | Longneck | 7.5 | OH | 40051 | TNMP | I |  | Climax to Longneck - Rebuild and conversion from 69 kV to 13 | Planned | Reliability | Economics / Congestion
2014 | TRE-ERCOT | AC | 121-150 | 138 |  | 2015-09-01 | CMC Tap | CMC (SMI) | 2.2 | OH | 7752 | GVEC | C |  | CMC Tap to CMC (SMI) 138kV Transmission Line | Planned | Other
2014 | TRE-ERCOT | AC | 121-150 | 138 |  | 2017-05-01 | Marion | Cibolo | 4.81 | OH | 7752 | GVEC | C |  | Marion to Cibolo T-Line (T-302) Circuit Addition | Planned | Economics / Congestion
2014 | TRE-ERCOT | AC | 121-150 | 138 |  | 2016-10-01 | Gillett | Nopal | 8.5 | OH | 7752 | GVEC | C |  | Gillett Sub (LCRA) to Nopal Sub 138 kV Transmission Line | Planned | Other
2014 | TRE-ERCOT | AC | 300-399 | 345 |  | 2016-06-01 | Lobo | North Edinburg | 156 | OH | 3278 | ETT | I |  | Lobo to North Edinburg: Construct 345 kV Line | Under Construction | Reliability
2014 | WECC-US | AC | 200-299 | 200-299 | 576 | 2016-06-01 | Rifle | Parachute | 18 |  | 15466 | PSC | I | 100 | Rifle - Parachute | Planned | Reliability
2014 | WECC-US | AC | 300-399 | 300-399 | 1200 | 2019-06-01 | Pawnee | Daniels Park | 124 |  | 15466 | PSC | I | 100 | Pawnee - Daniels Park 300-399kV | Planned | Reliability
2014 | WECC-US | AC | 200-299 | 300-399 | (2) 613 | 2023-09-01 | Alamosa County, CO | Huerfano County, CO | 93 |  | 30151 | TSGT | C / I | 40 / 60 | San Luis Valley-Calumet 200-299 kV Line | Conceptual | Reliability | Variable/Renewable Integration
2014 | WECC-US | AC | 200-299 | 200-299 |  | 2017-09-01 | Sidney, NB | Peetz, CO | 5 |  | 30151 | TSGT |  | 100 | Sidney-Peetz Logan 200-299kV Line | Planned | Reliability | Variable/Renewable Integration
2014 | WECC-US | AC | 300-399 | 300-399 |  | 2023-12-01 | Lamar, CO area | Denver, CO area | 400-599 |  | 30151 | TSGT |  | 50 | Lamar - Front Range Transmission Project | Conceptual | Reliability | Economics or Congestion
2014 | WECC-US | AC | 100-120 | 100-120 | 219 | 2015-12-01 | La Junta BHCE 100-120 kV bus | La Junta TSGT 100-120 kV bus | 1 | OH | 20101 | BHCE | I | 50 | La Junta Interconnect | Planned | Reliability
2014 | WECC-US | AC | 100-120 | 100-120 | 219 | 2015-12-01 | Baculite Mesa 100-120 kV bus | Overton 100-120 kV bus | 4 | OH | 20101 | BHCE | I | 100 | Baculite Mesa-Overton 100-120 kV rebuild | Planned | Reliability
2014 | WECC-US | AC | 100-120 | 100-121 | 219 | 2015-12-01 | Nyberg 115 kV | Boone 115 kV | 11 | OH | 20101 | BHCE | I |  | Boone-Nyberg 115 kV Project | Planned | Reliability | Economics or Congestion
2014 | WECC-US | AC | 100-120 | 100-122 | 219 | 2015-12-01 | West Station 115 kV | Desert Cove 115 kV | 4 | OH | 20101 | BHCE | I |  | West Station-Desert Cove 115 kV Rebuild | Planned | Reliability | Economics or Congestion
2014 | WECC-US | AC | 200-299 | 200-299 | TBD | 2023-12-01 | Parachute | Rifle | 31 | OH | 15466 | PSC | I | 100 | Parachute - Cameo | Conceptual | Reliability
2014 | WECC-US | AC | 200-299 | 200-299 | 576 | 2016-06-01 | Arvada | Ridge | 10 | OH | 15466 | PSC | I | 100 | Cherokee - Ridge 230 | Planned | Reliability
2014 | WECC-US | AC | 100-120 | 100-120 | TBD | 2019-06-01 | Glenwood | Rifle | 26 | OH | 15466 | PSC | I | 100 | Glenwood - Rifle Upgrade | Conceptual | Reliability
2014 | WECC-US | AC | 200-299 | 200-299 |  | 2017-12-01 | Limon, CO | Calhan, CO | 55 |  | 30151 | TSGT |  | 100 | Big Sandy - Calhan 200-299 kV | Planned | Reliability | Other
2014 | WECC-US | AC | 100-120 | 100-120 |  | 2014-12-01 | Monfort | DCP Substation | 2.5 | OH | 15466 | PSC | I |  | Monfort - DCP 115 | Planned | Reliability
2014 | WECC-US | AC | 100-120 | 100-120 |  | 2019-12-01 | Gilman | Avon | 12 | OH | 15466 or 8773 | PSC or HCE | I/C |  | Gilman - Avon 115 | Conceptual | Reliability
2014 | WECC-US | AC | 200-299 | 200-299 |  | 2018-11-01 | Wheeler | Wolf Ranch | 18.5 | OH | 15466 | PSC | I |  | Wheeler - Middle Fork - Wolf Ranch 230 | Planned | Reliability
2014 | WECC-US | AC | 100-120 | 100-120 |  | 2017-12-01 | Poncha | Malta | 52 | OH | 15466 | PSC | I |  | Poncha - Malta 115 | Planned | Reliability
2014 | WECC-US | AC | 100-120 | 100-120 |  | 2015-06-01 | Bruch | Brush | 3 | OH | 15466 | PSC | I |  | Brush - Brush SS 115 | Planned | Reliability
2014 | WECC-US | AC | 100-120 | 100-120 | TBD | 2016-04-01 | Prairie Center | Bromley | 4 | OH | 30151 | TSGT |  |  | United Power Sys Improve Project- Phase III | Under Construction | Reliability | Economics or Congestion
2014 | WECC-US | AC | 100-120 | 100-120 | TBD | 2018-12-01 | Sterling Ranch | Sterling Ranch Tap | 3 | OH | 30151 | TSGT |  |  | Sterling Ranch Tap 115kV Line Development | Planned | Reliability
2014 | WECC-US | AC | 100-120 | 100-120 | 239 | 2016-08-01 | Grandview 115kV | Compark 115kV | 1.5 | OH |  | IREA | C | 100 | Grandview-Compark | Planned | Reliability
2014 | WECC-US | AC | 200-299 | 200-299 | 558 | 2016-01-01 | Teckla 200-299 kV bus | Osage 200-299 kV bus | 60 |  |  | BHP | I | 100 | Teckla-Osage 200-299 kV line | Planned | Reliability
2014 | WECC-US | AC | 200-299 | 200-299 | 558 | 2016-01-01 | Osage 200-299 kV bus | Lange 200-299 kV bus | 75 |  |  | BHP | I | 100 | Osage-Lange 200-299 kV line | Planned | Reliability
2014 | WECC-US | AC | 100-120 | 100-120 | 217/189 | 2015-06-01 | South Cheyenne Sub | North Range Sub | 13 | OH |  | CLFP | I |  | South Cheyenne-North Range 100-120 kV Line | Under Construction | Reliability | Economics or Congestion
2014 | WECC-US | AC | 200-299 | 200-299 | 613 | 2015-09-01 | Shiprock, NM | La Plata County, CO | 40 |  | 30151 | TSGT | C | 100 | Shiprock-Kiffen Canyon 200-299 kV Line | Planned | Reliability | Economics or Congestion
2014 | WECC-US | AC | 200-299 | 200-299 | 613 | 2015-12-01 | Burlington, CO | Wray, CO | 56 |  | 30151 | TSGT | C | 100 | Burlington-Wray 200-299 kV Line | Planned | Economics or Congestion | Reliability
2014 | WECC-US | AC | 100-120 | 100-120 | 166 | 2016-12-01 | Pagosa Springs, CO | To Be Determined | 37 |  | 30151 | TSGT | C | 50 | Pagosa-Ignacio 100-120 kV Line | Conceptual | Reliability | Economics or Congestion
2014 | WECC-US | AC | 100-120 | 100-120 | 166 | 2016-12-01 | Montrose, CO | Montrose County, CO | 8 |  | 30151 | TSGT | C | 50 | East Montrose-South Canal 100-120 kV Line | Conceptual | Reliability | Economics or Congestion
2014 | WECC-US | AC | 200-299 | 200-299 |  | 2017-09-01 | Sidney, NB | Peetz, CO | 5 |  | 30151 | TSGT |  | 100 | Sidney-Peetz Logan 200-299kV Line | Planned | Reliability | Variable/Renewable Integration
2014 | WECC-US | AC | 300-399 | 300-399 |  | 2018-12-01 | Lamar, CO area | Denver, CO area | 400-599 |  | 30151 | TSGT |  | 50 | Lamar - Front Range Transmission Project | Conceptual | Reliability | Economics or Congestion
2014 | WECC-US | AC | 200-299 | 200-299 |  | 2017-12-01 | Limon, CO | Calhan, CO | 55 |  | 30151 | TSGT |  | 100 | Big Sandy - Calhan 200-299 kV | Planned | Reliability | Other
2014 | WECC-US | AC | 200-299 | 200-299 | 576 | 2015-10-01 | Rifle | Parachute | 18 |  | 15466 | PSC | I | 100 | Rifle - Parachute | Planned | Reliability
2014 | WECC-US | AC | 300-399 | 300-399 | 1200 | 2019-06-01 | Pawnee | Daniels Park | 124 |  | 15466 | PSC | I | 100 | Pawnee - Daniels Park 300-399kV | Planned | Reliability
2014 | WECC-US | AC | 300-399 | 300-399 | (2) 1700 | 2023-09-01 | Huerfano County, CO | Pueblo, CO | 43 |  | 30151 | TSGT | C / I | 40 / 60 | Calumet-Comanche 300-399 kV Line | Conceptual | Reliability | Variable/Renewable Integration
2014 | WECC-US | AC | 200-299 | 200-299 | 613 | 2015-09-01 | Huerfano County, CO | Pueblo, CO | 7 |  | 30151 | TSGT | C / I | 40 / 60 | Calumet-Walsenburg 200-299 kV Line | Conceptual | Reliability | Variable/Renewable Integration
2014 | WECC-US | AC | 200-299 | 300-399 | (2) 613 | 2023-09-01 | Alamosa County, CO | Huerfano County, CO | 93 |  | 30151 | TSGT | C / I | 40 / 60 | San Luis Valley-Calumet 200-299 kV Line | Conceptual | Reliability | Variable/Renewable Integration
2014 | WECC-US | AC | 200-299 | 200-299 |  | 2017-09-01 | Sidney, NB | Peetz, CO | 5 |  | 30151 | TSGT |  | 100 | Sidney-Peetz Logan 200-299kV Line | Planned | Reliability | Variable/Renewable Integration
2014 | WECC-US | AC | 300-399 | 300-399 |  | 2023-12-01 | Lamar, CO area | Denver, CO area | 400-599 |  | 30151 | TSGT |  | 50 | Lamar - Front Range Transmission Project | Conceptual | Reliability | Economics or Congestion
2014 | WECC-US | AC | 100-120 | 100-120 | 219 | 2015-12-01 | La Junta BHCE 100-120 kV bus | La Junta TSGT 100-120 kV bus | 1 | OH | 20101 | BHCE | I | 50 | La Junta Interconnect | Planned | Reliability
2014 | WECC-US | AC | 100-120 | 100-120 | 219 | 2015-12-01 | Baculite Mesa 100-120 kV bus | Overton 100-120 kV bus | 4 | OH | 20101 | BHCE | I | 100 | Baculite Mesa-Overton 100-120 kV rebuild | Planned | Reliability
2014 | WECC-US | AC | 100-120 | 100-121 | 219 | 2015-12-01 | Nyberg 115 kV | Boone 115 kV | 11 | OH | 20101 | BHCE | I |  | Boone-Nyberg 115 kV Project | Planned | Reliability | Economics or Congestion
2014 | WECC-US | AC | 100-120 | 100-122 | 219 | 2015-12-01 | West Station 115 kV | Desert Cove 115 kV | 4 | OH | 20101 | BHCE | I |  | West Station-Desert Cove 115 kV Rebuild | Planned | Reliability | Economics or Congestion
2014 | WECC-US | AC | 200-299 | 200-299 | TBD | 2023-12-01 | Parachute | Rifle | 31 | OH | 15466 | PSC | I | 100 | Parachute - Cameo | Conceptual | Reliability
2014 | WECC-US | AC | 200-299 | 200-299 | 576 | 2016-06-01 | Arvada | Ridge | 10 | OH | 15466 | PSC | I | 100 | Cherokee - Ridge 230 | Planned | Reliability
2014 | WECC-US | AC | 100-120 | 100-120 | TBD | 2019-06-01 | Glenwood | Rifle | 26 | OH | 15466 | PSC | I | 100 | Glenwood - Rifle Upgrade | Planned | Reliability
2014 | WECC-US | AC | 200-299 | 200-299 |  | 2017-12-01 | Limon, CO | Calhan, CO | 55 |  | 30151 | TSGT |  | 100 | Big Sandy - Calhan 200-299 kV | Planned | Reliability | Other
2014 | WECC-US | AC | 200-299 | 200-299 | 554 | 2014-12-01 | Teckla 200-299 kV bus | Osage 200-299 kV bus | 60 |  |  | BHP | I | 100 | Teckla-Osage 200-299 kV line | Planned | Reliability
2014 | WECC-US | AC | 200-299 | 200-299 | 554 | 2015-12-01 | Osage 200-299 kV bus | Lange 200-299 kV bus | 75 |  |  | BHP | I | 100 | Osage-Lange 200-299 kV line | Planned | Reliability
2014 | WECC-US | AC | 100-120 | 100-120 | 222 | 2014-12-01 | Happy Jack Sub | North Range Sub | 1 |  |  | CLFP | I | 100 | Happy Jack-North Range 100-120 kV Line | Under Construction | Reliability
2014 | WECC-US | AC | 100-120 | 100-120 | 222 | 2014-04-01 | Archer Sub | East Business Park Sub | 1.25 | OH |  | CLFP | I | 100 | CPGS Interconnection | Under Construction | Fossil-Fired Integration
2014 | WECC-US | AC | 100-120 | 100-120 | 222 | 2014-12-01 | South Cheyenne Sub | North Range Sub | 13 | OH |  | CLFP | I |  | South Cheyenne-North Range 100-120 kV Line | Planned | Reliability | Economics or Congestion
2014 | WECC-US | AC | 200-299 | 200-299 | 613 | 2015-09-01 | Shiprock, NM | La Plata County, CO | 40 |  | 30151 | TSGT | C | 100 | Shiprock-Kiffen Canyon 200-299 kV Line | Planned | Reliability | Economics or Congestion
2014 | WECC-US | AC | 200-299 | 200-299 | 613 | 2015-12-01 | Burlington, CO | Wray, CO | 56 |  | 30151 | TSGT | C | 100 | Burlington-Wray 200-299 kV Line | Planned | Economics or Congestion | Reliability
2014 | WECC-US | AC | 100-120 | 100-120 | 166 | 2016-12-01 | Pagosa Springs, CO | To Be Determined | 37 |  | 30151 | TSGT | C | 50 | Pagosa-Ignacio 100-120 kV Line | Conceptual | Reliability | Economics or Congestion
2014 | WECC-US | AC | 100-120 | 100-120 | 166 | 2016-12-01 | Montrose, CO | Montrose County, CO | 8 |  | 30151 | TSGT | C | 50 | East Montrose-South Canal 100-120 kV Line | Conceptual | Reliability | Economics or Congestion
2014 | WECC-US | AC | 200-299 | 200-299 |  | 2017-09-01 | Sidney, NB | Peetz, CO | 5 |  | 30151 | TSGT |  | 100 | Sidney-Peetz Logan 200-299kV Line | Planned | Reliability | Variable/Renewable Integration
2014 | WECC-US | AC | 300-399 | 300-399 |  | 2018-12-01 | Lamar, CO area | Denver, CO area | 400-599 |  | 30151 | TSGT |  | 50 | Lamar - Front Range Transmission Project | Conceptual | Reliability | Economics or Congestion
2014 | WECC-US | AC | 200-299 | 200-299 |  | 2017-12-01 | Limon, CO | Calhan, CO | 55 |  | 30151 | TSGT |  | 100 | Big Sandy - Calhan 200-299 kV | Planned | Reliability | Other
2014 | WECC-US | AC | 151-199 | 151-199 | 271 | 2015-03-01 | CACHANILLA ENTQ. | STA. ISABEL - RIO NUEVO | 1.8645 | OH |  | CFE | F | 100 | CACHANILLA ENTQ. | Under Construction | Reliability | Reliability
2014 | WECC-US | AC | 200-299 | 200-299 | 388 | 2015-04-01 | SANTA ISABEL ENTQ. | LA ROSITA - WISTERIA | 9.4469 | OH |  | CFE | F | 100 | SANTA ISABEL ENTQ. | Under Construction | Reliability | Reliability
2014 | WECC-US | AC | 151-199 | 151-199 | 271 | 2015-04-01 | SANTA ISABEL | MEXICALI II | 8.4525 | OH |  | CFE | F | 100 | SANTA ISABEL | Under Construction | Reliability | Reliability
2014 | WECC-US | AC | 200-299 | 200-299 | 388 | 2016-04-01 | LA JOVITA ENTQ. | PRESIDENTE JUAREZ - CIPRES | 11.6843 | OH |  | CFE | F | 100 | LA JOVITA ENTQ. | Planned | Fossil-Fired Integration | Fossil-Fired Integration
2014 | WECC-US | AC | 151-199 | 151-199 | 271 | 2016-04-01 | SANTA ISABEL | MEXICALI II | 8.3903 | OH |  | CFE | F | 100 | SANTA ISABEL | Under Construction | Reliability | Reliability
2014 | WECC-US | AC | 200-299 | 200-299 | 388 | 2017-01-01 | EJIDO SAN LUIS ETQ CHAPULTEPEC | PARQUE INDUSTRIAL SAN LUIS | 3.9776 | OH |  | CFE | F | 100 | EJIDO SAN LUIS ETQ CHAPULTEPEC | Planned | Fossil-Fired Integration | Fossil-Fired Integration
2014 | WECC-US | AC | 200-299 | 200-299 | 388 | 2017-01-01 | EJIDO SAN LUIS ENTQ. | SAN LUIS REY-PQUE IND SAN LUIS | 3.9776 | OH |  | CFE | F | 100 | EJIDO SAN LUIS ENTQ. | Planned | Fossil-Fired Integration | Fossil-Fired Integration
2014 | WECC-US | AC | 200-299 | 200-299 | 388 | 2017-02-01 | MEXICALI II | TECNOLOGICO | 6.8365 | OH |  | CFE | F | 100 | MEXICALI II | Planned | Reliability | Reliability
2014 | WECC-US | AC | 151-199 | 151-199 | 271 | 2017-02-01 | GONZALEZ ORTEGA ENTQ. | MEXICALI II - RUIZ CORTINES | 7.458 | OH |  | CFE | F | 100 | GONZALEZ ORTEGA ENTQ. | Planned | Reliability | Reliability
2014 | WECC-US | AC | 100-120 | 100-120 | 120 | 2017-04-01 | TECATE II | EL ENCINAL | 5.3449 | OH |  | CFE | F | 100 | TECATE II | Planned | Reliability | Reliability
2014 | WECC-US | AC | 200-299 | 200-299 | 388 | 2019-04-01 | LA JOVITA ENTQ. | PRESIDENTE JUAREZ - LOMAS | 11.4357 | OH |  | CFE | F | 100 | LA JOVITA ENTQ. | Planned | Fossil-Fired Integration | Fossil-Fired Integration
2014 | WECC-US | AC | 200-299 | 200-299 | 388 | 2019-04-01 | CUCAPAH | CERRO PRIETO II | 12.4301 | OH |  | CFE | F | 100 | CUCAPAH | Planned | Reliability | Reliability
2014 | WECC-US | AC | 200-299 | 200-299 | 388 | 2019-04-01 | CUCAPAH ENTQ. | LA ROSITA - CERRO PRIETO II | 2.486 | OH |  | CFE | F | 100 | CUCAPAH ENTQ. | Planned | Reliability | Reliability
2014 | WECC-US | AC | 200-299 | 200-299 | 388 | 2019-04-01 | CERRO PRIETO III ENTQ. | LA ROSITA - CERRO PRIETO II | 1.243 | OH |  | CFE | F | 100 | CERRO PRIETO III ENTQ. | Planned | Reliability | Reliability
2014 | WECC-US | AC | 200-299 | 200-299 | 388 | 2019-04-01 | SANCHEZ TABOADA ENTQ. | LA ROSITA - CERRO PRIETO II | 5.5935 | OH |  | CFE | F | 100 | SANCHEZ TABOADA ENTQ. | Planned | Reliability | Reliability
2014 | WECC-US | AC | 400-599 | 400-599 | 440 | 2019-04-01 | SEIS DE ABRIL | PINACATE | 127.4083 | OH |  | CFE | F | 100 | SEIS DE ABRIL | Planned | Reliability | Reliability
2014 | WECC-US | AC | 100-120 | 100-120 | 120 | 2019-04-01 | CARDENAS ENTQ. | EL RUBI - PRESIDENTE JUAREZ | 8.0796 | OH |  | CFE | F | 100 | CARDENAS ENTQ. | Planned | Reliability | Reliability
2014 | WECC-US | AC | 200-299 | 200-299 | 388 | 2019-04-01 | CHAPULTEPEC | KM 43 | 13.6731 | OH |  | CFE | F | 100 | CHAPULTEPEC | Planned | Reliability | Reliability
2014 | WECC-US | AC | 100-120 | 100-120 | 120 | 2019-06-01 | FRONTERA ENTQ. | INDUSTRIAL - UNIVERSIDAD | 3.729 | OH |  | CFE | F | 100 | FRONTERA ENTQ. | Planned | Reliability | Reliability
2014 | WECC-US | AC | 200-299 | 200-299 | 388 | 2019-10-01 | RUIZ CORTINES ENTQ | EJIDO SAN LUIS - HIDALGO | 1.8645 | OH |  | CFE | F | 100 | RUIZ CORTINES ENTQ | Planned | Reliability | Reliability
2014 | WECC-US | AC | 100-120 | 100-120 | 120 | 2021-04-01 | LA ENCANTADA ENTQ | LA HERRADURA-METROPOLI | 1.243 | OH |  | CFE | F | 100 | LA ENCANTADA ENTQ | Planned | Reliability | Reliability
2014 | WECC-US | AC | 200-299 | 200-299 | 388 | 2021-06-01 | KM 43 | EL ARRAJAL | 77.688 | OH |  | CFE | F | 100 | KM 43 | Planned | Reliability | Reliability
2014 | WECC-US | AC | 100-120 | 100-120 | 120 | 2021-06-01 | EL ARRAJAL | SAN FELIPE | 14.9161 | OH |  | CFE | F | 100 | EL ARRAJAL | Planned | Reliability | Reliability
2014 | WECC-US | AC | 100-120 | 100-120 | 120 | 2022-04-01 | VALLE DORADO ENTQ. | EL GALLO-CIPRES | 1.243 | OH |  | CFE | F | 100 | VALLE DORADO ENTQ. | Planned | Reliability | Reliability
2014 | WECC-US | AC | 100-120 | 100-120 | 120 | 2022-04-01 | EL DORADO | SAN FELIPE | 3.729 | OH |  | CFE | F | 100 | EL DORADO | Planned | Reliability | Reliability
2014 | WECC-US | AC | 151-199 | 151-199 | 271 | 2022-10-01 | AEROPUERTO MEXICALI ENTQ. | MEXICALI OTE.-CERRO PRIETO IV | 8.7011 | OH |  | CFE | F | 100 | AEROPUERTO MEXICALI ENTQ. | Planned | Reliability | Reliability
2014 | WECC-US | AC | 151-199 | 151-199 | 271 | 2022-10-01 | CERRO PRIETO I | CERRO PRIETO IV | 3.729 | OH |  | CFE | F | 100 | CERRO PRIETO I | Planned | Reliability | Reliability
2014 | WECC-US | AC | 151-199 | 151-199 | 271 | 2022-10-01 | AEROPUERTO MEXICALI ENTQ. | GLZ. ORTEGA - CERRO PRIETO IV | 8.7011 | OH |  | CFE | F | 100 | AEROPUERTO MEXICALI ENTQ. | Planned | Reliability | Reliability
2014 | WECC-US | AC | 200-299 | 200-299 | 388 | 2022-10-01 | AEROPUERTO MEXICALI ENTQ. | TECNOLOGICO - CETYS | 14.9161 | OH |  | CFE | F | 100 | AEROPUERTO MEXICALI ENTQ. | Planned | Reliability | Reliability
2014 | WECC-US | AC | 200-299 | 200-299 | 388 | 2023-10-01 | CUCAPAH | SANCHEZ TABOADA | 9.3226 | OH |  | CFE | F | 100 | CUCAPAH | Planned | Reliability | Reliability
2014 | WECC-US | AC | 100-120 | 100-120 | 120 | 2025-01-01 | TECATE I ENTQ. | TECATE II - HERRADURA | 0.1243 | OH |  | CFE | F | 100 | TECATE I ENTQ. | Planned | Reliability | Reliability
2014 | WECC-US | AC | 100-120 | 100-120 | 120 | 2025-01-01 | TECRA ENTQ. | LA HERRADURA - TECATE | 0.31075 | OH |  | CFE | F | 100 | TECRA ENTQ. | Planned | Reliability | Reliability
2014 | WECC-US | AC | 100-120 | 100-120 | 120 | 2025-01-01 | METROPOLI POT. ENTQ. | PANAMERICANA FRACC-PRE.JUAREZ | 21.1311 | OH |  | CFE | F | 100 | METROPOLI POT. ENTQ. | Planned | Reliability | Reliability
2014 | WECC-US | AC | 100-120 | 100-120 | 120 | 2025-01-01 | METROPOLI POT. | TIJUANA I | 10.1927 | OH |  | CFE | F | 100 | METROPOLI POT. | Planned | Reliability | Reliability
2014 | WECC-US | AC | 100-120 | 100-120 | 120 | 2025-04-01 | TIJUANA I | INDUSTRIAL | 7.458 | OH |  | CFE | F | 100 | TIJUANA I | Planned | Reliability | Reliability
2014 | WECC-US | AC | 200-299 | 200-299 | 388 | 2025-10-01 | LT CC ENSENADA | LA HERRADURA | 99.4406 | OH |  | CFE | F | 100 | LT CC ENSENADA | Planned | Reliability | Reliability
2014 | WECC-US | AC | 200-299 | 200-299 | 388 | 2026-04-01 | CIPRES | CAÑON | 52.2063 | OH |  | CFE | F | 100 | CIPRES | Planned | Reliability | Reliability
2014 | WECC-US | AC | 100-120 | 100-120 | TBD | 2015-12-01 | San Mateo | Bay Meadows | 4.5 |  | 14328 | PG&E | I | 100 | Bay Meadows 4/0 Cu line Reconductoring (T249) | Planned | Reliability | Reliability
2014 | WECC-US | AC | 200-299 | 200-299 | 683 | 2016-12-01 | Contra Costa Substation (Antioch, CA) | Moraga Substation (Orinda, CA) | 54 |  | 14328 | PG&E | I | 100 | Contra Costa - Moraga 200-299kV Line reconductoring (T991) | Planned | Reliability | Deliverability
2014 | WECC-US | AC | 200-299 | 200-299 | TBD | 2015-12-01 | Embarcadero | Potrero | 3 |  | 14328 | PG&E | I | 100 | Embarcadero-Potrero 200-299kV Project (T1032) | Planned | Reliability | Reliability
2014 | WECC-US | AC | 100-120 | 100-120 | TBD | 2017-06-01 | Missouri Flat | Gold Hill | 25 |  | 14328 | PG&E | I | 100 | Missouri Flat - Gold Hill 100-120kV Reconductoring (T444C) | Planned | Reliability | Reliability
2014 | WECC-US | AC | 200-299 | 200-299 | 1366 | 2015-05-01 | Newark Substation (Fremont, CA) | Ravenswood Substation (Menlo Park, CA) | 18 |  | 14328 | PG&E | I | 100 | Newark - Ravenwood 200-299kV Line Reconductoring (T982) | Planned | Reliability | Reliability
2014 | WECC-US | AC | 200-299 | 200-299 | 683 | 2015-10-01 | Pittsburg Substation (Pittsburg, CA) | Telsa Substation (Livermore, CA) | 62 |  | 14328 | PG&E | I | 100 | Pittsburg - Tesla 200-299kV Reconductoring (T984) | Planned | Reliability | Economics or Congestion
2014 | WECC-US | AC | 200-299 | 200-299 | TBD | 2018-05-01 | Rio Oso | Gold Hill | 28.5 |  | 14328 | PG&E | I | 100 | Rio Oso-Atlantic and Rio Oso - Gold Hill 200-299kV line reconductoring projuect (T1001) - Project was canceled. Replaced by New Rio Oso-Atlantic 200-299 kV line. | Planned | Reliability | Reliability
2014 | WECC-US | AC | 138/69 |  |  | 2015-06-01 | Los Coches | Los Coches |  |  | 16609 | SDGE |  |  | Upgrade Los Coches 138/69 kV Bank 50 | Planned | Reliability | Reliability
2014 | WECC-US | AC | 138/69 |  |  | 2015-06-01 | Los Coches | Los Coches |  |  | 16609 | SDGE |  |  | Upgrade Los Coches 138/69 kV bank 51 | Planned | Reliability | Reliability
2014 | WECC-US | AC | 200-299 |  |  | 2017-06-01 | Southern Orange County | Southern Orange County |  |  | 16609 | SDGE |  |  | Southern Orange County Reliability Upgrade Project - Alternative 3 | Planned | Reliability | Reliability
2014 | WECC-US | AC | 138/69 |  |  | 2015-06-01 | Talega | Talega |  |  | 16609 | SDGE |  |  | Replace Talega 138/69 kV Bank 50 | Planned | Reliability | Reliability
2014 | WECC-US | AC | 200-299 | 200-299 | 478 | 2015-04-01 | Rector CA | Springville CA | 38 |  | 17609 | SCE | I | SCE: 100% | San Joaquin Cross Valley Loop | Under Construction | Reliability
2014 | WECC-US | AC | 400-599 | 400-599 | 3950 Amp | 2015-02-01 | Tehachapi CA | Mira Loma CA | 250 |  | 17609 | SCE | I | SCE: 100% | Tehachapi Renewable Transmission Project Segments 4-11 | Under Construction | Variable/Renewable Integration
2014 | WECC-US | AC | 121-150 | 138 |  | 2014-06-01 | Sycamore | Chicarita | 6 | OH | 16609 | SDGE |  | 100 | TL 13820, Sycamore-Chicarita Reconductor | Planned | Reliability | Reliability
2014 | WECC-US | AC | 200-299 | 230 |  | 2017-06-01 | Bay Boulevard |  |  | OH | 16609 | SDGE |  | 100 | Bay Boulevard 230/69 kV Substation Project | Planned | Reliability | Reliability
2014 | WECC-US | AC | 200-299 | 230 |  | 2017-12-01 | SONGMESA 230 kV substation |  |  |  | 16609 | SDGE |  | 100 | South Orange County Dynamic Reactive Support | Planned | Reliability | Reliability
2014 | WECC-US | AC | 200-299 | 230 |  | 2015-06-01 | Talega |  |  |  | 16609 | SDGE |  | 100 | Talega Area Dynamic Reactive Support | Planned | Reliability | Reliability
2014 | WECC-US | AC | 400-599 | 500 |  | 2015-03-01 | East County |  |  |  | 16609 | SDGE |  | 100 | East County 500kV Substation (ECO) | Planned | Renewable Integration | Reliability
2014 | WECC-US | AC | 121-150 | 138 |  | 2018-06-01 | Trabuco | Capistrano |  |  | 16609 | SDGE | I | 100 | TL13834 Trabuco-Capistrano 138 kV Line Upgrade | Planned | Reliability | Reliability
2014 | WECC-US | AC | 100-120 | 115 |  | 2019-05-01 | McCall | Reedley |  | OH | 14328 | PG&E | I |  | McCall-Reedley #2 115 kV Line | Conceptual | Reliability | Reliability
2014 | WECC-US | AC | 200-299 | 230 |  | 2019-05-01 | Midway | Kern |  | OH | 14328 | PG&E | I |  | Midway-Kern PP #2 230 kV Line | Conceptual | Reliability | Reliability
2014 | WECC-US | AC | 400-599 | 500 |  | 2020-06-01 | Delaney | Colorado |  | OH |  |  |  |  | New Delaney-Colorado River 500 kV line | Conceptual | Economics or Congestion | Economics or Congestion
2014 | WECC-US | AC | 200-299 | 200-299 | 950 | 2015-07-01 | Haskell CA | Castaic CA | 12 |  | 11208 | LADWP | M | LDWP - 100% | Barren Ridge Renewable Transmission Project | Conceptual | Variable/Renewable Integration | Economics or Congestion
2014 | WECC-US | AC | 200-299 | 200-299 | 950 | 2015-07-01 | Barren Ridge CA | Haskell CA | 61 |  | 11208 | LADWP | M | LDWP - 100% | Barren Ridge Renewable Transmission Project | Conceptual | Variable/Renewable Integration | Economics or Congestion
2014 | WECC-US | AC | 200-299 | 200-299 | 650 | 2015-07-01 | Barren Ridge CA | Rinaldi CA | 76 |  | 11208 | LADWP | M | LDWP - 100% | Barren Ridge Renewable Transmission Project | Conceptual | Variable/Renewable Integration | Economics or Congestion
2014 | WECC-US | AC | 200-299 | 200-299 | 400-599 | 2014-08-01 | Scattergood Generating Station | Olympic Receiving Station K | 12 |  | 11208 | LADWP | M | LADWP - 100% | Scattergood-Olympic 200-299kV Line 1 | Planned | Reliability | Economics or Congestion
2014 | WECC-US | AC | 200-299 | 200-299 | 159 | 2017-02-01 | Harbor Generating Station | Wilmington Receiving Station |  | OH | 11208 | LADWP | M | LADWP - 100% | Wilmington Bypass (Harbor-Wilmington Cable D) | Planned | Reliability | Economics or Congestion
2014 | WECC-US | AC | 200-299 | 200-299 | 836 | 2015-08-01 | Nortridge Receiving Station | Tarzana Receiving Station |  | OH | 11208 | LADWP | M | LADWP - 100% | Northridge-Tarzana 230 kV Line 1 CB upgrade | Planned | Reliability | Economics or Congestion
2014 | WECC-US | AC | 200-299 | 200-299 | 650 | 2018-06-01 | Valley Receiving Station | Rinaldi CA |  | OH | 11208 | LADWP | M | LADWP - 100% | Re-conductor both Valley-Rinaldi 230 kV Lines | Planned | Reliability | Economics or Congestion
2014 | WECC-US | AC | 200-299 | 200-299 | 761 | 2016-06-01 | Haskell CA | Rinaldi CA |  | OH | 11208 | LADWP | M | LADWP - 100% | Re-conductor Haskell Canyon-Rinaldi 230 kV Line 1 | Planned | Reliability | Economics or Congestion
2014 | WECC-US | AC | 200-299 | 200-299 | 430 | 2018-10-01 | La Jovita MX | Lomas MX | 30 | OH |  | CFE | F | 100 | La Jovita | Planned | Fossil-Fired Integration | Fossil-Fired Integration
2014 | WECC-US | AC | 200-299 | 200-299 | 430 | 2015-10-01 | La Jovita MX | La Herradura MX | 50 | OH |  | CFE | F | 100 | La Jovita | Planned | Fossil-Fired Integration | Fossil-Fired Integration
2014 | WECC-US | AC | 200-299 | 200-299 | 430 | 2018-10-01 | El Cañon MX | El Ciprés MX | 52 | OH |  | CFE | F | 100 | El Cañon | Planned | Reliability | Reliability
2014 | WECC-US | AC | 400-599 | 400 | 800 | 2018-10-01 | Ensenada | La Herradura MX | 49.7 | OH |  | CFE | F | 100 | Ensenada | Planned | Fossil-Fired Integration | Fossil-Fired Integration
2014 | WECC-US | AC | 200-299 | 200-299 | 388 | 2014-04-01 | Cucapah | Mexicali MX | 14.29 | OH |  | CFE | F | 100 | Cucapah | Planned | Reliability | Reliability
2014 | WECC-US | AC | 200-299 | 200-299 | 388 | 2014-04-01 | Cucapah | Sanchez Taboada MX | 14.29 | OH |  | CFE | F | 100 | Cucapah | Planned | Reliability | Reliability
2014 | WECC-US | AC | 200-299 | 200-299 | 388 | 2014-04-01 | Cucapah | Cerro Prieto II MX | 14.91 | OH |  | CFE | F | 100 | Cucapah | Planned | Reliability | Reliability
2014 | WECC-US | AC | 200-299 | 200-299 | 388 | 2014-04-01 | Cucapah | La Rosita MX | 20.5 | OH |  | CFE | F | 100 | Cucapah | Planned | Reliability | Reliability
2014 | WECC-US | AC | 200-299 | 200-299 | 388 | 2017-04-01 | Mexicali | Tecnologico MX | 11 | OH |  | CFE | F | 100 | Mexicali | Planned | Reliability | Reliability
2014 | WECC-US | AC | 200-299 | 200-299 | 388 | 2016-04-01 | Santa Isabel | La Rosita MX | 15.4 | OH |  | CFE | F | 100 | Santa Isabel | Planned | Reliability | Reliability
2014 | WECC-US | AC | 200-299 | 200-299 | 388 | 2016-04-01 | Santa Isabel | La Rosita MX | 15.4 | OH |  | CFE | F | 100 | Santa Isabel | Planned | Reliability | Reliability
2014 | WECC-US | AC | 200-299 | 200-299 | 388 | 2018-04-01 | Ejido San Luis | Chapultepec | 38.3 | OH |  | CFE | F | 100 | Ejido San Luis | Planned | Reliability | Reliability
2014 | WECC-US | AC | 200-299 | 200-299 | 388 | 2018-04-01 | Ejido San Luis | San Luis Rey | 17.6 | OH |  | CFE | F | 100 | Ejido San Luis | Planned | Reliability | Reliability
2014 | WECC-US | AC | 200-299 | 200-299 | 388 | 2018-04-01 | Ejido San Luis | Parque Industrial | 6.6 | OH |  | CFE | F | 100 | Ejido San Luis | Planned | Reliability | Reliability
2014 | WECC-US | AC | 200-299 | 200-299 | 388 | 2018-04-01 | Ejido San Luis | Parque Industrial | 6.6 | OH |  | CFE | F | 100 | Ejido San Luis | Planned | Reliability | Reliability
2014 | WECC-US | AC | 200-299 | 200-299 | 388 | 2016-04-01 | Rumorosa Eolico | Herradura | 56 | OH |  | CFE | F | 100 | Rumorosa Eolico | Planned | Reliability | Reliability
2014 | WECC-US | AC | 151-199 | 151-199 | 388 | 2014-04-01 | La Cachanilla | Santa Isabel | 6.5 | OH |  | CFE | F | 100 | La Cachanilla | Planned | Reliability | Reliability
2014 | WECC-US | AC | 151-199 | 151-199 | 388 | 2014-04-01 | La Cachanilla | Rio Nuevo | 7 | OH |  | CFE | F | 100 | La Cachanilla | Planned | Reliability | Reliability
2014 | WECC-US | AC | 100-120 | 100-120 | TBD | 2015-12-01 | San Mateo | Bay Meadows | 4.5 |  | 14328 | PG&E | I | 100 | Bay Meadows 4/0 Cu line Reconductoring (T249) | Planned | Reliability | Reliability
2014 | WECC-US | AC | 200-299 | 200-299 | 683 | 2014-12-01 | Contra Costa Substation (Antioch, CA) | Moraga Substation (Orinda, CA) | 54 |  | 14328 | PG&E | I | 100 | Contra Costa - Moraga 200-299kV Line reconductoring (T991) | Planned | Reliability | Deliverability
2014 | WECC-US | AC | 200-299 | 200-299 | TBD | 2015-12-01 | Embarcadero | Potrero | 3 |  | 14328 | PG&E | I | 100 | Embarcadero-Potrero 200-299kV Project (T1032) | Planned | Reliability | Reliability
2014 | WECC-US | AC | 100-120 | 100-120 | TBD | 2017-06-01 | Missouri Flat | Gold Hill | 25 |  | 14328 | PG&E | I | 100 | Missouri Flat - Gold Hill 100-120kV Reconductoring (T444C) | Planned | Reliability | Reliability
2014 | WECC-US | AC | 200-299 | 200-299 | 1366 | 2015-05-01 | Newark Substation (Fremont, CA) | Ravenswood Substation (Menlo Park, CA) | 18 |  | 14328 | PG&E | I | 100 | Newark - Ravenwood 200-299kV Line Reconductoring (T982) | Planned | Reliability | Reliability
2014 | WECC-US | AC | 200-299 | 200-299 | 683 | 2015-10-01 | Pittsburg Substation (Pittsburg, CA) | Telsa Substation (Livermore, CA) | 62 |  | 14328 | PG&E | I | 100 | Pittsburg - Tesla 200-299kV Reconductoring (T984) | Planned | Reliability | Economics or Congestion
2014 | WECC-US | AC | 200-299 | 200-299 | TBD | 2018-05-01 | Rio Oso | Gold Hill | 28.5 |  | 14328 | PG&E | I | 100 | Rio Oso-Atlantic and Rio Oso - Gold Hill 200-299kV line reconductoring projuect (T1001) - Project was canceled. Replaced by New Rio Oso-Atlantic 200-299 kV line. | Planned | Reliability | Reliability
2014 | WECC-US | AC | 138/69 |  |  | 2015-06-01 | Los Coches | Los Coches |  |  | 16609 | SDGE |  |  | Upgrade Los Coches 138/69 kV Bank 50 | Planned | Reliability | Reliability
2014 | WECC-US | AC | 138/69 |  |  | 2015-06-01 | Los Coches | Los Coches |  |  | 16609 | SDGE |  |  | Upgrade Los Coches 138/69 kV bank 51 | Planned | Reliability | Reliability
2014 | WECC-US | AC | 200-299 |  |  | 2017-06-01 | Southern Orange County | Southern Orange County |  |  | 16609 | SDGE |  |  | Southern Orange County Reliability Upgrade Project - Alternative 3 | Planned | Reliability | Reliability
2014 | WECC-US | AC | 138/69 |  |  | 2015-06-01 | Talega | Talega |  |  | 16609 | SDGE |  |  | Replace Talega 138/69 kV Bank 50 | Planned | Reliability | Reliability
2014 | WECC-US | AC | 200-299 | 200-299 | 478 | 2014-04-01 | Rector CA | Springville CA | 38 |  | 17609 | SCE | I | SCE: 100% | San Joaquin Cross Valley Loop | Under Construction | Reliability
2014 | WECC-US | AC | 400-599 | 400-599 | 3950 Amp | 2015-02-01 | Tehachapi CA | Mira Loma CA | 250 |  | 17609 | SCE | I | SCE: 100% | Tehachapi Renewable Transmission Project Segments 4-11 | Under Construction | Variable/Renewable Integration
2014 | WECC-US | AC | 200-299 | 220 | 988 | 2014-06-01 | Barre CA | Ellis CA | 12.7 |  | 17609 | SCE | I | SCE: 100% | Reconfigure Barre-Ellis No.1 & 2 220 kV lines into four lines | Planned | Reliability
2014 | WECC-US | AC | 121-150 | 138 |  | 2014-06-01 | Sycamore | Chicarita | 6 | OH | 16609 | SDGE |  | 100 | TL 13820, Sycamore-Chicarita Reconductor | Planned | Reliability | Reliability
2014 | WECC-US | AC | 200-299 | 230 |  | 2015-06-01 | Bay Boulevard |  |  | OH | 16609 | SDGE |  | 100 | Bay Boulevard 230/69 kV Substation Project | Planned | Reliability | Reliability
2014 | WECC-US | AC | 200-299 | 230 |  | 2017-12-01 | SONGMESA 230 kV substation |  |  |  | 16609 | SDGE |  | 100 | South Orange County Dynamic Reactive Support | Planned | Reliability | Reliability
2014 | WECC-US | AC | 200-299 | 230 |  | 2015-06-01 | Talega |  |  |  | 16609 | SDGE |  | 100 | Talega Area Dynamic Reactive Support | Planned | Reliability | Reliability
2014 | WECC-US | AC | 400-599 | 500 |  | 2014-03-01 | East County |  |  |  | 16609 | SDGE |  | 100 | East County 500kV Substation (ECO) | Planned | Renewable Integration | Reliability
2014 | WECC-US | AC | 200-299 | 200-299 | 950 | 2015-07-01 | Haskell CA | Castaic CA | 12 |  | 11208 | LADWP | M | LDWP - 100% | Barren Ridge Renewable Transmission Project | Conceptual | Variable/Renewable Integration | Economics or Congestion
2014 | WECC-US | AC | 200-299 | 200-299 | 950 | 2015-07-01 | Barren Ridge CA | Haskell CA | 61 |  | 11208 | LADWP | M | LDWP - 100% | Barren Ridge Renewable Transmission Project | Conceptual | Variable/Renewable Integration | Economics or Congestion
2014 | WECC-US | AC | 200-299 | 200-299 | 650 | 2015-07-01 | Barren Ridge CA | Rinaldi CA | 76 |  | 11208 | LADWP | M | LDWP - 100% | Barren Ridge Renewable Transmission Project | Conceptual | Variable/Renewable Integration | Economics or Congestion
2014 | WECC-US | AC | 200-299 | 200-299 | 400-599 | 2014-08-01 | Scattergood Generating Station | Olympic Receiving Station K | 12 |  | 11208 | LADWP | M | LADWP - 100% | Scattergood-Olympic 200-299kV Line 1 | Planned | Reliability | Economics or Congestion
2014 | WECC-US | AC | 200-299 | 240 | 977-1334 | 2018-10-01 | 205S | 491S | 24.8548 | OH |  | AESO | I | AltaLink - 100% | 1004-1 -- 787-7 - Southern Alberta Transmission Reinforcement; Energization 7 - Goose Lake to Chapel Rock 240 kV Line | Planned | Variable/Renewable Integration | Economics or congestion
2014 | WECC-US | AC | 200-299 | 240 | 1006-1276 | 2015-04-01 | 244S | 2075S | 82.3254 | OH |  | AESO | I | AltaLink - 100% | 1035L-1 -- 737-13 - North South Transmission Reinforcement; Energization 13- ATCO Tie-in 1035L/1088L | Planned | Economic or congestion | Reliability
2014 | WECC-US | AC | 200-299 | 240 | 958-1213 | 2015-09-01 | 266S | 138S | 39.2706 | OH |  | AESO | I | AltaLink - 100% | 1037-1 -- 787-1 - Southern Alberta Transmission Reinforcement; Energization 1 911L Replacement | Planned | Variable/Renewable Integration | Economics or congestion
2014 | WECC-US | AC | 200-299 | 240 | 958-1213 | 2015-09-01 | 237S | 266S | 39.2706 | OH |  | AESO | I | AltaLink - 100% | 1037-2 -- 787-1 - Southern Alberta Transmission Reinforcement; Energization 1 911L Replacement | Planned | Variable/Renewable Integration | Economics or congestion
2014 | WECC-US | AC | 200-299 | 240 | 958-1213 | 2015-09-01 | 266S | 138S | 39.2706 | OH |  | AESO | I | AltaLink - 100% | 1038-1 -- 787-1 - Southern Alberta Transmission Reinforcement; Energization 1 911L Replacement | Planned | Variable/Renewable Integration | Economics or congestion
2014 | WECC-US | AC | 200-299 | 240 | 958-1213 | 2015-09-01 | 237S | 266S | 39.2706 | OH |  | AESO | I | AltaLink - 100% | 1038-2 -- 787-1 - Southern Alberta Transmission Reinforcement; Energization 1 911L Replacement | Planned | Variable/Renewable Integration | Economics or congestion
2014 | WECC-US | AC | 200-299 | 240 | 499-499 | 2015-09-01 | 59S | 138S | 4.3496 | OH |  | AESO | I | AltaLink - 100% | 1048L-1 -- 787-1 - Southern Alberta Transmission Reinforcement; Energization 1 911L Replacement | Planned | Variable/Renewable Integration | Economics or congestion
2014 | WECC-US | AC | 200-299 | 240 | 499-499 | 2015-09-01 | 59S | 138S | 4.3496 | OH |  | AESO | I | AltaLink - 100% | 1049L-1 -- 787-1 - Southern Alberta Transmission Reinforcement; Energization 1 911L Replacement | Planned | Variable/Renewable Integration | Economics or congestion
2014 | WECC-US | AC | 200-299 | 240 | 800-960 | 2015-06-01 | 102S | 74S | 11.1847 | OH |  | AESO | I | AltaLink - 100% | 1064-1 -- 1117-4 - Foothills Area Transmission Development - East; Energization 4 - L to J: East Calgary-Janet-Langdon | Planned | Reliability | Economics or congestion
2014 | WECC-US | AC | 200-299 | 240 | 800-960 | 2015-06-01 | 102S | 74S | 11.1847 | OH |  | AESO | I | AltaLink - 100% | 1065-1 -- 1117-4 - Foothills Area Transmission Development - East; Energization 4 - L to J: East Calgary-Janet-Langdon | Planned | Reliability | Economics or congestion
2014 | WECC-US | AC | 200-299 | 240 | 481-599 | 2015-05-01 | 63S | 287S | 22.2264 | OH |  | AESO | I | AltaLink - 100% | 1082-1 -- 813-34 - Red Deer Area Transmission Development; EN34 - New Hazelwood 240/138kV Substation 287S | Planned | Economics or congestion | Reliability
2014 | WECC-US | AC | 200-299 | 240 | 466-599 | 2015-09-01 | 63S | 288S | 59.3285 | OH |  | AESO | I | AltaLink - 100% | 1083-1 -- 813-32 - Red Deer Area Transmission Development; EN32 - New Wolf Creek 240/138kV Substation 247S | Planned | Economics or congestion | Reliability
2014 | WECC-US | AC | 200-299 | 240 | 547-811 | 2015-04-01 | 324S | 2075S | 3.1069 | OH |  | AESO | I | AltaLink - 100% | 1087L-1 -- 737-14 - North South Transmission Reinforcement; Energization 14 Â¿ ATCO Tie-in 923L/1087L | Planned | Economic or congestion | Reliability
2014 | WECC-US | AC | 200-299 | 240 | 931-1210 | 2015-04-01 | 324S | 2075S | 3.1131 | OH |  | AESO | I | AltaLink - 100% | 1088L-1 -- 737-13 - North South Transmission Reinforcement; Energization 13- ATCO Tie-in 1035L/1088L | Planned | Economic or congestion | Reliability
2014 | WECC-US | AC | 200-299 | 240 | 600-720 | 2015-05-01 | SS-65 | 237S | 27.4646 | OH |  | AESO | I | AltaLink - 100% | 1106-1 -- 1117-1 - Foothills Area Transmission Development - East; Energization 1 - NFTP: Foothills-Enmax SS-65 | Planned | Reliability | Economics or congestion
2014 | WECC-US | AC | 200-299 | 240 | 600-720 | 2015-05-01 | SS-65 | 237S | 27.4646 | OH |  | AESO | I | AltaLink - 100% | 1107-1 -- 1117-1 - Foothills Area Transmission Development - East; Energization 1 - NFTP: Foothills-Enmax SS-65 | Planned | Reliability | Economics or congestion
2014 | WECC-US | AC | 200-299 | 240 | 489-600 | 2015-11-01 | SS-65 | SS-25 | 4.536 | OH |  | AESO | I | AltaLink - 100% | 1109-1 -- 1117-2 - Foothills Area Transmission Development - East; Energization 2 - ENMAX SS-25 - ENMAX SS-65 | Planned | Reliability | Economics or congestion
2014 | WECC-US | AC | 200-299 | 240 | 550-610 | 2017-07-01 | 289S | 89S | 9.3827 | OH |  | AESO | I | AltaLink - 100% | 1112-1 -- 850-2 - South and West of Edmonton Transmission Development; Energization 2 - New Saunders Lake 240/138kV Substation; re-terminate 910L, 914L, 780L & 858L at Saunders Lake; build lines between Nisku & proposed Saunders Lake; and reconfiguration of affected substations. | Planned | Reliability | Economics or congestion
2014 | WECC-US | AC | 200-299 | 240 | 977-1212 | 2015-06-01 | 170S | 167S | 13.6702 | OH |  | AESO | I | AltaLink - 100% | 1116L-10A -- 1101-3 - Christina Lake Area Development; Energization 3 - Pike to Ipiatik Lake 167S/1116L | Planned | Reliability | Economics or congestion
2014 | WECC-US | AC | 200-299 | 240 | 977-1212 | 2016-04-01 | 898S | 167S | 34.7968 | OH |  | AESO | I | AltaLink - 100% | 1117L-10A -- 1101-5 - Christina Lake Area Development; Energization 5 - 1117L - Ipiatik to Heart Lake | Planned | Reliability | Economics or congestion
2014 | WECC-US | AC | 200-299 | 240 | 989-1225 | 2017-07-01 | 367S | PETROLIA | 13.6702 | OH |  | AESO | I | AltaLink - 100% | 1139-1,1139-2 -- 850-1 - South and West of Edmonton Transmission Development; Energization 1 - Harry Smith Sub | Planned | Reliability | Economics or congestion
2014 | WECC-US | AC | 200-299 | 240 | 550-610 | 2017-07-01 | 289S | 89S | 9.3827 | OH |  | AESO | I | AltaLink - 100% | 1140-1 -- 850-2 - South and West of Edmonton Transmission Development; Energization 2 - New Saunders Lake 240/138kV Substation; re-terminate 910L, 914L, 780L & 858L at Saunders Lake; build lines between Nisku & proposed Saunders Lake; and reconfiguration of affected substations. | Planned | Reliability | Economics or congestion
2014 | WECC-US | AC | 400-599 | 500 | 1222-3216 | 2018-10-01 | 491S | 1201L | 3.7282 | OH |  | AESO | I | AltaLink - 100% | 1201-2b -- 787-7 - Southern Alberta Transmission Reinforcement; Energization 7 - Goose Lake to Chapel Rock 240 kV Line | Planned | Variable/Renewable Integration | Economics or congestion
2014 | WECC-US | AC | 400-599 | 500 | 1222-3216 | 2018-10-01 | 520S | 491S | 127.729 | OH |  | AESO | I | AltaLink - 100% | 1235-1,1235-2 -- 787-7 - Southern Alberta Transmission Reinforcement; Energization 7 - Goose Lake to Chapel Rock 240 kV Line | Planned | Variable/Renewable Integration | Economics or congestion
2014 | WECC-US | AC | 400-599 | 500 | 4030-4030 | 2015-04-01 | 12S | 2029S | 1.9648 | OH |  | AESO | I | ATCO Electric - 100% | 12L70-1,12L70-2 -- 737-15 - North South Transmission Reinforcement; Energization 15 - ATCO Tie-in 12L85/12L70 | Planned | Economic or congestion | Reliability
2014 | WECC-US | AC | 400-599 | 500 | 4027-4027 | 2015-04-01 | 12S | 2029S | 0.98239 | OH |  | AESO | I | ATCO Electric - 100% | 12L85-1 -- 737-15 - North South Transmission Reinforcement; Energization 15 - ATCO Tie-in 12L85/12L70 | Planned | Economic or congestion | Reliability
2014 | WECC-US | AC | 121-150 | 138 | 117-120 | 2016-04-01 | 255S | 504S | 38.7549 | OH |  | AESO | I | AltaLink - 100% | 161L-10A -- 787-11 - Southern Alberta Transmission Reinforcement; Energization 11 - Blackie Area 138kV Upgrade | Planned | Variable/Renewable Integration | Economics or congestion
2014 | WECC-US | AC | 121-150 | 138 | 85-99 | 2017-07-01 | 197S | 289S | 41.0105 | OH |  | AESO | I | AltaLink - 100% | 174-1a -- 850-3 - South and West of Edmonton Transmission Development; Energization 3 - New 138kV Lines from 780L to Cooking Lake & 174L; and reconfiguration of affected substations | Planned | Reliability | Economics or congestion
2014 | WECC-US | AC | 121-150 | 138 | 287-287 | 2017-09-01 | SS-54 | SS-41 | 6.4933 | OH |  | AESO | I | Enmax - 100% | 41.84L-1 -- 1354-1 - Foothills Area Transmission Development - Third Circuit; Sub Project 1 - All Equipment | Planned | Economics or congestion | Reliability
2014 | WECC-US | AC | 121-150 | 138 | 122-161 | 2015-04-01 | 639S | 80L | 23.6867 | OH |  | AESO | I | AltaLink - 100% | 418-01,418-02,418-03 -- 813-2 - Red Deer Area Transmission Development; EN2 - New Johnson 240/138 kV Substation 281S | Planned | Economics or congestion | Reliability
2014 | WECC-US | AC | 121-150 | 138 | 122-157 | 2015-04-01 | 281S | 80L | 14.5836 | OH |  | AESO | I | AltaLink - 100% | 418-04 -- 813-2 - Red Deer Area Transmission Development; EN2 - New Johnson 240/138 kV Substation 281S | Planned | Economics or congestion | Reliability
2014 | WECC-US | AC | 121-150 | 138 | 252-314 | 2015-05-01 | 214S | 287S | 1.8641 | OH |  | AESO | I | AltaLink - 100% | 419-1 -- 813-34 - Red Deer Area Transmission Development; EN34 - New Hazelwood 240/138kV Substation 287S | Planned | Economics or congestion | Reliability
2014 | WECC-US | AC | 121-150 | 138 | 252-314 | 2015-05-01 | 214S | 287S | 1.8641 | OH |  | AESO | I | AltaLink - 100% | 420-1 -- 813-34 - Red Deer Area Transmission Development; EN34 - New Hazelwood 240/138kV Substation 287S | Planned | Economics or congestion | Reliability
2014 | WECC-US | AC | 121-150 | 138 | 252-314 | 2015-09-01 | 331S | 288S | 1.8641 | OH |  | AESO | I | AltaLink - 100% | 421-1 -- 813-32 - Red Deer Area Transmission Development; EN32 - New Wolf Creek 240/138kV Substation 247S | Planned | Economics or congestion | Reliability
2014 | WECC-US | AC | 121-150 | 138 | 252-314 | 2015-09-01 | 331S | 288S | 1.8641 | OH |  | AESO | I | AltaLink - 100% | 422-1 -- 813-32 - Red Deer Area Transmission Development; EN32 - New Wolf Creek 240/138kV Substation 247S | Planned | Economics or congestion | Reliability
2014 | WECC-US | AC | 121-150 | 138 | 252-314 | 2016-10-01 | 212S | 332S | 8.5563 | OH |  | AESO | I | AltaLink - 100% | 423-1 -- 813-3 - Red Deer Area Transmission Development; EN3 - New 138kV Line from Lacombe 212S to Ellis 332S | Planned | Economics or congestion | Reliability
2014 | WECC-US | AC | 121-150 | 138 | 174-237 | 2015-09-01 | 194S | 63S | 3.0571 | OH |  | AESO | I | AltaLink - 100% | 426-1,426-2,426-3,426-4 -- 813-11 - Red Deer Area Transmission Development; EN11 - Rebuild 80L from South Red Deer 194S to Red Deer 63S | Planned | Economics or congestion | Reliability
2014 | WECC-US | AC | 121-150 | 138 | 252-314 | 2016-09-01 | 63S | 247S | 5.9279 | OH |  | AESO | I | AltaLink - 100% | 427-1,427-2 -- 813-121 - Red Deer Area Transmission Development; EN121 - Rebuild Red Deer 63S to Piper Creek 247S (427L) | Planned | Economics or congestion | Reliability
2014 | WECC-US | AC | 121-150 | 138 | 120-148 | 2015-06-01 | 818S | 167S | 0.74565 | OH |  | AESO | I | AltaLink - 100% | 428L-10A -- 1101-3 - Christina Lake Area Development; Energization 3 - Pike to Ipiatik Lake 167S/1116L | Planned | Reliability | Economics or congestion
2014 | WECC-US | AC | 121-150 | 138 | 260-286 | 2015-05-01 | 65S | 237S | 11.1909 | OH |  | AESO | I | AltaLink - 100% | 434-1 -- 1117-1 - Foothills Area Transmission Development - East; Energization 1 - NFTP: Foothills-Enmax SS-65 | Planned | Reliability | Economics or congestion
2014 | WECC-US | AC | 121-150 | 138 | 354-466 | 2017-07-01 | 305S | 367S | 8.0778 | OH |  | AESO | I | AltaLink - 100% | 446-1 -- 850-1 - South and West of Edmonton Transmission Development; Energization 1 - Harry Smith Sub | Planned | Reliability | Economics or congestion
2014 | WECC-US | AC | 121-150 | 138 | 120-149 | 2017-07-01 | 434S | 367S | 8.14 | OH |  | AESO | I | AltaLink - 100% | 452-1 -- 850-1 - South and West of Edmonton Transmission Development; Energization 1 - Harry Smith Sub | Planned | Reliability | Economics or congestion
2014 | WECC-US | AC | 121-150 | 138 | 354-466 | 2017-07-01 | 305S | 367S | 8.0778 | OH |  | AESO | I | AltaLink - 100% | 453-1 -- 850-1 - South and West of Edmonton Transmission Development; Energization 1 - Harry Smith Sub | Planned | Reliability | Economics or congestion
2014 | WECC-US | AC | 121-150 | 138 | 354-466 | 2017-07-01 | 149S | 289S | 1.2427 | OH |  | AESO | I | AltaLink - 100% | 454-1 -- 850-2 - South and West of Edmonton Transmission Development; Energization 2 - New Saunders Lake 240/138kV Substation; re-terminate 910L, 914L, 780L & 858L at Saunders Lake; build lines between Nisku & proposed Saunders Lake; and reconfiguration of affected substations. | Planned | Reliability | Economics or congestion
2014 | WECC-US | AC | 121-150 | 138 | 354-466 | 2017-07-01 | 149S | 289S | 1.2427 | OH |  | AESO | I | AltaLink - 100% | 455-1 -- 850-2 - South and West of Edmonton Transmission Development; Energization 2 - New Saunders Lake 240/138kV Substation; re-terminate 910L, 914L, 780L & 858L at Saunders Lake; build lines between Nisku & proposed Saunders Lake; and reconfiguration of affected substations. | Planned | Reliability | Economics or congestion
2014 | WECC-US | AC | 121-150 | 138 | 120-148 | 2015-06-01 | 651S | 167S | 1.8641 | OH |  | AESO | I | AltaLink - 100% | 457L-10A -- 1101-3 - Christina Lake Area Development; Energization 3 - Pike to Ipiatik Lake 167S/1116L | Planned | Reliability | Economics or congestion
2014 | WECC-US | AC | 121-150 | 138 | 267-267 | 2017-09-01 | SS-54 | SS-65 | 6.5244 | OH |  | AESO | I | Enmax - 100% | 54.81L-1 -- 1354-1 - Foothills Area Transmission Development - Third Circuit; Sub Project 1 - All Equipment | Planned | Economics or congestion | Reliability
2014 | WECC-US | AC | 121-150 | 138 | 122-165 | 2015-09-01 | 138S | 603L | 2.6719 | OH |  | AESO | I | AltaLink - 100% | 603-2a -- 787-1 - Southern Alberta Transmission Reinforcement; Energization 1 911L Replacement | Planned | Variable/Renewable Integration | Economics or congestion
2014 | WECC-US | AC | 121-150 | 138 | 119-161 | 2015-09-01 | 138S | 608AL | 6.7419 | OH |  | AESO | I | AltaLink - 100% | 608L-1 -- 787-1 - Southern Alberta Transmission Reinforcement; Energization 1 911L Replacement | Planned | Variable/Renewable Integration | Economics or congestion
2014 | WECC-US | AC | 121-150 | 138 | 260-286 | 2015-11-01 | 678S | 237S | 19.511 | OH |  | AESO | I | AltaLink - 100% | 646-1 -- 1117-5 - Foothills Area Transmission Development - East; Energization 5 - Foothills 138kV | Planned | Reliability | Economics or congestion
2014 | WECC-US | AC | 121-150 | 138 | 81-165 | 2016-04-01 | 649S | 244S | 0.74565 | OH |  | AESO | I | AltaLink - 100% | 674-10A,674-10B -- 787-6 - Southern Alberta Transmission Reinforcement; Energization 6 - Med Hat Area 138kV Line Development | Planned | Variable/Renewable Integration | Economics or congestion
2014 | WECC-US | AC | 121-150 | 138 | 365-500 | 2016-04-01 | 523S | 244S | 31.0685 | OH |  | AESO | I | AltaLink - 100% | 676-10A -- 787-6 - Southern Alberta Transmission Reinforcement; Energization 6 - Med Hat Area 138kV Line Development | Planned | Variable/Renewable Integration | Economics or congestion
2014 | WECC-US | DC | 400-599 | 500 | N/A | 2015-08-01 | 2029S | 28S | N/A | OH |  | AESO | I | ATCO Electric - 100% | 737 Energization 16- ATCO DC | Planned | Economic or congestion | Reliability
2014 | WECC-US | DC | 400-599 | 500 | N/A | 2015-06-01 | 510S | 511S | N/A | OH |  | AESO | I | AltaLink - 100% | 737 WATL 500 kV Line (EN7) | Planned | Economic or congestion | Reliability
2014 | WECC-US | AC | 121-150 | 138 | 98-145 | 2017-07-01 | 38S | 522S | 28.8005 | OH |  | AESO | I | AltaLink - 100% | 780-1a -- 850-3 - South and West of Edmonton Transmission Development; Energization 3 - New 138kV Lines from 780L to Cooking Lake & 174L; and reconfiguration of affected substations | Planned | Reliability | Economics or congestion
2014 | WECC-US | AC | 121-150 | 138 | 157- | 2020-10-01 | 963S | 763S | 24.8548 | OH |  | AESO | I | ATCO Electric - 100% | 7L108-1 -- 1113-4 - Hanna Region Transmission Development Phase 2; Energization 4 - Convert existing 72 kV Hanna 763S to a 144 kV substation and new 144 kV line from Coyote Lake 963S to upgraded Hanna 763S | Planned | Variable/Renewable Integration | Economics or congestion
2014 | WECC-US | AC | 121-150 | 138 | 109-150 | 2016-04-01 | 7LA139 | 819S | 24.2335 | OH |  | AESO | I | ATCO Electric - 100% | 7L139-1 -- 811-4 - Central East Area Transmission Development; EN-4 - St. Paul Area Upgrades - St. Paul 707S and 7L139/7L70 in/out | Planned | Variable/Renewable Integration | Economics or congestion
2014 | WECC-US | AC | 121-150 | 138 | 109-150 | 2016-04-01 | 7LA139 | 707S | 28.5831 | OH |  | AESO | I | ATCO Electric - 100% | 7L139-2 -- 811-4 - Central East Area Transmission Development; EN-4 - St. Paul Area Upgrades - St. Paul 707S and 7L139/7L70 in/out | Planned | Variable/Renewable Integration | Economics or congestion
2014 | WECC-US | AC | 121-150 | 138 | 157-218 | 2020-10-01 | 774S | 932S | 0.99419 | OH |  | AESO | I | ATCO Electric - 100% | 7L141-1 -- 1113-5 - Hanna Region Transmission Development Phase 2; Energization 5 - Pemukan 932S - 2nd 240/144 kV - 300 MVA Transformer | Planned | Variable/Renewable Integration | Economics or congestion
2014 | WECC-US | AC | 121-150 | 138 | 109-140 | 2015-08-01 | 875S | 2011S | 0.062137 | OH |  | AESO | I | ATCO Electric - 100% | 7L170-1 -- 1267-1 - Algar Area System Reinforcement; EN1 - Dawes sub and 240 kV Lines | Planned | Reliability | Economics or congestion
2014 | WECC-US | AC | 121-150 | 138 | 95-130 | 2016-04-01 | 700S | 707S | 43.496 | OH |  | AESO | I | ATCO Electric - 100% | 7L70-1a -- 811-4 - Central East Area Transmission Development; EN-4 - St. Paul Area Upgrades - St. Paul 707S and 7L139/7L70 in/out | Planned | Variable/Renewable Integration | Economics or congestion
2014 | WECC-US | AC | 121-150 | 138 | 89-119 | 2015-11-01 | 678S | 525S | 26.9799 | OH |  | AESO | I | AltaLink - 100% | 850-1a -- 1117-5 - Foothills Area Transmission Development - East; Energization 5 - Foothills 138kV | Planned | Reliability | Economics or congestion
2014 | WECC-US | AC | 121-150 | 138 | 85-90 | 2016-04-01 | 253S | 179S | 32.3057 | OH |  | AESO | I | AltaLink - 100% | 876L-10A -- 787-11 - Southern Alberta Transmission Reinforcement; Energization 11 - Blackie Area 138kV Upgrade | Planned | Variable/Renewable Integration | Economics or congestion
2014 | WECC-US | AC | 121-150 | 138 | 96-150 | 2015-09-01 | 429S | 288S | 9.2584 | OH |  | AESO | I | AltaLink - 100% | 883-1a -- 813-32 - Red Deer Area Transmission Development; EN32 - New Wolf Creek 240/138kV Substation 247S | Planned | Economics or congestion | Reliability
2014 | WECC-US | AC | 121-150 | 138 | 67-165 | 2016-04-01 | 895S | 244S | 39.5503 | OH |  | AESO | I | AltaLink - 100% | 892-10A,892-10B -- 787-6 - Southern Alberta Transmission Reinforcement; Energization 6 - Med Hat Area 138kV Line Development | Planned | Variable/Renewable Integration | Economics or congestion
2014 | WECC-US | AC | 200-299 | 240 | 466-599 | 2017-07-01 | 289S | 288S | 22.5558 | OH |  | AESO | I | AltaLink - 100% | 910-1a -- 850-2 - South and West of Edmonton Transmission Development; Energization 2 - New Saunders Lake 240/138kV Substation; re-terminate 910L, 914L, 780L & 858L at Saunders Lake; build lines between Nisku & proposed Saunders Lake; and reconfiguration of affected substations. | Planned | Reliability | Economics or congestion
2014 | WECC-US | AC | 200-299 | 240 | 341-488 | 2015-09-01 | 59S | 237S | 15.5094 | OH |  | AESO | I | AltaLink - 100% | 911-5d -- 787-1 - Southern Alberta Transmission Reinforcement; Energization 1 911L Replacement | Planned | Variable/Renewable Integration | Economics or congestion
2014 | WECC-US | AC | 200-299 | 240 | 481-599 | 2017-07-01 | 289S | 86S | 19.8342 | OH |  | AESO | I | AltaLink - 100% | 914-1a -- 850-2 - South and West of Edmonton Transmission Development; Energization 2 - New Saunders Lake 240/138kV Substation; re-terminate 910L, 914L, 780L & 858L at Saunders Lake; build lines between Nisku & proposed Saunders Lake; and reconfiguration of affected substations. | Planned | Reliability | Economics or congestion
2014 | WECC-US | AC | 200-299 | 240 | 491-599 | 2015-04-01 | 356S | 2075S | 33.0383 | OH |  | AESO | I | AltaLink - 100% | 923L-1 -- 737-14 - North South Transmission Reinforcement; Energization 14 Â¿ ATCO Tie-in 923L/1087L | Planned | Economic or congestion | Reliability
2014 | WECC-US | AC | 200-299 | 240 | 499-499 | 2015-09-01 | 370S | 138S | 33.7964 | OH |  | AESO | I | AltaLink - 100% | 967L-1 -- 787-1 - Southern Alberta Transmission Reinforcement; Energization 1 911L Replacement | Planned | Variable/Renewable Integration | Economics or congestion
2014 | WECC-US | AC | 200-299 | 240 | 874-1103 | 2020-01-01 | 251S | 251S | 60.186 | OH |  | AESO | I | AltaLink - 100% | 984-1 -- 787-10 - Southern Alberta Transmission Reinforcement; Energization 10 - Etzikom Coulee to Whitla 240kV Line | Planned | Variable/Renewable Integration | Economics or congestion
2014 | WECC-US | AC | 200-299 | 240 | 874-1103 | 2020-01-01 | 251S | 251S | 60.186 | OH |  | AESO | I | AltaLink - 100% | 987-1 -- 787-10 - Southern Alberta Transmission Reinforcement; Energization 10 - Etzikom Coulee to Whitla 240kV Line | Planned | Variable/Renewable Integration | Economics or congestion
2014 | WECC-US | AC | 200-299 | 240 | 874-1103 | 2020-01-01 | 120S | 251S | 31.9944 | OH |  | AESO | I | AltaLink - 100% | 991-1 -- 787-8 - Southern Alberta Transmission Reinforcement; Energization 8 - Journault S/S and 240kV line to Picture Butte (MATL) S/S | Planned | Variable/Renewable Integration | Economics or congestion
2014 | WECC-US | AC | 200-299 | 240 | 977-1334 | 2018-10-01 | 205S | 491S | 24.8548 | OH |  | AESO | I | AltaLink - 100% | 992-1 -- 787-7 - Southern Alberta Transmission Reinforcement; Energization 7 - Goose Lake to Chapel Rock 240 kV Line | Planned | Variable/Renewable Integration | Economics or congestion
2014 | WECC-US | AC | 200-299 | 240 | 549-759 | 2015-08-01 | 888S | 2011S | 58.9743 | OH |  | AESO | I | ATCO Electric - 100% | 9L07-1 -- 1267-1 - Algar Area System Reinforcement; EN1 - Dawes sub and 240 kV Lines | Planned | Reliability | Economics or congestion
2014 | WECC-US | AC | 200-299 | 240 | 550-842 | 2018-10-01 | 951S | 2011S | 34.4923 | OH |  | AESO | I | ATCO Electric - 100% | 9L07-2 -- 1186-1 - Thickwood Hills 240 kV Transmission Development and Reactive Power Reinforcement; Energization 1 - Thickwoood and 240 kV Lines | Planned | Reliability | Economics or congestion
2014 | WECC-US | AC | 200-299 | 240 | 753-831 | 2016-09-01 | 888S | 2079S | 45.4844 | OH |  | AESO | I | ATCO Electric - 100% | 9L08-1b -- 1180-2 - NW Ft McMurray Transmission Development; Energization 2 - Ells River/9L08/9L76 | Planned | Economic or congestion | Reliability
2014 | WECC-US | AC | 200-299 | 240 | 416-632 | 2018-10-01 | 888S | 951S | 24.482 | OH |  | AESO | I | ATCO Electric - 100% | 9L30-1a,9L30-2a -- 1186-1 - Thickwood Hills 240 kV Transmission Development and Reactive Power Reinforcement; Energization 1 - Thickwoood and 240 kV Lines | Planned | Reliability | Economics or congestion
2014 | WECC-US | AC | 200-299 | 240 | 753-1049 | 2020-09-01 | 946S | 963S | 20.7538 | OH |  | AESO | I | ATCO Electric - 100% | 9L31-1 -- 1113-2 - Hanna Region Transmission Development Phase 2; Energization 2 - 240 kV D/C Line from Oakland 946S to Coyote Lake 963S - second side strung (9L31) | Planned | Variable/Renewable Integration | Economics or congestion
2014 | WECC-US | AC | 200-299 | 240 | 753-1049 | 2020-12-01 | 972S | 755S | 8.0778 | OH |  | AESO | I | ATCO Electric - 100% | 9L49-1 -- 1113-1 - Hanna Region Transmission Development Phase 2; Energization 1 - 240 kV D/C Line (9L49) from Cordel 755S to Halkirk 401S | Planned | Variable/Renewable Integration | Economics or congestion
2014 | WECC-US | AC | 200-299 | 240 | 1309-1445 | 2015-03-01 | 939S | 960S | 47.2242 | OH |  | AESO | I | ATCO Electric - 100% | 9L57-3a -- 1180-1 - NW Ft McMurray Transmission Development; Energization 1 - Birchwood Creek/9L57/9L74 | Planned | Economic or congestion | Reliability
2014 | WECC-US | AC | 200-299 | 240 | 550-842 | 2018-10-01 | 848S | 951S | 18.7654 | OH |  | AESO | I | Unspecified Entrepreneur - 100% | 9L58-1a -- 1186-1 - Thickwood Hills 240 kV Transmission Development and Reactive Power Reinforcement; Energization 1 - Thickwoood and 240 kV Lines | Planned | Reliability | Economics or congestion
2014 | WECC-US | AC | 200-299 | 240 | 753-1049 | 2020-10-01 | 959S | 946S | 56.7498 | OH |  | AESO | I | ATCO Electric - 100% | 9L65-1 -- 1113-3 - Hanna Region Transmission Development Phase 2; Energization 3 - 240 kV D/C Line from Oakland 946S to Lanfine 959S - String second side (9L65) | Planned | Variable/Renewable Integration | Economics or congestion
2014 | WECC-US | AC | 200-299 | 240 | 550-842 | 2018-10-01 | 888S | 951S | 24.482 | OH |  | AESO | I | ATCO Electric - 100% | 9L68-1 -- 1186-1 - Thickwood Hills 240 kV Transmission Development and Reactive Power Reinforcement; Energization 1 - Thickwoood and 240 kV Lines | Planned | Reliability | Economics or congestion
2014 | WECC-US | AC | 200-299 | 240 | 416-527 | 2015-03-01 | 888S | 960S | 24.2335 | OH |  | AESO | I | ATCO Electric - 100% | 9L74-1 -- 1180-1 - NW Ft McMurray Transmission Development; Energization 1 - Birchwood Creek/9L57/9L74 | Planned | Economic or congestion | Reliability
2014 | WECC-US | AC | 200-299 | 240 | 498-648 | 2015-06-01 | 898S | 825S | 44.6766 | OH |  | AESO | I | ATCO Electric - 100% | 9L81-1 -- 1101-4 - Christina Lake Area Development; Energization 4 - ATCO Heart Lake 898S/9L930/9L81 | Planned | Reliability | Economics or congestion
2014 | WECC-US | AC | 200-299 | 240 | 550-842 | 2015-08-01 | 885S | 2011S | 46.2859 | OH |  | AESO | I | ATCO Electric - 100% | 9L89-1 -- 1267-1 - Algar Area System Reinforcement; EN1 - Dawes sub and 240 kV Lines | Planned | Reliability | Economics or congestion
2014 | WECC-US | AC | 200-299 | 240 | 754-1147 | 2015-03-01 | 960S | 2079S | 49.7097 | OH |  | AESO | I | ATCO Electric - 100% | 9L95-1 -- 1180-1 - NW Ft McMurray Transmission Development; Energization 1 - Birchwood Creek/9L57/9L74 | Planned | Economic or congestion | Reliability
2014 | WECC-US | AC | 400-599 | 500 | 3500-3500 | 2019-03-01 | GENESEE | 951S | 304.4718 | OH |  | AESO | I | Unspecified Entrepreneur - 100% | L1244-1 -- 838-2 - Fort McMurray Area Transmission Bulk System Reinforcement; Sub Project 2 - All Equipment | Planned | Economic or congestion | Reliability
2014 | WECC-US | AC | 200-299 | 240 | 1680-1680 | 2019-05-01 | 939S | 951S | 62.1371 | OH |  | AESO | I | Unspecified Entrepreneur - 100% | L998-1 -- 838-1 - Fort McMurray Area Transmission Bulk System Reinforcement; Sub Project 1 - All Equipment | Planned | Economic or congestion | Reliability
2014 | WECC-US | AC | 400-599 | 400-599 | 3000 Amp | 2015-01-01 | Nicola BC | Meridian BC | 153 |  | NA | BCH | S | 100 | 400-599 kV Line (5L83) Project | Planned | Economics or Congestion | Other
2014 | WECC-US | AC | 200-299 | 200-299 | 2386 Amp | 2015-06-01 | Sundance, BC | Bear Mountain, BC | 60.23 |  | NA | BCH | S | 100 | Dawson Creek / Chetwynd Area Transmission (DCAT) | Planned | Economics or Congestion | Other
2014 | WECC-US | AC | 400-599 | 400-599 |  | 2018-10-01 | Nichola, BC | Vassuax Lake, BC | 0 |  | NA | BCH | S | 100 | 5L98 (50%) Series Compensation | Planned | Economics or Congestion | Other
2014 | WECC-US | AC | 200-299 | 287 |  | 2015-03-01 | Kitimat, BC | Kemano, BC | 0 |  | NA | RTA | I | 100 | Kitmat Kemano (35%) Series Compensation | Planned | Economics or Congestion | Other
2014 | WECC-US | AC | 400-599 | 400-599 |  | 2023-12-01 | Site C, BC | Peace Canyon | 0 |  | NA | BCH | S | 100 | 5L5 and 5L6 (Site C to PCN) | Planned | Economics or Congestion | Other
2014 | WECC-US | AC | 200-299 | 200-299 |  | 2016-06-01 | Ingledow, BC | Mclellan (via Fleetwood) | 16 |  | NA | BCH | S | 100 | Fraser Valley West Reinforcement (2L75 & 2L81) | Planned | Economics or Congestion | Other
2014 | WECC-US | AC | 200-299 | 200-299 |  | 2021-10-01 | Horne Payne | West End (via Murrin, Cathedral Square) | 10.4 |  | NA | BCH | S | 100 | West End Substation | Planned | Economics or Congestion | Other
2014 | WECC-US | AC | 400-599 | 400-599 |  | 2018-10-01 | Williston, BC | Skeena, BC | 0 |  | NA | BCH | S | 100 | Prince George Terrace Compensation (PGTC, 65% SC on 5L61, 5L62, and 5L63) | Planned | Economics or Congestion | Other
2014 | WECC-US | AC | 400-599 | 400-599 |  | 2023-04-01 | Kenedy, BC | Mclise, BC | 0 |  | NA | BCH | S | 100 | Series Compensation Increase (50% to 65%) at KDY and MLS | Planned | Economics or Congestion | Other
2014 | WECC-US | AC | 200-299 | 200-299 |  | 2019-06-01 | Skeena, BC | Kitimat, BC | 39 |  | NA | BCH | S | 100 | Terrace - Kitimat Transmission Project | Planned | Economics or Congestion | Reliability
2014 | WECC-US | AC | 200-299 | 200-299 |  | 2015-08-01 | George Tripp, BC | Horsy, BC | 2.63 |  | NA | BCH | S | 100 | Vancouver Island Cable Project | Planned | Economics or Congestion | Reliability
2014 | WECC-US | AC | 200-299 | 200-299 |  | 2019-04-01 | Bob Quinn, BC | Bob Quinn, BC | 0 |  | NA | BCH | S | 100 | Bob Quinn SVC Addition | Planned | Economics or Congestion | Other
2014 | WECC-US | AC | 200-299 | 200-299 |  | 2019-04-01 | Skeena, BC | Treat Creek, BC | 0 |  | NA | BCH | S | 100 | Series Compensation on NTL at SKA side | Planned | Economics or Congestion | Other
2014 | WECC-US | AC | 200-299 | 200-299 |  | 2019-03-01 | GMS, BC | Sundance, BC | 53 |  | NA | BCH | S | 100 | Peace Region Electric Supply (PRES) Project | Planned | Economics or Congestion | Other
2014 | WECC-US | AC | 400-599 | 400-599 |  | 2023-04-01 | Williston, BC | Williston, BC | 0 |  | NA | BCH | S | 100 | Williston 500 kV Shunt (250 Mvar) and SVC (250/-150 Mvar) addition | Planned | Economics or Congestion | Other
2014 | WECC-US | AC | 200-299 | 200-299 |  | 2019-10-01 | Coquitlam,BC | Vancouver, BC | 18.7 |  | NA | BCH | S | 100 | Metro North Area Reinforcement (230 kV) | Planned | Economics or Congestion | Reliability
2014 | WECC-US | AC | 121-150 | 121-150 |  | 2015-10-01 | Merritt,BC | Highland, BC | 21.75 |  | NA | BCH | S | 100 | Merritt Area Transmission Project | Planned | Economics or Congestion | Other
2014 | WECC-US | DC | 400-599 | 400-599 | 3000 | 2015-06-01 | GENESEE AB | 102S | 225 |  | n/a | AESO | I | AltaLink - 100% | 737 - Edmonton to Calgary Transmission Reinforcement | Planned | Economics or Congestion | Reliability
2014 | WECC-US | DC | 400-599 | 400-599 | 3000 | 2014-12-01 | 12S | 28S | 310 |  | n/a | AESO | I | ATCO Electric - 100 % | 737 - Edmonton to Calgary Transmission Reinforcement | Planned | Economics or Congestion | Reliability
2014 | WECC-US | AC | 400-599 | 400-599 | 3400-599 | 2017-04-01 | GENESEE AB | 939S | 304 |  | n/a | AESO | I | TBD | 838 - Fort McMurray Transmission Reinforcement | Planned | Economics or Congestion | Reliability
2014 | WECC-US | AC | 400-599 | 400-599 | 3400-599 | 2017-04-01 | 939S | 951S | 304 |  | n/a | AESO | I | TBD | 838 - Fort McMurray Transmission Reinforcement | Planned | Economics or Congestion | Reliability
2014 | WECC-US | AC | 200-299 | 240 | 754 | 2014-06-01 | 12S | 13S | 17 |  | n/a | AESO | I | ATCO Electric - 100 % | 629 - Heartland Transmission Reinforcement | Planned | Reliability | Economics or Congestion
2014 | WECC-US | AC | 200-299 | 240 | 1275 | 2017-07-01 | 491S | 312S | 24 |  | n/a | AESO | I | AltaLink - 100% | 787 - South Alberta Transmission Reinforcment | Planned | Variable/Renewable Integration | Economics or Congestion
2014 | WECC-US | AC | 200-299 | 240 | 1275 | 2014-06-01 | 312S | 103S | 24 |  | n/a | AESO | I | AltaLink - 100% | 1343 - Fidler Substation Connection | Planned | Variable/Renewable Integration | Economics or Congestion
2014 | WECC-US | AC | 200-299 | 240 | 1103 | 2018-03-01 | 103S | Etzicom Coulee | 22 |  | n/a | AESO | I | AltaLink - 100% | 787 - South Alberta Transmission Reinforcement | Planned | Variable/Renewable Integration | Economics or Congestion
2014 | WECC-US | AC | 200-299 | 240 | 1103 | 2017-05-01 | Journault | 120S | 32 |  | n/a | AESO | I | AltaLink - 100% | 787 - South Alberta Transmission Reinforcement | Planned | Variable/Renewable Integration | Economics or Congestion
2014 | WECC-US | AC | 200-299 | 240 | 1103 | 2015-02-01 | Etzicom Coulee | Whitla | 60 |  | n/a | AESO | I | AltaLink - 100% | 787 - South Alberta Transmission Reinforcement | Planned | Variable/Renewable Integration | Economics or Congestion
2014 | WECC-US | AC | 200-299 | 240 | 1275 | 2017-05-01 | Whitla | 244S | 55 |  | n/a | AESO | I | AltaLink - 100% | 787 - South Alberta Transmission Reinforcement | Planned | Variable/Renewable Integration | Economics or Congestion
2014 | WECC-US | AC | 200-299 | 240 | tbd | 2015-07-01 | 59S | 237S | 150 |  | n/a | AESO | I | AltaLink - 100% | 1116 -Foothills Area Transmission Development | Planned | Variable/Renewable Integration | Economics or Congestion
2014 | WECC-US | AC | 200-299 | 240 | tbd | 2015-05-01 | 237S | SS-65 | 29 |  | n/a | AESO | I | AltaLink - 100% | 1117 - Foothills Area Transmission Development | Planned | Reliability | Economics or Congestion
2014 | WECC-US | AC | 400-599 | 400-599 | 3000 Amp | 2015-01-01 | Nicola BC | Meridian BC | 153 |  | NA | BCH | S | 100 | 400-599 kV Line (5L83) Project | Planned | Economics or Congestion | Other
2014 | WECC-US | AC | 200-299 | 287 | 3004 Amp | 2014-05-01 | Skeena, BC | Bob Quinn, BC | 340 |  | NA | BCH | S | 100 | Northwest Transmission Line (NTL) 287 kv Line | Planned | Economics or Congestion | Other
2014 | WECC-US | AC | 200-299 | 200-299 | 2386 Amp | 2015-04-01 | Sundance, BC | Bear Mountain, BC | 60.23 |  | NA | BCH | S | 100 | Dawson Creek / Chetwynd Area Transmission (DCAT) | Planned | Economics or Congestion | Other
2014 | WECC-US | AC | 400-599 | 400-599 |  | 2014-10-01 | Mica, BC | Nicola, BC | 0 |  | NA | BCH | S | 100 | 5L71 and 5L72 (50%) Series Compensation | Planned | Economics or Congestion | Other
2014 | WECC-US | AC | 400-599 | 400-599 |  | 2018-10-01 | Nichola, BC | Vassuax Lake, BC | 0 |  | NA | BCH | S | 100 | 5L98 (50%) Series Compensation | Planned | Economics or Congestion | Other
2014 | WECC-US | AC | 200-299 | 287 |  | 2014-11-01 | Kitimat, BC | Kemano, BC | 0 |  | NA | RTA | I | 100 | Kitmat Kemano (35%) Series Compensation | Planned | Economics or Congestion | Other
2014 | WECC-US | AC | 400-599 | 400-599 |  | 2021-04-01 | Site C, BC | Peace Canyon | 0 |  | NA | BCH | S | 100 | 5L5 and 5L6 (Site C to PCN) | Planned | Economics or Congestion | Other
2014 | WECC-US | AC | 200-299 | 200-299 |  | 2014-10-01 | Ingledow, BC | Mclellan (via Fleetwood) | 16 |  | NA | BCH | S | 100 | Fraser Valley West Reinforcement (2L75 & 2L81) | Planned | Economics or Congestion | Other
2014 | WECC-US | AC | 200-299 | 200-299 |  | 2019-10-01 | Horne Payne | West End (via Murrin, Cathedral Square) | 10.4 |  | NA | BCH | S | 100 | West End Substation | Planned | Economics or Congestion | Other
2014 | WECC-US | AC | 121-150 | 121-150 | 865 Amp | 2014-12-01 | Ellison | Sexsmith | 3.3 |  | NA | FBC | I | 100 | Ellison to Sexsmith Transmission Tie | Planned | Reliability | Other
2014 | WECC-US | AC | 400-599 | 400-599 |  | 2017-06-01 | Williston, BC | Skeena, BC | 0 |  | NA | BCH | S | 100 | Prince George Terrace Compensation (PGTC, 65% SC on 5L61, 5L62, and 5L63) | Planned | Economics or Congestion | Other
2014 | WECC-US | AC | 400-599 | 400-599 |  | 2022-10-01 | Kenedy, BC | Mclise, BC | 0 |  | NA | BCH | S | 100 | Series Compensation Increase (50% to 65%) at KDY and MLS | Planned | Economics or Congestion | Other
2014 | WECC-US | AC | 200-299 | 200-299 |  | 2014-06-01 | Bob Quinn, BC | Tatogga, BC | 57 |  | NA | BCH | S | 100 | Iskut Expansion project (NTL extension to Tatogga) | Planned | Economics or Congestion | Other
2014 | WECC-US | AC | 200-299 | 200-299 |  | 2019-06-01 | Skeena, BC | Kitimat, BC | 39 |  | NA | BCH | S | 100 | Terrace - Kitimat Transmission Project | Planned | Economics or Congestion | Reliability
2014 | WECC-US | AC | 200-299 | 200-299 |  | 2015-08-01 | George Tripp, BC | Horsy, BC | 2.63 |  | NA | BCH | S | 100 | Vancouver Island Cable Project | Planned | Economics or Congestion | Reliability
2014 | WECC-US | AC | 200-299 | 200-299 |  | 2015-11-01 | Bob Quinn, BC | Bob Quinn, BC | 0 |  | NA | BCH | S | 100 | Bob Quinn SVC Addition | Planned | Economics or Congestion | Other
2014 | WECC-US | AC | 200-299 | 200-299 |  | 2018-06-01 | Skeena, BC | Treat Creek, BC | 0 |  | NA | BCH | S | 100 | Series Compensation on NTL at SKA side | Planned | Economics or Congestion | Other
2014 | WECC-US | AC | 200-299 | 200-299 |  | 2018-12-01 | GMS, BC | Sundance, BC | 53 |  | NA | BCH | S | 100 | Peace Region Electric Supply (PRES) Project | Planned | Economics or Congestion | Other
2014 | WECC-US | AC | 400-599 | 400-599 |  | 2023-04-01 | Williston, BC | Williston, BC | 0 |  | NA | BCH | S | 100 | Williston 500 kV Shunt (250 Mvar) and SVC (250/-150 Mvar) addition | Planned | Economics or Congestion | Other
2014 | WECC-US | AC | 200-299 | 200-299 |  | 2018-10-01 | Coquitlam,BC | Vancouver, BC | 18.7 |  | NA | BCH | S | 100 | Metro North Area Reinforcement (230 kV) | Planned | Economics or Congestion | Reliability
2014 | WECC-US | AC | 525 | 525 | 4936 @ -5° C 3949 @ 30° C | 2021-05-01 | Castle Rock, WA | Troutdale, OR | 70 | OH | 1738 | BPA | F | 100 | Castle Rock-Troutdale 500 kV line | Planned | Variable/Renewable Integration | Economics or Congestion
2014 | WECC-US | AC | 525 | 525 | 4936 @ -5° C 3949 @ 30° C | 2015-12-01 | Clyde, WA | Central Ferry, WA | 38 | OH | 1738 | BPA | F | 100 | Central Ferry-Lower Monumental 500 kV line | Under Construction | Variable/Renewable Integration | Economics or Congestion
2014 | WECC-US | AC | 115 | 115 | TBD | 2016-11-01 | Caribu County, ID | Caribu County, ID | 22 | OH | 1738 | BPA | F | 100 | Hooper Springs-Lower Valley 115 kV line | Planned | Reliability | Reliability
2014 | WECC-US | AC | 525 | 525 | 4936 @ -5° C 3949 @ 30° C | 2015-11-01 | The Dalles, OR | Goldendale, WA | 28 | OH | 1738 | BPA | F | 100 | Big Eddy-Knight 500kV line | Under Construction | Variable/Renewable Integration | Economics or Congestion
2014 | WECC-US | AC | 100-120 | 100-120 | 100 @ 86F | 2015-06-01 | Rocky Reach | Chelan | 29 | OH | 3413 | CHPD | M | 1 | Rocky Reach-Chelan #1 re-rate | Under Construction | Reliability | Other
2014 | WECC-US | AC | 200-240 | 200-240 | 559 @ 86F | 2015-02-01 | Rocky Reach | Columbia | 21.4 | OH | 3413 | CHPD | M | 1 | Rocky Reach-Columbia #2 re-rate | Under Construction | Reliability | Other
2014 | WECC-US | AC | 200-299 | 200-299 | 555 | 2014-03-01 | Douglas Switchyard | Rapids Switchyard | 13 | OH | 5326 | DOPD | M | 100 | Douglas-Rapids 200-299-kV Line | Planned | Reliability | Economics or Congestion
2014 | WECC-US | AC | 200-299 | 200-299 | 555 | 2016-06-01 | Rapids Switchyard | Columbia Substation | 9 | OH | 5326 | DOPD | M | 100 | Rapids-Columbia 200-299-kV Line | Planned | Reliability | Economics or Congestion
2014 | WECC-US | AC | 100-120 | 100-120 | 100 | 2016-12-01 | Watson Draw Tap Switch | Gold Creek Substation | 13.68 | OH | 5286 | OKPD | M | 100 | So. Pateros-Twisp 100-120-kV Line | Planned | Reliability | Economics
2014 | WECC-US | AC | 100-120 | 100-120 | 100 | 2016-12-01 | Gold Creek Substation | Twisp Switchyard | 14.48 | OH | 5286 | OKPD | M | 100 | No. Pateros-Twisp 100-120-kV Line | Planned | Reliability | Economics
2014 | WECC-US | AC | 100-120 | 100-120 | 100 | 2019-12-01 | Tonasket Switchyard | Aeneas Substation | 16.05 | OH | 5286 | OKPD | M | 100 | Tonasket/Aeneas 100-120-KV Line | Conceptual | Reliability | Economics
2014 | WECC-US | AC | 100-120 | 100-120 | 239 | 2017-05-01 | Rocky Ford | Larson | 7 | OH |  | GCPD | M | 1 | Rocky Ford - Dover - Larson 115 kV line | Planned | Reliability | Reliability
2014 | WECC-US | AC | 200-299 | 230 | 565 | 2018-06-01 | Walters Ferry, ID | SW of Kuna, ID | 13 |  | 9191 | IPC | I | 100 | Hemingway-Boardman Transm | Conceptual | Other | Other
2014 | WECC-US | AC | 400-599 | 500 | 3000 | 2020-06-01 | Walters Ferry, ID | Boardman, OR | 300 |  | 9191 | IPC | I | unknown at this time | Hemingway-Boardman Transm | Conceptual | Other | Other
2014 | WECC-US | AC | 300-399 | 300-399 | 1386 | 2024-06-01 | American Falls, ID | Pocatello, ID | 32 |  | 9191 | IPC | I | 100 | Gateway West Transm. | Conceptual | Other | Other
2014 | WECC-US | AC | 300-399 | 400-599 | 2079 | 2024-06-01 | Shoshone, ID | Pocatello, ID | -84 |  | 9191 | IPC | I | 100 | Gateway West Transm. | Conceptual | Other | Other
2014 | WECC-US | AC | 300-399 | 300-399 | 1386 | 2024-06-01 | Shoshone, ID | Pocatello, ID | -32 |  | 9191 | IPC | I | 100 | Gateway West Transm. | Conceptual | Other | Other
2014 | WECC-US | AC | 400-599 | 500 | 3000 | 2024-06-01 | Hollister, ID | Walters Ferry, ID | 161 |  | 9191 | IPC | I | unknown at this time | Gateway West Transm. | Conceptual | Other | Other
2014 | WECC-US | AC | 400-599 | 400-599 | 3000 | 2024-06-01 | Downey, ID | American Falls, ID | 55 |  | 9191 | IPC | I | unknown at this time | Gateway West Transm. | Conceptual | Other | Other
2014 | WECC-US | AC | 400-599 | 400-599 | 3000 | 2024-06-01 | Shoshone, ID | American Falls, ID | 84 |  | 9191 | IPC | I | 100 | Gateway West Transm. | Conceptual | Other | Other
2014 | WECC-US | AC | 400-599 | 500 | 3000 | 2024-06-01 | Hollister, ID | Shoshone, ID | 34 |  | 9191 | IPC | I | unknown at this time | Gateway West Transm. | Conceptual | Other | Other
2014 | WECC-US | AC | 400-599 | 500 | 3000 | 2024-06-01 | Shoshone, ID | Walters Ferry, ID | 126 |  | 9191 | IPC | I | 100 | Gateway West Transm. | Conceptual | Other | Other
2014 | WECC-US | AC | 121-150 | 138 | 287 | 2018-06-01 | King, ID | Wood River, ID | 59 |  | 9191 | IPC | I | 100 | King-Wood River Reconductor | Planned | Reliability | Other
2014 | WECC-US | AC | 121-150 | 138 | 90 | 2018-06-01 | King, ID | Wood River, ID | -59 |  | 9191 | IPC | I | 100 | King-Wood River Reconductor | Planned | Reliability | Other
2014 | WECC-US | AC | 121-150 | 138 | 200 | 2020-06-01 | Wood River, ID | Ketchum, ID | 10 |  | 9191 | IPC | I | 100 | Wood River-Ketchum Transmission | Planned | Reliability | Other
2014 | WECC-US | AC | 200-299 | 230 | 559 | 2018-06-01 | SW of Kuna, ID | NE of Kuna, ID | 16 |  | 9191 | IPC | I | 100 | Bowmont-Hubbard Transmission | Planned | Other | Other
2014 | WECC-US | AC | 400-599 | 400-599 | From 2200 to 3000 MW | 2018-01-01 | Broadwater or Colstrip | Garrison- BPA Existing Line | Existing Circuit |  | 13902 | NWMT | I | 30 | 400-599 kV Upgrade | Planned | Variable/Renewable Integration | Economics or Congestion
2014 | WECC-US | AC | 300-399 | 300-399 | 1163 | 2015-06-01 | Sigurd, UT | Central,UT | 165 |  | 14354 | PACE | I | 100 | Sigurd-Red Butte 300-399 kV #2 line | Planned | Reliability | Economics or Congestion
2014 | WECC-US | AC | 400-599 | 400-599 | 3681.5 |  | Carbon County, WY | Mona, UT | 400 |  | 14354 | PACE | I | 100 | Aeolus-Clover 400-599 kV line#1 | Planned | Economics or Congestion | Variable/Renewable Integration
2014 | WECC-US | AC | 300-399 | 300-399 | 1332 |  | South Jordan, UT | SLC,UT | 28 |  | 14354 | PACE | I | 100 | Oquirrh-Terminal 300-399 kV line | Planned | Economics or Congestion | Reliability
2014 | WECC-US | AC | 200-299 | 200-299 | 888 |  | Windstar,WY | Carbon County, WY | 76 |  | 14354 | PACE | I | 100 | Windstar-Aeolus 200-299 kV #1 line | Planned | Economics or Congestion
2014 | WECC-US | AC | 400-599 | 400-599 | 3681.5 |  | Carbon County, WY | Rock Springs, WY | 154 |  | 14354 | PACE | I | 100 | Aeolus-Anticline/Bridger 400-599 kV line #1 | Planned | Economics or Congestion
2014 | WECC-US | AC | 400-599 | 400-599 | 3681.5 |  | Rock Springs, WY | Downey, ID | 203 |  | 14354 | PACE | I | 100 | Anticline/Bridger-Populus 400-599 kV line #1 | Planned | Economics or Congestion
2014 | WECC-US | AC | 300-399 | 300-399 | 1163 |  | Red Butte/Washington County, UT Sigurd, UT | St. George, Utah Hurricane, Utah | 170 |  | 14354 | PACE | I | 100 | Red Butte - St. George 300-399 kV Line Sigurd-Three Peaks-Hurricane-St George 300-399 kV line | Planned | Economics or Congestion | Reliability
2014 | WECC-US | AC | 200-299 | 200-299 | 888 |  | Aeolus, WY | Dave Johnston substation,WY | 70 |  | 14354 | PACE | I | 100 | DJ- Aeolus 200-299 kV line rebuild with bundled 1272 | Planned | Economics or Congestion
2014 | WECC-US | AC | 121-150 | 121-150 | 200 | 2017-11-01 | Evanston, WY | Park City, UT | 70 |  | 14354 | PACE | I | 100 | Southwest Wyoming - Silver Creek 138 kV line | Under Construction | Reliability | Economics or Congestion
2014 | WECC-US | AC | 121-150 | 121-150 | 200 | 2017-11-01 | Heber, UT | Midway, UT | 10 |  | 14354 | PACE | I | 100 | Jordanelle - Midway 138 kV line | Planned | Reliability
2014 | WECC-US | AC | 200-299 | 200-299 | 400-599 | 2017-11-01 | Wallula | McNary | 29.04 | OH | 14354 | PACW | I | 100 | Wallula to McNary 200-299 kV Line | Planned | Economics or Congestion | Reliability
2014 | WECC-US | AC | 200-299 | 200-299 | 400-599 | 2018-01-01 | Vantage | Pomona Heights | 66.27 | OH | 14354 | PACW | I | 100 | Vantage to Pomona 200-299 kV Line | Planned | Reliability | Economics or Congestion
2014 | WECC-US | AC | 200-299 | 200-299 | 400-599 | 2019-05-01 | Grants Pass New Substation | Grants Pass | 17.5 | OH | 14354 | PACW | I | 100 | Grants Pass New Substation to Grants Pass 200-299 kV Line | Planned | Reliability
2014 | WECC-US | AC | 200-299 | 200-299 | 574 | 2018-06-01 | Blue Lake | Gresham | 6.1 | OH | 15248 | PGN | I | PGE 100 % | Blue Lake - Gresham 200-299 kV Line | Planned | Reliability | Economics or Congestion
2014 | WECC-US | AC | 200-299 | 200-299 | 574 | 2018-06-01 | Blue Lake | Troudale | 1.5 | OH | 15248 | PGN | I | PGE 100 % | Blue Lake - Troutdale 200-299 kV line | Planned | Reliability | Economics or Congestion
2014 | WECC-US | AC | 200-299 | 200-299 | 574 | 2018-06-01 | Blue Lake | Troudale | 1.5 | OH | 15248 | PGN | I | PGE 100 % | Blue Lake - Troutdale 200-299 kV line #2 | Planned | Reliability | Economics or Congestion
2014 | WECC-US | AC | 200-299 | 200-299 | 574 | 2018-06-01 | Horizon | St. Mary's/Trojan | 4.4 | OH | 15248 | PGN | I | PGE 100 % | Horizon - St. Marys/Trojan 200-299 kV Three Terminal Line | Planned | Reliability | Economics or Congestion
2014 | WECC-US | AC | 100-120 | 100-120 | 168 | 2018-06-01 | Harrison | Marquam | 1.6 | OH | 15248 | PGN | I | PGE 100 % | Harrison - Marquam 100-120 kV line | Planned | Reliability | Economics or Congestion
2014 | WECC-US | AC | 100-120 | 100-120 | 219 | 2019-06-01 | Orenco | Sunset | 2.7 | OH | 15248 | PGN | I | PGE 100 % | Orenco - Sunset 100-120 kV line | Planned | Reliability | Economics or Congestion
2014 | WECC-US | AC | 200-299 | 200-299 | 733 | 2016-10-01 | Sumner WA | Puyallup WA | 8 |  | 15400-599 | PSE | I | 100 | Pierce County | Planned | Reliability
2014 | WECC-US | AC | 100-120 | 100-120 | 314 | 2016-11-01 | Kirkland WA | Sammamish WA | 5.2 |  | 15400-599 | PSE | I | 100 | North King County | Planned | Reliability
2014 | WECC-US | AC | 100-120 | 100-120 | 314 | 2022-11-01 | Federal Way WA | Puyallup WA | 6.3 |  | 15400-599 | PSE | I | 100 | South King County | Planned | Reliability
2014 | WECC-US | AC | 100-120 | 100-120 | 314 | 2022-11-01 | Berrydale WA | Enumclaw WA | 18 |  | 15400-599 | PSE | I | 100 | South King County | Planned | Reliability
2014 | WECC-US | AC | 100-120 | 100-120 | 314 | 2020-11-01 | Puyallup WA | Lacey WA | 15 |  | 15400-599 | PSE | I | 100 | Pierce and Thurston Counties | Planned | Reliability
2014 | WECC-US | AC | 100-120 | 100-120 | TBD | 2018-11-01 | Lacey WA | Yelm WA | 15 |  | 15400-599 | PSE | I | 100 | Thurston County | Planned | Reliability
2014 | WECC-US | AC | 100-120 | 100-120 | TBD | 2022-11-01 | Ferndale WA | Custer WA | 8 |  | 15400-599 | PSE | I | 100 | Whatcom County | Planned | Reliability
2014 | WECC-US | AC | 100-120 | 100-120 | 314 | 2024-11-01 | Sumner WA | Auburn WA | 2.5 |  | 15400-599 | PSE | I | 100 | South King County | Planned | Reliability
2014 | WECC-US | AC | 100-120 | 100-120 | 314 | 2022-11-01 | Sumner WA | Auburn WA | 2.3 |  | 15400-599 | PSE | I | 100 | South King County | Planned | Reliability
2014 | WECC-US | AC | 100-120 | 100-120 | 314 | 2023-11-01 | Berrydale WA | Snoqualmie WA | 10 |  | 15400-599 | PSE | I | 100 | King County | Planned | Reliability
2014 | WECC-US | AC | 100-120 | 100-120 | 314 | 2022-11-01 | Sumas WA | Everson WA | 10 |  | 15400-599 | PSE | I | 100 | Whatcom County | Planned | Reliability
2014 | WECC-US | AC | 100-120 | 100-120 | 314 | 2025-11-01 | Renton WA | Bellevue WA | 7 |  | 15400-599 | PSE | I | 100 | King County | Planned | Reliability
2014 | WECC-US | AC | 100-120 | 200-299 | TBD | 2018-11-01 | Manchester WA | Poulsbo WA | 15 |  | 15400-599 | PSE | I | 100 | Kitsap County | Planned | Reliability
2014 | WECC-US | AC | 200-299 | 200-299 | TBD | 2018-11-01 | Sammamish WA | Renton WA | 16 |  | 15400-599 | PSE | I | 100 | King County | Planned | Reliability
2014 | WECC-US | AC | 100-120 | 100-120 | TBD | 2023-11-01 | Kenmore WA | Kirkland WA | 4 |  | 15400-599 | PSE | I | 100 | King County | Planned | Reliability
2014 | WECC-US | AC | 200-299 | 200-299 | 1042 | 2014-10-01 | Lacey WA | Lacey WA | 10 |  | 15400-599 | PSE | I | 100 | Thurston County | Planned | Reliability
2014 | WECC-US | AC | 400-599 | 400-599 | 4936 @ -5° C 3949 @ 30° C | 2021-05-01 | Castle Rock, WA | Troutdale, OR | 70 | OH | 1738 | BPA | F | 100 | Castle Rock-Troutdale 500 kV line | Planned | Variable/Renewable Integration | Economics or Congestion
2014 | WECC-US | AC | 400-599 | 400-599 | 4936 @ -5° C 3949 @ 30° C | 2015-12-01 | Clyde, WA | Central Ferry, WA | 38 | OH | 1738 | BPA | F | 100 | Lower Monumental-Central Ferry 500kV line | Planned | Variable/Renewable Integration | Economics or Congestion
2014 | WECC-US | AC | 121-150 | 138 | TBD | 2016-11-01 | Caribu County, ID | Caribu County, ID | 22 | OH | 1738 | BPA | F | 100 | Hooper Springs-Lower Valley 115 kV line | Planned | Reliability | Reliability
2014 | WECC-US | AC | 400-599 | 400-599 | 4936 @ -5° C 3949 @ 30° C | 2015-11-01 | The Dalles, OR | Goldendale, WA | 28 | OH | 1738 | BPA | F | 100 | Big Eddy-Knight 500kV | Planned | Variable/Renewable Integration | Economics or Congestion
2014 | WECC-US | AC | 100-120 | 100-120 | TBD | 2021-12-01 | Rocky Reach | Chelan #1 | 29 | OH | 3413 | CHPD | M | 1 | Rocky Reach-Chelan #1 Rebuild | Conceptual | Reliability | Other
2014 | WECC-US | AC | 200-299 | 200-299 | 555 | 2014-03-01 | Douglas Switchyard | Rapids Switchyard | 13 | OH | 5326 | DOPD | M | 100 | Douglas-Rapids 200-299-kV Line | Planned | Reliability | Economics or Congestion
2014 | WECC-US | AC | 200-299 | 200-299 | 555 | 2016-06-01 | Rapids Switchyard | Columbia Substation | 9 | OH | 5326 | DOPD | M | 100 | Rapids-Columbia 200-299-kV Line | Planned | Reliability | Economics or Congestion
2014 | WECC-US | AC | 100-120 | 100-120 | 100 | 2016-12-01 | Watson Draw Tap Switch | Gold Creek Substation | 13.68 | OH | 5286 | OKPD | M | 100 | So. Pateros-Twisp 100-120-kV Line | Planned | Reliability | Economics
2014 | WECC-US | AC | 100-120 | 100-120 | 100 | 2016-12-01 | Gold Creek Substation | Twisp Switchyard | 14.48 | OH | 5286 | OKPD | M | 100 | No. Pateros-Twisp 100-120-kV Line | Planned | Reliability | Economics
2014 | WECC-US | AC | 100-120 | 100-120 | 100 | 2019-12-01 | Tonasket Switchyard | Aeneas Substation | 16.05 | OH | 5286 | OKPD | M | 100 | Tonasket/Aeneas 100-120-KV Line | Conceptual | Reliability | Economics
2014 | WECC-US | AC | 100-120 | 100-120 | 239 | 2017-05-01 | Rocky Ford | Larson | 7 | OH |  | GCPD | M | 1 | Rocky Ford - Dover - Larson 115 kV line | Planned | Reliability | Reliability
2014 | WECC-US | AC | 200-299 | 200-299 | 565 | 2018-06-01 | Walters Ferry, ID | Bowmont, ID | 13 |  | 9191 | IPC | I | 100 | Hemingway-Boardman Transm | Conceptual | Other | Other
2014 | WECC-US | AC | 400-599 | 400-599 | 3000 | 2020-06-01 | Walters Ferry, ID | Boardman, OR | 300 |  | 9191 | IPC | I | unknown at this time | Hemingway-Boardman Transm | Conceptual | Other | Other
2014 | WECC-US | AC | 300-399 | 300-399 | 1386 | 2024-06-01 | American Falls, ID | Pocatello, ID | 32 |  | 9191 | IPC | I | 100 | Gateway West Transm. | Conceptual | Other | Other
2014 | WECC-US | AC | 300-399 | 400-599 | 2079 | 2024-06-01 | Shoshone, ID | Pocatello, ID | -84 |  | 9191 | IPC | I | 100 | Gateway West Transm. | Conceptual | Other | Other
2014 | WECC-US | AC | 300-399 | 300-399 | 1386 | 2024-06-01 | Shoshone, ID | Pocatello, ID | -32 |  | 9191 | IPC | I | 100 | Gateway West Transm. | Conceptual | Other | Other
2014 | WECC-US | AC | 400-599 | 400-599 | 3000 | 2019-06-01 | Hollister, ID | Walters Ferry, ID | 161 |  | 9191 | IPC | I | unknown at this time | Gateway West Transm. | Conceptual | Other | Other
2014 | WECC-US | AC | 400-599 | 400-599 | 3000 | 2019-06-01 | Downey, ID | American Falls, ID | 55 |  | 9191 | IPC | I | unknown at this time | Gateway West Transm. | Conceptual | Other | Other
2014 | WECC-US | AC | 400-599 | 400-599 | 3000 | 2019-06-01 | Shoshone, ID | American Falls, ID | 84 |  | 9191 | IPC | I | 100 | Gateway West Transm. | Conceptual | Other | Other
2014 | WECC-US | AC | 400-599 | 400-599 | 3000 | 2019-06-01 | Hollister, ID | Shoshone, ID | 34 |  | 9191 | IPC | I | unknown at this time | Gateway West Transm. | Conceptual | Other | Other
2014 | WECC-US | AC | 400-599 | 400-599 | 3000 | 2021-06-01 | Shoshone, ID | Walters Ferry, ID | 126 |  | 9191 | IPC | I | 100 | Gateway West Transm. | Conceptual | Other | Other
2014 | WECC-US | AC | 121-150 | 138 | 287 | 2014-06-01 | Bowmont, ID | Nampa. ID | 9 |  | 9191 | IPC | I | 100 | Bowmont-Happy Valley Transm. | Planned | Other | Other
2014 | WECC-US | AC | 121-150 | 138 | 287 | 2018-06-01 | King, ID | Wood River, ID | 59 |  | 9191 | IPC | I | 100 | King-Wood River Reconductor | Planned | Reliability | Other
2014 | WECC-US | AC | 121-150 | 138 | 90 | 2018-06-01 | King, ID | Wood River, ID | -59 |  | 9191 | IPC | I | 100 | King-Wood River Reconductor | Planned | Reliability | Other
2014 | WECC-US | AC | 121-150 | 138 | 200 | 2020-06-01 | Wood River, ID | Ketchum, ID | 10 |  | 9191 | IPC | I | 100 | Wood River-Ketchum Transmission | Planned | Reliability | Other
2014 | WECC-US | AC | 400-599 | 400-599 | From 2200 to 3000 MW | 2018-01-01 | Broadwater or Colstrip | Garrison- BPA Existing Line | Existing Circuit |  | 13902 | NWMT | I | 30 | 400-599 kV Upgrade | Planned | Variable/Renewable Integration | Economics or Congestion
2014 | WECC-US | AC | 200-299 | 200-299 | From 337 to 383 MW | 2014-07-01 | Mill Creek, MT | AMPS Substation, ID | Existing Circuit |  | 13902 | NWMT | I | 100 | Path 18 46 MW Upgrade | Planned | Economics or Congestion | None
2014 | WECC-US | AC | 300-399 | 300-399 | 1163 | 2015-06-01 | Sigurd, UT | Central,UT | 165 |  | 14354 | PACE | I | 100 | Sigurd-Red Butte 300-399 kV #2 line | Planned | Reliability | Economics or Congestion
2014 | WECC-US | AC | 400-599 | 400-599 | 3681.5 |  | Carbon County, WY | Mona, UT | 400 |  | 14354 | PACE | I | 100 | Aeolus-Clover 400-599 kV line#1 | Planned | Economics or Congestion | Variable/Renewable Integration
2014 | WECC-US | AC | 300-399 | 300-399 | 1332 |  | South Jordan, UT | SLC,UT | 28 |  | 14354 | PACE | I | 100 | Oquirrh-Terminal 300-399 kV line | Planned | Economics or Congestion | Reliability
2014 | WECC-US | AC | 200-299 | 200-299 | 888 |  | Windstar,WY | Carbon County, WY | 76 |  | 14354 | PACE | I | 100 | Windstar-Aeolus 200-299 kV #1 line | Planned | Economics or Congestion
2014 | WECC-US | AC | 400-599 | 400-599 | 3681.5 |  | Carbon County, WY | Rock Springs, WY | 154 |  | 14354 | PACE | I | 100 | Aeolus-Anticline/Bridger 400-599 kV line #1 | Planned | Economics or Congestion
2014 | WECC-US | AC | 400-599 | 400-599 | 3681.5 |  | Rock Springs, WY | Downey, ID | 203 |  | 14354 | PACE | I | 100 | Anticline/Bridger-Populus 400-599 kV line #1 | Planned | Economics or Congestion
2014 | WECC-US | AC | 300-399 | 300-399 | 1163 |  | Sigurd, UT | Hurricane, Utah | 170 |  | 14354 | PACE | I | 100 | Sigurd-Three Peaks-Hurricane-St George 300-399 kV line | Planned | Economics or Congestion | Reliability
2014 | WECC-US | AC | 200-299 | 200-299 | 888 |  | Aeolus, WY | Dave Johnston substation,WY | 70 |  | 14354 | PACE | I | 100 | DJ- Aeolus 200-299 kV line rebuild with bundled 1272 | Planned | Economics or Congestion
2014 | WECC-US | AC | 200-299 | 200-299 | 400-599 | 2017-12-01 | Wallula | McNary | 29.04 | OH | 14354 | PACW | I | 100 | Wallula to McNary 200-299 kV Line | Planned | Economics or Congestion | Reliability
2014 | WECC-US | AC | 200-299 | 200-299 | 400-599 | 2016-12-01 | Vantage | Pomona Heights | 66.27 | OH | 14354 | PACW | I | 100 | Vantage to Pomona 200-299 kV Line | Planned | Reliability | Economics or Congestion
2014 | WECC-US | AC | 200-299 | 200-299 | 400-599 | 2019-12-01 | Table Mtn | Grants Pass | 17.5 | OH | 14354 | PACW | I | 100 | Table Mtn to Grants Pass 200-299 kV Line | Planned | Reliability
2014 | WECC-US | AC | 200-299 | 200-299 | 900 | 2018-06-01 | Blue Lake | Gresham | 6.1 | OH | 15248 | PGN | I | PGE 100 % | Blue Lake - Gresham 200-299 kV Line | Planned | Reliability | Economics or Congestion
2014 | WECC-US | AC | 200-299 | 200-299 | 797 | 2018-06-01 | Blue Lake | Troudale | 1.5 | OH | 15248 | PGN | I | PGE 100 % | Blue Lake - Troutdale 200-299 kV line | Planned | Reliability | Economics or Congestion
2014 | WECC-US | AC | 200-299 | 200-299 | 900 | 2018-06-01 | Blue Lake | Troudale | 1.5 | OH | 15248 | PGN | I | PGE 100 % | Blue Lake - Troutdale 200-299 kV line #2 | Planned | Reliability | Economics or Congestion
2014 | WECC-US | AC | 200-299 | 200-299 | 900 | 2018-06-01 | Horizon | St. Mary's/Trojan | 4.4 | OH | 15248 | PGN | I | PGE 100 % | Horizon - St. Mary's/Trojan 200-299 kV Three Terminal Line | Planned | Reliability | Economics or Congestion
2014 | WECC-US | AC | 200-299 | 200-299 | 733 | 2016-10-01 | Sumner WA | Puyallup WA | 8 |  | 15400-599 | PSE | I | 100 | Pierce County | Planned | Reliability
2014 | WECC-US | AC | 100-120 | 100-120 | 314 | 2016-11-01 | Kirkland WA | Sammamish WA | 5.2 |  | 15400-599 | PSE | I | 100 | North King County | Planned | Reliability
2014 | WECC-US | AC | 100-120 | 100-120 | 314 | 2022-11-01 | Federal Way WA | Puyallup WA | 6.3 |  | 15400-599 | PSE | I | 100 | South King County | Planned | Reliability
2014 | WECC-US | AC | 100-120 | 100-120 | 314 | 2022-11-01 | Berrydale WA | Enumclaw WA | 18 |  | 15400-599 | PSE | I | 100 | South King County | Planned | Reliability
2014 | WECC-US | AC | 100-120 | 100-120 | 314 | 2020-11-01 | Puyallup WA | Lacey WA | 15 |  | 15400-599 | PSE | I | 100 | Pierce and Thurston Counties | Planned | Reliability
2014 | WECC-US | AC | 100-120 | 100-120 | TBD | 2018-11-01 | Lacey WA | Yelm WA | 15 |  | 15400-599 | PSE | I | 100 | Thurston County | Planned | Reliability
2014 | WECC-US | AC | 100-120 | 100-120 | TBD | 2022-11-01 | Ferndale WA | Custer WA | 8 |  | 15400-599 | PSE | I | 100 | Whatcom County | Planned | Reliability
2014 | WECC-US | AC | 100-120 | 100-120 | 314 | 2024-11-01 | Sumner WA | Auburn WA | 2.5 |  | 15400-599 | PSE | I | 100 | South King County | Planned | Reliability
2014 | WECC-US | AC | 100-120 | 100-120 | 314 | 2022-11-01 | Sumner WA | Auburn WA | 2.3 |  | 15400-599 | PSE | I | 100 | South King County | Planned | Reliability
2014 | WECC-US | AC | 100-120 | 100-120 | 314 | 2023-11-01 | Berrydale WA | Snoqualmie WA | 10 |  | 15400-599 | PSE | I | 100 | King County | Planned | Reliability
2014 | WECC-US | AC | 100-120 | 100-120 | 314 | 2022-11-01 | Sumas WA | Everson WA | 10 |  | 15400-599 | PSE | I | 100 | Whatcom County | Planned | Reliability
2014 | WECC-US | AC | 100-120 | 100-120 | 314 | 2025-11-01 | Renton WA | Bellevue WA | 7 |  | 15400-599 | PSE | I | 100 | King County | Planned | Reliability
2014 | WECC-US | AC | 100-120 | 200-299 | TBD | 2018-11-01 | Manchester WA | Poulsbo WA | 15 |  | 15400-599 | PSE | I | 100 | Kitsap County | Planned | Reliability
2014 | WECC-US | AC | 200-299 | 200-299 | TBD | 2018-11-01 | Sammamish WA | Renton WA | 16 |  | 15400-599 | PSE | I | 100 | King County | Planned | Reliability
2014 | WECC-US | AC | 100-120 | 100-120 | TBD | 2023-11-01 | Kenmore WA | Kirkland WA | 4 |  | 15400-599 | PSE | I | 100 | King County | Planned | Reliability
2014 | WECC-US | AC | 200-299 | 200-299 | TBD | 2014-10-01 | Lacey WA | Lacey WA | 10 |  | 15400-599 | PSE | I | 100 | Thurston County | Planned | Reliability
2014 | WECC-US | AC | 100-120 | 100-120 | 150 | 2017-01-01 | New Bowdoin Sub | Pump Station No. 9 | 48 |  |  | CMEPC | C | 100 | Pump Station No.9 | Planned | Reliability | Other-serve new load
2014 | WECC-US | AC | 121-150 |  |  | 2016-11-01 | Evanston, WY | Park City, UT | 70 |  | 14354 | PACE | I | 100 | Southwest Wyoming-Silver Creek 138 kV line | Planned | Reliability | Economics or Congestion
2014 | WECC-US | AC | 200-299 | 200-299 | 576 | 2016-06-01 | Rifle | Parachute | 18 |  | 15466 | PSC | I | 100 | Rifle - Parachute | Planned | Reliability
2014 | WECC-US | AC | 300-399 | 300-399 | 1200 | 2019-06-01 | Pawnee | Daniels Park | 124 |  | 15466 | PSC | I | 100 | Pawnee - Daniels Park 300-399kV | Planned | Reliability
2014 | WECC-US | AC | 200-299 | 300-399 | (2) 613 | 2023-09-01 | Alamosa County, CO | Huerfano County, CO | 93 |  | 30151 | TSGT | C / I | 40 / 60 | San Luis Valley-Calumet 200-299 kV Line | Conceptual | Reliability | Variable/Renewable Integration
2014 | WECC-US | AC | 200-299 | 200-299 |  | 2017-09-01 | Sidney, NB | Peetz, CO | 5 |  | 30151 | TSGT |  | 100 | Sidney-Peetz Logan 200-299kV Line | Planned | Reliability | Variable/Renewable Integration
2014 | WECC-US | AC | 300-399 | 300-399 |  | 2023-12-01 | Lamar, CO area | Denver, CO area | 400-599 |  | 30151 | TSGT |  | 50 | Lamar - Front Range Transmission Project | Conceptual | Reliability | Economics or Congestion
2014 | WECC-US | AC | 100-120 | 100-120 | 219 | 2015-12-01 | La Junta BHCE 100-120 kV bus | La Junta TSGT 100-120 kV bus | 1 | OH | 20101 | BHCE | I | 50 | La Junta Interconnect | Planned | Reliability
2014 | WECC-US | AC | 100-120 | 100-120 | 219 | 2015-12-01 | Baculite Mesa 100-120 kV bus | Overton 100-120 kV bus | 4 | OH | 20101 | BHCE | I | 100 | Baculite Mesa-Overton 100-120 kV rebuild | Planned | Reliability
2014 | WECC-US | AC | 100-120 | 100-121 | 219 | 2015-12-01 | Nyberg 115 kV | Boone 115 kV | 11 | OH | 20101 | BHCE | I |  | Boone-Nyberg 115 kV Project | Planned | Reliability | Economics or Congestion
2014 | WECC-US | AC | 100-120 | 100-122 | 219 | 2015-12-01 | West Station 115 kV | Desert Cove 115 kV | 4 | OH | 20101 | BHCE | I |  | West Station-Desert Cove 115 kV Rebuild | Planned | Reliability | Economics or Congestion
2014 | WECC-US | AC | 200-299 | 200-299 | TBD | 2023-12-01 | Parachute | Rifle | 31 | OH | 15466 | PSC | I | 100 | Parachute - Cameo | Conceptual | Reliability
2014 | WECC-US | AC | 200-299 | 200-299 | 576 | 2016-06-01 | Arvada | Ridge | 10 | OH | 15466 | PSC | I | 100 | Cherokee - Ridge 230 | Planned | Reliability
2014 | WECC-US | AC | 100-120 | 100-120 | TBD | 2019-06-01 | Glenwood | Rifle | 26 | OH | 15466 | PSC | I | 100 | Glenwood - Rifle Upgrade | Conceptual | Reliability
2014 | WECC-US | AC | 200-299 | 200-299 |  | 2017-12-01 | Limon, CO | Calhan, CO | 55 |  | 30151 | TSGT |  | 100 | Big Sandy - Calhan 200-299 kV | Planned | Reliability | Other
2014 | WECC-US | AC | 100-120 | 100-120 |  | 2014-12-01 | Monfort | DCP Substation | 2.5 | OH | 15466 | PSC | I |  | Monfort - DCP 115 | Planned | Reliability
2014 | WECC-US | AC | 100-120 | 100-120 |  | 2019-12-01 | Gilman | Avon | 12 | OH | 15466 or 8773 | PSC or HCE | I/C |  | Gilman - Avon 115 | Conceptual | Reliability
2014 | WECC-US | AC | 200-299 | 200-299 |  | 2018-11-01 | Wheeler | Wolf Ranch | 18.5 | OH | 15466 | PSC | I |  | Wheeler - Middle Fork - Wolf Ranch 230 | Planned | Reliability
2014 | WECC-US | AC | 100-120 | 100-120 |  | 2017-12-01 | Poncha | Malta | 52 | OH | 15466 | PSC | I |  | Poncha - Malta 115 | Planned | Reliability
2014 | WECC-US | AC | 100-120 | 100-120 |  | 2015-06-01 | Bruch | Brush | 3 | OH | 15466 | PSC | I |  | Brush - Brush SS 115 | Planned | Reliability
2014 | WECC-US | AC | 100-120 | 100-120 | TBD | 2016-04-01 | Prairie Center | Bromley | 4 | OH | 30151 | TSGT |  |  | United Power Sys Improve Project- Phase III | Under Construction | Reliability | Economics or Congestion
2014 | WECC-US | AC | 100-120 | 100-120 | TBD | 2018-12-01 | Sterling Ranch | Sterling Ranch Tap | 3 | OH | 30151 | TSGT |  |  | Sterling Ranch Tap 115kV Line Development | Planned | Reliability
2014 | WECC-US | AC | 100-120 | 100-120 | 239 | 2016-08-01 | Grandview 115kV | Compark 115kV | 1.5 | OH |  | IREA | C | 100 | Grandview-Compark | Planned | Reliability
2014 | WECC-US | AC | 200-299 | 200-299 | 558 | 2016-01-01 | Teckla 200-299 kV bus | Osage 200-299 kV bus | 60 |  |  | BHP | I | 100 | Teckla-Osage 200-299 kV line | Planned | Reliability
2014 | WECC-US | AC | 200-299 | 200-299 | 558 | 2016-01-01 | Osage 200-299 kV bus | Lange 200-299 kV bus | 75 |  |  | BHP | I | 100 | Osage-Lange 200-299 kV line | Planned | Reliability
2014 | WECC-US | AC | 100-120 | 100-120 | 217/189 | 2015-06-01 | South Cheyenne Sub | North Range Sub | 13 | OH |  | CLFP | I |  | South Cheyenne-North Range 100-120 kV Line | Under Construction | Reliability | Economics or Congestion
2014 | WECC-US | AC | 200-299 | 200-299 | 613 | 2015-09-01 | Shiprock, NM | La Plata County, CO | 40 |  | 30151 | TSGT | C | 100 | Shiprock-Kiffen Canyon 200-299 kV Line | Planned | Reliability | Economics or Congestion
2014 | WECC-US | AC | 200-299 | 200-299 | 613 | 2015-12-01 | Burlington, CO | Wray, CO | 56 |  | 30151 | TSGT | C | 100 | Burlington-Wray 200-299 kV Line | Planned | Economics or Congestion | Reliability
2014 | WECC-US | AC | 100-120 | 100-120 | 166 | 2016-12-01 | Pagosa Springs, CO | To Be Determined | 37 |  | 30151 | TSGT | C | 50 | Pagosa-Ignacio 100-120 kV Line | Conceptual | Reliability | Economics or Congestion
2014 | WECC-US | AC | 100-120 | 100-120 | 166 | 2016-12-01 | Montrose, CO | Montrose County, CO | 8 |  | 30151 | TSGT | C | 50 | East Montrose-South Canal 100-120 kV Line | Conceptual | Reliability | Economics or Congestion
2014 | WECC-US | AC | 200-299 | 200-299 |  | 2017-09-01 | Sidney, NB | Peetz, CO | 5 |  | 30151 | TSGT |  | 100 | Sidney-Peetz Logan 200-299kV Line | Planned | Reliability | Variable/Renewable Integration
2014 | WECC-US | AC | 300-399 | 300-399 |  | 2018-12-01 | Lamar, CO area | Denver, CO area | 400-599 |  | 30151 | TSGT |  | 50 | Lamar - Front Range Transmission Project | Conceptual | Reliability | Economics or Congestion
2014 | WECC-US | AC | 200-299 | 200-299 |  | 2017-12-01 | Limon, CO | Calhan, CO | 55 |  | 30151 | TSGT |  | 100 | Big Sandy - Calhan 200-299 kV | Planned | Reliability | Other
2014 | WECC-US | AC | 200-299 | 200-299 | 576 | 2015-10-01 | Rifle | Parachute | 18 |  | 15466 | PSC | I | 100 | Rifle - Parachute | Planned | Reliability
2014 | WECC-US | AC | 300-399 | 300-399 | 1200 | 2019-06-01 | Pawnee | Daniels Park | 124 |  | 15466 | PSC | I | 100 | Pawnee - Daniels Park 300-399kV | Planned | Reliability
2014 | WECC-US | AC | 300-399 | 300-399 | (2) 1700 | 2023-09-01 | Huerfano County, CO | Pueblo, CO | 43 |  | 30151 | TSGT | C / I | 40 / 60 | Calumet-Comanche 300-399 kV Line | Conceptual | Reliability | Variable/Renewable Integration
2014 | WECC-US | AC | 200-299 | 200-299 | 613 | 2015-09-01 | Huerfano County, CO | Pueblo, CO | 7 |  | 30151 | TSGT | C / I | 40 / 60 | Calumet-Walsenburg 200-299 kV Line | Conceptual | Reliability | Variable/Renewable Integration
2014 | WECC-US | AC | 200-299 | 300-399 | (2) 613 | 2023-09-01 | Alamosa County, CO | Huerfano County, CO | 93 |  | 30151 | TSGT | C / I | 40 / 60 | San Luis Valley-Calumet 200-299 kV Line | Conceptual | Reliability | Variable/Renewable Integration
2014 | WECC-US | AC | 200-299 | 200-299 |  | 2017-09-01 | Sidney, NB | Peetz, CO | 5 |  | 30151 | TSGT |  | 100 | Sidney-Peetz Logan 200-299kV Line | Planned | Reliability | Variable/Renewable Integration
2014 | WECC-US | AC | 300-399 | 300-399 |  | 2023-12-01 | Lamar, CO area | Denver, CO area | 400-599 |  | 30151 | TSGT |  | 50 | Lamar - Front Range Transmission Project | Conceptual | Reliability | Economics or Congestion
2014 | WECC-US | AC | 100-120 | 100-120 | 219 | 2015-12-01 | La Junta BHCE 100-120 kV bus | La Junta TSGT 100-120 kV bus | 1 | OH | 20101 | BHCE | I | 50 | La Junta Interconnect | Planned | Reliability
2014 | WECC-US | AC | 100-120 | 100-120 | 219 | 2015-12-01 | Baculite Mesa 100-120 kV bus | Overton 100-120 kV bus | 4 | OH | 20101 | BHCE | I | 100 | Baculite Mesa-Overton 100-120 kV rebuild | Planned | Reliability
2014 | WECC-US | AC | 100-120 | 100-121 | 219 | 2015-12-01 | Nyberg 115 kV | Boone 115 kV | 11 | OH | 20101 | BHCE | I |  | Boone-Nyberg 115 kV Project | Planned | Reliability | Economics or Congestion
2014 | WECC-US | AC | 100-120 | 100-122 | 219 | 2015-12-01 | West Station 115 kV | Desert Cove 115 kV | 4 | OH | 20101 | BHCE | I |  | West Station-Desert Cove 115 kV Rebuild | Planned | Reliability | Economics or Congestion
2014 | WECC-US | AC | 200-299 | 200-299 | TBD | 2023-12-01 | Parachute | Rifle | 31 | OH | 15466 | PSC | I | 100 | Parachute - Cameo | Conceptual | Reliability
2014 | WECC-US | AC | 200-299 | 200-299 | 576 | 2016-06-01 | Arvada | Ridge | 10 | OH | 15466 | PSC | I | 100 | Cherokee - Ridge 230 | Planned | Reliability
2014 | WECC-US | AC | 100-120 | 100-120 | TBD | 2019-06-01 | Glenwood | Rifle | 26 | OH | 15466 | PSC | I | 100 | Glenwood - Rifle Upgrade | Planned | Reliability
2014 | WECC-US | AC | 200-299 | 200-299 |  | 2017-12-01 | Limon, CO | Calhan, CO | 55 |  | 30151 | TSGT |  | 100 | Big Sandy - Calhan 200-299 kV | Planned | Reliability | Other
2014 | WECC-US | AC | 200-299 | 200-299 | 554 | 2014-12-01 | Teckla 200-299 kV bus | Osage 200-299 kV bus | 60 |  |  | BHP | I | 100 | Teckla-Osage 200-299 kV line | Planned | Reliability
2014 | WECC-US | AC | 200-299 | 200-299 | 554 | 2015-12-01 | Osage 200-299 kV bus | Lange 200-299 kV bus | 75 |  |  | BHP | I | 100 | Osage-Lange 200-299 kV line | Planned | Reliability
2014 | WECC-US | AC | 100-120 | 100-120 | 222 | 2014-12-01 | Happy Jack Sub | North Range Sub | 1 |  |  | CLFP | I | 100 | Happy Jack-North Range 100-120 kV Line | Under Construction | Reliability
2014 | WECC-US | AC | 100-120 | 100-120 | 222 | 2014-04-01 | Archer Sub | East Business Park Sub | 1.25 | OH |  | CLFP | I | 100 | CPGS Interconnection | Under Construction | Fossil-Fired Integration
2014 | WECC-US | AC | 100-120 | 100-120 | 222 | 2014-12-01 | South Cheyenne Sub | North Range Sub | 13 | OH |  | CLFP | I |  | South Cheyenne-North Range 100-120 kV Line | Planned | Reliability | Economics or Congestion
2014 | WECC-US | AC | 200-299 | 200-299 | 613 | 2015-09-01 | Shiprock, NM | La Plata County, CO | 40 |  | 30151 | TSGT | C | 100 | Shiprock-Kiffen Canyon 200-299 kV Line | Planned | Reliability | Economics or Congestion
2014 | WECC-US | AC | 200-299 | 200-299 | 613 | 2015-12-01 | Burlington, CO | Wray, CO | 56 |  | 30151 | TSGT | C | 100 | Burlington-Wray 200-299 kV Line | Planned | Economics or Congestion | Reliability
2014 | WECC-US | AC | 100-120 | 100-120 | 166 | 2016-12-01 | Pagosa Springs, CO | To Be Determined | 37 |  | 30151 | TSGT | C | 50 | Pagosa-Ignacio 100-120 kV Line | Conceptual | Reliability | Economics or Congestion
2014 | WECC-US | AC | 100-120 | 100-120 | 166 | 2016-12-01 | Montrose, CO | Montrose County, CO | 8 |  | 30151 | TSGT | C | 50 | East Montrose-South Canal 100-120 kV Line | Conceptual | Reliability | Economics or Congestion
2014 | WECC-US | AC | 200-299 | 200-299 |  | 2017-09-01 | Sidney, NB | Peetz, CO | 5 |  | 30151 | TSGT |  | 100 | Sidney-Peetz Logan 200-299kV Line | Planned | Reliability | Variable/Renewable Integration
2014 | WECC-US | AC | 300-399 | 300-399 |  | 2018-12-01 | Lamar, CO area | Denver, CO area | 400-599 |  | 30151 | TSGT |  | 50 | Lamar - Front Range Transmission Project | Conceptual | Reliability | Economics or Congestion
2014 | WECC-US | AC | 200-299 | 200-299 |  | 2017-12-01 | Limon, CO | Calhan, CO | 55 |  | 30151 | TSGT |  | 100 | Big Sandy - Calhan 200-299 kV | Planned | Reliability | Other
2014 | WECC-US | AC | 400-599 | 400-599 | 2595 | 2016-06-01 | Maricopa Co. AZ | Wintersburg AZ | 15 | OH | 803 | APS | I | APS-90%; CADWP-10% | Delaney - Palo Verde 400-599 kV Line | Planned | Economics or Congestion | Reliability
2014 | WECC-US | AC | 200-299 | 200-299 | 2595 | 2016-06-01 | Buckeye AZ | Surprise AZ | 15 | OH | 803 | APS | I | 100 | Sun Valley – Trilby Wash 200-299 kV Line | Planned | Economics or Congestion | Reliability
2014 | WECC-US | AC | 400-599 | 400-599 | 1903 | 2015-06-01 | Wintersburg AZ | Yuma AZ | 100-120 | OH | 803 | APS | I | APS - 80%; IID - 20% | Hassayampa - North Gila 400-599 kV line | Planned | Economics or Congestion | Reliability
2014 | WECC-US | AC | 200-299 | 200-299 | 1194 | 2015-06-01 | Surprise AZ | Goodyear AZ | 12 | OH | 803 | APS | I | 100 | TS2– Palm Valley 200-299 kV Line | Planned | Reliability | Economics or Congestion
2014 | WECC-US | AC | 200-299 | 200-299 | 1194 | 2015-06-01 | Surprise AZ | Surprise AZ | 12 | OH | 803 | APS | I | 100 | TS2– Trilby Wash 200-299 kV Line | Planned | Reliability | Economics or Congestion
2014 | WECC-US | AC | 400-599 | 400-599 | 2595 | 2018-06-01 | Buckeye AZ | Peoria AZ | 40 | OH | 803 | APS | I | APS-90%; CADWP-10% | Sun Valley – Morgan 400-599 kV Line | Planned | Economics or Congestion | Reliability
2014 | WECC-US | AC | 400-599 | 400-599 | 2595 | 2016-06-01 | Maricopa Co. AZ | Buckeye AZ | 28 | OH | 803 | APS | I | APS-90%; CADWP-10% | Delaney - Sun Valley 400-599 kV Line | Planned | Economics or Congestion | Reliability
2014 | WECC-US | AC | 200-299 | 200-299 | 2595 | 2018-06-01 | Yuma AZ | Yuma AZ | 13 | OH | 803 | APS | I | 100 | North Gila - Orchard 200-299 kV Line | Planned | Economics or Congestion | Reliability
2014 | WECC-US | AC | 100-120 | 100-120 | 156.6 | 2016-05-01 | Las Cruces, NM | Las Cruces, NM | 32 | OH | 5701 | EPE | I | 100 | Afton-Airport Jornada 100-120 kV Line | Planned | Other | Load Growth
2014 | WECC-US | AC | 100-120 | 100-120 | 353 | 2016-05-01 | El Paso, Tx | El Paso,Tx | 2.5 | OH | 5701 | EPE | I | 100 | Caliente-Montana 100-120 kV Line Third Circuit | Planned | Reliability | Load Growth
2014 | WECC-US | AC | 100-120 | 100-120 | 353 | 2017-05-01 | El Paso, Tx | El Paso,Tx | 6 | OH | 5701 | EPE | I | 100 | Montana-Montwood 100-120 kV Line | Planned | Reliability | Load Growth
2014 | WECC-US | AC | 100-120 | 100-120 | 156.6 | 2020-05-01 | El Paso, Tx | El Paso,Tx | 18 | OH | 5701 | EPE | I | 100 | E1-E2 100-120 kV Line | Planned | Reliability | Load Growth
2014 | WECC-US | AC | 100-120 | 100-120 | 156.6 | 2020-05-01 | El Paso, Tx | El Paso,Tx | 4.3 | OH | 5701 | EPE | I | 100 | E2-Horizon 100-120 kV Line | Planned | Reliability | Load Growth
2014 | WECC-US | AC | 100-120 | 100-120 | 156.6 | 2021-05-01 | El Paso, Tx | El Paso,Tx | 12 | OH | 5701 | EPE | I | 100 | E2-Felipe 100-120 kV Line | Planned | Reliability | Load Growth
2014 | WECC-US | AC | 200-299 |  | 1166 | 2017-12-01 | Dixieland Substation | Imperial Valley Substation | 8 | OH |  | Imperial Irrigation District |  |  | Imperial Valley-Dixieland 230 kV line | Planned | Variable/Renewable Integration | Reliability
2014 | WECC-US | AC | 200-299 |  | 1166 | 2018-12-01 | Highline Substation | El Centro Switching Station | 20 | OH |  | Imperial Irrigation District |  |  | Highline to El Centro Switching Stations (ECSS) double circuit 230 kV transmission line | Planned | Variable/Renewable Integration | Reliability
2014 | WECC-US | AC | 200-299 |  | 1166 | 2019-06-01 | Midway Substation | Bannister Substations | 24 | OH |  | Imperial Irrigation District |  |  | Midway-Hoober-Bannister 230 kV Transmission Line | Planned | Variable/Renewable Integration | Variable/Renewable Integration
2014 | WECC-US | AC | 200-299 |  | 1166 | 2016-03-01 | IV Substation | Fern Station, Liebert Station | 1.3 | OH |  | Imperial Irrigation District |  |  | Imperial Valley Substation (IV Sub) to Fern and Liebert Stations Transmission Project | Under Construction | Variable/Renewable Integration | Reliability
2014 | WECC-US | AC | 200-299 |  | 1166 | 2018-12-01 | El Centro Switching Station | Fern Switching Station | 18 | OH |  | Imperial Irrigation District |  |  | El Centro Switching Station (ECSS)- Fern Switching Station | Planned | Variable/Renewable Integration | Reliability
2014 | WECC-US | AC | 200-299 |  | 1166 | 2019-12-01 | North Gila Switching Station | Highline Substation | 75 | OH |  | Imperial Irrigation District |  |  | North Gila to Highline 230 kV Transmission Line | Planned | Variable/Renewable Integration | Reliability
2014 | WECC-US | AC | 200-299 | 200-299 | 1200 | 2023-06-01 | Las Vegas NV | Las Vegas NV | 1 | OH | 13407 | NEVP | I | 100 | Sunrise 400-599 kV project (Sunrise - Winterwood #1) | Planned | Economics or Congestion
2014 | WECC-US | AC | 200-299 | 200-299 | 1200 | 2023-06-01 | Las Vegas NV | Las Vegas NV | 1 | OH | 13407 | NEVP | I | 100 | Sunrise 400-599 kV project (Sunrise - Winterwood #2) | Planned | Economics or Congestion
2014 | WECC-US | AC | 200-299 | 200-299 | 810 | 2023-06-01 | Las Vegas NV | Las Vegas NV | 18 | OH | 13407 | NEVP | I | 100 | Sunrise 400-599 kV project (Sunrise - Equestrian #1) | Planned | Economics or Congestion
2014 | WECC-US | AC | 200-299 | 200-299 | 810 | 2023-06-01 | Las Vegas NV | Las Vegas NV | 18 | OH | 13407 | NEVP | I | 100 | Sunrise 400-599 kV project (Sunrise - Equestrian #2) | Planned | Economics or Congestion
2014 | WECC-US | AC | 200-299 | 200-299 | 810 | 2023-06-01 | Las Vegas NV | Las Vegas NV | 4 | OH | 13407 | NEVP | I | 100 | Sunrise 400-599 kV project (Sunrise - Clark #1) | Planned | Economics or Congestion
2014 | WECC-US | AC | 400-599 | 400-599 | 3000 | 2023-06-01 | Las Vegas NV | Las Vegas NV | 8 | OH | 13407 | NEVP | I | 100 | Sunrise 400-599 kV project (Mead - HA fold Line #1) | Planned | Economics or Congestion
2014 | WECC-US | AC | 400-599 | 400-599 | 3000 | 2023-06-01 | Las Vegas NV | Las Vegas NV | 8 | OH | 13407 | NEVP | I | 100 | Sunrise 400-599 kV project (Mead - HA fold Line #2) | Planned | Economics or Congestion
2014 | WECC-US | AC | 400-599 | 400-599 | 3000 | 2020-06-01 | Las Vegas NV | Las Vegas NV | 28 | OH | 13407 | NEVP | I | 100 | Harry Allen - Northwest #2 400-599kV | Conceptual | Variable/Renewable Integration | Economics or Congestion
2014 | WECC-US | AC | 400-599 | 400-599 | 3000 | 2016-01-01 | Boulder City NV | Lathrop WellsNV | 110 | OH | 13407 | NEVP | I | 0% (WAPA OWNED) | Mead - Amaragosa 400-599kV | Conceptual | Variable/Renewable Integration
2014 | WECC-US | AC | 400-599 | 400-599 | 3000 | 2020-01-01 | Las Vegas NV | Lathrop WellsNV | 75 | OH | 13407 | NEVP | I | 100 | Northwest - Amargosa 400-599kV | Conceptual | Variable/Renewable Integration
2014 | WECC-US | AC | 400-599 | 400-599 | TBD | 2015-06-01 | Las Vegas NV | Las Vegas NV | 0 | OH | 13407 | NEVP | I | 100 | Harry Allen / Eldorado 400-599kV #1 | Planned | Variable/Renewable Integration
2014 | WECC-US | AC | 400-599 | 400-599 | TBD | 2020-06-01 | Las Vegas NV | Las Vegas NV | 0 | OH | 13407 | NEVP | I | 100 | Harry Allen / Eldorado 400-599kV #3 | Planned | Variable/Renewable Integration
2014 | WECC-US | AC | 200-299 | 200-299 | 810 | 2018-06-01 | Las Vegas NV | Las Vegas NV | 5 | OH | 13407 | NEVP | I | 100 | Pecos - Brooks 200-299 kV Line | Planned | Economics or Congestion
2014 | WECC-US | AC | 200-299 | 200-299 | 600 | 2016-12-01 | Shiprock, NM | near Ignaciao, CO | 70 |  | 030102 | TSGT | C | 1 | San Juan Basin Energy Connect Project | Under Construction | Reliability | Economics or Congestion
2014 | WECC-US | AC | 100-120 | 100-120 | 80 | 2015-12-01 | Escalante, NM | Gallup ,NM | 42 |  | 030102 | TSGT | C | 1 | Escalante-Gallup 100-120 kV Line Uprate | Under Construction | Reliability | Economics or Congestion
2014 | WECC-US | AC | 100-120 | 100-120 | 200 | 2016-09-01 | North | Montano | 2.3 |  | 030105 | PNM | I | 1 | Richmond Switching Station | Planned | Reliability | Other
2014 | WECC-US | AC | 100-120 | 100-120 | 285 | 2018-06-01 | Buckman | White Rock | 12 |  | 030106 | Los Alamos County | M | 1 | Los Alamos Service Area Transmission Capacity Upgrade | Conceptual | Economics or Congestion | Other
2014 | WECC-US | AC | 100-120 | 100-120 | 285 | 2021-06-01 | BA | STA | 12 |  | 030106 | Los Alamos County | M | 1 | Los Alamos Service Area Transmission Capacity Upgrade | Conceptual | Economics or Congestion | Other
2014 | WECC-US | AC | 300-399 | 300-399 | 1195 | 2015-06-01 | San Juan | BA | N/A |  | 030105 | PNM | I | 1 | Rio Puerco Phase 2 | Under Construction | Reliability
2014 | WECC-US | AC | 100-120 | 100-120 | 153 | 2015-12-01 | near Las Cruces | Las Cruces, NM | 3.4 |  | 030102 | TSGT | C | 1 | Picacho - Las Cruces 115 kV Uprate Project | Under Construction | Reliability | Reliability
2014 | WECC-US | AC | 100-120 | 100-120 | 168 | 2018-12-01 | near Caballo, NM | Mimbres Substation | 57 |  | 030102 | TSGT | C | 1 | Caballo-Mimbres 115 kV Rebuild Project | Under Construction | Reliability | Reliability
2014 | WECC-US | AC | 100-120 | 100-120 | 240 | 2019-12-01 | Gladstone, NM | Springer, NM | 61 |  | 030102 | TSGT | C | 1 | NENM Relaiblity Improvement | Planned | Reliability | Reliability
2014 | WECC-US | AC | 200-299 | 200-299 | 630 | 2021-12-01 | San Luis Valey Co | near Carson, NM | TBD |  | 030102 | TSGT | C | 1 | Valley Corridor Transmission ( SLV 230 kV Line) | Planned | Reliability | Reliability
2014 | WECC-US | AC | 300-399 | 300-399 | 1195 | 2015-09-01 | Four Corners | West Mesa | N/A |  | 030105 | PNM | I | 1 | Rio Puerco Phase 3 | Under Construction | Reliability
2014 | WECC-US | AC | 200-299 | 200-299 | 875 | 2021-06-01 | Gilbert AZ | Queen Creek AZ | 8 |  | 16572 | SRP | S | 100% SRP | Ball to Pfister | Planned | Reliability | Fossil-Fired Integration
2014 | WECC-US | AC | 200-299 | 200-299 | 875 | 2021-06-01 | Queen Creek AZ | Florence AZ | 12 |  | 16572 | SRP | S | 100% SRP | Pfister to Abel | Planned | Reliability | Fossil-Fired Integration
2014 | WECC-US | AC | 400-599 | 400-599 | 3000 | 2016-01-01 | Corona, NM | Coolidge AZ | 400-599 |  |  | SWPG SunZia Transmission, LLC; Salt River Project and Tri-State Generation | Other | Participation Project | SUNZIA SOUTHWEST TRANSMISSION PROJECT | Planned | Variable/Renewable Integration | Variable/Renewable Integration
2014 | WECC-US | AC | 200-299 | 200-299 | 875 | 2015-04-01 | Mesa, AZ | Mesa AZ |  |  | 16572 | SRP | S | 100% SRP | Rogers to Browning | Planned | Reliability
2014 | WECC-US | AC | 200-299 | 200-302 | TBD | 2019-04-01 | Pinal County, AZ | Ray, AZ |  |  | 16572 | SRP | S | 100% SRP | Silver King to RS29 | Conceptual | Reliability
2014 | WECC-US | AC | 100-120 | 100-121 | TBD | 2019-02-01 | Ray, AZ | Ray, AZ |  |  | 16572 | SRP | S | 100% SRP | RS29 to RS30 | Conceptual | Reliability
2014 | WECC-US | AC | 400-599 | 400-599 | TBD | 2023-12-01 | Wintersburg, AZ | Maricopa, AZ |  |  | 16572 | SRP | S | TBD | Hassayampa to Pinal West No 2 | Conceptual | Reliability
2014 | WECC-US | AC | 400-599 | 400-599 | TBD | 2015-12-01 | Goodyear, AZ |  |  |  | 16572 | SRP | S | TBD | Jojoba loop in of Hassayampa to Pinal West No 1 | Conceptual | Reliability
2014 | WECC-US | AC | 300-399 | 300-399 | 1195 | 2025-06-01 | Vail, AZ | Tucson, AZ | 11 |  | 24211 | TEP | I | TBD | Vail - Irvington 300-399 kV | Conceptual | Other | Other
2014 | WECC-US | AC | 300-399 | 300-399 | 1195 | 2025-06-01 | Tucson, AZ | Sahuarita, AZ | 16 |  | 24211 | TEP | I | TBD | Irvington - South 300-399 kV | Conceptual | Other | Other
2014 | WECC-US | AC | 300-399 | 300-399 | 1195 | 2023-06-01 | Red Rock, AZ | Marana, AZ | 15 |  | 24211 | TEP | I | TBD | Tortolita - North Loop 300-399 kV | Conceptual | Other | Other
2014 | WECC-US | AC | 400-599 | 400-599 | 1732 | 2015-05-01 | Nine Mile Corner, AZ | Red Rock, AZ | 40 |  | 24211 | TEP | I | TBD | Pinal Central - Tortolita 400-599 kV | Planned | Reliability | Economics
2014 | WECC-US | AC | 400-599 | 400-599 | TBD | 2025-06-01 | Red Rock, AZ | Benson, AZ | 80 |  | 24211 | TEP | i | TBD | Tortolita Saguaro - Winchester 400-599 kV | Conceptual | Other | Other
2014 | WECC-US | AC | 300-399 | 300-399 | 1195 | 2025-06-01 | Vail, AZ | Sahuarita, AZ | 14 |  | 24211 | TEP | I | TBD | Vail - South 300-399 kV | Conceptual | Other | Other
2014 | WECC-US | AC | 300-399 | 300-399 | 1195 | 2025-06-01 | Springerville, AZ | Greenlee, AZ | 110 |  | 24211 | TEP | I | TBD | Springerville - Greenlee 300-399 kV | Conceptual | Other | Other
2014 | WECC-US | AC | 300-399 | 300-399 | 1195 | 2025-06-01 | Red Rock, AZ | Sahuarita, AZ | 68 |  | 24211 | TEP | I | TBD | Tortolita - South 300-399 kV | Conceptual | Other | Other
2014 | WECC-US | AC | 300-399 or 400-599 | 300-399 or 400-599 | TBD | 2025-06-01 | Phoenix, AZ | Sahuarita, AZ | 68 |  | 24211 | TEP | I | TBD | Westwing - South #2 | Conceptual | Other | Other
2014 | WECC-US | AC | 200-299 | 300-399 | (2) 613 | 2017-09-01 | Alamosa County, CO | Huerfano County, CO | 93 |  | 30151 | TSGT | C / I | 40 / 60 | San Luis Valley-Calumet 200-299 kV Line | Planned | Reliability | Variable/Renewable Integration
2014 | WECC-US | AC | 100-120 | 200-299 | 319 | 2015-05-01 | ED4 | ED2 | 9.2 |  |  | Western Area Power | F | 100 | ED4-ED2 | Under Construction | Reliability | Economics or Congestion
2014 | WECC-US | AC | 151-199 | 200-299 | 279 | 2017-05-01 | Parker | Headgate Rock | 12.9 |  |  | Western Area Power | F | 100 | Parker-Headgate Rock | Conceptual | Reliability | Economics or Congestion
2014 | WECC-US | AC | 100-120 | 100-120 | 151 | 2017-06-01 | ED2 | Saguaro | 35.6 |  |  | Western Area Power | F | 100 | ED2-Saguaro #2 | Conceptual | Reliability | Other
2014 | WECC-US | AC | 100-120 | 200-299 | 88.6 | 2021-06-01 | Coolidge | Oracle | 44.7 |  |  | Western Area Power | F | 100 | Coolidge-Oracle | Conceptual | Reliability | Economics or Congestion
2014 | WECC-US | AC | 200-299 | 200-299 | 319 | 2018-06-01 | Pinal Central | ED5 | 18.4 |  |  | Western Area Power | F | 100 | Pinal Central-ED5 | Conceptual | Reliability | Economics or Congestion
2014 | WECC-US | AC | 200-299 | 200-299 | 355 | 2020-06-01 | Rogers | Coolidge | 39.9 |  |  | Western Area Power | F | 100 | Rogers-Coolidge | Conceptual | Economics or Congestion | Reliability
2014 | WECC-US | AC | 200-299 | 200-299 | 377 | 2022-06-01 | Lone Butte | Sundance | 45.7 |  |  | Western Area Power | F | 100 | Lone Butte-Sundance | Conceptual | Economics or Congestion | Reliability
2014 | WECC-US | AC | 151-199 | 200-299 | 167 | 2021-06-01 | Dome Tap | Gila | 7.5 |  |  | Western Area Power | F | 100 | Dome Tap-Gila | Conceptual | Reliability | Economics or Congestion
2014 | WECC-US | AC | 151-199 | 200-299 | 167 | 2023-06-01 | Gila | Welton Mohawk | 13 |  |  | Western Area Power | F | 100 | Gila-Welton Mohawk | Conceptual | Reliability | Economics or Congestion
2014 | WECC-US | AC | 151-199 | 200-299 | 167 | 2025-06-01 | Blythe | Gold Mine Tap | 42 |  |  | Western Area Power | F | 100 | Blythe-Gold Mine Tap | Conceptual | Reliability | Economics or Congestion
2014 | WECC-US | AC | 151-199 | 200-299 | 167 | 2023-06-01 | Gold Mine Tap | Knob | 22 |  |  | Western Area Power | F | 100 | Gold Mine Tap-Knob | Conceptual | Reliability | Economics or Congestion
2014 | WECC-US | AC | 400-599 | 400-599 | 1000 | 2016-06-01 | Maricopa Co. AZ | Wintersburg AZ | 15 | OH | 803 | APS | I | APS-90%; CADWP-10% | Delaney - Palo Verde 400-599 kV Line | Planned | Economics or Congestion | Reliability
2014 | WECC-US | AC | 200-299 | 200-299 | 1200 | 2016-06-01 | Buckeye AZ | Surprise AZ | 15 | OH | 803 | APS | I | 100 | Sun Valley – Trilby Wash 200-299 kV Line | Planned | Economics or Congestion | Reliability
2014 | WECC-US | AC | 400-599 | 400-599 | 1200 | 2015-06-01 | Wintersburg AZ | Yuma AZ | 100-120 | OH | 803 | APS | I | 100 | Palo Verde - North Gila 400-599 kV line | Planned | Economics or Congestion | Reliability
2014 | WECC-US | AC | 200-299 | 200-299 | 1200 | 2015-06-01 | Surprise AZ | Goodyear AZ | 12 | OH | 803 | APS | I | 100 | TS2– Palm Valley 200-299 kV Line | Planned | Reliability | Economics or Congestion
2014 | WECC-US | AC | 200-299 | 200-299 | 1200 | 2015-06-01 | Surprise AZ | Surprise AZ | 12 | OH | 803 | APS | I | 100 | TS2– Trilby Wash 200-299 kV Line | Planned | Reliability | Economics or Congestion
2014 | WECC-US | AC | 400-599 | 400-599 | 1200 | 2018-06-01 | Buckeye AZ | Peoria AZ | 40 | OH | 803 | APS | I | APS-90%; CADWP-10% | Sun Valley – Morgan 400-599 kV Line | Planned | Economics or Congestion | Reliability
2014 | WECC-US | AC | 400-599 | 400-599 | TBD | 2016-06-01 | Maricopa Co. AZ | Buckeye AZ | 28 | OH | 803 | APS | I | APS-90%; CADWP-10% | Delaney - Sun Valley 400-599 kV Line | Planned | Economics or Congestion | Reliability
2014 | WECC-US | AC | 200-299 | 200-299 | TBD | 2018-06-01 | Yuma AZ | Yuma AZ | 11 | OH | 803 | APS | I | 100 | North Gila - TS8 200-299 kV Line | Planned | Economics or Congestion | Reliability
2014 | WECC-US | AC | 100-120 | 100-120 | 156.6 | 2016-05-01 | Las Cruces, NM | Las Cruces, NM | 32 | OH | 5701 | EPE | I | 100 | Afton-Airport-Leasburg 100-120 kV Line | Conceptual | Other | Load Growth
2014 | WECC-US | AC | 100-120 | 100-120 | 353 | 2014-05-01 | El Paso, Tx | El Paso,Tx | 2.5 | OH | 5701 | EPE | I | 100 | Caliente-Montana 100-120 kV Line Second Circuit | Planned | Reliability | Load Growth
2014 | WECC-US | AC | 100-120 | 100-120 | 353 | 2016-05-01 | El Paso, Tx | El Paso,Tx | 2.5 | OH | 5701 | EPE | I | 100 | Caliente-Montana 100-120 kV Line Third Circuit | Planned | Reliability | Load Growth
2014 | WECC-US | AC | 100-120 | 100-120 | 353 | 2017-05-01 | El Paso, Tx | El Paso,Tx | 6 | OH | 5701 | EPE | I | 100 | Montana-Montwood 100-120 kV Line | Planned | Reliability | Load Growth
2014 | WECC-US | AC | 100-120 | 100-120 | 156.6 | 2021-05-01 | El Paso, Tx | El Paso,Tx | 10.8 | OH | 5701 | EPE | I | 100 | Montana-Picante 100-120 kV Line | Planned | Reliability | Load Growth
2014 | WECC-US | AC | 100-120 | 100-120 | 156.6 | 2019-05-01 | El Paso, Tx | El Paso,Tx | 9.8 | OH | 5701 | EPE | I | 100 | Montana-Pelicano 100-120 kV Line | Planned | Reliability | Load Growth
2014 | WECC-US | AC | 100-120 | 100-120 | 156.6 | 2020-05-01 | El Paso, Tx | El Paso,Tx | 18 | OH | 5701 | EPE | I | 100 | E1-E2 100-120 kV Line | Planned | Reliability | Load Growth
2014 | WECC-US | AC | 100-120 | 100-120 | 156.6 | 2020-05-01 | El Paso, Tx | El Paso,Tx | 4.3 | OH | 5701 | EPE | I | 100 | E2-Horizon 100-120 kV Line | Planned | Reliability | Load Growth
2014 | WECC-US | AC | 100-120 | 100-120 | 156.6 | 2021-05-01 | El Paso, Tx | El Paso,Tx | 12 | OH | 5701 | EPE | I | 100 | E2-Felipe 100-120 kV Line | Planned | Reliability | Load Growth
2014 | WECC-US | AC | 200-299 | 200-299 | 1200 | 2023-06-01 | Las Vegas NV | Las Vegas NV | 1 | OH | 13407 | NEVP | I | 100 | Sunrise 400-599 kV project (Sunrise - Winterwood #1) | Planned | Economics or Congestion
2014 | WECC-US | AC | 200-299 | 200-299 | 1200 | 2023-06-01 | Las Vegas NV | Las Vegas NV | 1 | OH | 13407 | NEVP | I | 100 | Sunrise 400-599 kV project (Sunrise - Winterwood #2) | Planned | Economics or Congestion
2014 | WECC-US | AC | 200-299 | 200-299 | 810 | 2023-06-01 | Las Vegas NV | Las Vegas NV | 18 | OH | 13407 | NEVP | I | 100 | Sunrise 400-599 kV project (Sunrise - Equestrian #1) | Planned | Economics or Congestion
2014 | WECC-US | AC | 200-299 | 200-299 | 810 | 2023-06-01 | Las Vegas NV | Las Vegas NV | 18 | OH | 13407 | NEVP | I | 100 | Sunrise 400-599 kV project (Sunrise - Equestrian #2) | Planned | Economics or Congestion
2014 | WECC-US | AC | 200-299 | 200-299 | 810 | 2023-06-01 | Las Vegas NV | Las Vegas NV | 4 | OH | 13407 | NEVP | I | 100 | Sunrise 400-599 kV project (Sunrise - Clark #1) | Planned | Economics or Congestion
2014 | WECC-US | AC | 400-599 | 400-599 | 3000 | 2023-06-01 | Las Vegas NV | Las Vegas NV | 8 | OH | 13407 | NEVP | I | 100 | Sunrise 400-599 kV project (Mead - HA fold Line #1) | Planned | Economics or Congestion
2014 | WECC-US | AC | 400-599 | 400-599 | 3000 | 2023-06-01 | Las Vegas NV | Las Vegas NV | 8 | OH | 13407 | NEVP | I | 100 | Sunrise 400-599 kV project (Mead - HA fold Line #2) | Planned | Economics or Congestion
2014 | WECC-US | AC | 400-599 | 400-599 | 3000 | 2020-06-01 | Las Vegas NV | Las Vegas NV | 28 | OH | 13407 | NEVP | I | 100 | Harry Allen - Northwest #2 400-599kV | Conceptual | Variable/Renewable Integration | Economics or Congestion
2014 | WECC-US | AC | 400-599 | 400-599 | 3000 | 2016-01-01 | Boulder City NV | Lathrop WellsNV | 110 | OH | 13407 | NEVP | I | 0% (WAPA OWNED) | Mead - Amaragosa 400-599kV | Conceptual | Variable/Renewable Integration
2014 | WECC-US | AC | 400-599 | 400-599 | 3000 | 2020-01-01 | Las Vegas NV | Lathrop WellsNV | 75 | OH | 13407 | NEVP | I | 100 | Northwest - Amargosa 400-599kV | Conceptual | Variable/Renewable Integration
2014 | WECC-US | AC | 400-599 | 400-599 | TBD | 2015-06-01 | Las Vegas NV | Las Vegas NV | 0 | OH | 13407 | NEVP | I | 100 | Harry Allen / Eldorado 400-599kV #1 | Planned | Variable/Renewable Integration
2014 | WECC-US | AC | 400-599 | 400-599 | TBD | 2020-06-01 | Las Vegas NV | Las Vegas NV | 0 | OH | 13407 | NEVP | I | 100 | Harry Allen / Eldorado 400-599kV #3 | Planned | Variable/Renewable Integration
2014 | WECC-US | AC | 200-299 | 200-299 | 810 | 2018-06-01 | Las Vegas NV | Las Vegas NV | 5 | OH | 13407 | NEVP | I | 100 | Pecos - Brooks 200-299 kV Line | Planned | Economics or Congestion
2014 | WECC-US | AC | 400-599 | 400-599 | 3000 | 2014-06-01 | Ely NV | Boulder City NV | 200-299 | OH | 17166 | NEVP | I | 0% (GBT OWNED) | Robinson - Eldorado 400-599kV Line (GBT) | Planned | Variable/Renewable Integration | Economics or Congestion
2014 | WECC-US | AC | 400-599 | 400-599 | 3000 | 2014-06-01 | Twin Falls ID | Ely NV | 280 | OH | 17166 | NEVP | I | 0% (GBT OWNED) | Robinson - Midpoint 400-599kV (GBT) | Conceptual | Variable/Renewable Integration | Economics or Congestion
2014 | WECC-US | AC | 100-120 | 120 | 200 | 2014-06-01 | Bordertown, NV | Verdi, CA | 12 | OH | 17166 | NEVP | I | 100 | Cal Sub - Bordertown 120kV | Under Construction | Economics or Congestion | Reliabllity
2014 | WECC-US | AC | 200-299 | 200-299 | 600 | 2016-12-01 | Shiprock, NM | near Ignaciao, CO | 70 |  | 030102 | TSGT | C | 1 | San Juan Basin Energy Connect Project | Under Construction | Reliability | Economics or Congestion
2014 | WECC-US | AC | 100-120 | 100-120 | 80 | 2015-12-01 | Escalante, NM | Gallup ,NM | 42 |  | 030102 | TSGT | C | 1 | Escalante-Gallup 100-120 kV Line Uprate | Under Construction | Reliability | Economics or Congestion
2014 | WECC-US | AC | 100-120 | 100-120 | 200 | 2015-12-01 | North | Montano | 2.3 |  | 030105 | PNM | I | 1 | Sandia-North Line | Planned | Reliability | Other
2014 | WECC-US | AC | 100-120 | 100-120 | 285 | 2018-06-01 | Buckman | White Rock | 12 |  | 030106 | Los Alamos County | M | 1 | Los Alamos Service Area Transmission Capacity Upgrade | Conceptual | Economics or Congestion | Other
2014 | WECC-US | AC | 100-120 | 100-120 | 285 | 2021-06-01 | BA | STA | 12 |  | 030106 | Los Alamos County | M | 1 | Los Alamos Service Area Transmission Capacity Upgrade | Conceptual | Economics or Congestion | Other
2014 | WECC-US | AC | 300-399 | 300-399 | 1195 | 2015-12-01 | San Juan | BA | N/A |  | 030105 | PNM | I | 1 | Rio Puerco Phase 2 | Planned | Reliability
2014 | WECC-US | AC | 100-120 | 100-120 | 153 | 2015-12-01 | near Las Cruces | Las Cruces, NM | 3.4 |  | 030102 | TSGT | C | 1 | Picacho - Las Cruces 115 kV Uprate Project | Under Construction | Reliability | Reliability
2014 | WECC-US | AC | 100-120 | 100-120 | 168 | 2018-12-01 | near Caballo, NM | Mimbres Substation | 57 |  | 030102 | TSGT | C | 1 | Caballo-Mimbres 115 kV Rebuild Project | Under Construction | Reliability | Reliability
2014 | WECC-US | AC | 100-120 | 100-120 | 240 | 2019-12-01 | Gladstone, NM | Springer, NM | 61 |  | 030102 | TSGT | C | 1 | NENM Relaiblity Improvement | Planned | Reliability | Reliability
2014 | WECC-US | AC | 200-299 | 200-299 | 630 | 2021-12-01 | San Luis Valey Co | near Carson, NM | TBD |  | 030102 | TSGT | C | 1 | Valley Corridor Transmission ( SLV 230 kV Line) | Planned | Reliability | Reliability
2014 | WECC-US | AC | 300-399 | 300-399 | 1195 | 2015-12-01 | Four Corners | West Mesa | N/A |  | 030105 | PNM | I | 1 | Rio Puerco Phase 3 | Planned | Reliability
2014 | WECC-US | AC | 100-120 | 100-120 | 200 | 2015-12-01 | Rio Puerco | Progress | N/A |  | 030105 | PNM | I | 1 | Rio Puerco Progress Line | Planned | Reliability
2014 | WECC-US | AC | 100-120 | 100-120 | 450 | 2014-04-01 | San Juan | Ojo | N/A |  | 030105 | PNM | I | 1 | Jicarilla 345 kV Station | Under Construction | Reliability
2014 | WECC-US | AC | 200-299 | 400-599 | 1405 | 2014-05-01 | Maricopa AZ | Mesa AZ | -87 |  | 16572 | SRP | S | various | Southeast Valley Project | Planned | Reliability
2014 | WECC-US | AC | 400-599 | 400-599 | 1670 | 2014-05-01 | Maricopa AZ | Mesa AZ | 87 |  | 16572 | SRP | S | various | Southeast Valley Project | Planned | Reliability
2014 | WECC-US | AC | 200-299 | 200-299 | 875 | 2021-06-01 | Gilbert AZ | Queen Creek AZ | 8 |  | 16572 | SRP | S | 100% SRP | Ball to Pfister | Planned | Reliability | Fossil-Fired Integration
2014 | WECC-US | AC | 200-299 | 200-299 | 875 | 2021-06-01 | Queen Creek AZ | Florence AZ | 12 |  | 16572 | SRP | S | 100% SRP | Pfister to Abel | Planned | Reliability | Fossil-Fired Integration
2014 | WECC-US | AC | 200-299 | 200-299 | 875 | 2014-05-01 | Casa Grande, AZ | Coolidge AZ | 21 |  | 16572 | SRP | S | 100% SRP | Desert Basin-Pinal Central Project | Planned | Reliability | Fossil-Fired Integration
2014 | WECC-US | AC | 400-599 | 400-599 | 3000 | 2016-01-01 | Corona, NM | Coolidge AZ | 400-599 |  |  | SWPG SunZia Transmission, LLC; Salt River Project and Tri-State Generation | Other | Participation Project | SUNZIA SOUTHWEST TRANSMISSION PROJECT | Planned | Variable/Renewable Integration | Variable/Renewable Integration
2014 | WECC-US | AC | 200-299 | 200-299 | TBD |  | Chandler, AZ | Chandler, AZ | 8 |  | 16572 | SRP | S | 100% SRP | Schrader to RS28 | Planned | Reliability
2014 | WECC-US | AC | 200-299 | 200-299 | 875 | 2016-04-01 | Mesa, AZ | Gilbert, AZ |  |  | 16572 | SRP | S |  | Rogers to Santan | Conceptual | Reliability
2014 | WECC-US | AC | 200-299 |  | 875 | 2014-04-01 | Gilbert, AZ | Chandler, AZ |  |  | 16572 | SRP | S |  | Santan to Schrader | Planned | Reliability
2014 | WECC-US | AC | 200-299 |  | 875 | 2014-04-01 | Mesa, AZ | Coolidge AZ |  |  | 16572 | SRP | S |  | Browning to Pinal Central | Under Construction | Reliability | Fossil-Fired Integration
2014 | WECC-US | AC | 200-299 |  | 1600 | 2018-04-01 | Pinal County, AZ | Ray, AZ |  |  | 16572 | SRP | S |  | Silver King to RS29 | Conceptual | Reliability
2014 | WECC-US | AC | 100-120 |  | 340 | 2018-02-01 | Ray, AZ | Ray, AZ |  |  | 16572 | SRP | S |  | RS29 to RS30 | Conceptual | Reliability
2014 | WECC-US | AC | 300-399 | 300-399 | 1195 | 2023-06-01 | Vail, AZ | Tucson, AZ | 11 |  | 24211 | TEP | I | TBD | Vail - Irvington 300-399 kV | Conceptual | Other | Other
2014 | WECC-US | AC | 300-399 | 300-399 | 1195 | 2023-06-01 | Tucson, AZ | Sahuarita, AZ | 16 |  | 24211 | TEP | I | TBD | Irvington - South 300-399 kV | Conceptual | Other | Other
2014 | WECC-US | AC | 300-399 | 300-399 | 1195 | 2023-06-01 | Red Rock, AZ | Marana, AZ | 15 |  | 24211 | TEP | I | TBD | Tortolita - North Loop 300-399 kV | Conceptual | Other | Other
2014 | WECC-US | AC | 400-599 | 400-599 | 1732 | 2016-05-01 | Nine Mile Corner, AZ | Red Rock, AZ | 40 |  | 24211 | TEP | I | TBD | Pinal Central - Tortolita 400-599 kV | Planned | Reliability | Economics
2014 | WECC-US | AC | 400-599 | 400-599 | TBD | 2023-06-01 | Red Rock, AZ | Benson, AZ | 80 |  | 24211 | TEP | i | TBD | Tortolita - Winchester 400-599 kV | Conceptual | Other | Other
2014 | WECC-US | AC | 300-399 | 300-399 | 1195 | 2023-06-01 | Vail, AZ | Sahuarita, AZ | 14 |  | 24211 | TEP | I | TBD | Vail - South 300-399 kV | Conceptual | Other | Other
2014 | WECC-US | AC | 300-399 | 300-399 | 1195 | 2023-06-01 | Springerville, AZ | Greenlee, AZ | 110 |  | 24211 | TEP | I | TBD | Springerville - Greenlee 300-399 kV | Conceptual | Other | Other
2014 | WECC-US | AC | 300-399 | 300-399 | 1195 | 2023-06-01 | Red Rock, AZ | Sahuarita, AZ | 68 |  | 24211 | TEP | I | TBD | Tortolita - South 300-399 kV | Conceptual | Other | Other
2014 | WECC-US | AC | 300-399 or 400-599 | 300-399 or 400-599 | TBD | 2023-06-01 | Phoenix, AZ | Sahuarita, AZ | 68 |  | 24211 | TEP | I | TBD | Westwing - South #2 | Conceptual | Other | Other
2014 | WECC-US | AC | 200-299 | 300-399 | (2) 613 | 2017-09-01 | Alamosa County, CO | Huerfano County, CO | 93 |  | 30151 | TSGT | C / I | 40 / 60 | San Luis Valley-Calumet 200-299 kV Line | Planned | Reliability | Variable/Renewable Integration
2014 | WECC-US | AC | 100-120 | 200-299 |  | 2015-12-01 | ED4 | ED2 | 9.2 |  |  | Western Area Power | F | 100 | ED4-ED2 | Planned | Reliability | Economics or Congestion
2014 | WECC-US | AC | 100-120 | 200-299 |  | 2024-01-01 | Coolidge | Valley Farms | 5.2 |  |  | Western Area Power | F | 100 | Coolidge-Valley Farms | Conceptual | Reliability | Economics or Congestion
2014 | WECC-US | AC | 151-199 | 200-299 |  | 2016-01-01 | Parker | Headgate Rock | 14 |  |  | Western Area Power | F | 100 | Parker-Headgate Rock | Conceptual | Reliability | Other
2014 | WECC-US | AC | 151-199 | 200-299 |  | 2020-01-01 | Headgate Rock | Bouse | 18 |  |  | Western Area Power | F | 100 | Headgate Rock-Bouse | Conceptual | Reliability | Other
2014 | WECC-US | AC | 100-120 | 100-120 | 200 | 2018-01-01 | Oracle | Tucson | 15.8 |  |  | Western Area Power | F | 100 | Oracle - Tucson | Conceptual | Reliability | Economics or Congestion
2014 | WECC-US | AC | 151-199 | 200-299 | 478 | 2024-01-01 | Parker | Blythe | 54.7 |  |  | Western Area Power | F | 100 | Blythe - Parker | Conceptual | Reliability | Economics or Congestion
2014 | WECC-US | AC | 100-120 | 200-299 |  | 2020-01-01 | Tucson | Nogales | 20.4 |  |  | Western Area Power | F | 100 | Tucson-Nogales | Conceptual | Reliability | Economics or Congestion
2014 | WECC-US | AC | 100-120 | 200-299 |  | 2019-12-01 | Saguaro | Tucson | 35.4 |  |  | Western Area Power | F | 100 | Saguaro-Tucson | Conceptual | Reliability | Economics or Congestion
2014 | WECC-US | AC | 151-199 | 200-299 | 478 | 2023-01-01 | Gila | Knob | 20 |  |  | Western Area Power | F | 100 | Gila -Knob | Conceptual | Reliability | Economics or Congestion
2014 | WECC-US | AC | 100-120 | 200-299 |  | 2022-01-01 | Nogales | Apache | 59.2 |  |  | Western Area Power | F | 100 | Nogales-Apache | Conceptual | Reliability | Economics or Congestion
2014 | WECC-US | AC | 100-120 | 200-299 |  | 2023-01-01 | Saguaro | Oracle | 19 |  |  | Western Area Power | F | 100 | Saguaro-Oracle | Conceptual | Reliability | Economics or Congestion
2014 | WECC-US | AC | 151-199 | 200-299 | 478 | 2018-01-01 | Blythe | Headgate Rock | 19 |  |  | Western Area Power | F | 100 | Blythe - Headgate Rock | Conceptual | Reliability | Other
2014 | WECC-US | AC | 200-299 |  | 1500 | 2015-04-01 | Coachella Valley Substation | Mirage Substation | 20 | OH |  | Imperial Irrigation District |  |  | Path 42 ( IID Portion) reconductoring project KN/KS 230 kV Line | Under Construction | Variable/Renewable Integration | Reliability
2014 | WECC-US | AC | 525 | 525 | 4936 @ -5° C 3949 @ 30° C | 2021-05-01 | Castle Rock, WA | Troutdale, OR | 70 | OH | 1738 | BPA | F | 100 | Castle Rock-Troutdale 500 kV line | Planned | Variable/Renewable Integration | Economics or Congestion
2014 | WECC-US | AC | 525 | 525 | 4936 @ -5° C 3949 @ 30° C | 2015-12-01 | Clyde, WA | Central Ferry, WA | 38 | OH | 1738 | BPA | F | 100 | Central Ferry-Lower Monumental 500 kV line | Under Construction | Variable/Renewable Integration | Economics or Congestion
2014 | WECC-US | AC | 115 | 115 | TBD | 2016-11-01 | Caribu County, ID | Caribu County, ID | 22 | OH | 1738 | BPA | F | 100 | Hooper Springs-Lower Valley 115 kV line | Planned | Reliability | Reliability
2014 | WECC-US | AC | 525 | 525 | 4936 @ -5° C 3949 @ 30° C | 2015-11-01 | The Dalles, OR | Goldendale, WA | 28 | OH | 1738 | BPA | F | 100 | Big Eddy-Knight 500kV line | Under Construction | Variable/Renewable Integration | Economics or Congestion
2014 | WECC-US | AC | 100-120 | 100-120 | 100 @ 86F | 2015-06-01 | Rocky Reach | Chelan | 29 | OH | 3413 | CHPD | M | 1 | Rocky Reach-Chelan #1 re-rate | Under Construction | Reliability | Other
2014 | WECC-US | AC | 200-240 | 200-240 | 559 @ 86F | 2015-02-01 | Rocky Reach | Columbia | 21.4 | OH | 3413 | CHPD | M | 1 | Rocky Reach-Columbia #2 re-rate | Under Construction | Reliability | Other
2014 | WECC-US | AC | 200-299 | 200-299 | 555 | 2014-03-01 | Douglas Switchyard | Rapids Switchyard | 13 | OH | 5326 | DOPD | M | 100 | Douglas-Rapids 200-299-kV Line | Planned | Reliability | Economics or Congestion
2014 | WECC-US | AC | 200-299 | 200-299 | 555 | 2016-06-01 | Rapids Switchyard | Columbia Substation | 9 | OH | 5326 | DOPD | M | 100 | Rapids-Columbia 200-299-kV Line | Planned | Reliability | Economics or Congestion
2014 | WECC-US | AC | 100-120 | 100-120 | 100 | 2016-12-01 | Watson Draw Tap Switch | Gold Creek Substation | 13.68 | OH | 5286 | OKPD | M | 100 | So. Pateros-Twisp 100-120-kV Line | Planned | Reliability | Economics
2014 | WECC-US | AC | 100-120 | 100-120 | 100 | 2016-12-01 | Gold Creek Substation | Twisp Switchyard | 14.48 | OH | 5286 | OKPD | M | 100 | No. Pateros-Twisp 100-120-kV Line | Planned | Reliability | Economics
2014 | WECC-US | AC | 100-120 | 100-120 | 100 | 2019-12-01 | Tonasket Switchyard | Aeneas Substation | 16.05 | OH | 5286 | OKPD | M | 100 | Tonasket/Aeneas 100-120-KV Line | Conceptual | Reliability | Economics
2014 | WECC-US | AC | 100-120 | 100-120 | 239 | 2017-05-01 | Rocky Ford | Larson | 7 | OH |  | GCPD | M | 1 | Rocky Ford - Dover - Larson 115 kV line | Planned | Reliability | Reliability
2014 | WECC-US | AC | 200-299 | 230 | 565 | 2018-06-01 | Walters Ferry, ID | SW of Kuna, ID | 13 |  | 9191 | IPC | I | 100 | Hemingway-Boardman Transm | Conceptual | Other | Other
2014 | WECC-US | AC | 400-599 | 500 | 3000 | 2020-06-01 | Walters Ferry, ID | Boardman, OR | 300 |  | 9191 | IPC | I | unknown at this time | Hemingway-Boardman Transm | Conceptual | Other | Other
2014 | WECC-US | AC | 300-399 | 300-399 | 1386 | 2024-06-01 | American Falls, ID | Pocatello, ID | 32 |  | 9191 | IPC | I | 100 | Gateway West Transm. | Conceptual | Other | Other
2014 | WECC-US | AC | 300-399 | 400-599 | 2079 | 2024-06-01 | Shoshone, ID | Pocatello, ID | -84 |  | 9191 | IPC | I | 100 | Gateway West Transm. | Conceptual | Other | Other
2014 | WECC-US | AC | 300-399 | 300-399 | 1386 | 2024-06-01 | Shoshone, ID | Pocatello, ID | -32 |  | 9191 | IPC | I | 100 | Gateway West Transm. | Conceptual | Other | Other
2014 | WECC-US | AC | 400-599 | 500 | 3000 | 2024-06-01 | Hollister, ID | Walters Ferry, ID | 161 |  | 9191 | IPC | I | unknown at this time | Gateway West Transm. | Conceptual | Other | Other
2014 | WECC-US | AC | 400-599 | 400-599 | 3000 | 2024-06-01 | Downey, ID | American Falls, ID | 55 |  | 9191 | IPC | I | unknown at this time | Gateway West Transm. | Conceptual | Other | Other
2014 | WECC-US | AC | 400-599 | 400-599 | 3000 | 2024-06-01 | Shoshone, ID | American Falls, ID | 84 |  | 9191 | IPC | I | 100 | Gateway West Transm. | Conceptual | Other | Other
2014 | WECC-US | AC | 400-599 | 500 | 3000 | 2024-06-01 | Hollister, ID | Shoshone, ID | 34 |  | 9191 | IPC | I | unknown at this time | Gateway West Transm. | Conceptual | Other | Other
2014 | WECC-US | AC | 400-599 | 500 | 3000 | 2024-06-01 | Shoshone, ID | Walters Ferry, ID | 126 |  | 9191 | IPC | I | 100 | Gateway West Transm. | Conceptual | Other | Other
2014 | WECC-US | AC | 121-150 | 138 | 287 | 2018-06-01 | King, ID | Wood River, ID | 59 |  | 9191 | IPC | I | 100 | King-Wood River Reconductor | Planned | Reliability | Other
2014 | WECC-US | AC | 121-150 | 138 | 90 | 2018-06-01 | King, ID | Wood River, ID | -59 |  | 9191 | IPC | I | 100 | King-Wood River Reconductor | Planned | Reliability | Other
2014 | WECC-US | AC | 121-150 | 138 | 200 | 2020-06-01 | Wood River, ID | Ketchum, ID | 10 |  | 9191 | IPC | I | 100 | Wood River-Ketchum Transmission | Planned | Reliability | Other
2014 | WECC-US | AC | 200-299 | 230 | 559 | 2018-06-01 | SW of Kuna, ID | NE of Kuna, ID | 16 |  | 9191 | IPC | I | 100 | Bowmont-Hubbard Transmission | Planned | Other | Other
2014 | WECC-US | AC | 400-599 | 400-599 | From 2200 to 3000 MW | 2018-01-01 | Broadwater or Colstrip | Garrison- BPA Existing Line | Existing Circuit |  | 13902 | NWMT | I | 30 | 400-599 kV Upgrade | Planned | Variable/Renewable Integration | Economics or Congestion
2014 | WECC-US | AC | 300-399 | 300-399 | 1163 | 2015-06-01 | Sigurd, UT | Central,UT | 165 |  | 14354 | PACE | I | 100 | Sigurd-Red Butte 300-399 kV #2 line | Planned | Reliability | Economics or Congestion
2014 | WECC-US | AC | 400-599 | 400-599 | 3681.5 |  | Carbon County, WY | Mona, UT | 400 |  | 14354 | PACE | I | 100 | Aeolus-Clover 400-599 kV line#1 | Planned | Economics or Congestion | Variable/Renewable Integration
2014 | WECC-US | AC | 300-399 | 300-399 | 1332 |  | South Jordan, UT | SLC,UT | 28 |  | 14354 | PACE | I | 100 | Oquirrh-Terminal 300-399 kV line | Planned | Economics or Congestion | Reliability
2014 | WECC-US | AC | 200-299 | 200-299 | 888 |  | Windstar,WY | Carbon County, WY | 76 |  | 14354 | PACE | I | 100 | Windstar-Aeolus 200-299 kV #1 line | Planned | Economics or Congestion
2014 | WECC-US | AC | 400-599 | 400-599 | 3681.5 |  | Carbon County, WY | Rock Springs, WY | 154 |  | 14354 | PACE | I | 100 | Aeolus-Anticline/Bridger 400-599 kV line #1 | Planned | Economics or Congestion
2014 | WECC-US | AC | 400-599 | 400-599 | 3681.5 |  | Rock Springs, WY | Downey, ID | 203 |  | 14354 | PACE | I | 100 | Anticline/Bridger-Populus 400-599 kV line #1 | Planned | Economics or Congestion
2014 | WECC-US | AC | 300-399 | 300-399 | 1163 |  | Red Butte/Washington County, UT Sigurd, UT | St. George, Utah Hurricane, Utah | 170 |  | 14354 | PACE | I | 100 | Red Butte - St. George 300-399 kV Line Sigurd-Three Peaks-Hurricane-St George 300-399 kV line | Planned | Economics or Congestion | Reliability
2014 | WECC-US | AC | 200-299 | 200-299 | 888 |  | Aeolus, WY | Dave Johnston substation,WY | 70 |  | 14354 | PACE | I | 100 | DJ- Aeolus 200-299 kV line rebuild with bundled 1272 | Planned | Economics or Congestion
2014 | WECC-US | AC | 121-150 | 121-150 | 200 | 2017-11-01 | Evanston, WY | Park City, UT | 70 |  | 14354 | PACE | I | 100 | Southwest Wyoming - Silver Creek 138 kV line | Under Construction | Reliability | Economics or Congestion
2014 | WECC-US | AC | 121-150 | 121-150 | 200 | 2017-11-01 | Heber, UT | Midway, UT | 10 |  | 14354 | PACE | I | 100 | Jordanelle - Midway 138 kV line | Planned | Reliability
2014 | WECC-US | AC | 200-299 | 200-299 | 400-599 | 2017-11-01 | Wallula | McNary | 29.04 | OH | 14354 | PACW | I | 100 | Wallula to McNary 200-299 kV Line | Planned | Economics or Congestion | Reliability
2014 | WECC-US | AC | 200-299 | 200-299 | 400-599 | 2018-01-01 | Vantage | Pomona Heights | 66.27 | OH | 14354 | PACW | I | 100 | Vantage to Pomona 200-299 kV Line | Planned | Reliability | Economics or Congestion
2014 | WECC-US | AC | 200-299 | 200-299 | 400-599 | 2019-05-01 | Grants Pass New Substation | Grants Pass | 17.5 | OH | 14354 | PACW | I | 100 | Grants Pass New Substation to Grants Pass 200-299 kV Line | Planned | Reliability
2014 | WECC-US | AC | 200-299 | 200-299 | 574 | 2018-06-01 | Blue Lake | Gresham | 6.1 | OH | 15248 | PGN | I | PGE 100 % | Blue Lake - Gresham 200-299 kV Line | Planned | Reliability | Economics or Congestion
2014 | WECC-US | AC | 200-299 | 200-299 | 574 | 2018-06-01 | Blue Lake | Troudale | 1.5 | OH | 15248 | PGN | I | PGE 100 % | Blue Lake - Troutdale 200-299 kV line | Planned | Reliability | Economics or Congestion
2014 | WECC-US | AC | 200-299 | 200-299 | 574 | 2018-06-01 | Blue Lake | Troudale | 1.5 | OH | 15248 | PGN | I | PGE 100 % | Blue Lake - Troutdale 200-299 kV line #2 | Planned | Reliability | Economics or Congestion
2014 | WECC-US | AC | 200-299 | 200-299 | 574 | 2018-06-01 | Horizon | St. Mary's/Trojan | 4.4 | OH | 15248 | PGN | I | PGE 100 % | Horizon - St. Marys/Trojan 200-299 kV Three Terminal Line | Planned | Reliability | Economics or Congestion
2014 | WECC-US | AC | 100-120 | 100-120 | 168 | 2018-06-01 | Harrison | Marquam | 1.6 | OH | 15248 | PGN | I | PGE 100 % | Harrison - Marquam 100-120 kV line | Planned | Reliability | Economics or Congestion
2014 | WECC-US | AC | 100-120 | 100-120 | 219 | 2019-06-01 | Orenco | Sunset | 2.7 | OH | 15248 | PGN | I | PGE 100 % | Orenco - Sunset 100-120 kV line | Planned | Reliability | Economics or Congestion
2014 | WECC-US | AC | 200-299 | 200-299 | 733 | 2016-10-01 | Sumner WA | Puyallup WA | 8 |  | 15400-599 | PSE | I | 100 | Pierce County | Planned | Reliability
2014 | WECC-US | AC | 100-120 | 100-120 | 314 | 2016-11-01 | Kirkland WA | Sammamish WA | 5.2 |  | 15400-599 | PSE | I | 100 | North King County | Planned | Reliability
2014 | WECC-US | AC | 100-120 | 100-120 | 314 | 2022-11-01 | Federal Way WA | Puyallup WA | 6.3 |  | 15400-599 | PSE | I | 100 | South King County | Planned | Reliability
2014 | WECC-US | AC | 100-120 | 100-120 | 314 | 2022-11-01 | Berrydale WA | Enumclaw WA | 18 |  | 15400-599 | PSE | I | 100 | South King County | Planned | Reliability
2014 | WECC-US | AC | 100-120 | 100-120 | 314 | 2020-11-01 | Puyallup WA | Lacey WA | 15 |  | 15400-599 | PSE | I | 100 | Pierce and Thurston Counties | Planned | Reliability
2014 | WECC-US | AC | 100-120 | 100-120 | TBD | 2018-11-01 | Lacey WA | Yelm WA | 15 |  | 15400-599 | PSE | I | 100 | Thurston County | Planned | Reliability
2014 | WECC-US | AC | 100-120 | 100-120 | TBD | 2022-11-01 | Ferndale WA | Custer WA | 8 |  | 15400-599 | PSE | I | 100 | Whatcom County | Planned | Reliability
2014 | WECC-US | AC | 100-120 | 100-120 | 314 | 2024-11-01 | Sumner WA | Auburn WA | 2.5 |  | 15400-599 | PSE | I | 100 | South King County | Planned | Reliability
2014 | WECC-US | AC | 100-120 | 100-120 | 314 | 2022-11-01 | Sumner WA | Auburn WA | 2.3 |  | 15400-599 | PSE | I | 100 | South King County | Planned | Reliability
2014 | WECC-US | AC | 100-120 | 100-120 | 314 | 2023-11-01 | Berrydale WA | Snoqualmie WA | 10 |  | 15400-599 | PSE | I | 100 | King County | Planned | Reliability
2014 | WECC-US | AC | 100-120 | 100-120 | 314 | 2022-11-01 | Sumas WA | Everson WA | 10 |  | 15400-599 | PSE | I | 100 | Whatcom County | Planned | Reliability
2014 | WECC-US | AC | 100-120 | 100-120 | 314 | 2025-11-01 | Renton WA | Bellevue WA | 7 |  | 15400-599 | PSE | I | 100 | King County | Planned | Reliability
2014 | WECC-US | AC | 100-120 | 200-299 | TBD | 2018-11-01 | Manchester WA | Poulsbo WA | 15 |  | 15400-599 | PSE | I | 100 | Kitsap County | Planned | Reliability
2014 | WECC-US | AC | 200-299 | 200-299 | TBD | 2018-11-01 | Sammamish WA | Renton WA | 16 |  | 15400-599 | PSE | I | 100 | King County | Planned | Reliability
2014 | WECC-US | AC | 100-120 | 100-120 | TBD | 2023-11-01 | Kenmore WA | Kirkland WA | 4 |  | 15400-599 | PSE | I | 100 | King County | Planned | Reliability
2014 | WECC-US | AC | 200-299 | 200-299 | 1042 | 2014-10-01 | Lacey WA | Lacey WA | 10 |  | 15400-599 | PSE | I | 100 | Thurston County | Planned | Reliability
2014 | WECC-US | AC | 400-599 | 400-599 | 4936 @ -5° C 3949 @ 30° C | 2021-05-01 | Castle Rock, WA | Troutdale, OR | 70 | OH | 1738 | BPA | F | 100 | Castle Rock-Troutdale 500 kV line | Planned | Variable/Renewable Integration | Economics or Congestion
2014 | WECC-US | AC | 400-599 | 400-599 | 4936 @ -5° C 3949 @ 30° C | 2015-12-01 | Clyde, WA | Central Ferry, WA | 38 | OH | 1738 | BPA | F | 100 | Lower Monumental-Central Ferry 500kV line | Planned | Variable/Renewable Integration | Economics or Congestion
2014 | WECC-US | AC | 121-150 | 138 | TBD | 2016-11-01 | Caribu County, ID | Caribu County, ID | 22 | OH | 1738 | BPA | F | 100 | Hooper Springs-Lower Valley 115 kV line | Planned | Reliability | Reliability
2014 | WECC-US | AC | 400-599 | 400-599 | 4936 @ -5° C 3949 @ 30° C | 2015-11-01 | The Dalles, OR | Goldendale, WA | 28 | OH | 1738 | BPA | F | 100 | Big Eddy-Knight 500kV | Planned | Variable/Renewable Integration | Economics or Congestion
2014 | WECC-US | AC | 100-120 | 100-120 | TBD | 2021-12-01 | Rocky Reach | Chelan #1 | 29 | OH | 3413 | CHPD | M | 1 | Rocky Reach-Chelan #1 Rebuild | Conceptual | Reliability | Other
2014 | WECC-US | AC | 200-299 | 200-299 | 555 | 2014-03-01 | Douglas Switchyard | Rapids Switchyard | 13 | OH | 5326 | DOPD | M | 100 | Douglas-Rapids 200-299-kV Line | Planned | Reliability | Economics or Congestion
2014 | WECC-US | AC | 200-299 | 200-299 | 555 | 2016-06-01 | Rapids Switchyard | Columbia Substation | 9 | OH | 5326 | DOPD | M | 100 | Rapids-Columbia 200-299-kV Line | Planned | Reliability | Economics or Congestion
2014 | WECC-US | AC | 100-120 | 100-120 | 100 | 2016-12-01 | Watson Draw Tap Switch | Gold Creek Substation | 13.68 | OH | 5286 | OKPD | M | 100 | So. Pateros-Twisp 100-120-kV Line | Planned | Reliability | Economics
2014 | WECC-US | AC | 100-120 | 100-120 | 100 | 2016-12-01 | Gold Creek Substation | Twisp Switchyard | 14.48 | OH | 5286 | OKPD | M | 100 | No. Pateros-Twisp 100-120-kV Line | Planned | Reliability | Economics
2014 | WECC-US | AC | 100-120 | 100-120 | 100 | 2019-12-01 | Tonasket Switchyard | Aeneas Substation | 16.05 | OH | 5286 | OKPD | M | 100 | Tonasket/Aeneas 100-120-KV Line | Conceptual | Reliability | Economics
2014 | WECC-US | AC | 100-120 | 100-120 | 239 | 2017-05-01 | Rocky Ford | Larson | 7 | OH |  | GCPD | M | 1 | Rocky Ford - Dover - Larson 115 kV line | Planned | Reliability | Reliability
2014 | WECC-US | AC | 200-299 | 200-299 | 565 | 2018-06-01 | Walters Ferry, ID | Bowmont, ID | 13 |  | 9191 | IPC | I | 100 | Hemingway-Boardman Transm | Conceptual | Other | Other
2014 | WECC-US | AC | 400-599 | 400-599 | 3000 | 2020-06-01 | Walters Ferry, ID | Boardman, OR | 300 |  | 9191 | IPC | I | unknown at this time | Hemingway-Boardman Transm | Conceptual | Other | Other
2014 | WECC-US | AC | 300-399 | 300-399 | 1386 | 2024-06-01 | American Falls, ID | Pocatello, ID | 32 |  | 9191 | IPC | I | 100 | Gateway West Transm. | Conceptual | Other | Other
2014 | WECC-US | AC | 300-399 | 400-599 | 2079 | 2024-06-01 | Shoshone, ID | Pocatello, ID | -84 |  | 9191 | IPC | I | 100 | Gateway West Transm. | Conceptual | Other | Other
2014 | WECC-US | AC | 300-399 | 300-399 | 1386 | 2024-06-01 | Shoshone, ID | Pocatello, ID | -32 |  | 9191 | IPC | I | 100 | Gateway West Transm. | Conceptual | Other | Other
2014 | WECC-US | AC | 400-599 | 400-599 | 3000 | 2019-06-01 | Hollister, ID | Walters Ferry, ID | 161 |  | 9191 | IPC | I | unknown at this time | Gateway West Transm. | Conceptual | Other | Other
2014 | WECC-US | AC | 400-599 | 400-599 | 3000 | 2019-06-01 | Downey, ID | American Falls, ID | 55 |  | 9191 | IPC | I | unknown at this time | Gateway West Transm. | Conceptual | Other | Other
2014 | WECC-US | AC | 400-599 | 400-599 | 3000 | 2019-06-01 | Shoshone, ID | American Falls, ID | 84 |  | 9191 | IPC | I | 100 | Gateway West Transm. | Conceptual | Other | Other
2014 | WECC-US | AC | 400-599 | 400-599 | 3000 | 2019-06-01 | Hollister, ID | Shoshone, ID | 34 |  | 9191 | IPC | I | unknown at this time | Gateway West Transm. | Conceptual | Other | Other
2014 | WECC-US | AC | 400-599 | 400-599 | 3000 | 2021-06-01 | Shoshone, ID | Walters Ferry, ID | 126 |  | 9191 | IPC | I | 100 | Gateway West Transm. | Conceptual | Other | Other
2014 | WECC-US | AC | 121-150 | 138 | 287 | 2014-06-01 | Bowmont, ID | Nampa. ID | 9 |  | 9191 | IPC | I | 100 | Bowmont-Happy Valley Transm. | Planned | Other | Other
2014 | WECC-US | AC | 121-150 | 138 | 287 | 2018-06-01 | King, ID | Wood River, ID | 59 |  | 9191 | IPC | I | 100 | King-Wood River Reconductor | Planned | Reliability | Other
2014 | WECC-US | AC | 121-150 | 138 | 90 | 2018-06-01 | King, ID | Wood River, ID | -59 |  | 9191 | IPC | I | 100 | King-Wood River Reconductor | Planned | Reliability | Other
2014 | WECC-US | AC | 121-150 | 138 | 200 | 2020-06-01 | Wood River, ID | Ketchum, ID | 10 |  | 9191 | IPC | I | 100 | Wood River-Ketchum Transmission | Planned | Reliability | Other
2014 | WECC-US | AC | 400-599 | 400-599 | From 2200 to 3000 MW | 2018-01-01 | Broadwater or Colstrip | Garrison- BPA Existing Line | Existing Circuit |  | 13902 | NWMT | I | 30 | 400-599 kV Upgrade | Planned | Variable/Renewable Integration | Economics or Congestion
2014 | WECC-US | AC | 200-299 | 200-299 | From 337 to 383 MW | 2014-07-01 | Mill Creek, MT | AMPS Substation, ID | Existing Circuit |  | 13902 | NWMT | I | 100 | Path 18 46 MW Upgrade | Planned | Economics or Congestion | None
2014 | WECC-US | AC | 300-399 | 300-399 | 1163 | 2015-06-01 | Sigurd, UT | Central,UT | 165 |  | 14354 | PACE | I | 100 | Sigurd-Red Butte 300-399 kV #2 line | Planned | Reliability | Economics or Congestion
2014 | WECC-US | AC | 400-599 | 400-599 | 3681.5 |  | Carbon County, WY | Mona, UT | 400 |  | 14354 | PACE | I | 100 | Aeolus-Clover 400-599 kV line#1 | Planned | Economics or Congestion | Variable/Renewable Integration
2014 | WECC-US | AC | 300-399 | 300-399 | 1332 |  | South Jordan, UT | SLC,UT | 28 |  | 14354 | PACE | I | 100 | Oquirrh-Terminal 300-399 kV line | Planned | Economics or Congestion | Reliability
2014 | WECC-US | AC | 200-299 | 200-299 | 888 |  | Windstar,WY | Carbon County, WY | 76 |  | 14354 | PACE | I | 100 | Windstar-Aeolus 200-299 kV #1 line | Planned | Economics or Congestion
2014 | WECC-US | AC | 400-599 | 400-599 | 3681.5 |  | Carbon County, WY | Rock Springs, WY | 154 |  | 14354 | PACE | I | 100 | Aeolus-Anticline/Bridger 400-599 kV line #1 | Planned | Economics or Congestion
2014 | WECC-US | AC | 400-599 | 400-599 | 3681.5 |  | Rock Springs, WY | Downey, ID | 203 |  | 14354 | PACE | I | 100 | Anticline/Bridger-Populus 400-599 kV line #1 | Planned | Economics or Congestion
2014 | WECC-US | AC | 300-399 | 300-399 | 1163 |  | Sigurd, UT | Hurricane, Utah | 170 |  | 14354 | PACE | I | 100 | Sigurd-Three Peaks-Hurricane-St George 300-399 kV line | Planned | Economics or Congestion | Reliability
2014 | WECC-US | AC | 200-299 | 200-299 | 888 |  | Aeolus, WY | Dave Johnston substation,WY | 70 |  | 14354 | PACE | I | 100 | DJ- Aeolus 200-299 kV line rebuild with bundled 1272 | Planned | Economics or Congestion
2014 | WECC-US | AC | 200-299 | 200-299 | 400-599 | 2017-12-01 | Wallula | McNary | 29.04 | OH | 14354 | PACW | I | 100 | Wallula to McNary 200-299 kV Line | Planned | Economics or Congestion | Reliability
2014 | WECC-US | AC | 200-299 | 200-299 | 400-599 | 2016-12-01 | Vantage | Pomona Heights | 66.27 | OH | 14354 | PACW | I | 100 | Vantage to Pomona 200-299 kV Line | Planned | Reliability | Economics or Congestion
2014 | WECC-US | AC | 200-299 | 200-299 | 400-599 | 2019-12-01 | Table Mtn | Grants Pass | 17.5 | OH | 14354 | PACW | I | 100 | Table Mtn to Grants Pass 200-299 kV Line | Planned | Reliability
2014 | WECC-US | AC | 200-299 | 200-299 | 900 | 2018-06-01 | Blue Lake | Gresham | 6.1 | OH | 15248 | PGN | I | PGE 100 % | Blue Lake - Gresham 200-299 kV Line | Planned | Reliability | Economics or Congestion
2014 | WECC-US | AC | 200-299 | 200-299 | 797 | 2018-06-01 | Blue Lake | Troudale | 1.5 | OH | 15248 | PGN | I | PGE 100 % | Blue Lake - Troutdale 200-299 kV line | Planned | Reliability | Economics or Congestion
2014 | WECC-US | AC | 200-299 | 200-299 | 900 | 2018-06-01 | Blue Lake | Troudale | 1.5 | OH | 15248 | PGN | I | PGE 100 % | Blue Lake - Troutdale 200-299 kV line #2 | Planned | Reliability | Economics or Congestion
2014 | WECC-US | AC | 200-299 | 200-299 | 900 | 2018-06-01 | Horizon | St. Mary's/Trojan | 4.4 | OH | 15248 | PGN | I | PGE 100 % | Horizon - St. Mary's/Trojan 200-299 kV Three Terminal Line | Planned | Reliability | Economics or Congestion
2014 | WECC-US | AC | 200-299 | 200-299 | 733 | 2016-10-01 | Sumner WA | Puyallup WA | 8 |  | 15400-599 | PSE | I | 100 | Pierce County | Planned | Reliability
2014 | WECC-US | AC | 100-120 | 100-120 | 314 | 2016-11-01 | Kirkland WA | Sammamish WA | 5.2 |  | 15400-599 | PSE | I | 100 | North King County | Planned | Reliability
2014 | WECC-US | AC | 100-120 | 100-120 | 314 | 2022-11-01 | Federal Way WA | Puyallup WA | 6.3 |  | 15400-599 | PSE | I | 100 | South King County | Planned | Reliability
2014 | WECC-US | AC | 100-120 | 100-120 | 314 | 2022-11-01 | Berrydale WA | Enumclaw WA | 18 |  | 15400-599 | PSE | I | 100 | South King County | Planned | Reliability
2014 | WECC-US | AC | 100-120 | 100-120 | 314 | 2020-11-01 | Puyallup WA | Lacey WA | 15 |  | 15400-599 | PSE | I | 100 | Pierce and Thurston Counties | Planned | Reliability
2014 | WECC-US | AC | 100-120 | 100-120 | TBD | 2018-11-01 | Lacey WA | Yelm WA | 15 |  | 15400-599 | PSE | I | 100 | Thurston County | Planned | Reliability
2014 | WECC-US | AC | 100-120 | 100-120 | TBD | 2022-11-01 | Ferndale WA | Custer WA | 8 |  | 15400-599 | PSE | I | 100 | Whatcom County | Planned | Reliability
2014 | WECC-US | AC | 100-120 | 100-120 | 314 | 2024-11-01 | Sumner WA | Auburn WA | 2.5 |  | 15400-599 | PSE | I | 100 | South King County | Planned | Reliability
2014 | WECC-US | AC | 100-120 | 100-120 | 314 | 2022-11-01 | Sumner WA | Auburn WA | 2.3 |  | 15400-599 | PSE | I | 100 | South King County | Planned | Reliability
2014 | WECC-US | AC | 100-120 | 100-120 | 314 | 2023-11-01 | Berrydale WA | Snoqualmie WA | 10 |  | 15400-599 | PSE | I | 100 | King County | Planned | Reliability
2014 | WECC-US | AC | 100-120 | 100-120 | 314 | 2022-11-01 | Sumas WA | Everson WA | 10 |  | 15400-599 | PSE | I | 100 | Whatcom County | Planned | Reliability
2014 | WECC-US | AC | 100-120 | 100-120 | 314 | 2025-11-01 | Renton WA | Bellevue WA | 7 |  | 15400-599 | PSE | I | 100 | King County | Planned | Reliability
2014 | WECC-US | AC | 100-120 | 200-299 | TBD | 2018-11-01 | Manchester WA | Poulsbo WA | 15 |  | 15400-599 | PSE | I | 100 | Kitsap County | Planned | Reliability
2014 | WECC-US | AC | 200-299 | 200-299 | TBD | 2018-11-01 | Sammamish WA | Renton WA | 16 |  | 15400-599 | PSE | I | 100 | King County | Planned | Reliability
2014 | WECC-US | AC | 100-120 | 100-120 | TBD | 2023-11-01 | Kenmore WA | Kirkland WA | 4 |  | 15400-599 | PSE | I | 100 | King County | Planned | Reliability
2014 | WECC-US | AC | 200-299 | 200-299 | TBD | 2014-10-01 | Lacey WA | Lacey WA | 10 |  | 15400-599 | PSE | I | 100 | Thurston County | Planned | Reliability
2014 | WECC-US | AC | 100-120 | 100-120 | 150 | 2017-01-01 | New Bowdoin Sub | Pump Station No. 9 | 48 |  |  | CMEPC | C | 100 | Pump Station No.9 | Planned | Reliability | Other-serve new load
2014 | WECC-US | AC | 121-150 |  |  | 2016-11-01 | Evanston, WY | Park City, UT | 70 |  | 14354 | PACE | I | 100 | Southwest Wyoming-Silver Creek 138 kV line | Planned | Reliability | Economics or Congestion
2014 | WECC-US | AC | 400-599 | 400-599 | 2595 | 2016-06-01 | Maricopa Co. AZ | Wintersburg AZ | 15 | OH | 803 | APS | I | APS-90%; CADWP-10% | Delaney - Palo Verde 400-599 kV Line | Planned | Economics or Congestion | Reliability
2014 | WECC-US | AC | 200-299 | 200-299 | 2595 | 2016-06-01 | Buckeye AZ | Surprise AZ | 15 | OH | 803 | APS | I | 100 | Sun Valley – Trilby Wash 200-299 kV Line | Planned | Economics or Congestion | Reliability
2014 | WECC-US | AC | 400-599 | 400-599 | 1903 | 2015-06-01 | Wintersburg AZ | Yuma AZ | 100-120 | OH | 803 | APS | I | APS - 80%; IID - 20% | Hassayampa - North Gila 400-599 kV line | Planned | Economics or Congestion | Reliability
2014 | WECC-US | AC | 200-299 | 200-299 | 1194 | 2015-06-01 | Surprise AZ | Goodyear AZ | 12 | OH | 803 | APS | I | 100 | TS2– Palm Valley 200-299 kV Line | Planned | Reliability | Economics or Congestion
2014 | WECC-US | AC | 200-299 | 200-299 | 1194 | 2015-06-01 | Surprise AZ | Surprise AZ | 12 | OH | 803 | APS | I | 100 | TS2– Trilby Wash 200-299 kV Line | Planned | Reliability | Economics or Congestion
2014 | WECC-US | AC | 400-599 | 400-599 | 2595 | 2018-06-01 | Buckeye AZ | Peoria AZ | 40 | OH | 803 | APS | I | APS-90%; CADWP-10% | Sun Valley – Morgan 400-599 kV Line | Planned | Economics or Congestion | Reliability
2014 | WECC-US | AC | 400-599 | 400-599 | 2595 | 2016-06-01 | Maricopa Co. AZ | Buckeye AZ | 28 | OH | 803 | APS | I | APS-90%; CADWP-10% | Delaney - Sun Valley 400-599 kV Line | Planned | Economics or Congestion | Reliability
2014 | WECC-US | AC | 200-299 | 200-299 | 2595 | 2018-06-01 | Yuma AZ | Yuma AZ | 13 | OH | 803 | APS | I | 100 | North Gila - Orchard 200-299 kV Line | Planned | Economics or Congestion | Reliability
2014 | WECC-US | AC | 100-120 | 100-120 | 156.6 | 2016-05-01 | Las Cruces, NM | Las Cruces, NM | 32 | OH | 5701 | EPE | I | 100 | Afton-Airport Jornada 100-120 kV Line | Planned | Other | Load Growth
2014 | WECC-US | AC | 100-120 | 100-120 | 353 | 2016-05-01 | El Paso, Tx | El Paso,Tx | 2.5 | OH | 5701 | EPE | I | 100 | Caliente-Montana 100-120 kV Line Third Circuit | Planned | Reliability | Load Growth
2014 | WECC-US | AC | 100-120 | 100-120 | 353 | 2017-05-01 | El Paso, Tx | El Paso,Tx | 6 | OH | 5701 | EPE | I | 100 | Montana-Montwood 100-120 kV Line | Planned | Reliability | Load Growth
2014 | WECC-US | AC | 100-120 | 100-120 | 156.6 | 2020-05-01 | El Paso, Tx | El Paso,Tx | 18 | OH | 5701 | EPE | I | 100 | E1-E2 100-120 kV Line | Planned | Reliability | Load Growth
2014 | WECC-US | AC | 100-120 | 100-120 | 156.6 | 2020-05-01 | El Paso, Tx | El Paso,Tx | 4.3 | OH | 5701 | EPE | I | 100 | E2-Horizon 100-120 kV Line | Planned | Reliability | Load Growth
2014 | WECC-US | AC | 100-120 | 100-120 | 156.6 | 2021-05-01 | El Paso, Tx | El Paso,Tx | 12 | OH | 5701 | EPE | I | 100 | E2-Felipe 100-120 kV Line | Planned | Reliability | Load Growth
2014 | WECC-US | AC | 200-299 |  | 1166 | 2017-12-01 | Dixieland Substation | Imperial Valley Substation | 8 | OH |  | Imperial Irrigation District |  |  | Imperial Valley-Dixieland 230 kV line | Planned | Variable/Renewable Integration | Reliability
2014 | WECC-US | AC | 200-299 |  | 1166 | 2018-12-01 | Highline Substation | El Centro Switching Station | 20 | OH |  | Imperial Irrigation District |  |  | Highline to El Centro Switching Stations (ECSS) double circuit 230 kV transmission line | Planned | Variable/Renewable Integration | Reliability
2014 | WECC-US | AC | 200-299 |  | 1166 | 2019-06-01 | Midway Substation | Bannister Substations | 24 | OH |  | Imperial Irrigation District |  |  | Midway-Hoober-Bannister 230 kV Transmission Line | Planned | Variable/Renewable Integration | Variable/Renewable Integration
2014 | WECC-US | AC | 200-299 |  | 1166 | 2016-03-01 | IV Substation | Fern Station, Liebert Station | 1.3 | OH |  | Imperial Irrigation District |  |  | Imperial Valley Substation (IV Sub) to Fern and Liebert Stations Transmission Project | Under Construction | Variable/Renewable Integration | Reliability
2014 | WECC-US | AC | 200-299 |  | 1166 | 2018-12-01 | El Centro Switching Station | Fern Switching Station | 18 | OH |  | Imperial Irrigation District |  |  | El Centro Switching Station (ECSS)- Fern Switching Station | Planned | Variable/Renewable Integration | Reliability
2014 | WECC-US | AC | 200-299 |  | 1166 | 2019-12-01 | North Gila Switching Station | Highline Substation | 75 | OH |  | Imperial Irrigation District |  |  | North Gila to Highline 230 kV Transmission Line | Planned | Variable/Renewable Integration | Reliability
2014 | WECC-US | AC | 200-299 | 200-299 | 1200 | 2023-06-01 | Las Vegas NV | Las Vegas NV | 1 | OH | 13407 | NEVP | I | 100 | Sunrise 400-599 kV project (Sunrise - Winterwood #1) | Planned | Economics or Congestion
2014 | WECC-US | AC | 200-299 | 200-299 | 1200 | 2023-06-01 | Las Vegas NV | Las Vegas NV | 1 | OH | 13407 | NEVP | I | 100 | Sunrise 400-599 kV project (Sunrise - Winterwood #2) | Planned | Economics or Congestion
2014 | WECC-US | AC | 200-299 | 200-299 | 810 | 2023-06-01 | Las Vegas NV | Las Vegas NV | 18 | OH | 13407 | NEVP | I | 100 | Sunrise 400-599 kV project (Sunrise - Equestrian #1) | Planned | Economics or Congestion
2014 | WECC-US | AC | 200-299 | 200-299 | 810 | 2023-06-01 | Las Vegas NV | Las Vegas NV | 18 | OH | 13407 | NEVP | I | 100 | Sunrise 400-599 kV project (Sunrise - Equestrian #2) | Planned | Economics or Congestion
2014 | WECC-US | AC | 200-299 | 200-299 | 810 | 2023-06-01 | Las Vegas NV | Las Vegas NV | 4 | OH | 13407 | NEVP | I | 100 | Sunrise 400-599 kV project (Sunrise - Clark #1) | Planned | Economics or Congestion
2014 | WECC-US | AC | 400-599 | 400-599 | 3000 | 2023-06-01 | Las Vegas NV | Las Vegas NV | 8 | OH | 13407 | NEVP | I | 100 | Sunrise 400-599 kV project (Mead - HA fold Line #1) | Planned | Economics or Congestion
2014 | WECC-US | AC | 400-599 | 400-599 | 3000 | 2023-06-01 | Las Vegas NV | Las Vegas NV | 8 | OH | 13407 | NEVP | I | 100 | Sunrise 400-599 kV project (Mead - HA fold Line #2) | Planned | Economics or Congestion
2014 | WECC-US | AC | 400-599 | 400-599 | 3000 | 2020-06-01 | Las Vegas NV | Las Vegas NV | 28 | OH | 13407 | NEVP | I | 100 | Harry Allen - Northwest #2 400-599kV | Conceptual | Variable/Renewable Integration | Economics or Congestion
2014 | WECC-US | AC | 400-599 | 400-599 | 3000 | 2016-01-01 | Boulder City NV | Lathrop WellsNV | 110 | OH | 13407 | NEVP | I | 0% (WAPA OWNED) | Mead - Amaragosa 400-599kV | Conceptual | Variable/Renewable Integration
2014 | WECC-US | AC | 400-599 | 400-599 | 3000 | 2020-01-01 | Las Vegas NV | Lathrop WellsNV | 75 | OH | 13407 | NEVP | I | 100 | Northwest - Amargosa 400-599kV | Conceptual | Variable/Renewable Integration
2014 | WECC-US | AC | 400-599 | 400-599 | TBD | 2015-06-01 | Las Vegas NV | Las Vegas NV | 0 | OH | 13407 | NEVP | I | 100 | Harry Allen / Eldorado 400-599kV #1 | Planned | Variable/Renewable Integration
2014 | WECC-US | AC | 400-599 | 400-599 | TBD | 2020-06-01 | Las Vegas NV | Las Vegas NV | 0 | OH | 13407 | NEVP | I | 100 | Harry Allen / Eldorado 400-599kV #3 | Planned | Variable/Renewable Integration
2014 | WECC-US | AC | 200-299 | 200-299 | 810 | 2018-06-01 | Las Vegas NV | Las Vegas NV | 5 | OH | 13407 | NEVP | I | 100 | Pecos - Brooks 200-299 kV Line | Planned | Economics or Congestion
2014 | WECC-US | AC | 200-299 | 200-299 | 600 | 2016-12-01 | Shiprock, NM | near Ignaciao, CO | 70 |  | 030102 | TSGT | C | 1 | San Juan Basin Energy Connect Project | Under Construction | Reliability | Economics or Congestion
2014 | WECC-US | AC | 100-120 | 100-120 | 80 | 2015-12-01 | Escalante, NM | Gallup ,NM | 42 |  | 030102 | TSGT | C | 1 | Escalante-Gallup 100-120 kV Line Uprate | Under Construction | Reliability | Economics or Congestion
2014 | WECC-US | AC | 100-120 | 100-120 | 200 | 2016-09-01 | North | Montano | 2.3 |  | 030105 | PNM | I | 1 | Richmond Switching Station | Planned | Reliability | Other
2014 | WECC-US | AC | 100-120 | 100-120 | 285 | 2018-06-01 | Buckman | White Rock | 12 |  | 030106 | Los Alamos County | M | 1 | Los Alamos Service Area Transmission Capacity Upgrade | Conceptual | Economics or Congestion | Other
2014 | WECC-US | AC | 100-120 | 100-120 | 285 | 2021-06-01 | BA | STA | 12 |  | 030106 | Los Alamos County | M | 1 | Los Alamos Service Area Transmission Capacity Upgrade | Conceptual | Economics or Congestion | Other
2014 | WECC-US | AC | 300-399 | 300-399 | 1195 | 2015-06-01 | San Juan | BA | N/A |  | 030105 | PNM | I | 1 | Rio Puerco Phase 2 | Under Construction | Reliability
2014 | WECC-US | AC | 100-120 | 100-120 | 153 | 2015-12-01 | near Las Cruces | Las Cruces, NM | 3.4 |  | 030102 | TSGT | C | 1 | Picacho - Las Cruces 115 kV Uprate Project | Under Construction | Reliability | Reliability
2014 | WECC-US | AC | 100-120 | 100-120 | 168 | 2018-12-01 | near Caballo, NM | Mimbres Substation | 57 |  | 030102 | TSGT | C | 1 | Caballo-Mimbres 115 kV Rebuild Project | Under Construction | Reliability | Reliability
2014 | WECC-US | AC | 100-120 | 100-120 | 240 | 2019-12-01 | Gladstone, NM | Springer, NM | 61 |  | 030102 | TSGT | C | 1 | NENM Relaiblity Improvement | Planned | Reliability | Reliability
2014 | WECC-US | AC | 200-299 | 200-299 | 630 | 2021-12-01 | San Luis Valey Co | near Carson, NM | TBD |  | 030102 | TSGT | C | 1 | Valley Corridor Transmission ( SLV 230 kV Line) | Planned | Reliability | Reliability
2014 | WECC-US | AC | 300-399 | 300-399 | 1195 | 2015-09-01 | Four Corners | West Mesa | N/A |  | 030105 | PNM | I | 1 | Rio Puerco Phase 3 | Under Construction | Reliability
2014 | WECC-US | AC | 200-299 | 200-299 | 875 | 2021-06-01 | Gilbert AZ | Queen Creek AZ | 8 |  | 16572 | SRP | S | 100% SRP | Ball to Pfister | Planned | Reliability | Fossil-Fired Integration
2014 | WECC-US | AC | 200-299 | 200-299 | 875 | 2021-06-01 | Queen Creek AZ | Florence AZ | 12 |  | 16572 | SRP | S | 100% SRP | Pfister to Abel | Planned | Reliability | Fossil-Fired Integration
2014 | WECC-US | AC | 400-599 | 400-599 | 3000 | 2016-01-01 | Corona, NM | Coolidge AZ | 400-599 |  |  | SWPG SunZia Transmission, LLC; Salt River Project and Tri-State Generation | Other | Participation Project | SUNZIA SOUTHWEST TRANSMISSION PROJECT | Planned | Variable/Renewable Integration | Variable/Renewable Integration
2014 | WECC-US | AC | 200-299 | 200-299 | 875 | 2015-04-01 | Mesa, AZ | Mesa AZ |  |  | 16572 | SRP | S | 100% SRP | Rogers to Browning | Planned | Reliability
2014 | WECC-US | AC | 200-299 | 200-302 | TBD | 2019-04-01 | Pinal County, AZ | Ray, AZ |  |  | 16572 | SRP | S | 100% SRP | Silver King to RS29 | Conceptual | Reliability
2014 | WECC-US | AC | 100-120 | 100-121 | TBD | 2019-02-01 | Ray, AZ | Ray, AZ |  |  | 16572 | SRP | S | 100% SRP | RS29 to RS30 | Conceptual | Reliability
2014 | WECC-US | AC | 400-599 | 400-599 | TBD | 2023-12-01 | Wintersburg, AZ | Maricopa, AZ |  |  | 16572 | SRP | S | TBD | Hassayampa to Pinal West No 2 | Conceptual | Reliability
2014 | WECC-US | AC | 400-599 | 400-599 | TBD | 2015-12-01 | Goodyear, AZ |  |  |  | 16572 | SRP | S | TBD | Jojoba loop in of Hassayampa to Pinal West No 1 | Conceptual | Reliability
2014 | WECC-US | AC | 300-399 | 300-399 | 1195 | 2025-06-01 | Vail, AZ | Tucson, AZ | 11 |  | 24211 | TEP | I | TBD | Vail - Irvington 300-399 kV | Conceptual | Other | Other
2014 | WECC-US | AC | 300-399 | 300-399 | 1195 | 2025-06-01 | Tucson, AZ | Sahuarita, AZ | 16 |  | 24211 | TEP | I | TBD | Irvington - South 300-399 kV | Conceptual | Other | Other
2014 | WECC-US | AC | 300-399 | 300-399 | 1195 | 2023-06-01 | Red Rock, AZ | Marana, AZ | 15 |  | 24211 | TEP | I | TBD | Tortolita - North Loop 300-399 kV | Conceptual | Other | Other
2014 | WECC-US | AC | 400-599 | 400-599 | 1732 | 2015-05-01 | Nine Mile Corner, AZ | Red Rock, AZ | 40 |  | 24211 | TEP | I | TBD | Pinal Central - Tortolita 400-599 kV | Planned | Reliability | Economics
2014 | WECC-US | AC | 400-599 | 400-599 | TBD | 2025-06-01 | Red Rock, AZ | Benson, AZ | 80 |  | 24211 | TEP | i | TBD | Tortolita Saguaro - Winchester 400-599 kV | Conceptual | Other | Other
2014 | WECC-US | AC | 300-399 | 300-399 | 1195 | 2025-06-01 | Vail, AZ | Sahuarita, AZ | 14 |  | 24211 | TEP | I | TBD | Vail - South 300-399 kV | Conceptual | Other | Other
2014 | WECC-US | AC | 300-399 | 300-399 | 1195 | 2025-06-01 | Springerville, AZ | Greenlee, AZ | 110 |  | 24211 | TEP | I | TBD | Springerville - Greenlee 300-399 kV | Conceptual | Other | Other
2014 | WECC-US | AC | 300-399 | 300-399 | 1195 | 2025-06-01 | Red Rock, AZ | Sahuarita, AZ | 68 |  | 24211 | TEP | I | TBD | Tortolita - South 300-399 kV | Conceptual | Other | Other
2014 | WECC-US | AC | 300-399 or 400-599 | 300-399 or 400-599 | TBD | 2025-06-01 | Phoenix, AZ | Sahuarita, AZ | 68 |  | 24211 | TEP | I | TBD | Westwing - South #2 | Conceptual | Other | Other
2014 | WECC-US | AC | 200-299 | 300-399 | (2) 613 | 2017-09-01 | Alamosa County, CO | Huerfano County, CO | 93 |  | 30151 | TSGT | C / I | 40 / 60 | San Luis Valley-Calumet 200-299 kV Line | Planned | Reliability | Variable/Renewable Integration
2014 | WECC-US | AC | 100-120 | 200-299 | 319 | 2015-05-01 | ED4 | ED2 | 9.2 |  |  | Western Area Power | F | 100 | ED4-ED2 | Under Construction | Reliability | Economics or Congestion
2014 | WECC-US | AC | 151-199 | 200-299 | 279 | 2017-05-01 | Parker | Headgate Rock | 12.9 |  |  | Western Area Power | F | 100 | Parker-Headgate Rock | Conceptual | Reliability | Economics or Congestion
2014 | WECC-US | AC | 100-120 | 100-120 | 151 | 2017-06-01 | ED2 | Saguaro | 35.6 |  |  | Western Area Power | F | 100 | ED2-Saguaro #2 | Conceptual | Reliability | Other
2014 | WECC-US | AC | 100-120 | 200-299 | 88.6 | 2021-06-01 | Coolidge | Oracle | 44.7 |  |  | Western Area Power | F | 100 | Coolidge-Oracle | Conceptual | Reliability | Economics or Congestion
2014 | WECC-US | AC | 200-299 | 200-299 | 319 | 2018-06-01 | Pinal Central | ED5 | 18.4 |  |  | Western Area Power | F | 100 | Pinal Central-ED5 | Conceptual | Reliability | Economics or Congestion
2014 | WECC-US | AC | 200-299 | 200-299 | 355 | 2020-06-01 | Rogers | Coolidge | 39.9 |  |  | Western Area Power | F | 100 | Rogers-Coolidge | Conceptual | Economics or Congestion | Reliability
2014 | WECC-US | AC | 200-299 | 200-299 | 377 | 2022-06-01 | Lone Butte | Sundance | 45.7 |  |  | Western Area Power | F | 100 | Lone Butte-Sundance | Conceptual | Economics or Congestion | Reliability
2014 | WECC-US | AC | 151-199 | 200-299 | 167 | 2021-06-01 | Dome Tap | Gila | 7.5 |  |  | Western Area Power | F | 100 | Dome Tap-Gila | Conceptual | Reliability | Economics or Congestion
2014 | WECC-US | AC | 151-199 | 200-299 | 167 | 2023-06-01 | Gila | Welton Mohawk | 13 |  |  | Western Area Power | F | 100 | Gila-Welton Mohawk | Conceptual | Reliability | Economics or Congestion
2014 | WECC-US | AC | 151-199 | 200-299 | 167 | 2025-06-01 | Blythe | Gold Mine Tap | 42 |  |  | Western Area Power | F | 100 | Blythe-Gold Mine Tap | Conceptual | Reliability | Economics or Congestion
2014 | WECC-US | AC | 151-199 | 200-299 | 167 | 2023-06-01 | Gold Mine Tap | Knob | 22 |  |  | Western Area Power | F | 100 | Gold Mine Tap-Knob | Conceptual | Reliability | Economics or Congestion
2014 | WECC-US | AC | 400-599 | 400-599 | 1000 | 2016-06-01 | Maricopa Co. AZ | Wintersburg AZ | 15 | OH | 803 | APS | I | APS-90%; CADWP-10% | Delaney - Palo Verde 400-599 kV Line | Planned | Economics or Congestion | Reliability
2014 | WECC-US | AC | 200-299 | 200-299 | 1200 | 2016-06-01 | Buckeye AZ | Surprise AZ | 15 | OH | 803 | APS | I | 100 | Sun Valley – Trilby Wash 200-299 kV Line | Planned | Economics or Congestion | Reliability
2014 | WECC-US | AC | 400-599 | 400-599 | 1200 | 2015-06-01 | Wintersburg AZ | Yuma AZ | 100-120 | OH | 803 | APS | I | 100 | Palo Verde - North Gila 400-599 kV line | Planned | Economics or Congestion | Reliability
2014 | WECC-US | AC | 200-299 | 200-299 | 1200 | 2015-06-01 | Surprise AZ | Goodyear AZ | 12 | OH | 803 | APS | I | 100 | TS2– Palm Valley 200-299 kV Line | Planned | Reliability | Economics or Congestion
2014 | WECC-US | AC | 200-299 | 200-299 | 1200 | 2015-06-01 | Surprise AZ | Surprise AZ | 12 | OH | 803 | APS | I | 100 | TS2– Trilby Wash 200-299 kV Line | Planned | Reliability | Economics or Congestion
2014 | WECC-US | AC | 400-599 | 400-599 | 1200 | 2018-06-01 | Buckeye AZ | Peoria AZ | 40 | OH | 803 | APS | I | APS-90%; CADWP-10% | Sun Valley – Morgan 400-599 kV Line | Planned | Economics or Congestion | Reliability
2014 | WECC-US | AC | 400-599 | 400-599 | TBD | 2016-06-01 | Maricopa Co. AZ | Buckeye AZ | 28 | OH | 803 | APS | I | APS-90%; CADWP-10% | Delaney - Sun Valley 400-599 kV Line | Planned | Economics or Congestion | Reliability
2014 | WECC-US | AC | 200-299 | 200-299 | TBD | 2018-06-01 | Yuma AZ | Yuma AZ | 11 | OH | 803 | APS | I | 100 | North Gila - TS8 200-299 kV Line | Planned | Economics or Congestion | Reliability
2014 | WECC-US | AC | 100-120 | 100-120 | 156.6 | 2016-05-01 | Las Cruces, NM | Las Cruces, NM | 32 | OH | 5701 | EPE | I | 100 | Afton-Airport-Leasburg 100-120 kV Line | Conceptual | Other | Load Growth
2014 | WECC-US | AC | 100-120 | 100-120 | 353 | 2014-05-01 | El Paso, Tx | El Paso,Tx | 2.5 | OH | 5701 | EPE | I | 100 | Caliente-Montana 100-120 kV Line Second Circuit | Planned | Reliability | Load Growth
2014 | WECC-US | AC | 100-120 | 100-120 | 353 | 2016-05-01 | El Paso, Tx | El Paso,Tx | 2.5 | OH | 5701 | EPE | I | 100 | Caliente-Montana 100-120 kV Line Third Circuit | Planned | Reliability | Load Growth
2014 | WECC-US | AC | 100-120 | 100-120 | 353 | 2017-05-01 | El Paso, Tx | El Paso,Tx | 6 | OH | 5701 | EPE | I | 100 | Montana-Montwood 100-120 kV Line | Planned | Reliability | Load Growth
2014 | WECC-US | AC | 100-120 | 100-120 | 156.6 | 2021-05-01 | El Paso, Tx | El Paso,Tx | 10.8 | OH | 5701 | EPE | I | 100 | Montana-Picante 100-120 kV Line | Planned | Reliability | Load Growth
2014 | WECC-US | AC | 100-120 | 100-120 | 156.6 | 2019-05-01 | El Paso, Tx | El Paso,Tx | 9.8 | OH | 5701 | EPE | I | 100 | Montana-Pelicano 100-120 kV Line | Planned | Reliability | Load Growth
2014 | WECC-US | AC | 100-120 | 100-120 | 156.6 | 2020-05-01 | El Paso, Tx | El Paso,Tx | 18 | OH | 5701 | EPE | I | 100 | E1-E2 100-120 kV Line | Planned | Reliability | Load Growth
2014 | WECC-US | AC | 100-120 | 100-120 | 156.6 | 2020-05-01 | El Paso, Tx | El Paso,Tx | 4.3 | OH | 5701 | EPE | I | 100 | E2-Horizon 100-120 kV Line | Planned | Reliability | Load Growth
2014 | WECC-US | AC | 100-120 | 100-120 | 156.6 | 2021-05-01 | El Paso, Tx | El Paso,Tx | 12 | OH | 5701 | EPE | I | 100 | E2-Felipe 100-120 kV Line | Planned | Reliability | Load Growth
2014 | WECC-US | AC | 200-299 | 200-299 | 1200 | 2023-06-01 | Las Vegas NV | Las Vegas NV | 1 | OH | 13407 | NEVP | I | 100 | Sunrise 400-599 kV project (Sunrise - Winterwood #1) | Planned | Economics or Congestion
2014 | WECC-US | AC | 200-299 | 200-299 | 1200 | 2023-06-01 | Las Vegas NV | Las Vegas NV | 1 | OH | 13407 | NEVP | I | 100 | Sunrise 400-599 kV project (Sunrise - Winterwood #2) | Planned | Economics or Congestion
2014 | WECC-US | AC | 200-299 | 200-299 | 810 | 2023-06-01 | Las Vegas NV | Las Vegas NV | 18 | OH | 13407 | NEVP | I | 100 | Sunrise 400-599 kV project (Sunrise - Equestrian #1) | Planned | Economics or Congestion
2014 | WECC-US | AC | 200-299 | 200-299 | 810 | 2023-06-01 | Las Vegas NV | Las Vegas NV | 18 | OH | 13407 | NEVP | I | 100 | Sunrise 400-599 kV project (Sunrise - Equestrian #2) | Planned | Economics or Congestion
2014 | WECC-US | AC | 200-299 | 200-299 | 810 | 2023-06-01 | Las Vegas NV | Las Vegas NV | 4 | OH | 13407 | NEVP | I | 100 | Sunrise 400-599 kV project (Sunrise - Clark #1) | Planned | Economics or Congestion
2014 | WECC-US | AC | 400-599 | 400-599 | 3000 | 2023-06-01 | Las Vegas NV | Las Vegas NV | 8 | OH | 13407 | NEVP | I | 100 | Sunrise 400-599 kV project (Mead - HA fold Line #1) | Planned | Economics or Congestion
2014 | WECC-US | AC | 400-599 | 400-599 | 3000 | 2023-06-01 | Las Vegas NV | Las Vegas NV | 8 | OH | 13407 | NEVP | I | 100 | Sunrise 400-599 kV project (Mead - HA fold Line #2) | Planned | Economics or Congestion
2014 | WECC-US | AC | 400-599 | 400-599 | 3000 | 2020-06-01 | Las Vegas NV | Las Vegas NV | 28 | OH | 13407 | NEVP | I | 100 | Harry Allen - Northwest #2 400-599kV | Conceptual | Variable/Renewable Integration | Economics or Congestion
2014 | WECC-US | AC | 400-599 | 400-599 | 3000 | 2016-01-01 | Boulder City NV | Lathrop WellsNV | 110 | OH | 13407 | NEVP | I | 0% (WAPA OWNED) | Mead - Amaragosa 400-599kV | Conceptual | Variable/Renewable Integration
2014 | WECC-US | AC | 400-599 | 400-599 | 3000 | 2020-01-01 | Las Vegas NV | Lathrop WellsNV | 75 | OH | 13407 | NEVP | I | 100 | Northwest - Amargosa 400-599kV | Conceptual | Variable/Renewable Integration
2014 | WECC-US | AC | 400-599 | 400-599 | TBD | 2015-06-01 | Las Vegas NV | Las Vegas NV | 0 | OH | 13407 | NEVP | I | 100 | Harry Allen / Eldorado 400-599kV #1 | Planned | Variable/Renewable Integration
2014 | WECC-US | AC | 400-599 | 400-599 | TBD | 2020-06-01 | Las Vegas NV | Las Vegas NV | 0 | OH | 13407 | NEVP | I | 100 | Harry Allen / Eldorado 400-599kV #3 | Planned | Variable/Renewable Integration
2014 | WECC-US | AC | 200-299 | 200-299 | 810 | 2018-06-01 | Las Vegas NV | Las Vegas NV | 5 | OH | 13407 | NEVP | I | 100 | Pecos - Brooks 200-299 kV Line | Planned | Economics or Congestion
2014 | WECC-US | AC | 400-599 | 400-599 | 3000 | 2014-06-01 | Ely NV | Boulder City NV | 200-299 | OH | 17166 | NEVP | I | 0% (GBT OWNED) | Robinson - Eldorado 400-599kV Line (GBT) | Planned | Variable/Renewable Integration | Economics or Congestion
2014 | WECC-US | AC | 400-599 | 400-599 | 3000 | 2014-06-01 | Twin Falls ID | Ely NV | 280 | OH | 17166 | NEVP | I | 0% (GBT OWNED) | Robinson - Midpoint 400-599kV (GBT) | Conceptual | Variable/Renewable Integration | Economics or Congestion
2014 | WECC-US | AC | 100-120 | 120 | 200 | 2014-06-01 | Bordertown, NV | Verdi, CA | 12 | OH | 17166 | NEVP | I | 100 | Cal Sub - Bordertown 120kV | Under Construction | Economics or Congestion | Reliabllity
2014 | WECC-US | AC | 200-299 | 200-299 | 600 | 2016-12-01 | Shiprock, NM | near Ignaciao, CO | 70 |  | 030102 | TSGT | C | 1 | San Juan Basin Energy Connect Project | Under Construction | Reliability | Economics or Congestion
2014 | WECC-US | AC | 100-120 | 100-120 | 80 | 2015-12-01 | Escalante, NM | Gallup ,NM | 42 |  | 030102 | TSGT | C | 1 | Escalante-Gallup 100-120 kV Line Uprate | Under Construction | Reliability | Economics or Congestion
2014 | WECC-US | AC | 100-120 | 100-120 | 200 | 2015-12-01 | North | Montano | 2.3 |  | 030105 | PNM | I | 1 | Sandia-North Line | Planned | Reliability | Other
2014 | WECC-US | AC | 100-120 | 100-120 | 285 | 2018-06-01 | Buckman | White Rock | 12 |  | 030106 | Los Alamos County | M | 1 | Los Alamos Service Area Transmission Capacity Upgrade | Conceptual | Economics or Congestion | Other
2014 | WECC-US | AC | 100-120 | 100-120 | 285 | 2021-06-01 | BA | STA | 12 |  | 030106 | Los Alamos County | M | 1 | Los Alamos Service Area Transmission Capacity Upgrade | Conceptual | Economics or Congestion | Other
2014 | WECC-US | AC | 300-399 | 300-399 | 1195 | 2015-12-01 | San Juan | BA | N/A |  | 030105 | PNM | I | 1 | Rio Puerco Phase 2 | Planned | Reliability
2014 | WECC-US | AC | 100-120 | 100-120 | 153 | 2015-12-01 | near Las Cruces | Las Cruces, NM | 3.4 |  | 030102 | TSGT | C | 1 | Picacho - Las Cruces 115 kV Uprate Project | Under Construction | Reliability | Reliability
2014 | WECC-US | AC | 100-120 | 100-120 | 168 | 2018-12-01 | near Caballo, NM | Mimbres Substation | 57 |  | 030102 | TSGT | C | 1 | Caballo-Mimbres 115 kV Rebuild Project | Under Construction | Reliability | Reliability
2014 | WECC-US | AC | 100-120 | 100-120 | 240 | 2019-12-01 | Gladstone, NM | Springer, NM | 61 |  | 030102 | TSGT | C | 1 | NENM Relaiblity Improvement | Planned | Reliability | Reliability
2014 | WECC-US | AC | 200-299 | 200-299 | 630 | 2021-12-01 | San Luis Valey Co | near Carson, NM | TBD |  | 030102 | TSGT | C | 1 | Valley Corridor Transmission ( SLV 230 kV Line) | Planned | Reliability | Reliability
2014 | WECC-US | AC | 300-399 | 300-399 | 1195 | 2015-12-01 | Four Corners | West Mesa | N/A |  | 030105 | PNM | I | 1 | Rio Puerco Phase 3 | Planned | Reliability
2014 | WECC-US | AC | 100-120 | 100-120 | 200 | 2015-12-01 | Rio Puerco | Progress | N/A |  | 030105 | PNM | I | 1 | Rio Puerco Progress Line | Planned | Reliability
2014 | WECC-US | AC | 100-120 | 100-120 | 450 | 2014-04-01 | San Juan | Ojo | N/A |  | 030105 | PNM | I | 1 | Jicarilla 345 kV Station | Under Construction | Reliability
2014 | WECC-US | AC | 200-299 | 400-599 | 1405 | 2014-05-01 | Maricopa AZ | Mesa AZ | -87 |  | 16572 | SRP | S | various | Southeast Valley Project | Planned | Reliability
2014 | WECC-US | AC | 400-599 | 400-599 | 1670 | 2014-05-01 | Maricopa AZ | Mesa AZ | 87 |  | 16572 | SRP | S | various | Southeast Valley Project | Planned | Reliability
2014 | WECC-US | AC | 200-299 | 200-299 | 875 | 2021-06-01 | Gilbert AZ | Queen Creek AZ | 8 |  | 16572 | SRP | S | 100% SRP | Ball to Pfister | Planned | Reliability | Fossil-Fired Integration
2014 | WECC-US | AC | 200-299 | 200-299 | 875 | 2021-06-01 | Queen Creek AZ | Florence AZ | 12 |  | 16572 | SRP | S | 100% SRP | Pfister to Abel | Planned | Reliability | Fossil-Fired Integration
2014 | WECC-US | AC | 200-299 | 200-299 | 875 | 2014-05-01 | Casa Grande, AZ | Coolidge AZ | 21 |  | 16572 | SRP | S | 100% SRP | Desert Basin-Pinal Central Project | Planned | Reliability | Fossil-Fired Integration
2014 | WECC-US | AC | 400-599 | 400-599 | 3000 | 2016-01-01 | Corona, NM | Coolidge AZ | 400-599 |  |  | SWPG SunZia Transmission, LLC; Salt River Project and Tri-State Generation | Other | Participation Project | SUNZIA SOUTHWEST TRANSMISSION PROJECT | Planned | Variable/Renewable Integration | Variable/Renewable Integration
2014 | WECC-US | AC | 200-299 | 200-299 | TBD |  | Chandler, AZ | Chandler, AZ | 8 |  | 16572 | SRP | S | 100% SRP | Schrader to RS28 | Planned | Reliability
2014 | WECC-US | AC | 200-299 | 200-299 | 875 | 2016-04-01 | Mesa, AZ | Gilbert, AZ |  |  | 16572 | SRP | S |  | Rogers to Santan | Conceptual | Reliability
2014 | WECC-US | AC | 200-299 |  | 875 | 2014-04-01 | Gilbert, AZ | Chandler, AZ |  |  | 16572 | SRP | S |  | Santan to Schrader | Planned | Reliability
2014 | WECC-US | AC | 200-299 |  | 875 | 2014-04-01 | Mesa, AZ | Coolidge AZ |  |  | 16572 | SRP | S |  | Browning to Pinal Central | Under Construction | Reliability | Fossil-Fired Integration
2014 | WECC-US | AC | 200-299 |  | 1600 | 2018-04-01 | Pinal County, AZ | Ray, AZ |  |  | 16572 | SRP | S |  | Silver King to RS29 | Conceptual | Reliability
2014 | WECC-US | AC | 100-120 |  | 340 | 2018-02-01 | Ray, AZ | Ray, AZ |  |  | 16572 | SRP | S |  | RS29 to RS30 | Conceptual | Reliability
2014 | WECC-US | AC | 300-399 | 300-399 | 1195 | 2023-06-01 | Vail, AZ | Tucson, AZ | 11 |  | 24211 | TEP | I | TBD | Vail - Irvington 300-399 kV | Conceptual | Other | Other
2014 | WECC-US | AC | 300-399 | 300-399 | 1195 | 2023-06-01 | Tucson, AZ | Sahuarita, AZ | 16 |  | 24211 | TEP | I | TBD | Irvington - South 300-399 kV | Conceptual | Other | Other
2014 | WECC-US | AC | 300-399 | 300-399 | 1195 | 2023-06-01 | Red Rock, AZ | Marana, AZ | 15 |  | 24211 | TEP | I | TBD | Tortolita - North Loop 300-399 kV | Conceptual | Other | Other
2014 | WECC-US | AC | 400-599 | 400-599 | 1732 | 2016-05-01 | Nine Mile Corner, AZ | Red Rock, AZ | 40 |  | 24211 | TEP | I | TBD | Pinal Central - Tortolita 400-599 kV | Planned | Reliability | Economics
2014 | WECC-US | AC | 400-599 | 400-599 | TBD | 2023-06-01 | Red Rock, AZ | Benson, AZ | 80 |  | 24211 | TEP | i | TBD | Tortolita - Winchester 400-599 kV | Conceptual | Other | Other
2014 | WECC-US | AC | 300-399 | 300-399 | 1195 | 2023-06-01 | Vail, AZ | Sahuarita, AZ | 14 |  | 24211 | TEP | I | TBD | Vail - South 300-399 kV | Conceptual | Other | Other
2014 | WECC-US | AC | 300-399 | 300-399 | 1195 | 2023-06-01 | Springerville, AZ | Greenlee, AZ | 110 |  | 24211 | TEP | I | TBD | Springerville - Greenlee 300-399 kV | Conceptual | Other | Other
2014 | WECC-US | AC | 300-399 | 300-399 | 1195 | 2023-06-01 | Red Rock, AZ | Sahuarita, AZ | 68 |  | 24211 | TEP | I | TBD | Tortolita - South 300-399 kV | Conceptual | Other | Other
2014 | WECC-US | AC | 300-399 or 400-599 | 300-399 or 400-599 | TBD | 2023-06-01 | Phoenix, AZ | Sahuarita, AZ | 68 |  | 24211 | TEP | I | TBD | Westwing - South #2 | Conceptual | Other | Other
2014 | WECC-US | AC | 200-299 | 300-399 | (2) 613 | 2017-09-01 | Alamosa County, CO | Huerfano County, CO | 93 |  | 30151 | TSGT | C / I | 40 / 60 | San Luis Valley-Calumet 200-299 kV Line | Planned | Reliability | Variable/Renewable Integration
2014 | WECC-US | AC | 100-120 | 200-299 |  | 2015-12-01 | ED4 | ED2 | 9.2 |  |  | Western Area Power | F | 100 | ED4-ED2 | Planned | Reliability | Economics or Congestion
2014 | WECC-US | AC | 100-120 | 200-299 |  | 2024-01-01 | Coolidge | Valley Farms | 5.2 |  |  | Western Area Power | F | 100 | Coolidge-Valley Farms | Conceptual | Reliability | Economics or Congestion
2014 | WECC-US | AC | 151-199 | 200-299 |  | 2016-01-01 | Parker | Headgate Rock | 14 |  |  | Western Area Power | F | 100 | Parker-Headgate Rock | Conceptual | Reliability | Other
2014 | WECC-US | AC | 151-199 | 200-299 |  | 2020-01-01 | Headgate Rock | Bouse | 18 |  |  | Western Area Power | F | 100 | Headgate Rock-Bouse | Conceptual | Reliability | Other
2014 | WECC-US | AC | 100-120 | 100-120 | 200 | 2018-01-01 | Oracle | Tucson | 15.8 |  |  | Western Area Power | F | 100 | Oracle - Tucson | Conceptual | Reliability | Economics or Congestion
2014 | WECC-US | AC | 151-199 | 200-299 | 478 | 2024-01-01 | Parker | Blythe | 54.7 |  |  | Western Area Power | F | 100 | Blythe - Parker | Conceptual | Reliability | Economics or Congestion
2014 | WECC-US | AC | 100-120 | 200-299 |  | 2020-01-01 | Tucson | Nogales | 20.4 |  |  | Western Area Power | F | 100 | Tucson-Nogales | Conceptual | Reliability | Economics or Congestion
2014 | WECC-US | AC | 100-120 | 200-299 |  | 2019-12-01 | Saguaro | Tucson | 35.4 |  |  | Western Area Power | F | 100 | Saguaro-Tucson | Conceptual | Reliability | Economics or Congestion
2014 | WECC-US | AC | 151-199 | 200-299 | 478 | 2023-01-01 | Gila | Knob | 20 |  |  | Western Area Power | F | 100 | Gila -Knob | Conceptual | Reliability | Economics or Congestion
2014 | WECC-US | AC | 100-120 | 200-299 |  | 2022-01-01 | Nogales | Apache | 59.2 |  |  | Western Area Power | F | 100 | Nogales-Apache | Conceptual | Reliability | Economics or Congestion
2014 | WECC-US | AC | 100-120 | 200-299 |  | 2023-01-01 | Saguaro | Oracle | 19 |  |  | Western Area Power | F | 100 | Saguaro-Oracle | Conceptual | Reliability | Economics or Congestion
2014 | WECC-US | AC | 151-199 | 200-299 | 478 | 2018-01-01 | Blythe | Headgate Rock | 19 |  |  | Western Area Power | F | 100 | Blythe - Headgate Rock | Conceptual | Reliability | Other
2014 | WECC-US | AC | 200-299 |  | 1500 | 2015-04-01 | Coachella Valley Substation | Mirage Substation | 20 | OH |  | Imperial Irrigation District |  |  | Path 42 ( IID Portion) reconductoring project KN/KS 230 kV Line | Under Construction | Variable/Renewable Integration | Reliability