{"text_format":"1","workbook":"xlsx","n_sheets":11,"sheets":["Support","Main","Energy Consumption","EC Charts","Relevant Variables","RV Charts","EC-RV","Energy Uses","EU Charts","EnPI Table","Raw Data"],"not_rendered":{"charts":32,"images":0,"macros":1,"external_links":1,"defined_names":49,"comments":2,"pivot_tables":0},"unopened":[],"bounds":{"document_bytes":16777216,"sheet_cells":100000,"rows_first":2000,"rows_last":500,"rows_between":2000,"halvings":0,"cell_chars":16384,"cell_head_chars":4096},"cells_cut":0,"cells_raw":0,"read":"whole","date_system":"1900"}

{"sheet":"Support","index":0,"n_rows":398,"n_cols":62,"rows_kept":398,"cut":false,"hidden":true,"merged":[[2,1,2,2],[3,7,3,8],[3,10,3,11],[0,0,0,7]]}
["This Sheet will be hidden in release version"]
[]
[null,"Name: ActiveYears"]
[null,"Years","Visible",null,null,"SelectYears",null,"MonthsCY",null,null,"Months Custom",null,null,null,"Capacity",null,null,"Usage",null,"Energy Sources",null,null,null,null,"Energy Units",null,null,"EUgroups","EUitems"]
[null,{"$f":"FinalYear","v":2029},{"$f":"AND(B5>CurrentYear-NumberofYears,B5<=CurrentYear)","v":false},null,1,{"$f":"IF(E5>CurrentYear-FirstYear+1,0,E5)","v":1},null,1,{"$f":"TEXT(DATE(2000,H5,1),\"mmm\")","v":"Jan"},null,{"$f":"MONTH(\"1 \"&FirstMonth)","v":1},{"$f":"TEXT(DATE(2000,K5,1),\"mmm\")","v":"Jan"},null,null,"HP",{"$f":"\"1 \"&O5&\" / hr = \"","v":"1 HP / hr = "},0.745,"kWh site",null,null,null,null,null,null,"none",null,null,1,1]
[null,{"$f":"B5-1","v":2028},false,null,2,2,null,2,"Feb",null,{"$f":"IF(K5+1>12,1,K5+1)","v":2},"Feb",null,null,"Watts","1 Watts / hr = ",1E-3,"kWh site",null,"Electricity Usage","kWh","ECcost","ECusage",null,"kWh",null,null,2,2]
[null,2027,false,null,3,3,null,3,"Mar",null,3,"Mar",null,null,"Kilowatts","1 Kilowatts / hr = ",1,"kWh site",null,"Electricity Demand","kW","ECcost","ECdemand",null,"MMBtu",null,null,3,3]
[null,2026,false,null,4,4,null,4,"Apr",null,4,"Apr",null,null,"Megawatts","1 Megawatts / hr = ",1000,"kWh site",null,"Electricity Fees","none","ECcost","ECnone",null,"Dtherm",null,null,4,4]
[null,2025,false,null,5,5,null,5,"May",null,5,"May",null,null,"Therms/hr","1 Therms/hr / hr = ",0.1,"MMBtu",null,"Natural Gas","Dtherm","E2cost","E2usage",null,null,null,null,5,5]
[null,2024,false,null,6,6,null,6,"Jun",null,6,"Jun",null,null,"Dekatherms/hr","1 Dekatherms/hr / hr = ",1,"MMBtu",null,"LPG","MMBtu","EOcost","EOusage",null,null,null,null,6,6]
[null,2023,false,null,7,7,null,7,"Jul",null,7,"Jul",null,null,"MMBtu/hr","1 MMBtu/hr / hr = ",1,"MMBtu",null,"#1 Fuel Oil","MMBtu","EOcost","EOusage",null,null,null,null,7,7]
[null,2022,false,null,8,8,null,8,"Aug",null,8,"Aug",null,null,null,null,null,null,null,"#2 Fuel Oil","MMBtu","EOcost","EOusage",null,null,null,null,8,8]
[null,2021,false,null,9,9,null,9,"Sep",null,9,"Sep",null,null,null,null,null,null,null,"#4 Fuel Oil","MMBtu","EOcost","EOusage",null,null,null,null,9,9]
[null,2020,false,null,10,10,null,10,"Oct",null,10,"Oct",null,null,null,null,null,null,null,"#6 Fuel Oil","MMBtu","EOcost","EOusage",null,null,null,null,10,10]
[null,2019,false,null,null,0,null,11,"Nov",null,11,"Nov",null,null,null,null,null,null,null,"Coal","MMBtu","EOcost","EOusage",null,null,null,null,null,11]
[null,2018,false,null,null,0,null,12,"Dec",null,12,"Dec",null,null,null,null,null,null,null,"Wood","MMBtu","EOcost","EOusage",null,null,null,null,null,12]
[null,2017,false,null,null,null,null,null,null,null,null,null,null,null,null,null,null,null,null,"Paper","MMBtu","EOcost","EOusage",null,null,null,null,null,13]
[null,2016,false,null,null,null,null,null,null,null,null,null,null,null,null,"Energy Uses Energy Types",null,null,null,"Other Gas","MMBtu","EOcost","EOusage",null,null,null,null,null,14]
[null,2015,true,null,null,null,null,null,null,null,null,null,null,null,null,"Electricity",null,null,null,"Other Energy","MMBtu","EOcost","EOusage",null,null,null,null,null,15]
[null,2014,true,null,null,null,null,null,null,null,null,null,null,null,null,"Natural Gas",null,null,null,null,null,null,null,null,null,null,null,null,16]
[null,2013,true,null,null,null,null,null,null,null,null,null,null,null,null,"Other",null,null,null,null,null,null,null,null,null,null,null,null,17]
[null,2012,false,null,null,null,null,null,null,null,null,null,null,null,null,null,null,null,null,null,null,null,null,null,null,null,null,null,18]
[null,2011,false,null,null,null,null,null,null,null,null,null,null,null,null,null,null,null,null,null,null,null,null,null,null,null,null,null,19]
[null,2010,false,null,null,null,null,null,null,null,null,null,null,null,null,null,null,null,null,null,null,null,null,null,null,null,null,null,20]
[null,2009,false,null,null,null,null,null,null,null,null,null,null,null,null,null,null,null,null,null,null,null,null,null,null,null,null,null,21]
[null,2008,false,null,null,null,null,null,null,null,null,null,null,null,null,null,null,null,null,null,null,null,null,null,null,null,null,null,22]
[null,2007,false,null,null,null,null,null,null,null,null,null,null,null,null,null,null,null,null,null,null,null,null,null,null,null,null,null,23]
[null,2006,false,null,null,null,null,null,null,null,null,null,null,null,null,null,null,null,null,null,null,null,null,null,null,null,null,null,24]
[null,2005,false,null,null,null,null,null,null,null,null,null,null,null,null,null,null,null,null,null,null,null,null,null,null,null,null,null,25]
[null,null,null,null,null,null,null,null,null,null,null,null,null,null,null,null,null,null,null,null,null,null,null,null,null,null,null,null,26]
[null,null,null,null,null,null,null,null,null,null,null,null,null,null,null,null,null,null,null,null,null,null,null,null,null,null,null,null,27]
[null,"FinalYear",2029,null,null,null,null,null,null,null,null,null,null,null,null,null,null,null,null,null,null,null,null,null,null,null,null,null,28]
[null,"FirstYear",{"$f":"B29","v":2005},null,null,"version",{"$f":"\"1.1\"","v":"1.1"},null,null,null,null,null,null,null,null,null,null,null,null,null,null,null,null,null,null,null,null,null,29]
[null,null,null,null,null,"build date","2016.04.24",null,null,null,null,null,null,null,null,null,null,null,null,null,null,null,null,null,null,null,null,null,30]
[null,null,null,null,null,"developed by","Michael B Muller"]
[null,"MaxDisplayYear",{"$f":"CurrentYear","v":2015}]
[null,"MinDisplayYear",{"$f":"C36-NumberofYears+1","v":2013}]
[]
[null,"Year","SelectYear"]
[null,1,{"$f":"C37","v":2013}]
[null,2,{"$f":"IF(C40<>0,IF(C40+1>C$36,0,C40+1),0)","v":2014}]
[null,3,2015]
[null,4,0]
[null,5,0]
[null,6,0]
[null,7,0]
[null,8,0]
[null,9,0]
[null,10,0]
[]
[]
[]
[]
[]
[]
[]
[]
[]
[]
[]
[null,null,null,null,null,null,null,null,null,null,null,null,null,null,null,null,null,null,null,null,null,null,null,null,null,null,null,null,null,null,null,null,null,null,null,null,{"$f":"'Energy Uses'!G15","v":0},{"$f":"AL68","v":2005},{"$f":"AM68","v":2006},2007,2008,2009,2010,2011,2012,2013,2014,2015,2016,2017,2018,2019,2020,2021,2022,2023,2024,2025,2026,2027,2028,2029]
[null,null,null,null,null,null,null,null,null,null,null,null,null,null,null,null,null,null,null,null,null,null,null,null,null,null,null,null,null,null,null,null,null,null,null,null,{"$f":"'Energy Uses'!JL16","v":" ENERGY USES "},{"$f":"'Energy Uses'!KK16","v":0},{"$f":"'Energy Uses'!KJ16","v":0},{"$f":"'Energy Uses'!KI16","v":0},{"$f":"'Energy Uses'!KH16","v":0},{"$f":"'Energy Uses'!KG16","v":0},{"$f":"'Energy Uses'!KF16","v":0},{"$f":"'Energy Uses'!KE16","v":0},{"$f":"'Energy Uses'!KD16","v":0},{"$f":"'Energy Uses'!KC16","v":25420.729628366862},{"$f":"'Energy Uses'!KB16","v":25420.729628366862},{"$f":"'Energy Uses'!KA16","v":21933.515172178657},{"$f":"'Energy Uses'!JZ16","v":0},{"$f":"'Energy Uses'!JY16","v":0},{"$f":"'Energy Uses'!JX16","v":0},{"$f":"'Energy Uses'!JW16","v":0},{"$f":"'Energy Uses'!JV16","v":0},{"$f":"'Energy Uses'!JU16","v":0},{"$f":"'Energy Uses'!JT16","v":0},{"$f":"'Energy Uses'!JS16","v":0},{"$f":"'Energy Uses'!JR16","v":0},{"$f":"'Energy Uses'!JQ16","v":0},{"$f":"'Energy Uses'!JP16","v":0},{"$f":"'Energy Uses'!JO16","v":0},{"$f":"'Energy Uses'!JN16","v":0},{"$f":"'Energy Uses'!JM16","v":0}]
[null,null,null,null,null,null,null,null,null,null,null,null,null,null,null,null,null,null,null,null,null,null,null,null,null,null,null,null,null,null,null,null,null,null,null,null,{"$f":"'Energy Uses'!JL17","v":" CONSUMPTION*"},{"$f":"'Energy Uses'!KK17","v":0},{"$f":"'Energy Uses'!KJ17","v":0},{"$f":"'Energy Uses'!KI17","v":0},{"$f":"'Energy Uses'!KH17","v":0},{"$f":"'Energy Uses'!KG17","v":0},{"$f":"'Energy Uses'!KF17","v":0},{"$f":"'Energy Uses'!KE17","v":0},{"$f":"'Energy Uses'!KD17","v":0},{"$f":"'Energy Uses'!KC17","v":24585.439724},{"$f":"'Energy Uses'!KB17","v":22228.919203999998},{"$f":"'Energy Uses'!KA17","v":21170.833104000001},{"$f":"'Energy Uses'!JZ17","v":0},{"$f":"'Energy Uses'!JY17","v":0},{"$f":"'Energy Uses'!JX17","v":0},{"$f":"'Energy Uses'!JW17","v":0},{"$f":"'Energy Uses'!JV17","v":0},{"$f":"'Energy Uses'!JU17","v":0},{"$f":"'Energy Uses'!JT17","v":0},{"$f":"'Energy Uses'!JS17","v":0},{"$f":"'Energy Uses'!JR17","v":0},{"$f":"'Energy Uses'!JQ17","v":0},{"$f":"'Energy Uses'!JP17","v":0},{"$f":"'Energy Uses'!JO17","v":0},{"$f":"'Energy Uses'!JN17","v":0},{"$f":"'Energy Uses'!JM17","v":0}]
[null,null,null,null,null,null,null,null,null,null,null,null,null,null,null,null,null,null,null,null,null,null,null,null,null,null,null,null,null,null,null,null,null,null,null,null,{"$f":"'Energy Uses'!JL18","v":"UNACCOUNTED FOR "},{"$f":"'Energy Uses'!KK18","v":0},{"$f":"'Energy Uses'!KJ18","v":0},{"$f":"'Energy Uses'!KI18","v":0},{"$f":"'Energy Uses'!KH18","v":0},{"$f":"'Energy Uses'!KG18","v":0},{"$f":"'Energy Uses'!KF18","v":0},{"$f":"'Energy Uses'!KE18","v":0},{"$f":"'Energy Uses'!KD18","v":0},{"$f":"'Energy Uses'!KC18","v":-835.28990436686217},{"$f":"'Energy Uses'!KB18","v":-3191.810424366864},{"$f":"'Energy Uses'!KA18","v":-762.68206817865575},{"$f":"'Energy Uses'!JZ18","v":0},{"$f":"'Energy Uses'!JY18","v":0},{"$f":"'Energy Uses'!JX18","v":0},{"$f":"'Energy Uses'!JW18","v":0},{"$f":"'Energy Uses'!JV18","v":0},{"$f":"'Energy Uses'!JU18","v":0},{"$f":"'Energy Uses'!JT18","v":0},{"$f":"'Energy Uses'!JS18","v":0},{"$f":"'Energy Uses'!JR18","v":0},{"$f":"'Energy Uses'!JQ18","v":0},{"$f":"'Energy Uses'!JP18","v":0},{"$f":"'Energy Uses'!JO18","v":0},{"$f":"'Energy Uses'!JN18","v":0},{"$f":"'Energy Uses'!JM18","v":0}]
[null,null,null,null,null,null,null,null,null,null,null,null,null,null,null,null,null,null,null,null,null,null,null,null,null,null,null,null,null,null,null,null,null,null,null,null,{"$f":"'Energy Uses'!G20","v":0},{"$f":"'Energy Uses'!KK20","v":0},{"$f":"'Energy Uses'!KJ20","v":0},{"$f":"'Energy Uses'!KI20","v":0},{"$f":"'Energy Uses'!KH20","v":0},{"$f":"'Energy Uses'!KG20","v":0},{"$f":"'Energy Uses'!KF20","v":0},{"$f":"'Energy Uses'!KE20","v":0},{"$f":"'Energy Uses'!KD20","v":0},{"$f":"'Energy Uses'!KC20","v":0},{"$f":"'Energy Uses'!KB20","v":0},{"$f":"'Energy Uses'!KA20","v":0},{"$f":"'Energy Uses'!JZ20","v":0},{"$f":"'Energy Uses'!JY20","v":0},{"$f":"'Energy Uses'!JX20","v":0},{"$f":"'Energy Uses'!JW20","v":0},{"$f":"'Energy Uses'!JV20","v":0},{"$f":"'Energy Uses'!JU20","v":0},{"$f":"'Energy Uses'!JT20","v":0},{"$f":"'Energy Uses'!JS20","v":0},{"$f":"'Energy Uses'!JR20","v":0},{"$f":"'Energy Uses'!JQ20","v":0},{"$f":"'Energy Uses'!JP20","v":0},{"$f":"'Energy Uses'!JO20","v":0},{"$f":"'Energy Uses'!JN20","v":0},{"$f":"'Energy Uses'!JM20","v":0}]
[]
[]
[null,null,null,null,null,null,null,null,null,null,null,null,null,null,null,null,null,null,null,null,null,null,null,null,null,null,null,null,null,null,null,null,null,null,{"$f":"'EU Charts'!AA3","v":2015},null,null,{"$f":"AM68-1","v":2005},2006,2007,2008,2009,2010,2011,2012,2013,2014,2015,2016,2017,2018,2019,2020,2021,2022,2023,2024,2025,2026,2027,{"$f":"BJ68-1","v":2028},{"$f":"FinalYear","v":2029}]
[null,null,null,null,null,null,null,null,null,null,null,null,null,null,null,null,null,null,null,null,null,null,null,null,null,null,null,null,null,null,null,null,{"$f":"'Energy Uses'!L5","v":true},{"$f":"AK69","v":" Boiler House"},{"$f":"HLOOKUP(AI$68,$AL$68:$BJ$78,AJ69,)","v":9659.3931128537333},2,{"$f":"'Energy Uses'!F5","v":" Boiler House"},{"$f":"'Energy Uses'!KK5","v":0},{"$f":"'Energy Uses'!KJ5","v":0},{"$f":"'Energy Uses'!KI5","v":0},{"$f":"'Energy Uses'!KH5","v":0},{"$f":"'Energy Uses'!KG5","v":0},{"$f":"'Energy Uses'!KF5","v":0},{"$f":"'Energy Uses'!KE5","v":0},{"$f":"'Energy Uses'!KD5","v":0},{"$f":"'Energy Uses'!KC5","v":13146.607569041937},{"$f":"'Energy Uses'!KB5","v":13146.607569041937},{"$f":"'Energy Uses'!KA5","v":9659.3931128537333},{"$f":"'Energy Uses'!JZ5","v":0},{"$f":"'Energy Uses'!JY5","v":0},{"$f":"'Energy Uses'!JX5","v":0},{"$f":"'Energy Uses'!JW5","v":0},{"$f":"'Energy Uses'!JV5","v":0},{"$f":"'Energy Uses'!JU5","v":0},{"$f":"'Energy Uses'!JT5","v":0},{"$f":"'Energy Uses'!JS5","v":0},{"$f":"'Energy Uses'!JR5","v":0},{"$f":"'Energy Uses'!JQ5","v":0},{"$f":"'Energy Uses'!JP5","v":0},{"$f":"'Energy Uses'!JO5","v":0},{"$f":"'Energy Uses'!JN5","v":0},{"$f":"'Energy Uses'!JM5","v":0}]
[null,null,null,null,null,null,null,null,null,null,null,null,null,null,null,null,null,null,null,null,null,null,null,null,null,null,null,null,null,null,null,null,{"$f":"'Energy Uses'!L6","v":true}," Grinding Mill",12274.122059324924,3,{"$f":"'Energy Uses'!F6","v":" Grinding Mill"},{"$f":"'Energy Uses'!KK6","v":0},{"$f":"'Energy Uses'!KJ6","v":0},{"$f":"'Energy Uses'!KI6","v":0},{"$f":"'Energy Uses'!KH6","v":0},{"$f":"'Energy Uses'!KG6","v":0},{"$f":"'Energy Uses'!KF6","v":0},{"$f":"'Energy Uses'!KE6","v":0},{"$f":"'Energy Uses'!KD6","v":0},{"$f":"'Energy Uses'!KC6","v":12274.122059324924},{"$f":"'Energy Uses'!KB6","v":12274.122059324924},{"$f":"'Energy Uses'!KA6","v":12274.122059324924},{"$f":"'Energy Uses'!JZ6","v":0},{"$f":"'Energy Uses'!JY6","v":0},{"$f":"'Energy Uses'!JX6","v":0},{"$f":"'Energy Uses'!JW6","v":0},{"$f":"'Energy Uses'!JV6","v":0},{"$f":"'Energy Uses'!JU6","v":0},{"$f":"'Energy Uses'!JT6","v":0},{"$f":"'Energy Uses'!JS6","v":0},{"$f":"'Energy Uses'!JR6","v":0},{"$f":"'Energy Uses'!JQ6","v":0},{"$f":"'Energy Uses'!JP6","v":0},{"$f":"'Energy Uses'!JO6","v":0},{"$f":"'Energy Uses'!JN6","v":0},{"$f":"'Energy Uses'!JM6","v":0}]
[null,null,null,null,null,null,null,null,null,null,null,null,null,null,null,null,null,null,null,null,null,null,null,null,null,null,null,null,null,null,null,null,{"$f":"'Energy Uses'!L7","v":false}," enter group name",0,4,{"$f":"'Energy Uses'!F7","v":" enter group name"},{"$f":"'Energy Uses'!KK7","v":0},{"$f":"'Energy Uses'!KJ7","v":0},{"$f":"'Energy Uses'!KI7","v":0},{"$f":"'Energy Uses'!KH7","v":0},{"$f":"'Energy Uses'!KG7","v":0},{"$f":"'Energy Uses'!KF7","v":0},{"$f":"'Energy Uses'!KE7","v":0},{"$f":"'Energy Uses'!KD7","v":0},{"$f":"'Energy Uses'!KC7","v":0},{"$f":"'Energy Uses'!KB7","v":0},{"$f":"'Energy Uses'!KA7","v":0},{"$f":"'Energy Uses'!JZ7","v":0},{"$f":"'Energy Uses'!JY7","v":0},{"$f":"'Energy Uses'!JX7","v":0},{"$f":"'Energy Uses'!JW7","v":0},{"$f":"'Energy Uses'!JV7","v":0},{"$f":"'Energy Uses'!JU7","v":0},{"$f":"'Energy Uses'!JT7","v":0},{"$f":"'Energy Uses'!JS7","v":0},{"$f":"'Energy Uses'!JR7","v":0},{"$f":"'Energy Uses'!JQ7","v":0},{"$f":"'Energy Uses'!JP7","v":0},{"$f":"'Energy Uses'!JO7","v":0},{"$f":"'Energy Uses'!JN7","v":0},{"$f":"'Energy Uses'!JM7","v":0}]
[null,null,null,null,null,null,null,null,null,null,null,null,null,null,null,null,null,null,null,null,null,null,null,null,null,null,null,null,null,null,null,null,{"$f":"'Energy Uses'!L8","v":false}," enter group name",0,5,{"$f":"'Energy Uses'!F8","v":" enter group name"},{"$f":"'Energy Uses'!KK8","v":0},{"$f":"'Energy Uses'!KJ8","v":0},{"$f":"'Energy Uses'!KI8","v":0},{"$f":"'Energy Uses'!KH8","v":0},{"$f":"'Energy Uses'!KG8","v":0},{"$f":"'Energy Uses'!KF8","v":0},{"$f":"'Energy Uses'!KE8","v":0},{"$f":"'Energy Uses'!KD8","v":0},{"$f":"'Energy Uses'!KC8","v":0},{"$f":"'Energy Uses'!KB8","v":0},{"$f":"'Energy Uses'!KA8","v":0},{"$f":"'Energy Uses'!JZ8","v":0},{"$f":"'Energy Uses'!JY8","v":0},{"$f":"'Energy Uses'!JX8","v":0},{"$f":"'Energy Uses'!JW8","v":0},{"$f":"'Energy Uses'!JV8","v":0},{"$f":"'Energy Uses'!JU8","v":0},{"$f":"'Energy Uses'!JT8","v":0},{"$f":"'Energy Uses'!JS8","v":0},{"$f":"'Energy Uses'!JR8","v":0},{"$f":"'Energy Uses'!JQ8","v":0},{"$f":"'Energy Uses'!JP8","v":0},{"$f":"'Energy Uses'!JO8","v":0},{"$f":"'Energy Uses'!JN8","v":0},{"$f":"'Energy Uses'!JM8","v":0}]
[null,null,null,null,null,null,null,null,null,null,null,null,null,null,null,null,null,null,null,null,null,null,null,null,null,null,null,null,null,null,null,null,{"$f":"'Energy Uses'!L9","v":false}," enter group name",0,6,{"$f":"'Energy Uses'!F9","v":" enter group name"},{"$f":"'Energy Uses'!KK9","v":0},{"$f":"'Energy Uses'!KJ9","v":0},{"$f":"'Energy Uses'!KI9","v":0},{"$f":"'Energy Uses'!KH9","v":0},{"$f":"'Energy Uses'!KG9","v":0},{"$f":"'Energy Uses'!KF9","v":0},{"$f":"'Energy Uses'!KE9","v":0},{"$f":"'Energy Uses'!KD9","v":0},{"$f":"'Energy Uses'!KC9","v":0},{"$f":"'Energy Uses'!KB9","v":0},{"$f":"'Energy Uses'!KA9","v":0},{"$f":"'Energy Uses'!JZ9","v":0},{"$f":"'Energy Uses'!JY9","v":0},{"$f":"'Energy Uses'!JX9","v":0},{"$f":"'Energy Uses'!JW9","v":0},{"$f":"'Energy Uses'!JV9","v":0},{"$f":"'Energy Uses'!JU9","v":0},{"$f":"'Energy Uses'!JT9","v":0},{"$f":"'Energy Uses'!JS9","v":0},{"$f":"'Energy Uses'!JR9","v":0},{"$f":"'Energy Uses'!JQ9","v":0},{"$f":"'Energy Uses'!JP9","v":0},{"$f":"'Energy Uses'!JO9","v":0},{"$f":"'Energy Uses'!JN9","v":0},{"$f":"'Energy Uses'!JM9","v":0}]
[null,null,null,null,null,null,null,null,null,null,null,null,null,null,null,null,null,null,null,null,null,null,null,null,null,null,null,null,null,null,null,null,{"$f":"'Energy Uses'!L10","v":false}," enter group name",0,7,{"$f":"'Energy Uses'!F10","v":" enter group name"},{"$f":"'Energy Uses'!KK10","v":0},{"$f":"'Energy Uses'!KJ10","v":0},{"$f":"'Energy Uses'!KI10","v":0},{"$f":"'Energy Uses'!KH10","v":0},{"$f":"'Energy Uses'!KG10","v":0},{"$f":"'Energy Uses'!KF10","v":0},{"$f":"'Energy Uses'!KE10","v":0},{"$f":"'Energy Uses'!KD10","v":0},{"$f":"'Energy Uses'!KC10","v":0},{"$f":"'Energy Uses'!KB10","v":0},{"$f":"'Energy Uses'!KA10","v":0},{"$f":"'Energy Uses'!JZ10","v":0},{"$f":"'Energy Uses'!JY10","v":0},{"$f":"'Energy Uses'!JX10","v":0},{"$f":"'Energy Uses'!JW10","v":0},{"$f":"'Energy Uses'!JV10","v":0},{"$f":"'Energy Uses'!JU10","v":0},{"$f":"'Energy Uses'!JT10","v":0},{"$f":"'Energy Uses'!JS10","v":0},{"$f":"'Energy Uses'!JR10","v":0},{"$f":"'Energy Uses'!JQ10","v":0},{"$f":"'Energy Uses'!JP10","v":0},{"$f":"'Energy Uses'!JO10","v":0},{"$f":"'Energy Uses'!JN10","v":0},{"$f":"'Energy Uses'!JM10","v":0}]
[null,null,null,null,null,null,null,null,null,null,null,null,null,null,null,null,null,null,null,null,null,null,null,null,null,null,null,null,null,null,null,null,{"$f":"'Energy Uses'!L11","v":false}," enter group name",0,8,{"$f":"'Energy Uses'!F11","v":" enter group name"},{"$f":"'Energy Uses'!KK11","v":0},{"$f":"'Energy Uses'!KJ11","v":0},{"$f":"'Energy Uses'!KI11","v":0},{"$f":"'Energy Uses'!KH11","v":0},{"$f":"'Energy Uses'!KG11","v":0},{"$f":"'Energy Uses'!KF11","v":0},{"$f":"'Energy Uses'!KE11","v":0},{"$f":"'Energy Uses'!KD11","v":0},{"$f":"'Energy Uses'!KC11","v":0},{"$f":"'Energy Uses'!KB11","v":0},{"$f":"'Energy Uses'!KA11","v":0},{"$f":"'Energy Uses'!JZ11","v":0},{"$f":"'Energy Uses'!JY11","v":0},{"$f":"'Energy Uses'!JX11","v":0},{"$f":"'Energy Uses'!JW11","v":0},{"$f":"'Energy Uses'!JV11","v":0},{"$f":"'Energy Uses'!JU11","v":0},{"$f":"'Energy Uses'!JT11","v":0},{"$f":"'Energy Uses'!JS11","v":0},{"$f":"'Energy Uses'!JR11","v":0},{"$f":"'Energy Uses'!JQ11","v":0},{"$f":"'Energy Uses'!JP11","v":0},{"$f":"'Energy Uses'!JO11","v":0},{"$f":"'Energy Uses'!JN11","v":0},{"$f":"'Energy Uses'!JM11","v":0}]
[null,null,null,null,null,null,null,null,null,null,null,null,null,null,null,null,null,null,null,null,null,null,null,null,null,null,null,null,null,null,null,null,{"$f":"'Energy Uses'!L12","v":false}," enter group name",0,9,{"$f":"'Energy Uses'!F12","v":" enter group name"},{"$f":"'Energy Uses'!KK12","v":0},{"$f":"'Energy Uses'!KJ12","v":0},{"$f":"'Energy Uses'!KI12","v":0},{"$f":"'Energy Uses'!KH12","v":0},{"$f":"'Energy Uses'!KG12","v":0},{"$f":"'Energy Uses'!KF12","v":0},{"$f":"'Energy Uses'!KE12","v":0},{"$f":"'Energy Uses'!KD12","v":0},{"$f":"'Energy Uses'!KC12","v":0},{"$f":"'Energy Uses'!KB12","v":0},{"$f":"'Energy Uses'!KA12","v":0},{"$f":"'Energy Uses'!JZ12","v":0},{"$f":"'Energy Uses'!JY12","v":0},{"$f":"'Energy Uses'!JX12","v":0},{"$f":"'Energy Uses'!JW12","v":0},{"$f":"'Energy Uses'!JV12","v":0},{"$f":"'Energy Uses'!JU12","v":0},{"$f":"'Energy Uses'!JT12","v":0},{"$f":"'Energy Uses'!JS12","v":0},{"$f":"'Energy Uses'!JR12","v":0},{"$f":"'Energy Uses'!JQ12","v":0},{"$f":"'Energy Uses'!JP12","v":0},{"$f":"'Energy Uses'!JO12","v":0},{"$f":"'Energy Uses'!JN12","v":0},{"$f":"'Energy Uses'!JM12","v":0}]
[null,null,null,null,null,null,null,null,null,null,null,null,null,null,null,null,null,null,null,null,null,null,null,null,null,null,null,null,null,null,null,null,{"$f":"'Energy Uses'!L13","v":false}," enter group name",0,10,{"$f":"'Energy Uses'!F13","v":" enter group name"},{"$f":"'Energy Uses'!KK13","v":0},{"$f":"'Energy Uses'!KJ13","v":0},{"$f":"'Energy Uses'!KI13","v":0},{"$f":"'Energy Uses'!KH13","v":0},{"$f":"'Energy Uses'!KG13","v":0},{"$f":"'Energy Uses'!KF13","v":0},{"$f":"'Energy Uses'!KE13","v":0},{"$f":"'Energy Uses'!KD13","v":0},{"$f":"'Energy Uses'!KC13","v":0},{"$f":"'Energy Uses'!KB13","v":0},{"$f":"'Energy Uses'!KA13","v":0},{"$f":"'Energy Uses'!JZ13","v":0},{"$f":"'Energy Uses'!JY13","v":0},{"$f":"'Energy Uses'!JX13","v":0},{"$f":"'Energy Uses'!JW13","v":0},{"$f":"'Energy Uses'!JV13","v":0},{"$f":"'Energy Uses'!JU13","v":0},{"$f":"'Energy Uses'!JT13","v":0},{"$f":"'Energy Uses'!JS13","v":0},{"$f":"'Energy Uses'!JR13","v":0},{"$f":"'Energy Uses'!JQ13","v":0},{"$f":"'Energy Uses'!JP13","v":0},{"$f":"'Energy Uses'!JO13","v":0},{"$f":"'Energy Uses'!JN13","v":0},{"$f":"'Energy Uses'!JM13","v":0}]
[null,null,null,null,null,null,null,null,null,null,null,null,null,null,null,null,null,null,null,null,null,null,null,null,null,null,null,null,null,null,null,null,{"$f":"'Energy Uses'!L14","v":false}," enter group name",0,11,{"$f":"'Energy Uses'!F14","v":" enter group name"},{"$f":"'Energy Uses'!KK14","v":0},{"$f":"'Energy Uses'!KJ14","v":0},{"$f":"'Energy Uses'!KI14","v":0},{"$f":"'Energy Uses'!KH14","v":0},{"$f":"'Energy Uses'!KG14","v":0},{"$f":"'Energy Uses'!KF14","v":0},{"$f":"'Energy Uses'!KE14","v":0},{"$f":"'Energy Uses'!KD14","v":0},{"$f":"'Energy Uses'!KC14","v":0},{"$f":"'Energy Uses'!KB14","v":0},{"$f":"'Energy Uses'!KA14","v":0},{"$f":"'Energy Uses'!JZ14","v":0},{"$f":"'Energy Uses'!JY14","v":0},{"$f":"'Energy Uses'!JX14","v":0},{"$f":"'Energy Uses'!JW14","v":0},{"$f":"'Energy Uses'!JV14","v":0},{"$f":"'Energy Uses'!JU14","v":0},{"$f":"'Energy Uses'!JT14","v":0},{"$f":"'Energy Uses'!JS14","v":0},{"$f":"'Energy Uses'!JR14","v":0},{"$f":"'Energy Uses'!JQ14","v":0},{"$f":"'Energy Uses'!JP14","v":0},{"$f":"'Energy Uses'!JO14","v":0},{"$f":"'Energy Uses'!JN14","v":0},{"$f":"'Energy Uses'!JM14","v":0}]
[null,null,null,null,null,null,null,null,null,null,null,null,null,null,null,null,null,null,null,null,null,null,null,null,null,null,null,null,null,null,null,null,true]
[null,null,null,null,null,null,null,null,null,null,null,null,null,null,null,null,null,null,null,null,null,null,null,null,null,null,null,null,null,null,null,null,true,null,{"$f":"$AI$68","v":2015},null,null,{"$f":"AM80-1","v":2005},2006,2007,2008,2009,2010,2011,2012,2013,2014,2015,2016,2017,2018,2019,2020,2021,2022,2023,2024,2025,2026,2027,{"$f":"BJ80-1","v":2028},{"$f":"FinalYear","v":2029}]
[null,null,null,null,null,null,null,null,null,null,null,null,null,null,null,null,null,null,null,null,null,null,null,null,null,null,null,null,null,null,null,null,{"$f":"'Energy Uses'!M26","v":true},{"$f":"AK81","v":"Boiler"},{"$f":"HLOOKUP(AI$80,$AL$80:$BJ$110,AJ81,)","v":7000},2,{"$f":"'Energy Uses'!C26","v":"Boiler"},{"$f":"'Energy Uses'!KK26","v":0},{"$f":"'Energy Uses'!KJ26","v":0},{"$f":"'Energy Uses'!KI26","v":0},{"$f":"'Energy Uses'!KH26","v":0},{"$f":"'Energy Uses'!KG26","v":0},{"$f":"'Energy Uses'!KF26","v":0},{"$f":"'Energy Uses'!KE26","v":0},{"$f":"'Energy Uses'!KD26","v":0},{"$f":"'Energy Uses'!KC26","v":10500},{"$f":"'Energy Uses'!KB26","v":10500},{"$f":"'Energy Uses'!KA26","v":7000},{"$f":"'Energy Uses'!JZ26","v":0},{"$f":"'Energy Uses'!JY26","v":0},{"$f":"'Energy Uses'!JX26","v":0},{"$f":"'Energy Uses'!JW26","v":0},{"$f":"'Energy Uses'!JV26","v":0},{"$f":"'Energy Uses'!JU26","v":0},{"$f":"'Energy Uses'!JT26","v":0},{"$f":"'Energy Uses'!JS26","v":0},{"$f":"'Energy Uses'!JR26","v":0},{"$f":"'Energy Uses'!JQ26","v":0},{"$f":"'Energy Uses'!JP26","v":0},{"$f":"'Energy Uses'!JO26","v":0},{"$f":"'Energy Uses'!JN26","v":0},{"$f":"'Energy Uses'!JM26","v":0}]
[null,null,null,null,null,null,null,null,null,null,null,null,null,null,null,null,null,null,null,null,null,null,null,null,null,null,null,null,null,null,null,null,{"$f":"'Energy Uses'!M27","v":true},"Fans",{"$f":"HLOOKUP(AI$80,$AL$80:$BJ$110,AJ82,)","v":818.27480395499492},3,{"$f":"'Energy Uses'!C27","v":"Fans"},{"$f":"'Energy Uses'!KK27","v":0},{"$f":"'Energy Uses'!KJ27","v":0},{"$f":"'Energy Uses'!KI27","v":0},{"$f":"'Energy Uses'!KH27","v":0},{"$f":"'Energy Uses'!KG27","v":0},{"$f":"'Energy Uses'!KF27","v":0},{"$f":"'Energy Uses'!KE27","v":0},{"$f":"'Energy Uses'!KD27","v":0},{"$f":"'Energy Uses'!KC27","v":805.48926014319807},{"$f":"'Energy Uses'!KB27","v":805.48926014319807},{"$f":"'Energy Uses'!KA27","v":818.27480395499492},{"$f":"'Energy Uses'!JZ27","v":0},{"$f":"'Energy Uses'!JY27","v":0},{"$f":"'Energy Uses'!JX27","v":0},{"$f":"'Energy Uses'!JW27","v":0},{"$f":"'Energy Uses'!JV27","v":0},{"$f":"'Energy Uses'!JU27","v":0},{"$f":"'Energy Uses'!JT27","v":0},{"$f":"'Energy Uses'!JS27","v":0},{"$f":"'Energy Uses'!JR27","v":0},{"$f":"'Energy Uses'!JQ27","v":0},{"$f":"'Energy Uses'!JP27","v":0},{"$f":"'Energy Uses'!JO27","v":0},{"$f":"'Energy Uses'!JN27","v":0},{"$f":"'Energy Uses'!JM27","v":0}]
[null,null,null,null,null,null,null,null,null,null,null,null,null,null,null,null,null,null,null,null,null,null,null,null,null,null,null,null,null,null,null,null,{"$f":"'Energy Uses'!M28","v":true},"Lights",1841.1183088987384,4,{"$f":"'Energy Uses'!C28","v":"Lights"},{"$f":"'Energy Uses'!KK28","v":0},{"$f":"'Energy Uses'!KJ28","v":0},{"$f":"'Energy Uses'!KI28","v":0},{"$f":"'Energy Uses'!KH28","v":0},{"$f":"'Energy Uses'!KG28","v":0},{"$f":"'Energy Uses'!KF28","v":0},{"$f":"'Energy Uses'!KE28","v":0},{"$f":"'Energy Uses'!KD28","v":0},{"$f":"'Energy Uses'!KC28","v":1841.1183088987384},{"$f":"'Energy Uses'!KB28","v":1841.1183088987384},{"$f":"'Energy Uses'!KA28","v":1841.1183088987384},{"$f":"'Energy Uses'!JZ28","v":0},{"$f":"'Energy Uses'!JY28","v":0},{"$f":"'Energy Uses'!JX28","v":0},{"$f":"'Energy Uses'!JW28","v":0},{"$f":"'Energy Uses'!JV28","v":0},{"$f":"'Energy Uses'!JU28","v":0},{"$f":"'Energy Uses'!JT28","v":0},{"$f":"'Energy Uses'!JS28","v":0},{"$f":"'Energy Uses'!JR28","v":0},{"$f":"'Energy Uses'!JQ28","v":0},{"$f":"'Energy Uses'!JP28","v":0},{"$f":"'Energy Uses'!JO28","v":0},{"$f":"'Energy Uses'!JN28","v":0},{"$f":"'Energy Uses'!JM28","v":0}]
[null,null,null,null,null,null,null,null,null,null,null,null,null,null,null,null,null,null,null,null,null,null,null,null,null,null,null,null,null,null,null,null,{"$f":"'Energy Uses'!M29","v":false},0,0,5,{"$f":"'Energy Uses'!C29","v":0},{"$f":"'Energy Uses'!KK29","v":0},{"$f":"'Energy Uses'!KJ29","v":0},{"$f":"'Energy Uses'!KI29","v":0},{"$f":"'Energy Uses'!KH29","v":0},{"$f":"'Energy Uses'!KG29","v":0},{"$f":"'Energy Uses'!KF29","v":0},{"$f":"'Energy Uses'!KE29","v":0},{"$f":"'Energy Uses'!KD29","v":0},{"$f":"'Energy Uses'!KC29","v":0},{"$f":"'Energy Uses'!KB29","v":0},{"$f":"'Energy Uses'!KA29","v":0},{"$f":"'Energy Uses'!JZ29","v":0},{"$f":"'Energy Uses'!JY29","v":0},{"$f":"'Energy Uses'!JX29","v":0},{"$f":"'Energy Uses'!JW29","v":0},{"$f":"'Energy Uses'!JV29","v":0},{"$f":"'Energy Uses'!JU29","v":0},{"$f":"'Energy Uses'!JT29","v":0},{"$f":"'Energy Uses'!JS29","v":0},{"$f":"'Energy Uses'!JR29","v":0},{"$f":"'Energy Uses'!JQ29","v":0},{"$f":"'Energy Uses'!JP29","v":0},{"$f":"'Energy Uses'!JO29","v":0},{"$f":"'Energy Uses'!JN29","v":0},{"$f":"'Energy Uses'!JM29","v":0}]
[null,null,null,null,null,null,null,null,null,null,null,null,null,null,null,null,null,null,null,null,null,null,null,null,null,null,null,null,null,null,null,null,{"$f":"'Energy Uses'!M30","v":false},0,0,6,{"$f":"'Energy Uses'!C30","v":0},{"$f":"'Energy Uses'!KK30","v":0},{"$f":"'Energy Uses'!KJ30","v":0},{"$f":"'Energy Uses'!KI30","v":0},{"$f":"'Energy Uses'!KH30","v":0},{"$f":"'Energy Uses'!KG30","v":0},{"$f":"'Energy Uses'!KF30","v":0},{"$f":"'Energy Uses'!KE30","v":0},{"$f":"'Energy Uses'!KD30","v":0},{"$f":"'Energy Uses'!KC30","v":0},{"$f":"'Energy Uses'!KB30","v":0},{"$f":"'Energy Uses'!KA30","v":0},{"$f":"'Energy Uses'!JZ30","v":0},{"$f":"'Energy Uses'!JY30","v":0},{"$f":"'Energy Uses'!JX30","v":0},{"$f":"'Energy Uses'!JW30","v":0},{"$f":"'Energy Uses'!JV30","v":0},{"$f":"'Energy Uses'!JU30","v":0},{"$f":"'Energy Uses'!JT30","v":0},{"$f":"'Energy Uses'!JS30","v":0},{"$f":"'Energy Uses'!JR30","v":0},{"$f":"'Energy Uses'!JQ30","v":0},{"$f":"'Energy Uses'!JP30","v":0},{"$f":"'Energy Uses'!JO30","v":0},{"$f":"'Energy Uses'!JN30","v":0},{"$f":"'Energy Uses'!JM30","v":0}]
[null,null,null,null,null,null,null,null,null,null,null,null,null,null,null,null,null,null,null,null,null,null,null,null,null,null,null,null,null,null,null,null,{"$f":"'Energy Uses'!M31","v":false},0,0,7,{"$f":"'Energy Uses'!C31","v":0},{"$f":"'Energy Uses'!KK31","v":0},{"$f":"'Energy Uses'!KJ31","v":0},{"$f":"'Energy Uses'!KI31","v":0},{"$f":"'Energy Uses'!KH31","v":0},{"$f":"'Energy Uses'!KG31","v":0},{"$f":"'Energy Uses'!KF31","v":0},{"$f":"'Energy Uses'!KE31","v":0},{"$f":"'Energy Uses'!KD31","v":0},{"$f":"'Energy Uses'!KC31","v":0},{"$f":"'Energy Uses'!KB31","v":0},{"$f":"'Energy Uses'!KA31","v":0},{"$f":"'Energy Uses'!JZ31","v":0},{"$f":"'Energy Uses'!JY31","v":0},{"$f":"'Energy Uses'!JX31","v":0},{"$f":"'Energy Uses'!JW31","v":0},{"$f":"'Energy Uses'!JV31","v":0},{"$f":"'Energy Uses'!JU31","v":0},{"$f":"'Energy Uses'!JT31","v":0},{"$f":"'Energy Uses'!JS31","v":0},{"$f":"'Energy Uses'!JR31","v":0},{"$f":"'Energy Uses'!JQ31","v":0},{"$f":"'Energy Uses'!JP31","v":0},{"$f":"'Energy Uses'!JO31","v":0},{"$f":"'Energy Uses'!JN31","v":0},{"$f":"'Energy Uses'!JM31","v":0}]
[null,null,null,null,null,null,null,null,null,null,null,null,null,null,null,null,null,null,null,null,null,null,null,null,null,null,null,null,null,null,null,null,{"$f":"'Energy Uses'!M32","v":false},0,{"$f":"HLOOKUP(AI$80,$AL$80:$BJ$110,AJ87,)","v":0},8,{"$f":"'Energy Uses'!C32","v":0},{"$f":"'Energy Uses'!KK32","v":0},{"$f":"'Energy Uses'!KJ32","v":0},{"$f":"'Energy Uses'!KI32","v":0},{"$f":"'Energy Uses'!KH32","v":0},{"$f":"'Energy Uses'!KG32","v":0},{"$f":"'Energy Uses'!KF32","v":0},{"$f":"'Energy Uses'!KE32","v":0},{"$f":"'Energy Uses'!KD32","v":0},{"$f":"'Energy Uses'!KC32","v":0},{"$f":"'Energy Uses'!KB32","v":0},{"$f":"'Energy Uses'!KA32","v":0},{"$f":"'Energy Uses'!JZ32","v":0},{"$f":"'Energy Uses'!JY32","v":0},{"$f":"'Energy Uses'!JX32","v":0},{"$f":"'Energy Uses'!JW32","v":0},{"$f":"'Energy Uses'!JV32","v":0},{"$f":"'Energy Uses'!JU32","v":0},{"$f":"'Energy Uses'!JT32","v":0},{"$f":"'Energy Uses'!JS32","v":0},{"$f":"'Energy Uses'!JR32","v":0},{"$f":"'Energy Uses'!JQ32","v":0},{"$f":"'Energy Uses'!JP32","v":0},{"$f":"'Energy Uses'!JO32","v":0},{"$f":"'Energy Uses'!JN32","v":0},{"$f":"'Energy Uses'!JM32","v":0}]
[null,null,null,null,null,null,null,null,null,null,null,null,null,null,null,null,null,null,null,null,null,null,null,null,null,null,null,null,null,null,null,null,{"$f":"'Energy Uses'!M33","v":false},0,0,9,{"$f":"'Energy Uses'!C33","v":0},{"$f":"'Energy Uses'!KK33","v":0},{"$f":"'Energy Uses'!KJ33","v":0},{"$f":"'Energy Uses'!KI33","v":0},{"$f":"'Energy Uses'!KH33","v":0},{"$f":"'Energy Uses'!KG33","v":0},{"$f":"'Energy Uses'!KF33","v":0},{"$f":"'Energy Uses'!KE33","v":0},{"$f":"'Energy Uses'!KD33","v":0},{"$f":"'Energy Uses'!KC33","v":0},{"$f":"'Energy Uses'!KB33","v":0},{"$f":"'Energy Uses'!KA33","v":0},{"$f":"'Energy Uses'!JZ33","v":0},{"$f":"'Energy Uses'!JY33","v":0},{"$f":"'Energy Uses'!JX33","v":0},{"$f":"'Energy Uses'!JW33","v":0},{"$f":"'Energy Uses'!JV33","v":0},{"$f":"'Energy Uses'!JU33","v":0},{"$f":"'Energy Uses'!JT33","v":0},{"$f":"'Energy Uses'!JS33","v":0},{"$f":"'Energy Uses'!JR33","v":0},{"$f":"'Energy Uses'!JQ33","v":0},{"$f":"'Energy Uses'!JP33","v":0},{"$f":"'Energy Uses'!JO33","v":0},{"$f":"'Energy Uses'!JN33","v":0},{"$f":"'Energy Uses'!JM33","v":0}]
[null,null,null,null,null,null,null,null,null,null,null,null,null,null,null,null,null,null,null,null,null,null,null,null,null,null,null,null,null,null,null,null,{"$f":"'Energy Uses'!M34","v":false},0,0,10,{"$f":"'Energy Uses'!C34","v":0},{"$f":"'Energy Uses'!KK34","v":0},{"$f":"'Energy Uses'!KJ34","v":0},{"$f":"'Energy Uses'!KI34","v":0},{"$f":"'Energy Uses'!KH34","v":0},{"$f":"'Energy Uses'!KG34","v":0},{"$f":"'Energy Uses'!KF34","v":0},{"$f":"'Energy Uses'!KE34","v":0},{"$f":"'Energy Uses'!KD34","v":0},{"$f":"'Energy Uses'!KC34","v":0},{"$f":"'Energy Uses'!KB34","v":0},{"$f":"'Energy Uses'!KA34","v":0},{"$f":"'Energy Uses'!JZ34","v":0},{"$f":"'Energy Uses'!JY34","v":0},{"$f":"'Energy Uses'!JX34","v":0},{"$f":"'Energy Uses'!JW34","v":0},{"$f":"'Energy Uses'!JV34","v":0},{"$f":"'Energy Uses'!JU34","v":0},{"$f":"'Energy Uses'!JT34","v":0},{"$f":"'Energy Uses'!JS34","v":0},{"$f":"'Energy Uses'!JR34","v":0},{"$f":"'Energy Uses'!JQ34","v":0},{"$f":"'Energy Uses'!JP34","v":0},{"$f":"'Energy Uses'!JO34","v":0},{"$f":"'Energy Uses'!JN34","v":0},{"$f":"'Energy Uses'!JM34","v":0}]
[null,null,null,null,null,null,null,null,null,null,null,null,null,null,null,null,null,null,null,null,null,null,null,null,null,null,null,null,null,null,null,null,{"$f":"'Energy Uses'!M35","v":false},0,0,11,{"$f":"'Energy Uses'!C35","v":0},{"$f":"'Energy Uses'!KK35","v":0},{"$f":"'Energy Uses'!KJ35","v":0},{"$f":"'Energy Uses'!KI35","v":0},{"$f":"'Energy Uses'!KH35","v":0},{"$f":"'Energy Uses'!KG35","v":0},{"$f":"'Energy Uses'!KF35","v":0},{"$f":"'Energy Uses'!KE35","v":0},{"$f":"'Energy Uses'!KD35","v":0},{"$f":"'Energy Uses'!KC35","v":0},{"$f":"'Energy Uses'!KB35","v":0},{"$f":"'Energy Uses'!KA35","v":0},{"$f":"'Energy Uses'!JZ35","v":0},{"$f":"'Energy Uses'!JY35","v":0},{"$f":"'Energy Uses'!JX35","v":0},{"$f":"'Energy Uses'!JW35","v":0},{"$f":"'Energy Uses'!JV35","v":0},{"$f":"'Energy Uses'!JU35","v":0},{"$f":"'Energy Uses'!JT35","v":0},{"$f":"'Energy Uses'!JS35","v":0},{"$f":"'Energy Uses'!JR35","v":0},{"$f":"'Energy Uses'!JQ35","v":0},{"$f":"'Energy Uses'!JP35","v":0},{"$f":"'Energy Uses'!JO35","v":0},{"$f":"'Energy Uses'!JN35","v":0},{"$f":"'Energy Uses'!JM35","v":0}]
[null,null,null,null,null,null,null,null,null,null,null,null,null,null,null,null,null,null,null,null,null,null,null,null,null,null,null,null,null,null,null,null,{"$f":"'Energy Uses'!M36","v":false},0,0,12,{"$f":"'Energy Uses'!C36","v":0},{"$f":"'Energy Uses'!KK36","v":0},{"$f":"'Energy Uses'!KJ36","v":0},{"$f":"'Energy Uses'!KI36","v":0},{"$f":"'Energy Uses'!KH36","v":0},{"$f":"'Energy Uses'!KG36","v":0},{"$f":"'Energy Uses'!KF36","v":0},{"$f":"'Energy Uses'!KE36","v":0},{"$f":"'Energy Uses'!KD36","v":0},{"$f":"'Energy Uses'!KC36","v":0},{"$f":"'Energy Uses'!KB36","v":0},{"$f":"'Energy Uses'!KA36","v":0},{"$f":"'Energy Uses'!JZ36","v":0},{"$f":"'Energy Uses'!JY36","v":0},{"$f":"'Energy Uses'!JX36","v":0},{"$f":"'Energy Uses'!JW36","v":0},{"$f":"'Energy Uses'!JV36","v":0},{"$f":"'Energy Uses'!JU36","v":0},{"$f":"'Energy Uses'!JT36","v":0},{"$f":"'Energy Uses'!JS36","v":0},{"$f":"'Energy Uses'!JR36","v":0},{"$f":"'Energy Uses'!JQ36","v":0},{"$f":"'Energy Uses'!JP36","v":0},{"$f":"'Energy Uses'!JO36","v":0},{"$f":"'Energy Uses'!JN36","v":0},{"$f":"'Energy Uses'!JM36","v":0}]
[null,null,null,null,null,null,null,null,null,null,null,null,null,null,null,null,null,null,null,null,null,null,null,null,null,null,null,null,null,null,null,null,{"$f":"'Energy Uses'!M37","v":false},0,0,13,{"$f":"'Energy Uses'!C37","v":0},{"$f":"'Energy Uses'!KK37","v":0},{"$f":"'Energy Uses'!KJ37","v":0},{"$f":"'Energy Uses'!KI37","v":0},{"$f":"'Energy Uses'!KH37","v":0},{"$f":"'Energy Uses'!KG37","v":0},{"$f":"'Energy Uses'!KF37","v":0},{"$f":"'Energy Uses'!KE37","v":0},{"$f":"'Energy Uses'!KD37","v":0},{"$f":"'Energy Uses'!KC37","v":0},{"$f":"'Energy Uses'!KB37","v":0},{"$f":"'Energy Uses'!KA37","v":0},{"$f":"'Energy Uses'!JZ37","v":0},{"$f":"'Energy Uses'!JY37","v":0},{"$f":"'Energy Uses'!JX37","v":0},{"$f":"'Energy Uses'!JW37","v":0},{"$f":"'Energy Uses'!JV37","v":0},{"$f":"'Energy Uses'!JU37","v":0},{"$f":"'Energy Uses'!JT37","v":0},{"$f":"'Energy Uses'!JS37","v":0},{"$f":"'Energy Uses'!JR37","v":0},{"$f":"'Energy Uses'!JQ37","v":0},{"$f":"'Energy Uses'!JP37","v":0},{"$f":"'Energy Uses'!JO37","v":0},{"$f":"'Energy Uses'!JN37","v":0},{"$f":"'Energy Uses'!JM37","v":0}]
[null,null,null,null,null,null,null,null,null,null,null,null,null,null,null,null,null,null,null,null,null,null,null,null,null,null,null,null,null,null,null,null,{"$f":"'Energy Uses'!M38","v":false},0,0,14,{"$f":"'Energy Uses'!C38","v":0},{"$f":"'Energy Uses'!KK38","v":0},{"$f":"'Energy Uses'!KJ38","v":0},{"$f":"'Energy Uses'!KI38","v":0},{"$f":"'Energy Uses'!KH38","v":0},{"$f":"'Energy Uses'!KG38","v":0},{"$f":"'Energy Uses'!KF38","v":0},{"$f":"'Energy Uses'!KE38","v":0},{"$f":"'Energy Uses'!KD38","v":0},{"$f":"'Energy Uses'!KC38","v":0},{"$f":"'Energy Uses'!KB38","v":0},{"$f":"'Energy Uses'!KA38","v":0},{"$f":"'Energy Uses'!JZ38","v":0},{"$f":"'Energy Uses'!JY38","v":0},{"$f":"'Energy Uses'!JX38","v":0},{"$f":"'Energy Uses'!JW38","v":0},{"$f":"'Energy Uses'!JV38","v":0},{"$f":"'Energy Uses'!JU38","v":0},{"$f":"'Energy Uses'!JT38","v":0},{"$f":"'Energy Uses'!JS38","v":0},{"$f":"'Energy Uses'!JR38","v":0},{"$f":"'Energy Uses'!JQ38","v":0},{"$f":"'Energy Uses'!JP38","v":0},{"$f":"'Energy Uses'!JO38","v":0},{"$f":"'Energy Uses'!JN38","v":0},{"$f":"'Energy Uses'!JM38","v":0}]
[null,null,null,null,null,null,null,null,null,null,null,null,null,null,null,null,null,null,null,null,null,null,null,null,null,null,null,null,null,null,null,null,{"$f":"'Energy Uses'!M39","v":false},0,0,15,{"$f":"'Energy Uses'!C39","v":0},{"$f":"'Energy Uses'!KK39","v":0},{"$f":"'Energy Uses'!KJ39","v":0},{"$f":"'Energy Uses'!KI39","v":0},{"$f":"'Energy Uses'!KH39","v":0},{"$f":"'Energy Uses'!KG39","v":0},{"$f":"'Energy Uses'!KF39","v":0},{"$f":"'Energy Uses'!KE39","v":0},{"$f":"'Energy Uses'!KD39","v":0},{"$f":"'Energy Uses'!KC39","v":0},{"$f":"'Energy Uses'!KB39","v":0},{"$f":"'Energy Uses'!KA39","v":0},{"$f":"'Energy Uses'!JZ39","v":0},{"$f":"'Energy Uses'!JY39","v":0},{"$f":"'Energy Uses'!JX39","v":0},{"$f":"'Energy Uses'!JW39","v":0},{"$f":"'Energy Uses'!JV39","v":0},{"$f":"'Energy Uses'!JU39","v":0},{"$f":"'Energy Uses'!JT39","v":0},{"$f":"'Energy Uses'!JS39","v":0},{"$f":"'Energy Uses'!JR39","v":0},{"$f":"'Energy Uses'!JQ39","v":0},{"$f":"'Energy Uses'!JP39","v":0},{"$f":"'Energy Uses'!JO39","v":0},{"$f":"'Energy Uses'!JN39","v":0},{"$f":"'Energy Uses'!JM39","v":0}]
[null,null,null,null,null,null,null,null,null,null,null,null,null,null,null,null,null,null,null,null,null,null,null,null,null,null,null,null,null,null,null,null,{"$f":"'Energy Uses'!M40","v":false},0,0,16,{"$f":"'Energy Uses'!C40","v":0},{"$f":"'Energy Uses'!KK40","v":0},{"$f":"'Energy Uses'!KJ40","v":0},{"$f":"'Energy Uses'!KI40","v":0},{"$f":"'Energy Uses'!KH40","v":0},{"$f":"'Energy Uses'!KG40","v":0},{"$f":"'Energy Uses'!KF40","v":0},{"$f":"'Energy Uses'!KE40","v":0},{"$f":"'Energy Uses'!KD40","v":0},{"$f":"'Energy Uses'!KC40","v":0},{"$f":"'Energy Uses'!KB40","v":0},{"$f":"'Energy Uses'!KA40","v":0},{"$f":"'Energy Uses'!JZ40","v":0},{"$f":"'Energy Uses'!JY40","v":0},{"$f":"'Energy Uses'!JX40","v":0},{"$f":"'Energy Uses'!JW40","v":0},{"$f":"'Energy Uses'!JV40","v":0},{"$f":"'Energy Uses'!JU40","v":0},{"$f":"'Energy Uses'!JT40","v":0},{"$f":"'Energy Uses'!JS40","v":0},{"$f":"'Energy Uses'!JR40","v":0},{"$f":"'Energy Uses'!JQ40","v":0},{"$f":"'Energy Uses'!JP40","v":0},{"$f":"'Energy Uses'!JO40","v":0},{"$f":"'Energy Uses'!JN40","v":0},{"$f":"'Energy Uses'!JM40","v":0}]
[null,null,null,null,null,null,null,null,null,null,null,null,null,null,null,null,null,null,null,null,null,null,null,null,null,null,null,null,null,null,null,null,{"$f":"'Energy Uses'!M41","v":false},0,0,17,{"$f":"'Energy Uses'!C41","v":0},{"$f":"'Energy Uses'!KK41","v":0},{"$f":"'Energy Uses'!KJ41","v":0},{"$f":"'Energy Uses'!KI41","v":0},{"$f":"'Energy Uses'!KH41","v":0},{"$f":"'Energy Uses'!KG41","v":0},{"$f":"'Energy Uses'!KF41","v":0},{"$f":"'Energy Uses'!KE41","v":0},{"$f":"'Energy Uses'!KD41","v":0},{"$f":"'Energy Uses'!KC41","v":0},{"$f":"'Energy Uses'!KB41","v":0},{"$f":"'Energy Uses'!KA41","v":0},{"$f":"'Energy Uses'!JZ41","v":0},{"$f":"'Energy Uses'!JY41","v":0},{"$f":"'Energy Uses'!JX41","v":0},{"$f":"'Energy Uses'!JW41","v":0},{"$f":"'Energy Uses'!JV41","v":0},{"$f":"'Energy Uses'!JU41","v":0},{"$f":"'Energy Uses'!JT41","v":0},{"$f":"'Energy Uses'!JS41","v":0},{"$f":"'Energy Uses'!JR41","v":0},{"$f":"'Energy Uses'!JQ41","v":0},{"$f":"'Energy Uses'!JP41","v":0},{"$f":"'Energy Uses'!JO41","v":0},{"$f":"'Energy Uses'!JN41","v":0},{"$f":"'Energy Uses'!JM41","v":0}]
[null,null,null,null,null,null,null,null,null,null,null,null,null,null,null,null,null,null,null,null,null,null,null,null,null,null,null,null,null,null,null,null,{"$f":"'Energy Uses'!M42","v":false},0,0,18,{"$f":"'Energy Uses'!C42","v":0},{"$f":"'Energy Uses'!KK42","v":0},{"$f":"'Energy Uses'!KJ42","v":0},{"$f":"'Energy Uses'!KI42","v":0},{"$f":"'Energy Uses'!KH42","v":0},{"$f":"'Energy Uses'!KG42","v":0},{"$f":"'Energy Uses'!KF42","v":0},{"$f":"'Energy Uses'!KE42","v":0},{"$f":"'Energy Uses'!KD42","v":0},{"$f":"'Energy Uses'!KC42","v":0},{"$f":"'Energy Uses'!KB42","v":0},{"$f":"'Energy Uses'!KA42","v":0},{"$f":"'Energy Uses'!JZ42","v":0},{"$f":"'Energy Uses'!JY42","v":0},{"$f":"'Energy Uses'!JX42","v":0},{"$f":"'Energy Uses'!JW42","v":0},{"$f":"'Energy Uses'!JV42","v":0},{"$f":"'Energy Uses'!JU42","v":0},{"$f":"'Energy Uses'!JT42","v":0},{"$f":"'Energy Uses'!JS42","v":0},{"$f":"'Energy Uses'!JR42","v":0},{"$f":"'Energy Uses'!JQ42","v":0},{"$f":"'Energy Uses'!JP42","v":0},{"$f":"'Energy Uses'!JO42","v":0},{"$f":"'Energy Uses'!JN42","v":0},{"$f":"'Energy Uses'!JM42","v":0}]
[null,null,null,null,null,null,null,null,null,null,null,null,null,null,null,null,null,null,null,null,null,null,null,null,null,null,null,null,null,null,null,null,{"$f":"'Energy Uses'!M43","v":false},0,0,19,{"$f":"'Energy Uses'!C43","v":0},{"$f":"'Energy Uses'!KK43","v":0},{"$f":"'Energy Uses'!KJ43","v":0},{"$f":"'Energy Uses'!KI43","v":0},{"$f":"'Energy Uses'!KH43","v":0},{"$f":"'Energy Uses'!KG43","v":0},{"$f":"'Energy Uses'!KF43","v":0},{"$f":"'Energy Uses'!KE43","v":0},{"$f":"'Energy Uses'!KD43","v":0},{"$f":"'Energy Uses'!KC43","v":0},{"$f":"'Energy Uses'!KB43","v":0},{"$f":"'Energy Uses'!KA43","v":0},{"$f":"'Energy Uses'!JZ43","v":0},{"$f":"'Energy Uses'!JY43","v":0},{"$f":"'Energy Uses'!JX43","v":0},{"$f":"'Energy Uses'!JW43","v":0},{"$f":"'Energy Uses'!JV43","v":0},{"$f":"'Energy Uses'!JU43","v":0},{"$f":"'Energy Uses'!JT43","v":0},{"$f":"'Energy Uses'!JS43","v":0},{"$f":"'Energy Uses'!JR43","v":0},{"$f":"'Energy Uses'!JQ43","v":0},{"$f":"'Energy Uses'!JP43","v":0},{"$f":"'Energy Uses'!JO43","v":0},{"$f":"'Energy Uses'!JN43","v":0},{"$f":"'Energy Uses'!JM43","v":0}]
[null,null,null,null,null,null,null,null,null,null,null,null,null,null,null,null,null,null,null,null,null,null,null,null,null,null,null,null,null,null,null,null,{"$f":"'Energy Uses'!M44","v":false},0,0,20,{"$f":"'Energy Uses'!C44","v":0},{"$f":"'Energy Uses'!KK44","v":0},{"$f":"'Energy Uses'!KJ44","v":0},{"$f":"'Energy Uses'!KI44","v":0},{"$f":"'Energy Uses'!KH44","v":0},{"$f":"'Energy Uses'!KG44","v":0},{"$f":"'Energy Uses'!KF44","v":0},{"$f":"'Energy Uses'!KE44","v":0},{"$f":"'Energy Uses'!KD44","v":0},{"$f":"'Energy Uses'!KC44","v":0},{"$f":"'Energy Uses'!KB44","v":0},{"$f":"'Energy Uses'!KA44","v":0},{"$f":"'Energy Uses'!JZ44","v":0},{"$f":"'Energy Uses'!JY44","v":0},{"$f":"'Energy Uses'!JX44","v":0},{"$f":"'Energy Uses'!JW44","v":0},{"$f":"'Energy Uses'!JV44","v":0},{"$f":"'Energy Uses'!JU44","v":0},{"$f":"'Energy Uses'!JT44","v":0},{"$f":"'Energy Uses'!JS44","v":0},{"$f":"'Energy Uses'!JR44","v":0},{"$f":"'Energy Uses'!JQ44","v":0},{"$f":"'Energy Uses'!JP44","v":0},{"$f":"'Energy Uses'!JO44","v":0},{"$f":"'Energy Uses'!JN44","v":0},{"$f":"'Energy Uses'!JM44","v":0}]
[null,null,null,null,null,null,null,null,null,null,null,null,null,null,null,null,null,null,null,null,null,null,null,null,null,null,null,null,null,null,null,null,{"$f":"'Energy Uses'!M45","v":false},0,0,21,{"$f":"'Energy Uses'!C45","v":0},{"$f":"'Energy Uses'!KK45","v":0},{"$f":"'Energy Uses'!KJ45","v":0},{"$f":"'Energy Uses'!KI45","v":0},{"$f":"'Energy Uses'!KH45","v":0},{"$f":"'Energy Uses'!KG45","v":0},{"$f":"'Energy Uses'!KF45","v":0},{"$f":"'Energy Uses'!KE45","v":0},{"$f":"'Energy Uses'!KD45","v":0},{"$f":"'Energy Uses'!KC45","v":0},{"$f":"'Energy Uses'!KB45","v":0},{"$f":"'Energy Uses'!KA45","v":0},{"$f":"'Energy Uses'!JZ45","v":0},{"$f":"'Energy Uses'!JY45","v":0},{"$f":"'Energy Uses'!JX45","v":0},{"$f":"'Energy Uses'!JW45","v":0},{"$f":"'Energy Uses'!JV45","v":0},{"$f":"'Energy Uses'!JU45","v":0},{"$f":"'Energy Uses'!JT45","v":0},{"$f":"'Energy Uses'!JS45","v":0},{"$f":"'Energy Uses'!JR45","v":0},{"$f":"'Energy Uses'!JQ45","v":0},{"$f":"'Energy Uses'!JP45","v":0},{"$f":"'Energy Uses'!JO45","v":0},{"$f":"'Energy Uses'!JN45","v":0},{"$f":"'Energy Uses'!JM45","v":0}]
[null,null,null,null,null,null,null,null,null,null,null,null,null,null,null,null,null,null,null,null,null,null,null,null,null,null,null,null,null,null,null,null,{"$f":"'Energy Uses'!M46","v":false},0,0,22,{"$f":"'Energy Uses'!C46","v":0},{"$f":"'Energy Uses'!KK46","v":0},{"$f":"'Energy Uses'!KJ46","v":0},{"$f":"'Energy Uses'!KI46","v":0},{"$f":"'Energy Uses'!KH46","v":0},{"$f":"'Energy Uses'!KG46","v":0},{"$f":"'Energy Uses'!KF46","v":0},{"$f":"'Energy Uses'!KE46","v":0},{"$f":"'Energy Uses'!KD46","v":0},{"$f":"'Energy Uses'!KC46","v":0},{"$f":"'Energy Uses'!KB46","v":0},{"$f":"'Energy Uses'!KA46","v":0},{"$f":"'Energy Uses'!JZ46","v":0},{"$f":"'Energy Uses'!JY46","v":0},{"$f":"'Energy Uses'!JX46","v":0},{"$f":"'Energy Uses'!JW46","v":0},{"$f":"'Energy Uses'!JV46","v":0},{"$f":"'Energy Uses'!JU46","v":0},{"$f":"'Energy Uses'!JT46","v":0},{"$f":"'Energy Uses'!JS46","v":0},{"$f":"'Energy Uses'!JR46","v":0},{"$f":"'Energy Uses'!JQ46","v":0},{"$f":"'Energy Uses'!JP46","v":0},{"$f":"'Energy Uses'!JO46","v":0},{"$f":"'Energy Uses'!JN46","v":0},{"$f":"'Energy Uses'!JM46","v":0}]
[null,null,null,null,null,null,null,null,null,null,null,null,null,null,null,null,null,null,null,null,null,null,null,null,null,null,null,null,null,null,null,null,{"$f":"'Energy Uses'!M47","v":false},0,0,23,{"$f":"'Energy Uses'!C47","v":0},{"$f":"'Energy Uses'!KK47","v":0},{"$f":"'Energy Uses'!KJ47","v":0},{"$f":"'Energy Uses'!KI47","v":0},{"$f":"'Energy Uses'!KH47","v":0},{"$f":"'Energy Uses'!KG47","v":0},{"$f":"'Energy Uses'!KF47","v":0},{"$f":"'Energy Uses'!KE47","v":0},{"$f":"'Energy Uses'!KD47","v":0},{"$f":"'Energy Uses'!KC47","v":0},{"$f":"'Energy Uses'!KB47","v":0},{"$f":"'Energy Uses'!KA47","v":0},{"$f":"'Energy Uses'!JZ47","v":0},{"$f":"'Energy Uses'!JY47","v":0},{"$f":"'Energy Uses'!JX47","v":0},{"$f":"'Energy Uses'!JW47","v":0},{"$f":"'Energy Uses'!JV47","v":0},{"$f":"'Energy Uses'!JU47","v":0},{"$f":"'Energy Uses'!JT47","v":0},{"$f":"'Energy Uses'!JS47","v":0},{"$f":"'Energy Uses'!JR47","v":0},{"$f":"'Energy Uses'!JQ47","v":0},{"$f":"'Energy Uses'!JP47","v":0},{"$f":"'Energy Uses'!JO47","v":0},{"$f":"'Energy Uses'!JN47","v":0},{"$f":"'Energy Uses'!JM47","v":0}]
[null,null,null,null,null,null,null,null,null,null,null,null,null,null,null,null,null,null,null,null,null,null,null,null,null,null,null,null,null,null,null,null,{"$f":"'Energy Uses'!M48","v":false},0,0,24,{"$f":"'Energy Uses'!C48","v":0},{"$f":"'Energy Uses'!KK48","v":0},{"$f":"'Energy Uses'!KJ48","v":0},{"$f":"'Energy Uses'!KI48","v":0},{"$f":"'Energy Uses'!KH48","v":0},{"$f":"'Energy Uses'!KG48","v":0},{"$f":"'Energy Uses'!KF48","v":0},{"$f":"'Energy Uses'!KE48","v":0},{"$f":"'Energy Uses'!KD48","v":0},{"$f":"'Energy Uses'!KC48","v":0},{"$f":"'Energy Uses'!KB48","v":0},{"$f":"'Energy Uses'!KA48","v":0},{"$f":"'Energy Uses'!JZ48","v":0},{"$f":"'Energy Uses'!JY48","v":0},{"$f":"'Energy Uses'!JX48","v":0},{"$f":"'Energy Uses'!JW48","v":0},{"$f":"'Energy Uses'!JV48","v":0},{"$f":"'Energy Uses'!JU48","v":0},{"$f":"'Energy Uses'!JT48","v":0},{"$f":"'Energy Uses'!JS48","v":0},{"$f":"'Energy Uses'!JR48","v":0},{"$f":"'Energy Uses'!JQ48","v":0},{"$f":"'Energy Uses'!JP48","v":0},{"$f":"'Energy Uses'!JO48","v":0},{"$f":"'Energy Uses'!JN48","v":0},{"$f":"'Energy Uses'!JM48","v":0}]
[null,null,null,null,null,null,null,null,null,null,null,null,null,null,null,null,null,null,null,null,null,null,null,null,null,null,null,null,null,null,null,null,{"$f":"'Energy Uses'!M49","v":false},0,0,25,{"$f":"'Energy Uses'!C49","v":0},{"$f":"'Energy Uses'!KK49","v":0},{"$f":"'Energy Uses'!KJ49","v":0},{"$f":"'Energy Uses'!KI49","v":0},{"$f":"'Energy Uses'!KH49","v":0},{"$f":"'Energy Uses'!KG49","v":0},{"$f":"'Energy Uses'!KF49","v":0},{"$f":"'Energy Uses'!KE49","v":0},{"$f":"'Energy Uses'!KD49","v":0},{"$f":"'Energy Uses'!KC49","v":0},{"$f":"'Energy Uses'!KB49","v":0},{"$f":"'Energy Uses'!KA49","v":0},{"$f":"'Energy Uses'!JZ49","v":0},{"$f":"'Energy Uses'!JY49","v":0},{"$f":"'Energy Uses'!JX49","v":0},{"$f":"'Energy Uses'!JW49","v":0},{"$f":"'Energy Uses'!JV49","v":0},{"$f":"'Energy Uses'!JU49","v":0},{"$f":"'Energy Uses'!JT49","v":0},{"$f":"'Energy Uses'!JS49","v":0},{"$f":"'Energy Uses'!JR49","v":0},{"$f":"'Energy Uses'!JQ49","v":0},{"$f":"'Energy Uses'!JP49","v":0},{"$f":"'Energy Uses'!JO49","v":0},{"$f":"'Energy Uses'!JN49","v":0},{"$f":"'Energy Uses'!JM49","v":0}]
[null,null,null,null,null,null,null,null,null,null,null,null,null,null,null,null,null,null,null,null,null,null,null,null,null,null,null,null,null,null,null,null,{"$f":"'Energy Uses'!M50","v":false},0,0,26,{"$f":"'Energy Uses'!C50","v":0},{"$f":"'Energy Uses'!KK50","v":0},{"$f":"'Energy Uses'!KJ50","v":0},{"$f":"'Energy Uses'!KI50","v":0},{"$f":"'Energy Uses'!KH50","v":0},{"$f":"'Energy Uses'!KG50","v":0},{"$f":"'Energy Uses'!KF50","v":0},{"$f":"'Energy Uses'!KE50","v":0},{"$f":"'Energy Uses'!KD50","v":0},{"$f":"'Energy Uses'!KC50","v":0},{"$f":"'Energy Uses'!KB50","v":0},{"$f":"'Energy Uses'!KA50","v":0},{"$f":"'Energy Uses'!JZ50","v":0},{"$f":"'Energy Uses'!JY50","v":0},{"$f":"'Energy Uses'!JX50","v":0},{"$f":"'Energy Uses'!JW50","v":0},{"$f":"'Energy Uses'!JV50","v":0},{"$f":"'Energy Uses'!JU50","v":0},{"$f":"'Energy Uses'!JT50","v":0},{"$f":"'Energy Uses'!JS50","v":0},{"$f":"'Energy Uses'!JR50","v":0},{"$f":"'Energy Uses'!JQ50","v":0},{"$f":"'Energy Uses'!JP50","v":0},{"$f":"'Energy Uses'!JO50","v":0},{"$f":"'Energy Uses'!JN50","v":0},{"$f":"'Energy Uses'!JM50","v":0}]
[null,null,null,null,null,null,null,null,null,null,null,null,null,null,null,null,null,null,null,null,null,null,null,null,null,null,null,null,null,null,null,null,{"$f":"'Energy Uses'!M51","v":false},0,0,27,{"$f":"'Energy Uses'!C51","v":0},{"$f":"'Energy Uses'!KK51","v":0},{"$f":"'Energy Uses'!KJ51","v":0},{"$f":"'Energy Uses'!KI51","v":0},{"$f":"'Energy Uses'!KH51","v":0},{"$f":"'Energy Uses'!KG51","v":0},{"$f":"'Energy Uses'!KF51","v":0},{"$f":"'Energy Uses'!KE51","v":0},{"$f":"'Energy Uses'!KD51","v":0},{"$f":"'Energy Uses'!KC51","v":0},{"$f":"'Energy Uses'!KB51","v":0},{"$f":"'Energy Uses'!KA51","v":0},{"$f":"'Energy Uses'!JZ51","v":0},{"$f":"'Energy Uses'!JY51","v":0},{"$f":"'Energy Uses'!JX51","v":0},{"$f":"'Energy Uses'!JW51","v":0},{"$f":"'Energy Uses'!JV51","v":0},{"$f":"'Energy Uses'!JU51","v":0},{"$f":"'Energy Uses'!JT51","v":0},{"$f":"'Energy Uses'!JS51","v":0},{"$f":"'Energy Uses'!JR51","v":0},{"$f":"'Energy Uses'!JQ51","v":0},{"$f":"'Energy Uses'!JP51","v":0},{"$f":"'Energy Uses'!JO51","v":0},{"$f":"'Energy Uses'!JN51","v":0},{"$f":"'Energy Uses'!JM51","v":0}]
[null,null,null,null,null,null,null,null,null,null,null,null,null,null,null,null,null,null,null,null,null,null,null,null,null,null,null,null,null,null,null,null,{"$f":"'Energy Uses'!M52","v":false},0,0,28,{"$f":"'Energy Uses'!C52","v":0},{"$f":"'Energy Uses'!KK52","v":0},{"$f":"'Energy Uses'!KJ52","v":0},{"$f":"'Energy Uses'!KI52","v":0},{"$f":"'Energy Uses'!KH52","v":0},{"$f":"'Energy Uses'!KG52","v":0},{"$f":"'Energy Uses'!KF52","v":0},{"$f":"'Energy Uses'!KE52","v":0},{"$f":"'Energy Uses'!KD52","v":0},{"$f":"'Energy Uses'!KC52","v":0},{"$f":"'Energy Uses'!KB52","v":0},{"$f":"'Energy Uses'!KA52","v":0},{"$f":"'Energy Uses'!JZ52","v":0},{"$f":"'Energy Uses'!JY52","v":0},{"$f":"'Energy Uses'!JX52","v":0},{"$f":"'Energy Uses'!JW52","v":0},{"$f":"'Energy Uses'!JV52","v":0},{"$f":"'Energy Uses'!JU52","v":0},{"$f":"'Energy Uses'!JT52","v":0},{"$f":"'Energy Uses'!JS52","v":0},{"$f":"'Energy Uses'!JR52","v":0},{"$f":"'Energy Uses'!JQ52","v":0},{"$f":"'Energy Uses'!JP52","v":0},{"$f":"'Energy Uses'!JO52","v":0},{"$f":"'Energy Uses'!JN52","v":0},{"$f":"'Energy Uses'!JM52","v":0}]
[null,null,null,null,null,null,null,null,null,null,null,null,null,null,null,null,null,null,null,null,null,null,null,null,null,null,null,null,null,null,null,null,{"$f":"'Energy Uses'!M53","v":false},0,0,29,{"$f":"'Energy Uses'!C53","v":0},{"$f":"'Energy Uses'!KK53","v":0},{"$f":"'Energy Uses'!KJ53","v":0},{"$f":"'Energy Uses'!KI53","v":0},{"$f":"'Energy Uses'!KH53","v":0},{"$f":"'Energy Uses'!KG53","v":0},{"$f":"'Energy Uses'!KF53","v":0},{"$f":"'Energy Uses'!KE53","v":0},{"$f":"'Energy Uses'!KD53","v":0},{"$f":"'Energy Uses'!KC53","v":0},{"$f":"'Energy Uses'!KB53","v":0},{"$f":"'Energy Uses'!KA53","v":0},{"$f":"'Energy Uses'!JZ53","v":0},{"$f":"'Energy Uses'!JY53","v":0},{"$f":"'Energy Uses'!JX53","v":0},{"$f":"'Energy Uses'!JW53","v":0},{"$f":"'Energy Uses'!JV53","v":0},{"$f":"'Energy Uses'!JU53","v":0},{"$f":"'Energy Uses'!JT53","v":0},{"$f":"'Energy Uses'!JS53","v":0},{"$f":"'Energy Uses'!JR53","v":0},{"$f":"'Energy Uses'!JQ53","v":0},{"$f":"'Energy Uses'!JP53","v":0},{"$f":"'Energy Uses'!JO53","v":0},{"$f":"'Energy Uses'!JN53","v":0},{"$f":"'Energy Uses'!JM53","v":0}]
[null,null,null,null,null,null,null,null,null,null,null,null,null,null,null,null,null,null,null,null,null,null,null,null,null,null,null,null,null,null,null,null,{"$f":"'Energy Uses'!M54","v":false},0,0,30,{"$f":"'Energy Uses'!C54","v":0},{"$f":"'Energy Uses'!KK54","v":0},{"$f":"'Energy Uses'!KJ54","v":0},{"$f":"'Energy Uses'!KI54","v":0},{"$f":"'Energy Uses'!KH54","v":0},{"$f":"'Energy Uses'!KG54","v":0},{"$f":"'Energy Uses'!KF54","v":0},{"$f":"'Energy Uses'!KE54","v":0},{"$f":"'Energy Uses'!KD54","v":0},{"$f":"'Energy Uses'!KC54","v":0},{"$f":"'Energy Uses'!KB54","v":0},{"$f":"'Energy Uses'!KA54","v":0},{"$f":"'Energy Uses'!JZ54","v":0},{"$f":"'Energy Uses'!JY54","v":0},{"$f":"'Energy Uses'!JX54","v":0},{"$f":"'Energy Uses'!JW54","v":0},{"$f":"'Energy Uses'!JV54","v":0},{"$f":"'Energy Uses'!JU54","v":0},{"$f":"'Energy Uses'!JT54","v":0},{"$f":"'Energy Uses'!JS54","v":0},{"$f":"'Energy Uses'!JR54","v":0},{"$f":"'Energy Uses'!JQ54","v":0},{"$f":"'Energy Uses'!JP54","v":0},{"$f":"'Energy Uses'!JO54","v":0},{"$f":"'Energy Uses'!JN54","v":0},{"$f":"'Energy Uses'!JM54","v":0}]
[null,null,null,null,null,null,null,null,null,null,null,null,null,null,null,null,null,null,null,null,null,null,null,null,null,null,null,null,null,null,null,null,{"$f":"'Energy Uses'!M55","v":false},0,{"$f":"HLOOKUP(AI$80,$AL$80:$BJ$110,AJ110,)","v":0},31,{"$f":"'Energy Uses'!C55","v":0},{"$f":"'Energy Uses'!KK55","v":0},{"$f":"'Energy Uses'!KJ55","v":0},{"$f":"'Energy Uses'!KI55","v":0},{"$f":"'Energy Uses'!KH55","v":0},{"$f":"'Energy Uses'!KG55","v":0},{"$f":"'Energy Uses'!KF55","v":0},{"$f":"'Energy Uses'!KE55","v":0},{"$f":"'Energy Uses'!KD55","v":0},{"$f":"'Energy Uses'!KC55","v":0},{"$f":"'Energy Uses'!KB55","v":0},{"$f":"'Energy Uses'!KA55","v":0},{"$f":"'Energy Uses'!JZ55","v":0},{"$f":"'Energy Uses'!JY55","v":0},{"$f":"'Energy Uses'!JX55","v":0},{"$f":"'Energy Uses'!JW55","v":0},{"$f":"'Energy Uses'!JV55","v":0},{"$f":"'Energy Uses'!JU55","v":0},{"$f":"'Energy Uses'!JT55","v":0},{"$f":"'Energy Uses'!JS55","v":0},{"$f":"'Energy Uses'!JR55","v":0},{"$f":"'Energy Uses'!JQ55","v":0},{"$f":"'Energy Uses'!JP55","v":0},{"$f":"'Energy Uses'!JO55","v":0},{"$f":"'Energy Uses'!JN55","v":0},{"$f":"'Energy Uses'!JM55","v":0}]
[null,null,null,null,null,null,null,null,null,null,null,null,null,null,null,null,null,null,null,null,null,null,null,null,null,null,null,null,null,null,null,null,true]
[null,null,null,null,null,null,null,null,null,null,null,null,null,null,null,null,null,null,null,null,null,null,null,null,null,null,null,null,null,null,null,null,true,null,{"$f":"$AI$68","v":2015},null,null,{"$f":"AM112-1","v":2005},2006,2007,2008,2009,2010,2011,2012,2013,2014,2015,2016,2017,2018,2019,2020,2021,2022,2023,2024,2025,2026,2027,{"$f":"BJ112-1","v":2028},{"$f":"FinalYear","v":2029}]
[null,null,null,null,null,null,null,null,null,null,null,null,null,null,null,null,null,null,null,null,null,null,null,null,null,null,null,null,null,null,null,null,{"$f":"'Energy Uses'!M67","v":true},{"$f":"AK113","v":"Lights"},{"$f":"HLOOKUP(AI$112,$AL$112:$BJ$142,AJ113,)","v":3068.5305148312309},2,{"$f":"'Energy Uses'!C67","v":"Lights"},{"$f":"'Energy Uses'!KK67","v":0},{"$f":"'Energy Uses'!KJ67","v":0},{"$f":"'Energy Uses'!KI67","v":0},{"$f":"'Energy Uses'!KH67","v":0},{"$f":"'Energy Uses'!KG67","v":0},{"$f":"'Energy Uses'!KF67","v":0},{"$f":"'Energy Uses'!KE67","v":0},{"$f":"'Energy Uses'!KD67","v":0},{"$f":"'Energy Uses'!KC67","v":3068.5305148312309},{"$f":"'Energy Uses'!KB67","v":3068.5305148312309},{"$f":"'Energy Uses'!KA67","v":3068.5305148312309},{"$f":"'Energy Uses'!JZ67","v":0},{"$f":"'Energy Uses'!JY67","v":0},{"$f":"'Energy Uses'!JX67","v":0},{"$f":"'Energy Uses'!JW67","v":0},{"$f":"'Energy Uses'!JV67","v":0},{"$f":"'Energy Uses'!JU67","v":0},{"$f":"'Energy Uses'!JT67","v":0},{"$f":"'Energy Uses'!JS67","v":0},{"$f":"'Energy Uses'!JR67","v":0},{"$f":"'Energy Uses'!JQ67","v":0},{"$f":"'Energy Uses'!JP67","v":0},{"$f":"'Energy Uses'!JO67","v":0},{"$f":"'Energy Uses'!JN67","v":0},{"$f":"'Energy Uses'!JM67","v":0}]
[null,null,null,null,null,null,null,null,null,null,null,null,null,null,null,null,null,null,null,null,null,null,null,null,null,null,null,null,null,null,null,null,{"$f":"'Energy Uses'!M68","v":true},"Motors",{"$f":"HLOOKUP(AI$112,$AL$112:$BJ$142,AJ114,)","v":9205.5915444936927},3,{"$f":"'Energy Uses'!C68","v":"Motors"},{"$f":"'Energy Uses'!KK68","v":0},{"$f":"'Energy Uses'!KJ68","v":0},{"$f":"'Energy Uses'!KI68","v":0},{"$f":"'Energy Uses'!KH68","v":0},{"$f":"'Energy Uses'!KG68","v":0},{"$f":"'Energy Uses'!KF68","v":0},{"$f":"'Energy Uses'!KE68","v":0},{"$f":"'Energy Uses'!KD68","v":0},{"$f":"'Energy Uses'!KC68","v":9205.5915444936927},{"$f":"'Energy Uses'!KB68","v":9205.5915444936927},{"$f":"'Energy Uses'!KA68","v":9205.5915444936927},{"$f":"'Energy Uses'!JZ68","v":0},{"$f":"'Energy Uses'!JY68","v":0},{"$f":"'Energy Uses'!JX68","v":0},{"$f":"'Energy Uses'!JW68","v":0},{"$f":"'Energy Uses'!JV68","v":0},{"$f":"'Energy Uses'!JU68","v":0},{"$f":"'Energy Uses'!JT68","v":0},{"$f":"'Energy Uses'!JS68","v":0},{"$f":"'Energy Uses'!JR68","v":0},{"$f":"'Energy Uses'!JQ68","v":0},{"$f":"'Energy Uses'!JP68","v":0},{"$f":"'Energy Uses'!JO68","v":0},{"$f":"'Energy Uses'!JN68","v":0},{"$f":"'Energy Uses'!JM68","v":0}]
[null,null,null,null,null,null,null,null,null,null,null,null,null,null,null,null,null,null,null,null,null,null,null,null,null,null,null,null,null,null,null,null,{"$f":"'Energy Uses'!M69","v":false},0,0,4,{"$f":"'Energy Uses'!C69","v":0},{"$f":"'Energy Uses'!KK69","v":0},{"$f":"'Energy Uses'!KJ69","v":0},{"$f":"'Energy Uses'!KI69","v":0},{"$f":"'Energy Uses'!KH69","v":0},{"$f":"'Energy Uses'!KG69","v":0},{"$f":"'Energy Uses'!KF69","v":0},{"$f":"'Energy Uses'!KE69","v":0},{"$f":"'Energy Uses'!KD69","v":0},{"$f":"'Energy Uses'!KC69","v":0},{"$f":"'Energy Uses'!KB69","v":0},{"$f":"'Energy Uses'!KA69","v":0},{"$f":"'Energy Uses'!JZ69","v":0},{"$f":"'Energy Uses'!JY69","v":0},{"$f":"'Energy Uses'!JX69","v":0},{"$f":"'Energy Uses'!JW69","v":0},{"$f":"'Energy Uses'!JV69","v":0},{"$f":"'Energy Uses'!JU69","v":0},{"$f":"'Energy Uses'!JT69","v":0},{"$f":"'Energy Uses'!JS69","v":0},{"$f":"'Energy Uses'!JR69","v":0},{"$f":"'Energy Uses'!JQ69","v":0},{"$f":"'Energy Uses'!JP69","v":0},{"$f":"'Energy Uses'!JO69","v":0},{"$f":"'Energy Uses'!JN69","v":0},{"$f":"'Energy Uses'!JM69","v":0}]
[null,null,null,null,null,null,null,null,null,null,null,null,null,null,null,null,null,null,null,null,null,null,null,null,null,null,null,null,null,null,null,null,{"$f":"'Energy Uses'!M70","v":false},0,0,5,{"$f":"'Energy Uses'!C70","v":0},{"$f":"'Energy Uses'!KK70","v":0},{"$f":"'Energy Uses'!KJ70","v":0},{"$f":"'Energy Uses'!KI70","v":0},{"$f":"'Energy Uses'!KH70","v":0},{"$f":"'Energy Uses'!KG70","v":0},{"$f":"'Energy Uses'!KF70","v":0},{"$f":"'Energy Uses'!KE70","v":0},{"$f":"'Energy Uses'!KD70","v":0},{"$f":"'Energy Uses'!KC70","v":0},{"$f":"'Energy Uses'!KB70","v":0},{"$f":"'Energy Uses'!KA70","v":0},{"$f":"'Energy Uses'!JZ70","v":0},{"$f":"'Energy Uses'!JY70","v":0},{"$f":"'Energy Uses'!JX70","v":0},{"$f":"'Energy Uses'!JW70","v":0},{"$f":"'Energy Uses'!JV70","v":0},{"$f":"'Energy Uses'!JU70","v":0},{"$f":"'Energy Uses'!JT70","v":0},{"$f":"'Energy Uses'!JS70","v":0},{"$f":"'Energy Uses'!JR70","v":0},{"$f":"'Energy Uses'!JQ70","v":0},{"$f":"'Energy Uses'!JP70","v":0},{"$f":"'Energy Uses'!JO70","v":0},{"$f":"'Energy Uses'!JN70","v":0},{"$f":"'Energy Uses'!JM70","v":0}]
[null,null,null,null,null,null,null,null,null,null,null,null,null,null,null,null,null,null,null,null,null,null,null,null,null,null,null,null,null,null,null,null,{"$f":"'Energy Uses'!M71","v":false},0,0,6,{"$f":"'Energy Uses'!C71","v":0},{"$f":"'Energy Uses'!KK71","v":0},{"$f":"'Energy Uses'!KJ71","v":0},{"$f":"'Energy Uses'!KI71","v":0},{"$f":"'Energy Uses'!KH71","v":0},{"$f":"'Energy Uses'!KG71","v":0},{"$f":"'Energy Uses'!KF71","v":0},{"$f":"'Energy Uses'!KE71","v":0},{"$f":"'Energy Uses'!KD71","v":0},{"$f":"'Energy Uses'!KC71","v":0},{"$f":"'Energy Uses'!KB71","v":0},{"$f":"'Energy Uses'!KA71","v":0},{"$f":"'Energy Uses'!JZ71","v":0},{"$f":"'Energy Uses'!JY71","v":0},{"$f":"'Energy Uses'!JX71","v":0},{"$f":"'Energy Uses'!JW71","v":0},{"$f":"'Energy Uses'!JV71","v":0},{"$f":"'Energy Uses'!JU71","v":0},{"$f":"'Energy Uses'!JT71","v":0},{"$f":"'Energy Uses'!JS71","v":0},{"$f":"'Energy Uses'!JR71","v":0},{"$f":"'Energy Uses'!JQ71","v":0},{"$f":"'Energy Uses'!JP71","v":0},{"$f":"'Energy Uses'!JO71","v":0},{"$f":"'Energy Uses'!JN71","v":0},{"$f":"'Energy Uses'!JM71","v":0}]
[null,null,null,null,null,null,null,null,null,null,null,null,null,null,null,null,null,null,null,null,null,null,null,null,null,null,null,null,null,null,null,null,{"$f":"'Energy Uses'!M72","v":false},0,0,7,{"$f":"'Energy Uses'!C72","v":0},{"$f":"'Energy Uses'!KK72","v":0},{"$f":"'Energy Uses'!KJ72","v":0},{"$f":"'Energy Uses'!KI72","v":0},{"$f":"'Energy Uses'!KH72","v":0},{"$f":"'Energy Uses'!KG72","v":0},{"$f":"'Energy Uses'!KF72","v":0},{"$f":"'Energy Uses'!KE72","v":0},{"$f":"'Energy Uses'!KD72","v":0},{"$f":"'Energy Uses'!KC72","v":0},{"$f":"'Energy Uses'!KB72","v":0},{"$f":"'Energy Uses'!KA72","v":0},{"$f":"'Energy Uses'!JZ72","v":0},{"$f":"'Energy Uses'!JY72","v":0},{"$f":"'Energy Uses'!JX72","v":0},{"$f":"'Energy Uses'!JW72","v":0},{"$f":"'Energy Uses'!JV72","v":0},{"$f":"'Energy Uses'!JU72","v":0},{"$f":"'Energy Uses'!JT72","v":0},{"$f":"'Energy Uses'!JS72","v":0},{"$f":"'Energy Uses'!JR72","v":0},{"$f":"'Energy Uses'!JQ72","v":0},{"$f":"'Energy Uses'!JP72","v":0},{"$f":"'Energy Uses'!JO72","v":0},{"$f":"'Energy Uses'!JN72","v":0},{"$f":"'Energy Uses'!JM72","v":0}]
[null,null,null,null,null,null,null,null,null,null,null,null,null,null,null,null,null,null,null,null,null,null,null,null,null,null,null,null,null,null,null,null,{"$f":"'Energy Uses'!M73","v":false},0,0,8,{"$f":"'Energy Uses'!C73","v":0},{"$f":"'Energy Uses'!KK73","v":0},{"$f":"'Energy Uses'!KJ73","v":0},{"$f":"'Energy Uses'!KI73","v":0},{"$f":"'Energy Uses'!KH73","v":0},{"$f":"'Energy Uses'!KG73","v":0},{"$f":"'Energy Uses'!KF73","v":0},{"$f":"'Energy Uses'!KE73","v":0},{"$f":"'Energy Uses'!KD73","v":0},{"$f":"'Energy Uses'!KC73","v":0},{"$f":"'Energy Uses'!KB73","v":0},{"$f":"'Energy Uses'!KA73","v":0},{"$f":"'Energy Uses'!JZ73","v":0},{"$f":"'Energy Uses'!JY73","v":0},{"$f":"'Energy Uses'!JX73","v":0},{"$f":"'Energy Uses'!JW73","v":0},{"$f":"'Energy Uses'!JV73","v":0},{"$f":"'Energy Uses'!JU73","v":0},{"$f":"'Energy Uses'!JT73","v":0},{"$f":"'Energy Uses'!JS73","v":0},{"$f":"'Energy Uses'!JR73","v":0},{"$f":"'Energy Uses'!JQ73","v":0},{"$f":"'Energy Uses'!JP73","v":0},{"$f":"'Energy Uses'!JO73","v":0},{"$f":"'Energy Uses'!JN73","v":0},{"$f":"'Energy Uses'!JM73","v":0}]
[null,null,null,null,null,null,null,null,null,null,null,null,null,null,null,null,null,null,null,null,null,null,null,null,null,null,null,null,null,null,null,null,{"$f":"'Energy Uses'!M74","v":false},0,0,9,{"$f":"'Energy Uses'!C74","v":0},{"$f":"'Energy Uses'!KK74","v":0},{"$f":"'Energy Uses'!KJ74","v":0},{"$f":"'Energy Uses'!KI74","v":0},{"$f":"'Energy Uses'!KH74","v":0},{"$f":"'Energy Uses'!KG74","v":0},{"$f":"'Energy Uses'!KF74","v":0},{"$f":"'Energy Uses'!KE74","v":0},{"$f":"'Energy Uses'!KD74","v":0},{"$f":"'Energy Uses'!KC74","v":0},{"$f":"'Energy Uses'!KB74","v":0},{"$f":"'Energy Uses'!KA74","v":0},{"$f":"'Energy Uses'!JZ74","v":0},{"$f":"'Energy Uses'!JY74","v":0},{"$f":"'Energy Uses'!JX74","v":0},{"$f":"'Energy Uses'!JW74","v":0},{"$f":"'Energy Uses'!JV74","v":0},{"$f":"'Energy Uses'!JU74","v":0},{"$f":"'Energy Uses'!JT74","v":0},{"$f":"'Energy Uses'!JS74","v":0},{"$f":"'Energy Uses'!JR74","v":0},{"$f":"'Energy Uses'!JQ74","v":0},{"$f":"'Energy Uses'!JP74","v":0},{"$f":"'Energy Uses'!JO74","v":0},{"$f":"'Energy Uses'!JN74","v":0},{"$f":"'Energy Uses'!JM74","v":0}]
[null,null,null,null,null,null,null,null,null,null,null,null,null,null,null,null,null,null,null,null,null,null,null,null,null,null,null,null,null,null,null,null,{"$f":"'Energy Uses'!M75","v":false},0,0,10,{"$f":"'Energy Uses'!C75","v":0},{"$f":"'Energy Uses'!KK75","v":0},{"$f":"'Energy Uses'!KJ75","v":0},{"$f":"'Energy Uses'!KI75","v":0},{"$f":"'Energy Uses'!KH75","v":0},{"$f":"'Energy Uses'!KG75","v":0},{"$f":"'Energy Uses'!KF75","v":0},{"$f":"'Energy Uses'!KE75","v":0},{"$f":"'Energy Uses'!KD75","v":0},{"$f":"'Energy Uses'!KC75","v":0},{"$f":"'Energy Uses'!KB75","v":0},{"$f":"'Energy Uses'!KA75","v":0},{"$f":"'Energy Uses'!JZ75","v":0},{"$f":"'Energy Uses'!JY75","v":0},{"$f":"'Energy Uses'!JX75","v":0},{"$f":"'Energy Uses'!JW75","v":0},{"$f":"'Energy Uses'!JV75","v":0},{"$f":"'Energy Uses'!JU75","v":0},{"$f":"'Energy Uses'!JT75","v":0},{"$f":"'Energy Uses'!JS75","v":0},{"$f":"'Energy Uses'!JR75","v":0},{"$f":"'Energy Uses'!JQ75","v":0},{"$f":"'Energy Uses'!JP75","v":0},{"$f":"'Energy Uses'!JO75","v":0},{"$f":"'Energy Uses'!JN75","v":0},{"$f":"'Energy Uses'!JM75","v":0}]
[null,null,null,null,null,null,null,null,null,null,null,null,null,null,null,null,null,null,null,null,null,null,null,null,null,null,null,null,null,null,null,null,{"$f":"'Energy Uses'!M76","v":false},0,0,11,{"$f":"'Energy Uses'!C76","v":0},{"$f":"'Energy Uses'!KK76","v":0},{"$f":"'Energy Uses'!KJ76","v":0},{"$f":"'Energy Uses'!KI76","v":0},{"$f":"'Energy Uses'!KH76","v":0},{"$f":"'Energy Uses'!KG76","v":0},{"$f":"'Energy Uses'!KF76","v":0},{"$f":"'Energy Uses'!KE76","v":0},{"$f":"'Energy Uses'!KD76","v":0},{"$f":"'Energy Uses'!KC76","v":0},{"$f":"'Energy Uses'!KB76","v":0},{"$f":"'Energy Uses'!KA76","v":0},{"$f":"'Energy Uses'!JZ76","v":0},{"$f":"'Energy Uses'!JY76","v":0},{"$f":"'Energy Uses'!JX76","v":0},{"$f":"'Energy Uses'!JW76","v":0},{"$f":"'Energy Uses'!JV76","v":0},{"$f":"'Energy Uses'!JU76","v":0},{"$f":"'Energy Uses'!JT76","v":0},{"$f":"'Energy Uses'!JS76","v":0},{"$f":"'Energy Uses'!JR76","v":0},{"$f":"'Energy Uses'!JQ76","v":0},{"$f":"'Energy Uses'!JP76","v":0},{"$f":"'Energy Uses'!JO76","v":0},{"$f":"'Energy Uses'!JN76","v":0},{"$f":"'Energy Uses'!JM76","v":0}]
[null,null,null,null,null,null,null,null,null,null,null,null,null,null,null,null,null,null,null,null,null,null,null,null,null,null,null,null,null,null,null,null,{"$f":"'Energy Uses'!M77","v":false},0,0,12,{"$f":"'Energy Uses'!C77","v":0},{"$f":"'Energy Uses'!KK77","v":0},{"$f":"'Energy Uses'!KJ77","v":0},{"$f":"'Energy Uses'!KI77","v":0},{"$f":"'Energy Uses'!KH77","v":0},{"$f":"'Energy Uses'!KG77","v":0},{"$f":"'Energy Uses'!KF77","v":0},{"$f":"'Energy Uses'!KE77","v":0},{"$f":"'Energy Uses'!KD77","v":0},{"$f":"'Energy Uses'!KC77","v":0},{"$f":"'Energy Uses'!KB77","v":0},{"$f":"'Energy Uses'!KA77","v":0},{"$f":"'Energy Uses'!JZ77","v":0},{"$f":"'Energy Uses'!JY77","v":0},{"$f":"'Energy Uses'!JX77","v":0},{"$f":"'Energy Uses'!JW77","v":0},{"$f":"'Energy Uses'!JV77","v":0},{"$f":"'Energy Uses'!JU77","v":0},{"$f":"'Energy Uses'!JT77","v":0},{"$f":"'Energy Uses'!JS77","v":0},{"$f":"'Energy Uses'!JR77","v":0},{"$f":"'Energy Uses'!JQ77","v":0},{"$f":"'Energy Uses'!JP77","v":0},{"$f":"'Energy Uses'!JO77","v":0},{"$f":"'Energy Uses'!JN77","v":0},{"$f":"'Energy Uses'!JM77","v":0}]
[null,null,null,null,null,null,null,null,null,null,null,null,null,null,null,null,null,null,null,null,null,null,null,null,null,null,null,null,null,null,null,null,{"$f":"'Energy Uses'!M78","v":false},0,0,13,{"$f":"'Energy Uses'!C78","v":0},{"$f":"'Energy Uses'!KK78","v":0},{"$f":"'Energy Uses'!KJ78","v":0},{"$f":"'Energy Uses'!KI78","v":0},{"$f":"'Energy Uses'!KH78","v":0},{"$f":"'Energy Uses'!KG78","v":0},{"$f":"'Energy Uses'!KF78","v":0},{"$f":"'Energy Uses'!KE78","v":0},{"$f":"'Energy Uses'!KD78","v":0},{"$f":"'Energy Uses'!KC78","v":0},{"$f":"'Energy Uses'!KB78","v":0},{"$f":"'Energy Uses'!KA78","v":0},{"$f":"'Energy Uses'!JZ78","v":0},{"$f":"'Energy Uses'!JY78","v":0},{"$f":"'Energy Uses'!JX78","v":0},{"$f":"'Energy Uses'!JW78","v":0},{"$f":"'Energy Uses'!JV78","v":0},{"$f":"'Energy Uses'!JU78","v":0},{"$f":"'Energy Uses'!JT78","v":0},{"$f":"'Energy Uses'!JS78","v":0},{"$f":"'Energy Uses'!JR78","v":0},{"$f":"'Energy Uses'!JQ78","v":0},{"$f":"'Energy Uses'!JP78","v":0},{"$f":"'Energy Uses'!JO78","v":0},{"$f":"'Energy Uses'!JN78","v":0},{"$f":"'Energy Uses'!JM78","v":0}]
[null,null,null,null,null,null,null,null,null,null,null,null,null,null,null,null,null,null,null,null,null,null,null,null,null,null,null,null,null,null,null,null,{"$f":"'Energy Uses'!M79","v":false},0,0,14,{"$f":"'Energy Uses'!C79","v":0},{"$f":"'Energy Uses'!KK79","v":0},{"$f":"'Energy Uses'!KJ79","v":0},{"$f":"'Energy Uses'!KI79","v":0},{"$f":"'Energy Uses'!KH79","v":0},{"$f":"'Energy Uses'!KG79","v":0},{"$f":"'Energy Uses'!KF79","v":0},{"$f":"'Energy Uses'!KE79","v":0},{"$f":"'Energy Uses'!KD79","v":0},{"$f":"'Energy Uses'!KC79","v":0},{"$f":"'Energy Uses'!KB79","v":0},{"$f":"'Energy Uses'!KA79","v":0},{"$f":"'Energy Uses'!JZ79","v":0},{"$f":"'Energy Uses'!JY79","v":0},{"$f":"'Energy Uses'!JX79","v":0},{"$f":"'Energy Uses'!JW79","v":0},{"$f":"'Energy Uses'!JV79","v":0},{"$f":"'Energy Uses'!JU79","v":0},{"$f":"'Energy Uses'!JT79","v":0},{"$f":"'Energy Uses'!JS79","v":0},{"$f":"'Energy Uses'!JR79","v":0},{"$f":"'Energy Uses'!JQ79","v":0},{"$f":"'Energy Uses'!JP79","v":0},{"$f":"'Energy Uses'!JO79","v":0},{"$f":"'Energy Uses'!JN79","v":0},{"$f":"'Energy Uses'!JM79","v":0}]
[null,null,null,null,null,null,null,null,null,null,null,null,null,null,null,null,null,null,null,null,null,null,null,null,null,null,null,null,null,null,null,null,{"$f":"'Energy Uses'!M80","v":false},0,0,15,{"$f":"'Energy Uses'!C80","v":0},{"$f":"'Energy Uses'!KK80","v":0},{"$f":"'Energy Uses'!KJ80","v":0},{"$f":"'Energy Uses'!KI80","v":0},{"$f":"'Energy Uses'!KH80","v":0},{"$f":"'Energy Uses'!KG80","v":0},{"$f":"'Energy Uses'!KF80","v":0},{"$f":"'Energy Uses'!KE80","v":0},{"$f":"'Energy Uses'!KD80","v":0},{"$f":"'Energy Uses'!KC80","v":0},{"$f":"'Energy Uses'!KB80","v":0},{"$f":"'Energy Uses'!KA80","v":0},{"$f":"'Energy Uses'!JZ80","v":0},{"$f":"'Energy Uses'!JY80","v":0},{"$f":"'Energy Uses'!JX80","v":0},{"$f":"'Energy Uses'!JW80","v":0},{"$f":"'Energy Uses'!JV80","v":0},{"$f":"'Energy Uses'!JU80","v":0},{"$f":"'Energy Uses'!JT80","v":0},{"$f":"'Energy Uses'!JS80","v":0},{"$f":"'Energy Uses'!JR80","v":0},{"$f":"'Energy Uses'!JQ80","v":0},{"$f":"'Energy Uses'!JP80","v":0},{"$f":"'Energy Uses'!JO80","v":0},{"$f":"'Energy Uses'!JN80","v":0},{"$f":"'Energy Uses'!JM80","v":0}]
[null,null,null,null,null,null,null,null,null,null,null,null,null,null,null,null,null,null,null,null,null,null,null,null,null,null,null,null,null,null,null,null,{"$f":"'Energy Uses'!M81","v":false},0,0,16,{"$f":"'Energy Uses'!C81","v":0},{"$f":"'Energy Uses'!KK81","v":0},{"$f":"'Energy Uses'!KJ81","v":0},{"$f":"'Energy Uses'!KI81","v":0},{"$f":"'Energy Uses'!KH81","v":0},{"$f":"'Energy Uses'!KG81","v":0},{"$f":"'Energy Uses'!KF81","v":0},{"$f":"'Energy Uses'!KE81","v":0},{"$f":"'Energy Uses'!KD81","v":0},{"$f":"'Energy Uses'!KC81","v":0},{"$f":"'Energy Uses'!KB81","v":0},{"$f":"'Energy Uses'!KA81","v":0},{"$f":"'Energy Uses'!JZ81","v":0},{"$f":"'Energy Uses'!JY81","v":0},{"$f":"'Energy Uses'!JX81","v":0},{"$f":"'Energy Uses'!JW81","v":0},{"$f":"'Energy Uses'!JV81","v":0},{"$f":"'Energy Uses'!JU81","v":0},{"$f":"'Energy Uses'!JT81","v":0},{"$f":"'Energy Uses'!JS81","v":0},{"$f":"'Energy Uses'!JR81","v":0},{"$f":"'Energy Uses'!JQ81","v":0},{"$f":"'Energy Uses'!JP81","v":0},{"$f":"'Energy Uses'!JO81","v":0},{"$f":"'Energy Uses'!JN81","v":0},{"$f":"'Energy Uses'!JM81","v":0}]
[null,null,null,null,null,null,null,null,null,null,null,null,null,null,null,null,null,null,null,null,null,null,null,null,null,null,null,null,null,null,null,null,{"$f":"'Energy Uses'!M82","v":false},0,0,17,{"$f":"'Energy Uses'!C82","v":0},{"$f":"'Energy Uses'!KK82","v":0},{"$f":"'Energy Uses'!KJ82","v":0},{"$f":"'Energy Uses'!KI82","v":0},{"$f":"'Energy Uses'!KH82","v":0},{"$f":"'Energy Uses'!KG82","v":0},{"$f":"'Energy Uses'!KF82","v":0},{"$f":"'Energy Uses'!KE82","v":0},{"$f":"'Energy Uses'!KD82","v":0},{"$f":"'Energy Uses'!KC82","v":0},{"$f":"'Energy Uses'!KB82","v":0},{"$f":"'Energy Uses'!KA82","v":0},{"$f":"'Energy Uses'!JZ82","v":0},{"$f":"'Energy Uses'!JY82","v":0},{"$f":"'Energy Uses'!JX82","v":0},{"$f":"'Energy Uses'!JW82","v":0},{"$f":"'Energy Uses'!JV82","v":0},{"$f":"'Energy Uses'!JU82","v":0},{"$f":"'Energy Uses'!JT82","v":0},{"$f":"'Energy Uses'!JS82","v":0},{"$f":"'Energy Uses'!JR82","v":0},{"$f":"'Energy Uses'!JQ82","v":0},{"$f":"'Energy Uses'!JP82","v":0},{"$f":"'Energy Uses'!JO82","v":0},{"$f":"'Energy Uses'!JN82","v":0},{"$f":"'Energy Uses'!JM82","v":0}]
[null,null,null,null,null,null,null,null,null,null,null,null,null,null,null,null,null,null,null,null,null,null,null,null,null,null,null,null,null,null,null,null,{"$f":"'Energy Uses'!M83","v":false},0,0,18,{"$f":"'Energy Uses'!C83","v":0},{"$f":"'Energy Uses'!KK83","v":0},{"$f":"'Energy Uses'!KJ83","v":0},{"$f":"'Energy Uses'!KI83","v":0},{"$f":"'Energy Uses'!KH83","v":0},{"$f":"'Energy Uses'!KG83","v":0},{"$f":"'Energy Uses'!KF83","v":0},{"$f":"'Energy Uses'!KE83","v":0},{"$f":"'Energy Uses'!KD83","v":0},{"$f":"'Energy Uses'!KC83","v":0},{"$f":"'Energy Uses'!KB83","v":0},{"$f":"'Energy Uses'!KA83","v":0},{"$f":"'Energy Uses'!JZ83","v":0},{"$f":"'Energy Uses'!JY83","v":0},{"$f":"'Energy Uses'!JX83","v":0},{"$f":"'Energy Uses'!JW83","v":0},{"$f":"'Energy Uses'!JV83","v":0},{"$f":"'Energy Uses'!JU83","v":0},{"$f":"'Energy Uses'!JT83","v":0},{"$f":"'Energy Uses'!JS83","v":0},{"$f":"'Energy Uses'!JR83","v":0},{"$f":"'Energy Uses'!JQ83","v":0},{"$f":"'Energy Uses'!JP83","v":0},{"$f":"'Energy Uses'!JO83","v":0},{"$f":"'Energy Uses'!JN83","v":0},{"$f":"'Energy Uses'!JM83","v":0}]
[null,null,null,null,null,null,null,null,null,null,null,null,null,null,null,null,null,null,null,null,null,null,null,null,null,null,null,null,null,null,null,null,{"$f":"'Energy Uses'!M84","v":false},0,0,19,{"$f":"'Energy Uses'!C84","v":0},{"$f":"'Energy Uses'!KK84","v":0},{"$f":"'Energy Uses'!KJ84","v":0},{"$f":"'Energy Uses'!KI84","v":0},{"$f":"'Energy Uses'!KH84","v":0},{"$f":"'Energy Uses'!KG84","v":0},{"$f":"'Energy Uses'!KF84","v":0},{"$f":"'Energy Uses'!KE84","v":0},{"$f":"'Energy Uses'!KD84","v":0},{"$f":"'Energy Uses'!KC84","v":0},{"$f":"'Energy Uses'!KB84","v":0},{"$f":"'Energy Uses'!KA84","v":0},{"$f":"'Energy Uses'!JZ84","v":0},{"$f":"'Energy Uses'!JY84","v":0},{"$f":"'Energy Uses'!JX84","v":0},{"$f":"'Energy Uses'!JW84","v":0},{"$f":"'Energy Uses'!JV84","v":0},{"$f":"'Energy Uses'!JU84","v":0},{"$f":"'Energy Uses'!JT84","v":0},{"$f":"'Energy Uses'!JS84","v":0},{"$f":"'Energy Uses'!JR84","v":0},{"$f":"'Energy Uses'!JQ84","v":0},{"$f":"'Energy Uses'!JP84","v":0},{"$f":"'Energy Uses'!JO84","v":0},{"$f":"'Energy Uses'!JN84","v":0},{"$f":"'Energy Uses'!JM84","v":0}]
[null,null,null,null,null,null,null,null,null,null,null,null,null,null,null,null,null,null,null,null,null,null,null,null,null,null,null,null,null,null,null,null,{"$f":"'Energy Uses'!M85","v":false},0,0,20,{"$f":"'Energy Uses'!C85","v":0},{"$f":"'Energy Uses'!KK85","v":0},{"$f":"'Energy Uses'!KJ85","v":0},{"$f":"'Energy Uses'!KI85","v":0},{"$f":"'Energy Uses'!KH85","v":0},{"$f":"'Energy Uses'!KG85","v":0},{"$f":"'Energy Uses'!KF85","v":0},{"$f":"'Energy Uses'!KE85","v":0},{"$f":"'Energy Uses'!KD85","v":0},{"$f":"'Energy Uses'!KC85","v":0},{"$f":"'Energy Uses'!KB85","v":0},{"$f":"'Energy Uses'!KA85","v":0},{"$f":"'Energy Uses'!JZ85","v":0},{"$f":"'Energy Uses'!JY85","v":0},{"$f":"'Energy Uses'!JX85","v":0},{"$f":"'Energy Uses'!JW85","v":0},{"$f":"'Energy Uses'!JV85","v":0},{"$f":"'Energy Uses'!JU85","v":0},{"$f":"'Energy Uses'!JT85","v":0},{"$f":"'Energy Uses'!JS85","v":0},{"$f":"'Energy Uses'!JR85","v":0},{"$f":"'Energy Uses'!JQ85","v":0},{"$f":"'Energy Uses'!JP85","v":0},{"$f":"'Energy Uses'!JO85","v":0},{"$f":"'Energy Uses'!JN85","v":0},{"$f":"'Energy Uses'!JM85","v":0}]
[null,null,null,null,null,null,null,null,null,null,null,null,null,null,null,null,null,null,null,null,null,null,null,null,null,null,null,null,null,null,null,null,{"$f":"'Energy Uses'!M86","v":false},0,0,21,{"$f":"'Energy Uses'!C86","v":0},{"$f":"'Energy Uses'!KK86","v":0},{"$f":"'Energy Uses'!KJ86","v":0},{"$f":"'Energy Uses'!KI86","v":0},{"$f":"'Energy Uses'!KH86","v":0},{"$f":"'Energy Uses'!KG86","v":0},{"$f":"'Energy Uses'!KF86","v":0},{"$f":"'Energy Uses'!KE86","v":0},{"$f":"'Energy Uses'!KD86","v":0},{"$f":"'Energy Uses'!KC86","v":0},{"$f":"'Energy Uses'!KB86","v":0},{"$f":"'Energy Uses'!KA86","v":0},{"$f":"'Energy Uses'!JZ86","v":0},{"$f":"'Energy Uses'!JY86","v":0},{"$f":"'Energy Uses'!JX86","v":0},{"$f":"'Energy Uses'!JW86","v":0},{"$f":"'Energy Uses'!JV86","v":0},{"$f":"'Energy Uses'!JU86","v":0},{"$f":"'Energy Uses'!JT86","v":0},{"$f":"'Energy Uses'!JS86","v":0},{"$f":"'Energy Uses'!JR86","v":0},{"$f":"'Energy Uses'!JQ86","v":0},{"$f":"'Energy Uses'!JP86","v":0},{"$f":"'Energy Uses'!JO86","v":0},{"$f":"'Energy Uses'!JN86","v":0},{"$f":"'Energy Uses'!JM86","v":0}]
[null,null,null,null,null,null,null,null,null,null,null,null,null,null,null,null,null,null,null,null,null,null,null,null,null,null,null,null,null,null,null,null,{"$f":"'Energy Uses'!M87","v":false},0,0,22,{"$f":"'Energy Uses'!C87","v":0},{"$f":"'Energy Uses'!KK87","v":0},{"$f":"'Energy Uses'!KJ87","v":0},{"$f":"'Energy Uses'!KI87","v":0},{"$f":"'Energy Uses'!KH87","v":0},{"$f":"'Energy Uses'!KG87","v":0},{"$f":"'Energy Uses'!KF87","v":0},{"$f":"'Energy Uses'!KE87","v":0},{"$f":"'Energy Uses'!KD87","v":0},{"$f":"'Energy Uses'!KC87","v":0},{"$f":"'Energy Uses'!KB87","v":0},{"$f":"'Energy Uses'!KA87","v":0},{"$f":"'Energy Uses'!JZ87","v":0},{"$f":"'Energy Uses'!JY87","v":0},{"$f":"'Energy Uses'!JX87","v":0},{"$f":"'Energy Uses'!JW87","v":0},{"$f":"'Energy Uses'!JV87","v":0},{"$f":"'Energy Uses'!JU87","v":0},{"$f":"'Energy Uses'!JT87","v":0},{"$f":"'Energy Uses'!JS87","v":0},{"$f":"'Energy Uses'!JR87","v":0},{"$f":"'Energy Uses'!JQ87","v":0},{"$f":"'Energy Uses'!JP87","v":0},{"$f":"'Energy Uses'!JO87","v":0},{"$f":"'Energy Uses'!JN87","v":0},{"$f":"'Energy Uses'!JM87","v":0}]
[null,null,null,null,null,null,null,null,null,null,null,null,null,null,null,null,null,null,null,null,null,null,null,null,null,null,null,null,null,null,null,null,{"$f":"'Energy Uses'!M88","v":false},0,0,23,{"$f":"'Energy Uses'!C88","v":0},{"$f":"'Energy Uses'!KK88","v":0},{"$f":"'Energy Uses'!KJ88","v":0},{"$f":"'Energy Uses'!KI88","v":0},{"$f":"'Energy Uses'!KH88","v":0},{"$f":"'Energy Uses'!KG88","v":0},{"$f":"'Energy Uses'!KF88","v":0},{"$f":"'Energy Uses'!KE88","v":0},{"$f":"'Energy Uses'!KD88","v":0},{"$f":"'Energy Uses'!KC88","v":0},{"$f":"'Energy Uses'!KB88","v":0},{"$f":"'Energy Uses'!KA88","v":0},{"$f":"'Energy Uses'!JZ88","v":0},{"$f":"'Energy Uses'!JY88","v":0},{"$f":"'Energy Uses'!JX88","v":0},{"$f":"'Energy Uses'!JW88","v":0},{"$f":"'Energy Uses'!JV88","v":0},{"$f":"'Energy Uses'!JU88","v":0},{"$f":"'Energy Uses'!JT88","v":0},{"$f":"'Energy Uses'!JS88","v":0},{"$f":"'Energy Uses'!JR88","v":0},{"$f":"'Energy Uses'!JQ88","v":0},{"$f":"'Energy Uses'!JP88","v":0},{"$f":"'Energy Uses'!JO88","v":0},{"$f":"'Energy Uses'!JN88","v":0},{"$f":"'Energy Uses'!JM88","v":0}]
[null,null,null,null,null,null,null,null,null,null,null,null,null,null,null,null,null,null,null,null,null,null,null,null,null,null,null,null,null,null,null,null,{"$f":"'Energy Uses'!M89","v":false},0,0,24,{"$f":"'Energy Uses'!C89","v":0},{"$f":"'Energy Uses'!KK89","v":0},{"$f":"'Energy Uses'!KJ89","v":0},{"$f":"'Energy Uses'!KI89","v":0},{"$f":"'Energy Uses'!KH89","v":0},{"$f":"'Energy Uses'!KG89","v":0},{"$f":"'Energy Uses'!KF89","v":0},{"$f":"'Energy Uses'!KE89","v":0},{"$f":"'Energy Uses'!KD89","v":0},{"$f":"'Energy Uses'!KC89","v":0},{"$f":"'Energy Uses'!KB89","v":0},{"$f":"'Energy Uses'!KA89","v":0},{"$f":"'Energy Uses'!JZ89","v":0},{"$f":"'Energy Uses'!JY89","v":0},{"$f":"'Energy Uses'!JX89","v":0},{"$f":"'Energy Uses'!JW89","v":0},{"$f":"'Energy Uses'!JV89","v":0},{"$f":"'Energy Uses'!JU89","v":0},{"$f":"'Energy Uses'!JT89","v":0},{"$f":"'Energy Uses'!JS89","v":0},{"$f":"'Energy Uses'!JR89","v":0},{"$f":"'Energy Uses'!JQ89","v":0},{"$f":"'Energy Uses'!JP89","v":0},{"$f":"'Energy Uses'!JO89","v":0},{"$f":"'Energy Uses'!JN89","v":0},{"$f":"'Energy Uses'!JM89","v":0}]
[null,null,null,null,null,null,null,null,null,null,null,null,null,null,null,null,null,null,null,null,null,null,null,null,null,null,null,null,null,null,null,null,{"$f":"'Energy Uses'!M90","v":false},0,0,25,{"$f":"'Energy Uses'!C90","v":0},{"$f":"'Energy Uses'!KK90","v":0},{"$f":"'Energy Uses'!KJ90","v":0},{"$f":"'Energy Uses'!KI90","v":0},{"$f":"'Energy Uses'!KH90","v":0},{"$f":"'Energy Uses'!KG90","v":0},{"$f":"'Energy Uses'!KF90","v":0},{"$f":"'Energy Uses'!KE90","v":0},{"$f":"'Energy Uses'!KD90","v":0},{"$f":"'Energy Uses'!KC90","v":0},{"$f":"'Energy Uses'!KB90","v":0},{"$f":"'Energy Uses'!KA90","v":0},{"$f":"'Energy Uses'!JZ90","v":0},{"$f":"'Energy Uses'!JY90","v":0},{"$f":"'Energy Uses'!JX90","v":0},{"$f":"'Energy Uses'!JW90","v":0},{"$f":"'Energy Uses'!JV90","v":0},{"$f":"'Energy Uses'!JU90","v":0},{"$f":"'Energy Uses'!JT90","v":0},{"$f":"'Energy Uses'!JS90","v":0},{"$f":"'Energy Uses'!JR90","v":0},{"$f":"'Energy Uses'!JQ90","v":0},{"$f":"'Energy Uses'!JP90","v":0},{"$f":"'Energy Uses'!JO90","v":0},{"$f":"'Energy Uses'!JN90","v":0},{"$f":"'Energy Uses'!JM90","v":0}]
[null,null,null,null,null,null,null,null,null,null,null,null,null,null,null,null,null,null,null,null,null,null,null,null,null,null,null,null,null,null,null,null,{"$f":"'Energy Uses'!M91","v":false},0,0,26,{"$f":"'Energy Uses'!C91","v":0},{"$f":"'Energy Uses'!KK91","v":0},{"$f":"'Energy Uses'!KJ91","v":0},{"$f":"'Energy Uses'!KI91","v":0},{"$f":"'Energy Uses'!KH91","v":0},{"$f":"'Energy Uses'!KG91","v":0},{"$f":"'Energy Uses'!KF91","v":0},{"$f":"'Energy Uses'!KE91","v":0},{"$f":"'Energy Uses'!KD91","v":0},{"$f":"'Energy Uses'!KC91","v":0},{"$f":"'Energy Uses'!KB91","v":0},{"$f":"'Energy Uses'!KA91","v":0},{"$f":"'Energy Uses'!JZ91","v":0},{"$f":"'Energy Uses'!JY91","v":0},{"$f":"'Energy Uses'!JX91","v":0},{"$f":"'Energy Uses'!JW91","v":0},{"$f":"'Energy Uses'!JV91","v":0},{"$f":"'Energy Uses'!JU91","v":0},{"$f":"'Energy Uses'!JT91","v":0},{"$f":"'Energy Uses'!JS91","v":0},{"$f":"'Energy Uses'!JR91","v":0},{"$f":"'Energy Uses'!JQ91","v":0},{"$f":"'Energy Uses'!JP91","v":0},{"$f":"'Energy Uses'!JO91","v":0},{"$f":"'Energy Uses'!JN91","v":0},{"$f":"'Energy Uses'!JM91","v":0}]
[null,null,null,null,null,null,null,null,null,null,null,null,null,null,null,null,null,null,null,null,null,null,null,null,null,null,null,null,null,null,null,null,{"$f":"'Energy Uses'!M92","v":false},0,0,27,{"$f":"'Energy Uses'!C92","v":0},{"$f":"'Energy Uses'!KK92","v":0},{"$f":"'Energy Uses'!KJ92","v":0},{"$f":"'Energy Uses'!KI92","v":0},{"$f":"'Energy Uses'!KH92","v":0},{"$f":"'Energy Uses'!KG92","v":0},{"$f":"'Energy Uses'!KF92","v":0},{"$f":"'Energy Uses'!KE92","v":0},{"$f":"'Energy Uses'!KD92","v":0},{"$f":"'Energy Uses'!KC92","v":0},{"$f":"'Energy Uses'!KB92","v":0},{"$f":"'Energy Uses'!KA92","v":0},{"$f":"'Energy Uses'!JZ92","v":0},{"$f":"'Energy Uses'!JY92","v":0},{"$f":"'Energy Uses'!JX92","v":0},{"$f":"'Energy Uses'!JW92","v":0},{"$f":"'Energy Uses'!JV92","v":0},{"$f":"'Energy Uses'!JU92","v":0},{"$f":"'Energy Uses'!JT92","v":0},{"$f":"'Energy Uses'!JS92","v":0},{"$f":"'Energy Uses'!JR92","v":0},{"$f":"'Energy Uses'!JQ92","v":0},{"$f":"'Energy Uses'!JP92","v":0},{"$f":"'Energy Uses'!JO92","v":0},{"$f":"'Energy Uses'!JN92","v":0},{"$f":"'Energy Uses'!JM92","v":0}]
[null,null,null,null,null,null,null,null,null,null,null,null,null,null,null,null,null,null,null,null,null,null,null,null,null,null,null,null,null,null,null,null,{"$f":"'Energy Uses'!M93","v":false},0,0,28,{"$f":"'Energy Uses'!C93","v":0},{"$f":"'Energy Uses'!KK93","v":0},{"$f":"'Energy Uses'!KJ93","v":0},{"$f":"'Energy Uses'!KI93","v":0},{"$f":"'Energy Uses'!KH93","v":0},{"$f":"'Energy Uses'!KG93","v":0},{"$f":"'Energy Uses'!KF93","v":0},{"$f":"'Energy Uses'!KE93","v":0},{"$f":"'Energy Uses'!KD93","v":0},{"$f":"'Energy Uses'!KC93","v":0},{"$f":"'Energy Uses'!KB93","v":0},{"$f":"'Energy Uses'!KA93","v":0},{"$f":"'Energy Uses'!JZ93","v":0},{"$f":"'Energy Uses'!JY93","v":0},{"$f":"'Energy Uses'!JX93","v":0},{"$f":"'Energy Uses'!JW93","v":0},{"$f":"'Energy Uses'!JV93","v":0},{"$f":"'Energy Uses'!JU93","v":0},{"$f":"'Energy Uses'!JT93","v":0},{"$f":"'Energy Uses'!JS93","v":0},{"$f":"'Energy Uses'!JR93","v":0},{"$f":"'Energy Uses'!JQ93","v":0},{"$f":"'Energy Uses'!JP93","v":0},{"$f":"'Energy Uses'!JO93","v":0},{"$f":"'Energy Uses'!JN93","v":0},{"$f":"'Energy Uses'!JM93","v":0}]
[null,null,null,null,null,null,null,null,null,null,null,null,null,null,null,null,null,null,null,null,null,null,null,null,null,null,null,null,null,null,null,null,{"$f":"'Energy Uses'!M94","v":false},0,0,29,{"$f":"'Energy Uses'!C94","v":0},{"$f":"'Energy Uses'!KK94","v":0},{"$f":"'Energy Uses'!KJ94","v":0},{"$f":"'Energy Uses'!KI94","v":0},{"$f":"'Energy Uses'!KH94","v":0},{"$f":"'Energy Uses'!KG94","v":0},{"$f":"'Energy Uses'!KF94","v":0},{"$f":"'Energy Uses'!KE94","v":0},{"$f":"'Energy Uses'!KD94","v":0},{"$f":"'Energy Uses'!KC94","v":0},{"$f":"'Energy Uses'!KB94","v":0},{"$f":"'Energy Uses'!KA94","v":0},{"$f":"'Energy Uses'!JZ94","v":0},{"$f":"'Energy Uses'!JY94","v":0},{"$f":"'Energy Uses'!JX94","v":0},{"$f":"'Energy Uses'!JW94","v":0},{"$f":"'Energy Uses'!JV94","v":0},{"$f":"'Energy Uses'!JU94","v":0},{"$f":"'Energy Uses'!JT94","v":0},{"$f":"'Energy Uses'!JS94","v":0},{"$f":"'Energy Uses'!JR94","v":0},{"$f":"'Energy Uses'!JQ94","v":0},{"$f":"'Energy Uses'!JP94","v":0},{"$f":"'Energy Uses'!JO94","v":0},{"$f":"'Energy Uses'!JN94","v":0},{"$f":"'Energy Uses'!JM94","v":0}]
[null,null,null,null,null,null,null,null,null,null,null,null,null,null,null,null,null,null,null,null,null,null,null,null,null,null,null,null,null,null,null,null,{"$f":"'Energy Uses'!M95","v":false},0,0,30,{"$f":"'Energy Uses'!C95","v":0},{"$f":"'Energy Uses'!KK95","v":0},{"$f":"'Energy Uses'!KJ95","v":0},{"$f":"'Energy Uses'!KI95","v":0},{"$f":"'Energy Uses'!KH95","v":0},{"$f":"'Energy Uses'!KG95","v":0},{"$f":"'Energy Uses'!KF95","v":0},{"$f":"'Energy Uses'!KE95","v":0},{"$f":"'Energy Uses'!KD95","v":0},{"$f":"'Energy Uses'!KC95","v":0},{"$f":"'Energy Uses'!KB95","v":0},{"$f":"'Energy Uses'!KA95","v":0},{"$f":"'Energy Uses'!JZ95","v":0},{"$f":"'Energy Uses'!JY95","v":0},{"$f":"'Energy Uses'!JX95","v":0},{"$f":"'Energy Uses'!JW95","v":0},{"$f":"'Energy Uses'!JV95","v":0},{"$f":"'Energy Uses'!JU95","v":0},{"$f":"'Energy Uses'!JT95","v":0},{"$f":"'Energy Uses'!JS95","v":0},{"$f":"'Energy Uses'!JR95","v":0},{"$f":"'Energy Uses'!JQ95","v":0},{"$f":"'Energy Uses'!JP95","v":0},{"$f":"'Energy Uses'!JO95","v":0},{"$f":"'Energy Uses'!JN95","v":0},{"$f":"'Energy Uses'!JM95","v":0}]
[null,null,null,null,null,null,null,null,null,null,null,null,null,null,null,null,null,null,null,null,null,null,null,null,null,null,null,null,null,null,null,null,{"$f":"'Energy Uses'!M96","v":false},0,{"$f":"HLOOKUP(AI$112,$AL$112:$BJ$142,AJ142,)","v":0},31,{"$f":"'Energy Uses'!C96","v":0},{"$f":"'Energy Uses'!KK96","v":0},{"$f":"'Energy Uses'!KJ96","v":0},{"$f":"'Energy Uses'!KI96","v":0},{"$f":"'Energy Uses'!KH96","v":0},{"$f":"'Energy Uses'!KG96","v":0},{"$f":"'Energy Uses'!KF96","v":0},{"$f":"'Energy Uses'!KE96","v":0},{"$f":"'Energy Uses'!KD96","v":0},{"$f":"'Energy Uses'!KC96","v":0},{"$f":"'Energy Uses'!KB96","v":0},{"$f":"'Energy Uses'!KA96","v":0},{"$f":"'Energy Uses'!JZ96","v":0},{"$f":"'Energy Uses'!JY96","v":0},{"$f":"'Energy Uses'!JX96","v":0},{"$f":"'Energy Uses'!JW96","v":0},{"$f":"'Energy Uses'!JV96","v":0},{"$f":"'Energy Uses'!JU96","v":0},{"$f":"'Energy Uses'!JT96","v":0},{"$f":"'Energy Uses'!JS96","v":0},{"$f":"'Energy Uses'!JR96","v":0},{"$f":"'Energy Uses'!JQ96","v":0},{"$f":"'Energy Uses'!JP96","v":0},{"$f":"'Energy Uses'!JO96","v":0},{"$f":"'Energy Uses'!JN96","v":0},{"$f":"'Energy Uses'!JM96","v":0}]
[null,null,null,null,null,null,null,null,null,null,null,null,null,null,null,null,null,null,null,null,null,null,null,null,null,null,null,null,null,null,null,null,true]
[null,null,null,null,null,null,null,null,null,null,null,null,null,null,null,null,null,null,null,null,null,null,null,null,null,null,null,null,null,null,null,null,true,null,{"$f":"$AI$68","v":2015},null,null,{"$f":"AM144-1","v":2005},2006,2007,2008,2009,2010,2011,2012,2013,2014,2015,2016,2017,2018,2019,2020,2021,2022,2023,2024,2025,2026,2027,{"$f":"BJ144-1","v":2028},{"$f":"FinalYear","v":2029}]
[null,null,null,null,null,null,null,null,null,null,null,null,null,null,null,null,null,null,null,null,null,null,null,null,null,null,null,null,null,null,null,null,{"$f":"'Energy Uses'!M108","v":false},{"$f":"AK145","v":0},{"$f":"HLOOKUP(AI$144,$AL$144:$BJ$174,AJ145,)","v":0},2,{"$f":"'Energy Uses'!C108","v":0},{"$f":"'Energy Uses'!KK108","v":0},{"$f":"'Energy Uses'!KJ108","v":0},{"$f":"'Energy Uses'!KI108","v":0},{"$f":"'Energy Uses'!KH108","v":0},{"$f":"'Energy Uses'!KG108","v":0},{"$f":"'Energy Uses'!KF108","v":0},{"$f":"'Energy Uses'!KE108","v":0},{"$f":"'Energy Uses'!KD108","v":0},{"$f":"'Energy Uses'!KC108","v":0},{"$f":"'Energy Uses'!KB108","v":0},{"$f":"'Energy Uses'!KA108","v":0},{"$f":"'Energy Uses'!JZ108","v":0},{"$f":"'Energy Uses'!JY108","v":0},{"$f":"'Energy Uses'!JX108","v":0},{"$f":"'Energy Uses'!JW108","v":0},{"$f":"'Energy Uses'!JV108","v":0},{"$f":"'Energy Uses'!JU108","v":0},{"$f":"'Energy Uses'!JT108","v":0},{"$f":"'Energy Uses'!JS108","v":0},{"$f":"'Energy Uses'!JR108","v":0},{"$f":"'Energy Uses'!JQ108","v":0},{"$f":"'Energy Uses'!JP108","v":0},{"$f":"'Energy Uses'!JO108","v":0},{"$f":"'Energy Uses'!JN108","v":0},{"$f":"'Energy Uses'!JM108","v":0}]
[null,null,null,null,null,null,null,null,null,null,null,null,null,null,null,null,null,null,null,null,null,null,null,null,null,null,null,null,null,null,null,null,{"$f":"'Energy Uses'!M109","v":false},0,{"$f":"HLOOKUP(AI$144,$AL$144:$BJ$174,AJ146,)","v":0},3,{"$f":"'Energy Uses'!C109","v":0},{"$f":"'Energy Uses'!KK109","v":0},{"$f":"'Energy Uses'!KJ109","v":0},{"$f":"'Energy Uses'!KI109","v":0},{"$f":"'Energy Uses'!KH109","v":0},{"$f":"'Energy Uses'!KG109","v":0},{"$f":"'Energy Uses'!KF109","v":0},{"$f":"'Energy Uses'!KE109","v":0},{"$f":"'Energy Uses'!KD109","v":0},{"$f":"'Energy Uses'!KC109","v":0},{"$f":"'Energy Uses'!KB109","v":0},{"$f":"'Energy Uses'!KA109","v":0},{"$f":"'Energy Uses'!JZ109","v":0},{"$f":"'Energy Uses'!JY109","v":0},{"$f":"'Energy Uses'!JX109","v":0},{"$f":"'Energy Uses'!JW109","v":0},{"$f":"'Energy Uses'!JV109","v":0},{"$f":"'Energy Uses'!JU109","v":0},{"$f":"'Energy Uses'!JT109","v":0},{"$f":"'Energy Uses'!JS109","v":0},{"$f":"'Energy Uses'!JR109","v":0},{"$f":"'Energy Uses'!JQ109","v":0},{"$f":"'Energy Uses'!JP109","v":0},{"$f":"'Energy Uses'!JO109","v":0},{"$f":"'Energy Uses'!JN109","v":0},{"$f":"'Energy Uses'!JM109","v":0}]
[null,null,null,null,null,null,null,null,null,null,null,null,null,null,null,null,null,null,null,null,null,null,null,null,null,null,null,null,null,null,null,null,{"$f":"'Energy Uses'!M110","v":false},0,0,4,{"$f":"'Energy Uses'!C110","v":0},{"$f":"'Energy Uses'!KK110","v":0},{"$f":"'Energy Uses'!KJ110","v":0},{"$f":"'Energy Uses'!KI110","v":0},{"$f":"'Energy Uses'!KH110","v":0},{"$f":"'Energy Uses'!KG110","v":0},{"$f":"'Energy Uses'!KF110","v":0},{"$f":"'Energy Uses'!KE110","v":0},{"$f":"'Energy Uses'!KD110","v":0},{"$f":"'Energy Uses'!KC110","v":0},{"$f":"'Energy Uses'!KB110","v":0},{"$f":"'Energy Uses'!KA110","v":0},{"$f":"'Energy Uses'!JZ110","v":0},{"$f":"'Energy Uses'!JY110","v":0},{"$f":"'Energy Uses'!JX110","v":0},{"$f":"'Energy Uses'!JW110","v":0},{"$f":"'Energy Uses'!JV110","v":0},{"$f":"'Energy Uses'!JU110","v":0},{"$f":"'Energy Uses'!JT110","v":0},{"$f":"'Energy Uses'!JS110","v":0},{"$f":"'Energy Uses'!JR110","v":0},{"$f":"'Energy Uses'!JQ110","v":0},{"$f":"'Energy Uses'!JP110","v":0},{"$f":"'Energy Uses'!JO110","v":0},{"$f":"'Energy Uses'!JN110","v":0},{"$f":"'Energy Uses'!JM110","v":0}]
[null,null,null,null,null,null,null,null,null,null,null,null,null,null,null,null,null,null,null,null,null,null,null,null,null,null,null,null,null,null,null,null,{"$f":"'Energy Uses'!M111","v":false},0,0,5,{"$f":"'Energy Uses'!C111","v":0},{"$f":"'Energy Uses'!KK111","v":0},{"$f":"'Energy Uses'!KJ111","v":0},{"$f":"'Energy Uses'!KI111","v":0},{"$f":"'Energy Uses'!KH111","v":0},{"$f":"'Energy Uses'!KG111","v":0},{"$f":"'Energy Uses'!KF111","v":0},{"$f":"'Energy Uses'!KE111","v":0},{"$f":"'Energy Uses'!KD111","v":0},{"$f":"'Energy Uses'!KC111","v":0},{"$f":"'Energy Uses'!KB111","v":0},{"$f":"'Energy Uses'!KA111","v":0},{"$f":"'Energy Uses'!JZ111","v":0},{"$f":"'Energy Uses'!JY111","v":0},{"$f":"'Energy Uses'!JX111","v":0},{"$f":"'Energy Uses'!JW111","v":0},{"$f":"'Energy Uses'!JV111","v":0},{"$f":"'Energy Uses'!JU111","v":0},{"$f":"'Energy Uses'!JT111","v":0},{"$f":"'Energy Uses'!JS111","v":0},{"$f":"'Energy Uses'!JR111","v":0},{"$f":"'Energy Uses'!JQ111","v":0},{"$f":"'Energy Uses'!JP111","v":0},{"$f":"'Energy Uses'!JO111","v":0},{"$f":"'Energy Uses'!JN111","v":0},{"$f":"'Energy Uses'!JM111","v":0}]
[null,null,null,null,null,null,null,null,null,null,null,null,null,null,null,null,null,null,null,null,null,null,null,null,null,null,null,null,null,null,null,null,{"$f":"'Energy Uses'!M112","v":false},0,0,6,{"$f":"'Energy Uses'!C112","v":0},{"$f":"'Energy Uses'!KK112","v":0},{"$f":"'Energy Uses'!KJ112","v":0},{"$f":"'Energy Uses'!KI112","v":0},{"$f":"'Energy Uses'!KH112","v":0},{"$f":"'Energy Uses'!KG112","v":0},{"$f":"'Energy Uses'!KF112","v":0},{"$f":"'Energy Uses'!KE112","v":0},{"$f":"'Energy Uses'!KD112","v":0},{"$f":"'Energy Uses'!KC112","v":0},{"$f":"'Energy Uses'!KB112","v":0},{"$f":"'Energy Uses'!KA112","v":0},{"$f":"'Energy Uses'!JZ112","v":0},{"$f":"'Energy Uses'!JY112","v":0},{"$f":"'Energy Uses'!JX112","v":0},{"$f":"'Energy Uses'!JW112","v":0},{"$f":"'Energy Uses'!JV112","v":0},{"$f":"'Energy Uses'!JU112","v":0},{"$f":"'Energy Uses'!JT112","v":0},{"$f":"'Energy Uses'!JS112","v":0},{"$f":"'Energy Uses'!JR112","v":0},{"$f":"'Energy Uses'!JQ112","v":0},{"$f":"'Energy Uses'!JP112","v":0},{"$f":"'Energy Uses'!JO112","v":0},{"$f":"'Energy Uses'!JN112","v":0},{"$f":"'Energy Uses'!JM112","v":0}]
[null,null,null,null,null,null,null,null,null,null,null,null,null,null,null,null,null,null,null,null,null,null,null,null,null,null,null,null,null,null,null,null,{"$f":"'Energy Uses'!M113","v":false},0,0,7,{"$f":"'Energy Uses'!C113","v":0},{"$f":"'Energy Uses'!KK113","v":0},{"$f":"'Energy Uses'!KJ113","v":0},{"$f":"'Energy Uses'!KI113","v":0},{"$f":"'Energy Uses'!KH113","v":0},{"$f":"'Energy Uses'!KG113","v":0},{"$f":"'Energy Uses'!KF113","v":0},{"$f":"'Energy Uses'!KE113","v":0},{"$f":"'Energy Uses'!KD113","v":0},{"$f":"'Energy Uses'!KC113","v":0},{"$f":"'Energy Uses'!KB113","v":0},{"$f":"'Energy Uses'!KA113","v":0},{"$f":"'Energy Uses'!JZ113","v":0},{"$f":"'Energy Uses'!JY113","v":0},{"$f":"'Energy Uses'!JX113","v":0},{"$f":"'Energy Uses'!JW113","v":0},{"$f":"'Energy Uses'!JV113","v":0},{"$f":"'Energy Uses'!JU113","v":0},{"$f":"'Energy Uses'!JT113","v":0},{"$f":"'Energy Uses'!JS113","v":0},{"$f":"'Energy Uses'!JR113","v":0},{"$f":"'Energy Uses'!JQ113","v":0},{"$f":"'Energy Uses'!JP113","v":0},{"$f":"'Energy Uses'!JO113","v":0},{"$f":"'Energy Uses'!JN113","v":0},{"$f":"'Energy Uses'!JM113","v":0}]
[null,null,null,null,null,null,null,null,null,null,null,null,null,null,null,null,null,null,null,null,null,null,null,null,null,null,null,null,null,null,null,null,{"$f":"'Energy Uses'!M114","v":false},0,0,8,{"$f":"'Energy Uses'!C114","v":0},{"$f":"'Energy Uses'!KK114","v":0},{"$f":"'Energy Uses'!KJ114","v":0},{"$f":"'Energy Uses'!KI114","v":0},{"$f":"'Energy Uses'!KH114","v":0},{"$f":"'Energy Uses'!KG114","v":0},{"$f":"'Energy Uses'!KF114","v":0},{"$f":"'Energy Uses'!KE114","v":0},{"$f":"'Energy Uses'!KD114","v":0},{"$f":"'Energy Uses'!KC114","v":0},{"$f":"'Energy Uses'!KB114","v":0},{"$f":"'Energy Uses'!KA114","v":0},{"$f":"'Energy Uses'!JZ114","v":0},{"$f":"'Energy Uses'!JY114","v":0},{"$f":"'Energy Uses'!JX114","v":0},{"$f":"'Energy Uses'!JW114","v":0},{"$f":"'Energy Uses'!JV114","v":0},{"$f":"'Energy Uses'!JU114","v":0},{"$f":"'Energy Uses'!JT114","v":0},{"$f":"'Energy Uses'!JS114","v":0},{"$f":"'Energy Uses'!JR114","v":0},{"$f":"'Energy Uses'!JQ114","v":0},{"$f":"'Energy Uses'!JP114","v":0},{"$f":"'Energy Uses'!JO114","v":0},{"$f":"'Energy Uses'!JN114","v":0},{"$f":"'Energy Uses'!JM114","v":0}]
[null,null,null,null,null,null,null,null,null,null,null,null,null,null,null,null,null,null,null,null,null,null,null,null,null,null,null,null,null,null,null,null,{"$f":"'Energy Uses'!M115","v":false},0,0,9,{"$f":"'Energy Uses'!C115","v":0},{"$f":"'Energy Uses'!KK115","v":0},{"$f":"'Energy Uses'!KJ115","v":0},{"$f":"'Energy Uses'!KI115","v":0},{"$f":"'Energy Uses'!KH115","v":0},{"$f":"'Energy Uses'!KG115","v":0},{"$f":"'Energy Uses'!KF115","v":0},{"$f":"'Energy Uses'!KE115","v":0},{"$f":"'Energy Uses'!KD115","v":0},{"$f":"'Energy Uses'!KC115","v":0},{"$f":"'Energy Uses'!KB115","v":0},{"$f":"'Energy Uses'!KA115","v":0},{"$f":"'Energy Uses'!JZ115","v":0},{"$f":"'Energy Uses'!JY115","v":0},{"$f":"'Energy Uses'!JX115","v":0},{"$f":"'Energy Uses'!JW115","v":0},{"$f":"'Energy Uses'!JV115","v":0},{"$f":"'Energy Uses'!JU115","v":0},{"$f":"'Energy Uses'!JT115","v":0},{"$f":"'Energy Uses'!JS115","v":0},{"$f":"'Energy Uses'!JR115","v":0},{"$f":"'Energy Uses'!JQ115","v":0},{"$f":"'Energy Uses'!JP115","v":0},{"$f":"'Energy Uses'!JO115","v":0},{"$f":"'Energy Uses'!JN115","v":0},{"$f":"'Energy Uses'!JM115","v":0}]
[null,null,null,null,null,null,null,null,null,null,null,null,null,null,null,null,null,null,null,null,null,null,null,null,null,null,null,null,null,null,null,null,{"$f":"'Energy Uses'!M116","v":false},0,0,10,{"$f":"'Energy Uses'!C116","v":0},{"$f":"'Energy Uses'!KK116","v":0},{"$f":"'Energy Uses'!KJ116","v":0},{"$f":"'Energy Uses'!KI116","v":0},{"$f":"'Energy Uses'!KH116","v":0},{"$f":"'Energy Uses'!KG116","v":0},{"$f":"'Energy Uses'!KF116","v":0},{"$f":"'Energy Uses'!KE116","v":0},{"$f":"'Energy Uses'!KD116","v":0},{"$f":"'Energy Uses'!KC116","v":0},{"$f":"'Energy Uses'!KB116","v":0},{"$f":"'Energy Uses'!KA116","v":0},{"$f":"'Energy Uses'!JZ116","v":0},{"$f":"'Energy Uses'!JY116","v":0},{"$f":"'Energy Uses'!JX116","v":0},{"$f":"'Energy Uses'!JW116","v":0},{"$f":"'Energy Uses'!JV116","v":0},{"$f":"'Energy Uses'!JU116","v":0},{"$f":"'Energy Uses'!JT116","v":0},{"$f":"'Energy Uses'!JS116","v":0},{"$f":"'Energy Uses'!JR116","v":0},{"$f":"'Energy Uses'!JQ116","v":0},{"$f":"'Energy Uses'!JP116","v":0},{"$f":"'Energy Uses'!JO116","v":0},{"$f":"'Energy Uses'!JN116","v":0},{"$f":"'Energy Uses'!JM116","v":0}]
[null,null,null,null,null,null,null,null,null,null,null,null,null,null,null,null,null,null,null,null,null,null,null,null,null,null,null,null,null,null,null,null,{"$f":"'Energy Uses'!M117","v":false},0,0,11,{"$f":"'Energy Uses'!C117","v":0},{"$f":"'Energy Uses'!KK117","v":0},{"$f":"'Energy Uses'!KJ117","v":0},{"$f":"'Energy Uses'!KI117","v":0},{"$f":"'Energy Uses'!KH117","v":0},{"$f":"'Energy Uses'!KG117","v":0},{"$f":"'Energy Uses'!KF117","v":0},{"$f":"'Energy Uses'!KE117","v":0},{"$f":"'Energy Uses'!KD117","v":0},{"$f":"'Energy Uses'!KC117","v":0},{"$f":"'Energy Uses'!KB117","v":0},{"$f":"'Energy Uses'!KA117","v":0},{"$f":"'Energy Uses'!JZ117","v":0},{"$f":"'Energy Uses'!JY117","v":0},{"$f":"'Energy Uses'!JX117","v":0},{"$f":"'Energy Uses'!JW117","v":0},{"$f":"'Energy Uses'!JV117","v":0},{"$f":"'Energy Uses'!JU117","v":0},{"$f":"'Energy Uses'!JT117","v":0},{"$f":"'Energy Uses'!JS117","v":0},{"$f":"'Energy Uses'!JR117","v":0},{"$f":"'Energy Uses'!JQ117","v":0},{"$f":"'Energy Uses'!JP117","v":0},{"$f":"'Energy Uses'!JO117","v":0},{"$f":"'Energy Uses'!JN117","v":0},{"$f":"'Energy Uses'!JM117","v":0}]
[null,null,null,null,null,null,null,null,null,null,null,null,null,null,null,null,null,null,null,null,null,null,null,null,null,null,null,null,null,null,null,null,{"$f":"'Energy Uses'!M118","v":false},0,0,12,{"$f":"'Energy Uses'!C118","v":0},{"$f":"'Energy Uses'!KK118","v":0},{"$f":"'Energy Uses'!KJ118","v":0},{"$f":"'Energy Uses'!KI118","v":0},{"$f":"'Energy Uses'!KH118","v":0},{"$f":"'Energy Uses'!KG118","v":0},{"$f":"'Energy Uses'!KF118","v":0},{"$f":"'Energy Uses'!KE118","v":0},{"$f":"'Energy Uses'!KD118","v":0},{"$f":"'Energy Uses'!KC118","v":0},{"$f":"'Energy Uses'!KB118","v":0},{"$f":"'Energy Uses'!KA118","v":0},{"$f":"'Energy Uses'!JZ118","v":0},{"$f":"'Energy Uses'!JY118","v":0},{"$f":"'Energy Uses'!JX118","v":0},{"$f":"'Energy Uses'!JW118","v":0},{"$f":"'Energy Uses'!JV118","v":0},{"$f":"'Energy Uses'!JU118","v":0},{"$f":"'Energy Uses'!JT118","v":0},{"$f":"'Energy Uses'!JS118","v":0},{"$f":"'Energy Uses'!JR118","v":0},{"$f":"'Energy Uses'!JQ118","v":0},{"$f":"'Energy Uses'!JP118","v":0},{"$f":"'Energy Uses'!JO118","v":0},{"$f":"'Energy Uses'!JN118","v":0},{"$f":"'Energy Uses'!JM118","v":0}]
[null,null,null,null,null,null,null,null,null,null,null,null,null,null,null,null,null,null,null,null,null,null,null,null,null,null,null,null,null,null,null,null,{"$f":"'Energy Uses'!M119","v":false},0,0,13,{"$f":"'Energy Uses'!C119","v":0},{"$f":"'Energy Uses'!KK119","v":0},{"$f":"'Energy Uses'!KJ119","v":0},{"$f":"'Energy Uses'!KI119","v":0},{"$f":"'Energy Uses'!KH119","v":0},{"$f":"'Energy Uses'!KG119","v":0},{"$f":"'Energy Uses'!KF119","v":0},{"$f":"'Energy Uses'!KE119","v":0},{"$f":"'Energy Uses'!KD119","v":0},{"$f":"'Energy Uses'!KC119","v":0},{"$f":"'Energy Uses'!KB119","v":0},{"$f":"'Energy Uses'!KA119","v":0},{"$f":"'Energy Uses'!JZ119","v":0},{"$f":"'Energy Uses'!JY119","v":0},{"$f":"'Energy Uses'!JX119","v":0},{"$f":"'Energy Uses'!JW119","v":0},{"$f":"'Energy Uses'!JV119","v":0},{"$f":"'Energy Uses'!JU119","v":0},{"$f":"'Energy Uses'!JT119","v":0},{"$f":"'Energy Uses'!JS119","v":0},{"$f":"'Energy Uses'!JR119","v":0},{"$f":"'Energy Uses'!JQ119","v":0},{"$f":"'Energy Uses'!JP119","v":0},{"$f":"'Energy Uses'!JO119","v":0},{"$f":"'Energy Uses'!JN119","v":0},{"$f":"'Energy Uses'!JM119","v":0}]
[null,null,null,null,null,null,null,null,null,null,null,null,null,null,null,null,null,null,null,null,null,null,null,null,null,null,null,null,null,null,null,null,{"$f":"'Energy Uses'!M120","v":false},0,0,14,{"$f":"'Energy Uses'!C120","v":0},{"$f":"'Energy Uses'!KK120","v":0},{"$f":"'Energy Uses'!KJ120","v":0},{"$f":"'Energy Uses'!KI120","v":0},{"$f":"'Energy Uses'!KH120","v":0},{"$f":"'Energy Uses'!KG120","v":0},{"$f":"'Energy Uses'!KF120","v":0},{"$f":"'Energy Uses'!KE120","v":0},{"$f":"'Energy Uses'!KD120","v":0},{"$f":"'Energy Uses'!KC120","v":0},{"$f":"'Energy Uses'!KB120","v":0},{"$f":"'Energy Uses'!KA120","v":0},{"$f":"'Energy Uses'!JZ120","v":0},{"$f":"'Energy Uses'!JY120","v":0},{"$f":"'Energy Uses'!JX120","v":0},{"$f":"'Energy Uses'!JW120","v":0},{"$f":"'Energy Uses'!JV120","v":0},{"$f":"'Energy Uses'!JU120","v":0},{"$f":"'Energy Uses'!JT120","v":0},{"$f":"'Energy Uses'!JS120","v":0},{"$f":"'Energy Uses'!JR120","v":0},{"$f":"'Energy Uses'!JQ120","v":0},{"$f":"'Energy Uses'!JP120","v":0},{"$f":"'Energy Uses'!JO120","v":0},{"$f":"'Energy Uses'!JN120","v":0},{"$f":"'Energy Uses'!JM120","v":0}]
[null,null,null,null,null,null,null,null,null,null,null,null,null,null,null,null,null,null,null,null,null,null,null,null,null,null,null,null,null,null,null,null,{"$f":"'Energy Uses'!M121","v":false},0,0,15,{"$f":"'Energy Uses'!C121","v":0},{"$f":"'Energy Uses'!KK121","v":0},{"$f":"'Energy Uses'!KJ121","v":0},{"$f":"'Energy Uses'!KI121","v":0},{"$f":"'Energy Uses'!KH121","v":0},{"$f":"'Energy Uses'!KG121","v":0},{"$f":"'Energy Uses'!KF121","v":0},{"$f":"'Energy Uses'!KE121","v":0},{"$f":"'Energy Uses'!KD121","v":0},{"$f":"'Energy Uses'!KC121","v":0},{"$f":"'Energy Uses'!KB121","v":0},{"$f":"'Energy Uses'!KA121","v":0},{"$f":"'Energy Uses'!JZ121","v":0},{"$f":"'Energy Uses'!JY121","v":0},{"$f":"'Energy Uses'!JX121","v":0},{"$f":"'Energy Uses'!JW121","v":0},{"$f":"'Energy Uses'!JV121","v":0},{"$f":"'Energy Uses'!JU121","v":0},{"$f":"'Energy Uses'!JT121","v":0},{"$f":"'Energy Uses'!JS121","v":0},{"$f":"'Energy Uses'!JR121","v":0},{"$f":"'Energy Uses'!JQ121","v":0},{"$f":"'Energy Uses'!JP121","v":0},{"$f":"'Energy Uses'!JO121","v":0},{"$f":"'Energy Uses'!JN121","v":0},{"$f":"'Energy Uses'!JM121","v":0}]
[null,null,null,null,null,null,null,null,null,null,null,null,null,null,null,null,null,null,null,null,null,null,null,null,null,null,null,null,null,null,null,null,{"$f":"'Energy Uses'!M122","v":false},0,0,16,{"$f":"'Energy Uses'!C122","v":0},{"$f":"'Energy Uses'!KK122","v":0},{"$f":"'Energy Uses'!KJ122","v":0},{"$f":"'Energy Uses'!KI122","v":0},{"$f":"'Energy Uses'!KH122","v":0},{"$f":"'Energy Uses'!KG122","v":0},{"$f":"'Energy Uses'!KF122","v":0},{"$f":"'Energy Uses'!KE122","v":0},{"$f":"'Energy Uses'!KD122","v":0},{"$f":"'Energy Uses'!KC122","v":0},{"$f":"'Energy Uses'!KB122","v":0},{"$f":"'Energy Uses'!KA122","v":0},{"$f":"'Energy Uses'!JZ122","v":0},{"$f":"'Energy Uses'!JY122","v":0},{"$f":"'Energy Uses'!JX122","v":0},{"$f":"'Energy Uses'!JW122","v":0},{"$f":"'Energy Uses'!JV122","v":0},{"$f":"'Energy Uses'!JU122","v":0},{"$f":"'Energy Uses'!JT122","v":0},{"$f":"'Energy Uses'!JS122","v":0},{"$f":"'Energy Uses'!JR122","v":0},{"$f":"'Energy Uses'!JQ122","v":0},{"$f":"'Energy Uses'!JP122","v":0},{"$f":"'Energy Uses'!JO122","v":0},{"$f":"'Energy Uses'!JN122","v":0},{"$f":"'Energy Uses'!JM122","v":0}]
[null,null,null,null,null,null,null,null,null,null,null,null,null,null,null,null,null,null,null,null,null,null,null,null,null,null,null,null,null,null,null,null,{"$f":"'Energy Uses'!M123","v":false},0,0,17,{"$f":"'Energy Uses'!C123","v":0},{"$f":"'Energy Uses'!KK123","v":0},{"$f":"'Energy Uses'!KJ123","v":0},{"$f":"'Energy Uses'!KI123","v":0},{"$f":"'Energy Uses'!KH123","v":0},{"$f":"'Energy Uses'!KG123","v":0},{"$f":"'Energy Uses'!KF123","v":0},{"$f":"'Energy Uses'!KE123","v":0},{"$f":"'Energy Uses'!KD123","v":0},{"$f":"'Energy Uses'!KC123","v":0},{"$f":"'Energy Uses'!KB123","v":0},{"$f":"'Energy Uses'!KA123","v":0},{"$f":"'Energy Uses'!JZ123","v":0},{"$f":"'Energy Uses'!JY123","v":0},{"$f":"'Energy Uses'!JX123","v":0},{"$f":"'Energy Uses'!JW123","v":0},{"$f":"'Energy Uses'!JV123","v":0},{"$f":"'Energy Uses'!JU123","v":0},{"$f":"'Energy Uses'!JT123","v":0},{"$f":"'Energy Uses'!JS123","v":0},{"$f":"'Energy Uses'!JR123","v":0},{"$f":"'Energy Uses'!JQ123","v":0},{"$f":"'Energy Uses'!JP123","v":0},{"$f":"'Energy Uses'!JO123","v":0},{"$f":"'Energy Uses'!JN123","v":0},{"$f":"'Energy Uses'!JM123","v":0}]
[null,null,null,null,null,null,null,null,null,null,null,null,null,null,null,null,null,null,null,null,null,null,null,null,null,null,null,null,null,null,null,null,{"$f":"'Energy Uses'!M124","v":false},0,0,18,{"$f":"'Energy Uses'!C124","v":0},{"$f":"'Energy Uses'!KK124","v":0},{"$f":"'Energy Uses'!KJ124","v":0},{"$f":"'Energy Uses'!KI124","v":0},{"$f":"'Energy Uses'!KH124","v":0},{"$f":"'Energy Uses'!KG124","v":0},{"$f":"'Energy Uses'!KF124","v":0},{"$f":"'Energy Uses'!KE124","v":0},{"$f":"'Energy Uses'!KD124","v":0},{"$f":"'Energy Uses'!KC124","v":0},{"$f":"'Energy Uses'!KB124","v":0},{"$f":"'Energy Uses'!KA124","v":0},{"$f":"'Energy Uses'!JZ124","v":0},{"$f":"'Energy Uses'!JY124","v":0},{"$f":"'Energy Uses'!JX124","v":0},{"$f":"'Energy Uses'!JW124","v":0},{"$f":"'Energy Uses'!JV124","v":0},{"$f":"'Energy Uses'!JU124","v":0},{"$f":"'Energy Uses'!JT124","v":0},{"$f":"'Energy Uses'!JS124","v":0},{"$f":"'Energy Uses'!JR124","v":0},{"$f":"'Energy Uses'!JQ124","v":0},{"$f":"'Energy Uses'!JP124","v":0},{"$f":"'Energy Uses'!JO124","v":0},{"$f":"'Energy Uses'!JN124","v":0},{"$f":"'Energy Uses'!JM124","v":0}]
[null,null,null,null,null,null,null,null,null,null,null,null,null,null,null,null,null,null,null,null,null,null,null,null,null,null,null,null,null,null,null,null,{"$f":"'Energy Uses'!M125","v":false},0,0,19,{"$f":"'Energy Uses'!C125","v":0},{"$f":"'Energy Uses'!KK125","v":0},{"$f":"'Energy Uses'!KJ125","v":0},{"$f":"'Energy Uses'!KI125","v":0},{"$f":"'Energy Uses'!KH125","v":0},{"$f":"'Energy Uses'!KG125","v":0},{"$f":"'Energy Uses'!KF125","v":0},{"$f":"'Energy Uses'!KE125","v":0},{"$f":"'Energy Uses'!KD125","v":0},{"$f":"'Energy Uses'!KC125","v":0},{"$f":"'Energy Uses'!KB125","v":0},{"$f":"'Energy Uses'!KA125","v":0},{"$f":"'Energy Uses'!JZ125","v":0},{"$f":"'Energy Uses'!JY125","v":0},{"$f":"'Energy Uses'!JX125","v":0},{"$f":"'Energy Uses'!JW125","v":0},{"$f":"'Energy Uses'!JV125","v":0},{"$f":"'Energy Uses'!JU125","v":0},{"$f":"'Energy Uses'!JT125","v":0},{"$f":"'Energy Uses'!JS125","v":0},{"$f":"'Energy Uses'!JR125","v":0},{"$f":"'Energy Uses'!JQ125","v":0},{"$f":"'Energy Uses'!JP125","v":0},{"$f":"'Energy Uses'!JO125","v":0},{"$f":"'Energy Uses'!JN125","v":0},{"$f":"'Energy Uses'!JM125","v":0}]
[null,null,null,null,null,null,null,null,null,null,null,null,null,null,null,null,null,null,null,null,null,null,null,null,null,null,null,null,null,null,null,null,{"$f":"'Energy Uses'!M126","v":false},0,0,20,{"$f":"'Energy Uses'!C126","v":0},{"$f":"'Energy Uses'!KK126","v":0},{"$f":"'Energy Uses'!KJ126","v":0},{"$f":"'Energy Uses'!KI126","v":0},{"$f":"'Energy Uses'!KH126","v":0},{"$f":"'Energy Uses'!KG126","v":0},{"$f":"'Energy Uses'!KF126","v":0},{"$f":"'Energy Uses'!KE126","v":0},{"$f":"'Energy Uses'!KD126","v":0},{"$f":"'Energy Uses'!KC126","v":0},{"$f":"'Energy Uses'!KB126","v":0},{"$f":"'Energy Uses'!KA126","v":0},{"$f":"'Energy Uses'!JZ126","v":0},{"$f":"'Energy Uses'!JY126","v":0},{"$f":"'Energy Uses'!JX126","v":0},{"$f":"'Energy Uses'!JW126","v":0},{"$f":"'Energy Uses'!JV126","v":0},{"$f":"'Energy Uses'!JU126","v":0},{"$f":"'Energy Uses'!JT126","v":0},{"$f":"'Energy Uses'!JS126","v":0},{"$f":"'Energy Uses'!JR126","v":0},{"$f":"'Energy Uses'!JQ126","v":0},{"$f":"'Energy Uses'!JP126","v":0},{"$f":"'Energy Uses'!JO126","v":0},{"$f":"'Energy Uses'!JN126","v":0},{"$f":"'Energy Uses'!JM126","v":0}]
[null,null,null,null,null,null,null,null,null,null,null,null,null,null,null,null,null,null,null,null,null,null,null,null,null,null,null,null,null,null,null,null,{"$f":"'Energy Uses'!M127","v":false},0,0,21,{"$f":"'Energy Uses'!C127","v":0},{"$f":"'Energy Uses'!KK127","v":0},{"$f":"'Energy Uses'!KJ127","v":0},{"$f":"'Energy Uses'!KI127","v":0},{"$f":"'Energy Uses'!KH127","v":0},{"$f":"'Energy Uses'!KG127","v":0},{"$f":"'Energy Uses'!KF127","v":0},{"$f":"'Energy Uses'!KE127","v":0},{"$f":"'Energy Uses'!KD127","v":0},{"$f":"'Energy Uses'!KC127","v":0},{"$f":"'Energy Uses'!KB127","v":0},{"$f":"'Energy Uses'!KA127","v":0},{"$f":"'Energy Uses'!JZ127","v":0},{"$f":"'Energy Uses'!JY127","v":0},{"$f":"'Energy Uses'!JX127","v":0},{"$f":"'Energy Uses'!JW127","v":0},{"$f":"'Energy Uses'!JV127","v":0},{"$f":"'Energy Uses'!JU127","v":0},{"$f":"'Energy Uses'!JT127","v":0},{"$f":"'Energy Uses'!JS127","v":0},{"$f":"'Energy Uses'!JR127","v":0},{"$f":"'Energy Uses'!JQ127","v":0},{"$f":"'Energy Uses'!JP127","v":0},{"$f":"'Energy Uses'!JO127","v":0},{"$f":"'Energy Uses'!JN127","v":0},{"$f":"'Energy Uses'!JM127","v":0}]
[null,null,null,null,null,null,null,null,null,null,null,null,null,null,null,null,null,null,null,null,null,null,null,null,null,null,null,null,null,null,null,null,{"$f":"'Energy Uses'!M128","v":false},0,0,22,{"$f":"'Energy Uses'!C128","v":0},{"$f":"'Energy Uses'!KK128","v":0},{"$f":"'Energy Uses'!KJ128","v":0},{"$f":"'Energy Uses'!KI128","v":0},{"$f":"'Energy Uses'!KH128","v":0},{"$f":"'Energy Uses'!KG128","v":0},{"$f":"'Energy Uses'!KF128","v":0},{"$f":"'Energy Uses'!KE128","v":0},{"$f":"'Energy Uses'!KD128","v":0},{"$f":"'Energy Uses'!KC128","v":0},{"$f":"'Energy Uses'!KB128","v":0},{"$f":"'Energy Uses'!KA128","v":0},{"$f":"'Energy Uses'!JZ128","v":0},{"$f":"'Energy Uses'!JY128","v":0},{"$f":"'Energy Uses'!JX128","v":0},{"$f":"'Energy Uses'!JW128","v":0},{"$f":"'Energy Uses'!JV128","v":0},{"$f":"'Energy Uses'!JU128","v":0},{"$f":"'Energy Uses'!JT128","v":0},{"$f":"'Energy Uses'!JS128","v":0},{"$f":"'Energy Uses'!JR128","v":0},{"$f":"'Energy Uses'!JQ128","v":0},{"$f":"'Energy Uses'!JP128","v":0},{"$f":"'Energy Uses'!JO128","v":0},{"$f":"'Energy Uses'!JN128","v":0},{"$f":"'Energy Uses'!JM128","v":0}]
[null,null,null,null,null,null,null,null,null,null,null,null,null,null,null,null,null,null,null,null,null,null,null,null,null,null,null,null,null,null,null,null,{"$f":"'Energy Uses'!M129","v":false},0,0,23,{"$f":"'Energy Uses'!C129","v":0},{"$f":"'Energy Uses'!KK129","v":0},{"$f":"'Energy Uses'!KJ129","v":0},{"$f":"'Energy Uses'!KI129","v":0},{"$f":"'Energy Uses'!KH129","v":0},{"$f":"'Energy Uses'!KG129","v":0},{"$f":"'Energy Uses'!KF129","v":0},{"$f":"'Energy Uses'!KE129","v":0},{"$f":"'Energy Uses'!KD129","v":0},{"$f":"'Energy Uses'!KC129","v":0},{"$f":"'Energy Uses'!KB129","v":0},{"$f":"'Energy Uses'!KA129","v":0},{"$f":"'Energy Uses'!JZ129","v":0},{"$f":"'Energy Uses'!JY129","v":0},{"$f":"'Energy Uses'!JX129","v":0},{"$f":"'Energy Uses'!JW129","v":0},{"$f":"'Energy Uses'!JV129","v":0},{"$f":"'Energy Uses'!JU129","v":0},{"$f":"'Energy Uses'!JT129","v":0},{"$f":"'Energy Uses'!JS129","v":0},{"$f":"'Energy Uses'!JR129","v":0},{"$f":"'Energy Uses'!JQ129","v":0},{"$f":"'Energy Uses'!JP129","v":0},{"$f":"'Energy Uses'!JO129","v":0},{"$f":"'Energy Uses'!JN129","v":0},{"$f":"'Energy Uses'!JM129","v":0}]
[null,null,null,null,null,null,null,null,null,null,null,null,null,null,null,null,null,null,null,null,null,null,null,null,null,null,null,null,null,null,null,null,{"$f":"'Energy Uses'!M130","v":false},0,0,24,{"$f":"'Energy Uses'!C130","v":0},{"$f":"'Energy Uses'!KK130","v":0},{"$f":"'Energy Uses'!KJ130","v":0},{"$f":"'Energy Uses'!KI130","v":0},{"$f":"'Energy Uses'!KH130","v":0},{"$f":"'Energy Uses'!KG130","v":0},{"$f":"'Energy Uses'!KF130","v":0},{"$f":"'Energy Uses'!KE130","v":0},{"$f":"'Energy Uses'!KD130","v":0},{"$f":"'Energy Uses'!KC130","v":0},{"$f":"'Energy Uses'!KB130","v":0},{"$f":"'Energy Uses'!KA130","v":0},{"$f":"'Energy Uses'!JZ130","v":0},{"$f":"'Energy Uses'!JY130","v":0},{"$f":"'Energy Uses'!JX130","v":0},{"$f":"'Energy Uses'!JW130","v":0},{"$f":"'Energy Uses'!JV130","v":0},{"$f":"'Energy Uses'!JU130","v":0},{"$f":"'Energy Uses'!JT130","v":0},{"$f":"'Energy Uses'!JS130","v":0},{"$f":"'Energy Uses'!JR130","v":0},{"$f":"'Energy Uses'!JQ130","v":0},{"$f":"'Energy Uses'!JP130","v":0},{"$f":"'Energy Uses'!JO130","v":0},{"$f":"'Energy Uses'!JN130","v":0},{"$f":"'Energy Uses'!JM130","v":0}]
[null,null,null,null,null,null,null,null,null,null,null,null,null,null,null,null,null,null,null,null,null,null,null,null,null,null,null,null,null,null,null,null,{"$f":"'Energy Uses'!M131","v":false},0,0,25,{"$f":"'Energy Uses'!C131","v":0},{"$f":"'Energy Uses'!KK131","v":0},{"$f":"'Energy Uses'!KJ131","v":0},{"$f":"'Energy Uses'!KI131","v":0},{"$f":"'Energy Uses'!KH131","v":0},{"$f":"'Energy Uses'!KG131","v":0},{"$f":"'Energy Uses'!KF131","v":0},{"$f":"'Energy Uses'!KE131","v":0},{"$f":"'Energy Uses'!KD131","v":0},{"$f":"'Energy Uses'!KC131","v":0},{"$f":"'Energy Uses'!KB131","v":0},{"$f":"'Energy Uses'!KA131","v":0},{"$f":"'Energy Uses'!JZ131","v":0},{"$f":"'Energy Uses'!JY131","v":0},{"$f":"'Energy Uses'!JX131","v":0},{"$f":"'Energy Uses'!JW131","v":0},{"$f":"'Energy Uses'!JV131","v":0},{"$f":"'Energy Uses'!JU131","v":0},{"$f":"'Energy Uses'!JT131","v":0},{"$f":"'Energy Uses'!JS131","v":0},{"$f":"'Energy Uses'!JR131","v":0},{"$f":"'Energy Uses'!JQ131","v":0},{"$f":"'Energy Uses'!JP131","v":0},{"$f":"'Energy Uses'!JO131","v":0},{"$f":"'Energy Uses'!JN131","v":0},{"$f":"'Energy Uses'!JM131","v":0}]
[null,null,null,null,null,null,null,null,null,null,null,null,null,null,null,null,null,null,null,null,null,null,null,null,null,null,null,null,null,null,null,null,{"$f":"'Energy Uses'!M132","v":false},0,0,26,{"$f":"'Energy Uses'!C132","v":0},{"$f":"'Energy Uses'!KK132","v":0},{"$f":"'Energy Uses'!KJ132","v":0},{"$f":"'Energy Uses'!KI132","v":0},{"$f":"'Energy Uses'!KH132","v":0},{"$f":"'Energy Uses'!KG132","v":0},{"$f":"'Energy Uses'!KF132","v":0},{"$f":"'Energy Uses'!KE132","v":0},{"$f":"'Energy Uses'!KD132","v":0},{"$f":"'Energy Uses'!KC132","v":0},{"$f":"'Energy Uses'!KB132","v":0},{"$f":"'Energy Uses'!KA132","v":0},{"$f":"'Energy Uses'!JZ132","v":0},{"$f":"'Energy Uses'!JY132","v":0},{"$f":"'Energy Uses'!JX132","v":0},{"$f":"'Energy Uses'!JW132","v":0},{"$f":"'Energy Uses'!JV132","v":0},{"$f":"'Energy Uses'!JU132","v":0},{"$f":"'Energy Uses'!JT132","v":0},{"$f":"'Energy Uses'!JS132","v":0},{"$f":"'Energy Uses'!JR132","v":0},{"$f":"'Energy Uses'!JQ132","v":0},{"$f":"'Energy Uses'!JP132","v":0},{"$f":"'Energy Uses'!JO132","v":0},{"$f":"'Energy Uses'!JN132","v":0},{"$f":"'Energy Uses'!JM132","v":0}]
[null,null,null,null,null,null,null,null,null,null,null,null,null,null,null,null,null,null,null,null,null,null,null,null,null,null,null,null,null,null,null,null,{"$f":"'Energy Uses'!M133","v":false},0,0,27,{"$f":"'Energy Uses'!C133","v":0},{"$f":"'Energy Uses'!KK133","v":0},{"$f":"'Energy Uses'!KJ133","v":0},{"$f":"'Energy Uses'!KI133","v":0},{"$f":"'Energy Uses'!KH133","v":0},{"$f":"'Energy Uses'!KG133","v":0},{"$f":"'Energy Uses'!KF133","v":0},{"$f":"'Energy Uses'!KE133","v":0},{"$f":"'Energy Uses'!KD133","v":0},{"$f":"'Energy Uses'!KC133","v":0},{"$f":"'Energy Uses'!KB133","v":0},{"$f":"'Energy Uses'!KA133","v":0},{"$f":"'Energy Uses'!JZ133","v":0},{"$f":"'Energy Uses'!JY133","v":0},{"$f":"'Energy Uses'!JX133","v":0},{"$f":"'Energy Uses'!JW133","v":0},{"$f":"'Energy Uses'!JV133","v":0},{"$f":"'Energy Uses'!JU133","v":0},{"$f":"'Energy Uses'!JT133","v":0},{"$f":"'Energy Uses'!JS133","v":0},{"$f":"'Energy Uses'!JR133","v":0},{"$f":"'Energy Uses'!JQ133","v":0},{"$f":"'Energy Uses'!JP133","v":0},{"$f":"'Energy Uses'!JO133","v":0},{"$f":"'Energy Uses'!JN133","v":0},{"$f":"'Energy Uses'!JM133","v":0}]
[null,null,null,null,null,null,null,null,null,null,null,null,null,null,null,null,null,null,null,null,null,null,null,null,null,null,null,null,null,null,null,null,{"$f":"'Energy Uses'!M134","v":false},0,0,28,{"$f":"'Energy Uses'!C134","v":0},{"$f":"'Energy Uses'!KK134","v":0},{"$f":"'Energy Uses'!KJ134","v":0},{"$f":"'Energy Uses'!KI134","v":0},{"$f":"'Energy Uses'!KH134","v":0},{"$f":"'Energy Uses'!KG134","v":0},{"$f":"'Energy Uses'!KF134","v":0},{"$f":"'Energy Uses'!KE134","v":0},{"$f":"'Energy Uses'!KD134","v":0},{"$f":"'Energy Uses'!KC134","v":0},{"$f":"'Energy Uses'!KB134","v":0},{"$f":"'Energy Uses'!KA134","v":0},{"$f":"'Energy Uses'!JZ134","v":0},{"$f":"'Energy Uses'!JY134","v":0},{"$f":"'Energy Uses'!JX134","v":0},{"$f":"'Energy Uses'!JW134","v":0},{"$f":"'Energy Uses'!JV134","v":0},{"$f":"'Energy Uses'!JU134","v":0},{"$f":"'Energy Uses'!JT134","v":0},{"$f":"'Energy Uses'!JS134","v":0},{"$f":"'Energy Uses'!JR134","v":0},{"$f":"'Energy Uses'!JQ134","v":0},{"$f":"'Energy Uses'!JP134","v":0},{"$f":"'Energy Uses'!JO134","v":0},{"$f":"'Energy Uses'!JN134","v":0},{"$f":"'Energy Uses'!JM134","v":0}]
[null,null,null,null,null,null,null,null,null,null,null,null,null,null,null,null,null,null,null,null,null,null,null,null,null,null,null,null,null,null,null,null,{"$f":"'Energy Uses'!M135","v":false},0,0,29,{"$f":"'Energy Uses'!C135","v":0},{"$f":"'Energy Uses'!KK135","v":0},{"$f":"'Energy Uses'!KJ135","v":0},{"$f":"'Energy Uses'!KI135","v":0},{"$f":"'Energy Uses'!KH135","v":0},{"$f":"'Energy Uses'!KG135","v":0},{"$f":"'Energy Uses'!KF135","v":0},{"$f":"'Energy Uses'!KE135","v":0},{"$f":"'Energy Uses'!KD135","v":0},{"$f":"'Energy Uses'!KC135","v":0},{"$f":"'Energy Uses'!KB135","v":0},{"$f":"'Energy Uses'!KA135","v":0},{"$f":"'Energy Uses'!JZ135","v":0},{"$f":"'Energy Uses'!JY135","v":0},{"$f":"'Energy Uses'!JX135","v":0},{"$f":"'Energy Uses'!JW135","v":0},{"$f":"'Energy Uses'!JV135","v":0},{"$f":"'Energy Uses'!JU135","v":0},{"$f":"'Energy Uses'!JT135","v":0},{"$f":"'Energy Uses'!JS135","v":0},{"$f":"'Energy Uses'!JR135","v":0},{"$f":"'Energy Uses'!JQ135","v":0},{"$f":"'Energy Uses'!JP135","v":0},{"$f":"'Energy Uses'!JO135","v":0},{"$f":"'Energy Uses'!JN135","v":0},{"$f":"'Energy Uses'!JM135","v":0}]
[null,null,null,null,null,null,null,null,null,null,null,null,null,null,null,null,null,null,null,null,null,null,null,null,null,null,null,null,null,null,null,null,{"$f":"'Energy Uses'!M136","v":false},0,0,30,{"$f":"'Energy Uses'!C136","v":0},{"$f":"'Energy Uses'!KK136","v":0},{"$f":"'Energy Uses'!KJ136","v":0},{"$f":"'Energy Uses'!KI136","v":0},{"$f":"'Energy Uses'!KH136","v":0},{"$f":"'Energy Uses'!KG136","v":0},{"$f":"'Energy Uses'!KF136","v":0},{"$f":"'Energy Uses'!KE136","v":0},{"$f":"'Energy Uses'!KD136","v":0},{"$f":"'Energy Uses'!KC136","v":0},{"$f":"'Energy Uses'!KB136","v":0},{"$f":"'Energy Uses'!KA136","v":0},{"$f":"'Energy Uses'!JZ136","v":0},{"$f":"'Energy Uses'!JY136","v":0},{"$f":"'Energy Uses'!JX136","v":0},{"$f":"'Energy Uses'!JW136","v":0},{"$f":"'Energy Uses'!JV136","v":0},{"$f":"'Energy Uses'!JU136","v":0},{"$f":"'Energy Uses'!JT136","v":0},{"$f":"'Energy Uses'!JS136","v":0},{"$f":"'Energy Uses'!JR136","v":0},{"$f":"'Energy Uses'!JQ136","v":0},{"$f":"'Energy Uses'!JP136","v":0},{"$f":"'Energy Uses'!JO136","v":0},{"$f":"'Energy Uses'!JN136","v":0},{"$f":"'Energy Uses'!JM136","v":0}]
[null,null,null,null,null,null,null,null,null,null,null,null,null,null,null,null,null,null,null,null,null,null,null,null,null,null,null,null,null,null,null,null,{"$f":"'Energy Uses'!M137","v":false},0,{"$f":"HLOOKUP(AI$144,$AL$144:$BJ$174,AJ174,)","v":0},31,{"$f":"'Energy Uses'!C137","v":0},{"$f":"'Energy Uses'!KK137","v":0},{"$f":"'Energy Uses'!KJ137","v":0},{"$f":"'Energy Uses'!KI137","v":0},{"$f":"'Energy Uses'!KH137","v":0},{"$f":"'Energy Uses'!KG137","v":0},{"$f":"'Energy Uses'!KF137","v":0},{"$f":"'Energy Uses'!KE137","v":0},{"$f":"'Energy Uses'!KD137","v":0},{"$f":"'Energy Uses'!KC137","v":0},{"$f":"'Energy Uses'!KB137","v":0},{"$f":"'Energy Uses'!KA137","v":0},{"$f":"'Energy Uses'!JZ137","v":0},{"$f":"'Energy Uses'!JY137","v":0},{"$f":"'Energy Uses'!JX137","v":0},{"$f":"'Energy Uses'!JW137","v":0},{"$f":"'Energy Uses'!JV137","v":0},{"$f":"'Energy Uses'!JU137","v":0},{"$f":"'Energy Uses'!JT137","v":0},{"$f":"'Energy Uses'!JS137","v":0},{"$f":"'Energy Uses'!JR137","v":0},{"$f":"'Energy Uses'!JQ137","v":0},{"$f":"'Energy Uses'!JP137","v":0},{"$f":"'Energy Uses'!JO137","v":0},{"$f":"'Energy Uses'!JN137","v":0},{"$f":"'Energy Uses'!JM137","v":0}]
[null,null,null,null,null,null,null,null,null,null,null,null,null,null,null,null,null,null,null,null,null,null,null,null,null,null,null,null,null,null,null,null,true]
[null,null,null,null,null,null,null,null,null,null,null,null,null,null,null,null,null,null,null,null,null,null,null,null,null,null,null,null,null,null,null,null,true,null,{"$f":"$AI$68","v":2015},null,null,{"$f":"AM176-1","v":2005},2006,2007,2008,2009,2010,2011,2012,2013,2014,2015,2016,2017,2018,2019,2020,2021,2022,2023,2024,2025,2026,2027,{"$f":"BJ176-1","v":2028},{"$f":"FinalYear","v":2029}]
[null,null,null,null,null,null,null,null,null,null,null,null,null,null,null,null,null,null,null,null,null,null,null,null,null,null,null,null,null,null,null,null,{"$f":"'Energy Uses'!M149","v":false},{"$f":"AK177","v":0},{"$f":"HLOOKUP(AI$176,$AL$176:$BJ$206,AJ177,)","v":0},2,{"$f":"'Energy Uses'!C149","v":0},{"$f":"'Energy Uses'!KK149","v":0},{"$f":"'Energy Uses'!KJ149","v":0},{"$f":"'Energy Uses'!KI149","v":0},{"$f":"'Energy Uses'!KH149","v":0},{"$f":"'Energy Uses'!KG149","v":0},{"$f":"'Energy Uses'!KF149","v":0},{"$f":"'Energy Uses'!KE149","v":0},{"$f":"'Energy Uses'!KD149","v":0},{"$f":"'Energy Uses'!KC149","v":0},{"$f":"'Energy Uses'!KB149","v":0},{"$f":"'Energy Uses'!KA149","v":0},{"$f":"'Energy Uses'!JZ149","v":0},{"$f":"'Energy Uses'!JY149","v":0},{"$f":"'Energy Uses'!JX149","v":0},{"$f":"'Energy Uses'!JW149","v":0},{"$f":"'Energy Uses'!JV149","v":0},{"$f":"'Energy Uses'!JU149","v":0},{"$f":"'Energy Uses'!JT149","v":0},{"$f":"'Energy Uses'!JS149","v":0},{"$f":"'Energy Uses'!JR149","v":0},{"$f":"'Energy Uses'!JQ149","v":0},{"$f":"'Energy Uses'!JP149","v":0},{"$f":"'Energy Uses'!JO149","v":0},{"$f":"'Energy Uses'!JN149","v":0},{"$f":"'Energy Uses'!JM149","v":0}]
[null,null,null,null,null,null,null,null,null,null,null,null,null,null,null,null,null,null,null,null,null,null,null,null,null,null,null,null,null,null,null,null,{"$f":"'Energy Uses'!M150","v":false},0,{"$f":"HLOOKUP(AI$176,$AL$176:$BJ$206,AJ178,)","v":0},3,{"$f":"'Energy Uses'!C150","v":0},{"$f":"'Energy Uses'!KK150","v":0},{"$f":"'Energy Uses'!KJ150","v":0},{"$f":"'Energy Uses'!KI150","v":0},{"$f":"'Energy Uses'!KH150","v":0},{"$f":"'Energy Uses'!KG150","v":0},{"$f":"'Energy Uses'!KF150","v":0},{"$f":"'Energy Uses'!KE150","v":0},{"$f":"'Energy Uses'!KD150","v":0},{"$f":"'Energy Uses'!KC150","v":0},{"$f":"'Energy Uses'!KB150","v":0},{"$f":"'Energy Uses'!KA150","v":0},{"$f":"'Energy Uses'!JZ150","v":0},{"$f":"'Energy Uses'!JY150","v":0},{"$f":"'Energy Uses'!JX150","v":0},{"$f":"'Energy Uses'!JW150","v":0},{"$f":"'Energy Uses'!JV150","v":0},{"$f":"'Energy Uses'!JU150","v":0},{"$f":"'Energy Uses'!JT150","v":0},{"$f":"'Energy Uses'!JS150","v":0},{"$f":"'Energy Uses'!JR150","v":0},{"$f":"'Energy Uses'!JQ150","v":0},{"$f":"'Energy Uses'!JP150","v":0},{"$f":"'Energy Uses'!JO150","v":0},{"$f":"'Energy Uses'!JN150","v":0},{"$f":"'Energy Uses'!JM150","v":0}]
[null,null,null,null,null,null,null,null,null,null,null,null,null,null,null,null,null,null,null,null,null,null,null,null,null,null,null,null,null,null,null,null,{"$f":"'Energy Uses'!M151","v":false},0,0,4,{"$f":"'Energy Uses'!C151","v":0},{"$f":"'Energy Uses'!KK151","v":0},{"$f":"'Energy Uses'!KJ151","v":0},{"$f":"'Energy Uses'!KI151","v":0},{"$f":"'Energy Uses'!KH151","v":0},{"$f":"'Energy Uses'!KG151","v":0},{"$f":"'Energy Uses'!KF151","v":0},{"$f":"'Energy Uses'!KE151","v":0},{"$f":"'Energy Uses'!KD151","v":0},{"$f":"'Energy Uses'!KC151","v":0},{"$f":"'Energy Uses'!KB151","v":0},{"$f":"'Energy Uses'!KA151","v":0},{"$f":"'Energy Uses'!JZ151","v":0},{"$f":"'Energy Uses'!JY151","v":0},{"$f":"'Energy Uses'!JX151","v":0},{"$f":"'Energy Uses'!JW151","v":0},{"$f":"'Energy Uses'!JV151","v":0},{"$f":"'Energy Uses'!JU151","v":0},{"$f":"'Energy Uses'!JT151","v":0},{"$f":"'Energy Uses'!JS151","v":0},{"$f":"'Energy Uses'!JR151","v":0},{"$f":"'Energy Uses'!JQ151","v":0},{"$f":"'Energy Uses'!JP151","v":0},{"$f":"'Energy Uses'!JO151","v":0},{"$f":"'Energy Uses'!JN151","v":0},{"$f":"'Energy Uses'!JM151","v":0}]
[null,null,null,null,null,null,null,null,null,null,null,null,null,null,null,null,null,null,null,null,null,null,null,null,null,null,null,null,null,null,null,null,{"$f":"'Energy Uses'!M152","v":false},0,0,5,{"$f":"'Energy Uses'!C152","v":0},{"$f":"'Energy Uses'!KK152","v":0},{"$f":"'Energy Uses'!KJ152","v":0},{"$f":"'Energy Uses'!KI152","v":0},{"$f":"'Energy Uses'!KH152","v":0},{"$f":"'Energy Uses'!KG152","v":0},{"$f":"'Energy Uses'!KF152","v":0},{"$f":"'Energy Uses'!KE152","v":0},{"$f":"'Energy Uses'!KD152","v":0},{"$f":"'Energy Uses'!KC152","v":0},{"$f":"'Energy Uses'!KB152","v":0},{"$f":"'Energy Uses'!KA152","v":0},{"$f":"'Energy Uses'!JZ152","v":0},{"$f":"'Energy Uses'!JY152","v":0},{"$f":"'Energy Uses'!JX152","v":0},{"$f":"'Energy Uses'!JW152","v":0},{"$f":"'Energy Uses'!JV152","v":0},{"$f":"'Energy Uses'!JU152","v":0},{"$f":"'Energy Uses'!JT152","v":0},{"$f":"'Energy Uses'!JS152","v":0},{"$f":"'Energy Uses'!JR152","v":0},{"$f":"'Energy Uses'!JQ152","v":0},{"$f":"'Energy Uses'!JP152","v":0},{"$f":"'Energy Uses'!JO152","v":0},{"$f":"'Energy Uses'!JN152","v":0},{"$f":"'Energy Uses'!JM152","v":0}]
[null,null,null,null,null,null,null,null,null,null,null,null,null,null,null,null,null,null,null,null,null,null,null,null,null,null,null,null,null,null,null,null,{"$f":"'Energy Uses'!M153","v":false},0,0,6,{"$f":"'Energy Uses'!C153","v":0},{"$f":"'Energy Uses'!KK153","v":0},{"$f":"'Energy Uses'!KJ153","v":0},{"$f":"'Energy Uses'!KI153","v":0},{"$f":"'Energy Uses'!KH153","v":0},{"$f":"'Energy Uses'!KG153","v":0},{"$f":"'Energy Uses'!KF153","v":0},{"$f":"'Energy Uses'!KE153","v":0},{"$f":"'Energy Uses'!KD153","v":0},{"$f":"'Energy Uses'!KC153","v":0},{"$f":"'Energy Uses'!KB153","v":0},{"$f":"'Energy Uses'!KA153","v":0},{"$f":"'Energy Uses'!JZ153","v":0},{"$f":"'Energy Uses'!JY153","v":0},{"$f":"'Energy Uses'!JX153","v":0},{"$f":"'Energy Uses'!JW153","v":0},{"$f":"'Energy Uses'!JV153","v":0},{"$f":"'Energy Uses'!JU153","v":0},{"$f":"'Energy Uses'!JT153","v":0},{"$f":"'Energy Uses'!JS153","v":0},{"$f":"'Energy Uses'!JR153","v":0},{"$f":"'Energy Uses'!JQ153","v":0},{"$f":"'Energy Uses'!JP153","v":0},{"$f":"'Energy Uses'!JO153","v":0},{"$f":"'Energy Uses'!JN153","v":0},{"$f":"'Energy Uses'!JM153","v":0}]
[null,null,null,null,null,null,null,null,null,null,null,null,null,null,null,null,null,null,null,null,null,null,null,null,null,null,null,null,null,null,null,null,{"$f":"'Energy Uses'!M154","v":false},0,0,7,{"$f":"'Energy Uses'!C154","v":0},{"$f":"'Energy Uses'!KK154","v":0},{"$f":"'Energy Uses'!KJ154","v":0},{"$f":"'Energy Uses'!KI154","v":0},{"$f":"'Energy Uses'!KH154","v":0},{"$f":"'Energy Uses'!KG154","v":0},{"$f":"'Energy Uses'!KF154","v":0},{"$f":"'Energy Uses'!KE154","v":0},{"$f":"'Energy Uses'!KD154","v":0},{"$f":"'Energy Uses'!KC154","v":0},{"$f":"'Energy Uses'!KB154","v":0},{"$f":"'Energy Uses'!KA154","v":0},{"$f":"'Energy Uses'!JZ154","v":0},{"$f":"'Energy Uses'!JY154","v":0},{"$f":"'Energy Uses'!JX154","v":0},{"$f":"'Energy Uses'!JW154","v":0},{"$f":"'Energy Uses'!JV154","v":0},{"$f":"'Energy Uses'!JU154","v":0},{"$f":"'Energy Uses'!JT154","v":0},{"$f":"'Energy Uses'!JS154","v":0},{"$f":"'Energy Uses'!JR154","v":0},{"$f":"'Energy Uses'!JQ154","v":0},{"$f":"'Energy Uses'!JP154","v":0},{"$f":"'Energy Uses'!JO154","v":0},{"$f":"'Energy Uses'!JN154","v":0},{"$f":"'Energy Uses'!JM154","v":0}]
[null,null,null,null,null,null,null,null,null,null,null,null,null,null,null,null,null,null,null,null,null,null,null,null,null,null,null,null,null,null,null,null,{"$f":"'Energy Uses'!M155","v":false},0,0,8,{"$f":"'Energy Uses'!C155","v":0},{"$f":"'Energy Uses'!KK155","v":0},{"$f":"'Energy Uses'!KJ155","v":0},{"$f":"'Energy Uses'!KI155","v":0},{"$f":"'Energy Uses'!KH155","v":0},{"$f":"'Energy Uses'!KG155","v":0},{"$f":"'Energy Uses'!KF155","v":0},{"$f":"'Energy Uses'!KE155","v":0},{"$f":"'Energy Uses'!KD155","v":0},{"$f":"'Energy Uses'!KC155","v":0},{"$f":"'Energy Uses'!KB155","v":0},{"$f":"'Energy Uses'!KA155","v":0},{"$f":"'Energy Uses'!JZ155","v":0},{"$f":"'Energy Uses'!JY155","v":0},{"$f":"'Energy Uses'!JX155","v":0},{"$f":"'Energy Uses'!JW155","v":0},{"$f":"'Energy Uses'!JV155","v":0},{"$f":"'Energy Uses'!JU155","v":0},{"$f":"'Energy Uses'!JT155","v":0},{"$f":"'Energy Uses'!JS155","v":0},{"$f":"'Energy Uses'!JR155","v":0},{"$f":"'Energy Uses'!JQ155","v":0},{"$f":"'Energy Uses'!JP155","v":0},{"$f":"'Energy Uses'!JO155","v":0},{"$f":"'Energy Uses'!JN155","v":0},{"$f":"'Energy Uses'!JM155","v":0}]
[null,null,null,null,null,null,null,null,null,null,null,null,null,null,null,null,null,null,null,null,null,null,null,null,null,null,null,null,null,null,null,null,{"$f":"'Energy Uses'!M156","v":false},0,0,9,{"$f":"'Energy Uses'!C156","v":0},{"$f":"'Energy Uses'!KK156","v":0},{"$f":"'Energy Uses'!KJ156","v":0},{"$f":"'Energy Uses'!KI156","v":0},{"$f":"'Energy Uses'!KH156","v":0},{"$f":"'Energy Uses'!KG156","v":0},{"$f":"'Energy Uses'!KF156","v":0},{"$f":"'Energy Uses'!KE156","v":0},{"$f":"'Energy Uses'!KD156","v":0},{"$f":"'Energy Uses'!KC156","v":0},{"$f":"'Energy Uses'!KB156","v":0},{"$f":"'Energy Uses'!KA156","v":0},{"$f":"'Energy Uses'!JZ156","v":0},{"$f":"'Energy Uses'!JY156","v":0},{"$f":"'Energy Uses'!JX156","v":0},{"$f":"'Energy Uses'!JW156","v":0},{"$f":"'Energy Uses'!JV156","v":0},{"$f":"'Energy Uses'!JU156","v":0},{"$f":"'Energy Uses'!JT156","v":0},{"$f":"'Energy Uses'!JS156","v":0},{"$f":"'Energy Uses'!JR156","v":0},{"$f":"'Energy Uses'!JQ156","v":0},{"$f":"'Energy Uses'!JP156","v":0},{"$f":"'Energy Uses'!JO156","v":0},{"$f":"'Energy Uses'!JN156","v":0},{"$f":"'Energy Uses'!JM156","v":0}]
[null,null,null,null,null,null,null,null,null,null,null,null,null,null,null,null,null,null,null,null,null,null,null,null,null,null,null,null,null,null,null,null,{"$f":"'Energy Uses'!M157","v":false},0,0,10,{"$f":"'Energy Uses'!C157","v":0},{"$f":"'Energy Uses'!KK157","v":0},{"$f":"'Energy Uses'!KJ157","v":0},{"$f":"'Energy Uses'!KI157","v":0},{"$f":"'Energy Uses'!KH157","v":0},{"$f":"'Energy Uses'!KG157","v":0},{"$f":"'Energy Uses'!KF157","v":0},{"$f":"'Energy Uses'!KE157","v":0},{"$f":"'Energy Uses'!KD157","v":0},{"$f":"'Energy Uses'!KC157","v":0},{"$f":"'Energy Uses'!KB157","v":0},{"$f":"'Energy Uses'!KA157","v":0},{"$f":"'Energy Uses'!JZ157","v":0},{"$f":"'Energy Uses'!JY157","v":0},{"$f":"'Energy Uses'!JX157","v":0},{"$f":"'Energy Uses'!JW157","v":0},{"$f":"'Energy Uses'!JV157","v":0},{"$f":"'Energy Uses'!JU157","v":0},{"$f":"'Energy Uses'!JT157","v":0},{"$f":"'Energy Uses'!JS157","v":0},{"$f":"'Energy Uses'!JR157","v":0},{"$f":"'Energy Uses'!JQ157","v":0},{"$f":"'Energy Uses'!JP157","v":0},{"$f":"'Energy Uses'!JO157","v":0},{"$f":"'Energy Uses'!JN157","v":0},{"$f":"'Energy Uses'!JM157","v":0}]
[null,null,null,null,null,null,null,null,null,null,null,null,null,null,null,null,null,null,null,null,null,null,null,null,null,null,null,null,null,null,null,null,{"$f":"'Energy Uses'!M158","v":false},0,0,11,{"$f":"'Energy Uses'!C158","v":0},{"$f":"'Energy Uses'!KK158","v":0},{"$f":"'Energy Uses'!KJ158","v":0},{"$f":"'Energy Uses'!KI158","v":0},{"$f":"'Energy Uses'!KH158","v":0},{"$f":"'Energy Uses'!KG158","v":0},{"$f":"'Energy Uses'!KF158","v":0},{"$f":"'Energy Uses'!KE158","v":0},{"$f":"'Energy Uses'!KD158","v":0},{"$f":"'Energy Uses'!KC158","v":0},{"$f":"'Energy Uses'!KB158","v":0},{"$f":"'Energy Uses'!KA158","v":0},{"$f":"'Energy Uses'!JZ158","v":0},{"$f":"'Energy Uses'!JY158","v":0},{"$f":"'Energy Uses'!JX158","v":0},{"$f":"'Energy Uses'!JW158","v":0},{"$f":"'Energy Uses'!JV158","v":0},{"$f":"'Energy Uses'!JU158","v":0},{"$f":"'Energy Uses'!JT158","v":0},{"$f":"'Energy Uses'!JS158","v":0},{"$f":"'Energy Uses'!JR158","v":0},{"$f":"'Energy Uses'!JQ158","v":0},{"$f":"'Energy Uses'!JP158","v":0},{"$f":"'Energy Uses'!JO158","v":0},{"$f":"'Energy Uses'!JN158","v":0},{"$f":"'Energy Uses'!JM158","v":0}]
[null,null,null,null,null,null,null,null,null,null,null,null,null,null,null,null,null,null,null,null,null,null,null,null,null,null,null,null,null,null,null,null,{"$f":"'Energy Uses'!M159","v":false},0,0,12,{"$f":"'Energy Uses'!C159","v":0},{"$f":"'Energy Uses'!KK159","v":0},{"$f":"'Energy Uses'!KJ159","v":0},{"$f":"'Energy Uses'!KI159","v":0},{"$f":"'Energy Uses'!KH159","v":0},{"$f":"'Energy Uses'!KG159","v":0},{"$f":"'Energy Uses'!KF159","v":0},{"$f":"'Energy Uses'!KE159","v":0},{"$f":"'Energy Uses'!KD159","v":0},{"$f":"'Energy Uses'!KC159","v":0},{"$f":"'Energy Uses'!KB159","v":0},{"$f":"'Energy Uses'!KA159","v":0},{"$f":"'Energy Uses'!JZ159","v":0},{"$f":"'Energy Uses'!JY159","v":0},{"$f":"'Energy Uses'!JX159","v":0},{"$f":"'Energy Uses'!JW159","v":0},{"$f":"'Energy Uses'!JV159","v":0},{"$f":"'Energy Uses'!JU159","v":0},{"$f":"'Energy Uses'!JT159","v":0},{"$f":"'Energy Uses'!JS159","v":0},{"$f":"'Energy Uses'!JR159","v":0},{"$f":"'Energy Uses'!JQ159","v":0},{"$f":"'Energy Uses'!JP159","v":0},{"$f":"'Energy Uses'!JO159","v":0},{"$f":"'Energy Uses'!JN159","v":0},{"$f":"'Energy Uses'!JM159","v":0}]
[null,null,null,null,null,null,null,null,null,null,null,null,null,null,null,null,null,null,null,null,null,null,null,null,null,null,null,null,null,null,null,null,{"$f":"'Energy Uses'!M160","v":false},0,0,13,{"$f":"'Energy Uses'!C160","v":0},{"$f":"'Energy Uses'!KK160","v":0},{"$f":"'Energy Uses'!KJ160","v":0},{"$f":"'Energy Uses'!KI160","v":0},{"$f":"'Energy Uses'!KH160","v":0},{"$f":"'Energy Uses'!KG160","v":0},{"$f":"'Energy Uses'!KF160","v":0},{"$f":"'Energy Uses'!KE160","v":0},{"$f":"'Energy Uses'!KD160","v":0},{"$f":"'Energy Uses'!KC160","v":0},{"$f":"'Energy Uses'!KB160","v":0},{"$f":"'Energy Uses'!KA160","v":0},{"$f":"'Energy Uses'!JZ160","v":0},{"$f":"'Energy Uses'!JY160","v":0},{"$f":"'Energy Uses'!JX160","v":0},{"$f":"'Energy Uses'!JW160","v":0},{"$f":"'Energy Uses'!JV160","v":0},{"$f":"'Energy Uses'!JU160","v":0},{"$f":"'Energy Uses'!JT160","v":0},{"$f":"'Energy Uses'!JS160","v":0},{"$f":"'Energy Uses'!JR160","v":0},{"$f":"'Energy Uses'!JQ160","v":0},{"$f":"'Energy Uses'!JP160","v":0},{"$f":"'Energy Uses'!JO160","v":0},{"$f":"'Energy Uses'!JN160","v":0},{"$f":"'Energy Uses'!JM160","v":0}]
[null,null,null,null,null,null,null,null,null,null,null,null,null,null,null,null,null,null,null,null,null,null,null,null,null,null,null,null,null,null,null,null,{"$f":"'Energy Uses'!M161","v":false},0,0,14,{"$f":"'Energy Uses'!C161","v":0},{"$f":"'Energy Uses'!KK161","v":0},{"$f":"'Energy Uses'!KJ161","v":0},{"$f":"'Energy Uses'!KI161","v":0},{"$f":"'Energy Uses'!KH161","v":0},{"$f":"'Energy Uses'!KG161","v":0},{"$f":"'Energy Uses'!KF161","v":0},{"$f":"'Energy Uses'!KE161","v":0},{"$f":"'Energy Uses'!KD161","v":0},{"$f":"'Energy Uses'!KC161","v":0},{"$f":"'Energy Uses'!KB161","v":0},{"$f":"'Energy Uses'!KA161","v":0},{"$f":"'Energy Uses'!JZ161","v":0},{"$f":"'Energy Uses'!JY161","v":0},{"$f":"'Energy Uses'!JX161","v":0},{"$f":"'Energy Uses'!JW161","v":0},{"$f":"'Energy Uses'!JV161","v":0},{"$f":"'Energy Uses'!JU161","v":0},{"$f":"'Energy Uses'!JT161","v":0},{"$f":"'Energy Uses'!JS161","v":0},{"$f":"'Energy Uses'!JR161","v":0},{"$f":"'Energy Uses'!JQ161","v":0},{"$f":"'Energy Uses'!JP161","v":0},{"$f":"'Energy Uses'!JO161","v":0},{"$f":"'Energy Uses'!JN161","v":0},{"$f":"'Energy Uses'!JM161","v":0}]
[null,null,null,null,null,null,null,null,null,null,null,null,null,null,null,null,null,null,null,null,null,null,null,null,null,null,null,null,null,null,null,null,{"$f":"'Energy Uses'!M162","v":false},0,0,15,{"$f":"'Energy Uses'!C162","v":0},{"$f":"'Energy Uses'!KK162","v":0},{"$f":"'Energy Uses'!KJ162","v":0},{"$f":"'Energy Uses'!KI162","v":0},{"$f":"'Energy Uses'!KH162","v":0},{"$f":"'Energy Uses'!KG162","v":0},{"$f":"'Energy Uses'!KF162","v":0},{"$f":"'Energy Uses'!KE162","v":0},{"$f":"'Energy Uses'!KD162","v":0},{"$f":"'Energy Uses'!KC162","v":0},{"$f":"'Energy Uses'!KB162","v":0},{"$f":"'Energy Uses'!KA162","v":0},{"$f":"'Energy Uses'!JZ162","v":0},{"$f":"'Energy Uses'!JY162","v":0},{"$f":"'Energy Uses'!JX162","v":0},{"$f":"'Energy Uses'!JW162","v":0},{"$f":"'Energy Uses'!JV162","v":0},{"$f":"'Energy Uses'!JU162","v":0},{"$f":"'Energy Uses'!JT162","v":0},{"$f":"'Energy Uses'!JS162","v":0},{"$f":"'Energy Uses'!JR162","v":0},{"$f":"'Energy Uses'!JQ162","v":0},{"$f":"'Energy Uses'!JP162","v":0},{"$f":"'Energy Uses'!JO162","v":0},{"$f":"'Energy Uses'!JN162","v":0},{"$f":"'Energy Uses'!JM162","v":0}]
[null,null,null,null,null,null,null,null,null,null,null,null,null,null,null,null,null,null,null,null,null,null,null,null,null,null,null,null,null,null,null,null,{"$f":"'Energy Uses'!M163","v":false},0,0,16,{"$f":"'Energy Uses'!C163","v":0},{"$f":"'Energy Uses'!KK163","v":0},{"$f":"'Energy Uses'!KJ163","v":0},{"$f":"'Energy Uses'!KI163","v":0},{"$f":"'Energy Uses'!KH163","v":0},{"$f":"'Energy Uses'!KG163","v":0},{"$f":"'Energy Uses'!KF163","v":0},{"$f":"'Energy Uses'!KE163","v":0},{"$f":"'Energy Uses'!KD163","v":0},{"$f":"'Energy Uses'!KC163","v":0},{"$f":"'Energy Uses'!KB163","v":0},{"$f":"'Energy Uses'!KA163","v":0},{"$f":"'Energy Uses'!JZ163","v":0},{"$f":"'Energy Uses'!JY163","v":0},{"$f":"'Energy Uses'!JX163","v":0},{"$f":"'Energy Uses'!JW163","v":0},{"$f":"'Energy Uses'!JV163","v":0},{"$f":"'Energy Uses'!JU163","v":0},{"$f":"'Energy Uses'!JT163","v":0},{"$f":"'Energy Uses'!JS163","v":0},{"$f":"'Energy Uses'!JR163","v":0},{"$f":"'Energy Uses'!JQ163","v":0},{"$f":"'Energy Uses'!JP163","v":0},{"$f":"'Energy Uses'!JO163","v":0},{"$f":"'Energy Uses'!JN163","v":0},{"$f":"'Energy Uses'!JM163","v":0}]
[null,null,null,null,null,null,null,null,null,null,null,null,null,null,null,null,null,null,null,null,null,null,null,null,null,null,null,null,null,null,null,null,{"$f":"'Energy Uses'!M164","v":false},0,0,17,{"$f":"'Energy Uses'!C164","v":0},{"$f":"'Energy Uses'!KK164","v":0},{"$f":"'Energy Uses'!KJ164","v":0},{"$f":"'Energy Uses'!KI164","v":0},{"$f":"'Energy Uses'!KH164","v":0},{"$f":"'Energy Uses'!KG164","v":0},{"$f":"'Energy Uses'!KF164","v":0},{"$f":"'Energy Uses'!KE164","v":0},{"$f":"'Energy Uses'!KD164","v":0},{"$f":"'Energy Uses'!KC164","v":0},{"$f":"'Energy Uses'!KB164","v":0},{"$f":"'Energy Uses'!KA164","v":0},{"$f":"'Energy Uses'!JZ164","v":0},{"$f":"'Energy Uses'!JY164","v":0},{"$f":"'Energy Uses'!JX164","v":0},{"$f":"'Energy Uses'!JW164","v":0},{"$f":"'Energy Uses'!JV164","v":0},{"$f":"'Energy Uses'!JU164","v":0},{"$f":"'Energy Uses'!JT164","v":0},{"$f":"'Energy Uses'!JS164","v":0},{"$f":"'Energy Uses'!JR164","v":0},{"$f":"'Energy Uses'!JQ164","v":0},{"$f":"'Energy Uses'!JP164","v":0},{"$f":"'Energy Uses'!JO164","v":0},{"$f":"'Energy Uses'!JN164","v":0},{"$f":"'Energy Uses'!JM164","v":0}]
[null,null,null,null,null,null,null,null,null,null,null,null,null,null,null,null,null,null,null,null,null,null,null,null,null,null,null,null,null,null,null,null,{"$f":"'Energy Uses'!M165","v":false},0,0,18,{"$f":"'Energy Uses'!C165","v":0},{"$f":"'Energy Uses'!KK165","v":0},{"$f":"'Energy Uses'!KJ165","v":0},{"$f":"'Energy Uses'!KI165","v":0},{"$f":"'Energy Uses'!KH165","v":0},{"$f":"'Energy Uses'!KG165","v":0},{"$f":"'Energy Uses'!KF165","v":0},{"$f":"'Energy Uses'!KE165","v":0},{"$f":"'Energy Uses'!KD165","v":0},{"$f":"'Energy Uses'!KC165","v":0},{"$f":"'Energy Uses'!KB165","v":0},{"$f":"'Energy Uses'!KA165","v":0},{"$f":"'Energy Uses'!JZ165","v":0},{"$f":"'Energy Uses'!JY165","v":0},{"$f":"'Energy Uses'!JX165","v":0},{"$f":"'Energy Uses'!JW165","v":0},{"$f":"'Energy Uses'!JV165","v":0},{"$f":"'Energy Uses'!JU165","v":0},{"$f":"'Energy Uses'!JT165","v":0},{"$f":"'Energy Uses'!JS165","v":0},{"$f":"'Energy Uses'!JR165","v":0},{"$f":"'Energy Uses'!JQ165","v":0},{"$f":"'Energy Uses'!JP165","v":0},{"$f":"'Energy Uses'!JO165","v":0},{"$f":"'Energy Uses'!JN165","v":0},{"$f":"'Energy Uses'!JM165","v":0}]
[null,null,null,null,null,null,null,null,null,null,null,null,null,null,null,null,null,null,null,null,null,null,null,null,null,null,null,null,null,null,null,null,{"$f":"'Energy Uses'!M166","v":false},0,0,19,{"$f":"'Energy Uses'!C166","v":0},{"$f":"'Energy Uses'!KK166","v":0},{"$f":"'Energy Uses'!KJ166","v":0},{"$f":"'Energy Uses'!KI166","v":0},{"$f":"'Energy Uses'!KH166","v":0},{"$f":"'Energy Uses'!KG166","v":0},{"$f":"'Energy Uses'!KF166","v":0},{"$f":"'Energy Uses'!KE166","v":0},{"$f":"'Energy Uses'!KD166","v":0},{"$f":"'Energy Uses'!KC166","v":0},{"$f":"'Energy Uses'!KB166","v":0},{"$f":"'Energy Uses'!KA166","v":0},{"$f":"'Energy Uses'!JZ166","v":0},{"$f":"'Energy Uses'!JY166","v":0},{"$f":"'Energy Uses'!JX166","v":0},{"$f":"'Energy Uses'!JW166","v":0},{"$f":"'Energy Uses'!JV166","v":0},{"$f":"'Energy Uses'!JU166","v":0},{"$f":"'Energy Uses'!JT166","v":0},{"$f":"'Energy Uses'!JS166","v":0},{"$f":"'Energy Uses'!JR166","v":0},{"$f":"'Energy Uses'!JQ166","v":0},{"$f":"'Energy Uses'!JP166","v":0},{"$f":"'Energy Uses'!JO166","v":0},{"$f":"'Energy Uses'!JN166","v":0},{"$f":"'Energy Uses'!JM166","v":0}]
[null,null,null,null,null,null,null,null,null,null,null,null,null,null,null,null,null,null,null,null,null,null,null,null,null,null,null,null,null,null,null,null,{"$f":"'Energy Uses'!M167","v":false},0,0,20,{"$f":"'Energy Uses'!C167","v":0},{"$f":"'Energy Uses'!KK167","v":0},{"$f":"'Energy Uses'!KJ167","v":0},{"$f":"'Energy Uses'!KI167","v":0},{"$f":"'Energy Uses'!KH167","v":0},{"$f":"'Energy Uses'!KG167","v":0},{"$f":"'Energy Uses'!KF167","v":0},{"$f":"'Energy Uses'!KE167","v":0},{"$f":"'Energy Uses'!KD167","v":0},{"$f":"'Energy Uses'!KC167","v":0},{"$f":"'Energy Uses'!KB167","v":0},{"$f":"'Energy Uses'!KA167","v":0},{"$f":"'Energy Uses'!JZ167","v":0},{"$f":"'Energy Uses'!JY167","v":0},{"$f":"'Energy Uses'!JX167","v":0},{"$f":"'Energy Uses'!JW167","v":0},{"$f":"'Energy Uses'!JV167","v":0},{"$f":"'Energy Uses'!JU167","v":0},{"$f":"'Energy Uses'!JT167","v":0},{"$f":"'Energy Uses'!JS167","v":0},{"$f":"'Energy Uses'!JR167","v":0},{"$f":"'Energy Uses'!JQ167","v":0},{"$f":"'Energy Uses'!JP167","v":0},{"$f":"'Energy Uses'!JO167","v":0},{"$f":"'Energy Uses'!JN167","v":0},{"$f":"'Energy Uses'!JM167","v":0}]
[null,null,null,null,null,null,null,null,null,null,null,null,null,null,null,null,null,null,null,null,null,null,null,null,null,null,null,null,null,null,null,null,{"$f":"'Energy Uses'!M168","v":false},0,0,21,{"$f":"'Energy Uses'!C168","v":0},{"$f":"'Energy Uses'!KK168","v":0},{"$f":"'Energy Uses'!KJ168","v":0},{"$f":"'Energy Uses'!KI168","v":0},{"$f":"'Energy Uses'!KH168","v":0},{"$f":"'Energy Uses'!KG168","v":0},{"$f":"'Energy Uses'!KF168","v":0},{"$f":"'Energy Uses'!KE168","v":0},{"$f":"'Energy Uses'!KD168","v":0},{"$f":"'Energy Uses'!KC168","v":0},{"$f":"'Energy Uses'!KB168","v":0},{"$f":"'Energy Uses'!KA168","v":0},{"$f":"'Energy Uses'!JZ168","v":0},{"$f":"'Energy Uses'!JY168","v":0},{"$f":"'Energy Uses'!JX168","v":0},{"$f":"'Energy Uses'!JW168","v":0},{"$f":"'Energy Uses'!JV168","v":0},{"$f":"'Energy Uses'!JU168","v":0},{"$f":"'Energy Uses'!JT168","v":0},{"$f":"'Energy Uses'!JS168","v":0},{"$f":"'Energy Uses'!JR168","v":0},{"$f":"'Energy Uses'!JQ168","v":0},{"$f":"'Energy Uses'!JP168","v":0},{"$f":"'Energy Uses'!JO168","v":0},{"$f":"'Energy Uses'!JN168","v":0},{"$f":"'Energy Uses'!JM168","v":0}]
[null,null,null,null,null,null,null,null,null,null,null,null,null,null,null,null,null,null,null,null,null,null,null,null,null,null,null,null,null,null,null,null,{"$f":"'Energy Uses'!M169","v":false},0,0,22,{"$f":"'Energy Uses'!C169","v":0},{"$f":"'Energy Uses'!KK169","v":0},{"$f":"'Energy Uses'!KJ169","v":0},{"$f":"'Energy Uses'!KI169","v":0},{"$f":"'Energy Uses'!KH169","v":0},{"$f":"'Energy Uses'!KG169","v":0},{"$f":"'Energy Uses'!KF169","v":0},{"$f":"'Energy Uses'!KE169","v":0},{"$f":"'Energy Uses'!KD169","v":0},{"$f":"'Energy Uses'!KC169","v":0},{"$f":"'Energy Uses'!KB169","v":0},{"$f":"'Energy Uses'!KA169","v":0},{"$f":"'Energy Uses'!JZ169","v":0},{"$f":"'Energy Uses'!JY169","v":0},{"$f":"'Energy Uses'!JX169","v":0},{"$f":"'Energy Uses'!JW169","v":0},{"$f":"'Energy Uses'!JV169","v":0},{"$f":"'Energy Uses'!JU169","v":0},{"$f":"'Energy Uses'!JT169","v":0},{"$f":"'Energy Uses'!JS169","v":0},{"$f":"'Energy Uses'!JR169","v":0},{"$f":"'Energy Uses'!JQ169","v":0},{"$f":"'Energy Uses'!JP169","v":0},{"$f":"'Energy Uses'!JO169","v":0},{"$f":"'Energy Uses'!JN169","v":0},{"$f":"'Energy Uses'!JM169","v":0}]
[null,null,null,null,null,null,null,null,null,null,null,null,null,null,null,null,null,null,null,null,null,null,null,null,null,null,null,null,null,null,null,null,{"$f":"'Energy Uses'!M170","v":false},0,0,23,{"$f":"'Energy Uses'!C170","v":0},{"$f":"'Energy Uses'!KK170","v":0},{"$f":"'Energy Uses'!KJ170","v":0},{"$f":"'Energy Uses'!KI170","v":0},{"$f":"'Energy Uses'!KH170","v":0},{"$f":"'Energy Uses'!KG170","v":0},{"$f":"'Energy Uses'!KF170","v":0},{"$f":"'Energy Uses'!KE170","v":0},{"$f":"'Energy Uses'!KD170","v":0},{"$f":"'Energy Uses'!KC170","v":0},{"$f":"'Energy Uses'!KB170","v":0},{"$f":"'Energy Uses'!KA170","v":0},{"$f":"'Energy Uses'!JZ170","v":0},{"$f":"'Energy Uses'!JY170","v":0},{"$f":"'Energy Uses'!JX170","v":0},{"$f":"'Energy Uses'!JW170","v":0},{"$f":"'Energy Uses'!JV170","v":0},{"$f":"'Energy Uses'!JU170","v":0},{"$f":"'Energy Uses'!JT170","v":0},{"$f":"'Energy Uses'!JS170","v":0},{"$f":"'Energy Uses'!JR170","v":0},{"$f":"'Energy Uses'!JQ170","v":0},{"$f":"'Energy Uses'!JP170","v":0},{"$f":"'Energy Uses'!JO170","v":0},{"$f":"'Energy Uses'!JN170","v":0},{"$f":"'Energy Uses'!JM170","v":0}]
[null,null,null,null,null,null,null,null,null,null,null,null,null,null,null,null,null,null,null,null,null,null,null,null,null,null,null,null,null,null,null,null,{"$f":"'Energy Uses'!M171","v":false},0,0,24,{"$f":"'Energy Uses'!C171","v":0},{"$f":"'Energy Uses'!KK171","v":0},{"$f":"'Energy Uses'!KJ171","v":0},{"$f":"'Energy Uses'!KI171","v":0},{"$f":"'Energy Uses'!KH171","v":0},{"$f":"'Energy Uses'!KG171","v":0},{"$f":"'Energy Uses'!KF171","v":0},{"$f":"'Energy Uses'!KE171","v":0},{"$f":"'Energy Uses'!KD171","v":0},{"$f":"'Energy Uses'!KC171","v":0},{"$f":"'Energy Uses'!KB171","v":0},{"$f":"'Energy Uses'!KA171","v":0},{"$f":"'Energy Uses'!JZ171","v":0},{"$f":"'Energy Uses'!JY171","v":0},{"$f":"'Energy Uses'!JX171","v":0},{"$f":"'Energy Uses'!JW171","v":0},{"$f":"'Energy Uses'!JV171","v":0},{"$f":"'Energy Uses'!JU171","v":0},{"$f":"'Energy Uses'!JT171","v":0},{"$f":"'Energy Uses'!JS171","v":0},{"$f":"'Energy Uses'!JR171","v":0},{"$f":"'Energy Uses'!JQ171","v":0},{"$f":"'Energy Uses'!JP171","v":0},{"$f":"'Energy Uses'!JO171","v":0},{"$f":"'Energy Uses'!JN171","v":0},{"$f":"'Energy Uses'!JM171","v":0}]
[null,null,null,null,null,null,null,null,null,null,null,null,null,null,null,null,null,null,null,null,null,null,null,null,null,null,null,null,null,null,null,null,{"$f":"'Energy Uses'!M172","v":false},0,0,25,{"$f":"'Energy Uses'!C172","v":0},{"$f":"'Energy Uses'!KK172","v":0},{"$f":"'Energy Uses'!KJ172","v":0},{"$f":"'Energy Uses'!KI172","v":0},{"$f":"'Energy Uses'!KH172","v":0},{"$f":"'Energy Uses'!KG172","v":0},{"$f":"'Energy Uses'!KF172","v":0},{"$f":"'Energy Uses'!KE172","v":0},{"$f":"'Energy Uses'!KD172","v":0},{"$f":"'Energy Uses'!KC172","v":0},{"$f":"'Energy Uses'!KB172","v":0},{"$f":"'Energy Uses'!KA172","v":0},{"$f":"'Energy Uses'!JZ172","v":0},{"$f":"'Energy Uses'!JY172","v":0},{"$f":"'Energy Uses'!JX172","v":0},{"$f":"'Energy Uses'!JW172","v":0},{"$f":"'Energy Uses'!JV172","v":0},{"$f":"'Energy Uses'!JU172","v":0},{"$f":"'Energy Uses'!JT172","v":0},{"$f":"'Energy Uses'!JS172","v":0},{"$f":"'Energy Uses'!JR172","v":0},{"$f":"'Energy Uses'!JQ172","v":0},{"$f":"'Energy Uses'!JP172","v":0},{"$f":"'Energy Uses'!JO172","v":0},{"$f":"'Energy Uses'!JN172","v":0},{"$f":"'Energy Uses'!JM172","v":0}]
[null,null,null,null,null,null,null,null,null,null,null,null,null,null,null,null,null,null,null,null,null,null,null,null,null,null,null,null,null,null,null,null,{"$f":"'Energy Uses'!M173","v":false},0,0,26,{"$f":"'Energy Uses'!C173","v":0},{"$f":"'Energy Uses'!KK173","v":0},{"$f":"'Energy Uses'!KJ173","v":0},{"$f":"'Energy Uses'!KI173","v":0},{"$f":"'Energy Uses'!KH173","v":0},{"$f":"'Energy Uses'!KG173","v":0},{"$f":"'Energy Uses'!KF173","v":0},{"$f":"'Energy Uses'!KE173","v":0},{"$f":"'Energy Uses'!KD173","v":0},{"$f":"'Energy Uses'!KC173","v":0},{"$f":"'Energy Uses'!KB173","v":0},{"$f":"'Energy Uses'!KA173","v":0},{"$f":"'Energy Uses'!JZ173","v":0},{"$f":"'Energy Uses'!JY173","v":0},{"$f":"'Energy Uses'!JX173","v":0},{"$f":"'Energy Uses'!JW173","v":0},{"$f":"'Energy Uses'!JV173","v":0},{"$f":"'Energy Uses'!JU173","v":0},{"$f":"'Energy Uses'!JT173","v":0},{"$f":"'Energy Uses'!JS173","v":0},{"$f":"'Energy Uses'!JR173","v":0},{"$f":"'Energy Uses'!JQ173","v":0},{"$f":"'Energy Uses'!JP173","v":0},{"$f":"'Energy Uses'!JO173","v":0},{"$f":"'Energy Uses'!JN173","v":0},{"$f":"'Energy Uses'!JM173","v":0}]
[null,null,null,null,null,null,null,null,null,null,null,null,null,null,null,null,null,null,null,null,null,null,null,null,null,null,null,null,null,null,null,null,{"$f":"'Energy Uses'!M174","v":false},0,0,27,{"$f":"'Energy Uses'!C174","v":0},{"$f":"'Energy Uses'!KK174","v":0},{"$f":"'Energy Uses'!KJ174","v":0},{"$f":"'Energy Uses'!KI174","v":0},{"$f":"'Energy Uses'!KH174","v":0},{"$f":"'Energy Uses'!KG174","v":0},{"$f":"'Energy Uses'!KF174","v":0},{"$f":"'Energy Uses'!KE174","v":0},{"$f":"'Energy Uses'!KD174","v":0},{"$f":"'Energy Uses'!KC174","v":0},{"$f":"'Energy Uses'!KB174","v":0},{"$f":"'Energy Uses'!KA174","v":0},{"$f":"'Energy Uses'!JZ174","v":0},{"$f":"'Energy Uses'!JY174","v":0},{"$f":"'Energy Uses'!JX174","v":0},{"$f":"'Energy Uses'!JW174","v":0},{"$f":"'Energy Uses'!JV174","v":0},{"$f":"'Energy Uses'!JU174","v":0},{"$f":"'Energy Uses'!JT174","v":0},{"$f":"'Energy Uses'!JS174","v":0},{"$f":"'Energy Uses'!JR174","v":0},{"$f":"'Energy Uses'!JQ174","v":0},{"$f":"'Energy Uses'!JP174","v":0},{"$f":"'Energy Uses'!JO174","v":0},{"$f":"'Energy Uses'!JN174","v":0},{"$f":"'Energy Uses'!JM174","v":0}]
[null,null,null,null,null,null,null,null,null,null,null,null,null,null,null,null,null,null,null,null,null,null,null,null,null,null,null,null,null,null,null,null,{"$f":"'Energy Uses'!M175","v":false},0,0,28,{"$f":"'Energy Uses'!C175","v":0},{"$f":"'Energy Uses'!KK175","v":0},{"$f":"'Energy Uses'!KJ175","v":0},{"$f":"'Energy Uses'!KI175","v":0},{"$f":"'Energy Uses'!KH175","v":0},{"$f":"'Energy Uses'!KG175","v":0},{"$f":"'Energy Uses'!KF175","v":0},{"$f":"'Energy Uses'!KE175","v":0},{"$f":"'Energy Uses'!KD175","v":0},{"$f":"'Energy Uses'!KC175","v":0},{"$f":"'Energy Uses'!KB175","v":0},{"$f":"'Energy Uses'!KA175","v":0},{"$f":"'Energy Uses'!JZ175","v":0},{"$f":"'Energy Uses'!JY175","v":0},{"$f":"'Energy Uses'!JX175","v":0},{"$f":"'Energy Uses'!JW175","v":0},{"$f":"'Energy Uses'!JV175","v":0},{"$f":"'Energy Uses'!JU175","v":0},{"$f":"'Energy Uses'!JT175","v":0},{"$f":"'Energy Uses'!JS175","v":0},{"$f":"'Energy Uses'!JR175","v":0},{"$f":"'Energy Uses'!JQ175","v":0},{"$f":"'Energy Uses'!JP175","v":0},{"$f":"'Energy Uses'!JO175","v":0},{"$f":"'Energy Uses'!JN175","v":0},{"$f":"'Energy Uses'!JM175","v":0}]
[null,null,null,null,null,null,null,null,null,null,null,null,null,null,null,null,null,null,null,null,null,null,null,null,null,null,null,null,null,null,null,null,{"$f":"'Energy Uses'!M176","v":false},0,0,29,{"$f":"'Energy Uses'!C176","v":0},{"$f":"'Energy Uses'!KK176","v":0},{"$f":"'Energy Uses'!KJ176","v":0},{"$f":"'Energy Uses'!KI176","v":0},{"$f":"'Energy Uses'!KH176","v":0},{"$f":"'Energy Uses'!KG176","v":0},{"$f":"'Energy Uses'!KF176","v":0},{"$f":"'Energy Uses'!KE176","v":0},{"$f":"'Energy Uses'!KD176","v":0},{"$f":"'Energy Uses'!KC176","v":0},{"$f":"'Energy Uses'!KB176","v":0},{"$f":"'Energy Uses'!KA176","v":0},{"$f":"'Energy Uses'!JZ176","v":0},{"$f":"'Energy Uses'!JY176","v":0},{"$f":"'Energy Uses'!JX176","v":0},{"$f":"'Energy Uses'!JW176","v":0},{"$f":"'Energy Uses'!JV176","v":0},{"$f":"'Energy Uses'!JU176","v":0},{"$f":"'Energy Uses'!JT176","v":0},{"$f":"'Energy Uses'!JS176","v":0},{"$f":"'Energy Uses'!JR176","v":0},{"$f":"'Energy Uses'!JQ176","v":0},{"$f":"'Energy Uses'!JP176","v":0},{"$f":"'Energy Uses'!JO176","v":0},{"$f":"'Energy Uses'!JN176","v":0},{"$f":"'Energy Uses'!JM176","v":0}]
[null,null,null,null,null,null,null,null,null,null,null,null,null,null,null,null,null,null,null,null,null,null,null,null,null,null,null,null,null,null,null,null,{"$f":"'Energy Uses'!M177","v":false},0,0,30,{"$f":"'Energy Uses'!C177","v":0},{"$f":"'Energy Uses'!KK177","v":0},{"$f":"'Energy Uses'!KJ177","v":0},{"$f":"'Energy Uses'!KI177","v":0},{"$f":"'Energy Uses'!KH177","v":0},{"$f":"'Energy Uses'!KG177","v":0},{"$f":"'Energy Uses'!KF177","v":0},{"$f":"'Energy Uses'!KE177","v":0},{"$f":"'Energy Uses'!KD177","v":0},{"$f":"'Energy Uses'!KC177","v":0},{"$f":"'Energy Uses'!KB177","v":0},{"$f":"'Energy Uses'!KA177","v":0},{"$f":"'Energy Uses'!JZ177","v":0},{"$f":"'Energy Uses'!JY177","v":0},{"$f":"'Energy Uses'!JX177","v":0},{"$f":"'Energy Uses'!JW177","v":0},{"$f":"'Energy Uses'!JV177","v":0},{"$f":"'Energy Uses'!JU177","v":0},{"$f":"'Energy Uses'!JT177","v":0},{"$f":"'Energy Uses'!JS177","v":0},{"$f":"'Energy Uses'!JR177","v":0},{"$f":"'Energy Uses'!JQ177","v":0},{"$f":"'Energy Uses'!JP177","v":0},{"$f":"'Energy Uses'!JO177","v":0},{"$f":"'Energy Uses'!JN177","v":0},{"$f":"'Energy Uses'!JM177","v":0}]
[null,null,null,null,null,null,null,null,null,null,null,null,null,null,null,null,null,null,null,null,null,null,null,null,null,null,null,null,null,null,null,null,{"$f":"'Energy Uses'!M178","v":false},0,{"$f":"HLOOKUP(AI$176,$AL$176:$BJ$206,AJ206,)","v":0},31,{"$f":"'Energy Uses'!C178","v":0},{"$f":"'Energy Uses'!KK178","v":0},{"$f":"'Energy Uses'!KJ178","v":0},{"$f":"'Energy Uses'!KI178","v":0},{"$f":"'Energy Uses'!KH178","v":0},{"$f":"'Energy Uses'!KG178","v":0},{"$f":"'Energy Uses'!KF178","v":0},{"$f":"'Energy Uses'!KE178","v":0},{"$f":"'Energy Uses'!KD178","v":0},{"$f":"'Energy Uses'!KC178","v":0},{"$f":"'Energy Uses'!KB178","v":0},{"$f":"'Energy Uses'!KA178","v":0},{"$f":"'Energy Uses'!JZ178","v":0},{"$f":"'Energy Uses'!JY178","v":0},{"$f":"'Energy Uses'!JX178","v":0},{"$f":"'Energy Uses'!JW178","v":0},{"$f":"'Energy Uses'!JV178","v":0},{"$f":"'Energy Uses'!JU178","v":0},{"$f":"'Energy Uses'!JT178","v":0},{"$f":"'Energy Uses'!JS178","v":0},{"$f":"'Energy Uses'!JR178","v":0},{"$f":"'Energy Uses'!JQ178","v":0},{"$f":"'Energy Uses'!JP178","v":0},{"$f":"'Energy Uses'!JO178","v":0},{"$f":"'Energy Uses'!JN178","v":0},{"$f":"'Energy Uses'!JM178","v":0}]
[null,null,null,null,null,null,null,null,null,null,null,null,null,null,null,null,null,null,null,null,null,null,null,null,null,null,null,null,null,null,null,null,true]
[null,null,null,null,null,null,null,null,null,null,null,null,null,null,null,null,null,null,null,null,null,null,null,null,null,null,null,null,null,null,null,null,true,null,{"$f":"$AI$68","v":2015},null,null,{"$f":"AM208-1","v":2005},2006,2007,2008,2009,2010,2011,2012,2013,2014,2015,2016,2017,2018,2019,2020,2021,2022,2023,2024,2025,2026,2027,{"$f":"BJ208-1","v":2028},{"$f":"FinalYear","v":2029}]
[null,null,null,null,null,null,null,null,null,null,null,null,null,null,null,null,null,null,null,null,null,null,null,null,null,null,null,null,null,null,null,null,{"$f":"'Energy Uses'!M190","v":false},{"$f":"AK209","v":0},{"$f":"HLOOKUP(AI$208,$AL$208:$BJ$238,AJ209,)","v":0},2,{"$f":"'Energy Uses'!C190","v":0},{"$f":"'Energy Uses'!KK190","v":0},{"$f":"'Energy Uses'!KJ190","v":0},{"$f":"'Energy Uses'!KI190","v":0},{"$f":"'Energy Uses'!KH190","v":0},{"$f":"'Energy Uses'!KG190","v":0},{"$f":"'Energy Uses'!KF190","v":0},{"$f":"'Energy Uses'!KE190","v":0},{"$f":"'Energy Uses'!KD190","v":0},{"$f":"'Energy Uses'!KC190","v":0},{"$f":"'Energy Uses'!KB190","v":0},{"$f":"'Energy Uses'!KA190","v":0},{"$f":"'Energy Uses'!JZ190","v":0},{"$f":"'Energy Uses'!JY190","v":0},{"$f":"'Energy Uses'!JX190","v":0},{"$f":"'Energy Uses'!JW190","v":0},{"$f":"'Energy Uses'!JV190","v":0},{"$f":"'Energy Uses'!JU190","v":0},{"$f":"'Energy Uses'!JT190","v":0},{"$f":"'Energy Uses'!JS190","v":0},{"$f":"'Energy Uses'!JR190","v":0},{"$f":"'Energy Uses'!JQ190","v":0},{"$f":"'Energy Uses'!JP190","v":0},{"$f":"'Energy Uses'!JO190","v":0},{"$f":"'Energy Uses'!JN190","v":0},{"$f":"'Energy Uses'!JM190","v":0}]
[null,null,null,null,null,null,null,null,null,null,null,null,null,null,null,null,null,null,null,null,null,null,null,null,null,null,null,null,null,null,null,null,{"$f":"'Energy Uses'!M191","v":false},0,{"$f":"HLOOKUP(AI$208,$AL$208:$BJ$238,AJ210,)","v":0},3,{"$f":"'Energy Uses'!C191","v":0},{"$f":"'Energy Uses'!KK191","v":0},{"$f":"'Energy Uses'!KJ191","v":0},{"$f":"'Energy Uses'!KI191","v":0},{"$f":"'Energy Uses'!KH191","v":0},{"$f":"'Energy Uses'!KG191","v":0},{"$f":"'Energy Uses'!KF191","v":0},{"$f":"'Energy Uses'!KE191","v":0},{"$f":"'Energy Uses'!KD191","v":0},{"$f":"'Energy Uses'!KC191","v":0},{"$f":"'Energy Uses'!KB191","v":0},{"$f":"'Energy Uses'!KA191","v":0},{"$f":"'Energy Uses'!JZ191","v":0},{"$f":"'Energy Uses'!JY191","v":0},{"$f":"'Energy Uses'!JX191","v":0},{"$f":"'Energy Uses'!JW191","v":0},{"$f":"'Energy Uses'!JV191","v":0},{"$f":"'Energy Uses'!JU191","v":0},{"$f":"'Energy Uses'!JT191","v":0},{"$f":"'Energy Uses'!JS191","v":0},{"$f":"'Energy Uses'!JR191","v":0},{"$f":"'Energy Uses'!JQ191","v":0},{"$f":"'Energy Uses'!JP191","v":0},{"$f":"'Energy Uses'!JO191","v":0},{"$f":"'Energy Uses'!JN191","v":0},{"$f":"'Energy Uses'!JM191","v":0}]
[null,null,null,null,null,null,null,null,null,null,null,null,null,null,null,null,null,null,null,null,null,null,null,null,null,null,null,null,null,null,null,null,{"$f":"'Energy Uses'!M192","v":false},0,0,4,{"$f":"'Energy Uses'!C192","v":0},{"$f":"'Energy Uses'!KK192","v":0},{"$f":"'Energy Uses'!KJ192","v":0},{"$f":"'Energy Uses'!KI192","v":0},{"$f":"'Energy Uses'!KH192","v":0},{"$f":"'Energy Uses'!KG192","v":0},{"$f":"'Energy Uses'!KF192","v":0},{"$f":"'Energy Uses'!KE192","v":0},{"$f":"'Energy Uses'!KD192","v":0},{"$f":"'Energy Uses'!KC192","v":0},{"$f":"'Energy Uses'!KB192","v":0},{"$f":"'Energy Uses'!KA192","v":0},{"$f":"'Energy Uses'!JZ192","v":0},{"$f":"'Energy Uses'!JY192","v":0},{"$f":"'Energy Uses'!JX192","v":0},{"$f":"'Energy Uses'!JW192","v":0},{"$f":"'Energy Uses'!JV192","v":0},{"$f":"'Energy Uses'!JU192","v":0},{"$f":"'Energy Uses'!JT192","v":0},{"$f":"'Energy Uses'!JS192","v":0},{"$f":"'Energy Uses'!JR192","v":0},{"$f":"'Energy Uses'!JQ192","v":0},{"$f":"'Energy Uses'!JP192","v":0},{"$f":"'Energy Uses'!JO192","v":0},{"$f":"'Energy Uses'!JN192","v":0},{"$f":"'Energy Uses'!JM192","v":0}]
[null,null,null,null,null,null,null,null,null,null,null,null,null,null,null,null,null,null,null,null,null,null,null,null,null,null,null,null,null,null,null,null,{"$f":"'Energy Uses'!M193","v":false},0,0,5,{"$f":"'Energy Uses'!C193","v":0},{"$f":"'Energy Uses'!KK193","v":0},{"$f":"'Energy Uses'!KJ193","v":0},{"$f":"'Energy Uses'!KI193","v":0},{"$f":"'Energy Uses'!KH193","v":0},{"$f":"'Energy Uses'!KG193","v":0},{"$f":"'Energy Uses'!KF193","v":0},{"$f":"'Energy Uses'!KE193","v":0},{"$f":"'Energy Uses'!KD193","v":0},{"$f":"'Energy Uses'!KC193","v":0},{"$f":"'Energy Uses'!KB193","v":0},{"$f":"'Energy Uses'!KA193","v":0},{"$f":"'Energy Uses'!JZ193","v":0},{"$f":"'Energy Uses'!JY193","v":0},{"$f":"'Energy Uses'!JX193","v":0},{"$f":"'Energy Uses'!JW193","v":0},{"$f":"'Energy Uses'!JV193","v":0},{"$f":"'Energy Uses'!JU193","v":0},{"$f":"'Energy Uses'!JT193","v":0},{"$f":"'Energy Uses'!JS193","v":0},{"$f":"'Energy Uses'!JR193","v":0},{"$f":"'Energy Uses'!JQ193","v":0},{"$f":"'Energy Uses'!JP193","v":0},{"$f":"'Energy Uses'!JO193","v":0},{"$f":"'Energy Uses'!JN193","v":0},{"$f":"'Energy Uses'!JM193","v":0}]
[null,null,null,null,null,null,null,null,null,null,null,null,null,null,null,null,null,null,null,null,null,null,null,null,null,null,null,null,null,null,null,null,{"$f":"'Energy Uses'!M194","v":false},0,0,6,{"$f":"'Energy Uses'!C194","v":0},{"$f":"'Energy Uses'!KK194","v":0},{"$f":"'Energy Uses'!KJ194","v":0},{"$f":"'Energy Uses'!KI194","v":0},{"$f":"'Energy Uses'!KH194","v":0},{"$f":"'Energy Uses'!KG194","v":0},{"$f":"'Energy Uses'!KF194","v":0},{"$f":"'Energy Uses'!KE194","v":0},{"$f":"'Energy Uses'!KD194","v":0},{"$f":"'Energy Uses'!KC194","v":0},{"$f":"'Energy Uses'!KB194","v":0},{"$f":"'Energy Uses'!KA194","v":0},{"$f":"'Energy Uses'!JZ194","v":0},{"$f":"'Energy Uses'!JY194","v":0},{"$f":"'Energy Uses'!JX194","v":0},{"$f":"'Energy Uses'!JW194","v":0},{"$f":"'Energy Uses'!JV194","v":0},{"$f":"'Energy Uses'!JU194","v":0},{"$f":"'Energy Uses'!JT194","v":0},{"$f":"'Energy Uses'!JS194","v":0},{"$f":"'Energy Uses'!JR194","v":0},{"$f":"'Energy Uses'!JQ194","v":0},{"$f":"'Energy Uses'!JP194","v":0},{"$f":"'Energy Uses'!JO194","v":0},{"$f":"'Energy Uses'!JN194","v":0},{"$f":"'Energy Uses'!JM194","v":0}]
[null,null,null,null,null,null,null,null,null,null,null,null,null,null,null,null,null,null,null,null,null,null,null,null,null,null,null,null,null,null,null,null,{"$f":"'Energy Uses'!M195","v":false},0,0,7,{"$f":"'Energy Uses'!C195","v":0},{"$f":"'Energy Uses'!KK195","v":0},{"$f":"'Energy Uses'!KJ195","v":0},{"$f":"'Energy Uses'!KI195","v":0},{"$f":"'Energy Uses'!KH195","v":0},{"$f":"'Energy Uses'!KG195","v":0},{"$f":"'Energy Uses'!KF195","v":0},{"$f":"'Energy Uses'!KE195","v":0},{"$f":"'Energy Uses'!KD195","v":0},{"$f":"'Energy Uses'!KC195","v":0},{"$f":"'Energy Uses'!KB195","v":0},{"$f":"'Energy Uses'!KA195","v":0},{"$f":"'Energy Uses'!JZ195","v":0},{"$f":"'Energy Uses'!JY195","v":0},{"$f":"'Energy Uses'!JX195","v":0},{"$f":"'Energy Uses'!JW195","v":0},{"$f":"'Energy Uses'!JV195","v":0},{"$f":"'Energy Uses'!JU195","v":0},{"$f":"'Energy Uses'!JT195","v":0},{"$f":"'Energy Uses'!JS195","v":0},{"$f":"'Energy Uses'!JR195","v":0},{"$f":"'Energy Uses'!JQ195","v":0},{"$f":"'Energy Uses'!JP195","v":0},{"$f":"'Energy Uses'!JO195","v":0},{"$f":"'Energy Uses'!JN195","v":0},{"$f":"'Energy Uses'!JM195","v":0}]
[null,null,null,null,null,null,null,null,null,null,null,null,null,null,null,null,null,null,null,null,null,null,null,null,null,null,null,null,null,null,null,null,{"$f":"'Energy Uses'!M196","v":false},0,0,8,{"$f":"'Energy Uses'!C196","v":0},{"$f":"'Energy Uses'!KK196","v":0},{"$f":"'Energy Uses'!KJ196","v":0},{"$f":"'Energy Uses'!KI196","v":0},{"$f":"'Energy Uses'!KH196","v":0},{"$f":"'Energy Uses'!KG196","v":0},{"$f":"'Energy Uses'!KF196","v":0},{"$f":"'Energy Uses'!KE196","v":0},{"$f":"'Energy Uses'!KD196","v":0},{"$f":"'Energy Uses'!KC196","v":0},{"$f":"'Energy Uses'!KB196","v":0},{"$f":"'Energy Uses'!KA196","v":0},{"$f":"'Energy Uses'!JZ196","v":0},{"$f":"'Energy Uses'!JY196","v":0},{"$f":"'Energy Uses'!JX196","v":0},{"$f":"'Energy Uses'!JW196","v":0},{"$f":"'Energy Uses'!JV196","v":0},{"$f":"'Energy Uses'!JU196","v":0},{"$f":"'Energy Uses'!JT196","v":0},{"$f":"'Energy Uses'!JS196","v":0},{"$f":"'Energy Uses'!JR196","v":0},{"$f":"'Energy Uses'!JQ196","v":0},{"$f":"'Energy Uses'!JP196","v":0},{"$f":"'Energy Uses'!JO196","v":0},{"$f":"'Energy Uses'!JN196","v":0},{"$f":"'Energy Uses'!JM196","v":0}]
[null,null,null,null,null,null,null,null,null,null,null,null,null,null,null,null,null,null,null,null,null,null,null,null,null,null,null,null,null,null,null,null,{"$f":"'Energy Uses'!M197","v":false},0,0,9,{"$f":"'Energy Uses'!C197","v":0},{"$f":"'Energy Uses'!KK197","v":0},{"$f":"'Energy Uses'!KJ197","v":0},{"$f":"'Energy Uses'!KI197","v":0},{"$f":"'Energy Uses'!KH197","v":0},{"$f":"'Energy Uses'!KG197","v":0},{"$f":"'Energy Uses'!KF197","v":0},{"$f":"'Energy Uses'!KE197","v":0},{"$f":"'Energy Uses'!KD197","v":0},{"$f":"'Energy Uses'!KC197","v":0},{"$f":"'Energy Uses'!KB197","v":0},{"$f":"'Energy Uses'!KA197","v":0},{"$f":"'Energy Uses'!JZ197","v":0},{"$f":"'Energy Uses'!JY197","v":0},{"$f":"'Energy Uses'!JX197","v":0},{"$f":"'Energy Uses'!JW197","v":0},{"$f":"'Energy Uses'!JV197","v":0},{"$f":"'Energy Uses'!JU197","v":0},{"$f":"'Energy Uses'!JT197","v":0},{"$f":"'Energy Uses'!JS197","v":0},{"$f":"'Energy Uses'!JR197","v":0},{"$f":"'Energy Uses'!JQ197","v":0},{"$f":"'Energy Uses'!JP197","v":0},{"$f":"'Energy Uses'!JO197","v":0},{"$f":"'Energy Uses'!JN197","v":0},{"$f":"'Energy Uses'!JM197","v":0}]
[null,null,null,null,null,null,null,null,null,null,null,null,null,null,null,null,null,null,null,null,null,null,null,null,null,null,null,null,null,null,null,null,{"$f":"'Energy Uses'!M198","v":false},0,0,10,{"$f":"'Energy Uses'!C198","v":0},{"$f":"'Energy Uses'!KK198","v":0},{"$f":"'Energy Uses'!KJ198","v":0},{"$f":"'Energy Uses'!KI198","v":0},{"$f":"'Energy Uses'!KH198","v":0},{"$f":"'Energy Uses'!KG198","v":0},{"$f":"'Energy Uses'!KF198","v":0},{"$f":"'Energy Uses'!KE198","v":0},{"$f":"'Energy Uses'!KD198","v":0},{"$f":"'Energy Uses'!KC198","v":0},{"$f":"'Energy Uses'!KB198","v":0},{"$f":"'Energy Uses'!KA198","v":0},{"$f":"'Energy Uses'!JZ198","v":0},{"$f":"'Energy Uses'!JY198","v":0},{"$f":"'Energy Uses'!JX198","v":0},{"$f":"'Energy Uses'!JW198","v":0},{"$f":"'Energy Uses'!JV198","v":0},{"$f":"'Energy Uses'!JU198","v":0},{"$f":"'Energy Uses'!JT198","v":0},{"$f":"'Energy Uses'!JS198","v":0},{"$f":"'Energy Uses'!JR198","v":0},{"$f":"'Energy Uses'!JQ198","v":0},{"$f":"'Energy Uses'!JP198","v":0},{"$f":"'Energy Uses'!JO198","v":0},{"$f":"'Energy Uses'!JN198","v":0},{"$f":"'Energy Uses'!JM198","v":0}]
[null,null,null,null,null,null,null,null,null,null,null,null,null,null,null,null,null,null,null,null,null,null,null,null,null,null,null,null,null,null,null,null,{"$f":"'Energy Uses'!M199","v":false},0,0,11,{"$f":"'Energy Uses'!C199","v":0},{"$f":"'Energy Uses'!KK199","v":0},{"$f":"'Energy Uses'!KJ199","v":0},{"$f":"'Energy Uses'!KI199","v":0},{"$f":"'Energy Uses'!KH199","v":0},{"$f":"'Energy Uses'!KG199","v":0},{"$f":"'Energy Uses'!KF199","v":0},{"$f":"'Energy Uses'!KE199","v":0},{"$f":"'Energy Uses'!KD199","v":0},{"$f":"'Energy Uses'!KC199","v":0},{"$f":"'Energy Uses'!KB199","v":0},{"$f":"'Energy Uses'!KA199","v":0},{"$f":"'Energy Uses'!JZ199","v":0},{"$f":"'Energy Uses'!JY199","v":0},{"$f":"'Energy Uses'!JX199","v":0},{"$f":"'Energy Uses'!JW199","v":0},{"$f":"'Energy Uses'!JV199","v":0},{"$f":"'Energy Uses'!JU199","v":0},{"$f":"'Energy Uses'!JT199","v":0},{"$f":"'Energy Uses'!JS199","v":0},{"$f":"'Energy Uses'!JR199","v":0},{"$f":"'Energy Uses'!JQ199","v":0},{"$f":"'Energy Uses'!JP199","v":0},{"$f":"'Energy Uses'!JO199","v":0},{"$f":"'Energy Uses'!JN199","v":0},{"$f":"'Energy Uses'!JM199","v":0}]
[null,null,null,null,null,null,null,null,null,null,null,null,null,null,null,null,null,null,null,null,null,null,null,null,null,null,null,null,null,null,null,null,{"$f":"'Energy Uses'!M200","v":false},0,0,12,{"$f":"'Energy Uses'!C200","v":0},{"$f":"'Energy Uses'!KK200","v":0},{"$f":"'Energy Uses'!KJ200","v":0},{"$f":"'Energy Uses'!KI200","v":0},{"$f":"'Energy Uses'!KH200","v":0},{"$f":"'Energy Uses'!KG200","v":0},{"$f":"'Energy Uses'!KF200","v":0},{"$f":"'Energy Uses'!KE200","v":0},{"$f":"'Energy Uses'!KD200","v":0},{"$f":"'Energy Uses'!KC200","v":0},{"$f":"'Energy Uses'!KB200","v":0},{"$f":"'Energy Uses'!KA200","v":0},{"$f":"'Energy Uses'!JZ200","v":0},{"$f":"'Energy Uses'!JY200","v":0},{"$f":"'Energy Uses'!JX200","v":0},{"$f":"'Energy Uses'!JW200","v":0},{"$f":"'Energy Uses'!JV200","v":0},{"$f":"'Energy Uses'!JU200","v":0},{"$f":"'Energy Uses'!JT200","v":0},{"$f":"'Energy Uses'!JS200","v":0},{"$f":"'Energy Uses'!JR200","v":0},{"$f":"'Energy Uses'!JQ200","v":0},{"$f":"'Energy Uses'!JP200","v":0},{"$f":"'Energy Uses'!JO200","v":0},{"$f":"'Energy Uses'!JN200","v":0},{"$f":"'Energy Uses'!JM200","v":0}]
[null,null,null,null,null,null,null,null,null,null,null,null,null,null,null,null,null,null,null,null,null,null,null,null,null,null,null,null,null,null,null,null,{"$f":"'Energy Uses'!M201","v":false},0,0,13,{"$f":"'Energy Uses'!C201","v":0},{"$f":"'Energy Uses'!KK201","v":0},{"$f":"'Energy Uses'!KJ201","v":0},{"$f":"'Energy Uses'!KI201","v":0},{"$f":"'Energy Uses'!KH201","v":0},{"$f":"'Energy Uses'!KG201","v":0},{"$f":"'Energy Uses'!KF201","v":0},{"$f":"'Energy Uses'!KE201","v":0},{"$f":"'Energy Uses'!KD201","v":0},{"$f":"'Energy Uses'!KC201","v":0},{"$f":"'Energy Uses'!KB201","v":0},{"$f":"'Energy Uses'!KA201","v":0},{"$f":"'Energy Uses'!JZ201","v":0},{"$f":"'Energy Uses'!JY201","v":0},{"$f":"'Energy Uses'!JX201","v":0},{"$f":"'Energy Uses'!JW201","v":0},{"$f":"'Energy Uses'!JV201","v":0},{"$f":"'Energy Uses'!JU201","v":0},{"$f":"'Energy Uses'!JT201","v":0},{"$f":"'Energy Uses'!JS201","v":0},{"$f":"'Energy Uses'!JR201","v":0},{"$f":"'Energy Uses'!JQ201","v":0},{"$f":"'Energy Uses'!JP201","v":0},{"$f":"'Energy Uses'!JO201","v":0},{"$f":"'Energy Uses'!JN201","v":0},{"$f":"'Energy Uses'!JM201","v":0}]
[null,null,null,null,null,null,null,null,null,null,null,null,null,null,null,null,null,null,null,null,null,null,null,null,null,null,null,null,null,null,null,null,{"$f":"'Energy Uses'!M202","v":false},0,0,14,{"$f":"'Energy Uses'!C202","v":0},{"$f":"'Energy Uses'!KK202","v":0},{"$f":"'Energy Uses'!KJ202","v":0},{"$f":"'Energy Uses'!KI202","v":0},{"$f":"'Energy Uses'!KH202","v":0},{"$f":"'Energy Uses'!KG202","v":0},{"$f":"'Energy Uses'!KF202","v":0},{"$f":"'Energy Uses'!KE202","v":0},{"$f":"'Energy Uses'!KD202","v":0},{"$f":"'Energy Uses'!KC202","v":0},{"$f":"'Energy Uses'!KB202","v":0},{"$f":"'Energy Uses'!KA202","v":0},{"$f":"'Energy Uses'!JZ202","v":0},{"$f":"'Energy Uses'!JY202","v":0},{"$f":"'Energy Uses'!JX202","v":0},{"$f":"'Energy Uses'!JW202","v":0},{"$f":"'Energy Uses'!JV202","v":0},{"$f":"'Energy Uses'!JU202","v":0},{"$f":"'Energy Uses'!JT202","v":0},{"$f":"'Energy Uses'!JS202","v":0},{"$f":"'Energy Uses'!JR202","v":0},{"$f":"'Energy Uses'!JQ202","v":0},{"$f":"'Energy Uses'!JP202","v":0},{"$f":"'Energy Uses'!JO202","v":0},{"$f":"'Energy Uses'!JN202","v":0},{"$f":"'Energy Uses'!JM202","v":0}]
[null,null,null,null,null,null,null,null,null,null,null,null,null,null,null,null,null,null,null,null,null,null,null,null,null,null,null,null,null,null,null,null,{"$f":"'Energy Uses'!M203","v":false},0,0,15,{"$f":"'Energy Uses'!C203","v":0},{"$f":"'Energy Uses'!KK203","v":0},{"$f":"'Energy Uses'!KJ203","v":0},{"$f":"'Energy Uses'!KI203","v":0},{"$f":"'Energy Uses'!KH203","v":0},{"$f":"'Energy Uses'!KG203","v":0},{"$f":"'Energy Uses'!KF203","v":0},{"$f":"'Energy Uses'!KE203","v":0},{"$f":"'Energy Uses'!KD203","v":0},{"$f":"'Energy Uses'!KC203","v":0},{"$f":"'Energy Uses'!KB203","v":0},{"$f":"'Energy Uses'!KA203","v":0},{"$f":"'Energy Uses'!JZ203","v":0},{"$f":"'Energy Uses'!JY203","v":0},{"$f":"'Energy Uses'!JX203","v":0},{"$f":"'Energy Uses'!JW203","v":0},{"$f":"'Energy Uses'!JV203","v":0},{"$f":"'Energy Uses'!JU203","v":0},{"$f":"'Energy Uses'!JT203","v":0},{"$f":"'Energy Uses'!JS203","v":0},{"$f":"'Energy Uses'!JR203","v":0},{"$f":"'Energy Uses'!JQ203","v":0},{"$f":"'Energy Uses'!JP203","v":0},{"$f":"'Energy Uses'!JO203","v":0},{"$f":"'Energy Uses'!JN203","v":0},{"$f":"'Energy Uses'!JM203","v":0}]
[null,null,null,null,null,null,null,null,null,null,null,null,null,null,null,null,null,null,null,null,null,null,null,null,null,null,null,null,null,null,null,null,{"$f":"'Energy Uses'!M204","v":false},0,0,16,{"$f":"'Energy Uses'!C204","v":0},{"$f":"'Energy Uses'!KK204","v":0},{"$f":"'Energy Uses'!KJ204","v":0},{"$f":"'Energy Uses'!KI204","v":0},{"$f":"'Energy Uses'!KH204","v":0},{"$f":"'Energy Uses'!KG204","v":0},{"$f":"'Energy Uses'!KF204","v":0},{"$f":"'Energy Uses'!KE204","v":0},{"$f":"'Energy Uses'!KD204","v":0},{"$f":"'Energy Uses'!KC204","v":0},{"$f":"'Energy Uses'!KB204","v":0},{"$f":"'Energy Uses'!KA204","v":0},{"$f":"'Energy Uses'!JZ204","v":0},{"$f":"'Energy Uses'!JY204","v":0},{"$f":"'Energy Uses'!JX204","v":0},{"$f":"'Energy Uses'!JW204","v":0},{"$f":"'Energy Uses'!JV204","v":0},{"$f":"'Energy Uses'!JU204","v":0},{"$f":"'Energy Uses'!JT204","v":0},{"$f":"'Energy Uses'!JS204","v":0},{"$f":"'Energy Uses'!JR204","v":0},{"$f":"'Energy Uses'!JQ204","v":0},{"$f":"'Energy Uses'!JP204","v":0},{"$f":"'Energy Uses'!JO204","v":0},{"$f":"'Energy Uses'!JN204","v":0},{"$f":"'Energy Uses'!JM204","v":0}]
[null,null,null,null,null,null,null,null,null,null,null,null,null,null,null,null,null,null,null,null,null,null,null,null,null,null,null,null,null,null,null,null,{"$f":"'Energy Uses'!M205","v":false},0,0,17,{"$f":"'Energy Uses'!C205","v":0},{"$f":"'Energy Uses'!KK205","v":0},{"$f":"'Energy Uses'!KJ205","v":0},{"$f":"'Energy Uses'!KI205","v":0},{"$f":"'Energy Uses'!KH205","v":0},{"$f":"'Energy Uses'!KG205","v":0},{"$f":"'Energy Uses'!KF205","v":0},{"$f":"'Energy Uses'!KE205","v":0},{"$f":"'Energy Uses'!KD205","v":0},{"$f":"'Energy Uses'!KC205","v":0},{"$f":"'Energy Uses'!KB205","v":0},{"$f":"'Energy Uses'!KA205","v":0},{"$f":"'Energy Uses'!JZ205","v":0},{"$f":"'Energy Uses'!JY205","v":0},{"$f":"'Energy Uses'!JX205","v":0},{"$f":"'Energy Uses'!JW205","v":0},{"$f":"'Energy Uses'!JV205","v":0},{"$f":"'Energy Uses'!JU205","v":0},{"$f":"'Energy Uses'!JT205","v":0},{"$f":"'Energy Uses'!JS205","v":0},{"$f":"'Energy Uses'!JR205","v":0},{"$f":"'Energy Uses'!JQ205","v":0},{"$f":"'Energy Uses'!JP205","v":0},{"$f":"'Energy Uses'!JO205","v":0},{"$f":"'Energy Uses'!JN205","v":0},{"$f":"'Energy Uses'!JM205","v":0}]
[null,null,null,null,null,null,null,null,null,null,null,null,null,null,null,null,null,null,null,null,null,null,null,null,null,null,null,null,null,null,null,null,{"$f":"'Energy Uses'!M206","v":false},0,0,18,{"$f":"'Energy Uses'!C206","v":0},{"$f":"'Energy Uses'!KK206","v":0},{"$f":"'Energy Uses'!KJ206","v":0},{"$f":"'Energy Uses'!KI206","v":0},{"$f":"'Energy Uses'!KH206","v":0},{"$f":"'Energy Uses'!KG206","v":0},{"$f":"'Energy Uses'!KF206","v":0},{"$f":"'Energy Uses'!KE206","v":0},{"$f":"'Energy Uses'!KD206","v":0},{"$f":"'Energy Uses'!KC206","v":0},{"$f":"'Energy Uses'!KB206","v":0},{"$f":"'Energy Uses'!KA206","v":0},{"$f":"'Energy Uses'!JZ206","v":0},{"$f":"'Energy Uses'!JY206","v":0},{"$f":"'Energy Uses'!JX206","v":0},{"$f":"'Energy Uses'!JW206","v":0},{"$f":"'Energy Uses'!JV206","v":0},{"$f":"'Energy Uses'!JU206","v":0},{"$f":"'Energy Uses'!JT206","v":0},{"$f":"'Energy Uses'!JS206","v":0},{"$f":"'Energy Uses'!JR206","v":0},{"$f":"'Energy Uses'!JQ206","v":0},{"$f":"'Energy Uses'!JP206","v":0},{"$f":"'Energy Uses'!JO206","v":0},{"$f":"'Energy Uses'!JN206","v":0},{"$f":"'Energy Uses'!JM206","v":0}]
[null,null,null,null,null,null,null,null,null,null,null,null,null,null,null,null,null,null,null,null,null,null,null,null,null,null,null,null,null,null,null,null,{"$f":"'Energy Uses'!M207","v":false},0,0,19,{"$f":"'Energy Uses'!C207","v":0},{"$f":"'Energy Uses'!KK207","v":0},{"$f":"'Energy Uses'!KJ207","v":0},{"$f":"'Energy Uses'!KI207","v":0},{"$f":"'Energy Uses'!KH207","v":0},{"$f":"'Energy Uses'!KG207","v":0},{"$f":"'Energy Uses'!KF207","v":0},{"$f":"'Energy Uses'!KE207","v":0},{"$f":"'Energy Uses'!KD207","v":0},{"$f":"'Energy Uses'!KC207","v":0},{"$f":"'Energy Uses'!KB207","v":0},{"$f":"'Energy Uses'!KA207","v":0},{"$f":"'Energy Uses'!JZ207","v":0},{"$f":"'Energy Uses'!JY207","v":0},{"$f":"'Energy Uses'!JX207","v":0},{"$f":"'Energy Uses'!JW207","v":0},{"$f":"'Energy Uses'!JV207","v":0},{"$f":"'Energy Uses'!JU207","v":0},{"$f":"'Energy Uses'!JT207","v":0},{"$f":"'Energy Uses'!JS207","v":0},{"$f":"'Energy Uses'!JR207","v":0},{"$f":"'Energy Uses'!JQ207","v":0},{"$f":"'Energy Uses'!JP207","v":0},{"$f":"'Energy Uses'!JO207","v":0},{"$f":"'Energy Uses'!JN207","v":0},{"$f":"'Energy Uses'!JM207","v":0}]
[null,null,null,null,null,null,null,null,null,null,null,null,null,null,null,null,null,null,null,null,null,null,null,null,null,null,null,null,null,null,null,null,{"$f":"'Energy Uses'!M208","v":false},0,0,20,{"$f":"'Energy Uses'!C208","v":0},{"$f":"'Energy Uses'!KK208","v":0},{"$f":"'Energy Uses'!KJ208","v":0},{"$f":"'Energy Uses'!KI208","v":0},{"$f":"'Energy Uses'!KH208","v":0},{"$f":"'Energy Uses'!KG208","v":0},{"$f":"'Energy Uses'!KF208","v":0},{"$f":"'Energy Uses'!KE208","v":0},{"$f":"'Energy Uses'!KD208","v":0},{"$f":"'Energy Uses'!KC208","v":0},{"$f":"'Energy Uses'!KB208","v":0},{"$f":"'Energy Uses'!KA208","v":0},{"$f":"'Energy Uses'!JZ208","v":0},{"$f":"'Energy Uses'!JY208","v":0},{"$f":"'Energy Uses'!JX208","v":0},{"$f":"'Energy Uses'!JW208","v":0},{"$f":"'Energy Uses'!JV208","v":0},{"$f":"'Energy Uses'!JU208","v":0},{"$f":"'Energy Uses'!JT208","v":0},{"$f":"'Energy Uses'!JS208","v":0},{"$f":"'Energy Uses'!JR208","v":0},{"$f":"'Energy Uses'!JQ208","v":0},{"$f":"'Energy Uses'!JP208","v":0},{"$f":"'Energy Uses'!JO208","v":0},{"$f":"'Energy Uses'!JN208","v":0},{"$f":"'Energy Uses'!JM208","v":0}]
[null,null,null,null,null,null,null,null,null,null,null,null,null,null,null,null,null,null,null,null,null,null,null,null,null,null,null,null,null,null,null,null,{"$f":"'Energy Uses'!M209","v":false},0,0,21,{"$f":"'Energy Uses'!C209","v":0},{"$f":"'Energy Uses'!KK209","v":0},{"$f":"'Energy Uses'!KJ209","v":0},{"$f":"'Energy Uses'!KI209","v":0},{"$f":"'Energy Uses'!KH209","v":0},{"$f":"'Energy Uses'!KG209","v":0},{"$f":"'Energy Uses'!KF209","v":0},{"$f":"'Energy Uses'!KE209","v":0},{"$f":"'Energy Uses'!KD209","v":0},{"$f":"'Energy Uses'!KC209","v":0},{"$f":"'Energy Uses'!KB209","v":0},{"$f":"'Energy Uses'!KA209","v":0},{"$f":"'Energy Uses'!JZ209","v":0},{"$f":"'Energy Uses'!JY209","v":0},{"$f":"'Energy Uses'!JX209","v":0},{"$f":"'Energy Uses'!JW209","v":0},{"$f":"'Energy Uses'!JV209","v":0},{"$f":"'Energy Uses'!JU209","v":0},{"$f":"'Energy Uses'!JT209","v":0},{"$f":"'Energy Uses'!JS209","v":0},{"$f":"'Energy Uses'!JR209","v":0},{"$f":"'Energy Uses'!JQ209","v":0},{"$f":"'Energy Uses'!JP209","v":0},{"$f":"'Energy Uses'!JO209","v":0},{"$f":"'Energy Uses'!JN209","v":0},{"$f":"'Energy Uses'!JM209","v":0}]
[null,null,null,null,null,null,null,null,null,null,null,null,null,null,null,null,null,null,null,null,null,null,null,null,null,null,null,null,null,null,null,null,{"$f":"'Energy Uses'!M210","v":false},0,0,22,{"$f":"'Energy Uses'!C210","v":0},{"$f":"'Energy Uses'!KK210","v":0},{"$f":"'Energy Uses'!KJ210","v":0},{"$f":"'Energy Uses'!KI210","v":0},{"$f":"'Energy Uses'!KH210","v":0},{"$f":"'Energy Uses'!KG210","v":0},{"$f":"'Energy Uses'!KF210","v":0},{"$f":"'Energy Uses'!KE210","v":0},{"$f":"'Energy Uses'!KD210","v":0},{"$f":"'Energy Uses'!KC210","v":0},{"$f":"'Energy Uses'!KB210","v":0},{"$f":"'Energy Uses'!KA210","v":0},{"$f":"'Energy Uses'!JZ210","v":0},{"$f":"'Energy Uses'!JY210","v":0},{"$f":"'Energy Uses'!JX210","v":0},{"$f":"'Energy Uses'!JW210","v":0},{"$f":"'Energy Uses'!JV210","v":0},{"$f":"'Energy Uses'!JU210","v":0},{"$f":"'Energy Uses'!JT210","v":0},{"$f":"'Energy Uses'!JS210","v":0},{"$f":"'Energy Uses'!JR210","v":0},{"$f":"'Energy Uses'!JQ210","v":0},{"$f":"'Energy Uses'!JP210","v":0},{"$f":"'Energy Uses'!JO210","v":0},{"$f":"'Energy Uses'!JN210","v":0},{"$f":"'Energy Uses'!JM210","v":0}]
[null,null,null,null,null,null,null,null,null,null,null,null,null,null,null,null,null,null,null,null,null,null,null,null,null,null,null,null,null,null,null,null,{"$f":"'Energy Uses'!M211","v":false},0,0,23,{"$f":"'Energy Uses'!C211","v":0},{"$f":"'Energy Uses'!KK211","v":0},{"$f":"'Energy Uses'!KJ211","v":0},{"$f":"'Energy Uses'!KI211","v":0},{"$f":"'Energy Uses'!KH211","v":0},{"$f":"'Energy Uses'!KG211","v":0},{"$f":"'Energy Uses'!KF211","v":0},{"$f":"'Energy Uses'!KE211","v":0},{"$f":"'Energy Uses'!KD211","v":0},{"$f":"'Energy Uses'!KC211","v":0},{"$f":"'Energy Uses'!KB211","v":0},{"$f":"'Energy Uses'!KA211","v":0},{"$f":"'Energy Uses'!JZ211","v":0},{"$f":"'Energy Uses'!JY211","v":0},{"$f":"'Energy Uses'!JX211","v":0},{"$f":"'Energy Uses'!JW211","v":0},{"$f":"'Energy Uses'!JV211","v":0},{"$f":"'Energy Uses'!JU211","v":0},{"$f":"'Energy Uses'!JT211","v":0},{"$f":"'Energy Uses'!JS211","v":0},{"$f":"'Energy Uses'!JR211","v":0},{"$f":"'Energy Uses'!JQ211","v":0},{"$f":"'Energy Uses'!JP211","v":0},{"$f":"'Energy Uses'!JO211","v":0},{"$f":"'Energy Uses'!JN211","v":0},{"$f":"'Energy Uses'!JM211","v":0}]
[null,null,null,null,null,null,null,null,null,null,null,null,null,null,null,null,null,null,null,null,null,null,null,null,null,null,null,null,null,null,null,null,{"$f":"'Energy Uses'!M212","v":false},0,0,24,{"$f":"'Energy Uses'!C212","v":0},{"$f":"'Energy Uses'!KK212","v":0},{"$f":"'Energy Uses'!KJ212","v":0},{"$f":"'Energy Uses'!KI212","v":0},{"$f":"'Energy Uses'!KH212","v":0},{"$f":"'Energy Uses'!KG212","v":0},{"$f":"'Energy Uses'!KF212","v":0},{"$f":"'Energy Uses'!KE212","v":0},{"$f":"'Energy Uses'!KD212","v":0},{"$f":"'Energy Uses'!KC212","v":0},{"$f":"'Energy Uses'!KB212","v":0},{"$f":"'Energy Uses'!KA212","v":0},{"$f":"'Energy Uses'!JZ212","v":0},{"$f":"'Energy Uses'!JY212","v":0},{"$f":"'Energy Uses'!JX212","v":0},{"$f":"'Energy Uses'!JW212","v":0},{"$f":"'Energy Uses'!JV212","v":0},{"$f":"'Energy Uses'!JU212","v":0},{"$f":"'Energy Uses'!JT212","v":0},{"$f":"'Energy Uses'!JS212","v":0},{"$f":"'Energy Uses'!JR212","v":0},{"$f":"'Energy Uses'!JQ212","v":0},{"$f":"'Energy Uses'!JP212","v":0},{"$f":"'Energy Uses'!JO212","v":0},{"$f":"'Energy Uses'!JN212","v":0},{"$f":"'Energy Uses'!JM212","v":0}]
[null,null,null,null,null,null,null,null,null,null,null,null,null,null,null,null,null,null,null,null,null,null,null,null,null,null,null,null,null,null,null,null,{"$f":"'Energy Uses'!M213","v":false},0,0,25,{"$f":"'Energy Uses'!C213","v":0},{"$f":"'Energy Uses'!KK213","v":0},{"$f":"'Energy Uses'!KJ213","v":0},{"$f":"'Energy Uses'!KI213","v":0},{"$f":"'Energy Uses'!KH213","v":0},{"$f":"'Energy Uses'!KG213","v":0},{"$f":"'Energy Uses'!KF213","v":0},{"$f":"'Energy Uses'!KE213","v":0},{"$f":"'Energy Uses'!KD213","v":0},{"$f":"'Energy Uses'!KC213","v":0},{"$f":"'Energy Uses'!KB213","v":0},{"$f":"'Energy Uses'!KA213","v":0},{"$f":"'Energy Uses'!JZ213","v":0},{"$f":"'Energy Uses'!JY213","v":0},{"$f":"'Energy Uses'!JX213","v":0},{"$f":"'Energy Uses'!JW213","v":0},{"$f":"'Energy Uses'!JV213","v":0},{"$f":"'Energy Uses'!JU213","v":0},{"$f":"'Energy Uses'!JT213","v":0},{"$f":"'Energy Uses'!JS213","v":0},{"$f":"'Energy Uses'!JR213","v":0},{"$f":"'Energy Uses'!JQ213","v":0},{"$f":"'Energy Uses'!JP213","v":0},{"$f":"'Energy Uses'!JO213","v":0},{"$f":"'Energy Uses'!JN213","v":0},{"$f":"'Energy Uses'!JM213","v":0}]
[null,null,null,null,null,null,null,null,null,null,null,null,null,null,null,null,null,null,null,null,null,null,null,null,null,null,null,null,null,null,null,null,{"$f":"'Energy Uses'!M214","v":false},0,0,26,{"$f":"'Energy Uses'!C214","v":0},{"$f":"'Energy Uses'!KK214","v":0},{"$f":"'Energy Uses'!KJ214","v":0},{"$f":"'Energy Uses'!KI214","v":0},{"$f":"'Energy Uses'!KH214","v":0},{"$f":"'Energy Uses'!KG214","v":0},{"$f":"'Energy Uses'!KF214","v":0},{"$f":"'Energy Uses'!KE214","v":0},{"$f":"'Energy Uses'!KD214","v":0},{"$f":"'Energy Uses'!KC214","v":0},{"$f":"'Energy Uses'!KB214","v":0},{"$f":"'Energy Uses'!KA214","v":0},{"$f":"'Energy Uses'!JZ214","v":0},{"$f":"'Energy Uses'!JY214","v":0},{"$f":"'Energy Uses'!JX214","v":0},{"$f":"'Energy Uses'!JW214","v":0},{"$f":"'Energy Uses'!JV214","v":0},{"$f":"'Energy Uses'!JU214","v":0},{"$f":"'Energy Uses'!JT214","v":0},{"$f":"'Energy Uses'!JS214","v":0},{"$f":"'Energy Uses'!JR214","v":0},{"$f":"'Energy Uses'!JQ214","v":0},{"$f":"'Energy Uses'!JP214","v":0},{"$f":"'Energy Uses'!JO214","v":0},{"$f":"'Energy Uses'!JN214","v":0},{"$f":"'Energy Uses'!JM214","v":0}]
[null,null,null,null,null,null,null,null,null,null,null,null,null,null,null,null,null,null,null,null,null,null,null,null,null,null,null,null,null,null,null,null,{"$f":"'Energy Uses'!M215","v":false},0,0,27,{"$f":"'Energy Uses'!C215","v":0},{"$f":"'Energy Uses'!KK215","v":0},{"$f":"'Energy Uses'!KJ215","v":0},{"$f":"'Energy Uses'!KI215","v":0},{"$f":"'Energy Uses'!KH215","v":0},{"$f":"'Energy Uses'!KG215","v":0},{"$f":"'Energy Uses'!KF215","v":0},{"$f":"'Energy Uses'!KE215","v":0},{"$f":"'Energy Uses'!KD215","v":0},{"$f":"'Energy Uses'!KC215","v":0},{"$f":"'Energy Uses'!KB215","v":0},{"$f":"'Energy Uses'!KA215","v":0},{"$f":"'Energy Uses'!JZ215","v":0},{"$f":"'Energy Uses'!JY215","v":0},{"$f":"'Energy Uses'!JX215","v":0},{"$f":"'Energy Uses'!JW215","v":0},{"$f":"'Energy Uses'!JV215","v":0},{"$f":"'Energy Uses'!JU215","v":0},{"$f":"'Energy Uses'!JT215","v":0},{"$f":"'Energy Uses'!JS215","v":0},{"$f":"'Energy Uses'!JR215","v":0},{"$f":"'Energy Uses'!JQ215","v":0},{"$f":"'Energy Uses'!JP215","v":0},{"$f":"'Energy Uses'!JO215","v":0},{"$f":"'Energy Uses'!JN215","v":0},{"$f":"'Energy Uses'!JM215","v":0}]
[null,null,null,null,null,null,null,null,null,null,null,null,null,null,null,null,null,null,null,null,null,null,null,null,null,null,null,null,null,null,null,null,{"$f":"'Energy Uses'!M216","v":false},0,0,28,{"$f":"'Energy Uses'!C216","v":0},{"$f":"'Energy Uses'!KK216","v":0},{"$f":"'Energy Uses'!KJ216","v":0},{"$f":"'Energy Uses'!KI216","v":0},{"$f":"'Energy Uses'!KH216","v":0},{"$f":"'Energy Uses'!KG216","v":0},{"$f":"'Energy Uses'!KF216","v":0},{"$f":"'Energy Uses'!KE216","v":0},{"$f":"'Energy Uses'!KD216","v":0},{"$f":"'Energy Uses'!KC216","v":0},{"$f":"'Energy Uses'!KB216","v":0},{"$f":"'Energy Uses'!KA216","v":0},{"$f":"'Energy Uses'!JZ216","v":0},{"$f":"'Energy Uses'!JY216","v":0},{"$f":"'Energy Uses'!JX216","v":0},{"$f":"'Energy Uses'!JW216","v":0},{"$f":"'Energy Uses'!JV216","v":0},{"$f":"'Energy Uses'!JU216","v":0},{"$f":"'Energy Uses'!JT216","v":0},{"$f":"'Energy Uses'!JS216","v":0},{"$f":"'Energy Uses'!JR216","v":0},{"$f":"'Energy Uses'!JQ216","v":0},{"$f":"'Energy Uses'!JP216","v":0},{"$f":"'Energy Uses'!JO216","v":0},{"$f":"'Energy Uses'!JN216","v":0},{"$f":"'Energy Uses'!JM216","v":0}]
[null,null,null,null,null,null,null,null,null,null,null,null,null,null,null,null,null,null,null,null,null,null,null,null,null,null,null,null,null,null,null,null,{"$f":"'Energy Uses'!M217","v":false},0,0,29,{"$f":"'Energy Uses'!C217","v":0},{"$f":"'Energy Uses'!KK217","v":0},{"$f":"'Energy Uses'!KJ217","v":0},{"$f":"'Energy Uses'!KI217","v":0},{"$f":"'Energy Uses'!KH217","v":0},{"$f":"'Energy Uses'!KG217","v":0},{"$f":"'Energy Uses'!KF217","v":0},{"$f":"'Energy Uses'!KE217","v":0},{"$f":"'Energy Uses'!KD217","v":0},{"$f":"'Energy Uses'!KC217","v":0},{"$f":"'Energy Uses'!KB217","v":0},{"$f":"'Energy Uses'!KA217","v":0},{"$f":"'Energy Uses'!JZ217","v":0},{"$f":"'Energy Uses'!JY217","v":0},{"$f":"'Energy Uses'!JX217","v":0},{"$f":"'Energy Uses'!JW217","v":0},{"$f":"'Energy Uses'!JV217","v":0},{"$f":"'Energy Uses'!JU217","v":0},{"$f":"'Energy Uses'!JT217","v":0},{"$f":"'Energy Uses'!JS217","v":0},{"$f":"'Energy Uses'!JR217","v":0},{"$f":"'Energy Uses'!JQ217","v":0},{"$f":"'Energy Uses'!JP217","v":0},{"$f":"'Energy Uses'!JO217","v":0},{"$f":"'Energy Uses'!JN217","v":0},{"$f":"'Energy Uses'!JM217","v":0}]
[null,null,null,null,null,null,null,null,null,null,null,null,null,null,null,null,null,null,null,null,null,null,null,null,null,null,null,null,null,null,null,null,{"$f":"'Energy Uses'!M218","v":false},0,0,30,{"$f":"'Energy Uses'!C218","v":0},{"$f":"'Energy Uses'!KK218","v":0},{"$f":"'Energy Uses'!KJ218","v":0},{"$f":"'Energy Uses'!KI218","v":0},{"$f":"'Energy Uses'!KH218","v":0},{"$f":"'Energy Uses'!KG218","v":0},{"$f":"'Energy Uses'!KF218","v":0},{"$f":"'Energy Uses'!KE218","v":0},{"$f":"'Energy Uses'!KD218","v":0},{"$f":"'Energy Uses'!KC218","v":0},{"$f":"'Energy Uses'!KB218","v":0},{"$f":"'Energy Uses'!KA218","v":0},{"$f":"'Energy Uses'!JZ218","v":0},{"$f":"'Energy Uses'!JY218","v":0},{"$f":"'Energy Uses'!JX218","v":0},{"$f":"'Energy Uses'!JW218","v":0},{"$f":"'Energy Uses'!JV218","v":0},{"$f":"'Energy Uses'!JU218","v":0},{"$f":"'Energy Uses'!JT218","v":0},{"$f":"'Energy Uses'!JS218","v":0},{"$f":"'Energy Uses'!JR218","v":0},{"$f":"'Energy Uses'!JQ218","v":0},{"$f":"'Energy Uses'!JP218","v":0},{"$f":"'Energy Uses'!JO218","v":0},{"$f":"'Energy Uses'!JN218","v":0},{"$f":"'Energy Uses'!JM218","v":0}]
[null,null,null,null,null,null,null,null,null,null,null,null,null,null,null,null,null,null,null,null,null,null,null,null,null,null,null,null,null,null,null,null,{"$f":"'Energy Uses'!M219","v":false},0,{"$f":"HLOOKUP(AI$208,$AL$208:$BJ$238,AJ238,)","v":0},31,{"$f":"'Energy Uses'!C219","v":0},{"$f":"'Energy Uses'!KK219","v":0},{"$f":"'Energy Uses'!KJ219","v":0},{"$f":"'Energy Uses'!KI219","v":0},{"$f":"'Energy Uses'!KH219","v":0},{"$f":"'Energy Uses'!KG219","v":0},{"$f":"'Energy Uses'!KF219","v":0},{"$f":"'Energy Uses'!KE219","v":0},{"$f":"'Energy Uses'!KD219","v":0},{"$f":"'Energy Uses'!KC219","v":0},{"$f":"'Energy Uses'!KB219","v":0},{"$f":"'Energy Uses'!KA219","v":0},{"$f":"'Energy Uses'!JZ219","v":0},{"$f":"'Energy Uses'!JY219","v":0},{"$f":"'Energy Uses'!JX219","v":0},{"$f":"'Energy Uses'!JW219","v":0},{"$f":"'Energy Uses'!JV219","v":0},{"$f":"'Energy Uses'!JU219","v":0},{"$f":"'Energy Uses'!JT219","v":0},{"$f":"'Energy Uses'!JS219","v":0},{"$f":"'Energy Uses'!JR219","v":0},{"$f":"'Energy Uses'!JQ219","v":0},{"$f":"'Energy Uses'!JP219","v":0},{"$f":"'Energy Uses'!JO219","v":0},{"$f":"'Energy Uses'!JN219","v":0},{"$f":"'Energy Uses'!JM219","v":0}]
[null,null,null,null,null,null,null,null,null,null,null,null,null,null,null,null,null,null,null,null,null,null,null,null,null,null,null,null,null,null,null,null,true]
[null,null,null,null,null,null,null,null,null,null,null,null,null,null,null,null,null,null,null,null,null,null,null,null,null,null,null,null,null,null,null,null,true,null,{"$f":"$AI$68","v":2015},null,null,{"$f":"AM240-1","v":2005},2006,2007,2008,2009,2010,2011,2012,2013,2014,2015,2016,2017,2018,2019,2020,2021,2022,2023,2024,2025,2026,2027,{"$f":"BJ240-1","v":2028},{"$f":"FinalYear","v":2029}]
[null,null,null,null,null,null,null,null,null,null,null,null,null,null,null,null,null,null,null,null,null,null,null,null,null,null,null,null,null,null,null,null,{"$f":"'Energy Uses'!M231","v":false},{"$f":"AK241","v":0},{"$f":"HLOOKUP(AI$240,$AL$240:$BJ$270,AJ241,)","v":0},2,{"$f":"'Energy Uses'!C231","v":0},{"$f":"'Energy Uses'!KK231","v":0},{"$f":"'Energy Uses'!KJ231","v":0},{"$f":"'Energy Uses'!KI231","v":0},{"$f":"'Energy Uses'!KH231","v":0},{"$f":"'Energy Uses'!KG231","v":0},{"$f":"'Energy Uses'!KF231","v":0},{"$f":"'Energy Uses'!KE231","v":0},{"$f":"'Energy Uses'!KD231","v":0},{"$f":"'Energy Uses'!KC231","v":0},{"$f":"'Energy Uses'!KB231","v":0},{"$f":"'Energy Uses'!KA231","v":0},{"$f":"'Energy Uses'!JZ231","v":0},{"$f":"'Energy Uses'!JY231","v":0},{"$f":"'Energy Uses'!JX231","v":0},{"$f":"'Energy Uses'!JW231","v":0},{"$f":"'Energy Uses'!JV231","v":0},{"$f":"'Energy Uses'!JU231","v":0},{"$f":"'Energy Uses'!JT231","v":0},{"$f":"'Energy Uses'!JS231","v":0},{"$f":"'Energy Uses'!JR231","v":0},{"$f":"'Energy Uses'!JQ231","v":0},{"$f":"'Energy Uses'!JP231","v":0},{"$f":"'Energy Uses'!JO231","v":0},{"$f":"'Energy Uses'!JN231","v":0},{"$f":"'Energy Uses'!JM231","v":0}]
[null,null,null,null,null,null,null,null,null,null,null,null,null,null,null,null,null,null,null,null,null,null,null,null,null,null,null,null,null,null,null,null,{"$f":"'Energy Uses'!M232","v":false},0,{"$f":"HLOOKUP(AI$240,$AL$240:$BJ$270,AJ242,)","v":0},3,{"$f":"'Energy Uses'!C232","v":0},{"$f":"'Energy Uses'!KK232","v":0},{"$f":"'Energy Uses'!KJ232","v":0},{"$f":"'Energy Uses'!KI232","v":0},{"$f":"'Energy Uses'!KH232","v":0},{"$f":"'Energy Uses'!KG232","v":0},{"$f":"'Energy Uses'!KF232","v":0},{"$f":"'Energy Uses'!KE232","v":0},{"$f":"'Energy Uses'!KD232","v":0},{"$f":"'Energy Uses'!KC232","v":0},{"$f":"'Energy Uses'!KB232","v":0},{"$f":"'Energy Uses'!KA232","v":0},{"$f":"'Energy Uses'!JZ232","v":0},{"$f":"'Energy Uses'!JY232","v":0},{"$f":"'Energy Uses'!JX232","v":0},{"$f":"'Energy Uses'!JW232","v":0},{"$f":"'Energy Uses'!JV232","v":0},{"$f":"'Energy Uses'!JU232","v":0},{"$f":"'Energy Uses'!JT232","v":0},{"$f":"'Energy Uses'!JS232","v":0},{"$f":"'Energy Uses'!JR232","v":0},{"$f":"'Energy Uses'!JQ232","v":0},{"$f":"'Energy Uses'!JP232","v":0},{"$f":"'Energy Uses'!JO232","v":0},{"$f":"'Energy Uses'!JN232","v":0},{"$f":"'Energy Uses'!JM232","v":0}]
[null,null,null,null,null,null,null,null,null,null,null,null,null,null,null,null,null,null,null,null,null,null,null,null,null,null,null,null,null,null,null,null,{"$f":"'Energy Uses'!M233","v":false},0,0,4,{"$f":"'Energy Uses'!C233","v":0},{"$f":"'Energy Uses'!KK233","v":0},{"$f":"'Energy Uses'!KJ233","v":0},{"$f":"'Energy Uses'!KI233","v":0},{"$f":"'Energy Uses'!KH233","v":0},{"$f":"'Energy Uses'!KG233","v":0},{"$f":"'Energy Uses'!KF233","v":0},{"$f":"'Energy Uses'!KE233","v":0},{"$f":"'Energy Uses'!KD233","v":0},{"$f":"'Energy Uses'!KC233","v":0},{"$f":"'Energy Uses'!KB233","v":0},{"$f":"'Energy Uses'!KA233","v":0},{"$f":"'Energy Uses'!JZ233","v":0},{"$f":"'Energy Uses'!JY233","v":0},{"$f":"'Energy Uses'!JX233","v":0},{"$f":"'Energy Uses'!JW233","v":0},{"$f":"'Energy Uses'!JV233","v":0},{"$f":"'Energy Uses'!JU233","v":0},{"$f":"'Energy Uses'!JT233","v":0},{"$f":"'Energy Uses'!JS233","v":0},{"$f":"'Energy Uses'!JR233","v":0},{"$f":"'Energy Uses'!JQ233","v":0},{"$f":"'Energy Uses'!JP233","v":0},{"$f":"'Energy Uses'!JO233","v":0},{"$f":"'Energy Uses'!JN233","v":0},{"$f":"'Energy Uses'!JM233","v":0}]
[null,null,null,null,null,null,null,null,null,null,null,null,null,null,null,null,null,null,null,null,null,null,null,null,null,null,null,null,null,null,null,null,{"$f":"'Energy Uses'!M234","v":false},0,0,5,{"$f":"'Energy Uses'!C234","v":0},{"$f":"'Energy Uses'!KK234","v":0},{"$f":"'Energy Uses'!KJ234","v":0},{"$f":"'Energy Uses'!KI234","v":0},{"$f":"'Energy Uses'!KH234","v":0},{"$f":"'Energy Uses'!KG234","v":0},{"$f":"'Energy Uses'!KF234","v":0},{"$f":"'Energy Uses'!KE234","v":0},{"$f":"'Energy Uses'!KD234","v":0},{"$f":"'Energy Uses'!KC234","v":0},{"$f":"'Energy Uses'!KB234","v":0},{"$f":"'Energy Uses'!KA234","v":0},{"$f":"'Energy Uses'!JZ234","v":0},{"$f":"'Energy Uses'!JY234","v":0},{"$f":"'Energy Uses'!JX234","v":0},{"$f":"'Energy Uses'!JW234","v":0},{"$f":"'Energy Uses'!JV234","v":0},{"$f":"'Energy Uses'!JU234","v":0},{"$f":"'Energy Uses'!JT234","v":0},{"$f":"'Energy Uses'!JS234","v":0},{"$f":"'Energy Uses'!JR234","v":0},{"$f":"'Energy Uses'!JQ234","v":0},{"$f":"'Energy Uses'!JP234","v":0},{"$f":"'Energy Uses'!JO234","v":0},{"$f":"'Energy Uses'!JN234","v":0},{"$f":"'Energy Uses'!JM234","v":0}]
[null,null,null,null,null,null,null,null,null,null,null,null,null,null,null,null,null,null,null,null,null,null,null,null,null,null,null,null,null,null,null,null,{"$f":"'Energy Uses'!M235","v":false},0,0,6,{"$f":"'Energy Uses'!C235","v":0},{"$f":"'Energy Uses'!KK235","v":0},{"$f":"'Energy Uses'!KJ235","v":0},{"$f":"'Energy Uses'!KI235","v":0},{"$f":"'Energy Uses'!KH235","v":0},{"$f":"'Energy Uses'!KG235","v":0},{"$f":"'Energy Uses'!KF235","v":0},{"$f":"'Energy Uses'!KE235","v":0},{"$f":"'Energy Uses'!KD235","v":0},{"$f":"'Energy Uses'!KC235","v":0},{"$f":"'Energy Uses'!KB235","v":0},{"$f":"'Energy Uses'!KA235","v":0},{"$f":"'Energy Uses'!JZ235","v":0},{"$f":"'Energy Uses'!JY235","v":0},{"$f":"'Energy Uses'!JX235","v":0},{"$f":"'Energy Uses'!JW235","v":0},{"$f":"'Energy Uses'!JV235","v":0},{"$f":"'Energy Uses'!JU235","v":0},{"$f":"'Energy Uses'!JT235","v":0},{"$f":"'Energy Uses'!JS235","v":0},{"$f":"'Energy Uses'!JR235","v":0},{"$f":"'Energy Uses'!JQ235","v":0},{"$f":"'Energy Uses'!JP235","v":0},{"$f":"'Energy Uses'!JO235","v":0},{"$f":"'Energy Uses'!JN235","v":0},{"$f":"'Energy Uses'!JM235","v":0}]
[null,null,null,null,null,null,null,null,null,null,null,null,null,null,null,null,null,null,null,null,null,null,null,null,null,null,null,null,null,null,null,null,{"$f":"'Energy Uses'!M236","v":false},0,0,7,{"$f":"'Energy Uses'!C236","v":0},{"$f":"'Energy Uses'!KK236","v":0},{"$f":"'Energy Uses'!KJ236","v":0},{"$f":"'Energy Uses'!KI236","v":0},{"$f":"'Energy Uses'!KH236","v":0},{"$f":"'Energy Uses'!KG236","v":0},{"$f":"'Energy Uses'!KF236","v":0},{"$f":"'Energy Uses'!KE236","v":0},{"$f":"'Energy Uses'!KD236","v":0},{"$f":"'Energy Uses'!KC236","v":0},{"$f":"'Energy Uses'!KB236","v":0},{"$f":"'Energy Uses'!KA236","v":0},{"$f":"'Energy Uses'!JZ236","v":0},{"$f":"'Energy Uses'!JY236","v":0},{"$f":"'Energy Uses'!JX236","v":0},{"$f":"'Energy Uses'!JW236","v":0},{"$f":"'Energy Uses'!JV236","v":0},{"$f":"'Energy Uses'!JU236","v":0},{"$f":"'Energy Uses'!JT236","v":0},{"$f":"'Energy Uses'!JS236","v":0},{"$f":"'Energy Uses'!JR236","v":0},{"$f":"'Energy Uses'!JQ236","v":0},{"$f":"'Energy Uses'!JP236","v":0},{"$f":"'Energy Uses'!JO236","v":0},{"$f":"'Energy Uses'!JN236","v":0},{"$f":"'Energy Uses'!JM236","v":0}]
[null,null,null,null,null,null,null,null,null,null,null,null,null,null,null,null,null,null,null,null,null,null,null,null,null,null,null,null,null,null,null,null,{"$f":"'Energy Uses'!M237","v":false},0,0,8,{"$f":"'Energy Uses'!C237","v":0},{"$f":"'Energy Uses'!KK237","v":0},{"$f":"'Energy Uses'!KJ237","v":0},{"$f":"'Energy Uses'!KI237","v":0},{"$f":"'Energy Uses'!KH237","v":0},{"$f":"'Energy Uses'!KG237","v":0},{"$f":"'Energy Uses'!KF237","v":0},{"$f":"'Energy Uses'!KE237","v":0},{"$f":"'Energy Uses'!KD237","v":0},{"$f":"'Energy Uses'!KC237","v":0},{"$f":"'Energy Uses'!KB237","v":0},{"$f":"'Energy Uses'!KA237","v":0},{"$f":"'Energy Uses'!JZ237","v":0},{"$f":"'Energy Uses'!JY237","v":0},{"$f":"'Energy Uses'!JX237","v":0},{"$f":"'Energy Uses'!JW237","v":0},{"$f":"'Energy Uses'!JV237","v":0},{"$f":"'Energy Uses'!JU237","v":0},{"$f":"'Energy Uses'!JT237","v":0},{"$f":"'Energy Uses'!JS237","v":0},{"$f":"'Energy Uses'!JR237","v":0},{"$f":"'Energy Uses'!JQ237","v":0},{"$f":"'Energy Uses'!JP237","v":0},{"$f":"'Energy Uses'!JO237","v":0},{"$f":"'Energy Uses'!JN237","v":0},{"$f":"'Energy Uses'!JM237","v":0}]
[null,null,null,null,null,null,null,null,null,null,null,null,null,null,null,null,null,null,null,null,null,null,null,null,null,null,null,null,null,null,null,null,{"$f":"'Energy Uses'!M238","v":false},0,0,9,{"$f":"'Energy Uses'!C238","v":0},{"$f":"'Energy Uses'!KK238","v":0},{"$f":"'Energy Uses'!KJ238","v":0},{"$f":"'Energy Uses'!KI238","v":0},{"$f":"'Energy Uses'!KH238","v":0},{"$f":"'Energy Uses'!KG238","v":0},{"$f":"'Energy Uses'!KF238","v":0},{"$f":"'Energy Uses'!KE238","v":0},{"$f":"'Energy Uses'!KD238","v":0},{"$f":"'Energy Uses'!KC238","v":0},{"$f":"'Energy Uses'!KB238","v":0},{"$f":"'Energy Uses'!KA238","v":0},{"$f":"'Energy Uses'!JZ238","v":0},{"$f":"'Energy Uses'!JY238","v":0},{"$f":"'Energy Uses'!JX238","v":0},{"$f":"'Energy Uses'!JW238","v":0},{"$f":"'Energy Uses'!JV238","v":0},{"$f":"'Energy Uses'!JU238","v":0},{"$f":"'Energy Uses'!JT238","v":0},{"$f":"'Energy Uses'!JS238","v":0},{"$f":"'Energy Uses'!JR238","v":0},{"$f":"'Energy Uses'!JQ238","v":0},{"$f":"'Energy Uses'!JP238","v":0},{"$f":"'Energy Uses'!JO238","v":0},{"$f":"'Energy Uses'!JN238","v":0},{"$f":"'Energy Uses'!JM238","v":0}]
[null,null,null,null,null,null,null,null,null,null,null,null,null,null,null,null,null,null,null,null,null,null,null,null,null,null,null,null,null,null,null,null,{"$f":"'Energy Uses'!M239","v":false},0,0,10,{"$f":"'Energy Uses'!C239","v":0},{"$f":"'Energy Uses'!KK239","v":0},{"$f":"'Energy Uses'!KJ239","v":0},{"$f":"'Energy Uses'!KI239","v":0},{"$f":"'Energy Uses'!KH239","v":0},{"$f":"'Energy Uses'!KG239","v":0},{"$f":"'Energy Uses'!KF239","v":0},{"$f":"'Energy Uses'!KE239","v":0},{"$f":"'Energy Uses'!KD239","v":0},{"$f":"'Energy Uses'!KC239","v":0},{"$f":"'Energy Uses'!KB239","v":0},{"$f":"'Energy Uses'!KA239","v":0},{"$f":"'Energy Uses'!JZ239","v":0},{"$f":"'Energy Uses'!JY239","v":0},{"$f":"'Energy Uses'!JX239","v":0},{"$f":"'Energy Uses'!JW239","v":0},{"$f":"'Energy Uses'!JV239","v":0},{"$f":"'Energy Uses'!JU239","v":0},{"$f":"'Energy Uses'!JT239","v":0},{"$f":"'Energy Uses'!JS239","v":0},{"$f":"'Energy Uses'!JR239","v":0},{"$f":"'Energy Uses'!JQ239","v":0},{"$f":"'Energy Uses'!JP239","v":0},{"$f":"'Energy Uses'!JO239","v":0},{"$f":"'Energy Uses'!JN239","v":0},{"$f":"'Energy Uses'!JM239","v":0}]
[null,null,null,null,null,null,null,null,null,null,null,null,null,null,null,null,null,null,null,null,null,null,null,null,null,null,null,null,null,null,null,null,{"$f":"'Energy Uses'!M240","v":false},0,0,11,{"$f":"'Energy Uses'!C240","v":0},{"$f":"'Energy Uses'!KK240","v":0},{"$f":"'Energy Uses'!KJ240","v":0},{"$f":"'Energy Uses'!KI240","v":0},{"$f":"'Energy Uses'!KH240","v":0},{"$f":"'Energy Uses'!KG240","v":0},{"$f":"'Energy Uses'!KF240","v":0},{"$f":"'Energy Uses'!KE240","v":0},{"$f":"'Energy Uses'!KD240","v":0},{"$f":"'Energy Uses'!KC240","v":0},{"$f":"'Energy Uses'!KB240","v":0},{"$f":"'Energy Uses'!KA240","v":0},{"$f":"'Energy Uses'!JZ240","v":0},{"$f":"'Energy Uses'!JY240","v":0},{"$f":"'Energy Uses'!JX240","v":0},{"$f":"'Energy Uses'!JW240","v":0},{"$f":"'Energy Uses'!JV240","v":0},{"$f":"'Energy Uses'!JU240","v":0},{"$f":"'Energy Uses'!JT240","v":0},{"$f":"'Energy Uses'!JS240","v":0},{"$f":"'Energy Uses'!JR240","v":0},{"$f":"'Energy Uses'!JQ240","v":0},{"$f":"'Energy Uses'!JP240","v":0},{"$f":"'Energy Uses'!JO240","v":0},{"$f":"'Energy Uses'!JN240","v":0},{"$f":"'Energy Uses'!JM240","v":0}]
[null,null,null,null,null,null,null,null,null,null,null,null,null,null,null,null,null,null,null,null,null,null,null,null,null,null,null,null,null,null,null,null,{"$f":"'Energy Uses'!M241","v":false},0,0,12,{"$f":"'Energy Uses'!C241","v":0},{"$f":"'Energy Uses'!KK241","v":0},{"$f":"'Energy Uses'!KJ241","v":0},{"$f":"'Energy Uses'!KI241","v":0},{"$f":"'Energy Uses'!KH241","v":0},{"$f":"'Energy Uses'!KG241","v":0},{"$f":"'Energy Uses'!KF241","v":0},{"$f":"'Energy Uses'!KE241","v":0},{"$f":"'Energy Uses'!KD241","v":0},{"$f":"'Energy Uses'!KC241","v":0},{"$f":"'Energy Uses'!KB241","v":0},{"$f":"'Energy Uses'!KA241","v":0},{"$f":"'Energy Uses'!JZ241","v":0},{"$f":"'Energy Uses'!JY241","v":0},{"$f":"'Energy Uses'!JX241","v":0},{"$f":"'Energy Uses'!JW241","v":0},{"$f":"'Energy Uses'!JV241","v":0},{"$f":"'Energy Uses'!JU241","v":0},{"$f":"'Energy Uses'!JT241","v":0},{"$f":"'Energy Uses'!JS241","v":0},{"$f":"'Energy Uses'!JR241","v":0},{"$f":"'Energy Uses'!JQ241","v":0},{"$f":"'Energy Uses'!JP241","v":0},{"$f":"'Energy Uses'!JO241","v":0},{"$f":"'Energy Uses'!JN241","v":0},{"$f":"'Energy Uses'!JM241","v":0}]
[null,null,null,null,null,null,null,null,null,null,null,null,null,null,null,null,null,null,null,null,null,null,null,null,null,null,null,null,null,null,null,null,{"$f":"'Energy Uses'!M242","v":false},0,0,13,{"$f":"'Energy Uses'!C242","v":0},{"$f":"'Energy Uses'!KK242","v":0},{"$f":"'Energy Uses'!KJ242","v":0},{"$f":"'Energy Uses'!KI242","v":0},{"$f":"'Energy Uses'!KH242","v":0},{"$f":"'Energy Uses'!KG242","v":0},{"$f":"'Energy Uses'!KF242","v":0},{"$f":"'Energy Uses'!KE242","v":0},{"$f":"'Energy Uses'!KD242","v":0},{"$f":"'Energy Uses'!KC242","v":0},{"$f":"'Energy Uses'!KB242","v":0},{"$f":"'Energy Uses'!KA242","v":0},{"$f":"'Energy Uses'!JZ242","v":0},{"$f":"'Energy Uses'!JY242","v":0},{"$f":"'Energy Uses'!JX242","v":0},{"$f":"'Energy Uses'!JW242","v":0},{"$f":"'Energy Uses'!JV242","v":0},{"$f":"'Energy Uses'!JU242","v":0},{"$f":"'Energy Uses'!JT242","v":0},{"$f":"'Energy Uses'!JS242","v":0},{"$f":"'Energy Uses'!JR242","v":0},{"$f":"'Energy Uses'!JQ242","v":0},{"$f":"'Energy Uses'!JP242","v":0},{"$f":"'Energy Uses'!JO242","v":0},{"$f":"'Energy Uses'!JN242","v":0},{"$f":"'Energy Uses'!JM242","v":0}]
[null,null,null,null,null,null,null,null,null,null,null,null,null,null,null,null,null,null,null,null,null,null,null,null,null,null,null,null,null,null,null,null,{"$f":"'Energy Uses'!M243","v":false},0,0,14,{"$f":"'Energy Uses'!C243","v":0},{"$f":"'Energy Uses'!KK243","v":0},{"$f":"'Energy Uses'!KJ243","v":0},{"$f":"'Energy Uses'!KI243","v":0},{"$f":"'Energy Uses'!KH243","v":0},{"$f":"'Energy Uses'!KG243","v":0},{"$f":"'Energy Uses'!KF243","v":0},{"$f":"'Energy Uses'!KE243","v":0},{"$f":"'Energy Uses'!KD243","v":0},{"$f":"'Energy Uses'!KC243","v":0},{"$f":"'Energy Uses'!KB243","v":0},{"$f":"'Energy Uses'!KA243","v":0},{"$f":"'Energy Uses'!JZ243","v":0},{"$f":"'Energy Uses'!JY243","v":0},{"$f":"'Energy Uses'!JX243","v":0},{"$f":"'Energy Uses'!JW243","v":0},{"$f":"'Energy Uses'!JV243","v":0},{"$f":"'Energy Uses'!JU243","v":0},{"$f":"'Energy Uses'!JT243","v":0},{"$f":"'Energy Uses'!JS243","v":0},{"$f":"'Energy Uses'!JR243","v":0},{"$f":"'Energy Uses'!JQ243","v":0},{"$f":"'Energy Uses'!JP243","v":0},{"$f":"'Energy Uses'!JO243","v":0},{"$f":"'Energy Uses'!JN243","v":0},{"$f":"'Energy Uses'!JM243","v":0}]
[null,null,null,null,null,null,null,null,null,null,null,null,null,null,null,null,null,null,null,null,null,null,null,null,null,null,null,null,null,null,null,null,{"$f":"'Energy Uses'!M244","v":false},0,0,15,{"$f":"'Energy Uses'!C244","v":0},{"$f":"'Energy Uses'!KK244","v":0},{"$f":"'Energy Uses'!KJ244","v":0},{"$f":"'Energy Uses'!KI244","v":0},{"$f":"'Energy Uses'!KH244","v":0},{"$f":"'Energy Uses'!KG244","v":0},{"$f":"'Energy Uses'!KF244","v":0},{"$f":"'Energy Uses'!KE244","v":0},{"$f":"'Energy Uses'!KD244","v":0},{"$f":"'Energy Uses'!KC244","v":0},{"$f":"'Energy Uses'!KB244","v":0},{"$f":"'Energy Uses'!KA244","v":0},{"$f":"'Energy Uses'!JZ244","v":0},{"$f":"'Energy Uses'!JY244","v":0},{"$f":"'Energy Uses'!JX244","v":0},{"$f":"'Energy Uses'!JW244","v":0},{"$f":"'Energy Uses'!JV244","v":0},{"$f":"'Energy Uses'!JU244","v":0},{"$f":"'Energy Uses'!JT244","v":0},{"$f":"'Energy Uses'!JS244","v":0},{"$f":"'Energy Uses'!JR244","v":0},{"$f":"'Energy Uses'!JQ244","v":0},{"$f":"'Energy Uses'!JP244","v":0},{"$f":"'Energy Uses'!JO244","v":0},{"$f":"'Energy Uses'!JN244","v":0},{"$f":"'Energy Uses'!JM244","v":0}]
[null,null,null,null,null,null,null,null,null,null,null,null,null,null,null,null,null,null,null,null,null,null,null,null,null,null,null,null,null,null,null,null,{"$f":"'Energy Uses'!M245","v":false},0,0,16,{"$f":"'Energy Uses'!C245","v":0},{"$f":"'Energy Uses'!KK245","v":0},{"$f":"'Energy Uses'!KJ245","v":0},{"$f":"'Energy Uses'!KI245","v":0},{"$f":"'Energy Uses'!KH245","v":0},{"$f":"'Energy Uses'!KG245","v":0},{"$f":"'Energy Uses'!KF245","v":0},{"$f":"'Energy Uses'!KE245","v":0},{"$f":"'Energy Uses'!KD245","v":0},{"$f":"'Energy Uses'!KC245","v":0},{"$f":"'Energy Uses'!KB245","v":0},{"$f":"'Energy Uses'!KA245","v":0},{"$f":"'Energy Uses'!JZ245","v":0},{"$f":"'Energy Uses'!JY245","v":0},{"$f":"'Energy Uses'!JX245","v":0},{"$f":"'Energy Uses'!JW245","v":0},{"$f":"'Energy Uses'!JV245","v":0},{"$f":"'Energy Uses'!JU245","v":0},{"$f":"'Energy Uses'!JT245","v":0},{"$f":"'Energy Uses'!JS245","v":0},{"$f":"'Energy Uses'!JR245","v":0},{"$f":"'Energy Uses'!JQ245","v":0},{"$f":"'Energy Uses'!JP245","v":0},{"$f":"'Energy Uses'!JO245","v":0},{"$f":"'Energy Uses'!JN245","v":0},{"$f":"'Energy Uses'!JM245","v":0}]
[null,null,null,null,null,null,null,null,null,null,null,null,null,null,null,null,null,null,null,null,null,null,null,null,null,null,null,null,null,null,null,null,{"$f":"'Energy Uses'!M246","v":false},0,0,17,{"$f":"'Energy Uses'!C246","v":0},{"$f":"'Energy Uses'!KK246","v":0},{"$f":"'Energy Uses'!KJ246","v":0},{"$f":"'Energy Uses'!KI246","v":0},{"$f":"'Energy Uses'!KH246","v":0},{"$f":"'Energy Uses'!KG246","v":0},{"$f":"'Energy Uses'!KF246","v":0},{"$f":"'Energy Uses'!KE246","v":0},{"$f":"'Energy Uses'!KD246","v":0},{"$f":"'Energy Uses'!KC246","v":0},{"$f":"'Energy Uses'!KB246","v":0},{"$f":"'Energy Uses'!KA246","v":0},{"$f":"'Energy Uses'!JZ246","v":0},{"$f":"'Energy Uses'!JY246","v":0},{"$f":"'Energy Uses'!JX246","v":0},{"$f":"'Energy Uses'!JW246","v":0},{"$f":"'Energy Uses'!JV246","v":0},{"$f":"'Energy Uses'!JU246","v":0},{"$f":"'Energy Uses'!JT246","v":0},{"$f":"'Energy Uses'!JS246","v":0},{"$f":"'Energy Uses'!JR246","v":0},{"$f":"'Energy Uses'!JQ246","v":0},{"$f":"'Energy Uses'!JP246","v":0},{"$f":"'Energy Uses'!JO246","v":0},{"$f":"'Energy Uses'!JN246","v":0},{"$f":"'Energy Uses'!JM246","v":0}]
[null,null,null,null,null,null,null,null,null,null,null,null,null,null,null,null,null,null,null,null,null,null,null,null,null,null,null,null,null,null,null,null,{"$f":"'Energy Uses'!M247","v":false},0,0,18,{"$f":"'Energy Uses'!C247","v":0},{"$f":"'Energy Uses'!KK247","v":0},{"$f":"'Energy Uses'!KJ247","v":0},{"$f":"'Energy Uses'!KI247","v":0},{"$f":"'Energy Uses'!KH247","v":0},{"$f":"'Energy Uses'!KG247","v":0},{"$f":"'Energy Uses'!KF247","v":0},{"$f":"'Energy Uses'!KE247","v":0},{"$f":"'Energy Uses'!KD247","v":0},{"$f":"'Energy Uses'!KC247","v":0},{"$f":"'Energy Uses'!KB247","v":0},{"$f":"'Energy Uses'!KA247","v":0},{"$f":"'Energy Uses'!JZ247","v":0},{"$f":"'Energy Uses'!JY247","v":0},{"$f":"'Energy Uses'!JX247","v":0},{"$f":"'Energy Uses'!JW247","v":0},{"$f":"'Energy Uses'!JV247","v":0},{"$f":"'Energy Uses'!JU247","v":0},{"$f":"'Energy Uses'!JT247","v":0},{"$f":"'Energy Uses'!JS247","v":0},{"$f":"'Energy Uses'!JR247","v":0},{"$f":"'Energy Uses'!JQ247","v":0},{"$f":"'Energy Uses'!JP247","v":0},{"$f":"'Energy Uses'!JO247","v":0},{"$f":"'Energy Uses'!JN247","v":0},{"$f":"'Energy Uses'!JM247","v":0}]
[null,null,null,null,null,null,null,null,null,null,null,null,null,null,null,null,null,null,null,null,null,null,null,null,null,null,null,null,null,null,null,null,{"$f":"'Energy Uses'!M248","v":false},0,0,19,{"$f":"'Energy Uses'!C248","v":0},{"$f":"'Energy Uses'!KK248","v":0},{"$f":"'Energy Uses'!KJ248","v":0},{"$f":"'Energy Uses'!KI248","v":0},{"$f":"'Energy Uses'!KH248","v":0},{"$f":"'Energy Uses'!KG248","v":0},{"$f":"'Energy Uses'!KF248","v":0},{"$f":"'Energy Uses'!KE248","v":0},{"$f":"'Energy Uses'!KD248","v":0},{"$f":"'Energy Uses'!KC248","v":0},{"$f":"'Energy Uses'!KB248","v":0},{"$f":"'Energy Uses'!KA248","v":0},{"$f":"'Energy Uses'!JZ248","v":0},{"$f":"'Energy Uses'!JY248","v":0},{"$f":"'Energy Uses'!JX248","v":0},{"$f":"'Energy Uses'!JW248","v":0},{"$f":"'Energy Uses'!JV248","v":0},{"$f":"'Energy Uses'!JU248","v":0},{"$f":"'Energy Uses'!JT248","v":0},{"$f":"'Energy Uses'!JS248","v":0},{"$f":"'Energy Uses'!JR248","v":0},{"$f":"'Energy Uses'!JQ248","v":0},{"$f":"'Energy Uses'!JP248","v":0},{"$f":"'Energy Uses'!JO248","v":0},{"$f":"'Energy Uses'!JN248","v":0},{"$f":"'Energy Uses'!JM248","v":0}]
[null,null,null,null,null,null,null,null,null,null,null,null,null,null,null,null,null,null,null,null,null,null,null,null,null,null,null,null,null,null,null,null,{"$f":"'Energy Uses'!M249","v":false},0,0,20,{"$f":"'Energy Uses'!C249","v":0},{"$f":"'Energy Uses'!KK249","v":0},{"$f":"'Energy Uses'!KJ249","v":0},{"$f":"'Energy Uses'!KI249","v":0},{"$f":"'Energy Uses'!KH249","v":0},{"$f":"'Energy Uses'!KG249","v":0},{"$f":"'Energy Uses'!KF249","v":0},{"$f":"'Energy Uses'!KE249","v":0},{"$f":"'Energy Uses'!KD249","v":0},{"$f":"'Energy Uses'!KC249","v":0},{"$f":"'Energy Uses'!KB249","v":0},{"$f":"'Energy Uses'!KA249","v":0},{"$f":"'Energy Uses'!JZ249","v":0},{"$f":"'Energy Uses'!JY249","v":0},{"$f":"'Energy Uses'!JX249","v":0},{"$f":"'Energy Uses'!JW249","v":0},{"$f":"'Energy Uses'!JV249","v":0},{"$f":"'Energy Uses'!JU249","v":0},{"$f":"'Energy Uses'!JT249","v":0},{"$f":"'Energy Uses'!JS249","v":0},{"$f":"'Energy Uses'!JR249","v":0},{"$f":"'Energy Uses'!JQ249","v":0},{"$f":"'Energy Uses'!JP249","v":0},{"$f":"'Energy Uses'!JO249","v":0},{"$f":"'Energy Uses'!JN249","v":0},{"$f":"'Energy Uses'!JM249","v":0}]
[null,null,null,null,null,null,null,null,null,null,null,null,null,null,null,null,null,null,null,null,null,null,null,null,null,null,null,null,null,null,null,null,{"$f":"'Energy Uses'!M250","v":false},0,0,21,{"$f":"'Energy Uses'!C250","v":0},{"$f":"'Energy Uses'!KK250","v":0},{"$f":"'Energy Uses'!KJ250","v":0},{"$f":"'Energy Uses'!KI250","v":0},{"$f":"'Energy Uses'!KH250","v":0},{"$f":"'Energy Uses'!KG250","v":0},{"$f":"'Energy Uses'!KF250","v":0},{"$f":"'Energy Uses'!KE250","v":0},{"$f":"'Energy Uses'!KD250","v":0},{"$f":"'Energy Uses'!KC250","v":0},{"$f":"'Energy Uses'!KB250","v":0},{"$f":"'Energy Uses'!KA250","v":0},{"$f":"'Energy Uses'!JZ250","v":0},{"$f":"'Energy Uses'!JY250","v":0},{"$f":"'Energy Uses'!JX250","v":0},{"$f":"'Energy Uses'!JW250","v":0},{"$f":"'Energy Uses'!JV250","v":0},{"$f":"'Energy Uses'!JU250","v":0},{"$f":"'Energy Uses'!JT250","v":0},{"$f":"'Energy Uses'!JS250","v":0},{"$f":"'Energy Uses'!JR250","v":0},{"$f":"'Energy Uses'!JQ250","v":0},{"$f":"'Energy Uses'!JP250","v":0},{"$f":"'Energy Uses'!JO250","v":0},{"$f":"'Energy Uses'!JN250","v":0},{"$f":"'Energy Uses'!JM250","v":0}]
[null,null,null,null,null,null,null,null,null,null,null,null,null,null,null,null,null,null,null,null,null,null,null,null,null,null,null,null,null,null,null,null,{"$f":"'Energy Uses'!M251","v":false},0,0,22,{"$f":"'Energy Uses'!C251","v":0},{"$f":"'Energy Uses'!KK251","v":0},{"$f":"'Energy Uses'!KJ251","v":0},{"$f":"'Energy Uses'!KI251","v":0},{"$f":"'Energy Uses'!KH251","v":0},{"$f":"'Energy Uses'!KG251","v":0},{"$f":"'Energy Uses'!KF251","v":0},{"$f":"'Energy Uses'!KE251","v":0},{"$f":"'Energy Uses'!KD251","v":0},{"$f":"'Energy Uses'!KC251","v":0},{"$f":"'Energy Uses'!KB251","v":0},{"$f":"'Energy Uses'!KA251","v":0},{"$f":"'Energy Uses'!JZ251","v":0},{"$f":"'Energy Uses'!JY251","v":0},{"$f":"'Energy Uses'!JX251","v":0},{"$f":"'Energy Uses'!JW251","v":0},{"$f":"'Energy Uses'!JV251","v":0},{"$f":"'Energy Uses'!JU251","v":0},{"$f":"'Energy Uses'!JT251","v":0},{"$f":"'Energy Uses'!JS251","v":0},{"$f":"'Energy Uses'!JR251","v":0},{"$f":"'Energy Uses'!JQ251","v":0},{"$f":"'Energy Uses'!JP251","v":0},{"$f":"'Energy Uses'!JO251","v":0},{"$f":"'Energy Uses'!JN251","v":0},{"$f":"'Energy Uses'!JM251","v":0}]
[null,null,null,null,null,null,null,null,null,null,null,null,null,null,null,null,null,null,null,null,null,null,null,null,null,null,null,null,null,null,null,null,{"$f":"'Energy Uses'!M252","v":false},0,0,23,{"$f":"'Energy Uses'!C252","v":0},{"$f":"'Energy Uses'!KK252","v":0},{"$f":"'Energy Uses'!KJ252","v":0},{"$f":"'Energy Uses'!KI252","v":0},{"$f":"'Energy Uses'!KH252","v":0},{"$f":"'Energy Uses'!KG252","v":0},{"$f":"'Energy Uses'!KF252","v":0},{"$f":"'Energy Uses'!KE252","v":0},{"$f":"'Energy Uses'!KD252","v":0},{"$f":"'Energy Uses'!KC252","v":0},{"$f":"'Energy Uses'!KB252","v":0},{"$f":"'Energy Uses'!KA252","v":0},{"$f":"'Energy Uses'!JZ252","v":0},{"$f":"'Energy Uses'!JY252","v":0},{"$f":"'Energy Uses'!JX252","v":0},{"$f":"'Energy Uses'!JW252","v":0},{"$f":"'Energy Uses'!JV252","v":0},{"$f":"'Energy Uses'!JU252","v":0},{"$f":"'Energy Uses'!JT252","v":0},{"$f":"'Energy Uses'!JS252","v":0},{"$f":"'Energy Uses'!JR252","v":0},{"$f":"'Energy Uses'!JQ252","v":0},{"$f":"'Energy Uses'!JP252","v":0},{"$f":"'Energy Uses'!JO252","v":0},{"$f":"'Energy Uses'!JN252","v":0},{"$f":"'Energy Uses'!JM252","v":0}]
[null,null,null,null,null,null,null,null,null,null,null,null,null,null,null,null,null,null,null,null,null,null,null,null,null,null,null,null,null,null,null,null,{"$f":"'Energy Uses'!M253","v":false},0,0,24,{"$f":"'Energy Uses'!C253","v":0},{"$f":"'Energy Uses'!KK253","v":0},{"$f":"'Energy Uses'!KJ253","v":0},{"$f":"'Energy Uses'!KI253","v":0},{"$f":"'Energy Uses'!KH253","v":0},{"$f":"'Energy Uses'!KG253","v":0},{"$f":"'Energy Uses'!KF253","v":0},{"$f":"'Energy Uses'!KE253","v":0},{"$f":"'Energy Uses'!KD253","v":0},{"$f":"'Energy Uses'!KC253","v":0},{"$f":"'Energy Uses'!KB253","v":0},{"$f":"'Energy Uses'!KA253","v":0},{"$f":"'Energy Uses'!JZ253","v":0},{"$f":"'Energy Uses'!JY253","v":0},{"$f":"'Energy Uses'!JX253","v":0},{"$f":"'Energy Uses'!JW253","v":0},{"$f":"'Energy Uses'!JV253","v":0},{"$f":"'Energy Uses'!JU253","v":0},{"$f":"'Energy Uses'!JT253","v":0},{"$f":"'Energy Uses'!JS253","v":0},{"$f":"'Energy Uses'!JR253","v":0},{"$f":"'Energy Uses'!JQ253","v":0},{"$f":"'Energy Uses'!JP253","v":0},{"$f":"'Energy Uses'!JO253","v":0},{"$f":"'Energy Uses'!JN253","v":0},{"$f":"'Energy Uses'!JM253","v":0}]
[null,null,null,null,null,null,null,null,null,null,null,null,null,null,null,null,null,null,null,null,null,null,null,null,null,null,null,null,null,null,null,null,{"$f":"'Energy Uses'!M254","v":false},0,0,25,{"$f":"'Energy Uses'!C254","v":0},{"$f":"'Energy Uses'!KK254","v":0},{"$f":"'Energy Uses'!KJ254","v":0},{"$f":"'Energy Uses'!KI254","v":0},{"$f":"'Energy Uses'!KH254","v":0},{"$f":"'Energy Uses'!KG254","v":0},{"$f":"'Energy Uses'!KF254","v":0},{"$f":"'Energy Uses'!KE254","v":0},{"$f":"'Energy Uses'!KD254","v":0},{"$f":"'Energy Uses'!KC254","v":0},{"$f":"'Energy Uses'!KB254","v":0},{"$f":"'Energy Uses'!KA254","v":0},{"$f":"'Energy Uses'!JZ254","v":0},{"$f":"'Energy Uses'!JY254","v":0},{"$f":"'Energy Uses'!JX254","v":0},{"$f":"'Energy Uses'!JW254","v":0},{"$f":"'Energy Uses'!JV254","v":0},{"$f":"'Energy Uses'!JU254","v":0},{"$f":"'Energy Uses'!JT254","v":0},{"$f":"'Energy Uses'!JS254","v":0},{"$f":"'Energy Uses'!JR254","v":0},{"$f":"'Energy Uses'!JQ254","v":0},{"$f":"'Energy Uses'!JP254","v":0},{"$f":"'Energy Uses'!JO254","v":0},{"$f":"'Energy Uses'!JN254","v":0},{"$f":"'Energy Uses'!JM254","v":0}]
[null,null,null,null,null,null,null,null,null,null,null,null,null,null,null,null,null,null,null,null,null,null,null,null,null,null,null,null,null,null,null,null,{"$f":"'Energy Uses'!M255","v":false},0,0,26,{"$f":"'Energy Uses'!C255","v":0},{"$f":"'Energy Uses'!KK255","v":0},{"$f":"'Energy Uses'!KJ255","v":0},{"$f":"'Energy Uses'!KI255","v":0},{"$f":"'Energy Uses'!KH255","v":0},{"$f":"'Energy Uses'!KG255","v":0},{"$f":"'Energy Uses'!KF255","v":0},{"$f":"'Energy Uses'!KE255","v":0},{"$f":"'Energy Uses'!KD255","v":0},{"$f":"'Energy Uses'!KC255","v":0},{"$f":"'Energy Uses'!KB255","v":0},{"$f":"'Energy Uses'!KA255","v":0},{"$f":"'Energy Uses'!JZ255","v":0},{"$f":"'Energy Uses'!JY255","v":0},{"$f":"'Energy Uses'!JX255","v":0},{"$f":"'Energy Uses'!JW255","v":0},{"$f":"'Energy Uses'!JV255","v":0},{"$f":"'Energy Uses'!JU255","v":0},{"$f":"'Energy Uses'!JT255","v":0},{"$f":"'Energy Uses'!JS255","v":0},{"$f":"'Energy Uses'!JR255","v":0},{"$f":"'Energy Uses'!JQ255","v":0},{"$f":"'Energy Uses'!JP255","v":0},{"$f":"'Energy Uses'!JO255","v":0},{"$f":"'Energy Uses'!JN255","v":0},{"$f":"'Energy Uses'!JM255","v":0}]
[null,null,null,null,null,null,null,null,null,null,null,null,null,null,null,null,null,null,null,null,null,null,null,null,null,null,null,null,null,null,null,null,{"$f":"'Energy Uses'!M256","v":false},0,0,27,{"$f":"'Energy Uses'!C256","v":0},{"$f":"'Energy Uses'!KK256","v":0},{"$f":"'Energy Uses'!KJ256","v":0},{"$f":"'Energy Uses'!KI256","v":0},{"$f":"'Energy Uses'!KH256","v":0},{"$f":"'Energy Uses'!KG256","v":0},{"$f":"'Energy Uses'!KF256","v":0},{"$f":"'Energy Uses'!KE256","v":0},{"$f":"'Energy Uses'!KD256","v":0},{"$f":"'Energy Uses'!KC256","v":0},{"$f":"'Energy Uses'!KB256","v":0},{"$f":"'Energy Uses'!KA256","v":0},{"$f":"'Energy Uses'!JZ256","v":0},{"$f":"'Energy Uses'!JY256","v":0},{"$f":"'Energy Uses'!JX256","v":0},{"$f":"'Energy Uses'!JW256","v":0},{"$f":"'Energy Uses'!JV256","v":0},{"$f":"'Energy Uses'!JU256","v":0},{"$f":"'Energy Uses'!JT256","v":0},{"$f":"'Energy Uses'!JS256","v":0},{"$f":"'Energy Uses'!JR256","v":0},{"$f":"'Energy Uses'!JQ256","v":0},{"$f":"'Energy Uses'!JP256","v":0},{"$f":"'Energy Uses'!JO256","v":0},{"$f":"'Energy Uses'!JN256","v":0},{"$f":"'Energy Uses'!JM256","v":0}]
[null,null,null,null,null,null,null,null,null,null,null,null,null,null,null,null,null,null,null,null,null,null,null,null,null,null,null,null,null,null,null,null,{"$f":"'Energy Uses'!M257","v":false},0,0,28,{"$f":"'Energy Uses'!C257","v":0},{"$f":"'Energy Uses'!KK257","v":0},{"$f":"'Energy Uses'!KJ257","v":0},{"$f":"'Energy Uses'!KI257","v":0},{"$f":"'Energy Uses'!KH257","v":0},{"$f":"'Energy Uses'!KG257","v":0},{"$f":"'Energy Uses'!KF257","v":0},{"$f":"'Energy Uses'!KE257","v":0},{"$f":"'Energy Uses'!KD257","v":0},{"$f":"'Energy Uses'!KC257","v":0},{"$f":"'Energy Uses'!KB257","v":0},{"$f":"'Energy Uses'!KA257","v":0},{"$f":"'Energy Uses'!JZ257","v":0},{"$f":"'Energy Uses'!JY257","v":0},{"$f":"'Energy Uses'!JX257","v":0},{"$f":"'Energy Uses'!JW257","v":0},{"$f":"'Energy Uses'!JV257","v":0},{"$f":"'Energy Uses'!JU257","v":0},{"$f":"'Energy Uses'!JT257","v":0},{"$f":"'Energy Uses'!JS257","v":0},{"$f":"'Energy Uses'!JR257","v":0},{"$f":"'Energy Uses'!JQ257","v":0},{"$f":"'Energy Uses'!JP257","v":0},{"$f":"'Energy Uses'!JO257","v":0},{"$f":"'Energy Uses'!JN257","v":0},{"$f":"'Energy Uses'!JM257","v":0}]
[null,null,null,null,null,null,null,null,null,null,null,null,null,null,null,null,null,null,null,null,null,null,null,null,null,null,null,null,null,null,null,null,{"$f":"'Energy Uses'!M258","v":false},0,0,29,{"$f":"'Energy Uses'!C258","v":0},{"$f":"'Energy Uses'!KK258","v":0},{"$f":"'Energy Uses'!KJ258","v":0},{"$f":"'Energy Uses'!KI258","v":0},{"$f":"'Energy Uses'!KH258","v":0},{"$f":"'Energy Uses'!KG258","v":0},{"$f":"'Energy Uses'!KF258","v":0},{"$f":"'Energy Uses'!KE258","v":0},{"$f":"'Energy Uses'!KD258","v":0},{"$f":"'Energy Uses'!KC258","v":0},{"$f":"'Energy Uses'!KB258","v":0},{"$f":"'Energy Uses'!KA258","v":0},{"$f":"'Energy Uses'!JZ258","v":0},{"$f":"'Energy Uses'!JY258","v":0},{"$f":"'Energy Uses'!JX258","v":0},{"$f":"'Energy Uses'!JW258","v":0},{"$f":"'Energy Uses'!JV258","v":0},{"$f":"'Energy Uses'!JU258","v":0},{"$f":"'Energy Uses'!JT258","v":0},{"$f":"'Energy Uses'!JS258","v":0},{"$f":"'Energy Uses'!JR258","v":0},{"$f":"'Energy Uses'!JQ258","v":0},{"$f":"'Energy Uses'!JP258","v":0},{"$f":"'Energy Uses'!JO258","v":0},{"$f":"'Energy Uses'!JN258","v":0},{"$f":"'Energy Uses'!JM258","v":0}]
[null,null,null,null,null,null,null,null,null,null,null,null,null,null,null,null,null,null,null,null,null,null,null,null,null,null,null,null,null,null,null,null,{"$f":"'Energy Uses'!M259","v":false},0,0,30,{"$f":"'Energy Uses'!C259","v":0},{"$f":"'Energy Uses'!KK259","v":0},{"$f":"'Energy Uses'!KJ259","v":0},{"$f":"'Energy Uses'!KI259","v":0},{"$f":"'Energy Uses'!KH259","v":0},{"$f":"'Energy Uses'!KG259","v":0},{"$f":"'Energy Uses'!KF259","v":0},{"$f":"'Energy Uses'!KE259","v":0},{"$f":"'Energy Uses'!KD259","v":0},{"$f":"'Energy Uses'!KC259","v":0},{"$f":"'Energy Uses'!KB259","v":0},{"$f":"'Energy Uses'!KA259","v":0},{"$f":"'Energy Uses'!JZ259","v":0},{"$f":"'Energy Uses'!JY259","v":0},{"$f":"'Energy Uses'!JX259","v":0},{"$f":"'Energy Uses'!JW259","v":0},{"$f":"'Energy Uses'!JV259","v":0},{"$f":"'Energy Uses'!JU259","v":0},{"$f":"'Energy Uses'!JT259","v":0},{"$f":"'Energy Uses'!JS259","v":0},{"$f":"'Energy Uses'!JR259","v":0},{"$f":"'Energy Uses'!JQ259","v":0},{"$f":"'Energy Uses'!JP259","v":0},{"$f":"'Energy Uses'!JO259","v":0},{"$f":"'Energy Uses'!JN259","v":0},{"$f":"'Energy Uses'!JM259","v":0}]
[null,null,null,null,null,null,null,null,null,null,null,null,null,null,null,null,null,null,null,null,null,null,null,null,null,null,null,null,null,null,null,null,{"$f":"'Energy Uses'!M260","v":false},0,{"$f":"HLOOKUP(AI$240,$AL$240:$BJ$270,AJ270,)","v":0},31,{"$f":"'Energy Uses'!C260","v":0},{"$f":"'Energy Uses'!KK260","v":0},{"$f":"'Energy Uses'!KJ260","v":0},{"$f":"'Energy Uses'!KI260","v":0},{"$f":"'Energy Uses'!KH260","v":0},{"$f":"'Energy Uses'!KG260","v":0},{"$f":"'Energy Uses'!KF260","v":0},{"$f":"'Energy Uses'!KE260","v":0},{"$f":"'Energy Uses'!KD260","v":0},{"$f":"'Energy Uses'!KC260","v":0},{"$f":"'Energy Uses'!KB260","v":0},{"$f":"'Energy Uses'!KA260","v":0},{"$f":"'Energy Uses'!JZ260","v":0},{"$f":"'Energy Uses'!JY260","v":0},{"$f":"'Energy Uses'!JX260","v":0},{"$f":"'Energy Uses'!JW260","v":0},{"$f":"'Energy Uses'!JV260","v":0},{"$f":"'Energy Uses'!JU260","v":0},{"$f":"'Energy Uses'!JT260","v":0},{"$f":"'Energy Uses'!JS260","v":0},{"$f":"'Energy Uses'!JR260","v":0},{"$f":"'Energy Uses'!JQ260","v":0},{"$f":"'Energy Uses'!JP260","v":0},{"$f":"'Energy Uses'!JO260","v":0},{"$f":"'Energy Uses'!JN260","v":0},{"$f":"'Energy Uses'!JM260","v":0}]
[null,null,null,null,null,null,null,null,null,null,null,null,null,null,null,null,null,null,null,null,null,null,null,null,null,null,null,null,null,null,null,null,true]
[null,null,null,null,null,null,null,null,null,null,null,null,null,null,null,null,null,null,null,null,null,null,null,null,null,null,null,null,null,null,null,null,true,null,{"$f":"$AI$68","v":2015},null,null,{"$f":"AM272-1","v":2005},2006,2007,2008,2009,2010,2011,2012,2013,2014,2015,2016,2017,2018,2019,2020,2021,2022,2023,2024,2025,2026,2027,{"$f":"BJ272-1","v":2028},{"$f":"FinalYear","v":2029}]
[null,null,null,null,null,null,null,null,null,null,null,null,null,null,null,null,null,null,null,null,null,null,null,null,null,null,null,null,null,null,null,null,{"$f":"'Energy Uses'!M272","v":false},{"$f":"AK273","v":0},{"$f":"HLOOKUP(AI$272,$AL$272:$BJ$302,AJ273,)","v":0},2,{"$f":"'Energy Uses'!C272","v":0},{"$f":"'Energy Uses'!KK272","v":0},{"$f":"'Energy Uses'!KJ272","v":0},{"$f":"'Energy Uses'!KI272","v":0},{"$f":"'Energy Uses'!KH272","v":0},{"$f":"'Energy Uses'!KG272","v":0},{"$f":"'Energy Uses'!KF272","v":0},{"$f":"'Energy Uses'!KE272","v":0},{"$f":"'Energy Uses'!KD272","v":0},{"$f":"'Energy Uses'!KC272","v":0},{"$f":"'Energy Uses'!KB272","v":0},{"$f":"'Energy Uses'!KA272","v":0},{"$f":"'Energy Uses'!JZ272","v":0},{"$f":"'Energy Uses'!JY272","v":0},{"$f":"'Energy Uses'!JX272","v":0},{"$f":"'Energy Uses'!JW272","v":0},{"$f":"'Energy Uses'!JV272","v":0},{"$f":"'Energy Uses'!JU272","v":0},{"$f":"'Energy Uses'!JT272","v":0},{"$f":"'Energy Uses'!JS272","v":0},{"$f":"'Energy Uses'!JR272","v":0},{"$f":"'Energy Uses'!JQ272","v":0},{"$f":"'Energy Uses'!JP272","v":0},{"$f":"'Energy Uses'!JO272","v":0},{"$f":"'Energy Uses'!JN272","v":0},{"$f":"'Energy Uses'!JM272","v":0}]
[null,null,null,null,null,null,null,null,null,null,null,null,null,null,null,null,null,null,null,null,null,null,null,null,null,null,null,null,null,null,null,null,{"$f":"'Energy Uses'!M273","v":false},0,{"$f":"HLOOKUP(AI$272,$AL$272:$BJ$302,AJ274,)","v":0},3,{"$f":"'Energy Uses'!C273","v":0},{"$f":"'Energy Uses'!KK273","v":0},{"$f":"'Energy Uses'!KJ273","v":0},{"$f":"'Energy Uses'!KI273","v":0},{"$f":"'Energy Uses'!KH273","v":0},{"$f":"'Energy Uses'!KG273","v":0},{"$f":"'Energy Uses'!KF273","v":0},{"$f":"'Energy Uses'!KE273","v":0},{"$f":"'Energy Uses'!KD273","v":0},{"$f":"'Energy Uses'!KC273","v":0},{"$f":"'Energy Uses'!KB273","v":0},{"$f":"'Energy Uses'!KA273","v":0},{"$f":"'Energy Uses'!JZ273","v":0},{"$f":"'Energy Uses'!JY273","v":0},{"$f":"'Energy Uses'!JX273","v":0},{"$f":"'Energy Uses'!JW273","v":0},{"$f":"'Energy Uses'!JV273","v":0},{"$f":"'Energy Uses'!JU273","v":0},{"$f":"'Energy Uses'!JT273","v":0},{"$f":"'Energy Uses'!JS273","v":0},{"$f":"'Energy Uses'!JR273","v":0},{"$f":"'Energy Uses'!JQ273","v":0},{"$f":"'Energy Uses'!JP273","v":0},{"$f":"'Energy Uses'!JO273","v":0},{"$f":"'Energy Uses'!JN273","v":0},{"$f":"'Energy Uses'!JM273","v":0}]
[null,null,null,null,null,null,null,null,null,null,null,null,null,null,null,null,null,null,null,null,null,null,null,null,null,null,null,null,null,null,null,null,{"$f":"'Energy Uses'!M274","v":false},0,0,4,{"$f":"'Energy Uses'!C274","v":0},{"$f":"'Energy Uses'!KK274","v":0},{"$f":"'Energy Uses'!KJ274","v":0},{"$f":"'Energy Uses'!KI274","v":0},{"$f":"'Energy Uses'!KH274","v":0},{"$f":"'Energy Uses'!KG274","v":0},{"$f":"'Energy Uses'!KF274","v":0},{"$f":"'Energy Uses'!KE274","v":0},{"$f":"'Energy Uses'!KD274","v":0},{"$f":"'Energy Uses'!KC274","v":0},{"$f":"'Energy Uses'!KB274","v":0},{"$f":"'Energy Uses'!KA274","v":0},{"$f":"'Energy Uses'!JZ274","v":0},{"$f":"'Energy Uses'!JY274","v":0},{"$f":"'Energy Uses'!JX274","v":0},{"$f":"'Energy Uses'!JW274","v":0},{"$f":"'Energy Uses'!JV274","v":0},{"$f":"'Energy Uses'!JU274","v":0},{"$f":"'Energy Uses'!JT274","v":0},{"$f":"'Energy Uses'!JS274","v":0},{"$f":"'Energy Uses'!JR274","v":0},{"$f":"'Energy Uses'!JQ274","v":0},{"$f":"'Energy Uses'!JP274","v":0},{"$f":"'Energy Uses'!JO274","v":0},{"$f":"'Energy Uses'!JN274","v":0},{"$f":"'Energy Uses'!JM274","v":0}]
[null,null,null,null,null,null,null,null,null,null,null,null,null,null,null,null,null,null,null,null,null,null,null,null,null,null,null,null,null,null,null,null,{"$f":"'Energy Uses'!M275","v":false},0,0,5,{"$f":"'Energy Uses'!C275","v":0},{"$f":"'Energy Uses'!KK275","v":0},{"$f":"'Energy Uses'!KJ275","v":0},{"$f":"'Energy Uses'!KI275","v":0},{"$f":"'Energy Uses'!KH275","v":0},{"$f":"'Energy Uses'!KG275","v":0},{"$f":"'Energy Uses'!KF275","v":0},{"$f":"'Energy Uses'!KE275","v":0},{"$f":"'Energy Uses'!KD275","v":0},{"$f":"'Energy Uses'!KC275","v":0},{"$f":"'Energy Uses'!KB275","v":0},{"$f":"'Energy Uses'!KA275","v":0},{"$f":"'Energy Uses'!JZ275","v":0},{"$f":"'Energy Uses'!JY275","v":0},{"$f":"'Energy Uses'!JX275","v":0},{"$f":"'Energy Uses'!JW275","v":0},{"$f":"'Energy Uses'!JV275","v":0},{"$f":"'Energy Uses'!JU275","v":0},{"$f":"'Energy Uses'!JT275","v":0},{"$f":"'Energy Uses'!JS275","v":0},{"$f":"'Energy Uses'!JR275","v":0},{"$f":"'Energy Uses'!JQ275","v":0},{"$f":"'Energy Uses'!JP275","v":0},{"$f":"'Energy Uses'!JO275","v":0},{"$f":"'Energy Uses'!JN275","v":0},{"$f":"'Energy Uses'!JM275","v":0}]
[null,null,null,null,null,null,null,null,null,null,null,null,null,null,null,null,null,null,null,null,null,null,null,null,null,null,null,null,null,null,null,null,{"$f":"'Energy Uses'!M276","v":false},0,0,6,{"$f":"'Energy Uses'!C276","v":0},{"$f":"'Energy Uses'!KK276","v":0},{"$f":"'Energy Uses'!KJ276","v":0},{"$f":"'Energy Uses'!KI276","v":0},{"$f":"'Energy Uses'!KH276","v":0},{"$f":"'Energy Uses'!KG276","v":0},{"$f":"'Energy Uses'!KF276","v":0},{"$f":"'Energy Uses'!KE276","v":0},{"$f":"'Energy Uses'!KD276","v":0},{"$f":"'Energy Uses'!KC276","v":0},{"$f":"'Energy Uses'!KB276","v":0},{"$f":"'Energy Uses'!KA276","v":0},{"$f":"'Energy Uses'!JZ276","v":0},{"$f":"'Energy Uses'!JY276","v":0},{"$f":"'Energy Uses'!JX276","v":0},{"$f":"'Energy Uses'!JW276","v":0},{"$f":"'Energy Uses'!JV276","v":0},{"$f":"'Energy Uses'!JU276","v":0},{"$f":"'Energy Uses'!JT276","v":0},{"$f":"'Energy Uses'!JS276","v":0},{"$f":"'Energy Uses'!JR276","v":0},{"$f":"'Energy Uses'!JQ276","v":0},{"$f":"'Energy Uses'!JP276","v":0},{"$f":"'Energy Uses'!JO276","v":0},{"$f":"'Energy Uses'!JN276","v":0},{"$f":"'Energy Uses'!JM276","v":0}]
[null,null,null,null,null,null,null,null,null,null,null,null,null,null,null,null,null,null,null,null,null,null,null,null,null,null,null,null,null,null,null,null,{"$f":"'Energy Uses'!M277","v":false},0,0,7,{"$f":"'Energy Uses'!C277","v":0},{"$f":"'Energy Uses'!KK277","v":0},{"$f":"'Energy Uses'!KJ277","v":0},{"$f":"'Energy Uses'!KI277","v":0},{"$f":"'Energy Uses'!KH277","v":0},{"$f":"'Energy Uses'!KG277","v":0},{"$f":"'Energy Uses'!KF277","v":0},{"$f":"'Energy Uses'!KE277","v":0},{"$f":"'Energy Uses'!KD277","v":0},{"$f":"'Energy Uses'!KC277","v":0},{"$f":"'Energy Uses'!KB277","v":0},{"$f":"'Energy Uses'!KA277","v":0},{"$f":"'Energy Uses'!JZ277","v":0},{"$f":"'Energy Uses'!JY277","v":0},{"$f":"'Energy Uses'!JX277","v":0},{"$f":"'Energy Uses'!JW277","v":0},{"$f":"'Energy Uses'!JV277","v":0},{"$f":"'Energy Uses'!JU277","v":0},{"$f":"'Energy Uses'!JT277","v":0},{"$f":"'Energy Uses'!JS277","v":0},{"$f":"'Energy Uses'!JR277","v":0},{"$f":"'Energy Uses'!JQ277","v":0},{"$f":"'Energy Uses'!JP277","v":0},{"$f":"'Energy Uses'!JO277","v":0},{"$f":"'Energy Uses'!JN277","v":0},{"$f":"'Energy Uses'!JM277","v":0}]
[null,null,null,null,null,null,null,null,null,null,null,null,null,null,null,null,null,null,null,null,null,null,null,null,null,null,null,null,null,null,null,null,{"$f":"'Energy Uses'!M278","v":false},0,0,8,{"$f":"'Energy Uses'!C278","v":0},{"$f":"'Energy Uses'!KK278","v":0},{"$f":"'Energy Uses'!KJ278","v":0},{"$f":"'Energy Uses'!KI278","v":0},{"$f":"'Energy Uses'!KH278","v":0},{"$f":"'Energy Uses'!KG278","v":0},{"$f":"'Energy Uses'!KF278","v":0},{"$f":"'Energy Uses'!KE278","v":0},{"$f":"'Energy Uses'!KD278","v":0},{"$f":"'Energy Uses'!KC278","v":0},{"$f":"'Energy Uses'!KB278","v":0},{"$f":"'Energy Uses'!KA278","v":0},{"$f":"'Energy Uses'!JZ278","v":0},{"$f":"'Energy Uses'!JY278","v":0},{"$f":"'Energy Uses'!JX278","v":0},{"$f":"'Energy Uses'!JW278","v":0},{"$f":"'Energy Uses'!JV278","v":0},{"$f":"'Energy Uses'!JU278","v":0},{"$f":"'Energy Uses'!JT278","v":0},{"$f":"'Energy Uses'!JS278","v":0},{"$f":"'Energy Uses'!JR278","v":0},{"$f":"'Energy Uses'!JQ278","v":0},{"$f":"'Energy Uses'!JP278","v":0},{"$f":"'Energy Uses'!JO278","v":0},{"$f":"'Energy Uses'!JN278","v":0},{"$f":"'Energy Uses'!JM278","v":0}]
[null,null,null,null,null,null,null,null,null,null,null,null,null,null,null,null,null,null,null,null,null,null,null,null,null,null,null,null,null,null,null,null,{"$f":"'Energy Uses'!M279","v":false},0,0,9,{"$f":"'Energy Uses'!C279","v":0},{"$f":"'Energy Uses'!KK279","v":0},{"$f":"'Energy Uses'!KJ279","v":0},{"$f":"'Energy Uses'!KI279","v":0},{"$f":"'Energy Uses'!KH279","v":0},{"$f":"'Energy Uses'!KG279","v":0},{"$f":"'Energy Uses'!KF279","v":0},{"$f":"'Energy Uses'!KE279","v":0},{"$f":"'Energy Uses'!KD279","v":0},{"$f":"'Energy Uses'!KC279","v":0},{"$f":"'Energy Uses'!KB279","v":0},{"$f":"'Energy Uses'!KA279","v":0},{"$f":"'Energy Uses'!JZ279","v":0},{"$f":"'Energy Uses'!JY279","v":0},{"$f":"'Energy Uses'!JX279","v":0},{"$f":"'Energy Uses'!JW279","v":0},{"$f":"'Energy Uses'!JV279","v":0},{"$f":"'Energy Uses'!JU279","v":0},{"$f":"'Energy Uses'!JT279","v":0},{"$f":"'Energy Uses'!JS279","v":0},{"$f":"'Energy Uses'!JR279","v":0},{"$f":"'Energy Uses'!JQ279","v":0},{"$f":"'Energy Uses'!JP279","v":0},{"$f":"'Energy Uses'!JO279","v":0},{"$f":"'Energy Uses'!JN279","v":0},{"$f":"'Energy Uses'!JM279","v":0}]
[null,null,null,null,null,null,null,null,null,null,null,null,null,null,null,null,null,null,null,null,null,null,null,null,null,null,null,null,null,null,null,null,{"$f":"'Energy Uses'!M280","v":false},0,0,10,{"$f":"'Energy Uses'!C280","v":0},{"$f":"'Energy Uses'!KK280","v":0},{"$f":"'Energy Uses'!KJ280","v":0},{"$f":"'Energy Uses'!KI280","v":0},{"$f":"'Energy Uses'!KH280","v":0},{"$f":"'Energy Uses'!KG280","v":0},{"$f":"'Energy Uses'!KF280","v":0},{"$f":"'Energy Uses'!KE280","v":0},{"$f":"'Energy Uses'!KD280","v":0},{"$f":"'Energy Uses'!KC280","v":0},{"$f":"'Energy Uses'!KB280","v":0},{"$f":"'Energy Uses'!KA280","v":0},{"$f":"'Energy Uses'!JZ280","v":0},{"$f":"'Energy Uses'!JY280","v":0},{"$f":"'Energy Uses'!JX280","v":0},{"$f":"'Energy Uses'!JW280","v":0},{"$f":"'Energy Uses'!JV280","v":0},{"$f":"'Energy Uses'!JU280","v":0},{"$f":"'Energy Uses'!JT280","v":0},{"$f":"'Energy Uses'!JS280","v":0},{"$f":"'Energy Uses'!JR280","v":0},{"$f":"'Energy Uses'!JQ280","v":0},{"$f":"'Energy Uses'!JP280","v":0},{"$f":"'Energy Uses'!JO280","v":0},{"$f":"'Energy Uses'!JN280","v":0},{"$f":"'Energy Uses'!JM280","v":0}]
[null,null,null,null,null,null,null,null,null,null,null,null,null,null,null,null,null,null,null,null,null,null,null,null,null,null,null,null,null,null,null,null,{"$f":"'Energy Uses'!M281","v":false},0,0,11,{"$f":"'Energy Uses'!C281","v":0},{"$f":"'Energy Uses'!KK281","v":0},{"$f":"'Energy Uses'!KJ281","v":0},{"$f":"'Energy Uses'!KI281","v":0},{"$f":"'Energy Uses'!KH281","v":0},{"$f":"'Energy Uses'!KG281","v":0},{"$f":"'Energy Uses'!KF281","v":0},{"$f":"'Energy Uses'!KE281","v":0},{"$f":"'Energy Uses'!KD281","v":0},{"$f":"'Energy Uses'!KC281","v":0},{"$f":"'Energy Uses'!KB281","v":0},{"$f":"'Energy Uses'!KA281","v":0},{"$f":"'Energy Uses'!JZ281","v":0},{"$f":"'Energy Uses'!JY281","v":0},{"$f":"'Energy Uses'!JX281","v":0},{"$f":"'Energy Uses'!JW281","v":0},{"$f":"'Energy Uses'!JV281","v":0},{"$f":"'Energy Uses'!JU281","v":0},{"$f":"'Energy Uses'!JT281","v":0},{"$f":"'Energy Uses'!JS281","v":0},{"$f":"'Energy Uses'!JR281","v":0},{"$f":"'Energy Uses'!JQ281","v":0},{"$f":"'Energy Uses'!JP281","v":0},{"$f":"'Energy Uses'!JO281","v":0},{"$f":"'Energy Uses'!JN281","v":0},{"$f":"'Energy Uses'!JM281","v":0}]
[null,null,null,null,null,null,null,null,null,null,null,null,null,null,null,null,null,null,null,null,null,null,null,null,null,null,null,null,null,null,null,null,{"$f":"'Energy Uses'!M282","v":false},0,0,12,{"$f":"'Energy Uses'!C282","v":0},{"$f":"'Energy Uses'!KK282","v":0},{"$f":"'Energy Uses'!KJ282","v":0},{"$f":"'Energy Uses'!KI282","v":0},{"$f":"'Energy Uses'!KH282","v":0},{"$f":"'Energy Uses'!KG282","v":0},{"$f":"'Energy Uses'!KF282","v":0},{"$f":"'Energy Uses'!KE282","v":0},{"$f":"'Energy Uses'!KD282","v":0},{"$f":"'Energy Uses'!KC282","v":0},{"$f":"'Energy Uses'!KB282","v":0},{"$f":"'Energy Uses'!KA282","v":0},{"$f":"'Energy Uses'!JZ282","v":0},{"$f":"'Energy Uses'!JY282","v":0},{"$f":"'Energy Uses'!JX282","v":0},{"$f":"'Energy Uses'!JW282","v":0},{"$f":"'Energy Uses'!JV282","v":0},{"$f":"'Energy Uses'!JU282","v":0},{"$f":"'Energy Uses'!JT282","v":0},{"$f":"'Energy Uses'!JS282","v":0},{"$f":"'Energy Uses'!JR282","v":0},{"$f":"'Energy Uses'!JQ282","v":0},{"$f":"'Energy Uses'!JP282","v":0},{"$f":"'Energy Uses'!JO282","v":0},{"$f":"'Energy Uses'!JN282","v":0},{"$f":"'Energy Uses'!JM282","v":0}]
[null,null,null,null,null,null,null,null,null,null,null,null,null,null,null,null,null,null,null,null,null,null,null,null,null,null,null,null,null,null,null,null,{"$f":"'Energy Uses'!M283","v":false},0,0,13,{"$f":"'Energy Uses'!C283","v":0},{"$f":"'Energy Uses'!KK283","v":0},{"$f":"'Energy Uses'!KJ283","v":0},{"$f":"'Energy Uses'!KI283","v":0},{"$f":"'Energy Uses'!KH283","v":0},{"$f":"'Energy Uses'!KG283","v":0},{"$f":"'Energy Uses'!KF283","v":0},{"$f":"'Energy Uses'!KE283","v":0},{"$f":"'Energy Uses'!KD283","v":0},{"$f":"'Energy Uses'!KC283","v":0},{"$f":"'Energy Uses'!KB283","v":0},{"$f":"'Energy Uses'!KA283","v":0},{"$f":"'Energy Uses'!JZ283","v":0},{"$f":"'Energy Uses'!JY283","v":0},{"$f":"'Energy Uses'!JX283","v":0},{"$f":"'Energy Uses'!JW283","v":0},{"$f":"'Energy Uses'!JV283","v":0},{"$f":"'Energy Uses'!JU283","v":0},{"$f":"'Energy Uses'!JT283","v":0},{"$f":"'Energy Uses'!JS283","v":0},{"$f":"'Energy Uses'!JR283","v":0},{"$f":"'Energy Uses'!JQ283","v":0},{"$f":"'Energy Uses'!JP283","v":0},{"$f":"'Energy Uses'!JO283","v":0},{"$f":"'Energy Uses'!JN283","v":0},{"$f":"'Energy Uses'!JM283","v":0}]
[null,null,null,null,null,null,null,null,null,null,null,null,null,null,null,null,null,null,null,null,null,null,null,null,null,null,null,null,null,null,null,null,{"$f":"'Energy Uses'!M284","v":false},0,0,14,{"$f":"'Energy Uses'!C284","v":0},{"$f":"'Energy Uses'!KK284","v":0},{"$f":"'Energy Uses'!KJ284","v":0},{"$f":"'Energy Uses'!KI284","v":0},{"$f":"'Energy Uses'!KH284","v":0},{"$f":"'Energy Uses'!KG284","v":0},{"$f":"'Energy Uses'!KF284","v":0},{"$f":"'Energy Uses'!KE284","v":0},{"$f":"'Energy Uses'!KD284","v":0},{"$f":"'Energy Uses'!KC284","v":0},{"$f":"'Energy Uses'!KB284","v":0},{"$f":"'Energy Uses'!KA284","v":0},{"$f":"'Energy Uses'!JZ284","v":0},{"$f":"'Energy Uses'!JY284","v":0},{"$f":"'Energy Uses'!JX284","v":0},{"$f":"'Energy Uses'!JW284","v":0},{"$f":"'Energy Uses'!JV284","v":0},{"$f":"'Energy Uses'!JU284","v":0},{"$f":"'Energy Uses'!JT284","v":0},{"$f":"'Energy Uses'!JS284","v":0},{"$f":"'Energy Uses'!JR284","v":0},{"$f":"'Energy Uses'!JQ284","v":0},{"$f":"'Energy Uses'!JP284","v":0},{"$f":"'Energy Uses'!JO284","v":0},{"$f":"'Energy Uses'!JN284","v":0},{"$f":"'Energy Uses'!JM284","v":0}]
[null,null,null,null,null,null,null,null,null,null,null,null,null,null,null,null,null,null,null,null,null,null,null,null,null,null,null,null,null,null,null,null,{"$f":"'Energy Uses'!M285","v":false},0,0,15,{"$f":"'Energy Uses'!C285","v":0},{"$f":"'Energy Uses'!KK285","v":0},{"$f":"'Energy Uses'!KJ285","v":0},{"$f":"'Energy Uses'!KI285","v":0},{"$f":"'Energy Uses'!KH285","v":0},{"$f":"'Energy Uses'!KG285","v":0},{"$f":"'Energy Uses'!KF285","v":0},{"$f":"'Energy Uses'!KE285","v":0},{"$f":"'Energy Uses'!KD285","v":0},{"$f":"'Energy Uses'!KC285","v":0},{"$f":"'Energy Uses'!KB285","v":0},{"$f":"'Energy Uses'!KA285","v":0},{"$f":"'Energy Uses'!JZ285","v":0},{"$f":"'Energy Uses'!JY285","v":0},{"$f":"'Energy Uses'!JX285","v":0},{"$f":"'Energy Uses'!JW285","v":0},{"$f":"'Energy Uses'!JV285","v":0},{"$f":"'Energy Uses'!JU285","v":0},{"$f":"'Energy Uses'!JT285","v":0},{"$f":"'Energy Uses'!JS285","v":0},{"$f":"'Energy Uses'!JR285","v":0},{"$f":"'Energy Uses'!JQ285","v":0},{"$f":"'Energy Uses'!JP285","v":0},{"$f":"'Energy Uses'!JO285","v":0},{"$f":"'Energy Uses'!JN285","v":0},{"$f":"'Energy Uses'!JM285","v":0}]
[null,null,null,null,null,null,null,null,null,null,null,null,null,null,null,null,null,null,null,null,null,null,null,null,null,null,null,null,null,null,null,null,{"$f":"'Energy Uses'!M286","v":false},0,0,16,{"$f":"'Energy Uses'!C286","v":0},{"$f":"'Energy Uses'!KK286","v":0},{"$f":"'Energy Uses'!KJ286","v":0},{"$f":"'Energy Uses'!KI286","v":0},{"$f":"'Energy Uses'!KH286","v":0},{"$f":"'Energy Uses'!KG286","v":0},{"$f":"'Energy Uses'!KF286","v":0},{"$f":"'Energy Uses'!KE286","v":0},{"$f":"'Energy Uses'!KD286","v":0},{"$f":"'Energy Uses'!KC286","v":0},{"$f":"'Energy Uses'!KB286","v":0},{"$f":"'Energy Uses'!KA286","v":0},{"$f":"'Energy Uses'!JZ286","v":0},{"$f":"'Energy Uses'!JY286","v":0},{"$f":"'Energy Uses'!JX286","v":0},{"$f":"'Energy Uses'!JW286","v":0},{"$f":"'Energy Uses'!JV286","v":0},{"$f":"'Energy Uses'!JU286","v":0},{"$f":"'Energy Uses'!JT286","v":0},{"$f":"'Energy Uses'!JS286","v":0},{"$f":"'Energy Uses'!JR286","v":0},{"$f":"'Energy Uses'!JQ286","v":0},{"$f":"'Energy Uses'!JP286","v":0},{"$f":"'Energy Uses'!JO286","v":0},{"$f":"'Energy Uses'!JN286","v":0},{"$f":"'Energy Uses'!JM286","v":0}]
[null,null,null,null,null,null,null,null,null,null,null,null,null,null,null,null,null,null,null,null,null,null,null,null,null,null,null,null,null,null,null,null,{"$f":"'Energy Uses'!M287","v":false},0,0,17,{"$f":"'Energy Uses'!C287","v":0},{"$f":"'Energy Uses'!KK287","v":0},{"$f":"'Energy Uses'!KJ287","v":0},{"$f":"'Energy Uses'!KI287","v":0},{"$f":"'Energy Uses'!KH287","v":0},{"$f":"'Energy Uses'!KG287","v":0},{"$f":"'Energy Uses'!KF287","v":0},{"$f":"'Energy Uses'!KE287","v":0},{"$f":"'Energy Uses'!KD287","v":0},{"$f":"'Energy Uses'!KC287","v":0},{"$f":"'Energy Uses'!KB287","v":0},{"$f":"'Energy Uses'!KA287","v":0},{"$f":"'Energy Uses'!JZ287","v":0},{"$f":"'Energy Uses'!JY287","v":0},{"$f":"'Energy Uses'!JX287","v":0},{"$f":"'Energy Uses'!JW287","v":0},{"$f":"'Energy Uses'!JV287","v":0},{"$f":"'Energy Uses'!JU287","v":0},{"$f":"'Energy Uses'!JT287","v":0},{"$f":"'Energy Uses'!JS287","v":0},{"$f":"'Energy Uses'!JR287","v":0},{"$f":"'Energy Uses'!JQ287","v":0},{"$f":"'Energy Uses'!JP287","v":0},{"$f":"'Energy Uses'!JO287","v":0},{"$f":"'Energy Uses'!JN287","v":0},{"$f":"'Energy Uses'!JM287","v":0}]
[null,null,null,null,null,null,null,null,null,null,null,null,null,null,null,null,null,null,null,null,null,null,null,null,null,null,null,null,null,null,null,null,{"$f":"'Energy Uses'!M288","v":false},0,0,18,{"$f":"'Energy Uses'!C288","v":0},{"$f":"'Energy Uses'!KK288","v":0},{"$f":"'Energy Uses'!KJ288","v":0},{"$f":"'Energy Uses'!KI288","v":0},{"$f":"'Energy Uses'!KH288","v":0},{"$f":"'Energy Uses'!KG288","v":0},{"$f":"'Energy Uses'!KF288","v":0},{"$f":"'Energy Uses'!KE288","v":0},{"$f":"'Energy Uses'!KD288","v":0},{"$f":"'Energy Uses'!KC288","v":0},{"$f":"'Energy Uses'!KB288","v":0},{"$f":"'Energy Uses'!KA288","v":0},{"$f":"'Energy Uses'!JZ288","v":0},{"$f":"'Energy Uses'!JY288","v":0},{"$f":"'Energy Uses'!JX288","v":0},{"$f":"'Energy Uses'!JW288","v":0},{"$f":"'Energy Uses'!JV288","v":0},{"$f":"'Energy Uses'!JU288","v":0},{"$f":"'Energy Uses'!JT288","v":0},{"$f":"'Energy Uses'!JS288","v":0},{"$f":"'Energy Uses'!JR288","v":0},{"$f":"'Energy Uses'!JQ288","v":0},{"$f":"'Energy Uses'!JP288","v":0},{"$f":"'Energy Uses'!JO288","v":0},{"$f":"'Energy Uses'!JN288","v":0},{"$f":"'Energy Uses'!JM288","v":0}]
[null,null,null,null,null,null,null,null,null,null,null,null,null,null,null,null,null,null,null,null,null,null,null,null,null,null,null,null,null,null,null,null,{"$f":"'Energy Uses'!M289","v":false},0,0,19,{"$f":"'Energy Uses'!C289","v":0},{"$f":"'Energy Uses'!KK289","v":0},{"$f":"'Energy Uses'!KJ289","v":0},{"$f":"'Energy Uses'!KI289","v":0},{"$f":"'Energy Uses'!KH289","v":0},{"$f":"'Energy Uses'!KG289","v":0},{"$f":"'Energy Uses'!KF289","v":0},{"$f":"'Energy Uses'!KE289","v":0},{"$f":"'Energy Uses'!KD289","v":0},{"$f":"'Energy Uses'!KC289","v":0},{"$f":"'Energy Uses'!KB289","v":0},{"$f":"'Energy Uses'!KA289","v":0},{"$f":"'Energy Uses'!JZ289","v":0},{"$f":"'Energy Uses'!JY289","v":0},{"$f":"'Energy Uses'!JX289","v":0},{"$f":"'Energy Uses'!JW289","v":0},{"$f":"'Energy Uses'!JV289","v":0},{"$f":"'Energy Uses'!JU289","v":0},{"$f":"'Energy Uses'!JT289","v":0},{"$f":"'Energy Uses'!JS289","v":0},{"$f":"'Energy Uses'!JR289","v":0},{"$f":"'Energy Uses'!JQ289","v":0},{"$f":"'Energy Uses'!JP289","v":0},{"$f":"'Energy Uses'!JO289","v":0},{"$f":"'Energy Uses'!JN289","v":0},{"$f":"'Energy Uses'!JM289","v":0}]
[null,null,null,null,null,null,null,null,null,null,null,null,null,null,null,null,null,null,null,null,null,null,null,null,null,null,null,null,null,null,null,null,{"$f":"'Energy Uses'!M290","v":false},0,0,20,{"$f":"'Energy Uses'!C290","v":0},{"$f":"'Energy Uses'!KK290","v":0},{"$f":"'Energy Uses'!KJ290","v":0},{"$f":"'Energy Uses'!KI290","v":0},{"$f":"'Energy Uses'!KH290","v":0},{"$f":"'Energy Uses'!KG290","v":0},{"$f":"'Energy Uses'!KF290","v":0},{"$f":"'Energy Uses'!KE290","v":0},{"$f":"'Energy Uses'!KD290","v":0},{"$f":"'Energy Uses'!KC290","v":0},{"$f":"'Energy Uses'!KB290","v":0},{"$f":"'Energy Uses'!KA290","v":0},{"$f":"'Energy Uses'!JZ290","v":0},{"$f":"'Energy Uses'!JY290","v":0},{"$f":"'Energy Uses'!JX290","v":0},{"$f":"'Energy Uses'!JW290","v":0},{"$f":"'Energy Uses'!JV290","v":0},{"$f":"'Energy Uses'!JU290","v":0},{"$f":"'Energy Uses'!JT290","v":0},{"$f":"'Energy Uses'!JS290","v":0},{"$f":"'Energy Uses'!JR290","v":0},{"$f":"'Energy Uses'!JQ290","v":0},{"$f":"'Energy Uses'!JP290","v":0},{"$f":"'Energy Uses'!JO290","v":0},{"$f":"'Energy Uses'!JN290","v":0},{"$f":"'Energy Uses'!JM290","v":0}]
[null,null,null,null,null,null,null,null,null,null,null,null,null,null,null,null,null,null,null,null,null,null,null,null,null,null,null,null,null,null,null,null,{"$f":"'Energy Uses'!M291","v":false},0,0,21,{"$f":"'Energy Uses'!C291","v":0},{"$f":"'Energy Uses'!KK291","v":0},{"$f":"'Energy Uses'!KJ291","v":0},{"$f":"'Energy Uses'!KI291","v":0},{"$f":"'Energy Uses'!KH291","v":0},{"$f":"'Energy Uses'!KG291","v":0},{"$f":"'Energy Uses'!KF291","v":0},{"$f":"'Energy Uses'!KE291","v":0},{"$f":"'Energy Uses'!KD291","v":0},{"$f":"'Energy Uses'!KC291","v":0},{"$f":"'Energy Uses'!KB291","v":0},{"$f":"'Energy Uses'!KA291","v":0},{"$f":"'Energy Uses'!JZ291","v":0},{"$f":"'Energy Uses'!JY291","v":0},{"$f":"'Energy Uses'!JX291","v":0},{"$f":"'Energy Uses'!JW291","v":0},{"$f":"'Energy Uses'!JV291","v":0},{"$f":"'Energy Uses'!JU291","v":0},{"$f":"'Energy Uses'!JT291","v":0},{"$f":"'Energy Uses'!JS291","v":0},{"$f":"'Energy Uses'!JR291","v":0},{"$f":"'Energy Uses'!JQ291","v":0},{"$f":"'Energy Uses'!JP291","v":0},{"$f":"'Energy Uses'!JO291","v":0},{"$f":"'Energy Uses'!JN291","v":0},{"$f":"'Energy Uses'!JM291","v":0}]
[null,null,null,null,null,null,null,null,null,null,null,null,null,null,null,null,null,null,null,null,null,null,null,null,null,null,null,null,null,null,null,null,{"$f":"'Energy Uses'!M292","v":false},0,0,22,{"$f":"'Energy Uses'!C292","v":0},{"$f":"'Energy Uses'!KK292","v":0},{"$f":"'Energy Uses'!KJ292","v":0},{"$f":"'Energy Uses'!KI292","v":0},{"$f":"'Energy Uses'!KH292","v":0},{"$f":"'Energy Uses'!KG292","v":0},{"$f":"'Energy Uses'!KF292","v":0},{"$f":"'Energy Uses'!KE292","v":0},{"$f":"'Energy Uses'!KD292","v":0},{"$f":"'Energy Uses'!KC292","v":0},{"$f":"'Energy Uses'!KB292","v":0},{"$f":"'Energy Uses'!KA292","v":0},{"$f":"'Energy Uses'!JZ292","v":0},{"$f":"'Energy Uses'!JY292","v":0},{"$f":"'Energy Uses'!JX292","v":0},{"$f":"'Energy Uses'!JW292","v":0},{"$f":"'Energy Uses'!JV292","v":0},{"$f":"'Energy Uses'!JU292","v":0},{"$f":"'Energy Uses'!JT292","v":0},{"$f":"'Energy Uses'!JS292","v":0},{"$f":"'Energy Uses'!JR292","v":0},{"$f":"'Energy Uses'!JQ292","v":0},{"$f":"'Energy Uses'!JP292","v":0},{"$f":"'Energy Uses'!JO292","v":0},{"$f":"'Energy Uses'!JN292","v":0},{"$f":"'Energy Uses'!JM292","v":0}]
[null,null,null,null,null,null,null,null,null,null,null,null,null,null,null,null,null,null,null,null,null,null,null,null,null,null,null,null,null,null,null,null,{"$f":"'Energy Uses'!M293","v":false},0,0,23,{"$f":"'Energy Uses'!C293","v":0},{"$f":"'Energy Uses'!KK293","v":0},{"$f":"'Energy Uses'!KJ293","v":0},{"$f":"'Energy Uses'!KI293","v":0},{"$f":"'Energy Uses'!KH293","v":0},{"$f":"'Energy Uses'!KG293","v":0},{"$f":"'Energy Uses'!KF293","v":0},{"$f":"'Energy Uses'!KE293","v":0},{"$f":"'Energy Uses'!KD293","v":0},{"$f":"'Energy Uses'!KC293","v":0},{"$f":"'Energy Uses'!KB293","v":0},{"$f":"'Energy Uses'!KA293","v":0},{"$f":"'Energy Uses'!JZ293","v":0},{"$f":"'Energy Uses'!JY293","v":0},{"$f":"'Energy Uses'!JX293","v":0},{"$f":"'Energy Uses'!JW293","v":0},{"$f":"'Energy Uses'!JV293","v":0},{"$f":"'Energy Uses'!JU293","v":0},{"$f":"'Energy Uses'!JT293","v":0},{"$f":"'Energy Uses'!JS293","v":0},{"$f":"'Energy Uses'!JR293","v":0},{"$f":"'Energy Uses'!JQ293","v":0},{"$f":"'Energy Uses'!JP293","v":0},{"$f":"'Energy Uses'!JO293","v":0},{"$f":"'Energy Uses'!JN293","v":0},{"$f":"'Energy Uses'!JM293","v":0}]
[null,null,null,null,null,null,null,null,null,null,null,null,null,null,null,null,null,null,null,null,null,null,null,null,null,null,null,null,null,null,null,null,{"$f":"'Energy Uses'!M294","v":false},0,0,24,{"$f":"'Energy Uses'!C294","v":0},{"$f":"'Energy Uses'!KK294","v":0},{"$f":"'Energy Uses'!KJ294","v":0},{"$f":"'Energy Uses'!KI294","v":0},{"$f":"'Energy Uses'!KH294","v":0},{"$f":"'Energy Uses'!KG294","v":0},{"$f":"'Energy Uses'!KF294","v":0},{"$f":"'Energy Uses'!KE294","v":0},{"$f":"'Energy Uses'!KD294","v":0},{"$f":"'Energy Uses'!KC294","v":0},{"$f":"'Energy Uses'!KB294","v":0},{"$f":"'Energy Uses'!KA294","v":0},{"$f":"'Energy Uses'!JZ294","v":0},{"$f":"'Energy Uses'!JY294","v":0},{"$f":"'Energy Uses'!JX294","v":0},{"$f":"'Energy Uses'!JW294","v":0},{"$f":"'Energy Uses'!JV294","v":0},{"$f":"'Energy Uses'!JU294","v":0},{"$f":"'Energy Uses'!JT294","v":0},{"$f":"'Energy Uses'!JS294","v":0},{"$f":"'Energy Uses'!JR294","v":0},{"$f":"'Energy Uses'!JQ294","v":0},{"$f":"'Energy Uses'!JP294","v":0},{"$f":"'Energy Uses'!JO294","v":0},{"$f":"'Energy Uses'!JN294","v":0},{"$f":"'Energy Uses'!JM294","v":0}]
[null,null,null,null,null,null,null,null,null,null,null,null,null,null,null,null,null,null,null,null,null,null,null,null,null,null,null,null,null,null,null,null,{"$f":"'Energy Uses'!M295","v":false},0,0,25,{"$f":"'Energy Uses'!C295","v":0},{"$f":"'Energy Uses'!KK295","v":0},{"$f":"'Energy Uses'!KJ295","v":0},{"$f":"'Energy Uses'!KI295","v":0},{"$f":"'Energy Uses'!KH295","v":0},{"$f":"'Energy Uses'!KG295","v":0},{"$f":"'Energy Uses'!KF295","v":0},{"$f":"'Energy Uses'!KE295","v":0},{"$f":"'Energy Uses'!KD295","v":0},{"$f":"'Energy Uses'!KC295","v":0},{"$f":"'Energy Uses'!KB295","v":0},{"$f":"'Energy Uses'!KA295","v":0},{"$f":"'Energy Uses'!JZ295","v":0},{"$f":"'Energy Uses'!JY295","v":0},{"$f":"'Energy Uses'!JX295","v":0},{"$f":"'Energy Uses'!JW295","v":0},{"$f":"'Energy Uses'!JV295","v":0},{"$f":"'Energy Uses'!JU295","v":0},{"$f":"'Energy Uses'!JT295","v":0},{"$f":"'Energy Uses'!JS295","v":0},{"$f":"'Energy Uses'!JR295","v":0},{"$f":"'Energy Uses'!JQ295","v":0},{"$f":"'Energy Uses'!JP295","v":0},{"$f":"'Energy Uses'!JO295","v":0},{"$f":"'Energy Uses'!JN295","v":0},{"$f":"'Energy Uses'!JM295","v":0}]
[null,null,null,null,null,null,null,null,null,null,null,null,null,null,null,null,null,null,null,null,null,null,null,null,null,null,null,null,null,null,null,null,{"$f":"'Energy Uses'!M296","v":false},0,0,26,{"$f":"'Energy Uses'!C296","v":0},{"$f":"'Energy Uses'!KK296","v":0},{"$f":"'Energy Uses'!KJ296","v":0},{"$f":"'Energy Uses'!KI296","v":0},{"$f":"'Energy Uses'!KH296","v":0},{"$f":"'Energy Uses'!KG296","v":0},{"$f":"'Energy Uses'!KF296","v":0},{"$f":"'Energy Uses'!KE296","v":0},{"$f":"'Energy Uses'!KD296","v":0},{"$f":"'Energy Uses'!KC296","v":0},{"$f":"'Energy Uses'!KB296","v":0},{"$f":"'Energy Uses'!KA296","v":0},{"$f":"'Energy Uses'!JZ296","v":0},{"$f":"'Energy Uses'!JY296","v":0},{"$f":"'Energy Uses'!JX296","v":0},{"$f":"'Energy Uses'!JW296","v":0},{"$f":"'Energy Uses'!JV296","v":0},{"$f":"'Energy Uses'!JU296","v":0},{"$f":"'Energy Uses'!JT296","v":0},{"$f":"'Energy Uses'!JS296","v":0},{"$f":"'Energy Uses'!JR296","v":0},{"$f":"'Energy Uses'!JQ296","v":0},{"$f":"'Energy Uses'!JP296","v":0},{"$f":"'Energy Uses'!JO296","v":0},{"$f":"'Energy Uses'!JN296","v":0},{"$f":"'Energy Uses'!JM296","v":0}]
[null,null,null,null,null,null,null,null,null,null,null,null,null,null,null,null,null,null,null,null,null,null,null,null,null,null,null,null,null,null,null,null,{"$f":"'Energy Uses'!M297","v":false},0,0,27,{"$f":"'Energy Uses'!C297","v":0},{"$f":"'Energy Uses'!KK297","v":0},{"$f":"'Energy Uses'!KJ297","v":0},{"$f":"'Energy Uses'!KI297","v":0},{"$f":"'Energy Uses'!KH297","v":0},{"$f":"'Energy Uses'!KG297","v":0},{"$f":"'Energy Uses'!KF297","v":0},{"$f":"'Energy Uses'!KE297","v":0},{"$f":"'Energy Uses'!KD297","v":0},{"$f":"'Energy Uses'!KC297","v":0},{"$f":"'Energy Uses'!KB297","v":0},{"$f":"'Energy Uses'!KA297","v":0},{"$f":"'Energy Uses'!JZ297","v":0},{"$f":"'Energy Uses'!JY297","v":0},{"$f":"'Energy Uses'!JX297","v":0},{"$f":"'Energy Uses'!JW297","v":0},{"$f":"'Energy Uses'!JV297","v":0},{"$f":"'Energy Uses'!JU297","v":0},{"$f":"'Energy Uses'!JT297","v":0},{"$f":"'Energy Uses'!JS297","v":0},{"$f":"'Energy Uses'!JR297","v":0},{"$f":"'Energy Uses'!JQ297","v":0},{"$f":"'Energy Uses'!JP297","v":0},{"$f":"'Energy Uses'!JO297","v":0},{"$f":"'Energy Uses'!JN297","v":0},{"$f":"'Energy Uses'!JM297","v":0}]
[null,null,null,null,null,null,null,null,null,null,null,null,null,null,null,null,null,null,null,null,null,null,null,null,null,null,null,null,null,null,null,null,{"$f":"'Energy Uses'!M298","v":false},0,0,28,{"$f":"'Energy Uses'!C298","v":0},{"$f":"'Energy Uses'!KK298","v":0},{"$f":"'Energy Uses'!KJ298","v":0},{"$f":"'Energy Uses'!KI298","v":0},{"$f":"'Energy Uses'!KH298","v":0},{"$f":"'Energy Uses'!KG298","v":0},{"$f":"'Energy Uses'!KF298","v":0},{"$f":"'Energy Uses'!KE298","v":0},{"$f":"'Energy Uses'!KD298","v":0},{"$f":"'Energy Uses'!KC298","v":0},{"$f":"'Energy Uses'!KB298","v":0},{"$f":"'Energy Uses'!KA298","v":0},{"$f":"'Energy Uses'!JZ298","v":0},{"$f":"'Energy Uses'!JY298","v":0},{"$f":"'Energy Uses'!JX298","v":0},{"$f":"'Energy Uses'!JW298","v":0},{"$f":"'Energy Uses'!JV298","v":0},{"$f":"'Energy Uses'!JU298","v":0},{"$f":"'Energy Uses'!JT298","v":0},{"$f":"'Energy Uses'!JS298","v":0},{"$f":"'Energy Uses'!JR298","v":0},{"$f":"'Energy Uses'!JQ298","v":0},{"$f":"'Energy Uses'!JP298","v":0},{"$f":"'Energy Uses'!JO298","v":0},{"$f":"'Energy Uses'!JN298","v":0},{"$f":"'Energy Uses'!JM298","v":0}]
[null,null,null,null,null,null,null,null,null,null,null,null,null,null,null,null,null,null,null,null,null,null,null,null,null,null,null,null,null,null,null,null,{"$f":"'Energy Uses'!M299","v":false},0,0,29,{"$f":"'Energy Uses'!C299","v":0},{"$f":"'Energy Uses'!KK299","v":0},{"$f":"'Energy Uses'!KJ299","v":0},{"$f":"'Energy Uses'!KI299","v":0},{"$f":"'Energy Uses'!KH299","v":0},{"$f":"'Energy Uses'!KG299","v":0},{"$f":"'Energy Uses'!KF299","v":0},{"$f":"'Energy Uses'!KE299","v":0},{"$f":"'Energy Uses'!KD299","v":0},{"$f":"'Energy Uses'!KC299","v":0},{"$f":"'Energy Uses'!KB299","v":0},{"$f":"'Energy Uses'!KA299","v":0},{"$f":"'Energy Uses'!JZ299","v":0},{"$f":"'Energy Uses'!JY299","v":0},{"$f":"'Energy Uses'!JX299","v":0},{"$f":"'Energy Uses'!JW299","v":0},{"$f":"'Energy Uses'!JV299","v":0},{"$f":"'Energy Uses'!JU299","v":0},{"$f":"'Energy Uses'!JT299","v":0},{"$f":"'Energy Uses'!JS299","v":0},{"$f":"'Energy Uses'!JR299","v":0},{"$f":"'Energy Uses'!JQ299","v":0},{"$f":"'Energy Uses'!JP299","v":0},{"$f":"'Energy Uses'!JO299","v":0},{"$f":"'Energy Uses'!JN299","v":0},{"$f":"'Energy Uses'!JM299","v":0}]
[null,null,null,null,null,null,null,null,null,null,null,null,null,null,null,null,null,null,null,null,null,null,null,null,null,null,null,null,null,null,null,null,{"$f":"'Energy Uses'!M300","v":false},0,0,30,{"$f":"'Energy Uses'!C300","v":0},{"$f":"'Energy Uses'!KK300","v":0},{"$f":"'Energy Uses'!KJ300","v":0},{"$f":"'Energy Uses'!KI300","v":0},{"$f":"'Energy Uses'!KH300","v":0},{"$f":"'Energy Uses'!KG300","v":0},{"$f":"'Energy Uses'!KF300","v":0},{"$f":"'Energy Uses'!KE300","v":0},{"$f":"'Energy Uses'!KD300","v":0},{"$f":"'Energy Uses'!KC300","v":0},{"$f":"'Energy Uses'!KB300","v":0},{"$f":"'Energy Uses'!KA300","v":0},{"$f":"'Energy Uses'!JZ300","v":0},{"$f":"'Energy Uses'!JY300","v":0},{"$f":"'Energy Uses'!JX300","v":0},{"$f":"'Energy Uses'!JW300","v":0},{"$f":"'Energy Uses'!JV300","v":0},{"$f":"'Energy Uses'!JU300","v":0},{"$f":"'Energy Uses'!JT300","v":0},{"$f":"'Energy Uses'!JS300","v":0},{"$f":"'Energy Uses'!JR300","v":0},{"$f":"'Energy Uses'!JQ300","v":0},{"$f":"'Energy Uses'!JP300","v":0},{"$f":"'Energy Uses'!JO300","v":0},{"$f":"'Energy Uses'!JN300","v":0},{"$f":"'Energy Uses'!JM300","v":0}]
[null,null,null,null,null,null,null,null,null,null,null,null,null,null,null,null,null,null,null,null,null,null,null,null,null,null,null,null,null,null,null,null,{"$f":"'Energy Uses'!M301","v":false},0,{"$f":"HLOOKUP(AI$272,$AL$272:$BJ$302,AJ302,)","v":0},31,{"$f":"'Energy Uses'!C301","v":0},{"$f":"'Energy Uses'!KK301","v":0},{"$f":"'Energy Uses'!KJ301","v":0},{"$f":"'Energy Uses'!KI301","v":0},{"$f":"'Energy Uses'!KH301","v":0},{"$f":"'Energy Uses'!KG301","v":0},{"$f":"'Energy Uses'!KF301","v":0},{"$f":"'Energy Uses'!KE301","v":0},{"$f":"'Energy Uses'!KD301","v":0},{"$f":"'Energy Uses'!KC301","v":0},{"$f":"'Energy Uses'!KB301","v":0},{"$f":"'Energy Uses'!KA301","v":0},{"$f":"'Energy Uses'!JZ301","v":0},{"$f":"'Energy Uses'!JY301","v":0},{"$f":"'Energy Uses'!JX301","v":0},{"$f":"'Energy Uses'!JW301","v":0},{"$f":"'Energy Uses'!JV301","v":0},{"$f":"'Energy Uses'!JU301","v":0},{"$f":"'Energy Uses'!JT301","v":0},{"$f":"'Energy Uses'!JS301","v":0},{"$f":"'Energy Uses'!JR301","v":0},{"$f":"'Energy Uses'!JQ301","v":0},{"$f":"'Energy Uses'!JP301","v":0},{"$f":"'Energy Uses'!JO301","v":0},{"$f":"'Energy Uses'!JN301","v":0},{"$f":"'Energy Uses'!JM301","v":0}]
[null,null,null,null,null,null,null,null,null,null,null,null,null,null,null,null,null,null,null,null,null,null,null,null,null,null,null,null,null,null,null,null,true]
[null,null,null,null,null,null,null,null,null,null,null,null,null,null,null,null,null,null,null,null,null,null,null,null,null,null,null,null,null,null,null,null,true,null,{"$f":"$AI$68","v":2015},null,null,{"$f":"AM304-1","v":2005},2006,2007,2008,2009,2010,2011,2012,2013,2014,2015,2016,2017,2018,2019,2020,2021,2022,2023,2024,2025,2026,2027,{"$f":"BJ304-1","v":2028},{"$f":"FinalYear","v":2029}]
[null,null,null,null,null,null,null,null,null,null,null,null,null,null,null,null,null,null,null,null,null,null,null,null,null,null,null,null,null,null,null,null,{"$f":"'Energy Uses'!M313","v":false},{"$f":"AK305","v":0},{"$f":"HLOOKUP(AI$304,$AL$304:$BJ$334,AJ305,)","v":0},2,{"$f":"'Energy Uses'!C313","v":0},{"$f":"'Energy Uses'!KK313","v":0},{"$f":"'Energy Uses'!KJ313","v":0},{"$f":"'Energy Uses'!KI313","v":0},{"$f":"'Energy Uses'!KH313","v":0},{"$f":"'Energy Uses'!KG313","v":0},{"$f":"'Energy Uses'!KF313","v":0},{"$f":"'Energy Uses'!KE313","v":0},{"$f":"'Energy Uses'!KD313","v":0},{"$f":"'Energy Uses'!KC313","v":0},{"$f":"'Energy Uses'!KB313","v":0},{"$f":"'Energy Uses'!KA313","v":0},{"$f":"'Energy Uses'!JZ313","v":0},{"$f":"'Energy Uses'!JY313","v":0},{"$f":"'Energy Uses'!JX313","v":0},{"$f":"'Energy Uses'!JW313","v":0},{"$f":"'Energy Uses'!JV313","v":0},{"$f":"'Energy Uses'!JU313","v":0},{"$f":"'Energy Uses'!JT313","v":0},{"$f":"'Energy Uses'!JS313","v":0},{"$f":"'Energy Uses'!JR313","v":0},{"$f":"'Energy Uses'!JQ313","v":0},{"$f":"'Energy Uses'!JP313","v":0},{"$f":"'Energy Uses'!JO313","v":0},{"$f":"'Energy Uses'!JN313","v":0},{"$f":"'Energy Uses'!JM313","v":0}]
[null,null,null,null,null,null,null,null,null,null,null,null,null,null,null,null,null,null,null,null,null,null,null,null,null,null,null,null,null,null,null,null,{"$f":"'Energy Uses'!M314","v":false},0,{"$f":"HLOOKUP(AI$304,$AL$304:$BJ$334,AJ306,)","v":0},3,{"$f":"'Energy Uses'!C314","v":0},{"$f":"'Energy Uses'!KK314","v":0},{"$f":"'Energy Uses'!KJ314","v":0},{"$f":"'Energy Uses'!KI314","v":0},{"$f":"'Energy Uses'!KH314","v":0},{"$f":"'Energy Uses'!KG314","v":0},{"$f":"'Energy Uses'!KF314","v":0},{"$f":"'Energy Uses'!KE314","v":0},{"$f":"'Energy Uses'!KD314","v":0},{"$f":"'Energy Uses'!KC314","v":0},{"$f":"'Energy Uses'!KB314","v":0},{"$f":"'Energy Uses'!KA314","v":0},{"$f":"'Energy Uses'!JZ314","v":0},{"$f":"'Energy Uses'!JY314","v":0},{"$f":"'Energy Uses'!JX314","v":0},{"$f":"'Energy Uses'!JW314","v":0},{"$f":"'Energy Uses'!JV314","v":0},{"$f":"'Energy Uses'!JU314","v":0},{"$f":"'Energy Uses'!JT314","v":0},{"$f":"'Energy Uses'!JS314","v":0},{"$f":"'Energy Uses'!JR314","v":0},{"$f":"'Energy Uses'!JQ314","v":0},{"$f":"'Energy Uses'!JP314","v":0},{"$f":"'Energy Uses'!JO314","v":0},{"$f":"'Energy Uses'!JN314","v":0},{"$f":"'Energy Uses'!JM314","v":0}]
[null,null,null,null,null,null,null,null,null,null,null,null,null,null,null,null,null,null,null,null,null,null,null,null,null,null,null,null,null,null,null,null,{"$f":"'Energy Uses'!M315","v":false},0,0,4,{"$f":"'Energy Uses'!C315","v":0},{"$f":"'Energy Uses'!KK315","v":0},{"$f":"'Energy Uses'!KJ315","v":0},{"$f":"'Energy Uses'!KI315","v":0},{"$f":"'Energy Uses'!KH315","v":0},{"$f":"'Energy Uses'!KG315","v":0},{"$f":"'Energy Uses'!KF315","v":0},{"$f":"'Energy Uses'!KE315","v":0},{"$f":"'Energy Uses'!KD315","v":0},{"$f":"'Energy Uses'!KC315","v":0},{"$f":"'Energy Uses'!KB315","v":0},{"$f":"'Energy Uses'!KA315","v":0},{"$f":"'Energy Uses'!JZ315","v":0},{"$f":"'Energy Uses'!JY315","v":0},{"$f":"'Energy Uses'!JX315","v":0},{"$f":"'Energy Uses'!JW315","v":0},{"$f":"'Energy Uses'!JV315","v":0},{"$f":"'Energy Uses'!JU315","v":0},{"$f":"'Energy Uses'!JT315","v":0},{"$f":"'Energy Uses'!JS315","v":0},{"$f":"'Energy Uses'!JR315","v":0},{"$f":"'Energy Uses'!JQ315","v":0},{"$f":"'Energy Uses'!JP315","v":0},{"$f":"'Energy Uses'!JO315","v":0},{"$f":"'Energy Uses'!JN315","v":0},{"$f":"'Energy Uses'!JM315","v":0}]
[null,null,null,null,null,null,null,null,null,null,null,null,null,null,null,null,null,null,null,null,null,null,null,null,null,null,null,null,null,null,null,null,{"$f":"'Energy Uses'!M316","v":false},0,0,5,{"$f":"'Energy Uses'!C316","v":0},{"$f":"'Energy Uses'!KK316","v":0},{"$f":"'Energy Uses'!KJ316","v":0},{"$f":"'Energy Uses'!KI316","v":0},{"$f":"'Energy Uses'!KH316","v":0},{"$f":"'Energy Uses'!KG316","v":0},{"$f":"'Energy Uses'!KF316","v":0},{"$f":"'Energy Uses'!KE316","v":0},{"$f":"'Energy Uses'!KD316","v":0},{"$f":"'Energy Uses'!KC316","v":0},{"$f":"'Energy Uses'!KB316","v":0},{"$f":"'Energy Uses'!KA316","v":0},{"$f":"'Energy Uses'!JZ316","v":0},{"$f":"'Energy Uses'!JY316","v":0},{"$f":"'Energy Uses'!JX316","v":0},{"$f":"'Energy Uses'!JW316","v":0},{"$f":"'Energy Uses'!JV316","v":0},{"$f":"'Energy Uses'!JU316","v":0},{"$f":"'Energy Uses'!JT316","v":0},{"$f":"'Energy Uses'!JS316","v":0},{"$f":"'Energy Uses'!JR316","v":0},{"$f":"'Energy Uses'!JQ316","v":0},{"$f":"'Energy Uses'!JP316","v":0},{"$f":"'Energy Uses'!JO316","v":0},{"$f":"'Energy Uses'!JN316","v":0},{"$f":"'Energy Uses'!JM316","v":0}]
[null,null,null,null,null,null,null,null,null,null,null,null,null,null,null,null,null,null,null,null,null,null,null,null,null,null,null,null,null,null,null,null,{"$f":"'Energy Uses'!M317","v":false},0,0,6,{"$f":"'Energy Uses'!C317","v":0},{"$f":"'Energy Uses'!KK317","v":0},{"$f":"'Energy Uses'!KJ317","v":0},{"$f":"'Energy Uses'!KI317","v":0},{"$f":"'Energy Uses'!KH317","v":0},{"$f":"'Energy Uses'!KG317","v":0},{"$f":"'Energy Uses'!KF317","v":0},{"$f":"'Energy Uses'!KE317","v":0},{"$f":"'Energy Uses'!KD317","v":0},{"$f":"'Energy Uses'!KC317","v":0},{"$f":"'Energy Uses'!KB317","v":0},{"$f":"'Energy Uses'!KA317","v":0},{"$f":"'Energy Uses'!JZ317","v":0},{"$f":"'Energy Uses'!JY317","v":0},{"$f":"'Energy Uses'!JX317","v":0},{"$f":"'Energy Uses'!JW317","v":0},{"$f":"'Energy Uses'!JV317","v":0},{"$f":"'Energy Uses'!JU317","v":0},{"$f":"'Energy Uses'!JT317","v":0},{"$f":"'Energy Uses'!JS317","v":0},{"$f":"'Energy Uses'!JR317","v":0},{"$f":"'Energy Uses'!JQ317","v":0},{"$f":"'Energy Uses'!JP317","v":0},{"$f":"'Energy Uses'!JO317","v":0},{"$f":"'Energy Uses'!JN317","v":0},{"$f":"'Energy Uses'!JM317","v":0}]
[null,null,null,null,null,null,null,null,null,null,null,null,null,null,null,null,null,null,null,null,null,null,null,null,null,null,null,null,null,null,null,null,{"$f":"'Energy Uses'!M318","v":false},0,0,7,{"$f":"'Energy Uses'!C318","v":0},{"$f":"'Energy Uses'!KK318","v":0},{"$f":"'Energy Uses'!KJ318","v":0},{"$f":"'Energy Uses'!KI318","v":0},{"$f":"'Energy Uses'!KH318","v":0},{"$f":"'Energy Uses'!KG318","v":0},{"$f":"'Energy Uses'!KF318","v":0},{"$f":"'Energy Uses'!KE318","v":0},{"$f":"'Energy Uses'!KD318","v":0},{"$f":"'Energy Uses'!KC318","v":0},{"$f":"'Energy Uses'!KB318","v":0},{"$f":"'Energy Uses'!KA318","v":0},{"$f":"'Energy Uses'!JZ318","v":0},{"$f":"'Energy Uses'!JY318","v":0},{"$f":"'Energy Uses'!JX318","v":0},{"$f":"'Energy Uses'!JW318","v":0},{"$f":"'Energy Uses'!JV318","v":0},{"$f":"'Energy Uses'!JU318","v":0},{"$f":"'Energy Uses'!JT318","v":0},{"$f":"'Energy Uses'!JS318","v":0},{"$f":"'Energy Uses'!JR318","v":0},{"$f":"'Energy Uses'!JQ318","v":0},{"$f":"'Energy Uses'!JP318","v":0},{"$f":"'Energy Uses'!JO318","v":0},{"$f":"'Energy Uses'!JN318","v":0},{"$f":"'Energy Uses'!JM318","v":0}]
[null,null,null,null,null,null,null,null,null,null,null,null,null,null,null,null,null,null,null,null,null,null,null,null,null,null,null,null,null,null,null,null,{"$f":"'Energy Uses'!M319","v":false},0,0,8,{"$f":"'Energy Uses'!C319","v":0},{"$f":"'Energy Uses'!KK319","v":0},{"$f":"'Energy Uses'!KJ319","v":0},{"$f":"'Energy Uses'!KI319","v":0},{"$f":"'Energy Uses'!KH319","v":0},{"$f":"'Energy Uses'!KG319","v":0},{"$f":"'Energy Uses'!KF319","v":0},{"$f":"'Energy Uses'!KE319","v":0},{"$f":"'Energy Uses'!KD319","v":0},{"$f":"'Energy Uses'!KC319","v":0},{"$f":"'Energy Uses'!KB319","v":0},{"$f":"'Energy Uses'!KA319","v":0},{"$f":"'Energy Uses'!JZ319","v":0},{"$f":"'Energy Uses'!JY319","v":0},{"$f":"'Energy Uses'!JX319","v":0},{"$f":"'Energy Uses'!JW319","v":0},{"$f":"'Energy Uses'!JV319","v":0},{"$f":"'Energy Uses'!JU319","v":0},{"$f":"'Energy Uses'!JT319","v":0},{"$f":"'Energy Uses'!JS319","v":0},{"$f":"'Energy Uses'!JR319","v":0},{"$f":"'Energy Uses'!JQ319","v":0},{"$f":"'Energy Uses'!JP319","v":0},{"$f":"'Energy Uses'!JO319","v":0},{"$f":"'Energy Uses'!JN319","v":0},{"$f":"'Energy Uses'!JM319","v":0}]
[null,null,null,null,null,null,null,null,null,null,null,null,null,null,null,null,null,null,null,null,null,null,null,null,null,null,null,null,null,null,null,null,{"$f":"'Energy Uses'!M320","v":false},0,0,9,{"$f":"'Energy Uses'!C320","v":0},{"$f":"'Energy Uses'!KK320","v":0},{"$f":"'Energy Uses'!KJ320","v":0},{"$f":"'Energy Uses'!KI320","v":0},{"$f":"'Energy Uses'!KH320","v":0},{"$f":"'Energy Uses'!KG320","v":0},{"$f":"'Energy Uses'!KF320","v":0},{"$f":"'Energy Uses'!KE320","v":0},{"$f":"'Energy Uses'!KD320","v":0},{"$f":"'Energy Uses'!KC320","v":0},{"$f":"'Energy Uses'!KB320","v":0},{"$f":"'Energy Uses'!KA320","v":0},{"$f":"'Energy Uses'!JZ320","v":0},{"$f":"'Energy Uses'!JY320","v":0},{"$f":"'Energy Uses'!JX320","v":0},{"$f":"'Energy Uses'!JW320","v":0},{"$f":"'Energy Uses'!JV320","v":0},{"$f":"'Energy Uses'!JU320","v":0},{"$f":"'Energy Uses'!JT320","v":0},{"$f":"'Energy Uses'!JS320","v":0},{"$f":"'Energy Uses'!JR320","v":0},{"$f":"'Energy Uses'!JQ320","v":0},{"$f":"'Energy Uses'!JP320","v":0},{"$f":"'Energy Uses'!JO320","v":0},{"$f":"'Energy Uses'!JN320","v":0},{"$f":"'Energy Uses'!JM320","v":0}]
[null,null,null,null,null,null,null,null,null,null,null,null,null,null,null,null,null,null,null,null,null,null,null,null,null,null,null,null,null,null,null,null,{"$f":"'Energy Uses'!M321","v":false},0,0,10,{"$f":"'Energy Uses'!C321","v":0},{"$f":"'Energy Uses'!KK321","v":0},{"$f":"'Energy Uses'!KJ321","v":0},{"$f":"'Energy Uses'!KI321","v":0},{"$f":"'Energy Uses'!KH321","v":0},{"$f":"'Energy Uses'!KG321","v":0},{"$f":"'Energy Uses'!KF321","v":0},{"$f":"'Energy Uses'!KE321","v":0},{"$f":"'Energy Uses'!KD321","v":0},{"$f":"'Energy Uses'!KC321","v":0},{"$f":"'Energy Uses'!KB321","v":0},{"$f":"'Energy Uses'!KA321","v":0},{"$f":"'Energy Uses'!JZ321","v":0},{"$f":"'Energy Uses'!JY321","v":0},{"$f":"'Energy Uses'!JX321","v":0},{"$f":"'Energy Uses'!JW321","v":0},{"$f":"'Energy Uses'!JV321","v":0},{"$f":"'Energy Uses'!JU321","v":0},{"$f":"'Energy Uses'!JT321","v":0},{"$f":"'Energy Uses'!JS321","v":0},{"$f":"'Energy Uses'!JR321","v":0},{"$f":"'Energy Uses'!JQ321","v":0},{"$f":"'Energy Uses'!JP321","v":0},{"$f":"'Energy Uses'!JO321","v":0},{"$f":"'Energy Uses'!JN321","v":0},{"$f":"'Energy Uses'!JM321","v":0}]
[null,null,null,null,null,null,null,null,null,null,null,null,null,null,null,null,null,null,null,null,null,null,null,null,null,null,null,null,null,null,null,null,{"$f":"'Energy Uses'!M322","v":false},0,0,11,{"$f":"'Energy Uses'!C322","v":0},{"$f":"'Energy Uses'!KK322","v":0},{"$f":"'Energy Uses'!KJ322","v":0},{"$f":"'Energy Uses'!KI322","v":0},{"$f":"'Energy Uses'!KH322","v":0},{"$f":"'Energy Uses'!KG322","v":0},{"$f":"'Energy Uses'!KF322","v":0},{"$f":"'Energy Uses'!KE322","v":0},{"$f":"'Energy Uses'!KD322","v":0},{"$f":"'Energy Uses'!KC322","v":0},{"$f":"'Energy Uses'!KB322","v":0},{"$f":"'Energy Uses'!KA322","v":0},{"$f":"'Energy Uses'!JZ322","v":0},{"$f":"'Energy Uses'!JY322","v":0},{"$f":"'Energy Uses'!JX322","v":0},{"$f":"'Energy Uses'!JW322","v":0},{"$f":"'Energy Uses'!JV322","v":0},{"$f":"'Energy Uses'!JU322","v":0},{"$f":"'Energy Uses'!JT322","v":0},{"$f":"'Energy Uses'!JS322","v":0},{"$f":"'Energy Uses'!JR322","v":0},{"$f":"'Energy Uses'!JQ322","v":0},{"$f":"'Energy Uses'!JP322","v":0},{"$f":"'Energy Uses'!JO322","v":0},{"$f":"'Energy Uses'!JN322","v":0},{"$f":"'Energy Uses'!JM322","v":0}]
[null,null,null,null,null,null,null,null,null,null,null,null,null,null,null,null,null,null,null,null,null,null,null,null,null,null,null,null,null,null,null,null,{"$f":"'Energy Uses'!M323","v":false},0,0,12,{"$f":"'Energy Uses'!C323","v":0},{"$f":"'Energy Uses'!KK323","v":0},{"$f":"'Energy Uses'!KJ323","v":0},{"$f":"'Energy Uses'!KI323","v":0},{"$f":"'Energy Uses'!KH323","v":0},{"$f":"'Energy Uses'!KG323","v":0},{"$f":"'Energy Uses'!KF323","v":0},{"$f":"'Energy Uses'!KE323","v":0},{"$f":"'Energy Uses'!KD323","v":0},{"$f":"'Energy Uses'!KC323","v":0},{"$f":"'Energy Uses'!KB323","v":0},{"$f":"'Energy Uses'!KA323","v":0},{"$f":"'Energy Uses'!JZ323","v":0},{"$f":"'Energy Uses'!JY323","v":0},{"$f":"'Energy Uses'!JX323","v":0},{"$f":"'Energy Uses'!JW323","v":0},{"$f":"'Energy Uses'!JV323","v":0},{"$f":"'Energy Uses'!JU323","v":0},{"$f":"'Energy Uses'!JT323","v":0},{"$f":"'Energy Uses'!JS323","v":0},{"$f":"'Energy Uses'!JR323","v":0},{"$f":"'Energy Uses'!JQ323","v":0},{"$f":"'Energy Uses'!JP323","v":0},{"$f":"'Energy Uses'!JO323","v":0},{"$f":"'Energy Uses'!JN323","v":0},{"$f":"'Energy Uses'!JM323","v":0}]
[null,null,null,null,null,null,null,null,null,null,null,null,null,null,null,null,null,null,null,null,null,null,null,null,null,null,null,null,null,null,null,null,{"$f":"'Energy Uses'!M324","v":false},0,0,13,{"$f":"'Energy Uses'!C324","v":0},{"$f":"'Energy Uses'!KK324","v":0},{"$f":"'Energy Uses'!KJ324","v":0},{"$f":"'Energy Uses'!KI324","v":0},{"$f":"'Energy Uses'!KH324","v":0},{"$f":"'Energy Uses'!KG324","v":0},{"$f":"'Energy Uses'!KF324","v":0},{"$f":"'Energy Uses'!KE324","v":0},{"$f":"'Energy Uses'!KD324","v":0},{"$f":"'Energy Uses'!KC324","v":0},{"$f":"'Energy Uses'!KB324","v":0},{"$f":"'Energy Uses'!KA324","v":0},{"$f":"'Energy Uses'!JZ324","v":0},{"$f":"'Energy Uses'!JY324","v":0},{"$f":"'Energy Uses'!JX324","v":0},{"$f":"'Energy Uses'!JW324","v":0},{"$f":"'Energy Uses'!JV324","v":0},{"$f":"'Energy Uses'!JU324","v":0},{"$f":"'Energy Uses'!JT324","v":0},{"$f":"'Energy Uses'!JS324","v":0},{"$f":"'Energy Uses'!JR324","v":0},{"$f":"'Energy Uses'!JQ324","v":0},{"$f":"'Energy Uses'!JP324","v":0},{"$f":"'Energy Uses'!JO324","v":0},{"$f":"'Energy Uses'!JN324","v":0},{"$f":"'Energy Uses'!JM324","v":0}]
[null,null,null,null,null,null,null,null,null,null,null,null,null,null,null,null,null,null,null,null,null,null,null,null,null,null,null,null,null,null,null,null,{"$f":"'Energy Uses'!M325","v":false},0,0,14,{"$f":"'Energy Uses'!C325","v":0},{"$f":"'Energy Uses'!KK325","v":0},{"$f":"'Energy Uses'!KJ325","v":0},{"$f":"'Energy Uses'!KI325","v":0},{"$f":"'Energy Uses'!KH325","v":0},{"$f":"'Energy Uses'!KG325","v":0},{"$f":"'Energy Uses'!KF325","v":0},{"$f":"'Energy Uses'!KE325","v":0},{"$f":"'Energy Uses'!KD325","v":0},{"$f":"'Energy Uses'!KC325","v":0},{"$f":"'Energy Uses'!KB325","v":0},{"$f":"'Energy Uses'!KA325","v":0},{"$f":"'Energy Uses'!JZ325","v":0},{"$f":"'Energy Uses'!JY325","v":0},{"$f":"'Energy Uses'!JX325","v":0},{"$f":"'Energy Uses'!JW325","v":0},{"$f":"'Energy Uses'!JV325","v":0},{"$f":"'Energy Uses'!JU325","v":0},{"$f":"'Energy Uses'!JT325","v":0},{"$f":"'Energy Uses'!JS325","v":0},{"$f":"'Energy Uses'!JR325","v":0},{"$f":"'Energy Uses'!JQ325","v":0},{"$f":"'Energy Uses'!JP325","v":0},{"$f":"'Energy Uses'!JO325","v":0},{"$f":"'Energy Uses'!JN325","v":0},{"$f":"'Energy Uses'!JM325","v":0}]
[null,null,null,null,null,null,null,null,null,null,null,null,null,null,null,null,null,null,null,null,null,null,null,null,null,null,null,null,null,null,null,null,{"$f":"'Energy Uses'!M326","v":false},0,0,15,{"$f":"'Energy Uses'!C326","v":0},{"$f":"'Energy Uses'!KK326","v":0},{"$f":"'Energy Uses'!KJ326","v":0},{"$f":"'Energy Uses'!KI326","v":0},{"$f":"'Energy Uses'!KH326","v":0},{"$f":"'Energy Uses'!KG326","v":0},{"$f":"'Energy Uses'!KF326","v":0},{"$f":"'Energy Uses'!KE326","v":0},{"$f":"'Energy Uses'!KD326","v":0},{"$f":"'Energy Uses'!KC326","v":0},{"$f":"'Energy Uses'!KB326","v":0},{"$f":"'Energy Uses'!KA326","v":0},{"$f":"'Energy Uses'!JZ326","v":0},{"$f":"'Energy Uses'!JY326","v":0},{"$f":"'Energy Uses'!JX326","v":0},{"$f":"'Energy Uses'!JW326","v":0},{"$f":"'Energy Uses'!JV326","v":0},{"$f":"'Energy Uses'!JU326","v":0},{"$f":"'Energy Uses'!JT326","v":0},{"$f":"'Energy Uses'!JS326","v":0},{"$f":"'Energy Uses'!JR326","v":0},{"$f":"'Energy Uses'!JQ326","v":0},{"$f":"'Energy Uses'!JP326","v":0},{"$f":"'Energy Uses'!JO326","v":0},{"$f":"'Energy Uses'!JN326","v":0},{"$f":"'Energy Uses'!JM326","v":0}]
[null,null,null,null,null,null,null,null,null,null,null,null,null,null,null,null,null,null,null,null,null,null,null,null,null,null,null,null,null,null,null,null,{"$f":"'Energy Uses'!M327","v":false},0,0,16,{"$f":"'Energy Uses'!C327","v":0},{"$f":"'Energy Uses'!KK327","v":0},{"$f":"'Energy Uses'!KJ327","v":0},{"$f":"'Energy Uses'!KI327","v":0},{"$f":"'Energy Uses'!KH327","v":0},{"$f":"'Energy Uses'!KG327","v":0},{"$f":"'Energy Uses'!KF327","v":0},{"$f":"'Energy Uses'!KE327","v":0},{"$f":"'Energy Uses'!KD327","v":0},{"$f":"'Energy Uses'!KC327","v":0},{"$f":"'Energy Uses'!KB327","v":0},{"$f":"'Energy Uses'!KA327","v":0},{"$f":"'Energy Uses'!JZ327","v":0},{"$f":"'Energy Uses'!JY327","v":0},{"$f":"'Energy Uses'!JX327","v":0},{"$f":"'Energy Uses'!JW327","v":0},{"$f":"'Energy Uses'!JV327","v":0},{"$f":"'Energy Uses'!JU327","v":0},{"$f":"'Energy Uses'!JT327","v":0},{"$f":"'Energy Uses'!JS327","v":0},{"$f":"'Energy Uses'!JR327","v":0},{"$f":"'Energy Uses'!JQ327","v":0},{"$f":"'Energy Uses'!JP327","v":0},{"$f":"'Energy Uses'!JO327","v":0},{"$f":"'Energy Uses'!JN327","v":0},{"$f":"'Energy Uses'!JM327","v":0}]
[null,null,null,null,null,null,null,null,null,null,null,null,null,null,null,null,null,null,null,null,null,null,null,null,null,null,null,null,null,null,null,null,{"$f":"'Energy Uses'!M328","v":false},0,0,17,{"$f":"'Energy Uses'!C328","v":0},{"$f":"'Energy Uses'!KK328","v":0},{"$f":"'Energy Uses'!KJ328","v":0},{"$f":"'Energy Uses'!KI328","v":0},{"$f":"'Energy Uses'!KH328","v":0},{"$f":"'Energy Uses'!KG328","v":0},{"$f":"'Energy Uses'!KF328","v":0},{"$f":"'Energy Uses'!KE328","v":0},{"$f":"'Energy Uses'!KD328","v":0},{"$f":"'Energy Uses'!KC328","v":0},{"$f":"'Energy Uses'!KB328","v":0},{"$f":"'Energy Uses'!KA328","v":0},{"$f":"'Energy Uses'!JZ328","v":0},{"$f":"'Energy Uses'!JY328","v":0},{"$f":"'Energy Uses'!JX328","v":0},{"$f":"'Energy Uses'!JW328","v":0},{"$f":"'Energy Uses'!JV328","v":0},{"$f":"'Energy Uses'!JU328","v":0},{"$f":"'Energy Uses'!JT328","v":0},{"$f":"'Energy Uses'!JS328","v":0},{"$f":"'Energy Uses'!JR328","v":0},{"$f":"'Energy Uses'!JQ328","v":0},{"$f":"'Energy Uses'!JP328","v":0},{"$f":"'Energy Uses'!JO328","v":0},{"$f":"'Energy Uses'!JN328","v":0},{"$f":"'Energy Uses'!JM328","v":0}]
[null,null,null,null,null,null,null,null,null,null,null,null,null,null,null,null,null,null,null,null,null,null,null,null,null,null,null,null,null,null,null,null,{"$f":"'Energy Uses'!M329","v":false},0,0,18,{"$f":"'Energy Uses'!C329","v":0},{"$f":"'Energy Uses'!KK329","v":0},{"$f":"'Energy Uses'!KJ329","v":0},{"$f":"'Energy Uses'!KI329","v":0},{"$f":"'Energy Uses'!KH329","v":0},{"$f":"'Energy Uses'!KG329","v":0},{"$f":"'Energy Uses'!KF329","v":0},{"$f":"'Energy Uses'!KE329","v":0},{"$f":"'Energy Uses'!KD329","v":0},{"$f":"'Energy Uses'!KC329","v":0},{"$f":"'Energy Uses'!KB329","v":0},{"$f":"'Energy Uses'!KA329","v":0},{"$f":"'Energy Uses'!JZ329","v":0},{"$f":"'Energy Uses'!JY329","v":0},{"$f":"'Energy Uses'!JX329","v":0},{"$f":"'Energy Uses'!JW329","v":0},{"$f":"'Energy Uses'!JV329","v":0},{"$f":"'Energy Uses'!JU329","v":0},{"$f":"'Energy Uses'!JT329","v":0},{"$f":"'Energy Uses'!JS329","v":0},{"$f":"'Energy Uses'!JR329","v":0},{"$f":"'Energy Uses'!JQ329","v":0},{"$f":"'Energy Uses'!JP329","v":0},{"$f":"'Energy Uses'!JO329","v":0},{"$f":"'Energy Uses'!JN329","v":0},{"$f":"'Energy Uses'!JM329","v":0}]
[null,null,null,null,null,null,null,null,null,null,null,null,null,null,null,null,null,null,null,null,null,null,null,null,null,null,null,null,null,null,null,null,{"$f":"'Energy Uses'!M330","v":false},0,0,19,{"$f":"'Energy Uses'!C330","v":0},{"$f":"'Energy Uses'!KK330","v":0},{"$f":"'Energy Uses'!KJ330","v":0},{"$f":"'Energy Uses'!KI330","v":0},{"$f":"'Energy Uses'!KH330","v":0},{"$f":"'Energy Uses'!KG330","v":0},{"$f":"'Energy Uses'!KF330","v":0},{"$f":"'Energy Uses'!KE330","v":0},{"$f":"'Energy Uses'!KD330","v":0},{"$f":"'Energy Uses'!KC330","v":0},{"$f":"'Energy Uses'!KB330","v":0},{"$f":"'Energy Uses'!KA330","v":0},{"$f":"'Energy Uses'!JZ330","v":0},{"$f":"'Energy Uses'!JY330","v":0},{"$f":"'Energy Uses'!JX330","v":0},{"$f":"'Energy Uses'!JW330","v":0},{"$f":"'Energy Uses'!JV330","v":0},{"$f":"'Energy Uses'!JU330","v":0},{"$f":"'Energy Uses'!JT330","v":0},{"$f":"'Energy Uses'!JS330","v":0},{"$f":"'Energy Uses'!JR330","v":0},{"$f":"'Energy Uses'!JQ330","v":0},{"$f":"'Energy Uses'!JP330","v":0},{"$f":"'Energy Uses'!JO330","v":0},{"$f":"'Energy Uses'!JN330","v":0},{"$f":"'Energy Uses'!JM330","v":0}]
[null,null,null,null,null,null,null,null,null,null,null,null,null,null,null,null,null,null,null,null,null,null,null,null,null,null,null,null,null,null,null,null,{"$f":"'Energy Uses'!M331","v":false},0,0,20,{"$f":"'Energy Uses'!C331","v":0},{"$f":"'Energy Uses'!KK331","v":0},{"$f":"'Energy Uses'!KJ331","v":0},{"$f":"'Energy Uses'!KI331","v":0},{"$f":"'Energy Uses'!KH331","v":0},{"$f":"'Energy Uses'!KG331","v":0},{"$f":"'Energy Uses'!KF331","v":0},{"$f":"'Energy Uses'!KE331","v":0},{"$f":"'Energy Uses'!KD331","v":0},{"$f":"'Energy Uses'!KC331","v":0},{"$f":"'Energy Uses'!KB331","v":0},{"$f":"'Energy Uses'!KA331","v":0},{"$f":"'Energy Uses'!JZ331","v":0},{"$f":"'Energy Uses'!JY331","v":0},{"$f":"'Energy Uses'!JX331","v":0},{"$f":"'Energy Uses'!JW331","v":0},{"$f":"'Energy Uses'!JV331","v":0},{"$f":"'Energy Uses'!JU331","v":0},{"$f":"'Energy Uses'!JT331","v":0},{"$f":"'Energy Uses'!JS331","v":0},{"$f":"'Energy Uses'!JR331","v":0},{"$f":"'Energy Uses'!JQ331","v":0},{"$f":"'Energy Uses'!JP331","v":0},{"$f":"'Energy Uses'!JO331","v":0},{"$f":"'Energy Uses'!JN331","v":0},{"$f":"'Energy Uses'!JM331","v":0}]
[null,null,null,null,null,null,null,null,null,null,null,null,null,null,null,null,null,null,null,null,null,null,null,null,null,null,null,null,null,null,null,null,{"$f":"'Energy Uses'!M332","v":false},0,0,21,{"$f":"'Energy Uses'!C332","v":0},{"$f":"'Energy Uses'!KK332","v":0},{"$f":"'Energy Uses'!KJ332","v":0},{"$f":"'Energy Uses'!KI332","v":0},{"$f":"'Energy Uses'!KH332","v":0},{"$f":"'Energy Uses'!KG332","v":0},{"$f":"'Energy Uses'!KF332","v":0},{"$f":"'Energy Uses'!KE332","v":0},{"$f":"'Energy Uses'!KD332","v":0},{"$f":"'Energy Uses'!KC332","v":0},{"$f":"'Energy Uses'!KB332","v":0},{"$f":"'Energy Uses'!KA332","v":0},{"$f":"'Energy Uses'!JZ332","v":0},{"$f":"'Energy Uses'!JY332","v":0},{"$f":"'Energy Uses'!JX332","v":0},{"$f":"'Energy Uses'!JW332","v":0},{"$f":"'Energy Uses'!JV332","v":0},{"$f":"'Energy Uses'!JU332","v":0},{"$f":"'Energy Uses'!JT332","v":0},{"$f":"'Energy Uses'!JS332","v":0},{"$f":"'Energy Uses'!JR332","v":0},{"$f":"'Energy Uses'!JQ332","v":0},{"$f":"'Energy Uses'!JP332","v":0},{"$f":"'Energy Uses'!JO332","v":0},{"$f":"'Energy Uses'!JN332","v":0},{"$f":"'Energy Uses'!JM332","v":0}]
[null,null,null,null,null,null,null,null,null,null,null,null,null,null,null,null,null,null,null,null,null,null,null,null,null,null,null,null,null,null,null,null,{"$f":"'Energy Uses'!M333","v":false},0,0,22,{"$f":"'Energy Uses'!C333","v":0},{"$f":"'Energy Uses'!KK333","v":0},{"$f":"'Energy Uses'!KJ333","v":0},{"$f":"'Energy Uses'!KI333","v":0},{"$f":"'Energy Uses'!KH333","v":0},{"$f":"'Energy Uses'!KG333","v":0},{"$f":"'Energy Uses'!KF333","v":0},{"$f":"'Energy Uses'!KE333","v":0},{"$f":"'Energy Uses'!KD333","v":0},{"$f":"'Energy Uses'!KC333","v":0},{"$f":"'Energy Uses'!KB333","v":0},{"$f":"'Energy Uses'!KA333","v":0},{"$f":"'Energy Uses'!JZ333","v":0},{"$f":"'Energy Uses'!JY333","v":0},{"$f":"'Energy Uses'!JX333","v":0},{"$f":"'Energy Uses'!JW333","v":0},{"$f":"'Energy Uses'!JV333","v":0},{"$f":"'Energy Uses'!JU333","v":0},{"$f":"'Energy Uses'!JT333","v":0},{"$f":"'Energy Uses'!JS333","v":0},{"$f":"'Energy Uses'!JR333","v":0},{"$f":"'Energy Uses'!JQ333","v":0},{"$f":"'Energy Uses'!JP333","v":0},{"$f":"'Energy Uses'!JO333","v":0},{"$f":"'Energy Uses'!JN333","v":0},{"$f":"'Energy Uses'!JM333","v":0}]
[null,null,null,null,null,null,null,null,null,null,null,null,null,null,null,null,null,null,null,null,null,null,null,null,null,null,null,null,null,null,null,null,{"$f":"'Energy Uses'!M334","v":false},0,0,23,{"$f":"'Energy Uses'!C334","v":0},{"$f":"'Energy Uses'!KK334","v":0},{"$f":"'Energy Uses'!KJ334","v":0},{"$f":"'Energy Uses'!KI334","v":0},{"$f":"'Energy Uses'!KH334","v":0},{"$f":"'Energy Uses'!KG334","v":0},{"$f":"'Energy Uses'!KF334","v":0},{"$f":"'Energy Uses'!KE334","v":0},{"$f":"'Energy Uses'!KD334","v":0},{"$f":"'Energy Uses'!KC334","v":0},{"$f":"'Energy Uses'!KB334","v":0},{"$f":"'Energy Uses'!KA334","v":0},{"$f":"'Energy Uses'!JZ334","v":0},{"$f":"'Energy Uses'!JY334","v":0},{"$f":"'Energy Uses'!JX334","v":0},{"$f":"'Energy Uses'!JW334","v":0},{"$f":"'Energy Uses'!JV334","v":0},{"$f":"'Energy Uses'!JU334","v":0},{"$f":"'Energy Uses'!JT334","v":0},{"$f":"'Energy Uses'!JS334","v":0},{"$f":"'Energy Uses'!JR334","v":0},{"$f":"'Energy Uses'!JQ334","v":0},{"$f":"'Energy Uses'!JP334","v":0},{"$f":"'Energy Uses'!JO334","v":0},{"$f":"'Energy Uses'!JN334","v":0},{"$f":"'Energy Uses'!JM334","v":0}]
[null,null,null,null,null,null,null,null,null,null,null,null,null,null,null,null,null,null,null,null,null,null,null,null,null,null,null,null,null,null,null,null,{"$f":"'Energy Uses'!M335","v":false},0,0,24,{"$f":"'Energy Uses'!C335","v":0},{"$f":"'Energy Uses'!KK335","v":0},{"$f":"'Energy Uses'!KJ335","v":0},{"$f":"'Energy Uses'!KI335","v":0},{"$f":"'Energy Uses'!KH335","v":0},{"$f":"'Energy Uses'!KG335","v":0},{"$f":"'Energy Uses'!KF335","v":0},{"$f":"'Energy Uses'!KE335","v":0},{"$f":"'Energy Uses'!KD335","v":0},{"$f":"'Energy Uses'!KC335","v":0},{"$f":"'Energy Uses'!KB335","v":0},{"$f":"'Energy Uses'!KA335","v":0},{"$f":"'Energy Uses'!JZ335","v":0},{"$f":"'Energy Uses'!JY335","v":0},{"$f":"'Energy Uses'!JX335","v":0},{"$f":"'Energy Uses'!JW335","v":0},{"$f":"'Energy Uses'!JV335","v":0},{"$f":"'Energy Uses'!JU335","v":0},{"$f":"'Energy Uses'!JT335","v":0},{"$f":"'Energy Uses'!JS335","v":0},{"$f":"'Energy Uses'!JR335","v":0},{"$f":"'Energy Uses'!JQ335","v":0},{"$f":"'Energy Uses'!JP335","v":0},{"$f":"'Energy Uses'!JO335","v":0},{"$f":"'Energy Uses'!JN335","v":0},{"$f":"'Energy Uses'!JM335","v":0}]
[null,null,null,null,null,null,null,null,null,null,null,null,null,null,null,null,null,null,null,null,null,null,null,null,null,null,null,null,null,null,null,null,{"$f":"'Energy Uses'!M336","v":false},0,0,25,{"$f":"'Energy Uses'!C336","v":0},{"$f":"'Energy Uses'!KK336","v":0},{"$f":"'Energy Uses'!KJ336","v":0},{"$f":"'Energy Uses'!KI336","v":0},{"$f":"'Energy Uses'!KH336","v":0},{"$f":"'Energy Uses'!KG336","v":0},{"$f":"'Energy Uses'!KF336","v":0},{"$f":"'Energy Uses'!KE336","v":0},{"$f":"'Energy Uses'!KD336","v":0},{"$f":"'Energy Uses'!KC336","v":0},{"$f":"'Energy Uses'!KB336","v":0},{"$f":"'Energy Uses'!KA336","v":0},{"$f":"'Energy Uses'!JZ336","v":0},{"$f":"'Energy Uses'!JY336","v":0},{"$f":"'Energy Uses'!JX336","v":0},{"$f":"'Energy Uses'!JW336","v":0},{"$f":"'Energy Uses'!JV336","v":0},{"$f":"'Energy Uses'!JU336","v":0},{"$f":"'Energy Uses'!JT336","v":0},{"$f":"'Energy Uses'!JS336","v":0},{"$f":"'Energy Uses'!JR336","v":0},{"$f":"'Energy Uses'!JQ336","v":0},{"$f":"'Energy Uses'!JP336","v":0},{"$f":"'Energy Uses'!JO336","v":0},{"$f":"'Energy Uses'!JN336","v":0},{"$f":"'Energy Uses'!JM336","v":0}]
[null,null,null,null,null,null,null,null,null,null,null,null,null,null,null,null,null,null,null,null,null,null,null,null,null,null,null,null,null,null,null,null,{"$f":"'Energy Uses'!M337","v":false},0,0,26,{"$f":"'Energy Uses'!C337","v":0},{"$f":"'Energy Uses'!KK337","v":0},{"$f":"'Energy Uses'!KJ337","v":0},{"$f":"'Energy Uses'!KI337","v":0},{"$f":"'Energy Uses'!KH337","v":0},{"$f":"'Energy Uses'!KG337","v":0},{"$f":"'Energy Uses'!KF337","v":0},{"$f":"'Energy Uses'!KE337","v":0},{"$f":"'Energy Uses'!KD337","v":0},{"$f":"'Energy Uses'!KC337","v":0},{"$f":"'Energy Uses'!KB337","v":0},{"$f":"'Energy Uses'!KA337","v":0},{"$f":"'Energy Uses'!JZ337","v":0},{"$f":"'Energy Uses'!JY337","v":0},{"$f":"'Energy Uses'!JX337","v":0},{"$f":"'Energy Uses'!JW337","v":0},{"$f":"'Energy Uses'!JV337","v":0},{"$f":"'Energy Uses'!JU337","v":0},{"$f":"'Energy Uses'!JT337","v":0},{"$f":"'Energy Uses'!JS337","v":0},{"$f":"'Energy Uses'!JR337","v":0},{"$f":"'Energy Uses'!JQ337","v":0},{"$f":"'Energy Uses'!JP337","v":0},{"$f":"'Energy Uses'!JO337","v":0},{"$f":"'Energy Uses'!JN337","v":0},{"$f":"'Energy Uses'!JM337","v":0}]
[null,null,null,null,null,null,null,null,null,null,null,null,null,null,null,null,null,null,null,null,null,null,null,null,null,null,null,null,null,null,null,null,{"$f":"'Energy Uses'!M338","v":false},0,0,27,{"$f":"'Energy Uses'!C338","v":0},{"$f":"'Energy Uses'!KK338","v":0},{"$f":"'Energy Uses'!KJ338","v":0},{"$f":"'Energy Uses'!KI338","v":0},{"$f":"'Energy Uses'!KH338","v":0},{"$f":"'Energy Uses'!KG338","v":0},{"$f":"'Energy Uses'!KF338","v":0},{"$f":"'Energy Uses'!KE338","v":0},{"$f":"'Energy Uses'!KD338","v":0},{"$f":"'Energy Uses'!KC338","v":0},{"$f":"'Energy Uses'!KB338","v":0},{"$f":"'Energy Uses'!KA338","v":0},{"$f":"'Energy Uses'!JZ338","v":0},{"$f":"'Energy Uses'!JY338","v":0},{"$f":"'Energy Uses'!JX338","v":0},{"$f":"'Energy Uses'!JW338","v":0},{"$f":"'Energy Uses'!JV338","v":0},{"$f":"'Energy Uses'!JU338","v":0},{"$f":"'Energy Uses'!JT338","v":0},{"$f":"'Energy Uses'!JS338","v":0},{"$f":"'Energy Uses'!JR338","v":0},{"$f":"'Energy Uses'!JQ338","v":0},{"$f":"'Energy Uses'!JP338","v":0},{"$f":"'Energy Uses'!JO338","v":0},{"$f":"'Energy Uses'!JN338","v":0},{"$f":"'Energy Uses'!JM338","v":0}]
[null,null,null,null,null,null,null,null,null,null,null,null,null,null,null,null,null,null,null,null,null,null,null,null,null,null,null,null,null,null,null,null,{"$f":"'Energy Uses'!M339","v":false},0,0,28,{"$f":"'Energy Uses'!C339","v":0},{"$f":"'Energy Uses'!KK339","v":0},{"$f":"'Energy Uses'!KJ339","v":0},{"$f":"'Energy Uses'!KI339","v":0},{"$f":"'Energy Uses'!KH339","v":0},{"$f":"'Energy Uses'!KG339","v":0},{"$f":"'Energy Uses'!KF339","v":0},{"$f":"'Energy Uses'!KE339","v":0},{"$f":"'Energy Uses'!KD339","v":0},{"$f":"'Energy Uses'!KC339","v":0},{"$f":"'Energy Uses'!KB339","v":0},{"$f":"'Energy Uses'!KA339","v":0},{"$f":"'Energy Uses'!JZ339","v":0},{"$f":"'Energy Uses'!JY339","v":0},{"$f":"'Energy Uses'!JX339","v":0},{"$f":"'Energy Uses'!JW339","v":0},{"$f":"'Energy Uses'!JV339","v":0},{"$f":"'Energy Uses'!JU339","v":0},{"$f":"'Energy Uses'!JT339","v":0},{"$f":"'Energy Uses'!JS339","v":0},{"$f":"'Energy Uses'!JR339","v":0},{"$f":"'Energy Uses'!JQ339","v":0},{"$f":"'Energy Uses'!JP339","v":0},{"$f":"'Energy Uses'!JO339","v":0},{"$f":"'Energy Uses'!JN339","v":0},{"$f":"'Energy Uses'!JM339","v":0}]
[null,null,null,null,null,null,null,null,null,null,null,null,null,null,null,null,null,null,null,null,null,null,null,null,null,null,null,null,null,null,null,null,{"$f":"'Energy Uses'!M340","v":false},0,0,29,{"$f":"'Energy Uses'!C340","v":0},{"$f":"'Energy Uses'!KK340","v":0},{"$f":"'Energy Uses'!KJ340","v":0},{"$f":"'Energy Uses'!KI340","v":0},{"$f":"'Energy Uses'!KH340","v":0},{"$f":"'Energy Uses'!KG340","v":0},{"$f":"'Energy Uses'!KF340","v":0},{"$f":"'Energy Uses'!KE340","v":0},{"$f":"'Energy Uses'!KD340","v":0},{"$f":"'Energy Uses'!KC340","v":0},{"$f":"'Energy Uses'!KB340","v":0},{"$f":"'Energy Uses'!KA340","v":0},{"$f":"'Energy Uses'!JZ340","v":0},{"$f":"'Energy Uses'!JY340","v":0},{"$f":"'Energy Uses'!JX340","v":0},{"$f":"'Energy Uses'!JW340","v":0},{"$f":"'Energy Uses'!JV340","v":0},{"$f":"'Energy Uses'!JU340","v":0},{"$f":"'Energy Uses'!JT340","v":0},{"$f":"'Energy Uses'!JS340","v":0},{"$f":"'Energy Uses'!JR340","v":0},{"$f":"'Energy Uses'!JQ340","v":0},{"$f":"'Energy Uses'!JP340","v":0},{"$f":"'Energy Uses'!JO340","v":0},{"$f":"'Energy Uses'!JN340","v":0},{"$f":"'Energy Uses'!JM340","v":0}]
[null,null,null,null,null,null,null,null,null,null,null,null,null,null,null,null,null,null,null,null,null,null,null,null,null,null,null,null,null,null,null,null,{"$f":"'Energy Uses'!M341","v":false},0,0,30,{"$f":"'Energy Uses'!C341","v":0},{"$f":"'Energy Uses'!KK341","v":0},{"$f":"'Energy Uses'!KJ341","v":0},{"$f":"'Energy Uses'!KI341","v":0},{"$f":"'Energy Uses'!KH341","v":0},{"$f":"'Energy Uses'!KG341","v":0},{"$f":"'Energy Uses'!KF341","v":0},{"$f":"'Energy Uses'!KE341","v":0},{"$f":"'Energy Uses'!KD341","v":0},{"$f":"'Energy Uses'!KC341","v":0},{"$f":"'Energy Uses'!KB341","v":0},{"$f":"'Energy Uses'!KA341","v":0},{"$f":"'Energy Uses'!JZ341","v":0},{"$f":"'Energy Uses'!JY341","v":0},{"$f":"'Energy Uses'!JX341","v":0},{"$f":"'Energy Uses'!JW341","v":0},{"$f":"'Energy Uses'!JV341","v":0},{"$f":"'Energy Uses'!JU341","v":0},{"$f":"'Energy Uses'!JT341","v":0},{"$f":"'Energy Uses'!JS341","v":0},{"$f":"'Energy Uses'!JR341","v":0},{"$f":"'Energy Uses'!JQ341","v":0},{"$f":"'Energy Uses'!JP341","v":0},{"$f":"'Energy Uses'!JO341","v":0},{"$f":"'Energy Uses'!JN341","v":0},{"$f":"'Energy Uses'!JM341","v":0}]
[null,null,null,null,null,null,null,null,null,null,null,null,null,null,null,null,null,null,null,null,null,null,null,null,null,null,null,null,null,null,null,null,{"$f":"'Energy Uses'!M342","v":false},0,{"$f":"HLOOKUP(AI$304,$AL$304:$BJ$334,AJ334,)","v":0},31,{"$f":"'Energy Uses'!C342","v":0},{"$f":"'Energy Uses'!KK342","v":0},{"$f":"'Energy Uses'!KJ342","v":0},{"$f":"'Energy Uses'!KI342","v":0},{"$f":"'Energy Uses'!KH342","v":0},{"$f":"'Energy Uses'!KG342","v":0},{"$f":"'Energy Uses'!KF342","v":0},{"$f":"'Energy Uses'!KE342","v":0},{"$f":"'Energy Uses'!KD342","v":0},{"$f":"'Energy Uses'!KC342","v":0},{"$f":"'Energy Uses'!KB342","v":0},{"$f":"'Energy Uses'!KA342","v":0},{"$f":"'Energy Uses'!JZ342","v":0},{"$f":"'Energy Uses'!JY342","v":0},{"$f":"'Energy Uses'!JX342","v":0},{"$f":"'Energy Uses'!JW342","v":0},{"$f":"'Energy Uses'!JV342","v":0},{"$f":"'Energy Uses'!JU342","v":0},{"$f":"'Energy Uses'!JT342","v":0},{"$f":"'Energy Uses'!JS342","v":0},{"$f":"'Energy Uses'!JR342","v":0},{"$f":"'Energy Uses'!JQ342","v":0},{"$f":"'Energy Uses'!JP342","v":0},{"$f":"'Energy Uses'!JO342","v":0},{"$f":"'Energy Uses'!JN342","v":0},{"$f":"'Energy Uses'!JM342","v":0}]
[null,null,null,null,null,null,null,null,null,null,null,null,null,null,null,null,null,null,null,null,null,null,null,null,null,null,null,null,null,null,null,null,true]
[null,null,null,null,null,null,null,null,null,null,null,null,null,null,null,null,null,null,null,null,null,null,null,null,null,null,null,null,null,null,null,null,true,null,{"$f":"$AI$68","v":2015},null,null,{"$f":"AM336-1","v":2005},2006,2007,2008,2009,2010,2011,2012,2013,2014,2015,2016,2017,2018,2019,2020,2021,2022,2023,2024,2025,2026,2027,{"$f":"BJ336-1","v":2028},{"$f":"FinalYear","v":2029}]
[null,null,null,null,null,null,null,null,null,null,null,null,null,null,null,null,null,null,null,null,null,null,null,null,null,null,null,null,null,null,null,null,{"$f":"'Energy Uses'!M354","v":false},{"$f":"AK337","v":0},{"$f":"HLOOKUP(AI$336,$AL$336:$BJ$366,AJ337,)","v":0},2,{"$f":"'Energy Uses'!C354","v":0},{"$f":"'Energy Uses'!KK354","v":0},{"$f":"'Energy Uses'!KJ354","v":0},{"$f":"'Energy Uses'!KI354","v":0},{"$f":"'Energy Uses'!KH354","v":0},{"$f":"'Energy Uses'!KG354","v":0},{"$f":"'Energy Uses'!KF354","v":0},{"$f":"'Energy Uses'!KE354","v":0},{"$f":"'Energy Uses'!KD354","v":0},{"$f":"'Energy Uses'!KC354","v":0},{"$f":"'Energy Uses'!KB354","v":0},{"$f":"'Energy Uses'!KA354","v":0},{"$f":"'Energy Uses'!JZ354","v":0},{"$f":"'Energy Uses'!JY354","v":0},{"$f":"'Energy Uses'!JX354","v":0},{"$f":"'Energy Uses'!JW354","v":0},{"$f":"'Energy Uses'!JV354","v":0},{"$f":"'Energy Uses'!JU354","v":0},{"$f":"'Energy Uses'!JT354","v":0},{"$f":"'Energy Uses'!JS354","v":0},{"$f":"'Energy Uses'!JR354","v":0},{"$f":"'Energy Uses'!JQ354","v":0},{"$f":"'Energy Uses'!JP354","v":0},{"$f":"'Energy Uses'!JO354","v":0},{"$f":"'Energy Uses'!JN354","v":0},{"$f":"'Energy Uses'!JM354","v":0}]
[null,null,null,null,null,null,null,null,null,null,null,null,null,null,null,null,null,null,null,null,null,null,null,null,null,null,null,null,null,null,null,null,{"$f":"'Energy Uses'!M355","v":false},0,{"$f":"HLOOKUP(AI$336,$AL$336:$BJ$366,AJ338,)","v":0},3,{"$f":"'Energy Uses'!C355","v":0},{"$f":"'Energy Uses'!KK355","v":0},{"$f":"'Energy Uses'!KJ355","v":0},{"$f":"'Energy Uses'!KI355","v":0},{"$f":"'Energy Uses'!KH355","v":0},{"$f":"'Energy Uses'!KG355","v":0},{"$f":"'Energy Uses'!KF355","v":0},{"$f":"'Energy Uses'!KE355","v":0},{"$f":"'Energy Uses'!KD355","v":0},{"$f":"'Energy Uses'!KC355","v":0},{"$f":"'Energy Uses'!KB355","v":0},{"$f":"'Energy Uses'!KA355","v":0},{"$f":"'Energy Uses'!JZ355","v":0},{"$f":"'Energy Uses'!JY355","v":0},{"$f":"'Energy Uses'!JX355","v":0},{"$f":"'Energy Uses'!JW355","v":0},{"$f":"'Energy Uses'!JV355","v":0},{"$f":"'Energy Uses'!JU355","v":0},{"$f":"'Energy Uses'!JT355","v":0},{"$f":"'Energy Uses'!JS355","v":0},{"$f":"'Energy Uses'!JR355","v":0},{"$f":"'Energy Uses'!JQ355","v":0},{"$f":"'Energy Uses'!JP355","v":0},{"$f":"'Energy Uses'!JO355","v":0},{"$f":"'Energy Uses'!JN355","v":0},{"$f":"'Energy Uses'!JM355","v":0}]
[null,null,null,null,null,null,null,null,null,null,null,null,null,null,null,null,null,null,null,null,null,null,null,null,null,null,null,null,null,null,null,null,{"$f":"'Energy Uses'!M356","v":false},0,0,4,{"$f":"'Energy Uses'!C356","v":0},{"$f":"'Energy Uses'!KK356","v":0},{"$f":"'Energy Uses'!KJ356","v":0},{"$f":"'Energy Uses'!KI356","v":0},{"$f":"'Energy Uses'!KH356","v":0},{"$f":"'Energy Uses'!KG356","v":0},{"$f":"'Energy Uses'!KF356","v":0},{"$f":"'Energy Uses'!KE356","v":0},{"$f":"'Energy Uses'!KD356","v":0},{"$f":"'Energy Uses'!KC356","v":0},{"$f":"'Energy Uses'!KB356","v":0},{"$f":"'Energy Uses'!KA356","v":0},{"$f":"'Energy Uses'!JZ356","v":0},{"$f":"'Energy Uses'!JY356","v":0},{"$f":"'Energy Uses'!JX356","v":0},{"$f":"'Energy Uses'!JW356","v":0},{"$f":"'Energy Uses'!JV356","v":0},{"$f":"'Energy Uses'!JU356","v":0},{"$f":"'Energy Uses'!JT356","v":0},{"$f":"'Energy Uses'!JS356","v":0},{"$f":"'Energy Uses'!JR356","v":0},{"$f":"'Energy Uses'!JQ356","v":0},{"$f":"'Energy Uses'!JP356","v":0},{"$f":"'Energy Uses'!JO356","v":0},{"$f":"'Energy Uses'!JN356","v":0},{"$f":"'Energy Uses'!JM356","v":0}]
[null,null,null,null,null,null,null,null,null,null,null,null,null,null,null,null,null,null,null,null,null,null,null,null,null,null,null,null,null,null,null,null,{"$f":"'Energy Uses'!M357","v":false},0,0,5,{"$f":"'Energy Uses'!C357","v":0},{"$f":"'Energy Uses'!KK357","v":0},{"$f":"'Energy Uses'!KJ357","v":0},{"$f":"'Energy Uses'!KI357","v":0},{"$f":"'Energy Uses'!KH357","v":0},{"$f":"'Energy Uses'!KG357","v":0},{"$f":"'Energy Uses'!KF357","v":0},{"$f":"'Energy Uses'!KE357","v":0},{"$f":"'Energy Uses'!KD357","v":0},{"$f":"'Energy Uses'!KC357","v":0},{"$f":"'Energy Uses'!KB357","v":0},{"$f":"'Energy Uses'!KA357","v":0},{"$f":"'Energy Uses'!JZ357","v":0},{"$f":"'Energy Uses'!JY357","v":0},{"$f":"'Energy Uses'!JX357","v":0},{"$f":"'Energy Uses'!JW357","v":0},{"$f":"'Energy Uses'!JV357","v":0},{"$f":"'Energy Uses'!JU357","v":0},{"$f":"'Energy Uses'!JT357","v":0},{"$f":"'Energy Uses'!JS357","v":0},{"$f":"'Energy Uses'!JR357","v":0},{"$f":"'Energy Uses'!JQ357","v":0},{"$f":"'Energy Uses'!JP357","v":0},{"$f":"'Energy Uses'!JO357","v":0},{"$f":"'Energy Uses'!JN357","v":0},{"$f":"'Energy Uses'!JM357","v":0}]
[null,null,null,null,null,null,null,null,null,null,null,null,null,null,null,null,null,null,null,null,null,null,null,null,null,null,null,null,null,null,null,null,{"$f":"'Energy Uses'!M358","v":false},0,0,6,{"$f":"'Energy Uses'!C358","v":0},{"$f":"'Energy Uses'!KK358","v":0},{"$f":"'Energy Uses'!KJ358","v":0},{"$f":"'Energy Uses'!KI358","v":0},{"$f":"'Energy Uses'!KH358","v":0},{"$f":"'Energy Uses'!KG358","v":0},{"$f":"'Energy Uses'!KF358","v":0},{"$f":"'Energy Uses'!KE358","v":0},{"$f":"'Energy Uses'!KD358","v":0},{"$f":"'Energy Uses'!KC358","v":0},{"$f":"'Energy Uses'!KB358","v":0},{"$f":"'Energy Uses'!KA358","v":0},{"$f":"'Energy Uses'!JZ358","v":0},{"$f":"'Energy Uses'!JY358","v":0},{"$f":"'Energy Uses'!JX358","v":0},{"$f":"'Energy Uses'!JW358","v":0},{"$f":"'Energy Uses'!JV358","v":0},{"$f":"'Energy Uses'!JU358","v":0},{"$f":"'Energy Uses'!JT358","v":0},{"$f":"'Energy Uses'!JS358","v":0},{"$f":"'Energy Uses'!JR358","v":0},{"$f":"'Energy Uses'!JQ358","v":0},{"$f":"'Energy Uses'!JP358","v":0},{"$f":"'Energy Uses'!JO358","v":0},{"$f":"'Energy Uses'!JN358","v":0},{"$f":"'Energy Uses'!JM358","v":0}]
[null,null,null,null,null,null,null,null,null,null,null,null,null,null,null,null,null,null,null,null,null,null,null,null,null,null,null,null,null,null,null,null,{"$f":"'Energy Uses'!M359","v":false},0,0,7,{"$f":"'Energy Uses'!C359","v":0},{"$f":"'Energy Uses'!KK359","v":0},{"$f":"'Energy Uses'!KJ359","v":0},{"$f":"'Energy Uses'!KI359","v":0},{"$f":"'Energy Uses'!KH359","v":0},{"$f":"'Energy Uses'!KG359","v":0},{"$f":"'Energy Uses'!KF359","v":0},{"$f":"'Energy Uses'!KE359","v":0},{"$f":"'Energy Uses'!KD359","v":0},{"$f":"'Energy Uses'!KC359","v":0},{"$f":"'Energy Uses'!KB359","v":0},{"$f":"'Energy Uses'!KA359","v":0},{"$f":"'Energy Uses'!JZ359","v":0},{"$f":"'Energy Uses'!JY359","v":0},{"$f":"'Energy Uses'!JX359","v":0},{"$f":"'Energy Uses'!JW359","v":0},{"$f":"'Energy Uses'!JV359","v":0},{"$f":"'Energy Uses'!JU359","v":0},{"$f":"'Energy Uses'!JT359","v":0},{"$f":"'Energy Uses'!JS359","v":0},{"$f":"'Energy Uses'!JR359","v":0},{"$f":"'Energy Uses'!JQ359","v":0},{"$f":"'Energy Uses'!JP359","v":0},{"$f":"'Energy Uses'!JO359","v":0},{"$f":"'Energy Uses'!JN359","v":0},{"$f":"'Energy Uses'!JM359","v":0}]
[null,null,null,null,null,null,null,null,null,null,null,null,null,null,null,null,null,null,null,null,null,null,null,null,null,null,null,null,null,null,null,null,{"$f":"'Energy Uses'!M360","v":false},0,0,8,{"$f":"'Energy Uses'!C360","v":0},{"$f":"'Energy Uses'!KK360","v":0},{"$f":"'Energy Uses'!KJ360","v":0},{"$f":"'Energy Uses'!KI360","v":0},{"$f":"'Energy Uses'!KH360","v":0},{"$f":"'Energy Uses'!KG360","v":0},{"$f":"'Energy Uses'!KF360","v":0},{"$f":"'Energy Uses'!KE360","v":0},{"$f":"'Energy Uses'!KD360","v":0},{"$f":"'Energy Uses'!KC360","v":0},{"$f":"'Energy Uses'!KB360","v":0},{"$f":"'Energy Uses'!KA360","v":0},{"$f":"'Energy Uses'!JZ360","v":0},{"$f":"'Energy Uses'!JY360","v":0},{"$f":"'Energy Uses'!JX360","v":0},{"$f":"'Energy Uses'!JW360","v":0},{"$f":"'Energy Uses'!JV360","v":0},{"$f":"'Energy Uses'!JU360","v":0},{"$f":"'Energy Uses'!JT360","v":0},{"$f":"'Energy Uses'!JS360","v":0},{"$f":"'Energy Uses'!JR360","v":0},{"$f":"'Energy Uses'!JQ360","v":0},{"$f":"'Energy Uses'!JP360","v":0},{"$f":"'Energy Uses'!JO360","v":0},{"$f":"'Energy Uses'!JN360","v":0},{"$f":"'Energy Uses'!JM360","v":0}]
[null,null,null,null,null,null,null,null,null,null,null,null,null,null,null,null,null,null,null,null,null,null,null,null,null,null,null,null,null,null,null,null,{"$f":"'Energy Uses'!M361","v":false},0,0,9,{"$f":"'Energy Uses'!C361","v":0},{"$f":"'Energy Uses'!KK361","v":0},{"$f":"'Energy Uses'!KJ361","v":0},{"$f":"'Energy Uses'!KI361","v":0},{"$f":"'Energy Uses'!KH361","v":0},{"$f":"'Energy Uses'!KG361","v":0},{"$f":"'Energy Uses'!KF361","v":0},{"$f":"'Energy Uses'!KE361","v":0},{"$f":"'Energy Uses'!KD361","v":0},{"$f":"'Energy Uses'!KC361","v":0},{"$f":"'Energy Uses'!KB361","v":0},{"$f":"'Energy Uses'!KA361","v":0},{"$f":"'Energy Uses'!JZ361","v":0},{"$f":"'Energy Uses'!JY361","v":0},{"$f":"'Energy Uses'!JX361","v":0},{"$f":"'Energy Uses'!JW361","v":0},{"$f":"'Energy Uses'!JV361","v":0},{"$f":"'Energy Uses'!JU361","v":0},{"$f":"'Energy Uses'!JT361","v":0},{"$f":"'Energy Uses'!JS361","v":0},{"$f":"'Energy Uses'!JR361","v":0},{"$f":"'Energy Uses'!JQ361","v":0},{"$f":"'Energy Uses'!JP361","v":0},{"$f":"'Energy Uses'!JO361","v":0},{"$f":"'Energy Uses'!JN361","v":0},{"$f":"'Energy Uses'!JM361","v":0}]
[null,null,null,null,null,null,null,null,null,null,null,null,null,null,null,null,null,null,null,null,null,null,null,null,null,null,null,null,null,null,null,null,{"$f":"'Energy Uses'!M362","v":false},0,0,10,{"$f":"'Energy Uses'!C362","v":0},{"$f":"'Energy Uses'!KK362","v":0},{"$f":"'Energy Uses'!KJ362","v":0},{"$f":"'Energy Uses'!KI362","v":0},{"$f":"'Energy Uses'!KH362","v":0},{"$f":"'Energy Uses'!KG362","v":0},{"$f":"'Energy Uses'!KF362","v":0},{"$f":"'Energy Uses'!KE362","v":0},{"$f":"'Energy Uses'!KD362","v":0},{"$f":"'Energy Uses'!KC362","v":0},{"$f":"'Energy Uses'!KB362","v":0},{"$f":"'Energy Uses'!KA362","v":0},{"$f":"'Energy Uses'!JZ362","v":0},{"$f":"'Energy Uses'!JY362","v":0},{"$f":"'Energy Uses'!JX362","v":0},{"$f":"'Energy Uses'!JW362","v":0},{"$f":"'Energy Uses'!JV362","v":0},{"$f":"'Energy Uses'!JU362","v":0},{"$f":"'Energy Uses'!JT362","v":0},{"$f":"'Energy Uses'!JS362","v":0},{"$f":"'Energy Uses'!JR362","v":0},{"$f":"'Energy Uses'!JQ362","v":0},{"$f":"'Energy Uses'!JP362","v":0},{"$f":"'Energy Uses'!JO362","v":0},{"$f":"'Energy Uses'!JN362","v":0},{"$f":"'Energy Uses'!JM362","v":0}]
[null,null,null,null,null,null,null,null,null,null,null,null,null,null,null,null,null,null,null,null,null,null,null,null,null,null,null,null,null,null,null,null,{"$f":"'Energy Uses'!M363","v":false},0,0,11,{"$f":"'Energy Uses'!C363","v":0},{"$f":"'Energy Uses'!KK363","v":0},{"$f":"'Energy Uses'!KJ363","v":0},{"$f":"'Energy Uses'!KI363","v":0},{"$f":"'Energy Uses'!KH363","v":0},{"$f":"'Energy Uses'!KG363","v":0},{"$f":"'Energy Uses'!KF363","v":0},{"$f":"'Energy Uses'!KE363","v":0},{"$f":"'Energy Uses'!KD363","v":0},{"$f":"'Energy Uses'!KC363","v":0},{"$f":"'Energy Uses'!KB363","v":0},{"$f":"'Energy Uses'!KA363","v":0},{"$f":"'Energy Uses'!JZ363","v":0},{"$f":"'Energy Uses'!JY363","v":0},{"$f":"'Energy Uses'!JX363","v":0},{"$f":"'Energy Uses'!JW363","v":0},{"$f":"'Energy Uses'!JV363","v":0},{"$f":"'Energy Uses'!JU363","v":0},{"$f":"'Energy Uses'!JT363","v":0},{"$f":"'Energy Uses'!JS363","v":0},{"$f":"'Energy Uses'!JR363","v":0},{"$f":"'Energy Uses'!JQ363","v":0},{"$f":"'Energy Uses'!JP363","v":0},{"$f":"'Energy Uses'!JO363","v":0},{"$f":"'Energy Uses'!JN363","v":0},{"$f":"'Energy Uses'!JM363","v":0}]
[null,null,null,null,null,null,null,null,null,null,null,null,null,null,null,null,null,null,null,null,null,null,null,null,null,null,null,null,null,null,null,null,{"$f":"'Energy Uses'!M364","v":false},0,0,12,{"$f":"'Energy Uses'!C364","v":0},{"$f":"'Energy Uses'!KK364","v":0},{"$f":"'Energy Uses'!KJ364","v":0},{"$f":"'Energy Uses'!KI364","v":0},{"$f":"'Energy Uses'!KH364","v":0},{"$f":"'Energy Uses'!KG364","v":0},{"$f":"'Energy Uses'!KF364","v":0},{"$f":"'Energy Uses'!KE364","v":0},{"$f":"'Energy Uses'!KD364","v":0},{"$f":"'Energy Uses'!KC364","v":0},{"$f":"'Energy Uses'!KB364","v":0},{"$f":"'Energy Uses'!KA364","v":0},{"$f":"'Energy Uses'!JZ364","v":0},{"$f":"'Energy Uses'!JY364","v":0},{"$f":"'Energy Uses'!JX364","v":0},{"$f":"'Energy Uses'!JW364","v":0},{"$f":"'Energy Uses'!JV364","v":0},{"$f":"'Energy Uses'!JU364","v":0},{"$f":"'Energy Uses'!JT364","v":0},{"$f":"'Energy Uses'!JS364","v":0},{"$f":"'Energy Uses'!JR364","v":0},{"$f":"'Energy Uses'!JQ364","v":0},{"$f":"'Energy Uses'!JP364","v":0},{"$f":"'Energy Uses'!JO364","v":0},{"$f":"'Energy Uses'!JN364","v":0},{"$f":"'Energy Uses'!JM364","v":0}]
[null,null,null,null,null,null,null,null,null,null,null,null,null,null,null,null,null,null,null,null,null,null,null,null,null,null,null,null,null,null,null,null,{"$f":"'Energy Uses'!M365","v":false},0,0,13,{"$f":"'Energy Uses'!C365","v":0},{"$f":"'Energy Uses'!KK365","v":0},{"$f":"'Energy Uses'!KJ365","v":0},{"$f":"'Energy Uses'!KI365","v":0},{"$f":"'Energy Uses'!KH365","v":0},{"$f":"'Energy Uses'!KG365","v":0},{"$f":"'Energy Uses'!KF365","v":0},{"$f":"'Energy Uses'!KE365","v":0},{"$f":"'Energy Uses'!KD365","v":0},{"$f":"'Energy Uses'!KC365","v":0},{"$f":"'Energy Uses'!KB365","v":0},{"$f":"'Energy Uses'!KA365","v":0},{"$f":"'Energy Uses'!JZ365","v":0},{"$f":"'Energy Uses'!JY365","v":0},{"$f":"'Energy Uses'!JX365","v":0},{"$f":"'Energy Uses'!JW365","v":0},{"$f":"'Energy Uses'!JV365","v":0},{"$f":"'Energy Uses'!JU365","v":0},{"$f":"'Energy Uses'!JT365","v":0},{"$f":"'Energy Uses'!JS365","v":0},{"$f":"'Energy Uses'!JR365","v":0},{"$f":"'Energy Uses'!JQ365","v":0},{"$f":"'Energy Uses'!JP365","v":0},{"$f":"'Energy Uses'!JO365","v":0},{"$f":"'Energy Uses'!JN365","v":0},{"$f":"'Energy Uses'!JM365","v":0}]
[null,null,null,null,null,null,null,null,null,null,null,null,null,null,null,null,null,null,null,null,null,null,null,null,null,null,null,null,null,null,null,null,{"$f":"'Energy Uses'!M366","v":false},0,0,14,{"$f":"'Energy Uses'!C366","v":0},{"$f":"'Energy Uses'!KK366","v":0},{"$f":"'Energy Uses'!KJ366","v":0},{"$f":"'Energy Uses'!KI366","v":0},{"$f":"'Energy Uses'!KH366","v":0},{"$f":"'Energy Uses'!KG366","v":0},{"$f":"'Energy Uses'!KF366","v":0},{"$f":"'Energy Uses'!KE366","v":0},{"$f":"'Energy Uses'!KD366","v":0},{"$f":"'Energy Uses'!KC366","v":0},{"$f":"'Energy Uses'!KB366","v":0},{"$f":"'Energy Uses'!KA366","v":0},{"$f":"'Energy Uses'!JZ366","v":0},{"$f":"'Energy Uses'!JY366","v":0},{"$f":"'Energy Uses'!JX366","v":0},{"$f":"'Energy Uses'!JW366","v":0},{"$f":"'Energy Uses'!JV366","v":0},{"$f":"'Energy Uses'!JU366","v":0},{"$f":"'Energy Uses'!JT366","v":0},{"$f":"'Energy Uses'!JS366","v":0},{"$f":"'Energy Uses'!JR366","v":0},{"$f":"'Energy Uses'!JQ366","v":0},{"$f":"'Energy Uses'!JP366","v":0},{"$f":"'Energy Uses'!JO366","v":0},{"$f":"'Energy Uses'!JN366","v":0},{"$f":"'Energy Uses'!JM366","v":0}]
[null,null,null,null,null,null,null,null,null,null,null,null,null,null,null,null,null,null,null,null,null,null,null,null,null,null,null,null,null,null,null,null,{"$f":"'Energy Uses'!M367","v":false},0,0,15,{"$f":"'Energy Uses'!C367","v":0},{"$f":"'Energy Uses'!KK367","v":0},{"$f":"'Energy Uses'!KJ367","v":0},{"$f":"'Energy Uses'!KI367","v":0},{"$f":"'Energy Uses'!KH367","v":0},{"$f":"'Energy Uses'!KG367","v":0},{"$f":"'Energy Uses'!KF367","v":0},{"$f":"'Energy Uses'!KE367","v":0},{"$f":"'Energy Uses'!KD367","v":0},{"$f":"'Energy Uses'!KC367","v":0},{"$f":"'Energy Uses'!KB367","v":0},{"$f":"'Energy Uses'!KA367","v":0},{"$f":"'Energy Uses'!JZ367","v":0},{"$f":"'Energy Uses'!JY367","v":0},{"$f":"'Energy Uses'!JX367","v":0},{"$f":"'Energy Uses'!JW367","v":0},{"$f":"'Energy Uses'!JV367","v":0},{"$f":"'Energy Uses'!JU367","v":0},{"$f":"'Energy Uses'!JT367","v":0},{"$f":"'Energy Uses'!JS367","v":0},{"$f":"'Energy Uses'!JR367","v":0},{"$f":"'Energy Uses'!JQ367","v":0},{"$f":"'Energy Uses'!JP367","v":0},{"$f":"'Energy Uses'!JO367","v":0},{"$f":"'Energy Uses'!JN367","v":0},{"$f":"'Energy Uses'!JM367","v":0}]
[null,null,null,null,null,null,null,null,null,null,null,null,null,null,null,null,null,null,null,null,null,null,null,null,null,null,null,null,null,null,null,null,{"$f":"'Energy Uses'!M368","v":false},0,0,16,{"$f":"'Energy Uses'!C368","v":0},{"$f":"'Energy Uses'!KK368","v":0},{"$f":"'Energy Uses'!KJ368","v":0},{"$f":"'Energy Uses'!KI368","v":0},{"$f":"'Energy Uses'!KH368","v":0},{"$f":"'Energy Uses'!KG368","v":0},{"$f":"'Energy Uses'!KF368","v":0},{"$f":"'Energy Uses'!KE368","v":0},{"$f":"'Energy Uses'!KD368","v":0},{"$f":"'Energy Uses'!KC368","v":0},{"$f":"'Energy Uses'!KB368","v":0},{"$f":"'Energy Uses'!KA368","v":0},{"$f":"'Energy Uses'!JZ368","v":0},{"$f":"'Energy Uses'!JY368","v":0},{"$f":"'Energy Uses'!JX368","v":0},{"$f":"'Energy Uses'!JW368","v":0},{"$f":"'Energy Uses'!JV368","v":0},{"$f":"'Energy Uses'!JU368","v":0},{"$f":"'Energy Uses'!JT368","v":0},{"$f":"'Energy Uses'!JS368","v":0},{"$f":"'Energy Uses'!JR368","v":0},{"$f":"'Energy Uses'!JQ368","v":0},{"$f":"'Energy Uses'!JP368","v":0},{"$f":"'Energy Uses'!JO368","v":0},{"$f":"'Energy Uses'!JN368","v":0},{"$f":"'Energy Uses'!JM368","v":0}]
[null,null,null,null,null,null,null,null,null,null,null,null,null,null,null,null,null,null,null,null,null,null,null,null,null,null,null,null,null,null,null,null,{"$f":"'Energy Uses'!M369","v":false},0,0,17,{"$f":"'Energy Uses'!C369","v":0},{"$f":"'Energy Uses'!KK369","v":0},{"$f":"'Energy Uses'!KJ369","v":0},{"$f":"'Energy Uses'!KI369","v":0},{"$f":"'Energy Uses'!KH369","v":0},{"$f":"'Energy Uses'!KG369","v":0},{"$f":"'Energy Uses'!KF369","v":0},{"$f":"'Energy Uses'!KE369","v":0},{"$f":"'Energy Uses'!KD369","v":0},{"$f":"'Energy Uses'!KC369","v":0},{"$f":"'Energy Uses'!KB369","v":0},{"$f":"'Energy Uses'!KA369","v":0},{"$f":"'Energy Uses'!JZ369","v":0},{"$f":"'Energy Uses'!JY369","v":0},{"$f":"'Energy Uses'!JX369","v":0},{"$f":"'Energy Uses'!JW369","v":0},{"$f":"'Energy Uses'!JV369","v":0},{"$f":"'Energy Uses'!JU369","v":0},{"$f":"'Energy Uses'!JT369","v":0},{"$f":"'Energy Uses'!JS369","v":0},{"$f":"'Energy Uses'!JR369","v":0},{"$f":"'Energy Uses'!JQ369","v":0},{"$f":"'Energy Uses'!JP369","v":0},{"$f":"'Energy Uses'!JO369","v":0},{"$f":"'Energy Uses'!JN369","v":0},{"$f":"'Energy Uses'!JM369","v":0}]
[null,null,null,null,null,null,null,null,null,null,null,null,null,null,null,null,null,null,null,null,null,null,null,null,null,null,null,null,null,null,null,null,{"$f":"'Energy Uses'!M370","v":false},0,0,18,{"$f":"'Energy Uses'!C370","v":0},{"$f":"'Energy Uses'!KK370","v":0},{"$f":"'Energy Uses'!KJ370","v":0},{"$f":"'Energy Uses'!KI370","v":0},{"$f":"'Energy Uses'!KH370","v":0},{"$f":"'Energy Uses'!KG370","v":0},{"$f":"'Energy Uses'!KF370","v":0},{"$f":"'Energy Uses'!KE370","v":0},{"$f":"'Energy Uses'!KD370","v":0},{"$f":"'Energy Uses'!KC370","v":0},{"$f":"'Energy Uses'!KB370","v":0},{"$f":"'Energy Uses'!KA370","v":0},{"$f":"'Energy Uses'!JZ370","v":0},{"$f":"'Energy Uses'!JY370","v":0},{"$f":"'Energy Uses'!JX370","v":0},{"$f":"'Energy Uses'!JW370","v":0},{"$f":"'Energy Uses'!JV370","v":0},{"$f":"'Energy Uses'!JU370","v":0},{"$f":"'Energy Uses'!JT370","v":0},{"$f":"'Energy Uses'!JS370","v":0},{"$f":"'Energy Uses'!JR370","v":0},{"$f":"'Energy Uses'!JQ370","v":0},{"$f":"'Energy Uses'!JP370","v":0},{"$f":"'Energy Uses'!JO370","v":0},{"$f":"'Energy Uses'!JN370","v":0},{"$f":"'Energy Uses'!JM370","v":0}]
[null,null,null,null,null,null,null,null,null,null,null,null,null,null,null,null,null,null,null,null,null,null,null,null,null,null,null,null,null,null,null,null,{"$f":"'Energy Uses'!M371","v":false},0,0,19,{"$f":"'Energy Uses'!C371","v":0},{"$f":"'Energy Uses'!KK371","v":0},{"$f":"'Energy Uses'!KJ371","v":0},{"$f":"'Energy Uses'!KI371","v":0},{"$f":"'Energy Uses'!KH371","v":0},{"$f":"'Energy Uses'!KG371","v":0},{"$f":"'Energy Uses'!KF371","v":0},{"$f":"'Energy Uses'!KE371","v":0},{"$f":"'Energy Uses'!KD371","v":0},{"$f":"'Energy Uses'!KC371","v":0},{"$f":"'Energy Uses'!KB371","v":0},{"$f":"'Energy Uses'!KA371","v":0},{"$f":"'Energy Uses'!JZ371","v":0},{"$f":"'Energy Uses'!JY371","v":0},{"$f":"'Energy Uses'!JX371","v":0},{"$f":"'Energy Uses'!JW371","v":0},{"$f":"'Energy Uses'!JV371","v":0},{"$f":"'Energy Uses'!JU371","v":0},{"$f":"'Energy Uses'!JT371","v":0},{"$f":"'Energy Uses'!JS371","v":0},{"$f":"'Energy Uses'!JR371","v":0},{"$f":"'Energy Uses'!JQ371","v":0},{"$f":"'Energy Uses'!JP371","v":0},{"$f":"'Energy Uses'!JO371","v":0},{"$f":"'Energy Uses'!JN371","v":0},{"$f":"'Energy Uses'!JM371","v":0}]
[null,null,null,null,null,null,null,null,null,null,null,null,null,null,null,null,null,null,null,null,null,null,null,null,null,null,null,null,null,null,null,null,{"$f":"'Energy Uses'!M372","v":false},0,0,20,{"$f":"'Energy Uses'!C372","v":0},{"$f":"'Energy Uses'!KK372","v":0},{"$f":"'Energy Uses'!KJ372","v":0},{"$f":"'Energy Uses'!KI372","v":0},{"$f":"'Energy Uses'!KH372","v":0},{"$f":"'Energy Uses'!KG372","v":0},{"$f":"'Energy Uses'!KF372","v":0},{"$f":"'Energy Uses'!KE372","v":0},{"$f":"'Energy Uses'!KD372","v":0},{"$f":"'Energy Uses'!KC372","v":0},{"$f":"'Energy Uses'!KB372","v":0},{"$f":"'Energy Uses'!KA372","v":0},{"$f":"'Energy Uses'!JZ372","v":0},{"$f":"'Energy Uses'!JY372","v":0},{"$f":"'Energy Uses'!JX372","v":0},{"$f":"'Energy Uses'!JW372","v":0},{"$f":"'Energy Uses'!JV372","v":0},{"$f":"'Energy Uses'!JU372","v":0},{"$f":"'Energy Uses'!JT372","v":0},{"$f":"'Energy Uses'!JS372","v":0},{"$f":"'Energy Uses'!JR372","v":0},{"$f":"'Energy Uses'!JQ372","v":0},{"$f":"'Energy Uses'!JP372","v":0},{"$f":"'Energy Uses'!JO372","v":0},{"$f":"'Energy Uses'!JN372","v":0},{"$f":"'Energy Uses'!JM372","v":0}]
[null,null,null,null,null,null,null,null,null,null,null,null,null,null,null,null,null,null,null,null,null,null,null,null,null,null,null,null,null,null,null,null,{"$f":"'Energy Uses'!M373","v":false},0,0,21,{"$f":"'Energy Uses'!C373","v":0},{"$f":"'Energy Uses'!KK373","v":0},{"$f":"'Energy Uses'!KJ373","v":0},{"$f":"'Energy Uses'!KI373","v":0},{"$f":"'Energy Uses'!KH373","v":0},{"$f":"'Energy Uses'!KG373","v":0},{"$f":"'Energy Uses'!KF373","v":0},{"$f":"'Energy Uses'!KE373","v":0},{"$f":"'Energy Uses'!KD373","v":0},{"$f":"'Energy Uses'!KC373","v":0},{"$f":"'Energy Uses'!KB373","v":0},{"$f":"'Energy Uses'!KA373","v":0},{"$f":"'Energy Uses'!JZ373","v":0},{"$f":"'Energy Uses'!JY373","v":0},{"$f":"'Energy Uses'!JX373","v":0},{"$f":"'Energy Uses'!JW373","v":0},{"$f":"'Energy Uses'!JV373","v":0},{"$f":"'Energy Uses'!JU373","v":0},{"$f":"'Energy Uses'!JT373","v":0},{"$f":"'Energy Uses'!JS373","v":0},{"$f":"'Energy Uses'!JR373","v":0},{"$f":"'Energy Uses'!JQ373","v":0},{"$f":"'Energy Uses'!JP373","v":0},{"$f":"'Energy Uses'!JO373","v":0},{"$f":"'Energy Uses'!JN373","v":0},{"$f":"'Energy Uses'!JM373","v":0}]
[null,null,null,null,null,null,null,null,null,null,null,null,null,null,null,null,null,null,null,null,null,null,null,null,null,null,null,null,null,null,null,null,{"$f":"'Energy Uses'!M374","v":false},0,0,22,{"$f":"'Energy Uses'!C374","v":0},{"$f":"'Energy Uses'!KK374","v":0},{"$f":"'Energy Uses'!KJ374","v":0},{"$f":"'Energy Uses'!KI374","v":0},{"$f":"'Energy Uses'!KH374","v":0},{"$f":"'Energy Uses'!KG374","v":0},{"$f":"'Energy Uses'!KF374","v":0},{"$f":"'Energy Uses'!KE374","v":0},{"$f":"'Energy Uses'!KD374","v":0},{"$f":"'Energy Uses'!KC374","v":0},{"$f":"'Energy Uses'!KB374","v":0},{"$f":"'Energy Uses'!KA374","v":0},{"$f":"'Energy Uses'!JZ374","v":0},{"$f":"'Energy Uses'!JY374","v":0},{"$f":"'Energy Uses'!JX374","v":0},{"$f":"'Energy Uses'!JW374","v":0},{"$f":"'Energy Uses'!JV374","v":0},{"$f":"'Energy Uses'!JU374","v":0},{"$f":"'Energy Uses'!JT374","v":0},{"$f":"'Energy Uses'!JS374","v":0},{"$f":"'Energy Uses'!JR374","v":0},{"$f":"'Energy Uses'!JQ374","v":0},{"$f":"'Energy Uses'!JP374","v":0},{"$f":"'Energy Uses'!JO374","v":0},{"$f":"'Energy Uses'!JN374","v":0},{"$f":"'Energy Uses'!JM374","v":0}]
[null,null,null,null,null,null,null,null,null,null,null,null,null,null,null,null,null,null,null,null,null,null,null,null,null,null,null,null,null,null,null,null,{"$f":"'Energy Uses'!M375","v":false},0,0,23,{"$f":"'Energy Uses'!C375","v":0},{"$f":"'Energy Uses'!KK375","v":0},{"$f":"'Energy Uses'!KJ375","v":0},{"$f":"'Energy Uses'!KI375","v":0},{"$f":"'Energy Uses'!KH375","v":0},{"$f":"'Energy Uses'!KG375","v":0},{"$f":"'Energy Uses'!KF375","v":0},{"$f":"'Energy Uses'!KE375","v":0},{"$f":"'Energy Uses'!KD375","v":0},{"$f":"'Energy Uses'!KC375","v":0},{"$f":"'Energy Uses'!KB375","v":0},{"$f":"'Energy Uses'!KA375","v":0},{"$f":"'Energy Uses'!JZ375","v":0},{"$f":"'Energy Uses'!JY375","v":0},{"$f":"'Energy Uses'!JX375","v":0},{"$f":"'Energy Uses'!JW375","v":0},{"$f":"'Energy Uses'!JV375","v":0},{"$f":"'Energy Uses'!JU375","v":0},{"$f":"'Energy Uses'!JT375","v":0},{"$f":"'Energy Uses'!JS375","v":0},{"$f":"'Energy Uses'!JR375","v":0},{"$f":"'Energy Uses'!JQ375","v":0},{"$f":"'Energy Uses'!JP375","v":0},{"$f":"'Energy Uses'!JO375","v":0},{"$f":"'Energy Uses'!JN375","v":0},{"$f":"'Energy Uses'!JM375","v":0}]
[null,null,null,null,null,null,null,null,null,null,null,null,null,null,null,null,null,null,null,null,null,null,null,null,null,null,null,null,null,null,null,null,{"$f":"'Energy Uses'!M376","v":false},0,0,24,{"$f":"'Energy Uses'!C376","v":0},{"$f":"'Energy Uses'!KK376","v":0},{"$f":"'Energy Uses'!KJ376","v":0},{"$f":"'Energy Uses'!KI376","v":0},{"$f":"'Energy Uses'!KH376","v":0},{"$f":"'Energy Uses'!KG376","v":0},{"$f":"'Energy Uses'!KF376","v":0},{"$f":"'Energy Uses'!KE376","v":0},{"$f":"'Energy Uses'!KD376","v":0},{"$f":"'Energy Uses'!KC376","v":0},{"$f":"'Energy Uses'!KB376","v":0},{"$f":"'Energy Uses'!KA376","v":0},{"$f":"'Energy Uses'!JZ376","v":0},{"$f":"'Energy Uses'!JY376","v":0},{"$f":"'Energy Uses'!JX376","v":0},{"$f":"'Energy Uses'!JW376","v":0},{"$f":"'Energy Uses'!JV376","v":0},{"$f":"'Energy Uses'!JU376","v":0},{"$f":"'Energy Uses'!JT376","v":0},{"$f":"'Energy Uses'!JS376","v":0},{"$f":"'Energy Uses'!JR376","v":0},{"$f":"'Energy Uses'!JQ376","v":0},{"$f":"'Energy Uses'!JP376","v":0},{"$f":"'Energy Uses'!JO376","v":0},{"$f":"'Energy Uses'!JN376","v":0},{"$f":"'Energy Uses'!JM376","v":0}]
[null,null,null,null,null,null,null,null,null,null,null,null,null,null,null,null,null,null,null,null,null,null,null,null,null,null,null,null,null,null,null,null,{"$f":"'Energy Uses'!M377","v":false},0,0,25,{"$f":"'Energy Uses'!C377","v":0},{"$f":"'Energy Uses'!KK377","v":0},{"$f":"'Energy Uses'!KJ377","v":0},{"$f":"'Energy Uses'!KI377","v":0},{"$f":"'Energy Uses'!KH377","v":0},{"$f":"'Energy Uses'!KG377","v":0},{"$f":"'Energy Uses'!KF377","v":0},{"$f":"'Energy Uses'!KE377","v":0},{"$f":"'Energy Uses'!KD377","v":0},{"$f":"'Energy Uses'!KC377","v":0},{"$f":"'Energy Uses'!KB377","v":0},{"$f":"'Energy Uses'!KA377","v":0},{"$f":"'Energy Uses'!JZ377","v":0},{"$f":"'Energy Uses'!JY377","v":0},{"$f":"'Energy Uses'!JX377","v":0},{"$f":"'Energy Uses'!JW377","v":0},{"$f":"'Energy Uses'!JV377","v":0},{"$f":"'Energy Uses'!JU377","v":0},{"$f":"'Energy Uses'!JT377","v":0},{"$f":"'Energy Uses'!JS377","v":0},{"$f":"'Energy Uses'!JR377","v":0},{"$f":"'Energy Uses'!JQ377","v":0},{"$f":"'Energy Uses'!JP377","v":0},{"$f":"'Energy Uses'!JO377","v":0},{"$f":"'Energy Uses'!JN377","v":0},{"$f":"'Energy Uses'!JM377","v":0}]
[null,null,null,null,null,null,null,null,null,null,null,null,null,null,null,null,null,null,null,null,null,null,null,null,null,null,null,null,null,null,null,null,{"$f":"'Energy Uses'!M378","v":false},0,0,26,{"$f":"'Energy Uses'!C378","v":0},{"$f":"'Energy Uses'!KK378","v":0},{"$f":"'Energy Uses'!KJ378","v":0},{"$f":"'Energy Uses'!KI378","v":0},{"$f":"'Energy Uses'!KH378","v":0},{"$f":"'Energy Uses'!KG378","v":0},{"$f":"'Energy Uses'!KF378","v":0},{"$f":"'Energy Uses'!KE378","v":0},{"$f":"'Energy Uses'!KD378","v":0},{"$f":"'Energy Uses'!KC378","v":0},{"$f":"'Energy Uses'!KB378","v":0},{"$f":"'Energy Uses'!KA378","v":0},{"$f":"'Energy Uses'!JZ378","v":0},{"$f":"'Energy Uses'!JY378","v":0},{"$f":"'Energy Uses'!JX378","v":0},{"$f":"'Energy Uses'!JW378","v":0},{"$f":"'Energy Uses'!JV378","v":0},{"$f":"'Energy Uses'!JU378","v":0},{"$f":"'Energy Uses'!JT378","v":0},{"$f":"'Energy Uses'!JS378","v":0},{"$f":"'Energy Uses'!JR378","v":0},{"$f":"'Energy Uses'!JQ378","v":0},{"$f":"'Energy Uses'!JP378","v":0},{"$f":"'Energy Uses'!JO378","v":0},{"$f":"'Energy Uses'!JN378","v":0},{"$f":"'Energy Uses'!JM378","v":0}]
[null,null,null,null,null,null,null,null,null,null,null,null,null,null,null,null,null,null,null,null,null,null,null,null,null,null,null,null,null,null,null,null,{"$f":"'Energy Uses'!M379","v":false},0,0,27,{"$f":"'Energy Uses'!C379","v":0},{"$f":"'Energy Uses'!KK379","v":0},{"$f":"'Energy Uses'!KJ379","v":0},{"$f":"'Energy Uses'!KI379","v":0},{"$f":"'Energy Uses'!KH379","v":0},{"$f":"'Energy Uses'!KG379","v":0},{"$f":"'Energy Uses'!KF379","v":0},{"$f":"'Energy Uses'!KE379","v":0},{"$f":"'Energy Uses'!KD379","v":0},{"$f":"'Energy Uses'!KC379","v":0},{"$f":"'Energy Uses'!KB379","v":0},{"$f":"'Energy Uses'!KA379","v":0},{"$f":"'Energy Uses'!JZ379","v":0},{"$f":"'Energy Uses'!JY379","v":0},{"$f":"'Energy Uses'!JX379","v":0},{"$f":"'Energy Uses'!JW379","v":0},{"$f":"'Energy Uses'!JV379","v":0},{"$f":"'Energy Uses'!JU379","v":0},{"$f":"'Energy Uses'!JT379","v":0},{"$f":"'Energy Uses'!JS379","v":0},{"$f":"'Energy Uses'!JR379","v":0},{"$f":"'Energy Uses'!JQ379","v":0},{"$f":"'Energy Uses'!JP379","v":0},{"$f":"'Energy Uses'!JO379","v":0},{"$f":"'Energy Uses'!JN379","v":0},{"$f":"'Energy Uses'!JM379","v":0}]
[null,null,null,null,null,null,null,null,null,null,null,null,null,null,null,null,null,null,null,null,null,null,null,null,null,null,null,null,null,null,null,null,{"$f":"'Energy Uses'!M380","v":false},0,0,28,{"$f":"'Energy Uses'!C380","v":0},{"$f":"'Energy Uses'!KK380","v":0},{"$f":"'Energy Uses'!KJ380","v":0},{"$f":"'Energy Uses'!KI380","v":0},{"$f":"'Energy Uses'!KH380","v":0},{"$f":"'Energy Uses'!KG380","v":0},{"$f":"'Energy Uses'!KF380","v":0},{"$f":"'Energy Uses'!KE380","v":0},{"$f":"'Energy Uses'!KD380","v":0},{"$f":"'Energy Uses'!KC380","v":0},{"$f":"'Energy Uses'!KB380","v":0},{"$f":"'Energy Uses'!KA380","v":0},{"$f":"'Energy Uses'!JZ380","v":0},{"$f":"'Energy Uses'!JY380","v":0},{"$f":"'Energy Uses'!JX380","v":0},{"$f":"'Energy Uses'!JW380","v":0},{"$f":"'Energy Uses'!JV380","v":0},{"$f":"'Energy Uses'!JU380","v":0},{"$f":"'Energy Uses'!JT380","v":0},{"$f":"'Energy Uses'!JS380","v":0},{"$f":"'Energy Uses'!JR380","v":0},{"$f":"'Energy Uses'!JQ380","v":0},{"$f":"'Energy Uses'!JP380","v":0},{"$f":"'Energy Uses'!JO380","v":0},{"$f":"'Energy Uses'!JN380","v":0},{"$f":"'Energy Uses'!JM380","v":0}]
[null,null,null,null,null,null,null,null,null,null,null,null,null,null,null,null,null,null,null,null,null,null,null,null,null,null,null,null,null,null,null,null,{"$f":"'Energy Uses'!M381","v":false},0,0,29,{"$f":"'Energy Uses'!C381","v":0},{"$f":"'Energy Uses'!KK381","v":0},{"$f":"'Energy Uses'!KJ381","v":0},{"$f":"'Energy Uses'!KI381","v":0},{"$f":"'Energy Uses'!KH381","v":0},{"$f":"'Energy Uses'!KG381","v":0},{"$f":"'Energy Uses'!KF381","v":0},{"$f":"'Energy Uses'!KE381","v":0},{"$f":"'Energy Uses'!KD381","v":0},{"$f":"'Energy Uses'!KC381","v":0},{"$f":"'Energy Uses'!KB381","v":0},{"$f":"'Energy Uses'!KA381","v":0},{"$f":"'Energy Uses'!JZ381","v":0},{"$f":"'Energy Uses'!JY381","v":0},{"$f":"'Energy Uses'!JX381","v":0},{"$f":"'Energy Uses'!JW381","v":0},{"$f":"'Energy Uses'!JV381","v":0},{"$f":"'Energy Uses'!JU381","v":0},{"$f":"'Energy Uses'!JT381","v":0},{"$f":"'Energy Uses'!JS381","v":0},{"$f":"'Energy Uses'!JR381","v":0},{"$f":"'Energy Uses'!JQ381","v":0},{"$f":"'Energy Uses'!JP381","v":0},{"$f":"'Energy Uses'!JO381","v":0},{"$f":"'Energy Uses'!JN381","v":0},{"$f":"'Energy Uses'!JM381","v":0}]
[null,null,null,null,null,null,null,null,null,null,null,null,null,null,null,null,null,null,null,null,null,null,null,null,null,null,null,null,null,null,null,null,{"$f":"'Energy Uses'!M382","v":false},0,0,30,{"$f":"'Energy Uses'!C382","v":0},{"$f":"'Energy Uses'!KK382","v":0},{"$f":"'Energy Uses'!KJ382","v":0},{"$f":"'Energy Uses'!KI382","v":0},{"$f":"'Energy Uses'!KH382","v":0},{"$f":"'Energy Uses'!KG382","v":0},{"$f":"'Energy Uses'!KF382","v":0},{"$f":"'Energy Uses'!KE382","v":0},{"$f":"'Energy Uses'!KD382","v":0},{"$f":"'Energy Uses'!KC382","v":0},{"$f":"'Energy Uses'!KB382","v":0},{"$f":"'Energy Uses'!KA382","v":0},{"$f":"'Energy Uses'!JZ382","v":0},{"$f":"'Energy Uses'!JY382","v":0},{"$f":"'Energy Uses'!JX382","v":0},{"$f":"'Energy Uses'!JW382","v":0},{"$f":"'Energy Uses'!JV382","v":0},{"$f":"'Energy Uses'!JU382","v":0},{"$f":"'Energy Uses'!JT382","v":0},{"$f":"'Energy Uses'!JS382","v":0},{"$f":"'Energy Uses'!JR382","v":0},{"$f":"'Energy Uses'!JQ382","v":0},{"$f":"'Energy Uses'!JP382","v":0},{"$f":"'Energy Uses'!JO382","v":0},{"$f":"'Energy Uses'!JN382","v":0},{"$f":"'Energy Uses'!JM382","v":0}]
[null,null,null,null,null,null,null,null,null,null,null,null,null,null,null,null,null,null,null,null,null,null,null,null,null,null,null,null,null,null,null,null,{"$f":"'Energy Uses'!M383","v":false},0,{"$f":"HLOOKUP(AI$336,$AL$336:$BJ$366,AJ366,)","v":0},31,{"$f":"'Energy Uses'!C383","v":0},{"$f":"'Energy Uses'!KK383","v":0},{"$f":"'Energy Uses'!KJ383","v":0},{"$f":"'Energy Uses'!KI383","v":0},{"$f":"'Energy Uses'!KH383","v":0},{"$f":"'Energy Uses'!KG383","v":0},{"$f":"'Energy Uses'!KF383","v":0},{"$f":"'Energy Uses'!KE383","v":0},{"$f":"'Energy Uses'!KD383","v":0},{"$f":"'Energy Uses'!KC383","v":0},{"$f":"'Energy Uses'!KB383","v":0},{"$f":"'Energy Uses'!KA383","v":0},{"$f":"'Energy Uses'!JZ383","v":0},{"$f":"'Energy Uses'!JY383","v":0},{"$f":"'Energy Uses'!JX383","v":0},{"$f":"'Energy Uses'!JW383","v":0},{"$f":"'Energy Uses'!JV383","v":0},{"$f":"'Energy Uses'!JU383","v":0},{"$f":"'Energy Uses'!JT383","v":0},{"$f":"'Energy Uses'!JS383","v":0},{"$f":"'Energy Uses'!JR383","v":0},{"$f":"'Energy Uses'!JQ383","v":0},{"$f":"'Energy Uses'!JP383","v":0},{"$f":"'Energy Uses'!JO383","v":0},{"$f":"'Energy Uses'!JN383","v":0},{"$f":"'Energy Uses'!JM383","v":0}]
[null,null,null,null,null,null,null,null,null,null,null,null,null,null,null,null,null,null,null,null,null,null,null,null,null,null,null,null,null,null,null,null,true]
[null,null,null,null,null,null,null,null,null,null,null,null,null,null,null,null,null,null,null,null,null,null,null,null,null,null,null,null,null,null,null,null,true,null,{"$f":"$AI$68","v":2015},null,null,{"$f":"AM368-1","v":2005},2006,2007,2008,2009,2010,2011,2012,2013,2014,2015,2016,2017,2018,2019,2020,2021,2022,2023,2024,2025,2026,2027,{"$f":"BJ368-1","v":2028},{"$f":"FinalYear","v":2029}]
[null,null,null,null,null,null,null,null,null,null,null,null,null,null,null,null,null,null,null,null,null,null,null,null,null,null,null,null,null,null,null,null,{"$f":"'Energy Uses'!M395","v":false},{"$f":"AK369","v":0},{"$f":"HLOOKUP(AI$368,$AL$368:$BJ$398,AJ369,)","v":0},2,{"$f":"'Energy Uses'!C395","v":0},{"$f":"'Energy Uses'!KK395","v":0},{"$f":"'Energy Uses'!KJ395","v":0},{"$f":"'Energy Uses'!KI395","v":0},{"$f":"'Energy Uses'!KH395","v":0},{"$f":"'Energy Uses'!KG395","v":0},{"$f":"'Energy Uses'!KF395","v":0},{"$f":"'Energy Uses'!KE395","v":0},{"$f":"'Energy Uses'!KD395","v":0},{"$f":"'Energy Uses'!KC395","v":0},{"$f":"'Energy Uses'!KB395","v":0},{"$f":"'Energy Uses'!KA395","v":0},{"$f":"'Energy Uses'!JZ395","v":0},{"$f":"'Energy Uses'!JY395","v":0},{"$f":"'Energy Uses'!JX395","v":0},{"$f":"'Energy Uses'!JW395","v":0},{"$f":"'Energy Uses'!JV395","v":0},{"$f":"'Energy Uses'!JU395","v":0},{"$f":"'Energy Uses'!JT395","v":0},{"$f":"'Energy Uses'!JS395","v":0},{"$f":"'Energy Uses'!JR395","v":0},{"$f":"'Energy Uses'!JQ395","v":0},{"$f":"'Energy Uses'!JP395","v":0},{"$f":"'Energy Uses'!JO395","v":0},{"$f":"'Energy Uses'!JN395","v":0},{"$f":"'Energy Uses'!JM395","v":0}]
[null,null,null,null,null,null,null,null,null,null,null,null,null,null,null,null,null,null,null,null,null,null,null,null,null,null,null,null,null,null,null,null,{"$f":"'Energy Uses'!M396","v":false},0,{"$f":"HLOOKUP(AI$368,$AL$368:$BJ$398,AJ370,)","v":0},3,{"$f":"'Energy Uses'!C396","v":0},{"$f":"'Energy Uses'!KK396","v":0},{"$f":"'Energy Uses'!KJ396","v":0},{"$f":"'Energy Uses'!KI396","v":0},{"$f":"'Energy Uses'!KH396","v":0},{"$f":"'Energy Uses'!KG396","v":0},{"$f":"'Energy Uses'!KF396","v":0},{"$f":"'Energy Uses'!KE396","v":0},{"$f":"'Energy Uses'!KD396","v":0},{"$f":"'Energy Uses'!KC396","v":0},{"$f":"'Energy Uses'!KB396","v":0},{"$f":"'Energy Uses'!KA396","v":0},{"$f":"'Energy Uses'!JZ396","v":0},{"$f":"'Energy Uses'!JY396","v":0},{"$f":"'Energy Uses'!JX396","v":0},{"$f":"'Energy Uses'!JW396","v":0},{"$f":"'Energy Uses'!JV396","v":0},{"$f":"'Energy Uses'!JU396","v":0},{"$f":"'Energy Uses'!JT396","v":0},{"$f":"'Energy Uses'!JS396","v":0},{"$f":"'Energy Uses'!JR396","v":0},{"$f":"'Energy Uses'!JQ396","v":0},{"$f":"'Energy Uses'!JP396","v":0},{"$f":"'Energy Uses'!JO396","v":0},{"$f":"'Energy Uses'!JN396","v":0},{"$f":"'Energy Uses'!JM396","v":0}]
[null,null,null,null,null,null,null,null,null,null,null,null,null,null,null,null,null,null,null,null,null,null,null,null,null,null,null,null,null,null,null,null,{"$f":"'Energy Uses'!M397","v":false},0,0,4,{"$f":"'Energy Uses'!C397","v":0},{"$f":"'Energy Uses'!KK397","v":0},{"$f":"'Energy Uses'!KJ397","v":0},{"$f":"'Energy Uses'!KI397","v":0},{"$f":"'Energy Uses'!KH397","v":0},{"$f":"'Energy Uses'!KG397","v":0},{"$f":"'Energy Uses'!KF397","v":0},{"$f":"'Energy Uses'!KE397","v":0},{"$f":"'Energy Uses'!KD397","v":0},{"$f":"'Energy Uses'!KC397","v":0},{"$f":"'Energy Uses'!KB397","v":0},{"$f":"'Energy Uses'!KA397","v":0},{"$f":"'Energy Uses'!JZ397","v":0},{"$f":"'Energy Uses'!JY397","v":0},{"$f":"'Energy Uses'!JX397","v":0},{"$f":"'Energy Uses'!JW397","v":0},{"$f":"'Energy Uses'!JV397","v":0},{"$f":"'Energy Uses'!JU397","v":0},{"$f":"'Energy Uses'!JT397","v":0},{"$f":"'Energy Uses'!JS397","v":0},{"$f":"'Energy Uses'!JR397","v":0},{"$f":"'Energy Uses'!JQ397","v":0},{"$f":"'Energy Uses'!JP397","v":0},{"$f":"'Energy Uses'!JO397","v":0},{"$f":"'Energy Uses'!JN397","v":0},{"$f":"'Energy Uses'!JM397","v":0}]
[null,null,null,null,null,null,null,null,null,null,null,null,null,null,null,null,null,null,null,null,null,null,null,null,null,null,null,null,null,null,null,null,{"$f":"'Energy Uses'!M398","v":false},0,0,5,{"$f":"'Energy Uses'!C398","v":0},{"$f":"'Energy Uses'!KK398","v":0},{"$f":"'Energy Uses'!KJ398","v":0},{"$f":"'Energy Uses'!KI398","v":0},{"$f":"'Energy Uses'!KH398","v":0},{"$f":"'Energy Uses'!KG398","v":0},{"$f":"'Energy Uses'!KF398","v":0},{"$f":"'Energy Uses'!KE398","v":0},{"$f":"'Energy Uses'!KD398","v":0},{"$f":"'Energy Uses'!KC398","v":0},{"$f":"'Energy Uses'!KB398","v":0},{"$f":"'Energy Uses'!KA398","v":0},{"$f":"'Energy Uses'!JZ398","v":0},{"$f":"'Energy Uses'!JY398","v":0},{"$f":"'Energy Uses'!JX398","v":0},{"$f":"'Energy Uses'!JW398","v":0},{"$f":"'Energy Uses'!JV398","v":0},{"$f":"'Energy Uses'!JU398","v":0},{"$f":"'Energy Uses'!JT398","v":0},{"$f":"'Energy Uses'!JS398","v":0},{"$f":"'Energy Uses'!JR398","v":0},{"$f":"'Energy Uses'!JQ398","v":0},{"$f":"'Energy Uses'!JP398","v":0},{"$f":"'Energy Uses'!JO398","v":0},{"$f":"'Energy Uses'!JN398","v":0},{"$f":"'Energy Uses'!JM398","v":0}]
[null,null,null,null,null,null,null,null,null,null,null,null,null,null,null,null,null,null,null,null,null,null,null,null,null,null,null,null,null,null,null,null,{"$f":"'Energy Uses'!M399","v":false},0,0,6,{"$f":"'Energy Uses'!C399","v":0},{"$f":"'Energy Uses'!KK399","v":0},{"$f":"'Energy Uses'!KJ399","v":0},{"$f":"'Energy Uses'!KI399","v":0},{"$f":"'Energy Uses'!KH399","v":0},{"$f":"'Energy Uses'!KG399","v":0},{"$f":"'Energy Uses'!KF399","v":0},{"$f":"'Energy Uses'!KE399","v":0},{"$f":"'Energy Uses'!KD399","v":0},{"$f":"'Energy Uses'!KC399","v":0},{"$f":"'Energy Uses'!KB399","v":0},{"$f":"'Energy Uses'!KA399","v":0},{"$f":"'Energy Uses'!JZ399","v":0},{"$f":"'Energy Uses'!JY399","v":0},{"$f":"'Energy Uses'!JX399","v":0},{"$f":"'Energy Uses'!JW399","v":0},{"$f":"'Energy Uses'!JV399","v":0},{"$f":"'Energy Uses'!JU399","v":0},{"$f":"'Energy Uses'!JT399","v":0},{"$f":"'Energy Uses'!JS399","v":0},{"$f":"'Energy Uses'!JR399","v":0},{"$f":"'Energy Uses'!JQ399","v":0},{"$f":"'Energy Uses'!JP399","v":0},{"$f":"'Energy Uses'!JO399","v":0},{"$f":"'Energy Uses'!JN399","v":0},{"$f":"'Energy Uses'!JM399","v":0}]
[null,null,null,null,null,null,null,null,null,null,null,null,null,null,null,null,null,null,null,null,null,null,null,null,null,null,null,null,null,null,null,null,{"$f":"'Energy Uses'!M400","v":false},0,0,7,{"$f":"'Energy Uses'!C400","v":0},{"$f":"'Energy Uses'!KK400","v":0},{"$f":"'Energy Uses'!KJ400","v":0},{"$f":"'Energy Uses'!KI400","v":0},{"$f":"'Energy Uses'!KH400","v":0},{"$f":"'Energy Uses'!KG400","v":0},{"$f":"'Energy Uses'!KF400","v":0},{"$f":"'Energy Uses'!KE400","v":0},{"$f":"'Energy Uses'!KD400","v":0},{"$f":"'Energy Uses'!KC400","v":0},{"$f":"'Energy Uses'!KB400","v":0},{"$f":"'Energy Uses'!KA400","v":0},{"$f":"'Energy Uses'!JZ400","v":0},{"$f":"'Energy Uses'!JY400","v":0},{"$f":"'Energy Uses'!JX400","v":0},{"$f":"'Energy Uses'!JW400","v":0},{"$f":"'Energy Uses'!JV400","v":0},{"$f":"'Energy Uses'!JU400","v":0},{"$f":"'Energy Uses'!JT400","v":0},{"$f":"'Energy Uses'!JS400","v":0},{"$f":"'Energy Uses'!JR400","v":0},{"$f":"'Energy Uses'!JQ400","v":0},{"$f":"'Energy Uses'!JP400","v":0},{"$f":"'Energy Uses'!JO400","v":0},{"$f":"'Energy Uses'!JN400","v":0},{"$f":"'Energy Uses'!JM400","v":0}]
[null,null,null,null,null,null,null,null,null,null,null,null,null,null,null,null,null,null,null,null,null,null,null,null,null,null,null,null,null,null,null,null,{"$f":"'Energy Uses'!M401","v":false},0,0,8,{"$f":"'Energy Uses'!C401","v":0},{"$f":"'Energy Uses'!KK401","v":0},{"$f":"'Energy Uses'!KJ401","v":0},{"$f":"'Energy Uses'!KI401","v":0},{"$f":"'Energy Uses'!KH401","v":0},{"$f":"'Energy Uses'!KG401","v":0},{"$f":"'Energy Uses'!KF401","v":0},{"$f":"'Energy Uses'!KE401","v":0},{"$f":"'Energy Uses'!KD401","v":0},{"$f":"'Energy Uses'!KC401","v":0},{"$f":"'Energy Uses'!KB401","v":0},{"$f":"'Energy Uses'!KA401","v":0},{"$f":"'Energy Uses'!JZ401","v":0},{"$f":"'Energy Uses'!JY401","v":0},{"$f":"'Energy Uses'!JX401","v":0},{"$f":"'Energy Uses'!JW401","v":0},{"$f":"'Energy Uses'!JV401","v":0},{"$f":"'Energy Uses'!JU401","v":0},{"$f":"'Energy Uses'!JT401","v":0},{"$f":"'Energy Uses'!JS401","v":0},{"$f":"'Energy Uses'!JR401","v":0},{"$f":"'Energy Uses'!JQ401","v":0},{"$f":"'Energy Uses'!JP401","v":0},{"$f":"'Energy Uses'!JO401","v":0},{"$f":"'Energy Uses'!JN401","v":0},{"$f":"'Energy Uses'!JM401","v":0}]
[null,null,null,null,null,null,null,null,null,null,null,null,null,null,null,null,null,null,null,null,null,null,null,null,null,null,null,null,null,null,null,null,{"$f":"'Energy Uses'!M402","v":false},0,0,9,{"$f":"'Energy Uses'!C402","v":0},{"$f":"'Energy Uses'!KK402","v":0},{"$f":"'Energy Uses'!KJ402","v":0},{"$f":"'Energy Uses'!KI402","v":0},{"$f":"'Energy Uses'!KH402","v":0},{"$f":"'Energy Uses'!KG402","v":0},{"$f":"'Energy Uses'!KF402","v":0},{"$f":"'Energy Uses'!KE402","v":0},{"$f":"'Energy Uses'!KD402","v":0},{"$f":"'Energy Uses'!KC402","v":0},{"$f":"'Energy Uses'!KB402","v":0},{"$f":"'Energy Uses'!KA402","v":0},{"$f":"'Energy Uses'!JZ402","v":0},{"$f":"'Energy Uses'!JY402","v":0},{"$f":"'Energy Uses'!JX402","v":0},{"$f":"'Energy Uses'!JW402","v":0},{"$f":"'Energy Uses'!JV402","v":0},{"$f":"'Energy Uses'!JU402","v":0},{"$f":"'Energy Uses'!JT402","v":0},{"$f":"'Energy Uses'!JS402","v":0},{"$f":"'Energy Uses'!JR402","v":0},{"$f":"'Energy Uses'!JQ402","v":0},{"$f":"'Energy Uses'!JP402","v":0},{"$f":"'Energy Uses'!JO402","v":0},{"$f":"'Energy Uses'!JN402","v":0},{"$f":"'Energy Uses'!JM402","v":0}]
[null,null,null,null,null,null,null,null,null,null,null,null,null,null,null,null,null,null,null,null,null,null,null,null,null,null,null,null,null,null,null,null,{"$f":"'Energy Uses'!M403","v":false},0,0,10,{"$f":"'Energy Uses'!C403","v":0},{"$f":"'Energy Uses'!KK403","v":0},{"$f":"'Energy Uses'!KJ403","v":0},{"$f":"'Energy Uses'!KI403","v":0},{"$f":"'Energy Uses'!KH403","v":0},{"$f":"'Energy Uses'!KG403","v":0},{"$f":"'Energy Uses'!KF403","v":0},{"$f":"'Energy Uses'!KE403","v":0},{"$f":"'Energy Uses'!KD403","v":0},{"$f":"'Energy Uses'!KC403","v":0},{"$f":"'Energy Uses'!KB403","v":0},{"$f":"'Energy Uses'!KA403","v":0},{"$f":"'Energy Uses'!JZ403","v":0},{"$f":"'Energy Uses'!JY403","v":0},{"$f":"'Energy Uses'!JX403","v":0},{"$f":"'Energy Uses'!JW403","v":0},{"$f":"'Energy Uses'!JV403","v":0},{"$f":"'Energy Uses'!JU403","v":0},{"$f":"'Energy Uses'!JT403","v":0},{"$f":"'Energy Uses'!JS403","v":0},{"$f":"'Energy Uses'!JR403","v":0},{"$f":"'Energy Uses'!JQ403","v":0},{"$f":"'Energy Uses'!JP403","v":0},{"$f":"'Energy Uses'!JO403","v":0},{"$f":"'Energy Uses'!JN403","v":0},{"$f":"'Energy Uses'!JM403","v":0}]
[null,null,null,null,null,null,null,null,null,null,null,null,null,null,null,null,null,null,null,null,null,null,null,null,null,null,null,null,null,null,null,null,{"$f":"'Energy Uses'!M404","v":false},0,0,11,{"$f":"'Energy Uses'!C404","v":0},{"$f":"'Energy Uses'!KK404","v":0},{"$f":"'Energy Uses'!KJ404","v":0},{"$f":"'Energy Uses'!KI404","v":0},{"$f":"'Energy Uses'!KH404","v":0},{"$f":"'Energy Uses'!KG404","v":0},{"$f":"'Energy Uses'!KF404","v":0},{"$f":"'Energy Uses'!KE404","v":0},{"$f":"'Energy Uses'!KD404","v":0},{"$f":"'Energy Uses'!KC404","v":0},{"$f":"'Energy Uses'!KB404","v":0},{"$f":"'Energy Uses'!KA404","v":0},{"$f":"'Energy Uses'!JZ404","v":0},{"$f":"'Energy Uses'!JY404","v":0},{"$f":"'Energy Uses'!JX404","v":0},{"$f":"'Energy Uses'!JW404","v":0},{"$f":"'Energy Uses'!JV404","v":0},{"$f":"'Energy Uses'!JU404","v":0},{"$f":"'Energy Uses'!JT404","v":0},{"$f":"'Energy Uses'!JS404","v":0},{"$f":"'Energy Uses'!JR404","v":0},{"$f":"'Energy Uses'!JQ404","v":0},{"$f":"'Energy Uses'!JP404","v":0},{"$f":"'Energy Uses'!JO404","v":0},{"$f":"'Energy Uses'!JN404","v":0},{"$f":"'Energy Uses'!JM404","v":0}]
[null,null,null,null,null,null,null,null,null,null,null,null,null,null,null,null,null,null,null,null,null,null,null,null,null,null,null,null,null,null,null,null,{"$f":"'Energy Uses'!M405","v":false},0,0,12,{"$f":"'Energy Uses'!C405","v":0},{"$f":"'Energy Uses'!KK405","v":0},{"$f":"'Energy Uses'!KJ405","v":0},{"$f":"'Energy Uses'!KI405","v":0},{"$f":"'Energy Uses'!KH405","v":0},{"$f":"'Energy Uses'!KG405","v":0},{"$f":"'Energy Uses'!KF405","v":0},{"$f":"'Energy Uses'!KE405","v":0},{"$f":"'Energy Uses'!KD405","v":0},{"$f":"'Energy Uses'!KC405","v":0},{"$f":"'Energy Uses'!KB405","v":0},{"$f":"'Energy Uses'!KA405","v":0},{"$f":"'Energy Uses'!JZ405","v":0},{"$f":"'Energy Uses'!JY405","v":0},{"$f":"'Energy Uses'!JX405","v":0},{"$f":"'Energy Uses'!JW405","v":0},{"$f":"'Energy Uses'!JV405","v":0},{"$f":"'Energy Uses'!JU405","v":0},{"$f":"'Energy Uses'!JT405","v":0},{"$f":"'Energy Uses'!JS405","v":0},{"$f":"'Energy Uses'!JR405","v":0},{"$f":"'Energy Uses'!JQ405","v":0},{"$f":"'Energy Uses'!JP405","v":0},{"$f":"'Energy Uses'!JO405","v":0},{"$f":"'Energy Uses'!JN405","v":0},{"$f":"'Energy Uses'!JM405","v":0}]
[null,null,null,null,null,null,null,null,null,null,null,null,null,null,null,null,null,null,null,null,null,null,null,null,null,null,null,null,null,null,null,null,{"$f":"'Energy Uses'!M406","v":false},0,0,13,{"$f":"'Energy Uses'!C406","v":0},{"$f":"'Energy Uses'!KK406","v":0},{"$f":"'Energy Uses'!KJ406","v":0},{"$f":"'Energy Uses'!KI406","v":0},{"$f":"'Energy Uses'!KH406","v":0},{"$f":"'Energy Uses'!KG406","v":0},{"$f":"'Energy Uses'!KF406","v":0},{"$f":"'Energy Uses'!KE406","v":0},{"$f":"'Energy Uses'!KD406","v":0},{"$f":"'Energy Uses'!KC406","v":0},{"$f":"'Energy Uses'!KB406","v":0},{"$f":"'Energy Uses'!KA406","v":0},{"$f":"'Energy Uses'!JZ406","v":0},{"$f":"'Energy Uses'!JY406","v":0},{"$f":"'Energy Uses'!JX406","v":0},{"$f":"'Energy Uses'!JW406","v":0},{"$f":"'Energy Uses'!JV406","v":0},{"$f":"'Energy Uses'!JU406","v":0},{"$f":"'Energy Uses'!JT406","v":0},{"$f":"'Energy Uses'!JS406","v":0},{"$f":"'Energy Uses'!JR406","v":0},{"$f":"'Energy Uses'!JQ406","v":0},{"$f":"'Energy Uses'!JP406","v":0},{"$f":"'Energy Uses'!JO406","v":0},{"$f":"'Energy Uses'!JN406","v":0},{"$f":"'Energy Uses'!JM406","v":0}]
[null,null,null,null,null,null,null,null,null,null,null,null,null,null,null,null,null,null,null,null,null,null,null,null,null,null,null,null,null,null,null,null,{"$f":"'Energy Uses'!M407","v":false},0,0,14,{"$f":"'Energy Uses'!C407","v":0},{"$f":"'Energy Uses'!KK407","v":0},{"$f":"'Energy Uses'!KJ407","v":0},{"$f":"'Energy Uses'!KI407","v":0},{"$f":"'Energy Uses'!KH407","v":0},{"$f":"'Energy Uses'!KG407","v":0},{"$f":"'Energy Uses'!KF407","v":0},{"$f":"'Energy Uses'!KE407","v":0},{"$f":"'Energy Uses'!KD407","v":0},{"$f":"'Energy Uses'!KC407","v":0},{"$f":"'Energy Uses'!KB407","v":0},{"$f":"'Energy Uses'!KA407","v":0},{"$f":"'Energy Uses'!JZ407","v":0},{"$f":"'Energy Uses'!JY407","v":0},{"$f":"'Energy Uses'!JX407","v":0},{"$f":"'Energy Uses'!JW407","v":0},{"$f":"'Energy Uses'!JV407","v":0},{"$f":"'Energy Uses'!JU407","v":0},{"$f":"'Energy Uses'!JT407","v":0},{"$f":"'Energy Uses'!JS407","v":0},{"$f":"'Energy Uses'!JR407","v":0},{"$f":"'Energy Uses'!JQ407","v":0},{"$f":"'Energy Uses'!JP407","v":0},{"$f":"'Energy Uses'!JO407","v":0},{"$f":"'Energy Uses'!JN407","v":0},{"$f":"'Energy Uses'!JM407","v":0}]
[null,null,null,null,null,null,null,null,null,null,null,null,null,null,null,null,null,null,null,null,null,null,null,null,null,null,null,null,null,null,null,null,{"$f":"'Energy Uses'!M408","v":false},0,0,15,{"$f":"'Energy Uses'!C408","v":0},{"$f":"'Energy Uses'!KK408","v":0},{"$f":"'Energy Uses'!KJ408","v":0},{"$f":"'Energy Uses'!KI408","v":0},{"$f":"'Energy Uses'!KH408","v":0},{"$f":"'Energy Uses'!KG408","v":0},{"$f":"'Energy Uses'!KF408","v":0},{"$f":"'Energy Uses'!KE408","v":0},{"$f":"'Energy Uses'!KD408","v":0},{"$f":"'Energy Uses'!KC408","v":0},{"$f":"'Energy Uses'!KB408","v":0},{"$f":"'Energy Uses'!KA408","v":0},{"$f":"'Energy Uses'!JZ408","v":0},{"$f":"'Energy Uses'!JY408","v":0},{"$f":"'Energy Uses'!JX408","v":0},{"$f":"'Energy Uses'!JW408","v":0},{"$f":"'Energy Uses'!JV408","v":0},{"$f":"'Energy Uses'!JU408","v":0},{"$f":"'Energy Uses'!JT408","v":0},{"$f":"'Energy Uses'!JS408","v":0},{"$f":"'Energy Uses'!JR408","v":0},{"$f":"'Energy Uses'!JQ408","v":0},{"$f":"'Energy Uses'!JP408","v":0},{"$f":"'Energy Uses'!JO408","v":0},{"$f":"'Energy Uses'!JN408","v":0},{"$f":"'Energy Uses'!JM408","v":0}]
[null,null,null,null,null,null,null,null,null,null,null,null,null,null,null,null,null,null,null,null,null,null,null,null,null,null,null,null,null,null,null,null,{"$f":"'Energy Uses'!M409","v":false},0,0,16,{"$f":"'Energy Uses'!C409","v":0},{"$f":"'Energy Uses'!KK409","v":0},{"$f":"'Energy Uses'!KJ409","v":0},{"$f":"'Energy Uses'!KI409","v":0},{"$f":"'Energy Uses'!KH409","v":0},{"$f":"'Energy Uses'!KG409","v":0},{"$f":"'Energy Uses'!KF409","v":0},{"$f":"'Energy Uses'!KE409","v":0},{"$f":"'Energy Uses'!KD409","v":0},{"$f":"'Energy Uses'!KC409","v":0},{"$f":"'Energy Uses'!KB409","v":0},{"$f":"'Energy Uses'!KA409","v":0},{"$f":"'Energy Uses'!JZ409","v":0},{"$f":"'Energy Uses'!JY409","v":0},{"$f":"'Energy Uses'!JX409","v":0},{"$f":"'Energy Uses'!JW409","v":0},{"$f":"'Energy Uses'!JV409","v":0},{"$f":"'Energy Uses'!JU409","v":0},{"$f":"'Energy Uses'!JT409","v":0},{"$f":"'Energy Uses'!JS409","v":0},{"$f":"'Energy Uses'!JR409","v":0},{"$f":"'Energy Uses'!JQ409","v":0},{"$f":"'Energy Uses'!JP409","v":0},{"$f":"'Energy Uses'!JO409","v":0},{"$f":"'Energy Uses'!JN409","v":0},{"$f":"'Energy Uses'!JM409","v":0}]
[null,null,null,null,null,null,null,null,null,null,null,null,null,null,null,null,null,null,null,null,null,null,null,null,null,null,null,null,null,null,null,null,{"$f":"'Energy Uses'!M410","v":false},0,0,17,{"$f":"'Energy Uses'!C410","v":0},{"$f":"'Energy Uses'!KK410","v":0},{"$f":"'Energy Uses'!KJ410","v":0},{"$f":"'Energy Uses'!KI410","v":0},{"$f":"'Energy Uses'!KH410","v":0},{"$f":"'Energy Uses'!KG410","v":0},{"$f":"'Energy Uses'!KF410","v":0},{"$f":"'Energy Uses'!KE410","v":0},{"$f":"'Energy Uses'!KD410","v":0},{"$f":"'Energy Uses'!KC410","v":0},{"$f":"'Energy Uses'!KB410","v":0},{"$f":"'Energy Uses'!KA410","v":0},{"$f":"'Energy Uses'!JZ410","v":0},{"$f":"'Energy Uses'!JY410","v":0},{"$f":"'Energy Uses'!JX410","v":0},{"$f":"'Energy Uses'!JW410","v":0},{"$f":"'Energy Uses'!JV410","v":0},{"$f":"'Energy Uses'!JU410","v":0},{"$f":"'Energy Uses'!JT410","v":0},{"$f":"'Energy Uses'!JS410","v":0},{"$f":"'Energy Uses'!JR410","v":0},{"$f":"'Energy Uses'!JQ410","v":0},{"$f":"'Energy Uses'!JP410","v":0},{"$f":"'Energy Uses'!JO410","v":0},{"$f":"'Energy Uses'!JN410","v":0},{"$f":"'Energy Uses'!JM410","v":0}]
[null,null,null,null,null,null,null,null,null,null,null,null,null,null,null,null,null,null,null,null,null,null,null,null,null,null,null,null,null,null,null,null,{"$f":"'Energy Uses'!M411","v":false},0,0,18,{"$f":"'Energy Uses'!C411","v":0},{"$f":"'Energy Uses'!KK411","v":0},{"$f":"'Energy Uses'!KJ411","v":0},{"$f":"'Energy Uses'!KI411","v":0},{"$f":"'Energy Uses'!KH411","v":0},{"$f":"'Energy Uses'!KG411","v":0},{"$f":"'Energy Uses'!KF411","v":0},{"$f":"'Energy Uses'!KE411","v":0},{"$f":"'Energy Uses'!KD411","v":0},{"$f":"'Energy Uses'!KC411","v":0},{"$f":"'Energy Uses'!KB411","v":0},{"$f":"'Energy Uses'!KA411","v":0},{"$f":"'Energy Uses'!JZ411","v":0},{"$f":"'Energy Uses'!JY411","v":0},{"$f":"'Energy Uses'!JX411","v":0},{"$f":"'Energy Uses'!JW411","v":0},{"$f":"'Energy Uses'!JV411","v":0},{"$f":"'Energy Uses'!JU411","v":0},{"$f":"'Energy Uses'!JT411","v":0},{"$f":"'Energy Uses'!JS411","v":0},{"$f":"'Energy Uses'!JR411","v":0},{"$f":"'Energy Uses'!JQ411","v":0},{"$f":"'Energy Uses'!JP411","v":0},{"$f":"'Energy Uses'!JO411","v":0},{"$f":"'Energy Uses'!JN411","v":0},{"$f":"'Energy Uses'!JM411","v":0}]
[null,null,null,null,null,null,null,null,null,null,null,null,null,null,null,null,null,null,null,null,null,null,null,null,null,null,null,null,null,null,null,null,{"$f":"'Energy Uses'!M412","v":false},0,0,19,{"$f":"'Energy Uses'!C412","v":0},{"$f":"'Energy Uses'!KK412","v":0},{"$f":"'Energy Uses'!KJ412","v":0},{"$f":"'Energy Uses'!KI412","v":0},{"$f":"'Energy Uses'!KH412","v":0},{"$f":"'Energy Uses'!KG412","v":0},{"$f":"'Energy Uses'!KF412","v":0},{"$f":"'Energy Uses'!KE412","v":0},{"$f":"'Energy Uses'!KD412","v":0},{"$f":"'Energy Uses'!KC412","v":0},{"$f":"'Energy Uses'!KB412","v":0},{"$f":"'Energy Uses'!KA412","v":0},{"$f":"'Energy Uses'!JZ412","v":0},{"$f":"'Energy Uses'!JY412","v":0},{"$f":"'Energy Uses'!JX412","v":0},{"$f":"'Energy Uses'!JW412","v":0},{"$f":"'Energy Uses'!JV412","v":0},{"$f":"'Energy Uses'!JU412","v":0},{"$f":"'Energy Uses'!JT412","v":0},{"$f":"'Energy Uses'!JS412","v":0},{"$f":"'Energy Uses'!JR412","v":0},{"$f":"'Energy Uses'!JQ412","v":0},{"$f":"'Energy Uses'!JP412","v":0},{"$f":"'Energy Uses'!JO412","v":0},{"$f":"'Energy Uses'!JN412","v":0},{"$f":"'Energy Uses'!JM412","v":0}]
[null,null,null,null,null,null,null,null,null,null,null,null,null,null,null,null,null,null,null,null,null,null,null,null,null,null,null,null,null,null,null,null,{"$f":"'Energy Uses'!M413","v":false},0,0,20,{"$f":"'Energy Uses'!C413","v":0},{"$f":"'Energy Uses'!KK413","v":0},{"$f":"'Energy Uses'!KJ413","v":0},{"$f":"'Energy Uses'!KI413","v":0},{"$f":"'Energy Uses'!KH413","v":0},{"$f":"'Energy Uses'!KG413","v":0},{"$f":"'Energy Uses'!KF413","v":0},{"$f":"'Energy Uses'!KE413","v":0},{"$f":"'Energy Uses'!KD413","v":0},{"$f":"'Energy Uses'!KC413","v":0},{"$f":"'Energy Uses'!KB413","v":0},{"$f":"'Energy Uses'!KA413","v":0},{"$f":"'Energy Uses'!JZ413","v":0},{"$f":"'Energy Uses'!JY413","v":0},{"$f":"'Energy Uses'!JX413","v":0},{"$f":"'Energy Uses'!JW413","v":0},{"$f":"'Energy Uses'!JV413","v":0},{"$f":"'Energy Uses'!JU413","v":0},{"$f":"'Energy Uses'!JT413","v":0},{"$f":"'Energy Uses'!JS413","v":0},{"$f":"'Energy Uses'!JR413","v":0},{"$f":"'Energy Uses'!JQ413","v":0},{"$f":"'Energy Uses'!JP413","v":0},{"$f":"'Energy Uses'!JO413","v":0},{"$f":"'Energy Uses'!JN413","v":0},{"$f":"'Energy Uses'!JM413","v":0}]
[null,null,null,null,null,null,null,null,null,null,null,null,null,null,null,null,null,null,null,null,null,null,null,null,null,null,null,null,null,null,null,null,{"$f":"'Energy Uses'!M414","v":false},0,0,21,{"$f":"'Energy Uses'!C414","v":0},{"$f":"'Energy Uses'!KK414","v":0},{"$f":"'Energy Uses'!KJ414","v":0},{"$f":"'Energy Uses'!KI414","v":0},{"$f":"'Energy Uses'!KH414","v":0},{"$f":"'Energy Uses'!KG414","v":0},{"$f":"'Energy Uses'!KF414","v":0},{"$f":"'Energy Uses'!KE414","v":0},{"$f":"'Energy Uses'!KD414","v":0},{"$f":"'Energy Uses'!KC414","v":0},{"$f":"'Energy Uses'!KB414","v":0},{"$f":"'Energy Uses'!KA414","v":0},{"$f":"'Energy Uses'!JZ414","v":0},{"$f":"'Energy Uses'!JY414","v":0},{"$f":"'Energy Uses'!JX414","v":0},{"$f":"'Energy Uses'!JW414","v":0},{"$f":"'Energy Uses'!JV414","v":0},{"$f":"'Energy Uses'!JU414","v":0},{"$f":"'Energy Uses'!JT414","v":0},{"$f":"'Energy Uses'!JS414","v":0},{"$f":"'Energy Uses'!JR414","v":0},{"$f":"'Energy Uses'!JQ414","v":0},{"$f":"'Energy Uses'!JP414","v":0},{"$f":"'Energy Uses'!JO414","v":0},{"$f":"'Energy Uses'!JN414","v":0},{"$f":"'Energy Uses'!JM414","v":0}]
[null,null,null,null,null,null,null,null,null,null,null,null,null,null,null,null,null,null,null,null,null,null,null,null,null,null,null,null,null,null,null,null,{"$f":"'Energy Uses'!M415","v":false},0,0,22,{"$f":"'Energy Uses'!C415","v":0},{"$f":"'Energy Uses'!KK415","v":0},{"$f":"'Energy Uses'!KJ415","v":0},{"$f":"'Energy Uses'!KI415","v":0},{"$f":"'Energy Uses'!KH415","v":0},{"$f":"'Energy Uses'!KG415","v":0},{"$f":"'Energy Uses'!KF415","v":0},{"$f":"'Energy Uses'!KE415","v":0},{"$f":"'Energy Uses'!KD415","v":0},{"$f":"'Energy Uses'!KC415","v":0},{"$f":"'Energy Uses'!KB415","v":0},{"$f":"'Energy Uses'!KA415","v":0},{"$f":"'Energy Uses'!JZ415","v":0},{"$f":"'Energy Uses'!JY415","v":0},{"$f":"'Energy Uses'!JX415","v":0},{"$f":"'Energy Uses'!JW415","v":0},{"$f":"'Energy Uses'!JV415","v":0},{"$f":"'Energy Uses'!JU415","v":0},{"$f":"'Energy Uses'!JT415","v":0},{"$f":"'Energy Uses'!JS415","v":0},{"$f":"'Energy Uses'!JR415","v":0},{"$f":"'Energy Uses'!JQ415","v":0},{"$f":"'Energy Uses'!JP415","v":0},{"$f":"'Energy Uses'!JO415","v":0},{"$f":"'Energy Uses'!JN415","v":0},{"$f":"'Energy Uses'!JM415","v":0}]
[null,null,null,null,null,null,null,null,null,null,null,null,null,null,null,null,null,null,null,null,null,null,null,null,null,null,null,null,null,null,null,null,{"$f":"'Energy Uses'!M416","v":false},0,0,23,{"$f":"'Energy Uses'!C416","v":0},{"$f":"'Energy Uses'!KK416","v":0},{"$f":"'Energy Uses'!KJ416","v":0},{"$f":"'Energy Uses'!KI416","v":0},{"$f":"'Energy Uses'!KH416","v":0},{"$f":"'Energy Uses'!KG416","v":0},{"$f":"'Energy Uses'!KF416","v":0},{"$f":"'Energy Uses'!KE416","v":0},{"$f":"'Energy Uses'!KD416","v":0},{"$f":"'Energy Uses'!KC416","v":0},{"$f":"'Energy Uses'!KB416","v":0},{"$f":"'Energy Uses'!KA416","v":0},{"$f":"'Energy Uses'!JZ416","v":0},{"$f":"'Energy Uses'!JY416","v":0},{"$f":"'Energy Uses'!JX416","v":0},{"$f":"'Energy Uses'!JW416","v":0},{"$f":"'Energy Uses'!JV416","v":0},{"$f":"'Energy Uses'!JU416","v":0},{"$f":"'Energy Uses'!JT416","v":0},{"$f":"'Energy Uses'!JS416","v":0},{"$f":"'Energy Uses'!JR416","v":0},{"$f":"'Energy Uses'!JQ416","v":0},{"$f":"'Energy Uses'!JP416","v":0},{"$f":"'Energy Uses'!JO416","v":0},{"$f":"'Energy Uses'!JN416","v":0},{"$f":"'Energy Uses'!JM416","v":0}]
[null,null,null,null,null,null,null,null,null,null,null,null,null,null,null,null,null,null,null,null,null,null,null,null,null,null,null,null,null,null,null,null,{"$f":"'Energy Uses'!M417","v":false},0,0,24,{"$f":"'Energy Uses'!C417","v":0},{"$f":"'Energy Uses'!KK417","v":0},{"$f":"'Energy Uses'!KJ417","v":0},{"$f":"'Energy Uses'!KI417","v":0},{"$f":"'Energy Uses'!KH417","v":0},{"$f":"'Energy Uses'!KG417","v":0},{"$f":"'Energy Uses'!KF417","v":0},{"$f":"'Energy Uses'!KE417","v":0},{"$f":"'Energy Uses'!KD417","v":0},{"$f":"'Energy Uses'!KC417","v":0},{"$f":"'Energy Uses'!KB417","v":0},{"$f":"'Energy Uses'!KA417","v":0},{"$f":"'Energy Uses'!JZ417","v":0},{"$f":"'Energy Uses'!JY417","v":0},{"$f":"'Energy Uses'!JX417","v":0},{"$f":"'Energy Uses'!JW417","v":0},{"$f":"'Energy Uses'!JV417","v":0},{"$f":"'Energy Uses'!JU417","v":0},{"$f":"'Energy Uses'!JT417","v":0},{"$f":"'Energy Uses'!JS417","v":0},{"$f":"'Energy Uses'!JR417","v":0},{"$f":"'Energy Uses'!JQ417","v":0},{"$f":"'Energy Uses'!JP417","v":0},{"$f":"'Energy Uses'!JO417","v":0},{"$f":"'Energy Uses'!JN417","v":0},{"$f":"'Energy Uses'!JM417","v":0}]
[null,null,null,null,null,null,null,null,null,null,null,null,null,null,null,null,null,null,null,null,null,null,null,null,null,null,null,null,null,null,null,null,{"$f":"'Energy Uses'!M418","v":false},0,0,25,{"$f":"'Energy Uses'!C418","v":0},{"$f":"'Energy Uses'!KK418","v":0},{"$f":"'Energy Uses'!KJ418","v":0},{"$f":"'Energy Uses'!KI418","v":0},{"$f":"'Energy Uses'!KH418","v":0},{"$f":"'Energy Uses'!KG418","v":0},{"$f":"'Energy Uses'!KF418","v":0},{"$f":"'Energy Uses'!KE418","v":0},{"$f":"'Energy Uses'!KD418","v":0},{"$f":"'Energy Uses'!KC418","v":0},{"$f":"'Energy Uses'!KB418","v":0},{"$f":"'Energy Uses'!KA418","v":0},{"$f":"'Energy Uses'!JZ418","v":0},{"$f":"'Energy Uses'!JY418","v":0},{"$f":"'Energy Uses'!JX418","v":0},{"$f":"'Energy Uses'!JW418","v":0},{"$f":"'Energy Uses'!JV418","v":0},{"$f":"'Energy Uses'!JU418","v":0},{"$f":"'Energy Uses'!JT418","v":0},{"$f":"'Energy Uses'!JS418","v":0},{"$f":"'Energy Uses'!JR418","v":0},{"$f":"'Energy Uses'!JQ418","v":0},{"$f":"'Energy Uses'!JP418","v":0},{"$f":"'Energy Uses'!JO418","v":0},{"$f":"'Energy Uses'!JN418","v":0},{"$f":"'Energy Uses'!JM418","v":0}]
[null,null,null,null,null,null,null,null,null,null,null,null,null,null,null,null,null,null,null,null,null,null,null,null,null,null,null,null,null,null,null,null,{"$f":"'Energy Uses'!M419","v":false},0,0,26,{"$f":"'Energy Uses'!C419","v":0},{"$f":"'Energy Uses'!KK419","v":0},{"$f":"'Energy Uses'!KJ419","v":0},{"$f":"'Energy Uses'!KI419","v":0},{"$f":"'Energy Uses'!KH419","v":0},{"$f":"'Energy Uses'!KG419","v":0},{"$f":"'Energy Uses'!KF419","v":0},{"$f":"'Energy Uses'!KE419","v":0},{"$f":"'Energy Uses'!KD419","v":0},{"$f":"'Energy Uses'!KC419","v":0},{"$f":"'Energy Uses'!KB419","v":0},{"$f":"'Energy Uses'!KA419","v":0},{"$f":"'Energy Uses'!JZ419","v":0},{"$f":"'Energy Uses'!JY419","v":0},{"$f":"'Energy Uses'!JX419","v":0},{"$f":"'Energy Uses'!JW419","v":0},{"$f":"'Energy Uses'!JV419","v":0},{"$f":"'Energy Uses'!JU419","v":0},{"$f":"'Energy Uses'!JT419","v":0},{"$f":"'Energy Uses'!JS419","v":0},{"$f":"'Energy Uses'!JR419","v":0},{"$f":"'Energy Uses'!JQ419","v":0},{"$f":"'Energy Uses'!JP419","v":0},{"$f":"'Energy Uses'!JO419","v":0},{"$f":"'Energy Uses'!JN419","v":0},{"$f":"'Energy Uses'!JM419","v":0}]
[null,null,null,null,null,null,null,null,null,null,null,null,null,null,null,null,null,null,null,null,null,null,null,null,null,null,null,null,null,null,null,null,{"$f":"'Energy Uses'!M420","v":false},0,0,27,{"$f":"'Energy Uses'!C420","v":0},{"$f":"'Energy Uses'!KK420","v":0},{"$f":"'Energy Uses'!KJ420","v":0},{"$f":"'Energy Uses'!KI420","v":0},{"$f":"'Energy Uses'!KH420","v":0},{"$f":"'Energy Uses'!KG420","v":0},{"$f":"'Energy Uses'!KF420","v":0},{"$f":"'Energy Uses'!KE420","v":0},{"$f":"'Energy Uses'!KD420","v":0},{"$f":"'Energy Uses'!KC420","v":0},{"$f":"'Energy Uses'!KB420","v":0},{"$f":"'Energy Uses'!KA420","v":0},{"$f":"'Energy Uses'!JZ420","v":0},{"$f":"'Energy Uses'!JY420","v":0},{"$f":"'Energy Uses'!JX420","v":0},{"$f":"'Energy Uses'!JW420","v":0},{"$f":"'Energy Uses'!JV420","v":0},{"$f":"'Energy Uses'!JU420","v":0},{"$f":"'Energy Uses'!JT420","v":0},{"$f":"'Energy Uses'!JS420","v":0},{"$f":"'Energy Uses'!JR420","v":0},{"$f":"'Energy Uses'!JQ420","v":0},{"$f":"'Energy Uses'!JP420","v":0},{"$f":"'Energy Uses'!JO420","v":0},{"$f":"'Energy Uses'!JN420","v":0},{"$f":"'Energy Uses'!JM420","v":0}]
[null,null,null,null,null,null,null,null,null,null,null,null,null,null,null,null,null,null,null,null,null,null,null,null,null,null,null,null,null,null,null,null,{"$f":"'Energy Uses'!M421","v":false},0,0,28,{"$f":"'Energy Uses'!C421","v":0},{"$f":"'Energy Uses'!KK421","v":0},{"$f":"'Energy Uses'!KJ421","v":0},{"$f":"'Energy Uses'!KI421","v":0},{"$f":"'Energy Uses'!KH421","v":0},{"$f":"'Energy Uses'!KG421","v":0},{"$f":"'Energy Uses'!KF421","v":0},{"$f":"'Energy Uses'!KE421","v":0},{"$f":"'Energy Uses'!KD421","v":0},{"$f":"'Energy Uses'!KC421","v":0},{"$f":"'Energy Uses'!KB421","v":0},{"$f":"'Energy Uses'!KA421","v":0},{"$f":"'Energy Uses'!JZ421","v":0},{"$f":"'Energy Uses'!JY421","v":0},{"$f":"'Energy Uses'!JX421","v":0},{"$f":"'Energy Uses'!JW421","v":0},{"$f":"'Energy Uses'!JV421","v":0},{"$f":"'Energy Uses'!JU421","v":0},{"$f":"'Energy Uses'!JT421","v":0},{"$f":"'Energy Uses'!JS421","v":0},{"$f":"'Energy Uses'!JR421","v":0},{"$f":"'Energy Uses'!JQ421","v":0},{"$f":"'Energy Uses'!JP421","v":0},{"$f":"'Energy Uses'!JO421","v":0},{"$f":"'Energy Uses'!JN421","v":0},{"$f":"'Energy Uses'!JM421","v":0}]
[null,null,null,null,null,null,null,null,null,null,null,null,null,null,null,null,null,null,null,null,null,null,null,null,null,null,null,null,null,null,null,null,{"$f":"'Energy Uses'!M422","v":false},0,0,29,{"$f":"'Energy Uses'!C422","v":0},{"$f":"'Energy Uses'!KK422","v":0},{"$f":"'Energy Uses'!KJ422","v":0},{"$f":"'Energy Uses'!KI422","v":0},{"$f":"'Energy Uses'!KH422","v":0},{"$f":"'Energy Uses'!KG422","v":0},{"$f":"'Energy Uses'!KF422","v":0},{"$f":"'Energy Uses'!KE422","v":0},{"$f":"'Energy Uses'!KD422","v":0},{"$f":"'Energy Uses'!KC422","v":0},{"$f":"'Energy Uses'!KB422","v":0},{"$f":"'Energy Uses'!KA422","v":0},{"$f":"'Energy Uses'!JZ422","v":0},{"$f":"'Energy Uses'!JY422","v":0},{"$f":"'Energy Uses'!JX422","v":0},{"$f":"'Energy Uses'!JW422","v":0},{"$f":"'Energy Uses'!JV422","v":0},{"$f":"'Energy Uses'!JU422","v":0},{"$f":"'Energy Uses'!JT422","v":0},{"$f":"'Energy Uses'!JS422","v":0},{"$f":"'Energy Uses'!JR422","v":0},{"$f":"'Energy Uses'!JQ422","v":0},{"$f":"'Energy Uses'!JP422","v":0},{"$f":"'Energy Uses'!JO422","v":0},{"$f":"'Energy Uses'!JN422","v":0},{"$f":"'Energy Uses'!JM422","v":0}]
[null,null,null,null,null,null,null,null,null,null,null,null,null,null,null,null,null,null,null,null,null,null,null,null,null,null,null,null,null,null,null,null,{"$f":"'Energy Uses'!M423","v":false},0,0,30,{"$f":"'Energy Uses'!C423","v":0},{"$f":"'Energy Uses'!KK423","v":0},{"$f":"'Energy Uses'!KJ423","v":0},{"$f":"'Energy Uses'!KI423","v":0},{"$f":"'Energy Uses'!KH423","v":0},{"$f":"'Energy Uses'!KG423","v":0},{"$f":"'Energy Uses'!KF423","v":0},{"$f":"'Energy Uses'!KE423","v":0},{"$f":"'Energy Uses'!KD423","v":0},{"$f":"'Energy Uses'!KC423","v":0},{"$f":"'Energy Uses'!KB423","v":0},{"$f":"'Energy Uses'!KA423","v":0},{"$f":"'Energy Uses'!JZ423","v":0},{"$f":"'Energy Uses'!JY423","v":0},{"$f":"'Energy Uses'!JX423","v":0},{"$f":"'Energy Uses'!JW423","v":0},{"$f":"'Energy Uses'!JV423","v":0},{"$f":"'Energy Uses'!JU423","v":0},{"$f":"'Energy Uses'!JT423","v":0},{"$f":"'Energy Uses'!JS423","v":0},{"$f":"'Energy Uses'!JR423","v":0},{"$f":"'Energy Uses'!JQ423","v":0},{"$f":"'Energy Uses'!JP423","v":0},{"$f":"'Energy Uses'!JO423","v":0},{"$f":"'Energy Uses'!JN423","v":0},{"$f":"'Energy Uses'!JM423","v":0}]
[null,null,null,null,null,null,null,null,null,null,null,null,null,null,null,null,null,null,null,null,null,null,null,null,null,null,null,null,null,null,null,null,{"$f":"'Energy Uses'!M424","v":false},0,{"$f":"HLOOKUP(AI$368,$AL$368:$BJ$398,AJ398,)","v":0},31,{"$f":"'Energy Uses'!C424","v":0},{"$f":"'Energy Uses'!KK424","v":0},{"$f":"'Energy Uses'!KJ424","v":0},{"$f":"'Energy Uses'!KI424","v":0},{"$f":"'Energy Uses'!KH424","v":0},{"$f":"'Energy Uses'!KG424","v":0},{"$f":"'Energy Uses'!KF424","v":0},{"$f":"'Energy Uses'!KE424","v":0},{"$f":"'Energy Uses'!KD424","v":0},{"$f":"'Energy Uses'!KC424","v":0},{"$f":"'Energy Uses'!KB424","v":0},{"$f":"'Energy Uses'!KA424","v":0},{"$f":"'Energy Uses'!JZ424","v":0},{"$f":"'Energy Uses'!JY424","v":0},{"$f":"'Energy Uses'!JX424","v":0},{"$f":"'Energy Uses'!JW424","v":0},{"$f":"'Energy Uses'!JV424","v":0},{"$f":"'Energy Uses'!JU424","v":0},{"$f":"'Energy Uses'!JT424","v":0},{"$f":"'Energy Uses'!JS424","v":0},{"$f":"'Energy Uses'!JR424","v":0},{"$f":"'Energy Uses'!JQ424","v":0},{"$f":"'Energy Uses'!JP424","v":0},{"$f":"'Energy Uses'!JO424","v":0},{"$f":"'Energy Uses'!JN424","v":0},{"$f":"'Energy Uses'!JM424","v":0}]

{"sheet":"Main","index":1,"n_rows":55,"n_cols":30,"rows_kept":55,"cut":false,"hidden":false,"merged":[[35,10,40,12],[11,6,12,7],[1,9,1,13],[0,9,0,13],[2,0,2,7],[4,1,5,11],[3,1,3,11],[10,2,10,5],[35,1,35,6],[27,2,27,3],[28,2,28,3],[29,2,29,3],[30,2,30,3],[31,2,31,3],[32,2,32,3],[33,2,33,3],[34,2,34,3],[28,4,28,5],[29,4,29,5],[30,4,30,5],[31,4,31,5],[32,4,32,5],[33,4,33,5],[34,4,34,5],[16,1,16,6],[17,2,17,3],[22,2,22,3],[23,2,23,3],[24,2,24,3],[25,2,25,3],[26,2,26,3],[18,2,18,3],[19,2,19,3],[20,2,20,3],[21,2,21,3],[16,8,16,12],[17,9,17,10],[18,9,18,10],[19,9,19,10],[20,9,20,10],[29,9,29,10],[30,9,30,10],[31,8,31,12],[21,9,21,10],[22,9,22,10],[26,9,26,10],[27,9,27,10],[25,9,25,10],[24,9,24,10],[23,9,23,10],[33,9,34,9],[7,4,7,10],[8,4,8,10],[41,17,41,18],[17,4,17,5],[18,4,18,5],[19,4,19,5],[20,4,20,5],[21,4,21,5],[22,4,22,5],[23,4,23,5],[24,4,24,5],[25,4,25,5],[26,4,26,5],[27,4,27,5],[28,9,28,10]]}
["       DOE Advanced Manufacturing Office",null,null,null,null,null,null,null,null,"QUESTIONS, COMMENTS, or ISSUES"]
[{"$f":"\"   Energy Footprint  \"&\"[v\"&version&\"]\"","v":"   Energy Footprint  [v1.1]"},null,null,null,null,null,null,null,null,"email: eGuidefeedback@ee.doe.gov"]
["               Developed for the DOE Advanced Manufacturing Office"]
[null,"Description"]
[null,"The Energy Footprint tracks energy consumption by source, factors affecting to energy consumption, and specific energy uses on a monthly basis for 1 or multiple years."]
[null,null,null,null,null,null,null,null,null,null,null,null,null,null,null,"introtoggle=",false]
[]
[null,null,null,"Plant Name "]
[null,null,null,"Additional Details "]
[]
[null,null,"Worksheets (click to goto)"]
[null,null,null,"Energy Consumption",{"$f":"HYPERLINK(\"#'Energy Consumption'!A1\",\"Tables\")","v":"Tables"},{"$f":"HYPERLINK(\"#'EC Charts'!A1\",\"Charts\")","v":"Charts"},{"$f":"HYPERLINK(\"#'EC-RV'!A1\",\"EC vs RV Charts\")","v":"EC vs RV Charts"},null,null,"First Month ","Jan"]
[null,null,null,"Relevant Variables",{"$f":"HYPERLINK(\"#'Relevant Variables'!A1\",\"Tables\")","v":"Tables"},{"$f":"HYPERLINK(\"#'RV Charts'!A1\",\"Charts\")","v":"Charts"},null,null,null," Current Year*",2015,"*of first month"]
[null,null,null,"Energy Uses",{"$f":"HYPERLINK(\"#'Energy Uses'!A1\",\"Tables\")","v":"Tables"},{"$f":"HYPERLINK(\"#'EU Charts'!A1\",\"Charts\")","v":"Charts"},null,null,null,"Number of Years ",3]
[null,null,null,"EnPI Table",{"$f":"HYPERLINK(\"#'EnPI Table'!A1\",\"Table\")","v":"Table"}]
[]
[null,"Select Energy Sources",null,null,null,null,null,null,"Select Relevant Variables Tracked"]
[null,"Select","Type",null,"Units",null,"# Used",null,"Select","Type",null,"Units","# Used",null,"Selected","CheckEnabled",null,"Name","Unit","CostCode","UsageCode",null,"Energy Sources Selected",null,null,null,"Energy_Units"]
[null," locked","Electricity",null,"kWh site",null,{"$f":"COUNTIF(EnergySourcesSelected,\"=\"&R19)","v":1},null," locked","Production",null,"count",{"$f":"COUNTIF(RelatedFactorsSelected,\"=\"&R43)","v":0},null,true,{"$f":"IF(G19,FALSE,TRUE)","v":false},{"$f":"IF(O19,Q18+1,Q18)","v":1},{"$f":"C19","v":"Electricity"},{"$f":"E19","v":"kWh site"},"ECcost","ECusage",1,{"$f":"IFERROR(VLOOKUP(V19,$Q$19:$R$35,2,),)","v":"Electricity"},null,null,null,"none","EOcost","none",0]
[null," locked","Electricity Demand",null,"kW",null,{"$f":"COUNTIF(EnergySourcesSelected,\"=\"&R20)","v":0},null," locked","Heating Degree Days",null,"HDD",{"$f":"COUNTIF(RelatedFactorsSelected,\"=\"&R44)","v":1},null,true,{"$f":"IF(G20,FALSE,TRUE)","v":true},2,"Electricity Demand",{"$f":"E20","v":"kW"},"ECcost","ECdemand",2,"Electricity Demand",null,null,null,"kWh site","ECcost","ECusage",{"$f":"J36","v":1.0228435049437436E-2}]
[null," locked","Electricity Fees",null,"none",null,0,null," locked","Cooling Degree Days",null,"CDD",{"$f":"COUNTIF(RelatedFactorsSelected,\"=\"&R45)","v":0},null,true,true,{"$f":"IF(O21,Q20+1,Q20)","v":3},"Electricity Fees","none","ECcost","ECnone",3,"Electricity Fees",null,null,null,"Therm","EOcost","EOusage",0.1]
[null," locked","Natural Gas",null,"Dtherm",null,1,null," locked","Customers Served",null,"count",0,null,true,false,4,"Natural Gas","Dtherm","E2cost","E2usage",4,"Natural Gas",null,null,null,"Dtherm","EOcost","EOusage",{"$f":"J38","v":1}]
[null," locked","LPG",null,"MMBtu",null,0,null," locked","Production Hours",null,"hours",0,null,true,true,5,"LPG","MMBtu","EOcost","EOusage",5,"LPG",null,null,null,"MMBtu","EOcost","EOusage",{"$f":"J39","v":1}]
[null," locked","#1 Fuel Oil",null,"MMBtu",null,0,null," locked","Facility Operating Hours",null,"hours",0,null,false,true,5,"#1 Fuel Oil","MMBtu","EOcost","EOusage",6,0,null,null,null,"GJ","EOcost","EOusage",{"$f":"J40","v":0.94708628903179359}]
[null," locked","#2 Fuel Oil",null,"MMBtu",null,0,null," locked","Water Usage",null,"Tgal",0,null,false,true,5,"#2 Fuel Oil","MMBtu","EOcost","EOusage",7,0]
[null," locked","#4 Fuel Oil",null,"MMBtu",null,0,null," locked","Occupancy",null,"count",0,null,false,true,5,"#4 Fuel Oil","MMBtu","EOcost","EOusage",8,0]
[null," locked","#6 Fuel Oil",null,"MMBtu",null,0,null," locked","Occupancy",null,"misc",{"$f":"COUNTIF(RelatedFactorsSelected,\"=\"&R51)","v":0},null,false,true,5,"#6 Fuel Oil","MMBtu","EOcost","EOusage",9,0]
[null," locked","Coal",null,"MMBtu",null,0,null," locked","custom 2 (edit)",null,"misc",0,null,false,true,5,"Coal","MMBtu","EOcost","EOusage",10,0]
[null," locked","Wood",null,"MMBtu",null,0,null," locked","custom 3 (edit)",null,"misc",0,null,false,true,5,"Wood","MMBtu","EOcost","EOusage",11,0]
[null," locked","Paper",null,"MMBtu",null,0,null," locked","custom 4 (edit)",null,"misc",0,null,false,true,5,"Paper","MMBtu","EOcost","EOusage",12,0]
[null," locked","Other Gas",null,"MMBtu",null,0,null," locked","custom 5 (edit)",null,"misc",0,null,false,true,5,"Other Gas","MMBtu","EOcost","EOusage",13,0]
[null," locked","Other Energy",null,"MMBtu",null,0,null,"* used Related Factors cannot be unselected  ",null,null,null,null,null,false,true,5,"Other Energy","MMBtu","EOcost","EOusage",14,0]
[null," locked","custom 1 (edit)",null,"none",null,0,null,null,null,null,null,null,null,false,true,5,{"$f":"\"C1: \"&C33","v":"C1: custom 1 (edit)"},"none",{"$f":"VLOOKUP(S33,$AA$19:$AC$30,2,)","v":"EOcost"},{"$f":"VLOOKUP(S33,$AA$19:$AC$30,3,)","v":"none"},15,0]
[null," locked","custom 2 (edit)",null,"MMBtu",null,0,null,null,"MMBtu (primary)",null,null,null,null,false,true,5,{"$f":"\"C2: \"&C34","v":"C2: custom 2 (edit)"},"MMBtu",{"$f":"VLOOKUP(S34,$AA$19:$AC$30,2,)","v":"EOcost"},{"$f":"VLOOKUP(S34,$AA$19:$AC$30,3,)","v":"EOusage"},16,0]
[null," locked","custom 3 (edit)",null,"none",null,0,null,null,null,null,null,null,null,false,true,5,{"$f":"\"C3: \"&C35","v":"C3: custom 3 (edit)"},"none",{"$f":"VLOOKUP(S35,$AA$19:$AC$30,2,)","v":"EOcost"},{"$f":"VLOOKUP(S35,$AA$19:$AC$30,3,)","v":"none"},17,0]
[null,"* active Energy Sources cannot be unselected           ",null,null,null,null,null,null,{"$f":"\"1 \"&AA20&\" = \"","v":"1 kWh site = "},{"$f":"1/293.3*3","v":1.0228435049437436E-2},"FOR REFERENCE: These energy conversion factors are used only to calculate the total primary energy comsumption and are not otherwise used."]
[null,null,null,null,null,null,null,null,{"$f":"\"1 \"&AA21&\" = \"","v":"1 Therm = "},0.1]
[null,null,null,null,null,null,null,null,{"$f":"\"1 \"&AA22&\" = \"","v":"1 Dtherm = "},1]
[null,null,{"$f":"\"  version:\"","v":"  version:"},{"$f":"version","v":"1.1"},null,null,null,null,{"$f":"\"1 \"&AA23&\" = \"","v":"1 MMBtu = "},1]
[null,null,"build date:",{"$f":"buildDate","v":"2016.04.24"},null,null,null,null,{"$f":"\"1 \"&AA24&\" = \"","v":"1 GJ = "},{"$f":"1/1.05587","v":0.94708628903179359}]
[]
[null,null,null,null,null,null,null,null,null,null,null,null,null,null,"Selected","CheckEnabled",null,"RelatedFactorUnits",null,null,null,null,"Related Factors Selected",null,null,null,"Prod_Units"]
[null,null,null,null,null,null,null,null,null,null,null,null,null,null,true,{"$f":"IF(M19,FALSE,TRUE)","v":true},{"$f":"IF(O43,Q42+1,Q42)","v":1},{"$f":"J19","v":"Production"},{"$f":"L19","v":"count"},null,null,1,{"$f":"IFERROR(VLOOKUP(V43,$Q$43:$R$55,2,),)","v":"Production"},null,null,null,"count"]
[null,null,null,null,null,null,null,null,null,null,null,null,null,null,true,{"$f":"IF(M20,FALSE,TRUE)","v":false},2,{"$f":"J20","v":"Heating Degree Days"},{"$f":"L20","v":"HDD"},null,null,2,"Heating Degree Days",null,null,null,"tons"]
[null,null,null,null,null,null,null,null,null,null,null,null,null,null,false,{"$f":"IF(M21,FALSE,TRUE)","v":true},2,{"$f":"J21","v":"Cooling Degree Days"},{"$f":"L21","v":"CDD"},null,null,3,0,null,null,null,"kg"]
[null,null,null,null,null,null,null,null,null,null,null,null,null,null,false,true,2,"Customers Served","count",null,null,4,0,null,null,null,"Tgal"]
[null,null,null,null,null,null,null,null,null,null,null,null,null,null,false,true,2,"Production Hours","hours",null,null,5,0,null,null,null,"Mgal"]
[null,null,null,null,null,null,null,null,null,null,null,null,null,null,false,true,2,"Facility Operating Hours","hours",null,null,6,0,null,null,null,"hours"]
[null,null,null,null,null,null,null,null,null,null,null,null,null,null,false,true,2,"Water Usage","Tgal",null,null,7,0,null,null,null,"misc"]
[null,null,null,null,null,null,null,null,null,null,null,null,null,null,false,true,2,"Occupancy","count",null,null,8,0,null,null,null,"pieces"]
[null,null,null,null,null,null,null,null,null,null,null,null,null,null,false,true,2,{"$f":"\"C1: \"&J27","v":"C1: Occupancy"},"misc",null,null,9,0]
[null,null,null,null,null,null,null,null,null,null,null,null,null,null,false,true,2,{"$f":"\"C2: \"&J28","v":"C2: custom 2 (edit)"},"misc",null,null,10,0]
[null,null,null,null,null,null,null,null,null,null,null,null,null,null,false,true,2,{"$f":"\"C3: \"&J29","v":"C3: custom 3 (edit)"},"misc",null,null,11,0]
[null,null,null,null,null,null,null,null,null,null,null,null,null,null,false,true,2,{"$f":"\"C4: \"&J30","v":"C4: custom 4 (edit)"},"misc",null,null,12,0]
[null,null,null,null,null,null,null,null,null,null,null,null,null,null,false,true,2,{"$f":"\"C5: \"&J31","v":"C5: custom 5 (edit)"},"misc",null,null,13,0]

{"sheet":"Energy Consumption","index":2,"n_rows":1666,"n_cols":39,"rows_kept":1666,"cut":false,"hidden":false,"merged":[[4,6,4,16],[5,6,5,16],[6,6,6,16],[7,6,7,16],[8,6,8,16],[234,1,235,1],[236,1,237,1],[238,1,239,1],[3,1,3,5],[42,1,43,1],[44,1,45,1],[46,1,47,1],[48,1,49,1],[10,6,10,16],[11,6,11,16],[12,6,12,16],[13,6,13,16],[14,6,14,16],[15,6,15,16],[16,6,16,16],[17,6,17,16],[18,6,18,16],[9,6,9,16],[4,2,4,4],[68,1,69,1],[242,1,243,1],[232,1,233,1],[27,6,27,16],[109,6,109,16],[20,2,20,4],[21,2,21,4],[22,2,22,4],[23,2,23,4],[27,2,27,4],[26,1,26,4],[114,1,115,1],[108,1,108,4],[109,2,109,4],[112,1,113,1],[70,1,71,1],[72,1,73,1],[74,1,75,1],[76,1,77,1],[20,6,20,16],[21,6,21,16],[22,6,22,16],[23,6,23,16],[142,1,143,1],[54,1,55,1],[56,1,57,1],[58,1,59,1],[134,1,135,1],[5,2,5,4],[6,2,6,4],[7,2,7,4],[120,1,121,1],[122,1,123,1],[124,1,125,1],[50,1,51,1],[30,1,31,1],[32,1,33,1],[34,1,35,1],[36,1,37,1],[38,1,39,1],[40,1,41,1],[10,2,10,4],[116,1,117,1],[118,1,119,1],[60,1,61,1],[62,1,63,1],[64,1,65,1],[66,1,67,1],[706,1,707,1],[708,1,709,1],[712,1,713,1],[710,1,711,1],[19,6,19,16],[18,2,18,4],[19,2,19,4],[8,2,8,4],[9,2,9,4],[11,2,11,4],[12,2,12,4],[13,2,13,4],[140,1,141,1],[126,1,127,1],[128,1,129,1],[130,1,131,1],[132,1,133,1],[14,2,14,4],[15,2,15,4],[16,2,16,4],[17,2,17,4],[78,1,79,1],[81,1,105,1],[52,1,53,1],[622,1,623,1],[568,1,569,1],[570,1,571,1],[240,1,241,1],[726,1,727,1],[486,1,487,1],[488,1,489,1],[550,1,551,1],[491,1,515,1],[518,1,518,4],[519,2,519,4],[476,1,477,1],[478,1,479,1],[480,1,481,1],[482,1,483,1],[720,1,721,1],[722,1,723,1],[724,1,725,1],[694,1,695,1],[696,1,697,1],[698,1,699,1],[700,1,701,1],[702,1,703,1],[704,1,705,1],[136,1,137,1],[138,1,139,1],[606,1,607,1],[484,1,485,1],[324,1,325,1],[446,1,447,1],[448,1,449,1],[409,1,433,1],[390,1,391,1],[604,1,605,1],[144,1,145,1],[402,1,403,1],[404,1,405,1],[406,1,407,1],[146,1,147,1],[148,1,149,1],[150,1,151,1],[152,1,153,1],[154,1,155,1],[156,1,157,1],[158,1,159,1],[160,1,161,1],[163,1,187,1],[190,1,190,4],[437,6,437,16],[454,1,455,1],[456,1,457,1],[798,1,799,1],[788,1,789,1],[794,1,795,1],[796,1,797,1],[652,1,653,1],[634,1,635,1],[636,1,637,1],[638,1,639,1],[640,1,641,1],[642,1,643,1],[644,1,645,1],[646,1,647,1],[648,1,649,1],[650,1,651,1],[655,1,679,1],[784,1,785,1],[786,1,787,1],[776,1,777,1],[556,1,557,1],[573,1,597,1],[600,1,600,4],[273,2,273,4],[273,6,273,16],[298,1,299,1],[300,1,301,1],[302,1,303,1],[304,1,305,1],[306,1,307,1],[308,1,309,1],[310,1,311,1],[286,1,287,1],[288,1,289,1],[290,1,291,1],[292,1,293,1],[804,1,805,1],[806,1,807,1],[808,1,809,1],[819,1,843,1],[846,1,846,4],[847,2,847,4],[608,1,609,1],[558,1,559,1],[560,1,561,1],[778,1,779,1],[780,1,781,1],[782,1,783,1],[790,1,791,1],[792,1,793,1],[686,1,687,1],[688,1,689,1],[690,1,691,1],[692,1,693,1],[714,1,715,1],[716,1,717,1],[718,1,719,1],[632,1,633,1],[616,1,617,1],[618,1,619,1],[868,1,869,1],[892,1,893,1],[894,1,895,1],[896,1,897,1],[878,1,879,1],[880,1,881,1],[882,1,883,1],[884,1,885,1],[886,1,887,1],[888,1,889,1],[890,1,891,1],[847,6,847,16],[870,1,871,1],[872,1,873,1],[874,1,875,1],[876,1,877,1],[810,1,811,1],[948,1,949,1],[950,1,951,1],[952,1,953,1],[850,1,851,1],[944,1,945,1],[946,1,947,1],[901,1,925,1],[928,1,928,4],[929,2,929,4],[929,6,929,16],[932,1,933,1],[934,1,935,1],[936,1,937,1],[938,1,939,1],[940,1,941,1],[942,1,943,1],[898,1,899,1],[866,1,867,1],[954,1,955,1],[956,1,957,1],[958,1,959,1],[960,1,961,1],[962,1,963,1],[964,1,965,1],[1042,1,1043,1],[1044,1,1045,1],[1014,1,1015,1],[983,1,1007,1],[1010,1,1010,4],[1011,2,1011,4],[966,1,967,1],[968,1,969,1],[970,1,971,1],[972,1,973,1],[974,1,975,1],[976,1,977,1],[978,1,979,1],[980,1,981,1],[1038,1,1039,1],[1040,1,1041,1],[191,2,191,4],[191,6,191,16],[194,1,195,1],[196,1,197,1],[198,1,199,1],[200,1,201,1],[360,1,361,1],[202,1,203,1],[204,1,205,1],[206,1,207,1],[208,1,209,1],[210,1,211,1],[212,1,213,1],[214,1,215,1],[245,1,269,1],[276,1,277,1],[278,1,279,1],[280,1,281,1],[216,1,217,1],[218,1,219,1],[220,1,221,1],[222,1,223,1],[224,1,225,1],[226,1,227,1],[228,1,229,1],[230,1,231,1],[272,1,272,4],[327,1,351,1],[354,1,354,4],[358,1,359,1],[436,1,436,4],[374,1,375,1],[376,1,377,1],[378,1,379,1],[380,1,381,1],[382,1,383,1],[384,1,385,1],[386,1,387,1],[388,1,389,1],[294,1,295,1],[296,1,297,1],[312,1,313,1],[314,1,315,1],[372,1,373,1],[320,1,321,1],[322,1,323,1],[282,1,283,1],[284,1,285,1],[316,1,317,1],[318,1,319,1],[355,2,355,4],[355,6,355,16],[519,6,519,16],[522,1,523,1],[524,1,525,1],[526,1,527,1],[362,1,363,1],[364,1,365,1],[366,1,367,1],[368,1,369,1],[370,1,371,1],[450,1,451,1],[452,1,453,1],[440,1,441,1],[442,1,443,1],[444,1,445,1],[392,1,393,1],[437,2,437,4],[458,1,459,1],[460,1,461,1],[462,1,463,1],[464,1,465,1],[394,1,395,1],[396,1,397,1],[398,1,399,1],[400,1,401,1],[528,1,529,1],[530,1,531,1],[532,1,533,1],[552,1,553,1],[554,1,555,1],[466,1,467,1],[468,1,469,1],[470,1,471,1],[472,1,473,1],[474,1,475,1],[534,1,535,1],[536,1,537,1],[601,2,601,4],[538,1,539,1],[540,1,541,1],[542,1,543,1],[544,1,545,1],[546,1,547,1],[548,1,549,1],[562,1,563,1],[564,1,565,1],[566,1,567,1],[601,6,601,16],[610,1,611,1],[612,1,613,1],[614,1,615,1],[765,6,765,16],[768,1,769,1],[770,1,771,1],[772,1,773,1],[774,1,775,1],[728,1,729,1],[730,1,731,1],[732,1,733,1],[734,1,735,1],[737,1,761,1],[764,1,764,4],[765,2,765,4],[624,1,625,1],[626,1,627,1],[628,1,629,1],[630,1,631,1],[682,1,682,4],[683,2,683,4],[683,6,683,16],[620,1,621,1],[800,1,801,1],[802,1,803,1],[1011,6,1011,16],[1026,1,1027,1],[1028,1,1029,1],[1030,1,1031,1],[1032,1,1033,1],[1034,1,1035,1],[1036,1,1037,1],[1016,1,1017,1],[1018,1,1019,1],[1020,1,1021,1],[1022,1,1023,1],[1024,1,1025,1],[812,1,813,1],[814,1,815,1],[816,1,817,1],[854,1,855,1],[856,1,857,1],[858,1,859,1],[860,1,861,1],[862,1,863,1],[864,1,865,1],[852,1,853,1],[1046,1,1047,1],[1065,1,1089,1],[1092,1,1092,4],[1093,2,1093,4],[1093,6,1093,16],[1096,1,1097,1],[1098,1,1099,1],[1100,1,1101,1],[1102,1,1103,1],[1048,1,1049,1],[1050,1,1051,1],[1052,1,1053,1],[1054,1,1055,1],[1056,1,1057,1],[1058,1,1059,1],[1060,1,1061,1],[1062,1,1063,1],[1104,1,1105,1],[1106,1,1107,1],[1108,1,1109,1],[1110,1,1111,1],[1112,1,1113,1],[1114,1,1115,1],[1116,1,1117,1],[1118,1,1119,1],[1120,1,1121,1],[1122,1,1123,1],[1124,1,1125,1],[1126,1,1127,1],[1128,1,1129,1],[1130,1,1131,1],[1132,1,1133,1],[1134,1,1135,1],[1136,1,1137,1],[1138,1,1139,1],[1140,1,1141,1],[1142,1,1143,1],[1144,1,1145,1],[1147,1,1171,1],[1174,1,1174,4],[1175,2,1175,4],[1175,6,1175,16],[1178,1,1179,1],[1180,1,1181,1],[1182,1,1183,1],[1184,1,1185,1],[1186,1,1187,1],[1188,1,1189,1],[1190,1,1191,1],[1192,1,1193,1],[1194,1,1195,1],[1196,1,1197,1],[1198,1,1199,1],[1218,1,1219,1],[1220,1,1221,1],[1222,1,1223,1],[1224,1,1225,1],[1226,1,1227,1],[1229,1,1253,1],[1200,1,1201,1],[1202,1,1203,1],[1204,1,1205,1],[1206,1,1207,1],[1208,1,1209,1],[1210,1,1211,1],[1212,1,1213,1],[1214,1,1215,1],[1216,1,1217,1],[1339,6,1339,16],[1342,1,1343,1],[1344,1,1345,1],[1346,1,1347,1],[1348,1,1349,1],[1350,1,1351,1],[1352,1,1353,1],[1300,1,1301,1],[1302,1,1303,1],[1304,1,1305,1],[1306,1,1307,1],[1308,1,1309,1],[1311,1,1335,1],[1380,1,1381,1],[1382,1,1383,1],[1384,1,1385,1],[1386,1,1387,1],[1388,1,1389,1],[1390,1,1391,1],[1354,1,1355,1],[1356,1,1357,1],[1358,1,1359,1],[1360,1,1361,1],[1362,1,1363,1],[1364,1,1365,1],[1366,1,1367,1],[1368,1,1369,1],[1370,1,1371,1],[1290,1,1291,1],[1292,1,1293,1],[1294,1,1295,1],[1296,1,1297,1],[1298,1,1299,1],[1372,1,1373,1],[1374,1,1375,1],[1376,1,1377,1],[1378,1,1379,1],[1338,1,1338,4],[1339,2,1339,4],[1272,1,1273,1],[1274,1,1275,1],[1276,1,1277,1],[1278,1,1279,1],[1280,1,1281,1],[1282,1,1283,1],[1284,1,1285,1],[1286,1,1287,1],[1288,1,1289,1],[1256,1,1256,4],[1257,2,1257,4],[1257,6,1257,16],[1260,1,1261,1],[1262,1,1263,1],[1264,1,1265,1],[1266,1,1267,1],[1268,1,1269,1],[1270,1,1271,1],[1393,1,1417,1],[1420,1,1420,4],[1421,2,1421,4],[1421,6,1421,16],[1424,1,1425,1],[1426,1,1427,1],[1428,1,1429,1],[1430,1,1431,1],[1432,1,1433,1],[1434,1,1435,1],[1436,1,1437,1],[1438,1,1439,1],[1440,1,1441,1],[1442,1,1443,1],[1444,1,1445,1],[1446,1,1447,1],[1448,1,1449,1],[1450,1,1451,1],[1452,1,1453,1],[1454,1,1455,1],[1456,1,1457,1],[1458,1,1459,1],[1460,1,1461,1],[1462,1,1463,1],[1464,1,1465,1],[1466,1,1467,1],[1468,1,1469,1],[1470,1,1471,1],[1472,1,1473,1],[1475,1,1499,1],[1502,1,1502,4],[1503,2,1503,4],[1503,6,1503,16],[1506,1,1507,1],[1508,1,1509,1],[1510,1,1511,1],[1512,1,1513,1],[1514,1,1515,1],[1516,1,1517,1],[1518,1,1519,1],[1520,1,1521,1],[1522,1,1523,1],[1524,1,1525,1],[1526,1,1527,1],[1528,1,1529,1],[1530,1,1531,1],[1532,1,1533,1],[1534,1,1535,1],[1536,1,1537,1],[1538,1,1539,1],[1540,1,1541,1],[1542,1,1543,1],[1544,1,1545,1],[1546,1,1547,1],[1548,1,1549,1],[1550,1,1551,1],[1552,1,1553,1],[1554,1,1555,1],[1557,1,1581,1],[1584,1,1584,4],[1585,2,1585,4],[1585,6,1585,16],[1588,1,1589,1],[1590,1,1591,1],[1592,1,1593,1],[1594,1,1595,1],[1596,1,1597,1],[1598,1,1599,1],[1600,1,1601,1],[1602,1,1603,1],[1604,1,1605,1],[1606,1,1607,1],[1626,1,1627,1],[1628,1,1629,1],[1630,1,1631,1],[1632,1,1633,1],[1634,1,1635,1],[1636,1,1637,1],[1639,1,1663,1],[1608,1,1609,1],[1610,1,1611,1],[1612,1,1613,1],[1614,1,1615,1],[1616,1,1617,1],[1618,1,1619,1],[1620,1,1621,1],[1622,1,1623,1],[1624,1,1625,1]]}
["       DOE Advanced Manufacturing Office"]
["   Energy Footprint - ENERGY CONSUMPTION",null,null,null,null,null,null,null,null,null,null,null,null,null,null,null,null,null,null,"Source","Year","UnitCost","Visible"]
[null,null,null,null,null,null,null,null,null,null,null,null,null,null,null,null,null,null,null,null,null,null,true]
[null,"Tracked Energy Sources",null,null,null,null,"Notes (to edit notes, follow the \"goto\" link)",null,null,null,null,null,null,null,null,null,null,null,null,null,null,null,true]
[null,1,"Electricity",null,null,{"$f":"IF(U5,\"goto\",\"\")","v":"goto"},{"$f":"IF(AND(U5,INDIRECT(\"G\"&S5)<>\"\"),INDIRECT(\"G\"&S5),\"\")","v":"Location, day of month read, etc"},{"$f":"INDIRECT(\"G\"&I5)","v":{"$error":"#REF!"}},{"$error":"#REF!"},{"$error":"#REF!"},{"$error":"#REF!"},{"$error":"#REF!"},{"$error":"#REF!"},{"$error":"#REF!"},{"$error":"#REF!"},{"$error":"#REF!"},{"$error":"#REF!"},null,28,1,{"$f":"W6","v":true},null,true,null,{"$f":"VLOOKUP(C5,EnergyUnits,3,)","v":"ECcost"},{"$f":"VLOOKUP(C5,EnergyUnits,4,)","v":"ECusage"},null,null,"TOTAL Energy",1,{"$f":"AC5","v":"TOTAL Energy"},"MMBtu",{"$f":"AE5&\" Consumption\"","v":"TOTAL Energy Consumption"},1,{"$f":"IFERROR(VLOOKUP(AH5,$AD$5:$AE$29,2,),)","v":"TOTAL Energy"},{"$f":"IFERROR(VLOOKUP(AH5,$AD$5:$AF$29,3,),)","v":"MMBtu"},1,"Units Costs Status"]
[null,2,"Natural Gas",null,null,{"$f":"IF(U6,\"goto\",\"\")","v":"goto"},{"$f":"IF(AND(U6,INDIRECT(\"G\"&S6)<>\"\"),INDIRECT(\"G\"&S6),\"\")","v":"Location, day of month read, etc"},{"$f":"INDIRECT(\"G\"&I6)","v":{"$error":"#REF!"}},{"$f":"INDIRECT(\"G\"&J6)","v":{"$error":"#REF!"}},{"$f":"INDIRECT(\"G\"&K6)","v":{"$error":"#REF!"}},{"$f":"INDIRECT(\"G\"&L6)","v":{"$error":"#REF!"}},{"$f":"INDIRECT(\"G\"&M6)","v":{"$error":"#REF!"}},{"$f":"INDIRECT(\"G\"&N6)","v":{"$error":"#REF!"}},{"$f":"INDIRECT(\"G\"&O6)","v":{"$error":"#REF!"}},{"$f":"INDIRECT(\"G\"&P6)","v":{"$error":"#REF!"}},{"$f":"INDIRECT(\"G\"&Q6)","v":{"$error":"#REF!"}},{"$f":"INDIRECT(\"G\"&R6)","v":{"$error":"#REF!"}},null,{"$f":"S5+82","v":110},2,{"$f":"W7","v":true},null,{"$f":"IF(NOT(W5),FALSE,C5<>\"\")","v":true},null,"E2cost","E2usage",null,{"$f":"COUNTIF(AB10:AB29,\"=Electricity*\")","v":1},"TOTAL Electricity",{"$f":"IF(AB6>1,AD5+1,AD5)","v":1},{"$f":"AC6","v":"TOTAL Electricity"},"kWh site",{"$f":"AE6&\" Consumption\"","v":"TOTAL Electricity Consumption"},2,"---------------------------",{"$f":"IFERROR(VLOOKUP(AH6,$AD$5:$AF$29,3,),)","v":0},2,"Show","SHOW Unit Costs"]
[null,3,null,null,null,"","",{"$error":"#REF!"},{"$error":"#REF!"},{"$error":"#REF!"},{"$error":"#REF!"},{"$error":"#REF!"},{"$error":"#REF!"},{"$error":"#REF!"},{"$error":"#REF!"},{"$error":"#REF!"},{"$error":"#REF!"},null,192,3,false,null,true,null,{"$error":"#N/A"},{"$error":"#N/A"},null,{"$f":"COUNTIF(AB10:AB29,\"=Natural Gas\")","v":1},"TOTAL Natural Gas",{"$f":"IF(AB7>1,AD6+1,AD6)","v":1},"TOTAL Natural Gas","Dtherm",{"$f":"AE7&\" Consumption\"","v":"TOTAL Natural Gas Consumption"},3,"1: Electricity","kWh site",3,"Hide","HIDE Unit Costs"]
[null,4,null,null,null,"","",{"$error":"#REF!"},{"$error":"#REF!"},{"$error":"#REF!"},{"$error":"#REF!"},{"$error":"#REF!"},{"$error":"#REF!"},{"$error":"#REF!"},{"$error":"#REF!"},{"$error":"#REF!"},{"$error":"#REF!"},null,274,4,false,null,false,null,{"$error":"#N/A"},{"$error":"#N/A"},null,{"$f":"COUNTIF(AC10:AC29,\"<>0\")-SUM(AB6:AB7)","v":0},"TOTAL Other Energy",{"$f":"IF(AB8>1,AD7+1,AD7)","v":1},"TOTAL Other Energy","MMBtu",{"$f":"AE8&\" Consumption\"","v":"TOTAL Other Energy Consumption"},4,"2: Natural Gas","Dtherm",4]
[null,5,null,null,null,"","",{"$error":"#REF!"},{"$error":"#REF!"},{"$error":"#REF!"},{"$error":"#REF!"},{"$error":"#REF!"},{"$error":"#REF!"},{"$error":"#REF!"},{"$error":"#REF!"},{"$error":"#REF!"},{"$error":"#REF!"},null,356,5,false,null,false,null,{"$error":"#N/A"},{"$error":"#N/A"},null,null,"---------------------------",{"$f":"AD8+1","v":2},{"$f":"AC9","v":"---------------------------"},null,null,5,0,0,5,false,{"$f":"IF(UnitCostStatus,AM7,AM6)","v":"SHOW Unit Costs"}]
[null,6,null,null,null,"","",{"$error":"#REF!"},{"$error":"#REF!"},{"$error":"#REF!"},{"$error":"#REF!"},{"$error":"#REF!"},{"$error":"#REF!"},{"$error":"#REF!"},{"$error":"#REF!"},{"$error":"#REF!"},{"$error":"#REF!"},null,438,6,false,null,false,null,{"$error":"#N/A"},{"$error":"#N/A"},null,{"$f":"IF(U5,C5,\"\")","v":"Electricity"},{"$f":"IF(U5,B5&\": \"&C5,0)","v":"1: Electricity"},{"$f":"IF(AC10<>0,AD9+1,AD9)","v":3},"1: Electricity",{"$f":"IFERROR(VLOOKUP(AB10,EnergyUnits,2,),\"none\")","v":"kWh site"},{"$f":"AE10","v":"1: Electricity"},6,0,0,6]
[null,7,null,null,null,"","",{"$error":"#REF!"},{"$error":"#REF!"},{"$error":"#REF!"},{"$error":"#REF!"},{"$error":"#REF!"},{"$error":"#REF!"},{"$error":"#REF!"},{"$error":"#REF!"},{"$error":"#REF!"},{"$error":"#REF!"},null,520,7,false,null,false,null,{"$error":"#N/A"},{"$error":"#N/A"},null,"Natural Gas","2: Natural Gas",4,"2: Natural Gas","Dtherm",{"$f":"AE11","v":"2: Natural Gas"},7,0,0,7]
[null,8,null,null,null,"","",{"$error":"#REF!"},{"$error":"#REF!"},{"$error":"#REF!"},{"$error":"#REF!"},{"$error":"#REF!"},{"$error":"#REF!"},{"$error":"#REF!"},{"$error":"#REF!"},{"$error":"#REF!"},{"$error":"#REF!"},null,602,8,false,null,false,null,{"$error":"#N/A"},{"$error":"#N/A"},null,"",0,4,0,"none",0,8,0,0,8]
[null,9,null,null,null,"","",{"$error":"#REF!"},{"$error":"#REF!"},{"$error":"#REF!"},{"$error":"#REF!"},{"$error":"#REF!"},{"$error":"#REF!"},{"$error":"#REF!"},{"$error":"#REF!"},{"$error":"#REF!"},{"$error":"#REF!"},null,684,9,false,null,false,null,{"$error":"#N/A"},{"$error":"#N/A"},null,"",0,4,0,"none",0,9,0,0,9]
[null,10,null,null,null,"","",{"$error":"#REF!"},{"$error":"#REF!"},{"$error":"#REF!"},{"$error":"#REF!"},{"$error":"#REF!"},{"$error":"#REF!"},{"$error":"#REF!"},{"$error":"#REF!"},{"$error":"#REF!"},{"$error":"#REF!"},null,766,10,false,null,false,null,{"$error":"#N/A"},{"$error":"#N/A"},null,"",0,4,0,"none",0,10,0,0,10]
[null,11,null,null,null,"","",{"$error":"#REF!"},{"$error":"#REF!"},{"$error":"#REF!"},{"$error":"#REF!"},{"$error":"#REF!"},{"$error":"#REF!"},{"$error":"#REF!"},{"$error":"#REF!"},{"$error":"#REF!"},{"$error":"#REF!"},null,848,11,false,null,false,null,{"$error":"#N/A"},{"$error":"#N/A"},null,"",0,4,0,"none",0,11,0,0,11]
[null,12,null,null,null,"","",{"$error":"#REF!"},{"$error":"#REF!"},{"$error":"#REF!"},{"$error":"#REF!"},{"$error":"#REF!"},{"$error":"#REF!"},{"$error":"#REF!"},{"$error":"#REF!"},{"$error":"#REF!"},{"$error":"#REF!"},null,930,12,false,null,false,null,{"$error":"#N/A"},{"$error":"#N/A"},null,"",0,4,0,"none",0,12,0,0,12]
[null,13,null,null,null,"","",{"$error":"#REF!"},{"$error":"#REF!"},{"$error":"#REF!"},{"$error":"#REF!"},{"$error":"#REF!"},{"$error":"#REF!"},{"$error":"#REF!"},{"$error":"#REF!"},{"$error":"#REF!"},{"$error":"#REF!"},null,1012,13,false,null,false,null,{"$error":"#N/A"},{"$error":"#N/A"},null,"",0,4,0,"none",0,13,0,0,13]
[null,14,null,null,null,"","",{"$error":"#REF!"},{"$error":"#REF!"},{"$error":"#REF!"},{"$error":"#REF!"},{"$error":"#REF!"},{"$error":"#REF!"},{"$error":"#REF!"},{"$error":"#REF!"},{"$error":"#REF!"},{"$error":"#REF!"},null,1094,14,false,null,false,null,{"$error":"#N/A"},{"$error":"#N/A"},null,"",0,4,0,"none",0,14,0,0,14]
[null,15,null,null,null,"","",{"$error":"#REF!"},{"$error":"#REF!"},{"$error":"#REF!"},{"$error":"#REF!"},{"$error":"#REF!"},{"$error":"#REF!"},{"$error":"#REF!"},{"$error":"#REF!"},{"$error":"#REF!"},{"$error":"#REF!"},null,1176,15,false,null,false,null,{"$error":"#N/A"},{"$error":"#N/A"},null,"",0,4,0,"none",0,15,0,0,15]
[null,16,null,null,null,"","",{"$error":"#REF!"},{"$error":"#REF!"},{"$error":"#REF!"},{"$error":"#REF!"},{"$error":"#REF!"},{"$error":"#REF!"},{"$error":"#REF!"},{"$error":"#REF!"},{"$error":"#REF!"},{"$error":"#REF!"},null,1258,16,false,null,false,null,{"$error":"#N/A"},{"$error":"#N/A"},null,"",0,4,0,"none",0,16,0,0,16]
[null,17,null,null,null,"","",{"$error":"#REF!"},{"$error":"#REF!"},{"$error":"#REF!"},{"$error":"#REF!"},{"$error":"#REF!"},{"$error":"#REF!"},{"$error":"#REF!"},{"$error":"#REF!"},{"$error":"#REF!"},{"$error":"#REF!"},null,1340,17,false,null,false,null,{"$error":"#N/A"},{"$error":"#N/A"},null,"",0,4,0,"none",0,17,0,0,17]
[null,18,null,null,null,"","",{"$error":"#REF!"},{"$error":"#REF!"},{"$error":"#REF!"},{"$error":"#REF!"},{"$error":"#REF!"},{"$error":"#REF!"},{"$error":"#REF!"},{"$error":"#REF!"},{"$error":"#REF!"},{"$error":"#REF!"},null,1422,18,false,null,false,null,{"$error":"#N/A"},{"$error":"#N/A"},null,"",0,4,0,"none",0,18,0,0,18]
[null,19,null,null,null,"","",{"$error":"#REF!"},{"$error":"#REF!"},{"$error":"#REF!"},{"$error":"#REF!"},{"$error":"#REF!"},{"$error":"#REF!"},{"$error":"#REF!"},{"$error":"#REF!"},{"$error":"#REF!"},{"$error":"#REF!"},null,1504,19,false,null,false,null,{"$error":"#N/A"},{"$error":"#N/A"},null,"",0,4,0,"none",0,19,0,0,19]
[null,20,null,null,null,"","",{"$error":"#REF!"},{"$error":"#REF!"},{"$error":"#REF!"},{"$error":"#REF!"},{"$error":"#REF!"},{"$error":"#REF!"},{"$error":"#REF!"},{"$error":"#REF!"},{"$error":"#REF!"},{"$error":"#REF!"},null,1586,20,{"$f":"X25","v":false},null,false,null,{"$error":"#N/A"},{"$error":"#N/A"},null,"",0,4,0,"none",0,20,0,0,20]
[null,null,"*Select Another Energy Source Type to Add",null,null,null,null,null,null,null,null,null,null,null,null,null,null,null,null,null,null,null,{"$f":"NOT(X25)","v":true},{"$f":"IF(NOT(W24),FALSE,C24<>\"\")","v":false},null,null,null,"",0,4,0,"none",0,21,0,0]
[null,null,null,null,null,null,null,null,null,null,null,null,null,null,null,null,null,null,null,null,null,null,{"$f":"NOT(W25)","v":false},null,null,null,null,"",0,4,0,"none",0,22,0,0]
[null,"Energy Source",null,null,null,"UNIT","Notes",null,null,null,null,null,null,null,null,null,null,null,null,{"$f":"VLOOKUP(B28,$T$5:$U$24,2,)","v":true},null,null,{"$f":"AND(S27:V27)","v":true},null,null,null,null,"",0,4,0,"none",0,23,0,0]
["back to top",1,{"$f":"VLOOKUP(B28,$B$5:$F$24,2,)","v":"Electricity"},null,null,{"$f":"IFERROR(VLOOKUP(C28,EnergyUnits,2,),\"none\")","v":"kWh site"},"Location, day of month read, etc",null,null,null,null,null,null,null,null,null,null,null,null,{"$f":"T27","v":true},null,null,true,null,null,null,null,"",0,4,0,"none",0,24,0,0]
[null,null,null,null,null,null,null,null,null,null,null,null,null,null,null,null,null,null,null,{"$f":"T28","v":true},null,null,true,null,null,null,null,"",0,4,0,"none",0,25,0,0]
[null,null,null,{"$f":"Support!$L$5","v":"Jan"},{"$f":"Support!$L$6","v":"Feb"},{"$f":"Support!$L$7","v":"Mar"},{"$f":"Support!$L$8","v":"Apr"},{"$f":"Support!$L$9","v":"May"},{"$f":"Support!$L$10","v":"Jun"},{"$f":"Support!$L$11","v":"Jul"},{"$f":"Support!$L$12","v":"Aug"},{"$f":"Support!$L$13","v":"Sep"},{"$f":"Support!$L$14","v":"Oct"},{"$f":"Support!$L$15","v":"Nov"},{"$f":"Support!$L$16","v":"Dec"},null,"YEAR",null,null,{"$f":"T29","v":true},null,null,true]
[null,{"$f":"FinalYear","v":2029},"$$",null,null,null,null,null,null,null,null,null,null,null,null,null,{"$f":"SUM(D31:O31)","v":0},null,null,true,{"$f":"VLOOKUP(B31,ActiveYears,2,)","v":false},null,false]
[null,null,"Qty",null,null,null,null,null,null,null,null,null,null,null,null,null,0,null,{"$f":"IF(F28=\"none\",FALSE,TRUE)","v":true},true,{"$f":"U31","v":false},null,false]
[null,{"$f":"B31-1","v":2028},"$$",null,null,null,null,null,null,null,null,null,null,null,null,null,0,null,null,true,{"$f":"VLOOKUP(B33,ActiveYears,2,)","v":false},null,false]
[null,null,"Qty",null,null,null,null,null,null,null,null,null,null,null,null,null,0,null,{"$f":"S32","v":true},true,{"$f":"U33","v":false},null,false]
[null,{"$f":"B33-1","v":2027},"$$",null,null,null,null,null,null,null,null,null,null,null,null,null,0,null,null,true,{"$f":"VLOOKUP(B35,ActiveYears,2,)","v":false},null,false]
[null,null,"Qty",null,null,null,null,null,null,null,null,null,null,null,null,null,0,null,{"$f":"S34","v":true},true,{"$f":"U35","v":false},null,false]
[null,{"$f":"B35-1","v":2026},"$$",null,null,null,null,null,null,null,null,null,null,null,null,null,0,null,null,true,{"$f":"VLOOKUP(B37,ActiveYears,2,)","v":false},null,false]
[null,null,"Qty",null,null,null,null,null,null,null,null,null,null,null,null,null,0,null,{"$f":"S36","v":true},true,{"$f":"U37","v":false},null,false]
[null,{"$f":"B37-1","v":2025},"$$",null,null,null,null,null,null,null,null,null,null,null,null,null,0,null,null,true,{"$f":"VLOOKUP(B39,ActiveYears,2,)","v":false},null,false]
[null,null,"Qty",null,null,null,null,null,null,null,null,null,null,null,null,null,0,null,{"$f":"S38","v":true},true,{"$f":"U39","v":false},null,false]
[null,{"$f":"B39-1","v":2024},"$$",null,null,null,null,null,null,null,null,null,null,null,null,null,0,null,null,true,{"$f":"VLOOKUP(B41,ActiveYears,2,)","v":false},null,false]
[null,null,"Qty",null,null,null,null,null,null,null,null,null,null,null,null,null,0,null,{"$f":"S40","v":true},true,{"$f":"U41","v":false},null,false]
[null,{"$f":"B41-1","v":2023},"$$",null,null,null,null,null,null,null,null,null,null,null,null,null,{"$f":"SUM(D43:O43)","v":0},null,null,true,{"$f":"VLOOKUP(B43,ActiveYears,2,)","v":false},null,false]
[null,null,"Qty",null,null,null,null,null,null,null,null,null,null,null,null,null,0,null,{"$f":"S42","v":true},true,{"$f":"U43","v":false},null,false]
[null,{"$f":"B43-1","v":2022},"$$",null,null,null,null,null,null,null,null,null,null,null,null,null,0,null,null,true,{"$f":"VLOOKUP(B45,ActiveYears,2,)","v":false},null,false]
[null,null,"Qty",null,null,null,null,null,null,null,null,null,null,null,null,null,0,null,{"$f":"S44","v":true},true,{"$f":"U45","v":false},null,false]
[null,{"$f":"B45-1","v":2021},"$$",null,null,null,null,null,null,null,null,null,null,null,null,null,0,null,null,true,{"$f":"VLOOKUP(B47,ActiveYears,2,)","v":false},null,false]
[null,null,"Qty",null,null,null,null,null,null,null,null,null,null,null,null,null,0,null,{"$f":"S46","v":true},true,{"$f":"U47","v":false},null,false]
[null,{"$f":"B47-1","v":2020},"$$",null,null,null,null,null,null,null,null,null,null,null,null,null,0,null,null,true,{"$f":"VLOOKUP(B49,ActiveYears,2,)","v":false},null,false]
[null,null,"Qty",null,null,null,null,null,null,null,null,null,null,null,null,null,0,null,{"$f":"S48","v":true},true,{"$f":"U49","v":false},null,false]
[null,{"$f":"B49-1","v":2019},"$$",null,null,null,null,null,null,null,null,null,null,null,null,null,{"$f":"SUM(D51:O51)","v":0},null,null,true,{"$f":"VLOOKUP(B51,ActiveYears,2,)","v":false},null,false]
[null,null,"Qty",null,null,null,null,null,null,null,null,null,null,null,null,null,0,null,{"$f":"S50","v":true},true,{"$f":"U51","v":false},null,false]
[null,{"$f":"B51-1","v":2018},"$$",null,null,null,null,null,null,null,null,null,null,null,null,null,0,null,null,true,{"$f":"VLOOKUP(B53,ActiveYears,2,)","v":false},null,{"$f":"AND(S53:V53)","v":false}]
[null,null,"Qty",null,null,null,null,null,null,null,null,null,null,null,null,null,0,null,{"$f":"S52","v":true},true,{"$f":"U53","v":false},null,false]
[null,{"$f":"B53-1","v":2017},"$$",null,null,null,null,null,null,null,null,null,null,null,null,null,0,null,null,true,{"$f":"VLOOKUP(B55,ActiveYears,2,)","v":false},null,false]
[null,null,"Qty",null,null,null,null,null,null,null,null,null,null,null,null,null,0,null,{"$f":"S54","v":true},true,{"$f":"U55","v":false},null,false]
[null,{"$f":"B55-1","v":2016},"$$",null,null,null,null,null,null,null,null,null,null,null,null,null,0,null,null,true,{"$f":"VLOOKUP(B57,ActiveYears,2,)","v":false},null,false]
[null,null,"Qty",null,null,null,null,null,null,null,null,null,null,null,null,null,0,null,{"$f":"S56","v":true},true,{"$f":"U57","v":false},null,false]
[null,{"$f":"B57-1","v":2015},"$$",18799.57,17111.78,23615.84,28495.46,24430.42,19004.75,14554.98,17746.82,21895.119999999999,15587.6,16663,18281.47,null,{"$f":"SUM(D59:O59)","v":236186.81000000003},null,null,true,{"$f":"VLOOKUP(B59,ActiveYears,2,)","v":true},null,true]
[null,null,"Qty",109282,98838,123900,144960,128352,104215,83224,106890,119200,95445,93670,102588,null,1310564,null,{"$f":"S58","v":true},true,{"$f":"U59","v":true},null,true]
[null,{"$f":"B59-1","v":2014},"$$",12292.81,21077.279999999999,24305.75,28685.279999999999,24219.360000000001,18381.3,14477.05,17243.23,17742.78,21551.040000000001,16666.560000000001,17028,null,233670.44,null,null,true,{"$f":"VLOOKUP(B61,ActiveYears,2,)","v":true},null,true]
[null,null,"Qty",67776,113500,131047,151925,133400,92640,84348,90889,100400,121824,93394,88896,null,1270039,null,{"$f":"S60","v":true},true,{"$f":"U61","v":true},null,true]
[null,{"$f":"B61-1","v":2013},"$$",13541.3,15088,25365,22205.3,22526.400000000001,18001.169999999998,18395.8,13787.62,22373.4,15670.2,18955.68,17884.68,null,223794.55,null,null,true,{"$f":"VLOOKUP(B63,ActiveYears,2,)","v":true},null,true]
[null,null,"Qty",81480,80640,149600,135975,137072,101178,99372,78106,123930,89991,107565,99200,null,1284109,null,{"$f":"S62","v":true},true,{"$f":"U63","v":true},null,true]
[null,{"$f":"B63-1","v":2012},"$$",null,null,null,null,null,null,null,null,null,null,null,null,null,0,null,null,true,{"$f":"VLOOKUP(B65,ActiveYears,2,)","v":false},null,false]
[null,null,"Qty",null,null,null,null,null,null,null,null,null,null,null,null,null,0,null,{"$f":"S64","v":true},true,{"$f":"U65","v":false},null,false]
[null,{"$f":"B65-1","v":2011},"$$",null,null,null,null,null,null,null,null,null,null,null,null,null,0,null,null,true,{"$f":"VLOOKUP(B67,ActiveYears,2,)","v":false},null,false]
[null,null,"Qty",null,null,null,null,null,null,null,null,null,null,null,null,null,0,null,{"$f":"S66","v":true},true,{"$f":"U67","v":false},null,false]
[null,{"$f":"B67-1","v":2010},"$$",null,null,null,null,null,null,null,null,null,null,null,null,null,0,null,null,true,{"$f":"VLOOKUP(B69,ActiveYears,2,)","v":false},null,false]
[null,null,"Qty",null,null,null,null,null,null,null,null,null,null,null,null,null,0,null,{"$f":"S68","v":true},true,{"$f":"U69","v":false},null,false]
[null,{"$f":"B69-1","v":2009},"$$",null,null,null,null,null,null,null,null,null,null,null,null,null,0,null,null,true,{"$f":"VLOOKUP(B71,ActiveYears,2,)","v":false},null,false]
[null,null,"Qty",null,null,null,null,null,null,null,null,null,null,null,null,null,0,null,{"$f":"S70","v":true},true,{"$f":"U71","v":false},null,false]
[null,{"$f":"B71-1","v":2008},"$$",null,null,null,null,null,null,null,null,null,null,null,null,null,0,null,null,true,{"$f":"VLOOKUP(B73,ActiveYears,2,)","v":false},null,{"$f":"AND(S73:V73)","v":false}]
[null,null,"Qty",null,null,null,null,null,null,null,null,null,null,null,null,null,0,null,{"$f":"S72","v":true},true,{"$f":"U73","v":false},null,false]
[null,{"$f":"B73-1","v":2007},"$$",null,null,null,null,null,null,null,null,null,null,null,null,null,0,null,null,true,{"$f":"VLOOKUP(B75,ActiveYears,2,)","v":false},null,false]
[null,null,"Qty",null,null,null,null,null,null,null,null,null,null,null,null,null,0,null,{"$f":"S74","v":true},true,{"$f":"U75","v":false},null,false]
[null,{"$f":"B75-1","v":2006},"$$",null,null,null,null,null,null,null,null,null,null,null,null,null,0,null,null,true,{"$f":"VLOOKUP(B77,ActiveYears,2,)","v":false},null,false]
[null,null,"Qty",null,null,null,null,null,null,null,null,null,null,null,null,null,0,null,{"$f":"S76","v":true},true,{"$f":"U77","v":false},null,false]
[null,{"$f":"B77-1","v":2005},"$$",null,null,null,null,null,null,null,null,null,null,null,null,null,{"$f":"SUM(D79:O79)","v":0},null,null,true,{"$f":"VLOOKUP(B79,ActiveYears,2,)","v":false},null,false]
[null,null,"Qty",null,null,null,null,null,null,null,null,null,null,null,null,null,{"$f":"SUM(D80:O80)","v":0},null,{"$f":"S78","v":true},true,{"$f":"U79","v":false},null,false]
[null,null,null,null,null,null,null,null,null,null,null,null,null,null,null,null,null,null,null,{"$f":"T52","v":true},null,null,{"$f":"AND(S81:V81)","v":true}]
[null,"Per Unit Costs",{"$f":"B31","v":2029},{"$f":"IF(D32<>0,D31/D32,\"\")","v":""},"","","","","","","","","","","",null,{"$f":"IF(Q32<>0,Q31/Q32,\"\")","v":""},null,{"$f":"S60","v":true},{"$f":"T81","v":true},{"$f":"VLOOKUP(C82,ActiveYears,2,)","v":false},{"$f":"UnitCostStatus","v":false},false]
[null,null,{"$f":"C82-1","v":2028},{"$f":"IF(D34<>0,D33/D34,\"\")","v":""},"","","","","","","","","","","",null,{"$f":"IF(Q34<>0,Q33/Q34,\"\")","v":""},null,{"$f":"S82","v":true},true,false,{"$f":"V82","v":false},false]
[null,null,{"$f":"C83-1","v":2027},{"$f":"IF(D36<>0,D35/D36,\"\")","v":""},"","","","","","","","","","","",null,{"$f":"IF(Q36<>0,Q35/Q36,\"\")","v":""},null,true,true,false,{"$f":"V83","v":false},false]
[null,null,2026,{"$f":"IF(D38<>0,D37/D38,\"\")","v":""},"","","","","","","","","","","",null,{"$f":"IF(Q38<>0,Q37/Q38,\"\")","v":""},null,true,true,false,{"$f":"V84","v":false},false]
[null,null,2025,{"$f":"IF(D40<>0,D39/D40,\"\")","v":""},"","","","","","","","","","","",null,{"$f":"IF(Q40<>0,Q39/Q40,\"\")","v":""},null,true,true,false,false,false]
[null,null,2024,{"$f":"IF(D42<>0,D41/D42,\"\")","v":""},"","","","","","","","","","","",null,{"$f":"IF(Q42<>0,Q41/Q42,\"\")","v":""},null,true,true,false,false,false]
[null,null,2023,{"$f":"IF(D44<>0,D43/D44,\"\")","v":""},"","","","","","","","","","","",null,{"$f":"IF(Q44<>0,Q43/Q44,\"\")","v":""},null,true,true,false,false,false]
[null,null,2022,{"$f":"IF(D46<>0,D45/D46,\"\")","v":""},"","","","","","","","","","","",null,{"$f":"IF(Q46<>0,Q45/Q46,\"\")","v":""},null,true,true,false,false,false]
[null,null,2021,{"$f":"IF(D48<>0,D47/D48,\"\")","v":""},"","","","","","","","","","","",null,{"$f":"IF(Q48<>0,Q47/Q48,\"\")","v":""},null,true,true,false,false,false]
[null,null,2020,{"$f":"IF(D50<>0,D49/D50,\"\")","v":""},"","","","","","","","","","","",null,{"$f":"IF(Q50<>0,Q49/Q50,\"\")","v":""},null,true,true,false,false,false]
[null,null,2019,{"$f":"IF(D52<>0,D51/D52,\"\")","v":""},"","","","","","","","","","","",null,{"$f":"IF(Q52<>0,Q51/Q52,\"\")","v":""},null,true,true,false,false,false]
[null,null,2018,{"$f":"IF(D54<>0,D53/D54,\"\")","v":""},"","","","","","","","","","","",null,{"$f":"IF(Q54<>0,Q53/Q54,\"\")","v":""},null,true,true,false,false,{"$f":"AND(S93:V93)","v":false}]
[null,null,2017,{"$f":"IF(D56<>0,D55/D56,\"\")","v":""},"","","","","","","","","","","",null,{"$f":"IF(Q56<>0,Q55/Q56,\"\")","v":""},null,true,true,false,false,false]
[null,null,2016,{"$f":"IF(D58<>0,D57/D58,\"\")","v":""},"","","","","","","","","","","",null,{"$f":"IF(Q58<>0,Q57/Q58,\"\")","v":""},null,true,true,false,false,false]
[null,null,2015,{"$f":"IF(D60<>0,D59/D60,\"\")","v":0.17202805585549313},{"$f":"IF(E60<>0,E59/E60,\"\")","v":0.17312956555171086},0.19060403551251009,0.19657464128035321,0.19033922338568934,0.18236098450319052,0.17488921464962029,0.16602881466928618,0.18368389261744966,0.16331499816648332,0.17789046653144017,0.17820281124497994,null,{"$f":"IF(Q60<>0,Q59/Q60,\"\")","v":0.18021768490512483},null,true,true,true,false,false]
[null,null,2014,{"$f":"IF(D62<>0,D61/D62,\"\")","v":0.18137408522190746},{"$f":"IF(E62<>0,E61/E62,\"\")","v":0.18570290748898677},0.18547353239677367,0.18881211123909822,0.1815544227886057,0.19841645077720207,0.17163477497984539,0.18971745755812033,0.17672091633466133,0.17690307328605201,0.17845429042550914,0.19154967602591794,null,{"$f":"IF(Q62<>0,Q61/Q62,\"\")","v":0.18398682245190895},null,true,true,{"$f":"VLOOKUP(C97,ActiveYears,2,)","v":true},false,false]
[null,null,2013,{"$f":"IF(D64<>0,D63/D64,\"\")","v":0.1661917034855179},{"$f":"IF(E64<>0,E63/E64,\"\")","v":0.1871031746031746},0.16955213903743316,0.16330428387571244,0.16433990895295905,0.17791585127201565,0.18512055709857908,0.17652446675031369,0.18053255870249335,0.17413074640797413,0.17622535211267606,0.1802891129032258,null,{"$f":"IF(Q64<>0,Q63/Q64,\"\")","v":0.17428002607255302},null,true,true,true,false,false]
[null,null,2012,{"$f":"IF(D66<>0,D65/D66,\"\")","v":""},{"$f":"IF(E66<>0,E65/E66,\"\")","v":""},"","","","","","","","","","",null,{"$f":"IF(Q66<>0,Q65/Q66,\"\")","v":""},null,{"$f":"S98","v":true},true,false,false,false]
[null,null,2011,{"$f":"IF(D68<>0,D67/D68,\"\")","v":""},{"$f":"IF(E68<>0,E67/E68,\"\")","v":""},"","","","","","","","","","",null,{"$f":"IF(Q68<>0,Q67/Q68,\"\")","v":""},null,true,true,false,false,false]
[null,null,2010,{"$f":"IF(D70<>0,D69/D70,\"\")","v":""},{"$f":"IF(E70<>0,E69/E70,\"\")","v":""},"","","","","","","","","","",null,{"$f":"IF(Q70<>0,Q69/Q70,\"\")","v":""},null,true,true,false,false,false]
[null,null,2009,{"$f":"IF(D72<>0,D71/D72,\"\")","v":""},{"$f":"IF(E72<>0,E71/E72,\"\")","v":""},"","","","","","","","","","",null,{"$f":"IF(Q72<>0,Q71/Q72,\"\")","v":""},null,true,true,false,false,false]
[null,null,2008,{"$f":"IF(D74<>0,D73/D74,\"\")","v":""},{"$f":"IF(E74<>0,E73/E74,\"\")","v":""},"","","","","","","","","","",null,{"$f":"IF(Q74<>0,Q73/Q74,\"\")","v":""},null,true,true,false,false,{"$f":"AND(S103:V103)","v":false}]
[null,null,2007,{"$f":"IF(D76<>0,D75/D76,\"\")","v":""},{"$f":"IF(E76<>0,E75/E76,\"\")","v":""},"","","","","","","","","","",null,{"$f":"IF(Q76<>0,Q75/Q76,\"\")","v":""},null,true,true,false,false,false]
[null,null,2006,{"$f":"IF(D78<>0,D77/D78,\"\")","v":""},{"$f":"IF(E78<>0,E77/E78,\"\")","v":""},"","","","","","","","","","",null,{"$f":"IF(Q78<>0,Q77/Q78,\"\")","v":""},null,true,true,false,false,false]
[null,null,2005,{"$f":"IF(D80<>0,D79/D80,\"\")","v":""},{"$f":"IF(E80<>0,E79/E80,\"\")","v":""},"","","","","","","","","","",null,{"$f":"IF(Q80<>0,Q79/Q80,\"\")","v":""},null,true,true,false,false,false]
[null,null,null,null,null,null,null,null,null,null,null,null,null,null,null,null,null,null,{"$f":"S92","v":true},{"$f":"T92","v":true},null,{"$f":"V92","v":false},false]
[null,null,null,null,null,null,null,null,null,null,null,null,null,null,null,null,null,null,null,{"$f":"T107","v":true},null,null,true]
[null,"Energy Source",null,null,null,"UNIT","Notes",null,null,null,null,null,null,null,null,null,null,null,null,{"$f":"VLOOKUP(B110,$T$5:$U$24,2,)","v":true},null,null,true]
["back to top",{"$f":"B28+1","v":2},{"$f":"VLOOKUP(B110,$B$5:$F$24,2,)","v":"Natural Gas"},null,null,{"$f":"IFERROR(VLOOKUP(C110,EnergyUnits,2,),\"none\")","v":"Dtherm"},"Location, day of month read, etc",null,null,null,null,null,null,null,null,null,null,null,null,{"$f":"T109","v":true},null,null,{"$f":"AND(S110:V110)","v":true}]
[null,null,null,null,null,null,null,null,null,null,null,null,null,null,null,null,null,null,null,{"$f":"T110","v":true},null,null,true]
[null,null,null,{"$f":"Support!$L$5","v":"Jan"},{"$f":"Support!$L$6","v":"Feb"},{"$f":"Support!$L$7","v":"Mar"},{"$f":"Support!$L$8","v":"Apr"},{"$f":"Support!$L$9","v":"May"},{"$f":"Support!$L$10","v":"Jun"},{"$f":"Support!$L$11","v":"Jul"},{"$f":"Support!$L$12","v":"Aug"},{"$f":"Support!$L$13","v":"Sep"},{"$f":"Support!$L$14","v":"Oct"},{"$f":"Support!$L$15","v":"Nov"},{"$f":"Support!$L$16","v":"Dec"},null,"YEAR",null,null,{"$f":"T111","v":true},null,null,true]
[null,{"$f":"FinalYear","v":2029},"$$",null,null,null,null,null,null,null,null,null,null,null,null,null,{"$f":"SUM(D113:O113)","v":0},null,null,true,{"$f":"VLOOKUP(B113,ActiveYears,2,)","v":false},null,false]
[null,null,"Qty",null,null,null,null,null,null,null,null,null,null,null,null,null,0,null,{"$f":"IF(F110=\"none\",FALSE,TRUE)","v":true},true,{"$f":"U113","v":false},null,false]
[null,{"$f":"B113-1","v":2028},"$$",null,null,null,null,null,null,null,null,null,null,null,null,null,0,null,null,true,{"$f":"VLOOKUP(B115,ActiveYears,2,)","v":false},null,false]
[null,null,"Qty",null,null,null,null,null,null,null,null,null,null,null,null,null,0,null,{"$f":"S114","v":true},true,{"$f":"U115","v":false},null,false]
[null,{"$f":"B115-1","v":2027},"$$",null,null,null,null,null,null,null,null,null,null,null,null,null,0,null,null,true,{"$f":"VLOOKUP(B117,ActiveYears,2,)","v":false},null,false]
[null,null,"Qty",null,null,null,null,null,null,null,null,null,null,null,null,null,0,null,{"$f":"S116","v":true},true,{"$f":"U117","v":false},null,false]
[null,{"$f":"B117-1","v":2026},"$$",null,null,null,null,null,null,null,null,null,null,null,null,null,0,null,null,true,{"$f":"VLOOKUP(B119,ActiveYears,2,)","v":false},null,false]
[null,null,"Qty",null,null,null,null,null,null,null,null,null,null,null,null,null,0,null,{"$f":"S118","v":true},true,{"$f":"U119","v":false},null,false]
[null,{"$f":"B119-1","v":2025},"$$",null,null,null,null,null,null,null,null,null,null,null,null,null,0,null,null,true,{"$f":"VLOOKUP(B121,ActiveYears,2,)","v":false},null,false]
[null,null,"Qty",null,null,null,null,null,null,null,null,null,null,null,null,null,0,null,{"$f":"S120","v":true},true,{"$f":"U121","v":false},null,false]
[null,{"$f":"B121-1","v":2024},"$$",null,null,null,null,null,null,null,null,null,null,null,null,null,0,null,null,true,{"$f":"VLOOKUP(B123,ActiveYears,2,)","v":false},null,false]
[null,null,"Qty",null,null,null,null,null,null,null,null,null,null,null,null,null,0,null,{"$f":"S122","v":true},true,{"$f":"U123","v":false},null,false]
[null,{"$f":"B123-1","v":2023},"$$",null,null,null,null,null,null,null,null,null,null,null,null,null,0,null,null,true,{"$f":"VLOOKUP(B125,ActiveYears,2,)","v":false},null,false]
[null,null,"Qty",null,null,null,null,null,null,null,null,null,null,null,null,null,0,null,{"$f":"S124","v":true},true,{"$f":"U125","v":false},null,false]
[null,{"$f":"B125-1","v":2022},"$$",null,null,null,null,null,null,null,null,null,null,null,null,null,0,null,null,true,{"$f":"VLOOKUP(B127,ActiveYears,2,)","v":false},null,false]
[null,null,"Qty",null,null,null,null,null,null,null,null,null,null,null,null,null,0,null,{"$f":"S126","v":true},true,{"$f":"U127","v":false},null,false]
[null,{"$f":"B127-1","v":2021},"$$",null,null,null,null,null,null,null,null,null,null,null,null,null,0,null,null,true,{"$f":"VLOOKUP(B129,ActiveYears,2,)","v":false},null,false]
[null,null,"Qty",null,null,null,null,null,null,null,null,null,null,null,null,null,0,null,{"$f":"S128","v":true},true,{"$f":"U129","v":false},null,false]
[null,{"$f":"B129-1","v":2020},"$$",null,null,null,null,null,null,null,null,null,null,null,null,null,0,null,null,true,{"$f":"VLOOKUP(B131,ActiveYears,2,)","v":false},null,false]
[null,null,"Qty",null,null,null,null,null,null,null,null,null,null,null,null,null,0,null,{"$f":"S130","v":true},true,{"$f":"U131","v":false},null,false]
[null,{"$f":"B131-1","v":2019},"$$",null,null,null,null,null,null,null,null,null,null,null,null,null,0,null,null,true,{"$f":"VLOOKUP(B133,ActiveYears,2,)","v":false},null,false]
[null,null,"Qty",null,null,null,null,null,null,null,null,null,null,null,null,null,0,null,{"$f":"S132","v":true},true,{"$f":"U133","v":false},null,false]
[null,{"$f":"B133-1","v":2018},"$$",null,null,null,null,null,null,null,null,null,null,null,null,null,0,null,null,true,{"$f":"VLOOKUP(B135,ActiveYears,2,)","v":false},null,false]
[null,null,"Qty",null,null,null,null,null,null,null,null,null,null,null,null,null,0,null,{"$f":"S134","v":true},true,{"$f":"U135","v":false},null,false]
[null,{"$f":"B135-1","v":2017},"$$",null,null,null,null,null,null,null,null,null,null,null,null,null,0,null,null,true,{"$f":"VLOOKUP(B137,ActiveYears,2,)","v":false},null,false]
[null,null,"Qty",null,null,null,null,null,null,null,null,null,null,null,null,null,0,null,{"$f":"S136","v":true},true,{"$f":"U137","v":false},null,false]
[null,{"$f":"B137-1","v":2016},"$$",null,null,null,null,null,null,null,null,null,null,null,null,null,0,null,null,true,{"$f":"VLOOKUP(B139,ActiveYears,2,)","v":false},null,false]
[null,null,"Qty",null,null,null,null,null,null,null,null,null,null,null,null,null,0,null,{"$f":"S138","v":true},true,{"$f":"U139","v":false},null,false]
[null,{"$f":"B139-1","v":2015},"$$",9718.14,2280.94,1595.15,1538.21,1296.0899999999999,1314.72,3549.5,12560.28,15972.56,22091.98,26033.46,15243.17,null,113194.2,null,null,true,{"$f":"VLOOKUP(B141,ActiveYears,2,)","v":true},null,true]
[null,null,"Qty",953.5,268.3,204.4,191.5,173.8,173.3,342.5,760.6,942.7,1277.8,1559.4,908.1,null,7755.9000000000015,null,{"$f":"S140","v":true},true,{"$f":"U141","v":true},null,true]
[null,{"$f":"B141-1","v":2014},"$$",6176.65,3650.33,1405.15,1224.0999999999999,1370.16,1290.28,3303.78,10788.72,18571.240000000002,22473.31,20868.12,16513.400000000001,null,107635.23999999999,null,null,true,{"$f":"VLOOKUP(B143,ActiveYears,2,)","v":true},null,true]
[null,null,"Qty",613.5,375.5,188,171.7,183.3,180.8,410.2,809.9,1284.0999999999999,2312.6999999999998,1577.2,1121.9000000000001,null,9228.7999999999993,null,{"$f":"S142","v":true},true,{"$f":"U143","v":true},null,true]
[null,{"$f":"B143-1","v":2013},"$$",7489.25,2391.9,2084.7199999999998,1365.6,1454.51,1574.2,2716.86,14805.6,15002.7,19376.490000000002,21091.29,17018.61,null,106371.73,null,null,true,{"$f":"VLOOKUP(B145,ActiveYears,2,)","v":true},null,true]
[null,null,"Qty",795.6,271.89999999999998,252.2,192.6,206.7,216.4,336,1588.6,1532.4,2065.1999999999998,2448.6,1535.1,null,11441.3,null,{"$f":"S144","v":true},true,{"$f":"U145","v":true},null,true]
[null,{"$f":"B145-1","v":2012},"$$",null,null,null,null,null,null,null,null,null,null,null,null,null,0,null,null,true,{"$f":"VLOOKUP(B147,ActiveYears,2,)","v":false},null,false]
[null,null,"Qty",null,null,null,null,null,null,null,null,null,null,null,null,null,0,null,{"$f":"S146","v":true},true,{"$f":"U147","v":false},null,false]
[null,{"$f":"B147-1","v":2011},"$$",null,null,null,null,null,null,null,null,null,null,null,null,null,0,null,null,true,{"$f":"VLOOKUP(B149,ActiveYears,2,)","v":false},null,false]
[null,null,"Qty",null,null,null,null,null,null,null,null,null,null,null,null,null,0,null,{"$f":"S148","v":true},true,{"$f":"U149","v":false},null,false]
[null,{"$f":"B149-1","v":2010},"$$",null,null,null,null,null,null,null,null,null,null,null,null,null,0,null,null,true,{"$f":"VLOOKUP(B151,ActiveYears,2,)","v":false},null,false]
[null,null,"Qty",null,null,null,null,null,null,null,null,null,null,null,null,null,0,null,{"$f":"S150","v":true},true,{"$f":"U151","v":false},null,false]
[null,{"$f":"B151-1","v":2009},"$$",null,null,null,null,null,null,null,null,null,null,null,null,null,0,null,null,true,{"$f":"VLOOKUP(B153,ActiveYears,2,)","v":false},null,false]
[null,null,"Qty",null,null,null,null,null,null,null,null,null,null,null,null,null,0,null,{"$f":"S152","v":true},true,{"$f":"U153","v":false},null,false]
[null,{"$f":"B153-1","v":2008},"$$",null,null,null,null,null,null,null,null,null,null,null,null,null,0,null,null,true,{"$f":"VLOOKUP(B155,ActiveYears,2,)","v":false},null,false]
[null,null,"Qty",null,null,null,null,null,null,null,null,null,null,null,null,null,0,null,{"$f":"S154","v":true},true,{"$f":"U155","v":false},null,false]
[null,{"$f":"B155-1","v":2007},"$$",null,null,null,null,null,null,null,null,null,null,null,null,null,0,null,null,true,{"$f":"VLOOKUP(B157,ActiveYears,2,)","v":false},null,false]
[null,null,"Qty",null,null,null,null,null,null,null,null,null,null,null,null,null,0,null,{"$f":"S156","v":true},true,{"$f":"U157","v":false},null,false]
[null,{"$f":"B157-1","v":2006},"$$",null,null,null,null,null,null,null,null,null,null,null,null,null,0,null,null,true,{"$f":"VLOOKUP(B159,ActiveYears,2,)","v":false},null,false]
[null,null,"Qty",null,null,null,null,null,null,null,null,null,null,null,null,null,0,null,{"$f":"S158","v":true},true,{"$f":"U159","v":false},null,false]
[null,{"$f":"B159-1","v":2005},"$$",null,null,null,null,null,null,null,null,null,null,null,null,null,0,null,null,true,{"$f":"VLOOKUP(B161,ActiveYears,2,)","v":false},null,false]
[null,null,"Qty",null,null,null,null,null,null,null,null,null,null,null,null,null,0,null,{"$f":"S160","v":true},true,{"$f":"U161","v":false},null,false]
[null,null,null,null,null,null,null,null,null,null,null,null,null,null,null,null,null,null,null,{"$f":"T134","v":true},null,null,true]
[null,"Per Unit Costs",{"$f":"B113","v":2029},{"$f":"IF(D114<>0,D113/D114,\"\")","v":""},"","","","","","","","","","","",null,{"$f":"IF(Q114<>0,Q113/Q114,\"\")","v":""},null,{"$f":"S142","v":true},{"$f":"T163","v":true},{"$f":"VLOOKUP(C164,ActiveYears,2,)","v":false},{"$f":"UnitCostStatus","v":false},false]
[null,null,{"$f":"C164-1","v":2028},{"$f":"IF(D116<>0,D115/D116,\"\")","v":""},"","","","","","","","","","","",null,{"$f":"IF(Q116<>0,Q115/Q116,\"\")","v":""},null,{"$f":"S164","v":true},true,false,{"$f":"V164","v":false},false]
[null,null,{"$f":"C165-1","v":2027},{"$f":"IF(D118<>0,D117/D118,\"\")","v":""},"","","","","","","","","","","",null,{"$f":"IF(Q118<>0,Q117/Q118,\"\")","v":""},null,true,true,false,{"$f":"V165","v":false},false]
[null,null,2026,{"$f":"IF(D120<>0,D119/D120,\"\")","v":""},"","","","","","","","","","","",null,{"$f":"IF(Q120<>0,Q119/Q120,\"\")","v":""},null,true,true,false,{"$f":"V166","v":false},false]
[null,null,2025,{"$f":"IF(D122<>0,D121/D122,\"\")","v":""},"","","","","","","","","","","",null,{"$f":"IF(Q122<>0,Q121/Q122,\"\")","v":""},null,true,true,false,false,false]
[null,null,2024,{"$f":"IF(D124<>0,D123/D124,\"\")","v":""},"","","","","","","","","","","",null,{"$f":"IF(Q124<>0,Q123/Q124,\"\")","v":""},null,true,true,false,false,false]
[null,null,2023,{"$f":"IF(D126<>0,D125/D126,\"\")","v":""},"","","","","","","","","","","",null,{"$f":"IF(Q126<>0,Q125/Q126,\"\")","v":""},null,true,true,false,false,false]
[null,null,2022,{"$f":"IF(D128<>0,D127/D128,\"\")","v":""},"","","","","","","","","","","",null,{"$f":"IF(Q128<>0,Q127/Q128,\"\")","v":""},null,true,true,false,false,false]
[null,null,2021,{"$f":"IF(D130<>0,D129/D130,\"\")","v":""},"","","","","","","","","","","",null,{"$f":"IF(Q130<>0,Q129/Q130,\"\")","v":""},null,true,true,false,false,false]
[null,null,2020,{"$f":"IF(D132<>0,D131/D132,\"\")","v":""},"","","","","","","","","","","",null,{"$f":"IF(Q132<>0,Q131/Q132,\"\")","v":""},null,true,true,false,false,false]
[null,null,2019,{"$f":"IF(D134<>0,D133/D134,\"\")","v":""},"","","","","","","","","","","",null,{"$f":"IF(Q134<>0,Q133/Q134,\"\")","v":""},null,true,true,false,false,false]
[null,null,2018,{"$f":"IF(D136<>0,D135/D136,\"\")","v":""},"","","","","","","","","","","",null,{"$f":"IF(Q136<>0,Q135/Q136,\"\")","v":""},null,true,true,false,false,false]
[null,null,2017,{"$f":"IF(D138<>0,D137/D138,\"\")","v":""},"","","","","","","","","","","",null,{"$f":"IF(Q138<>0,Q137/Q138,\"\")","v":""},null,{"$f":"S175","v":true},true,false,false,false]
[null,null,2016,{"$f":"IF(D140<>0,D139/D140,\"\")","v":""},"","","","","","","","","","","",null,{"$f":"IF(Q140<>0,Q139/Q140,\"\")","v":""},null,{"$f":"S176","v":true},true,false,false,false]
[null,null,2015,{"$f":"IF(D142<>0,D141/D142,\"\")","v":10.19207131620346},8.5014535967200899,7.8040606653620355,8.0324281984334203,7.4573647871116213,7.5863819965377957,10.363503649635037,16.513647120694188,16.943417842367666,17.289074972609171,16.694536360138514,16.785783504019381,null,{"$f":"IF(Q142<>0,Q141/Q142,\"\")","v":14.59459250377132},null,true,true,true,false,false]
[null,null,2014,{"$f":"IF(D144<>0,D143/D144,\"\")","v":10.067889160554197},{"$f":"IF(E144<>0,E143/E144,\"\")","v":9.7212516644474025},7.4742021276595754,7.1292952824694238,7.4749590834697219,7.1365044247787601,8.0540711847879098,13.321051981726139,14.462456195000392,9.7173476888485339,13.231118437737763,14.719137178001604,null,{"$f":"IF(Q144<>0,Q143/Q144,\"\")","v":11.662972434119279},null,true,true,true,false,false]
[null,null,2013,{"$f":"IF(D146<>0,D145/D146,\"\")","v":9.4133358471593755},{"$f":"IF(E146<>0,E145/E146,\"\")","v":8.7969841853622661},8.2661379857256136,7.0903426791277253,7.03681664247702,7.2744916820702406,8.0858928571428574,9.3199043182676586,9.7903288958496475,9.3823794305636277,8.6136118598382758,11.086320109439125,null,{"$f":"IF(Q146<>0,Q145/Q146,\"\")","v":9.2971716500747288},null,true,{"$f":"T179","v":true},true,false,false]
[null,null,2012,{"$f":"IF(D148<>0,D147/D148,\"\")","v":""},{"$f":"IF(E148<>0,E147/E148,\"\")","v":""},"","","","","","","","","","",null,{"$f":"IF(Q148<>0,Q147/Q148,\"\")","v":""},null,true,true,false,false,false]
[null,null,2011,{"$f":"IF(D150<>0,D149/D150,\"\")","v":""},{"$f":"IF(E150<>0,E149/E150,\"\")","v":""},"","","","","","","","","","",null,{"$f":"IF(Q150<>0,Q149/Q150,\"\")","v":""},null,true,true,false,false,false]
[null,null,2010,{"$f":"IF(D152<>0,D151/D152,\"\")","v":""},{"$f":"IF(E152<>0,E151/E152,\"\")","v":""},"","","","","","","","","","",null,{"$f":"IF(Q152<>0,Q151/Q152,\"\")","v":""},null,true,true,false,false,false]
[null,null,2009,{"$f":"IF(D154<>0,D153/D154,\"\")","v":""},{"$f":"IF(E154<>0,E153/E154,\"\")","v":""},"","","","","","","","","","",null,{"$f":"IF(Q154<>0,Q153/Q154,\"\")","v":""},null,true,true,false,false,false]
[null,null,2008,{"$f":"IF(D156<>0,D155/D156,\"\")","v":""},{"$f":"IF(E156<>0,E155/E156,\"\")","v":""},"","","","","","","","","","",null,{"$f":"IF(Q156<>0,Q155/Q156,\"\")","v":""},null,true,true,false,false,false]
[null,null,2007,{"$f":"IF(D158<>0,D157/D158,\"\")","v":""},{"$f":"IF(E158<>0,E157/E158,\"\")","v":""},"","","","","","","","","","",null,{"$f":"IF(Q158<>0,Q157/Q158,\"\")","v":""},null,true,true,false,false,false]
[null,null,2006,{"$f":"IF(D160<>0,D159/D160,\"\")","v":""},{"$f":"IF(E160<>0,E159/E160,\"\")","v":""},"","","","","","","","","","",null,{"$f":"IF(Q160<>0,Q159/Q160,\"\")","v":""},null,true,true,false,false,false]
[null,null,2005,{"$f":"IF(D162<>0,D161/D162,\"\")","v":""},{"$f":"IF(E162<>0,E161/E162,\"\")","v":""},"","","","","","","","","","",null,{"$f":"IF(Q162<>0,Q161/Q162,\"\")","v":""},null,true,true,false,false,false]
[null,null,null,null,null,null,null,null,null,null,null,null,null,null,null,null,null,null,{"$f":"S174","v":true},{"$f":"T174","v":true},null,{"$f":"V174","v":false},false]
[null,null,null,null,null,null,null,null,null,null,null,null,null,null,null,null,null,null,null,{"$f":"T189","v":true},null,null,true]
[null,"Energy Source",null,null,null,"UNIT","Notes",null,null,null,null,null,null,null,null,null,null,null,null,{"$f":"VLOOKUP(B192,$T$5:$U$24,2,)","v":false},null,null,{"$f":"AND(S191:V191)","v":false}]
["back to top",{"$f":"B110+1","v":3},{"$f":"VLOOKUP(B192,$B$5:$F$24,2,)","v":0},null,null,{"$f":"IFERROR(VLOOKUP(C192,EnergyUnits,2,),\"none\")","v":"none"},"Location, day of month read, etc",null,null,null,null,null,null,null,null,null,null,null,null,{"$f":"T191","v":false},null,null,{"$f":"AND(S192:V192)","v":false}]
[null,null,null,null,null,null,null,null,null,null,null,null,null,null,null,null,null,null,null,{"$f":"T192","v":false},null,null,false]
[null,null,null,{"$f":"Support!$L$5","v":"Jan"},{"$f":"Support!$L$6","v":"Feb"},{"$f":"Support!$L$7","v":"Mar"},{"$f":"Support!$L$8","v":"Apr"},{"$f":"Support!$L$9","v":"May"},{"$f":"Support!$L$10","v":"Jun"},{"$f":"Support!$L$11","v":"Jul"},{"$f":"Support!$L$12","v":"Aug"},{"$f":"Support!$L$13","v":"Sep"},{"$f":"Support!$L$14","v":"Oct"},{"$f":"Support!$L$15","v":"Nov"},{"$f":"Support!$L$16","v":"Dec"},null,"YEAR",null,null,{"$f":"T193","v":false},null,null,false]
[null,{"$f":"FinalYear","v":2029},"$$",null,null,null,null,null,null,null,null,null,null,null,null,null,{"$f":"SUM(D195:O195)","v":0},null,null,false,{"$f":"VLOOKUP(B195,ActiveYears,2,)","v":false},null,false]
[null,null,"Qty",null,null,null,null,null,null,null,null,null,null,null,null,null,0,null,{"$f":"IF(F192=\"none\",FALSE,TRUE)","v":false},false,{"$f":"U195","v":false},null,false]
[null,{"$f":"B195-1","v":2028},"$$",null,null,null,null,null,null,null,null,null,null,null,null,null,0,null,null,false,{"$f":"VLOOKUP(B197,ActiveYears,2,)","v":false},null,false]
[null,null,"Qty",null,null,null,null,null,null,null,null,null,null,null,null,null,0,null,{"$f":"S196","v":false},false,{"$f":"U197","v":false},null,false]
[null,{"$f":"B197-1","v":2027},"$$",null,null,null,null,null,null,null,null,null,null,null,null,null,0,null,null,false,{"$f":"VLOOKUP(B199,ActiveYears,2,)","v":false},null,false]
[null,null,"Qty",null,null,null,null,null,null,null,null,null,null,null,null,null,0,null,{"$f":"S198","v":false},false,{"$f":"U199","v":false},null,false]
[null,{"$f":"B199-1","v":2026},"$$",null,null,null,null,null,null,null,null,null,null,null,null,null,0,null,null,false,{"$f":"VLOOKUP(B201,ActiveYears,2,)","v":false},null,false]
[null,null,"Qty",null,null,null,null,null,null,null,null,null,null,null,null,null,0,null,{"$f":"S200","v":false},false,{"$f":"U201","v":false},null,false]
[null,{"$f":"B201-1","v":2025},"$$",null,null,null,null,null,null,null,null,null,null,null,null,null,0,null,null,false,{"$f":"VLOOKUP(B203,ActiveYears,2,)","v":false},null,false]
[null,null,"Qty",null,null,null,null,null,null,null,null,null,null,null,null,null,0,null,{"$f":"S202","v":false},false,{"$f":"U203","v":false},null,false]
[null,{"$f":"B203-1","v":2024},"$$",null,null,null,null,null,null,null,null,null,null,null,null,null,0,null,null,false,{"$f":"VLOOKUP(B205,ActiveYears,2,)","v":false},null,false]
[null,null,"Qty",null,null,null,null,null,null,null,null,null,null,null,null,null,0,null,{"$f":"S204","v":false},false,{"$f":"U205","v":false},null,false]
[null,{"$f":"B205-1","v":2023},"$$",null,null,null,null,null,null,null,null,null,null,null,null,null,0,null,null,false,{"$f":"VLOOKUP(B207,ActiveYears,2,)","v":false},null,false]
[null,null,"Qty",null,null,null,null,null,null,null,null,null,null,null,null,null,0,null,{"$f":"S206","v":false},false,{"$f":"U207","v":false},null,false]
[null,{"$f":"B207-1","v":2022},"$$",null,null,null,null,null,null,null,null,null,null,null,null,null,0,null,null,false,{"$f":"VLOOKUP(B209,ActiveYears,2,)","v":false},null,false]
[null,null,"Qty",null,null,null,null,null,null,null,null,null,null,null,null,null,0,null,{"$f":"S208","v":false},false,{"$f":"U209","v":false},null,false]
[null,{"$f":"B209-1","v":2021},"$$",null,null,null,null,null,null,null,null,null,null,null,null,null,0,null,null,false,{"$f":"VLOOKUP(B211,ActiveYears,2,)","v":false},null,false]
[null,null,"Qty",null,null,null,null,null,null,null,null,null,null,null,null,null,0,null,{"$f":"S210","v":false},false,{"$f":"U211","v":false},null,false]
[null,{"$f":"B211-1","v":2020},"$$",null,null,null,null,null,null,null,null,null,null,null,null,null,0,null,null,false,{"$f":"VLOOKUP(B213,ActiveYears,2,)","v":false},null,false]
[null,null,"Qty",null,null,null,null,null,null,null,null,null,null,null,null,null,0,null,{"$f":"S212","v":false},false,{"$f":"U213","v":false},null,false]
[null,{"$f":"B213-1","v":2019},"$$",null,null,null,null,null,null,null,null,null,null,null,null,null,0,null,null,false,{"$f":"VLOOKUP(B215,ActiveYears,2,)","v":false},null,false]
[null,null,"Qty",null,null,null,null,null,null,null,null,null,null,null,null,null,0,null,{"$f":"S214","v":false},false,{"$f":"U215","v":false},null,false]
[null,{"$f":"B215-1","v":2018},"$$",null,null,null,null,null,null,null,null,null,null,null,null,null,0,null,null,false,{"$f":"VLOOKUP(B217,ActiveYears,2,)","v":false},null,false]
[null,null,"Qty",null,null,null,null,null,null,null,null,null,null,null,null,null,0,null,{"$f":"S216","v":false},false,{"$f":"U217","v":false},null,false]
[null,{"$f":"B217-1","v":2017},"$$",null,null,null,null,null,null,null,null,null,null,null,null,null,0,null,null,false,{"$f":"VLOOKUP(B219,ActiveYears,2,)","v":false},null,false]
[null,null,"Qty",null,null,null,null,null,null,null,null,null,null,null,null,null,0,null,{"$f":"S218","v":false},false,{"$f":"U219","v":false},null,false]
[null,{"$f":"B219-1","v":2016},"$$",null,null,null,null,null,null,null,null,null,null,null,null,null,0,null,null,false,{"$f":"VLOOKUP(B221,ActiveYears,2,)","v":false},null,false]
[null,null,"Qty",null,null,null,null,null,null,null,null,null,null,null,null,null,0,null,{"$f":"S220","v":false},false,{"$f":"U221","v":false},null,false]
[null,{"$f":"B221-1","v":2015},"$$",null,null,null,null,null,null,null,null,null,null,null,null,null,0,null,null,false,{"$f":"VLOOKUP(B223,ActiveYears,2,)","v":true},null,false]
[null,null,"Qty",null,null,null,null,null,null,null,null,null,null,null,null,null,0,null,{"$f":"S222","v":false},false,{"$f":"U223","v":true},null,false]
[null,{"$f":"B223-1","v":2014},"$$",null,null,null,null,null,null,null,null,null,null,null,null,null,0,null,null,false,{"$f":"VLOOKUP(B225,ActiveYears,2,)","v":true},null,false]
[null,null,"Qty",null,null,null,null,null,null,null,null,null,null,null,null,null,0,null,{"$f":"S224","v":false},false,{"$f":"U225","v":true},null,false]
[null,{"$f":"B225-1","v":2013},"$$",null,null,null,null,null,null,null,null,null,null,null,null,null,0,null,null,false,{"$f":"VLOOKUP(B227,ActiveYears,2,)","v":true},null,false]
[null,null,"Qty",null,null,null,null,null,null,null,null,null,null,null,null,null,0,null,{"$f":"S226","v":false},false,{"$f":"U227","v":true},null,false]
[null,{"$f":"B227-1","v":2012},"$$",null,null,null,null,null,null,null,null,null,null,null,null,null,0,null,null,false,{"$f":"VLOOKUP(B229,ActiveYears,2,)","v":false},null,false]
[null,null,"Qty",null,null,null,null,null,null,null,null,null,null,null,null,null,0,null,{"$f":"S228","v":false},false,{"$f":"U229","v":false},null,false]
[null,{"$f":"B229-1","v":2011},"$$",null,null,null,null,null,null,null,null,null,null,null,null,null,0,null,null,false,{"$f":"VLOOKUP(B231,ActiveYears,2,)","v":false},null,false]
[null,null,"Qty",null,null,null,null,null,null,null,null,null,null,null,null,null,0,null,{"$f":"S230","v":false},false,{"$f":"U231","v":false},null,false]
[null,{"$f":"B231-1","v":2010},"$$",null,null,null,null,null,null,null,null,null,null,null,null,null,0,null,null,false,{"$f":"VLOOKUP(B233,ActiveYears,2,)","v":false},null,false]
[null,null,"Qty",null,null,null,null,null,null,null,null,null,null,null,null,null,0,null,{"$f":"S232","v":false},false,{"$f":"U233","v":false},null,false]
[null,{"$f":"B233-1","v":2009},"$$",null,null,null,null,null,null,null,null,null,null,null,null,null,0,null,null,false,{"$f":"VLOOKUP(B235,ActiveYears,2,)","v":false},null,false]
[null,null,"Qty",null,null,null,null,null,null,null,null,null,null,null,null,null,0,null,{"$f":"S234","v":false},false,{"$f":"U235","v":false},null,false]
[null,{"$f":"B235-1","v":2008},"$$",null,null,null,null,null,null,null,null,null,null,null,null,null,0,null,null,false,{"$f":"VLOOKUP(B237,ActiveYears,2,)","v":false},null,false]
[null,null,"Qty",null,null,null,null,null,null,null,null,null,null,null,null,null,0,null,{"$f":"S236","v":false},false,{"$f":"U237","v":false},null,false]
[null,{"$f":"B237-1","v":2007},"$$",null,null,null,null,null,null,null,null,null,null,null,null,null,0,null,null,false,{"$f":"VLOOKUP(B239,ActiveYears,2,)","v":false},null,false]
[null,null,"Qty",null,null,null,null,null,null,null,null,null,null,null,null,null,0,null,{"$f":"S238","v":false},false,{"$f":"U239","v":false},null,false]
[null,{"$f":"B239-1","v":2006},"$$",null,null,null,null,null,null,null,null,null,null,null,null,null,0,null,null,false,{"$f":"VLOOKUP(B241,ActiveYears,2,)","v":false},null,false]
[null,null,"Qty",null,null,null,null,null,null,null,null,null,null,null,null,null,0,null,{"$f":"S240","v":false},false,{"$f":"U241","v":false},null,false]
[null,{"$f":"B241-1","v":2005},"$$",null,null,null,null,null,null,null,null,null,null,null,null,null,0,null,null,false,{"$f":"VLOOKUP(B243,ActiveYears,2,)","v":false},null,false]
[null,null,"Qty",null,null,null,null,null,null,null,null,null,null,null,null,null,0,null,{"$f":"S242","v":false},false,{"$f":"U243","v":false},null,false]
[null,null,null,null,null,null,null,null,null,null,null,null,null,null,null,null,null,null,null,{"$f":"T216","v":false},null,null,false]
[null,"Per Unit Costs",{"$f":"B195","v":2029},{"$f":"IF(D196<>0,D195/D196,\"\")","v":""},"","","","","","","","","","","",null,{"$f":"IF(Q196<>0,Q195/Q196,\"\")","v":""},null,{"$f":"S224","v":false},{"$f":"T245","v":false},{"$f":"VLOOKUP(C246,ActiveYears,2,)","v":false},{"$f":"UnitCostStatus","v":false},false]
[null,null,{"$f":"C246-1","v":2028},{"$f":"IF(D198<>0,D197/D198,\"\")","v":""},"","","","","","","","","","","",null,{"$f":"IF(Q198<>0,Q197/Q198,\"\")","v":""},null,{"$f":"S246","v":false},false,false,{"$f":"V246","v":false},false]
[null,null,{"$f":"C247-1","v":2027},{"$f":"IF(D200<>0,D199/D200,\"\")","v":""},"","","","","","","","","","","",null,{"$f":"IF(Q200<>0,Q199/Q200,\"\")","v":""},null,false,false,false,{"$f":"V247","v":false},false]
[null,null,2026,{"$f":"IF(D202<>0,D201/D202,\"\")","v":""},"","","","","","","","","","","",null,{"$f":"IF(Q202<>0,Q201/Q202,\"\")","v":""},null,false,false,false,{"$f":"V248","v":false},false]
[null,null,2025,{"$f":"IF(D204<>0,D203/D204,\"\")","v":""},"","","","","","","","","","","",null,{"$f":"IF(Q204<>0,Q203/Q204,\"\")","v":""},null,false,false,false,false,false]
[null,null,2024,{"$f":"IF(D206<>0,D205/D206,\"\")","v":""},"","","","","","","","","","","",null,{"$f":"IF(Q206<>0,Q205/Q206,\"\")","v":""},null,false,false,false,false,false]
[null,null,2023,{"$f":"IF(D208<>0,D207/D208,\"\")","v":""},"","","","","","","","","","","",null,{"$f":"IF(Q208<>0,Q207/Q208,\"\")","v":""},null,false,false,false,false,false]
[null,null,2022,{"$f":"IF(D210<>0,D209/D210,\"\")","v":""},"","","","","","","","","","","",null,{"$f":"IF(Q210<>0,Q209/Q210,\"\")","v":""},null,false,false,false,false,false]
[null,null,2021,{"$f":"IF(D212<>0,D211/D212,\"\")","v":""},"","","","","","","","","","","",null,{"$f":"IF(Q212<>0,Q211/Q212,\"\")","v":""},null,false,false,false,false,false]
[null,null,2020,{"$f":"IF(D214<>0,D213/D214,\"\")","v":""},"","","","","","","","","","","",null,{"$f":"IF(Q214<>0,Q213/Q214,\"\")","v":""},null,false,false,false,false,false]
[null,null,2019,{"$f":"IF(D216<>0,D215/D216,\"\")","v":""},"","","","","","","","","","","",null,{"$f":"IF(Q216<>0,Q215/Q216,\"\")","v":""},null,false,false,false,false,false]
[null,null,2018,{"$f":"IF(D218<>0,D217/D218,\"\")","v":""},"","","","","","","","","","","",null,{"$f":"IF(Q218<>0,Q217/Q218,\"\")","v":""},null,false,false,false,false,false]
[null,null,2017,{"$f":"IF(D220<>0,D219/D220,\"\")","v":""},"","","","","","","","","","","",null,{"$f":"IF(Q220<>0,Q219/Q220,\"\")","v":""},null,false,{"$f":"T257","v":false},false,false,false]
[null,null,2016,{"$f":"IF(D222<>0,D221/D222,\"\")","v":""},"","","","","","","","","","","",null,{"$f":"IF(Q222<>0,Q221/Q222,\"\")","v":""},null,false,false,false,false,false]
[null,null,2015,{"$f":"IF(D224<>0,D223/D224,\"\")","v":""},"","","","","","","","","","","",null,{"$f":"IF(Q224<>0,Q223/Q224,\"\")","v":""},null,false,false,true,false,false]
[null,null,2014,{"$f":"IF(D226<>0,D225/D226,\"\")","v":""},{"$f":"IF(E226<>0,E225/E226,\"\")","v":""},"","","","","","","","","","",null,{"$f":"IF(Q226<>0,Q225/Q226,\"\")","v":""},null,false,false,true,false,false]
[null,null,2013,{"$f":"IF(D228<>0,D227/D228,\"\")","v":""},{"$f":"IF(E228<>0,E227/E228,\"\")","v":""},"","","","","","","","","","",null,{"$f":"IF(Q228<>0,Q227/Q228,\"\")","v":""},null,false,false,true,false,false]
[null,null,2012,{"$f":"IF(D230<>0,D229/D230,\"\")","v":""},{"$f":"IF(E230<>0,E229/E230,\"\")","v":""},"","","","","","","","","","",null,{"$f":"IF(Q230<>0,Q229/Q230,\"\")","v":""},null,false,false,false,false,false]
[null,null,2011,{"$f":"IF(D232<>0,D231/D232,\"\")","v":""},{"$f":"IF(E232<>0,E231/E232,\"\")","v":""},"","","","","","","","","","",null,{"$f":"IF(Q232<>0,Q231/Q232,\"\")","v":""},null,false,false,false,false,false]
[null,null,2010,{"$f":"IF(D234<>0,D233/D234,\"\")","v":""},{"$f":"IF(E234<>0,E233/E234,\"\")","v":""},"","","","","","","","","","",null,{"$f":"IF(Q234<>0,Q233/Q234,\"\")","v":""},null,false,false,false,false,false]
[null,null,2009,{"$f":"IF(D236<>0,D235/D236,\"\")","v":""},{"$f":"IF(E236<>0,E235/E236,\"\")","v":""},"","","","","","","","","","",null,{"$f":"IF(Q236<>0,Q235/Q236,\"\")","v":""},null,false,false,false,false,false]
[null,null,2008,{"$f":"IF(D238<>0,D237/D238,\"\")","v":""},{"$f":"IF(E238<>0,E237/E238,\"\")","v":""},"","","","","","","","","","",null,{"$f":"IF(Q238<>0,Q237/Q238,\"\")","v":""},null,false,false,false,false,false]
[null,null,2007,{"$f":"IF(D240<>0,D239/D240,\"\")","v":""},{"$f":"IF(E240<>0,E239/E240,\"\")","v":""},"","","","","","","","","","",null,{"$f":"IF(Q240<>0,Q239/Q240,\"\")","v":""},null,false,false,false,false,false]
[null,null,2006,{"$f":"IF(D242<>0,D241/D242,\"\")","v":""},{"$f":"IF(E242<>0,E241/E242,\"\")","v":""},"","","","","","","","","","",null,{"$f":"IF(Q242<>0,Q241/Q242,\"\")","v":""},null,false,false,false,false,false]
[null,null,2005,{"$f":"IF(D244<>0,D243/D244,\"\")","v":""},{"$f":"IF(E244<>0,E243/E244,\"\")","v":""},"","","","","","","","","","",null,{"$f":"IF(Q244<>0,Q243/Q244,\"\")","v":""},null,false,false,false,false,false]
[null,null,null,null,null,null,null,null,null,null,null,null,null,null,null,null,null,null,{"$f":"S256","v":false},{"$f":"T256","v":false},null,{"$f":"V256","v":false},false]
[null,null,null,null,null,null,null,null,null,null,null,null,null,null,null,null,null,null,null,{"$f":"T271","v":false},null,null,false]
[null,"Energy Source",null,null,null,"UNIT","Notes",null,null,null,null,null,null,null,null,null,null,null,null,{"$f":"VLOOKUP(B274,$T$5:$U$24,2,)","v":false},null,null,{"$f":"AND(S273:V273)","v":false}]
["back to top",{"$f":"B192+1","v":4},{"$f":"VLOOKUP(B274,$B$5:$F$24,2,)","v":0},null,null,{"$f":"IFERROR(VLOOKUP(C274,EnergyUnits,2,),\"none\")","v":"none"},"Location, day of month read, etc",null,null,null,null,null,null,null,null,null,null,null,null,{"$f":"T273","v":false},null,null,{"$f":"AND(S274:V274)","v":false}]
[null,null,null,null,null,null,null,null,null,null,null,null,null,null,null,null,null,null,null,{"$f":"T274","v":false},null,null,false]
[null,null,null,{"$f":"Support!$L$5","v":"Jan"},{"$f":"Support!$L$6","v":"Feb"},{"$f":"Support!$L$7","v":"Mar"},{"$f":"Support!$L$8","v":"Apr"},{"$f":"Support!$L$9","v":"May"},{"$f":"Support!$L$10","v":"Jun"},{"$f":"Support!$L$11","v":"Jul"},{"$f":"Support!$L$12","v":"Aug"},{"$f":"Support!$L$13","v":"Sep"},{"$f":"Support!$L$14","v":"Oct"},{"$f":"Support!$L$15","v":"Nov"},{"$f":"Support!$L$16","v":"Dec"},null,"YEAR",null,null,{"$f":"T275","v":false},null,null,false]
[null,{"$f":"FinalYear","v":2029},"$$",null,null,null,null,null,null,null,null,null,null,null,null,null,{"$f":"SUM(D277:O277)","v":0},null,null,false,{"$f":"VLOOKUP(B277,ActiveYears,2,)","v":false},null,false]
[null,null,"Qty",null,null,null,null,null,null,null,null,null,null,null,null,null,0,null,{"$f":"IF(F274=\"none\",FALSE,TRUE)","v":false},false,{"$f":"U277","v":false},null,false]
[null,{"$f":"B277-1","v":2028},"$$",null,null,null,null,null,null,null,null,null,null,null,null,null,0,null,null,false,{"$f":"VLOOKUP(B279,ActiveYears,2,)","v":false},null,false]
[null,null,"Qty",null,null,null,null,null,null,null,null,null,null,null,null,null,0,null,{"$f":"S278","v":false},false,{"$f":"U279","v":false},null,false]
[null,{"$f":"B279-1","v":2027},"$$",null,null,null,null,null,null,null,null,null,null,null,null,null,0,null,null,false,{"$f":"VLOOKUP(B281,ActiveYears,2,)","v":false},null,false]
[null,null,"Qty",null,null,null,null,null,null,null,null,null,null,null,null,null,0,null,{"$f":"S280","v":false},false,{"$f":"U281","v":false},null,false]
[null,{"$f":"B281-1","v":2026},"$$",null,null,null,null,null,null,null,null,null,null,null,null,null,0,null,null,false,{"$f":"VLOOKUP(B283,ActiveYears,2,)","v":false},null,false]
[null,null,"Qty",null,null,null,null,null,null,null,null,null,null,null,null,null,0,null,{"$f":"S282","v":false},false,{"$f":"U283","v":false},null,false]
[null,{"$f":"B283-1","v":2025},"$$",null,null,null,null,null,null,null,null,null,null,null,null,null,0,null,null,false,{"$f":"VLOOKUP(B285,ActiveYears,2,)","v":false},null,false]
[null,null,"Qty",null,null,null,null,null,null,null,null,null,null,null,null,null,0,null,{"$f":"S284","v":false},false,{"$f":"U285","v":false},null,false]
[null,{"$f":"B285-1","v":2024},"$$",null,null,null,null,null,null,null,null,null,null,null,null,null,0,null,null,false,{"$f":"VLOOKUP(B287,ActiveYears,2,)","v":false},null,false]
[null,null,"Qty",null,null,null,null,null,null,null,null,null,null,null,null,null,0,null,{"$f":"S286","v":false},false,{"$f":"U287","v":false},null,false]
[null,{"$f":"B287-1","v":2023},"$$",null,null,null,null,null,null,null,null,null,null,null,null,null,0,null,null,false,{"$f":"VLOOKUP(B289,ActiveYears,2,)","v":false},null,false]
[null,null,"Qty",null,null,null,null,null,null,null,null,null,null,null,null,null,0,null,{"$f":"S288","v":false},false,{"$f":"U289","v":false},null,false]
[null,{"$f":"B289-1","v":2022},"$$",null,null,null,null,null,null,null,null,null,null,null,null,null,0,null,null,false,{"$f":"VLOOKUP(B291,ActiveYears,2,)","v":false},null,false]
[null,null,"Qty",null,null,null,null,null,null,null,null,null,null,null,null,null,0,null,{"$f":"S290","v":false},false,{"$f":"U291","v":false},null,false]
[null,{"$f":"B291-1","v":2021},"$$",null,null,null,null,null,null,null,null,null,null,null,null,null,0,null,null,false,{"$f":"VLOOKUP(B293,ActiveYears,2,)","v":false},null,false]
[null,null,"Qty",null,null,null,null,null,null,null,null,null,null,null,null,null,0,null,{"$f":"S292","v":false},false,{"$f":"U293","v":false},null,false]
[null,{"$f":"B293-1","v":2020},"$$",null,null,null,null,null,null,null,null,null,null,null,null,null,0,null,null,false,{"$f":"VLOOKUP(B295,ActiveYears,2,)","v":false},null,false]
[null,null,"Qty",null,null,null,null,null,null,null,null,null,null,null,null,null,0,null,{"$f":"S294","v":false},false,{"$f":"U295","v":false},null,false]
[null,{"$f":"B295-1","v":2019},"$$",null,null,null,null,null,null,null,null,null,null,null,null,null,0,null,null,false,{"$f":"VLOOKUP(B297,ActiveYears,2,)","v":false},null,false]
[null,null,"Qty",null,null,null,null,null,null,null,null,null,null,null,null,null,0,null,{"$f":"S296","v":false},false,{"$f":"U297","v":false},null,false]
[null,{"$f":"B297-1","v":2018},"$$",null,null,null,null,null,null,null,null,null,null,null,null,null,0,null,null,false,{"$f":"VLOOKUP(B299,ActiveYears,2,)","v":false},null,false]
[null,null,"Qty",null,null,null,null,null,null,null,null,null,null,null,null,null,0,null,{"$f":"S298","v":false},false,{"$f":"U299","v":false},null,false]
[null,{"$f":"B299-1","v":2017},"$$",null,null,null,null,null,null,null,null,null,null,null,null,null,0,null,null,false,{"$f":"VLOOKUP(B301,ActiveYears,2,)","v":false},null,false]
[null,null,"Qty",null,null,null,null,null,null,null,null,null,null,null,null,null,0,null,{"$f":"S300","v":false},false,{"$f":"U301","v":false},null,false]
[null,{"$f":"B301-1","v":2016},"$$",null,null,null,null,null,null,null,null,null,null,null,null,null,0,null,null,false,{"$f":"VLOOKUP(B303,ActiveYears,2,)","v":false},null,false]
[null,null,"Qty",null,null,null,null,null,null,null,null,null,null,null,null,null,0,null,{"$f":"S302","v":false},false,{"$f":"U303","v":false},null,false]
[null,{"$f":"B303-1","v":2015},"$$",null,null,null,null,null,null,null,null,null,null,null,null,null,0,null,null,false,{"$f":"VLOOKUP(B305,ActiveYears,2,)","v":true},null,false]
[null,null,"Qty",null,null,null,null,null,null,null,null,null,null,null,null,null,0,null,{"$f":"S304","v":false},false,{"$f":"U305","v":true},null,false]
[null,{"$f":"B305-1","v":2014},"$$",null,null,null,null,null,null,null,null,null,null,null,null,null,0,null,null,false,{"$f":"VLOOKUP(B307,ActiveYears,2,)","v":true},null,false]
[null,null,"Qty",null,null,null,null,null,null,null,null,null,null,null,null,null,0,null,{"$f":"S306","v":false},false,{"$f":"U307","v":true},null,false]
[null,{"$f":"B307-1","v":2013},"$$",null,null,null,null,null,null,null,null,null,null,null,null,null,0,null,null,false,{"$f":"VLOOKUP(B309,ActiveYears,2,)","v":true},null,false]
[null,null,"Qty",null,null,null,null,null,null,null,null,null,null,null,null,null,0,null,{"$f":"S308","v":false},false,{"$f":"U309","v":true},null,false]
[null,{"$f":"B309-1","v":2012},"$$",null,null,null,null,null,null,null,null,null,null,null,null,null,0,null,null,false,{"$f":"VLOOKUP(B311,ActiveYears,2,)","v":false},null,false]
[null,null,"Qty",null,null,null,null,null,null,null,null,null,null,null,null,null,0,null,{"$f":"S310","v":false},false,{"$f":"U311","v":false},null,false]
[null,{"$f":"B311-1","v":2011},"$$",null,null,null,null,null,null,null,null,null,null,null,null,null,0,null,null,false,{"$f":"VLOOKUP(B313,ActiveYears,2,)","v":false},null,false]
[null,null,"Qty",null,null,null,null,null,null,null,null,null,null,null,null,null,0,null,{"$f":"S312","v":false},false,{"$f":"U313","v":false},null,false]
[null,{"$f":"B313-1","v":2010},"$$",null,null,null,null,null,null,null,null,null,null,null,null,null,0,null,null,false,{"$f":"VLOOKUP(B315,ActiveYears,2,)","v":false},null,false]
[null,null,"Qty",null,null,null,null,null,null,null,null,null,null,null,null,null,0,null,{"$f":"S314","v":false},false,{"$f":"U315","v":false},null,false]
[null,{"$f":"B315-1","v":2009},"$$",null,null,null,null,null,null,null,null,null,null,null,null,null,0,null,null,false,{"$f":"VLOOKUP(B317,ActiveYears,2,)","v":false},null,false]
[null,null,"Qty",null,null,null,null,null,null,null,null,null,null,null,null,null,0,null,{"$f":"S316","v":false},false,{"$f":"U317","v":false},null,false]
[null,{"$f":"B317-1","v":2008},"$$",null,null,null,null,null,null,null,null,null,null,null,null,null,0,null,null,false,{"$f":"VLOOKUP(B319,ActiveYears,2,)","v":false},null,false]
[null,null,"Qty",null,null,null,null,null,null,null,null,null,null,null,null,null,0,null,{"$f":"S318","v":false},false,{"$f":"U319","v":false},null,false]
[null,{"$f":"B319-1","v":2007},"$$",null,null,null,null,null,null,null,null,null,null,null,null,null,0,null,null,false,{"$f":"VLOOKUP(B321,ActiveYears,2,)","v":false},null,false]
[null,null,"Qty",null,null,null,null,null,null,null,null,null,null,null,null,null,0,null,{"$f":"S320","v":false},false,{"$f":"U321","v":false},null,false]
[null,{"$f":"B321-1","v":2006},"$$",null,null,null,null,null,null,null,null,null,null,null,null,null,0,null,null,false,{"$f":"VLOOKUP(B323,ActiveYears,2,)","v":false},null,false]
[null,null,"Qty",null,null,null,null,null,null,null,null,null,null,null,null,null,0,null,{"$f":"S322","v":false},false,{"$f":"U323","v":false},null,false]
[null,{"$f":"B323-1","v":2005},"$$",null,null,null,null,null,null,null,null,null,null,null,null,null,0,null,null,false,{"$f":"VLOOKUP(B325,ActiveYears,2,)","v":false},null,false]
[null,null,"Qty",null,null,null,null,null,null,null,null,null,null,null,null,null,0,null,{"$f":"S324","v":false},false,{"$f":"U325","v":false},null,false]
[null,null,null,null,null,null,null,null,null,null,null,null,null,null,null,null,null,null,null,{"$f":"T298","v":false},null,null,false]
[null,"Per Unit Costs",{"$f":"B277","v":2029},{"$f":"IF(D278<>0,D277/D278,\"\")","v":""},"","","","","","","","","","","",null,{"$f":"IF(Q278<>0,Q277/Q278,\"\")","v":""},null,{"$f":"S306","v":false},{"$f":"T327","v":false},{"$f":"VLOOKUP(C328,ActiveYears,2,)","v":false},{"$f":"UnitCostStatus","v":false},false]
[null,null,{"$f":"C328-1","v":2028},{"$f":"IF(D280<>0,D279/D280,\"\")","v":""},"","","","","","","","","","","",null,{"$f":"IF(Q280<>0,Q279/Q280,\"\")","v":""},null,{"$f":"S328","v":false},false,false,{"$f":"V328","v":false},false]
[null,null,{"$f":"C329-1","v":2027},{"$f":"IF(D282<>0,D281/D282,\"\")","v":""},"","","","","","","","","","","",null,{"$f":"IF(Q282<>0,Q281/Q282,\"\")","v":""},null,false,false,false,{"$f":"V329","v":false},false]
[null,null,2026,{"$f":"IF(D284<>0,D283/D284,\"\")","v":""},"","","","","","","","","","","",null,{"$f":"IF(Q284<>0,Q283/Q284,\"\")","v":""},null,false,false,false,{"$f":"V330","v":false},false]
[null,null,2025,{"$f":"IF(D286<>0,D285/D286,\"\")","v":""},"","","","","","","","","","","",null,{"$f":"IF(Q286<>0,Q285/Q286,\"\")","v":""},null,false,false,false,false,false]
[null,null,2024,{"$f":"IF(D288<>0,D287/D288,\"\")","v":""},"","","","","","","","","","","",null,{"$f":"IF(Q288<>0,Q287/Q288,\"\")","v":""},null,false,false,false,false,false]
[null,null,2023,{"$f":"IF(D290<>0,D289/D290,\"\")","v":""},"","","","","","","","","","","",null,{"$f":"IF(Q290<>0,Q289/Q290,\"\")","v":""},null,false,false,false,false,false]
[null,null,2022,{"$f":"IF(D292<>0,D291/D292,\"\")","v":""},"","","","","","","","","","","",null,{"$f":"IF(Q292<>0,Q291/Q292,\"\")","v":""},null,false,false,false,false,false]
[null,null,2021,{"$f":"IF(D294<>0,D293/D294,\"\")","v":""},"","","","","","","","","","","",null,{"$f":"IF(Q294<>0,Q293/Q294,\"\")","v":""},null,false,false,false,false,false]
[null,null,2020,{"$f":"IF(D296<>0,D295/D296,\"\")","v":""},"","","","","","","","","","","",null,{"$f":"IF(Q296<>0,Q295/Q296,\"\")","v":""},null,false,false,false,false,false]
[null,null,2019,{"$f":"IF(D298<>0,D297/D298,\"\")","v":""},"","","","","","","","","","","",null,{"$f":"IF(Q298<>0,Q297/Q298,\"\")","v":""},null,false,false,false,false,false]
[null,null,2018,{"$f":"IF(D300<>0,D299/D300,\"\")","v":""},"","","","","","","","","","","",null,{"$f":"IF(Q300<>0,Q299/Q300,\"\")","v":""},null,false,false,false,false,false]
[null,null,2017,{"$f":"IF(D302<>0,D301/D302,\"\")","v":""},"","","","","","","","","","","",null,{"$f":"IF(Q302<>0,Q301/Q302,\"\")","v":""},null,false,{"$f":"T339","v":false},false,false,false]
[null,null,2016,{"$f":"IF(D304<>0,D303/D304,\"\")","v":""},"","","","","","","","","","","",null,{"$f":"IF(Q304<>0,Q303/Q304,\"\")","v":""},null,false,false,false,false,false]
[null,null,2015,{"$f":"IF(D306<>0,D305/D306,\"\")","v":""},"","","","","","","","","","","",null,{"$f":"IF(Q306<>0,Q305/Q306,\"\")","v":""},null,false,false,true,false,false]
[null,null,2014,{"$f":"IF(D308<>0,D307/D308,\"\")","v":""},{"$f":"IF(E308<>0,E307/E308,\"\")","v":""},"","","","","","","","","","",null,{"$f":"IF(Q308<>0,Q307/Q308,\"\")","v":""},null,false,false,true,false,false]
[null,null,2013,{"$f":"IF(D310<>0,D309/D310,\"\")","v":""},{"$f":"IF(E310<>0,E309/E310,\"\")","v":""},"","","","","","","","","","",null,{"$f":"IF(Q310<>0,Q309/Q310,\"\")","v":""},null,false,false,true,false,false]
[null,null,2012,{"$f":"IF(D312<>0,D311/D312,\"\")","v":""},{"$f":"IF(E312<>0,E311/E312,\"\")","v":""},"","","","","","","","","","",null,{"$f":"IF(Q312<>0,Q311/Q312,\"\")","v":""},null,false,false,false,false,false]
[null,null,2011,{"$f":"IF(D314<>0,D313/D314,\"\")","v":""},{"$f":"IF(E314<>0,E313/E314,\"\")","v":""},"","","","","","","","","","",null,{"$f":"IF(Q314<>0,Q313/Q314,\"\")","v":""},null,false,false,false,false,false]
[null,null,2010,{"$f":"IF(D316<>0,D315/D316,\"\")","v":""},{"$f":"IF(E316<>0,E315/E316,\"\")","v":""},"","","","","","","","","","",null,{"$f":"IF(Q316<>0,Q315/Q316,\"\")","v":""},null,false,false,false,false,false]
[null,null,2009,{"$f":"IF(D318<>0,D317/D318,\"\")","v":""},{"$f":"IF(E318<>0,E317/E318,\"\")","v":""},"","","","","","","","","","",null,{"$f":"IF(Q318<>0,Q317/Q318,\"\")","v":""},null,false,false,false,false,false]
[null,null,2008,{"$f":"IF(D320<>0,D319/D320,\"\")","v":""},{"$f":"IF(E320<>0,E319/E320,\"\")","v":""},"","","","","","","","","","",null,{"$f":"IF(Q320<>0,Q319/Q320,\"\")","v":""},null,false,false,false,false,false]
[null,null,2007,{"$f":"IF(D322<>0,D321/D322,\"\")","v":""},{"$f":"IF(E322<>0,E321/E322,\"\")","v":""},"","","","","","","","","","",null,{"$f":"IF(Q322<>0,Q321/Q322,\"\")","v":""},null,false,false,false,false,false]
[null,null,2006,{"$f":"IF(D324<>0,D323/D324,\"\")","v":""},{"$f":"IF(E324<>0,E323/E324,\"\")","v":""},"","","","","","","","","","",null,{"$f":"IF(Q324<>0,Q323/Q324,\"\")","v":""},null,false,false,false,false,false]
[null,null,2005,{"$f":"IF(D326<>0,D325/D326,\"\")","v":""},{"$f":"IF(E326<>0,E325/E326,\"\")","v":""},"","","","","","","","","","",null,{"$f":"IF(Q326<>0,Q325/Q326,\"\")","v":""},null,false,false,false,false,false]
[null,null,null,null,null,null,null,null,null,null,null,null,null,null,null,null,null,null,{"$f":"S338","v":false},{"$f":"T338","v":false},null,{"$f":"V338","v":false},false]
[null,null,null,null,null,null,null,null,null,null,null,null,null,null,null,null,null,null,null,{"$f":"T353","v":false},null,null,false]
[null,"Energy Source",null,null,null,"UNIT","Notes",null,null,null,null,null,null,null,null,null,null,null,null,{"$f":"VLOOKUP(B356,$T$5:$U$24,2,)","v":false},null,null,{"$f":"AND(S355:V355)","v":false}]
["back to top",{"$f":"B274+1","v":5},{"$f":"VLOOKUP(B356,$B$5:$F$24,2,)","v":0},null,null,{"$f":"IFERROR(VLOOKUP(C356,EnergyUnits,2,),\"none\")","v":"none"},"Location, day of month read, etc",null,null,null,null,null,null,null,null,null,null,null,null,{"$f":"T355","v":false},null,null,{"$f":"AND(S356:V356)","v":false}]
[null,null,null,null,null,null,null,null,null,null,null,null,null,null,null,null,null,null,null,{"$f":"T356","v":false},null,null,false]
[null,null,null,{"$f":"Support!$L$5","v":"Jan"},{"$f":"Support!$L$6","v":"Feb"},{"$f":"Support!$L$7","v":"Mar"},{"$f":"Support!$L$8","v":"Apr"},{"$f":"Support!$L$9","v":"May"},{"$f":"Support!$L$10","v":"Jun"},{"$f":"Support!$L$11","v":"Jul"},{"$f":"Support!$L$12","v":"Aug"},{"$f":"Support!$L$13","v":"Sep"},{"$f":"Support!$L$14","v":"Oct"},{"$f":"Support!$L$15","v":"Nov"},{"$f":"Support!$L$16","v":"Dec"},null,"YEAR",null,null,{"$f":"T357","v":false},null,null,false]
[null,{"$f":"FinalYear","v":2029},"$$",null,null,null,null,null,null,null,null,null,null,null,null,null,{"$f":"SUM(D359:O359)","v":0},null,null,false,{"$f":"VLOOKUP(B359,ActiveYears,2,)","v":false},null,false]
[null,null,"Qty",null,null,null,null,null,null,null,null,null,null,null,null,null,0,null,{"$f":"IF(F356=\"none\",FALSE,TRUE)","v":false},false,{"$f":"U359","v":false},null,false]
[null,{"$f":"B359-1","v":2028},"$$",null,null,null,null,null,null,null,null,null,null,null,null,null,0,null,null,false,{"$f":"VLOOKUP(B361,ActiveYears,2,)","v":false},null,false]
[null,null,"Qty",null,null,null,null,null,null,null,null,null,null,null,null,null,0,null,{"$f":"S360","v":false},false,{"$f":"U361","v":false},null,false]
[null,{"$f":"B361-1","v":2027},"$$",null,null,null,null,null,null,null,null,null,null,null,null,null,0,null,null,false,{"$f":"VLOOKUP(B363,ActiveYears,2,)","v":false},null,false]
[null,null,"Qty",null,null,null,null,null,null,null,null,null,null,null,null,null,0,null,{"$f":"S362","v":false},false,{"$f":"U363","v":false},null,false]
[null,{"$f":"B363-1","v":2026},"$$",null,null,null,null,null,null,null,null,null,null,null,null,null,0,null,null,false,{"$f":"VLOOKUP(B365,ActiveYears,2,)","v":false},null,false]
[null,null,"Qty",null,null,null,null,null,null,null,null,null,null,null,null,null,0,null,{"$f":"S364","v":false},false,{"$f":"U365","v":false},null,false]
[null,{"$f":"B365-1","v":2025},"$$",null,null,null,null,null,null,null,null,null,null,null,null,null,0,null,null,false,{"$f":"VLOOKUP(B367,ActiveYears,2,)","v":false},null,false]
[null,null,"Qty",null,null,null,null,null,null,null,null,null,null,null,null,null,0,null,{"$f":"S366","v":false},false,{"$f":"U367","v":false},null,false]
[null,{"$f":"B367-1","v":2024},"$$",null,null,null,null,null,null,null,null,null,null,null,null,null,0,null,null,false,{"$f":"VLOOKUP(B369,ActiveYears,2,)","v":false},null,false]
[null,null,"Qty",null,null,null,null,null,null,null,null,null,null,null,null,null,0,null,{"$f":"S368","v":false},false,{"$f":"U369","v":false},null,false]
[null,{"$f":"B369-1","v":2023},"$$",null,null,null,null,null,null,null,null,null,null,null,null,null,0,null,null,false,{"$f":"VLOOKUP(B371,ActiveYears,2,)","v":false},null,false]
[null,null,"Qty",null,null,null,null,null,null,null,null,null,null,null,null,null,0,null,{"$f":"S370","v":false},false,{"$f":"U371","v":false},null,false]
[null,{"$f":"B371-1","v":2022},"$$",null,null,null,null,null,null,null,null,null,null,null,null,null,0,null,null,false,{"$f":"VLOOKUP(B373,ActiveYears,2,)","v":false},null,false]
[null,null,"Qty",null,null,null,null,null,null,null,null,null,null,null,null,null,0,null,{"$f":"S372","v":false},false,{"$f":"U373","v":false},null,false]
[null,{"$f":"B373-1","v":2021},"$$",null,null,null,null,null,null,null,null,null,null,null,null,null,0,null,null,false,{"$f":"VLOOKUP(B375,ActiveYears,2,)","v":false},null,false]
[null,null,"Qty",null,null,null,null,null,null,null,null,null,null,null,null,null,0,null,{"$f":"S374","v":false},false,{"$f":"U375","v":false},null,false]
[null,{"$f":"B375-1","v":2020},"$$",null,null,null,null,null,null,null,null,null,null,null,null,null,0,null,null,false,{"$f":"VLOOKUP(B377,ActiveYears,2,)","v":false},null,false]
[null,null,"Qty",null,null,null,null,null,null,null,null,null,null,null,null,null,0,null,{"$f":"S376","v":false},false,{"$f":"U377","v":false},null,false]
[null,{"$f":"B377-1","v":2019},"$$",null,null,null,null,null,null,null,null,null,null,null,null,null,0,null,null,false,{"$f":"VLOOKUP(B379,ActiveYears,2,)","v":false},null,false]
[null,null,"Qty",null,null,null,null,null,null,null,null,null,null,null,null,null,0,null,{"$f":"S378","v":false},false,{"$f":"U379","v":false},null,false]
[null,{"$f":"B379-1","v":2018},"$$",null,null,null,null,null,null,null,null,null,null,null,null,null,0,null,null,false,{"$f":"VLOOKUP(B381,ActiveYears,2,)","v":false},null,false]
[null,null,"Qty",null,null,null,null,null,null,null,null,null,null,null,null,null,0,null,{"$f":"S380","v":false},false,{"$f":"U381","v":false},null,false]
[null,{"$f":"B381-1","v":2017},"$$",null,null,null,null,null,null,null,null,null,null,null,null,null,0,null,null,false,{"$f":"VLOOKUP(B383,ActiveYears,2,)","v":false},null,false]
[null,null,"Qty",null,null,null,null,null,null,null,null,null,null,null,null,null,0,null,{"$f":"S382","v":false},false,{"$f":"U383","v":false},null,false]
[null,{"$f":"B383-1","v":2016},"$$",null,null,null,null,null,null,null,null,null,null,null,null,null,0,null,null,false,{"$f":"VLOOKUP(B385,ActiveYears,2,)","v":false},null,false]
[null,null,"Qty",null,null,null,null,null,null,null,null,null,null,null,null,null,0,null,{"$f":"S384","v":false},false,{"$f":"U385","v":false},null,false]
[null,{"$f":"B385-1","v":2015},"$$",null,null,null,null,null,null,null,null,null,null,null,null,null,0,null,null,false,{"$f":"VLOOKUP(B387,ActiveYears,2,)","v":true},null,false]
[null,null,"Qty",null,null,null,null,null,null,null,null,null,null,null,null,null,0,null,{"$f":"S386","v":false},false,{"$f":"U387","v":true},null,false]
[null,{"$f":"B387-1","v":2014},"$$",null,null,null,null,null,null,null,null,null,null,null,null,null,0,null,null,false,{"$f":"VLOOKUP(B389,ActiveYears,2,)","v":true},null,false]
[null,null,"Qty",null,null,null,null,null,null,null,null,null,null,null,null,null,0,null,{"$f":"S388","v":false},false,{"$f":"U389","v":true},null,false]
[null,{"$f":"B389-1","v":2013},"$$",null,null,null,null,null,null,null,null,null,null,null,null,null,0,null,null,false,{"$f":"VLOOKUP(B391,ActiveYears,2,)","v":true},null,false]
[null,null,"Qty",null,null,null,null,null,null,null,null,null,null,null,null,null,0,null,{"$f":"S390","v":false},false,{"$f":"U391","v":true},null,false]
[null,{"$f":"B391-1","v":2012},"$$",null,null,null,null,null,null,null,null,null,null,null,null,null,0,null,null,false,{"$f":"VLOOKUP(B393,ActiveYears,2,)","v":false},null,false]
[null,null,"Qty",null,null,null,null,null,null,null,null,null,null,null,null,null,0,null,{"$f":"S392","v":false},false,{"$f":"U393","v":false},null,false]
[null,{"$f":"B393-1","v":2011},"$$",null,null,null,null,null,null,null,null,null,null,null,null,null,0,null,null,false,{"$f":"VLOOKUP(B395,ActiveYears,2,)","v":false},null,false]
[null,null,"Qty",null,null,null,null,null,null,null,null,null,null,null,null,null,0,null,{"$f":"S394","v":false},false,{"$f":"U395","v":false},null,false]
[null,{"$f":"B395-1","v":2010},"$$",null,null,null,null,null,null,null,null,null,null,null,null,null,0,null,null,false,{"$f":"VLOOKUP(B397,ActiveYears,2,)","v":false},null,false]
[null,null,"Qty",null,null,null,null,null,null,null,null,null,null,null,null,null,0,null,{"$f":"S396","v":false},false,{"$f":"U397","v":false},null,false]
[null,{"$f":"B397-1","v":2009},"$$",null,null,null,null,null,null,null,null,null,null,null,null,null,0,null,null,false,{"$f":"VLOOKUP(B399,ActiveYears,2,)","v":false},null,false]
[null,null,"Qty",null,null,null,null,null,null,null,null,null,null,null,null,null,0,null,{"$f":"S398","v":false},false,{"$f":"U399","v":false},null,false]
[null,{"$f":"B399-1","v":2008},"$$",null,null,null,null,null,null,null,null,null,null,null,null,null,0,null,null,false,{"$f":"VLOOKUP(B401,ActiveYears,2,)","v":false},null,false]
[null,null,"Qty",null,null,null,null,null,null,null,null,null,null,null,null,null,0,null,{"$f":"S400","v":false},false,{"$f":"U401","v":false},null,false]
[null,{"$f":"B401-1","v":2007},"$$",null,null,null,null,null,null,null,null,null,null,null,null,null,0,null,null,false,{"$f":"VLOOKUP(B403,ActiveYears,2,)","v":false},null,false]
[null,null,"Qty",null,null,null,null,null,null,null,null,null,null,null,null,null,0,null,{"$f":"S402","v":false},false,{"$f":"U403","v":false},null,false]
[null,{"$f":"B403-1","v":2006},"$$",null,null,null,null,null,null,null,null,null,null,null,null,null,0,null,null,false,{"$f":"VLOOKUP(B405,ActiveYears,2,)","v":false},null,false]
[null,null,"Qty",null,null,null,null,null,null,null,null,null,null,null,null,null,0,null,{"$f":"S404","v":false},false,{"$f":"U405","v":false},null,false]
[null,{"$f":"B405-1","v":2005},"$$",null,null,null,null,null,null,null,null,null,null,null,null,null,0,null,null,false,{"$f":"VLOOKUP(B407,ActiveYears,2,)","v":false},null,false]
[null,null,"Qty",null,null,null,null,null,null,null,null,null,null,null,null,null,0,null,{"$f":"S406","v":false},false,{"$f":"U407","v":false},null,false]
[null,null,null,null,null,null,null,null,null,null,null,null,null,null,null,null,null,null,null,{"$f":"T380","v":false},null,null,false]
[null,"Per Unit Costs",{"$f":"B359","v":2029},{"$f":"IF(D360<>0,D359/D360,\"\")","v":""},"","","","","","","","","","","",null,{"$f":"IF(Q360<>0,Q359/Q360,\"\")","v":""},null,{"$f":"S388","v":false},{"$f":"T409","v":false},{"$f":"VLOOKUP(C410,ActiveYears,2,)","v":false},{"$f":"UnitCostStatus","v":false},false]
[null,null,{"$f":"C410-1","v":2028},{"$f":"IF(D362<>0,D361/D362,\"\")","v":""},"","","","","","","","","","","",null,{"$f":"IF(Q362<>0,Q361/Q362,\"\")","v":""},null,{"$f":"S410","v":false},false,false,{"$f":"V410","v":false},false]
[null,null,{"$f":"C411-1","v":2027},{"$f":"IF(D364<>0,D363/D364,\"\")","v":""},"","","","","","","","","","","",null,{"$f":"IF(Q364<>0,Q363/Q364,\"\")","v":""},null,false,false,false,{"$f":"V411","v":false},false]
[null,null,2026,{"$f":"IF(D366<>0,D365/D366,\"\")","v":""},"","","","","","","","","","","",null,{"$f":"IF(Q366<>0,Q365/Q366,\"\")","v":""},null,false,false,false,{"$f":"V412","v":false},false]
[null,null,2025,{"$f":"IF(D368<>0,D367/D368,\"\")","v":""},"","","","","","","","","","","",null,{"$f":"IF(Q368<>0,Q367/Q368,\"\")","v":""},null,false,false,false,false,false]
[null,null,2024,{"$f":"IF(D370<>0,D369/D370,\"\")","v":""},"","","","","","","","","","","",null,{"$f":"IF(Q370<>0,Q369/Q370,\"\")","v":""},null,false,false,false,false,false]
[null,null,2023,{"$f":"IF(D372<>0,D371/D372,\"\")","v":""},"","","","","","","","","","","",null,{"$f":"IF(Q372<>0,Q371/Q372,\"\")","v":""},null,false,false,false,false,false]
[null,null,2022,{"$f":"IF(D374<>0,D373/D374,\"\")","v":""},"","","","","","","","","","","",null,{"$f":"IF(Q374<>0,Q373/Q374,\"\")","v":""},null,false,false,false,false,false]
[null,null,2021,{"$f":"IF(D376<>0,D375/D376,\"\")","v":""},"","","","","","","","","","","",null,{"$f":"IF(Q376<>0,Q375/Q376,\"\")","v":""},null,false,false,false,false,false]
[null,null,2020,{"$f":"IF(D378<>0,D377/D378,\"\")","v":""},"","","","","","","","","","","",null,{"$f":"IF(Q378<>0,Q377/Q378,\"\")","v":""},null,false,false,false,false,false]
[null,null,2019,{"$f":"IF(D380<>0,D379/D380,\"\")","v":""},"","","","","","","","","","","",null,{"$f":"IF(Q380<>0,Q379/Q380,\"\")","v":""},null,false,false,false,false,false]
[null,null,2018,{"$f":"IF(D382<>0,D381/D382,\"\")","v":""},"","","","","","","","","","","",null,{"$f":"IF(Q382<>0,Q381/Q382,\"\")","v":""},null,false,false,false,false,false]
[null,null,2017,{"$f":"IF(D384<>0,D383/D384,\"\")","v":""},"","","","","","","","","","","",null,{"$f":"IF(Q384<>0,Q383/Q384,\"\")","v":""},null,false,{"$f":"T421","v":false},false,false,false]
[null,null,2016,{"$f":"IF(D386<>0,D385/D386,\"\")","v":""},"","","","","","","","","","","",null,{"$f":"IF(Q386<>0,Q385/Q386,\"\")","v":""},null,false,false,false,false,false]
[null,null,2015,{"$f":"IF(D388<>0,D387/D388,\"\")","v":""},"","","","","","","","","","","",null,{"$f":"IF(Q388<>0,Q387/Q388,\"\")","v":""},null,false,false,true,false,false]
[null,null,2014,{"$f":"IF(D390<>0,D389/D390,\"\")","v":""},{"$f":"IF(E390<>0,E389/E390,\"\")","v":""},"","","","","","","","","","",null,{"$f":"IF(Q390<>0,Q389/Q390,\"\")","v":""},null,false,false,true,false,false]
[null,null,2013,{"$f":"IF(D392<>0,D391/D392,\"\")","v":""},{"$f":"IF(E392<>0,E391/E392,\"\")","v":""},"","","","","","","","","","",null,{"$f":"IF(Q392<>0,Q391/Q392,\"\")","v":""},null,false,false,true,false,false]
[null,null,2012,{"$f":"IF(D394<>0,D393/D394,\"\")","v":""},{"$f":"IF(E394<>0,E393/E394,\"\")","v":""},"","","","","","","","","","",null,{"$f":"IF(Q394<>0,Q393/Q394,\"\")","v":""},null,false,false,false,false,false]
[null,null,2011,{"$f":"IF(D396<>0,D395/D396,\"\")","v":""},{"$f":"IF(E396<>0,E395/E396,\"\")","v":""},"","","","","","","","","","",null,{"$f":"IF(Q396<>0,Q395/Q396,\"\")","v":""},null,false,false,false,false,false]
[null,null,2010,{"$f":"IF(D398<>0,D397/D398,\"\")","v":""},{"$f":"IF(E398<>0,E397/E398,\"\")","v":""},"","","","","","","","","","",null,{"$f":"IF(Q398<>0,Q397/Q398,\"\")","v":""},null,false,false,false,false,false]
[null,null,2009,{"$f":"IF(D400<>0,D399/D400,\"\")","v":""},{"$f":"IF(E400<>0,E399/E400,\"\")","v":""},"","","","","","","","","","",null,{"$f":"IF(Q400<>0,Q399/Q400,\"\")","v":""},null,false,false,false,false,false]
[null,null,2008,{"$f":"IF(D402<>0,D401/D402,\"\")","v":""},{"$f":"IF(E402<>0,E401/E402,\"\")","v":""},"","","","","","","","","","",null,{"$f":"IF(Q402<>0,Q401/Q402,\"\")","v":""},null,false,false,false,false,false]
[null,null,2007,{"$f":"IF(D404<>0,D403/D404,\"\")","v":""},{"$f":"IF(E404<>0,E403/E404,\"\")","v":""},"","","","","","","","","","",null,{"$f":"IF(Q404<>0,Q403/Q404,\"\")","v":""},null,false,false,false,false,false]
[null,null,2006,{"$f":"IF(D406<>0,D405/D406,\"\")","v":""},{"$f":"IF(E406<>0,E405/E406,\"\")","v":""},"","","","","","","","","","",null,{"$f":"IF(Q406<>0,Q405/Q406,\"\")","v":""},null,false,false,false,false,false]
[null,null,2005,{"$f":"IF(D408<>0,D407/D408,\"\")","v":""},{"$f":"IF(E408<>0,E407/E408,\"\")","v":""},"","","","","","","","","","",null,{"$f":"IF(Q408<>0,Q407/Q408,\"\")","v":""},null,false,false,false,false,false]
[null,null,null,null,null,null,null,null,null,null,null,null,null,null,null,null,null,null,{"$f":"S420","v":false},{"$f":"T420","v":false},null,{"$f":"V420","v":false},false]
[null,null,null,null,null,null,null,null,null,null,null,null,null,null,null,null,null,null,null,{"$f":"T435","v":false},null,null,false]
[null,"Energy Source",null,null,null,"UNIT","Notes",null,null,null,null,null,null,null,null,null,null,null,null,{"$f":"VLOOKUP(B438,$T$5:$U$24,2,)","v":false},null,null,{"$f":"AND(S437:V437)","v":false}]
["back to top",{"$f":"B356+1","v":6},{"$f":"VLOOKUP(B438,$B$5:$F$24,2,)","v":0},null,null,{"$f":"IFERROR(VLOOKUP(C438,EnergyUnits,2,),\"none\")","v":"none"},"Location, day of month read, etc",null,null,null,null,null,null,null,null,null,null,null,null,{"$f":"T437","v":false},null,null,{"$f":"AND(S438:V438)","v":false}]
[null,null,null,null,null,null,null,null,null,null,null,null,null,null,null,null,null,null,null,{"$f":"T438","v":false},null,null,false]
[null,null,null,{"$f":"Support!$L$5","v":"Jan"},{"$f":"Support!$L$6","v":"Feb"},{"$f":"Support!$L$7","v":"Mar"},{"$f":"Support!$L$8","v":"Apr"},{"$f":"Support!$L$9","v":"May"},{"$f":"Support!$L$10","v":"Jun"},{"$f":"Support!$L$11","v":"Jul"},{"$f":"Support!$L$12","v":"Aug"},{"$f":"Support!$L$13","v":"Sep"},{"$f":"Support!$L$14","v":"Oct"},{"$f":"Support!$L$15","v":"Nov"},{"$f":"Support!$L$16","v":"Dec"},null,"YEAR",null,null,{"$f":"T439","v":false},null,null,false]
[null,{"$f":"FinalYear","v":2029},"$$",null,null,null,null,null,null,null,null,null,null,null,null,null,{"$f":"SUM(D441:O441)","v":0},null,null,false,{"$f":"VLOOKUP(B441,ActiveYears,2,)","v":false},null,false]
[null,null,"Qty",null,null,null,null,null,null,null,null,null,null,null,null,null,0,null,{"$f":"IF(F438=\"none\",FALSE,TRUE)","v":false},false,{"$f":"U441","v":false},null,false]
[null,{"$f":"B441-1","v":2028},"$$",null,null,null,null,null,null,null,null,null,null,null,null,null,0,null,null,false,{"$f":"VLOOKUP(B443,ActiveYears,2,)","v":false},null,false]
[null,null,"Qty",null,null,null,null,null,null,null,null,null,null,null,null,null,0,null,{"$f":"S442","v":false},false,{"$f":"U443","v":false},null,false]
[null,{"$f":"B443-1","v":2027},"$$",null,null,null,null,null,null,null,null,null,null,null,null,null,0,null,null,false,{"$f":"VLOOKUP(B445,ActiveYears,2,)","v":false},null,false]
[null,null,"Qty",null,null,null,null,null,null,null,null,null,null,null,null,null,0,null,{"$f":"S444","v":false},false,{"$f":"U445","v":false},null,false]
[null,{"$f":"B445-1","v":2026},"$$",null,null,null,null,null,null,null,null,null,null,null,null,null,0,null,null,false,{"$f":"VLOOKUP(B447,ActiveYears,2,)","v":false},null,false]
[null,null,"Qty",null,null,null,null,null,null,null,null,null,null,null,null,null,0,null,{"$f":"S446","v":false},false,{"$f":"U447","v":false},null,false]
[null,{"$f":"B447-1","v":2025},"$$",null,null,null,null,null,null,null,null,null,null,null,null,null,0,null,null,false,{"$f":"VLOOKUP(B449,ActiveYears,2,)","v":false},null,false]
[null,null,"Qty",null,null,null,null,null,null,null,null,null,null,null,null,null,0,null,{"$f":"S448","v":false},false,{"$f":"U449","v":false},null,false]
[null,{"$f":"B449-1","v":2024},"$$",null,null,null,null,null,null,null,null,null,null,null,null,null,0,null,null,false,{"$f":"VLOOKUP(B451,ActiveYears,2,)","v":false},null,false]
[null,null,"Qty",null,null,null,null,null,null,null,null,null,null,null,null,null,0,null,{"$f":"S450","v":false},false,{"$f":"U451","v":false},null,false]
[null,{"$f":"B451-1","v":2023},"$$",null,null,null,null,null,null,null,null,null,null,null,null,null,0,null,null,false,{"$f":"VLOOKUP(B453,ActiveYears,2,)","v":false},null,false]
[null,null,"Qty",null,null,null,null,null,null,null,null,null,null,null,null,null,0,null,{"$f":"S452","v":false},false,{"$f":"U453","v":false},null,false]
[null,{"$f":"B453-1","v":2022},"$$",null,null,null,null,null,null,null,null,null,null,null,null,null,0,null,null,false,{"$f":"VLOOKUP(B455,ActiveYears,2,)","v":false},null,false]
[null,null,"Qty",null,null,null,null,null,null,null,null,null,null,null,null,null,0,null,{"$f":"S454","v":false},false,{"$f":"U455","v":false},null,false]
[null,{"$f":"B455-1","v":2021},"$$",null,null,null,null,null,null,null,null,null,null,null,null,null,0,null,null,false,{"$f":"VLOOKUP(B457,ActiveYears,2,)","v":false},null,false]
[null,null,"Qty",null,null,null,null,null,null,null,null,null,null,null,null,null,0,null,{"$f":"S456","v":false},false,{"$f":"U457","v":false},null,false]
[null,{"$f":"B457-1","v":2020},"$$",null,null,null,null,null,null,null,null,null,null,null,null,null,0,null,null,false,{"$f":"VLOOKUP(B459,ActiveYears,2,)","v":false},null,false]
[null,null,"Qty",null,null,null,null,null,null,null,null,null,null,null,null,null,0,null,{"$f":"S458","v":false},false,{"$f":"U459","v":false},null,false]
[null,{"$f":"B459-1","v":2019},"$$",null,null,null,null,null,null,null,null,null,null,null,null,null,0,null,null,false,{"$f":"VLOOKUP(B461,ActiveYears,2,)","v":false},null,false]
[null,null,"Qty",null,null,null,null,null,null,null,null,null,null,null,null,null,0,null,{"$f":"S460","v":false},false,{"$f":"U461","v":false},null,false]
[null,{"$f":"B461-1","v":2018},"$$",null,null,null,null,null,null,null,null,null,null,null,null,null,0,null,null,false,{"$f":"VLOOKUP(B463,ActiveYears,2,)","v":false},null,false]
[null,null,"Qty",null,null,null,null,null,null,null,null,null,null,null,null,null,0,null,{"$f":"S462","v":false},false,{"$f":"U463","v":false},null,false]
[null,{"$f":"B463-1","v":2017},"$$",null,null,null,null,null,null,null,null,null,null,null,null,null,0,null,null,false,{"$f":"VLOOKUP(B465,ActiveYears,2,)","v":false},null,false]
[null,null,"Qty",null,null,null,null,null,null,null,null,null,null,null,null,null,0,null,{"$f":"S464","v":false},false,{"$f":"U465","v":false},null,false]
[null,{"$f":"B465-1","v":2016},"$$",null,null,null,null,null,null,null,null,null,null,null,null,null,0,null,null,false,{"$f":"VLOOKUP(B467,ActiveYears,2,)","v":false},null,false]
[null,null,"Qty",null,null,null,null,null,null,null,null,null,null,null,null,null,0,null,{"$f":"S466","v":false},false,{"$f":"U467","v":false},null,false]
[null,{"$f":"B467-1","v":2015},"$$",null,null,null,null,null,null,null,null,null,null,null,null,null,0,null,null,false,{"$f":"VLOOKUP(B469,ActiveYears,2,)","v":true},null,false]
[null,null,"Qty",null,null,null,null,null,null,null,null,null,null,null,null,null,0,null,{"$f":"S468","v":false},false,{"$f":"U469","v":true},null,false]
[null,{"$f":"B469-1","v":2014},"$$",null,null,null,null,null,null,null,null,null,null,null,null,null,0,null,null,false,{"$f":"VLOOKUP(B471,ActiveYears,2,)","v":true},null,false]
[null,null,"Qty",null,null,null,null,null,null,null,null,null,null,null,null,null,0,null,{"$f":"S470","v":false},false,{"$f":"U471","v":true},null,false]
[null,{"$f":"B471-1","v":2013},"$$",null,null,null,null,null,null,null,null,null,null,null,null,null,0,null,null,false,{"$f":"VLOOKUP(B473,ActiveYears,2,)","v":true},null,false]
[null,null,"Qty",null,null,null,null,null,null,null,null,null,null,null,null,null,0,null,{"$f":"S472","v":false},false,{"$f":"U473","v":true},null,false]
[null,{"$f":"B473-1","v":2012},"$$",null,null,null,null,null,null,null,null,null,null,null,null,null,0,null,null,false,{"$f":"VLOOKUP(B475,ActiveYears,2,)","v":false},null,false]
[null,null,"Qty",null,null,null,null,null,null,null,null,null,null,null,null,null,0,null,{"$f":"S474","v":false},false,{"$f":"U475","v":false},null,false]
[null,{"$f":"B475-1","v":2011},"$$",null,null,null,null,null,null,null,null,null,null,null,null,null,0,null,null,false,{"$f":"VLOOKUP(B477,ActiveYears,2,)","v":false},null,false]
[null,null,"Qty",null,null,null,null,null,null,null,null,null,null,null,null,null,0,null,{"$f":"S476","v":false},false,{"$f":"U477","v":false},null,false]
[null,{"$f":"B477-1","v":2010},"$$",null,null,null,null,null,null,null,null,null,null,null,null,null,0,null,null,false,{"$f":"VLOOKUP(B479,ActiveYears,2,)","v":false},null,false]
[null,null,"Qty",null,null,null,null,null,null,null,null,null,null,null,null,null,0,null,{"$f":"S478","v":false},false,{"$f":"U479","v":false},null,false]
[null,{"$f":"B479-1","v":2009},"$$",null,null,null,null,null,null,null,null,null,null,null,null,null,0,null,null,false,{"$f":"VLOOKUP(B481,ActiveYears,2,)","v":false},null,false]
[null,null,"Qty",null,null,null,null,null,null,null,null,null,null,null,null,null,0,null,{"$f":"S480","v":false},false,{"$f":"U481","v":false},null,false]
[null,{"$f":"B481-1","v":2008},"$$",null,null,null,null,null,null,null,null,null,null,null,null,null,0,null,null,false,{"$f":"VLOOKUP(B483,ActiveYears,2,)","v":false},null,false]
[null,null,"Qty",null,null,null,null,null,null,null,null,null,null,null,null,null,0,null,{"$f":"S482","v":false},false,{"$f":"U483","v":false},null,false]
[null,{"$f":"B483-1","v":2007},"$$",null,null,null,null,null,null,null,null,null,null,null,null,null,0,null,null,false,{"$f":"VLOOKUP(B485,ActiveYears,2,)","v":false},null,false]
[null,null,"Qty",null,null,null,null,null,null,null,null,null,null,null,null,null,0,null,{"$f":"S484","v":false},false,{"$f":"U485","v":false},null,false]
[null,{"$f":"B485-1","v":2006},"$$",null,null,null,null,null,null,null,null,null,null,null,null,null,0,null,null,false,{"$f":"VLOOKUP(B487,ActiveYears,2,)","v":false},null,false]
[null,null,"Qty",null,null,null,null,null,null,null,null,null,null,null,null,null,0,null,{"$f":"S486","v":false},false,{"$f":"U487","v":false},null,false]
[null,{"$f":"B487-1","v":2005},"$$",null,null,null,null,null,null,null,null,null,null,null,null,null,0,null,null,false,{"$f":"VLOOKUP(B489,ActiveYears,2,)","v":false},null,false]
[null,null,"Qty",null,null,null,null,null,null,null,null,null,null,null,null,null,0,null,{"$f":"S488","v":false},false,{"$f":"U489","v":false},null,false]
[null,null,null,null,null,null,null,null,null,null,null,null,null,null,null,null,null,null,null,{"$f":"T462","v":false},null,null,false]
[null,"Per Unit Costs",{"$f":"B441","v":2029},{"$f":"IF(D442<>0,D441/D442,\"\")","v":""},"","","","","","","","","","","",null,{"$f":"IF(Q442<>0,Q441/Q442,\"\")","v":""},null,{"$f":"S470","v":false},{"$f":"T491","v":false},{"$f":"VLOOKUP(C492,ActiveYears,2,)","v":false},{"$f":"UnitCostStatus","v":false},false]
[null,null,{"$f":"C492-1","v":2028},{"$f":"IF(D444<>0,D443/D444,\"\")","v":""},"","","","","","","","","","","",null,{"$f":"IF(Q444<>0,Q443/Q444,\"\")","v":""},null,{"$f":"S492","v":false},false,false,{"$f":"V492","v":false},false]
[null,null,{"$f":"C493-1","v":2027},{"$f":"IF(D446<>0,D445/D446,\"\")","v":""},"","","","","","","","","","","",null,{"$f":"IF(Q446<>0,Q445/Q446,\"\")","v":""},null,false,false,false,{"$f":"V493","v":false},false]
[null,null,2026,{"$f":"IF(D448<>0,D447/D448,\"\")","v":""},"","","","","","","","","","","",null,{"$f":"IF(Q448<>0,Q447/Q448,\"\")","v":""},null,false,false,false,{"$f":"V494","v":false},false]
[null,null,2025,{"$f":"IF(D450<>0,D449/D450,\"\")","v":""},"","","","","","","","","","","",null,{"$f":"IF(Q450<>0,Q449/Q450,\"\")","v":""},null,false,false,false,false,false]
[null,null,2024,{"$f":"IF(D452<>0,D451/D452,\"\")","v":""},"","","","","","","","","","","",null,{"$f":"IF(Q452<>0,Q451/Q452,\"\")","v":""},null,false,false,false,false,false]
[null,null,2023,{"$f":"IF(D454<>0,D453/D454,\"\")","v":""},"","","","","","","","","","","",null,{"$f":"IF(Q454<>0,Q453/Q454,\"\")","v":""},null,false,false,false,false,false]
[null,null,2022,{"$f":"IF(D456<>0,D455/D456,\"\")","v":""},"","","","","","","","","","","",null,{"$f":"IF(Q456<>0,Q455/Q456,\"\")","v":""},null,false,false,false,false,false]
[null,null,2021,{"$f":"IF(D458<>0,D457/D458,\"\")","v":""},"","","","","","","","","","","",null,{"$f":"IF(Q458<>0,Q457/Q458,\"\")","v":""},null,false,false,false,false,false]
[null,null,2020,{"$f":"IF(D460<>0,D459/D460,\"\")","v":""},"","","","","","","","","","","",null,{"$f":"IF(Q460<>0,Q459/Q460,\"\")","v":""},null,false,false,false,false,false]
[null,null,2019,{"$f":"IF(D462<>0,D461/D462,\"\")","v":""},"","","","","","","","","","","",null,{"$f":"IF(Q462<>0,Q461/Q462,\"\")","v":""},null,false,false,false,false,false]
[null,null,2018,{"$f":"IF(D464<>0,D463/D464,\"\")","v":""},"","","","","","","","","","","",null,{"$f":"IF(Q464<>0,Q463/Q464,\"\")","v":""},null,false,false,false,false,false]
[null,null,2017,{"$f":"IF(D466<>0,D465/D466,\"\")","v":""},"","","","","","","","","","","",null,{"$f":"IF(Q466<>0,Q465/Q466,\"\")","v":""},null,false,{"$f":"T503","v":false},false,false,false]
[null,null,2016,{"$f":"IF(D468<>0,D467/D468,\"\")","v":""},"","","","","","","","","","","",null,{"$f":"IF(Q468<>0,Q467/Q468,\"\")","v":""},null,false,false,false,false,false]
[null,null,2015,{"$f":"IF(D470<>0,D469/D470,\"\")","v":""},"","","","","","","","","","","",null,{"$f":"IF(Q470<>0,Q469/Q470,\"\")","v":""},null,false,false,true,false,false]
[null,null,2014,{"$f":"IF(D472<>0,D471/D472,\"\")","v":""},{"$f":"IF(E472<>0,E471/E472,\"\")","v":""},"","","","","","","","","","",null,{"$f":"IF(Q472<>0,Q471/Q472,\"\")","v":""},null,false,false,true,false,false]
[null,null,2013,{"$f":"IF(D474<>0,D473/D474,\"\")","v":""},{"$f":"IF(E474<>0,E473/E474,\"\")","v":""},"","","","","","","","","","",null,{"$f":"IF(Q474<>0,Q473/Q474,\"\")","v":""},null,false,false,true,false,false]
[null,null,2012,{"$f":"IF(D476<>0,D475/D476,\"\")","v":""},{"$f":"IF(E476<>0,E475/E476,\"\")","v":""},"","","","","","","","","","",null,{"$f":"IF(Q476<>0,Q475/Q476,\"\")","v":""},null,false,false,false,false,false]
[null,null,2011,{"$f":"IF(D478<>0,D477/D478,\"\")","v":""},{"$f":"IF(E478<>0,E477/E478,\"\")","v":""},"","","","","","","","","","",null,{"$f":"IF(Q478<>0,Q477/Q478,\"\")","v":""},null,false,false,false,false,false]
[null,null,2010,{"$f":"IF(D480<>0,D479/D480,\"\")","v":""},{"$f":"IF(E480<>0,E479/E480,\"\")","v":""},"","","","","","","","","","",null,{"$f":"IF(Q480<>0,Q479/Q480,\"\")","v":""},null,false,false,false,false,false]
[null,null,2009,{"$f":"IF(D482<>0,D481/D482,\"\")","v":""},{"$f":"IF(E482<>0,E481/E482,\"\")","v":""},"","","","","","","","","","",null,{"$f":"IF(Q482<>0,Q481/Q482,\"\")","v":""},null,false,false,false,false,false]
[null,null,2008,{"$f":"IF(D484<>0,D483/D484,\"\")","v":""},{"$f":"IF(E484<>0,E483/E484,\"\")","v":""},"","","","","","","","","","",null,{"$f":"IF(Q484<>0,Q483/Q484,\"\")","v":""},null,false,false,false,false,false]
[null,null,2007,{"$f":"IF(D486<>0,D485/D486,\"\")","v":""},{"$f":"IF(E486<>0,E485/E486,\"\")","v":""},"","","","","","","","","","",null,{"$f":"IF(Q486<>0,Q485/Q486,\"\")","v":""},null,false,false,false,false,false]
[null,null,2006,{"$f":"IF(D488<>0,D487/D488,\"\")","v":""},{"$f":"IF(E488<>0,E487/E488,\"\")","v":""},"","","","","","","","","","",null,{"$f":"IF(Q488<>0,Q487/Q488,\"\")","v":""},null,false,false,false,false,false]
[null,null,2005,{"$f":"IF(D490<>0,D489/D490,\"\")","v":""},{"$f":"IF(E490<>0,E489/E490,\"\")","v":""},"","","","","","","","","","",null,{"$f":"IF(Q490<>0,Q489/Q490,\"\")","v":""},null,false,false,false,false,false]
[null,null,null,null,null,null,null,null,null,null,null,null,null,null,null,null,null,null,{"$f":"S502","v":false},{"$f":"T502","v":false},null,{"$f":"V502","v":false},false]
[null,null,null,null,null,null,null,null,null,null,null,null,null,null,null,null,null,null,null,{"$f":"T517","v":false},null,null,false]
[null,"Energy Source",null,null,null,"UNIT","Notes",null,null,null,null,null,null,null,null,null,null,null,null,{"$f":"VLOOKUP(B520,$T$5:$U$24,2,)","v":false},null,null,{"$f":"AND(S519:V519)","v":false}]
["back to top",{"$f":"B438+1","v":7},{"$f":"VLOOKUP(B520,$B$5:$F$24,2,)","v":0},null,null,{"$f":"IFERROR(VLOOKUP(C520,EnergyUnits,2,),\"none\")","v":"none"},"Location, day of month read, etc",null,null,null,null,null,null,null,null,null,null,null,null,{"$f":"T519","v":false},null,null,{"$f":"AND(S520:V520)","v":false}]
[null,null,null,null,null,null,null,null,null,null,null,null,null,null,null,null,null,null,null,{"$f":"T520","v":false},null,null,false]
[null,null,null,{"$f":"Support!$L$5","v":"Jan"},{"$f":"Support!$L$6","v":"Feb"},{"$f":"Support!$L$7","v":"Mar"},{"$f":"Support!$L$8","v":"Apr"},{"$f":"Support!$L$9","v":"May"},{"$f":"Support!$L$10","v":"Jun"},{"$f":"Support!$L$11","v":"Jul"},{"$f":"Support!$L$12","v":"Aug"},{"$f":"Support!$L$13","v":"Sep"},{"$f":"Support!$L$14","v":"Oct"},{"$f":"Support!$L$15","v":"Nov"},{"$f":"Support!$L$16","v":"Dec"},null,"YEAR",null,null,{"$f":"T521","v":false},null,null,false]
[null,{"$f":"FinalYear","v":2029},"$$",null,null,null,null,null,null,null,null,null,null,null,null,null,{"$f":"SUM(D523:O523)","v":0},null,null,false,{"$f":"VLOOKUP(B523,ActiveYears,2,)","v":false},null,false]
[null,null,"Qty",null,null,null,null,null,null,null,null,null,null,null,null,null,0,null,{"$f":"IF(F520=\"none\",FALSE,TRUE)","v":false},false,{"$f":"U523","v":false},null,false]
[null,{"$f":"B523-1","v":2028},"$$",null,null,null,null,null,null,null,null,null,null,null,null,null,0,null,null,false,{"$f":"VLOOKUP(B525,ActiveYears,2,)","v":false},null,false]
[null,null,"Qty",null,null,null,null,null,null,null,null,null,null,null,null,null,0,null,{"$f":"S524","v":false},false,{"$f":"U525","v":false},null,false]
[null,{"$f":"B525-1","v":2027},"$$",null,null,null,null,null,null,null,null,null,null,null,null,null,0,null,null,false,{"$f":"VLOOKUP(B527,ActiveYears,2,)","v":false},null,false]
[null,null,"Qty",null,null,null,null,null,null,null,null,null,null,null,null,null,0,null,{"$f":"S526","v":false},false,{"$f":"U527","v":false},null,false]
[null,{"$f":"B527-1","v":2026},"$$",null,null,null,null,null,null,null,null,null,null,null,null,null,0,null,null,false,{"$f":"VLOOKUP(B529,ActiveYears,2,)","v":false},null,false]
[null,null,"Qty",null,null,null,null,null,null,null,null,null,null,null,null,null,0,null,{"$f":"S528","v":false},false,{"$f":"U529","v":false},null,false]
[null,{"$f":"B529-1","v":2025},"$$",null,null,null,null,null,null,null,null,null,null,null,null,null,0,null,null,false,{"$f":"VLOOKUP(B531,ActiveYears,2,)","v":false},null,false]
[null,null,"Qty",null,null,null,null,null,null,null,null,null,null,null,null,null,0,null,{"$f":"S530","v":false},false,{"$f":"U531","v":false},null,false]
[null,{"$f":"B531-1","v":2024},"$$",null,null,null,null,null,null,null,null,null,null,null,null,null,0,null,null,false,{"$f":"VLOOKUP(B533,ActiveYears,2,)","v":false},null,false]
[null,null,"Qty",null,null,null,null,null,null,null,null,null,null,null,null,null,0,null,{"$f":"S532","v":false},false,{"$f":"U533","v":false},null,false]
[null,{"$f":"B533-1","v":2023},"$$",null,null,null,null,null,null,null,null,null,null,null,null,null,0,null,null,false,{"$f":"VLOOKUP(B535,ActiveYears,2,)","v":false},null,false]
[null,null,"Qty",null,null,null,null,null,null,null,null,null,null,null,null,null,0,null,{"$f":"S534","v":false},false,{"$f":"U535","v":false},null,false]
[null,{"$f":"B535-1","v":2022},"$$",null,null,null,null,null,null,null,null,null,null,null,null,null,0,null,null,false,{"$f":"VLOOKUP(B537,ActiveYears,2,)","v":false},null,false]
[null,null,"Qty",null,null,null,null,null,null,null,null,null,null,null,null,null,0,null,{"$f":"S536","v":false},false,{"$f":"U537","v":false},null,false]
[null,{"$f":"B537-1","v":2021},"$$",null,null,null,null,null,null,null,null,null,null,null,null,null,0,null,null,false,{"$f":"VLOOKUP(B539,ActiveYears,2,)","v":false},null,false]
[null,null,"Qty",null,null,null,null,null,null,null,null,null,null,null,null,null,0,null,{"$f":"S538","v":false},false,{"$f":"U539","v":false},null,false]
[null,{"$f":"B539-1","v":2020},"$$",null,null,null,null,null,null,null,null,null,null,null,null,null,0,null,null,false,{"$f":"VLOOKUP(B541,ActiveYears,2,)","v":false},null,false]
[null,null,"Qty",null,null,null,null,null,null,null,null,null,null,null,null,null,0,null,{"$f":"S540","v":false},false,{"$f":"U541","v":false},null,false]
[null,{"$f":"B541-1","v":2019},"$$",null,null,null,null,null,null,null,null,null,null,null,null,null,0,null,null,false,{"$f":"VLOOKUP(B543,ActiveYears,2,)","v":false},null,false]
[null,null,"Qty",null,null,null,null,null,null,null,null,null,null,null,null,null,0,null,{"$f":"S542","v":false},false,{"$f":"U543","v":false},null,false]
[null,{"$f":"B543-1","v":2018},"$$",null,null,null,null,null,null,null,null,null,null,null,null,null,0,null,null,false,{"$f":"VLOOKUP(B545,ActiveYears,2,)","v":false},null,false]
[null,null,"Qty",null,null,null,null,null,null,null,null,null,null,null,null,null,0,null,{"$f":"S544","v":false},false,{"$f":"U545","v":false},null,false]
[null,{"$f":"B545-1","v":2017},"$$",null,null,null,null,null,null,null,null,null,null,null,null,null,0,null,null,false,{"$f":"VLOOKUP(B547,ActiveYears,2,)","v":false},null,false]
[null,null,"Qty",null,null,null,null,null,null,null,null,null,null,null,null,null,0,null,{"$f":"S546","v":false},false,{"$f":"U547","v":false},null,false]
[null,{"$f":"B547-1","v":2016},"$$",null,null,null,null,null,null,null,null,null,null,null,null,null,0,null,null,false,{"$f":"VLOOKUP(B549,ActiveYears,2,)","v":false},null,false]
[null,null,"Qty",null,null,null,null,null,null,null,null,null,null,null,null,null,0,null,{"$f":"S548","v":false},false,{"$f":"U549","v":false},null,false]
[null,{"$f":"B549-1","v":2015},"$$",null,null,null,null,null,null,null,null,null,null,null,null,null,0,null,null,false,{"$f":"VLOOKUP(B551,ActiveYears,2,)","v":true},null,false]
[null,null,"Qty",null,null,null,null,null,null,null,null,null,null,null,null,null,0,null,{"$f":"S550","v":false},false,{"$f":"U551","v":true},null,false]
[null,{"$f":"B551-1","v":2014},"$$",null,null,null,null,null,null,null,null,null,null,null,null,null,0,null,null,false,{"$f":"VLOOKUP(B553,ActiveYears,2,)","v":true},null,false]
[null,null,"Qty",null,null,null,null,null,null,null,null,null,null,null,null,null,0,null,{"$f":"S552","v":false},false,{"$f":"U553","v":true},null,false]
[null,{"$f":"B553-1","v":2013},"$$",null,null,null,null,null,null,null,null,null,null,null,null,null,0,null,null,false,{"$f":"VLOOKUP(B555,ActiveYears,2,)","v":true},null,false]
[null,null,"Qty",null,null,null,null,null,null,null,null,null,null,null,null,null,0,null,{"$f":"S554","v":false},false,{"$f":"U555","v":true},null,false]
[null,{"$f":"B555-1","v":2012},"$$",null,null,null,null,null,null,null,null,null,null,null,null,null,0,null,null,false,{"$f":"VLOOKUP(B557,ActiveYears,2,)","v":false},null,false]
[null,null,"Qty",null,null,null,null,null,null,null,null,null,null,null,null,null,0,null,{"$f":"S556","v":false},false,{"$f":"U557","v":false},null,false]
[null,{"$f":"B557-1","v":2011},"$$",null,null,null,null,null,null,null,null,null,null,null,null,null,0,null,null,false,{"$f":"VLOOKUP(B559,ActiveYears,2,)","v":false},null,false]
[null,null,"Qty",null,null,null,null,null,null,null,null,null,null,null,null,null,0,null,{"$f":"S558","v":false},false,{"$f":"U559","v":false},null,false]
[null,{"$f":"B559-1","v":2010},"$$",null,null,null,null,null,null,null,null,null,null,null,null,null,0,null,null,false,{"$f":"VLOOKUP(B561,ActiveYears,2,)","v":false},null,false]
[null,null,"Qty",null,null,null,null,null,null,null,null,null,null,null,null,null,0,null,{"$f":"S560","v":false},false,{"$f":"U561","v":false},null,false]
[null,{"$f":"B561-1","v":2009},"$$",null,null,null,null,null,null,null,null,null,null,null,null,null,0,null,null,false,{"$f":"VLOOKUP(B563,ActiveYears,2,)","v":false},null,false]
[null,null,"Qty",null,null,null,null,null,null,null,null,null,null,null,null,null,0,null,{"$f":"S562","v":false},false,{"$f":"U563","v":false},null,false]
[null,{"$f":"B563-1","v":2008},"$$",null,null,null,null,null,null,null,null,null,null,null,null,null,0,null,null,false,{"$f":"VLOOKUP(B565,ActiveYears,2,)","v":false},null,false]
[null,null,"Qty",null,null,null,null,null,null,null,null,null,null,null,null,null,0,null,{"$f":"S564","v":false},false,{"$f":"U565","v":false},null,false]
[null,{"$f":"B565-1","v":2007},"$$",null,null,null,null,null,null,null,null,null,null,null,null,null,0,null,null,false,{"$f":"VLOOKUP(B567,ActiveYears,2,)","v":false},null,false]
[null,null,"Qty",null,null,null,null,null,null,null,null,null,null,null,null,null,0,null,{"$f":"S566","v":false},false,{"$f":"U567","v":false},null,false]
[null,{"$f":"B567-1","v":2006},"$$",null,null,null,null,null,null,null,null,null,null,null,null,null,0,null,null,false,{"$f":"VLOOKUP(B569,ActiveYears,2,)","v":false},null,false]
[null,null,"Qty",null,null,null,null,null,null,null,null,null,null,null,null,null,0,null,{"$f":"S568","v":false},false,{"$f":"U569","v":false},null,false]
[null,{"$f":"B569-1","v":2005},"$$",null,null,null,null,null,null,null,null,null,null,null,null,null,0,null,null,false,{"$f":"VLOOKUP(B571,ActiveYears,2,)","v":false},null,false]
[null,null,"Qty",null,null,null,null,null,null,null,null,null,null,null,null,null,0,null,{"$f":"S570","v":false},false,{"$f":"U571","v":false},null,false]
[null,null,null,null,null,null,null,null,null,null,null,null,null,null,null,null,null,null,null,{"$f":"T544","v":false},null,null,false]
[null,"Per Unit Costs",{"$f":"B523","v":2029},{"$f":"IF(D524<>0,D523/D524,\"\")","v":""},"","","","","","","","","","","",null,{"$f":"IF(Q524<>0,Q523/Q524,\"\")","v":""},null,{"$f":"S552","v":false},{"$f":"T573","v":false},{"$f":"VLOOKUP(C574,ActiveYears,2,)","v":false},{"$f":"UnitCostStatus","v":false},false]
[null,null,{"$f":"C574-1","v":2028},{"$f":"IF(D526<>0,D525/D526,\"\")","v":""},"","","","","","","","","","","",null,{"$f":"IF(Q526<>0,Q525/Q526,\"\")","v":""},null,{"$f":"S574","v":false},false,false,{"$f":"V574","v":false},false]
[null,null,{"$f":"C575-1","v":2027},{"$f":"IF(D528<>0,D527/D528,\"\")","v":""},"","","","","","","","","","","",null,{"$f":"IF(Q528<>0,Q527/Q528,\"\")","v":""},null,false,false,false,{"$f":"V575","v":false},false]
[null,null,2026,{"$f":"IF(D530<>0,D529/D530,\"\")","v":""},"","","","","","","","","","","",null,{"$f":"IF(Q530<>0,Q529/Q530,\"\")","v":""},null,false,false,false,{"$f":"V576","v":false},false]
[null,null,2025,{"$f":"IF(D532<>0,D531/D532,\"\")","v":""},"","","","","","","","","","","",null,{"$f":"IF(Q532<>0,Q531/Q532,\"\")","v":""},null,false,false,false,false,false]
[null,null,2024,{"$f":"IF(D534<>0,D533/D534,\"\")","v":""},"","","","","","","","","","","",null,{"$f":"IF(Q534<>0,Q533/Q534,\"\")","v":""},null,false,false,false,false,false]
[null,null,2023,{"$f":"IF(D536<>0,D535/D536,\"\")","v":""},"","","","","","","","","","","",null,{"$f":"IF(Q536<>0,Q535/Q536,\"\")","v":""},null,false,false,false,false,false]
[null,null,2022,{"$f":"IF(D538<>0,D537/D538,\"\")","v":""},"","","","","","","","","","","",null,{"$f":"IF(Q538<>0,Q537/Q538,\"\")","v":""},null,false,false,false,false,false]
[null,null,2021,{"$f":"IF(D540<>0,D539/D540,\"\")","v":""},"","","","","","","","","","","",null,{"$f":"IF(Q540<>0,Q539/Q540,\"\")","v":""},null,false,false,false,false,false]
[null,null,2020,{"$f":"IF(D542<>0,D541/D542,\"\")","v":""},"","","","","","","","","","","",null,{"$f":"IF(Q542<>0,Q541/Q542,\"\")","v":""},null,false,false,false,false,false]
[null,null,2019,{"$f":"IF(D544<>0,D543/D544,\"\")","v":""},"","","","","","","","","","","",null,{"$f":"IF(Q544<>0,Q543/Q544,\"\")","v":""},null,false,false,false,false,false]
[null,null,2018,{"$f":"IF(D546<>0,D545/D546,\"\")","v":""},"","","","","","","","","","","",null,{"$f":"IF(Q546<>0,Q545/Q546,\"\")","v":""},null,false,false,false,false,false]
[null,null,2017,{"$f":"IF(D548<>0,D547/D548,\"\")","v":""},"","","","","","","","","","","",null,{"$f":"IF(Q548<>0,Q547/Q548,\"\")","v":""},null,false,{"$f":"T585","v":false},false,false,false]
[null,null,2016,{"$f":"IF(D550<>0,D549/D550,\"\")","v":""},"","","","","","","","","","","",null,{"$f":"IF(Q550<>0,Q549/Q550,\"\")","v":""},null,false,false,false,false,false]
[null,null,2015,{"$f":"IF(D552<>0,D551/D552,\"\")","v":""},"","","","","","","","","","","",null,{"$f":"IF(Q552<>0,Q551/Q552,\"\")","v":""},null,false,false,true,false,false]
[null,null,2014,{"$f":"IF(D554<>0,D553/D554,\"\")","v":""},{"$f":"IF(E554<>0,E553/E554,\"\")","v":""},"","","","","","","","","","",null,{"$f":"IF(Q554<>0,Q553/Q554,\"\")","v":""},null,false,false,true,false,false]
[null,null,2013,{"$f":"IF(D556<>0,D555/D556,\"\")","v":""},{"$f":"IF(E556<>0,E555/E556,\"\")","v":""},"","","","","","","","","","",null,{"$f":"IF(Q556<>0,Q555/Q556,\"\")","v":""},null,false,false,true,false,false]
[null,null,2012,{"$f":"IF(D558<>0,D557/D558,\"\")","v":""},{"$f":"IF(E558<>0,E557/E558,\"\")","v":""},"","","","","","","","","","",null,{"$f":"IF(Q558<>0,Q557/Q558,\"\")","v":""},null,false,false,false,false,false]
[null,null,2011,{"$f":"IF(D560<>0,D559/D560,\"\")","v":""},{"$f":"IF(E560<>0,E559/E560,\"\")","v":""},"","","","","","","","","","",null,{"$f":"IF(Q560<>0,Q559/Q560,\"\")","v":""},null,false,false,false,false,false]
[null,null,2010,{"$f":"IF(D562<>0,D561/D562,\"\")","v":""},{"$f":"IF(E562<>0,E561/E562,\"\")","v":""},"","","","","","","","","","",null,{"$f":"IF(Q562<>0,Q561/Q562,\"\")","v":""},null,false,false,false,false,false]
[null,null,2009,{"$f":"IF(D564<>0,D563/D564,\"\")","v":""},{"$f":"IF(E564<>0,E563/E564,\"\")","v":""},"","","","","","","","","","",null,{"$f":"IF(Q564<>0,Q563/Q564,\"\")","v":""},null,false,false,false,false,false]
[null,null,2008,{"$f":"IF(D566<>0,D565/D566,\"\")","v":""},{"$f":"IF(E566<>0,E565/E566,\"\")","v":""},"","","","","","","","","","",null,{"$f":"IF(Q566<>0,Q565/Q566,\"\")","v":""},null,false,false,false,false,false]
[null,null,2007,{"$f":"IF(D568<>0,D567/D568,\"\")","v":""},{"$f":"IF(E568<>0,E567/E568,\"\")","v":""},"","","","","","","","","","",null,{"$f":"IF(Q568<>0,Q567/Q568,\"\")","v":""},null,false,false,false,false,false]
[null,null,2006,{"$f":"IF(D570<>0,D569/D570,\"\")","v":""},{"$f":"IF(E570<>0,E569/E570,\"\")","v":""},"","","","","","","","","","",null,{"$f":"IF(Q570<>0,Q569/Q570,\"\")","v":""},null,false,false,false,false,false]
[null,null,2005,{"$f":"IF(D572<>0,D571/D572,\"\")","v":""},{"$f":"IF(E572<>0,E571/E572,\"\")","v":""},"","","","","","","","","","",null,{"$f":"IF(Q572<>0,Q571/Q572,\"\")","v":""},null,false,false,false,false,false]
[null,null,null,null,null,null,null,null,null,null,null,null,null,null,null,null,null,null,{"$f":"S584","v":false},{"$f":"T584","v":false},null,{"$f":"V584","v":false},false]
[null,null,null,null,null,null,null,null,null,null,null,null,null,null,null,null,null,null,null,{"$f":"T599","v":false},null,null,false]
[null,"Energy Source",null,null,null,"UNIT","Notes",null,null,null,null,null,null,null,null,null,null,null,null,{"$f":"VLOOKUP(B602,$T$5:$U$24,2,)","v":false},null,null,{"$f":"AND(S601:V601)","v":false}]
["back to top",{"$f":"B520+1","v":8},{"$f":"VLOOKUP(B602,$B$5:$F$24,2,)","v":0},null,null,{"$f":"IFERROR(VLOOKUP(C602,EnergyUnits,2,),\"none\")","v":"none"},"Location, day of month read, etc",null,null,null,null,null,null,null,null,null,null,null,null,{"$f":"T601","v":false},null,null,{"$f":"AND(S602:V602)","v":false}]
[null,null,null,null,null,null,null,null,null,null,null,null,null,null,null,null,null,null,null,{"$f":"T602","v":false},null,null,false]
[null,null,null,{"$f":"Support!$L$5","v":"Jan"},{"$f":"Support!$L$6","v":"Feb"},{"$f":"Support!$L$7","v":"Mar"},{"$f":"Support!$L$8","v":"Apr"},{"$f":"Support!$L$9","v":"May"},{"$f":"Support!$L$10","v":"Jun"},{"$f":"Support!$L$11","v":"Jul"},{"$f":"Support!$L$12","v":"Aug"},{"$f":"Support!$L$13","v":"Sep"},{"$f":"Support!$L$14","v":"Oct"},{"$f":"Support!$L$15","v":"Nov"},{"$f":"Support!$L$16","v":"Dec"},null,"YEAR",null,null,{"$f":"T603","v":false},null,null,false]
[null,{"$f":"FinalYear","v":2029},"$$",null,null,null,null,null,null,null,null,null,null,null,null,null,{"$f":"SUM(D605:O605)","v":0},null,null,false,{"$f":"VLOOKUP(B605,ActiveYears,2,)","v":false},null,false]
[null,null,"Qty",null,null,null,null,null,null,null,null,null,null,null,null,null,0,null,{"$f":"IF(F602=\"none\",FALSE,TRUE)","v":false},false,{"$f":"U605","v":false},null,false]
[null,{"$f":"B605-1","v":2028},"$$",null,null,null,null,null,null,null,null,null,null,null,null,null,0,null,null,false,{"$f":"VLOOKUP(B607,ActiveYears,2,)","v":false},null,false]
[null,null,"Qty",null,null,null,null,null,null,null,null,null,null,null,null,null,0,null,{"$f":"S606","v":false},false,{"$f":"U607","v":false},null,false]
[null,{"$f":"B607-1","v":2027},"$$",null,null,null,null,null,null,null,null,null,null,null,null,null,0,null,null,false,{"$f":"VLOOKUP(B609,ActiveYears,2,)","v":false},null,false]
[null,null,"Qty",null,null,null,null,null,null,null,null,null,null,null,null,null,0,null,{"$f":"S608","v":false},false,{"$f":"U609","v":false},null,false]
[null,{"$f":"B609-1","v":2026},"$$",null,null,null,null,null,null,null,null,null,null,null,null,null,0,null,null,false,{"$f":"VLOOKUP(B611,ActiveYears,2,)","v":false},null,false]
[null,null,"Qty",null,null,null,null,null,null,null,null,null,null,null,null,null,0,null,{"$f":"S610","v":false},false,{"$f":"U611","v":false},null,false]
[null,{"$f":"B611-1","v":2025},"$$",null,null,null,null,null,null,null,null,null,null,null,null,null,0,null,null,false,{"$f":"VLOOKUP(B613,ActiveYears,2,)","v":false},null,false]
[null,null,"Qty",null,null,null,null,null,null,null,null,null,null,null,null,null,0,null,{"$f":"S612","v":false},false,{"$f":"U613","v":false},null,false]
[null,{"$f":"B613-1","v":2024},"$$",null,null,null,null,null,null,null,null,null,null,null,null,null,0,null,null,false,{"$f":"VLOOKUP(B615,ActiveYears,2,)","v":false},null,false]
[null,null,"Qty",null,null,null,null,null,null,null,null,null,null,null,null,null,0,null,{"$f":"S614","v":false},false,{"$f":"U615","v":false},null,false]
[null,{"$f":"B615-1","v":2023},"$$",null,null,null,null,null,null,null,null,null,null,null,null,null,0,null,null,false,{"$f":"VLOOKUP(B617,ActiveYears,2,)","v":false},null,false]
[null,null,"Qty",null,null,null,null,null,null,null,null,null,null,null,null,null,0,null,{"$f":"S616","v":false},false,{"$f":"U617","v":false},null,false]
[null,{"$f":"B617-1","v":2022},"$$",null,null,null,null,null,null,null,null,null,null,null,null,null,0,null,null,false,{"$f":"VLOOKUP(B619,ActiveYears,2,)","v":false},null,false]
[null,null,"Qty",null,null,null,null,null,null,null,null,null,null,null,null,null,0,null,{"$f":"S618","v":false},false,{"$f":"U619","v":false},null,false]
[null,{"$f":"B619-1","v":2021},"$$",null,null,null,null,null,null,null,null,null,null,null,null,null,0,null,null,false,{"$f":"VLOOKUP(B621,ActiveYears,2,)","v":false},null,false]
[null,null,"Qty",null,null,null,null,null,null,null,null,null,null,null,null,null,0,null,{"$f":"S620","v":false},false,{"$f":"U621","v":false},null,false]
[null,{"$f":"B621-1","v":2020},"$$",null,null,null,null,null,null,null,null,null,null,null,null,null,0,null,null,false,{"$f":"VLOOKUP(B623,ActiveYears,2,)","v":false},null,false]
[null,null,"Qty",null,null,null,null,null,null,null,null,null,null,null,null,null,0,null,{"$f":"S622","v":false},false,{"$f":"U623","v":false},null,false]
[null,{"$f":"B623-1","v":2019},"$$",null,null,null,null,null,null,null,null,null,null,null,null,null,0,null,null,false,{"$f":"VLOOKUP(B625,ActiveYears,2,)","v":false},null,false]
[null,null,"Qty",null,null,null,null,null,null,null,null,null,null,null,null,null,0,null,{"$f":"S624","v":false},false,{"$f":"U625","v":false},null,false]
[null,{"$f":"B625-1","v":2018},"$$",null,null,null,null,null,null,null,null,null,null,null,null,null,0,null,null,false,{"$f":"VLOOKUP(B627,ActiveYears,2,)","v":false},null,false]
[null,null,"Qty",null,null,null,null,null,null,null,null,null,null,null,null,null,0,null,{"$f":"S626","v":false},false,{"$f":"U627","v":false},null,false]
[null,{"$f":"B627-1","v":2017},"$$",null,null,null,null,null,null,null,null,null,null,null,null,null,0,null,null,false,{"$f":"VLOOKUP(B629,ActiveYears,2,)","v":false},null,false]
[null,null,"Qty",null,null,null,null,null,null,null,null,null,null,null,null,null,0,null,{"$f":"S628","v":false},false,{"$f":"U629","v":false},null,false]
[null,{"$f":"B629-1","v":2016},"$$",null,null,null,null,null,null,null,null,null,null,null,null,null,0,null,null,false,{"$f":"VLOOKUP(B631,ActiveYears,2,)","v":false},null,false]
[null,null,"Qty",null,null,null,null,null,null,null,null,null,null,null,null,null,0,null,{"$f":"S630","v":false},false,{"$f":"U631","v":false},null,false]
[null,{"$f":"B631-1","v":2015},"$$",null,null,null,null,null,null,null,null,null,null,null,null,null,0,null,null,false,{"$f":"VLOOKUP(B633,ActiveYears,2,)","v":true},null,false]
[null,null,"Qty",null,null,null,null,null,null,null,null,null,null,null,null,null,0,null,{"$f":"S632","v":false},false,{"$f":"U633","v":true},null,false]
[null,{"$f":"B633-1","v":2014},"$$",null,null,null,null,null,null,null,null,null,null,null,null,null,0,null,null,false,{"$f":"VLOOKUP(B635,ActiveYears,2,)","v":true},null,false]
[null,null,"Qty",null,null,null,null,null,null,null,null,null,null,null,null,null,0,null,{"$f":"S634","v":false},false,{"$f":"U635","v":true},null,false]
[null,{"$f":"B635-1","v":2013},"$$",null,null,null,null,null,null,null,null,null,null,null,null,null,0,null,null,false,{"$f":"VLOOKUP(B637,ActiveYears,2,)","v":true},null,false]
[null,null,"Qty",null,null,null,null,null,null,null,null,null,null,null,null,null,0,null,{"$f":"S636","v":false},false,{"$f":"U637","v":true},null,false]
[null,{"$f":"B637-1","v":2012},"$$",null,null,null,null,null,null,null,null,null,null,null,null,null,0,null,null,false,{"$f":"VLOOKUP(B639,ActiveYears,2,)","v":false},null,false]
[null,null,"Qty",null,null,null,null,null,null,null,null,null,null,null,null,null,0,null,{"$f":"S638","v":false},false,{"$f":"U639","v":false},null,false]
[null,{"$f":"B639-1","v":2011},"$$",null,null,null,null,null,null,null,null,null,null,null,null,null,0,null,null,false,{"$f":"VLOOKUP(B641,ActiveYears,2,)","v":false},null,false]
[null,null,"Qty",null,null,null,null,null,null,null,null,null,null,null,null,null,0,null,{"$f":"S640","v":false},false,{"$f":"U641","v":false},null,false]
[null,{"$f":"B641-1","v":2010},"$$",null,null,null,null,null,null,null,null,null,null,null,null,null,0,null,null,false,{"$f":"VLOOKUP(B643,ActiveYears,2,)","v":false},null,false]
[null,null,"Qty",null,null,null,null,null,null,null,null,null,null,null,null,null,0,null,{"$f":"S642","v":false},false,{"$f":"U643","v":false},null,false]
[null,{"$f":"B643-1","v":2009},"$$",null,null,null,null,null,null,null,null,null,null,null,null,null,0,null,null,false,{"$f":"VLOOKUP(B645,ActiveYears,2,)","v":false},null,false]
[null,null,"Qty",null,null,null,null,null,null,null,null,null,null,null,null,null,0,null,{"$f":"S644","v":false},false,{"$f":"U645","v":false},null,false]
[null,{"$f":"B645-1","v":2008},"$$",null,null,null,null,null,null,null,null,null,null,null,null,null,0,null,null,false,{"$f":"VLOOKUP(B647,ActiveYears,2,)","v":false},null,false]
[null,null,"Qty",null,null,null,null,null,null,null,null,null,null,null,null,null,0,null,{"$f":"S646","v":false},false,{"$f":"U647","v":false},null,false]
[null,{"$f":"B647-1","v":2007},"$$",null,null,null,null,null,null,null,null,null,null,null,null,null,0,null,null,false,{"$f":"VLOOKUP(B649,ActiveYears,2,)","v":false},null,false]
[null,null,"Qty",null,null,null,null,null,null,null,null,null,null,null,null,null,0,null,{"$f":"S648","v":false},false,{"$f":"U649","v":false},null,false]
[null,{"$f":"B649-1","v":2006},"$$",null,null,null,null,null,null,null,null,null,null,null,null,null,0,null,null,false,{"$f":"VLOOKUP(B651,ActiveYears,2,)","v":false},null,false]
[null,null,"Qty",null,null,null,null,null,null,null,null,null,null,null,null,null,0,null,{"$f":"S650","v":false},false,{"$f":"U651","v":false},null,false]
[null,{"$f":"B651-1","v":2005},"$$",null,null,null,null,null,null,null,null,null,null,null,null,null,0,null,null,false,{"$f":"VLOOKUP(B653,ActiveYears,2,)","v":false},null,false]
[null,null,"Qty",null,null,null,null,null,null,null,null,null,null,null,null,null,0,null,{"$f":"S652","v":false},false,{"$f":"U653","v":false},null,false]
[null,null,null,null,null,null,null,null,null,null,null,null,null,null,null,null,null,null,null,{"$f":"T626","v":false},null,null,false]
[null,"Per Unit Costs",{"$f":"B605","v":2029},{"$f":"IF(D606<>0,D605/D606,\"\")","v":""},"","","","","","","","","","","",null,{"$f":"IF(Q606<>0,Q605/Q606,\"\")","v":""},null,{"$f":"S634","v":false},{"$f":"T655","v":false},{"$f":"VLOOKUP(C656,ActiveYears,2,)","v":false},{"$f":"UnitCostStatus","v":false},false]
[null,null,{"$f":"C656-1","v":2028},{"$f":"IF(D608<>0,D607/D608,\"\")","v":""},"","","","","","","","","","","",null,{"$f":"IF(Q608<>0,Q607/Q608,\"\")","v":""},null,{"$f":"S656","v":false},false,false,{"$f":"V656","v":false},false]
[null,null,{"$f":"C657-1","v":2027},{"$f":"IF(D610<>0,D609/D610,\"\")","v":""},"","","","","","","","","","","",null,{"$f":"IF(Q610<>0,Q609/Q610,\"\")","v":""},null,false,false,false,{"$f":"V657","v":false},false]
[null,null,2026,{"$f":"IF(D612<>0,D611/D612,\"\")","v":""},"","","","","","","","","","","",null,{"$f":"IF(Q612<>0,Q611/Q612,\"\")","v":""},null,false,false,false,{"$f":"V658","v":false},false]
[null,null,2025,{"$f":"IF(D614<>0,D613/D614,\"\")","v":""},"","","","","","","","","","","",null,{"$f":"IF(Q614<>0,Q613/Q614,\"\")","v":""},null,false,false,false,false,false]
[null,null,2024,{"$f":"IF(D616<>0,D615/D616,\"\")","v":""},"","","","","","","","","","","",null,{"$f":"IF(Q616<>0,Q615/Q616,\"\")","v":""},null,false,false,false,false,false]
[null,null,2023,{"$f":"IF(D618<>0,D617/D618,\"\")","v":""},"","","","","","","","","","","",null,{"$f":"IF(Q618<>0,Q617/Q618,\"\")","v":""},null,false,false,false,false,false]
[null,null,2022,{"$f":"IF(D620<>0,D619/D620,\"\")","v":""},"","","","","","","","","","","",null,{"$f":"IF(Q620<>0,Q619/Q620,\"\")","v":""},null,false,false,false,false,false]
[null,null,2021,{"$f":"IF(D622<>0,D621/D622,\"\")","v":""},"","","","","","","","","","","",null,{"$f":"IF(Q622<>0,Q621/Q622,\"\")","v":""},null,false,false,false,false,false]
[null,null,2020,{"$f":"IF(D624<>0,D623/D624,\"\")","v":""},"","","","","","","","","","","",null,{"$f":"IF(Q624<>0,Q623/Q624,\"\")","v":""},null,false,false,false,false,false]
[null,null,2019,{"$f":"IF(D626<>0,D625/D626,\"\")","v":""},"","","","","","","","","","","",null,{"$f":"IF(Q626<>0,Q625/Q626,\"\")","v":""},null,false,false,false,false,false]
[null,null,2018,{"$f":"IF(D628<>0,D627/D628,\"\")","v":""},"","","","","","","","","","","",null,{"$f":"IF(Q628<>0,Q627/Q628,\"\")","v":""},null,false,false,false,false,false]
[null,null,2017,{"$f":"IF(D630<>0,D629/D630,\"\")","v":""},"","","","","","","","","","","",null,{"$f":"IF(Q630<>0,Q629/Q630,\"\")","v":""},null,false,{"$f":"T667","v":false},false,false,false]
[null,null,2016,{"$f":"IF(D632<>0,D631/D632,\"\")","v":""},"","","","","","","","","","","",null,{"$f":"IF(Q632<>0,Q631/Q632,\"\")","v":""},null,false,false,false,false,false]
[null,null,2015,{"$f":"IF(D634<>0,D633/D634,\"\")","v":""},"","","","","","","","","","","",null,{"$f":"IF(Q634<>0,Q633/Q634,\"\")","v":""},null,false,false,true,false,false]
[null,null,2014,{"$f":"IF(D636<>0,D635/D636,\"\")","v":""},{"$f":"IF(E636<>0,E635/E636,\"\")","v":""},"","","","","","","","","","",null,{"$f":"IF(Q636<>0,Q635/Q636,\"\")","v":""},null,false,false,true,false,false]
[null,null,2013,{"$f":"IF(D638<>0,D637/D638,\"\")","v":""},{"$f":"IF(E638<>0,E637/E638,\"\")","v":""},"","","","","","","","","","",null,{"$f":"IF(Q638<>0,Q637/Q638,\"\")","v":""},null,false,false,true,false,false]
[null,null,2012,{"$f":"IF(D640<>0,D639/D640,\"\")","v":""},{"$f":"IF(E640<>0,E639/E640,\"\")","v":""},"","","","","","","","","","",null,{"$f":"IF(Q640<>0,Q639/Q640,\"\")","v":""},null,false,false,false,false,false]
[null,null,2011,{"$f":"IF(D642<>0,D641/D642,\"\")","v":""},{"$f":"IF(E642<>0,E641/E642,\"\")","v":""},"","","","","","","","","","",null,{"$f":"IF(Q642<>0,Q641/Q642,\"\")","v":""},null,false,false,false,false,false]
[null,null,2010,{"$f":"IF(D644<>0,D643/D644,\"\")","v":""},{"$f":"IF(E644<>0,E643/E644,\"\")","v":""},"","","","","","","","","","",null,{"$f":"IF(Q644<>0,Q643/Q644,\"\")","v":""},null,false,false,false,false,false]
[null,null,2009,{"$f":"IF(D646<>0,D645/D646,\"\")","v":""},{"$f":"IF(E646<>0,E645/E646,\"\")","v":""},"","","","","","","","","","",null,{"$f":"IF(Q646<>0,Q645/Q646,\"\")","v":""},null,false,false,false,false,false]
[null,null,2008,{"$f":"IF(D648<>0,D647/D648,\"\")","v":""},{"$f":"IF(E648<>0,E647/E648,\"\")","v":""},"","","","","","","","","","",null,{"$f":"IF(Q648<>0,Q647/Q648,\"\")","v":""},null,false,false,false,false,false]
[null,null,2007,{"$f":"IF(D650<>0,D649/D650,\"\")","v":""},{"$f":"IF(E650<>0,E649/E650,\"\")","v":""},"","","","","","","","","","",null,{"$f":"IF(Q650<>0,Q649/Q650,\"\")","v":""},null,false,false,false,false,false]
[null,null,2006,{"$f":"IF(D652<>0,D651/D652,\"\")","v":""},{"$f":"IF(E652<>0,E651/E652,\"\")","v":""},"","","","","","","","","","",null,{"$f":"IF(Q652<>0,Q651/Q652,\"\")","v":""},null,false,false,false,false,false]
[null,null,2005,{"$f":"IF(D654<>0,D653/D654,\"\")","v":""},{"$f":"IF(E654<>0,E653/E654,\"\")","v":""},"","","","","","","","","","",null,{"$f":"IF(Q654<>0,Q653/Q654,\"\")","v":""},null,false,false,false,false,false]
[null,null,null,null,null,null,null,null,null,null,null,null,null,null,null,null,null,null,{"$f":"S666","v":false},{"$f":"T666","v":false},null,{"$f":"V666","v":false},false]
[null,null,null,null,null,null,null,null,null,null,null,null,null,null,null,null,null,null,null,{"$f":"T681","v":false},null,null,false]
[null,"Energy Source",null,null,null,"UNIT","Notes",null,null,null,null,null,null,null,null,null,null,null,null,{"$f":"VLOOKUP(B684,$T$5:$U$24,2,)","v":false},null,null,{"$f":"AND(S683:V683)","v":false}]
["back to top",{"$f":"B602+1","v":9},{"$f":"VLOOKUP(B684,$B$5:$F$24,2,)","v":0},null,null,{"$f":"IFERROR(VLOOKUP(C684,EnergyUnits,2,),\"none\")","v":"none"},"Location, day of month read, etc",null,null,null,null,null,null,null,null,null,null,null,null,{"$f":"T683","v":false},null,null,{"$f":"AND(S684:V684)","v":false}]
[null,null,null,null,null,null,null,null,null,null,null,null,null,null,null,null,null,null,null,{"$f":"T684","v":false},null,null,false]
[null,null,null,{"$f":"Support!$L$5","v":"Jan"},{"$f":"Support!$L$6","v":"Feb"},{"$f":"Support!$L$7","v":"Mar"},{"$f":"Support!$L$8","v":"Apr"},{"$f":"Support!$L$9","v":"May"},{"$f":"Support!$L$10","v":"Jun"},{"$f":"Support!$L$11","v":"Jul"},{"$f":"Support!$L$12","v":"Aug"},{"$f":"Support!$L$13","v":"Sep"},{"$f":"Support!$L$14","v":"Oct"},{"$f":"Support!$L$15","v":"Nov"},{"$f":"Support!$L$16","v":"Dec"},null,"YEAR",null,null,{"$f":"T685","v":false},null,null,false]
[null,{"$f":"FinalYear","v":2029},"$$",null,null,null,null,null,null,null,null,null,null,null,null,null,{"$f":"SUM(D687:O687)","v":0},null,null,false,{"$f":"VLOOKUP(B687,ActiveYears,2,)","v":false},null,false]
[null,null,"Qty",null,null,null,null,null,null,null,null,null,null,null,null,null,0,null,{"$f":"IF(F684=\"none\",FALSE,TRUE)","v":false},false,{"$f":"U687","v":false},null,false]
[null,{"$f":"B687-1","v":2028},"$$",null,null,null,null,null,null,null,null,null,null,null,null,null,0,null,null,false,{"$f":"VLOOKUP(B689,ActiveYears,2,)","v":false},null,false]
[null,null,"Qty",null,null,null,null,null,null,null,null,null,null,null,null,null,0,null,{"$f":"S688","v":false},false,{"$f":"U689","v":false},null,false]
[null,{"$f":"B689-1","v":2027},"$$",null,null,null,null,null,null,null,null,null,null,null,null,null,0,null,null,false,{"$f":"VLOOKUP(B691,ActiveYears,2,)","v":false},null,false]
[null,null,"Qty",null,null,null,null,null,null,null,null,null,null,null,null,null,0,null,{"$f":"S690","v":false},false,{"$f":"U691","v":false},null,false]
[null,{"$f":"B691-1","v":2026},"$$",null,null,null,null,null,null,null,null,null,null,null,null,null,0,null,null,false,{"$f":"VLOOKUP(B693,ActiveYears,2,)","v":false},null,false]
[null,null,"Qty",null,null,null,null,null,null,null,null,null,null,null,null,null,0,null,{"$f":"S692","v":false},false,{"$f":"U693","v":false},null,false]
[null,{"$f":"B693-1","v":2025},"$$",null,null,null,null,null,null,null,null,null,null,null,null,null,0,null,null,false,{"$f":"VLOOKUP(B695,ActiveYears,2,)","v":false},null,false]
[null,null,"Qty",null,null,null,null,null,null,null,null,null,null,null,null,null,0,null,{"$f":"S694","v":false},false,{"$f":"U695","v":false},null,false]
[null,{"$f":"B695-1","v":2024},"$$",null,null,null,null,null,null,null,null,null,null,null,null,null,0,null,null,false,{"$f":"VLOOKUP(B697,ActiveYears,2,)","v":false},null,false]
[null,null,"Qty",null,null,null,null,null,null,null,null,null,null,null,null,null,0,null,{"$f":"S696","v":false},false,{"$f":"U697","v":false},null,false]
[null,{"$f":"B697-1","v":2023},"$$",null,null,null,null,null,null,null,null,null,null,null,null,null,0,null,null,false,{"$f":"VLOOKUP(B699,ActiveYears,2,)","v":false},null,false]
[null,null,"Qty",null,null,null,null,null,null,null,null,null,null,null,null,null,0,null,{"$f":"S698","v":false},false,{"$f":"U699","v":false},null,false]
[null,{"$f":"B699-1","v":2022},"$$",null,null,null,null,null,null,null,null,null,null,null,null,null,0,null,null,false,{"$f":"VLOOKUP(B701,ActiveYears,2,)","v":false},null,false]
[null,null,"Qty",null,null,null,null,null,null,null,null,null,null,null,null,null,0,null,{"$f":"S700","v":false},false,{"$f":"U701","v":false},null,false]
[null,{"$f":"B701-1","v":2021},"$$",null,null,null,null,null,null,null,null,null,null,null,null,null,0,null,null,false,{"$f":"VLOOKUP(B703,ActiveYears,2,)","v":false},null,false]
[null,null,"Qty",null,null,null,null,null,null,null,null,null,null,null,null,null,0,null,{"$f":"S702","v":false},false,{"$f":"U703","v":false},null,false]
[null,{"$f":"B703-1","v":2020},"$$",null,null,null,null,null,null,null,null,null,null,null,null,null,0,null,null,false,{"$f":"VLOOKUP(B705,ActiveYears,2,)","v":false},null,false]
[null,null,"Qty",null,null,null,null,null,null,null,null,null,null,null,null,null,0,null,{"$f":"S704","v":false},false,{"$f":"U705","v":false},null,false]
[null,{"$f":"B705-1","v":2019},"$$",null,null,null,null,null,null,null,null,null,null,null,null,null,0,null,null,false,{"$f":"VLOOKUP(B707,ActiveYears,2,)","v":false},null,false]
[null,null,"Qty",null,null,null,null,null,null,null,null,null,null,null,null,null,0,null,{"$f":"S706","v":false},false,{"$f":"U707","v":false},null,false]
[null,{"$f":"B707-1","v":2018},"$$",null,null,null,null,null,null,null,null,null,null,null,null,null,0,null,null,false,{"$f":"VLOOKUP(B709,ActiveYears,2,)","v":false},null,false]
[null,null,"Qty",null,null,null,null,null,null,null,null,null,null,null,null,null,0,null,{"$f":"S708","v":false},false,{"$f":"U709","v":false},null,false]
[null,{"$f":"B709-1","v":2017},"$$",null,null,null,null,null,null,null,null,null,null,null,null,null,0,null,null,false,{"$f":"VLOOKUP(B711,ActiveYears,2,)","v":false},null,false]
[null,null,"Qty",null,null,null,null,null,null,null,null,null,null,null,null,null,0,null,{"$f":"S710","v":false},false,{"$f":"U711","v":false},null,false]
[null,{"$f":"B711-1","v":2016},"$$",null,null,null,null,null,null,null,null,null,null,null,null,null,0,null,null,false,{"$f":"VLOOKUP(B713,ActiveYears,2,)","v":false},null,false]
[null,null,"Qty",null,null,null,null,null,null,null,null,null,null,null,null,null,0,null,{"$f":"S712","v":false},false,{"$f":"U713","v":false},null,false]
[null,{"$f":"B713-1","v":2015},"$$",null,null,null,null,null,null,null,null,null,null,null,null,null,0,null,null,false,{"$f":"VLOOKUP(B715,ActiveYears,2,)","v":true},null,false]
[null,null,"Qty",null,null,null,null,null,null,null,null,null,null,null,null,null,0,null,{"$f":"S714","v":false},false,{"$f":"U715","v":true},null,false]
[null,{"$f":"B715-1","v":2014},"$$",null,null,null,null,null,null,null,null,null,null,null,null,null,0,null,null,false,{"$f":"VLOOKUP(B717,ActiveYears,2,)","v":true},null,false]
[null,null,"Qty",null,null,null,null,null,null,null,null,null,null,null,null,null,0,null,{"$f":"S716","v":false},false,{"$f":"U717","v":true},null,false]
[null,{"$f":"B717-1","v":2013},"$$",null,null,null,null,null,null,null,null,null,null,null,null,null,0,null,null,false,{"$f":"VLOOKUP(B719,ActiveYears,2,)","v":true},null,false]
[null,null,"Qty",null,null,null,null,null,null,null,null,null,null,null,null,null,0,null,{"$f":"S718","v":false},false,{"$f":"U719","v":true},null,false]
[null,{"$f":"B719-1","v":2012},"$$",null,null,null,null,null,null,null,null,null,null,null,null,null,0,null,null,false,{"$f":"VLOOKUP(B721,ActiveYears,2,)","v":false},null,false]
[null,null,"Qty",null,null,null,null,null,null,null,null,null,null,null,null,null,0,null,{"$f":"S720","v":false},false,{"$f":"U721","v":false},null,false]
[null,{"$f":"B721-1","v":2011},"$$",null,null,null,null,null,null,null,null,null,null,null,null,null,0,null,null,false,{"$f":"VLOOKUP(B723,ActiveYears,2,)","v":false},null,false]
[null,null,"Qty",null,null,null,null,null,null,null,null,null,null,null,null,null,0,null,{"$f":"S722","v":false},false,{"$f":"U723","v":false},null,false]
[null,{"$f":"B723-1","v":2010},"$$",null,null,null,null,null,null,null,null,null,null,null,null,null,0,null,null,false,{"$f":"VLOOKUP(B725,ActiveYears,2,)","v":false},null,false]
[null,null,"Qty",null,null,null,null,null,null,null,null,null,null,null,null,null,0,null,{"$f":"S724","v":false},false,{"$f":"U725","v":false},null,false]
[null,{"$f":"B725-1","v":2009},"$$",null,null,null,null,null,null,null,null,null,null,null,null,null,0,null,null,false,{"$f":"VLOOKUP(B727,ActiveYears,2,)","v":false},null,false]
[null,null,"Qty",null,null,null,null,null,null,null,null,null,null,null,null,null,0,null,{"$f":"S726","v":false},false,{"$f":"U727","v":false},null,false]
[null,{"$f":"B727-1","v":2008},"$$",null,null,null,null,null,null,null,null,null,null,null,null,null,0,null,null,false,{"$f":"VLOOKUP(B729,ActiveYears,2,)","v":false},null,false]
[null,null,"Qty",null,null,null,null,null,null,null,null,null,null,null,null,null,0,null,{"$f":"S728","v":false},false,{"$f":"U729","v":false},null,false]
[null,{"$f":"B729-1","v":2007},"$$",null,null,null,null,null,null,null,null,null,null,null,null,null,0,null,null,false,{"$f":"VLOOKUP(B731,ActiveYears,2,)","v":false},null,false]
[null,null,"Qty",null,null,null,null,null,null,null,null,null,null,null,null,null,0,null,{"$f":"S730","v":false},false,{"$f":"U731","v":false},null,false]
[null,{"$f":"B731-1","v":2006},"$$",null,null,null,null,null,null,null,null,null,null,null,null,null,0,null,null,false,{"$f":"VLOOKUP(B733,ActiveYears,2,)","v":false},null,false]
[null,null,"Qty",null,null,null,null,null,null,null,null,null,null,null,null,null,0,null,{"$f":"S732","v":false},false,{"$f":"U733","v":false},null,false]
[null,{"$f":"B733-1","v":2005},"$$",null,null,null,null,null,null,null,null,null,null,null,null,null,0,null,null,false,{"$f":"VLOOKUP(B735,ActiveYears,2,)","v":false},null,false]
[null,null,"Qty",null,null,null,null,null,null,null,null,null,null,null,null,null,0,null,{"$f":"S734","v":false},false,{"$f":"U735","v":false},null,false]
[null,null,null,null,null,null,null,null,null,null,null,null,null,null,null,null,null,null,null,{"$f":"T708","v":false},null,null,false]
[null,"Per Unit Costs",{"$f":"B687","v":2029},{"$f":"IF(D688<>0,D687/D688,\"\")","v":""},"","","","","","","","","","","",null,{"$f":"IF(Q688<>0,Q687/Q688,\"\")","v":""},null,{"$f":"S716","v":false},{"$f":"T737","v":false},{"$f":"VLOOKUP(C738,ActiveYears,2,)","v":false},{"$f":"UnitCostStatus","v":false},false]
[null,null,{"$f":"C738-1","v":2028},{"$f":"IF(D690<>0,D689/D690,\"\")","v":""},"","","","","","","","","","","",null,{"$f":"IF(Q690<>0,Q689/Q690,\"\")","v":""},null,{"$f":"S738","v":false},false,false,{"$f":"V738","v":false},false]
[null,null,{"$f":"C739-1","v":2027},{"$f":"IF(D692<>0,D691/D692,\"\")","v":""},"","","","","","","","","","","",null,{"$f":"IF(Q692<>0,Q691/Q692,\"\")","v":""},null,false,false,false,{"$f":"V739","v":false},false]
[null,null,2026,{"$f":"IF(D694<>0,D693/D694,\"\")","v":""},"","","","","","","","","","","",null,{"$f":"IF(Q694<>0,Q693/Q694,\"\")","v":""},null,false,false,false,{"$f":"V740","v":false},false]
[null,null,2025,{"$f":"IF(D696<>0,D695/D696,\"\")","v":""},"","","","","","","","","","","",null,{"$f":"IF(Q696<>0,Q695/Q696,\"\")","v":""},null,false,false,false,false,false]
[null,null,2024,{"$f":"IF(D698<>0,D697/D698,\"\")","v":""},"","","","","","","","","","","",null,{"$f":"IF(Q698<>0,Q697/Q698,\"\")","v":""},null,false,false,false,false,false]
[null,null,2023,{"$f":"IF(D700<>0,D699/D700,\"\")","v":""},"","","","","","","","","","","",null,{"$f":"IF(Q700<>0,Q699/Q700,\"\")","v":""},null,false,false,false,false,false]
[null,null,2022,{"$f":"IF(D702<>0,D701/D702,\"\")","v":""},"","","","","","","","","","","",null,{"$f":"IF(Q702<>0,Q701/Q702,\"\")","v":""},null,false,false,false,false,false]
[null,null,2021,{"$f":"IF(D704<>0,D703/D704,\"\")","v":""},"","","","","","","","","","","",null,{"$f":"IF(Q704<>0,Q703/Q704,\"\")","v":""},null,false,false,false,false,false]
[null,null,2020,{"$f":"IF(D706<>0,D705/D706,\"\")","v":""},"","","","","","","","","","","",null,{"$f":"IF(Q706<>0,Q705/Q706,\"\")","v":""},null,false,false,false,false,false]
[null,null,2019,{"$f":"IF(D708<>0,D707/D708,\"\")","v":""},"","","","","","","","","","","",null,{"$f":"IF(Q708<>0,Q707/Q708,\"\")","v":""},null,false,false,false,false,false]
[null,null,2018,{"$f":"IF(D710<>0,D709/D710,\"\")","v":""},"","","","","","","","","","","",null,{"$f":"IF(Q710<>0,Q709/Q710,\"\")","v":""},null,false,false,false,false,false]
[null,null,2017,{"$f":"IF(D712<>0,D711/D712,\"\")","v":""},"","","","","","","","","","","",null,{"$f":"IF(Q712<>0,Q711/Q712,\"\")","v":""},null,false,{"$f":"T749","v":false},false,false,false]
[null,null,2016,{"$f":"IF(D714<>0,D713/D714,\"\")","v":""},"","","","","","","","","","","",null,{"$f":"IF(Q714<>0,Q713/Q714,\"\")","v":""},null,false,false,false,false,false]
[null,null,2015,{"$f":"IF(D716<>0,D715/D716,\"\")","v":""},"","","","","","","","","","","",null,{"$f":"IF(Q716<>0,Q715/Q716,\"\")","v":""},null,false,false,true,false,false]
[null,null,2014,{"$f":"IF(D718<>0,D717/D718,\"\")","v":""},{"$f":"IF(E718<>0,E717/E718,\"\")","v":""},"","","","","","","","","","",null,{"$f":"IF(Q718<>0,Q717/Q718,\"\")","v":""},null,false,false,true,false,false]
[null,null,2013,{"$f":"IF(D720<>0,D719/D720,\"\")","v":""},{"$f":"IF(E720<>0,E719/E720,\"\")","v":""},"","","","","","","","","","",null,{"$f":"IF(Q720<>0,Q719/Q720,\"\")","v":""},null,false,false,true,false,false]
[null,null,2012,{"$f":"IF(D722<>0,D721/D722,\"\")","v":""},{"$f":"IF(E722<>0,E721/E722,\"\")","v":""},"","","","","","","","","","",null,{"$f":"IF(Q722<>0,Q721/Q722,\"\")","v":""},null,false,false,false,false,false]
[null,null,2011,{"$f":"IF(D724<>0,D723/D724,\"\")","v":""},{"$f":"IF(E724<>0,E723/E724,\"\")","v":""},"","","","","","","","","","",null,{"$f":"IF(Q724<>0,Q723/Q724,\"\")","v":""},null,false,false,false,false,false]
[null,null,2010,{"$f":"IF(D726<>0,D725/D726,\"\")","v":""},{"$f":"IF(E726<>0,E725/E726,\"\")","v":""},"","","","","","","","","","",null,{"$f":"IF(Q726<>0,Q725/Q726,\"\")","v":""},null,false,false,false,false,false]
[null,null,2009,{"$f":"IF(D728<>0,D727/D728,\"\")","v":""},{"$f":"IF(E728<>0,E727/E728,\"\")","v":""},"","","","","","","","","","",null,{"$f":"IF(Q728<>0,Q727/Q728,\"\")","v":""},null,false,false,false,false,false]
[null,null,2008,{"$f":"IF(D730<>0,D729/D730,\"\")","v":""},{"$f":"IF(E730<>0,E729/E730,\"\")","v":""},"","","","","","","","","","",null,{"$f":"IF(Q730<>0,Q729/Q730,\"\")","v":""},null,false,false,false,false,false]
[null,null,2007,{"$f":"IF(D732<>0,D731/D732,\"\")","v":""},{"$f":"IF(E732<>0,E731/E732,\"\")","v":""},"","","","","","","","","","",null,{"$f":"IF(Q732<>0,Q731/Q732,\"\")","v":""},null,false,false,false,false,false]
[null,null,2006,{"$f":"IF(D734<>0,D733/D734,\"\")","v":""},{"$f":"IF(E734<>0,E733/E734,\"\")","v":""},"","","","","","","","","","",null,{"$f":"IF(Q734<>0,Q733/Q734,\"\")","v":""},null,false,false,false,false,false]
[null,null,2005,{"$f":"IF(D736<>0,D735/D736,\"\")","v":""},{"$f":"IF(E736<>0,E735/E736,\"\")","v":""},"","","","","","","","","","",null,{"$f":"IF(Q736<>0,Q735/Q736,\"\")","v":""},null,false,false,false,false,false]
[null,null,null,null,null,null,null,null,null,null,null,null,null,null,null,null,null,null,{"$f":"S748","v":false},{"$f":"T748","v":false},null,{"$f":"V748","v":false},false]
[null,null,null,null,null,null,null,null,null,null,null,null,null,null,null,null,null,null,null,{"$f":"T763","v":false},null,null,false]
[null,"Energy Source",null,null,null,"UNIT","Notes",null,null,null,null,null,null,null,null,null,null,null,null,{"$f":"VLOOKUP(B766,$T$5:$U$24,2,)","v":false},null,null,{"$f":"AND(S765:V765)","v":false}]
["back to top",{"$f":"B684+1","v":10},{"$f":"VLOOKUP(B766,$B$5:$F$24,2,)","v":0},null,null,{"$f":"IFERROR(VLOOKUP(C766,EnergyUnits,2,),\"none\")","v":"none"},"Location, day of month read, etc",null,null,null,null,null,null,null,null,null,null,null,null,{"$f":"T765","v":false},null,null,{"$f":"AND(S766:V766)","v":false}]
[null,null,null,null,null,null,null,null,null,null,null,null,null,null,null,null,null,null,null,{"$f":"T766","v":false},null,null,false]
[null,null,null,{"$f":"Support!$L$5","v":"Jan"},{"$f":"Support!$L$6","v":"Feb"},{"$f":"Support!$L$7","v":"Mar"},{"$f":"Support!$L$8","v":"Apr"},{"$f":"Support!$L$9","v":"May"},{"$f":"Support!$L$10","v":"Jun"},{"$f":"Support!$L$11","v":"Jul"},{"$f":"Support!$L$12","v":"Aug"},{"$f":"Support!$L$13","v":"Sep"},{"$f":"Support!$L$14","v":"Oct"},{"$f":"Support!$L$15","v":"Nov"},{"$f":"Support!$L$16","v":"Dec"},null,"YEAR",null,null,{"$f":"T767","v":false},null,null,false]
[null,{"$f":"FinalYear","v":2029},"$$",null,null,null,null,null,null,null,null,null,null,null,null,null,{"$f":"SUM(D769:O769)","v":0},null,null,false,{"$f":"VLOOKUP(B769,ActiveYears,2,)","v":false},null,false]
[null,null,"Qty",null,null,null,null,null,null,null,null,null,null,null,null,null,0,null,{"$f":"IF(F766=\"none\",FALSE,TRUE)","v":false},false,{"$f":"U769","v":false},null,false]
[null,{"$f":"B769-1","v":2028},"$$",null,null,null,null,null,null,null,null,null,null,null,null,null,0,null,null,false,{"$f":"VLOOKUP(B771,ActiveYears,2,)","v":false},null,false]
[null,null,"Qty",null,null,null,null,null,null,null,null,null,null,null,null,null,0,null,{"$f":"S770","v":false},false,{"$f":"U771","v":false},null,false]
[null,{"$f":"B771-1","v":2027},"$$",null,null,null,null,null,null,null,null,null,null,null,null,null,0,null,null,false,{"$f":"VLOOKUP(B773,ActiveYears,2,)","v":false},null,false]
[null,null,"Qty",null,null,null,null,null,null,null,null,null,null,null,null,null,0,null,{"$f":"S772","v":false},false,{"$f":"U773","v":false},null,false]
[null,{"$f":"B773-1","v":2026},"$$",null,null,null,null,null,null,null,null,null,null,null,null,null,0,null,null,false,{"$f":"VLOOKUP(B775,ActiveYears,2,)","v":false},null,false]
[null,null,"Qty",null,null,null,null,null,null,null,null,null,null,null,null,null,0,null,{"$f":"S774","v":false},false,{"$f":"U775","v":false},null,false]
[null,{"$f":"B775-1","v":2025},"$$",null,null,null,null,null,null,null,null,null,null,null,null,null,0,null,null,false,{"$f":"VLOOKUP(B777,ActiveYears,2,)","v":false},null,false]
[null,null,"Qty",null,null,null,null,null,null,null,null,null,null,null,null,null,0,null,{"$f":"S776","v":false},false,{"$f":"U777","v":false},null,false]
[null,{"$f":"B777-1","v":2024},"$$",null,null,null,null,null,null,null,null,null,null,null,null,null,0,null,null,false,{"$f":"VLOOKUP(B779,ActiveYears,2,)","v":false},null,false]
[null,null,"Qty",null,null,null,null,null,null,null,null,null,null,null,null,null,0,null,{"$f":"S778","v":false},false,{"$f":"U779","v":false},null,false]
[null,{"$f":"B779-1","v":2023},"$$",null,null,null,null,null,null,null,null,null,null,null,null,null,0,null,null,false,{"$f":"VLOOKUP(B781,ActiveYears,2,)","v":false},null,false]
[null,null,"Qty",null,null,null,null,null,null,null,null,null,null,null,null,null,0,null,{"$f":"S780","v":false},false,{"$f":"U781","v":false},null,false]
[null,{"$f":"B781-1","v":2022},"$$",null,null,null,null,null,null,null,null,null,null,null,null,null,0,null,null,false,{"$f":"VLOOKUP(B783,ActiveYears,2,)","v":false},null,false]
[null,null,"Qty",null,null,null,null,null,null,null,null,null,null,null,null,null,0,null,{"$f":"S782","v":false},false,{"$f":"U783","v":false},null,false]
[null,{"$f":"B783-1","v":2021},"$$",null,null,null,null,null,null,null,null,null,null,null,null,null,0,null,null,false,{"$f":"VLOOKUP(B785,ActiveYears,2,)","v":false},null,false]
[null,null,"Qty",null,null,null,null,null,null,null,null,null,null,null,null,null,0,null,{"$f":"S784","v":false},false,{"$f":"U785","v":false},null,false]
[null,{"$f":"B785-1","v":2020},"$$",null,null,null,null,null,null,null,null,null,null,null,null,null,0,null,null,false,{"$f":"VLOOKUP(B787,ActiveYears,2,)","v":false},null,false]
[null,null,"Qty",null,null,null,null,null,null,null,null,null,null,null,null,null,0,null,{"$f":"S786","v":false},false,{"$f":"U787","v":false},null,false]
[null,{"$f":"B787-1","v":2019},"$$",null,null,null,null,null,null,null,null,null,null,null,null,null,0,null,null,false,{"$f":"VLOOKUP(B789,ActiveYears,2,)","v":false},null,false]
[null,null,"Qty",null,null,null,null,null,null,null,null,null,null,null,null,null,0,null,{"$f":"S788","v":false},false,{"$f":"U789","v":false},null,false]
[null,{"$f":"B789-1","v":2018},"$$",null,null,null,null,null,null,null,null,null,null,null,null,null,0,null,null,false,{"$f":"VLOOKUP(B791,ActiveYears,2,)","v":false},null,false]
[null,null,"Qty",null,null,null,null,null,null,null,null,null,null,null,null,null,0,null,{"$f":"S790","v":false},false,{"$f":"U791","v":false},null,false]
[null,{"$f":"B791-1","v":2017},"$$",null,null,null,null,null,null,null,null,null,null,null,null,null,0,null,null,false,{"$f":"VLOOKUP(B793,ActiveYears,2,)","v":false},null,false]
[null,null,"Qty",null,null,null,null,null,null,null,null,null,null,null,null,null,0,null,{"$f":"S792","v":false},false,{"$f":"U793","v":false},null,false]
[null,{"$f":"B793-1","v":2016},"$$",null,null,null,null,null,null,null,null,null,null,null,null,null,0,null,null,false,{"$f":"VLOOKUP(B795,ActiveYears,2,)","v":false},null,false]
[null,null,"Qty",null,null,null,null,null,null,null,null,null,null,null,null,null,0,null,{"$f":"S794","v":false},false,{"$f":"U795","v":false},null,false]
[null,{"$f":"B795-1","v":2015},"$$",null,null,null,null,null,null,null,null,null,null,null,null,null,0,null,null,false,{"$f":"VLOOKUP(B797,ActiveYears,2,)","v":true},null,false]
[null,null,"Qty",null,null,null,null,null,null,null,null,null,null,null,null,null,0,null,{"$f":"S796","v":false},false,{"$f":"U797","v":true},null,false]
[null,{"$f":"B797-1","v":2014},"$$",null,null,null,null,null,null,null,null,null,null,null,null,null,0,null,null,false,{"$f":"VLOOKUP(B799,ActiveYears,2,)","v":true},null,false]
[null,null,"Qty",null,null,null,null,null,null,null,null,null,null,null,null,null,0,null,{"$f":"S798","v":false},false,{"$f":"U799","v":true},null,false]
[null,{"$f":"B799-1","v":2013},"$$",null,null,null,null,null,null,null,null,null,null,null,null,null,0,null,null,false,{"$f":"VLOOKUP(B801,ActiveYears,2,)","v":true},null,false]
[null,null,"Qty",null,null,null,null,null,null,null,null,null,null,null,null,null,0,null,{"$f":"S800","v":false},false,{"$f":"U801","v":true},null,false]
[null,{"$f":"B801-1","v":2012},"$$",null,null,null,null,null,null,null,null,null,null,null,null,null,0,null,null,false,{"$f":"VLOOKUP(B803,ActiveYears,2,)","v":false},null,false]
[null,null,"Qty",null,null,null,null,null,null,null,null,null,null,null,null,null,0,null,{"$f":"S802","v":false},false,{"$f":"U803","v":false},null,false]
[null,{"$f":"B803-1","v":2011},"$$",null,null,null,null,null,null,null,null,null,null,null,null,null,0,null,null,false,{"$f":"VLOOKUP(B805,ActiveYears,2,)","v":false},null,false]
[null,null,"Qty",null,null,null,null,null,null,null,null,null,null,null,null,null,0,null,{"$f":"S804","v":false},false,{"$f":"U805","v":false},null,false]
[null,{"$f":"B805-1","v":2010},"$$",null,null,null,null,null,null,null,null,null,null,null,null,null,0,null,null,false,{"$f":"VLOOKUP(B807,ActiveYears,2,)","v":false},null,false]
[null,null,"Qty",null,null,null,null,null,null,null,null,null,null,null,null,null,0,null,{"$f":"S806","v":false},false,{"$f":"U807","v":false},null,false]
[null,{"$f":"B807-1","v":2009},"$$",null,null,null,null,null,null,null,null,null,null,null,null,null,0,null,null,false,{"$f":"VLOOKUP(B809,ActiveYears,2,)","v":false},null,false]
[null,null,"Qty",null,null,null,null,null,null,null,null,null,null,null,null,null,0,null,{"$f":"S808","v":false},false,{"$f":"U809","v":false},null,false]
[null,{"$f":"B809-1","v":2008},"$$",null,null,null,null,null,null,null,null,null,null,null,null,null,0,null,null,false,{"$f":"VLOOKUP(B811,ActiveYears,2,)","v":false},null,false]
[null,null,"Qty",null,null,null,null,null,null,null,null,null,null,null,null,null,0,null,{"$f":"S810","v":false},false,{"$f":"U811","v":false},null,false]
[null,{"$f":"B811-1","v":2007},"$$",null,null,null,null,null,null,null,null,null,null,null,null,null,0,null,null,false,{"$f":"VLOOKUP(B813,ActiveYears,2,)","v":false},null,false]
[null,null,"Qty",null,null,null,null,null,null,null,null,null,null,null,null,null,0,null,{"$f":"S812","v":false},false,{"$f":"U813","v":false},null,false]
[null,{"$f":"B813-1","v":2006},"$$",null,null,null,null,null,null,null,null,null,null,null,null,null,0,null,null,false,{"$f":"VLOOKUP(B815,ActiveYears,2,)","v":false},null,false]
[null,null,"Qty",null,null,null,null,null,null,null,null,null,null,null,null,null,0,null,{"$f":"S814","v":false},false,{"$f":"U815","v":false},null,false]
[null,{"$f":"B815-1","v":2005},"$$",null,null,null,null,null,null,null,null,null,null,null,null,null,0,null,null,false,{"$f":"VLOOKUP(B817,ActiveYears,2,)","v":false},null,false]
[null,null,"Qty",null,null,null,null,null,null,null,null,null,null,null,null,null,0,null,{"$f":"S816","v":false},false,{"$f":"U817","v":false},null,false]
[null,null,null,null,null,null,null,null,null,null,null,null,null,null,null,null,null,null,null,{"$f":"T790","v":false},null,null,false]
[null,"Per Unit Costs",{"$f":"B769","v":2029},{"$f":"IF(D770<>0,D769/D770,\"\")","v":""},"","","","","","","","","","","",null,{"$f":"IF(Q770<>0,Q769/Q770,\"\")","v":""},null,{"$f":"S798","v":false},{"$f":"T819","v":false},{"$f":"VLOOKUP(C820,ActiveYears,2,)","v":false},{"$f":"UnitCostStatus","v":false},false]
[null,null,{"$f":"C820-1","v":2028},{"$f":"IF(D772<>0,D771/D772,\"\")","v":""},"","","","","","","","","","","",null,{"$f":"IF(Q772<>0,Q771/Q772,\"\")","v":""},null,{"$f":"S820","v":false},false,false,{"$f":"V820","v":false},false]
[null,null,{"$f":"C821-1","v":2027},{"$f":"IF(D774<>0,D773/D774,\"\")","v":""},"","","","","","","","","","","",null,{"$f":"IF(Q774<>0,Q773/Q774,\"\")","v":""},null,false,false,false,{"$f":"V821","v":false},false]
[null,null,2026,{"$f":"IF(D776<>0,D775/D776,\"\")","v":""},"","","","","","","","","","","",null,{"$f":"IF(Q776<>0,Q775/Q776,\"\")","v":""},null,false,false,false,{"$f":"V822","v":false},false]
[null,null,2025,{"$f":"IF(D778<>0,D777/D778,\"\")","v":""},"","","","","","","","","","","",null,{"$f":"IF(Q778<>0,Q777/Q778,\"\")","v":""},null,false,false,false,false,false]
[null,null,2024,{"$f":"IF(D780<>0,D779/D780,\"\")","v":""},"","","","","","","","","","","",null,{"$f":"IF(Q780<>0,Q779/Q780,\"\")","v":""},null,false,false,false,false,false]
[null,null,2023,{"$f":"IF(D782<>0,D781/D782,\"\")","v":""},"","","","","","","","","","","",null,{"$f":"IF(Q782<>0,Q781/Q782,\"\")","v":""},null,false,false,false,false,false]
[null,null,2022,{"$f":"IF(D784<>0,D783/D784,\"\")","v":""},"","","","","","","","","","","",null,{"$f":"IF(Q784<>0,Q783/Q784,\"\")","v":""},null,false,false,false,false,false]
[null,null,2021,{"$f":"IF(D786<>0,D785/D786,\"\")","v":""},"","","","","","","","","","","",null,{"$f":"IF(Q786<>0,Q785/Q786,\"\")","v":""},null,false,false,false,false,false]
[null,null,2020,{"$f":"IF(D788<>0,D787/D788,\"\")","v":""},"","","","","","","","","","","",null,{"$f":"IF(Q788<>0,Q787/Q788,\"\")","v":""},null,false,false,false,false,false]
[null,null,2019,{"$f":"IF(D790<>0,D789/D790,\"\")","v":""},"","","","","","","","","","","",null,{"$f":"IF(Q790<>0,Q789/Q790,\"\")","v":""},null,false,false,false,false,false]
[null,null,2018,{"$f":"IF(D792<>0,D791/D792,\"\")","v":""},"","","","","","","","","","","",null,{"$f":"IF(Q792<>0,Q791/Q792,\"\")","v":""},null,false,false,false,false,false]
[null,null,2017,{"$f":"IF(D794<>0,D793/D794,\"\")","v":""},"","","","","","","","","","","",null,{"$f":"IF(Q794<>0,Q793/Q794,\"\")","v":""},null,false,{"$f":"T831","v":false},false,false,false]
[null,null,2016,{"$f":"IF(D796<>0,D795/D796,\"\")","v":""},"","","","","","","","","","","",null,{"$f":"IF(Q796<>0,Q795/Q796,\"\")","v":""},null,false,false,false,false,false]
[null,null,2015,{"$f":"IF(D798<>0,D797/D798,\"\")","v":""},"","","","","","","","","","","",null,{"$f":"IF(Q798<>0,Q797/Q798,\"\")","v":""},null,false,false,true,false,false]
[null,null,2014,{"$f":"IF(D800<>0,D799/D800,\"\")","v":""},{"$f":"IF(E800<>0,E799/E800,\"\")","v":""},"","","","","","","","","","",null,{"$f":"IF(Q800<>0,Q799/Q800,\"\")","v":""},null,false,false,true,false,false]
[null,null,2013,{"$f":"IF(D802<>0,D801/D802,\"\")","v":""},{"$f":"IF(E802<>0,E801/E802,\"\")","v":""},"","","","","","","","","","",null,{"$f":"IF(Q802<>0,Q801/Q802,\"\")","v":""},null,false,false,true,false,false]
[null,null,2012,{"$f":"IF(D804<>0,D803/D804,\"\")","v":""},{"$f":"IF(E804<>0,E803/E804,\"\")","v":""},"","","","","","","","","","",null,{"$f":"IF(Q804<>0,Q803/Q804,\"\")","v":""},null,false,false,false,false,false]
[null,null,2011,{"$f":"IF(D806<>0,D805/D806,\"\")","v":""},{"$f":"IF(E806<>0,E805/E806,\"\")","v":""},"","","","","","","","","","",null,{"$f":"IF(Q806<>0,Q805/Q806,\"\")","v":""},null,false,false,false,false,false]
[null,null,2010,{"$f":"IF(D808<>0,D807/D808,\"\")","v":""},{"$f":"IF(E808<>0,E807/E808,\"\")","v":""},"","","","","","","","","","",null,{"$f":"IF(Q808<>0,Q807/Q808,\"\")","v":""},null,false,false,false,false,false]
[null,null,2009,{"$f":"IF(D810<>0,D809/D810,\"\")","v":""},{"$f":"IF(E810<>0,E809/E810,\"\")","v":""},"","","","","","","","","","",null,{"$f":"IF(Q810<>0,Q809/Q810,\"\")","v":""},null,false,false,false,false,false]
[null,null,2008,{"$f":"IF(D812<>0,D811/D812,\"\")","v":""},{"$f":"IF(E812<>0,E811/E812,\"\")","v":""},"","","","","","","","","","",null,{"$f":"IF(Q812<>0,Q811/Q812,\"\")","v":""},null,false,false,false,false,false]
[null,null,2007,{"$f":"IF(D814<>0,D813/D814,\"\")","v":""},{"$f":"IF(E814<>0,E813/E814,\"\")","v":""},"","","","","","","","","","",null,{"$f":"IF(Q814<>0,Q813/Q814,\"\")","v":""},null,false,false,false,false,false]
[null,null,2006,{"$f":"IF(D816<>0,D815/D816,\"\")","v":""},{"$f":"IF(E816<>0,E815/E816,\"\")","v":""},"","","","","","","","","","",null,{"$f":"IF(Q816<>0,Q815/Q816,\"\")","v":""},null,false,false,false,false,false]
[null,null,2005,{"$f":"IF(D818<>0,D817/D818,\"\")","v":""},{"$f":"IF(E818<>0,E817/E818,\"\")","v":""},"","","","","","","","","","",null,{"$f":"IF(Q818<>0,Q817/Q818,\"\")","v":""},null,false,false,false,false,false]
[null,null,null,null,null,null,null,null,null,null,null,null,null,null,null,null,null,null,{"$f":"S830","v":false},{"$f":"T830","v":false},null,{"$f":"V830","v":false},false]
[null,null,null,null,null,null,null,null,null,null,null,null,null,null,null,null,null,null,null,{"$f":"T845","v":false},null,null,false]
[null,"Energy Source",null,null,null,"UNIT","Notes",null,null,null,null,null,null,null,null,null,null,null,null,{"$f":"VLOOKUP(B848,$T$5:$U$24,2,)","v":false},null,null,{"$f":"AND(S847:V847)","v":false}]
["back to top",{"$f":"B766+1","v":11},{"$f":"VLOOKUP(B848,$B$5:$F$24,2,)","v":0},null,null,{"$f":"IFERROR(VLOOKUP(C848,EnergyUnits,2,),\"none\")","v":"none"},"Location, day of month read, etc",null,null,null,null,null,null,null,null,null,null,null,null,{"$f":"T847","v":false},null,null,{"$f":"AND(S848:V848)","v":false}]
[null,null,null,null,null,null,null,null,null,null,null,null,null,null,null,null,null,null,null,{"$f":"T848","v":false},null,null,false]
[null,null,null,{"$f":"Support!$L$5","v":"Jan"},{"$f":"Support!$L$6","v":"Feb"},{"$f":"Support!$L$7","v":"Mar"},{"$f":"Support!$L$8","v":"Apr"},{"$f":"Support!$L$9","v":"May"},{"$f":"Support!$L$10","v":"Jun"},{"$f":"Support!$L$11","v":"Jul"},{"$f":"Support!$L$12","v":"Aug"},{"$f":"Support!$L$13","v":"Sep"},{"$f":"Support!$L$14","v":"Oct"},{"$f":"Support!$L$15","v":"Nov"},{"$f":"Support!$L$16","v":"Dec"},null,"YEAR",null,null,{"$f":"T849","v":false},null,null,false]
[null,{"$f":"FinalYear","v":2029},"$$",null,null,null,null,null,null,null,null,null,null,null,null,null,{"$f":"SUM(D851:O851)","v":0},null,null,false,{"$f":"VLOOKUP(B851,ActiveYears,2,)","v":false},null,false]
[null,null,"Qty",null,null,null,null,null,null,null,null,null,null,null,null,null,0,null,{"$f":"IF(F848=\"none\",FALSE,TRUE)","v":false},false,{"$f":"U851","v":false},null,false]
[null,{"$f":"B851-1","v":2028},"$$",null,null,null,null,null,null,null,null,null,null,null,null,null,0,null,null,false,{"$f":"VLOOKUP(B853,ActiveYears,2,)","v":false},null,false]
[null,null,"Qty",null,null,null,null,null,null,null,null,null,null,null,null,null,0,null,{"$f":"S852","v":false},false,{"$f":"U853","v":false},null,false]
[null,{"$f":"B853-1","v":2027},"$$",null,null,null,null,null,null,null,null,null,null,null,null,null,0,null,null,false,{"$f":"VLOOKUP(B855,ActiveYears,2,)","v":false},null,false]
[null,null,"Qty",null,null,null,null,null,null,null,null,null,null,null,null,null,0,null,{"$f":"S854","v":false},false,{"$f":"U855","v":false},null,false]
[null,{"$f":"B855-1","v":2026},"$$",null,null,null,null,null,null,null,null,null,null,null,null,null,0,null,null,false,{"$f":"VLOOKUP(B857,ActiveYears,2,)","v":false},null,false]
[null,null,"Qty",null,null,null,null,null,null,null,null,null,null,null,null,null,0,null,{"$f":"S856","v":false},false,{"$f":"U857","v":false},null,false]
[null,{"$f":"B857-1","v":2025},"$$",null,null,null,null,null,null,null,null,null,null,null,null,null,0,null,null,false,{"$f":"VLOOKUP(B859,ActiveYears,2,)","v":false},null,false]
[null,null,"Qty",null,null,null,null,null,null,null,null,null,null,null,null,null,0,null,{"$f":"S858","v":false},false,{"$f":"U859","v":false},null,false]
[null,{"$f":"B859-1","v":2024},"$$",null,null,null,null,null,null,null,null,null,null,null,null,null,0,null,null,false,{"$f":"VLOOKUP(B861,ActiveYears,2,)","v":false},null,false]
[null,null,"Qty",null,null,null,null,null,null,null,null,null,null,null,null,null,0,null,{"$f":"S860","v":false},false,{"$f":"U861","v":false},null,false]
[null,{"$f":"B861-1","v":2023},"$$",null,null,null,null,null,null,null,null,null,null,null,null,null,0,null,null,false,{"$f":"VLOOKUP(B863,ActiveYears,2,)","v":false},null,false]
[null,null,"Qty",null,null,null,null,null,null,null,null,null,null,null,null,null,0,null,{"$f":"S862","v":false},false,{"$f":"U863","v":false},null,false]
[null,{"$f":"B863-1","v":2022},"$$",null,null,null,null,null,null,null,null,null,null,null,null,null,0,null,null,false,{"$f":"VLOOKUP(B865,ActiveYears,2,)","v":false},null,false]
[null,null,"Qty",null,null,null,null,null,null,null,null,null,null,null,null,null,0,null,{"$f":"S864","v":false},false,{"$f":"U865","v":false},null,false]
[null,{"$f":"B865-1","v":2021},"$$",null,null,null,null,null,null,null,null,null,null,null,null,null,0,null,null,false,{"$f":"VLOOKUP(B867,ActiveYears,2,)","v":false},null,false]
[null,null,"Qty",null,null,null,null,null,null,null,null,null,null,null,null,null,0,null,{"$f":"S866","v":false},false,{"$f":"U867","v":false},null,false]
[null,{"$f":"B867-1","v":2020},"$$",null,null,null,null,null,null,null,null,null,null,null,null,null,0,null,null,false,{"$f":"VLOOKUP(B869,ActiveYears,2,)","v":false},null,false]
[null,null,"Qty",null,null,null,null,null,null,null,null,null,null,null,null,null,0,null,{"$f":"S868","v":false},false,{"$f":"U869","v":false},null,false]
[null,{"$f":"B869-1","v":2019},"$$",null,null,null,null,null,null,null,null,null,null,null,null,null,0,null,null,false,{"$f":"VLOOKUP(B871,ActiveYears,2,)","v":false},null,false]
[null,null,"Qty",null,null,null,null,null,null,null,null,null,null,null,null,null,0,null,{"$f":"S870","v":false},false,{"$f":"U871","v":false},null,false]
[null,{"$f":"B871-1","v":2018},"$$",null,null,null,null,null,null,null,null,null,null,null,null,null,0,null,null,false,{"$f":"VLOOKUP(B873,ActiveYears,2,)","v":false},null,false]
[null,null,"Qty",null,null,null,null,null,null,null,null,null,null,null,null,null,0,null,{"$f":"S872","v":false},false,{"$f":"U873","v":false},null,false]
[null,{"$f":"B873-1","v":2017},"$$",null,null,null,null,null,null,null,null,null,null,null,null,null,0,null,null,false,{"$f":"VLOOKUP(B875,ActiveYears,2,)","v":false},null,false]
[null,null,"Qty",null,null,null,null,null,null,null,null,null,null,null,null,null,0,null,{"$f":"S874","v":false},false,{"$f":"U875","v":false},null,false]
[null,{"$f":"B875-1","v":2016},"$$",null,null,null,null,null,null,null,null,null,null,null,null,null,0,null,null,false,{"$f":"VLOOKUP(B877,ActiveYears,2,)","v":false},null,false]
[null,null,"Qty",null,null,null,null,null,null,null,null,null,null,null,null,null,0,null,{"$f":"S876","v":false},false,{"$f":"U877","v":false},null,false]
[null,{"$f":"B877-1","v":2015},"$$",null,null,null,null,null,null,null,null,null,null,null,null,null,0,null,null,false,{"$f":"VLOOKUP(B879,ActiveYears,2,)","v":true},null,false]
[null,null,"Qty",null,null,null,null,null,null,null,null,null,null,null,null,null,0,null,{"$f":"S878","v":false},false,{"$f":"U879","v":true},null,false]
[null,{"$f":"B879-1","v":2014},"$$",null,null,null,null,null,null,null,null,null,null,null,null,null,0,null,null,false,{"$f":"VLOOKUP(B881,ActiveYears,2,)","v":true},null,false]
[null,null,"Qty",null,null,null,null,null,null,null,null,null,null,null,null,null,0,null,{"$f":"S880","v":false},false,{"$f":"U881","v":true},null,false]
[null,{"$f":"B881-1","v":2013},"$$",null,null,null,null,null,null,null,null,null,null,null,null,null,0,null,null,false,{"$f":"VLOOKUP(B883,ActiveYears,2,)","v":true},null,false]
[null,null,"Qty",null,null,null,null,null,null,null,null,null,null,null,null,null,0,null,{"$f":"S882","v":false},false,{"$f":"U883","v":true},null,false]
[null,{"$f":"B883-1","v":2012},"$$",null,null,null,null,null,null,null,null,null,null,null,null,null,0,null,null,false,{"$f":"VLOOKUP(B885,ActiveYears,2,)","v":false},null,false]
[null,null,"Qty",null,null,null,null,null,null,null,null,null,null,null,null,null,0,null,{"$f":"S884","v":false},false,{"$f":"U885","v":false},null,false]
[null,{"$f":"B885-1","v":2011},"$$",null,null,null,null,null,null,null,null,null,null,null,null,null,0,null,null,false,{"$f":"VLOOKUP(B887,ActiveYears,2,)","v":false},null,false]
[null,null,"Qty",null,null,null,null,null,null,null,null,null,null,null,null,null,0,null,{"$f":"S886","v":false},false,{"$f":"U887","v":false},null,false]
[null,{"$f":"B887-1","v":2010},"$$",null,null,null,null,null,null,null,null,null,null,null,null,null,0,null,null,false,{"$f":"VLOOKUP(B889,ActiveYears,2,)","v":false},null,false]
[null,null,"Qty",null,null,null,null,null,null,null,null,null,null,null,null,null,0,null,{"$f":"S888","v":false},false,{"$f":"U889","v":false},null,false]
[null,{"$f":"B889-1","v":2009},"$$",null,null,null,null,null,null,null,null,null,null,null,null,null,0,null,null,false,{"$f":"VLOOKUP(B891,ActiveYears,2,)","v":false},null,false]
[null,null,"Qty",null,null,null,null,null,null,null,null,null,null,null,null,null,0,null,{"$f":"S890","v":false},false,{"$f":"U891","v":false},null,false]
[null,{"$f":"B891-1","v":2008},"$$",null,null,null,null,null,null,null,null,null,null,null,null,null,0,null,null,false,{"$f":"VLOOKUP(B893,ActiveYears,2,)","v":false},null,false]
[null,null,"Qty",null,null,null,null,null,null,null,null,null,null,null,null,null,0,null,{"$f":"S892","v":false},false,{"$f":"U893","v":false},null,false]
[null,{"$f":"B893-1","v":2007},"$$",null,null,null,null,null,null,null,null,null,null,null,null,null,0,null,null,false,{"$f":"VLOOKUP(B895,ActiveYears,2,)","v":false},null,false]
[null,null,"Qty",null,null,null,null,null,null,null,null,null,null,null,null,null,0,null,{"$f":"S894","v":false},false,{"$f":"U895","v":false},null,false]
[null,{"$f":"B895-1","v":2006},"$$",null,null,null,null,null,null,null,null,null,null,null,null,null,0,null,null,false,{"$f":"VLOOKUP(B897,ActiveYears,2,)","v":false},null,false]
[null,null,"Qty",null,null,null,null,null,null,null,null,null,null,null,null,null,0,null,{"$f":"S896","v":false},false,{"$f":"U897","v":false},null,false]
[null,{"$f":"B897-1","v":2005},"$$",null,null,null,null,null,null,null,null,null,null,null,null,null,0,null,null,false,{"$f":"VLOOKUP(B899,ActiveYears,2,)","v":false},null,false]
[null,null,"Qty",null,null,null,null,null,null,null,null,null,null,null,null,null,0,null,{"$f":"S898","v":false},false,{"$f":"U899","v":false},null,false]
[null,null,null,null,null,null,null,null,null,null,null,null,null,null,null,null,null,null,null,{"$f":"T872","v":false},null,null,false]
[null,"Per Unit Costs",{"$f":"B851","v":2029},{"$f":"IF(D852<>0,D851/D852,\"\")","v":""},"","","","","","","","","","","",null,{"$f":"IF(Q852<>0,Q851/Q852,\"\")","v":""},null,{"$f":"S880","v":false},{"$f":"T901","v":false},{"$f":"VLOOKUP(C902,ActiveYears,2,)","v":false},{"$f":"UnitCostStatus","v":false},false]
[null,null,{"$f":"C902-1","v":2028},{"$f":"IF(D854<>0,D853/D854,\"\")","v":""},"","","","","","","","","","","",null,{"$f":"IF(Q854<>0,Q853/Q854,\"\")","v":""},null,{"$f":"S902","v":false},false,false,{"$f":"V902","v":false},false]
[null,null,{"$f":"C903-1","v":2027},{"$f":"IF(D856<>0,D855/D856,\"\")","v":""},"","","","","","","","","","","",null,{"$f":"IF(Q856<>0,Q855/Q856,\"\")","v":""},null,false,false,false,{"$f":"V903","v":false},false]
[null,null,2026,{"$f":"IF(D858<>0,D857/D858,\"\")","v":""},"","","","","","","","","","","",null,{"$f":"IF(Q858<>0,Q857/Q858,\"\")","v":""},null,false,false,false,{"$f":"V904","v":false},false]
[null,null,2025,{"$f":"IF(D860<>0,D859/D860,\"\")","v":""},"","","","","","","","","","","",null,{"$f":"IF(Q860<>0,Q859/Q860,\"\")","v":""},null,false,false,false,false,false]
[null,null,2024,{"$f":"IF(D862<>0,D861/D862,\"\")","v":""},"","","","","","","","","","","",null,{"$f":"IF(Q862<>0,Q861/Q862,\"\")","v":""},null,false,false,false,false,false]
[null,null,2023,{"$f":"IF(D864<>0,D863/D864,\"\")","v":""},"","","","","","","","","","","",null,{"$f":"IF(Q864<>0,Q863/Q864,\"\")","v":""},null,false,false,false,false,false]
[null,null,2022,{"$f":"IF(D866<>0,D865/D866,\"\")","v":""},"","","","","","","","","","","",null,{"$f":"IF(Q866<>0,Q865/Q866,\"\")","v":""},null,false,false,false,false,false]
[null,null,2021,{"$f":"IF(D868<>0,D867/D868,\"\")","v":""},"","","","","","","","","","","",null,{"$f":"IF(Q868<>0,Q867/Q868,\"\")","v":""},null,false,false,false,false,false]
[null,null,2020,{"$f":"IF(D870<>0,D869/D870,\"\")","v":""},"","","","","","","","","","","",null,{"$f":"IF(Q870<>0,Q869/Q870,\"\")","v":""},null,false,false,false,false,false]
[null,null,2019,{"$f":"IF(D872<>0,D871/D872,\"\")","v":""},"","","","","","","","","","","",null,{"$f":"IF(Q872<>0,Q871/Q872,\"\")","v":""},null,false,false,false,false,false]
[null,null,2018,{"$f":"IF(D874<>0,D873/D874,\"\")","v":""},"","","","","","","","","","","",null,{"$f":"IF(Q874<>0,Q873/Q874,\"\")","v":""},null,false,false,false,false,false]
[null,null,2017,{"$f":"IF(D876<>0,D875/D876,\"\")","v":""},"","","","","","","","","","","",null,{"$f":"IF(Q876<>0,Q875/Q876,\"\")","v":""},null,false,{"$f":"T913","v":false},false,false,false]
[null,null,2016,{"$f":"IF(D878<>0,D877/D878,\"\")","v":""},"","","","","","","","","","","",null,{"$f":"IF(Q878<>0,Q877/Q878,\"\")","v":""},null,false,false,false,false,false]
[null,null,2015,{"$f":"IF(D880<>0,D879/D880,\"\")","v":""},"","","","","","","","","","","",null,{"$f":"IF(Q880<>0,Q879/Q880,\"\")","v":""},null,false,false,true,false,false]
[null,null,2014,{"$f":"IF(D882<>0,D881/D882,\"\")","v":""},{"$f":"IF(E882<>0,E881/E882,\"\")","v":""},"","","","","","","","","","",null,{"$f":"IF(Q882<>0,Q881/Q882,\"\")","v":""},null,false,false,true,false,false]
[null,null,2013,{"$f":"IF(D884<>0,D883/D884,\"\")","v":""},{"$f":"IF(E884<>0,E883/E884,\"\")","v":""},"","","","","","","","","","",null,{"$f":"IF(Q884<>0,Q883/Q884,\"\")","v":""},null,false,false,true,false,false]
[null,null,2012,{"$f":"IF(D886<>0,D885/D886,\"\")","v":""},{"$f":"IF(E886<>0,E885/E886,\"\")","v":""},"","","","","","","","","","",null,{"$f":"IF(Q886<>0,Q885/Q886,\"\")","v":""},null,false,false,false,false,false]
[null,null,2011,{"$f":"IF(D888<>0,D887/D888,\"\")","v":""},{"$f":"IF(E888<>0,E887/E888,\"\")","v":""},"","","","","","","","","","",null,{"$f":"IF(Q888<>0,Q887/Q888,\"\")","v":""},null,false,false,false,false,false]
[null,null,2010,{"$f":"IF(D890<>0,D889/D890,\"\")","v":""},{"$f":"IF(E890<>0,E889/E890,\"\")","v":""},"","","","","","","","","","",null,{"$f":"IF(Q890<>0,Q889/Q890,\"\")","v":""},null,false,false,false,false,false]
[null,null,2009,{"$f":"IF(D892<>0,D891/D892,\"\")","v":""},{"$f":"IF(E892<>0,E891/E892,\"\")","v":""},"","","","","","","","","","",null,{"$f":"IF(Q892<>0,Q891/Q892,\"\")","v":""},null,false,false,false,false,false]
[null,null,2008,{"$f":"IF(D894<>0,D893/D894,\"\")","v":""},{"$f":"IF(E894<>0,E893/E894,\"\")","v":""},"","","","","","","","","","",null,{"$f":"IF(Q894<>0,Q893/Q894,\"\")","v":""},null,false,false,false,false,false]
[null,null,2007,{"$f":"IF(D896<>0,D895/D896,\"\")","v":""},{"$f":"IF(E896<>0,E895/E896,\"\")","v":""},"","","","","","","","","","",null,{"$f":"IF(Q896<>0,Q895/Q896,\"\")","v":""},null,false,false,false,false,false]
[null,null,2006,{"$f":"IF(D898<>0,D897/D898,\"\")","v":""},{"$f":"IF(E898<>0,E897/E898,\"\")","v":""},"","","","","","","","","","",null,{"$f":"IF(Q898<>0,Q897/Q898,\"\")","v":""},null,false,false,false,false,false]
[null,null,2005,{"$f":"IF(D900<>0,D899/D900,\"\")","v":""},{"$f":"IF(E900<>0,E899/E900,\"\")","v":""},"","","","","","","","","","",null,{"$f":"IF(Q900<>0,Q899/Q900,\"\")","v":""},null,false,false,false,false,false]
[null,null,null,null,null,null,null,null,null,null,null,null,null,null,null,null,null,null,{"$f":"S912","v":false},{"$f":"T912","v":false},null,{"$f":"V912","v":false},false]
[null,null,null,null,null,null,null,null,null,null,null,null,null,null,null,null,null,null,null,{"$f":"T927","v":false},null,null,false]
[null,"Energy Source",null,null,null,"UNIT","Notes",null,null,null,null,null,null,null,null,null,null,null,null,{"$f":"VLOOKUP(B930,$T$5:$U$24,2,)","v":false},null,null,{"$f":"AND(S929:V929)","v":false}]
["back to top",{"$f":"B848+1","v":12},{"$f":"VLOOKUP(B930,$B$5:$F$24,2,)","v":0},null,null,{"$f":"IFERROR(VLOOKUP(C930,EnergyUnits,2,),\"none\")","v":"none"},"Location, day of month read, etc",null,null,null,null,null,null,null,null,null,null,null,null,{"$f":"T929","v":false},null,null,{"$f":"AND(S930:V930)","v":false}]
[null,null,null,null,null,null,null,null,null,null,null,null,null,null,null,null,null,null,null,{"$f":"T930","v":false},null,null,false]
[null,null,null,{"$f":"Support!$L$5","v":"Jan"},{"$f":"Support!$L$6","v":"Feb"},{"$f":"Support!$L$7","v":"Mar"},{"$f":"Support!$L$8","v":"Apr"},{"$f":"Support!$L$9","v":"May"},{"$f":"Support!$L$10","v":"Jun"},{"$f":"Support!$L$11","v":"Jul"},{"$f":"Support!$L$12","v":"Aug"},{"$f":"Support!$L$13","v":"Sep"},{"$f":"Support!$L$14","v":"Oct"},{"$f":"Support!$L$15","v":"Nov"},{"$f":"Support!$L$16","v":"Dec"},null,"YEAR",null,null,{"$f":"T931","v":false},null,null,false]
[null,{"$f":"FinalYear","v":2029},"$$",null,null,null,null,null,null,null,null,null,null,null,null,null,{"$f":"SUM(D933:O933)","v":0},null,null,false,{"$f":"VLOOKUP(B933,ActiveYears,2,)","v":false},null,false]
[null,null,"Qty",null,null,null,null,null,null,null,null,null,null,null,null,null,0,null,{"$f":"IF(F930=\"none\",FALSE,TRUE)","v":false},false,{"$f":"U933","v":false},null,false]
[null,{"$f":"B933-1","v":2028},"$$",null,null,null,null,null,null,null,null,null,null,null,null,null,0,null,null,false,{"$f":"VLOOKUP(B935,ActiveYears,2,)","v":false},null,false]
[null,null,"Qty",null,null,null,null,null,null,null,null,null,null,null,null,null,0,null,{"$f":"S934","v":false},false,{"$f":"U935","v":false},null,false]
[null,{"$f":"B935-1","v":2027},"$$",null,null,null,null,null,null,null,null,null,null,null,null,null,0,null,null,false,{"$f":"VLOOKUP(B937,ActiveYears,2,)","v":false},null,false]
[null,null,"Qty",null,null,null,null,null,null,null,null,null,null,null,null,null,0,null,{"$f":"S936","v":false},false,{"$f":"U937","v":false},null,false]
[null,{"$f":"B937-1","v":2026},"$$",null,null,null,null,null,null,null,null,null,null,null,null,null,0,null,null,false,{"$f":"VLOOKUP(B939,ActiveYears,2,)","v":false},null,false]
[null,null,"Qty",null,null,null,null,null,null,null,null,null,null,null,null,null,0,null,{"$f":"S938","v":false},false,{"$f":"U939","v":false},null,false]
[null,{"$f":"B939-1","v":2025},"$$",null,null,null,null,null,null,null,null,null,null,null,null,null,0,null,null,false,{"$f":"VLOOKUP(B941,ActiveYears,2,)","v":false},null,false]
[null,null,"Qty",null,null,null,null,null,null,null,null,null,null,null,null,null,0,null,{"$f":"S940","v":false},false,{"$f":"U941","v":false},null,false]
[null,{"$f":"B941-1","v":2024},"$$",null,null,null,null,null,null,null,null,null,null,null,null,null,0,null,null,false,{"$f":"VLOOKUP(B943,ActiveYears,2,)","v":false},null,false]
[null,null,"Qty",null,null,null,null,null,null,null,null,null,null,null,null,null,0,null,{"$f":"S942","v":false},false,{"$f":"U943","v":false},null,false]
[null,{"$f":"B943-1","v":2023},"$$",null,null,null,null,null,null,null,null,null,null,null,null,null,0,null,null,false,{"$f":"VLOOKUP(B945,ActiveYears,2,)","v":false},null,false]
[null,null,"Qty",null,null,null,null,null,null,null,null,null,null,null,null,null,0,null,{"$f":"S944","v":false},false,{"$f":"U945","v":false},null,false]
[null,{"$f":"B945-1","v":2022},"$$",null,null,null,null,null,null,null,null,null,null,null,null,null,0,null,null,false,{"$f":"VLOOKUP(B947,ActiveYears,2,)","v":false},null,false]
[null,null,"Qty",null,null,null,null,null,null,null,null,null,null,null,null,null,0,null,{"$f":"S946","v":false},false,{"$f":"U947","v":false},null,false]
[null,{"$f":"B947-1","v":2021},"$$",null,null,null,null,null,null,null,null,null,null,null,null,null,0,null,null,false,{"$f":"VLOOKUP(B949,ActiveYears,2,)","v":false},null,false]
[null,null,"Qty",null,null,null,null,null,null,null,null,null,null,null,null,null,0,null,{"$f":"S948","v":false},false,{"$f":"U949","v":false},null,false]
[null,{"$f":"B949-1","v":2020},"$$",null,null,null,null,null,null,null,null,null,null,null,null,null,0,null,null,false,{"$f":"VLOOKUP(B951,ActiveYears,2,)","v":false},null,false]
[null,null,"Qty",null,null,null,null,null,null,null,null,null,null,null,null,null,0,null,{"$f":"S950","v":false},false,{"$f":"U951","v":false},null,false]
[null,{"$f":"B951-1","v":2019},"$$",null,null,null,null,null,null,null,null,null,null,null,null,null,0,null,null,false,{"$f":"VLOOKUP(B953,ActiveYears,2,)","v":false},null,false]
[null,null,"Qty",null,null,null,null,null,null,null,null,null,null,null,null,null,0,null,{"$f":"S952","v":false},false,{"$f":"U953","v":false},null,false]
[null,{"$f":"B953-1","v":2018},"$$",null,null,null,null,null,null,null,null,null,null,null,null,null,0,null,null,false,{"$f":"VLOOKUP(B955,ActiveYears,2,)","v":false},null,false]
[null,null,"Qty",null,null,null,null,null,null,null,null,null,null,null,null,null,0,null,{"$f":"S954","v":false},false,{"$f":"U955","v":false},null,false]
[null,{"$f":"B955-1","v":2017},"$$",null,null,null,null,null,null,null,null,null,null,null,null,null,0,null,null,false,{"$f":"VLOOKUP(B957,ActiveYears,2,)","v":false},null,false]
[null,null,"Qty",null,null,null,null,null,null,null,null,null,null,null,null,null,0,null,{"$f":"S956","v":false},false,{"$f":"U957","v":false},null,false]
[null,{"$f":"B957-1","v":2016},"$$",null,null,null,null,null,null,null,null,null,null,null,null,null,0,null,null,false,{"$f":"VLOOKUP(B959,ActiveYears,2,)","v":false},null,false]
[null,null,"Qty",null,null,null,null,null,null,null,null,null,null,null,null,null,0,null,{"$f":"S958","v":false},false,{"$f":"U959","v":false},null,false]
[null,{"$f":"B959-1","v":2015},"$$",null,null,null,null,null,null,null,null,null,null,null,null,null,0,null,null,false,{"$f":"VLOOKUP(B961,ActiveYears,2,)","v":true},null,false]
[null,null,"Qty",null,null,null,null,null,null,null,null,null,null,null,null,null,0,null,{"$f":"S960","v":false},false,{"$f":"U961","v":true},null,false]
[null,{"$f":"B961-1","v":2014},"$$",null,null,null,null,null,null,null,null,null,null,null,null,null,0,null,null,false,{"$f":"VLOOKUP(B963,ActiveYears,2,)","v":true},null,false]
[null,null,"Qty",null,null,null,null,null,null,null,null,null,null,null,null,null,0,null,{"$f":"S962","v":false},false,{"$f":"U963","v":true},null,false]
[null,{"$f":"B963-1","v":2013},"$$",null,null,null,null,null,null,null,null,null,null,null,null,null,0,null,null,false,{"$f":"VLOOKUP(B965,ActiveYears,2,)","v":true},null,false]
[null,null,"Qty",null,null,null,null,null,null,null,null,null,null,null,null,null,0,null,{"$f":"S964","v":false},false,{"$f":"U965","v":true},null,false]
[null,{"$f":"B965-1","v":2012},"$$",null,null,null,null,null,null,null,null,null,null,null,null,null,0,null,null,false,{"$f":"VLOOKUP(B967,ActiveYears,2,)","v":false},null,false]
[null,null,"Qty",null,null,null,null,null,null,null,null,null,null,null,null,null,0,null,{"$f":"S966","v":false},false,{"$f":"U967","v":false},null,false]
[null,{"$f":"B967-1","v":2011},"$$",null,null,null,null,null,null,null,null,null,null,null,null,null,0,null,null,false,{"$f":"VLOOKUP(B969,ActiveYears,2,)","v":false},null,false]
[null,null,"Qty",null,null,null,null,null,null,null,null,null,null,null,null,null,0,null,{"$f":"S968","v":false},false,{"$f":"U969","v":false},null,false]
[null,{"$f":"B969-1","v":2010},"$$",null,null,null,null,null,null,null,null,null,null,null,null,null,0,null,null,false,{"$f":"VLOOKUP(B971,ActiveYears,2,)","v":false},null,false]
[null,null,"Qty",null,null,null,null,null,null,null,null,null,null,null,null,null,0,null,{"$f":"S970","v":false},false,{"$f":"U971","v":false},null,false]
[null,{"$f":"B971-1","v":2009},"$$",null,null,null,null,null,null,null,null,null,null,null,null,null,0,null,null,false,{"$f":"VLOOKUP(B973,ActiveYears,2,)","v":false},null,false]
[null,null,"Qty",null,null,null,null,null,null,null,null,null,null,null,null,null,0,null,{"$f":"S972","v":false},false,{"$f":"U973","v":false},null,false]
[null,{"$f":"B973-1","v":2008},"$$",null,null,null,null,null,null,null,null,null,null,null,null,null,0,null,null,false,{"$f":"VLOOKUP(B975,ActiveYears,2,)","v":false},null,false]
[null,null,"Qty",null,null,null,null,null,null,null,null,null,null,null,null,null,0,null,{"$f":"S974","v":false},false,{"$f":"U975","v":false},null,false]
[null,{"$f":"B975-1","v":2007},"$$",null,null,null,null,null,null,null,null,null,null,null,null,null,0,null,null,false,{"$f":"VLOOKUP(B977,ActiveYears,2,)","v":false},null,false]
[null,null,"Qty",null,null,null,null,null,null,null,null,null,null,null,null,null,0,null,{"$f":"S976","v":false},false,{"$f":"U977","v":false},null,false]
[null,{"$f":"B977-1","v":2006},"$$",null,null,null,null,null,null,null,null,null,null,null,null,null,0,null,null,false,{"$f":"VLOOKUP(B979,ActiveYears,2,)","v":false},null,false]
[null,null,"Qty",null,null,null,null,null,null,null,null,null,null,null,null,null,0,null,{"$f":"S978","v":false},false,{"$f":"U979","v":false},null,false]
[null,{"$f":"B979-1","v":2005},"$$",null,null,null,null,null,null,null,null,null,null,null,null,null,0,null,null,false,{"$f":"VLOOKUP(B981,ActiveYears,2,)","v":false},null,false]
[null,null,"Qty",null,null,null,null,null,null,null,null,null,null,null,null,null,0,null,{"$f":"S980","v":false},false,{"$f":"U981","v":false},null,false]
[null,null,null,null,null,null,null,null,null,null,null,null,null,null,null,null,null,null,null,{"$f":"T954","v":false},null,null,false]
[null,"Per Unit Costs",{"$f":"B933","v":2029},{"$f":"IF(D934<>0,D933/D934,\"\")","v":""},"","","","","","","","","","","",null,{"$f":"IF(Q934<>0,Q933/Q934,\"\")","v":""},null,{"$f":"S962","v":false},{"$f":"T983","v":false},{"$f":"VLOOKUP(C984,ActiveYears,2,)","v":false},{"$f":"UnitCostStatus","v":false},false]
[null,null,{"$f":"C984-1","v":2028},{"$f":"IF(D936<>0,D935/D936,\"\")","v":""},"","","","","","","","","","","",null,{"$f":"IF(Q936<>0,Q935/Q936,\"\")","v":""},null,{"$f":"S984","v":false},false,false,{"$f":"V984","v":false},false]
[null,null,{"$f":"C985-1","v":2027},{"$f":"IF(D938<>0,D937/D938,\"\")","v":""},"","","","","","","","","","","",null,{"$f":"IF(Q938<>0,Q937/Q938,\"\")","v":""},null,false,false,false,{"$f":"V985","v":false},false]
[null,null,2026,{"$f":"IF(D940<>0,D939/D940,\"\")","v":""},"","","","","","","","","","","",null,{"$f":"IF(Q940<>0,Q939/Q940,\"\")","v":""},null,false,false,false,{"$f":"V986","v":false},false]
[null,null,2025,{"$f":"IF(D942<>0,D941/D942,\"\")","v":""},"","","","","","","","","","","",null,{"$f":"IF(Q942<>0,Q941/Q942,\"\")","v":""},null,false,false,false,false,false]
[null,null,2024,{"$f":"IF(D944<>0,D943/D944,\"\")","v":""},"","","","","","","","","","","",null,{"$f":"IF(Q944<>0,Q943/Q944,\"\")","v":""},null,false,false,false,false,false]
[null,null,2023,{"$f":"IF(D946<>0,D945/D946,\"\")","v":""},"","","","","","","","","","","",null,{"$f":"IF(Q946<>0,Q945/Q946,\"\")","v":""},null,false,false,false,false,false]
[null,null,2022,{"$f":"IF(D948<>0,D947/D948,\"\")","v":""},"","","","","","","","","","","",null,{"$f":"IF(Q948<>0,Q947/Q948,\"\")","v":""},null,false,false,false,false,false]
[null,null,2021,{"$f":"IF(D950<>0,D949/D950,\"\")","v":""},"","","","","","","","","","","",null,{"$f":"IF(Q950<>0,Q949/Q950,\"\")","v":""},null,false,false,false,false,false]
[null,null,2020,{"$f":"IF(D952<>0,D951/D952,\"\")","v":""},"","","","","","","","","","","",null,{"$f":"IF(Q952<>0,Q951/Q952,\"\")","v":""},null,false,false,false,false,false]
[null,null,2019,{"$f":"IF(D954<>0,D953/D954,\"\")","v":""},"","","","","","","","","","","",null,{"$f":"IF(Q954<>0,Q953/Q954,\"\")","v":""},null,false,false,false,false,false]
[null,null,2018,{"$f":"IF(D956<>0,D955/D956,\"\")","v":""},"","","","","","","","","","","",null,{"$f":"IF(Q956<>0,Q955/Q956,\"\")","v":""},null,false,false,false,false,false]
[null,null,2017,{"$f":"IF(D958<>0,D957/D958,\"\")","v":""},"","","","","","","","","","","",null,{"$f":"IF(Q958<>0,Q957/Q958,\"\")","v":""},null,false,{"$f":"T995","v":false},false,false,false]
[null,null,2016,{"$f":"IF(D960<>0,D959/D960,\"\")","v":""},"","","","","","","","","","","",null,{"$f":"IF(Q960<>0,Q959/Q960,\"\")","v":""},null,false,false,false,false,false]
[null,null,2015,{"$f":"IF(D962<>0,D961/D962,\"\")","v":""},"","","","","","","","","","","",null,{"$f":"IF(Q962<>0,Q961/Q962,\"\")","v":""},null,false,false,true,false,false]
[null,null,2014,{"$f":"IF(D964<>0,D963/D964,\"\")","v":""},{"$f":"IF(E964<>0,E963/E964,\"\")","v":""},"","","","","","","","","","",null,{"$f":"IF(Q964<>0,Q963/Q964,\"\")","v":""},null,false,false,true,false,false]
[null,null,2013,{"$f":"IF(D966<>0,D965/D966,\"\")","v":""},{"$f":"IF(E966<>0,E965/E966,\"\")","v":""},"","","","","","","","","","",null,{"$f":"IF(Q966<>0,Q965/Q966,\"\")","v":""},null,false,false,true,false,false]
[null,null,2012,{"$f":"IF(D968<>0,D967/D968,\"\")","v":""},{"$f":"IF(E968<>0,E967/E968,\"\")","v":""},"","","","","","","","","","",null,{"$f":"IF(Q968<>0,Q967/Q968,\"\")","v":""},null,false,false,false,false,false]
[null,null,2011,{"$f":"IF(D970<>0,D969/D970,\"\")","v":""},{"$f":"IF(E970<>0,E969/E970,\"\")","v":""},"","","","","","","","","","",null,{"$f":"IF(Q970<>0,Q969/Q970,\"\")","v":""},null,false,false,false,false,false]
[null,null,2010,{"$f":"IF(D972<>0,D971/D972,\"\")","v":""},{"$f":"IF(E972<>0,E971/E972,\"\")","v":""},"","","","","","","","","","",null,{"$f":"IF(Q972<>0,Q971/Q972,\"\")","v":""},null,false,false,false,false,false]
[null,null,2009,{"$f":"IF(D974<>0,D973/D974,\"\")","v":""},{"$f":"IF(E974<>0,E973/E974,\"\")","v":""},"","","","","","","","","","",null,{"$f":"IF(Q974<>0,Q973/Q974,\"\")","v":""},null,false,false,false,false,false]
[null,null,2008,{"$f":"IF(D976<>0,D975/D976,\"\")","v":""},{"$f":"IF(E976<>0,E975/E976,\"\")","v":""},"","","","","","","","","","",null,{"$f":"IF(Q976<>0,Q975/Q976,\"\")","v":""},null,false,false,false,false,false]
[null,null,2007,{"$f":"IF(D978<>0,D977/D978,\"\")","v":""},{"$f":"IF(E978<>0,E977/E978,\"\")","v":""},"","","","","","","","","","",null,{"$f":"IF(Q978<>0,Q977/Q978,\"\")","v":""},null,false,false,false,false,false]
[null,null,2006,{"$f":"IF(D980<>0,D979/D980,\"\")","v":""},{"$f":"IF(E980<>0,E979/E980,\"\")","v":""},"","","","","","","","","","",null,{"$f":"IF(Q980<>0,Q979/Q980,\"\")","v":""},null,false,false,false,false,false]
[null,null,2005,{"$f":"IF(D982<>0,D981/D982,\"\")","v":""},{"$f":"IF(E982<>0,E981/E982,\"\")","v":""},"","","","","","","","","","",null,{"$f":"IF(Q982<>0,Q981/Q982,\"\")","v":""},null,false,false,false,false,false]
[null,null,null,null,null,null,null,null,null,null,null,null,null,null,null,null,null,null,{"$f":"S994","v":false},{"$f":"T994","v":false},null,{"$f":"V994","v":false},false]
[null,null,null,null,null,null,null,null,null,null,null,null,null,null,null,null,null,null,null,{"$f":"T1009","v":false},null,null,false]
[null,"Energy Source",null,null,null,"UNIT","Notes",null,null,null,null,null,null,null,null,null,null,null,null,{"$f":"VLOOKUP(B1012,$T$5:$U$24,2,)","v":false},null,null,{"$f":"AND(S1011:V1011)","v":false}]
["back to top",{"$f":"B930+1","v":13},{"$f":"VLOOKUP(B1012,$B$5:$F$24,2,)","v":0},null,null,{"$f":"IFERROR(VLOOKUP(C1012,EnergyUnits,2,),\"none\")","v":"none"},"Location, day of month read, etc",null,null,null,null,null,null,null,null,null,null,null,null,{"$f":"T1011","v":false},null,null,{"$f":"AND(S1012:V1012)","v":false}]
[null,null,null,null,null,null,null,null,null,null,null,null,null,null,null,null,null,null,null,{"$f":"T1012","v":false},null,null,false]
[null,null,null,{"$f":"Support!$L$5","v":"Jan"},{"$f":"Support!$L$6","v":"Feb"},{"$f":"Support!$L$7","v":"Mar"},{"$f":"Support!$L$8","v":"Apr"},{"$f":"Support!$L$9","v":"May"},{"$f":"Support!$L$10","v":"Jun"},{"$f":"Support!$L$11","v":"Jul"},{"$f":"Support!$L$12","v":"Aug"},{"$f":"Support!$L$13","v":"Sep"},{"$f":"Support!$L$14","v":"Oct"},{"$f":"Support!$L$15","v":"Nov"},{"$f":"Support!$L$16","v":"Dec"},null,"YEAR",null,null,{"$f":"T1013","v":false},null,null,false]
[null,{"$f":"FinalYear","v":2029},"$$",null,null,null,null,null,null,null,null,null,null,null,null,null,{"$f":"SUM(D1015:O1015)","v":0},null,null,false,{"$f":"VLOOKUP(B1015,ActiveYears,2,)","v":false},null,false]
[null,null,"Qty",null,null,null,null,null,null,null,null,null,null,null,null,null,0,null,{"$f":"IF(F1012=\"none\",FALSE,TRUE)","v":false},false,{"$f":"U1015","v":false},null,false]
[null,{"$f":"B1015-1","v":2028},"$$",null,null,null,null,null,null,null,null,null,null,null,null,null,0,null,null,false,{"$f":"VLOOKUP(B1017,ActiveYears,2,)","v":false},null,false]
[null,null,"Qty",null,null,null,null,null,null,null,null,null,null,null,null,null,0,null,{"$f":"S1016","v":false},false,{"$f":"U1017","v":false},null,false]
[null,{"$f":"B1017-1","v":2027},"$$",null,null,null,null,null,null,null,null,null,null,null,null,null,0,null,null,false,{"$f":"VLOOKUP(B1019,ActiveYears,2,)","v":false},null,false]
[null,null,"Qty",null,null,null,null,null,null,null,null,null,null,null,null,null,0,null,{"$f":"S1018","v":false},false,{"$f":"U1019","v":false},null,false]
[null,{"$f":"B1019-1","v":2026},"$$",null,null,null,null,null,null,null,null,null,null,null,null,null,0,null,null,false,{"$f":"VLOOKUP(B1021,ActiveYears,2,)","v":false},null,false]
[null,null,"Qty",null,null,null,null,null,null,null,null,null,null,null,null,null,0,null,{"$f":"S1020","v":false},false,{"$f":"U1021","v":false},null,false]
[null,{"$f":"B1021-1","v":2025},"$$",null,null,null,null,null,null,null,null,null,null,null,null,null,0,null,null,false,{"$f":"VLOOKUP(B1023,ActiveYears,2,)","v":false},null,false]
[null,null,"Qty",null,null,null,null,null,null,null,null,null,null,null,null,null,0,null,{"$f":"S1022","v":false},false,{"$f":"U1023","v":false},null,false]
[null,{"$f":"B1023-1","v":2024},"$$",null,null,null,null,null,null,null,null,null,null,null,null,null,0,null,null,false,{"$f":"VLOOKUP(B1025,ActiveYears,2,)","v":false},null,false]
[null,null,"Qty",null,null,null,null,null,null,null,null,null,null,null,null,null,0,null,{"$f":"S1024","v":false},false,{"$f":"U1025","v":false},null,false]
[null,{"$f":"B1025-1","v":2023},"$$",null,null,null,null,null,null,null,null,null,null,null,null,null,0,null,null,false,{"$f":"VLOOKUP(B1027,ActiveYears,2,)","v":false},null,false]
[null,null,"Qty",null,null,null,null,null,null,null,null,null,null,null,null,null,0,null,{"$f":"S1026","v":false},false,{"$f":"U1027","v":false},null,false]
[null,{"$f":"B1027-1","v":2022},"$$",null,null,null,null,null,null,null,null,null,null,null,null,null,0,null,null,false,{"$f":"VLOOKUP(B1029,ActiveYears,2,)","v":false},null,false]
[null,null,"Qty",null,null,null,null,null,null,null,null,null,null,null,null,null,0,null,{"$f":"S1028","v":false},false,{"$f":"U1029","v":false},null,false]
[null,{"$f":"B1029-1","v":2021},"$$",null,null,null,null,null,null,null,null,null,null,null,null,null,0,null,null,false,{"$f":"VLOOKUP(B1031,ActiveYears,2,)","v":false},null,false]
[null,null,"Qty",null,null,null,null,null,null,null,null,null,null,null,null,null,0,null,{"$f":"S1030","v":false},false,{"$f":"U1031","v":false},null,false]
[null,{"$f":"B1031-1","v":2020},"$$",null,null,null,null,null,null,null,null,null,null,null,null,null,0,null,null,false,{"$f":"VLOOKUP(B1033,ActiveYears,2,)","v":false},null,false]
[null,null,"Qty",null,null,null,null,null,null,null,null,null,null,null,null,null,0,null,{"$f":"S1032","v":false},false,{"$f":"U1033","v":false},null,false]
[null,{"$f":"B1033-1","v":2019},"$$",null,null,null,null,null,null,null,null,null,null,null,null,null,0,null,null,false,{"$f":"VLOOKUP(B1035,ActiveYears,2,)","v":false},null,false]
[null,null,"Qty",null,null,null,null,null,null,null,null,null,null,null,null,null,0,null,{"$f":"S1034","v":false},false,{"$f":"U1035","v":false},null,false]
[null,{"$f":"B1035-1","v":2018},"$$",null,null,null,null,null,null,null,null,null,null,null,null,null,0,null,null,false,{"$f":"VLOOKUP(B1037,ActiveYears,2,)","v":false},null,false]
[null,null,"Qty",null,null,null,null,null,null,null,null,null,null,null,null,null,0,null,{"$f":"S1036","v":false},false,{"$f":"U1037","v":false},null,false]
[null,{"$f":"B1037-1","v":2017},"$$",null,null,null,null,null,null,null,null,null,null,null,null,null,0,null,null,false,{"$f":"VLOOKUP(B1039,ActiveYears,2,)","v":false},null,false]
[null,null,"Qty",null,null,null,null,null,null,null,null,null,null,null,null,null,0,null,{"$f":"S1038","v":false},false,{"$f":"U1039","v":false},null,false]
[null,{"$f":"B1039-1","v":2016},"$$",null,null,null,null,null,null,null,null,null,null,null,null,null,0,null,null,false,{"$f":"VLOOKUP(B1041,ActiveYears,2,)","v":false},null,false]
[null,null,"Qty",null,null,null,null,null,null,null,null,null,null,null,null,null,0,null,{"$f":"S1040","v":false},false,{"$f":"U1041","v":false},null,false]
[null,{"$f":"B1041-1","v":2015},"$$",null,null,null,null,null,null,null,null,null,null,null,null,null,0,null,null,false,{"$f":"VLOOKUP(B1043,ActiveYears,2,)","v":true},null,false]
[null,null,"Qty",null,null,null,null,null,null,null,null,null,null,null,null,null,0,null,{"$f":"S1042","v":false},false,{"$f":"U1043","v":true},null,false]
[null,{"$f":"B1043-1","v":2014},"$$",null,null,null,null,null,null,null,null,null,null,null,null,null,0,null,null,false,{"$f":"VLOOKUP(B1045,ActiveYears,2,)","v":true},null,false]
[null,null,"Qty",null,null,null,null,null,null,null,null,null,null,null,null,null,0,null,{"$f":"S1044","v":false},false,{"$f":"U1045","v":true},null,false]
[null,{"$f":"B1045-1","v":2013},"$$",null,null,null,null,null,null,null,null,null,null,null,null,null,0,null,null,false,{"$f":"VLOOKUP(B1047,ActiveYears,2,)","v":true},null,false]
[null,null,"Qty",null,null,null,null,null,null,null,null,null,null,null,null,null,0,null,{"$f":"S1046","v":false},false,{"$f":"U1047","v":true},null,false]
[null,{"$f":"B1047-1","v":2012},"$$",null,null,null,null,null,null,null,null,null,null,null,null,null,0,null,null,false,{"$f":"VLOOKUP(B1049,ActiveYears,2,)","v":false},null,false]
[null,null,"Qty",null,null,null,null,null,null,null,null,null,null,null,null,null,0,null,{"$f":"S1048","v":false},false,{"$f":"U1049","v":false},null,false]
[null,{"$f":"B1049-1","v":2011},"$$",null,null,null,null,null,null,null,null,null,null,null,null,null,0,null,null,false,{"$f":"VLOOKUP(B1051,ActiveYears,2,)","v":false},null,false]
[null,null,"Qty",null,null,null,null,null,null,null,null,null,null,null,null,null,0,null,{"$f":"S1050","v":false},false,{"$f":"U1051","v":false},null,false]
[null,{"$f":"B1051-1","v":2010},"$$",null,null,null,null,null,null,null,null,null,null,null,null,null,0,null,null,false,{"$f":"VLOOKUP(B1053,ActiveYears,2,)","v":false},null,false]
[null,null,"Qty",null,null,null,null,null,null,null,null,null,null,null,null,null,0,null,{"$f":"S1052","v":false},false,{"$f":"U1053","v":false},null,false]
[null,{"$f":"B1053-1","v":2009},"$$",null,null,null,null,null,null,null,null,null,null,null,null,null,0,null,null,false,{"$f":"VLOOKUP(B1055,ActiveYears,2,)","v":false},null,false]
[null,null,"Qty",null,null,null,null,null,null,null,null,null,null,null,null,null,0,null,{"$f":"S1054","v":false},false,{"$f":"U1055","v":false},null,false]
[null,{"$f":"B1055-1","v":2008},"$$",null,null,null,null,null,null,null,null,null,null,null,null,null,0,null,null,false,{"$f":"VLOOKUP(B1057,ActiveYears,2,)","v":false},null,false]
[null,null,"Qty",null,null,null,null,null,null,null,null,null,null,null,null,null,0,null,{"$f":"S1056","v":false},false,{"$f":"U1057","v":false},null,false]
[null,{"$f":"B1057-1","v":2007},"$$",null,null,null,null,null,null,null,null,null,null,null,null,null,0,null,null,false,{"$f":"VLOOKUP(B1059,ActiveYears,2,)","v":false},null,false]
[null,null,"Qty",null,null,null,null,null,null,null,null,null,null,null,null,null,0,null,{"$f":"S1058","v":false},false,{"$f":"U1059","v":false},null,false]
[null,{"$f":"B1059-1","v":2006},"$$",null,null,null,null,null,null,null,null,null,null,null,null,null,0,null,null,false,{"$f":"VLOOKUP(B1061,ActiveYears,2,)","v":false},null,false]
[null,null,"Qty",null,null,null,null,null,null,null,null,null,null,null,null,null,0,null,{"$f":"S1060","v":false},false,{"$f":"U1061","v":false},null,false]
[null,{"$f":"B1061-1","v":2005},"$$",null,null,null,null,null,null,null,null,null,null,null,null,null,0,null,null,false,{"$f":"VLOOKUP(B1063,ActiveYears,2,)","v":false},null,false]
[null,null,"Qty",null,null,null,null,null,null,null,null,null,null,null,null,null,0,null,{"$f":"S1062","v":false},false,{"$f":"U1063","v":false},null,false]
[null,null,null,null,null,null,null,null,null,null,null,null,null,null,null,null,null,null,null,{"$f":"T1036","v":false},null,null,false]
[null,"Per Unit Costs",{"$f":"B1015","v":2029},{"$f":"IF(D1016<>0,D1015/D1016,\"\")","v":""},"","","","","","","","","","","",null,{"$f":"IF(Q1016<>0,Q1015/Q1016,\"\")","v":""},null,{"$f":"S1044","v":false},{"$f":"T1065","v":false},{"$f":"VLOOKUP(C1066,ActiveYears,2,)","v":false},{"$f":"UnitCostStatus","v":false},false]
[null,null,{"$f":"C1066-1","v":2028},{"$f":"IF(D1018<>0,D1017/D1018,\"\")","v":""},"","","","","","","","","","","",null,{"$f":"IF(Q1018<>0,Q1017/Q1018,\"\")","v":""},null,{"$f":"S1066","v":false},false,false,{"$f":"V1066","v":false},false]
[null,null,{"$f":"C1067-1","v":2027},{"$f":"IF(D1020<>0,D1019/D1020,\"\")","v":""},"","","","","","","","","","","",null,{"$f":"IF(Q1020<>0,Q1019/Q1020,\"\")","v":""},null,false,false,false,{"$f":"V1067","v":false},false]
[null,null,2026,{"$f":"IF(D1022<>0,D1021/D1022,\"\")","v":""},"","","","","","","","","","","",null,{"$f":"IF(Q1022<>0,Q1021/Q1022,\"\")","v":""},null,false,false,false,{"$f":"V1068","v":false},false]
[null,null,2025,{"$f":"IF(D1024<>0,D1023/D1024,\"\")","v":""},"","","","","","","","","","","",null,{"$f":"IF(Q1024<>0,Q1023/Q1024,\"\")","v":""},null,false,false,false,false,false]
[null,null,2024,{"$f":"IF(D1026<>0,D1025/D1026,\"\")","v":""},"","","","","","","","","","","",null,{"$f":"IF(Q1026<>0,Q1025/Q1026,\"\")","v":""},null,false,false,false,false,false]
[null,null,2023,{"$f":"IF(D1028<>0,D1027/D1028,\"\")","v":""},"","","","","","","","","","","",null,{"$f":"IF(Q1028<>0,Q1027/Q1028,\"\")","v":""},null,false,false,false,false,false]
[null,null,2022,{"$f":"IF(D1030<>0,D1029/D1030,\"\")","v":""},"","","","","","","","","","","",null,{"$f":"IF(Q1030<>0,Q1029/Q1030,\"\")","v":""},null,false,false,false,false,false]
[null,null,2021,{"$f":"IF(D1032<>0,D1031/D1032,\"\")","v":""},"","","","","","","","","","","",null,{"$f":"IF(Q1032<>0,Q1031/Q1032,\"\")","v":""},null,false,false,false,false,false]
[null,null,2020,{"$f":"IF(D1034<>0,D1033/D1034,\"\")","v":""},"","","","","","","","","","","",null,{"$f":"IF(Q1034<>0,Q1033/Q1034,\"\")","v":""},null,false,false,false,false,false]
[null,null,2019,{"$f":"IF(D1036<>0,D1035/D1036,\"\")","v":""},"","","","","","","","","","","",null,{"$f":"IF(Q1036<>0,Q1035/Q1036,\"\")","v":""},null,false,false,false,false,false]
[null,null,2018,{"$f":"IF(D1038<>0,D1037/D1038,\"\")","v":""},"","","","","","","","","","","",null,{"$f":"IF(Q1038<>0,Q1037/Q1038,\"\")","v":""},null,false,false,false,false,false]
[null,null,2017,{"$f":"IF(D1040<>0,D1039/D1040,\"\")","v":""},"","","","","","","","","","","",null,{"$f":"IF(Q1040<>0,Q1039/Q1040,\"\")","v":""},null,false,{"$f":"T1077","v":false},false,false,false]
[null,null,2016,{"$f":"IF(D1042<>0,D1041/D1042,\"\")","v":""},"","","","","","","","","","","",null,{"$f":"IF(Q1042<>0,Q1041/Q1042,\"\")","v":""},null,false,false,false,false,false]
[null,null,2015,{"$f":"IF(D1044<>0,D1043/D1044,\"\")","v":""},"","","","","","","","","","","",null,{"$f":"IF(Q1044<>0,Q1043/Q1044,\"\")","v":""},null,false,false,true,false,false]
[null,null,2014,{"$f":"IF(D1046<>0,D1045/D1046,\"\")","v":""},{"$f":"IF(E1046<>0,E1045/E1046,\"\")","v":""},"","","","","","","","","","",null,{"$f":"IF(Q1046<>0,Q1045/Q1046,\"\")","v":""},null,false,false,true,false,false]
[null,null,2013,{"$f":"IF(D1048<>0,D1047/D1048,\"\")","v":""},{"$f":"IF(E1048<>0,E1047/E1048,\"\")","v":""},"","","","","","","","","","",null,{"$f":"IF(Q1048<>0,Q1047/Q1048,\"\")","v":""},null,false,false,true,false,false]
[null,null,2012,{"$f":"IF(D1050<>0,D1049/D1050,\"\")","v":""},{"$f":"IF(E1050<>0,E1049/E1050,\"\")","v":""},"","","","","","","","","","",null,{"$f":"IF(Q1050<>0,Q1049/Q1050,\"\")","v":""},null,false,false,false,false,false]
[null,null,2011,{"$f":"IF(D1052<>0,D1051/D1052,\"\")","v":""},{"$f":"IF(E1052<>0,E1051/E1052,\"\")","v":""},"","","","","","","","","","",null,{"$f":"IF(Q1052<>0,Q1051/Q1052,\"\")","v":""},null,false,false,false,false,false]
[null,null,2010,{"$f":"IF(D1054<>0,D1053/D1054,\"\")","v":""},{"$f":"IF(E1054<>0,E1053/E1054,\"\")","v":""},"","","","","","","","","","",null,{"$f":"IF(Q1054<>0,Q1053/Q1054,\"\")","v":""},null,false,false,false,false,false]
[null,null,2009,{"$f":"IF(D1056<>0,D1055/D1056,\"\")","v":""},{"$f":"IF(E1056<>0,E1055/E1056,\"\")","v":""},"","","","","","","","","","",null,{"$f":"IF(Q1056<>0,Q1055/Q1056,\"\")","v":""},null,false,false,false,false,false]
[null,null,2008,{"$f":"IF(D1058<>0,D1057/D1058,\"\")","v":""},{"$f":"IF(E1058<>0,E1057/E1058,\"\")","v":""},"","","","","","","","","","",null,{"$f":"IF(Q1058<>0,Q1057/Q1058,\"\")","v":""},null,false,false,false,false,false]
[null,null,2007,{"$f":"IF(D1060<>0,D1059/D1060,\"\")","v":""},{"$f":"IF(E1060<>0,E1059/E1060,\"\")","v":""},"","","","","","","","","","",null,{"$f":"IF(Q1060<>0,Q1059/Q1060,\"\")","v":""},null,false,false,false,false,false]
[null,null,2006,{"$f":"IF(D1062<>0,D1061/D1062,\"\")","v":""},{"$f":"IF(E1062<>0,E1061/E1062,\"\")","v":""},"","","","","","","","","","",null,{"$f":"IF(Q1062<>0,Q1061/Q1062,\"\")","v":""},null,false,false,false,false,false]
[null,null,2005,{"$f":"IF(D1064<>0,D1063/D1064,\"\")","v":""},{"$f":"IF(E1064<>0,E1063/E1064,\"\")","v":""},"","","","","","","","","","",null,{"$f":"IF(Q1064<>0,Q1063/Q1064,\"\")","v":""},null,false,false,false,false,false]
[null,null,null,null,null,null,null,null,null,null,null,null,null,null,null,null,null,null,{"$f":"S1076","v":false},{"$f":"T1076","v":false},null,{"$f":"V1076","v":false},false]
[null,null,null,null,null,null,null,null,null,null,null,null,null,null,null,null,null,null,null,{"$f":"T1091","v":false},null,null,false]
[null,"Energy Source",null,null,null,"UNIT","Notes",null,null,null,null,null,null,null,null,null,null,null,null,{"$f":"VLOOKUP(B1094,$T$5:$U$24,2,)","v":false},null,null,{"$f":"AND(S1093:V1093)","v":false}]
["back to top",{"$f":"B1012+1","v":14},{"$f":"VLOOKUP(B1094,$B$5:$F$24,2,)","v":0},null,null,{"$f":"IFERROR(VLOOKUP(C1094,EnergyUnits,2,),\"none\")","v":"none"},"Location, day of month read, etc",null,null,null,null,null,null,null,null,null,null,null,null,{"$f":"T1093","v":false},null,null,{"$f":"AND(S1094:V1094)","v":false}]
[null,null,null,null,null,null,null,null,null,null,null,null,null,null,null,null,null,null,null,{"$f":"T1094","v":false},null,null,false]
[null,null,null,{"$f":"Support!$L$5","v":"Jan"},{"$f":"Support!$L$6","v":"Feb"},{"$f":"Support!$L$7","v":"Mar"},{"$f":"Support!$L$8","v":"Apr"},{"$f":"Support!$L$9","v":"May"},{"$f":"Support!$L$10","v":"Jun"},{"$f":"Support!$L$11","v":"Jul"},{"$f":"Support!$L$12","v":"Aug"},{"$f":"Support!$L$13","v":"Sep"},{"$f":"Support!$L$14","v":"Oct"},{"$f":"Support!$L$15","v":"Nov"},{"$f":"Support!$L$16","v":"Dec"},null,"YEAR",null,null,{"$f":"T1095","v":false},null,null,false]
[null,{"$f":"FinalYear","v":2029},"$$",null,null,null,null,null,null,null,null,null,null,null,null,null,{"$f":"SUM(D1097:O1097)","v":0},null,null,false,{"$f":"VLOOKUP(B1097,ActiveYears,2,)","v":false},null,false]
[null,null,"Qty",null,null,null,null,null,null,null,null,null,null,null,null,null,0,null,{"$f":"IF(F1094=\"none\",FALSE,TRUE)","v":false},false,{"$f":"U1097","v":false},null,false]
[null,{"$f":"B1097-1","v":2028},"$$",null,null,null,null,null,null,null,null,null,null,null,null,null,0,null,null,false,{"$f":"VLOOKUP(B1099,ActiveYears,2,)","v":false},null,false]
[null,null,"Qty",null,null,null,null,null,null,null,null,null,null,null,null,null,0,null,{"$f":"S1098","v":false},false,{"$f":"U1099","v":false},null,false]
[null,{"$f":"B1099-1","v":2027},"$$",null,null,null,null,null,null,null,null,null,null,null,null,null,0,null,null,false,{"$f":"VLOOKUP(B1101,ActiveYears,2,)","v":false},null,false]
[null,null,"Qty",null,null,null,null,null,null,null,null,null,null,null,null,null,0,null,{"$f":"S1100","v":false},false,{"$f":"U1101","v":false},null,false]
[null,{"$f":"B1101-1","v":2026},"$$",null,null,null,null,null,null,null,null,null,null,null,null,null,0,null,null,false,{"$f":"VLOOKUP(B1103,ActiveYears,2,)","v":false},null,false]
[null,null,"Qty",null,null,null,null,null,null,null,null,null,null,null,null,null,0,null,{"$f":"S1102","v":false},false,{"$f":"U1103","v":false},null,false]
[null,{"$f":"B1103-1","v":2025},"$$",null,null,null,null,null,null,null,null,null,null,null,null,null,0,null,null,false,{"$f":"VLOOKUP(B1105,ActiveYears,2,)","v":false},null,false]
[null,null,"Qty",null,null,null,null,null,null,null,null,null,null,null,null,null,0,null,{"$f":"S1104","v":false},false,{"$f":"U1105","v":false},null,false]
[null,{"$f":"B1105-1","v":2024},"$$",null,null,null,null,null,null,null,null,null,null,null,null,null,0,null,null,false,{"$f":"VLOOKUP(B1107,ActiveYears,2,)","v":false},null,false]
[null,null,"Qty",null,null,null,null,null,null,null,null,null,null,null,null,null,0,null,{"$f":"S1106","v":false},false,{"$f":"U1107","v":false},null,false]
[null,{"$f":"B1107-1","v":2023},"$$",null,null,null,null,null,null,null,null,null,null,null,null,null,0,null,null,false,{"$f":"VLOOKUP(B1109,ActiveYears,2,)","v":false},null,false]
[null,null,"Qty",null,null,null,null,null,null,null,null,null,null,null,null,null,0,null,{"$f":"S1108","v":false},false,{"$f":"U1109","v":false},null,false]
[null,{"$f":"B1109-1","v":2022},"$$",null,null,null,null,null,null,null,null,null,null,null,null,null,0,null,null,false,{"$f":"VLOOKUP(B1111,ActiveYears,2,)","v":false},null,false]
[null,null,"Qty",null,null,null,null,null,null,null,null,null,null,null,null,null,0,null,{"$f":"S1110","v":false},false,{"$f":"U1111","v":false},null,false]
[null,{"$f":"B1111-1","v":2021},"$$",null,null,null,null,null,null,null,null,null,null,null,null,null,0,null,null,false,{"$f":"VLOOKUP(B1113,ActiveYears,2,)","v":false},null,false]
[null,null,"Qty",null,null,null,null,null,null,null,null,null,null,null,null,null,0,null,{"$f":"S1112","v":false},false,{"$f":"U1113","v":false},null,false]
[null,{"$f":"B1113-1","v":2020},"$$",null,null,null,null,null,null,null,null,null,null,null,null,null,0,null,null,false,{"$f":"VLOOKUP(B1115,ActiveYears,2,)","v":false},null,false]
[null,null,"Qty",null,null,null,null,null,null,null,null,null,null,null,null,null,0,null,{"$f":"S1114","v":false},false,{"$f":"U1115","v":false},null,false]
[null,{"$f":"B1115-1","v":2019},"$$",null,null,null,null,null,null,null,null,null,null,null,null,null,0,null,null,false,{"$f":"VLOOKUP(B1117,ActiveYears,2,)","v":false},null,false]
[null,null,"Qty",null,null,null,null,null,null,null,null,null,null,null,null,null,0,null,{"$f":"S1116","v":false},false,{"$f":"U1117","v":false},null,false]
[null,{"$f":"B1117-1","v":2018},"$$",null,null,null,null,null,null,null,null,null,null,null,null,null,0,null,null,false,{"$f":"VLOOKUP(B1119,ActiveYears,2,)","v":false},null,false]
[null,null,"Qty",null,null,null,null,null,null,null,null,null,null,null,null,null,0,null,{"$f":"S1118","v":false},false,{"$f":"U1119","v":false},null,false]
[null,{"$f":"B1119-1","v":2017},"$$",null,null,null,null,null,null,null,null,null,null,null,null,null,0,null,null,false,{"$f":"VLOOKUP(B1121,ActiveYears,2,)","v":false},null,false]
[null,null,"Qty",null,null,null,null,null,null,null,null,null,null,null,null,null,0,null,{"$f":"S1120","v":false},false,{"$f":"U1121","v":false},null,false]
[null,{"$f":"B1121-1","v":2016},"$$",null,null,null,null,null,null,null,null,null,null,null,null,null,0,null,null,false,{"$f":"VLOOKUP(B1123,ActiveYears,2,)","v":false},null,false]
[null,null,"Qty",null,null,null,null,null,null,null,null,null,null,null,null,null,0,null,{"$f":"S1122","v":false},false,{"$f":"U1123","v":false},null,false]
[null,{"$f":"B1123-1","v":2015},"$$",null,null,null,null,null,null,null,null,null,null,null,null,null,0,null,null,false,{"$f":"VLOOKUP(B1125,ActiveYears,2,)","v":true},null,false]
[null,null,"Qty",null,null,null,null,null,null,null,null,null,null,null,null,null,0,null,{"$f":"S1124","v":false},false,{"$f":"U1125","v":true},null,false]
[null,{"$f":"B1125-1","v":2014},"$$",null,null,null,null,null,null,null,null,null,null,null,null,null,0,null,null,false,{"$f":"VLOOKUP(B1127,ActiveYears,2,)","v":true},null,false]
[null,null,"Qty",null,null,null,null,null,null,null,null,null,null,null,null,null,0,null,{"$f":"S1126","v":false},false,{"$f":"U1127","v":true},null,false]
[null,{"$f":"B1127-1","v":2013},"$$",null,null,null,null,null,null,null,null,null,null,null,null,null,0,null,null,false,{"$f":"VLOOKUP(B1129,ActiveYears,2,)","v":true},null,false]
[null,null,"Qty",null,null,null,null,null,null,null,null,null,null,null,null,null,0,null,{"$f":"S1128","v":false},false,{"$f":"U1129","v":true},null,false]
[null,{"$f":"B1129-1","v":2012},"$$",null,null,null,null,null,null,null,null,null,null,null,null,null,0,null,null,false,{"$f":"VLOOKUP(B1131,ActiveYears,2,)","v":false},null,false]
[null,null,"Qty",null,null,null,null,null,null,null,null,null,null,null,null,null,0,null,{"$f":"S1130","v":false},false,{"$f":"U1131","v":false},null,false]
[null,{"$f":"B1131-1","v":2011},"$$",null,null,null,null,null,null,null,null,null,null,null,null,null,0,null,null,false,{"$f":"VLOOKUP(B1133,ActiveYears,2,)","v":false},null,false]
[null,null,"Qty",null,null,null,null,null,null,null,null,null,null,null,null,null,0,null,{"$f":"S1132","v":false},false,{"$f":"U1133","v":false},null,false]
[null,{"$f":"B1133-1","v":2010},"$$",null,null,null,null,null,null,null,null,null,null,null,null,null,0,null,null,false,{"$f":"VLOOKUP(B1135,ActiveYears,2,)","v":false},null,false]
[null,null,"Qty",null,null,null,null,null,null,null,null,null,null,null,null,null,0,null,{"$f":"S1134","v":false},false,{"$f":"U1135","v":false},null,false]
[null,{"$f":"B1135-1","v":2009},"$$",null,null,null,null,null,null,null,null,null,null,null,null,null,0,null,null,false,{"$f":"VLOOKUP(B1137,ActiveYears,2,)","v":false},null,false]
[null,null,"Qty",null,null,null,null,null,null,null,null,null,null,null,null,null,0,null,{"$f":"S1136","v":false},false,{"$f":"U1137","v":false},null,false]
[null,{"$f":"B1137-1","v":2008},"$$",null,null,null,null,null,null,null,null,null,null,null,null,null,0,null,null,false,{"$f":"VLOOKUP(B1139,ActiveYears,2,)","v":false},null,false]
[null,null,"Qty",null,null,null,null,null,null,null,null,null,null,null,null,null,0,null,{"$f":"S1138","v":false},false,{"$f":"U1139","v":false},null,false]
[null,{"$f":"B1139-1","v":2007},"$$",null,null,null,null,null,null,null,null,null,null,null,null,null,0,null,null,false,{"$f":"VLOOKUP(B1141,ActiveYears,2,)","v":false},null,false]
[null,null,"Qty",null,null,null,null,null,null,null,null,null,null,null,null,null,0,null,{"$f":"S1140","v":false},false,{"$f":"U1141","v":false},null,false]
[null,{"$f":"B1141-1","v":2006},"$$",null,null,null,null,null,null,null,null,null,null,null,null,null,0,null,null,false,{"$f":"VLOOKUP(B1143,ActiveYears,2,)","v":false},null,false]
[null,null,"Qty",null,null,null,null,null,null,null,null,null,null,null,null,null,0,null,{"$f":"S1142","v":false},false,{"$f":"U1143","v":false},null,false]
[null,{"$f":"B1143-1","v":2005},"$$",null,null,null,null,null,null,null,null,null,null,null,null,null,0,null,null,false,{"$f":"VLOOKUP(B1145,ActiveYears,2,)","v":false},null,false]
[null,null,"Qty",null,null,null,null,null,null,null,null,null,null,null,null,null,0,null,{"$f":"S1144","v":false},false,{"$f":"U1145","v":false},null,false]
[null,null,null,null,null,null,null,null,null,null,null,null,null,null,null,null,null,null,null,{"$f":"T1118","v":false},null,null,false]
[null,"Per Unit Costs",{"$f":"B1097","v":2029},{"$f":"IF(D1098<>0,D1097/D1098,\"\")","v":""},"","","","","","","","","","","",null,{"$f":"IF(Q1098<>0,Q1097/Q1098,\"\")","v":""},null,{"$f":"S1126","v":false},{"$f":"T1147","v":false},{"$f":"VLOOKUP(C1148,ActiveYears,2,)","v":false},{"$f":"UnitCostStatus","v":false},false]
[null,null,{"$f":"C1148-1","v":2028},{"$f":"IF(D1100<>0,D1099/D1100,\"\")","v":""},"","","","","","","","","","","",null,{"$f":"IF(Q1100<>0,Q1099/Q1100,\"\")","v":""},null,{"$f":"S1148","v":false},false,false,{"$f":"V1148","v":false},false]
[null,null,{"$f":"C1149-1","v":2027},{"$f":"IF(D1102<>0,D1101/D1102,\"\")","v":""},"","","","","","","","","","","",null,{"$f":"IF(Q1102<>0,Q1101/Q1102,\"\")","v":""},null,false,false,false,{"$f":"V1149","v":false},false]
[null,null,2026,{"$f":"IF(D1104<>0,D1103/D1104,\"\")","v":""},"","","","","","","","","","","",null,{"$f":"IF(Q1104<>0,Q1103/Q1104,\"\")","v":""},null,false,false,false,{"$f":"V1150","v":false},false]
[null,null,2025,{"$f":"IF(D1106<>0,D1105/D1106,\"\")","v":""},"","","","","","","","","","","",null,{"$f":"IF(Q1106<>0,Q1105/Q1106,\"\")","v":""},null,false,false,false,false,false]
[null,null,2024,{"$f":"IF(D1108<>0,D1107/D1108,\"\")","v":""},"","","","","","","","","","","",null,{"$f":"IF(Q1108<>0,Q1107/Q1108,\"\")","v":""},null,false,false,false,false,false]
[null,null,2023,{"$f":"IF(D1110<>0,D1109/D1110,\"\")","v":""},"","","","","","","","","","","",null,{"$f":"IF(Q1110<>0,Q1109/Q1110,\"\")","v":""},null,false,false,false,false,false]
[null,null,2022,{"$f":"IF(D1112<>0,D1111/D1112,\"\")","v":""},"","","","","","","","","","","",null,{"$f":"IF(Q1112<>0,Q1111/Q1112,\"\")","v":""},null,false,false,false,false,false]
[null,null,2021,{"$f":"IF(D1114<>0,D1113/D1114,\"\")","v":""},"","","","","","","","","","","",null,{"$f":"IF(Q1114<>0,Q1113/Q1114,\"\")","v":""},null,false,false,false,false,false]
[null,null,2020,{"$f":"IF(D1116<>0,D1115/D1116,\"\")","v":""},"","","","","","","","","","","",null,{"$f":"IF(Q1116<>0,Q1115/Q1116,\"\")","v":""},null,false,false,false,false,false]
[null,null,2019,{"$f":"IF(D1118<>0,D1117/D1118,\"\")","v":""},"","","","","","","","","","","",null,{"$f":"IF(Q1118<>0,Q1117/Q1118,\"\")","v":""},null,false,false,false,false,false]
[null,null,2018,{"$f":"IF(D1120<>0,D1119/D1120,\"\")","v":""},"","","","","","","","","","","",null,{"$f":"IF(Q1120<>0,Q1119/Q1120,\"\")","v":""},null,false,false,false,false,false]
[null,null,2017,{"$f":"IF(D1122<>0,D1121/D1122,\"\")","v":""},"","","","","","","","","","","",null,{"$f":"IF(Q1122<>0,Q1121/Q1122,\"\")","v":""},null,false,{"$f":"T1159","v":false},false,false,false]
[null,null,2016,{"$f":"IF(D1124<>0,D1123/D1124,\"\")","v":""},"","","","","","","","","","","",null,{"$f":"IF(Q1124<>0,Q1123/Q1124,\"\")","v":""},null,false,false,false,false,false]
[null,null,2015,{"$f":"IF(D1126<>0,D1125/D1126,\"\")","v":""},"","","","","","","","","","","",null,{"$f":"IF(Q1126<>0,Q1125/Q1126,\"\")","v":""},null,false,false,true,false,false]
[null,null,2014,{"$f":"IF(D1128<>0,D1127/D1128,\"\")","v":""},{"$f":"IF(E1128<>0,E1127/E1128,\"\")","v":""},"","","","","","","","","","",null,{"$f":"IF(Q1128<>0,Q1127/Q1128,\"\")","v":""},null,false,false,true,false,false]
[null,null,2013,{"$f":"IF(D1130<>0,D1129/D1130,\"\")","v":""},{"$f":"IF(E1130<>0,E1129/E1130,\"\")","v":""},"","","","","","","","","","",null,{"$f":"IF(Q1130<>0,Q1129/Q1130,\"\")","v":""},null,false,false,true,false,false]
[null,null,2012,{"$f":"IF(D1132<>0,D1131/D1132,\"\")","v":""},{"$f":"IF(E1132<>0,E1131/E1132,\"\")","v":""},"","","","","","","","","","",null,{"$f":"IF(Q1132<>0,Q1131/Q1132,\"\")","v":""},null,false,false,false,false,false]
[null,null,2011,{"$f":"IF(D1134<>0,D1133/D1134,\"\")","v":""},{"$f":"IF(E1134<>0,E1133/E1134,\"\")","v":""},"","","","","","","","","","",null,{"$f":"IF(Q1134<>0,Q1133/Q1134,\"\")","v":""},null,false,false,false,false,false]
[null,null,2010,{"$f":"IF(D1136<>0,D1135/D1136,\"\")","v":""},{"$f":"IF(E1136<>0,E1135/E1136,\"\")","v":""},"","","","","","","","","","",null,{"$f":"IF(Q1136<>0,Q1135/Q1136,\"\")","v":""},null,false,false,false,false,false]
[null,null,2009,{"$f":"IF(D1138<>0,D1137/D1138,\"\")","v":""},{"$f":"IF(E1138<>0,E1137/E1138,\"\")","v":""},"","","","","","","","","","",null,{"$f":"IF(Q1138<>0,Q1137/Q1138,\"\")","v":""},null,false,false,false,false,false]
[null,null,2008,{"$f":"IF(D1140<>0,D1139/D1140,\"\")","v":""},{"$f":"IF(E1140<>0,E1139/E1140,\"\")","v":""},"","","","","","","","","","",null,{"$f":"IF(Q1140<>0,Q1139/Q1140,\"\")","v":""},null,false,false,false,false,false]
[null,null,2007,{"$f":"IF(D1142<>0,D1141/D1142,\"\")","v":""},{"$f":"IF(E1142<>0,E1141/E1142,\"\")","v":""},"","","","","","","","","","",null,{"$f":"IF(Q1142<>0,Q1141/Q1142,\"\")","v":""},null,false,false,false,false,false]
[null,null,2006,{"$f":"IF(D1144<>0,D1143/D1144,\"\")","v":""},{"$f":"IF(E1144<>0,E1143/E1144,\"\")","v":""},"","","","","","","","","","",null,{"$f":"IF(Q1144<>0,Q1143/Q1144,\"\")","v":""},null,false,false,false,false,false]
[null,null,2005,{"$f":"IF(D1146<>0,D1145/D1146,\"\")","v":""},{"$f":"IF(E1146<>0,E1145/E1146,\"\")","v":""},"","","","","","","","","","",null,{"$f":"IF(Q1146<>0,Q1145/Q1146,\"\")","v":""},null,false,false,false,false,false]
[null,null,null,null,null,null,null,null,null,null,null,null,null,null,null,null,null,null,{"$f":"S1158","v":false},{"$f":"T1158","v":false},null,{"$f":"V1158","v":false},false]
[null,null,null,null,null,null,null,null,null,null,null,null,null,null,null,null,null,null,null,{"$f":"T1173","v":false},null,null,false]
[null,"Energy Source",null,null,null,"UNIT","Notes",null,null,null,null,null,null,null,null,null,null,null,null,{"$f":"VLOOKUP(B1176,$T$5:$U$24,2,)","v":false},null,null,{"$f":"AND(S1175:V1175)","v":false}]
["back to top",{"$f":"B1094+1","v":15},{"$f":"VLOOKUP(B1176,$B$5:$F$24,2,)","v":0},null,null,{"$f":"IFERROR(VLOOKUP(C1176,EnergyUnits,2,),\"none\")","v":"none"},"Location, day of month read, etc",null,null,null,null,null,null,null,null,null,null,null,null,{"$f":"T1175","v":false},null,null,{"$f":"AND(S1176:V1176)","v":false}]
[null,null,null,null,null,null,null,null,null,null,null,null,null,null,null,null,null,null,null,{"$f":"T1176","v":false},null,null,false]
[null,null,null,{"$f":"Support!$L$5","v":"Jan"},{"$f":"Support!$L$6","v":"Feb"},{"$f":"Support!$L$7","v":"Mar"},{"$f":"Support!$L$8","v":"Apr"},{"$f":"Support!$L$9","v":"May"},{"$f":"Support!$L$10","v":"Jun"},{"$f":"Support!$L$11","v":"Jul"},{"$f":"Support!$L$12","v":"Aug"},{"$f":"Support!$L$13","v":"Sep"},{"$f":"Support!$L$14","v":"Oct"},{"$f":"Support!$L$15","v":"Nov"},{"$f":"Support!$L$16","v":"Dec"},null,"YEAR",null,null,{"$f":"T1177","v":false},null,null,false]
[null,{"$f":"FinalYear","v":2029},"$$",null,null,null,null,null,null,null,null,null,null,null,null,null,{"$f":"SUM(D1179:O1179)","v":0},null,null,false,{"$f":"VLOOKUP(B1179,ActiveYears,2,)","v":false},null,false]
[null,null,"Qty",null,null,null,null,null,null,null,null,null,null,null,null,null,0,null,{"$f":"IF(F1176=\"none\",FALSE,TRUE)","v":false},false,{"$f":"U1179","v":false},null,false]
[null,{"$f":"B1179-1","v":2028},"$$",null,null,null,null,null,null,null,null,null,null,null,null,null,0,null,null,false,{"$f":"VLOOKUP(B1181,ActiveYears,2,)","v":false},null,false]
[null,null,"Qty",null,null,null,null,null,null,null,null,null,null,null,null,null,0,null,{"$f":"S1180","v":false},false,{"$f":"U1181","v":false},null,false]
[null,{"$f":"B1181-1","v":2027},"$$",null,null,null,null,null,null,null,null,null,null,null,null,null,0,null,null,false,{"$f":"VLOOKUP(B1183,ActiveYears,2,)","v":false},null,false]
[null,null,"Qty",null,null,null,null,null,null,null,null,null,null,null,null,null,0,null,{"$f":"S1182","v":false},false,{"$f":"U1183","v":false},null,false]
[null,{"$f":"B1183-1","v":2026},"$$",null,null,null,null,null,null,null,null,null,null,null,null,null,0,null,null,false,{"$f":"VLOOKUP(B1185,ActiveYears,2,)","v":false},null,false]
[null,null,"Qty",null,null,null,null,null,null,null,null,null,null,null,null,null,0,null,{"$f":"S1184","v":false},false,{"$f":"U1185","v":false},null,false]
[null,{"$f":"B1185-1","v":2025},"$$",null,null,null,null,null,null,null,null,null,null,null,null,null,0,null,null,false,{"$f":"VLOOKUP(B1187,ActiveYears,2,)","v":false},null,false]
[null,null,"Qty",null,null,null,null,null,null,null,null,null,null,null,null,null,0,null,{"$f":"S1186","v":false},false,{"$f":"U1187","v":false},null,false]
[null,{"$f":"B1187-1","v":2024},"$$",null,null,null,null,null,null,null,null,null,null,null,null,null,0,null,null,false,{"$f":"VLOOKUP(B1189,ActiveYears,2,)","v":false},null,false]
[null,null,"Qty",null,null,null,null,null,null,null,null,null,null,null,null,null,0,null,{"$f":"S1188","v":false},false,{"$f":"U1189","v":false},null,false]
[null,{"$f":"B1189-1","v":2023},"$$",null,null,null,null,null,null,null,null,null,null,null,null,null,0,null,null,false,{"$f":"VLOOKUP(B1191,ActiveYears,2,)","v":false},null,false]
[null,null,"Qty",null,null,null,null,null,null,null,null,null,null,null,null,null,0,null,{"$f":"S1190","v":false},false,{"$f":"U1191","v":false},null,false]
[null,{"$f":"B1191-1","v":2022},"$$",null,null,null,null,null,null,null,null,null,null,null,null,null,0,null,null,false,{"$f":"VLOOKUP(B1193,ActiveYears,2,)","v":false},null,false]
[null,null,"Qty",null,null,null,null,null,null,null,null,null,null,null,null,null,0,null,{"$f":"S1192","v":false},false,{"$f":"U1193","v":false},null,false]
[null,{"$f":"B1193-1","v":2021},"$$",null,null,null,null,null,null,null,null,null,null,null,null,null,0,null,null,false,{"$f":"VLOOKUP(B1195,ActiveYears,2,)","v":false},null,false]
[null,null,"Qty",null,null,null,null,null,null,null,null,null,null,null,null,null,0,null,{"$f":"S1194","v":false},false,{"$f":"U1195","v":false},null,false]
[null,{"$f":"B1195-1","v":2020},"$$",null,null,null,null,null,null,null,null,null,null,null,null,null,0,null,null,false,{"$f":"VLOOKUP(B1197,ActiveYears,2,)","v":false},null,false]
[null,null,"Qty",null,null,null,null,null,null,null,null,null,null,null,null,null,0,null,{"$f":"S1196","v":false},false,{"$f":"U1197","v":false},null,false]
[null,{"$f":"B1197-1","v":2019},"$$",null,null,null,null,null,null,null,null,null,null,null,null,null,0,null,null,false,{"$f":"VLOOKUP(B1199,ActiveYears,2,)","v":false},null,false]
[null,null,"Qty",null,null,null,null,null,null,null,null,null,null,null,null,null,0,null,{"$f":"S1198","v":false},false,{"$f":"U1199","v":false},null,false]
[null,{"$f":"B1199-1","v":2018},"$$",null,null,null,null,null,null,null,null,null,null,null,null,null,0,null,null,false,{"$f":"VLOOKUP(B1201,ActiveYears,2,)","v":false},null,false]
[null,null,"Qty",null,null,null,null,null,null,null,null,null,null,null,null,null,0,null,{"$f":"S1200","v":false},false,{"$f":"U1201","v":false},null,false]
[null,{"$f":"B1201-1","v":2017},"$$",null,null,null,null,null,null,null,null,null,null,null,null,null,0,null,null,false,{"$f":"VLOOKUP(B1203,ActiveYears,2,)","v":false},null,false]
[null,null,"Qty",null,null,null,null,null,null,null,null,null,null,null,null,null,0,null,{"$f":"S1202","v":false},false,{"$f":"U1203","v":false},null,false]
[null,{"$f":"B1203-1","v":2016},"$$",null,null,null,null,null,null,null,null,null,null,null,null,null,0,null,null,false,{"$f":"VLOOKUP(B1205,ActiveYears,2,)","v":false},null,false]
[null,null,"Qty",null,null,null,null,null,null,null,null,null,null,null,null,null,0,null,{"$f":"S1204","v":false},false,{"$f":"U1205","v":false},null,false]
[null,{"$f":"B1205-1","v":2015},"$$",null,null,null,null,null,null,null,null,null,null,null,null,null,0,null,null,false,{"$f":"VLOOKUP(B1207,ActiveYears,2,)","v":true},null,false]
[null,null,"Qty",null,null,null,null,null,null,null,null,null,null,null,null,null,0,null,{"$f":"S1206","v":false},false,{"$f":"U1207","v":true},null,false]
[null,{"$f":"B1207-1","v":2014},"$$",null,null,null,null,null,null,null,null,null,null,null,null,null,0,null,null,false,{"$f":"VLOOKUP(B1209,ActiveYears,2,)","v":true},null,false]
[null,null,"Qty",null,null,null,null,null,null,null,null,null,null,null,null,null,0,null,{"$f":"S1208","v":false},false,{"$f":"U1209","v":true},null,false]
[null,{"$f":"B1209-1","v":2013},"$$",null,null,null,null,null,null,null,null,null,null,null,null,null,0,null,null,false,{"$f":"VLOOKUP(B1211,ActiveYears,2,)","v":true},null,false]
[null,null,"Qty",null,null,null,null,null,null,null,null,null,null,null,null,null,0,null,{"$f":"S1210","v":false},false,{"$f":"U1211","v":true},null,false]
[null,{"$f":"B1211-1","v":2012},"$$",null,null,null,null,null,null,null,null,null,null,null,null,null,0,null,null,false,{"$f":"VLOOKUP(B1213,ActiveYears,2,)","v":false},null,false]
[null,null,"Qty",null,null,null,null,null,null,null,null,null,null,null,null,null,0,null,{"$f":"S1212","v":false},false,{"$f":"U1213","v":false},null,false]
[null,{"$f":"B1213-1","v":2011},"$$",null,null,null,null,null,null,null,null,null,null,null,null,null,0,null,null,false,{"$f":"VLOOKUP(B1215,ActiveYears,2,)","v":false},null,false]
[null,null,"Qty",null,null,null,null,null,null,null,null,null,null,null,null,null,0,null,{"$f":"S1214","v":false},false,{"$f":"U1215","v":false},null,false]
[null,{"$f":"B1215-1","v":2010},"$$",null,null,null,null,null,null,null,null,null,null,null,null,null,0,null,null,false,{"$f":"VLOOKUP(B1217,ActiveYears,2,)","v":false},null,false]
[null,null,"Qty",null,null,null,null,null,null,null,null,null,null,null,null,null,0,null,{"$f":"S1216","v":false},false,{"$f":"U1217","v":false},null,false]
[null,{"$f":"B1217-1","v":2009},"$$",null,null,null,null,null,null,null,null,null,null,null,null,null,0,null,null,false,{"$f":"VLOOKUP(B1219,ActiveYears,2,)","v":false},null,false]
[null,null,"Qty",null,null,null,null,null,null,null,null,null,null,null,null,null,0,null,{"$f":"S1218","v":false},false,{"$f":"U1219","v":false},null,false]
[null,{"$f":"B1219-1","v":2008},"$$",null,null,null,null,null,null,null,null,null,null,null,null,null,0,null,null,false,{"$f":"VLOOKUP(B1221,ActiveYears,2,)","v":false},null,false]
[null,null,"Qty",null,null,null,null,null,null,null,null,null,null,null,null,null,0,null,{"$f":"S1220","v":false},false,{"$f":"U1221","v":false},null,false]
[null,{"$f":"B1221-1","v":2007},"$$",null,null,null,null,null,null,null,null,null,null,null,null,null,0,null,null,false,{"$f":"VLOOKUP(B1223,ActiveYears,2,)","v":false},null,false]
[null,null,"Qty",null,null,null,null,null,null,null,null,null,null,null,null,null,0,null,{"$f":"S1222","v":false},false,{"$f":"U1223","v":false},null,false]
[null,{"$f":"B1223-1","v":2006},"$$",null,null,null,null,null,null,null,null,null,null,null,null,null,0,null,null,false,{"$f":"VLOOKUP(B1225,ActiveYears,2,)","v":false},null,false]
[null,null,"Qty",null,null,null,null,null,null,null,null,null,null,null,null,null,0,null,{"$f":"S1224","v":false},false,{"$f":"U1225","v":false},null,false]
[null,{"$f":"B1225-1","v":2005},"$$",null,null,null,null,null,null,null,null,null,null,null,null,null,0,null,null,false,{"$f":"VLOOKUP(B1227,ActiveYears,2,)","v":false},null,false]
[null,null,"Qty",null,null,null,null,null,null,null,null,null,null,null,null,null,0,null,{"$f":"S1226","v":false},false,{"$f":"U1227","v":false},null,false]
[null,null,null,null,null,null,null,null,null,null,null,null,null,null,null,null,null,null,null,{"$f":"T1200","v":false},null,null,false]
[null,"Per Unit Costs",{"$f":"B1179","v":2029},{"$f":"IF(D1180<>0,D1179/D1180,\"\")","v":""},"","","","","","","","","","","",null,{"$f":"IF(Q1180<>0,Q1179/Q1180,\"\")","v":""},null,{"$f":"S1208","v":false},{"$f":"T1229","v":false},{"$f":"VLOOKUP(C1230,ActiveYears,2,)","v":false},{"$f":"UnitCostStatus","v":false},false]
[null,null,{"$f":"C1230-1","v":2028},{"$f":"IF(D1182<>0,D1181/D1182,\"\")","v":""},"","","","","","","","","","","",null,{"$f":"IF(Q1182<>0,Q1181/Q1182,\"\")","v":""},null,{"$f":"S1230","v":false},false,false,{"$f":"V1230","v":false},false]
[null,null,{"$f":"C1231-1","v":2027},{"$f":"IF(D1184<>0,D1183/D1184,\"\")","v":""},"","","","","","","","","","","",null,{"$f":"IF(Q1184<>0,Q1183/Q1184,\"\")","v":""},null,false,false,false,{"$f":"V1231","v":false},false]
[null,null,2026,{"$f":"IF(D1186<>0,D1185/D1186,\"\")","v":""},"","","","","","","","","","","",null,{"$f":"IF(Q1186<>0,Q1185/Q1186,\"\")","v":""},null,false,false,false,{"$f":"V1232","v":false},false]
[null,null,2025,{"$f":"IF(D1188<>0,D1187/D1188,\"\")","v":""},"","","","","","","","","","","",null,{"$f":"IF(Q1188<>0,Q1187/Q1188,\"\")","v":""},null,false,false,false,false,false]
[null,null,2024,{"$f":"IF(D1190<>0,D1189/D1190,\"\")","v":""},"","","","","","","","","","","",null,{"$f":"IF(Q1190<>0,Q1189/Q1190,\"\")","v":""},null,false,false,false,false,false]
[null,null,2023,{"$f":"IF(D1192<>0,D1191/D1192,\"\")","v":""},"","","","","","","","","","","",null,{"$f":"IF(Q1192<>0,Q1191/Q1192,\"\")","v":""},null,false,false,false,false,false]
[null,null,2022,{"$f":"IF(D1194<>0,D1193/D1194,\"\")","v":""},"","","","","","","","","","","",null,{"$f":"IF(Q1194<>0,Q1193/Q1194,\"\")","v":""},null,false,false,false,false,false]
[null,null,2021,{"$f":"IF(D1196<>0,D1195/D1196,\"\")","v":""},"","","","","","","","","","","",null,{"$f":"IF(Q1196<>0,Q1195/Q1196,\"\")","v":""},null,false,false,false,false,false]
[null,null,2020,{"$f":"IF(D1198<>0,D1197/D1198,\"\")","v":""},"","","","","","","","","","","",null,{"$f":"IF(Q1198<>0,Q1197/Q1198,\"\")","v":""},null,false,false,false,false,false]
[null,null,2019,{"$f":"IF(D1200<>0,D1199/D1200,\"\")","v":""},"","","","","","","","","","","",null,{"$f":"IF(Q1200<>0,Q1199/Q1200,\"\")","v":""},null,false,false,false,false,false]
[null,null,2018,{"$f":"IF(D1202<>0,D1201/D1202,\"\")","v":""},"","","","","","","","","","","",null,{"$f":"IF(Q1202<>0,Q1201/Q1202,\"\")","v":""},null,false,false,false,false,false]
[null,null,2017,{"$f":"IF(D1204<>0,D1203/D1204,\"\")","v":""},"","","","","","","","","","","",null,{"$f":"IF(Q1204<>0,Q1203/Q1204,\"\")","v":""},null,false,{"$f":"T1241","v":false},false,false,false]
[null,null,2016,{"$f":"IF(D1206<>0,D1205/D1206,\"\")","v":""},"","","","","","","","","","","",null,{"$f":"IF(Q1206<>0,Q1205/Q1206,\"\")","v":""},null,false,false,false,false,false]
[null,null,2015,{"$f":"IF(D1208<>0,D1207/D1208,\"\")","v":""},"","","","","","","","","","","",null,{"$f":"IF(Q1208<>0,Q1207/Q1208,\"\")","v":""},null,false,false,true,false,false]
[null,null,2014,{"$f":"IF(D1210<>0,D1209/D1210,\"\")","v":""},{"$f":"IF(E1210<>0,E1209/E1210,\"\")","v":""},"","","","","","","","","","",null,{"$f":"IF(Q1210<>0,Q1209/Q1210,\"\")","v":""},null,false,false,true,false,false]
[null,null,2013,{"$f":"IF(D1212<>0,D1211/D1212,\"\")","v":""},{"$f":"IF(E1212<>0,E1211/E1212,\"\")","v":""},"","","","","","","","","","",null,{"$f":"IF(Q1212<>0,Q1211/Q1212,\"\")","v":""},null,false,false,true,false,false]
[null,null,2012,{"$f":"IF(D1214<>0,D1213/D1214,\"\")","v":""},{"$f":"IF(E1214<>0,E1213/E1214,\"\")","v":""},"","","","","","","","","","",null,{"$f":"IF(Q1214<>0,Q1213/Q1214,\"\")","v":""},null,false,false,false,false,false]
[null,null,2011,{"$f":"IF(D1216<>0,D1215/D1216,\"\")","v":""},{"$f":"IF(E1216<>0,E1215/E1216,\"\")","v":""},"","","","","","","","","","",null,{"$f":"IF(Q1216<>0,Q1215/Q1216,\"\")","v":""},null,false,false,false,false,false]
[null,null,2010,{"$f":"IF(D1218<>0,D1217/D1218,\"\")","v":""},{"$f":"IF(E1218<>0,E1217/E1218,\"\")","v":""},"","","","","","","","","","",null,{"$f":"IF(Q1218<>0,Q1217/Q1218,\"\")","v":""},null,false,false,false,false,false]
[null,null,2009,{"$f":"IF(D1220<>0,D1219/D1220,\"\")","v":""},{"$f":"IF(E1220<>0,E1219/E1220,\"\")","v":""},"","","","","","","","","","",null,{"$f":"IF(Q1220<>0,Q1219/Q1220,\"\")","v":""},null,false,false,false,false,false]
[null,null,2008,{"$f":"IF(D1222<>0,D1221/D1222,\"\")","v":""},{"$f":"IF(E1222<>0,E1221/E1222,\"\")","v":""},"","","","","","","","","","",null,{"$f":"IF(Q1222<>0,Q1221/Q1222,\"\")","v":""},null,false,false,false,false,false]
[null,null,2007,{"$f":"IF(D1224<>0,D1223/D1224,\"\")","v":""},{"$f":"IF(E1224<>0,E1223/E1224,\"\")","v":""},"","","","","","","","","","",null,{"$f":"IF(Q1224<>0,Q1223/Q1224,\"\")","v":""},null,false,false,false,false,false]
[null,null,2006,{"$f":"IF(D1226<>0,D1225/D1226,\"\")","v":""},{"$f":"IF(E1226<>0,E1225/E1226,\"\")","v":""},"","","","","","","","","","",null,{"$f":"IF(Q1226<>0,Q1225/Q1226,\"\")","v":""},null,false,false,false,false,false]
[null,null,2005,{"$f":"IF(D1228<>0,D1227/D1228,\"\")","v":""},{"$f":"IF(E1228<>0,E1227/E1228,\"\")","v":""},"","","","","","","","","","",null,{"$f":"IF(Q1228<>0,Q1227/Q1228,\"\")","v":""},null,false,false,false,false,false]
[null,null,null,null,null,null,null,null,null,null,null,null,null,null,null,null,null,null,{"$f":"S1240","v":false},{"$f":"T1240","v":false},null,{"$f":"V1240","v":false},false]
[null,null,null,null,null,null,null,null,null,null,null,null,null,null,null,null,null,null,null,{"$f":"T1255","v":false},null,null,false]
[null,"Energy Source",null,null,null,"UNIT","Notes",null,null,null,null,null,null,null,null,null,null,null,null,{"$f":"VLOOKUP(B1258,$T$5:$U$24,2,)","v":false},null,null,{"$f":"AND(S1257:V1257)","v":false}]
["back to top",{"$f":"B1176+1","v":16},{"$f":"VLOOKUP(B1258,$B$5:$F$24,2,)","v":0},null,null,{"$f":"IFERROR(VLOOKUP(C1258,EnergyUnits,2,),\"none\")","v":"none"},"Location, day of month read, etc",null,null,null,null,null,null,null,null,null,null,null,null,{"$f":"T1257","v":false},null,null,{"$f":"AND(S1258:V1258)","v":false}]
[null,null,null,null,null,null,null,null,null,null,null,null,null,null,null,null,null,null,null,{"$f":"T1258","v":false},null,null,false]
[null,null,null,{"$f":"Support!$L$5","v":"Jan"},{"$f":"Support!$L$6","v":"Feb"},{"$f":"Support!$L$7","v":"Mar"},{"$f":"Support!$L$8","v":"Apr"},{"$f":"Support!$L$9","v":"May"},{"$f":"Support!$L$10","v":"Jun"},{"$f":"Support!$L$11","v":"Jul"},{"$f":"Support!$L$12","v":"Aug"},{"$f":"Support!$L$13","v":"Sep"},{"$f":"Support!$L$14","v":"Oct"},{"$f":"Support!$L$15","v":"Nov"},{"$f":"Support!$L$16","v":"Dec"},null,"YEAR",null,null,{"$f":"T1259","v":false},null,null,false]
[null,{"$f":"FinalYear","v":2029},"$$",null,null,null,null,null,null,null,null,null,null,null,null,null,{"$f":"SUM(D1261:O1261)","v":0},null,null,false,{"$f":"VLOOKUP(B1261,ActiveYears,2,)","v":false},null,false]
[null,null,"Qty",null,null,null,null,null,null,null,null,null,null,null,null,null,0,null,{"$f":"IF(F1258=\"none\",FALSE,TRUE)","v":false},false,{"$f":"U1261","v":false},null,false]
[null,{"$f":"B1261-1","v":2028},"$$",null,null,null,null,null,null,null,null,null,null,null,null,null,0,null,null,false,{"$f":"VLOOKUP(B1263,ActiveYears,2,)","v":false},null,false]
[null,null,"Qty",null,null,null,null,null,null,null,null,null,null,null,null,null,0,null,{"$f":"S1262","v":false},false,{"$f":"U1263","v":false},null,false]
[null,{"$f":"B1263-1","v":2027},"$$",null,null,null,null,null,null,null,null,null,null,null,null,null,0,null,null,false,{"$f":"VLOOKUP(B1265,ActiveYears,2,)","v":false},null,false]
[null,null,"Qty",null,null,null,null,null,null,null,null,null,null,null,null,null,0,null,{"$f":"S1264","v":false},false,{"$f":"U1265","v":false},null,false]
[null,{"$f":"B1265-1","v":2026},"$$",null,null,null,null,null,null,null,null,null,null,null,null,null,0,null,null,false,{"$f":"VLOOKUP(B1267,ActiveYears,2,)","v":false},null,false]
[null,null,"Qty",null,null,null,null,null,null,null,null,null,null,null,null,null,0,null,{"$f":"S1266","v":false},false,{"$f":"U1267","v":false},null,false]
[null,{"$f":"B1267-1","v":2025},"$$",null,null,null,null,null,null,null,null,null,null,null,null,null,0,null,null,false,{"$f":"VLOOKUP(B1269,ActiveYears,2,)","v":false},null,false]
[null,null,"Qty",null,null,null,null,null,null,null,null,null,null,null,null,null,0,null,{"$f":"S1268","v":false},false,{"$f":"U1269","v":false},null,false]
[null,{"$f":"B1269-1","v":2024},"$$",null,null,null,null,null,null,null,null,null,null,null,null,null,0,null,null,false,{"$f":"VLOOKUP(B1271,ActiveYears,2,)","v":false},null,false]
[null,null,"Qty",null,null,null,null,null,null,null,null,null,null,null,null,null,0,null,{"$f":"S1270","v":false},false,{"$f":"U1271","v":false},null,false]
[null,{"$f":"B1271-1","v":2023},"$$",null,null,null,null,null,null,null,null,null,null,null,null,null,0,null,null,false,{"$f":"VLOOKUP(B1273,ActiveYears,2,)","v":false},null,false]
[null,null,"Qty",null,null,null,null,null,null,null,null,null,null,null,null,null,0,null,{"$f":"S1272","v":false},false,{"$f":"U1273","v":false},null,false]
[null,{"$f":"B1273-1","v":2022},"$$",null,null,null,null,null,null,null,null,null,null,null,null,null,0,null,null,false,{"$f":"VLOOKUP(B1275,ActiveYears,2,)","v":false},null,false]
[null,null,"Qty",null,null,null,null,null,null,null,null,null,null,null,null,null,0,null,{"$f":"S1274","v":false},false,{"$f":"U1275","v":false},null,false]
[null,{"$f":"B1275-1","v":2021},"$$",null,null,null,null,null,null,null,null,null,null,null,null,null,0,null,null,false,{"$f":"VLOOKUP(B1277,ActiveYears,2,)","v":false},null,false]
[null,null,"Qty",null,null,null,null,null,null,null,null,null,null,null,null,null,0,null,{"$f":"S1276","v":false},false,{"$f":"U1277","v":false},null,false]
[null,{"$f":"B1277-1","v":2020},"$$",null,null,null,null,null,null,null,null,null,null,null,null,null,0,null,null,false,{"$f":"VLOOKUP(B1279,ActiveYears,2,)","v":false},null,false]
[null,null,"Qty",null,null,null,null,null,null,null,null,null,null,null,null,null,0,null,{"$f":"S1278","v":false},false,{"$f":"U1279","v":false},null,false]
[null,{"$f":"B1279-1","v":2019},"$$",null,null,null,null,null,null,null,null,null,null,null,null,null,0,null,null,false,{"$f":"VLOOKUP(B1281,ActiveYears,2,)","v":false},null,false]
[null,null,"Qty",null,null,null,null,null,null,null,null,null,null,null,null,null,0,null,{"$f":"S1280","v":false},false,{"$f":"U1281","v":false},null,false]
[null,{"$f":"B1281-1","v":2018},"$$",null,null,null,null,null,null,null,null,null,null,null,null,null,0,null,null,false,{"$f":"VLOOKUP(B1283,ActiveYears,2,)","v":false},null,false]
[null,null,"Qty",null,null,null,null,null,null,null,null,null,null,null,null,null,0,null,{"$f":"S1282","v":false},false,{"$f":"U1283","v":false},null,false]
[null,{"$f":"B1283-1","v":2017},"$$",null,null,null,null,null,null,null,null,null,null,null,null,null,0,null,null,false,{"$f":"VLOOKUP(B1285,ActiveYears,2,)","v":false},null,false]
[null,null,"Qty",null,null,null,null,null,null,null,null,null,null,null,null,null,0,null,{"$f":"S1284","v":false},false,{"$f":"U1285","v":false},null,false]
[null,{"$f":"B1285-1","v":2016},"$$",null,null,null,null,null,null,null,null,null,null,null,null,null,0,null,null,false,{"$f":"VLOOKUP(B1287,ActiveYears,2,)","v":false},null,false]
[null,null,"Qty",null,null,null,null,null,null,null,null,null,null,null,null,null,0,null,{"$f":"S1286","v":false},false,{"$f":"U1287","v":false},null,false]
[null,{"$f":"B1287-1","v":2015},"$$",null,null,null,null,null,null,null,null,null,null,null,null,null,0,null,null,false,{"$f":"VLOOKUP(B1289,ActiveYears,2,)","v":true},null,false]
[null,null,"Qty",null,null,null,null,null,null,null,null,null,null,null,null,null,0,null,{"$f":"S1288","v":false},false,{"$f":"U1289","v":true},null,false]
[null,{"$f":"B1289-1","v":2014},"$$",null,null,null,null,null,null,null,null,null,null,null,null,null,0,null,null,false,{"$f":"VLOOKUP(B1291,ActiveYears,2,)","v":true},null,false]
[null,null,"Qty",null,null,null,null,null,null,null,null,null,null,null,null,null,0,null,{"$f":"S1290","v":false},false,{"$f":"U1291","v":true},null,false]
[null,{"$f":"B1291-1","v":2013},"$$",null,null,null,null,null,null,null,null,null,null,null,null,null,0,null,null,false,{"$f":"VLOOKUP(B1293,ActiveYears,2,)","v":true},null,false]
[null,null,"Qty",null,null,null,null,null,null,null,null,null,null,null,null,null,0,null,{"$f":"S1292","v":false},false,{"$f":"U1293","v":true},null,false]
[null,{"$f":"B1293-1","v":2012},"$$",null,null,null,null,null,null,null,null,null,null,null,null,null,0,null,null,false,{"$f":"VLOOKUP(B1295,ActiveYears,2,)","v":false},null,false]
[null,null,"Qty",null,null,null,null,null,null,null,null,null,null,null,null,null,0,null,{"$f":"S1294","v":false},false,{"$f":"U1295","v":false},null,false]
[null,{"$f":"B1295-1","v":2011},"$$",null,null,null,null,null,null,null,null,null,null,null,null,null,0,null,null,false,{"$f":"VLOOKUP(B1297,ActiveYears,2,)","v":false},null,false]
[null,null,"Qty",null,null,null,null,null,null,null,null,null,null,null,null,null,0,null,{"$f":"S1296","v":false},false,{"$f":"U1297","v":false},null,false]
[null,{"$f":"B1297-1","v":2010},"$$",null,null,null,null,null,null,null,null,null,null,null,null,null,0,null,null,false,{"$f":"VLOOKUP(B1299,ActiveYears,2,)","v":false},null,false]
[null,null,"Qty",null,null,null,null,null,null,null,null,null,null,null,null,null,0,null,{"$f":"S1298","v":false},false,{"$f":"U1299","v":false},null,false]
[null,{"$f":"B1299-1","v":2009},"$$",null,null,null,null,null,null,null,null,null,null,null,null,null,0,null,null,false,{"$f":"VLOOKUP(B1301,ActiveYears,2,)","v":false},null,false]
[null,null,"Qty",null,null,null,null,null,null,null,null,null,null,null,null,null,0,null,{"$f":"S1300","v":false},false,{"$f":"U1301","v":false},null,false]
[null,{"$f":"B1301-1","v":2008},"$$",null,null,null,null,null,null,null,null,null,null,null,null,null,0,null,null,false,{"$f":"VLOOKUP(B1303,ActiveYears,2,)","v":false},null,false]
[null,null,"Qty",null,null,null,null,null,null,null,null,null,null,null,null,null,0,null,{"$f":"S1302","v":false},false,{"$f":"U1303","v":false},null,false]
[null,{"$f":"B1303-1","v":2007},"$$",null,null,null,null,null,null,null,null,null,null,null,null,null,0,null,null,false,{"$f":"VLOOKUP(B1305,ActiveYears,2,)","v":false},null,false]
[null,null,"Qty",null,null,null,null,null,null,null,null,null,null,null,null,null,0,null,{"$f":"S1304","v":false},false,{"$f":"U1305","v":false},null,false]
[null,{"$f":"B1305-1","v":2006},"$$",null,null,null,null,null,null,null,null,null,null,null,null,null,0,null,null,false,{"$f":"VLOOKUP(B1307,ActiveYears,2,)","v":false},null,false]
[null,null,"Qty",null,null,null,null,null,null,null,null,null,null,null,null,null,0,null,{"$f":"S1306","v":false},false,{"$f":"U1307","v":false},null,false]
[null,{"$f":"B1307-1","v":2005},"$$",null,null,null,null,null,null,null,null,null,null,null,null,null,0,null,null,false,{"$f":"VLOOKUP(B1309,ActiveYears,2,)","v":false},null,false]
[null,null,"Qty",null,null,null,null,null,null,null,null,null,null,null,null,null,0,null,{"$f":"S1308","v":false},false,{"$f":"U1309","v":false},null,false]
[null,null,null,null,null,null,null,null,null,null,null,null,null,null,null,null,null,null,null,{"$f":"T1282","v":false},null,null,false]
[null,"Per Unit Costs",{"$f":"B1261","v":2029},{"$f":"IF(D1262<>0,D1261/D1262,\"\")","v":""},"","","","","","","","","","","",null,{"$f":"IF(Q1262<>0,Q1261/Q1262,\"\")","v":""},null,{"$f":"S1290","v":false},{"$f":"T1311","v":false},{"$f":"VLOOKUP(C1312,ActiveYears,2,)","v":false},{"$f":"UnitCostStatus","v":false},false]
[null,null,{"$f":"C1312-1","v":2028},{"$f":"IF(D1264<>0,D1263/D1264,\"\")","v":""},"","","","","","","","","","","",null,{"$f":"IF(Q1264<>0,Q1263/Q1264,\"\")","v":""},null,{"$f":"S1312","v":false},false,false,{"$f":"V1312","v":false},false]
[null,null,{"$f":"C1313-1","v":2027},{"$f":"IF(D1266<>0,D1265/D1266,\"\")","v":""},"","","","","","","","","","","",null,{"$f":"IF(Q1266<>0,Q1265/Q1266,\"\")","v":""},null,false,false,false,{"$f":"V1313","v":false},false]
[null,null,2026,{"$f":"IF(D1268<>0,D1267/D1268,\"\")","v":""},"","","","","","","","","","","",null,{"$f":"IF(Q1268<>0,Q1267/Q1268,\"\")","v":""},null,false,false,false,{"$f":"V1314","v":false},false]
[null,null,2025,{"$f":"IF(D1270<>0,D1269/D1270,\"\")","v":""},"","","","","","","","","","","",null,{"$f":"IF(Q1270<>0,Q1269/Q1270,\"\")","v":""},null,false,false,false,false,false]
[null,null,2024,{"$f":"IF(D1272<>0,D1271/D1272,\"\")","v":""},"","","","","","","","","","","",null,{"$f":"IF(Q1272<>0,Q1271/Q1272,\"\")","v":""},null,false,false,false,false,false]
[null,null,2023,{"$f":"IF(D1274<>0,D1273/D1274,\"\")","v":""},"","","","","","","","","","","",null,{"$f":"IF(Q1274<>0,Q1273/Q1274,\"\")","v":""},null,false,false,false,false,false]
[null,null,2022,{"$f":"IF(D1276<>0,D1275/D1276,\"\")","v":""},"","","","","","","","","","","",null,{"$f":"IF(Q1276<>0,Q1275/Q1276,\"\")","v":""},null,false,false,false,false,false]
[null,null,2021,{"$f":"IF(D1278<>0,D1277/D1278,\"\")","v":""},"","","","","","","","","","","",null,{"$f":"IF(Q1278<>0,Q1277/Q1278,\"\")","v":""},null,false,false,false,false,false]
[null,null,2020,{"$f":"IF(D1280<>0,D1279/D1280,\"\")","v":""},"","","","","","","","","","","",null,{"$f":"IF(Q1280<>0,Q1279/Q1280,\"\")","v":""},null,false,false,false,false,false]
[null,null,2019,{"$f":"IF(D1282<>0,D1281/D1282,\"\")","v":""},"","","","","","","","","","","",null,{"$f":"IF(Q1282<>0,Q1281/Q1282,\"\")","v":""},null,false,false,false,false,false]
[null,null,2018,{"$f":"IF(D1284<>0,D1283/D1284,\"\")","v":""},"","","","","","","","","","","",null,{"$f":"IF(Q1284<>0,Q1283/Q1284,\"\")","v":""},null,false,false,false,false,false]
[null,null,2017,{"$f":"IF(D1286<>0,D1285/D1286,\"\")","v":""},"","","","","","","","","","","",null,{"$f":"IF(Q1286<>0,Q1285/Q1286,\"\")","v":""},null,false,{"$f":"T1323","v":false},false,false,false]
[null,null,2016,{"$f":"IF(D1288<>0,D1287/D1288,\"\")","v":""},"","","","","","","","","","","",null,{"$f":"IF(Q1288<>0,Q1287/Q1288,\"\")","v":""},null,false,false,false,false,false]
[null,null,2015,{"$f":"IF(D1290<>0,D1289/D1290,\"\")","v":""},"","","","","","","","","","","",null,{"$f":"IF(Q1290<>0,Q1289/Q1290,\"\")","v":""},null,false,false,true,false,false]
[null,null,2014,{"$f":"IF(D1292<>0,D1291/D1292,\"\")","v":""},{"$f":"IF(E1292<>0,E1291/E1292,\"\")","v":""},"","","","","","","","","","",null,{"$f":"IF(Q1292<>0,Q1291/Q1292,\"\")","v":""},null,false,false,true,false,false]
[null,null,2013,{"$f":"IF(D1294<>0,D1293/D1294,\"\")","v":""},{"$f":"IF(E1294<>0,E1293/E1294,\"\")","v":""},"","","","","","","","","","",null,{"$f":"IF(Q1294<>0,Q1293/Q1294,\"\")","v":""},null,false,false,true,false,false]
[null,null,2012,{"$f":"IF(D1296<>0,D1295/D1296,\"\")","v":""},{"$f":"IF(E1296<>0,E1295/E1296,\"\")","v":""},"","","","","","","","","","",null,{"$f":"IF(Q1296<>0,Q1295/Q1296,\"\")","v":""},null,false,false,false,false,false]
[null,null,2011,{"$f":"IF(D1298<>0,D1297/D1298,\"\")","v":""},{"$f":"IF(E1298<>0,E1297/E1298,\"\")","v":""},"","","","","","","","","","",null,{"$f":"IF(Q1298<>0,Q1297/Q1298,\"\")","v":""},null,false,false,false,false,false]
[null,null,2010,{"$f":"IF(D1300<>0,D1299/D1300,\"\")","v":""},{"$f":"IF(E1300<>0,E1299/E1300,\"\")","v":""},"","","","","","","","","","",null,{"$f":"IF(Q1300<>0,Q1299/Q1300,\"\")","v":""},null,false,false,false,false,false]
[null,null,2009,{"$f":"IF(D1302<>0,D1301/D1302,\"\")","v":""},{"$f":"IF(E1302<>0,E1301/E1302,\"\")","v":""},"","","","","","","","","","",null,{"$f":"IF(Q1302<>0,Q1301/Q1302,\"\")","v":""},null,false,false,false,false,false]
[null,null,2008,{"$f":"IF(D1304<>0,D1303/D1304,\"\")","v":""},{"$f":"IF(E1304<>0,E1303/E1304,\"\")","v":""},"","","","","","","","","","",null,{"$f":"IF(Q1304<>0,Q1303/Q1304,\"\")","v":""},null,false,false,false,false,false]
[null,null,2007,{"$f":"IF(D1306<>0,D1305/D1306,\"\")","v":""},{"$f":"IF(E1306<>0,E1305/E1306,\"\")","v":""},"","","","","","","","","","",null,{"$f":"IF(Q1306<>0,Q1305/Q1306,\"\")","v":""},null,false,false,false,false,false]
[null,null,2006,{"$f":"IF(D1308<>0,D1307/D1308,\"\")","v":""},{"$f":"IF(E1308<>0,E1307/E1308,\"\")","v":""},"","","","","","","","","","",null,{"$f":"IF(Q1308<>0,Q1307/Q1308,\"\")","v":""},null,false,false,false,false,false]
[null,null,2005,{"$f":"IF(D1310<>0,D1309/D1310,\"\")","v":""},{"$f":"IF(E1310<>0,E1309/E1310,\"\")","v":""},"","","","","","","","","","",null,{"$f":"IF(Q1310<>0,Q1309/Q1310,\"\")","v":""},null,false,false,false,false,false]
[null,null,null,null,null,null,null,null,null,null,null,null,null,null,null,null,null,null,{"$f":"S1322","v":false},{"$f":"T1322","v":false},null,{"$f":"V1322","v":false},false]
[null,null,null,null,null,null,null,null,null,null,null,null,null,null,null,null,null,null,null,{"$f":"T1337","v":false},null,null,false]
[null,"Energy Source",null,null,null,"UNIT","Notes",null,null,null,null,null,null,null,null,null,null,null,null,{"$f":"VLOOKUP(B1340,$T$5:$U$24,2,)","v":false},null,null,{"$f":"AND(S1339:V1339)","v":false}]
["back to top",{"$f":"B1258+1","v":17},{"$f":"VLOOKUP(B1340,$B$5:$F$24,2,)","v":0},null,null,{"$f":"IFERROR(VLOOKUP(C1340,EnergyUnits,2,),\"none\")","v":"none"},"Location, day of month read, etc",null,null,null,null,null,null,null,null,null,null,null,null,{"$f":"T1339","v":false},null,null,{"$f":"AND(S1340:V1340)","v":false}]
[null,null,null,null,null,null,null,null,null,null,null,null,null,null,null,null,null,null,null,{"$f":"T1340","v":false},null,null,false]
[null,null,null,{"$f":"Support!$L$5","v":"Jan"},{"$f":"Support!$L$6","v":"Feb"},{"$f":"Support!$L$7","v":"Mar"},{"$f":"Support!$L$8","v":"Apr"},{"$f":"Support!$L$9","v":"May"},{"$f":"Support!$L$10","v":"Jun"},{"$f":"Support!$L$11","v":"Jul"},{"$f":"Support!$L$12","v":"Aug"},{"$f":"Support!$L$13","v":"Sep"},{"$f":"Support!$L$14","v":"Oct"},{"$f":"Support!$L$15","v":"Nov"},{"$f":"Support!$L$16","v":"Dec"},null,"YEAR",null,null,{"$f":"T1341","v":false},null,null,false]
[null,{"$f":"FinalYear","v":2029},"$$",null,null,null,null,null,null,null,null,null,null,null,null,null,{"$f":"SUM(D1343:O1343)","v":0},null,null,false,{"$f":"VLOOKUP(B1343,ActiveYears,2,)","v":false},null,false]
[null,null,"Qty",null,null,null,null,null,null,null,null,null,null,null,null,null,0,null,{"$f":"IF(F1340=\"none\",FALSE,TRUE)","v":false},false,{"$f":"U1343","v":false},null,false]
[null,{"$f":"B1343-1","v":2028},"$$",null,null,null,null,null,null,null,null,null,null,null,null,null,0,null,null,false,{"$f":"VLOOKUP(B1345,ActiveYears,2,)","v":false},null,false]
[null,null,"Qty",null,null,null,null,null,null,null,null,null,null,null,null,null,0,null,{"$f":"S1344","v":false},false,{"$f":"U1345","v":false},null,false]
[null,{"$f":"B1345-1","v":2027},"$$",null,null,null,null,null,null,null,null,null,null,null,null,null,0,null,null,false,{"$f":"VLOOKUP(B1347,ActiveYears,2,)","v":false},null,false]
[null,null,"Qty",null,null,null,null,null,null,null,null,null,null,null,null,null,0,null,{"$f":"S1346","v":false},false,{"$f":"U1347","v":false},null,false]
[null,{"$f":"B1347-1","v":2026},"$$",null,null,null,null,null,null,null,null,null,null,null,null,null,0,null,null,false,{"$f":"VLOOKUP(B1349,ActiveYears,2,)","v":false},null,false]
[null,null,"Qty",null,null,null,null,null,null,null,null,null,null,null,null,null,0,null,{"$f":"S1348","v":false},false,{"$f":"U1349","v":false},null,false]
[null,{"$f":"B1349-1","v":2025},"$$",null,null,null,null,null,null,null,null,null,null,null,null,null,0,null,null,false,{"$f":"VLOOKUP(B1351,ActiveYears,2,)","v":false},null,false]
[null,null,"Qty",null,null,null,null,null,null,null,null,null,null,null,null,null,0,null,{"$f":"S1350","v":false},false,{"$f":"U1351","v":false},null,false]
[null,{"$f":"B1351-1","v":2024},"$$",null,null,null,null,null,null,null,null,null,null,null,null,null,0,null,null,false,{"$f":"VLOOKUP(B1353,ActiveYears,2,)","v":false},null,false]
[null,null,"Qty",null,null,null,null,null,null,null,null,null,null,null,null,null,0,null,{"$f":"S1352","v":false},false,{"$f":"U1353","v":false},null,false]
[null,{"$f":"B1353-1","v":2023},"$$",null,null,null,null,null,null,null,null,null,null,null,null,null,0,null,null,false,{"$f":"VLOOKUP(B1355,ActiveYears,2,)","v":false},null,false]
[null,null,"Qty",null,null,null,null,null,null,null,null,null,null,null,null,null,0,null,{"$f":"S1354","v":false},false,{"$f":"U1355","v":false},null,false]
[null,{"$f":"B1355-1","v":2022},"$$",null,null,null,null,null,null,null,null,null,null,null,null,null,0,null,null,false,{"$f":"VLOOKUP(B1357,ActiveYears,2,)","v":false},null,false]
[null,null,"Qty",null,null,null,null,null,null,null,null,null,null,null,null,null,0,null,{"$f":"S1356","v":false},false,{"$f":"U1357","v":false},null,false]
[null,{"$f":"B1357-1","v":2021},"$$",null,null,null,null,null,null,null,null,null,null,null,null,null,0,null,null,false,{"$f":"VLOOKUP(B1359,ActiveYears,2,)","v":false},null,false]
[null,null,"Qty",null,null,null,null,null,null,null,null,null,null,null,null,null,0,null,{"$f":"S1358","v":false},false,{"$f":"U1359","v":false},null,false]
[null,{"$f":"B1359-1","v":2020},"$$",null,null,null,null,null,null,null,null,null,null,null,null,null,0,null,null,false,{"$f":"VLOOKUP(B1361,ActiveYears,2,)","v":false},null,false]
[null,null,"Qty",null,null,null,null,null,null,null,null,null,null,null,null,null,0,null,{"$f":"S1360","v":false},false,{"$f":"U1361","v":false},null,false]
[null,{"$f":"B1361-1","v":2019},"$$",null,null,null,null,null,null,null,null,null,null,null,null,null,0,null,null,false,{"$f":"VLOOKUP(B1363,ActiveYears,2,)","v":false},null,false]
[null,null,"Qty",null,null,null,null,null,null,null,null,null,null,null,null,null,0,null,{"$f":"S1362","v":false},false,{"$f":"U1363","v":false},null,false]
[null,{"$f":"B1363-1","v":2018},"$$",null,null,null,null,null,null,null,null,null,null,null,null,null,0,null,null,false,{"$f":"VLOOKUP(B1365,ActiveYears,2,)","v":false},null,false]
[null,null,"Qty",null,null,null,null,null,null,null,null,null,null,null,null,null,0,null,{"$f":"S1364","v":false},false,{"$f":"U1365","v":false},null,false]
[null,{"$f":"B1365-1","v":2017},"$$",null,null,null,null,null,null,null,null,null,null,null,null,null,0,null,null,false,{"$f":"VLOOKUP(B1367,ActiveYears,2,)","v":false},null,false]
[null,null,"Qty",null,null,null,null,null,null,null,null,null,null,null,null,null,0,null,{"$f":"S1366","v":false},false,{"$f":"U1367","v":false},null,false]
[null,{"$f":"B1367-1","v":2016},"$$",null,null,null,null,null,null,null,null,null,null,null,null,null,0,null,null,false,{"$f":"VLOOKUP(B1369,ActiveYears,2,)","v":false},null,false]
[null,null,"Qty",null,null,null,null,null,null,null,null,null,null,null,null,null,0,null,{"$f":"S1368","v":false},false,{"$f":"U1369","v":false},null,false]
[null,{"$f":"B1369-1","v":2015},"$$",null,null,null,null,null,null,null,null,null,null,null,null,null,0,null,null,false,{"$f":"VLOOKUP(B1371,ActiveYears,2,)","v":true},null,false]
[null,null,"Qty",null,null,null,null,null,null,null,null,null,null,null,null,null,0,null,{"$f":"S1370","v":false},false,{"$f":"U1371","v":true},null,false]
[null,{"$f":"B1371-1","v":2014},"$$",null,null,null,null,null,null,null,null,null,null,null,null,null,0,null,null,false,{"$f":"VLOOKUP(B1373,ActiveYears,2,)","v":true},null,false]
[null,null,"Qty",null,null,null,null,null,null,null,null,null,null,null,null,null,0,null,{"$f":"S1372","v":false},false,{"$f":"U1373","v":true},null,false]
[null,{"$f":"B1373-1","v":2013},"$$",null,null,null,null,null,null,null,null,null,null,null,null,null,0,null,null,false,{"$f":"VLOOKUP(B1375,ActiveYears,2,)","v":true},null,false]
[null,null,"Qty",null,null,null,null,null,null,null,null,null,null,null,null,null,0,null,{"$f":"S1374","v":false},false,{"$f":"U1375","v":true},null,false]
[null,{"$f":"B1375-1","v":2012},"$$",null,null,null,null,null,null,null,null,null,null,null,null,null,0,null,null,false,{"$f":"VLOOKUP(B1377,ActiveYears,2,)","v":false},null,false]
[null,null,"Qty",null,null,null,null,null,null,null,null,null,null,null,null,null,0,null,{"$f":"S1376","v":false},false,{"$f":"U1377","v":false},null,false]
[null,{"$f":"B1377-1","v":2011},"$$",null,null,null,null,null,null,null,null,null,null,null,null,null,0,null,null,false,{"$f":"VLOOKUP(B1379,ActiveYears,2,)","v":false},null,false]
[null,null,"Qty",null,null,null,null,null,null,null,null,null,null,null,null,null,0,null,{"$f":"S1378","v":false},false,{"$f":"U1379","v":false},null,false]
[null,{"$f":"B1379-1","v":2010},"$$",null,null,null,null,null,null,null,null,null,null,null,null,null,0,null,null,false,{"$f":"VLOOKUP(B1381,ActiveYears,2,)","v":false},null,false]
[null,null,"Qty",null,null,null,null,null,null,null,null,null,null,null,null,null,0,null,{"$f":"S1380","v":false},false,{"$f":"U1381","v":false},null,false]
[null,{"$f":"B1381-1","v":2009},"$$",null,null,null,null,null,null,null,null,null,null,null,null,null,0,null,null,false,{"$f":"VLOOKUP(B1383,ActiveYears,2,)","v":false},null,false]
[null,null,"Qty",null,null,null,null,null,null,null,null,null,null,null,null,null,0,null,{"$f":"S1382","v":false},false,{"$f":"U1383","v":false},null,false]
[null,{"$f":"B1383-1","v":2008},"$$",null,null,null,null,null,null,null,null,null,null,null,null,null,0,null,null,false,{"$f":"VLOOKUP(B1385,ActiveYears,2,)","v":false},null,false]
[null,null,"Qty",null,null,null,null,null,null,null,null,null,null,null,null,null,0,null,{"$f":"S1384","v":false},false,{"$f":"U1385","v":false},null,false]
[null,{"$f":"B1385-1","v":2007},"$$",null,null,null,null,null,null,null,null,null,null,null,null,null,0,null,null,false,{"$f":"VLOOKUP(B1387,ActiveYears,2,)","v":false},null,false]
[null,null,"Qty",null,null,null,null,null,null,null,null,null,null,null,null,null,0,null,{"$f":"S1386","v":false},false,{"$f":"U1387","v":false},null,false]
[null,{"$f":"B1387-1","v":2006},"$$",null,null,null,null,null,null,null,null,null,null,null,null,null,0,null,null,false,{"$f":"VLOOKUP(B1389,ActiveYears,2,)","v":false},null,false]
[null,null,"Qty",null,null,null,null,null,null,null,null,null,null,null,null,null,0,null,{"$f":"S1388","v":false},false,{"$f":"U1389","v":false},null,false]
[null,{"$f":"B1389-1","v":2005},"$$",null,null,null,null,null,null,null,null,null,null,null,null,null,0,null,null,false,{"$f":"VLOOKUP(B1391,ActiveYears,2,)","v":false},null,false]
[null,null,"Qty",null,null,null,null,null,null,null,null,null,null,null,null,null,0,null,{"$f":"S1390","v":false},false,{"$f":"U1391","v":false},null,false]
[null,null,null,null,null,null,null,null,null,null,null,null,null,null,null,null,null,null,null,{"$f":"T1364","v":false},null,null,false]
[null,"Per Unit Costs",{"$f":"B1343","v":2029},{"$f":"IF(D1344<>0,D1343/D1344,\"\")","v":""},"","","","","","","","","","","",null,{"$f":"IF(Q1344<>0,Q1343/Q1344,\"\")","v":""},null,{"$f":"S1372","v":false},{"$f":"T1393","v":false},{"$f":"VLOOKUP(C1394,ActiveYears,2,)","v":false},{"$f":"UnitCostStatus","v":false},false]
[null,null,{"$f":"C1394-1","v":2028},{"$f":"IF(D1346<>0,D1345/D1346,\"\")","v":""},"","","","","","","","","","","",null,{"$f":"IF(Q1346<>0,Q1345/Q1346,\"\")","v":""},null,{"$f":"S1394","v":false},false,false,{"$f":"V1394","v":false},false]
[null,null,{"$f":"C1395-1","v":2027},{"$f":"IF(D1348<>0,D1347/D1348,\"\")","v":""},"","","","","","","","","","","",null,{"$f":"IF(Q1348<>0,Q1347/Q1348,\"\")","v":""},null,false,false,false,{"$f":"V1395","v":false},false]
[null,null,2026,{"$f":"IF(D1350<>0,D1349/D1350,\"\")","v":""},"","","","","","","","","","","",null,{"$f":"IF(Q1350<>0,Q1349/Q1350,\"\")","v":""},null,false,false,false,{"$f":"V1396","v":false},false]
[null,null,2025,{"$f":"IF(D1352<>0,D1351/D1352,\"\")","v":""},"","","","","","","","","","","",null,{"$f":"IF(Q1352<>0,Q1351/Q1352,\"\")","v":""},null,false,false,false,false,false]
[null,null,2024,{"$f":"IF(D1354<>0,D1353/D1354,\"\")","v":""},"","","","","","","","","","","",null,{"$f":"IF(Q1354<>0,Q1353/Q1354,\"\")","v":""},null,false,false,false,false,false]
[null,null,2023,{"$f":"IF(D1356<>0,D1355/D1356,\"\")","v":""},"","","","","","","","","","","",null,{"$f":"IF(Q1356<>0,Q1355/Q1356,\"\")","v":""},null,false,false,false,false,false]
[null,null,2022,{"$f":"IF(D1358<>0,D1357/D1358,\"\")","v":""},"","","","","","","","","","","",null,{"$f":"IF(Q1358<>0,Q1357/Q1358,\"\")","v":""},null,false,false,false,false,false]
[null,null,2021,{"$f":"IF(D1360<>0,D1359/D1360,\"\")","v":""},"","","","","","","","","","","",null,{"$f":"IF(Q1360<>0,Q1359/Q1360,\"\")","v":""},null,false,false,false,false,false]
[null,null,2020,{"$f":"IF(D1362<>0,D1361/D1362,\"\")","v":""},"","","","","","","","","","","",null,{"$f":"IF(Q1362<>0,Q1361/Q1362,\"\")","v":""},null,false,false,false,false,false]
[null,null,2019,{"$f":"IF(D1364<>0,D1363/D1364,\"\")","v":""},"","","","","","","","","","","",null,{"$f":"IF(Q1364<>0,Q1363/Q1364,\"\")","v":""},null,false,false,false,false,false]
[null,null,2018,{"$f":"IF(D1366<>0,D1365/D1366,\"\")","v":""},"","","","","","","","","","","",null,{"$f":"IF(Q1366<>0,Q1365/Q1366,\"\")","v":""},null,false,false,false,false,false]
[null,null,2017,{"$f":"IF(D1368<>0,D1367/D1368,\"\")","v":""},"","","","","","","","","","","",null,{"$f":"IF(Q1368<>0,Q1367/Q1368,\"\")","v":""},null,false,{"$f":"T1405","v":false},false,false,false]
[null,null,2016,{"$f":"IF(D1370<>0,D1369/D1370,\"\")","v":""},"","","","","","","","","","","",null,{"$f":"IF(Q1370<>0,Q1369/Q1370,\"\")","v":""},null,false,false,false,false,false]
[null,null,2015,{"$f":"IF(D1372<>0,D1371/D1372,\"\")","v":""},"","","","","","","","","","","",null,{"$f":"IF(Q1372<>0,Q1371/Q1372,\"\")","v":""},null,false,false,true,false,false]
[null,null,2014,{"$f":"IF(D1374<>0,D1373/D1374,\"\")","v":""},{"$f":"IF(E1374<>0,E1373/E1374,\"\")","v":""},"","","","","","","","","","",null,{"$f":"IF(Q1374<>0,Q1373/Q1374,\"\")","v":""},null,false,false,true,false,false]
[null,null,2013,{"$f":"IF(D1376<>0,D1375/D1376,\"\")","v":""},{"$f":"IF(E1376<>0,E1375/E1376,\"\")","v":""},"","","","","","","","","","",null,{"$f":"IF(Q1376<>0,Q1375/Q1376,\"\")","v":""},null,false,false,true,false,false]
[null,null,2012,{"$f":"IF(D1378<>0,D1377/D1378,\"\")","v":""},{"$f":"IF(E1378<>0,E1377/E1378,\"\")","v":""},"","","","","","","","","","",null,{"$f":"IF(Q1378<>0,Q1377/Q1378,\"\")","v":""},null,false,false,false,false,false]
[null,null,2011,{"$f":"IF(D1380<>0,D1379/D1380,\"\")","v":""},{"$f":"IF(E1380<>0,E1379/E1380,\"\")","v":""},"","","","","","","","","","",null,{"$f":"IF(Q1380<>0,Q1379/Q1380,\"\")","v":""},null,false,false,false,false,false]
[null,null,2010,{"$f":"IF(D1382<>0,D1381/D1382,\"\")","v":""},{"$f":"IF(E1382<>0,E1381/E1382,\"\")","v":""},"","","","","","","","","","",null,{"$f":"IF(Q1382<>0,Q1381/Q1382,\"\")","v":""},null,false,false,false,false,false]
[null,null,2009,{"$f":"IF(D1384<>0,D1383/D1384,\"\")","v":""},{"$f":"IF(E1384<>0,E1383/E1384,\"\")","v":""},"","","","","","","","","","",null,{"$f":"IF(Q1384<>0,Q1383/Q1384,\"\")","v":""},null,false,false,false,false,false]
[null,null,2008,{"$f":"IF(D1386<>0,D1385/D1386,\"\")","v":""},{"$f":"IF(E1386<>0,E1385/E1386,\"\")","v":""},"","","","","","","","","","",null,{"$f":"IF(Q1386<>0,Q1385/Q1386,\"\")","v":""},null,false,false,false,false,false]
[null,null,2007,{"$f":"IF(D1388<>0,D1387/D1388,\"\")","v":""},{"$f":"IF(E1388<>0,E1387/E1388,\"\")","v":""},"","","","","","","","","","",null,{"$f":"IF(Q1388<>0,Q1387/Q1388,\"\")","v":""},null,false,false,false,false,false]
[null,null,2006,{"$f":"IF(D1390<>0,D1389/D1390,\"\")","v":""},{"$f":"IF(E1390<>0,E1389/E1390,\"\")","v":""},"","","","","","","","","","",null,{"$f":"IF(Q1390<>0,Q1389/Q1390,\"\")","v":""},null,false,false,false,false,false]
[null,null,2005,{"$f":"IF(D1392<>0,D1391/D1392,\"\")","v":""},{"$f":"IF(E1392<>0,E1391/E1392,\"\")","v":""},"","","","","","","","","","",null,{"$f":"IF(Q1392<>0,Q1391/Q1392,\"\")","v":""},null,false,false,false,false,false]
[null,null,null,null,null,null,null,null,null,null,null,null,null,null,null,null,null,null,{"$f":"S1404","v":false},{"$f":"T1404","v":false},null,{"$f":"V1404","v":false},false]
[null,null,null,null,null,null,null,null,null,null,null,null,null,null,null,null,null,null,null,{"$f":"T1419","v":false},null,null,false]
[null,"Energy Source",null,null,null,"UNIT","Notes",null,null,null,null,null,null,null,null,null,null,null,null,{"$f":"VLOOKUP(B1422,$T$5:$U$24,2,)","v":false},null,null,{"$f":"AND(S1421:V1421)","v":false}]
["back to top",{"$f":"B1340+1","v":18},{"$f":"VLOOKUP(B1422,$B$5:$F$24,2,)","v":0},null,null,{"$f":"IFERROR(VLOOKUP(C1422,EnergyUnits,2,),\"none\")","v":"none"},"Location, day of month read, etc",null,null,null,null,null,null,null,null,null,null,null,null,{"$f":"T1421","v":false},null,null,{"$f":"AND(S1422:V1422)","v":false}]
[null,null,null,null,null,null,null,null,null,null,null,null,null,null,null,null,null,null,null,{"$f":"T1422","v":false},null,null,false]
[null,null,null,{"$f":"Support!$L$5","v":"Jan"},{"$f":"Support!$L$6","v":"Feb"},{"$f":"Support!$L$7","v":"Mar"},{"$f":"Support!$L$8","v":"Apr"},{"$f":"Support!$L$9","v":"May"},{"$f":"Support!$L$10","v":"Jun"},{"$f":"Support!$L$11","v":"Jul"},{"$f":"Support!$L$12","v":"Aug"},{"$f":"Support!$L$13","v":"Sep"},{"$f":"Support!$L$14","v":"Oct"},{"$f":"Support!$L$15","v":"Nov"},{"$f":"Support!$L$16","v":"Dec"},null,"YEAR",null,null,{"$f":"T1423","v":false},null,null,false]
[null,{"$f":"FinalYear","v":2029},"$$",null,null,null,null,null,null,null,null,null,null,null,null,null,{"$f":"SUM(D1425:O1425)","v":0},null,null,false,{"$f":"VLOOKUP(B1425,ActiveYears,2,)","v":false},null,false]
[null,null,"Qty",null,null,null,null,null,null,null,null,null,null,null,null,null,0,null,{"$f":"IF(F1422=\"none\",FALSE,TRUE)","v":false},false,{"$f":"U1425","v":false},null,false]
[null,{"$f":"B1425-1","v":2028},"$$",null,null,null,null,null,null,null,null,null,null,null,null,null,0,null,null,false,{"$f":"VLOOKUP(B1427,ActiveYears,2,)","v":false},null,false]
[null,null,"Qty",null,null,null,null,null,null,null,null,null,null,null,null,null,0,null,{"$f":"S1426","v":false},false,{"$f":"U1427","v":false},null,false]
[null,{"$f":"B1427-1","v":2027},"$$",null,null,null,null,null,null,null,null,null,null,null,null,null,0,null,null,false,{"$f":"VLOOKUP(B1429,ActiveYears,2,)","v":false},null,false]
[null,null,"Qty",null,null,null,null,null,null,null,null,null,null,null,null,null,0,null,{"$f":"S1428","v":false},false,{"$f":"U1429","v":false},null,false]
[null,{"$f":"B1429-1","v":2026},"$$",null,null,null,null,null,null,null,null,null,null,null,null,null,0,null,null,false,{"$f":"VLOOKUP(B1431,ActiveYears,2,)","v":false},null,false]
[null,null,"Qty",null,null,null,null,null,null,null,null,null,null,null,null,null,0,null,{"$f":"S1430","v":false},false,{"$f":"U1431","v":false},null,false]
[null,{"$f":"B1431-1","v":2025},"$$",null,null,null,null,null,null,null,null,null,null,null,null,null,0,null,null,false,{"$f":"VLOOKUP(B1433,ActiveYears,2,)","v":false},null,false]
[null,null,"Qty",null,null,null,null,null,null,null,null,null,null,null,null,null,0,null,{"$f":"S1432","v":false},false,{"$f":"U1433","v":false},null,false]
[null,{"$f":"B1433-1","v":2024},"$$",null,null,null,null,null,null,null,null,null,null,null,null,null,0,null,null,false,{"$f":"VLOOKUP(B1435,ActiveYears,2,)","v":false},null,false]
[null,null,"Qty",null,null,null,null,null,null,null,null,null,null,null,null,null,0,null,{"$f":"S1434","v":false},false,{"$f":"U1435","v":false},null,false]
[null,{"$f":"B1435-1","v":2023},"$$",null,null,null,null,null,null,null,null,null,null,null,null,null,0,null,null,false,{"$f":"VLOOKUP(B1437,ActiveYears,2,)","v":false},null,false]
[null,null,"Qty",null,null,null,null,null,null,null,null,null,null,null,null,null,0,null,{"$f":"S1436","v":false},false,{"$f":"U1437","v":false},null,false]
[null,{"$f":"B1437-1","v":2022},"$$",null,null,null,null,null,null,null,null,null,null,null,null,null,0,null,null,false,{"$f":"VLOOKUP(B1439,ActiveYears,2,)","v":false},null,false]
[null,null,"Qty",null,null,null,null,null,null,null,null,null,null,null,null,null,0,null,{"$f":"S1438","v":false},false,{"$f":"U1439","v":false},null,false]
[null,{"$f":"B1439-1","v":2021},"$$",null,null,null,null,null,null,null,null,null,null,null,null,null,0,null,null,false,{"$f":"VLOOKUP(B1441,ActiveYears,2,)","v":false},null,false]
[null,null,"Qty",null,null,null,null,null,null,null,null,null,null,null,null,null,0,null,{"$f":"S1440","v":false},false,{"$f":"U1441","v":false},null,false]
[null,{"$f":"B1441-1","v":2020},"$$",null,null,null,null,null,null,null,null,null,null,null,null,null,0,null,null,false,{"$f":"VLOOKUP(B1443,ActiveYears,2,)","v":false},null,false]
[null,null,"Qty",null,null,null,null,null,null,null,null,null,null,null,null,null,0,null,{"$f":"S1442","v":false},false,{"$f":"U1443","v":false},null,false]
[null,{"$f":"B1443-1","v":2019},"$$",null,null,null,null,null,null,null,null,null,null,null,null,null,0,null,null,false,{"$f":"VLOOKUP(B1445,ActiveYears,2,)","v":false},null,false]
[null,null,"Qty",null,null,null,null,null,null,null,null,null,null,null,null,null,0,null,{"$f":"S1444","v":false},false,{"$f":"U1445","v":false},null,false]
[null,{"$f":"B1445-1","v":2018},"$$",null,null,null,null,null,null,null,null,null,null,null,null,null,0,null,null,false,{"$f":"VLOOKUP(B1447,ActiveYears,2,)","v":false},null,false]
[null,null,"Qty",null,null,null,null,null,null,null,null,null,null,null,null,null,0,null,{"$f":"S1446","v":false},false,{"$f":"U1447","v":false},null,false]
[null,{"$f":"B1447-1","v":2017},"$$",null,null,null,null,null,null,null,null,null,null,null,null,null,0,null,null,false,{"$f":"VLOOKUP(B1449,ActiveYears,2,)","v":false},null,false]
[null,null,"Qty",null,null,null,null,null,null,null,null,null,null,null,null,null,0,null,{"$f":"S1448","v":false},false,{"$f":"U1449","v":false},null,false]
[null,{"$f":"B1449-1","v":2016},"$$",null,null,null,null,null,null,null,null,null,null,null,null,null,0,null,null,false,{"$f":"VLOOKUP(B1451,ActiveYears,2,)","v":false},null,false]
[null,null,"Qty",null,null,null,null,null,null,null,null,null,null,null,null,null,0,null,{"$f":"S1450","v":false},false,{"$f":"U1451","v":false},null,false]
[null,{"$f":"B1451-1","v":2015},"$$",null,null,null,null,null,null,null,null,null,null,null,null,null,0,null,null,false,{"$f":"VLOOKUP(B1453,ActiveYears,2,)","v":true},null,false]
[null,null,"Qty",null,null,null,null,null,null,null,null,null,null,null,null,null,0,null,{"$f":"S1452","v":false},false,{"$f":"U1453","v":true},null,false]
[null,{"$f":"B1453-1","v":2014},"$$",null,null,null,null,null,null,null,null,null,null,null,null,null,0,null,null,false,{"$f":"VLOOKUP(B1455,ActiveYears,2,)","v":true},null,false]
[null,null,"Qty",null,null,null,null,null,null,null,null,null,null,null,null,null,0,null,{"$f":"S1454","v":false},false,{"$f":"U1455","v":true},null,false]
[null,{"$f":"B1455-1","v":2013},"$$",null,null,null,null,null,null,null,null,null,null,null,null,null,0,null,null,false,{"$f":"VLOOKUP(B1457,ActiveYears,2,)","v":true},null,false]
[null,null,"Qty",null,null,null,null,null,null,null,null,null,null,null,null,null,0,null,{"$f":"S1456","v":false},false,{"$f":"U1457","v":true},null,false]
[null,{"$f":"B1457-1","v":2012},"$$",null,null,null,null,null,null,null,null,null,null,null,null,null,0,null,null,false,{"$f":"VLOOKUP(B1459,ActiveYears,2,)","v":false},null,false]
[null,null,"Qty",null,null,null,null,null,null,null,null,null,null,null,null,null,0,null,{"$f":"S1458","v":false},false,{"$f":"U1459","v":false},null,false]
[null,{"$f":"B1459-1","v":2011},"$$",null,null,null,null,null,null,null,null,null,null,null,null,null,0,null,null,false,{"$f":"VLOOKUP(B1461,ActiveYears,2,)","v":false},null,false]
[null,null,"Qty",null,null,null,null,null,null,null,null,null,null,null,null,null,0,null,{"$f":"S1460","v":false},false,{"$f":"U1461","v":false},null,false]
[null,{"$f":"B1461-1","v":2010},"$$",null,null,null,null,null,null,null,null,null,null,null,null,null,0,null,null,false,{"$f":"VLOOKUP(B1463,ActiveYears,2,)","v":false},null,false]
[null,null,"Qty",null,null,null,null,null,null,null,null,null,null,null,null,null,0,null,{"$f":"S1462","v":false},false,{"$f":"U1463","v":false},null,false]
[null,{"$f":"B1463-1","v":2009},"$$",null,null,null,null,null,null,null,null,null,null,null,null,null,0,null,null,false,{"$f":"VLOOKUP(B1465,ActiveYears,2,)","v":false},null,false]
[null,null,"Qty",null,null,null,null,null,null,null,null,null,null,null,null,null,0,null,{"$f":"S1464","v":false},false,{"$f":"U1465","v":false},null,false]
[null,{"$f":"B1465-1","v":2008},"$$",null,null,null,null,null,null,null,null,null,null,null,null,null,0,null,null,false,{"$f":"VLOOKUP(B1467,ActiveYears,2,)","v":false},null,false]
[null,null,"Qty",null,null,null,null,null,null,null,null,null,null,null,null,null,0,null,{"$f":"S1466","v":false},false,{"$f":"U1467","v":false},null,false]
[null,{"$f":"B1467-1","v":2007},"$$",null,null,null,null,null,null,null,null,null,null,null,null,null,0,null,null,false,{"$f":"VLOOKUP(B1469,ActiveYears,2,)","v":false},null,false]
[null,null,"Qty",null,null,null,null,null,null,null,null,null,null,null,null,null,0,null,{"$f":"S1468","v":false},false,{"$f":"U1469","v":false},null,false]
[null,{"$f":"B1469-1","v":2006},"$$",null,null,null,null,null,null,null,null,null,null,null,null,null,0,null,null,false,{"$f":"VLOOKUP(B1471,ActiveYears,2,)","v":false},null,false]
[null,null,"Qty",null,null,null,null,null,null,null,null,null,null,null,null,null,0,null,{"$f":"S1470","v":false},false,{"$f":"U1471","v":false},null,false]
[null,{"$f":"B1471-1","v":2005},"$$",null,null,null,null,null,null,null,null,null,null,null,null,null,0,null,null,false,{"$f":"VLOOKUP(B1473,ActiveYears,2,)","v":false},null,false]
[null,null,"Qty",null,null,null,null,null,null,null,null,null,null,null,null,null,0,null,{"$f":"S1472","v":false},false,{"$f":"U1473","v":false},null,false]
[null,null,null,null,null,null,null,null,null,null,null,null,null,null,null,null,null,null,null,{"$f":"T1446","v":false},null,null,false]
[null,"Per Unit Costs",{"$f":"B1425","v":2029},{"$f":"IF(D1426<>0,D1425/D1426,\"\")","v":""},"","","","","","","","","","","",null,{"$f":"IF(Q1426<>0,Q1425/Q1426,\"\")","v":""},null,{"$f":"S1454","v":false},{"$f":"T1475","v":false},{"$f":"VLOOKUP(C1476,ActiveYears,2,)","v":false},{"$f":"UnitCostStatus","v":false},false]
[null,null,{"$f":"C1476-1","v":2028},{"$f":"IF(D1428<>0,D1427/D1428,\"\")","v":""},"","","","","","","","","","","",null,{"$f":"IF(Q1428<>0,Q1427/Q1428,\"\")","v":""},null,{"$f":"S1476","v":false},false,false,{"$f":"V1476","v":false},false]
[null,null,{"$f":"C1477-1","v":2027},{"$f":"IF(D1430<>0,D1429/D1430,\"\")","v":""},"","","","","","","","","","","",null,{"$f":"IF(Q1430<>0,Q1429/Q1430,\"\")","v":""},null,false,false,false,{"$f":"V1477","v":false},false]
[null,null,2026,{"$f":"IF(D1432<>0,D1431/D1432,\"\")","v":""},"","","","","","","","","","","",null,{"$f":"IF(Q1432<>0,Q1431/Q1432,\"\")","v":""},null,false,false,false,{"$f":"V1478","v":false},false]
[null,null,2025,{"$f":"IF(D1434<>0,D1433/D1434,\"\")","v":""},"","","","","","","","","","","",null,{"$f":"IF(Q1434<>0,Q1433/Q1434,\"\")","v":""},null,false,false,false,false,false]
[null,null,2024,{"$f":"IF(D1436<>0,D1435/D1436,\"\")","v":""},"","","","","","","","","","","",null,{"$f":"IF(Q1436<>0,Q1435/Q1436,\"\")","v":""},null,false,false,false,false,false]
[null,null,2023,{"$f":"IF(D1438<>0,D1437/D1438,\"\")","v":""},"","","","","","","","","","","",null,{"$f":"IF(Q1438<>0,Q1437/Q1438,\"\")","v":""},null,false,false,false,false,false]
[null,null,2022,{"$f":"IF(D1440<>0,D1439/D1440,\"\")","v":""},"","","","","","","","","","","",null,{"$f":"IF(Q1440<>0,Q1439/Q1440,\"\")","v":""},null,false,false,false,false,false]
[null,null,2021,{"$f":"IF(D1442<>0,D1441/D1442,\"\")","v":""},"","","","","","","","","","","",null,{"$f":"IF(Q1442<>0,Q1441/Q1442,\"\")","v":""},null,false,false,false,false,false]
[null,null,2020,{"$f":"IF(D1444<>0,D1443/D1444,\"\")","v":""},"","","","","","","","","","","",null,{"$f":"IF(Q1444<>0,Q1443/Q1444,\"\")","v":""},null,false,false,false,false,false]
[null,null,2019,{"$f":"IF(D1446<>0,D1445/D1446,\"\")","v":""},"","","","","","","","","","","",null,{"$f":"IF(Q1446<>0,Q1445/Q1446,\"\")","v":""},null,false,false,false,false,false]
[null,null,2018,{"$f":"IF(D1448<>0,D1447/D1448,\"\")","v":""},"","","","","","","","","","","",null,{"$f":"IF(Q1448<>0,Q1447/Q1448,\"\")","v":""},null,false,false,false,false,false]
[null,null,2017,{"$f":"IF(D1450<>0,D1449/D1450,\"\")","v":""},"","","","","","","","","","","",null,{"$f":"IF(Q1450<>0,Q1449/Q1450,\"\")","v":""},null,false,{"$f":"T1487","v":false},false,false,false]
[null,null,2016,{"$f":"IF(D1452<>0,D1451/D1452,\"\")","v":""},"","","","","","","","","","","",null,{"$f":"IF(Q1452<>0,Q1451/Q1452,\"\")","v":""},null,false,false,false,false,false]
[null,null,2015,{"$f":"IF(D1454<>0,D1453/D1454,\"\")","v":""},"","","","","","","","","","","",null,{"$f":"IF(Q1454<>0,Q1453/Q1454,\"\")","v":""},null,false,false,true,false,false]
[null,null,2014,{"$f":"IF(D1456<>0,D1455/D1456,\"\")","v":""},{"$f":"IF(E1456<>0,E1455/E1456,\"\")","v":""},"","","","","","","","","","",null,{"$f":"IF(Q1456<>0,Q1455/Q1456,\"\")","v":""},null,false,false,true,false,false]
[null,null,2013,{"$f":"IF(D1458<>0,D1457/D1458,\"\")","v":""},{"$f":"IF(E1458<>0,E1457/E1458,\"\")","v":""},"","","","","","","","","","",null,{"$f":"IF(Q1458<>0,Q1457/Q1458,\"\")","v":""},null,false,false,true,false,false]
[null,null,2012,{"$f":"IF(D1460<>0,D1459/D1460,\"\")","v":""},{"$f":"IF(E1460<>0,E1459/E1460,\"\")","v":""},"","","","","","","","","","",null,{"$f":"IF(Q1460<>0,Q1459/Q1460,\"\")","v":""},null,false,false,false,false,false]
[null,null,2011,{"$f":"IF(D1462<>0,D1461/D1462,\"\")","v":""},{"$f":"IF(E1462<>0,E1461/E1462,\"\")","v":""},"","","","","","","","","","",null,{"$f":"IF(Q1462<>0,Q1461/Q1462,\"\")","v":""},null,false,false,false,false,false]
[null,null,2010,{"$f":"IF(D1464<>0,D1463/D1464,\"\")","v":""},{"$f":"IF(E1464<>0,E1463/E1464,\"\")","v":""},"","","","","","","","","","",null,{"$f":"IF(Q1464<>0,Q1463/Q1464,\"\")","v":""},null,false,false,false,false,false]
[null,null,2009,{"$f":"IF(D1466<>0,D1465/D1466,\"\")","v":""},{"$f":"IF(E1466<>0,E1465/E1466,\"\")","v":""},"","","","","","","","","","",null,{"$f":"IF(Q1466<>0,Q1465/Q1466,\"\")","v":""},null,false,false,false,false,false]
[null,null,2008,{"$f":"IF(D1468<>0,D1467/D1468,\"\")","v":""},{"$f":"IF(E1468<>0,E1467/E1468,\"\")","v":""},"","","","","","","","","","",null,{"$f":"IF(Q1468<>0,Q1467/Q1468,\"\")","v":""},null,false,false,false,false,false]
[null,null,2007,{"$f":"IF(D1470<>0,D1469/D1470,\"\")","v":""},{"$f":"IF(E1470<>0,E1469/E1470,\"\")","v":""},"","","","","","","","","","",null,{"$f":"IF(Q1470<>0,Q1469/Q1470,\"\")","v":""},null,false,false,false,false,false]
[null,null,2006,{"$f":"IF(D1472<>0,D1471/D1472,\"\")","v":""},{"$f":"IF(E1472<>0,E1471/E1472,\"\")","v":""},"","","","","","","","","","",null,{"$f":"IF(Q1472<>0,Q1471/Q1472,\"\")","v":""},null,false,false,false,false,false]
[null,null,2005,{"$f":"IF(D1474<>0,D1473/D1474,\"\")","v":""},{"$f":"IF(E1474<>0,E1473/E1474,\"\")","v":""},"","","","","","","","","","",null,{"$f":"IF(Q1474<>0,Q1473/Q1474,\"\")","v":""},null,false,false,false,false,false]
[null,null,null,null,null,null,null,null,null,null,null,null,null,null,null,null,null,null,{"$f":"S1486","v":false},{"$f":"T1486","v":false},null,{"$f":"V1486","v":false},false]
[null,null,null,null,null,null,null,null,null,null,null,null,null,null,null,null,null,null,null,{"$f":"T1501","v":false},null,null,false]
[null,"Energy Source",null,null,null,"UNIT","Notes",null,null,null,null,null,null,null,null,null,null,null,null,{"$f":"VLOOKUP(B1504,$T$5:$U$24,2,)","v":false},null,null,{"$f":"AND(S1503:V1503)","v":false}]
["back to top",{"$f":"B1422+1","v":19},{"$f":"VLOOKUP(B1504,$B$5:$F$24,2,)","v":0},null,null,{"$f":"IFERROR(VLOOKUP(C1504,EnergyUnits,2,),\"none\")","v":"none"},"Location, day of month read, etc",null,null,null,null,null,null,null,null,null,null,null,null,{"$f":"T1503","v":false},null,null,{"$f":"AND(S1504:V1504)","v":false}]
[null,null,null,null,null,null,null,null,null,null,null,null,null,null,null,null,null,null,null,{"$f":"T1504","v":false},null,null,false]
[null,null,null,{"$f":"Support!$L$5","v":"Jan"},{"$f":"Support!$L$6","v":"Feb"},{"$f":"Support!$L$7","v":"Mar"},{"$f":"Support!$L$8","v":"Apr"},{"$f":"Support!$L$9","v":"May"},{"$f":"Support!$L$10","v":"Jun"},{"$f":"Support!$L$11","v":"Jul"},{"$f":"Support!$L$12","v":"Aug"},{"$f":"Support!$L$13","v":"Sep"},{"$f":"Support!$L$14","v":"Oct"},{"$f":"Support!$L$15","v":"Nov"},{"$f":"Support!$L$16","v":"Dec"},null,"YEAR",null,null,{"$f":"T1505","v":false},null,null,false]
[null,{"$f":"FinalYear","v":2029},"$$",null,null,null,null,null,null,null,null,null,null,null,null,null,{"$f":"SUM(D1507:O1507)","v":0},null,null,false,{"$f":"VLOOKUP(B1507,ActiveYears,2,)","v":false},null,false]
[null,null,"Qty",null,null,null,null,null,null,null,null,null,null,null,null,null,0,null,{"$f":"IF(F1504=\"none\",FALSE,TRUE)","v":false},false,{"$f":"U1507","v":false},null,false]
[null,{"$f":"B1507-1","v":2028},"$$",null,null,null,null,null,null,null,null,null,null,null,null,null,0,null,null,false,{"$f":"VLOOKUP(B1509,ActiveYears,2,)","v":false},null,false]
[null,null,"Qty",null,null,null,null,null,null,null,null,null,null,null,null,null,0,null,{"$f":"S1508","v":false},false,{"$f":"U1509","v":false},null,false]
[null,{"$f":"B1509-1","v":2027},"$$",null,null,null,null,null,null,null,null,null,null,null,null,null,0,null,null,false,{"$f":"VLOOKUP(B1511,ActiveYears,2,)","v":false},null,false]
[null,null,"Qty",null,null,null,null,null,null,null,null,null,null,null,null,null,0,null,{"$f":"S1510","v":false},false,{"$f":"U1511","v":false},null,false]
[null,{"$f":"B1511-1","v":2026},"$$",null,null,null,null,null,null,null,null,null,null,null,null,null,0,null,null,false,{"$f":"VLOOKUP(B1513,ActiveYears,2,)","v":false},null,false]
[null,null,"Qty",null,null,null,null,null,null,null,null,null,null,null,null,null,0,null,{"$f":"S1512","v":false},false,{"$f":"U1513","v":false},null,false]
[null,{"$f":"B1513-1","v":2025},"$$",null,null,null,null,null,null,null,null,null,null,null,null,null,0,null,null,false,{"$f":"VLOOKUP(B1515,ActiveYears,2,)","v":false},null,false]
[null,null,"Qty",null,null,null,null,null,null,null,null,null,null,null,null,null,0,null,{"$f":"S1514","v":false},false,{"$f":"U1515","v":false},null,false]
[null,{"$f":"B1515-1","v":2024},"$$",null,null,null,null,null,null,null,null,null,null,null,null,null,0,null,null,false,{"$f":"VLOOKUP(B1517,ActiveYears,2,)","v":false},null,false]
[null,null,"Qty",null,null,null,null,null,null,null,null,null,null,null,null,null,0,null,{"$f":"S1516","v":false},false,{"$f":"U1517","v":false},null,false]
[null,{"$f":"B1517-1","v":2023},"$$",null,null,null,null,null,null,null,null,null,null,null,null,null,0,null,null,false,{"$f":"VLOOKUP(B1519,ActiveYears,2,)","v":false},null,false]
[null,null,"Qty",null,null,null,null,null,null,null,null,null,null,null,null,null,0,null,{"$f":"S1518","v":false},false,{"$f":"U1519","v":false},null,false]
[null,{"$f":"B1519-1","v":2022},"$$",null,null,null,null,null,null,null,null,null,null,null,null,null,0,null,null,false,{"$f":"VLOOKUP(B1521,ActiveYears,2,)","v":false},null,false]
[null,null,"Qty",null,null,null,null,null,null,null,null,null,null,null,null,null,0,null,{"$f":"S1520","v":false},false,{"$f":"U1521","v":false},null,false]
[null,{"$f":"B1521-1","v":2021},"$$",null,null,null,null,null,null,null,null,null,null,null,null,null,0,null,null,false,{"$f":"VLOOKUP(B1523,ActiveYears,2,)","v":false},null,false]
[null,null,"Qty",null,null,null,null,null,null,null,null,null,null,null,null,null,0,null,{"$f":"S1522","v":false},false,{"$f":"U1523","v":false},null,false]
[null,{"$f":"B1523-1","v":2020},"$$",null,null,null,null,null,null,null,null,null,null,null,null,null,0,null,null,false,{"$f":"VLOOKUP(B1525,ActiveYears,2,)","v":false},null,false]
[null,null,"Qty",null,null,null,null,null,null,null,null,null,null,null,null,null,0,null,{"$f":"S1524","v":false},false,{"$f":"U1525","v":false},null,false]
[null,{"$f":"B1525-1","v":2019},"$$",null,null,null,null,null,null,null,null,null,null,null,null,null,0,null,null,false,{"$f":"VLOOKUP(B1527,ActiveYears,2,)","v":false},null,false]
[null,null,"Qty",null,null,null,null,null,null,null,null,null,null,null,null,null,0,null,{"$f":"S1526","v":false},false,{"$f":"U1527","v":false},null,false]
[null,{"$f":"B1527-1","v":2018},"$$",null,null,null,null,null,null,null,null,null,null,null,null,null,0,null,null,false,{"$f":"VLOOKUP(B1529,ActiveYears,2,)","v":false},null,false]
[null,null,"Qty",null,null,null,null,null,null,null,null,null,null,null,null,null,0,null,{"$f":"S1528","v":false},false,{"$f":"U1529","v":false},null,false]
[null,{"$f":"B1529-1","v":2017},"$$",null,null,null,null,null,null,null,null,null,null,null,null,null,0,null,null,false,{"$f":"VLOOKUP(B1531,ActiveYears,2,)","v":false},null,false]
[null,null,"Qty",null,null,null,null,null,null,null,null,null,null,null,null,null,0,null,{"$f":"S1530","v":false},false,{"$f":"U1531","v":false},null,false]
[null,{"$f":"B1531-1","v":2016},"$$",null,null,null,null,null,null,null,null,null,null,null,null,null,0,null,null,false,{"$f":"VLOOKUP(B1533,ActiveYears,2,)","v":false},null,false]
[null,null,"Qty",null,null,null,null,null,null,null,null,null,null,null,null,null,0,null,{"$f":"S1532","v":false},false,{"$f":"U1533","v":false},null,false]
[null,{"$f":"B1533-1","v":2015},"$$",null,null,null,null,null,null,null,null,null,null,null,null,null,0,null,null,false,{"$f":"VLOOKUP(B1535,ActiveYears,2,)","v":true},null,false]
[null,null,"Qty",null,null,null,null,null,null,null,null,null,null,null,null,null,0,null,{"$f":"S1534","v":false},false,{"$f":"U1535","v":true},null,false]
[null,{"$f":"B1535-1","v":2014},"$$",null,null,null,null,null,null,null,null,null,null,null,null,null,0,null,null,false,{"$f":"VLOOKUP(B1537,ActiveYears,2,)","v":true},null,false]
[null,null,"Qty",null,null,null,null,null,null,null,null,null,null,null,null,null,0,null,{"$f":"S1536","v":false},false,{"$f":"U1537","v":true},null,false]
[null,{"$f":"B1537-1","v":2013},"$$",null,null,null,null,null,null,null,null,null,null,null,null,null,0,null,null,false,{"$f":"VLOOKUP(B1539,ActiveYears,2,)","v":true},null,false]
[null,null,"Qty",null,null,null,null,null,null,null,null,null,null,null,null,null,0,null,{"$f":"S1538","v":false},false,{"$f":"U1539","v":true},null,false]
[null,{"$f":"B1539-1","v":2012},"$$",null,null,null,null,null,null,null,null,null,null,null,null,null,0,null,null,false,{"$f":"VLOOKUP(B1541,ActiveYears,2,)","v":false},null,false]
[null,null,"Qty",null,null,null,null,null,null,null,null,null,null,null,null,null,0,null,{"$f":"S1540","v":false},false,{"$f":"U1541","v":false},null,false]
[null,{"$f":"B1541-1","v":2011},"$$",null,null,null,null,null,null,null,null,null,null,null,null,null,0,null,null,false,{"$f":"VLOOKUP(B1543,ActiveYears,2,)","v":false},null,false]
[null,null,"Qty",null,null,null,null,null,null,null,null,null,null,null,null,null,0,null,{"$f":"S1542","v":false},false,{"$f":"U1543","v":false},null,false]
[null,{"$f":"B1543-1","v":2010},"$$",null,null,null,null,null,null,null,null,null,null,null,null,null,0,null,null,false,{"$f":"VLOOKUP(B1545,ActiveYears,2,)","v":false},null,false]
[null,null,"Qty",null,null,null,null,null,null,null,null,null,null,null,null,null,0,null,{"$f":"S1544","v":false},false,{"$f":"U1545","v":false},null,false]
[null,{"$f":"B1545-1","v":2009},"$$",null,null,null,null,null,null,null,null,null,null,null,null,null,0,null,null,false,{"$f":"VLOOKUP(B1547,ActiveYears,2,)","v":false},null,false]
[null,null,"Qty",null,null,null,null,null,null,null,null,null,null,null,null,null,0,null,{"$f":"S1546","v":false},false,{"$f":"U1547","v":false},null,false]
[null,{"$f":"B1547-1","v":2008},"$$",null,null,null,null,null,null,null,null,null,null,null,null,null,0,null,null,false,{"$f":"VLOOKUP(B1549,ActiveYears,2,)","v":false},null,false]
[null,null,"Qty",null,null,null,null,null,null,null,null,null,null,null,null,null,0,null,{"$f":"S1548","v":false},false,{"$f":"U1549","v":false},null,false]
[null,{"$f":"B1549-1","v":2007},"$$",null,null,null,null,null,null,null,null,null,null,null,null,null,0,null,null,false,{"$f":"VLOOKUP(B1551,ActiveYears,2,)","v":false},null,false]
[null,null,"Qty",null,null,null,null,null,null,null,null,null,null,null,null,null,0,null,{"$f":"S1550","v":false},false,{"$f":"U1551","v":false},null,false]
[null,{"$f":"B1551-1","v":2006},"$$",null,null,null,null,null,null,null,null,null,null,null,null,null,0,null,null,false,{"$f":"VLOOKUP(B1553,ActiveYears,2,)","v":false},null,false]
[null,null,"Qty",null,null,null,null,null,null,null,null,null,null,null,null,null,0,null,{"$f":"S1552","v":false},false,{"$f":"U1553","v":false},null,false]
[null,{"$f":"B1553-1","v":2005},"$$",null,null,null,null,null,null,null,null,null,null,null,null,null,0,null,null,false,{"$f":"VLOOKUP(B1555,ActiveYears,2,)","v":false},null,false]
[null,null,"Qty",null,null,null,null,null,null,null,null,null,null,null,null,null,0,null,{"$f":"S1554","v":false},false,{"$f":"U1555","v":false},null,false]
[null,null,null,null,null,null,null,null,null,null,null,null,null,null,null,null,null,null,null,{"$f":"T1528","v":false},null,null,false]
[null,"Per Unit Costs",{"$f":"B1507","v":2029},{"$f":"IF(D1508<>0,D1507/D1508,\"\")","v":""},"","","","","","","","","","","",null,{"$f":"IF(Q1508<>0,Q1507/Q1508,\"\")","v":""},null,{"$f":"S1536","v":false},{"$f":"T1557","v":false},{"$f":"VLOOKUP(C1558,ActiveYears,2,)","v":false},{"$f":"UnitCostStatus","v":false},false]
[null,null,{"$f":"C1558-1","v":2028},{"$f":"IF(D1510<>0,D1509/D1510,\"\")","v":""},"","","","","","","","","","","",null,{"$f":"IF(Q1510<>0,Q1509/Q1510,\"\")","v":""},null,{"$f":"S1558","v":false},false,false,{"$f":"V1558","v":false},false]
[null,null,{"$f":"C1559-1","v":2027},{"$f":"IF(D1512<>0,D1511/D1512,\"\")","v":""},"","","","","","","","","","","",null,{"$f":"IF(Q1512<>0,Q1511/Q1512,\"\")","v":""},null,false,false,false,{"$f":"V1559","v":false},false]
[null,null,2026,{"$f":"IF(D1514<>0,D1513/D1514,\"\")","v":""},"","","","","","","","","","","",null,{"$f":"IF(Q1514<>0,Q1513/Q1514,\"\")","v":""},null,false,false,false,{"$f":"V1560","v":false},false]
[null,null,2025,{"$f":"IF(D1516<>0,D1515/D1516,\"\")","v":""},"","","","","","","","","","","",null,{"$f":"IF(Q1516<>0,Q1515/Q1516,\"\")","v":""},null,false,false,false,false,false]
[null,null,2024,{"$f":"IF(D1518<>0,D1517/D1518,\"\")","v":""},"","","","","","","","","","","",null,{"$f":"IF(Q1518<>0,Q1517/Q1518,\"\")","v":""},null,false,false,false,false,false]
[null,null,2023,{"$f":"IF(D1520<>0,D1519/D1520,\"\")","v":""},"","","","","","","","","","","",null,{"$f":"IF(Q1520<>0,Q1519/Q1520,\"\")","v":""},null,false,false,false,false,false]
[null,null,2022,{"$f":"IF(D1522<>0,D1521/D1522,\"\")","v":""},"","","","","","","","","","","",null,{"$f":"IF(Q1522<>0,Q1521/Q1522,\"\")","v":""},null,false,false,false,false,false]
[null,null,2021,{"$f":"IF(D1524<>0,D1523/D1524,\"\")","v":""},"","","","","","","","","","","",null,{"$f":"IF(Q1524<>0,Q1523/Q1524,\"\")","v":""},null,false,false,false,false,false]
[null,null,2020,{"$f":"IF(D1526<>0,D1525/D1526,\"\")","v":""},"","","","","","","","","","","",null,{"$f":"IF(Q1526<>0,Q1525/Q1526,\"\")","v":""},null,false,false,false,false,false]
[null,null,2019,{"$f":"IF(D1528<>0,D1527/D1528,\"\")","v":""},"","","","","","","","","","","",null,{"$f":"IF(Q1528<>0,Q1527/Q1528,\"\")","v":""},null,false,false,false,false,false]
[null,null,2018,{"$f":"IF(D1530<>0,D1529/D1530,\"\")","v":""},"","","","","","","","","","","",null,{"$f":"IF(Q1530<>0,Q1529/Q1530,\"\")","v":""},null,false,false,false,false,false]
[null,null,2017,{"$f":"IF(D1532<>0,D1531/D1532,\"\")","v":""},"","","","","","","","","","","",null,{"$f":"IF(Q1532<>0,Q1531/Q1532,\"\")","v":""},null,false,{"$f":"T1569","v":false},false,false,false]
[null,null,2016,{"$f":"IF(D1534<>0,D1533/D1534,\"\")","v":""},"","","","","","","","","","","",null,{"$f":"IF(Q1534<>0,Q1533/Q1534,\"\")","v":""},null,false,false,false,false,false]
[null,null,2015,{"$f":"IF(D1536<>0,D1535/D1536,\"\")","v":""},"","","","","","","","","","","",null,{"$f":"IF(Q1536<>0,Q1535/Q1536,\"\")","v":""},null,false,false,true,false,false]
[null,null,2014,{"$f":"IF(D1538<>0,D1537/D1538,\"\")","v":""},{"$f":"IF(E1538<>0,E1537/E1538,\"\")","v":""},"","","","","","","","","","",null,{"$f":"IF(Q1538<>0,Q1537/Q1538,\"\")","v":""},null,false,false,true,false,false]
[null,null,2013,{"$f":"IF(D1540<>0,D1539/D1540,\"\")","v":""},{"$f":"IF(E1540<>0,E1539/E1540,\"\")","v":""},"","","","","","","","","","",null,{"$f":"IF(Q1540<>0,Q1539/Q1540,\"\")","v":""},null,false,false,true,false,false]
[null,null,2012,{"$f":"IF(D1542<>0,D1541/D1542,\"\")","v":""},{"$f":"IF(E1542<>0,E1541/E1542,\"\")","v":""},"","","","","","","","","","",null,{"$f":"IF(Q1542<>0,Q1541/Q1542,\"\")","v":""},null,false,false,false,false,false]
[null,null,2011,{"$f":"IF(D1544<>0,D1543/D1544,\"\")","v":""},{"$f":"IF(E1544<>0,E1543/E1544,\"\")","v":""},"","","","","","","","","","",null,{"$f":"IF(Q1544<>0,Q1543/Q1544,\"\")","v":""},null,false,false,false,false,false]
[null,null,2010,{"$f":"IF(D1546<>0,D1545/D1546,\"\")","v":""},{"$f":"IF(E1546<>0,E1545/E1546,\"\")","v":""},"","","","","","","","","","",null,{"$f":"IF(Q1546<>0,Q1545/Q1546,\"\")","v":""},null,false,false,false,false,false]
[null,null,2009,{"$f":"IF(D1548<>0,D1547/D1548,\"\")","v":""},{"$f":"IF(E1548<>0,E1547/E1548,\"\")","v":""},"","","","","","","","","","",null,{"$f":"IF(Q1548<>0,Q1547/Q1548,\"\")","v":""},null,false,false,false,false,false]
[null,null,2008,{"$f":"IF(D1550<>0,D1549/D1550,\"\")","v":""},{"$f":"IF(E1550<>0,E1549/E1550,\"\")","v":""},"","","","","","","","","","",null,{"$f":"IF(Q1550<>0,Q1549/Q1550,\"\")","v":""},null,false,false,false,false,false]
[null,null,2007,{"$f":"IF(D1552<>0,D1551/D1552,\"\")","v":""},{"$f":"IF(E1552<>0,E1551/E1552,\"\")","v":""},"","","","","","","","","","",null,{"$f":"IF(Q1552<>0,Q1551/Q1552,\"\")","v":""},null,false,false,false,false,false]
[null,null,2006,{"$f":"IF(D1554<>0,D1553/D1554,\"\")","v":""},{"$f":"IF(E1554<>0,E1553/E1554,\"\")","v":""},"","","","","","","","","","",null,{"$f":"IF(Q1554<>0,Q1553/Q1554,\"\")","v":""},null,false,false,false,false,false]
[null,null,2005,{"$f":"IF(D1556<>0,D1555/D1556,\"\")","v":""},{"$f":"IF(E1556<>0,E1555/E1556,\"\")","v":""},"","","","","","","","","","",null,{"$f":"IF(Q1556<>0,Q1555/Q1556,\"\")","v":""},null,false,false,false,false,false]
[null,null,null,null,null,null,null,null,null,null,null,null,null,null,null,null,null,null,{"$f":"S1568","v":false},{"$f":"T1568","v":false},null,{"$f":"V1568","v":false},false]
[null,null,null,null,null,null,null,null,null,null,null,null,null,null,null,null,null,null,null,{"$f":"T1583","v":false},null,null,false]
[null,"Energy Source",null,null,null,"UNIT","Notes",null,null,null,null,null,null,null,null,null,null,null,null,{"$f":"VLOOKUP(B1586,$T$5:$U$24,2,)","v":false},null,null,{"$f":"AND(S1585:V1585)","v":false}]
["back to top",{"$f":"B1504+1","v":20},{"$f":"VLOOKUP(B1586,$B$5:$F$24,2,)","v":0},null,null,{"$f":"IFERROR(VLOOKUP(C1586,EnergyUnits,2,),\"none\")","v":"none"},"Location, day of month read, etc",null,null,null,null,null,null,null,null,null,null,null,null,{"$f":"T1585","v":false},null,null,{"$f":"AND(S1586:V1586)","v":false}]
[null,null,null,null,null,null,null,null,null,null,null,null,null,null,null,null,null,null,null,{"$f":"T1586","v":false},null,null,false]
[null,null,null,{"$f":"Support!$L$5","v":"Jan"},{"$f":"Support!$L$6","v":"Feb"},{"$f":"Support!$L$7","v":"Mar"},{"$f":"Support!$L$8","v":"Apr"},{"$f":"Support!$L$9","v":"May"},{"$f":"Support!$L$10","v":"Jun"},{"$f":"Support!$L$11","v":"Jul"},{"$f":"Support!$L$12","v":"Aug"},{"$f":"Support!$L$13","v":"Sep"},{"$f":"Support!$L$14","v":"Oct"},{"$f":"Support!$L$15","v":"Nov"},{"$f":"Support!$L$16","v":"Dec"},null,"YEAR",null,null,{"$f":"T1587","v":false},null,null,false]
[null,{"$f":"FinalYear","v":2029},"$$",null,null,null,null,null,null,null,null,null,null,null,null,null,{"$f":"SUM(D1589:O1589)","v":0},null,null,false,{"$f":"VLOOKUP(B1589,ActiveYears,2,)","v":false},null,false]
[null,null,"Qty",null,null,null,null,null,null,null,null,null,null,null,null,null,0,null,{"$f":"IF(F1586=\"none\",FALSE,TRUE)","v":false},false,{"$f":"U1589","v":false},null,false]
[null,{"$f":"B1589-1","v":2028},"$$",null,null,null,null,null,null,null,null,null,null,null,null,null,0,null,null,false,{"$f":"VLOOKUP(B1591,ActiveYears,2,)","v":false},null,false]
[null,null,"Qty",null,null,null,null,null,null,null,null,null,null,null,null,null,0,null,{"$f":"S1590","v":false},false,{"$f":"U1591","v":false},null,false]
[null,{"$f":"B1591-1","v":2027},"$$",null,null,null,null,null,null,null,null,null,null,null,null,null,0,null,null,false,{"$f":"VLOOKUP(B1593,ActiveYears,2,)","v":false},null,false]
[null,null,"Qty",null,null,null,null,null,null,null,null,null,null,null,null,null,0,null,{"$f":"S1592","v":false},false,{"$f":"U1593","v":false},null,false]
[null,{"$f":"B1593-1","v":2026},"$$",null,null,null,null,null,null,null,null,null,null,null,null,null,0,null,null,false,{"$f":"VLOOKUP(B1595,ActiveYears,2,)","v":false},null,false]
[null,null,"Qty",null,null,null,null,null,null,null,null,null,null,null,null,null,0,null,{"$f":"S1594","v":false},false,{"$f":"U1595","v":false},null,false]
[null,{"$f":"B1595-1","v":2025},"$$",null,null,null,null,null,null,null,null,null,null,null,null,null,0,null,null,false,{"$f":"VLOOKUP(B1597,ActiveYears,2,)","v":false},null,false]
[null,null,"Qty",null,null,null,null,null,null,null,null,null,null,null,null,null,0,null,{"$f":"S1596","v":false},false,{"$f":"U1597","v":false},null,false]
[null,{"$f":"B1597-1","v":2024},"$$",null,null,null,null,null,null,null,null,null,null,null,null,null,0,null,null,false,{"$f":"VLOOKUP(B1599,ActiveYears,2,)","v":false},null,false]
[null,null,"Qty",null,null,null,null,null,null,null,null,null,null,null,null,null,0,null,{"$f":"S1598","v":false},false,{"$f":"U1599","v":false},null,false]
[null,{"$f":"B1599-1","v":2023},"$$",null,null,null,null,null,null,null,null,null,null,null,null,null,0,null,null,false,{"$f":"VLOOKUP(B1601,ActiveYears,2,)","v":false},null,false]
[null,null,"Qty",null,null,null,null,null,null,null,null,null,null,null,null,null,0,null,{"$f":"S1600","v":false},false,{"$f":"U1601","v":false},null,false]
[null,{"$f":"B1601-1","v":2022},"$$",null,null,null,null,null,null,null,null,null,null,null,null,null,0,null,null,false,{"$f":"VLOOKUP(B1603,ActiveYears,2,)","v":false},null,false]
[null,null,"Qty",null,null,null,null,null,null,null,null,null,null,null,null,null,0,null,{"$f":"S1602","v":false},false,{"$f":"U1603","v":false},null,false]
[null,{"$f":"B1603-1","v":2021},"$$",null,null,null,null,null,null,null,null,null,null,null,null,null,0,null,null,false,{"$f":"VLOOKUP(B1605,ActiveYears,2,)","v":false},null,false]
[null,null,"Qty",null,null,null,null,null,null,null,null,null,null,null,null,null,0,null,{"$f":"S1604","v":false},false,{"$f":"U1605","v":false},null,false]
[null,{"$f":"B1605-1","v":2020},"$$",null,null,null,null,null,null,null,null,null,null,null,null,null,0,null,null,false,{"$f":"VLOOKUP(B1607,ActiveYears,2,)","v":false},null,false]
[null,null,"Qty",null,null,null,null,null,null,null,null,null,null,null,null,null,0,null,{"$f":"S1606","v":false},false,{"$f":"U1607","v":false},null,false]
[null,{"$f":"B1607-1","v":2019},"$$",null,null,null,null,null,null,null,null,null,null,null,null,null,0,null,null,false,{"$f":"VLOOKUP(B1609,ActiveYears,2,)","v":false},null,false]
[null,null,"Qty",null,null,null,null,null,null,null,null,null,null,null,null,null,0,null,{"$f":"S1608","v":false},false,{"$f":"U1609","v":false},null,false]
[null,{"$f":"B1609-1","v":2018},"$$",null,null,null,null,null,null,null,null,null,null,null,null,null,0,null,null,false,{"$f":"VLOOKUP(B1611,ActiveYears,2,)","v":false},null,false]
[null,null,"Qty",null,null,null,null,null,null,null,null,null,null,null,null,null,0,null,{"$f":"S1610","v":false},false,{"$f":"U1611","v":false},null,false]
[null,{"$f":"B1611-1","v":2017},"$$",null,null,null,null,null,null,null,null,null,null,null,null,null,0,null,null,false,{"$f":"VLOOKUP(B1613,ActiveYears,2,)","v":false},null,false]
[null,null,"Qty",null,null,null,null,null,null,null,null,null,null,null,null,null,0,null,{"$f":"S1612","v":false},false,{"$f":"U1613","v":false},null,false]
[null,{"$f":"B1613-1","v":2016},"$$",null,null,null,null,null,null,null,null,null,null,null,null,null,0,null,null,false,{"$f":"VLOOKUP(B1615,ActiveYears,2,)","v":false},null,false]
[null,null,"Qty",null,null,null,null,null,null,null,null,null,null,null,null,null,0,null,{"$f":"S1614","v":false},false,{"$f":"U1615","v":false},null,false]
[null,{"$f":"B1615-1","v":2015},"$$",null,null,null,null,null,null,null,null,null,null,null,null,null,0,null,null,false,{"$f":"VLOOKUP(B1617,ActiveYears,2,)","v":true},null,false]
[null,null,"Qty",null,null,null,null,null,null,null,null,null,null,null,null,null,0,null,{"$f":"S1616","v":false},false,{"$f":"U1617","v":true},null,false]
[null,{"$f":"B1617-1","v":2014},"$$",null,null,null,null,null,null,null,null,null,null,null,null,null,0,null,null,false,{"$f":"VLOOKUP(B1619,ActiveYears,2,)","v":true},null,false]
[null,null,"Qty",null,null,null,null,null,null,null,null,null,null,null,null,null,0,null,{"$f":"S1618","v":false},false,{"$f":"U1619","v":true},null,false]
[null,{"$f":"B1619-1","v":2013},"$$",null,null,null,null,null,null,null,null,null,null,null,null,null,0,null,null,false,{"$f":"VLOOKUP(B1621,ActiveYears,2,)","v":true},null,false]
[null,null,"Qty",null,null,null,null,null,null,null,null,null,null,null,null,null,0,null,{"$f":"S1620","v":false},false,{"$f":"U1621","v":true},null,false]
[null,{"$f":"B1621-1","v":2012},"$$",null,null,null,null,null,null,null,null,null,null,null,null,null,0,null,null,false,{"$f":"VLOOKUP(B1623,ActiveYears,2,)","v":false},null,false]
[null,null,"Qty",null,null,null,null,null,null,null,null,null,null,null,null,null,0,null,{"$f":"S1622","v":false},false,{"$f":"U1623","v":false},null,false]
[null,{"$f":"B1623-1","v":2011},"$$",null,null,null,null,null,null,null,null,null,null,null,null,null,0,null,null,false,{"$f":"VLOOKUP(B1625,ActiveYears,2,)","v":false},null,false]
[null,null,"Qty",null,null,null,null,null,null,null,null,null,null,null,null,null,0,null,{"$f":"S1624","v":false},false,{"$f":"U1625","v":false},null,false]
[null,{"$f":"B1625-1","v":2010},"$$",null,null,null,null,null,null,null,null,null,null,null,null,null,0,null,null,false,{"$f":"VLOOKUP(B1627,ActiveYears,2,)","v":false},null,false]
[null,null,"Qty",null,null,null,null,null,null,null,null,null,null,null,null,null,0,null,{"$f":"S1626","v":false},false,{"$f":"U1627","v":false},null,false]
[null,{"$f":"B1627-1","v":2009},"$$",null,null,null,null,null,null,null,null,null,null,null,null,null,0,null,null,false,{"$f":"VLOOKUP(B1629,ActiveYears,2,)","v":false},null,false]
[null,null,"Qty",null,null,null,null,null,null,null,null,null,null,null,null,null,0,null,{"$f":"S1628","v":false},false,{"$f":"U1629","v":false},null,false]
[null,{"$f":"B1629-1","v":2008},"$$",null,null,null,null,null,null,null,null,null,null,null,null,null,0,null,null,false,{"$f":"VLOOKUP(B1631,ActiveYears,2,)","v":false},null,false]
[null,null,"Qty",null,null,null,null,null,null,null,null,null,null,null,null,null,0,null,{"$f":"S1630","v":false},false,{"$f":"U1631","v":false},null,false]
[null,{"$f":"B1631-1","v":2007},"$$",null,null,null,null,null,null,null,null,null,null,null,null,null,0,null,null,false,{"$f":"VLOOKUP(B1633,ActiveYears,2,)","v":false},null,false]
[null,null,"Qty",null,null,null,null,null,null,null,null,null,null,null,null,null,0,null,{"$f":"S1632","v":false},false,{"$f":"U1633","v":false},null,false]
[null,{"$f":"B1633-1","v":2006},"$$",null,null,null,null,null,null,null,null,null,null,null,null,null,0,null,null,false,{"$f":"VLOOKUP(B1635,ActiveYears,2,)","v":false},null,false]
[null,null,"Qty",null,null,null,null,null,null,null,null,null,null,null,null,null,0,null,{"$f":"S1634","v":false},false,{"$f":"U1635","v":false},null,false]
[null,{"$f":"B1635-1","v":2005},"$$",null,null,null,null,null,null,null,null,null,null,null,null,null,0,null,null,false,{"$f":"VLOOKUP(B1637,ActiveYears,2,)","v":false},null,false]
[null,null,"Qty",null,null,null,null,null,null,null,null,null,null,null,null,null,0,null,{"$f":"S1636","v":false},false,{"$f":"U1637","v":false},null,false]
[null,null,null,null,null,null,null,null,null,null,null,null,null,null,null,null,null,null,null,{"$f":"T1610","v":false},null,null,false]
[null,"Per Unit Costs",{"$f":"B1589","v":2029},{"$f":"IF(D1590<>0,D1589/D1590,\"\")","v":""},"","","","","","","","","","","",null,{"$f":"IF(Q1590<>0,Q1589/Q1590,\"\")","v":""},null,{"$f":"S1618","v":false},{"$f":"T1639","v":false},{"$f":"VLOOKUP(C1640,ActiveYears,2,)","v":false},{"$f":"UnitCostStatus","v":false},false]
[null,null,{"$f":"C1640-1","v":2028},{"$f":"IF(D1592<>0,D1591/D1592,\"\")","v":""},"","","","","","","","","","","",null,{"$f":"IF(Q1592<>0,Q1591/Q1592,\"\")","v":""},null,{"$f":"S1640","v":false},false,false,{"$f":"V1640","v":false},false]
[null,null,{"$f":"C1641-1","v":2027},{"$f":"IF(D1594<>0,D1593/D1594,\"\")","v":""},"","","","","","","","","","","",null,{"$f":"IF(Q1594<>0,Q1593/Q1594,\"\")","v":""},null,false,false,false,{"$f":"V1641","v":false},false]
[null,null,2026,{"$f":"IF(D1596<>0,D1595/D1596,\"\")","v":""},"","","","","","","","","","","",null,{"$f":"IF(Q1596<>0,Q1595/Q1596,\"\")","v":""},null,false,false,false,{"$f":"V1642","v":false},false]
[null,null,2025,{"$f":"IF(D1598<>0,D1597/D1598,\"\")","v":""},"","","","","","","","","","","",null,{"$f":"IF(Q1598<>0,Q1597/Q1598,\"\")","v":""},null,false,false,false,false,false]
[null,null,2024,{"$f":"IF(D1600<>0,D1599/D1600,\"\")","v":""},"","","","","","","","","","","",null,{"$f":"IF(Q1600<>0,Q1599/Q1600,\"\")","v":""},null,false,false,false,false,false]
[null,null,2023,{"$f":"IF(D1602<>0,D1601/D1602,\"\")","v":""},"","","","","","","","","","","",null,{"$f":"IF(Q1602<>0,Q1601/Q1602,\"\")","v":""},null,false,false,false,false,false]
[null,null,2022,{"$f":"IF(D1604<>0,D1603/D1604,\"\")","v":""},"","","","","","","","","","","",null,{"$f":"IF(Q1604<>0,Q1603/Q1604,\"\")","v":""},null,false,false,false,false,false]
[null,null,2021,{"$f":"IF(D1606<>0,D1605/D1606,\"\")","v":""},"","","","","","","","","","","",null,{"$f":"IF(Q1606<>0,Q1605/Q1606,\"\")","v":""},null,false,false,false,false,false]
[null,null,2020,{"$f":"IF(D1608<>0,D1607/D1608,\"\")","v":""},"","","","","","","","","","","",null,{"$f":"IF(Q1608<>0,Q1607/Q1608,\"\")","v":""},null,false,false,false,false,false]
[null,null,2019,{"$f":"IF(D1610<>0,D1609/D1610,\"\")","v":""},"","","","","","","","","","","",null,{"$f":"IF(Q1610<>0,Q1609/Q1610,\"\")","v":""},null,false,false,false,false,false]
[null,null,2018,{"$f":"IF(D1612<>0,D1611/D1612,\"\")","v":""},"","","","","","","","","","","",null,{"$f":"IF(Q1612<>0,Q1611/Q1612,\"\")","v":""},null,false,false,false,false,false]
[null,null,2017,{"$f":"IF(D1614<>0,D1613/D1614,\"\")","v":""},"","","","","","","","","","","",null,{"$f":"IF(Q1614<>0,Q1613/Q1614,\"\")","v":""},null,false,{"$f":"T1651","v":false},false,false,false]
[null,null,2016,{"$f":"IF(D1616<>0,D1615/D1616,\"\")","v":""},"","","","","","","","","","","",null,{"$f":"IF(Q1616<>0,Q1615/Q1616,\"\")","v":""},null,false,false,false,false,false]
[null,null,2015,{"$f":"IF(D1618<>0,D1617/D1618,\"\")","v":""},"","","","","","","","","","","",null,{"$f":"IF(Q1618<>0,Q1617/Q1618,\"\")","v":""},null,false,false,true,false,false]
[null,null,2014,{"$f":"IF(D1620<>0,D1619/D1620,\"\")","v":""},{"$f":"IF(E1620<>0,E1619/E1620,\"\")","v":""},"","","","","","","","","","",null,{"$f":"IF(Q1620<>0,Q1619/Q1620,\"\")","v":""},null,false,false,true,false,false]
[null,null,2013,{"$f":"IF(D1622<>0,D1621/D1622,\"\")","v":""},{"$f":"IF(E1622<>0,E1621/E1622,\"\")","v":""},"","","","","","","","","","",null,{"$f":"IF(Q1622<>0,Q1621/Q1622,\"\")","v":""},null,false,false,true,false,false]
[null,null,2012,{"$f":"IF(D1624<>0,D1623/D1624,\"\")","v":""},{"$f":"IF(E1624<>0,E1623/E1624,\"\")","v":""},"","","","","","","","","","",null,{"$f":"IF(Q1624<>0,Q1623/Q1624,\"\")","v":""},null,false,false,false,false,false]
[null,null,2011,{"$f":"IF(D1626<>0,D1625/D1626,\"\")","v":""},{"$f":"IF(E1626<>0,E1625/E1626,\"\")","v":""},"","","","","","","","","","",null,{"$f":"IF(Q1626<>0,Q1625/Q1626,\"\")","v":""},null,false,false,false,false,false]
[null,null,2010,{"$f":"IF(D1628<>0,D1627/D1628,\"\")","v":""},{"$f":"IF(E1628<>0,E1627/E1628,\"\")","v":""},"","","","","","","","","","",null,{"$f":"IF(Q1628<>0,Q1627/Q1628,\"\")","v":""},null,false,false,false,false,false]
[null,null,2009,{"$f":"IF(D1630<>0,D1629/D1630,\"\")","v":""},{"$f":"IF(E1630<>0,E1629/E1630,\"\")","v":""},"","","","","","","","","","",null,{"$f":"IF(Q1630<>0,Q1629/Q1630,\"\")","v":""},null,false,false,false,false,false]
[null,null,2008,{"$f":"IF(D1632<>0,D1631/D1632,\"\")","v":""},{"$f":"IF(E1632<>0,E1631/E1632,\"\")","v":""},"","","","","","","","","","",null,{"$f":"IF(Q1632<>0,Q1631/Q1632,\"\")","v":""},null,false,false,false,false,false]
[null,null,2007,{"$f":"IF(D1634<>0,D1633/D1634,\"\")","v":""},{"$f":"IF(E1634<>0,E1633/E1634,\"\")","v":""},"","","","","","","","","","",null,{"$f":"IF(Q1634<>0,Q1633/Q1634,\"\")","v":""},null,false,false,false,false,false]
[null,null,2006,{"$f":"IF(D1636<>0,D1635/D1636,\"\")","v":""},{"$f":"IF(E1636<>0,E1635/E1636,\"\")","v":""},"","","","","","","","","","",null,{"$f":"IF(Q1636<>0,Q1635/Q1636,\"\")","v":""},null,false,false,false,false,false]
[null,null,2005,{"$f":"IF(D1638<>0,D1637/D1638,\"\")","v":""},{"$f":"IF(E1638<>0,E1637/E1638,\"\")","v":""},"","","","","","","","","","",null,{"$f":"IF(Q1638<>0,Q1637/Q1638,\"\")","v":""},null,false,false,false,false,false]
[null,null,null,null,null,null,null,null,null,null,null,null,null,null,null,null,null,null,{"$f":"S1650","v":false},{"$f":"T1650","v":false},null,{"$f":"V1650","v":false},false]
[null,null,null,null,null,null,null,null,null,null,null,null,null,null,null,null,null,null,null,{"$f":"T1665","v":false},null,null,false]

{"sheet":"EC Charts","index":3,"n_rows":758,"n_cols":48,"rows_kept":758,"cut":false,"hidden":false,"merged":[[9,2,9,39],[29,2,29,39],[3,2,3,5],[4,3,4,4],[5,2,6,10]]}
["       DOE Advanced Manufacturing Office",null,null,null,null,null,null,null,null,null,null,null,null,null,null,null,null,null,null,null,null,null,null,null,null,null,null,null,null,null,null,null,null,null,null,null,null,null,null,null,null,null,null,null,null,"filter"]
["   Energy Footprint - ENERGY CONSUMPTION CHARTS",null,null,null,null,null,null,null,null,null,null,null,null,null,null,null,null,null,null,null,null,null,null,null,null,null,null,null,null,null,null,null,null,null,null,null,null,null,null,null,null,null,null,null,null,true]
[null,null,null,null,null,null,null,null,null,null,null,null,null,null,null,null,null,null,null,null,null,null,null,null,null,null,null,null,null,null,null,null,null,null,null,null,null,null,null,null,null,null,null,null,null,true]
[null,null,"SELECT Energy Source for Chart",null,null,null,null,null,null,null,null,null,null,null,null,null,null,null,null,null,null,null,null,null,null,null,null,null,null,null,null,null,null,null,null,null,null,null,null,null,null,null,null,{"$f":"ECChartMenu","v":true},null,{"$f":"AND(AR4:AS4)","v":true}]
[null,null," Source","TOTAL Energy",null,null,null,null,null,null,null,null,null,null,null,null,null,null,null,null,null,null,null,null,null,null,null,null,null,null,null,null,null,null,null,null,null,null,null,null,null,null,{"$f":"IF('EC Charts'!D5<>\"\",VLOOKUP('EC Charts'!D5,'Energy Consumption'!AC5:AK24,2,),\"\")","v":1},true,null,{"$f":"AND(AR5:AS5)","v":true},null,"selected #"]
[null,null,{"$f":"IF(AND(AV7>0,D5<>\"\"),VLOOKUP(AV7,'Energy Consumption'!B5:Q24,6,),\"*no notes for totals\")","v":"*no notes for totals"},null,null,null,null,null,null,null,null,"< these notes can be edited in  Energy Consumption",null,null,null,null,null,null,null,null,null,null,null,null,null,null,null,null,null,null,null,null,null,null,null,null,null,null,null,null,null,null,null,{"$f":"ECChartMenu","v":true},null,{"$f":"AND(AR6:AS6)","v":true},null,{"$f":"IFERROR(VLOOKUP('EC Charts'!D5,'Energy Consumption'!AE5:AH29,4,),\"\")","v":1}]
[null,null,null,null,null,null,null,null,null,null,null,null,null,null,null,null,null,null,null,null,null,null,null,null,null,null,null,null,null,null,null,null,null,null,null,null,null,null,null,null,null,null,null,{"$f":"ECChartMenu","v":true},null,{"$f":"AND(AR7:AS7)","v":true},null,{"$f":"IFERROR(AV6-5,\"0\")","v":-4}]
[null,null,null,null,null,null,null,null,null,null,null,null,null,null,null,null,null,null,null,null,null,null,null,null,null,null,null,null,null,null,null,null,null,null,null,null,null,null,null,null,null,null,null,{"$f":"ECChartMenu","v":true},null,{"$f":"AND(AR8:AS8)","v":true},null,{"$f":"IFERROR(VLOOKUP('EC Charts'!D5,'Energy Consumption'!AI5:AI29,1,),\"ERROR\")","v":"TOTAL Energy"}]
[null,null,null,null,null,null,null,null,null,null,null,null,null,null,null,null,null,null,null,null,null,null,null,null,null,null,null,null,null,null,null,null,null,null,null,null,null,null,null,null,null,null,null,null,{"$f":"IF(D5<>\"\",TRUE,FALSE)","v":true},{"$f":"AND(AR9:AS9)","v":true}]
[null,null,{"$f":"\" \"&VLOOKUP(D5,'Energy Consumption'!AE5:AG29,3,)&\" - $\"","v":" TOTAL Energy Consumption - $"},null,null,null,null,null,null,null,null,null,null,null,null,null,null,null,null,null,null,null,null,null,null,null,null,null,null,null,null,null,null,null,null,null,null,null,null,null,null,null,null,null,{"$f":"AS9","v":true},true]
[null,null,null,null,null,null,null,null,null,null,null,null,null,null,null,null,null,null,null,null,null,null,null,null,null,null,null,null,null,null,null,null,null,null,null,null,null,null,null,null,null,null,null,null,{"$f":"AS10","v":true},true]
[null,null,null,null,null,null,null,null,null,null,null,null,null,null,null,{"$f":"FirstYear","v":2005},{"$f":"P12+1","v":2006},2007,2008,2009,2010,2011,2012,2013,2014,2015,2016,2017,2018,2019,2020,2021,2022,2023,2024,2025,2026,2027,2028,2029,null,null,null,null,true,true]
[null,null,null,null,null,null,null,null,null,null,null,null,{"$f":"'EnPI Table'!$AW$10","v":0},{"$f":"'EnPI Table'!$AW$22","v":0},{"$f":"DATE(2010,FirstMonthInt,1)","v":"2010-01-01"},{"$f":"P93","v":0},{"$f":"Q93","v":0},0,0,0,0,0,0,21030.55,18469.46,28517.71,0,0,0,0,0,0,0,0,0,0,0,0,0,0,null,null,null,null,true,true]
[null,null,null,null,null,null,null,null,null,null,null,null,{"$f":"'EnPI Table'!$AW$11","v":0},{"$f":"'EnPI Table'!$AW$23","v":0},{"$f":"DATE(YEAR(O13),MONTH(O13)+1,DAY(O13))","v":"2010-02-01"},0,{"$f":"Q94","v":0},0,0,0,0,0,0,17479.900000000001,24727.61,19392.719999999998,0,0,0,0,0,0,0,0,0,0,0,0,0,0,null,null,null,null,true,true]
[null,null,null,null,null,null,null,null,null,null,null,null,{"$f":"'EnPI Table'!$AW$12","v":0},{"$f":"'EnPI Table'!$AW$24","v":0},{"$f":"DATE(YEAR(O14),MONTH(O14)+1,DAY(O14))","v":"2010-03-01"},0,0,0,0,0,0,0,0,27449.72,25710.9,25210.99,0,0,0,0,0,0,0,0,0,0,0,0,0,0,null,null,null,null,true,true]
[null,null,null,null,null,null,null,null,null,null,null,null,{"$f":"'EnPI Table'!$AW$13","v":0},{"$f":"'EnPI Table'!$AW$25","v":0},"2010-04-01",0,0,0,0,0,0,0,0,23570.899999999998,29909.379999999997,30033.67,0,0,0,0,0,0,0,0,0,0,0,0,0,0,null,null,null,null,true,true]
[null,null,null,null,null,null,null,null,null,null,null,null,{"$f":"'EnPI Table'!$AW$14","v":0},{"$f":"'EnPI Table'!$AW$26","v":0},"2010-05-01",0,0,0,0,0,0,0,0,23980.91,25589.52,25726.51,0,0,0,0,0,0,0,0,0,0,0,0,0,0,null,null,null,null,true,true]
[null,null,null,null,null,null,null,null,null,null,null,null,{"$f":"'EnPI Table'!$AW$15","v":0},{"$f":"'EnPI Table'!$AW$27","v":0},"2010-06-01",0,0,0,0,0,0,0,0,19575.37,19671.579999999998,20319.47,0,0,0,0,0,0,0,0,0,0,0,0,0,0,null,null,null,null,true,true]
[null,null,null,null,null,null,null,null,null,null,null,null,{"$f":"'EnPI Table'!$AW$16","v":0},{"$f":"'EnPI Table'!$AW$28","v":0},"2010-07-01",0,0,0,0,0,0,0,0,21112.66,17780.829999999998,18104.48,0,0,0,0,0,0,0,0,0,0,0,0,0,0,null,null,null,null,true,true]
[null,null,null,null,null,null,null,null,null,null,null,null,{"$f":"'EnPI Table'!$AW$17","v":0},{"$f":"'EnPI Table'!$AW$29","v":0},"2010-08-01",0,0,0,0,0,0,0,0,28593.22,28031.949999999997,30307.1,0,0,0,0,0,0,0,0,0,0,0,0,0,0,null,null,null,null,true,true]
[null,null,null,null,null,null,null,null,null,null,null,null,{"$f":"'EnPI Table'!$AW$18","v":0},{"$f":"'EnPI Table'!$AW$30","v":0},"2010-09-01",0,0,0,0,0,0,0,0,37376.100000000006,36314.020000000004,37867.68,0,0,0,0,0,0,0,0,0,0,0,0,0,0,null,null,null,null,true,true]
[null,null,null,null,null,null,null,null,null,null,null,null,{"$f":"'EnPI Table'!$AW$19","v":0},{"$f":"'EnPI Table'!$AW$31","v":0},"2010-10-01",0,0,0,0,0,0,0,0,35046.69,44024.350000000006,37679.58,0,0,0,0,0,0,0,0,0,0,0,0,0,0,null,null,null,null,true,true]
[null,null,null,null,null,null,null,null,null,null,null,null,{"$f":"'EnPI Table'!$AW$20","v":0},{"$f":"'EnPI Table'!$AW$32","v":0},"2010-11-01",0,0,0,0,0,0,0,0,40046.97,37534.68,42696.46,0,0,0,0,0,0,0,0,0,0,0,0,0,0,null,null,null,null,true,true]
[null,null,null,null,null,null,null,null,null,null,null,null,{"$f":"'EnPI Table'!$AW$21","v":0},{"$f":"'EnPI Table'!$AW$33","v":0},"2010-12-01",0,0,0,0,0,0,0,{"$f":"W104","v":0},34903.29,33541.4,33524.639999999999,0,0,0,0,0,0,0,0,0,0,0,0,0,0,null,null,null,null,true,true]
[null,null,null,null,null,null,null,null,null,null,null,null,null,null,null,{"$f":"FirstYear","v":2005},{"$f":"P25+1","v":2006},2007,2008,2009,2010,2011,2012,2013,2014,2015,2016,2017,2018,2019,2020,2021,2022,2023,2024,2025,2026,2027,2028,2029,null,null,null,null,true,true]
[null,null,null,null,null,null,null,null,null,null,null,null,null,null,"TOTAL",{"$f":"SUM(P13:P24)","v":0},0,0,0,0,0,0,0,330166.27999999997,341305.68,349381.01000000007,0,0,0,0,0,0,0,0,0,0,0,0,0,0,null,null,null,null,true,true]
[null,null,null,null,null,null,null,null,null,null,null,null,null,null,null,null,null,null,null,null,null,null,null,null,null,null,null,null,null,null,null,null,null,null,null,null,null,null,null,null,null,null,null,null,true,true]
[null,null,null,null,null,null,null,null,null,null,null,null,null,null,null,null,null,null,null,null,null,null,null,null,null,null,null,null,null,null,null,null,null,null,null,null,null,null,null,null,null,null,null,{"$f":"IF(VLOOKUP(D5,'Energy Consumption'!AE5:AG29,2,)=\"none\",FALSE,TRUE)","v":true},{"$f":"AS27","v":true},true]
[null,null,null,null,null,null,null,null,null,null,null,null,null,null,null,null,null,null,null,null,null,null,null,null,null,null,null,null,null,null,null,null,null,null,null,null,null,null,null,null,null,null,null,{"$f":"AR28","v":true},true,true]
[null,null,{"$f":"\" \"&VLOOKUP(D5,'Energy Consumption'!AE5:AG29,3,)&\" - \"&VLOOKUP(D5,'Energy Consumption'!AE5:AG29,2,)","v":" TOTAL Energy Consumption - MMBtu"},null,null,null,null,null,null,null,null,null,null,null,null,null,null,null,null,null,null,null,null,null,null,null,null,null,null,null,null,null,null,null,null,null,null,null,null,null,null,null,null,{"$f":"AR29","v":true},true,true]
[null,null,null,null,null,null,null,null,null,null,null,null,null,null,null,null,null,null,null,null,null,null,null,null,null,null,null,null,null,null,null,null,null,null,null,null,null,null,null,null,null,null,null,true,true,true]
[null,null,null,null,null,null,null,null,null,null,null,null,null,null,null,{"$f":"FirstYear","v":2005},{"$f":"P32+1","v":2006},2007,2008,2009,2010,2011,2012,2013,2014,2015,2016,2017,2018,2019,2020,2021,2022,2023,2024,2025,2026,2027,2028,2029,null,null,null,true,true,true]
[null,null,null,null,null,null,null,null,null,null,null,null,null,null,{"$f":"DATE(2010,FirstMonthInt,1)","v":"2010-01-01"},{"$f":"P80","v":0},{"$f":"Q80","v":0},0,0,0,0,0,0,1629.6292800000001,1307.255136,2072.1105520000001,0,0,0,0,0,0,0,0,0,0,0,0,0,0,null,null,null,true,true,true]
[null,null,null,null,null,null,null,null,null,null,null,null,null,null,{"$f":"DATE(YEAR(O33),MONTH(O33)+1,DAY(O33))","v":"2010-02-01"},0,{"$f":"Q81","v":0},0,0,0,0,0,0,1097.33104,1537.2860000000001,1280.005768,0,0,0,0,0,0,0,0,0,0,0,0,0,0,null,null,null,true,true,true]
[null,null,null,null,null,null,null,null,null,null,null,null,null,null,{"$f":"DATE(YEAR(O34),MONTH(O34)+1,DAY(O34))","v":"2010-03-01"},0,0,0,0,0,0,0,0,1783.5056000000002,1529.3970919999999,1472.6404000000002,0,0,0,0,0,0,0,0,0,0,0,0,0,0,null,null,null,true,true,true]
[null,null,null,null,null,null,null,null,null,null,null,null,null,null,"2010-04-01",0,0,0,0,0,0,0,0,1584.4401,1726.8043,1675.3105600000001,0,0,0,0,0,0,0,0,0,0,0,0,0,0,null,null,null,true,true,true]
[null,null,null,null,null,null,null,null,null,null,null,null,null,null,"2010-05-01",0,0,0,0,0,0,0,0,1609.768992,1548.7824000000001,1487.6110719999999,0,0,0,0,0,0,0,0,0,0,0,0,0,0,null,null,null,true,true,true]
[null,null,null,null,null,null,null,null,null,null,null,null,null,null,"2010-06-01",0,0,0,0,0,0,0,0,1252.0580080000002,1129.06304,1240.04474,0,0,0,0,0,0,0,0,0,0,0,0,0,0,null,null,null,true,true,true]
[null,null,null,null,null,null,null,null,null,null,null,null,null,null,"2010-07-01",0,0,0,0,0,0,0,0,1353.1717920000001,1273.5861279999999,1194.380864,0,0,0,0,0,0,0,0,0,0,0,0,0,0,null,null,null,true,true,true]
[null,null,null,null,null,null,null,null,null,null,null,null,null,null,"2010-08-01",0,0,0,0,0,0,0,0,2388.0930159999998,1740.239804,1854.72604,0,0,0,0,0,0,0,0,0,0,0,0,0,0,null,null,null,true,true,true]
[null,null,null,null,null,null,null,null,null,null,null,null,null,null,"2010-09-01",0,0,0,0,0,0,0,0,2800.9474799999998,2311.7943999999998,2162.8312000000001,0,0,0,0,0,0,0,0,0,0,0,0,0,0,null,null,null,true,true,true]
[null,null,null,null,null,null,null,null,null,null,null,null,null,null,"2010-10-01",0,0,0,0,0,0,0,0,2986.3478759999998,3559.6904639999998,2254.77502,0,0,0,0,0,0,0,0,0,0,0,0,0,0,null,null,null,true,true,true]
[null,null,null,null,null,null,null,null,null,null,null,null,null,null,"2010-11-01",0,0,0,0,0,0,0,0,3549.6353399999998,2533.1809840000001,2518.2061200000003,0,0,0,0,0,0,0,0,0,0,0,0,0,0,null,null,null,true,true,true]
[null,null,null,null,null,null,null,null,null,null,null,null,null,null,"2010-12-01",0,0,0,0,0,0,0,{"$f":"W91","v":0},2550.5111999999999,2031.8394560000002,1958.1907679999999,0,0,0,0,0,0,0,0,0,0,0,0,0,0,null,null,null,true,true,true]
[null,null,null,null,null,null,null,null,null,null,null,null,null,null,null,{"$f":"FirstYear","v":2005},{"$f":"P45+1","v":2006},2007,2008,2009,2010,2011,2012,2013,2014,2015,2016,2017,2018,2019,2020,2021,2022,2023,2024,2025,2026,2027,2028,2029,null,null,null,true,true,true]
[null,null,null,null,null,null,null,null,null,null,null,null,null,null,"TOTAL",{"$f":"SUM(P33:P44)","v":0},0,0,0,0,0,0,0,24585.439724,22228.919203999998,21170.833104000001,0,0,0,0,0,0,0,0,0,0,0,0,0,0,null,null,null,true,true,true]
[null,null,null,null,null,null,null,null,null,null,null,null,null,null,null,null,null,null,null,null,null,null,null,null,null,null,null,null,null,null,null,null,null,null,null,null,null,null,null,null,null,null,null,true,true,true]
[null,null,null,null,null,null,null,null,null,null,null,null,null,null,null,null,null,null,null,null,null,null,null,null,null,null,null,null,null,null,null,null,null,null,null,null,null,null,null,null,null,null,null,null,null,false]
[]
[]
[]
[]
[]
[]
[]
[]
[]
[]
[]
[]
[]
[]
[]
[]
[]
[]
[]
[]
[]
[]
[]
[]
[]
[]
[]
[]
[]
[]
[]
[null,null,null,null,null,null,null,null,null,null,null,null,null,null,null,{"$f":"3412*3/1000/1000*'EnPI Table'!$B$10+'EnPI Table'!$D$10+'EnPI Table'!$F$10","v":0},{"$f":"3412*3/1000/1000*'EnPI Table'!$B$22+'EnPI Table'!$D$22+'EnPI Table'!$F$22","v":0},{"$f":"3412*3/1000/1000*'EnPI Table'!$B$34+'EnPI Table'!$D$34+'EnPI Table'!$F$34","v":0},{"$f":"3412*3/1000/1000*'EnPI Table'!$B$46+'EnPI Table'!$D$46+'EnPI Table'!$F$46","v":0},{"$f":"3412*3/1000/1000*'EnPI Table'!$B$58+'EnPI Table'!$D$58+'EnPI Table'!$F$58","v":0},{"$f":"3412*3/1000/1000*'EnPI Table'!$B$70+'EnPI Table'!$D$70+'EnPI Table'!$F$70","v":0},{"$f":"3412*3/1000/1000*'EnPI Table'!$B$82+'EnPI Table'!$D$82+'EnPI Table'!$F$82","v":0},{"$f":"3412*3/1000/1000*'EnPI Table'!$B$94+'EnPI Table'!$D$94+'EnPI Table'!$F$94","v":0},{"$f":"3412*3/1000/1000*'EnPI Table'!$B$106+'EnPI Table'!$D$106+'EnPI Table'!$F$106","v":1629.6292800000001},{"$f":"3412*3/1000/1000*'EnPI Table'!$B$118+'EnPI Table'!$D$118+'EnPI Table'!$F$118","v":1307.255136},{"$f":"3412*3/1000/1000*'EnPI Table'!$B$130+'EnPI Table'!$D$130+'EnPI Table'!$F$130","v":2072.1105520000001},{"$f":"3412*3/1000/1000*'EnPI Table'!$B$142+'EnPI Table'!$D$142+'EnPI Table'!$F$142","v":0},{"$f":"3412*3/1000/1000*'EnPI Table'!$B$154+'EnPI Table'!$D$154+'EnPI Table'!$F$154","v":0},{"$f":"3412*3/1000/1000*'EnPI Table'!$B$166+'EnPI Table'!$D$166+'EnPI Table'!$F$166","v":0},{"$f":"3412*3/1000/1000*'EnPI Table'!$B$178+'EnPI Table'!$D$178+'EnPI Table'!$F$178","v":0},{"$f":"3412*3/1000/1000*'EnPI Table'!$B$190+'EnPI Table'!$D$190+'EnPI Table'!$F$190","v":0},{"$f":"3412*3/1000/1000*'EnPI Table'!$B$202+'EnPI Table'!$D$202+'EnPI Table'!$F$202","v":0},{"$f":"3412*3/1000/1000*'EnPI Table'!$B$214+'EnPI Table'!$D$214+'EnPI Table'!$F$214","v":0},{"$f":"3412*3/1000/1000*'EnPI Table'!$B$226+'EnPI Table'!$D$226+'EnPI Table'!$F$226","v":0},{"$f":"3412*3/1000/1000*'EnPI Table'!$B$238+'EnPI Table'!$D$238+'EnPI Table'!$F$238","v":0},{"$f":"3412*3/1000/1000*'EnPI Table'!$B$250+'EnPI Table'!$D$250+'EnPI Table'!$F$250","v":0},{"$f":"3412*3/1000/1000*'EnPI Table'!$B$262+'EnPI Table'!$D$262+'EnPI Table'!$F$262","v":0},{"$f":"3412*3/1000/1000*'EnPI Table'!$B$274+'EnPI Table'!$D$274+'EnPI Table'!$F$274","v":0},{"$f":"3412*3/1000/1000*'EnPI Table'!$B$286+'EnPI Table'!$D$286+'EnPI Table'!$F$286","v":0},{"$f":"3412*3/1000/1000*'EnPI Table'!$B$298+'EnPI Table'!$D$298+'EnPI Table'!$F$298","v":0}]
[null,null,null,null,null,null,null,null,null,null,null,null,null,null,null,{"$f":"3412*3/1000/1000*'EnPI Table'!$B$11+'EnPI Table'!$D$11+'EnPI Table'!$F$11","v":0},{"$f":"3412*3/1000/1000*'EnPI Table'!$B$23+'EnPI Table'!$D$23+'EnPI Table'!$F$23","v":0},{"$f":"3412*3/1000/1000*'EnPI Table'!$B$35+'EnPI Table'!$D$35+'EnPI Table'!$F$35","v":0},{"$f":"3412*3/1000/1000*'EnPI Table'!$B$47+'EnPI Table'!$D$47+'EnPI Table'!$F$47","v":0},{"$f":"3412*3/1000/1000*'EnPI Table'!$B$59+'EnPI Table'!$D$59+'EnPI Table'!$F$59","v":0},{"$f":"3412*3/1000/1000*'EnPI Table'!$B$71+'EnPI Table'!$D$71+'EnPI Table'!$F$71","v":0},{"$f":"3412*3/1000/1000*'EnPI Table'!$B$83+'EnPI Table'!$D$83+'EnPI Table'!$F$83","v":0},{"$f":"3412*3/1000/1000*'EnPI Table'!$B$95+'EnPI Table'!$D$95+'EnPI Table'!$F$95","v":0},{"$f":"3412*3/1000/1000*'EnPI Table'!$B$107+'EnPI Table'!$D$107+'EnPI Table'!$F$107","v":1097.33104},{"$f":"3412*3/1000/1000*'EnPI Table'!$B$119+'EnPI Table'!$D$119+'EnPI Table'!$F$119","v":1537.2860000000001},{"$f":"3412*3/1000/1000*'EnPI Table'!$B$131+'EnPI Table'!$D$131+'EnPI Table'!$F$131","v":1280.005768},{"$f":"3412*3/1000/1000*'EnPI Table'!$B$143+'EnPI Table'!$D$143+'EnPI Table'!$F$143","v":0},{"$f":"3412*3/1000/1000*'EnPI Table'!$B$155+'EnPI Table'!$D$155+'EnPI Table'!$F$155","v":0},{"$f":"3412*3/1000/1000*'EnPI Table'!$B$167+'EnPI Table'!$D$167+'EnPI Table'!$F$167","v":0},{"$f":"3412*3/1000/1000*'EnPI Table'!$B$179+'EnPI Table'!$D$179+'EnPI Table'!$F$179","v":0},{"$f":"3412*3/1000/1000*'EnPI Table'!$B$191+'EnPI Table'!$D$191+'EnPI Table'!$F$191","v":0},{"$f":"3412*3/1000/1000*'EnPI Table'!$B$203+'EnPI Table'!$D$203+'EnPI Table'!$F$203","v":0},{"$f":"3412*3/1000/1000*'EnPI Table'!$B$215+'EnPI Table'!$D$215+'EnPI Table'!$F$215","v":0},{"$f":"3412*3/1000/1000*'EnPI Table'!$B$227+'EnPI Table'!$D$227+'EnPI Table'!$F$227","v":0},{"$f":"3412*3/1000/1000*'EnPI Table'!$B$239+'EnPI Table'!$D$239+'EnPI Table'!$F$239","v":0},{"$f":"3412*3/1000/1000*'EnPI Table'!$B$251+'EnPI Table'!$D$251+'EnPI Table'!$F$251","v":0},{"$f":"3412*3/1000/1000*'EnPI Table'!$B$263+'EnPI Table'!$D$263+'EnPI Table'!$F$263","v":0},{"$f":"3412*3/1000/1000*'EnPI Table'!$B$275+'EnPI Table'!$D$275+'EnPI Table'!$F$275","v":0},{"$f":"3412*3/1000/1000*'EnPI Table'!$B$287+'EnPI Table'!$D$287+'EnPI Table'!$F$287","v":0},{"$f":"3412*3/1000/1000*'EnPI Table'!$B$299+'EnPI Table'!$D$299+'EnPI Table'!$F$299","v":0}]
[null,null,null,null,null,null,null,null,null,null,null,null,null,null,null,{"$f":"3412*3/1000/1000*'EnPI Table'!$B$12+'EnPI Table'!$D$12+'EnPI Table'!$F$12","v":0},{"$f":"3412*3/1000/1000*'EnPI Table'!$B$24+'EnPI Table'!$D$24+'EnPI Table'!$F$24","v":0},{"$f":"3412*3/1000/1000*'EnPI Table'!$B$36+'EnPI Table'!$D$36+'EnPI Table'!$F$36","v":0},{"$f":"3412*3/1000/1000*'EnPI Table'!$B$48+'EnPI Table'!$D$48+'EnPI Table'!$F$48","v":0},{"$f":"3412*3/1000/1000*'EnPI Table'!$B$60+'EnPI Table'!$D$60+'EnPI Table'!$F$60","v":0},{"$f":"3412*3/1000/1000*'EnPI Table'!$B$72+'EnPI Table'!$D$72+'EnPI Table'!$F$72","v":0},{"$f":"3412*3/1000/1000*'EnPI Table'!$B$84+'EnPI Table'!$D$84+'EnPI Table'!$F$84","v":0},{"$f":"3412*3/1000/1000*'EnPI Table'!$B$96+'EnPI Table'!$D$96+'EnPI Table'!$F$96","v":0},{"$f":"3412*3/1000/1000*'EnPI Table'!$B$108+'EnPI Table'!$D$108+'EnPI Table'!$F$108","v":1783.5056000000002},{"$f":"3412*3/1000/1000*'EnPI Table'!$B$120+'EnPI Table'!$D$120+'EnPI Table'!$F$120","v":1529.3970919999999},{"$f":"3412*3/1000/1000*'EnPI Table'!$B$132+'EnPI Table'!$D$132+'EnPI Table'!$F$132","v":1472.6404000000002},{"$f":"3412*3/1000/1000*'EnPI Table'!$B$144+'EnPI Table'!$D$144+'EnPI Table'!$F$144","v":0},{"$f":"3412*3/1000/1000*'EnPI Table'!$B$156+'EnPI Table'!$D$156+'EnPI Table'!$F$156","v":0},{"$f":"3412*3/1000/1000*'EnPI Table'!$B$168+'EnPI Table'!$D$168+'EnPI Table'!$F$168","v":0},{"$f":"3412*3/1000/1000*'EnPI Table'!$B$180+'EnPI Table'!$D$180+'EnPI Table'!$F$180","v":0},{"$f":"3412*3/1000/1000*'EnPI Table'!$B$192+'EnPI Table'!$D$192+'EnPI Table'!$F$192","v":0},{"$f":"3412*3/1000/1000*'EnPI Table'!$B$204+'EnPI Table'!$D$204+'EnPI Table'!$F$204","v":0},{"$f":"3412*3/1000/1000*'EnPI Table'!$B$216+'EnPI Table'!$D$216+'EnPI Table'!$F$216","v":0},{"$f":"3412*3/1000/1000*'EnPI Table'!$B$228+'EnPI Table'!$D$228+'EnPI Table'!$F$228","v":0},{"$f":"3412*3/1000/1000*'EnPI Table'!$B$240+'EnPI Table'!$D$240+'EnPI Table'!$F$240","v":0},{"$f":"3412*3/1000/1000*'EnPI Table'!$B$252+'EnPI Table'!$D$252+'EnPI Table'!$F$252","v":0},{"$f":"3412*3/1000/1000*'EnPI Table'!$B$264+'EnPI Table'!$D$264+'EnPI Table'!$F$264","v":0},{"$f":"3412*3/1000/1000*'EnPI Table'!$B$276+'EnPI Table'!$D$276+'EnPI Table'!$F$276","v":0},{"$f":"3412*3/1000/1000*'EnPI Table'!$B$288+'EnPI Table'!$D$288+'EnPI Table'!$F$288","v":0},{"$f":"3412*3/1000/1000*'EnPI Table'!$B$300+'EnPI Table'!$D$300+'EnPI Table'!$F$300","v":0}]
[null,null,null,null,null,null,null,null,null,null,null,null,null,null,null,{"$f":"3412*3/1000/1000*'EnPI Table'!$B$13+'EnPI Table'!$D$13+'EnPI Table'!$F$13","v":0},{"$f":"3412*3/1000/1000*'EnPI Table'!$B$25+'EnPI Table'!$D$25+'EnPI Table'!$F$25","v":0},{"$f":"3412*3/1000/1000*'EnPI Table'!$B$37+'EnPI Table'!$D$37+'EnPI Table'!$F$37","v":0},{"$f":"3412*3/1000/1000*'EnPI Table'!$B$49+'EnPI Table'!$D$49+'EnPI Table'!$F$49","v":0},{"$f":"3412*3/1000/1000*'EnPI Table'!$B$61+'EnPI Table'!$D$61+'EnPI Table'!$F$61","v":0},{"$f":"3412*3/1000/1000*'EnPI Table'!$B$73+'EnPI Table'!$D$73+'EnPI Table'!$F$73","v":0},{"$f":"3412*3/1000/1000*'EnPI Table'!$B$85+'EnPI Table'!$D$85+'EnPI Table'!$F$85","v":0},{"$f":"3412*3/1000/1000*'EnPI Table'!$B$97+'EnPI Table'!$D$97+'EnPI Table'!$F$97","v":0},{"$f":"3412*3/1000/1000*'EnPI Table'!$B$109+'EnPI Table'!$D$109+'EnPI Table'!$F$109","v":1584.4401},{"$f":"3412*3/1000/1000*'EnPI Table'!$B$121+'EnPI Table'!$D$121+'EnPI Table'!$F$121","v":1726.8043},{"$f":"3412*3/1000/1000*'EnPI Table'!$B$133+'EnPI Table'!$D$133+'EnPI Table'!$F$133","v":1675.3105600000001},{"$f":"3412*3/1000/1000*'EnPI Table'!$B$145+'EnPI Table'!$D$145+'EnPI Table'!$F$145","v":0},{"$f":"3412*3/1000/1000*'EnPI Table'!$B$157+'EnPI Table'!$D$157+'EnPI Table'!$F$157","v":0},{"$f":"3412*3/1000/1000*'EnPI Table'!$B$169+'EnPI Table'!$D$169+'EnPI Table'!$F$169","v":0},{"$f":"3412*3/1000/1000*'EnPI Table'!$B$181+'EnPI Table'!$D$181+'EnPI Table'!$F$181","v":0},{"$f":"3412*3/1000/1000*'EnPI Table'!$B$193+'EnPI Table'!$D$193+'EnPI Table'!$F$193","v":0},{"$f":"3412*3/1000/1000*'EnPI Table'!$B$205+'EnPI Table'!$D$205+'EnPI Table'!$F$205","v":0},{"$f":"3412*3/1000/1000*'EnPI Table'!$B$217+'EnPI Table'!$D$217+'EnPI Table'!$F$217","v":0},{"$f":"3412*3/1000/1000*'EnPI Table'!$B$229+'EnPI Table'!$D$229+'EnPI Table'!$F$229","v":0},{"$f":"3412*3/1000/1000*'EnPI Table'!$B$241+'EnPI Table'!$D$241+'EnPI Table'!$F$241","v":0},{"$f":"3412*3/1000/1000*'EnPI Table'!$B$253+'EnPI Table'!$D$253+'EnPI Table'!$F$253","v":0},{"$f":"3412*3/1000/1000*'EnPI Table'!$B$265+'EnPI Table'!$D$265+'EnPI Table'!$F$265","v":0},{"$f":"3412*3/1000/1000*'EnPI Table'!$B$277+'EnPI Table'!$D$277+'EnPI Table'!$F$277","v":0},{"$f":"3412*3/1000/1000*'EnPI Table'!$B$289+'EnPI Table'!$D$289+'EnPI Table'!$F$289","v":0},{"$f":"3412*3/1000/1000*'EnPI Table'!$B$301+'EnPI Table'!$D$301+'EnPI Table'!$F$301","v":0}]
[null,null,null,null,null,null,null,null,null,null,null,null,null,null,null,{"$f":"3412*3/1000/1000*'EnPI Table'!$B$14+'EnPI Table'!$D$14+'EnPI Table'!$F$14","v":0},{"$f":"3412*3/1000/1000*'EnPI Table'!$B$26+'EnPI Table'!$D$26+'EnPI Table'!$F$26","v":0},{"$f":"3412*3/1000/1000*'EnPI Table'!$B$38+'EnPI Table'!$D$38+'EnPI Table'!$F$38","v":0},{"$f":"3412*3/1000/1000*'EnPI Table'!$B$50+'EnPI Table'!$D$50+'EnPI Table'!$F$50","v":0},{"$f":"3412*3/1000/1000*'EnPI Table'!$B$62+'EnPI Table'!$D$62+'EnPI Table'!$F$62","v":0},{"$f":"3412*3/1000/1000*'EnPI Table'!$B$74+'EnPI Table'!$D$74+'EnPI Table'!$F$74","v":0},{"$f":"3412*3/1000/1000*'EnPI Table'!$B$86+'EnPI Table'!$D$86+'EnPI Table'!$F$86","v":0},{"$f":"3412*3/1000/1000*'EnPI Table'!$B$98+'EnPI Table'!$D$98+'EnPI Table'!$F$98","v":0},{"$f":"3412*3/1000/1000*'EnPI Table'!$B$110+'EnPI Table'!$D$110+'EnPI Table'!$F$110","v":1609.768992},{"$f":"3412*3/1000/1000*'EnPI Table'!$B$122+'EnPI Table'!$D$122+'EnPI Table'!$F$122","v":1548.7824000000001},{"$f":"3412*3/1000/1000*'EnPI Table'!$B$134+'EnPI Table'!$D$134+'EnPI Table'!$F$134","v":1487.6110719999999},{"$f":"3412*3/1000/1000*'EnPI Table'!$B$146+'EnPI Table'!$D$146+'EnPI Table'!$F$146","v":0},{"$f":"3412*3/1000/1000*'EnPI Table'!$B$158+'EnPI Table'!$D$158+'EnPI Table'!$F$158","v":0},{"$f":"3412*3/1000/1000*'EnPI Table'!$B$170+'EnPI Table'!$D$170+'EnPI Table'!$F$170","v":0},{"$f":"3412*3/1000/1000*'EnPI Table'!$B$182+'EnPI Table'!$D$182+'EnPI Table'!$F$182","v":0},{"$f":"3412*3/1000/1000*'EnPI Table'!$B$194+'EnPI Table'!$D$194+'EnPI Table'!$F$194","v":0},{"$f":"3412*3/1000/1000*'EnPI Table'!$B$206+'EnPI Table'!$D$206+'EnPI Table'!$F$206","v":0},{"$f":"3412*3/1000/1000*'EnPI Table'!$B$218+'EnPI Table'!$D$218+'EnPI Table'!$F$218","v":0},{"$f":"3412*3/1000/1000*'EnPI Table'!$B$230+'EnPI Table'!$D$230+'EnPI Table'!$F$230","v":0},{"$f":"3412*3/1000/1000*'EnPI Table'!$B$242+'EnPI Table'!$D$242+'EnPI Table'!$F$242","v":0},{"$f":"3412*3/1000/1000*'EnPI Table'!$B$254+'EnPI Table'!$D$254+'EnPI Table'!$F$254","v":0},{"$f":"3412*3/1000/1000*'EnPI Table'!$B$266+'EnPI Table'!$D$266+'EnPI Table'!$F$266","v":0},{"$f":"3412*3/1000/1000*'EnPI Table'!$B$278+'EnPI Table'!$D$278+'EnPI Table'!$F$278","v":0},{"$f":"3412*3/1000/1000*'EnPI Table'!$B$290+'EnPI Table'!$D$290+'EnPI Table'!$F$290","v":0},{"$f":"3412*3/1000/1000*'EnPI Table'!$B$302+'EnPI Table'!$D$302+'EnPI Table'!$F$302","v":0}]
[null,null,null,null,null,null,null,null,null,null,null,null,null,null,null,{"$f":"3412*3/1000/1000*'EnPI Table'!$B$15+'EnPI Table'!$D$15+'EnPI Table'!$F$15","v":0},{"$f":"3412*3/1000/1000*'EnPI Table'!$B$27+'EnPI Table'!$D$27+'EnPI Table'!$F$27","v":0},{"$f":"3412*3/1000/1000*'EnPI Table'!$B$39+'EnPI Table'!$D$39+'EnPI Table'!$F$39","v":0},{"$f":"3412*3/1000/1000*'EnPI Table'!$B$51+'EnPI Table'!$D$51+'EnPI Table'!$F$51","v":0},{"$f":"3412*3/1000/1000*'EnPI Table'!$B$63+'EnPI Table'!$D$63+'EnPI Table'!$F$63","v":0},{"$f":"3412*3/1000/1000*'EnPI Table'!$B$75+'EnPI Table'!$D$75+'EnPI Table'!$F$75","v":0},{"$f":"3412*3/1000/1000*'EnPI Table'!$B$87+'EnPI Table'!$D$87+'EnPI Table'!$F$87","v":0},{"$f":"3412*3/1000/1000*'EnPI Table'!$B$99+'EnPI Table'!$D$99+'EnPI Table'!$F$99","v":0},{"$f":"3412*3/1000/1000*'EnPI Table'!$B$111+'EnPI Table'!$D$111+'EnPI Table'!$F$111","v":1252.0580080000002},{"$f":"3412*3/1000/1000*'EnPI Table'!$B$123+'EnPI Table'!$D$123+'EnPI Table'!$F$123","v":1129.06304},{"$f":"3412*3/1000/1000*'EnPI Table'!$B$135+'EnPI Table'!$D$135+'EnPI Table'!$F$135","v":1240.04474},{"$f":"3412*3/1000/1000*'EnPI Table'!$B$147+'EnPI Table'!$D$147+'EnPI Table'!$F$147","v":0},{"$f":"3412*3/1000/1000*'EnPI Table'!$B$159+'EnPI Table'!$D$159+'EnPI Table'!$F$159","v":0},{"$f":"3412*3/1000/1000*'EnPI Table'!$B$171+'EnPI Table'!$D$171+'EnPI Table'!$F$171","v":0},{"$f":"3412*3/1000/1000*'EnPI Table'!$B$183+'EnPI Table'!$D$183+'EnPI Table'!$F$183","v":0},{"$f":"3412*3/1000/1000*'EnPI Table'!$B$195+'EnPI Table'!$D$195+'EnPI Table'!$F$195","v":0},{"$f":"3412*3/1000/1000*'EnPI Table'!$B$207+'EnPI Table'!$D$207+'EnPI Table'!$F$207","v":0},{"$f":"3412*3/1000/1000*'EnPI Table'!$B$219+'EnPI Table'!$D$219+'EnPI Table'!$F$219","v":0},{"$f":"3412*3/1000/1000*'EnPI Table'!$B$231+'EnPI Table'!$D$231+'EnPI Table'!$F$231","v":0},{"$f":"3412*3/1000/1000*'EnPI Table'!$B$243+'EnPI Table'!$D$243+'EnPI Table'!$F$243","v":0},{"$f":"3412*3/1000/1000*'EnPI Table'!$B$255+'EnPI Table'!$D$255+'EnPI Table'!$F$255","v":0},{"$f":"3412*3/1000/1000*'EnPI Table'!$B$267+'EnPI Table'!$D$267+'EnPI Table'!$F$267","v":0},{"$f":"3412*3/1000/1000*'EnPI Table'!$B$279+'EnPI Table'!$D$279+'EnPI Table'!$F$279","v":0},{"$f":"3412*3/1000/1000*'EnPI Table'!$B$291+'EnPI Table'!$D$291+'EnPI Table'!$F$291","v":0},{"$f":"3412*3/1000/1000*'EnPI Table'!$B$303+'EnPI Table'!$D$303+'EnPI Table'!$F$303","v":0}]
[null,null,null,null,null,null,null,null,null,null,null,null,null,null,null,{"$f":"3412*3/1000/1000*'EnPI Table'!$B$16+'EnPI Table'!$D$16+'EnPI Table'!$F$16","v":0},{"$f":"3412*3/1000/1000*'EnPI Table'!$B$28+'EnPI Table'!$D$28+'EnPI Table'!$F$28","v":0},{"$f":"3412*3/1000/1000*'EnPI Table'!$B$40+'EnPI Table'!$D$40+'EnPI Table'!$F$40","v":0},{"$f":"3412*3/1000/1000*'EnPI Table'!$B$52+'EnPI Table'!$D$52+'EnPI Table'!$F$52","v":0},{"$f":"3412*3/1000/1000*'EnPI Table'!$B$64+'EnPI Table'!$D$64+'EnPI Table'!$F$64","v":0},{"$f":"3412*3/1000/1000*'EnPI Table'!$B$76+'EnPI Table'!$D$76+'EnPI Table'!$F$76","v":0},{"$f":"3412*3/1000/1000*'EnPI Table'!$B$88+'EnPI Table'!$D$88+'EnPI Table'!$F$88","v":0},{"$f":"3412*3/1000/1000*'EnPI Table'!$B$100+'EnPI Table'!$D$100+'EnPI Table'!$F$100","v":0},{"$f":"3412*3/1000/1000*'EnPI Table'!$B$112+'EnPI Table'!$D$112+'EnPI Table'!$F$112","v":1353.1717920000001},{"$f":"3412*3/1000/1000*'EnPI Table'!$B$124+'EnPI Table'!$D$124+'EnPI Table'!$F$124","v":1273.5861279999999},{"$f":"3412*3/1000/1000*'EnPI Table'!$B$136+'EnPI Table'!$D$136+'EnPI Table'!$F$136","v":1194.380864},{"$f":"3412*3/1000/1000*'EnPI Table'!$B$148+'EnPI Table'!$D$148+'EnPI Table'!$F$148","v":0},{"$f":"3412*3/1000/1000*'EnPI Table'!$B$160+'EnPI Table'!$D$160+'EnPI Table'!$F$160","v":0},{"$f":"3412*3/1000/1000*'EnPI Table'!$B$172+'EnPI Table'!$D$172+'EnPI Table'!$F$172","v":0},{"$f":"3412*3/1000/1000*'EnPI Table'!$B$184+'EnPI Table'!$D$184+'EnPI Table'!$F$184","v":0},{"$f":"3412*3/1000/1000*'EnPI Table'!$B$196+'EnPI Table'!$D$196+'EnPI Table'!$F$196","v":0},{"$f":"3412*3/1000/1000*'EnPI Table'!$B$208+'EnPI Table'!$D$208+'EnPI Table'!$F$208","v":0},{"$f":"3412*3/1000/1000*'EnPI Table'!$B$220+'EnPI Table'!$D$220+'EnPI Table'!$F$220","v":0},{"$f":"3412*3/1000/1000*'EnPI Table'!$B$232+'EnPI Table'!$D$232+'EnPI Table'!$F$232","v":0},{"$f":"3412*3/1000/1000*'EnPI Table'!$B$244+'EnPI Table'!$D$244+'EnPI Table'!$F$244","v":0},{"$f":"3412*3/1000/1000*'EnPI Table'!$B$256+'EnPI Table'!$D$256+'EnPI Table'!$F$256","v":0},{"$f":"3412*3/1000/1000*'EnPI Table'!$B$268+'EnPI Table'!$D$268+'EnPI Table'!$F$268","v":0},{"$f":"3412*3/1000/1000*'EnPI Table'!$B$280+'EnPI Table'!$D$280+'EnPI Table'!$F$280","v":0},{"$f":"3412*3/1000/1000*'EnPI Table'!$B$292+'EnPI Table'!$D$292+'EnPI Table'!$F$292","v":0},{"$f":"3412*3/1000/1000*'EnPI Table'!$B$304+'EnPI Table'!$D$304+'EnPI Table'!$F$304","v":0}]
[null,null,null,null,null,null,null,null,null,null,null,null,null,null,null,{"$f":"3412*3/1000/1000*'EnPI Table'!$B$17+'EnPI Table'!$D$17+'EnPI Table'!$F$17","v":0},{"$f":"3412*3/1000/1000*'EnPI Table'!$B$29+'EnPI Table'!$D$29+'EnPI Table'!$F$29","v":0},{"$f":"3412*3/1000/1000*'EnPI Table'!$B$41+'EnPI Table'!$D$41+'EnPI Table'!$F$41","v":0},{"$f":"3412*3/1000/1000*'EnPI Table'!$B$53+'EnPI Table'!$D$53+'EnPI Table'!$F$53","v":0},{"$f":"3412*3/1000/1000*'EnPI Table'!$B$65+'EnPI Table'!$D$65+'EnPI Table'!$F$65","v":0},{"$f":"3412*3/1000/1000*'EnPI Table'!$B$77+'EnPI Table'!$D$77+'EnPI Table'!$F$77","v":0},{"$f":"3412*3/1000/1000*'EnPI Table'!$B$89+'EnPI Table'!$D$89+'EnPI Table'!$F$89","v":0},{"$f":"3412*3/1000/1000*'EnPI Table'!$B$101+'EnPI Table'!$D$101+'EnPI Table'!$F$101","v":0},{"$f":"3412*3/1000/1000*'EnPI Table'!$B$113+'EnPI Table'!$D$113+'EnPI Table'!$F$113","v":2388.0930159999998},{"$f":"3412*3/1000/1000*'EnPI Table'!$B$125+'EnPI Table'!$D$125+'EnPI Table'!$F$125","v":1740.239804},{"$f":"3412*3/1000/1000*'EnPI Table'!$B$137+'EnPI Table'!$D$137+'EnPI Table'!$F$137","v":1854.72604},{"$f":"3412*3/1000/1000*'EnPI Table'!$B$149+'EnPI Table'!$D$149+'EnPI Table'!$F$149","v":0},{"$f":"3412*3/1000/1000*'EnPI Table'!$B$161+'EnPI Table'!$D$161+'EnPI Table'!$F$161","v":0},{"$f":"3412*3/1000/1000*'EnPI Table'!$B$173+'EnPI Table'!$D$173+'EnPI Table'!$F$173","v":0},{"$f":"3412*3/1000/1000*'EnPI Table'!$B$185+'EnPI Table'!$D$185+'EnPI Table'!$F$185","v":0},{"$f":"3412*3/1000/1000*'EnPI Table'!$B$197+'EnPI Table'!$D$197+'EnPI Table'!$F$197","v":0},{"$f":"3412*3/1000/1000*'EnPI Table'!$B$209+'EnPI Table'!$D$209+'EnPI Table'!$F$209","v":0},{"$f":"3412*3/1000/1000*'EnPI Table'!$B$221+'EnPI Table'!$D$221+'EnPI Table'!$F$221","v":0},{"$f":"3412*3/1000/1000*'EnPI Table'!$B$233+'EnPI Table'!$D$233+'EnPI Table'!$F$233","v":0},{"$f":"3412*3/1000/1000*'EnPI Table'!$B$245+'EnPI Table'!$D$245+'EnPI Table'!$F$245","v":0},{"$f":"3412*3/1000/1000*'EnPI Table'!$B$257+'EnPI Table'!$D$257+'EnPI Table'!$F$257","v":0},{"$f":"3412*3/1000/1000*'EnPI Table'!$B$269+'EnPI Table'!$D$269+'EnPI Table'!$F$269","v":0},{"$f":"3412*3/1000/1000*'EnPI Table'!$B$281+'EnPI Table'!$D$281+'EnPI Table'!$F$281","v":0},{"$f":"3412*3/1000/1000*'EnPI Table'!$B$293+'EnPI Table'!$D$293+'EnPI Table'!$F$293","v":0},{"$f":"3412*3/1000/1000*'EnPI Table'!$B$305+'EnPI Table'!$D$305+'EnPI Table'!$F$305","v":0}]
[null,null,null,null,null,null,null,null,null,null,null,null,null,null,null,{"$f":"3412*3/1000/1000*'EnPI Table'!$B$18+'EnPI Table'!$D$18+'EnPI Table'!$F$18","v":0},{"$f":"3412*3/1000/1000*'EnPI Table'!$B$30+'EnPI Table'!$D$30+'EnPI Table'!$F$30","v":0},{"$f":"3412*3/1000/1000*'EnPI Table'!$B$42+'EnPI Table'!$D$42+'EnPI Table'!$F$42","v":0},{"$f":"3412*3/1000/1000*'EnPI Table'!$B$54+'EnPI Table'!$D$54+'EnPI Table'!$F$54","v":0},{"$f":"3412*3/1000/1000*'EnPI Table'!$B$66+'EnPI Table'!$D$66+'EnPI Table'!$F$66","v":0},{"$f":"3412*3/1000/1000*'EnPI Table'!$B$78+'EnPI Table'!$D$78+'EnPI Table'!$F$78","v":0},{"$f":"3412*3/1000/1000*'EnPI Table'!$B$90+'EnPI Table'!$D$90+'EnPI Table'!$F$90","v":0},{"$f":"3412*3/1000/1000*'EnPI Table'!$B$102+'EnPI Table'!$D$102+'EnPI Table'!$F$102","v":0},{"$f":"3412*3/1000/1000*'EnPI Table'!$B$114+'EnPI Table'!$D$114+'EnPI Table'!$F$114","v":2800.9474799999998},{"$f":"3412*3/1000/1000*'EnPI Table'!$B$126+'EnPI Table'!$D$126+'EnPI Table'!$F$126","v":2311.7943999999998},{"$f":"3412*3/1000/1000*'EnPI Table'!$B$138+'EnPI Table'!$D$138+'EnPI Table'!$F$138","v":2162.8312000000001},{"$f":"3412*3/1000/1000*'EnPI Table'!$B$150+'EnPI Table'!$D$150+'EnPI Table'!$F$150","v":0},{"$f":"3412*3/1000/1000*'EnPI Table'!$B$162+'EnPI Table'!$D$162+'EnPI Table'!$F$162","v":0},{"$f":"3412*3/1000/1000*'EnPI Table'!$B$174+'EnPI Table'!$D$174+'EnPI Table'!$F$174","v":0},{"$f":"3412*3/1000/1000*'EnPI Table'!$B$186+'EnPI Table'!$D$186+'EnPI Table'!$F$186","v":0},{"$f":"3412*3/1000/1000*'EnPI Table'!$B$198+'EnPI Table'!$D$198+'EnPI Table'!$F$198","v":0},{"$f":"3412*3/1000/1000*'EnPI Table'!$B$210+'EnPI Table'!$D$210+'EnPI Table'!$F$210","v":0},{"$f":"3412*3/1000/1000*'EnPI Table'!$B$222+'EnPI Table'!$D$222+'EnPI Table'!$F$222","v":0},{"$f":"3412*3/1000/1000*'EnPI Table'!$B$234+'EnPI Table'!$D$234+'EnPI Table'!$F$234","v":0},{"$f":"3412*3/1000/1000*'EnPI Table'!$B$246+'EnPI Table'!$D$246+'EnPI Table'!$F$246","v":0},{"$f":"3412*3/1000/1000*'EnPI Table'!$B$258+'EnPI Table'!$D$258+'EnPI Table'!$F$258","v":0},{"$f":"3412*3/1000/1000*'EnPI Table'!$B$270+'EnPI Table'!$D$270+'EnPI Table'!$F$270","v":0},{"$f":"3412*3/1000/1000*'EnPI Table'!$B$282+'EnPI Table'!$D$282+'EnPI Table'!$F$282","v":0},{"$f":"3412*3/1000/1000*'EnPI Table'!$B$294+'EnPI Table'!$D$294+'EnPI Table'!$F$294","v":0},{"$f":"3412*3/1000/1000*'EnPI Table'!$B$306+'EnPI Table'!$D$306+'EnPI Table'!$F$306","v":0}]
[null,null,null,null,null,null,null,null,null,null,null,null,null,null,null,{"$f":"3412*3/1000/1000*'EnPI Table'!$B$19+'EnPI Table'!$D$19+'EnPI Table'!$F$19","v":0},{"$f":"3412*3/1000/1000*'EnPI Table'!$B$31+'EnPI Table'!$D$31+'EnPI Table'!$F$31","v":0},{"$f":"3412*3/1000/1000*'EnPI Table'!$B$43+'EnPI Table'!$D$43+'EnPI Table'!$F$43","v":0},{"$f":"3412*3/1000/1000*'EnPI Table'!$B$55+'EnPI Table'!$D$55+'EnPI Table'!$F$55","v":0},{"$f":"3412*3/1000/1000*'EnPI Table'!$B$67+'EnPI Table'!$D$67+'EnPI Table'!$F$67","v":0},{"$f":"3412*3/1000/1000*'EnPI Table'!$B$79+'EnPI Table'!$D$79+'EnPI Table'!$F$79","v":0},{"$f":"3412*3/1000/1000*'EnPI Table'!$B$91+'EnPI Table'!$D$91+'EnPI Table'!$F$91","v":0},{"$f":"3412*3/1000/1000*'EnPI Table'!$B$103+'EnPI Table'!$D$103+'EnPI Table'!$F$103","v":0},{"$f":"3412*3/1000/1000*'EnPI Table'!$B$115+'EnPI Table'!$D$115+'EnPI Table'!$F$115","v":2986.3478759999998},{"$f":"3412*3/1000/1000*'EnPI Table'!$B$127+'EnPI Table'!$D$127+'EnPI Table'!$F$127","v":3559.6904639999998},{"$f":"3412*3/1000/1000*'EnPI Table'!$B$139+'EnPI Table'!$D$139+'EnPI Table'!$F$139","v":2254.77502},{"$f":"3412*3/1000/1000*'EnPI Table'!$B$151+'EnPI Table'!$D$151+'EnPI Table'!$F$151","v":0},{"$f":"3412*3/1000/1000*'EnPI Table'!$B$163+'EnPI Table'!$D$163+'EnPI Table'!$F$163","v":0},{"$f":"3412*3/1000/1000*'EnPI Table'!$B$175+'EnPI Table'!$D$175+'EnPI Table'!$F$175","v":0},{"$f":"3412*3/1000/1000*'EnPI Table'!$B$187+'EnPI Table'!$D$187+'EnPI Table'!$F$187","v":0},{"$f":"3412*3/1000/1000*'EnPI Table'!$B$199+'EnPI Table'!$D$199+'EnPI Table'!$F$199","v":0},{"$f":"3412*3/1000/1000*'EnPI Table'!$B$211+'EnPI Table'!$D$211+'EnPI Table'!$F$211","v":0},{"$f":"3412*3/1000/1000*'EnPI Table'!$B$223+'EnPI Table'!$D$223+'EnPI Table'!$F$223","v":0},{"$f":"3412*3/1000/1000*'EnPI Table'!$B$235+'EnPI Table'!$D$235+'EnPI Table'!$F$235","v":0},{"$f":"3412*3/1000/1000*'EnPI Table'!$B$247+'EnPI Table'!$D$247+'EnPI Table'!$F$247","v":0},{"$f":"3412*3/1000/1000*'EnPI Table'!$B$259+'EnPI Table'!$D$259+'EnPI Table'!$F$259","v":0},{"$f":"3412*3/1000/1000*'EnPI Table'!$B$271+'EnPI Table'!$D$271+'EnPI Table'!$F$271","v":0},{"$f":"3412*3/1000/1000*'EnPI Table'!$B$283+'EnPI Table'!$D$283+'EnPI Table'!$F$283","v":0},{"$f":"3412*3/1000/1000*'EnPI Table'!$B$295+'EnPI Table'!$D$295+'EnPI Table'!$F$295","v":0},{"$f":"3412*3/1000/1000*'EnPI Table'!$B$307+'EnPI Table'!$D$307+'EnPI Table'!$F$307","v":0}]
[null,null,null,null,null,null,null,null,null,null,null,null,null,null,null,{"$f":"3412*3/1000/1000*'EnPI Table'!$B$20+'EnPI Table'!$D$20+'EnPI Table'!$F$20","v":0},{"$f":"3412*3/1000/1000*'EnPI Table'!$B$32+'EnPI Table'!$D$32+'EnPI Table'!$F$32","v":0},{"$f":"3412*3/1000/1000*'EnPI Table'!$B$44+'EnPI Table'!$D$44+'EnPI Table'!$F$44","v":0},{"$f":"3412*3/1000/1000*'EnPI Table'!$B$56+'EnPI Table'!$D$56+'EnPI Table'!$F$56","v":0},{"$f":"3412*3/1000/1000*'EnPI Table'!$B$68+'EnPI Table'!$D$68+'EnPI Table'!$F$68","v":0},{"$f":"3412*3/1000/1000*'EnPI Table'!$B$80+'EnPI Table'!$D$80+'EnPI Table'!$F$80","v":0},{"$f":"3412*3/1000/1000*'EnPI Table'!$B$92+'EnPI Table'!$D$92+'EnPI Table'!$F$92","v":0},{"$f":"3412*3/1000/1000*'EnPI Table'!$B$104+'EnPI Table'!$D$104+'EnPI Table'!$F$104","v":0},{"$f":"3412*3/1000/1000*'EnPI Table'!$B$116+'EnPI Table'!$D$116+'EnPI Table'!$F$116","v":3549.6353399999998},{"$f":"3412*3/1000/1000*'EnPI Table'!$B$128+'EnPI Table'!$D$128+'EnPI Table'!$F$128","v":2533.1809840000001},{"$f":"3412*3/1000/1000*'EnPI Table'!$B$140+'EnPI Table'!$D$140+'EnPI Table'!$F$140","v":2518.2061200000003},{"$f":"3412*3/1000/1000*'EnPI Table'!$B$152+'EnPI Table'!$D$152+'EnPI Table'!$F$152","v":0},{"$f":"3412*3/1000/1000*'EnPI Table'!$B$164+'EnPI Table'!$D$164+'EnPI Table'!$F$164","v":0},{"$f":"3412*3/1000/1000*'EnPI Table'!$B$176+'EnPI Table'!$D$176+'EnPI Table'!$F$176","v":0},{"$f":"3412*3/1000/1000*'EnPI Table'!$B$188+'EnPI Table'!$D$188+'EnPI Table'!$F$188","v":0},{"$f":"3412*3/1000/1000*'EnPI Table'!$B$200+'EnPI Table'!$D$200+'EnPI Table'!$F$200","v":0},{"$f":"3412*3/1000/1000*'EnPI Table'!$B$212+'EnPI Table'!$D$212+'EnPI Table'!$F$212","v":0},{"$f":"3412*3/1000/1000*'EnPI Table'!$B$224+'EnPI Table'!$D$224+'EnPI Table'!$F$224","v":0},{"$f":"3412*3/1000/1000*'EnPI Table'!$B$236+'EnPI Table'!$D$236+'EnPI Table'!$F$236","v":0},{"$f":"3412*3/1000/1000*'EnPI Table'!$B$248+'EnPI Table'!$D$248+'EnPI Table'!$F$248","v":0},{"$f":"3412*3/1000/1000*'EnPI Table'!$B$260+'EnPI Table'!$D$260+'EnPI Table'!$F$260","v":0},{"$f":"3412*3/1000/1000*'EnPI Table'!$B$272+'EnPI Table'!$D$272+'EnPI Table'!$F$272","v":0},{"$f":"3412*3/1000/1000*'EnPI Table'!$B$284+'EnPI Table'!$D$284+'EnPI Table'!$F$284","v":0},{"$f":"3412*3/1000/1000*'EnPI Table'!$B$296+'EnPI Table'!$D$296+'EnPI Table'!$F$296","v":0},{"$f":"3412*3/1000/1000*'EnPI Table'!$B$308+'EnPI Table'!$D$308+'EnPI Table'!$F$308","v":0}]
[null,null,null,null,null,null,null,null,null,null,null,null,null,null,null,{"$f":"3412*3/1000/1000*'EnPI Table'!$B$21+'EnPI Table'!$D$21+'EnPI Table'!$F$21","v":0},{"$f":"3412*3/1000/1000*'EnPI Table'!$B$33+'EnPI Table'!$D$33+'EnPI Table'!$F$33","v":0},{"$f":"3412*3/1000/1000*'EnPI Table'!$B$45+'EnPI Table'!$D$45+'EnPI Table'!$F$45","v":0},{"$f":"3412*3/1000/1000*'EnPI Table'!$B$57+'EnPI Table'!$D$57+'EnPI Table'!$F$57","v":0},{"$f":"3412*3/1000/1000*'EnPI Table'!$B$69+'EnPI Table'!$D$69+'EnPI Table'!$F$69","v":0},{"$f":"3412*3/1000/1000*'EnPI Table'!$B$81+'EnPI Table'!$D$81+'EnPI Table'!$F$81","v":0},{"$f":"3412*3/1000/1000*'EnPI Table'!$B$93+'EnPI Table'!$D$93+'EnPI Table'!$F$93","v":0},{"$f":"3412*3/1000/1000*'EnPI Table'!$B$105+'EnPI Table'!$D$105+'EnPI Table'!$F$105","v":0},{"$f":"3412*3/1000/1000*'EnPI Table'!$B$117+'EnPI Table'!$D$117+'EnPI Table'!$F$117","v":2550.5111999999999},{"$f":"3412*3/1000/1000*'EnPI Table'!$B$129+'EnPI Table'!$D$129+'EnPI Table'!$F$129","v":2031.8394560000002},{"$f":"3412*3/1000/1000*'EnPI Table'!$B$141+'EnPI Table'!$D$141+'EnPI Table'!$F$141","v":1958.1907679999999},{"$f":"3412*3/1000/1000*'EnPI Table'!$B$153+'EnPI Table'!$D$153+'EnPI Table'!$F$153","v":0},{"$f":"3412*3/1000/1000*'EnPI Table'!$B$165+'EnPI Table'!$D$165+'EnPI Table'!$F$165","v":0},{"$f":"3412*3/1000/1000*'EnPI Table'!$B$177+'EnPI Table'!$D$177+'EnPI Table'!$F$177","v":0},{"$f":"3412*3/1000/1000*'EnPI Table'!$B$189+'EnPI Table'!$D$189+'EnPI Table'!$F$189","v":0},{"$f":"3412*3/1000/1000*'EnPI Table'!$B$201+'EnPI Table'!$D$201+'EnPI Table'!$F$201","v":0},{"$f":"3412*3/1000/1000*'EnPI Table'!$B$213+'EnPI Table'!$D$213+'EnPI Table'!$F$213","v":0},{"$f":"3412*3/1000/1000*'EnPI Table'!$B$225+'EnPI Table'!$D$225+'EnPI Table'!$F$225","v":0},{"$f":"3412*3/1000/1000*'EnPI Table'!$B$237+'EnPI Table'!$D$237+'EnPI Table'!$F$237","v":0},{"$f":"3412*3/1000/1000*'EnPI Table'!$B$249+'EnPI Table'!$D$249+'EnPI Table'!$F$249","v":0},{"$f":"3412*3/1000/1000*'EnPI Table'!$B$261+'EnPI Table'!$D$261+'EnPI Table'!$F$261","v":0},{"$f":"3412*3/1000/1000*'EnPI Table'!$B$273+'EnPI Table'!$D$273+'EnPI Table'!$F$273","v":0},{"$f":"3412*3/1000/1000*'EnPI Table'!$B$285+'EnPI Table'!$D$285+'EnPI Table'!$F$285","v":0},{"$f":"3412*3/1000/1000*'EnPI Table'!$B$297+'EnPI Table'!$D$297+'EnPI Table'!$F$297","v":0},{"$f":"3412*3/1000/1000*'EnPI Table'!$B$309+'EnPI Table'!$D$309+'EnPI Table'!$F$309","v":0}]
[]
[null,null,null,null,null,null,null,null,null,null,null,null,null,null,null,{"$f":"'EnPI Table'!$C$10+'EnPI Table'!$E$10+'EnPI Table'!$G$10","v":0},{"$f":"'EnPI Table'!$C$22+'EnPI Table'!$E$22+'EnPI Table'!$G$22","v":0},{"$f":"'EnPI Table'!$C$34+'EnPI Table'!$E$34+'EnPI Table'!$G$34","v":0},{"$f":"'EnPI Table'!$C$46+'EnPI Table'!$E$46+'EnPI Table'!$G$46","v":0},{"$f":"'EnPI Table'!$C$58+'EnPI Table'!$E$58+'EnPI Table'!$G$58","v":0},{"$f":"'EnPI Table'!$C$70+'EnPI Table'!$E$70+'EnPI Table'!$G$70","v":0},{"$f":"'EnPI Table'!$C$82+'EnPI Table'!$E$82+'EnPI Table'!$G$82","v":0},{"$f":"'EnPI Table'!$C$94+'EnPI Table'!$E$94+'EnPI Table'!$G$94","v":0},{"$f":"'EnPI Table'!$C$106+'EnPI Table'!$E$106+'EnPI Table'!$G$106","v":21030.55},{"$f":"'EnPI Table'!$C$118+'EnPI Table'!$E$118+'EnPI Table'!$G$118","v":18469.46},{"$f":"'EnPI Table'!$C$130+'EnPI Table'!$E$130+'EnPI Table'!$G$130","v":28517.71},{"$f":"'EnPI Table'!$C$142+'EnPI Table'!$E$142+'EnPI Table'!$G$142","v":0},{"$f":"'EnPI Table'!$C$154+'EnPI Table'!$E$154+'EnPI Table'!$G$154","v":0},{"$f":"'EnPI Table'!$C$166+'EnPI Table'!$E$166+'EnPI Table'!$G$166","v":0},{"$f":"'EnPI Table'!$C$178+'EnPI Table'!$E$178+'EnPI Table'!$G$178","v":0},{"$f":"'EnPI Table'!$C$190+'EnPI Table'!$E$190+'EnPI Table'!$G$190","v":0},{"$f":"'EnPI Table'!$C$202+'EnPI Table'!$E$202+'EnPI Table'!$G$202","v":0},{"$f":"'EnPI Table'!$C$214+'EnPI Table'!$E$214+'EnPI Table'!$G$214","v":0},{"$f":"'EnPI Table'!$C$226+'EnPI Table'!$E$226+'EnPI Table'!$G$226","v":0},{"$f":"'EnPI Table'!$C$238+'EnPI Table'!$E$238+'EnPI Table'!$G$238","v":0},{"$f":"'EnPI Table'!$C$250+'EnPI Table'!$E$250+'EnPI Table'!$G$250","v":0},{"$f":"'EnPI Table'!$C$262+'EnPI Table'!$E$262+'EnPI Table'!$G$262","v":0},{"$f":"'EnPI Table'!$C$274+'EnPI Table'!$E$274+'EnPI Table'!$G$274","v":0},{"$f":"'EnPI Table'!$C$286+'EnPI Table'!$E$286+'EnPI Table'!$G$286","v":0},{"$f":"'EnPI Table'!$C$298+'EnPI Table'!$E$298+'EnPI Table'!$G$298","v":0}]
[null,null,null,null,null,null,null,null,null,null,null,null,null,null,null,{"$f":"'EnPI Table'!$C$11+'EnPI Table'!$E$11+'EnPI Table'!$G$11","v":0},{"$f":"'EnPI Table'!$C$23+'EnPI Table'!$E$23+'EnPI Table'!$G$23","v":0},{"$f":"'EnPI Table'!$C$35+'EnPI Table'!$E$35+'EnPI Table'!$G$35","v":0},{"$f":"'EnPI Table'!$C$47+'EnPI Table'!$E$47+'EnPI Table'!$G$47","v":0},{"$f":"'EnPI Table'!$C$59+'EnPI Table'!$E$59+'EnPI Table'!$G$59","v":0},{"$f":"'EnPI Table'!$C$71+'EnPI Table'!$E$71+'EnPI Table'!$G$71","v":0},{"$f":"'EnPI Table'!$C$83+'EnPI Table'!$E$83+'EnPI Table'!$G$83","v":0},{"$f":"'EnPI Table'!$C$95+'EnPI Table'!$E$95+'EnPI Table'!$G$95","v":0},{"$f":"'EnPI Table'!$C$107+'EnPI Table'!$E$107+'EnPI Table'!$G$107","v":17479.900000000001},{"$f":"'EnPI Table'!$C$119+'EnPI Table'!$E$119+'EnPI Table'!$G$119","v":24727.61},{"$f":"'EnPI Table'!$C$131+'EnPI Table'!$E$131+'EnPI Table'!$G$131","v":19392.719999999998},{"$f":"'EnPI Table'!$C$143+'EnPI Table'!$E$143+'EnPI Table'!$G$143","v":0},{"$f":"'EnPI Table'!$C$155+'EnPI Table'!$E$155+'EnPI Table'!$G$155","v":0},{"$f":"'EnPI Table'!$C$167+'EnPI Table'!$E$167+'EnPI Table'!$G$167","v":0},{"$f":"'EnPI Table'!$C$179+'EnPI Table'!$E$179+'EnPI Table'!$G$179","v":0},{"$f":"'EnPI Table'!$C$191+'EnPI Table'!$E$191+'EnPI Table'!$G$191","v":0},{"$f":"'EnPI Table'!$C$203+'EnPI Table'!$E$203+'EnPI Table'!$G$203","v":0},{"$f":"'EnPI Table'!$C$215+'EnPI Table'!$E$215+'EnPI Table'!$G$215","v":0},{"$f":"'EnPI Table'!$C$227+'EnPI Table'!$E$227+'EnPI Table'!$G$227","v":0},{"$f":"'EnPI Table'!$C$239+'EnPI Table'!$E$239+'EnPI Table'!$G$239","v":0},{"$f":"'EnPI Table'!$C$251+'EnPI Table'!$E$251+'EnPI Table'!$G$251","v":0},{"$f":"'EnPI Table'!$C$263+'EnPI Table'!$E$263+'EnPI Table'!$G$263","v":0},{"$f":"'EnPI Table'!$C$275+'EnPI Table'!$E$275+'EnPI Table'!$G$275","v":0},{"$f":"'EnPI Table'!$C$287+'EnPI Table'!$E$287+'EnPI Table'!$G$287","v":0},{"$f":"'EnPI Table'!$C$299+'EnPI Table'!$E$299+'EnPI Table'!$G$299","v":0}]
[null,null,null,null,null,null,null,null,null,null,null,null,null,null,null,{"$f":"'EnPI Table'!$C$12+'EnPI Table'!$E$12+'EnPI Table'!$G$12","v":0},{"$f":"'EnPI Table'!$C$24+'EnPI Table'!$E$24+'EnPI Table'!$G$24","v":0},{"$f":"'EnPI Table'!$C$36+'EnPI Table'!$E$36+'EnPI Table'!$G$36","v":0},{"$f":"'EnPI Table'!$C$48+'EnPI Table'!$E$48+'EnPI Table'!$G$48","v":0},{"$f":"'EnPI Table'!$C$60+'EnPI Table'!$E$60+'EnPI Table'!$G$60","v":0},{"$f":"'EnPI Table'!$C$72+'EnPI Table'!$E$72+'EnPI Table'!$G$72","v":0},{"$f":"'EnPI Table'!$C$84+'EnPI Table'!$E$84+'EnPI Table'!$G$84","v":0},{"$f":"'EnPI Table'!$C$96+'EnPI Table'!$E$96+'EnPI Table'!$G$96","v":0},{"$f":"'EnPI Table'!$C$108+'EnPI Table'!$E$108+'EnPI Table'!$G$108","v":27449.72},{"$f":"'EnPI Table'!$C$120+'EnPI Table'!$E$120+'EnPI Table'!$G$120","v":25710.9},{"$f":"'EnPI Table'!$C$132+'EnPI Table'!$E$132+'EnPI Table'!$G$132","v":25210.99},{"$f":"'EnPI Table'!$C$144+'EnPI Table'!$E$144+'EnPI Table'!$G$144","v":0},{"$f":"'EnPI Table'!$C$156+'EnPI Table'!$E$156+'EnPI Table'!$G$156","v":0},{"$f":"'EnPI Table'!$C$168+'EnPI Table'!$E$168+'EnPI Table'!$G$168","v":0},{"$f":"'EnPI Table'!$C$180+'EnPI Table'!$E$180+'EnPI Table'!$G$180","v":0},{"$f":"'EnPI Table'!$C$192+'EnPI Table'!$E$192+'EnPI Table'!$G$192","v":0},{"$f":"'EnPI Table'!$C$204+'EnPI Table'!$E$204+'EnPI Table'!$G$204","v":0},{"$f":"'EnPI Table'!$C$216+'EnPI Table'!$E$216+'EnPI Table'!$G$216","v":0},{"$f":"'EnPI Table'!$C$228+'EnPI Table'!$E$228+'EnPI Table'!$G$228","v":0},{"$f":"'EnPI Table'!$C$240+'EnPI Table'!$E$240+'EnPI Table'!$G$240","v":0},{"$f":"'EnPI Table'!$C$252+'EnPI Table'!$E$252+'EnPI Table'!$G$252","v":0},{"$f":"'EnPI Table'!$C$264+'EnPI Table'!$E$264+'EnPI Table'!$G$264","v":0},{"$f":"'EnPI Table'!$C$276+'EnPI Table'!$E$276+'EnPI Table'!$G$276","v":0},{"$f":"'EnPI Table'!$C$288+'EnPI Table'!$E$288+'EnPI Table'!$G$288","v":0},{"$f":"'EnPI Table'!$C$300+'EnPI Table'!$E$300+'EnPI Table'!$G$300","v":0}]
[null,null,null,null,null,null,null,null,null,null,null,null,null,null,null,{"$f":"'EnPI Table'!$C$13+'EnPI Table'!$E$13+'EnPI Table'!$G$13","v":0},{"$f":"'EnPI Table'!$C$25+'EnPI Table'!$E$25+'EnPI Table'!$G$25","v":0},{"$f":"'EnPI Table'!$C$37+'EnPI Table'!$E$37+'EnPI Table'!$G$37","v":0},{"$f":"'EnPI Table'!$C$49+'EnPI Table'!$E$49+'EnPI Table'!$G$49","v":0},{"$f":"'EnPI Table'!$C$61+'EnPI Table'!$E$61+'EnPI Table'!$G$61","v":0},{"$f":"'EnPI Table'!$C$73+'EnPI Table'!$E$73+'EnPI Table'!$G$73","v":0},{"$f":"'EnPI Table'!$C$85+'EnPI Table'!$E$85+'EnPI Table'!$G$85","v":0},{"$f":"'EnPI Table'!$C$97+'EnPI Table'!$E$97+'EnPI Table'!$G$97","v":0},{"$f":"'EnPI Table'!$C$109+'EnPI Table'!$E$109+'EnPI Table'!$G$109","v":23570.899999999998},{"$f":"'EnPI Table'!$C$121+'EnPI Table'!$E$121+'EnPI Table'!$G$121","v":29909.379999999997},{"$f":"'EnPI Table'!$C$133+'EnPI Table'!$E$133+'EnPI Table'!$G$133","v":30033.67},{"$f":"'EnPI Table'!$C$145+'EnPI Table'!$E$145+'EnPI Table'!$G$145","v":0},{"$f":"'EnPI Table'!$C$157+'EnPI Table'!$E$157+'EnPI Table'!$G$157","v":0},{"$f":"'EnPI Table'!$C$169+'EnPI Table'!$E$169+'EnPI Table'!$G$169","v":0},{"$f":"'EnPI Table'!$C$181+'EnPI Table'!$E$181+'EnPI Table'!$G$181","v":0},{"$f":"'EnPI Table'!$C$193+'EnPI Table'!$E$193+'EnPI Table'!$G$193","v":0},{"$f":"'EnPI Table'!$C$205+'EnPI Table'!$E$205+'EnPI Table'!$G$205","v":0},{"$f":"'EnPI Table'!$C$217+'EnPI Table'!$E$217+'EnPI Table'!$G$217","v":0},{"$f":"'EnPI Table'!$C$229+'EnPI Table'!$E$229+'EnPI Table'!$G$229","v":0},{"$f":"'EnPI Table'!$C$241+'EnPI Table'!$E$241+'EnPI Table'!$G$241","v":0},{"$f":"'EnPI Table'!$C$253+'EnPI Table'!$E$253+'EnPI Table'!$G$253","v":0},{"$f":"'EnPI Table'!$C$265+'EnPI Table'!$E$265+'EnPI Table'!$G$265","v":0},{"$f":"'EnPI Table'!$C$277+'EnPI Table'!$E$277+'EnPI Table'!$G$277","v":0},{"$f":"'EnPI Table'!$C$289+'EnPI Table'!$E$289+'EnPI Table'!$G$289","v":0},{"$f":"'EnPI Table'!$C$301+'EnPI Table'!$E$301+'EnPI Table'!$G$301","v":0}]
[null,null,null,null,null,null,null,null,null,null,null,null,null,null,null,{"$f":"'EnPI Table'!$C$14+'EnPI Table'!$E$14+'EnPI Table'!$G$14","v":0},{"$f":"'EnPI Table'!$C$26+'EnPI Table'!$E$26+'EnPI Table'!$G$26","v":0},{"$f":"'EnPI Table'!$C$38+'EnPI Table'!$E$38+'EnPI Table'!$G$38","v":0},{"$f":"'EnPI Table'!$C$50+'EnPI Table'!$E$50+'EnPI Table'!$G$50","v":0},{"$f":"'EnPI Table'!$C$62+'EnPI Table'!$E$62+'EnPI Table'!$G$62","v":0},{"$f":"'EnPI Table'!$C$74+'EnPI Table'!$E$74+'EnPI Table'!$G$74","v":0},{"$f":"'EnPI Table'!$C$86+'EnPI Table'!$E$86+'EnPI Table'!$G$86","v":0},{"$f":"'EnPI Table'!$C$98+'EnPI Table'!$E$98+'EnPI Table'!$G$98","v":0},{"$f":"'EnPI Table'!$C$110+'EnPI Table'!$E$110+'EnPI Table'!$G$110","v":23980.91},{"$f":"'EnPI Table'!$C$122+'EnPI Table'!$E$122+'EnPI Table'!$G$122","v":25589.52},{"$f":"'EnPI Table'!$C$134+'EnPI Table'!$E$134+'EnPI Table'!$G$134","v":25726.51},{"$f":"'EnPI Table'!$C$146+'EnPI Table'!$E$146+'EnPI Table'!$G$146","v":0},{"$f":"'EnPI Table'!$C$158+'EnPI Table'!$E$158+'EnPI Table'!$G$158","v":0},{"$f":"'EnPI Table'!$C$170+'EnPI Table'!$E$170+'EnPI Table'!$G$170","v":0},{"$f":"'EnPI Table'!$C$182+'EnPI Table'!$E$182+'EnPI Table'!$G$182","v":0},{"$f":"'EnPI Table'!$C$194+'EnPI Table'!$E$194+'EnPI Table'!$G$194","v":0},{"$f":"'EnPI Table'!$C$206+'EnPI Table'!$E$206+'EnPI Table'!$G$206","v":0},{"$f":"'EnPI Table'!$C$218+'EnPI Table'!$E$218+'EnPI Table'!$G$218","v":0},{"$f":"'EnPI Table'!$C$230+'EnPI Table'!$E$230+'EnPI Table'!$G$230","v":0},{"$f":"'EnPI Table'!$C$242+'EnPI Table'!$E$242+'EnPI Table'!$G$242","v":0},{"$f":"'EnPI Table'!$C$254+'EnPI Table'!$E$254+'EnPI Table'!$G$254","v":0},{"$f":"'EnPI Table'!$C$266+'EnPI Table'!$E$266+'EnPI Table'!$G$266","v":0},{"$f":"'EnPI Table'!$C$278+'EnPI Table'!$E$278+'EnPI Table'!$G$278","v":0},{"$f":"'EnPI Table'!$C$290+'EnPI Table'!$E$290+'EnPI Table'!$G$290","v":0},{"$f":"'EnPI Table'!$C$302+'EnPI Table'!$E$302+'EnPI Table'!$G$302","v":0}]
[null,null,null,null,null,null,null,null,null,null,null,null,null,null,null,{"$f":"'EnPI Table'!$C$15+'EnPI Table'!$E$15+'EnPI Table'!$G$15","v":0},{"$f":"'EnPI Table'!$C$27+'EnPI Table'!$E$27+'EnPI Table'!$G$27","v":0},{"$f":"'EnPI Table'!$C$39+'EnPI Table'!$E$39+'EnPI Table'!$G$39","v":0},{"$f":"'EnPI Table'!$C$51+'EnPI Table'!$E$51+'EnPI Table'!$G$51","v":0},{"$f":"'EnPI Table'!$C$63+'EnPI Table'!$E$63+'EnPI Table'!$G$63","v":0},{"$f":"'EnPI Table'!$C$75+'EnPI Table'!$E$75+'EnPI Table'!$G$75","v":0},{"$f":"'EnPI Table'!$C$87+'EnPI Table'!$E$87+'EnPI Table'!$G$87","v":0},{"$f":"'EnPI Table'!$C$99+'EnPI Table'!$E$99+'EnPI Table'!$G$99","v":0},{"$f":"'EnPI Table'!$C$111+'EnPI Table'!$E$111+'EnPI Table'!$G$111","v":19575.37},{"$f":"'EnPI Table'!$C$123+'EnPI Table'!$E$123+'EnPI Table'!$G$123","v":19671.579999999998},{"$f":"'EnPI Table'!$C$135+'EnPI Table'!$E$135+'EnPI Table'!$G$135","v":20319.47},{"$f":"'EnPI Table'!$C$147+'EnPI Table'!$E$147+'EnPI Table'!$G$147","v":0},{"$f":"'EnPI Table'!$C$159+'EnPI Table'!$E$159+'EnPI Table'!$G$159","v":0},{"$f":"'EnPI Table'!$C$171+'EnPI Table'!$E$171+'EnPI Table'!$G$171","v":0},{"$f":"'EnPI Table'!$C$183+'EnPI Table'!$E$183+'EnPI Table'!$G$183","v":0},{"$f":"'EnPI Table'!$C$195+'EnPI Table'!$E$195+'EnPI Table'!$G$195","v":0},{"$f":"'EnPI Table'!$C$207+'EnPI Table'!$E$207+'EnPI Table'!$G$207","v":0},{"$f":"'EnPI Table'!$C$219+'EnPI Table'!$E$219+'EnPI Table'!$G$219","v":0},{"$f":"'EnPI Table'!$C$231+'EnPI Table'!$E$231+'EnPI Table'!$G$231","v":0},{"$f":"'EnPI Table'!$C$243+'EnPI Table'!$E$243+'EnPI Table'!$G$243","v":0},{"$f":"'EnPI Table'!$C$255+'EnPI Table'!$E$255+'EnPI Table'!$G$255","v":0},{"$f":"'EnPI Table'!$C$267+'EnPI Table'!$E$267+'EnPI Table'!$G$267","v":0},{"$f":"'EnPI Table'!$C$279+'EnPI Table'!$E$279+'EnPI Table'!$G$279","v":0},{"$f":"'EnPI Table'!$C$291+'EnPI Table'!$E$291+'EnPI Table'!$G$291","v":0},{"$f":"'EnPI Table'!$C$303+'EnPI Table'!$E$303+'EnPI Table'!$G$303","v":0}]
[null,null,null,null,null,null,null,null,null,null,null,null,null,null,null,{"$f":"'EnPI Table'!$C$16+'EnPI Table'!$E$16+'EnPI Table'!$G$16","v":0},{"$f":"'EnPI Table'!$C$28+'EnPI Table'!$E$28+'EnPI Table'!$G$28","v":0},{"$f":"'EnPI Table'!$C$40+'EnPI Table'!$E$40+'EnPI Table'!$G$40","v":0},{"$f":"'EnPI Table'!$C$52+'EnPI Table'!$E$52+'EnPI Table'!$G$52","v":0},{"$f":"'EnPI Table'!$C$64+'EnPI Table'!$E$64+'EnPI Table'!$G$64","v":0},{"$f":"'EnPI Table'!$C$76+'EnPI Table'!$E$76+'EnPI Table'!$G$76","v":0},{"$f":"'EnPI Table'!$C$88+'EnPI Table'!$E$88+'EnPI Table'!$G$88","v":0},{"$f":"'EnPI Table'!$C$100+'EnPI Table'!$E$100+'EnPI Table'!$G$100","v":0},{"$f":"'EnPI Table'!$C$112+'EnPI Table'!$E$112+'EnPI Table'!$G$112","v":21112.66},{"$f":"'EnPI Table'!$C$124+'EnPI Table'!$E$124+'EnPI Table'!$G$124","v":17780.829999999998},{"$f":"'EnPI Table'!$C$136+'EnPI Table'!$E$136+'EnPI Table'!$G$136","v":18104.48},{"$f":"'EnPI Table'!$C$148+'EnPI Table'!$E$148+'EnPI Table'!$G$148","v":0},{"$f":"'EnPI Table'!$C$160+'EnPI Table'!$E$160+'EnPI Table'!$G$160","v":0},{"$f":"'EnPI Table'!$C$172+'EnPI Table'!$E$172+'EnPI Table'!$G$172","v":0},{"$f":"'EnPI Table'!$C$184+'EnPI Table'!$E$184+'EnPI Table'!$G$184","v":0},{"$f":"'EnPI Table'!$C$196+'EnPI Table'!$E$196+'EnPI Table'!$G$196","v":0},{"$f":"'EnPI Table'!$C$208+'EnPI Table'!$E$208+'EnPI Table'!$G$208","v":0},{"$f":"'EnPI Table'!$C$220+'EnPI Table'!$E$220+'EnPI Table'!$G$220","v":0},{"$f":"'EnPI Table'!$C$232+'EnPI Table'!$E$232+'EnPI Table'!$G$232","v":0},{"$f":"'EnPI Table'!$C$244+'EnPI Table'!$E$244+'EnPI Table'!$G$244","v":0},{"$f":"'EnPI Table'!$C$256+'EnPI Table'!$E$256+'EnPI Table'!$G$256","v":0},{"$f":"'EnPI Table'!$C$268+'EnPI Table'!$E$268+'EnPI Table'!$G$268","v":0},{"$f":"'EnPI Table'!$C$280+'EnPI Table'!$E$280+'EnPI Table'!$G$280","v":0},{"$f":"'EnPI Table'!$C$292+'EnPI Table'!$E$292+'EnPI Table'!$G$292","v":0},{"$f":"'EnPI Table'!$C$304+'EnPI Table'!$E$304+'EnPI Table'!$G$304","v":0}]
[null,null,null,null,null,null,null,null,null,null,null,null,null,null,null,{"$f":"'EnPI Table'!$C$17+'EnPI Table'!$E$17+'EnPI Table'!$G$17","v":0},{"$f":"'EnPI Table'!$C$29+'EnPI Table'!$E$29+'EnPI Table'!$G$29","v":0},{"$f":"'EnPI Table'!$C$41+'EnPI Table'!$E$41+'EnPI Table'!$G$41","v":0},{"$f":"'EnPI Table'!$C$53+'EnPI Table'!$E$53+'EnPI Table'!$G$53","v":0},{"$f":"'EnPI Table'!$C$65+'EnPI Table'!$E$65+'EnPI Table'!$G$65","v":0},{"$f":"'EnPI Table'!$C$77+'EnPI Table'!$E$77+'EnPI Table'!$G$77","v":0},{"$f":"'EnPI Table'!$C$89+'EnPI Table'!$E$89+'EnPI Table'!$G$89","v":0},{"$f":"'EnPI Table'!$C$101+'EnPI Table'!$E$101+'EnPI Table'!$G$101","v":0},{"$f":"'EnPI Table'!$C$113+'EnPI Table'!$E$113+'EnPI Table'!$G$113","v":28593.22},{"$f":"'EnPI Table'!$C$125+'EnPI Table'!$E$125+'EnPI Table'!$G$125","v":28031.949999999997},{"$f":"'EnPI Table'!$C$137+'EnPI Table'!$E$137+'EnPI Table'!$G$137","v":30307.1},{"$f":"'EnPI Table'!$C$149+'EnPI Table'!$E$149+'EnPI Table'!$G$149","v":0},{"$f":"'EnPI Table'!$C$161+'EnPI Table'!$E$161+'EnPI Table'!$G$161","v":0},{"$f":"'EnPI Table'!$C$173+'EnPI Table'!$E$173+'EnPI Table'!$G$173","v":0},{"$f":"'EnPI Table'!$C$185+'EnPI Table'!$E$185+'EnPI Table'!$G$185","v":0},{"$f":"'EnPI Table'!$C$197+'EnPI Table'!$E$197+'EnPI Table'!$G$197","v":0},{"$f":"'EnPI Table'!$C$209+'EnPI Table'!$E$209+'EnPI Table'!$G$209","v":0},{"$f":"'EnPI Table'!$C$221+'EnPI Table'!$E$221+'EnPI Table'!$G$221","v":0},{"$f":"'EnPI Table'!$C$233+'EnPI Table'!$E$233+'EnPI Table'!$G$233","v":0},{"$f":"'EnPI Table'!$C$245+'EnPI Table'!$E$245+'EnPI Table'!$G$245","v":0},{"$f":"'EnPI Table'!$C$257+'EnPI Table'!$E$257+'EnPI Table'!$G$257","v":0},{"$f":"'EnPI Table'!$C$269+'EnPI Table'!$E$269+'EnPI Table'!$G$269","v":0},{"$f":"'EnPI Table'!$C$281+'EnPI Table'!$E$281+'EnPI Table'!$G$281","v":0},{"$f":"'EnPI Table'!$C$293+'EnPI Table'!$E$293+'EnPI Table'!$G$293","v":0},{"$f":"'EnPI Table'!$C$305+'EnPI Table'!$E$305+'EnPI Table'!$G$305","v":0}]
[null,null,null,null,null,null,null,null,null,null,null,null,null,null,null,{"$f":"'EnPI Table'!$C$18+'EnPI Table'!$E$18+'EnPI Table'!$G$18","v":0},{"$f":"'EnPI Table'!$C$30+'EnPI Table'!$E$30+'EnPI Table'!$G$30","v":0},{"$f":"'EnPI Table'!$C$42+'EnPI Table'!$E$42+'EnPI Table'!$G$42","v":0},{"$f":"'EnPI Table'!$C$54+'EnPI Table'!$E$54+'EnPI Table'!$G$54","v":0},{"$f":"'EnPI Table'!$C$66+'EnPI Table'!$E$66+'EnPI Table'!$G$66","v":0},{"$f":"'EnPI Table'!$C$78+'EnPI Table'!$E$78+'EnPI Table'!$G$78","v":0},{"$f":"'EnPI Table'!$C$90+'EnPI Table'!$E$90+'EnPI Table'!$G$90","v":0},{"$f":"'EnPI Table'!$C$102+'EnPI Table'!$E$102+'EnPI Table'!$G$102","v":0},{"$f":"'EnPI Table'!$C$114+'EnPI Table'!$E$114+'EnPI Table'!$G$114","v":37376.100000000006},{"$f":"'EnPI Table'!$C$126+'EnPI Table'!$E$126+'EnPI Table'!$G$126","v":36314.020000000004},{"$f":"'EnPI Table'!$C$138+'EnPI Table'!$E$138+'EnPI Table'!$G$138","v":37867.68},{"$f":"'EnPI Table'!$C$150+'EnPI Table'!$E$150+'EnPI Table'!$G$150","v":0},{"$f":"'EnPI Table'!$C$162+'EnPI Table'!$E$162+'EnPI Table'!$G$162","v":0},{"$f":"'EnPI Table'!$C$174+'EnPI Table'!$E$174+'EnPI Table'!$G$174","v":0},{"$f":"'EnPI Table'!$C$186+'EnPI Table'!$E$186+'EnPI Table'!$G$186","v":0},{"$f":"'EnPI Table'!$C$198+'EnPI Table'!$E$198+'EnPI Table'!$G$198","v":0},{"$f":"'EnPI Table'!$C$210+'EnPI Table'!$E$210+'EnPI Table'!$G$210","v":0},{"$f":"'EnPI Table'!$C$222+'EnPI Table'!$E$222+'EnPI Table'!$G$222","v":0},{"$f":"'EnPI Table'!$C$234+'EnPI Table'!$E$234+'EnPI Table'!$G$234","v":0},{"$f":"'EnPI Table'!$C$246+'EnPI Table'!$E$246+'EnPI Table'!$G$246","v":0},{"$f":"'EnPI Table'!$C$258+'EnPI Table'!$E$258+'EnPI Table'!$G$258","v":0},{"$f":"'EnPI Table'!$C$270+'EnPI Table'!$E$270+'EnPI Table'!$G$270","v":0},{"$f":"'EnPI Table'!$C$282+'EnPI Table'!$E$282+'EnPI Table'!$G$282","v":0},{"$f":"'EnPI Table'!$C$294+'EnPI Table'!$E$294+'EnPI Table'!$G$294","v":0},{"$f":"'EnPI Table'!$C$306+'EnPI Table'!$E$306+'EnPI Table'!$G$306","v":0}]
[null,null,null,null,null,null,null,null,null,null,null,null,null,null,null,{"$f":"'EnPI Table'!$C$19+'EnPI Table'!$E$19+'EnPI Table'!$G$19","v":0},{"$f":"'EnPI Table'!$C$31+'EnPI Table'!$E$31+'EnPI Table'!$G$31","v":0},{"$f":"'EnPI Table'!$C$43+'EnPI Table'!$E$43+'EnPI Table'!$G$43","v":0},{"$f":"'EnPI Table'!$C$55+'EnPI Table'!$E$55+'EnPI Table'!$G$55","v":0},{"$f":"'EnPI Table'!$C$67+'EnPI Table'!$E$67+'EnPI Table'!$G$67","v":0},{"$f":"'EnPI Table'!$C$79+'EnPI Table'!$E$79+'EnPI Table'!$G$79","v":0},{"$f":"'EnPI Table'!$C$91+'EnPI Table'!$E$91+'EnPI Table'!$G$91","v":0},{"$f":"'EnPI Table'!$C$103+'EnPI Table'!$E$103+'EnPI Table'!$G$103","v":0},{"$f":"'EnPI Table'!$C$115+'EnPI Table'!$E$115+'EnPI Table'!$G$115","v":35046.69},{"$f":"'EnPI Table'!$C$127+'EnPI Table'!$E$127+'EnPI Table'!$G$127","v":44024.350000000006},{"$f":"'EnPI Table'!$C$139+'EnPI Table'!$E$139+'EnPI Table'!$G$139","v":37679.58},{"$f":"'EnPI Table'!$C$151+'EnPI Table'!$E$151+'EnPI Table'!$G$151","v":0},{"$f":"'EnPI Table'!$C$163+'EnPI Table'!$E$163+'EnPI Table'!$G$163","v":0},{"$f":"'EnPI Table'!$C$175+'EnPI Table'!$E$175+'EnPI Table'!$G$175","v":0},{"$f":"'EnPI Table'!$C$187+'EnPI Table'!$E$187+'EnPI Table'!$G$187","v":0},{"$f":"'EnPI Table'!$C$199+'EnPI Table'!$E$199+'EnPI Table'!$G$199","v":0},{"$f":"'EnPI Table'!$C$211+'EnPI Table'!$E$211+'EnPI Table'!$G$211","v":0},{"$f":"'EnPI Table'!$C$223+'EnPI Table'!$E$223+'EnPI Table'!$G$223","v":0},{"$f":"'EnPI Table'!$C$235+'EnPI Table'!$E$235+'EnPI Table'!$G$235","v":0},{"$f":"'EnPI Table'!$C$247+'EnPI Table'!$E$247+'EnPI Table'!$G$247","v":0},{"$f":"'EnPI Table'!$C$259+'EnPI Table'!$E$259+'EnPI Table'!$G$259","v":0},{"$f":"'EnPI Table'!$C$271+'EnPI Table'!$E$271+'EnPI Table'!$G$271","v":0},{"$f":"'EnPI Table'!$C$283+'EnPI Table'!$E$283+'EnPI Table'!$G$283","v":0},{"$f":"'EnPI Table'!$C$295+'EnPI Table'!$E$295+'EnPI Table'!$G$295","v":0},{"$f":"'EnPI Table'!$C$307+'EnPI Table'!$E$307+'EnPI Table'!$G$307","v":0}]
[null,null,null,null,null,null,null,null,null,null,null,null,null,null,null,{"$f":"'EnPI Table'!$C$20+'EnPI Table'!$E$20+'EnPI Table'!$G$20","v":0},{"$f":"'EnPI Table'!$C$32+'EnPI Table'!$E$32+'EnPI Table'!$G$32","v":0},{"$f":"'EnPI Table'!$C$44+'EnPI Table'!$E$44+'EnPI Table'!$G$44","v":0},{"$f":"'EnPI Table'!$C$56+'EnPI Table'!$E$56+'EnPI Table'!$G$56","v":0},{"$f":"'EnPI Table'!$C$68+'EnPI Table'!$E$68+'EnPI Table'!$G$68","v":0},{"$f":"'EnPI Table'!$C$80+'EnPI Table'!$E$80+'EnPI Table'!$G$80","v":0},{"$f":"'EnPI Table'!$C$92+'EnPI Table'!$E$92+'EnPI Table'!$G$92","v":0},{"$f":"'EnPI Table'!$C$104+'EnPI Table'!$E$104+'EnPI Table'!$G$104","v":0},{"$f":"'EnPI Table'!$C$116+'EnPI Table'!$E$116+'EnPI Table'!$G$116","v":40046.97},{"$f":"'EnPI Table'!$C$128+'EnPI Table'!$E$128+'EnPI Table'!$G$128","v":37534.68},{"$f":"'EnPI Table'!$C$140+'EnPI Table'!$E$140+'EnPI Table'!$G$140","v":42696.46},{"$f":"'EnPI Table'!$C$152+'EnPI Table'!$E$152+'EnPI Table'!$G$152","v":0},{"$f":"'EnPI Table'!$C$164+'EnPI Table'!$E$164+'EnPI Table'!$G$164","v":0},{"$f":"'EnPI Table'!$C$176+'EnPI Table'!$E$176+'EnPI Table'!$G$176","v":0},{"$f":"'EnPI Table'!$C$188+'EnPI Table'!$E$188+'EnPI Table'!$G$188","v":0},{"$f":"'EnPI Table'!$C$200+'EnPI Table'!$E$200+'EnPI Table'!$G$200","v":0},{"$f":"'EnPI Table'!$C$212+'EnPI Table'!$E$212+'EnPI Table'!$G$212","v":0},{"$f":"'EnPI Table'!$C$224+'EnPI Table'!$E$224+'EnPI Table'!$G$224","v":0},{"$f":"'EnPI Table'!$C$236+'EnPI Table'!$E$236+'EnPI Table'!$G$236","v":0},{"$f":"'EnPI Table'!$C$248+'EnPI Table'!$E$248+'EnPI Table'!$G$248","v":0},{"$f":"'EnPI Table'!$C$260+'EnPI Table'!$E$260+'EnPI Table'!$G$260","v":0},{"$f":"'EnPI Table'!$C$272+'EnPI Table'!$E$272+'EnPI Table'!$G$272","v":0},{"$f":"'EnPI Table'!$C$284+'EnPI Table'!$E$284+'EnPI Table'!$G$284","v":0},{"$f":"'EnPI Table'!$C$296+'EnPI Table'!$E$296+'EnPI Table'!$G$296","v":0},{"$f":"'EnPI Table'!$C$308+'EnPI Table'!$E$308+'EnPI Table'!$G$308","v":0}]
[null,null,null,null,null,null,null,null,null,null,null,null,null,null,null,{"$f":"'EnPI Table'!$C$21+'EnPI Table'!$E$21+'EnPI Table'!$G$21","v":0},{"$f":"'EnPI Table'!$C$33+'EnPI Table'!$E$33+'EnPI Table'!$G$33","v":0},{"$f":"'EnPI Table'!$C$45+'EnPI Table'!$E$45+'EnPI Table'!$G$45","v":0},{"$f":"'EnPI Table'!$C$57+'EnPI Table'!$E$57+'EnPI Table'!$G$57","v":0},{"$f":"'EnPI Table'!$C$69+'EnPI Table'!$E$69+'EnPI Table'!$G$69","v":0},{"$f":"'EnPI Table'!$C$81+'EnPI Table'!$E$81+'EnPI Table'!$G$81","v":0},{"$f":"'EnPI Table'!$C$93+'EnPI Table'!$E$93+'EnPI Table'!$G$93","v":0},{"$f":"'EnPI Table'!$C$105+'EnPI Table'!$E$105+'EnPI Table'!$G$105","v":0},{"$f":"'EnPI Table'!$C$117+'EnPI Table'!$E$117+'EnPI Table'!$G$117","v":34903.29},{"$f":"'EnPI Table'!$C$129+'EnPI Table'!$E$129+'EnPI Table'!$G$129","v":33541.4},{"$f":"'EnPI Table'!$C$141+'EnPI Table'!$E$141+'EnPI Table'!$G$141","v":33524.639999999999},{"$f":"'EnPI Table'!$C$153+'EnPI Table'!$E$153+'EnPI Table'!$G$153","v":0},{"$f":"'EnPI Table'!$C$165+'EnPI Table'!$E$165+'EnPI Table'!$G$165","v":0},{"$f":"'EnPI Table'!$C$177+'EnPI Table'!$E$177+'EnPI Table'!$G$177","v":0},{"$f":"'EnPI Table'!$C$189+'EnPI Table'!$E$189+'EnPI Table'!$G$189","v":0},{"$f":"'EnPI Table'!$C$201+'EnPI Table'!$E$201+'EnPI Table'!$G$201","v":0},{"$f":"'EnPI Table'!$C$213+'EnPI Table'!$E$213+'EnPI Table'!$G$213","v":0},{"$f":"'EnPI Table'!$C$225+'EnPI Table'!$E$225+'EnPI Table'!$G$225","v":0},{"$f":"'EnPI Table'!$C$237+'EnPI Table'!$E$237+'EnPI Table'!$G$237","v":0},{"$f":"'EnPI Table'!$C$249+'EnPI Table'!$E$249+'EnPI Table'!$G$249","v":0},{"$f":"'EnPI Table'!$C$261+'EnPI Table'!$E$261+'EnPI Table'!$G$261","v":0},{"$f":"'EnPI Table'!$C$273+'EnPI Table'!$E$273+'EnPI Table'!$G$273","v":0},{"$f":"'EnPI Table'!$C$285+'EnPI Table'!$E$285+'EnPI Table'!$G$285","v":0},{"$f":"'EnPI Table'!$C$297+'EnPI Table'!$E$297+'EnPI Table'!$G$297","v":0},{"$f":"'EnPI Table'!$C$309+'EnPI Table'!$E$309+'EnPI Table'!$G$309","v":0}]
[]
[]
[]
[]
[]
[null,null,null,null,null,null,null,null,null,null,null,null,null,null,null,{"$f":"3412*3/1000/1000*'EnPI Table'!$B$10+'EnPI Table'!$D$10+'EnPI Table'!$F$10","v":0},{"$f":"3412*3/1000/1000*'EnPI Table'!$B$22+'EnPI Table'!$D$22+'EnPI Table'!$F$22","v":0},{"$f":"3412*3/1000/1000*'EnPI Table'!$B$34+'EnPI Table'!$D$34+'EnPI Table'!$F$34","v":0},{"$f":"3412*3/1000/1000*'EnPI Table'!$B$46+'EnPI Table'!$D$46+'EnPI Table'!$F$46","v":0},{"$f":"3412*3/1000/1000*'EnPI Table'!$B$58+'EnPI Table'!$D$58+'EnPI Table'!$F$58","v":0},{"$f":"3412*3/1000/1000*'EnPI Table'!$B$70+'EnPI Table'!$D$70+'EnPI Table'!$F$70","v":0},{"$f":"3412*3/1000/1000*'EnPI Table'!$B$82+'EnPI Table'!$D$82+'EnPI Table'!$F$82","v":0},{"$f":"3412*3/1000/1000*'EnPI Table'!$B$94+'EnPI Table'!$D$94+'EnPI Table'!$F$94","v":0},{"$f":"3412*3/1000/1000*'EnPI Table'!$B$106+'EnPI Table'!$D$106+'EnPI Table'!$F$106","v":1629.6292800000001},{"$f":"3412*3/1000/1000*'EnPI Table'!$B$118+'EnPI Table'!$D$118+'EnPI Table'!$F$118","v":1307.255136},{"$f":"3412*3/1000/1000*'EnPI Table'!$B$130+'EnPI Table'!$D$130+'EnPI Table'!$F$130","v":2072.1105520000001},{"$f":"3412*3/1000/1000*'EnPI Table'!$B$142+'EnPI Table'!$D$142+'EnPI Table'!$F$142","v":0},{"$f":"3412*3/1000/1000*'EnPI Table'!$B$154+'EnPI Table'!$D$154+'EnPI Table'!$F$154","v":0},{"$f":"3412*3/1000/1000*'EnPI Table'!$B$166+'EnPI Table'!$D$166+'EnPI Table'!$F$166","v":0},{"$f":"3412*3/1000/1000*'EnPI Table'!$B$178+'EnPI Table'!$D$178+'EnPI Table'!$F$178","v":0},{"$f":"3412*3/1000/1000*'EnPI Table'!$B$190+'EnPI Table'!$D$190+'EnPI Table'!$F$190","v":0},{"$f":"3412*3/1000/1000*'EnPI Table'!$B$202+'EnPI Table'!$D$202+'EnPI Table'!$F$202","v":0},{"$f":"3412*3/1000/1000*'EnPI Table'!$B$214+'EnPI Table'!$D$214+'EnPI Table'!$F$214","v":0},{"$f":"3412*3/1000/1000*'EnPI Table'!$B$226+'EnPI Table'!$D$226+'EnPI Table'!$F$226","v":0},{"$f":"3412*3/1000/1000*'EnPI Table'!$B$238+'EnPI Table'!$D$238+'EnPI Table'!$F$238","v":0},{"$f":"3412*3/1000/1000*'EnPI Table'!$B$250+'EnPI Table'!$D$250+'EnPI Table'!$F$250","v":0},{"$f":"3412*3/1000/1000*'EnPI Table'!$B$262+'EnPI Table'!$D$262+'EnPI Table'!$F$262","v":0},{"$f":"3412*3/1000/1000*'EnPI Table'!$B$274+'EnPI Table'!$D$274+'EnPI Table'!$F$274","v":0},{"$f":"3412*3/1000/1000*'EnPI Table'!$B$286+'EnPI Table'!$D$286+'EnPI Table'!$F$286","v":0},{"$f":"3412*3/1000/1000*'EnPI Table'!$B$298+'EnPI Table'!$D$298+'EnPI Table'!$F$298","v":0}]
[null,null,null,null,null,null,null,null,null,null,null,null,null,null,null,{"$f":"3412*3/1000/1000*'EnPI Table'!$B$11+'EnPI Table'!$D$11+'EnPI Table'!$F$11","v":0},{"$f":"3412*3/1000/1000*'EnPI Table'!$B$23+'EnPI Table'!$D$23+'EnPI Table'!$F$23","v":0},{"$f":"3412*3/1000/1000*'EnPI Table'!$B$35+'EnPI Table'!$D$35+'EnPI Table'!$F$35","v":0},{"$f":"3412*3/1000/1000*'EnPI Table'!$B$47+'EnPI Table'!$D$47+'EnPI Table'!$F$47","v":0},{"$f":"3412*3/1000/1000*'EnPI Table'!$B$59+'EnPI Table'!$D$59+'EnPI Table'!$F$59","v":0},{"$f":"3412*3/1000/1000*'EnPI Table'!$B$71+'EnPI Table'!$D$71+'EnPI Table'!$F$71","v":0},{"$f":"3412*3/1000/1000*'EnPI Table'!$B$83+'EnPI Table'!$D$83+'EnPI Table'!$F$83","v":0},{"$f":"3412*3/1000/1000*'EnPI Table'!$B$95+'EnPI Table'!$D$95+'EnPI Table'!$F$95","v":0},{"$f":"3412*3/1000/1000*'EnPI Table'!$B$107+'EnPI Table'!$D$107+'EnPI Table'!$F$107","v":1097.33104},{"$f":"3412*3/1000/1000*'EnPI Table'!$B$119+'EnPI Table'!$D$119+'EnPI Table'!$F$119","v":1537.2860000000001},{"$f":"3412*3/1000/1000*'EnPI Table'!$B$131+'EnPI Table'!$D$131+'EnPI Table'!$F$131","v":1280.005768},{"$f":"3412*3/1000/1000*'EnPI Table'!$B$143+'EnPI Table'!$D$143+'EnPI Table'!$F$143","v":0},{"$f":"3412*3/1000/1000*'EnPI Table'!$B$155+'EnPI Table'!$D$155+'EnPI Table'!$F$155","v":0},{"$f":"3412*3/1000/1000*'EnPI Table'!$B$167+'EnPI Table'!$D$167+'EnPI Table'!$F$167","v":0},{"$f":"3412*3/1000/1000*'EnPI Table'!$B$179+'EnPI Table'!$D$179+'EnPI Table'!$F$179","v":0},{"$f":"3412*3/1000/1000*'EnPI Table'!$B$191+'EnPI Table'!$D$191+'EnPI Table'!$F$191","v":0},{"$f":"3412*3/1000/1000*'EnPI Table'!$B$203+'EnPI Table'!$D$203+'EnPI Table'!$F$203","v":0},{"$f":"3412*3/1000/1000*'EnPI Table'!$B$215+'EnPI Table'!$D$215+'EnPI Table'!$F$215","v":0},{"$f":"3412*3/1000/1000*'EnPI Table'!$B$227+'EnPI Table'!$D$227+'EnPI Table'!$F$227","v":0},{"$f":"3412*3/1000/1000*'EnPI Table'!$B$239+'EnPI Table'!$D$239+'EnPI Table'!$F$239","v":0},{"$f":"3412*3/1000/1000*'EnPI Table'!$B$251+'EnPI Table'!$D$251+'EnPI Table'!$F$251","v":0},{"$f":"3412*3/1000/1000*'EnPI Table'!$B$263+'EnPI Table'!$D$263+'EnPI Table'!$F$263","v":0},{"$f":"3412*3/1000/1000*'EnPI Table'!$B$275+'EnPI Table'!$D$275+'EnPI Table'!$F$275","v":0},{"$f":"3412*3/1000/1000*'EnPI Table'!$B$287+'EnPI Table'!$D$287+'EnPI Table'!$F$287","v":0},{"$f":"3412*3/1000/1000*'EnPI Table'!$B$299+'EnPI Table'!$D$299+'EnPI Table'!$F$299","v":0}]
[null,null,null,null,null,null,null,null,null,null,null,null,null,null,null,{"$f":"3412*3/1000/1000*'EnPI Table'!$B$12+'EnPI Table'!$D$12+'EnPI Table'!$F$12","v":0},{"$f":"3412*3/1000/1000*'EnPI Table'!$B$24+'EnPI Table'!$D$24+'EnPI Table'!$F$24","v":0},{"$f":"3412*3/1000/1000*'EnPI Table'!$B$36+'EnPI Table'!$D$36+'EnPI Table'!$F$36","v":0},{"$f":"3412*3/1000/1000*'EnPI Table'!$B$48+'EnPI Table'!$D$48+'EnPI Table'!$F$48","v":0},{"$f":"3412*3/1000/1000*'EnPI Table'!$B$60+'EnPI Table'!$D$60+'EnPI Table'!$F$60","v":0},{"$f":"3412*3/1000/1000*'EnPI Table'!$B$72+'EnPI Table'!$D$72+'EnPI Table'!$F$72","v":0},{"$f":"3412*3/1000/1000*'EnPI Table'!$B$84+'EnPI Table'!$D$84+'EnPI Table'!$F$84","v":0},{"$f":"3412*3/1000/1000*'EnPI Table'!$B$96+'EnPI Table'!$D$96+'EnPI Table'!$F$96","v":0},{"$f":"3412*3/1000/1000*'EnPI Table'!$B$108+'EnPI Table'!$D$108+'EnPI Table'!$F$108","v":1783.5056000000002},{"$f":"3412*3/1000/1000*'EnPI Table'!$B$120+'EnPI Table'!$D$120+'EnPI Table'!$F$120","v":1529.3970919999999},{"$f":"3412*3/1000/1000*'EnPI Table'!$B$132+'EnPI Table'!$D$132+'EnPI Table'!$F$132","v":1472.6404000000002},{"$f":"3412*3/1000/1000*'EnPI Table'!$B$144+'EnPI Table'!$D$144+'EnPI Table'!$F$144","v":0},{"$f":"3412*3/1000/1000*'EnPI Table'!$B$156+'EnPI Table'!$D$156+'EnPI Table'!$F$156","v":0},{"$f":"3412*3/1000/1000*'EnPI Table'!$B$168+'EnPI Table'!$D$168+'EnPI Table'!$F$168","v":0},{"$f":"3412*3/1000/1000*'EnPI Table'!$B$180+'EnPI Table'!$D$180+'EnPI Table'!$F$180","v":0},{"$f":"3412*3/1000/1000*'EnPI Table'!$B$192+'EnPI Table'!$D$192+'EnPI Table'!$F$192","v":0},{"$f":"3412*3/1000/1000*'EnPI Table'!$B$204+'EnPI Table'!$D$204+'EnPI Table'!$F$204","v":0},{"$f":"3412*3/1000/1000*'EnPI Table'!$B$216+'EnPI Table'!$D$216+'EnPI Table'!$F$216","v":0},{"$f":"3412*3/1000/1000*'EnPI Table'!$B$228+'EnPI Table'!$D$228+'EnPI Table'!$F$228","v":0},{"$f":"3412*3/1000/1000*'EnPI Table'!$B$240+'EnPI Table'!$D$240+'EnPI Table'!$F$240","v":0},{"$f":"3412*3/1000/1000*'EnPI Table'!$B$252+'EnPI Table'!$D$252+'EnPI Table'!$F$252","v":0},{"$f":"3412*3/1000/1000*'EnPI Table'!$B$264+'EnPI Table'!$D$264+'EnPI Table'!$F$264","v":0},{"$f":"3412*3/1000/1000*'EnPI Table'!$B$276+'EnPI Table'!$D$276+'EnPI Table'!$F$276","v":0},{"$f":"3412*3/1000/1000*'EnPI Table'!$B$288+'EnPI Table'!$D$288+'EnPI Table'!$F$288","v":0},{"$f":"3412*3/1000/1000*'EnPI Table'!$B$300+'EnPI Table'!$D$300+'EnPI Table'!$F$300","v":0}]
[null,null,null,null,null,null,null,null,null,null,null,null,null,null,null,{"$f":"3412*3/1000/1000*'EnPI Table'!$B$13+'EnPI Table'!$D$13+'EnPI Table'!$F$13","v":0},{"$f":"3412*3/1000/1000*'EnPI Table'!$B$25+'EnPI Table'!$D$25+'EnPI Table'!$F$25","v":0},{"$f":"3412*3/1000/1000*'EnPI Table'!$B$37+'EnPI Table'!$D$37+'EnPI Table'!$F$37","v":0},{"$f":"3412*3/1000/1000*'EnPI Table'!$B$49+'EnPI Table'!$D$49+'EnPI Table'!$F$49","v":0},{"$f":"3412*3/1000/1000*'EnPI Table'!$B$61+'EnPI Table'!$D$61+'EnPI Table'!$F$61","v":0},{"$f":"3412*3/1000/1000*'EnPI Table'!$B$73+'EnPI Table'!$D$73+'EnPI Table'!$F$73","v":0},{"$f":"3412*3/1000/1000*'EnPI Table'!$B$85+'EnPI Table'!$D$85+'EnPI Table'!$F$85","v":0},{"$f":"3412*3/1000/1000*'EnPI Table'!$B$97+'EnPI Table'!$D$97+'EnPI Table'!$F$97","v":0},{"$f":"3412*3/1000/1000*'EnPI Table'!$B$109+'EnPI Table'!$D$109+'EnPI Table'!$F$109","v":1584.4401},{"$f":"3412*3/1000/1000*'EnPI Table'!$B$121+'EnPI Table'!$D$121+'EnPI Table'!$F$121","v":1726.8043},{"$f":"3412*3/1000/1000*'EnPI Table'!$B$133+'EnPI Table'!$D$133+'EnPI Table'!$F$133","v":1675.3105600000001},{"$f":"3412*3/1000/1000*'EnPI Table'!$B$145+'EnPI Table'!$D$145+'EnPI Table'!$F$145","v":0},{"$f":"3412*3/1000/1000*'EnPI Table'!$B$157+'EnPI Table'!$D$157+'EnPI Table'!$F$157","v":0},{"$f":"3412*3/1000/1000*'EnPI Table'!$B$169+'EnPI Table'!$D$169+'EnPI Table'!$F$169","v":0},{"$f":"3412*3/1000/1000*'EnPI Table'!$B$181+'EnPI Table'!$D$181+'EnPI Table'!$F$181","v":0},{"$f":"3412*3/1000/1000*'EnPI Table'!$B$193+'EnPI Table'!$D$193+'EnPI Table'!$F$193","v":0},{"$f":"3412*3/1000/1000*'EnPI Table'!$B$205+'EnPI Table'!$D$205+'EnPI Table'!$F$205","v":0},{"$f":"3412*3/1000/1000*'EnPI Table'!$B$217+'EnPI Table'!$D$217+'EnPI Table'!$F$217","v":0},{"$f":"3412*3/1000/1000*'EnPI Table'!$B$229+'EnPI Table'!$D$229+'EnPI Table'!$F$229","v":0},{"$f":"3412*3/1000/1000*'EnPI Table'!$B$241+'EnPI Table'!$D$241+'EnPI Table'!$F$241","v":0},{"$f":"3412*3/1000/1000*'EnPI Table'!$B$253+'EnPI Table'!$D$253+'EnPI Table'!$F$253","v":0},{"$f":"3412*3/1000/1000*'EnPI Table'!$B$265+'EnPI Table'!$D$265+'EnPI Table'!$F$265","v":0},{"$f":"3412*3/1000/1000*'EnPI Table'!$B$277+'EnPI Table'!$D$277+'EnPI Table'!$F$277","v":0},{"$f":"3412*3/1000/1000*'EnPI Table'!$B$289+'EnPI Table'!$D$289+'EnPI Table'!$F$289","v":0},{"$f":"3412*3/1000/1000*'EnPI Table'!$B$301+'EnPI Table'!$D$301+'EnPI Table'!$F$301","v":0}]
[null,null,null,null,null,null,null,null,null,null,null,null,null,null,null,{"$f":"3412*3/1000/1000*'EnPI Table'!$B$14+'EnPI Table'!$D$14+'EnPI Table'!$F$14","v":0},{"$f":"3412*3/1000/1000*'EnPI Table'!$B$26+'EnPI Table'!$D$26+'EnPI Table'!$F$26","v":0},{"$f":"3412*3/1000/1000*'EnPI Table'!$B$38+'EnPI Table'!$D$38+'EnPI Table'!$F$38","v":0},{"$f":"3412*3/1000/1000*'EnPI Table'!$B$50+'EnPI Table'!$D$50+'EnPI Table'!$F$50","v":0},{"$f":"3412*3/1000/1000*'EnPI Table'!$B$62+'EnPI Table'!$D$62+'EnPI Table'!$F$62","v":0},{"$f":"3412*3/1000/1000*'EnPI Table'!$B$74+'EnPI Table'!$D$74+'EnPI Table'!$F$74","v":0},{"$f":"3412*3/1000/1000*'EnPI Table'!$B$86+'EnPI Table'!$D$86+'EnPI Table'!$F$86","v":0},{"$f":"3412*3/1000/1000*'EnPI Table'!$B$98+'EnPI Table'!$D$98+'EnPI Table'!$F$98","v":0},{"$f":"3412*3/1000/1000*'EnPI Table'!$B$110+'EnPI Table'!$D$110+'EnPI Table'!$F$110","v":1609.768992},{"$f":"3412*3/1000/1000*'EnPI Table'!$B$122+'EnPI Table'!$D$122+'EnPI Table'!$F$122","v":1548.7824000000001},{"$f":"3412*3/1000/1000*'EnPI Table'!$B$134+'EnPI Table'!$D$134+'EnPI Table'!$F$134","v":1487.6110719999999},{"$f":"3412*3/1000/1000*'EnPI Table'!$B$146+'EnPI Table'!$D$146+'EnPI Table'!$F$146","v":0},{"$f":"3412*3/1000/1000*'EnPI Table'!$B$158+'EnPI Table'!$D$158+'EnPI Table'!$F$158","v":0},{"$f":"3412*3/1000/1000*'EnPI Table'!$B$170+'EnPI Table'!$D$170+'EnPI Table'!$F$170","v":0},{"$f":"3412*3/1000/1000*'EnPI Table'!$B$182+'EnPI Table'!$D$182+'EnPI Table'!$F$182","v":0},{"$f":"3412*3/1000/1000*'EnPI Table'!$B$194+'EnPI Table'!$D$194+'EnPI Table'!$F$194","v":0},{"$f":"3412*3/1000/1000*'EnPI Table'!$B$206+'EnPI Table'!$D$206+'EnPI Table'!$F$206","v":0},{"$f":"3412*3/1000/1000*'EnPI Table'!$B$218+'EnPI Table'!$D$218+'EnPI Table'!$F$218","v":0},{"$f":"3412*3/1000/1000*'EnPI Table'!$B$230+'EnPI Table'!$D$230+'EnPI Table'!$F$230","v":0},{"$f":"3412*3/1000/1000*'EnPI Table'!$B$242+'EnPI Table'!$D$242+'EnPI Table'!$F$242","v":0},{"$f":"3412*3/1000/1000*'EnPI Table'!$B$254+'EnPI Table'!$D$254+'EnPI Table'!$F$254","v":0},{"$f":"3412*3/1000/1000*'EnPI Table'!$B$266+'EnPI Table'!$D$266+'EnPI Table'!$F$266","v":0},{"$f":"3412*3/1000/1000*'EnPI Table'!$B$278+'EnPI Table'!$D$278+'EnPI Table'!$F$278","v":0},{"$f":"3412*3/1000/1000*'EnPI Table'!$B$290+'EnPI Table'!$D$290+'EnPI Table'!$F$290","v":0},{"$f":"3412*3/1000/1000*'EnPI Table'!$B$302+'EnPI Table'!$D$302+'EnPI Table'!$F$302","v":0}]
[null,null,null,null,null,null,null,null,null,null,null,null,null,null,null,{"$f":"3412*3/1000/1000*'EnPI Table'!$B$15+'EnPI Table'!$D$15+'EnPI Table'!$F$15","v":0},{"$f":"3412*3/1000/1000*'EnPI Table'!$B$27+'EnPI Table'!$D$27+'EnPI Table'!$F$27","v":0},{"$f":"3412*3/1000/1000*'EnPI Table'!$B$39+'EnPI Table'!$D$39+'EnPI Table'!$F$39","v":0},{"$f":"3412*3/1000/1000*'EnPI Table'!$B$51+'EnPI Table'!$D$51+'EnPI Table'!$F$51","v":0},{"$f":"3412*3/1000/1000*'EnPI Table'!$B$63+'EnPI Table'!$D$63+'EnPI Table'!$F$63","v":0},{"$f":"3412*3/1000/1000*'EnPI Table'!$B$75+'EnPI Table'!$D$75+'EnPI Table'!$F$75","v":0},{"$f":"3412*3/1000/1000*'EnPI Table'!$B$87+'EnPI Table'!$D$87+'EnPI Table'!$F$87","v":0},{"$f":"3412*3/1000/1000*'EnPI Table'!$B$99+'EnPI Table'!$D$99+'EnPI Table'!$F$99","v":0},{"$f":"3412*3/1000/1000*'EnPI Table'!$B$111+'EnPI Table'!$D$111+'EnPI Table'!$F$111","v":1252.0580080000002},{"$f":"3412*3/1000/1000*'EnPI Table'!$B$123+'EnPI Table'!$D$123+'EnPI Table'!$F$123","v":1129.06304},{"$f":"3412*3/1000/1000*'EnPI Table'!$B$135+'EnPI Table'!$D$135+'EnPI Table'!$F$135","v":1240.04474},{"$f":"3412*3/1000/1000*'EnPI Table'!$B$147+'EnPI Table'!$D$147+'EnPI Table'!$F$147","v":0},{"$f":"3412*3/1000/1000*'EnPI Table'!$B$159+'EnPI Table'!$D$159+'EnPI Table'!$F$159","v":0},{"$f":"3412*3/1000/1000*'EnPI Table'!$B$171+'EnPI Table'!$D$171+'EnPI Table'!$F$171","v":0},{"$f":"3412*3/1000/1000*'EnPI Table'!$B$183+'EnPI Table'!$D$183+'EnPI Table'!$F$183","v":0},{"$f":"3412*3/1000/1000*'EnPI Table'!$B$195+'EnPI Table'!$D$195+'EnPI Table'!$F$195","v":0},{"$f":"3412*3/1000/1000*'EnPI Table'!$B$207+'EnPI Table'!$D$207+'EnPI Table'!$F$207","v":0},{"$f":"3412*3/1000/1000*'EnPI Table'!$B$219+'EnPI Table'!$D$219+'EnPI Table'!$F$219","v":0},{"$f":"3412*3/1000/1000*'EnPI Table'!$B$231+'EnPI Table'!$D$231+'EnPI Table'!$F$231","v":0},{"$f":"3412*3/1000/1000*'EnPI Table'!$B$243+'EnPI Table'!$D$243+'EnPI Table'!$F$243","v":0},{"$f":"3412*3/1000/1000*'EnPI Table'!$B$255+'EnPI Table'!$D$255+'EnPI Table'!$F$255","v":0},{"$f":"3412*3/1000/1000*'EnPI Table'!$B$267+'EnPI Table'!$D$267+'EnPI Table'!$F$267","v":0},{"$f":"3412*3/1000/1000*'EnPI Table'!$B$279+'EnPI Table'!$D$279+'EnPI Table'!$F$279","v":0},{"$f":"3412*3/1000/1000*'EnPI Table'!$B$291+'EnPI Table'!$D$291+'EnPI Table'!$F$291","v":0},{"$f":"3412*3/1000/1000*'EnPI Table'!$B$303+'EnPI Table'!$D$303+'EnPI Table'!$F$303","v":0}]
[null,null,null,null,null,null,null,null,null,null,null,null,null,null,null,{"$f":"3412*3/1000/1000*'EnPI Table'!$B$16+'EnPI Table'!$D$16+'EnPI Table'!$F$16","v":0},{"$f":"3412*3/1000/1000*'EnPI Table'!$B$28+'EnPI Table'!$D$28+'EnPI Table'!$F$28","v":0},{"$f":"3412*3/1000/1000*'EnPI Table'!$B$40+'EnPI Table'!$D$40+'EnPI Table'!$F$40","v":0},{"$f":"3412*3/1000/1000*'EnPI Table'!$B$52+'EnPI Table'!$D$52+'EnPI Table'!$F$52","v":0},{"$f":"3412*3/1000/1000*'EnPI Table'!$B$64+'EnPI Table'!$D$64+'EnPI Table'!$F$64","v":0},{"$f":"3412*3/1000/1000*'EnPI Table'!$B$76+'EnPI Table'!$D$76+'EnPI Table'!$F$76","v":0},{"$f":"3412*3/1000/1000*'EnPI Table'!$B$88+'EnPI Table'!$D$88+'EnPI Table'!$F$88","v":0},{"$f":"3412*3/1000/1000*'EnPI Table'!$B$100+'EnPI Table'!$D$100+'EnPI Table'!$F$100","v":0},{"$f":"3412*3/1000/1000*'EnPI Table'!$B$112+'EnPI Table'!$D$112+'EnPI Table'!$F$112","v":1353.1717920000001},{"$f":"3412*3/1000/1000*'EnPI Table'!$B$124+'EnPI Table'!$D$124+'EnPI Table'!$F$124","v":1273.5861279999999},{"$f":"3412*3/1000/1000*'EnPI Table'!$B$136+'EnPI Table'!$D$136+'EnPI Table'!$F$136","v":1194.380864},{"$f":"3412*3/1000/1000*'EnPI Table'!$B$148+'EnPI Table'!$D$148+'EnPI Table'!$F$148","v":0},{"$f":"3412*3/1000/1000*'EnPI Table'!$B$160+'EnPI Table'!$D$160+'EnPI Table'!$F$160","v":0},{"$f":"3412*3/1000/1000*'EnPI Table'!$B$172+'EnPI Table'!$D$172+'EnPI Table'!$F$172","v":0},{"$f":"3412*3/1000/1000*'EnPI Table'!$B$184+'EnPI Table'!$D$184+'EnPI Table'!$F$184","v":0},{"$f":"3412*3/1000/1000*'EnPI Table'!$B$196+'EnPI Table'!$D$196+'EnPI Table'!$F$196","v":0},{"$f":"3412*3/1000/1000*'EnPI Table'!$B$208+'EnPI Table'!$D$208+'EnPI Table'!$F$208","v":0},{"$f":"3412*3/1000/1000*'EnPI Table'!$B$220+'EnPI Table'!$D$220+'EnPI Table'!$F$220","v":0},{"$f":"3412*3/1000/1000*'EnPI Table'!$B$232+'EnPI Table'!$D$232+'EnPI Table'!$F$232","v":0},{"$f":"3412*3/1000/1000*'EnPI Table'!$B$244+'EnPI Table'!$D$244+'EnPI Table'!$F$244","v":0},{"$f":"3412*3/1000/1000*'EnPI Table'!$B$256+'EnPI Table'!$D$256+'EnPI Table'!$F$256","v":0},{"$f":"3412*3/1000/1000*'EnPI Table'!$B$268+'EnPI Table'!$D$268+'EnPI Table'!$F$268","v":0},{"$f":"3412*3/1000/1000*'EnPI Table'!$B$280+'EnPI Table'!$D$280+'EnPI Table'!$F$280","v":0},{"$f":"3412*3/1000/1000*'EnPI Table'!$B$292+'EnPI Table'!$D$292+'EnPI Table'!$F$292","v":0},{"$f":"3412*3/1000/1000*'EnPI Table'!$B$304+'EnPI Table'!$D$304+'EnPI Table'!$F$304","v":0}]
[null,null,null,null,null,null,null,null,null,null,null,null,null,null,null,{"$f":"3412*3/1000/1000*'EnPI Table'!$B$17+'EnPI Table'!$D$17+'EnPI Table'!$F$17","v":0},{"$f":"3412*3/1000/1000*'EnPI Table'!$B$29+'EnPI Table'!$D$29+'EnPI Table'!$F$29","v":0},{"$f":"3412*3/1000/1000*'EnPI Table'!$B$41+'EnPI Table'!$D$41+'EnPI Table'!$F$41","v":0},{"$f":"3412*3/1000/1000*'EnPI Table'!$B$53+'EnPI Table'!$D$53+'EnPI Table'!$F$53","v":0},{"$f":"3412*3/1000/1000*'EnPI Table'!$B$65+'EnPI Table'!$D$65+'EnPI Table'!$F$65","v":0},{"$f":"3412*3/1000/1000*'EnPI Table'!$B$77+'EnPI Table'!$D$77+'EnPI Table'!$F$77","v":0},{"$f":"3412*3/1000/1000*'EnPI Table'!$B$89+'EnPI Table'!$D$89+'EnPI Table'!$F$89","v":0},{"$f":"3412*3/1000/1000*'EnPI Table'!$B$101+'EnPI Table'!$D$101+'EnPI Table'!$F$101","v":0},{"$f":"3412*3/1000/1000*'EnPI Table'!$B$113+'EnPI Table'!$D$113+'EnPI Table'!$F$113","v":2388.0930159999998},{"$f":"3412*3/1000/1000*'EnPI Table'!$B$125+'EnPI Table'!$D$125+'EnPI Table'!$F$125","v":1740.239804},{"$f":"3412*3/1000/1000*'EnPI Table'!$B$137+'EnPI Table'!$D$137+'EnPI Table'!$F$137","v":1854.72604},{"$f":"3412*3/1000/1000*'EnPI Table'!$B$149+'EnPI Table'!$D$149+'EnPI Table'!$F$149","v":0},{"$f":"3412*3/1000/1000*'EnPI Table'!$B$161+'EnPI Table'!$D$161+'EnPI Table'!$F$161","v":0},{"$f":"3412*3/1000/1000*'EnPI Table'!$B$173+'EnPI Table'!$D$173+'EnPI Table'!$F$173","v":0},{"$f":"3412*3/1000/1000*'EnPI Table'!$B$185+'EnPI Table'!$D$185+'EnPI Table'!$F$185","v":0},{"$f":"3412*3/1000/1000*'EnPI Table'!$B$197+'EnPI Table'!$D$197+'EnPI Table'!$F$197","v":0},{"$f":"3412*3/1000/1000*'EnPI Table'!$B$209+'EnPI Table'!$D$209+'EnPI Table'!$F$209","v":0},{"$f":"3412*3/1000/1000*'EnPI Table'!$B$221+'EnPI Table'!$D$221+'EnPI Table'!$F$221","v":0},{"$f":"3412*3/1000/1000*'EnPI Table'!$B$233+'EnPI Table'!$D$233+'EnPI Table'!$F$233","v":0},{"$f":"3412*3/1000/1000*'EnPI Table'!$B$245+'EnPI Table'!$D$245+'EnPI Table'!$F$245","v":0},{"$f":"3412*3/1000/1000*'EnPI Table'!$B$257+'EnPI Table'!$D$257+'EnPI Table'!$F$257","v":0},{"$f":"3412*3/1000/1000*'EnPI Table'!$B$269+'EnPI Table'!$D$269+'EnPI Table'!$F$269","v":0},{"$f":"3412*3/1000/1000*'EnPI Table'!$B$281+'EnPI Table'!$D$281+'EnPI Table'!$F$281","v":0},{"$f":"3412*3/1000/1000*'EnPI Table'!$B$293+'EnPI Table'!$D$293+'EnPI Table'!$F$293","v":0},{"$f":"3412*3/1000/1000*'EnPI Table'!$B$305+'EnPI Table'!$D$305+'EnPI Table'!$F$305","v":0}]
[null,null,null,null,null,null,null,null,null,null,null,null,null,null,null,{"$f":"3412*3/1000/1000*'EnPI Table'!$B$18+'EnPI Table'!$D$18+'EnPI Table'!$F$18","v":0},{"$f":"3412*3/1000/1000*'EnPI Table'!$B$30+'EnPI Table'!$D$30+'EnPI Table'!$F$30","v":0},{"$f":"3412*3/1000/1000*'EnPI Table'!$B$42+'EnPI Table'!$D$42+'EnPI Table'!$F$42","v":0},{"$f":"3412*3/1000/1000*'EnPI Table'!$B$54+'EnPI Table'!$D$54+'EnPI Table'!$F$54","v":0},{"$f":"3412*3/1000/1000*'EnPI Table'!$B$66+'EnPI Table'!$D$66+'EnPI Table'!$F$66","v":0},{"$f":"3412*3/1000/1000*'EnPI Table'!$B$78+'EnPI Table'!$D$78+'EnPI Table'!$F$78","v":0},{"$f":"3412*3/1000/1000*'EnPI Table'!$B$90+'EnPI Table'!$D$90+'EnPI Table'!$F$90","v":0},{"$f":"3412*3/1000/1000*'EnPI Table'!$B$102+'EnPI Table'!$D$102+'EnPI Table'!$F$102","v":0},{"$f":"3412*3/1000/1000*'EnPI Table'!$B$114+'EnPI Table'!$D$114+'EnPI Table'!$F$114","v":2800.9474799999998},{"$f":"3412*3/1000/1000*'EnPI Table'!$B$126+'EnPI Table'!$D$126+'EnPI Table'!$F$126","v":2311.7943999999998},{"$f":"3412*3/1000/1000*'EnPI Table'!$B$138+'EnPI Table'!$D$138+'EnPI Table'!$F$138","v":2162.8312000000001},{"$f":"3412*3/1000/1000*'EnPI Table'!$B$150+'EnPI Table'!$D$150+'EnPI Table'!$F$150","v":0},{"$f":"3412*3/1000/1000*'EnPI Table'!$B$162+'EnPI Table'!$D$162+'EnPI Table'!$F$162","v":0},{"$f":"3412*3/1000/1000*'EnPI Table'!$B$174+'EnPI Table'!$D$174+'EnPI Table'!$F$174","v":0},{"$f":"3412*3/1000/1000*'EnPI Table'!$B$186+'EnPI Table'!$D$186+'EnPI Table'!$F$186","v":0},{"$f":"3412*3/1000/1000*'EnPI Table'!$B$198+'EnPI Table'!$D$198+'EnPI Table'!$F$198","v":0},{"$f":"3412*3/1000/1000*'EnPI Table'!$B$210+'EnPI Table'!$D$210+'EnPI Table'!$F$210","v":0},{"$f":"3412*3/1000/1000*'EnPI Table'!$B$222+'EnPI Table'!$D$222+'EnPI Table'!$F$222","v":0},{"$f":"3412*3/1000/1000*'EnPI Table'!$B$234+'EnPI Table'!$D$234+'EnPI Table'!$F$234","v":0},{"$f":"3412*3/1000/1000*'EnPI Table'!$B$246+'EnPI Table'!$D$246+'EnPI Table'!$F$246","v":0},{"$f":"3412*3/1000/1000*'EnPI Table'!$B$258+'EnPI Table'!$D$258+'EnPI Table'!$F$258","v":0},{"$f":"3412*3/1000/1000*'EnPI Table'!$B$270+'EnPI Table'!$D$270+'EnPI Table'!$F$270","v":0},{"$f":"3412*3/1000/1000*'EnPI Table'!$B$282+'EnPI Table'!$D$282+'EnPI Table'!$F$282","v":0},{"$f":"3412*3/1000/1000*'EnPI Table'!$B$294+'EnPI Table'!$D$294+'EnPI Table'!$F$294","v":0},{"$f":"3412*3/1000/1000*'EnPI Table'!$B$306+'EnPI Table'!$D$306+'EnPI Table'!$F$306","v":0}]
[null,null,null,null,null,null,null,null,null,null,null,null,null,null,null,{"$f":"3412*3/1000/1000*'EnPI Table'!$B$19+'EnPI Table'!$D$19+'EnPI Table'!$F$19","v":0},{"$f":"3412*3/1000/1000*'EnPI Table'!$B$31+'EnPI Table'!$D$31+'EnPI Table'!$F$31","v":0},{"$f":"3412*3/1000/1000*'EnPI Table'!$B$43+'EnPI Table'!$D$43+'EnPI Table'!$F$43","v":0},{"$f":"3412*3/1000/1000*'EnPI Table'!$B$55+'EnPI Table'!$D$55+'EnPI Table'!$F$55","v":0},{"$f":"3412*3/1000/1000*'EnPI Table'!$B$67+'EnPI Table'!$D$67+'EnPI Table'!$F$67","v":0},{"$f":"3412*3/1000/1000*'EnPI Table'!$B$79+'EnPI Table'!$D$79+'EnPI Table'!$F$79","v":0},{"$f":"3412*3/1000/1000*'EnPI Table'!$B$91+'EnPI Table'!$D$91+'EnPI Table'!$F$91","v":0},{"$f":"3412*3/1000/1000*'EnPI Table'!$B$103+'EnPI Table'!$D$103+'EnPI Table'!$F$103","v":0},{"$f":"3412*3/1000/1000*'EnPI Table'!$B$115+'EnPI Table'!$D$115+'EnPI Table'!$F$115","v":2986.3478759999998},{"$f":"3412*3/1000/1000*'EnPI Table'!$B$127+'EnPI Table'!$D$127+'EnPI Table'!$F$127","v":3559.6904639999998},{"$f":"3412*3/1000/1000*'EnPI Table'!$B$139+'EnPI Table'!$D$139+'EnPI Table'!$F$139","v":2254.77502},{"$f":"3412*3/1000/1000*'EnPI Table'!$B$151+'EnPI Table'!$D$151+'EnPI Table'!$F$151","v":0},{"$f":"3412*3/1000/1000*'EnPI Table'!$B$163+'EnPI Table'!$D$163+'EnPI Table'!$F$163","v":0},{"$f":"3412*3/1000/1000*'EnPI Table'!$B$175+'EnPI Table'!$D$175+'EnPI Table'!$F$175","v":0},{"$f":"3412*3/1000/1000*'EnPI Table'!$B$187+'EnPI Table'!$D$187+'EnPI Table'!$F$187","v":0},{"$f":"3412*3/1000/1000*'EnPI Table'!$B$199+'EnPI Table'!$D$199+'EnPI Table'!$F$199","v":0},{"$f":"3412*3/1000/1000*'EnPI Table'!$B$211+'EnPI Table'!$D$211+'EnPI Table'!$F$211","v":0},{"$f":"3412*3/1000/1000*'EnPI Table'!$B$223+'EnPI Table'!$D$223+'EnPI Table'!$F$223","v":0},{"$f":"3412*3/1000/1000*'EnPI Table'!$B$235+'EnPI Table'!$D$235+'EnPI Table'!$F$235","v":0},{"$f":"3412*3/1000/1000*'EnPI Table'!$B$247+'EnPI Table'!$D$247+'EnPI Table'!$F$247","v":0},{"$f":"3412*3/1000/1000*'EnPI Table'!$B$259+'EnPI Table'!$D$259+'EnPI Table'!$F$259","v":0},{"$f":"3412*3/1000/1000*'EnPI Table'!$B$271+'EnPI Table'!$D$271+'EnPI Table'!$F$271","v":0},{"$f":"3412*3/1000/1000*'EnPI Table'!$B$283+'EnPI Table'!$D$283+'EnPI Table'!$F$283","v":0},{"$f":"3412*3/1000/1000*'EnPI Table'!$B$295+'EnPI Table'!$D$295+'EnPI Table'!$F$295","v":0},{"$f":"3412*3/1000/1000*'EnPI Table'!$B$307+'EnPI Table'!$D$307+'EnPI Table'!$F$307","v":0}]
[null,null,null,null,null,null,null,null,null,null,null,null,null,null,null,{"$f":"3412*3/1000/1000*'EnPI Table'!$B$20+'EnPI Table'!$D$20+'EnPI Table'!$F$20","v":0},{"$f":"3412*3/1000/1000*'EnPI Table'!$B$32+'EnPI Table'!$D$32+'EnPI Table'!$F$32","v":0},{"$f":"3412*3/1000/1000*'EnPI Table'!$B$44+'EnPI Table'!$D$44+'EnPI Table'!$F$44","v":0},{"$f":"3412*3/1000/1000*'EnPI Table'!$B$56+'EnPI Table'!$D$56+'EnPI Table'!$F$56","v":0},{"$f":"3412*3/1000/1000*'EnPI Table'!$B$68+'EnPI Table'!$D$68+'EnPI Table'!$F$68","v":0},{"$f":"3412*3/1000/1000*'EnPI Table'!$B$80+'EnPI Table'!$D$80+'EnPI Table'!$F$80","v":0},{"$f":"3412*3/1000/1000*'EnPI Table'!$B$92+'EnPI Table'!$D$92+'EnPI Table'!$F$92","v":0},{"$f":"3412*3/1000/1000*'EnPI Table'!$B$104+'EnPI Table'!$D$104+'EnPI Table'!$F$104","v":0},{"$f":"3412*3/1000/1000*'EnPI Table'!$B$116+'EnPI Table'!$D$116+'EnPI Table'!$F$116","v":3549.6353399999998},{"$f":"3412*3/1000/1000*'EnPI Table'!$B$128+'EnPI Table'!$D$128+'EnPI Table'!$F$128","v":2533.1809840000001},{"$f":"3412*3/1000/1000*'EnPI Table'!$B$140+'EnPI Table'!$D$140+'EnPI Table'!$F$140","v":2518.2061200000003},{"$f":"3412*3/1000/1000*'EnPI Table'!$B$152+'EnPI Table'!$D$152+'EnPI Table'!$F$152","v":0},{"$f":"3412*3/1000/1000*'EnPI Table'!$B$164+'EnPI Table'!$D$164+'EnPI Table'!$F$164","v":0},{"$f":"3412*3/1000/1000*'EnPI Table'!$B$176+'EnPI Table'!$D$176+'EnPI Table'!$F$176","v":0},{"$f":"3412*3/1000/1000*'EnPI Table'!$B$188+'EnPI Table'!$D$188+'EnPI Table'!$F$188","v":0},{"$f":"3412*3/1000/1000*'EnPI Table'!$B$200+'EnPI Table'!$D$200+'EnPI Table'!$F$200","v":0},{"$f":"3412*3/1000/1000*'EnPI Table'!$B$212+'EnPI Table'!$D$212+'EnPI Table'!$F$212","v":0},{"$f":"3412*3/1000/1000*'EnPI Table'!$B$224+'EnPI Table'!$D$224+'EnPI Table'!$F$224","v":0},{"$f":"3412*3/1000/1000*'EnPI Table'!$B$236+'EnPI Table'!$D$236+'EnPI Table'!$F$236","v":0},{"$f":"3412*3/1000/1000*'EnPI Table'!$B$248+'EnPI Table'!$D$248+'EnPI Table'!$F$248","v":0},{"$f":"3412*3/1000/1000*'EnPI Table'!$B$260+'EnPI Table'!$D$260+'EnPI Table'!$F$260","v":0},{"$f":"3412*3/1000/1000*'EnPI Table'!$B$272+'EnPI Table'!$D$272+'EnPI Table'!$F$272","v":0},{"$f":"3412*3/1000/1000*'EnPI Table'!$B$284+'EnPI Table'!$D$284+'EnPI Table'!$F$284","v":0},{"$f":"3412*3/1000/1000*'EnPI Table'!$B$296+'EnPI Table'!$D$296+'EnPI Table'!$F$296","v":0},{"$f":"3412*3/1000/1000*'EnPI Table'!$B$308+'EnPI Table'!$D$308+'EnPI Table'!$F$308","v":0}]
[null,null,null,null,null,null,null,null,null,null,null,null,null,null,null,{"$f":"3412*3/1000/1000*'EnPI Table'!$B$21+'EnPI Table'!$D$21+'EnPI Table'!$F$21","v":0},{"$f":"3412*3/1000/1000*'EnPI Table'!$B$33+'EnPI Table'!$D$33+'EnPI Table'!$F$33","v":0},{"$f":"3412*3/1000/1000*'EnPI Table'!$B$45+'EnPI Table'!$D$45+'EnPI Table'!$F$45","v":0},{"$f":"3412*3/1000/1000*'EnPI Table'!$B$57+'EnPI Table'!$D$57+'EnPI Table'!$F$57","v":0},{"$f":"3412*3/1000/1000*'EnPI Table'!$B$69+'EnPI Table'!$D$69+'EnPI Table'!$F$69","v":0},{"$f":"3412*3/1000/1000*'EnPI Table'!$B$81+'EnPI Table'!$D$81+'EnPI Table'!$F$81","v":0},{"$f":"3412*3/1000/1000*'EnPI Table'!$B$93+'EnPI Table'!$D$93+'EnPI Table'!$F$93","v":0},{"$f":"3412*3/1000/1000*'EnPI Table'!$B$105+'EnPI Table'!$D$105+'EnPI Table'!$F$105","v":0},{"$f":"3412*3/1000/1000*'EnPI Table'!$B$117+'EnPI Table'!$D$117+'EnPI Table'!$F$117","v":2550.5111999999999},{"$f":"3412*3/1000/1000*'EnPI Table'!$B$129+'EnPI Table'!$D$129+'EnPI Table'!$F$129","v":2031.8394560000002},{"$f":"3412*3/1000/1000*'EnPI Table'!$B$141+'EnPI Table'!$D$141+'EnPI Table'!$F$141","v":1958.1907679999999},{"$f":"3412*3/1000/1000*'EnPI Table'!$B$153+'EnPI Table'!$D$153+'EnPI Table'!$F$153","v":0},{"$f":"3412*3/1000/1000*'EnPI Table'!$B$165+'EnPI Table'!$D$165+'EnPI Table'!$F$165","v":0},{"$f":"3412*3/1000/1000*'EnPI Table'!$B$177+'EnPI Table'!$D$177+'EnPI Table'!$F$177","v":0},{"$f":"3412*3/1000/1000*'EnPI Table'!$B$189+'EnPI Table'!$D$189+'EnPI Table'!$F$189","v":0},{"$f":"3412*3/1000/1000*'EnPI Table'!$B$201+'EnPI Table'!$D$201+'EnPI Table'!$F$201","v":0},{"$f":"3412*3/1000/1000*'EnPI Table'!$B$213+'EnPI Table'!$D$213+'EnPI Table'!$F$213","v":0},{"$f":"3412*3/1000/1000*'EnPI Table'!$B$225+'EnPI Table'!$D$225+'EnPI Table'!$F$225","v":0},{"$f":"3412*3/1000/1000*'EnPI Table'!$B$237+'EnPI Table'!$D$237+'EnPI Table'!$F$237","v":0},{"$f":"3412*3/1000/1000*'EnPI Table'!$B$249+'EnPI Table'!$D$249+'EnPI Table'!$F$249","v":0},{"$f":"3412*3/1000/1000*'EnPI Table'!$B$261+'EnPI Table'!$D$261+'EnPI Table'!$F$261","v":0},{"$f":"3412*3/1000/1000*'EnPI Table'!$B$273+'EnPI Table'!$D$273+'EnPI Table'!$F$273","v":0},{"$f":"3412*3/1000/1000*'EnPI Table'!$B$285+'EnPI Table'!$D$285+'EnPI Table'!$F$285","v":0},{"$f":"3412*3/1000/1000*'EnPI Table'!$B$297+'EnPI Table'!$D$297+'EnPI Table'!$F$297","v":0},{"$f":"3412*3/1000/1000*'EnPI Table'!$B$309+'EnPI Table'!$D$309+'EnPI Table'!$F$309","v":0}]
[]
[null,null,null,null,null,null,null,null,null,null,null,null,null,null,null,{"$f":"'EnPI Table'!$C$10+'EnPI Table'!$E$10+'EnPI Table'!$G$10","v":0},{"$f":"'EnPI Table'!$C$22+'EnPI Table'!$E$22+'EnPI Table'!$G$22","v":0},{"$f":"'EnPI Table'!$C$34+'EnPI Table'!$E$34+'EnPI Table'!$G$34","v":0},{"$f":"'EnPI Table'!$C$46+'EnPI Table'!$E$46+'EnPI Table'!$G$46","v":0},{"$f":"'EnPI Table'!$C$58+'EnPI Table'!$E$58+'EnPI Table'!$G$58","v":0},{"$f":"'EnPI Table'!$C$70+'EnPI Table'!$E$70+'EnPI Table'!$G$70","v":0},{"$f":"'EnPI Table'!$C$82+'EnPI Table'!$E$82+'EnPI Table'!$G$82","v":0},{"$f":"'EnPI Table'!$C$94+'EnPI Table'!$E$94+'EnPI Table'!$G$94","v":0},{"$f":"'EnPI Table'!$C$106+'EnPI Table'!$E$106+'EnPI Table'!$G$106","v":21030.55},{"$f":"'EnPI Table'!$C$118+'EnPI Table'!$E$118+'EnPI Table'!$G$118","v":18469.46},{"$f":"'EnPI Table'!$C$130+'EnPI Table'!$E$130+'EnPI Table'!$G$130","v":28517.71},{"$f":"'EnPI Table'!$C$142+'EnPI Table'!$E$142+'EnPI Table'!$G$142","v":0},{"$f":"'EnPI Table'!$C$154+'EnPI Table'!$E$154+'EnPI Table'!$G$154","v":0},{"$f":"'EnPI Table'!$C$166+'EnPI Table'!$E$166+'EnPI Table'!$G$166","v":0},{"$f":"'EnPI Table'!$C$178+'EnPI Table'!$E$178+'EnPI Table'!$G$178","v":0},{"$f":"'EnPI Table'!$C$190+'EnPI Table'!$E$190+'EnPI Table'!$G$190","v":0},{"$f":"'EnPI Table'!$C$202+'EnPI Table'!$E$202+'EnPI Table'!$G$202","v":0},{"$f":"'EnPI Table'!$C$214+'EnPI Table'!$E$214+'EnPI Table'!$G$214","v":0},{"$f":"'EnPI Table'!$C$226+'EnPI Table'!$E$226+'EnPI Table'!$G$226","v":0},{"$f":"'EnPI Table'!$C$238+'EnPI Table'!$E$238+'EnPI Table'!$G$238","v":0},{"$f":"'EnPI Table'!$C$250+'EnPI Table'!$E$250+'EnPI Table'!$G$250","v":0},{"$f":"'EnPI Table'!$C$262+'EnPI Table'!$E$262+'EnPI Table'!$G$262","v":0},{"$f":"'EnPI Table'!$C$274+'EnPI Table'!$E$274+'EnPI Table'!$G$274","v":0},{"$f":"'EnPI Table'!$C$286+'EnPI Table'!$E$286+'EnPI Table'!$G$286","v":0},{"$f":"'EnPI Table'!$C$298+'EnPI Table'!$E$298+'EnPI Table'!$G$298","v":0}]
[null,null,null,null,null,null,null,null,null,null,null,null,null,null,null,{"$f":"'EnPI Table'!$C$11+'EnPI Table'!$E$11+'EnPI Table'!$G$11","v":0},{"$f":"'EnPI Table'!$C$23+'EnPI Table'!$E$23+'EnPI Table'!$G$23","v":0},{"$f":"'EnPI Table'!$C$35+'EnPI Table'!$E$35+'EnPI Table'!$G$35","v":0},{"$f":"'EnPI Table'!$C$47+'EnPI Table'!$E$47+'EnPI Table'!$G$47","v":0},{"$f":"'EnPI Table'!$C$59+'EnPI Table'!$E$59+'EnPI Table'!$G$59","v":0},{"$f":"'EnPI Table'!$C$71+'EnPI Table'!$E$71+'EnPI Table'!$G$71","v":0},{"$f":"'EnPI Table'!$C$83+'EnPI Table'!$E$83+'EnPI Table'!$G$83","v":0},{"$f":"'EnPI Table'!$C$95+'EnPI Table'!$E$95+'EnPI Table'!$G$95","v":0},{"$f":"'EnPI Table'!$C$107+'EnPI Table'!$E$107+'EnPI Table'!$G$107","v":17479.900000000001},{"$f":"'EnPI Table'!$C$119+'EnPI Table'!$E$119+'EnPI Table'!$G$119","v":24727.61},{"$f":"'EnPI Table'!$C$131+'EnPI Table'!$E$131+'EnPI Table'!$G$131","v":19392.719999999998},{"$f":"'EnPI Table'!$C$143+'EnPI Table'!$E$143+'EnPI Table'!$G$143","v":0},{"$f":"'EnPI Table'!$C$155+'EnPI Table'!$E$155+'EnPI Table'!$G$155","v":0},{"$f":"'EnPI Table'!$C$167+'EnPI Table'!$E$167+'EnPI Table'!$G$167","v":0},{"$f":"'EnPI Table'!$C$179+'EnPI Table'!$E$179+'EnPI Table'!$G$179","v":0},{"$f":"'EnPI Table'!$C$191+'EnPI Table'!$E$191+'EnPI Table'!$G$191","v":0},{"$f":"'EnPI Table'!$C$203+'EnPI Table'!$E$203+'EnPI Table'!$G$203","v":0},{"$f":"'EnPI Table'!$C$215+'EnPI Table'!$E$215+'EnPI Table'!$G$215","v":0},{"$f":"'EnPI Table'!$C$227+'EnPI Table'!$E$227+'EnPI Table'!$G$227","v":0},{"$f":"'EnPI Table'!$C$239+'EnPI Table'!$E$239+'EnPI Table'!$G$239","v":0},{"$f":"'EnPI Table'!$C$251+'EnPI Table'!$E$251+'EnPI Table'!$G$251","v":0},{"$f":"'EnPI Table'!$C$263+'EnPI Table'!$E$263+'EnPI Table'!$G$263","v":0},{"$f":"'EnPI Table'!$C$275+'EnPI Table'!$E$275+'EnPI Table'!$G$275","v":0},{"$f":"'EnPI Table'!$C$287+'EnPI Table'!$E$287+'EnPI Table'!$G$287","v":0},{"$f":"'EnPI Table'!$C$299+'EnPI Table'!$E$299+'EnPI Table'!$G$299","v":0}]
[null,null,null,null,null,null,null,null,null,null,null,null,null,null,null,{"$f":"'EnPI Table'!$C$12+'EnPI Table'!$E$12+'EnPI Table'!$G$12","v":0},{"$f":"'EnPI Table'!$C$24+'EnPI Table'!$E$24+'EnPI Table'!$G$24","v":0},{"$f":"'EnPI Table'!$C$36+'EnPI Table'!$E$36+'EnPI Table'!$G$36","v":0},{"$f":"'EnPI Table'!$C$48+'EnPI Table'!$E$48+'EnPI Table'!$G$48","v":0},{"$f":"'EnPI Table'!$C$60+'EnPI Table'!$E$60+'EnPI Table'!$G$60","v":0},{"$f":"'EnPI Table'!$C$72+'EnPI Table'!$E$72+'EnPI Table'!$G$72","v":0},{"$f":"'EnPI Table'!$C$84+'EnPI Table'!$E$84+'EnPI Table'!$G$84","v":0},{"$f":"'EnPI Table'!$C$96+'EnPI Table'!$E$96+'EnPI Table'!$G$96","v":0},{"$f":"'EnPI Table'!$C$108+'EnPI Table'!$E$108+'EnPI Table'!$G$108","v":27449.72},{"$f":"'EnPI Table'!$C$120+'EnPI Table'!$E$120+'EnPI Table'!$G$120","v":25710.9},{"$f":"'EnPI Table'!$C$132+'EnPI Table'!$E$132+'EnPI Table'!$G$132","v":25210.99},{"$f":"'EnPI Table'!$C$144+'EnPI Table'!$E$144+'EnPI Table'!$G$144","v":0},{"$f":"'EnPI Table'!$C$156+'EnPI Table'!$E$156+'EnPI Table'!$G$156","v":0},{"$f":"'EnPI Table'!$C$168+'EnPI Table'!$E$168+'EnPI Table'!$G$168","v":0},{"$f":"'EnPI Table'!$C$180+'EnPI Table'!$E$180+'EnPI Table'!$G$180","v":0},{"$f":"'EnPI Table'!$C$192+'EnPI Table'!$E$192+'EnPI Table'!$G$192","v":0},{"$f":"'EnPI Table'!$C$204+'EnPI Table'!$E$204+'EnPI Table'!$G$204","v":0},{"$f":"'EnPI Table'!$C$216+'EnPI Table'!$E$216+'EnPI Table'!$G$216","v":0},{"$f":"'EnPI Table'!$C$228+'EnPI Table'!$E$228+'EnPI Table'!$G$228","v":0},{"$f":"'EnPI Table'!$C$240+'EnPI Table'!$E$240+'EnPI Table'!$G$240","v":0},{"$f":"'EnPI Table'!$C$252+'EnPI Table'!$E$252+'EnPI Table'!$G$252","v":0},{"$f":"'EnPI Table'!$C$264+'EnPI Table'!$E$264+'EnPI Table'!$G$264","v":0},{"$f":"'EnPI Table'!$C$276+'EnPI Table'!$E$276+'EnPI Table'!$G$276","v":0},{"$f":"'EnPI Table'!$C$288+'EnPI Table'!$E$288+'EnPI Table'!$G$288","v":0},{"$f":"'EnPI Table'!$C$300+'EnPI Table'!$E$300+'EnPI Table'!$G$300","v":0}]
[null,null,null,null,null,null,null,null,null,null,null,null,null,null,null,{"$f":"'EnPI Table'!$C$13+'EnPI Table'!$E$13+'EnPI Table'!$G$13","v":0},{"$f":"'EnPI Table'!$C$25+'EnPI Table'!$E$25+'EnPI Table'!$G$25","v":0},{"$f":"'EnPI Table'!$C$37+'EnPI Table'!$E$37+'EnPI Table'!$G$37","v":0},{"$f":"'EnPI Table'!$C$49+'EnPI Table'!$E$49+'EnPI Table'!$G$49","v":0},{"$f":"'EnPI Table'!$C$61+'EnPI Table'!$E$61+'EnPI Table'!$G$61","v":0},{"$f":"'EnPI Table'!$C$73+'EnPI Table'!$E$73+'EnPI Table'!$G$73","v":0},{"$f":"'EnPI Table'!$C$85+'EnPI Table'!$E$85+'EnPI Table'!$G$85","v":0},{"$f":"'EnPI Table'!$C$97+'EnPI Table'!$E$97+'EnPI Table'!$G$97","v":0},{"$f":"'EnPI Table'!$C$109+'EnPI Table'!$E$109+'EnPI Table'!$G$109","v":23570.899999999998},{"$f":"'EnPI Table'!$C$121+'EnPI Table'!$E$121+'EnPI Table'!$G$121","v":29909.379999999997},{"$f":"'EnPI Table'!$C$133+'EnPI Table'!$E$133+'EnPI Table'!$G$133","v":30033.67},{"$f":"'EnPI Table'!$C$145+'EnPI Table'!$E$145+'EnPI Table'!$G$145","v":0},{"$f":"'EnPI Table'!$C$157+'EnPI Table'!$E$157+'EnPI Table'!$G$157","v":0},{"$f":"'EnPI Table'!$C$169+'EnPI Table'!$E$169+'EnPI Table'!$G$169","v":0},{"$f":"'EnPI Table'!$C$181+'EnPI Table'!$E$181+'EnPI Table'!$G$181","v":0},{"$f":"'EnPI Table'!$C$193+'EnPI Table'!$E$193+'EnPI Table'!$G$193","v":0},{"$f":"'EnPI Table'!$C$205+'EnPI Table'!$E$205+'EnPI Table'!$G$205","v":0},{"$f":"'EnPI Table'!$C$217+'EnPI Table'!$E$217+'EnPI Table'!$G$217","v":0},{"$f":"'EnPI Table'!$C$229+'EnPI Table'!$E$229+'EnPI Table'!$G$229","v":0},{"$f":"'EnPI Table'!$C$241+'EnPI Table'!$E$241+'EnPI Table'!$G$241","v":0},{"$f":"'EnPI Table'!$C$253+'EnPI Table'!$E$253+'EnPI Table'!$G$253","v":0},{"$f":"'EnPI Table'!$C$265+'EnPI Table'!$E$265+'EnPI Table'!$G$265","v":0},{"$f":"'EnPI Table'!$C$277+'EnPI Table'!$E$277+'EnPI Table'!$G$277","v":0},{"$f":"'EnPI Table'!$C$289+'EnPI Table'!$E$289+'EnPI Table'!$G$289","v":0},{"$f":"'EnPI Table'!$C$301+'EnPI Table'!$E$301+'EnPI Table'!$G$301","v":0}]
[null,null,null,null,null,null,null,null,null,null,null,null,null,null,null,{"$f":"'EnPI Table'!$C$14+'EnPI Table'!$E$14+'EnPI Table'!$G$14","v":0},{"$f":"'EnPI Table'!$C$26+'EnPI Table'!$E$26+'EnPI Table'!$G$26","v":0},{"$f":"'EnPI Table'!$C$38+'EnPI Table'!$E$38+'EnPI Table'!$G$38","v":0},{"$f":"'EnPI Table'!$C$50+'EnPI Table'!$E$50+'EnPI Table'!$G$50","v":0},{"$f":"'EnPI Table'!$C$62+'EnPI Table'!$E$62+'EnPI Table'!$G$62","v":0},{"$f":"'EnPI Table'!$C$74+'EnPI Table'!$E$74+'EnPI Table'!$G$74","v":0},{"$f":"'EnPI Table'!$C$86+'EnPI Table'!$E$86+'EnPI Table'!$G$86","v":0},{"$f":"'EnPI Table'!$C$98+'EnPI Table'!$E$98+'EnPI Table'!$G$98","v":0},{"$f":"'EnPI Table'!$C$110+'EnPI Table'!$E$110+'EnPI Table'!$G$110","v":23980.91},{"$f":"'EnPI Table'!$C$122+'EnPI Table'!$E$122+'EnPI Table'!$G$122","v":25589.52},{"$f":"'EnPI Table'!$C$134+'EnPI Table'!$E$134+'EnPI Table'!$G$134","v":25726.51},{"$f":"'EnPI Table'!$C$146+'EnPI Table'!$E$146+'EnPI Table'!$G$146","v":0},{"$f":"'EnPI Table'!$C$158+'EnPI Table'!$E$158+'EnPI Table'!$G$158","v":0},{"$f":"'EnPI Table'!$C$170+'EnPI Table'!$E$170+'EnPI Table'!$G$170","v":0},{"$f":"'EnPI Table'!$C$182+'EnPI Table'!$E$182+'EnPI Table'!$G$182","v":0},{"$f":"'EnPI Table'!$C$194+'EnPI Table'!$E$194+'EnPI Table'!$G$194","v":0},{"$f":"'EnPI Table'!$C$206+'EnPI Table'!$E$206+'EnPI Table'!$G$206","v":0},{"$f":"'EnPI Table'!$C$218+'EnPI Table'!$E$218+'EnPI Table'!$G$218","v":0},{"$f":"'EnPI Table'!$C$230+'EnPI Table'!$E$230+'EnPI Table'!$G$230","v":0},{"$f":"'EnPI Table'!$C$242+'EnPI Table'!$E$242+'EnPI Table'!$G$242","v":0},{"$f":"'EnPI Table'!$C$254+'EnPI Table'!$E$254+'EnPI Table'!$G$254","v":0},{"$f":"'EnPI Table'!$C$266+'EnPI Table'!$E$266+'EnPI Table'!$G$266","v":0},{"$f":"'EnPI Table'!$C$278+'EnPI Table'!$E$278+'EnPI Table'!$G$278","v":0},{"$f":"'EnPI Table'!$C$290+'EnPI Table'!$E$290+'EnPI Table'!$G$290","v":0},{"$f":"'EnPI Table'!$C$302+'EnPI Table'!$E$302+'EnPI Table'!$G$302","v":0}]
[null,null,null,null,null,null,null,null,null,null,null,null,null,null,null,{"$f":"'EnPI Table'!$C$15+'EnPI Table'!$E$15+'EnPI Table'!$G$15","v":0},{"$f":"'EnPI Table'!$C$27+'EnPI Table'!$E$27+'EnPI Table'!$G$27","v":0},{"$f":"'EnPI Table'!$C$39+'EnPI Table'!$E$39+'EnPI Table'!$G$39","v":0},{"$f":"'EnPI Table'!$C$51+'EnPI Table'!$E$51+'EnPI Table'!$G$51","v":0},{"$f":"'EnPI Table'!$C$63+'EnPI Table'!$E$63+'EnPI Table'!$G$63","v":0},{"$f":"'EnPI Table'!$C$75+'EnPI Table'!$E$75+'EnPI Table'!$G$75","v":0},{"$f":"'EnPI Table'!$C$87+'EnPI Table'!$E$87+'EnPI Table'!$G$87","v":0},{"$f":"'EnPI Table'!$C$99+'EnPI Table'!$E$99+'EnPI Table'!$G$99","v":0},{"$f":"'EnPI Table'!$C$111+'EnPI Table'!$E$111+'EnPI Table'!$G$111","v":19575.37},{"$f":"'EnPI Table'!$C$123+'EnPI Table'!$E$123+'EnPI Table'!$G$123","v":19671.579999999998},{"$f":"'EnPI Table'!$C$135+'EnPI Table'!$E$135+'EnPI Table'!$G$135","v":20319.47},{"$f":"'EnPI Table'!$C$147+'EnPI Table'!$E$147+'EnPI Table'!$G$147","v":0},{"$f":"'EnPI Table'!$C$159+'EnPI Table'!$E$159+'EnPI Table'!$G$159","v":0},{"$f":"'EnPI Table'!$C$171+'EnPI Table'!$E$171+'EnPI Table'!$G$171","v":0},{"$f":"'EnPI Table'!$C$183+'EnPI Table'!$E$183+'EnPI Table'!$G$183","v":0},{"$f":"'EnPI Table'!$C$195+'EnPI Table'!$E$195+'EnPI Table'!$G$195","v":0},{"$f":"'EnPI Table'!$C$207+'EnPI Table'!$E$207+'EnPI Table'!$G$207","v":0},{"$f":"'EnPI Table'!$C$219+'EnPI Table'!$E$219+'EnPI Table'!$G$219","v":0},{"$f":"'EnPI Table'!$C$231+'EnPI Table'!$E$231+'EnPI Table'!$G$231","v":0},{"$f":"'EnPI Table'!$C$243+'EnPI Table'!$E$243+'EnPI Table'!$G$243","v":0},{"$f":"'EnPI Table'!$C$255+'EnPI Table'!$E$255+'EnPI Table'!$G$255","v":0},{"$f":"'EnPI Table'!$C$267+'EnPI Table'!$E$267+'EnPI Table'!$G$267","v":0},{"$f":"'EnPI Table'!$C$279+'EnPI Table'!$E$279+'EnPI Table'!$G$279","v":0},{"$f":"'EnPI Table'!$C$291+'EnPI Table'!$E$291+'EnPI Table'!$G$291","v":0},{"$f":"'EnPI Table'!$C$303+'EnPI Table'!$E$303+'EnPI Table'!$G$303","v":0}]
[null,null,null,null,null,null,null,null,null,null,null,null,null,null,null,{"$f":"'EnPI Table'!$C$16+'EnPI Table'!$E$16+'EnPI Table'!$G$16","v":0},{"$f":"'EnPI Table'!$C$28+'EnPI Table'!$E$28+'EnPI Table'!$G$28","v":0},{"$f":"'EnPI Table'!$C$40+'EnPI Table'!$E$40+'EnPI Table'!$G$40","v":0},{"$f":"'EnPI Table'!$C$52+'EnPI Table'!$E$52+'EnPI Table'!$G$52","v":0},{"$f":"'EnPI Table'!$C$64+'EnPI Table'!$E$64+'EnPI Table'!$G$64","v":0},{"$f":"'EnPI Table'!$C$76+'EnPI Table'!$E$76+'EnPI Table'!$G$76","v":0},{"$f":"'EnPI Table'!$C$88+'EnPI Table'!$E$88+'EnPI Table'!$G$88","v":0},{"$f":"'EnPI Table'!$C$100+'EnPI Table'!$E$100+'EnPI Table'!$G$100","v":0},{"$f":"'EnPI Table'!$C$112+'EnPI Table'!$E$112+'EnPI Table'!$G$112","v":21112.66},{"$f":"'EnPI Table'!$C$124+'EnPI Table'!$E$124+'EnPI Table'!$G$124","v":17780.829999999998},{"$f":"'EnPI Table'!$C$136+'EnPI Table'!$E$136+'EnPI Table'!$G$136","v":18104.48},{"$f":"'EnPI Table'!$C$148+'EnPI Table'!$E$148+'EnPI Table'!$G$148","v":0},{"$f":"'EnPI Table'!$C$160+'EnPI Table'!$E$160+'EnPI Table'!$G$160","v":0},{"$f":"'EnPI Table'!$C$172+'EnPI Table'!$E$172+'EnPI Table'!$G$172","v":0},{"$f":"'EnPI Table'!$C$184+'EnPI Table'!$E$184+'EnPI Table'!$G$184","v":0},{"$f":"'EnPI Table'!$C$196+'EnPI Table'!$E$196+'EnPI Table'!$G$196","v":0},{"$f":"'EnPI Table'!$C$208+'EnPI Table'!$E$208+'EnPI Table'!$G$208","v":0},{"$f":"'EnPI Table'!$C$220+'EnPI Table'!$E$220+'EnPI Table'!$G$220","v":0},{"$f":"'EnPI Table'!$C$232+'EnPI Table'!$E$232+'EnPI Table'!$G$232","v":0},{"$f":"'EnPI Table'!$C$244+'EnPI Table'!$E$244+'EnPI Table'!$G$244","v":0},{"$f":"'EnPI Table'!$C$256+'EnPI Table'!$E$256+'EnPI Table'!$G$256","v":0},{"$f":"'EnPI Table'!$C$268+'EnPI Table'!$E$268+'EnPI Table'!$G$268","v":0},{"$f":"'EnPI Table'!$C$280+'EnPI Table'!$E$280+'EnPI Table'!$G$280","v":0},{"$f":"'EnPI Table'!$C$292+'EnPI Table'!$E$292+'EnPI Table'!$G$292","v":0},{"$f":"'EnPI Table'!$C$304+'EnPI Table'!$E$304+'EnPI Table'!$G$304","v":0}]
[null,null,null,null,null,null,null,null,null,null,null,null,null,null,null,{"$f":"'EnPI Table'!$C$17+'EnPI Table'!$E$17+'EnPI Table'!$G$17","v":0},{"$f":"'EnPI Table'!$C$29+'EnPI Table'!$E$29+'EnPI Table'!$G$29","v":0},{"$f":"'EnPI Table'!$C$41+'EnPI Table'!$E$41+'EnPI Table'!$G$41","v":0},{"$f":"'EnPI Table'!$C$53+'EnPI Table'!$E$53+'EnPI Table'!$G$53","v":0},{"$f":"'EnPI Table'!$C$65+'EnPI Table'!$E$65+'EnPI Table'!$G$65","v":0},{"$f":"'EnPI Table'!$C$77+'EnPI Table'!$E$77+'EnPI Table'!$G$77","v":0},{"$f":"'EnPI Table'!$C$89+'EnPI Table'!$E$89+'EnPI Table'!$G$89","v":0},{"$f":"'EnPI Table'!$C$101+'EnPI Table'!$E$101+'EnPI Table'!$G$101","v":0},{"$f":"'EnPI Table'!$C$113+'EnPI Table'!$E$113+'EnPI Table'!$G$113","v":28593.22},{"$f":"'EnPI Table'!$C$125+'EnPI Table'!$E$125+'EnPI Table'!$G$125","v":28031.949999999997},{"$f":"'EnPI Table'!$C$137+'EnPI Table'!$E$137+'EnPI Table'!$G$137","v":30307.1},{"$f":"'EnPI Table'!$C$149+'EnPI Table'!$E$149+'EnPI Table'!$G$149","v":0},{"$f":"'EnPI Table'!$C$161+'EnPI Table'!$E$161+'EnPI Table'!$G$161","v":0},{"$f":"'EnPI Table'!$C$173+'EnPI Table'!$E$173+'EnPI Table'!$G$173","v":0},{"$f":"'EnPI Table'!$C$185+'EnPI Table'!$E$185+'EnPI Table'!$G$185","v":0},{"$f":"'EnPI Table'!$C$197+'EnPI Table'!$E$197+'EnPI Table'!$G$197","v":0},{"$f":"'EnPI Table'!$C$209+'EnPI Table'!$E$209+'EnPI Table'!$G$209","v":0},{"$f":"'EnPI Table'!$C$221+'EnPI Table'!$E$221+'EnPI Table'!$G$221","v":0},{"$f":"'EnPI Table'!$C$233+'EnPI Table'!$E$233+'EnPI Table'!$G$233","v":0},{"$f":"'EnPI Table'!$C$245+'EnPI Table'!$E$245+'EnPI Table'!$G$245","v":0},{"$f":"'EnPI Table'!$C$257+'EnPI Table'!$E$257+'EnPI Table'!$G$257","v":0},{"$f":"'EnPI Table'!$C$269+'EnPI Table'!$E$269+'EnPI Table'!$G$269","v":0},{"$f":"'EnPI Table'!$C$281+'EnPI Table'!$E$281+'EnPI Table'!$G$281","v":0},{"$f":"'EnPI Table'!$C$293+'EnPI Table'!$E$293+'EnPI Table'!$G$293","v":0},{"$f":"'EnPI Table'!$C$305+'EnPI Table'!$E$305+'EnPI Table'!$G$305","v":0}]
[null,null,null,null,null,null,null,null,null,null,null,null,null,null,null,{"$f":"'EnPI Table'!$C$18+'EnPI Table'!$E$18+'EnPI Table'!$G$18","v":0},{"$f":"'EnPI Table'!$C$30+'EnPI Table'!$E$30+'EnPI Table'!$G$30","v":0},{"$f":"'EnPI Table'!$C$42+'EnPI Table'!$E$42+'EnPI Table'!$G$42","v":0},{"$f":"'EnPI Table'!$C$54+'EnPI Table'!$E$54+'EnPI Table'!$G$54","v":0},{"$f":"'EnPI Table'!$C$66+'EnPI Table'!$E$66+'EnPI Table'!$G$66","v":0},{"$f":"'EnPI Table'!$C$78+'EnPI Table'!$E$78+'EnPI Table'!$G$78","v":0},{"$f":"'EnPI Table'!$C$90+'EnPI Table'!$E$90+'EnPI Table'!$G$90","v":0},{"$f":"'EnPI Table'!$C$102+'EnPI Table'!$E$102+'EnPI Table'!$G$102","v":0},{"$f":"'EnPI Table'!$C$114+'EnPI Table'!$E$114+'EnPI Table'!$G$114","v":37376.100000000006},{"$f":"'EnPI Table'!$C$126+'EnPI Table'!$E$126+'EnPI Table'!$G$126","v":36314.020000000004},{"$f":"'EnPI Table'!$C$138+'EnPI Table'!$E$138+'EnPI Table'!$G$138","v":37867.68},{"$f":"'EnPI Table'!$C$150+'EnPI Table'!$E$150+'EnPI Table'!$G$150","v":0},{"$f":"'EnPI Table'!$C$162+'EnPI Table'!$E$162+'EnPI Table'!$G$162","v":0},{"$f":"'EnPI Table'!$C$174+'EnPI Table'!$E$174+'EnPI Table'!$G$174","v":0},{"$f":"'EnPI Table'!$C$186+'EnPI Table'!$E$186+'EnPI Table'!$G$186","v":0},{"$f":"'EnPI Table'!$C$198+'EnPI Table'!$E$198+'EnPI Table'!$G$198","v":0},{"$f":"'EnPI Table'!$C$210+'EnPI Table'!$E$210+'EnPI Table'!$G$210","v":0},{"$f":"'EnPI Table'!$C$222+'EnPI Table'!$E$222+'EnPI Table'!$G$222","v":0},{"$f":"'EnPI Table'!$C$234+'EnPI Table'!$E$234+'EnPI Table'!$G$234","v":0},{"$f":"'EnPI Table'!$C$246+'EnPI Table'!$E$246+'EnPI Table'!$G$246","v":0},{"$f":"'EnPI Table'!$C$258+'EnPI Table'!$E$258+'EnPI Table'!$G$258","v":0},{"$f":"'EnPI Table'!$C$270+'EnPI Table'!$E$270+'EnPI Table'!$G$270","v":0},{"$f":"'EnPI Table'!$C$282+'EnPI Table'!$E$282+'EnPI Table'!$G$282","v":0},{"$f":"'EnPI Table'!$C$294+'EnPI Table'!$E$294+'EnPI Table'!$G$294","v":0},{"$f":"'EnPI Table'!$C$306+'EnPI Table'!$E$306+'EnPI Table'!$G$306","v":0}]
[null,null,null,null,null,null,null,null,null,null,null,null,null,null,null,{"$f":"'EnPI Table'!$C$19+'EnPI Table'!$E$19+'EnPI Table'!$G$19","v":0},{"$f":"'EnPI Table'!$C$31+'EnPI Table'!$E$31+'EnPI Table'!$G$31","v":0},{"$f":"'EnPI Table'!$C$43+'EnPI Table'!$E$43+'EnPI Table'!$G$43","v":0},{"$f":"'EnPI Table'!$C$55+'EnPI Table'!$E$55+'EnPI Table'!$G$55","v":0},{"$f":"'EnPI Table'!$C$67+'EnPI Table'!$E$67+'EnPI Table'!$G$67","v":0},{"$f":"'EnPI Table'!$C$79+'EnPI Table'!$E$79+'EnPI Table'!$G$79","v":0},{"$f":"'EnPI Table'!$C$91+'EnPI Table'!$E$91+'EnPI Table'!$G$91","v":0},{"$f":"'EnPI Table'!$C$103+'EnPI Table'!$E$103+'EnPI Table'!$G$103","v":0},{"$f":"'EnPI Table'!$C$115+'EnPI Table'!$E$115+'EnPI Table'!$G$115","v":35046.69},{"$f":"'EnPI Table'!$C$127+'EnPI Table'!$E$127+'EnPI Table'!$G$127","v":44024.350000000006},{"$f":"'EnPI Table'!$C$139+'EnPI Table'!$E$139+'EnPI Table'!$G$139","v":37679.58},{"$f":"'EnPI Table'!$C$151+'EnPI Table'!$E$151+'EnPI Table'!$G$151","v":0},{"$f":"'EnPI Table'!$C$163+'EnPI Table'!$E$163+'EnPI Table'!$G$163","v":0},{"$f":"'EnPI Table'!$C$175+'EnPI Table'!$E$175+'EnPI Table'!$G$175","v":0},{"$f":"'EnPI Table'!$C$187+'EnPI Table'!$E$187+'EnPI Table'!$G$187","v":0},{"$f":"'EnPI Table'!$C$199+'EnPI Table'!$E$199+'EnPI Table'!$G$199","v":0},{"$f":"'EnPI Table'!$C$211+'EnPI Table'!$E$211+'EnPI Table'!$G$211","v":0},{"$f":"'EnPI Table'!$C$223+'EnPI Table'!$E$223+'EnPI Table'!$G$223","v":0},{"$f":"'EnPI Table'!$C$235+'EnPI Table'!$E$235+'EnPI Table'!$G$235","v":0},{"$f":"'EnPI Table'!$C$247+'EnPI Table'!$E$247+'EnPI Table'!$G$247","v":0},{"$f":"'EnPI Table'!$C$259+'EnPI Table'!$E$259+'EnPI Table'!$G$259","v":0},{"$f":"'EnPI Table'!$C$271+'EnPI Table'!$E$271+'EnPI Table'!$G$271","v":0},{"$f":"'EnPI Table'!$C$283+'EnPI Table'!$E$283+'EnPI Table'!$G$283","v":0},{"$f":"'EnPI Table'!$C$295+'EnPI Table'!$E$295+'EnPI Table'!$G$295","v":0},{"$f":"'EnPI Table'!$C$307+'EnPI Table'!$E$307+'EnPI Table'!$G$307","v":0}]
[null,null,null,null,null,null,null,null,null,null,null,null,null,null,null,{"$f":"'EnPI Table'!$C$20+'EnPI Table'!$E$20+'EnPI Table'!$G$20","v":0},{"$f":"'EnPI Table'!$C$32+'EnPI Table'!$E$32+'EnPI Table'!$G$32","v":0},{"$f":"'EnPI Table'!$C$44+'EnPI Table'!$E$44+'EnPI Table'!$G$44","v":0},{"$f":"'EnPI Table'!$C$56+'EnPI Table'!$E$56+'EnPI Table'!$G$56","v":0},{"$f":"'EnPI Table'!$C$68+'EnPI Table'!$E$68+'EnPI Table'!$G$68","v":0},{"$f":"'EnPI Table'!$C$80+'EnPI Table'!$E$80+'EnPI Table'!$G$80","v":0},{"$f":"'EnPI Table'!$C$92+'EnPI Table'!$E$92+'EnPI Table'!$G$92","v":0},{"$f":"'EnPI Table'!$C$104+'EnPI Table'!$E$104+'EnPI Table'!$G$104","v":0},{"$f":"'EnPI Table'!$C$116+'EnPI Table'!$E$116+'EnPI Table'!$G$116","v":40046.97},{"$f":"'EnPI Table'!$C$128+'EnPI Table'!$E$128+'EnPI Table'!$G$128","v":37534.68},{"$f":"'EnPI Table'!$C$140+'EnPI Table'!$E$140+'EnPI Table'!$G$140","v":42696.46},{"$f":"'EnPI Table'!$C$152+'EnPI Table'!$E$152+'EnPI Table'!$G$152","v":0},{"$f":"'EnPI Table'!$C$164+'EnPI Table'!$E$164+'EnPI Table'!$G$164","v":0},{"$f":"'EnPI Table'!$C$176+'EnPI Table'!$E$176+'EnPI Table'!$G$176","v":0},{"$f":"'EnPI Table'!$C$188+'EnPI Table'!$E$188+'EnPI Table'!$G$188","v":0},{"$f":"'EnPI Table'!$C$200+'EnPI Table'!$E$200+'EnPI Table'!$G$200","v":0},{"$f":"'EnPI Table'!$C$212+'EnPI Table'!$E$212+'EnPI Table'!$G$212","v":0},{"$f":"'EnPI Table'!$C$224+'EnPI Table'!$E$224+'EnPI Table'!$G$224","v":0},{"$f":"'EnPI Table'!$C$236+'EnPI Table'!$E$236+'EnPI Table'!$G$236","v":0},{"$f":"'EnPI Table'!$C$248+'EnPI Table'!$E$248+'EnPI Table'!$G$248","v":0},{"$f":"'EnPI Table'!$C$260+'EnPI Table'!$E$260+'EnPI Table'!$G$260","v":0},{"$f":"'EnPI Table'!$C$272+'EnPI Table'!$E$272+'EnPI Table'!$G$272","v":0},{"$f":"'EnPI Table'!$C$284+'EnPI Table'!$E$284+'EnPI Table'!$G$284","v":0},{"$f":"'EnPI Table'!$C$296+'EnPI Table'!$E$296+'EnPI Table'!$G$296","v":0},{"$f":"'EnPI Table'!$C$308+'EnPI Table'!$E$308+'EnPI Table'!$G$308","v":0}]
[null,null,null,null,null,null,null,null,null,null,null,null,null,null,null,{"$f":"'EnPI Table'!$C$21+'EnPI Table'!$E$21+'EnPI Table'!$G$21","v":0},{"$f":"'EnPI Table'!$C$33+'EnPI Table'!$E$33+'EnPI Table'!$G$33","v":0},{"$f":"'EnPI Table'!$C$45+'EnPI Table'!$E$45+'EnPI Table'!$G$45","v":0},{"$f":"'EnPI Table'!$C$57+'EnPI Table'!$E$57+'EnPI Table'!$G$57","v":0},{"$f":"'EnPI Table'!$C$69+'EnPI Table'!$E$69+'EnPI Table'!$G$69","v":0},{"$f":"'EnPI Table'!$C$81+'EnPI Table'!$E$81+'EnPI Table'!$G$81","v":0},{"$f":"'EnPI Table'!$C$93+'EnPI Table'!$E$93+'EnPI Table'!$G$93","v":0},{"$f":"'EnPI Table'!$C$105+'EnPI Table'!$E$105+'EnPI Table'!$G$105","v":0},{"$f":"'EnPI Table'!$C$117+'EnPI Table'!$E$117+'EnPI Table'!$G$117","v":34903.29},{"$f":"'EnPI Table'!$C$129+'EnPI Table'!$E$129+'EnPI Table'!$G$129","v":33541.4},{"$f":"'EnPI Table'!$C$141+'EnPI Table'!$E$141+'EnPI Table'!$G$141","v":33524.639999999999},{"$f":"'EnPI Table'!$C$153+'EnPI Table'!$E$153+'EnPI Table'!$G$153","v":0},{"$f":"'EnPI Table'!$C$165+'EnPI Table'!$E$165+'EnPI Table'!$G$165","v":0},{"$f":"'EnPI Table'!$C$177+'EnPI Table'!$E$177+'EnPI Table'!$G$177","v":0},{"$f":"'EnPI Table'!$C$189+'EnPI Table'!$E$189+'EnPI Table'!$G$189","v":0},{"$f":"'EnPI Table'!$C$201+'EnPI Table'!$E$201+'EnPI Table'!$G$201","v":0},{"$f":"'EnPI Table'!$C$213+'EnPI Table'!$E$213+'EnPI Table'!$G$213","v":0},{"$f":"'EnPI Table'!$C$225+'EnPI Table'!$E$225+'EnPI Table'!$G$225","v":0},{"$f":"'EnPI Table'!$C$237+'EnPI Table'!$E$237+'EnPI Table'!$G$237","v":0},{"$f":"'EnPI Table'!$C$249+'EnPI Table'!$E$249+'EnPI Table'!$G$249","v":0},{"$f":"'EnPI Table'!$C$261+'EnPI Table'!$E$261+'EnPI Table'!$G$261","v":0},{"$f":"'EnPI Table'!$C$273+'EnPI Table'!$E$273+'EnPI Table'!$G$273","v":0},{"$f":"'EnPI Table'!$C$285+'EnPI Table'!$E$285+'EnPI Table'!$G$285","v":0},{"$f":"'EnPI Table'!$C$297+'EnPI Table'!$E$297+'EnPI Table'!$G$297","v":0},{"$f":"'EnPI Table'!$C$309+'EnPI Table'!$E$309+'EnPI Table'!$G$309","v":0}]
[]
[null,null,null,null,null,null,null,null,null,null,null,null,null,null,null,{"$f":"'EnPI Table'!$B$10","v":0},{"$f":"'EnPI Table'!$B$22","v":0},{"$f":"'EnPI Table'!$B$34","v":0},{"$f":"'EnPI Table'!$B$46","v":0},{"$f":"'EnPI Table'!$B$58","v":0},{"$f":"'EnPI Table'!$B$70","v":0},{"$f":"'EnPI Table'!$B$82","v":0},{"$f":"'EnPI Table'!$B$94","v":0},{"$f":"'EnPI Table'!$B$106","v":81480},{"$f":"'EnPI Table'!$B$118","v":67776},{"$f":"'EnPI Table'!$B$130","v":109282},{"$f":"'EnPI Table'!$B$142","v":0},{"$f":"'EnPI Table'!$B$154","v":0},{"$f":"'EnPI Table'!$B$166","v":0},{"$f":"'EnPI Table'!$B$178","v":0},{"$f":"'EnPI Table'!$B$190","v":0},{"$f":"'EnPI Table'!$B$202","v":0},{"$f":"'EnPI Table'!$B$214","v":0},{"$f":"'EnPI Table'!$B$226","v":0},{"$f":"'EnPI Table'!$B$238","v":0},{"$f":"'EnPI Table'!$B$250","v":0},{"$f":"'EnPI Table'!$B$262","v":0},{"$f":"'EnPI Table'!$B$274","v":0},{"$f":"'EnPI Table'!$B$286","v":0},{"$f":"'EnPI Table'!$B$298","v":0}]
[null,null,null,null,null,null,null,null,null,null,null,null,null,null,null,{"$f":"'EnPI Table'!$B$11","v":0},{"$f":"'EnPI Table'!$B$23","v":0},{"$f":"'EnPI Table'!$B$35","v":0},{"$f":"'EnPI Table'!$B$47","v":0},{"$f":"'EnPI Table'!$B$59","v":0},{"$f":"'EnPI Table'!$B$71","v":0},{"$f":"'EnPI Table'!$B$83","v":0},{"$f":"'EnPI Table'!$B$95","v":0},{"$f":"'EnPI Table'!$B$107","v":80640},{"$f":"'EnPI Table'!$B$119","v":113500},{"$f":"'EnPI Table'!$B$131","v":98838},{"$f":"'EnPI Table'!$B$143","v":0},{"$f":"'EnPI Table'!$B$155","v":0},{"$f":"'EnPI Table'!$B$167","v":0},{"$f":"'EnPI Table'!$B$179","v":0},{"$f":"'EnPI Table'!$B$191","v":0},{"$f":"'EnPI Table'!$B$203","v":0},{"$f":"'EnPI Table'!$B$215","v":0},{"$f":"'EnPI Table'!$B$227","v":0},{"$f":"'EnPI Table'!$B$239","v":0},{"$f":"'EnPI Table'!$B$251","v":0},{"$f":"'EnPI Table'!$B$263","v":0},{"$f":"'EnPI Table'!$B$275","v":0},{"$f":"'EnPI Table'!$B$287","v":0},{"$f":"'EnPI Table'!$B$299","v":0}]
[null,null,null,null,null,null,null,null,null,null,null,null,null,null,null,{"$f":"'EnPI Table'!$B$12","v":0},{"$f":"'EnPI Table'!$B$24","v":0},{"$f":"'EnPI Table'!$B$36","v":0},{"$f":"'EnPI Table'!$B$48","v":0},{"$f":"'EnPI Table'!$B$60","v":0},{"$f":"'EnPI Table'!$B$72","v":0},{"$f":"'EnPI Table'!$B$84","v":0},{"$f":"'EnPI Table'!$B$96","v":0},{"$f":"'EnPI Table'!$B$108","v":149600},{"$f":"'EnPI Table'!$B$120","v":131047},{"$f":"'EnPI Table'!$B$132","v":123900},{"$f":"'EnPI Table'!$B$144","v":0},{"$f":"'EnPI Table'!$B$156","v":0},{"$f":"'EnPI Table'!$B$168","v":0},{"$f":"'EnPI Table'!$B$180","v":0},{"$f":"'EnPI Table'!$B$192","v":0},{"$f":"'EnPI Table'!$B$204","v":0},{"$f":"'EnPI Table'!$B$216","v":0},{"$f":"'EnPI Table'!$B$228","v":0},{"$f":"'EnPI Table'!$B$240","v":0},{"$f":"'EnPI Table'!$B$252","v":0},{"$f":"'EnPI Table'!$B$264","v":0},{"$f":"'EnPI Table'!$B$276","v":0},{"$f":"'EnPI Table'!$B$288","v":0},{"$f":"'EnPI Table'!$B$300","v":0}]
[null,null,null,null,null,null,null,null,null,null,null,null,null,null,null,{"$f":"'EnPI Table'!$B$13","v":0},{"$f":"'EnPI Table'!$B$25","v":0},{"$f":"'EnPI Table'!$B$37","v":0},{"$f":"'EnPI Table'!$B$49","v":0},{"$f":"'EnPI Table'!$B$61","v":0},{"$f":"'EnPI Table'!$B$73","v":0},{"$f":"'EnPI Table'!$B$85","v":0},{"$f":"'EnPI Table'!$B$97","v":0},{"$f":"'EnPI Table'!$B$109","v":135975},{"$f":"'EnPI Table'!$B$121","v":151925},{"$f":"'EnPI Table'!$B$133","v":144960},{"$f":"'EnPI Table'!$B$145","v":0},{"$f":"'EnPI Table'!$B$157","v":0},{"$f":"'EnPI Table'!$B$169","v":0},{"$f":"'EnPI Table'!$B$181","v":0},{"$f":"'EnPI Table'!$B$193","v":0},{"$f":"'EnPI Table'!$B$205","v":0},{"$f":"'EnPI Table'!$B$217","v":0},{"$f":"'EnPI Table'!$B$229","v":0},{"$f":"'EnPI Table'!$B$241","v":0},{"$f":"'EnPI Table'!$B$253","v":0},{"$f":"'EnPI Table'!$B$265","v":0},{"$f":"'EnPI Table'!$B$277","v":0},{"$f":"'EnPI Table'!$B$289","v":0},{"$f":"'EnPI Table'!$B$301","v":0}]
[null,null,null,null,null,null,null,null,null,null,null,null,null,null,null,{"$f":"'EnPI Table'!$B$14","v":0},{"$f":"'EnPI Table'!$B$26","v":0},{"$f":"'EnPI Table'!$B$38","v":0},{"$f":"'EnPI Table'!$B$50","v":0},{"$f":"'EnPI Table'!$B$62","v":0},{"$f":"'EnPI Table'!$B$74","v":0},{"$f":"'EnPI Table'!$B$86","v":0},{"$f":"'EnPI Table'!$B$98","v":0},{"$f":"'EnPI Table'!$B$110","v":137072},{"$f":"'EnPI Table'!$B$122","v":133400},{"$f":"'EnPI Table'!$B$134","v":128352},{"$f":"'EnPI Table'!$B$146","v":0},{"$f":"'EnPI Table'!$B$158","v":0},{"$f":"'EnPI Table'!$B$170","v":0},{"$f":"'EnPI Table'!$B$182","v":0},{"$f":"'EnPI Table'!$B$194","v":0},{"$f":"'EnPI Table'!$B$206","v":0},{"$f":"'EnPI Table'!$B$218","v":0},{"$f":"'EnPI Table'!$B$230","v":0},{"$f":"'EnPI Table'!$B$242","v":0},{"$f":"'EnPI Table'!$B$254","v":0},{"$f":"'EnPI Table'!$B$266","v":0},{"$f":"'EnPI Table'!$B$278","v":0},{"$f":"'EnPI Table'!$B$290","v":0},{"$f":"'EnPI Table'!$B$302","v":0}]
[null,null,null,null,null,null,null,null,null,null,null,null,null,null,null,{"$f":"'EnPI Table'!$B$15","v":0},{"$f":"'EnPI Table'!$B$27","v":0},{"$f":"'EnPI Table'!$B$39","v":0},{"$f":"'EnPI Table'!$B$51","v":0},{"$f":"'EnPI Table'!$B$63","v":0},{"$f":"'EnPI Table'!$B$75","v":0},{"$f":"'EnPI Table'!$B$87","v":0},{"$f":"'EnPI Table'!$B$99","v":0},{"$f":"'EnPI Table'!$B$111","v":101178},{"$f":"'EnPI Table'!$B$123","v":92640},{"$f":"'EnPI Table'!$B$135","v":104215},{"$f":"'EnPI Table'!$B$147","v":0},{"$f":"'EnPI Table'!$B$159","v":0},{"$f":"'EnPI Table'!$B$171","v":0},{"$f":"'EnPI Table'!$B$183","v":0},{"$f":"'EnPI Table'!$B$195","v":0},{"$f":"'EnPI Table'!$B$207","v":0},{"$f":"'EnPI Table'!$B$219","v":0},{"$f":"'EnPI Table'!$B$231","v":0},{"$f":"'EnPI Table'!$B$243","v":0},{"$f":"'EnPI Table'!$B$255","v":0},{"$f":"'EnPI Table'!$B$267","v":0},{"$f":"'EnPI Table'!$B$279","v":0},{"$f":"'EnPI Table'!$B$291","v":0},{"$f":"'EnPI Table'!$B$303","v":0}]
[null,null,null,null,null,null,null,null,null,null,null,null,null,null,null,{"$f":"'EnPI Table'!$B$16","v":0},{"$f":"'EnPI Table'!$B$28","v":0},{"$f":"'EnPI Table'!$B$40","v":0},{"$f":"'EnPI Table'!$B$52","v":0},{"$f":"'EnPI Table'!$B$64","v":0},{"$f":"'EnPI Table'!$B$76","v":0},{"$f":"'EnPI Table'!$B$88","v":0},{"$f":"'EnPI Table'!$B$100","v":0},{"$f":"'EnPI Table'!$B$112","v":99372},{"$f":"'EnPI Table'!$B$124","v":84348},{"$f":"'EnPI Table'!$B$136","v":83224},{"$f":"'EnPI Table'!$B$148","v":0},{"$f":"'EnPI Table'!$B$160","v":0},{"$f":"'EnPI Table'!$B$172","v":0},{"$f":"'EnPI Table'!$B$184","v":0},{"$f":"'EnPI Table'!$B$196","v":0},{"$f":"'EnPI Table'!$B$208","v":0},{"$f":"'EnPI Table'!$B$220","v":0},{"$f":"'EnPI Table'!$B$232","v":0},{"$f":"'EnPI Table'!$B$244","v":0},{"$f":"'EnPI Table'!$B$256","v":0},{"$f":"'EnPI Table'!$B$268","v":0},{"$f":"'EnPI Table'!$B$280","v":0},{"$f":"'EnPI Table'!$B$292","v":0},{"$f":"'EnPI Table'!$B$304","v":0}]
[null,null,null,null,null,null,null,null,null,null,null,null,null,null,null,{"$f":"'EnPI Table'!$B$17","v":0},{"$f":"'EnPI Table'!$B$29","v":0},{"$f":"'EnPI Table'!$B$41","v":0},{"$f":"'EnPI Table'!$B$53","v":0},{"$f":"'EnPI Table'!$B$65","v":0},{"$f":"'EnPI Table'!$B$77","v":0},{"$f":"'EnPI Table'!$B$89","v":0},{"$f":"'EnPI Table'!$B$101","v":0},{"$f":"'EnPI Table'!$B$113","v":78106},{"$f":"'EnPI Table'!$B$125","v":90889},{"$f":"'EnPI Table'!$B$137","v":106890},{"$f":"'EnPI Table'!$B$149","v":0},{"$f":"'EnPI Table'!$B$161","v":0},{"$f":"'EnPI Table'!$B$173","v":0},{"$f":"'EnPI Table'!$B$185","v":0},{"$f":"'EnPI Table'!$B$197","v":0},{"$f":"'EnPI Table'!$B$209","v":0},{"$f":"'EnPI Table'!$B$221","v":0},{"$f":"'EnPI Table'!$B$233","v":0},{"$f":"'EnPI Table'!$B$245","v":0},{"$f":"'EnPI Table'!$B$257","v":0},{"$f":"'EnPI Table'!$B$269","v":0},{"$f":"'EnPI Table'!$B$281","v":0},{"$f":"'EnPI Table'!$B$293","v":0},{"$f":"'EnPI Table'!$B$305","v":0}]
[null,null,null,null,null,null,null,null,null,null,null,null,null,null,null,{"$f":"'EnPI Table'!$B$18","v":0},{"$f":"'EnPI Table'!$B$30","v":0},{"$f":"'EnPI Table'!$B$42","v":0},{"$f":"'EnPI Table'!$B$54","v":0},{"$f":"'EnPI Table'!$B$66","v":0},{"$f":"'EnPI Table'!$B$78","v":0},{"$f":"'EnPI Table'!$B$90","v":0},{"$f":"'EnPI Table'!$B$102","v":0},{"$f":"'EnPI Table'!$B$114","v":123930},{"$f":"'EnPI Table'!$B$126","v":100400},{"$f":"'EnPI Table'!$B$138","v":119200},{"$f":"'EnPI Table'!$B$150","v":0},{"$f":"'EnPI Table'!$B$162","v":0},{"$f":"'EnPI Table'!$B$174","v":0},{"$f":"'EnPI Table'!$B$186","v":0},{"$f":"'EnPI Table'!$B$198","v":0},{"$f":"'EnPI Table'!$B$210","v":0},{"$f":"'EnPI Table'!$B$222","v":0},{"$f":"'EnPI Table'!$B$234","v":0},{"$f":"'EnPI Table'!$B$246","v":0},{"$f":"'EnPI Table'!$B$258","v":0},{"$f":"'EnPI Table'!$B$270","v":0},{"$f":"'EnPI Table'!$B$282","v":0},{"$f":"'EnPI Table'!$B$294","v":0},{"$f":"'EnPI Table'!$B$306","v":0}]
[null,null,null,null,null,null,null,null,null,null,null,null,null,null,null,{"$f":"'EnPI Table'!$B$19","v":0},{"$f":"'EnPI Table'!$B$31","v":0},{"$f":"'EnPI Table'!$B$43","v":0},{"$f":"'EnPI Table'!$B$55","v":0},{"$f":"'EnPI Table'!$B$67","v":0},{"$f":"'EnPI Table'!$B$79","v":0},{"$f":"'EnPI Table'!$B$91","v":0},{"$f":"'EnPI Table'!$B$103","v":0},{"$f":"'EnPI Table'!$B$115","v":89991},{"$f":"'EnPI Table'!$B$127","v":121824},{"$f":"'EnPI Table'!$B$139","v":95445},{"$f":"'EnPI Table'!$B$151","v":0},{"$f":"'EnPI Table'!$B$163","v":0},{"$f":"'EnPI Table'!$B$175","v":0},{"$f":"'EnPI Table'!$B$187","v":0},{"$f":"'EnPI Table'!$B$199","v":0},{"$f":"'EnPI Table'!$B$211","v":0},{"$f":"'EnPI Table'!$B$223","v":0},{"$f":"'EnPI Table'!$B$235","v":0},{"$f":"'EnPI Table'!$B$247","v":0},{"$f":"'EnPI Table'!$B$259","v":0},{"$f":"'EnPI Table'!$B$271","v":0},{"$f":"'EnPI Table'!$B$283","v":0},{"$f":"'EnPI Table'!$B$295","v":0},{"$f":"'EnPI Table'!$B$307","v":0}]
[null,null,null,null,null,null,null,null,null,null,null,null,null,null,null,{"$f":"'EnPI Table'!$B$20","v":0},{"$f":"'EnPI Table'!$B$32","v":0},{"$f":"'EnPI Table'!$B$44","v":0},{"$f":"'EnPI Table'!$B$56","v":0},{"$f":"'EnPI Table'!$B$68","v":0},{"$f":"'EnPI Table'!$B$80","v":0},{"$f":"'EnPI Table'!$B$92","v":0},{"$f":"'EnPI Table'!$B$104","v":0},{"$f":"'EnPI Table'!$B$116","v":107565},{"$f":"'EnPI Table'!$B$128","v":93394},{"$f":"'EnPI Table'!$B$140","v":93670},{"$f":"'EnPI Table'!$B$152","v":0},{"$f":"'EnPI Table'!$B$164","v":0},{"$f":"'EnPI Table'!$B$176","v":0},{"$f":"'EnPI Table'!$B$188","v":0},{"$f":"'EnPI Table'!$B$200","v":0},{"$f":"'EnPI Table'!$B$212","v":0},{"$f":"'EnPI Table'!$B$224","v":0},{"$f":"'EnPI Table'!$B$236","v":0},{"$f":"'EnPI Table'!$B$248","v":0},{"$f":"'EnPI Table'!$B$260","v":0},{"$f":"'EnPI Table'!$B$272","v":0},{"$f":"'EnPI Table'!$B$284","v":0},{"$f":"'EnPI Table'!$B$296","v":0},{"$f":"'EnPI Table'!$B$308","v":0}]
[null,null,null,null,null,null,null,null,null,null,null,null,null,null,null,{"$f":"'EnPI Table'!$B$21","v":0},{"$f":"'EnPI Table'!$B$33","v":0},{"$f":"'EnPI Table'!$B$45","v":0},{"$f":"'EnPI Table'!$B$57","v":0},{"$f":"'EnPI Table'!$B$69","v":0},{"$f":"'EnPI Table'!$B$81","v":0},{"$f":"'EnPI Table'!$B$93","v":0},{"$f":"'EnPI Table'!$B$105","v":0},{"$f":"'EnPI Table'!$B$117","v":99200},{"$f":"'EnPI Table'!$B$129","v":88896},{"$f":"'EnPI Table'!$B$141","v":102588},{"$f":"'EnPI Table'!$B$153","v":0},{"$f":"'EnPI Table'!$B$165","v":0},{"$f":"'EnPI Table'!$B$177","v":0},{"$f":"'EnPI Table'!$B$189","v":0},{"$f":"'EnPI Table'!$B$201","v":0},{"$f":"'EnPI Table'!$B$213","v":0},{"$f":"'EnPI Table'!$B$225","v":0},{"$f":"'EnPI Table'!$B$237","v":0},{"$f":"'EnPI Table'!$B$249","v":0},{"$f":"'EnPI Table'!$B$261","v":0},{"$f":"'EnPI Table'!$B$273","v":0},{"$f":"'EnPI Table'!$B$285","v":0},{"$f":"'EnPI Table'!$B$297","v":0},{"$f":"'EnPI Table'!$B$309","v":0}]
[]
[null,null,null,null,null,null,null,null,null,null,null,null,null,null,null,{"$f":"'EnPI Table'!$C$10","v":0},{"$f":"'EnPI Table'!$C$22","v":0},{"$f":"'EnPI Table'!$C$34","v":0},{"$f":"'EnPI Table'!$C$46","v":0},{"$f":"'EnPI Table'!$C$58","v":0},{"$f":"'EnPI Table'!$C$70","v":0},{"$f":"'EnPI Table'!$C$82","v":0},{"$f":"'EnPI Table'!$C$94","v":0},{"$f":"'EnPI Table'!$C$106","v":13541.3},{"$f":"'EnPI Table'!$C$118","v":12292.81},{"$f":"'EnPI Table'!$C$130","v":18799.57},{"$f":"'EnPI Table'!$C$142","v":0},{"$f":"'EnPI Table'!$C$154","v":0},{"$f":"'EnPI Table'!$C$166","v":0},{"$f":"'EnPI Table'!$C$178","v":0},{"$f":"'EnPI Table'!$C$190","v":0},{"$f":"'EnPI Table'!$C$202","v":0},{"$f":"'EnPI Table'!$C$214","v":0},{"$f":"'EnPI Table'!$C$226","v":0},{"$f":"'EnPI Table'!$C$238","v":0},{"$f":"'EnPI Table'!$C$250","v":0},{"$f":"'EnPI Table'!$C$262","v":0},{"$f":"'EnPI Table'!$C$274","v":0},{"$f":"'EnPI Table'!$C$286","v":0},{"$f":"'EnPI Table'!$C$298","v":0}]
[null,null,null,null,null,null,null,null,null,null,null,null,null,null,null,{"$f":"'EnPI Table'!$C$11","v":0},{"$f":"'EnPI Table'!$C$23","v":0},{"$f":"'EnPI Table'!$C$35","v":0},{"$f":"'EnPI Table'!$C$47","v":0},{"$f":"'EnPI Table'!$C$59","v":0},{"$f":"'EnPI Table'!$C$71","v":0},{"$f":"'EnPI Table'!$C$83","v":0},{"$f":"'EnPI Table'!$C$95","v":0},{"$f":"'EnPI Table'!$C$107","v":15088},{"$f":"'EnPI Table'!$C$119","v":21077.279999999999},{"$f":"'EnPI Table'!$C$131","v":17111.78},{"$f":"'EnPI Table'!$C$143","v":0},{"$f":"'EnPI Table'!$C$155","v":0},{"$f":"'EnPI Table'!$C$167","v":0},{"$f":"'EnPI Table'!$C$179","v":0},{"$f":"'EnPI Table'!$C$191","v":0},{"$f":"'EnPI Table'!$C$203","v":0},{"$f":"'EnPI Table'!$C$215","v":0},{"$f":"'EnPI Table'!$C$227","v":0},{"$f":"'EnPI Table'!$C$239","v":0},{"$f":"'EnPI Table'!$C$251","v":0},{"$f":"'EnPI Table'!$C$263","v":0},{"$f":"'EnPI Table'!$C$275","v":0},{"$f":"'EnPI Table'!$C$287","v":0},{"$f":"'EnPI Table'!$C$299","v":0}]
[null,null,null,null,null,null,null,null,null,null,null,null,null,null,null,{"$f":"'EnPI Table'!$C$12","v":0},{"$f":"'EnPI Table'!$C$24","v":0},{"$f":"'EnPI Table'!$C$36","v":0},{"$f":"'EnPI Table'!$C$48","v":0},{"$f":"'EnPI Table'!$C$60","v":0},{"$f":"'EnPI Table'!$C$72","v":0},{"$f":"'EnPI Table'!$C$84","v":0},{"$f":"'EnPI Table'!$C$96","v":0},{"$f":"'EnPI Table'!$C$108","v":25365},{"$f":"'EnPI Table'!$C$120","v":24305.75},{"$f":"'EnPI Table'!$C$132","v":23615.84},{"$f":"'EnPI Table'!$C$144","v":0},{"$f":"'EnPI Table'!$C$156","v":0},{"$f":"'EnPI Table'!$C$168","v":0},{"$f":"'EnPI Table'!$C$180","v":0},{"$f":"'EnPI Table'!$C$192","v":0},{"$f":"'EnPI Table'!$C$204","v":0},{"$f":"'EnPI Table'!$C$216","v":0},{"$f":"'EnPI Table'!$C$228","v":0},{"$f":"'EnPI Table'!$C$240","v":0},{"$f":"'EnPI Table'!$C$252","v":0},{"$f":"'EnPI Table'!$C$264","v":0},{"$f":"'EnPI Table'!$C$276","v":0},{"$f":"'EnPI Table'!$C$288","v":0},{"$f":"'EnPI Table'!$C$300","v":0}]
[null,null,null,null,null,null,null,null,null,null,null,null,null,null,null,{"$f":"'EnPI Table'!$C$13","v":0},{"$f":"'EnPI Table'!$C$25","v":0},{"$f":"'EnPI Table'!$C$37","v":0},{"$f":"'EnPI Table'!$C$49","v":0},{"$f":"'EnPI Table'!$C$61","v":0},{"$f":"'EnPI Table'!$C$73","v":0},{"$f":"'EnPI Table'!$C$85","v":0},{"$f":"'EnPI Table'!$C$97","v":0},{"$f":"'EnPI Table'!$C$109","v":22205.3},{"$f":"'EnPI Table'!$C$121","v":28685.279999999999},{"$f":"'EnPI Table'!$C$133","v":28495.46},{"$f":"'EnPI Table'!$C$145","v":0},{"$f":"'EnPI Table'!$C$157","v":0},{"$f":"'EnPI Table'!$C$169","v":0},{"$f":"'EnPI Table'!$C$181","v":0},{"$f":"'EnPI Table'!$C$193","v":0},{"$f":"'EnPI Table'!$C$205","v":0},{"$f":"'EnPI Table'!$C$217","v":0},{"$f":"'EnPI Table'!$C$229","v":0},{"$f":"'EnPI Table'!$C$241","v":0},{"$f":"'EnPI Table'!$C$253","v":0},{"$f":"'EnPI Table'!$C$265","v":0},{"$f":"'EnPI Table'!$C$277","v":0},{"$f":"'EnPI Table'!$C$289","v":0},{"$f":"'EnPI Table'!$C$301","v":0}]
[null,null,null,null,null,null,null,null,null,null,null,null,null,null,null,{"$f":"'EnPI Table'!$C$14","v":0},{"$f":"'EnPI Table'!$C$26","v":0},{"$f":"'EnPI Table'!$C$38","v":0},{"$f":"'EnPI Table'!$C$50","v":0},{"$f":"'EnPI Table'!$C$62","v":0},{"$f":"'EnPI Table'!$C$74","v":0},{"$f":"'EnPI Table'!$C$86","v":0},{"$f":"'EnPI Table'!$C$98","v":0},{"$f":"'EnPI Table'!$C$110","v":22526.400000000001},{"$f":"'EnPI Table'!$C$122","v":24219.360000000001},{"$f":"'EnPI Table'!$C$134","v":24430.42},{"$f":"'EnPI Table'!$C$146","v":0},{"$f":"'EnPI Table'!$C$158","v":0},{"$f":"'EnPI Table'!$C$170","v":0},{"$f":"'EnPI Table'!$C$182","v":0},{"$f":"'EnPI Table'!$C$194","v":0},{"$f":"'EnPI Table'!$C$206","v":0},{"$f":"'EnPI Table'!$C$218","v":0},{"$f":"'EnPI Table'!$C$230","v":0},{"$f":"'EnPI Table'!$C$242","v":0},{"$f":"'EnPI Table'!$C$254","v":0},{"$f":"'EnPI Table'!$C$266","v":0},{"$f":"'EnPI Table'!$C$278","v":0},{"$f":"'EnPI Table'!$C$290","v":0},{"$f":"'EnPI Table'!$C$302","v":0}]
[null,null,null,null,null,null,null,null,null,null,null,null,null,null,null,{"$f":"'EnPI Table'!$C$15","v":0},{"$f":"'EnPI Table'!$C$27","v":0},{"$f":"'EnPI Table'!$C$39","v":0},{"$f":"'EnPI Table'!$C$51","v":0},{"$f":"'EnPI Table'!$C$63","v":0},{"$f":"'EnPI Table'!$C$75","v":0},{"$f":"'EnPI Table'!$C$87","v":0},{"$f":"'EnPI Table'!$C$99","v":0},{"$f":"'EnPI Table'!$C$111","v":18001.169999999998},{"$f":"'EnPI Table'!$C$123","v":18381.3},{"$f":"'EnPI Table'!$C$135","v":19004.75},{"$f":"'EnPI Table'!$C$147","v":0},{"$f":"'EnPI Table'!$C$159","v":0},{"$f":"'EnPI Table'!$C$171","v":0},{"$f":"'EnPI Table'!$C$183","v":0},{"$f":"'EnPI Table'!$C$195","v":0},{"$f":"'EnPI Table'!$C$207","v":0},{"$f":"'EnPI Table'!$C$219","v":0},{"$f":"'EnPI Table'!$C$231","v":0},{"$f":"'EnPI Table'!$C$243","v":0},{"$f":"'EnPI Table'!$C$255","v":0},{"$f":"'EnPI Table'!$C$267","v":0},{"$f":"'EnPI Table'!$C$279","v":0},{"$f":"'EnPI Table'!$C$291","v":0},{"$f":"'EnPI Table'!$C$303","v":0}]
[null,null,null,null,null,null,null,null,null,null,null,null,null,null,null,{"$f":"'EnPI Table'!$C$16","v":0},{"$f":"'EnPI Table'!$C$28","v":0},{"$f":"'EnPI Table'!$C$40","v":0},{"$f":"'EnPI Table'!$C$52","v":0},{"$f":"'EnPI Table'!$C$64","v":0},{"$f":"'EnPI Table'!$C$76","v":0},{"$f":"'EnPI Table'!$C$88","v":0},{"$f":"'EnPI Table'!$C$100","v":0},{"$f":"'EnPI Table'!$C$112","v":18395.8},{"$f":"'EnPI Table'!$C$124","v":14477.05},{"$f":"'EnPI Table'!$C$136","v":14554.98},{"$f":"'EnPI Table'!$C$148","v":0},{"$f":"'EnPI Table'!$C$160","v":0},{"$f":"'EnPI Table'!$C$172","v":0},{"$f":"'EnPI Table'!$C$184","v":0},{"$f":"'EnPI Table'!$C$196","v":0},{"$f":"'EnPI Table'!$C$208","v":0},{"$f":"'EnPI Table'!$C$220","v":0},{"$f":"'EnPI Table'!$C$232","v":0},{"$f":"'EnPI Table'!$C$244","v":0},{"$f":"'EnPI Table'!$C$256","v":0},{"$f":"'EnPI Table'!$C$268","v":0},{"$f":"'EnPI Table'!$C$280","v":0},{"$f":"'EnPI Table'!$C$292","v":0},{"$f":"'EnPI Table'!$C$304","v":0}]
[null,null,null,null,null,null,null,null,null,null,null,null,null,null,null,{"$f":"'EnPI Table'!$C$17","v":0},{"$f":"'EnPI Table'!$C$29","v":0},{"$f":"'EnPI Table'!$C$41","v":0},{"$f":"'EnPI Table'!$C$53","v":0},{"$f":"'EnPI Table'!$C$65","v":0},{"$f":"'EnPI Table'!$C$77","v":0},{"$f":"'EnPI Table'!$C$89","v":0},{"$f":"'EnPI Table'!$C$101","v":0},{"$f":"'EnPI Table'!$C$113","v":13787.62},{"$f":"'EnPI Table'!$C$125","v":17243.23},{"$f":"'EnPI Table'!$C$137","v":17746.82},{"$f":"'EnPI Table'!$C$149","v":0},{"$f":"'EnPI Table'!$C$161","v":0},{"$f":"'EnPI Table'!$C$173","v":0},{"$f":"'EnPI Table'!$C$185","v":0},{"$f":"'EnPI Table'!$C$197","v":0},{"$f":"'EnPI Table'!$C$209","v":0},{"$f":"'EnPI Table'!$C$221","v":0},{"$f":"'EnPI Table'!$C$233","v":0},{"$f":"'EnPI Table'!$C$245","v":0},{"$f":"'EnPI Table'!$C$257","v":0},{"$f":"'EnPI Table'!$C$269","v":0},{"$f":"'EnPI Table'!$C$281","v":0},{"$f":"'EnPI Table'!$C$293","v":0},{"$f":"'EnPI Table'!$C$305","v":0}]
[null,null,null,null,null,null,null,null,null,null,null,null,null,null,null,{"$f":"'EnPI Table'!$C$18","v":0},{"$f":"'EnPI Table'!$C$30","v":0},{"$f":"'EnPI Table'!$C$42","v":0},{"$f":"'EnPI Table'!$C$54","v":0},{"$f":"'EnPI Table'!$C$66","v":0},{"$f":"'EnPI Table'!$C$78","v":0},{"$f":"'EnPI Table'!$C$90","v":0},{"$f":"'EnPI Table'!$C$102","v":0},{"$f":"'EnPI Table'!$C$114","v":22373.4},{"$f":"'EnPI Table'!$C$126","v":17742.78},{"$f":"'EnPI Table'!$C$138","v":21895.119999999999},{"$f":"'EnPI Table'!$C$150","v":0},{"$f":"'EnPI Table'!$C$162","v":0},{"$f":"'EnPI Table'!$C$174","v":0},{"$f":"'EnPI Table'!$C$186","v":0},{"$f":"'EnPI Table'!$C$198","v":0},{"$f":"'EnPI Table'!$C$210","v":0},{"$f":"'EnPI Table'!$C$222","v":0},{"$f":"'EnPI Table'!$C$234","v":0},{"$f":"'EnPI Table'!$C$246","v":0},{"$f":"'EnPI Table'!$C$258","v":0},{"$f":"'EnPI Table'!$C$270","v":0},{"$f":"'EnPI Table'!$C$282","v":0},{"$f":"'EnPI Table'!$C$294","v":0},{"$f":"'EnPI Table'!$C$306","v":0}]
[null,null,null,null,null,null,null,null,null,null,null,null,null,null,null,{"$f":"'EnPI Table'!$C$19","v":0},{"$f":"'EnPI Table'!$C$31","v":0},{"$f":"'EnPI Table'!$C$43","v":0},{"$f":"'EnPI Table'!$C$55","v":0},{"$f":"'EnPI Table'!$C$67","v":0},{"$f":"'EnPI Table'!$C$79","v":0},{"$f":"'EnPI Table'!$C$91","v":0},{"$f":"'EnPI Table'!$C$103","v":0},{"$f":"'EnPI Table'!$C$115","v":15670.2},{"$f":"'EnPI Table'!$C$127","v":21551.040000000001},{"$f":"'EnPI Table'!$C$139","v":15587.6},{"$f":"'EnPI Table'!$C$151","v":0},{"$f":"'EnPI Table'!$C$163","v":0},{"$f":"'EnPI Table'!$C$175","v":0},{"$f":"'EnPI Table'!$C$187","v":0},{"$f":"'EnPI Table'!$C$199","v":0},{"$f":"'EnPI Table'!$C$211","v":0},{"$f":"'EnPI Table'!$C$223","v":0},{"$f":"'EnPI Table'!$C$235","v":0},{"$f":"'EnPI Table'!$C$247","v":0},{"$f":"'EnPI Table'!$C$259","v":0},{"$f":"'EnPI Table'!$C$271","v":0},{"$f":"'EnPI Table'!$C$283","v":0},{"$f":"'EnPI Table'!$C$295","v":0},{"$f":"'EnPI Table'!$C$307","v":0}]
[null,null,null,null,null,null,null,null,null,null,null,null,null,null,null,{"$f":"'EnPI Table'!$C$20","v":0},{"$f":"'EnPI Table'!$C$32","v":0},{"$f":"'EnPI Table'!$C$44","v":0},{"$f":"'EnPI Table'!$C$56","v":0},{"$f":"'EnPI Table'!$C$68","v":0},{"$f":"'EnPI Table'!$C$80","v":0},{"$f":"'EnPI Table'!$C$92","v":0},{"$f":"'EnPI Table'!$C$104","v":0},{"$f":"'EnPI Table'!$C$116","v":18955.68},{"$f":"'EnPI Table'!$C$128","v":16666.560000000001},{"$f":"'EnPI Table'!$C$140","v":16663},{"$f":"'EnPI Table'!$C$152","v":0},{"$f":"'EnPI Table'!$C$164","v":0},{"$f":"'EnPI Table'!$C$176","v":0},{"$f":"'EnPI Table'!$C$188","v":0},{"$f":"'EnPI Table'!$C$200","v":0},{"$f":"'EnPI Table'!$C$212","v":0},{"$f":"'EnPI Table'!$C$224","v":0},{"$f":"'EnPI Table'!$C$236","v":0},{"$f":"'EnPI Table'!$C$248","v":0},{"$f":"'EnPI Table'!$C$260","v":0},{"$f":"'EnPI Table'!$C$272","v":0},{"$f":"'EnPI Table'!$C$284","v":0},{"$f":"'EnPI Table'!$C$296","v":0},{"$f":"'EnPI Table'!$C$308","v":0}]
[null,null,null,null,null,null,null,null,null,null,null,null,null,null,null,{"$f":"'EnPI Table'!$C$21","v":0},{"$f":"'EnPI Table'!$C$33","v":0},{"$f":"'EnPI Table'!$C$45","v":0},{"$f":"'EnPI Table'!$C$57","v":0},{"$f":"'EnPI Table'!$C$69","v":0},{"$f":"'EnPI Table'!$C$81","v":0},{"$f":"'EnPI Table'!$C$93","v":0},{"$f":"'EnPI Table'!$C$105","v":0},{"$f":"'EnPI Table'!$C$117","v":17884.68},{"$f":"'EnPI Table'!$C$129","v":17028},{"$f":"'EnPI Table'!$C$141","v":18281.47},{"$f":"'EnPI Table'!$C$153","v":0},{"$f":"'EnPI Table'!$C$165","v":0},{"$f":"'EnPI Table'!$C$177","v":0},{"$f":"'EnPI Table'!$C$189","v":0},{"$f":"'EnPI Table'!$C$201","v":0},{"$f":"'EnPI Table'!$C$213","v":0},{"$f":"'EnPI Table'!$C$225","v":0},{"$f":"'EnPI Table'!$C$237","v":0},{"$f":"'EnPI Table'!$C$249","v":0},{"$f":"'EnPI Table'!$C$261","v":0},{"$f":"'EnPI Table'!$C$273","v":0},{"$f":"'EnPI Table'!$C$285","v":0},{"$f":"'EnPI Table'!$C$297","v":0},{"$f":"'EnPI Table'!$C$309","v":0}]
[]
[null,null,null,null,null,null,null,null,null,null,null,null,null,null,null,{"$f":"'EnPI Table'!$D$10","v":0},{"$f":"'EnPI Table'!$D$22","v":0},{"$f":"'EnPI Table'!$D$34","v":0},{"$f":"'EnPI Table'!$D$46","v":0},{"$f":"'EnPI Table'!$D$58","v":0},{"$f":"'EnPI Table'!$D$70","v":0},{"$f":"'EnPI Table'!$D$82","v":0},{"$f":"'EnPI Table'!$D$94","v":0},{"$f":"'EnPI Table'!$D$106","v":795.6},{"$f":"'EnPI Table'!$D$118","v":613.5},{"$f":"'EnPI Table'!$D$130","v":953.5},{"$f":"'EnPI Table'!$D$142","v":0},{"$f":"'EnPI Table'!$D$154","v":0},{"$f":"'EnPI Table'!$D$166","v":0},{"$f":"'EnPI Table'!$D$178","v":0},{"$f":"'EnPI Table'!$D$190","v":0},{"$f":"'EnPI Table'!$D$202","v":0},{"$f":"'EnPI Table'!$D$214","v":0},{"$f":"'EnPI Table'!$D$226","v":0},{"$f":"'EnPI Table'!$D$238","v":0},{"$f":"'EnPI Table'!$D$250","v":0},{"$f":"'EnPI Table'!$D$262","v":0},{"$f":"'EnPI Table'!$D$274","v":0},{"$f":"'EnPI Table'!$D$286","v":0},{"$f":"'EnPI Table'!$D$298","v":0}]
[null,null,null,null,null,null,null,null,null,null,null,null,null,null,null,{"$f":"'EnPI Table'!$D$11","v":0},{"$f":"'EnPI Table'!$D$23","v":0},{"$f":"'EnPI Table'!$D$35","v":0},{"$f":"'EnPI Table'!$D$47","v":0},{"$f":"'EnPI Table'!$D$59","v":0},{"$f":"'EnPI Table'!$D$71","v":0},{"$f":"'EnPI Table'!$D$83","v":0},{"$f":"'EnPI Table'!$D$95","v":0},{"$f":"'EnPI Table'!$D$107","v":271.89999999999998},{"$f":"'EnPI Table'!$D$119","v":375.5},{"$f":"'EnPI Table'!$D$131","v":268.3},{"$f":"'EnPI Table'!$D$143","v":0},{"$f":"'EnPI Table'!$D$155","v":0},{"$f":"'EnPI Table'!$D$167","v":0},{"$f":"'EnPI Table'!$D$179","v":0},{"$f":"'EnPI Table'!$D$191","v":0},{"$f":"'EnPI Table'!$D$203","v":0},{"$f":"'EnPI Table'!$D$215","v":0},{"$f":"'EnPI Table'!$D$227","v":0},{"$f":"'EnPI Table'!$D$239","v":0},{"$f":"'EnPI Table'!$D$251","v":0},{"$f":"'EnPI Table'!$D$263","v":0},{"$f":"'EnPI Table'!$D$275","v":0},{"$f":"'EnPI Table'!$D$287","v":0},{"$f":"'EnPI Table'!$D$299","v":0}]
[null,null,null,null,null,null,null,null,null,null,null,null,null,null,null,{"$f":"'EnPI Table'!$D$12","v":0},{"$f":"'EnPI Table'!$D$24","v":0},{"$f":"'EnPI Table'!$D$36","v":0},{"$f":"'EnPI Table'!$D$48","v":0},{"$f":"'EnPI Table'!$D$60","v":0},{"$f":"'EnPI Table'!$D$72","v":0},{"$f":"'EnPI Table'!$D$84","v":0},{"$f":"'EnPI Table'!$D$96","v":0},{"$f":"'EnPI Table'!$D$108","v":252.2},{"$f":"'EnPI Table'!$D$120","v":188},{"$f":"'EnPI Table'!$D$132","v":204.4},{"$f":"'EnPI Table'!$D$144","v":0},{"$f":"'EnPI Table'!$D$156","v":0},{"$f":"'EnPI Table'!$D$168","v":0},{"$f":"'EnPI Table'!$D$180","v":0},{"$f":"'EnPI Table'!$D$192","v":0},{"$f":"'EnPI Table'!$D$204","v":0},{"$f":"'EnPI Table'!$D$216","v":0},{"$f":"'EnPI Table'!$D$228","v":0},{"$f":"'EnPI Table'!$D$240","v":0},{"$f":"'EnPI Table'!$D$252","v":0},{"$f":"'EnPI Table'!$D$264","v":0},{"$f":"'EnPI Table'!$D$276","v":0},{"$f":"'EnPI Table'!$D$288","v":0},{"$f":"'EnPI Table'!$D$300","v":0}]
[null,null,null,null,null,null,null,null,null,null,null,null,null,null,null,{"$f":"'EnPI Table'!$D$13","v":0},{"$f":"'EnPI Table'!$D$25","v":0},{"$f":"'EnPI Table'!$D$37","v":0},{"$f":"'EnPI Table'!$D$49","v":0},{"$f":"'EnPI Table'!$D$61","v":0},{"$f":"'EnPI Table'!$D$73","v":0},{"$f":"'EnPI Table'!$D$85","v":0},{"$f":"'EnPI Table'!$D$97","v":0},{"$f":"'EnPI Table'!$D$109","v":192.6},{"$f":"'EnPI Table'!$D$121","v":171.7},{"$f":"'EnPI Table'!$D$133","v":191.5},{"$f":"'EnPI Table'!$D$145","v":0},{"$f":"'EnPI Table'!$D$157","v":0},{"$f":"'EnPI Table'!$D$169","v":0},{"$f":"'EnPI Table'!$D$181","v":0},{"$f":"'EnPI Table'!$D$193","v":0},{"$f":"'EnPI Table'!$D$205","v":0},{"$f":"'EnPI Table'!$D$217","v":0},{"$f":"'EnPI Table'!$D$229","v":0},{"$f":"'EnPI Table'!$D$241","v":0},{"$f":"'EnPI Table'!$D$253","v":0},{"$f":"'EnPI Table'!$D$265","v":0},{"$f":"'EnPI Table'!$D$277","v":0},{"$f":"'EnPI Table'!$D$289","v":0},{"$f":"'EnPI Table'!$D$301","v":0}]
[null,null,null,null,null,null,null,null,null,null,null,null,null,null,null,{"$f":"'EnPI Table'!$D$14","v":0},{"$f":"'EnPI Table'!$D$26","v":0},{"$f":"'EnPI Table'!$D$38","v":0},{"$f":"'EnPI Table'!$D$50","v":0},{"$f":"'EnPI Table'!$D$62","v":0},{"$f":"'EnPI Table'!$D$74","v":0},{"$f":"'EnPI Table'!$D$86","v":0},{"$f":"'EnPI Table'!$D$98","v":0},{"$f":"'EnPI Table'!$D$110","v":206.7},{"$f":"'EnPI Table'!$D$122","v":183.3},{"$f":"'EnPI Table'!$D$134","v":173.8},{"$f":"'EnPI Table'!$D$146","v":0},{"$f":"'EnPI Table'!$D$158","v":0},{"$f":"'EnPI Table'!$D$170","v":0},{"$f":"'EnPI Table'!$D$182","v":0},{"$f":"'EnPI Table'!$D$194","v":0},{"$f":"'EnPI Table'!$D$206","v":0},{"$f":"'EnPI Table'!$D$218","v":0},{"$f":"'EnPI Table'!$D$230","v":0},{"$f":"'EnPI Table'!$D$242","v":0},{"$f":"'EnPI Table'!$D$254","v":0},{"$f":"'EnPI Table'!$D$266","v":0},{"$f":"'EnPI Table'!$D$278","v":0},{"$f":"'EnPI Table'!$D$290","v":0},{"$f":"'EnPI Table'!$D$302","v":0}]
[null,null,null,null,null,null,null,null,null,null,null,null,null,null,null,{"$f":"'EnPI Table'!$D$15","v":0},{"$f":"'EnPI Table'!$D$27","v":0},{"$f":"'EnPI Table'!$D$39","v":0},{"$f":"'EnPI Table'!$D$51","v":0},{"$f":"'EnPI Table'!$D$63","v":0},{"$f":"'EnPI Table'!$D$75","v":0},{"$f":"'EnPI Table'!$D$87","v":0},{"$f":"'EnPI Table'!$D$99","v":0},{"$f":"'EnPI Table'!$D$111","v":216.4},{"$f":"'EnPI Table'!$D$123","v":180.8},{"$f":"'EnPI Table'!$D$135","v":173.3},{"$f":"'EnPI Table'!$D$147","v":0},{"$f":"'EnPI Table'!$D$159","v":0},{"$f":"'EnPI Table'!$D$171","v":0},{"$f":"'EnPI Table'!$D$183","v":0},{"$f":"'EnPI Table'!$D$195","v":0},{"$f":"'EnPI Table'!$D$207","v":0},{"$f":"'EnPI Table'!$D$219","v":0},{"$f":"'EnPI Table'!$D$231","v":0},{"$f":"'EnPI Table'!$D$243","v":0},{"$f":"'EnPI Table'!$D$255","v":0},{"$f":"'EnPI Table'!$D$267","v":0},{"$f":"'EnPI Table'!$D$279","v":0},{"$f":"'EnPI Table'!$D$291","v":0},{"$f":"'EnPI Table'!$D$303","v":0}]
[null,null,null,null,null,null,null,null,null,null,null,null,null,null,null,{"$f":"'EnPI Table'!$D$16","v":0},{"$f":"'EnPI Table'!$D$28","v":0},{"$f":"'EnPI Table'!$D$40","v":0},{"$f":"'EnPI Table'!$D$52","v":0},{"$f":"'EnPI Table'!$D$64","v":0},{"$f":"'EnPI Table'!$D$76","v":0},{"$f":"'EnPI Table'!$D$88","v":0},{"$f":"'EnPI Table'!$D$100","v":0},{"$f":"'EnPI Table'!$D$112","v":336},{"$f":"'EnPI Table'!$D$124","v":410.2},{"$f":"'EnPI Table'!$D$136","v":342.5},{"$f":"'EnPI Table'!$D$148","v":0},{"$f":"'EnPI Table'!$D$160","v":0},{"$f":"'EnPI Table'!$D$172","v":0},{"$f":"'EnPI Table'!$D$184","v":0},{"$f":"'EnPI Table'!$D$196","v":0},{"$f":"'EnPI Table'!$D$208","v":0},{"$f":"'EnPI Table'!$D$220","v":0},{"$f":"'EnPI Table'!$D$232","v":0},{"$f":"'EnPI Table'!$D$244","v":0},{"$f":"'EnPI Table'!$D$256","v":0},{"$f":"'EnPI Table'!$D$268","v":0},{"$f":"'EnPI Table'!$D$280","v":0},{"$f":"'EnPI Table'!$D$292","v":0},{"$f":"'EnPI Table'!$D$304","v":0}]
[null,null,null,null,null,null,null,null,null,null,null,null,null,null,null,{"$f":"'EnPI Table'!$D$17","v":0},{"$f":"'EnPI Table'!$D$29","v":0},{"$f":"'EnPI Table'!$D$41","v":0},{"$f":"'EnPI Table'!$D$53","v":0},{"$f":"'EnPI Table'!$D$65","v":0},{"$f":"'EnPI Table'!$D$77","v":0},{"$f":"'EnPI Table'!$D$89","v":0},{"$f":"'EnPI Table'!$D$101","v":0},{"$f":"'EnPI Table'!$D$113","v":1588.6},{"$f":"'EnPI Table'!$D$125","v":809.9},{"$f":"'EnPI Table'!$D$137","v":760.6},{"$f":"'EnPI Table'!$D$149","v":0},{"$f":"'EnPI Table'!$D$161","v":0},{"$f":"'EnPI Table'!$D$173","v":0},{"$f":"'EnPI Table'!$D$185","v":0},{"$f":"'EnPI Table'!$D$197","v":0},{"$f":"'EnPI Table'!$D$209","v":0},{"$f":"'EnPI Table'!$D$221","v":0},{"$f":"'EnPI Table'!$D$233","v":0},{"$f":"'EnPI Table'!$D$245","v":0},{"$f":"'EnPI Table'!$D$257","v":0},{"$f":"'EnPI Table'!$D$269","v":0},{"$f":"'EnPI Table'!$D$281","v":0},{"$f":"'EnPI Table'!$D$293","v":0},{"$f":"'EnPI Table'!$D$305","v":0}]
[null,null,null,null,null,null,null,null,null,null,null,null,null,null,null,{"$f":"'EnPI Table'!$D$18","v":0},{"$f":"'EnPI Table'!$D$30","v":0},{"$f":"'EnPI Table'!$D$42","v":0},{"$f":"'EnPI Table'!$D$54","v":0},{"$f":"'EnPI Table'!$D$66","v":0},{"$f":"'EnPI Table'!$D$78","v":0},{"$f":"'EnPI Table'!$D$90","v":0},{"$f":"'EnPI Table'!$D$102","v":0},{"$f":"'EnPI Table'!$D$114","v":1532.4},{"$f":"'EnPI Table'!$D$126","v":1284.0999999999999},{"$f":"'EnPI Table'!$D$138","v":942.7},{"$f":"'EnPI Table'!$D$150","v":0},{"$f":"'EnPI Table'!$D$162","v":0},{"$f":"'EnPI Table'!$D$174","v":0},{"$f":"'EnPI Table'!$D$186","v":0},{"$f":"'EnPI Table'!$D$198","v":0},{"$f":"'EnPI Table'!$D$210","v":0},{"$f":"'EnPI Table'!$D$222","v":0},{"$f":"'EnPI Table'!$D$234","v":0},{"$f":"'EnPI Table'!$D$246","v":0},{"$f":"'EnPI Table'!$D$258","v":0},{"$f":"'EnPI Table'!$D$270","v":0},{"$f":"'EnPI Table'!$D$282","v":0},{"$f":"'EnPI Table'!$D$294","v":0},{"$f":"'EnPI Table'!$D$306","v":0}]
[null,null,null,null,null,null,null,null,null,null,null,null,null,null,null,{"$f":"'EnPI Table'!$D$19","v":0},{"$f":"'EnPI Table'!$D$31","v":0},{"$f":"'EnPI Table'!$D$43","v":0},{"$f":"'EnPI Table'!$D$55","v":0},{"$f":"'EnPI Table'!$D$67","v":0},{"$f":"'EnPI Table'!$D$79","v":0},{"$f":"'EnPI Table'!$D$91","v":0},{"$f":"'EnPI Table'!$D$103","v":0},{"$f":"'EnPI Table'!$D$115","v":2065.1999999999998},{"$f":"'EnPI Table'!$D$127","v":2312.6999999999998},{"$f":"'EnPI Table'!$D$139","v":1277.8},{"$f":"'EnPI Table'!$D$151","v":0},{"$f":"'EnPI Table'!$D$163","v":0},{"$f":"'EnPI Table'!$D$175","v":0},{"$f":"'EnPI Table'!$D$187","v":0},{"$f":"'EnPI Table'!$D$199","v":0},{"$f":"'EnPI Table'!$D$211","v":0},{"$f":"'EnPI Table'!$D$223","v":0},{"$f":"'EnPI Table'!$D$235","v":0},{"$f":"'EnPI Table'!$D$247","v":0},{"$f":"'EnPI Table'!$D$259","v":0},{"$f":"'EnPI Table'!$D$271","v":0},{"$f":"'EnPI Table'!$D$283","v":0},{"$f":"'EnPI Table'!$D$295","v":0},{"$f":"'EnPI Table'!$D$307","v":0}]
[null,null,null,null,null,null,null,null,null,null,null,null,null,null,null,{"$f":"'EnPI Table'!$D$20","v":0},{"$f":"'EnPI Table'!$D$32","v":0},{"$f":"'EnPI Table'!$D$44","v":0},{"$f":"'EnPI Table'!$D$56","v":0},{"$f":"'EnPI Table'!$D$68","v":0},{"$f":"'EnPI Table'!$D$80","v":0},{"$f":"'EnPI Table'!$D$92","v":0},{"$f":"'EnPI Table'!$D$104","v":0},{"$f":"'EnPI Table'!$D$116","v":2448.6},{"$f":"'EnPI Table'!$D$128","v":1577.2},{"$f":"'EnPI Table'!$D$140","v":1559.4},{"$f":"'EnPI Table'!$D$152","v":0},{"$f":"'EnPI Table'!$D$164","v":0},{"$f":"'EnPI Table'!$D$176","v":0},{"$f":"'EnPI Table'!$D$188","v":0},{"$f":"'EnPI Table'!$D$200","v":0},{"$f":"'EnPI Table'!$D$212","v":0},{"$f":"'EnPI Table'!$D$224","v":0},{"$f":"'EnPI Table'!$D$236","v":0},{"$f":"'EnPI Table'!$D$248","v":0},{"$f":"'EnPI Table'!$D$260","v":0},{"$f":"'EnPI Table'!$D$272","v":0},{"$f":"'EnPI Table'!$D$284","v":0},{"$f":"'EnPI Table'!$D$296","v":0},{"$f":"'EnPI Table'!$D$308","v":0}]
[null,null,null,null,null,null,null,null,null,null,null,null,null,null,null,{"$f":"'EnPI Table'!$D$21","v":0},{"$f":"'EnPI Table'!$D$33","v":0},{"$f":"'EnPI Table'!$D$45","v":0},{"$f":"'EnPI Table'!$D$57","v":0},{"$f":"'EnPI Table'!$D$69","v":0},{"$f":"'EnPI Table'!$D$81","v":0},{"$f":"'EnPI Table'!$D$93","v":0},{"$f":"'EnPI Table'!$D$105","v":0},{"$f":"'EnPI Table'!$D$117","v":1535.1},{"$f":"'EnPI Table'!$D$129","v":1121.9000000000001},{"$f":"'EnPI Table'!$D$141","v":908.1},{"$f":"'EnPI Table'!$D$153","v":0},{"$f":"'EnPI Table'!$D$165","v":0},{"$f":"'EnPI Table'!$D$177","v":0},{"$f":"'EnPI Table'!$D$189","v":0},{"$f":"'EnPI Table'!$D$201","v":0},{"$f":"'EnPI Table'!$D$213","v":0},{"$f":"'EnPI Table'!$D$225","v":0},{"$f":"'EnPI Table'!$D$237","v":0},{"$f":"'EnPI Table'!$D$249","v":0},{"$f":"'EnPI Table'!$D$261","v":0},{"$f":"'EnPI Table'!$D$273","v":0},{"$f":"'EnPI Table'!$D$285","v":0},{"$f":"'EnPI Table'!$D$297","v":0},{"$f":"'EnPI Table'!$D$309","v":0}]
[]
[null,null,null,null,null,null,null,null,null,null,null,null,null,null,null,{"$f":"'EnPI Table'!$E$10","v":0},{"$f":"'EnPI Table'!$E$22","v":0},{"$f":"'EnPI Table'!$E$34","v":0},{"$f":"'EnPI Table'!$E$46","v":0},{"$f":"'EnPI Table'!$E$58","v":0},{"$f":"'EnPI Table'!$E$70","v":0},{"$f":"'EnPI Table'!$E$82","v":0},{"$f":"'EnPI Table'!$E$94","v":0},{"$f":"'EnPI Table'!$E$106","v":7489.25},{"$f":"'EnPI Table'!$E$118","v":6176.65},{"$f":"'EnPI Table'!$E$130","v":9718.14},{"$f":"'EnPI Table'!$E$142","v":0},{"$f":"'EnPI Table'!$E$154","v":0},{"$f":"'EnPI Table'!$E$166","v":0},{"$f":"'EnPI Table'!$E$178","v":0},{"$f":"'EnPI Table'!$E$190","v":0},{"$f":"'EnPI Table'!$E$202","v":0},{"$f":"'EnPI Table'!$E$214","v":0},{"$f":"'EnPI Table'!$E$226","v":0},{"$f":"'EnPI Table'!$E$238","v":0},{"$f":"'EnPI Table'!$E$250","v":0},{"$f":"'EnPI Table'!$E$262","v":0},{"$f":"'EnPI Table'!$E$274","v":0},{"$f":"'EnPI Table'!$E$286","v":0},{"$f":"'EnPI Table'!$E$298","v":0}]
[null,null,null,null,null,null,null,null,null,null,null,null,null,null,null,{"$f":"'EnPI Table'!$E$11","v":0},{"$f":"'EnPI Table'!$E$23","v":0},{"$f":"'EnPI Table'!$E$35","v":0},{"$f":"'EnPI Table'!$E$47","v":0},{"$f":"'EnPI Table'!$E$59","v":0},{"$f":"'EnPI Table'!$E$71","v":0},{"$f":"'EnPI Table'!$E$83","v":0},{"$f":"'EnPI Table'!$E$95","v":0},{"$f":"'EnPI Table'!$E$107","v":2391.9},{"$f":"'EnPI Table'!$E$119","v":3650.33},{"$f":"'EnPI Table'!$E$131","v":2280.94},{"$f":"'EnPI Table'!$E$143","v":0},{"$f":"'EnPI Table'!$E$155","v":0},{"$f":"'EnPI Table'!$E$167","v":0},{"$f":"'EnPI Table'!$E$179","v":0},{"$f":"'EnPI Table'!$E$191","v":0},{"$f":"'EnPI Table'!$E$203","v":0},{"$f":"'EnPI Table'!$E$215","v":0},{"$f":"'EnPI Table'!$E$227","v":0},{"$f":"'EnPI Table'!$E$239","v":0},{"$f":"'EnPI Table'!$E$251","v":0},{"$f":"'EnPI Table'!$E$263","v":0},{"$f":"'EnPI Table'!$E$275","v":0},{"$f":"'EnPI Table'!$E$287","v":0},{"$f":"'EnPI Table'!$E$299","v":0}]
[null,null,null,null,null,null,null,null,null,null,null,null,null,null,null,{"$f":"'EnPI Table'!$E$12","v":0},{"$f":"'EnPI Table'!$E$24","v":0},{"$f":"'EnPI Table'!$E$36","v":0},{"$f":"'EnPI Table'!$E$48","v":0},{"$f":"'EnPI Table'!$E$60","v":0},{"$f":"'EnPI Table'!$E$72","v":0},{"$f":"'EnPI Table'!$E$84","v":0},{"$f":"'EnPI Table'!$E$96","v":0},{"$f":"'EnPI Table'!$E$108","v":2084.7199999999998},{"$f":"'EnPI Table'!$E$120","v":1405.15},{"$f":"'EnPI Table'!$E$132","v":1595.15},{"$f":"'EnPI Table'!$E$144","v":0},{"$f":"'EnPI Table'!$E$156","v":0},{"$f":"'EnPI Table'!$E$168","v":0},{"$f":"'EnPI Table'!$E$180","v":0},{"$f":"'EnPI Table'!$E$192","v":0},{"$f":"'EnPI Table'!$E$204","v":0},{"$f":"'EnPI Table'!$E$216","v":0},{"$f":"'EnPI Table'!$E$228","v":0},{"$f":"'EnPI Table'!$E$240","v":0},{"$f":"'EnPI Table'!$E$252","v":0},{"$f":"'EnPI Table'!$E$264","v":0},{"$f":"'EnPI Table'!$E$276","v":0},{"$f":"'EnPI Table'!$E$288","v":0},{"$f":"'EnPI Table'!$E$300","v":0}]
[null,null,null,null,null,null,null,null,null,null,null,null,null,null,null,{"$f":"'EnPI Table'!$E$13","v":0},{"$f":"'EnPI Table'!$E$25","v":0},{"$f":"'EnPI Table'!$E$37","v":0},{"$f":"'EnPI Table'!$E$49","v":0},{"$f":"'EnPI Table'!$E$61","v":0},{"$f":"'EnPI Table'!$E$73","v":0},{"$f":"'EnPI Table'!$E$85","v":0},{"$f":"'EnPI Table'!$E$97","v":0},{"$f":"'EnPI Table'!$E$109","v":1365.6},{"$f":"'EnPI Table'!$E$121","v":1224.0999999999999},{"$f":"'EnPI Table'!$E$133","v":1538.21},{"$f":"'EnPI Table'!$E$145","v":0},{"$f":"'EnPI Table'!$E$157","v":0},{"$f":"'EnPI Table'!$E$169","v":0},{"$f":"'EnPI Table'!$E$181","v":0},{"$f":"'EnPI Table'!$E$193","v":0},{"$f":"'EnPI Table'!$E$205","v":0},{"$f":"'EnPI Table'!$E$217","v":0},{"$f":"'EnPI Table'!$E$229","v":0},{"$f":"'EnPI Table'!$E$241","v":0},{"$f":"'EnPI Table'!$E$253","v":0},{"$f":"'EnPI Table'!$E$265","v":0},{"$f":"'EnPI Table'!$E$277","v":0},{"$f":"'EnPI Table'!$E$289","v":0},{"$f":"'EnPI Table'!$E$301","v":0}]
[null,null,null,null,null,null,null,null,null,null,null,null,null,null,null,{"$f":"'EnPI Table'!$E$14","v":0},{"$f":"'EnPI Table'!$E$26","v":0},{"$f":"'EnPI Table'!$E$38","v":0},{"$f":"'EnPI Table'!$E$50","v":0},{"$f":"'EnPI Table'!$E$62","v":0},{"$f":"'EnPI Table'!$E$74","v":0},{"$f":"'EnPI Table'!$E$86","v":0},{"$f":"'EnPI Table'!$E$98","v":0},{"$f":"'EnPI Table'!$E$110","v":1454.51},{"$f":"'EnPI Table'!$E$122","v":1370.16},{"$f":"'EnPI Table'!$E$134","v":1296.0899999999999},{"$f":"'EnPI Table'!$E$146","v":0},{"$f":"'EnPI Table'!$E$158","v":0},{"$f":"'EnPI Table'!$E$170","v":0},{"$f":"'EnPI Table'!$E$182","v":0},{"$f":"'EnPI Table'!$E$194","v":0},{"$f":"'EnPI Table'!$E$206","v":0},{"$f":"'EnPI Table'!$E$218","v":0},{"$f":"'EnPI Table'!$E$230","v":0},{"$f":"'EnPI Table'!$E$242","v":0},{"$f":"'EnPI Table'!$E$254","v":0},{"$f":"'EnPI Table'!$E$266","v":0},{"$f":"'EnPI Table'!$E$278","v":0},{"$f":"'EnPI Table'!$E$290","v":0},{"$f":"'EnPI Table'!$E$302","v":0}]
[null,null,null,null,null,null,null,null,null,null,null,null,null,null,null,{"$f":"'EnPI Table'!$E$15","v":0},{"$f":"'EnPI Table'!$E$27","v":0},{"$f":"'EnPI Table'!$E$39","v":0},{"$f":"'EnPI Table'!$E$51","v":0},{"$f":"'EnPI Table'!$E$63","v":0},{"$f":"'EnPI Table'!$E$75","v":0},{"$f":"'EnPI Table'!$E$87","v":0},{"$f":"'EnPI Table'!$E$99","v":0},{"$f":"'EnPI Table'!$E$111","v":1574.2},{"$f":"'EnPI Table'!$E$123","v":1290.28},{"$f":"'EnPI Table'!$E$135","v":1314.72},{"$f":"'EnPI Table'!$E$147","v":0},{"$f":"'EnPI Table'!$E$159","v":0},{"$f":"'EnPI Table'!$E$171","v":0},{"$f":"'EnPI Table'!$E$183","v":0},{"$f":"'EnPI Table'!$E$195","v":0},{"$f":"'EnPI Table'!$E$207","v":0},{"$f":"'EnPI Table'!$E$219","v":0},{"$f":"'EnPI Table'!$E$231","v":0},{"$f":"'EnPI Table'!$E$243","v":0},{"$f":"'EnPI Table'!$E$255","v":0},{"$f":"'EnPI Table'!$E$267","v":0},{"$f":"'EnPI Table'!$E$279","v":0},{"$f":"'EnPI Table'!$E$291","v":0},{"$f":"'EnPI Table'!$E$303","v":0}]
[null,null,null,null,null,null,null,null,null,null,null,null,null,null,null,{"$f":"'EnPI Table'!$E$16","v":0},{"$f":"'EnPI Table'!$E$28","v":0},{"$f":"'EnPI Table'!$E$40","v":0},{"$f":"'EnPI Table'!$E$52","v":0},{"$f":"'EnPI Table'!$E$64","v":0},{"$f":"'EnPI Table'!$E$76","v":0},{"$f":"'EnPI Table'!$E$88","v":0},{"$f":"'EnPI Table'!$E$100","v":0},{"$f":"'EnPI Table'!$E$112","v":2716.86},{"$f":"'EnPI Table'!$E$124","v":3303.78},{"$f":"'EnPI Table'!$E$136","v":3549.5},{"$f":"'EnPI Table'!$E$148","v":0},{"$f":"'EnPI Table'!$E$160","v":0},{"$f":"'EnPI Table'!$E$172","v":0},{"$f":"'EnPI Table'!$E$184","v":0},{"$f":"'EnPI Table'!$E$196","v":0},{"$f":"'EnPI Table'!$E$208","v":0},{"$f":"'EnPI Table'!$E$220","v":0},{"$f":"'EnPI Table'!$E$232","v":0},{"$f":"'EnPI Table'!$E$244","v":0},{"$f":"'EnPI Table'!$E$256","v":0},{"$f":"'EnPI Table'!$E$268","v":0},{"$f":"'EnPI Table'!$E$280","v":0},{"$f":"'EnPI Table'!$E$292","v":0},{"$f":"'EnPI Table'!$E$304","v":0}]
[null,null,null,null,null,null,null,null,null,null,null,null,null,null,null,{"$f":"'EnPI Table'!$E$17","v":0},{"$f":"'EnPI Table'!$E$29","v":0},{"$f":"'EnPI Table'!$E$41","v":0},{"$f":"'EnPI Table'!$E$53","v":0},{"$f":"'EnPI Table'!$E$65","v":0},{"$f":"'EnPI Table'!$E$77","v":0},{"$f":"'EnPI Table'!$E$89","v":0},{"$f":"'EnPI Table'!$E$101","v":0},{"$f":"'EnPI Table'!$E$113","v":14805.6},{"$f":"'EnPI Table'!$E$125","v":10788.72},{"$f":"'EnPI Table'!$E$137","v":12560.28},{"$f":"'EnPI Table'!$E$149","v":0},{"$f":"'EnPI Table'!$E$161","v":0},{"$f":"'EnPI Table'!$E$173","v":0},{"$f":"'EnPI Table'!$E$185","v":0},{"$f":"'EnPI Table'!$E$197","v":0},{"$f":"'EnPI Table'!$E$209","v":0},{"$f":"'EnPI Table'!$E$221","v":0},{"$f":"'EnPI Table'!$E$233","v":0},{"$f":"'EnPI Table'!$E$245","v":0},{"$f":"'EnPI Table'!$E$257","v":0},{"$f":"'EnPI Table'!$E$269","v":0},{"$f":"'EnPI Table'!$E$281","v":0},{"$f":"'EnPI Table'!$E$293","v":0},{"$f":"'EnPI Table'!$E$305","v":0}]
[null,null,null,null,null,null,null,null,null,null,null,null,null,null,null,{"$f":"'EnPI Table'!$E$18","v":0},{"$f":"'EnPI Table'!$E$30","v":0},{"$f":"'EnPI Table'!$E$42","v":0},{"$f":"'EnPI Table'!$E$54","v":0},{"$f":"'EnPI Table'!$E$66","v":0},{"$f":"'EnPI Table'!$E$78","v":0},{"$f":"'EnPI Table'!$E$90","v":0},{"$f":"'EnPI Table'!$E$102","v":0},{"$f":"'EnPI Table'!$E$114","v":15002.7},{"$f":"'EnPI Table'!$E$126","v":18571.240000000002},{"$f":"'EnPI Table'!$E$138","v":15972.56},{"$f":"'EnPI Table'!$E$150","v":0},{"$f":"'EnPI Table'!$E$162","v":0},{"$f":"'EnPI Table'!$E$174","v":0},{"$f":"'EnPI Table'!$E$186","v":0},{"$f":"'EnPI Table'!$E$198","v":0},{"$f":"'EnPI Table'!$E$210","v":0},{"$f":"'EnPI Table'!$E$222","v":0},{"$f":"'EnPI Table'!$E$234","v":0},{"$f":"'EnPI Table'!$E$246","v":0},{"$f":"'EnPI Table'!$E$258","v":0},{"$f":"'EnPI Table'!$E$270","v":0},{"$f":"'EnPI Table'!$E$282","v":0},{"$f":"'EnPI Table'!$E$294","v":0},{"$f":"'EnPI Table'!$E$306","v":0}]
[null,null,null,null,null,null,null,null,null,null,null,null,null,null,null,{"$f":"'EnPI Table'!$E$19","v":0},{"$f":"'EnPI Table'!$E$31","v":0},{"$f":"'EnPI Table'!$E$43","v":0},{"$f":"'EnPI Table'!$E$55","v":0},{"$f":"'EnPI Table'!$E$67","v":0},{"$f":"'EnPI Table'!$E$79","v":0},{"$f":"'EnPI Table'!$E$91","v":0},{"$f":"'EnPI Table'!$E$103","v":0},{"$f":"'EnPI Table'!$E$115","v":19376.490000000002},{"$f":"'EnPI Table'!$E$127","v":22473.31},{"$f":"'EnPI Table'!$E$139","v":22091.98},{"$f":"'EnPI Table'!$E$151","v":0},{"$f":"'EnPI Table'!$E$163","v":0},{"$f":"'EnPI Table'!$E$175","v":0},{"$f":"'EnPI Table'!$E$187","v":0},{"$f":"'EnPI Table'!$E$199","v":0},{"$f":"'EnPI Table'!$E$211","v":0},{"$f":"'EnPI Table'!$E$223","v":0},{"$f":"'EnPI Table'!$E$235","v":0},{"$f":"'EnPI Table'!$E$247","v":0},{"$f":"'EnPI Table'!$E$259","v":0},{"$f":"'EnPI Table'!$E$271","v":0},{"$f":"'EnPI Table'!$E$283","v":0},{"$f":"'EnPI Table'!$E$295","v":0},{"$f":"'EnPI Table'!$E$307","v":0}]
[null,null,null,null,null,null,null,null,null,null,null,null,null,null,null,{"$f":"'EnPI Table'!$E$20","v":0},{"$f":"'EnPI Table'!$E$32","v":0},{"$f":"'EnPI Table'!$E$44","v":0},{"$f":"'EnPI Table'!$E$56","v":0},{"$f":"'EnPI Table'!$E$68","v":0},{"$f":"'EnPI Table'!$E$80","v":0},{"$f":"'EnPI Table'!$E$92","v":0},{"$f":"'EnPI Table'!$E$104","v":0},{"$f":"'EnPI Table'!$E$116","v":21091.29},{"$f":"'EnPI Table'!$E$128","v":20868.12},{"$f":"'EnPI Table'!$E$140","v":26033.46},{"$f":"'EnPI Table'!$E$152","v":0},{"$f":"'EnPI Table'!$E$164","v":0},{"$f":"'EnPI Table'!$E$176","v":0},{"$f":"'EnPI Table'!$E$188","v":0},{"$f":"'EnPI Table'!$E$200","v":0},{"$f":"'EnPI Table'!$E$212","v":0},{"$f":"'EnPI Table'!$E$224","v":0},{"$f":"'EnPI Table'!$E$236","v":0},{"$f":"'EnPI Table'!$E$248","v":0},{"$f":"'EnPI Table'!$E$260","v":0},{"$f":"'EnPI Table'!$E$272","v":0},{"$f":"'EnPI Table'!$E$284","v":0},{"$f":"'EnPI Table'!$E$296","v":0},{"$f":"'EnPI Table'!$E$308","v":0}]
[null,null,null,null,null,null,null,null,null,null,null,null,null,null,null,{"$f":"'EnPI Table'!$E$21","v":0},{"$f":"'EnPI Table'!$E$33","v":0},{"$f":"'EnPI Table'!$E$45","v":0},{"$f":"'EnPI Table'!$E$57","v":0},{"$f":"'EnPI Table'!$E$69","v":0},{"$f":"'EnPI Table'!$E$81","v":0},{"$f":"'EnPI Table'!$E$93","v":0},{"$f":"'EnPI Table'!$E$105","v":0},{"$f":"'EnPI Table'!$E$117","v":17018.61},{"$f":"'EnPI Table'!$E$129","v":16513.400000000001},{"$f":"'EnPI Table'!$E$141","v":15243.17},{"$f":"'EnPI Table'!$E$153","v":0},{"$f":"'EnPI Table'!$E$165","v":0},{"$f":"'EnPI Table'!$E$177","v":0},{"$f":"'EnPI Table'!$E$189","v":0},{"$f":"'EnPI Table'!$E$201","v":0},{"$f":"'EnPI Table'!$E$213","v":0},{"$f":"'EnPI Table'!$E$225","v":0},{"$f":"'EnPI Table'!$E$237","v":0},{"$f":"'EnPI Table'!$E$249","v":0},{"$f":"'EnPI Table'!$E$261","v":0},{"$f":"'EnPI Table'!$E$273","v":0},{"$f":"'EnPI Table'!$E$285","v":0},{"$f":"'EnPI Table'!$E$297","v":0},{"$f":"'EnPI Table'!$E$309","v":0}]
[]
[null,null,null,null,null,null,null,null,null,null,null,null,null,null,null,{"$f":"'EnPI Table'!$F$10","v":0},{"$f":"'EnPI Table'!$F$22","v":0},{"$f":"'EnPI Table'!$F$34","v":0},{"$f":"'EnPI Table'!$F$46","v":0},{"$f":"'EnPI Table'!$F$58","v":0},{"$f":"'EnPI Table'!$F$70","v":0},{"$f":"'EnPI Table'!$F$82","v":0},{"$f":"'EnPI Table'!$F$94","v":0},{"$f":"'EnPI Table'!$F$106","v":0},{"$f":"'EnPI Table'!$F$118","v":0},{"$f":"'EnPI Table'!$F$130","v":0},{"$f":"'EnPI Table'!$F$142","v":0},{"$f":"'EnPI Table'!$F$154","v":0},{"$f":"'EnPI Table'!$F$166","v":0},{"$f":"'EnPI Table'!$F$178","v":0},{"$f":"'EnPI Table'!$F$190","v":0},{"$f":"'EnPI Table'!$F$202","v":0},{"$f":"'EnPI Table'!$F$214","v":0},{"$f":"'EnPI Table'!$F$226","v":0},{"$f":"'EnPI Table'!$F$238","v":0},{"$f":"'EnPI Table'!$F$250","v":0},{"$f":"'EnPI Table'!$F$262","v":0},{"$f":"'EnPI Table'!$F$274","v":0},{"$f":"'EnPI Table'!$F$286","v":0},{"$f":"'EnPI Table'!$F$298","v":0}]
[null,null,null,null,null,null,null,null,null,null,null,null,null,null,null,{"$f":"'EnPI Table'!$F$11","v":0},{"$f":"'EnPI Table'!$F$23","v":0},{"$f":"'EnPI Table'!$F$35","v":0},{"$f":"'EnPI Table'!$F$47","v":0},{"$f":"'EnPI Table'!$F$59","v":0},{"$f":"'EnPI Table'!$F$71","v":0},{"$f":"'EnPI Table'!$F$83","v":0},{"$f":"'EnPI Table'!$F$95","v":0},{"$f":"'EnPI Table'!$F$107","v":0},{"$f":"'EnPI Table'!$F$119","v":0},{"$f":"'EnPI Table'!$F$131","v":0},{"$f":"'EnPI Table'!$F$143","v":0},{"$f":"'EnPI Table'!$F$155","v":0},{"$f":"'EnPI Table'!$F$167","v":0},{"$f":"'EnPI Table'!$F$179","v":0},{"$f":"'EnPI Table'!$F$191","v":0},{"$f":"'EnPI Table'!$F$203","v":0},{"$f":"'EnPI Table'!$F$215","v":0},{"$f":"'EnPI Table'!$F$227","v":0},{"$f":"'EnPI Table'!$F$239","v":0},{"$f":"'EnPI Table'!$F$251","v":0},{"$f":"'EnPI Table'!$F$263","v":0},{"$f":"'EnPI Table'!$F$275","v":0},{"$f":"'EnPI Table'!$F$287","v":0},{"$f":"'EnPI Table'!$F$299","v":0}]
[null,null,null,null,null,null,null,null,null,null,null,null,null,null,null,{"$f":"'EnPI Table'!$F$12","v":0},{"$f":"'EnPI Table'!$F$24","v":0},{"$f":"'EnPI Table'!$F$36","v":0},{"$f":"'EnPI Table'!$F$48","v":0},{"$f":"'EnPI Table'!$F$60","v":0},{"$f":"'EnPI Table'!$F$72","v":0},{"$f":"'EnPI Table'!$F$84","v":0},{"$f":"'EnPI Table'!$F$96","v":0},{"$f":"'EnPI Table'!$F$108","v":0},{"$f":"'EnPI Table'!$F$120","v":0},{"$f":"'EnPI Table'!$F$132","v":0},{"$f":"'EnPI Table'!$F$144","v":0},{"$f":"'EnPI Table'!$F$156","v":0},{"$f":"'EnPI Table'!$F$168","v":0},{"$f":"'EnPI Table'!$F$180","v":0},{"$f":"'EnPI Table'!$F$192","v":0},{"$f":"'EnPI Table'!$F$204","v":0},{"$f":"'EnPI Table'!$F$216","v":0},{"$f":"'EnPI Table'!$F$228","v":0},{"$f":"'EnPI Table'!$F$240","v":0},{"$f":"'EnPI Table'!$F$252","v":0},{"$f":"'EnPI Table'!$F$264","v":0},{"$f":"'EnPI Table'!$F$276","v":0},{"$f":"'EnPI Table'!$F$288","v":0},{"$f":"'EnPI Table'!$F$300","v":0}]
[null,null,null,null,null,null,null,null,null,null,null,null,null,null,null,{"$f":"'EnPI Table'!$F$13","v":0},{"$f":"'EnPI Table'!$F$25","v":0},{"$f":"'EnPI Table'!$F$37","v":0},{"$f":"'EnPI Table'!$F$49","v":0},{"$f":"'EnPI Table'!$F$61","v":0},{"$f":"'EnPI Table'!$F$73","v":0},{"$f":"'EnPI Table'!$F$85","v":0},{"$f":"'EnPI Table'!$F$97","v":0},{"$f":"'EnPI Table'!$F$109","v":0},{"$f":"'EnPI Table'!$F$121","v":0},{"$f":"'EnPI Table'!$F$133","v":0},{"$f":"'EnPI Table'!$F$145","v":0},{"$f":"'EnPI Table'!$F$157","v":0},{"$f":"'EnPI Table'!$F$169","v":0},{"$f":"'EnPI Table'!$F$181","v":0},{"$f":"'EnPI Table'!$F$193","v":0},{"$f":"'EnPI Table'!$F$205","v":0},{"$f":"'EnPI Table'!$F$217","v":0},{"$f":"'EnPI Table'!$F$229","v":0},{"$f":"'EnPI Table'!$F$241","v":0},{"$f":"'EnPI Table'!$F$253","v":0},{"$f":"'EnPI Table'!$F$265","v":0},{"$f":"'EnPI Table'!$F$277","v":0},{"$f":"'EnPI Table'!$F$289","v":0},{"$f":"'EnPI Table'!$F$301","v":0}]
[null,null,null,null,null,null,null,null,null,null,null,null,null,null,null,{"$f":"'EnPI Table'!$F$14","v":0},{"$f":"'EnPI Table'!$F$26","v":0},{"$f":"'EnPI Table'!$F$38","v":0},{"$f":"'EnPI Table'!$F$50","v":0},{"$f":"'EnPI Table'!$F$62","v":0},{"$f":"'EnPI Table'!$F$74","v":0},{"$f":"'EnPI Table'!$F$86","v":0},{"$f":"'EnPI Table'!$F$98","v":0},{"$f":"'EnPI Table'!$F$110","v":0},{"$f":"'EnPI Table'!$F$122","v":0},{"$f":"'EnPI Table'!$F$134","v":0},{"$f":"'EnPI Table'!$F$146","v":0},{"$f":"'EnPI Table'!$F$158","v":0},{"$f":"'EnPI Table'!$F$170","v":0},{"$f":"'EnPI Table'!$F$182","v":0},{"$f":"'EnPI Table'!$F$194","v":0},{"$f":"'EnPI Table'!$F$206","v":0},{"$f":"'EnPI Table'!$F$218","v":0},{"$f":"'EnPI Table'!$F$230","v":0},{"$f":"'EnPI Table'!$F$242","v":0},{"$f":"'EnPI Table'!$F$254","v":0},{"$f":"'EnPI Table'!$F$266","v":0},{"$f":"'EnPI Table'!$F$278","v":0},{"$f":"'EnPI Table'!$F$290","v":0},{"$f":"'EnPI Table'!$F$302","v":0}]
[null,null,null,null,null,null,null,null,null,null,null,null,null,null,null,{"$f":"'EnPI Table'!$F$15","v":0},{"$f":"'EnPI Table'!$F$27","v":0},{"$f":"'EnPI Table'!$F$39","v":0},{"$f":"'EnPI Table'!$F$51","v":0},{"$f":"'EnPI Table'!$F$63","v":0},{"$f":"'EnPI Table'!$F$75","v":0},{"$f":"'EnPI Table'!$F$87","v":0},{"$f":"'EnPI Table'!$F$99","v":0},{"$f":"'EnPI Table'!$F$111","v":0},{"$f":"'EnPI Table'!$F$123","v":0},{"$f":"'EnPI Table'!$F$135","v":0},{"$f":"'EnPI Table'!$F$147","v":0},{"$f":"'EnPI Table'!$F$159","v":0},{"$f":"'EnPI Table'!$F$171","v":0},{"$f":"'EnPI Table'!$F$183","v":0},{"$f":"'EnPI Table'!$F$195","v":0},{"$f":"'EnPI Table'!$F$207","v":0},{"$f":"'EnPI Table'!$F$219","v":0},{"$f":"'EnPI Table'!$F$231","v":0},{"$f":"'EnPI Table'!$F$243","v":0},{"$f":"'EnPI Table'!$F$255","v":0},{"$f":"'EnPI Table'!$F$267","v":0},{"$f":"'EnPI Table'!$F$279","v":0},{"$f":"'EnPI Table'!$F$291","v":0},{"$f":"'EnPI Table'!$F$303","v":0}]
[null,null,null,null,null,null,null,null,null,null,null,null,null,null,null,{"$f":"'EnPI Table'!$F$16","v":0},{"$f":"'EnPI Table'!$F$28","v":0},{"$f":"'EnPI Table'!$F$40","v":0},{"$f":"'EnPI Table'!$F$52","v":0},{"$f":"'EnPI Table'!$F$64","v":0},{"$f":"'EnPI Table'!$F$76","v":0},{"$f":"'EnPI Table'!$F$88","v":0},{"$f":"'EnPI Table'!$F$100","v":0},{"$f":"'EnPI Table'!$F$112","v":0},{"$f":"'EnPI Table'!$F$124","v":0},{"$f":"'EnPI Table'!$F$136","v":0},{"$f":"'EnPI Table'!$F$148","v":0},{"$f":"'EnPI Table'!$F$160","v":0},{"$f":"'EnPI Table'!$F$172","v":0},{"$f":"'EnPI Table'!$F$184","v":0},{"$f":"'EnPI Table'!$F$196","v":0},{"$f":"'EnPI Table'!$F$208","v":0},{"$f":"'EnPI Table'!$F$220","v":0},{"$f":"'EnPI Table'!$F$232","v":0},{"$f":"'EnPI Table'!$F$244","v":0},{"$f":"'EnPI Table'!$F$256","v":0},{"$f":"'EnPI Table'!$F$268","v":0},{"$f":"'EnPI Table'!$F$280","v":0},{"$f":"'EnPI Table'!$F$292","v":0},{"$f":"'EnPI Table'!$F$304","v":0}]
[null,null,null,null,null,null,null,null,null,null,null,null,null,null,null,{"$f":"'EnPI Table'!$F$17","v":0},{"$f":"'EnPI Table'!$F$29","v":0},{"$f":"'EnPI Table'!$F$41","v":0},{"$f":"'EnPI Table'!$F$53","v":0},{"$f":"'EnPI Table'!$F$65","v":0},{"$f":"'EnPI Table'!$F$77","v":0},{"$f":"'EnPI Table'!$F$89","v":0},{"$f":"'EnPI Table'!$F$101","v":0},{"$f":"'EnPI Table'!$F$113","v":0},{"$f":"'EnPI Table'!$F$125","v":0},{"$f":"'EnPI Table'!$F$137","v":0},{"$f":"'EnPI Table'!$F$149","v":0},{"$f":"'EnPI Table'!$F$161","v":0},{"$f":"'EnPI Table'!$F$173","v":0},{"$f":"'EnPI Table'!$F$185","v":0},{"$f":"'EnPI Table'!$F$197","v":0},{"$f":"'EnPI Table'!$F$209","v":0},{"$f":"'EnPI Table'!$F$221","v":0},{"$f":"'EnPI Table'!$F$233","v":0},{"$f":"'EnPI Table'!$F$245","v":0},{"$f":"'EnPI Table'!$F$257","v":0},{"$f":"'EnPI Table'!$F$269","v":0},{"$f":"'EnPI Table'!$F$281","v":0},{"$f":"'EnPI Table'!$F$293","v":0},{"$f":"'EnPI Table'!$F$305","v":0}]
[null,null,null,null,null,null,null,null,null,null,null,null,null,null,null,{"$f":"'EnPI Table'!$F$18","v":0},{"$f":"'EnPI Table'!$F$30","v":0},{"$f":"'EnPI Table'!$F$42","v":0},{"$f":"'EnPI Table'!$F$54","v":0},{"$f":"'EnPI Table'!$F$66","v":0},{"$f":"'EnPI Table'!$F$78","v":0},{"$f":"'EnPI Table'!$F$90","v":0},{"$f":"'EnPI Table'!$F$102","v":0},{"$f":"'EnPI Table'!$F$114","v":0},{"$f":"'EnPI Table'!$F$126","v":0},{"$f":"'EnPI Table'!$F$138","v":0},{"$f":"'EnPI Table'!$F$150","v":0},{"$f":"'EnPI Table'!$F$162","v":0},{"$f":"'EnPI Table'!$F$174","v":0},{"$f":"'EnPI Table'!$F$186","v":0},{"$f":"'EnPI Table'!$F$198","v":0},{"$f":"'EnPI Table'!$F$210","v":0},{"$f":"'EnPI Table'!$F$222","v":0},{"$f":"'EnPI Table'!$F$234","v":0},{"$f":"'EnPI Table'!$F$246","v":0},{"$f":"'EnPI Table'!$F$258","v":0},{"$f":"'EnPI Table'!$F$270","v":0},{"$f":"'EnPI Table'!$F$282","v":0},{"$f":"'EnPI Table'!$F$294","v":0},{"$f":"'EnPI Table'!$F$306","v":0}]
[null,null,null,null,null,null,null,null,null,null,null,null,null,null,null,{"$f":"'EnPI Table'!$F$19","v":0},{"$f":"'EnPI Table'!$F$31","v":0},{"$f":"'EnPI Table'!$F$43","v":0},{"$f":"'EnPI Table'!$F$55","v":0},{"$f":"'EnPI Table'!$F$67","v":0},{"$f":"'EnPI Table'!$F$79","v":0},{"$f":"'EnPI Table'!$F$91","v":0},{"$f":"'EnPI Table'!$F$103","v":0},{"$f":"'EnPI Table'!$F$115","v":0},{"$f":"'EnPI Table'!$F$127","v":0},{"$f":"'EnPI Table'!$F$139","v":0},{"$f":"'EnPI Table'!$F$151","v":0},{"$f":"'EnPI Table'!$F$163","v":0},{"$f":"'EnPI Table'!$F$175","v":0},{"$f":"'EnPI Table'!$F$187","v":0},{"$f":"'EnPI Table'!$F$199","v":0},{"$f":"'EnPI Table'!$F$211","v":0},{"$f":"'EnPI Table'!$F$223","v":0},{"$f":"'EnPI Table'!$F$235","v":0},{"$f":"'EnPI Table'!$F$247","v":0},{"$f":"'EnPI Table'!$F$259","v":0},{"$f":"'EnPI Table'!$F$271","v":0},{"$f":"'EnPI Table'!$F$283","v":0},{"$f":"'EnPI Table'!$F$295","v":0},{"$f":"'EnPI Table'!$F$307","v":0}]
[null,null,null,null,null,null,null,null,null,null,null,null,null,null,null,{"$f":"'EnPI Table'!$F$20","v":0},{"$f":"'EnPI Table'!$F$32","v":0},{"$f":"'EnPI Table'!$F$44","v":0},{"$f":"'EnPI Table'!$F$56","v":0},{"$f":"'EnPI Table'!$F$68","v":0},{"$f":"'EnPI Table'!$F$80","v":0},{"$f":"'EnPI Table'!$F$92","v":0},{"$f":"'EnPI Table'!$F$104","v":0},{"$f":"'EnPI Table'!$F$116","v":0},{"$f":"'EnPI Table'!$F$128","v":0},{"$f":"'EnPI Table'!$F$140","v":0},{"$f":"'EnPI Table'!$F$152","v":0},{"$f":"'EnPI Table'!$F$164","v":0},{"$f":"'EnPI Table'!$F$176","v":0},{"$f":"'EnPI Table'!$F$188","v":0},{"$f":"'EnPI Table'!$F$200","v":0},{"$f":"'EnPI Table'!$F$212","v":0},{"$f":"'EnPI Table'!$F$224","v":0},{"$f":"'EnPI Table'!$F$236","v":0},{"$f":"'EnPI Table'!$F$248","v":0},{"$f":"'EnPI Table'!$F$260","v":0},{"$f":"'EnPI Table'!$F$272","v":0},{"$f":"'EnPI Table'!$F$284","v":0},{"$f":"'EnPI Table'!$F$296","v":0},{"$f":"'EnPI Table'!$F$308","v":0}]
[null,null,null,null,null,null,null,null,null,null,null,null,null,null,null,{"$f":"'EnPI Table'!$F$21","v":0},{"$f":"'EnPI Table'!$F$33","v":0},{"$f":"'EnPI Table'!$F$45","v":0},{"$f":"'EnPI Table'!$F$57","v":0},{"$f":"'EnPI Table'!$F$69","v":0},{"$f":"'EnPI Table'!$F$81","v":0},{"$f":"'EnPI Table'!$F$93","v":0},{"$f":"'EnPI Table'!$F$105","v":0},{"$f":"'EnPI Table'!$F$117","v":0},{"$f":"'EnPI Table'!$F$129","v":0},{"$f":"'EnPI Table'!$F$141","v":0},{"$f":"'EnPI Table'!$F$153","v":0},{"$f":"'EnPI Table'!$F$165","v":0},{"$f":"'EnPI Table'!$F$177","v":0},{"$f":"'EnPI Table'!$F$189","v":0},{"$f":"'EnPI Table'!$F$201","v":0},{"$f":"'EnPI Table'!$F$213","v":0},{"$f":"'EnPI Table'!$F$225","v":0},{"$f":"'EnPI Table'!$F$237","v":0},{"$f":"'EnPI Table'!$F$249","v":0},{"$f":"'EnPI Table'!$F$261","v":0},{"$f":"'EnPI Table'!$F$273","v":0},{"$f":"'EnPI Table'!$F$285","v":0},{"$f":"'EnPI Table'!$F$297","v":0},{"$f":"'EnPI Table'!$F$309","v":0}]
[]
[null,null,null,null,null,null,null,null,null,null,null,null,null,null,null,{"$f":"'EnPI Table'!$G$10","v":0},{"$f":"'EnPI Table'!$G$22","v":0},{"$f":"'EnPI Table'!$G$34","v":0},{"$f":"'EnPI Table'!$G$46","v":0},{"$f":"'EnPI Table'!$G$58","v":0},{"$f":"'EnPI Table'!$G$70","v":0},{"$f":"'EnPI Table'!$G$82","v":0},{"$f":"'EnPI Table'!$G$94","v":0},{"$f":"'EnPI Table'!$G$106","v":0},{"$f":"'EnPI Table'!$G$118","v":0},{"$f":"'EnPI Table'!$G$130","v":0},{"$f":"'EnPI Table'!$G$142","v":0},{"$f":"'EnPI Table'!$G$154","v":0},{"$f":"'EnPI Table'!$G$166","v":0},{"$f":"'EnPI Table'!$G$178","v":0},{"$f":"'EnPI Table'!$G$190","v":0},{"$f":"'EnPI Table'!$G$202","v":0},{"$f":"'EnPI Table'!$G$214","v":0},{"$f":"'EnPI Table'!$G$226","v":0},{"$f":"'EnPI Table'!$G$238","v":0},{"$f":"'EnPI Table'!$G$250","v":0},{"$f":"'EnPI Table'!$G$262","v":0},{"$f":"'EnPI Table'!$G$274","v":0},{"$f":"'EnPI Table'!$G$286","v":0},{"$f":"'EnPI Table'!$G$298","v":0}]
[null,null,null,null,null,null,null,null,null,null,null,null,null,null,null,{"$f":"'EnPI Table'!$G$11","v":0},{"$f":"'EnPI Table'!$G$23","v":0},{"$f":"'EnPI Table'!$G$35","v":0},{"$f":"'EnPI Table'!$G$47","v":0},{"$f":"'EnPI Table'!$G$59","v":0},{"$f":"'EnPI Table'!$G$71","v":0},{"$f":"'EnPI Table'!$G$83","v":0},{"$f":"'EnPI Table'!$G$95","v":0},{"$f":"'EnPI Table'!$G$107","v":0},{"$f":"'EnPI Table'!$G$119","v":0},{"$f":"'EnPI Table'!$G$131","v":0},{"$f":"'EnPI Table'!$G$143","v":0},{"$f":"'EnPI Table'!$G$155","v":0},{"$f":"'EnPI Table'!$G$167","v":0},{"$f":"'EnPI Table'!$G$179","v":0},{"$f":"'EnPI Table'!$G$191","v":0},{"$f":"'EnPI Table'!$G$203","v":0},{"$f":"'EnPI Table'!$G$215","v":0},{"$f":"'EnPI Table'!$G$227","v":0},{"$f":"'EnPI Table'!$G$239","v":0},{"$f":"'EnPI Table'!$G$251","v":0},{"$f":"'EnPI Table'!$G$263","v":0},{"$f":"'EnPI Table'!$G$275","v":0},{"$f":"'EnPI Table'!$G$287","v":0},{"$f":"'EnPI Table'!$G$299","v":0}]
[null,null,null,null,null,null,null,null,null,null,null,null,null,null,null,{"$f":"'EnPI Table'!$G$12","v":0},{"$f":"'EnPI Table'!$G$24","v":0},{"$f":"'EnPI Table'!$G$36","v":0},{"$f":"'EnPI Table'!$G$48","v":0},{"$f":"'EnPI Table'!$G$60","v":0},{"$f":"'EnPI Table'!$G$72","v":0},{"$f":"'EnPI Table'!$G$84","v":0},{"$f":"'EnPI Table'!$G$96","v":0},{"$f":"'EnPI Table'!$G$108","v":0},{"$f":"'EnPI Table'!$G$120","v":0},{"$f":"'EnPI Table'!$G$132","v":0},{"$f":"'EnPI Table'!$G$144","v":0},{"$f":"'EnPI Table'!$G$156","v":0},{"$f":"'EnPI Table'!$G$168","v":0},{"$f":"'EnPI Table'!$G$180","v":0},{"$f":"'EnPI Table'!$G$192","v":0},{"$f":"'EnPI Table'!$G$204","v":0},{"$f":"'EnPI Table'!$G$216","v":0},{"$f":"'EnPI Table'!$G$228","v":0},{"$f":"'EnPI Table'!$G$240","v":0},{"$f":"'EnPI Table'!$G$252","v":0},{"$f":"'EnPI Table'!$G$264","v":0},{"$f":"'EnPI Table'!$G$276","v":0},{"$f":"'EnPI Table'!$G$288","v":0},{"$f":"'EnPI Table'!$G$300","v":0}]
[null,null,null,null,null,null,null,null,null,null,null,null,null,null,null,{"$f":"'EnPI Table'!$G$13","v":0},{"$f":"'EnPI Table'!$G$25","v":0},{"$f":"'EnPI Table'!$G$37","v":0},{"$f":"'EnPI Table'!$G$49","v":0},{"$f":"'EnPI Table'!$G$61","v":0},{"$f":"'EnPI Table'!$G$73","v":0},{"$f":"'EnPI Table'!$G$85","v":0},{"$f":"'EnPI Table'!$G$97","v":0},{"$f":"'EnPI Table'!$G$109","v":0},{"$f":"'EnPI Table'!$G$121","v":0},{"$f":"'EnPI Table'!$G$133","v":0},{"$f":"'EnPI Table'!$G$145","v":0},{"$f":"'EnPI Table'!$G$157","v":0},{"$f":"'EnPI Table'!$G$169","v":0},{"$f":"'EnPI Table'!$G$181","v":0},{"$f":"'EnPI Table'!$G$193","v":0},{"$f":"'EnPI Table'!$G$205","v":0},{"$f":"'EnPI Table'!$G$217","v":0},{"$f":"'EnPI Table'!$G$229","v":0},{"$f":"'EnPI Table'!$G$241","v":0},{"$f":"'EnPI Table'!$G$253","v":0},{"$f":"'EnPI Table'!$G$265","v":0},{"$f":"'EnPI Table'!$G$277","v":0},{"$f":"'EnPI Table'!$G$289","v":0},{"$f":"'EnPI Table'!$G$301","v":0}]
[null,null,null,null,null,null,null,null,null,null,null,null,null,null,null,{"$f":"'EnPI Table'!$G$14","v":0},{"$f":"'EnPI Table'!$G$26","v":0},{"$f":"'EnPI Table'!$G$38","v":0},{"$f":"'EnPI Table'!$G$50","v":0},{"$f":"'EnPI Table'!$G$62","v":0},{"$f":"'EnPI Table'!$G$74","v":0},{"$f":"'EnPI Table'!$G$86","v":0},{"$f":"'EnPI Table'!$G$98","v":0},{"$f":"'EnPI Table'!$G$110","v":0},{"$f":"'EnPI Table'!$G$122","v":0},{"$f":"'EnPI Table'!$G$134","v":0},{"$f":"'EnPI Table'!$G$146","v":0},{"$f":"'EnPI Table'!$G$158","v":0},{"$f":"'EnPI Table'!$G$170","v":0},{"$f":"'EnPI Table'!$G$182","v":0},{"$f":"'EnPI Table'!$G$194","v":0},{"$f":"'EnPI Table'!$G$206","v":0},{"$f":"'EnPI Table'!$G$218","v":0},{"$f":"'EnPI Table'!$G$230","v":0},{"$f":"'EnPI Table'!$G$242","v":0},{"$f":"'EnPI Table'!$G$254","v":0},{"$f":"'EnPI Table'!$G$266","v":0},{"$f":"'EnPI Table'!$G$278","v":0},{"$f":"'EnPI Table'!$G$290","v":0},{"$f":"'EnPI Table'!$G$302","v":0}]
[null,null,null,null,null,null,null,null,null,null,null,null,null,null,null,{"$f":"'EnPI Table'!$G$15","v":0},{"$f":"'EnPI Table'!$G$27","v":0},{"$f":"'EnPI Table'!$G$39","v":0},{"$f":"'EnPI Table'!$G$51","v":0},{"$f":"'EnPI Table'!$G$63","v":0},{"$f":"'EnPI Table'!$G$75","v":0},{"$f":"'EnPI Table'!$G$87","v":0},{"$f":"'EnPI Table'!$G$99","v":0},{"$f":"'EnPI Table'!$G$111","v":0},{"$f":"'EnPI Table'!$G$123","v":0},{"$f":"'EnPI Table'!$G$135","v":0},{"$f":"'EnPI Table'!$G$147","v":0},{"$f":"'EnPI Table'!$G$159","v":0},{"$f":"'EnPI Table'!$G$171","v":0},{"$f":"'EnPI Table'!$G$183","v":0},{"$f":"'EnPI Table'!$G$195","v":0},{"$f":"'EnPI Table'!$G$207","v":0},{"$f":"'EnPI Table'!$G$219","v":0},{"$f":"'EnPI Table'!$G$231","v":0},{"$f":"'EnPI Table'!$G$243","v":0},{"$f":"'EnPI Table'!$G$255","v":0},{"$f":"'EnPI Table'!$G$267","v":0},{"$f":"'EnPI Table'!$G$279","v":0},{"$f":"'EnPI Table'!$G$291","v":0},{"$f":"'EnPI Table'!$G$303","v":0}]
[null,null,null,null,null,null,null,null,null,null,null,null,null,null,null,{"$f":"'EnPI Table'!$G$16","v":0},{"$f":"'EnPI Table'!$G$28","v":0},{"$f":"'EnPI Table'!$G$40","v":0},{"$f":"'EnPI Table'!$G$52","v":0},{"$f":"'EnPI Table'!$G$64","v":0},{"$f":"'EnPI Table'!$G$76","v":0},{"$f":"'EnPI Table'!$G$88","v":0},{"$f":"'EnPI Table'!$G$100","v":0},{"$f":"'EnPI Table'!$G$112","v":0},{"$f":"'EnPI Table'!$G$124","v":0},{"$f":"'EnPI Table'!$G$136","v":0},{"$f":"'EnPI Table'!$G$148","v":0},{"$f":"'EnPI Table'!$G$160","v":0},{"$f":"'EnPI Table'!$G$172","v":0},{"$f":"'EnPI Table'!$G$184","v":0},{"$f":"'EnPI Table'!$G$196","v":0},{"$f":"'EnPI Table'!$G$208","v":0},{"$f":"'EnPI Table'!$G$220","v":0},{"$f":"'EnPI Table'!$G$232","v":0},{"$f":"'EnPI Table'!$G$244","v":0},{"$f":"'EnPI Table'!$G$256","v":0},{"$f":"'EnPI Table'!$G$268","v":0},{"$f":"'EnPI Table'!$G$280","v":0},{"$f":"'EnPI Table'!$G$292","v":0},{"$f":"'EnPI Table'!$G$304","v":0}]
[null,null,null,null,null,null,null,null,null,null,null,null,null,null,null,{"$f":"'EnPI Table'!$G$17","v":0},{"$f":"'EnPI Table'!$G$29","v":0},{"$f":"'EnPI Table'!$G$41","v":0},{"$f":"'EnPI Table'!$G$53","v":0},{"$f":"'EnPI Table'!$G$65","v":0},{"$f":"'EnPI Table'!$G$77","v":0},{"$f":"'EnPI Table'!$G$89","v":0},{"$f":"'EnPI Table'!$G$101","v":0},{"$f":"'EnPI Table'!$G$113","v":0},{"$f":"'EnPI Table'!$G$125","v":0},{"$f":"'EnPI Table'!$G$137","v":0},{"$f":"'EnPI Table'!$G$149","v":0},{"$f":"'EnPI Table'!$G$161","v":0},{"$f":"'EnPI Table'!$G$173","v":0},{"$f":"'EnPI Table'!$G$185","v":0},{"$f":"'EnPI Table'!$G$197","v":0},{"$f":"'EnPI Table'!$G$209","v":0},{"$f":"'EnPI Table'!$G$221","v":0},{"$f":"'EnPI Table'!$G$233","v":0},{"$f":"'EnPI Table'!$G$245","v":0},{"$f":"'EnPI Table'!$G$257","v":0},{"$f":"'EnPI Table'!$G$269","v":0},{"$f":"'EnPI Table'!$G$281","v":0},{"$f":"'EnPI Table'!$G$293","v":0},{"$f":"'EnPI Table'!$G$305","v":0}]
[null,null,null,null,null,null,null,null,null,null,null,null,null,null,null,{"$f":"'EnPI Table'!$G$18","v":0},{"$f":"'EnPI Table'!$G$30","v":0},{"$f":"'EnPI Table'!$G$42","v":0},{"$f":"'EnPI Table'!$G$54","v":0},{"$f":"'EnPI Table'!$G$66","v":0},{"$f":"'EnPI Table'!$G$78","v":0},{"$f":"'EnPI Table'!$G$90","v":0},{"$f":"'EnPI Table'!$G$102","v":0},{"$f":"'EnPI Table'!$G$114","v":0},{"$f":"'EnPI Table'!$G$126","v":0},{"$f":"'EnPI Table'!$G$138","v":0},{"$f":"'EnPI Table'!$G$150","v":0},{"$f":"'EnPI Table'!$G$162","v":0},{"$f":"'EnPI Table'!$G$174","v":0},{"$f":"'EnPI Table'!$G$186","v":0},{"$f":"'EnPI Table'!$G$198","v":0},{"$f":"'EnPI Table'!$G$210","v":0},{"$f":"'EnPI Table'!$G$222","v":0},{"$f":"'EnPI Table'!$G$234","v":0},{"$f":"'EnPI Table'!$G$246","v":0},{"$f":"'EnPI Table'!$G$258","v":0},{"$f":"'EnPI Table'!$G$270","v":0},{"$f":"'EnPI Table'!$G$282","v":0},{"$f":"'EnPI Table'!$G$294","v":0},{"$f":"'EnPI Table'!$G$306","v":0}]
[null,null,null,null,null,null,null,null,null,null,null,null,null,null,null,{"$f":"'EnPI Table'!$G$19","v":0},{"$f":"'EnPI Table'!$G$31","v":0},{"$f":"'EnPI Table'!$G$43","v":0},{"$f":"'EnPI Table'!$G$55","v":0},{"$f":"'EnPI Table'!$G$67","v":0},{"$f":"'EnPI Table'!$G$79","v":0},{"$f":"'EnPI Table'!$G$91","v":0},{"$f":"'EnPI Table'!$G$103","v":0},{"$f":"'EnPI Table'!$G$115","v":0},{"$f":"'EnPI Table'!$G$127","v":0},{"$f":"'EnPI Table'!$G$139","v":0},{"$f":"'EnPI Table'!$G$151","v":0},{"$f":"'EnPI Table'!$G$163","v":0},{"$f":"'EnPI Table'!$G$175","v":0},{"$f":"'EnPI Table'!$G$187","v":0},{"$f":"'EnPI Table'!$G$199","v":0},{"$f":"'EnPI Table'!$G$211","v":0},{"$f":"'EnPI Table'!$G$223","v":0},{"$f":"'EnPI Table'!$G$235","v":0},{"$f":"'EnPI Table'!$G$247","v":0},{"$f":"'EnPI Table'!$G$259","v":0},{"$f":"'EnPI Table'!$G$271","v":0},{"$f":"'EnPI Table'!$G$283","v":0},{"$f":"'EnPI Table'!$G$295","v":0},{"$f":"'EnPI Table'!$G$307","v":0}]
[null,null,null,null,null,null,null,null,null,null,null,null,null,null,null,{"$f":"'EnPI Table'!$G$20","v":0},{"$f":"'EnPI Table'!$G$32","v":0},{"$f":"'EnPI Table'!$G$44","v":0},{"$f":"'EnPI Table'!$G$56","v":0},{"$f":"'EnPI Table'!$G$68","v":0},{"$f":"'EnPI Table'!$G$80","v":0},{"$f":"'EnPI Table'!$G$92","v":0},{"$f":"'EnPI Table'!$G$104","v":0},{"$f":"'EnPI Table'!$G$116","v":0},{"$f":"'EnPI Table'!$G$128","v":0},{"$f":"'EnPI Table'!$G$140","v":0},{"$f":"'EnPI Table'!$G$152","v":0},{"$f":"'EnPI Table'!$G$164","v":0},{"$f":"'EnPI Table'!$G$176","v":0},{"$f":"'EnPI Table'!$G$188","v":0},{"$f":"'EnPI Table'!$G$200","v":0},{"$f":"'EnPI Table'!$G$212","v":0},{"$f":"'EnPI Table'!$G$224","v":0},{"$f":"'EnPI Table'!$G$236","v":0},{"$f":"'EnPI Table'!$G$248","v":0},{"$f":"'EnPI Table'!$G$260","v":0},{"$f":"'EnPI Table'!$G$272","v":0},{"$f":"'EnPI Table'!$G$284","v":0},{"$f":"'EnPI Table'!$G$296","v":0},{"$f":"'EnPI Table'!$G$308","v":0}]
[null,null,null,null,null,null,null,null,null,null,null,null,null,null,null,{"$f":"'EnPI Table'!$G$21","v":0},{"$f":"'EnPI Table'!$G$33","v":0},{"$f":"'EnPI Table'!$G$45","v":0},{"$f":"'EnPI Table'!$G$57","v":0},{"$f":"'EnPI Table'!$G$69","v":0},{"$f":"'EnPI Table'!$G$81","v":0},{"$f":"'EnPI Table'!$G$93","v":0},{"$f":"'EnPI Table'!$G$105","v":0},{"$f":"'EnPI Table'!$G$117","v":0},{"$f":"'EnPI Table'!$G$129","v":0},{"$f":"'EnPI Table'!$G$141","v":0},{"$f":"'EnPI Table'!$G$153","v":0},{"$f":"'EnPI Table'!$G$165","v":0},{"$f":"'EnPI Table'!$G$177","v":0},{"$f":"'EnPI Table'!$G$189","v":0},{"$f":"'EnPI Table'!$G$201","v":0},{"$f":"'EnPI Table'!$G$213","v":0},{"$f":"'EnPI Table'!$G$225","v":0},{"$f":"'EnPI Table'!$G$237","v":0},{"$f":"'EnPI Table'!$G$249","v":0},{"$f":"'EnPI Table'!$G$261","v":0},{"$f":"'EnPI Table'!$G$273","v":0},{"$f":"'EnPI Table'!$G$285","v":0},{"$f":"'EnPI Table'!$G$297","v":0},{"$f":"'EnPI Table'!$G$309","v":0}]
[]
[]
[]
[]
[]
[]
[]
[]
[]
[]
[]
[]
[]
[]
[]
[]
[]
[]
[]
[]
[]
[]
[]
[]
[]
[]
[]
[null,null,null,null,null,null,null,null,null,null,null,null,null,null,null,{"$f":"'EnPI Table'!$AH$10","v":0},{"$f":"'EnPI Table'!$AH$22","v":0},{"$f":"'EnPI Table'!$AH$34","v":0},{"$f":"'EnPI Table'!$AH$46","v":0},{"$f":"'EnPI Table'!$AH$58","v":0},{"$f":"'EnPI Table'!$AH$70","v":0},{"$f":"'EnPI Table'!$AH$82","v":0},{"$f":"'EnPI Table'!$AH$94","v":0},{"$f":"'EnPI Table'!$AH$106","v":81480},{"$f":"'EnPI Table'!$AH$118","v":67776},{"$f":"'EnPI Table'!$AH$130","v":109282},{"$f":"'EnPI Table'!$AH$142","v":0},{"$f":"'EnPI Table'!$AH$154","v":0},{"$f":"'EnPI Table'!$AH$166","v":0},{"$f":"'EnPI Table'!$AH$178","v":0},{"$f":"'EnPI Table'!$AH$190","v":0},{"$f":"'EnPI Table'!$AH$202","v":0},{"$f":"'EnPI Table'!$AH$214","v":0},{"$f":"'EnPI Table'!$AH$226","v":0},{"$f":"'EnPI Table'!$AH$238","v":0},{"$f":"'EnPI Table'!$AH$250","v":0},{"$f":"'EnPI Table'!$AH$262","v":0},{"$f":"'EnPI Table'!$AH$274","v":0},{"$f":"'EnPI Table'!$AH$286","v":0},{"$f":"'EnPI Table'!$AH$298","v":0}]
[null,null,null,null,null,null,null,null,null,null,null,null,null,null,null,{"$f":"'EnPI Table'!$AH$11","v":0},{"$f":"'EnPI Table'!$AH$23","v":0},{"$f":"'EnPI Table'!$AH$35","v":0},{"$f":"'EnPI Table'!$AH$47","v":0},{"$f":"'EnPI Table'!$AH$59","v":0},{"$f":"'EnPI Table'!$AH$71","v":0},{"$f":"'EnPI Table'!$AH$83","v":0},{"$f":"'EnPI Table'!$AH$95","v":0},{"$f":"'EnPI Table'!$AH$107","v":80640},{"$f":"'EnPI Table'!$AH$119","v":113500},{"$f":"'EnPI Table'!$AH$131","v":98838},{"$f":"'EnPI Table'!$AH$143","v":0},{"$f":"'EnPI Table'!$AH$155","v":0},{"$f":"'EnPI Table'!$AH$167","v":0},{"$f":"'EnPI Table'!$AH$179","v":0},{"$f":"'EnPI Table'!$AH$191","v":0},{"$f":"'EnPI Table'!$AH$203","v":0},{"$f":"'EnPI Table'!$AH$215","v":0},{"$f":"'EnPI Table'!$AH$227","v":0},{"$f":"'EnPI Table'!$AH$239","v":0},{"$f":"'EnPI Table'!$AH$251","v":0},{"$f":"'EnPI Table'!$AH$263","v":0},{"$f":"'EnPI Table'!$AH$275","v":0},{"$f":"'EnPI Table'!$AH$287","v":0},{"$f":"'EnPI Table'!$AH$299","v":0}]
[null,null,null,null,null,null,null,null,null,null,null,null,null,null,null,{"$f":"'EnPI Table'!$AH$12","v":0},{"$f":"'EnPI Table'!$AH$24","v":0},{"$f":"'EnPI Table'!$AH$36","v":0},{"$f":"'EnPI Table'!$AH$48","v":0},{"$f":"'EnPI Table'!$AH$60","v":0},{"$f":"'EnPI Table'!$AH$72","v":0},{"$f":"'EnPI Table'!$AH$84","v":0},{"$f":"'EnPI Table'!$AH$96","v":0},{"$f":"'EnPI Table'!$AH$108","v":149600},{"$f":"'EnPI Table'!$AH$120","v":131047},{"$f":"'EnPI Table'!$AH$132","v":123900},{"$f":"'EnPI Table'!$AH$144","v":0},{"$f":"'EnPI Table'!$AH$156","v":0},{"$f":"'EnPI Table'!$AH$168","v":0},{"$f":"'EnPI Table'!$AH$180","v":0},{"$f":"'EnPI Table'!$AH$192","v":0},{"$f":"'EnPI Table'!$AH$204","v":0},{"$f":"'EnPI Table'!$AH$216","v":0},{"$f":"'EnPI Table'!$AH$228","v":0},{"$f":"'EnPI Table'!$AH$240","v":0},{"$f":"'EnPI Table'!$AH$252","v":0},{"$f":"'EnPI Table'!$AH$264","v":0},{"$f":"'EnPI Table'!$AH$276","v":0},{"$f":"'EnPI Table'!$AH$288","v":0},{"$f":"'EnPI Table'!$AH$300","v":0}]
[null,null,null,null,null,null,null,null,null,null,null,null,null,null,null,{"$f":"'EnPI Table'!$AH$13","v":0},{"$f":"'EnPI Table'!$AH$25","v":0},{"$f":"'EnPI Table'!$AH$37","v":0},{"$f":"'EnPI Table'!$AH$49","v":0},{"$f":"'EnPI Table'!$AH$61","v":0},{"$f":"'EnPI Table'!$AH$73","v":0},{"$f":"'EnPI Table'!$AH$85","v":0},{"$f":"'EnPI Table'!$AH$97","v":0},{"$f":"'EnPI Table'!$AH$109","v":135975},{"$f":"'EnPI Table'!$AH$121","v":151925},{"$f":"'EnPI Table'!$AH$133","v":144960},{"$f":"'EnPI Table'!$AH$145","v":0},{"$f":"'EnPI Table'!$AH$157","v":0},{"$f":"'EnPI Table'!$AH$169","v":0},{"$f":"'EnPI Table'!$AH$181","v":0},{"$f":"'EnPI Table'!$AH$193","v":0},{"$f":"'EnPI Table'!$AH$205","v":0},{"$f":"'EnPI Table'!$AH$217","v":0},{"$f":"'EnPI Table'!$AH$229","v":0},{"$f":"'EnPI Table'!$AH$241","v":0},{"$f":"'EnPI Table'!$AH$253","v":0},{"$f":"'EnPI Table'!$AH$265","v":0},{"$f":"'EnPI Table'!$AH$277","v":0},{"$f":"'EnPI Table'!$AH$289","v":0},{"$f":"'EnPI Table'!$AH$301","v":0}]
[null,null,null,null,null,null,null,null,null,null,null,null,null,null,null,{"$f":"'EnPI Table'!$AH$14","v":0},{"$f":"'EnPI Table'!$AH$26","v":0},{"$f":"'EnPI Table'!$AH$38","v":0},{"$f":"'EnPI Table'!$AH$50","v":0},{"$f":"'EnPI Table'!$AH$62","v":0},{"$f":"'EnPI Table'!$AH$74","v":0},{"$f":"'EnPI Table'!$AH$86","v":0},{"$f":"'EnPI Table'!$AH$98","v":0},{"$f":"'EnPI Table'!$AH$110","v":137072},{"$f":"'EnPI Table'!$AH$122","v":133400},{"$f":"'EnPI Table'!$AH$134","v":128352},{"$f":"'EnPI Table'!$AH$146","v":0},{"$f":"'EnPI Table'!$AH$158","v":0},{"$f":"'EnPI Table'!$AH$170","v":0},{"$f":"'EnPI Table'!$AH$182","v":0},{"$f":"'EnPI Table'!$AH$194","v":0},{"$f":"'EnPI Table'!$AH$206","v":0},{"$f":"'EnPI Table'!$AH$218","v":0},{"$f":"'EnPI Table'!$AH$230","v":0},{"$f":"'EnPI Table'!$AH$242","v":0},{"$f":"'EnPI Table'!$AH$254","v":0},{"$f":"'EnPI Table'!$AH$266","v":0},{"$f":"'EnPI Table'!$AH$278","v":0},{"$f":"'EnPI Table'!$AH$290","v":0},{"$f":"'EnPI Table'!$AH$302","v":0}]
[null,null,null,null,null,null,null,null,null,null,null,null,null,null,null,{"$f":"'EnPI Table'!$AH$15","v":0},{"$f":"'EnPI Table'!$AH$27","v":0},{"$f":"'EnPI Table'!$AH$39","v":0},{"$f":"'EnPI Table'!$AH$51","v":0},{"$f":"'EnPI Table'!$AH$63","v":0},{"$f":"'EnPI Table'!$AH$75","v":0},{"$f":"'EnPI Table'!$AH$87","v":0},{"$f":"'EnPI Table'!$AH$99","v":0},{"$f":"'EnPI Table'!$AH$111","v":101178},{"$f":"'EnPI Table'!$AH$123","v":92640},{"$f":"'EnPI Table'!$AH$135","v":104215},{"$f":"'EnPI Table'!$AH$147","v":0},{"$f":"'EnPI Table'!$AH$159","v":0},{"$f":"'EnPI Table'!$AH$171","v":0},{"$f":"'EnPI Table'!$AH$183","v":0},{"$f":"'EnPI Table'!$AH$195","v":0},{"$f":"'EnPI Table'!$AH$207","v":0},{"$f":"'EnPI Table'!$AH$219","v":0},{"$f":"'EnPI Table'!$AH$231","v":0},{"$f":"'EnPI Table'!$AH$243","v":0},{"$f":"'EnPI Table'!$AH$255","v":0},{"$f":"'EnPI Table'!$AH$267","v":0},{"$f":"'EnPI Table'!$AH$279","v":0},{"$f":"'EnPI Table'!$AH$291","v":0},{"$f":"'EnPI Table'!$AH$303","v":0}]
[null,null,null,null,null,null,null,null,null,null,null,null,null,null,null,{"$f":"'EnPI Table'!$AH$16","v":0},{"$f":"'EnPI Table'!$AH$28","v":0},{"$f":"'EnPI Table'!$AH$40","v":0},{"$f":"'EnPI Table'!$AH$52","v":0},{"$f":"'EnPI Table'!$AH$64","v":0},{"$f":"'EnPI Table'!$AH$76","v":0},{"$f":"'EnPI Table'!$AH$88","v":0},{"$f":"'EnPI Table'!$AH$100","v":0},{"$f":"'EnPI Table'!$AH$112","v":99372},{"$f":"'EnPI Table'!$AH$124","v":84348},{"$f":"'EnPI Table'!$AH$136","v":83224},{"$f":"'EnPI Table'!$AH$148","v":0},{"$f":"'EnPI Table'!$AH$160","v":0},{"$f":"'EnPI Table'!$AH$172","v":0},{"$f":"'EnPI Table'!$AH$184","v":0},{"$f":"'EnPI Table'!$AH$196","v":0},{"$f":"'EnPI Table'!$AH$208","v":0},{"$f":"'EnPI Table'!$AH$220","v":0},{"$f":"'EnPI Table'!$AH$232","v":0},{"$f":"'EnPI Table'!$AH$244","v":0},{"$f":"'EnPI Table'!$AH$256","v":0},{"$f":"'EnPI Table'!$AH$268","v":0},{"$f":"'EnPI Table'!$AH$280","v":0},{"$f":"'EnPI Table'!$AH$292","v":0},{"$f":"'EnPI Table'!$AH$304","v":0}]
[null,null,null,null,null,null,null,null,null,null,null,null,null,null,null,{"$f":"'EnPI Table'!$AH$17","v":0},{"$f":"'EnPI Table'!$AH$29","v":0},{"$f":"'EnPI Table'!$AH$41","v":0},{"$f":"'EnPI Table'!$AH$53","v":0},{"$f":"'EnPI Table'!$AH$65","v":0},{"$f":"'EnPI Table'!$AH$77","v":0},{"$f":"'EnPI Table'!$AH$89","v":0},{"$f":"'EnPI Table'!$AH$101","v":0},{"$f":"'EnPI Table'!$AH$113","v":78106},{"$f":"'EnPI Table'!$AH$125","v":90889},{"$f":"'EnPI Table'!$AH$137","v":106890},{"$f":"'EnPI Table'!$AH$149","v":0},{"$f":"'EnPI Table'!$AH$161","v":0},{"$f":"'EnPI Table'!$AH$173","v":0},{"$f":"'EnPI Table'!$AH$185","v":0},{"$f":"'EnPI Table'!$AH$197","v":0},{"$f":"'EnPI Table'!$AH$209","v":0},{"$f":"'EnPI Table'!$AH$221","v":0},{"$f":"'EnPI Table'!$AH$233","v":0},{"$f":"'EnPI Table'!$AH$245","v":0},{"$f":"'EnPI Table'!$AH$257","v":0},{"$f":"'EnPI Table'!$AH$269","v":0},{"$f":"'EnPI Table'!$AH$281","v":0},{"$f":"'EnPI Table'!$AH$293","v":0},{"$f":"'EnPI Table'!$AH$305","v":0}]
[null,null,null,null,null,null,null,null,null,null,null,null,null,null,null,{"$f":"'EnPI Table'!$AH$18","v":0},{"$f":"'EnPI Table'!$AH$30","v":0},{"$f":"'EnPI Table'!$AH$42","v":0},{"$f":"'EnPI Table'!$AH$54","v":0},{"$f":"'EnPI Table'!$AH$66","v":0},{"$f":"'EnPI Table'!$AH$78","v":0},{"$f":"'EnPI Table'!$AH$90","v":0},{"$f":"'EnPI Table'!$AH$102","v":0},{"$f":"'EnPI Table'!$AH$114","v":123930},{"$f":"'EnPI Table'!$AH$126","v":100400},{"$f":"'EnPI Table'!$AH$138","v":119200},{"$f":"'EnPI Table'!$AH$150","v":0},{"$f":"'EnPI Table'!$AH$162","v":0},{"$f":"'EnPI Table'!$AH$174","v":0},{"$f":"'EnPI Table'!$AH$186","v":0},{"$f":"'EnPI Table'!$AH$198","v":0},{"$f":"'EnPI Table'!$AH$210","v":0},{"$f":"'EnPI Table'!$AH$222","v":0},{"$f":"'EnPI Table'!$AH$234","v":0},{"$f":"'EnPI Table'!$AH$246","v":0},{"$f":"'EnPI Table'!$AH$258","v":0},{"$f":"'EnPI Table'!$AH$270","v":0},{"$f":"'EnPI Table'!$AH$282","v":0},{"$f":"'EnPI Table'!$AH$294","v":0},{"$f":"'EnPI Table'!$AH$306","v":0}]
[null,null,null,null,null,null,null,null,null,null,null,null,null,null,null,{"$f":"'EnPI Table'!$AH$19","v":0},{"$f":"'EnPI Table'!$AH$31","v":0},{"$f":"'EnPI Table'!$AH$43","v":0},{"$f":"'EnPI Table'!$AH$55","v":0},{"$f":"'EnPI Table'!$AH$67","v":0},{"$f":"'EnPI Table'!$AH$79","v":0},{"$f":"'EnPI Table'!$AH$91","v":0},{"$f":"'EnPI Table'!$AH$103","v":0},{"$f":"'EnPI Table'!$AH$115","v":89991},{"$f":"'EnPI Table'!$AH$127","v":121824},{"$f":"'EnPI Table'!$AH$139","v":95445},{"$f":"'EnPI Table'!$AH$151","v":0},{"$f":"'EnPI Table'!$AH$163","v":0},{"$f":"'EnPI Table'!$AH$175","v":0},{"$f":"'EnPI Table'!$AH$187","v":0},{"$f":"'EnPI Table'!$AH$199","v":0},{"$f":"'EnPI Table'!$AH$211","v":0},{"$f":"'EnPI Table'!$AH$223","v":0},{"$f":"'EnPI Table'!$AH$235","v":0},{"$f":"'EnPI Table'!$AH$247","v":0},{"$f":"'EnPI Table'!$AH$259","v":0},{"$f":"'EnPI Table'!$AH$271","v":0},{"$f":"'EnPI Table'!$AH$283","v":0},{"$f":"'EnPI Table'!$AH$295","v":0},{"$f":"'EnPI Table'!$AH$307","v":0}]
[null,null,null,null,null,null,null,null,null,null,null,null,null,null,null,{"$f":"'EnPI Table'!$AH$20","v":0},{"$f":"'EnPI Table'!$AH$32","v":0},{"$f":"'EnPI Table'!$AH$44","v":0},{"$f":"'EnPI Table'!$AH$56","v":0},{"$f":"'EnPI Table'!$AH$68","v":0},{"$f":"'EnPI Table'!$AH$80","v":0},{"$f":"'EnPI Table'!$AH$92","v":0},{"$f":"'EnPI Table'!$AH$104","v":0},{"$f":"'EnPI Table'!$AH$116","v":107565},{"$f":"'EnPI Table'!$AH$128","v":93394},{"$f":"'EnPI Table'!$AH$140","v":93670},{"$f":"'EnPI Table'!$AH$152","v":0},{"$f":"'EnPI Table'!$AH$164","v":0},{"$f":"'EnPI Table'!$AH$176","v":0},{"$f":"'EnPI Table'!$AH$188","v":0},{"$f":"'EnPI Table'!$AH$200","v":0},{"$f":"'EnPI Table'!$AH$212","v":0},{"$f":"'EnPI Table'!$AH$224","v":0},{"$f":"'EnPI Table'!$AH$236","v":0},{"$f":"'EnPI Table'!$AH$248","v":0},{"$f":"'EnPI Table'!$AH$260","v":0},{"$f":"'EnPI Table'!$AH$272","v":0},{"$f":"'EnPI Table'!$AH$284","v":0},{"$f":"'EnPI Table'!$AH$296","v":0},{"$f":"'EnPI Table'!$AH$308","v":0}]
[null,null,null,null,null,null,null,null,null,null,null,null,null,null,null,{"$f":"'EnPI Table'!$AH$21","v":0},{"$f":"'EnPI Table'!$AH$33","v":0},{"$f":"'EnPI Table'!$AH$45","v":0},{"$f":"'EnPI Table'!$AH$57","v":0},{"$f":"'EnPI Table'!$AH$69","v":0},{"$f":"'EnPI Table'!$AH$81","v":0},{"$f":"'EnPI Table'!$AH$93","v":0},{"$f":"'EnPI Table'!$AH$105","v":0},{"$f":"'EnPI Table'!$AH$117","v":99200},{"$f":"'EnPI Table'!$AH$129","v":88896},{"$f":"'EnPI Table'!$AH$141","v":102588},{"$f":"'EnPI Table'!$AH$153","v":0},{"$f":"'EnPI Table'!$AH$165","v":0},{"$f":"'EnPI Table'!$AH$177","v":0},{"$f":"'EnPI Table'!$AH$189","v":0},{"$f":"'EnPI Table'!$AH$201","v":0},{"$f":"'EnPI Table'!$AH$213","v":0},{"$f":"'EnPI Table'!$AH$225","v":0},{"$f":"'EnPI Table'!$AH$237","v":0},{"$f":"'EnPI Table'!$AH$249","v":0},{"$f":"'EnPI Table'!$AH$261","v":0},{"$f":"'EnPI Table'!$AH$273","v":0},{"$f":"'EnPI Table'!$AH$285","v":0},{"$f":"'EnPI Table'!$AH$297","v":0},{"$f":"'EnPI Table'!$AH$309","v":0}]
[]
[null,null,null,null,null,null,null,null,null,null,null,null,null,null,null,{"$f":"'EnPI Table'!$AG$10","v":0},{"$f":"'EnPI Table'!$AG$22","v":0},{"$f":"'EnPI Table'!$AG$34","v":0},{"$f":"'EnPI Table'!$AG$46","v":0},{"$f":"'EnPI Table'!$AG$58","v":0},{"$f":"'EnPI Table'!$AG$70","v":0},{"$f":"'EnPI Table'!$AG$82","v":0},{"$f":"'EnPI Table'!$AG$94","v":0},{"$f":"'EnPI Table'!$AG$106","v":13541.3},{"$f":"'EnPI Table'!$AG$118","v":12292.81},{"$f":"'EnPI Table'!$AG$130","v":18799.57},{"$f":"'EnPI Table'!$AG$142","v":0},{"$f":"'EnPI Table'!$AG$154","v":0},{"$f":"'EnPI Table'!$AG$166","v":0},{"$f":"'EnPI Table'!$AG$178","v":0},{"$f":"'EnPI Table'!$AG$190","v":0},{"$f":"'EnPI Table'!$AG$202","v":0},{"$f":"'EnPI Table'!$AG$214","v":0},{"$f":"'EnPI Table'!$AG$226","v":0},{"$f":"'EnPI Table'!$AG$238","v":0},{"$f":"'EnPI Table'!$AG$250","v":0},{"$f":"'EnPI Table'!$AG$262","v":0},{"$f":"'EnPI Table'!$AG$274","v":0},{"$f":"'EnPI Table'!$AG$286","v":0},{"$f":"'EnPI Table'!$AG$298","v":0}]
[null,null,null,null,null,null,null,null,null,null,null,null,null,null,null,{"$f":"'EnPI Table'!$AG$11","v":0},{"$f":"'EnPI Table'!$AG$23","v":0},{"$f":"'EnPI Table'!$AG$35","v":0},{"$f":"'EnPI Table'!$AG$47","v":0},{"$f":"'EnPI Table'!$AG$59","v":0},{"$f":"'EnPI Table'!$AG$71","v":0},{"$f":"'EnPI Table'!$AG$83","v":0},{"$f":"'EnPI Table'!$AG$95","v":0},{"$f":"'EnPI Table'!$AG$107","v":15088},{"$f":"'EnPI Table'!$AG$119","v":21077.279999999999},{"$f":"'EnPI Table'!$AG$131","v":17111.78},{"$f":"'EnPI Table'!$AG$143","v":0},{"$f":"'EnPI Table'!$AG$155","v":0},{"$f":"'EnPI Table'!$AG$167","v":0},{"$f":"'EnPI Table'!$AG$179","v":0},{"$f":"'EnPI Table'!$AG$191","v":0},{"$f":"'EnPI Table'!$AG$203","v":0},{"$f":"'EnPI Table'!$AG$215","v":0},{"$f":"'EnPI Table'!$AG$227","v":0},{"$f":"'EnPI Table'!$AG$239","v":0},{"$f":"'EnPI Table'!$AG$251","v":0},{"$f":"'EnPI Table'!$AG$263","v":0},{"$f":"'EnPI Table'!$AG$275","v":0},{"$f":"'EnPI Table'!$AG$287","v":0},{"$f":"'EnPI Table'!$AG$299","v":0}]
[null,null,null,null,null,null,null,null,null,null,null,null,null,null,null,{"$f":"'EnPI Table'!$AG$12","v":0},{"$f":"'EnPI Table'!$AG$24","v":0},{"$f":"'EnPI Table'!$AG$36","v":0},{"$f":"'EnPI Table'!$AG$48","v":0},{"$f":"'EnPI Table'!$AG$60","v":0},{"$f":"'EnPI Table'!$AG$72","v":0},{"$f":"'EnPI Table'!$AG$84","v":0},{"$f":"'EnPI Table'!$AG$96","v":0},{"$f":"'EnPI Table'!$AG$108","v":25365},{"$f":"'EnPI Table'!$AG$120","v":24305.75},{"$f":"'EnPI Table'!$AG$132","v":23615.84},{"$f":"'EnPI Table'!$AG$144","v":0},{"$f":"'EnPI Table'!$AG$156","v":0},{"$f":"'EnPI Table'!$AG$168","v":0},{"$f":"'EnPI Table'!$AG$180","v":0},{"$f":"'EnPI Table'!$AG$192","v":0},{"$f":"'EnPI Table'!$AG$204","v":0},{"$f":"'EnPI Table'!$AG$216","v":0},{"$f":"'EnPI Table'!$AG$228","v":0},{"$f":"'EnPI Table'!$AG$240","v":0},{"$f":"'EnPI Table'!$AG$252","v":0},{"$f":"'EnPI Table'!$AG$264","v":0},{"$f":"'EnPI Table'!$AG$276","v":0},{"$f":"'EnPI Table'!$AG$288","v":0},{"$f":"'EnPI Table'!$AG$300","v":0}]
[null,null,null,null,null,null,null,null,null,null,null,null,null,null,null,{"$f":"'EnPI Table'!$AG$13","v":0},{"$f":"'EnPI Table'!$AG$25","v":0},{"$f":"'EnPI Table'!$AG$37","v":0},{"$f":"'EnPI Table'!$AG$49","v":0},{"$f":"'EnPI Table'!$AG$61","v":0},{"$f":"'EnPI Table'!$AG$73","v":0},{"$f":"'EnPI Table'!$AG$85","v":0},{"$f":"'EnPI Table'!$AG$97","v":0},{"$f":"'EnPI Table'!$AG$109","v":22205.3},{"$f":"'EnPI Table'!$AG$121","v":28685.279999999999},{"$f":"'EnPI Table'!$AG$133","v":28495.46},{"$f":"'EnPI Table'!$AG$145","v":0},{"$f":"'EnPI Table'!$AG$157","v":0},{"$f":"'EnPI Table'!$AG$169","v":0},{"$f":"'EnPI Table'!$AG$181","v":0},{"$f":"'EnPI Table'!$AG$193","v":0},{"$f":"'EnPI Table'!$AG$205","v":0},{"$f":"'EnPI Table'!$AG$217","v":0},{"$f":"'EnPI Table'!$AG$229","v":0},{"$f":"'EnPI Table'!$AG$241","v":0},{"$f":"'EnPI Table'!$AG$253","v":0},{"$f":"'EnPI Table'!$AG$265","v":0},{"$f":"'EnPI Table'!$AG$277","v":0},{"$f":"'EnPI Table'!$AG$289","v":0},{"$f":"'EnPI Table'!$AG$301","v":0}]
[null,null,null,null,null,null,null,null,null,null,null,null,null,null,null,{"$f":"'EnPI Table'!$AG$14","v":0},{"$f":"'EnPI Table'!$AG$26","v":0},{"$f":"'EnPI Table'!$AG$38","v":0},{"$f":"'EnPI Table'!$AG$50","v":0},{"$f":"'EnPI Table'!$AG$62","v":0},{"$f":"'EnPI Table'!$AG$74","v":0},{"$f":"'EnPI Table'!$AG$86","v":0},{"$f":"'EnPI Table'!$AG$98","v":0},{"$f":"'EnPI Table'!$AG$110","v":22526.400000000001},{"$f":"'EnPI Table'!$AG$122","v":24219.360000000001},{"$f":"'EnPI Table'!$AG$134","v":24430.42},{"$f":"'EnPI Table'!$AG$146","v":0},{"$f":"'EnPI Table'!$AG$158","v":0},{"$f":"'EnPI Table'!$AG$170","v":0},{"$f":"'EnPI Table'!$AG$182","v":0},{"$f":"'EnPI Table'!$AG$194","v":0},{"$f":"'EnPI Table'!$AG$206","v":0},{"$f":"'EnPI Table'!$AG$218","v":0},{"$f":"'EnPI Table'!$AG$230","v":0},{"$f":"'EnPI Table'!$AG$242","v":0},{"$f":"'EnPI Table'!$AG$254","v":0},{"$f":"'EnPI Table'!$AG$266","v":0},{"$f":"'EnPI Table'!$AG$278","v":0},{"$f":"'EnPI Table'!$AG$290","v":0},{"$f":"'EnPI Table'!$AG$302","v":0}]
[null,null,null,null,null,null,null,null,null,null,null,null,null,null,null,{"$f":"'EnPI Table'!$AG$15","v":0},{"$f":"'EnPI Table'!$AG$27","v":0},{"$f":"'EnPI Table'!$AG$39","v":0},{"$f":"'EnPI Table'!$AG$51","v":0},{"$f":"'EnPI Table'!$AG$63","v":0},{"$f":"'EnPI Table'!$AG$75","v":0},{"$f":"'EnPI Table'!$AG$87","v":0},{"$f":"'EnPI Table'!$AG$99","v":0},{"$f":"'EnPI Table'!$AG$111","v":18001.169999999998},{"$f":"'EnPI Table'!$AG$123","v":18381.3},{"$f":"'EnPI Table'!$AG$135","v":19004.75},{"$f":"'EnPI Table'!$AG$147","v":0},{"$f":"'EnPI Table'!$AG$159","v":0},{"$f":"'EnPI Table'!$AG$171","v":0},{"$f":"'EnPI Table'!$AG$183","v":0},{"$f":"'EnPI Table'!$AG$195","v":0},{"$f":"'EnPI Table'!$AG$207","v":0},{"$f":"'EnPI Table'!$AG$219","v":0},{"$f":"'EnPI Table'!$AG$231","v":0},{"$f":"'EnPI Table'!$AG$243","v":0},{"$f":"'EnPI Table'!$AG$255","v":0},{"$f":"'EnPI Table'!$AG$267","v":0},{"$f":"'EnPI Table'!$AG$279","v":0},{"$f":"'EnPI Table'!$AG$291","v":0},{"$f":"'EnPI Table'!$AG$303","v":0}]
[null,null,null,null,null,null,null,null,null,null,null,null,null,null,null,{"$f":"'EnPI Table'!$AG$16","v":0},{"$f":"'EnPI Table'!$AG$28","v":0},{"$f":"'EnPI Table'!$AG$40","v":0},{"$f":"'EnPI Table'!$AG$52","v":0},{"$f":"'EnPI Table'!$AG$64","v":0},{"$f":"'EnPI Table'!$AG$76","v":0},{"$f":"'EnPI Table'!$AG$88","v":0},{"$f":"'EnPI Table'!$AG$100","v":0},{"$f":"'EnPI Table'!$AG$112","v":18395.8},{"$f":"'EnPI Table'!$AG$124","v":14477.05},{"$f":"'EnPI Table'!$AG$136","v":14554.98},{"$f":"'EnPI Table'!$AG$148","v":0},{"$f":"'EnPI Table'!$AG$160","v":0},{"$f":"'EnPI Table'!$AG$172","v":0},{"$f":"'EnPI Table'!$AG$184","v":0},{"$f":"'EnPI Table'!$AG$196","v":0},{"$f":"'EnPI Table'!$AG$208","v":0},{"$f":"'EnPI Table'!$AG$220","v":0},{"$f":"'EnPI Table'!$AG$232","v":0},{"$f":"'EnPI Table'!$AG$244","v":0},{"$f":"'EnPI Table'!$AG$256","v":0},{"$f":"'EnPI Table'!$AG$268","v":0},{"$f":"'EnPI Table'!$AG$280","v":0},{"$f":"'EnPI Table'!$AG$292","v":0},{"$f":"'EnPI Table'!$AG$304","v":0}]
[null,null,null,null,null,null,null,null,null,null,null,null,null,null,null,{"$f":"'EnPI Table'!$AG$17","v":0},{"$f":"'EnPI Table'!$AG$29","v":0},{"$f":"'EnPI Table'!$AG$41","v":0},{"$f":"'EnPI Table'!$AG$53","v":0},{"$f":"'EnPI Table'!$AG$65","v":0},{"$f":"'EnPI Table'!$AG$77","v":0},{"$f":"'EnPI Table'!$AG$89","v":0},{"$f":"'EnPI Table'!$AG$101","v":0},{"$f":"'EnPI Table'!$AG$113","v":13787.62},{"$f":"'EnPI Table'!$AG$125","v":17243.23},{"$f":"'EnPI Table'!$AG$137","v":17746.82},{"$f":"'EnPI Table'!$AG$149","v":0},{"$f":"'EnPI Table'!$AG$161","v":0},{"$f":"'EnPI Table'!$AG$173","v":0},{"$f":"'EnPI Table'!$AG$185","v":0},{"$f":"'EnPI Table'!$AG$197","v":0},{"$f":"'EnPI Table'!$AG$209","v":0},{"$f":"'EnPI Table'!$AG$221","v":0},{"$f":"'EnPI Table'!$AG$233","v":0},{"$f":"'EnPI Table'!$AG$245","v":0},{"$f":"'EnPI Table'!$AG$257","v":0},{"$f":"'EnPI Table'!$AG$269","v":0},{"$f":"'EnPI Table'!$AG$281","v":0},{"$f":"'EnPI Table'!$AG$293","v":0},{"$f":"'EnPI Table'!$AG$305","v":0}]
[null,null,null,null,null,null,null,null,null,null,null,null,null,null,null,{"$f":"'EnPI Table'!$AG$18","v":0},{"$f":"'EnPI Table'!$AG$30","v":0},{"$f":"'EnPI Table'!$AG$42","v":0},{"$f":"'EnPI Table'!$AG$54","v":0},{"$f":"'EnPI Table'!$AG$66","v":0},{"$f":"'EnPI Table'!$AG$78","v":0},{"$f":"'EnPI Table'!$AG$90","v":0},{"$f":"'EnPI Table'!$AG$102","v":0},{"$f":"'EnPI Table'!$AG$114","v":22373.4},{"$f":"'EnPI Table'!$AG$126","v":17742.78},{"$f":"'EnPI Table'!$AG$138","v":21895.119999999999},{"$f":"'EnPI Table'!$AG$150","v":0},{"$f":"'EnPI Table'!$AG$162","v":0},{"$f":"'EnPI Table'!$AG$174","v":0},{"$f":"'EnPI Table'!$AG$186","v":0},{"$f":"'EnPI Table'!$AG$198","v":0},{"$f":"'EnPI Table'!$AG$210","v":0},{"$f":"'EnPI Table'!$AG$222","v":0},{"$f":"'EnPI Table'!$AG$234","v":0},{"$f":"'EnPI Table'!$AG$246","v":0},{"$f":"'EnPI Table'!$AG$258","v":0},{"$f":"'EnPI Table'!$AG$270","v":0},{"$f":"'EnPI Table'!$AG$282","v":0},{"$f":"'EnPI Table'!$AG$294","v":0},{"$f":"'EnPI Table'!$AG$306","v":0}]
[null,null,null,null,null,null,null,null,null,null,null,null,null,null,null,{"$f":"'EnPI Table'!$AG$19","v":0},{"$f":"'EnPI Table'!$AG$31","v":0},{"$f":"'EnPI Table'!$AG$43","v":0},{"$f":"'EnPI Table'!$AG$55","v":0},{"$f":"'EnPI Table'!$AG$67","v":0},{"$f":"'EnPI Table'!$AG$79","v":0},{"$f":"'EnPI Table'!$AG$91","v":0},{"$f":"'EnPI Table'!$AG$103","v":0},{"$f":"'EnPI Table'!$AG$115","v":15670.2},{"$f":"'EnPI Table'!$AG$127","v":21551.040000000001},{"$f":"'EnPI Table'!$AG$139","v":15587.6},{"$f":"'EnPI Table'!$AG$151","v":0},{"$f":"'EnPI Table'!$AG$163","v":0},{"$f":"'EnPI Table'!$AG$175","v":0},{"$f":"'EnPI Table'!$AG$187","v":0},{"$f":"'EnPI Table'!$AG$199","v":0},{"$f":"'EnPI Table'!$AG$211","v":0},{"$f":"'EnPI Table'!$AG$223","v":0},{"$f":"'EnPI Table'!$AG$235","v":0},{"$f":"'EnPI Table'!$AG$247","v":0},{"$f":"'EnPI Table'!$AG$259","v":0},{"$f":"'EnPI Table'!$AG$271","v":0},{"$f":"'EnPI Table'!$AG$283","v":0},{"$f":"'EnPI Table'!$AG$295","v":0},{"$f":"'EnPI Table'!$AG$307","v":0}]
[null,null,null,null,null,null,null,null,null,null,null,null,null,null,null,{"$f":"'EnPI Table'!$AG$20","v":0},{"$f":"'EnPI Table'!$AG$32","v":0},{"$f":"'EnPI Table'!$AG$44","v":0},{"$f":"'EnPI Table'!$AG$56","v":0},{"$f":"'EnPI Table'!$AG$68","v":0},{"$f":"'EnPI Table'!$AG$80","v":0},{"$f":"'EnPI Table'!$AG$92","v":0},{"$f":"'EnPI Table'!$AG$104","v":0},{"$f":"'EnPI Table'!$AG$116","v":18955.68},{"$f":"'EnPI Table'!$AG$128","v":16666.560000000001},{"$f":"'EnPI Table'!$AG$140","v":16663},{"$f":"'EnPI Table'!$AG$152","v":0},{"$f":"'EnPI Table'!$AG$164","v":0},{"$f":"'EnPI Table'!$AG$176","v":0},{"$f":"'EnPI Table'!$AG$188","v":0},{"$f":"'EnPI Table'!$AG$200","v":0},{"$f":"'EnPI Table'!$AG$212","v":0},{"$f":"'EnPI Table'!$AG$224","v":0},{"$f":"'EnPI Table'!$AG$236","v":0},{"$f":"'EnPI Table'!$AG$248","v":0},{"$f":"'EnPI Table'!$AG$260","v":0},{"$f":"'EnPI Table'!$AG$272","v":0},{"$f":"'EnPI Table'!$AG$284","v":0},{"$f":"'EnPI Table'!$AG$296","v":0},{"$f":"'EnPI Table'!$AG$308","v":0}]
[null,null,null,null,null,null,null,null,null,null,null,null,null,null,null,{"$f":"'EnPI Table'!$AG$21","v":0},{"$f":"'EnPI Table'!$AG$33","v":0},{"$f":"'EnPI Table'!$AG$45","v":0},{"$f":"'EnPI Table'!$AG$57","v":0},{"$f":"'EnPI Table'!$AG$69","v":0},{"$f":"'EnPI Table'!$AG$81","v":0},{"$f":"'EnPI Table'!$AG$93","v":0},{"$f":"'EnPI Table'!$AG$105","v":0},{"$f":"'EnPI Table'!$AG$117","v":17884.68},{"$f":"'EnPI Table'!$AG$129","v":17028},{"$f":"'EnPI Table'!$AG$141","v":18281.47},{"$f":"'EnPI Table'!$AG$153","v":0},{"$f":"'EnPI Table'!$AG$165","v":0},{"$f":"'EnPI Table'!$AG$177","v":0},{"$f":"'EnPI Table'!$AG$189","v":0},{"$f":"'EnPI Table'!$AG$201","v":0},{"$f":"'EnPI Table'!$AG$213","v":0},{"$f":"'EnPI Table'!$AG$225","v":0},{"$f":"'EnPI Table'!$AG$237","v":0},{"$f":"'EnPI Table'!$AG$249","v":0},{"$f":"'EnPI Table'!$AG$261","v":0},{"$f":"'EnPI Table'!$AG$273","v":0},{"$f":"'EnPI Table'!$AG$285","v":0},{"$f":"'EnPI Table'!$AG$297","v":0},{"$f":"'EnPI Table'!$AG$309","v":0}]
[]
[null,null,null,null,null,null,null,null,null,null,null,null,null,null,null,{"$f":"'EnPI Table'!$AJ$10","v":0},{"$f":"'EnPI Table'!$AJ$22","v":0},{"$f":"'EnPI Table'!$AJ$34","v":0},{"$f":"'EnPI Table'!$AJ$46","v":0},{"$f":"'EnPI Table'!$AJ$58","v":0},{"$f":"'EnPI Table'!$AJ$70","v":0},{"$f":"'EnPI Table'!$AJ$82","v":0},{"$f":"'EnPI Table'!$AJ$94","v":0},{"$f":"'EnPI Table'!$AJ$106","v":795.6},{"$f":"'EnPI Table'!$AJ$118","v":613.5},{"$f":"'EnPI Table'!$AJ$130","v":953.5},{"$f":"'EnPI Table'!$AJ$142","v":0},{"$f":"'EnPI Table'!$AJ$154","v":0},{"$f":"'EnPI Table'!$AJ$166","v":0},{"$f":"'EnPI Table'!$AJ$178","v":0},{"$f":"'EnPI Table'!$AJ$190","v":0},{"$f":"'EnPI Table'!$AJ$202","v":0},{"$f":"'EnPI Table'!$AJ$214","v":0},{"$f":"'EnPI Table'!$AJ$226","v":0},{"$f":"'EnPI Table'!$AJ$238","v":0},{"$f":"'EnPI Table'!$AJ$250","v":0},{"$f":"'EnPI Table'!$AJ$262","v":0},{"$f":"'EnPI Table'!$AJ$274","v":0},{"$f":"'EnPI Table'!$AJ$286","v":0},{"$f":"'EnPI Table'!$AJ$298","v":0}]
[null,null,null,null,null,null,null,null,null,null,null,null,null,null,null,{"$f":"'EnPI Table'!$AJ$11","v":0},{"$f":"'EnPI Table'!$AJ$23","v":0},{"$f":"'EnPI Table'!$AJ$35","v":0},{"$f":"'EnPI Table'!$AJ$47","v":0},{"$f":"'EnPI Table'!$AJ$59","v":0},{"$f":"'EnPI Table'!$AJ$71","v":0},{"$f":"'EnPI Table'!$AJ$83","v":0},{"$f":"'EnPI Table'!$AJ$95","v":0},{"$f":"'EnPI Table'!$AJ$107","v":271.89999999999998},{"$f":"'EnPI Table'!$AJ$119","v":375.5},{"$f":"'EnPI Table'!$AJ$131","v":268.3},{"$f":"'EnPI Table'!$AJ$143","v":0},{"$f":"'EnPI Table'!$AJ$155","v":0},{"$f":"'EnPI Table'!$AJ$167","v":0},{"$f":"'EnPI Table'!$AJ$179","v":0},{"$f":"'EnPI Table'!$AJ$191","v":0},{"$f":"'EnPI Table'!$AJ$203","v":0},{"$f":"'EnPI Table'!$AJ$215","v":0},{"$f":"'EnPI Table'!$AJ$227","v":0},{"$f":"'EnPI Table'!$AJ$239","v":0},{"$f":"'EnPI Table'!$AJ$251","v":0},{"$f":"'EnPI Table'!$AJ$263","v":0},{"$f":"'EnPI Table'!$AJ$275","v":0},{"$f":"'EnPI Table'!$AJ$287","v":0},{"$f":"'EnPI Table'!$AJ$299","v":0}]
[null,null,null,null,null,null,null,null,null,null,null,null,null,null,null,{"$f":"'EnPI Table'!$AJ$12","v":0},{"$f":"'EnPI Table'!$AJ$24","v":0},{"$f":"'EnPI Table'!$AJ$36","v":0},{"$f":"'EnPI Table'!$AJ$48","v":0},{"$f":"'EnPI Table'!$AJ$60","v":0},{"$f":"'EnPI Table'!$AJ$72","v":0},{"$f":"'EnPI Table'!$AJ$84","v":0},{"$f":"'EnPI Table'!$AJ$96","v":0},{"$f":"'EnPI Table'!$AJ$108","v":252.2},{"$f":"'EnPI Table'!$AJ$120","v":188},{"$f":"'EnPI Table'!$AJ$132","v":204.4},{"$f":"'EnPI Table'!$AJ$144","v":0},{"$f":"'EnPI Table'!$AJ$156","v":0},{"$f":"'EnPI Table'!$AJ$168","v":0},{"$f":"'EnPI Table'!$AJ$180","v":0},{"$f":"'EnPI Table'!$AJ$192","v":0},{"$f":"'EnPI Table'!$AJ$204","v":0},{"$f":"'EnPI Table'!$AJ$216","v":0},{"$f":"'EnPI Table'!$AJ$228","v":0},{"$f":"'EnPI Table'!$AJ$240","v":0},{"$f":"'EnPI Table'!$AJ$252","v":0},{"$f":"'EnPI Table'!$AJ$264","v":0},{"$f":"'EnPI Table'!$AJ$276","v":0},{"$f":"'EnPI Table'!$AJ$288","v":0},{"$f":"'EnPI Table'!$AJ$300","v":0}]
[null,null,null,null,null,null,null,null,null,null,null,null,null,null,null,{"$f":"'EnPI Table'!$AJ$13","v":0},{"$f":"'EnPI Table'!$AJ$25","v":0},{"$f":"'EnPI Table'!$AJ$37","v":0},{"$f":"'EnPI Table'!$AJ$49","v":0},{"$f":"'EnPI Table'!$AJ$61","v":0},{"$f":"'EnPI Table'!$AJ$73","v":0},{"$f":"'EnPI Table'!$AJ$85","v":0},{"$f":"'EnPI Table'!$AJ$97","v":0},{"$f":"'EnPI Table'!$AJ$109","v":192.6},{"$f":"'EnPI Table'!$AJ$121","v":171.7},{"$f":"'EnPI Table'!$AJ$133","v":191.5},{"$f":"'EnPI Table'!$AJ$145","v":0},{"$f":"'EnPI Table'!$AJ$157","v":0},{"$f":"'EnPI Table'!$AJ$169","v":0},{"$f":"'EnPI Table'!$AJ$181","v":0},{"$f":"'EnPI Table'!$AJ$193","v":0},{"$f":"'EnPI Table'!$AJ$205","v":0},{"$f":"'EnPI Table'!$AJ$217","v":0},{"$f":"'EnPI Table'!$AJ$229","v":0},{"$f":"'EnPI Table'!$AJ$241","v":0},{"$f":"'EnPI Table'!$AJ$253","v":0},{"$f":"'EnPI Table'!$AJ$265","v":0},{"$f":"'EnPI Table'!$AJ$277","v":0},{"$f":"'EnPI Table'!$AJ$289","v":0},{"$f":"'EnPI Table'!$AJ$301","v":0}]
[null,null,null,null,null,null,null,null,null,null,null,null,null,null,null,{"$f":"'EnPI Table'!$AJ$14","v":0},{"$f":"'EnPI Table'!$AJ$26","v":0},{"$f":"'EnPI Table'!$AJ$38","v":0},{"$f":"'EnPI Table'!$AJ$50","v":0},{"$f":"'EnPI Table'!$AJ$62","v":0},{"$f":"'EnPI Table'!$AJ$74","v":0},{"$f":"'EnPI Table'!$AJ$86","v":0},{"$f":"'EnPI Table'!$AJ$98","v":0},{"$f":"'EnPI Table'!$AJ$110","v":206.7},{"$f":"'EnPI Table'!$AJ$122","v":183.3},{"$f":"'EnPI Table'!$AJ$134","v":173.8},{"$f":"'EnPI Table'!$AJ$146","v":0},{"$f":"'EnPI Table'!$AJ$158","v":0},{"$f":"'EnPI Table'!$AJ$170","v":0},{"$f":"'EnPI Table'!$AJ$182","v":0},{"$f":"'EnPI Table'!$AJ$194","v":0},{"$f":"'EnPI Table'!$AJ$206","v":0},{"$f":"'EnPI Table'!$AJ$218","v":0},{"$f":"'EnPI Table'!$AJ$230","v":0},{"$f":"'EnPI Table'!$AJ$242","v":0},{"$f":"'EnPI Table'!$AJ$254","v":0},{"$f":"'EnPI Table'!$AJ$266","v":0},{"$f":"'EnPI Table'!$AJ$278","v":0},{"$f":"'EnPI Table'!$AJ$290","v":0},{"$f":"'EnPI Table'!$AJ$302","v":0}]
[null,null,null,null,null,null,null,null,null,null,null,null,null,null,null,{"$f":"'EnPI Table'!$AJ$15","v":0},{"$f":"'EnPI Table'!$AJ$27","v":0},{"$f":"'EnPI Table'!$AJ$39","v":0},{"$f":"'EnPI Table'!$AJ$51","v":0},{"$f":"'EnPI Table'!$AJ$63","v":0},{"$f":"'EnPI Table'!$AJ$75","v":0},{"$f":"'EnPI Table'!$AJ$87","v":0},{"$f":"'EnPI Table'!$AJ$99","v":0},{"$f":"'EnPI Table'!$AJ$111","v":216.4},{"$f":"'EnPI Table'!$AJ$123","v":180.8},{"$f":"'EnPI Table'!$AJ$135","v":173.3},{"$f":"'EnPI Table'!$AJ$147","v":0},{"$f":"'EnPI Table'!$AJ$159","v":0},{"$f":"'EnPI Table'!$AJ$171","v":0},{"$f":"'EnPI Table'!$AJ$183","v":0},{"$f":"'EnPI Table'!$AJ$195","v":0},{"$f":"'EnPI Table'!$AJ$207","v":0},{"$f":"'EnPI Table'!$AJ$219","v":0},{"$f":"'EnPI Table'!$AJ$231","v":0},{"$f":"'EnPI Table'!$AJ$243","v":0},{"$f":"'EnPI Table'!$AJ$255","v":0},{"$f":"'EnPI Table'!$AJ$267","v":0},{"$f":"'EnPI Table'!$AJ$279","v":0},{"$f":"'EnPI Table'!$AJ$291","v":0},{"$f":"'EnPI Table'!$AJ$303","v":0}]
[null,null,null,null,null,null,null,null,null,null,null,null,null,null,null,{"$f":"'EnPI Table'!$AJ$16","v":0},{"$f":"'EnPI Table'!$AJ$28","v":0},{"$f":"'EnPI Table'!$AJ$40","v":0},{"$f":"'EnPI Table'!$AJ$52","v":0},{"$f":"'EnPI Table'!$AJ$64","v":0},{"$f":"'EnPI Table'!$AJ$76","v":0},{"$f":"'EnPI Table'!$AJ$88","v":0},{"$f":"'EnPI Table'!$AJ$100","v":0},{"$f":"'EnPI Table'!$AJ$112","v":336},{"$f":"'EnPI Table'!$AJ$124","v":410.2},{"$f":"'EnPI Table'!$AJ$136","v":342.5},{"$f":"'EnPI Table'!$AJ$148","v":0},{"$f":"'EnPI Table'!$AJ$160","v":0},{"$f":"'EnPI Table'!$AJ$172","v":0},{"$f":"'EnPI Table'!$AJ$184","v":0},{"$f":"'EnPI Table'!$AJ$196","v":0},{"$f":"'EnPI Table'!$AJ$208","v":0},{"$f":"'EnPI Table'!$AJ$220","v":0},{"$f":"'EnPI Table'!$AJ$232","v":0},{"$f":"'EnPI Table'!$AJ$244","v":0},{"$f":"'EnPI Table'!$AJ$256","v":0},{"$f":"'EnPI Table'!$AJ$268","v":0},{"$f":"'EnPI Table'!$AJ$280","v":0},{"$f":"'EnPI Table'!$AJ$292","v":0},{"$f":"'EnPI Table'!$AJ$304","v":0}]
[null,null,null,null,null,null,null,null,null,null,null,null,null,null,null,{"$f":"'EnPI Table'!$AJ$17","v":0},{"$f":"'EnPI Table'!$AJ$29","v":0},{"$f":"'EnPI Table'!$AJ$41","v":0},{"$f":"'EnPI Table'!$AJ$53","v":0},{"$f":"'EnPI Table'!$AJ$65","v":0},{"$f":"'EnPI Table'!$AJ$77","v":0},{"$f":"'EnPI Table'!$AJ$89","v":0},{"$f":"'EnPI Table'!$AJ$101","v":0},{"$f":"'EnPI Table'!$AJ$113","v":1588.6},{"$f":"'EnPI Table'!$AJ$125","v":809.9},{"$f":"'EnPI Table'!$AJ$137","v":760.6},{"$f":"'EnPI Table'!$AJ$149","v":0},{"$f":"'EnPI Table'!$AJ$161","v":0},{"$f":"'EnPI Table'!$AJ$173","v":0},{"$f":"'EnPI Table'!$AJ$185","v":0},{"$f":"'EnPI Table'!$AJ$197","v":0},{"$f":"'EnPI Table'!$AJ$209","v":0},{"$f":"'EnPI Table'!$AJ$221","v":0},{"$f":"'EnPI Table'!$AJ$233","v":0},{"$f":"'EnPI Table'!$AJ$245","v":0},{"$f":"'EnPI Table'!$AJ$257","v":0},{"$f":"'EnPI Table'!$AJ$269","v":0},{"$f":"'EnPI Table'!$AJ$281","v":0},{"$f":"'EnPI Table'!$AJ$293","v":0},{"$f":"'EnPI Table'!$AJ$305","v":0}]
[null,null,null,null,null,null,null,null,null,null,null,null,null,null,null,{"$f":"'EnPI Table'!$AJ$18","v":0},{"$f":"'EnPI Table'!$AJ$30","v":0},{"$f":"'EnPI Table'!$AJ$42","v":0},{"$f":"'EnPI Table'!$AJ$54","v":0},{"$f":"'EnPI Table'!$AJ$66","v":0},{"$f":"'EnPI Table'!$AJ$78","v":0},{"$f":"'EnPI Table'!$AJ$90","v":0},{"$f":"'EnPI Table'!$AJ$102","v":0},{"$f":"'EnPI Table'!$AJ$114","v":1532.4},{"$f":"'EnPI Table'!$AJ$126","v":1284.0999999999999},{"$f":"'EnPI Table'!$AJ$138","v":942.7},{"$f":"'EnPI Table'!$AJ$150","v":0},{"$f":"'EnPI Table'!$AJ$162","v":0},{"$f":"'EnPI Table'!$AJ$174","v":0},{"$f":"'EnPI Table'!$AJ$186","v":0},{"$f":"'EnPI Table'!$AJ$198","v":0},{"$f":"'EnPI Table'!$AJ$210","v":0},{"$f":"'EnPI Table'!$AJ$222","v":0},{"$f":"'EnPI Table'!$AJ$234","v":0},{"$f":"'EnPI Table'!$AJ$246","v":0},{"$f":"'EnPI Table'!$AJ$258","v":0},{"$f":"'EnPI Table'!$AJ$270","v":0},{"$f":"'EnPI Table'!$AJ$282","v":0},{"$f":"'EnPI Table'!$AJ$294","v":0},{"$f":"'EnPI Table'!$AJ$306","v":0}]
[null,null,null,null,null,null,null,null,null,null,null,null,null,null,null,{"$f":"'EnPI Table'!$AJ$19","v":0},{"$f":"'EnPI Table'!$AJ$31","v":0},{"$f":"'EnPI Table'!$AJ$43","v":0},{"$f":"'EnPI Table'!$AJ$55","v":0},{"$f":"'EnPI Table'!$AJ$67","v":0},{"$f":"'EnPI Table'!$AJ$79","v":0},{"$f":"'EnPI Table'!$AJ$91","v":0},{"$f":"'EnPI Table'!$AJ$103","v":0},{"$f":"'EnPI Table'!$AJ$115","v":2065.1999999999998},{"$f":"'EnPI Table'!$AJ$127","v":2312.6999999999998},{"$f":"'EnPI Table'!$AJ$139","v":1277.8},{"$f":"'EnPI Table'!$AJ$151","v":0},{"$f":"'EnPI Table'!$AJ$163","v":0},{"$f":"'EnPI Table'!$AJ$175","v":0},{"$f":"'EnPI Table'!$AJ$187","v":0},{"$f":"'EnPI Table'!$AJ$199","v":0},{"$f":"'EnPI Table'!$AJ$211","v":0},{"$f":"'EnPI Table'!$AJ$223","v":0},{"$f":"'EnPI Table'!$AJ$235","v":0},{"$f":"'EnPI Table'!$AJ$247","v":0},{"$f":"'EnPI Table'!$AJ$259","v":0},{"$f":"'EnPI Table'!$AJ$271","v":0},{"$f":"'EnPI Table'!$AJ$283","v":0},{"$f":"'EnPI Table'!$AJ$295","v":0},{"$f":"'EnPI Table'!$AJ$307","v":0}]
[null,null,null,null,null,null,null,null,null,null,null,null,null,null,null,{"$f":"'EnPI Table'!$AJ$20","v":0},{"$f":"'EnPI Table'!$AJ$32","v":0},{"$f":"'EnPI Table'!$AJ$44","v":0},{"$f":"'EnPI Table'!$AJ$56","v":0},{"$f":"'EnPI Table'!$AJ$68","v":0},{"$f":"'EnPI Table'!$AJ$80","v":0},{"$f":"'EnPI Table'!$AJ$92","v":0},{"$f":"'EnPI Table'!$AJ$104","v":0},{"$f":"'EnPI Table'!$AJ$116","v":2448.6},{"$f":"'EnPI Table'!$AJ$128","v":1577.2},{"$f":"'EnPI Table'!$AJ$140","v":1559.4},{"$f":"'EnPI Table'!$AJ$152","v":0},{"$f":"'EnPI Table'!$AJ$164","v":0},{"$f":"'EnPI Table'!$AJ$176","v":0},{"$f":"'EnPI Table'!$AJ$188","v":0},{"$f":"'EnPI Table'!$AJ$200","v":0},{"$f":"'EnPI Table'!$AJ$212","v":0},{"$f":"'EnPI Table'!$AJ$224","v":0},{"$f":"'EnPI Table'!$AJ$236","v":0},{"$f":"'EnPI Table'!$AJ$248","v":0},{"$f":"'EnPI Table'!$AJ$260","v":0},{"$f":"'EnPI Table'!$AJ$272","v":0},{"$f":"'EnPI Table'!$AJ$284","v":0},{"$f":"'EnPI Table'!$AJ$296","v":0},{"$f":"'EnPI Table'!$AJ$308","v":0}]
[null,null,null,null,null,null,null,null,null,null,null,null,null,null,null,{"$f":"'EnPI Table'!$AJ$21","v":0},{"$f":"'EnPI Table'!$AJ$33","v":0},{"$f":"'EnPI Table'!$AJ$45","v":0},{"$f":"'EnPI Table'!$AJ$57","v":0},{"$f":"'EnPI Table'!$AJ$69","v":0},{"$f":"'EnPI Table'!$AJ$81","v":0},{"$f":"'EnPI Table'!$AJ$93","v":0},{"$f":"'EnPI Table'!$AJ$105","v":0},{"$f":"'EnPI Table'!$AJ$117","v":1535.1},{"$f":"'EnPI Table'!$AJ$129","v":1121.9000000000001},{"$f":"'EnPI Table'!$AJ$141","v":908.1},{"$f":"'EnPI Table'!$AJ$153","v":0},{"$f":"'EnPI Table'!$AJ$165","v":0},{"$f":"'EnPI Table'!$AJ$177","v":0},{"$f":"'EnPI Table'!$AJ$189","v":0},{"$f":"'EnPI Table'!$AJ$201","v":0},{"$f":"'EnPI Table'!$AJ$213","v":0},{"$f":"'EnPI Table'!$AJ$225","v":0},{"$f":"'EnPI Table'!$AJ$237","v":0},{"$f":"'EnPI Table'!$AJ$249","v":0},{"$f":"'EnPI Table'!$AJ$261","v":0},{"$f":"'EnPI Table'!$AJ$273","v":0},{"$f":"'EnPI Table'!$AJ$285","v":0},{"$f":"'EnPI Table'!$AJ$297","v":0},{"$f":"'EnPI Table'!$AJ$309","v":0}]
[]
[null,null,null,null,null,null,null,null,null,null,null,null,null,null,null,{"$f":"'EnPI Table'!$AI$10","v":0},{"$f":"'EnPI Table'!$AI$22","v":0},{"$f":"'EnPI Table'!$AI$34","v":0},{"$f":"'EnPI Table'!$AI$46","v":0},{"$f":"'EnPI Table'!$AI$58","v":0},{"$f":"'EnPI Table'!$AI$70","v":0},{"$f":"'EnPI Table'!$AI$82","v":0},{"$f":"'EnPI Table'!$AI$94","v":0},{"$f":"'EnPI Table'!$AI$106","v":7489.25},{"$f":"'EnPI Table'!$AI$118","v":6176.65},{"$f":"'EnPI Table'!$AI$130","v":9718.14},{"$f":"'EnPI Table'!$AI$142","v":0},{"$f":"'EnPI Table'!$AI$154","v":0},{"$f":"'EnPI Table'!$AI$166","v":0},{"$f":"'EnPI Table'!$AI$178","v":0},{"$f":"'EnPI Table'!$AI$190","v":0},{"$f":"'EnPI Table'!$AI$202","v":0},{"$f":"'EnPI Table'!$AI$214","v":0},{"$f":"'EnPI Table'!$AI$226","v":0},{"$f":"'EnPI Table'!$AI$238","v":0},{"$f":"'EnPI Table'!$AI$250","v":0},{"$f":"'EnPI Table'!$AI$262","v":0},{"$f":"'EnPI Table'!$AI$274","v":0},{"$f":"'EnPI Table'!$AI$286","v":0},{"$f":"'EnPI Table'!$AI$298","v":0}]
[null,null,null,null,null,null,null,null,null,null,null,null,null,null,null,{"$f":"'EnPI Table'!$AI$11","v":0},{"$f":"'EnPI Table'!$AI$23","v":0},{"$f":"'EnPI Table'!$AI$35","v":0},{"$f":"'EnPI Table'!$AI$47","v":0},{"$f":"'EnPI Table'!$AI$59","v":0},{"$f":"'EnPI Table'!$AI$71","v":0},{"$f":"'EnPI Table'!$AI$83","v":0},{"$f":"'EnPI Table'!$AI$95","v":0},{"$f":"'EnPI Table'!$AI$107","v":2391.9},{"$f":"'EnPI Table'!$AI$119","v":3650.33},{"$f":"'EnPI Table'!$AI$131","v":2280.94},{"$f":"'EnPI Table'!$AI$143","v":0},{"$f":"'EnPI Table'!$AI$155","v":0},{"$f":"'EnPI Table'!$AI$167","v":0},{"$f":"'EnPI Table'!$AI$179","v":0},{"$f":"'EnPI Table'!$AI$191","v":0},{"$f":"'EnPI Table'!$AI$203","v":0},{"$f":"'EnPI Table'!$AI$215","v":0},{"$f":"'EnPI Table'!$AI$227","v":0},{"$f":"'EnPI Table'!$AI$239","v":0},{"$f":"'EnPI Table'!$AI$251","v":0},{"$f":"'EnPI Table'!$AI$263","v":0},{"$f":"'EnPI Table'!$AI$275","v":0},{"$f":"'EnPI Table'!$AI$287","v":0},{"$f":"'EnPI Table'!$AI$299","v":0}]
[null,null,null,null,null,null,null,null,null,null,null,null,null,null,null,{"$f":"'EnPI Table'!$AI$12","v":0},{"$f":"'EnPI Table'!$AI$24","v":0},{"$f":"'EnPI Table'!$AI$36","v":0},{"$f":"'EnPI Table'!$AI$48","v":0},{"$f":"'EnPI Table'!$AI$60","v":0},{"$f":"'EnPI Table'!$AI$72","v":0},{"$f":"'EnPI Table'!$AI$84","v":0},{"$f":"'EnPI Table'!$AI$96","v":0},{"$f":"'EnPI Table'!$AI$108","v":2084.7199999999998},{"$f":"'EnPI Table'!$AI$120","v":1405.15},{"$f":"'EnPI Table'!$AI$132","v":1595.15},{"$f":"'EnPI Table'!$AI$144","v":0},{"$f":"'EnPI Table'!$AI$156","v":0},{"$f":"'EnPI Table'!$AI$168","v":0},{"$f":"'EnPI Table'!$AI$180","v":0},{"$f":"'EnPI Table'!$AI$192","v":0},{"$f":"'EnPI Table'!$AI$204","v":0},{"$f":"'EnPI Table'!$AI$216","v":0},{"$f":"'EnPI Table'!$AI$228","v":0},{"$f":"'EnPI Table'!$AI$240","v":0},{"$f":"'EnPI Table'!$AI$252","v":0},{"$f":"'EnPI Table'!$AI$264","v":0},{"$f":"'EnPI Table'!$AI$276","v":0},{"$f":"'EnPI Table'!$AI$288","v":0},{"$f":"'EnPI Table'!$AI$300","v":0}]
[null,null,null,null,null,null,null,null,null,null,null,null,null,null,null,{"$f":"'EnPI Table'!$AI$13","v":0},{"$f":"'EnPI Table'!$AI$25","v":0},{"$f":"'EnPI Table'!$AI$37","v":0},{"$f":"'EnPI Table'!$AI$49","v":0},{"$f":"'EnPI Table'!$AI$61","v":0},{"$f":"'EnPI Table'!$AI$73","v":0},{"$f":"'EnPI Table'!$AI$85","v":0},{"$f":"'EnPI Table'!$AI$97","v":0},{"$f":"'EnPI Table'!$AI$109","v":1365.6},{"$f":"'EnPI Table'!$AI$121","v":1224.0999999999999},{"$f":"'EnPI Table'!$AI$133","v":1538.21},{"$f":"'EnPI Table'!$AI$145","v":0},{"$f":"'EnPI Table'!$AI$157","v":0},{"$f":"'EnPI Table'!$AI$169","v":0},{"$f":"'EnPI Table'!$AI$181","v":0},{"$f":"'EnPI Table'!$AI$193","v":0},{"$f":"'EnPI Table'!$AI$205","v":0},{"$f":"'EnPI Table'!$AI$217","v":0},{"$f":"'EnPI Table'!$AI$229","v":0},{"$f":"'EnPI Table'!$AI$241","v":0},{"$f":"'EnPI Table'!$AI$253","v":0},{"$f":"'EnPI Table'!$AI$265","v":0},{"$f":"'EnPI Table'!$AI$277","v":0},{"$f":"'EnPI Table'!$AI$289","v":0},{"$f":"'EnPI Table'!$AI$301","v":0}]
[null,null,null,null,null,null,null,null,null,null,null,null,null,null,null,{"$f":"'EnPI Table'!$AI$14","v":0},{"$f":"'EnPI Table'!$AI$26","v":0},{"$f":"'EnPI Table'!$AI$38","v":0},{"$f":"'EnPI Table'!$AI$50","v":0},{"$f":"'EnPI Table'!$AI$62","v":0},{"$f":"'EnPI Table'!$AI$74","v":0},{"$f":"'EnPI Table'!$AI$86","v":0},{"$f":"'EnPI Table'!$AI$98","v":0},{"$f":"'EnPI Table'!$AI$110","v":1454.51},{"$f":"'EnPI Table'!$AI$122","v":1370.16},{"$f":"'EnPI Table'!$AI$134","v":1296.0899999999999},{"$f":"'EnPI Table'!$AI$146","v":0},{"$f":"'EnPI Table'!$AI$158","v":0},{"$f":"'EnPI Table'!$AI$170","v":0},{"$f":"'EnPI Table'!$AI$182","v":0},{"$f":"'EnPI Table'!$AI$194","v":0},{"$f":"'EnPI Table'!$AI$206","v":0},{"$f":"'EnPI Table'!$AI$218","v":0},{"$f":"'EnPI Table'!$AI$230","v":0},{"$f":"'EnPI Table'!$AI$242","v":0},{"$f":"'EnPI Table'!$AI$254","v":0},{"$f":"'EnPI Table'!$AI$266","v":0},{"$f":"'EnPI Table'!$AI$278","v":0},{"$f":"'EnPI Table'!$AI$290","v":0},{"$f":"'EnPI Table'!$AI$302","v":0}]
[null,null,null,null,null,null,null,null,null,null,null,null,null,null,null,{"$f":"'EnPI Table'!$AI$15","v":0},{"$f":"'EnPI Table'!$AI$27","v":0},{"$f":"'EnPI Table'!$AI$39","v":0},{"$f":"'EnPI Table'!$AI$51","v":0},{"$f":"'EnPI Table'!$AI$63","v":0},{"$f":"'EnPI Table'!$AI$75","v":0},{"$f":"'EnPI Table'!$AI$87","v":0},{"$f":"'EnPI Table'!$AI$99","v":0},{"$f":"'EnPI Table'!$AI$111","v":1574.2},{"$f":"'EnPI Table'!$AI$123","v":1290.28},{"$f":"'EnPI Table'!$AI$135","v":1314.72},{"$f":"'EnPI Table'!$AI$147","v":0},{"$f":"'EnPI Table'!$AI$159","v":0},{"$f":"'EnPI Table'!$AI$171","v":0},{"$f":"'EnPI Table'!$AI$183","v":0},{"$f":"'EnPI Table'!$AI$195","v":0},{"$f":"'EnPI Table'!$AI$207","v":0},{"$f":"'EnPI Table'!$AI$219","v":0},{"$f":"'EnPI Table'!$AI$231","v":0},{"$f":"'EnPI Table'!$AI$243","v":0},{"$f":"'EnPI Table'!$AI$255","v":0},{"$f":"'EnPI Table'!$AI$267","v":0},{"$f":"'EnPI Table'!$AI$279","v":0},{"$f":"'EnPI Table'!$AI$291","v":0},{"$f":"'EnPI Table'!$AI$303","v":0}]
[null,null,null,null,null,null,null,null,null,null,null,null,null,null,null,{"$f":"'EnPI Table'!$AI$16","v":0},{"$f":"'EnPI Table'!$AI$28","v":0},{"$f":"'EnPI Table'!$AI$40","v":0},{"$f":"'EnPI Table'!$AI$52","v":0},{"$f":"'EnPI Table'!$AI$64","v":0},{"$f":"'EnPI Table'!$AI$76","v":0},{"$f":"'EnPI Table'!$AI$88","v":0},{"$f":"'EnPI Table'!$AI$100","v":0},{"$f":"'EnPI Table'!$AI$112","v":2716.86},{"$f":"'EnPI Table'!$AI$124","v":3303.78},{"$f":"'EnPI Table'!$AI$136","v":3549.5},{"$f":"'EnPI Table'!$AI$148","v":0},{"$f":"'EnPI Table'!$AI$160","v":0},{"$f":"'EnPI Table'!$AI$172","v":0},{"$f":"'EnPI Table'!$AI$184","v":0},{"$f":"'EnPI Table'!$AI$196","v":0},{"$f":"'EnPI Table'!$AI$208","v":0},{"$f":"'EnPI Table'!$AI$220","v":0},{"$f":"'EnPI Table'!$AI$232","v":0},{"$f":"'EnPI Table'!$AI$244","v":0},{"$f":"'EnPI Table'!$AI$256","v":0},{"$f":"'EnPI Table'!$AI$268","v":0},{"$f":"'EnPI Table'!$AI$280","v":0},{"$f":"'EnPI Table'!$AI$292","v":0},{"$f":"'EnPI Table'!$AI$304","v":0}]
[null,null,null,null,null,null,null,null,null,null,null,null,null,null,null,{"$f":"'EnPI Table'!$AI$17","v":0},{"$f":"'EnPI Table'!$AI$29","v":0},{"$f":"'EnPI Table'!$AI$41","v":0},{"$f":"'EnPI Table'!$AI$53","v":0},{"$f":"'EnPI Table'!$AI$65","v":0},{"$f":"'EnPI Table'!$AI$77","v":0},{"$f":"'EnPI Table'!$AI$89","v":0},{"$f":"'EnPI Table'!$AI$101","v":0},{"$f":"'EnPI Table'!$AI$113","v":14805.6},{"$f":"'EnPI Table'!$AI$125","v":10788.72},{"$f":"'EnPI Table'!$AI$137","v":12560.28},{"$f":"'EnPI Table'!$AI$149","v":0},{"$f":"'EnPI Table'!$AI$161","v":0},{"$f":"'EnPI Table'!$AI$173","v":0},{"$f":"'EnPI Table'!$AI$185","v":0},{"$f":"'EnPI Table'!$AI$197","v":0},{"$f":"'EnPI Table'!$AI$209","v":0},{"$f":"'EnPI Table'!$AI$221","v":0},{"$f":"'EnPI Table'!$AI$233","v":0},{"$f":"'EnPI Table'!$AI$245","v":0},{"$f":"'EnPI Table'!$AI$257","v":0},{"$f":"'EnPI Table'!$AI$269","v":0},{"$f":"'EnPI Table'!$AI$281","v":0},{"$f":"'EnPI Table'!$AI$293","v":0},{"$f":"'EnPI Table'!$AI$305","v":0}]
[null,null,null,null,null,null,null,null,null,null,null,null,null,null,null,{"$f":"'EnPI Table'!$AI$18","v":0},{"$f":"'EnPI Table'!$AI$30","v":0},{"$f":"'EnPI Table'!$AI$42","v":0},{"$f":"'EnPI Table'!$AI$54","v":0},{"$f":"'EnPI Table'!$AI$66","v":0},{"$f":"'EnPI Table'!$AI$78","v":0},{"$f":"'EnPI Table'!$AI$90","v":0},{"$f":"'EnPI Table'!$AI$102","v":0},{"$f":"'EnPI Table'!$AI$114","v":15002.7},{"$f":"'EnPI Table'!$AI$126","v":18571.240000000002},{"$f":"'EnPI Table'!$AI$138","v":15972.56},{"$f":"'EnPI Table'!$AI$150","v":0},{"$f":"'EnPI Table'!$AI$162","v":0},{"$f":"'EnPI Table'!$AI$174","v":0},{"$f":"'EnPI Table'!$AI$186","v":0},{"$f":"'EnPI Table'!$AI$198","v":0},{"$f":"'EnPI Table'!$AI$210","v":0},{"$f":"'EnPI Table'!$AI$222","v":0},{"$f":"'EnPI Table'!$AI$234","v":0},{"$f":"'EnPI Table'!$AI$246","v":0},{"$f":"'EnPI Table'!$AI$258","v":0},{"$f":"'EnPI Table'!$AI$270","v":0},{"$f":"'EnPI Table'!$AI$282","v":0},{"$f":"'EnPI Table'!$AI$294","v":0},{"$f":"'EnPI Table'!$AI$306","v":0}]
[null,null,null,null,null,null,null,null,null,null,null,null,null,null,null,{"$f":"'EnPI Table'!$AI$19","v":0},{"$f":"'EnPI Table'!$AI$31","v":0},{"$f":"'EnPI Table'!$AI$43","v":0},{"$f":"'EnPI Table'!$AI$55","v":0},{"$f":"'EnPI Table'!$AI$67","v":0},{"$f":"'EnPI Table'!$AI$79","v":0},{"$f":"'EnPI Table'!$AI$91","v":0},{"$f":"'EnPI Table'!$AI$103","v":0},{"$f":"'EnPI Table'!$AI$115","v":19376.490000000002},{"$f":"'EnPI Table'!$AI$127","v":22473.31},{"$f":"'EnPI Table'!$AI$139","v":22091.98},{"$f":"'EnPI Table'!$AI$151","v":0},{"$f":"'EnPI Table'!$AI$163","v":0},{"$f":"'EnPI Table'!$AI$175","v":0},{"$f":"'EnPI Table'!$AI$187","v":0},{"$f":"'EnPI Table'!$AI$199","v":0},{"$f":"'EnPI Table'!$AI$211","v":0},{"$f":"'EnPI Table'!$AI$223","v":0},{"$f":"'EnPI Table'!$AI$235","v":0},{"$f":"'EnPI Table'!$AI$247","v":0},{"$f":"'EnPI Table'!$AI$259","v":0},{"$f":"'EnPI Table'!$AI$271","v":0},{"$f":"'EnPI Table'!$AI$283","v":0},{"$f":"'EnPI Table'!$AI$295","v":0},{"$f":"'EnPI Table'!$AI$307","v":0}]
[null,null,null,null,null,null,null,null,null,null,null,null,null,null,null,{"$f":"'EnPI Table'!$AI$20","v":0},{"$f":"'EnPI Table'!$AI$32","v":0},{"$f":"'EnPI Table'!$AI$44","v":0},{"$f":"'EnPI Table'!$AI$56","v":0},{"$f":"'EnPI Table'!$AI$68","v":0},{"$f":"'EnPI Table'!$AI$80","v":0},{"$f":"'EnPI Table'!$AI$92","v":0},{"$f":"'EnPI Table'!$AI$104","v":0},{"$f":"'EnPI Table'!$AI$116","v":21091.29},{"$f":"'EnPI Table'!$AI$128","v":20868.12},{"$f":"'EnPI Table'!$AI$140","v":26033.46},{"$f":"'EnPI Table'!$AI$152","v":0},{"$f":"'EnPI Table'!$AI$164","v":0},{"$f":"'EnPI Table'!$AI$176","v":0},{"$f":"'EnPI Table'!$AI$188","v":0},{"$f":"'EnPI Table'!$AI$200","v":0},{"$f":"'EnPI Table'!$AI$212","v":0},{"$f":"'EnPI Table'!$AI$224","v":0},{"$f":"'EnPI Table'!$AI$236","v":0},{"$f":"'EnPI Table'!$AI$248","v":0},{"$f":"'EnPI Table'!$AI$260","v":0},{"$f":"'EnPI Table'!$AI$272","v":0},{"$f":"'EnPI Table'!$AI$284","v":0},{"$f":"'EnPI Table'!$AI$296","v":0},{"$f":"'EnPI Table'!$AI$308","v":0}]
[null,null,null,null,null,null,null,null,null,null,null,null,null,null,null,{"$f":"'EnPI Table'!$AI$21","v":0},{"$f":"'EnPI Table'!$AI$33","v":0},{"$f":"'EnPI Table'!$AI$45","v":0},{"$f":"'EnPI Table'!$AI$57","v":0},{"$f":"'EnPI Table'!$AI$69","v":0},{"$f":"'EnPI Table'!$AI$81","v":0},{"$f":"'EnPI Table'!$AI$93","v":0},{"$f":"'EnPI Table'!$AI$105","v":0},{"$f":"'EnPI Table'!$AI$117","v":17018.61},{"$f":"'EnPI Table'!$AI$129","v":16513.400000000001},{"$f":"'EnPI Table'!$AI$141","v":15243.17},{"$f":"'EnPI Table'!$AI$153","v":0},{"$f":"'EnPI Table'!$AI$165","v":0},{"$f":"'EnPI Table'!$AI$177","v":0},{"$f":"'EnPI Table'!$AI$189","v":0},{"$f":"'EnPI Table'!$AI$201","v":0},{"$f":"'EnPI Table'!$AI$213","v":0},{"$f":"'EnPI Table'!$AI$225","v":0},{"$f":"'EnPI Table'!$AI$237","v":0},{"$f":"'EnPI Table'!$AI$249","v":0},{"$f":"'EnPI Table'!$AI$261","v":0},{"$f":"'EnPI Table'!$AI$273","v":0},{"$f":"'EnPI Table'!$AI$285","v":0},{"$f":"'EnPI Table'!$AI$297","v":0},{"$f":"'EnPI Table'!$AI$309","v":0}]
[]
[null,null,null,null,null,null,null,null,null,null,null,null,null,null,null,{"$f":"'EnPI Table'!$AL$10","v":0},{"$f":"'EnPI Table'!$AL$22","v":0},{"$f":"'EnPI Table'!$AL$34","v":0},{"$f":"'EnPI Table'!$AL$46","v":0},{"$f":"'EnPI Table'!$AL$58","v":0},{"$f":"'EnPI Table'!$AL$70","v":0},{"$f":"'EnPI Table'!$AL$82","v":0},{"$f":"'EnPI Table'!$AL$94","v":0},{"$f":"'EnPI Table'!$AL$106","v":0},{"$f":"'EnPI Table'!$AL$118","v":0},{"$f":"'EnPI Table'!$AL$130","v":0},{"$f":"'EnPI Table'!$AL$142","v":0},{"$f":"'EnPI Table'!$AL$154","v":0},{"$f":"'EnPI Table'!$AL$166","v":0},{"$f":"'EnPI Table'!$AL$178","v":0},{"$f":"'EnPI Table'!$AL$190","v":0},{"$f":"'EnPI Table'!$AL$202","v":0},{"$f":"'EnPI Table'!$AL$214","v":0},{"$f":"'EnPI Table'!$AL$226","v":0},{"$f":"'EnPI Table'!$AL$238","v":0},{"$f":"'EnPI Table'!$AL$250","v":0},{"$f":"'EnPI Table'!$AL$262","v":0},{"$f":"'EnPI Table'!$AL$274","v":0},{"$f":"'EnPI Table'!$AL$286","v":0},{"$f":"'EnPI Table'!$AL$298","v":0}]
[null,null,null,null,null,null,null,null,null,null,null,null,null,null,null,{"$f":"'EnPI Table'!$AL$11","v":0},{"$f":"'EnPI Table'!$AL$23","v":0},{"$f":"'EnPI Table'!$AL$35","v":0},{"$f":"'EnPI Table'!$AL$47","v":0},{"$f":"'EnPI Table'!$AL$59","v":0},{"$f":"'EnPI Table'!$AL$71","v":0},{"$f":"'EnPI Table'!$AL$83","v":0},{"$f":"'EnPI Table'!$AL$95","v":0},{"$f":"'EnPI Table'!$AL$107","v":0},{"$f":"'EnPI Table'!$AL$119","v":0},{"$f":"'EnPI Table'!$AL$131","v":0},{"$f":"'EnPI Table'!$AL$143","v":0},{"$f":"'EnPI Table'!$AL$155","v":0},{"$f":"'EnPI Table'!$AL$167","v":0},{"$f":"'EnPI Table'!$AL$179","v":0},{"$f":"'EnPI Table'!$AL$191","v":0},{"$f":"'EnPI Table'!$AL$203","v":0},{"$f":"'EnPI Table'!$AL$215","v":0},{"$f":"'EnPI Table'!$AL$227","v":0},{"$f":"'EnPI Table'!$AL$239","v":0},{"$f":"'EnPI Table'!$AL$251","v":0},{"$f":"'EnPI Table'!$AL$263","v":0},{"$f":"'EnPI Table'!$AL$275","v":0},{"$f":"'EnPI Table'!$AL$287","v":0},{"$f":"'EnPI Table'!$AL$299","v":0}]
[null,null,null,null,null,null,null,null,null,null,null,null,null,null,null,{"$f":"'EnPI Table'!$AL$12","v":0},{"$f":"'EnPI Table'!$AL$24","v":0},{"$f":"'EnPI Table'!$AL$36","v":0},{"$f":"'EnPI Table'!$AL$48","v":0},{"$f":"'EnPI Table'!$AL$60","v":0},{"$f":"'EnPI Table'!$AL$72","v":0},{"$f":"'EnPI Table'!$AL$84","v":0},{"$f":"'EnPI Table'!$AL$96","v":0},{"$f":"'EnPI Table'!$AL$108","v":0},{"$f":"'EnPI Table'!$AL$120","v":0},{"$f":"'EnPI Table'!$AL$132","v":0},{"$f":"'EnPI Table'!$AL$144","v":0},{"$f":"'EnPI Table'!$AL$156","v":0},{"$f":"'EnPI Table'!$AL$168","v":0},{"$f":"'EnPI Table'!$AL$180","v":0},{"$f":"'EnPI Table'!$AL$192","v":0},{"$f":"'EnPI Table'!$AL$204","v":0},{"$f":"'EnPI Table'!$AL$216","v":0},{"$f":"'EnPI Table'!$AL$228","v":0},{"$f":"'EnPI Table'!$AL$240","v":0},{"$f":"'EnPI Table'!$AL$252","v":0},{"$f":"'EnPI Table'!$AL$264","v":0},{"$f":"'EnPI Table'!$AL$276","v":0},{"$f":"'EnPI Table'!$AL$288","v":0},{"$f":"'EnPI Table'!$AL$300","v":0}]
[null,null,null,null,null,null,null,null,null,null,null,null,null,null,null,{"$f":"'EnPI Table'!$AL$13","v":0},{"$f":"'EnPI Table'!$AL$25","v":0},{"$f":"'EnPI Table'!$AL$37","v":0},{"$f":"'EnPI Table'!$AL$49","v":0},{"$f":"'EnPI Table'!$AL$61","v":0},{"$f":"'EnPI Table'!$AL$73","v":0},{"$f":"'EnPI Table'!$AL$85","v":0},{"$f":"'EnPI Table'!$AL$97","v":0},{"$f":"'EnPI Table'!$AL$109","v":0},{"$f":"'EnPI Table'!$AL$121","v":0},{"$f":"'EnPI Table'!$AL$133","v":0},{"$f":"'EnPI Table'!$AL$145","v":0},{"$f":"'EnPI Table'!$AL$157","v":0},{"$f":"'EnPI Table'!$AL$169","v":0},{"$f":"'EnPI Table'!$AL$181","v":0},{"$f":"'EnPI Table'!$AL$193","v":0},{"$f":"'EnPI Table'!$AL$205","v":0},{"$f":"'EnPI Table'!$AL$217","v":0},{"$f":"'EnPI Table'!$AL$229","v":0},{"$f":"'EnPI Table'!$AL$241","v":0},{"$f":"'EnPI Table'!$AL$253","v":0},{"$f":"'EnPI Table'!$AL$265","v":0},{"$f":"'EnPI Table'!$AL$277","v":0},{"$f":"'EnPI Table'!$AL$289","v":0},{"$f":"'EnPI Table'!$AL$301","v":0}]
[null,null,null,null,null,null,null,null,null,null,null,null,null,null,null,{"$f":"'EnPI Table'!$AL$14","v":0},{"$f":"'EnPI Table'!$AL$26","v":0},{"$f":"'EnPI Table'!$AL$38","v":0},{"$f":"'EnPI Table'!$AL$50","v":0},{"$f":"'EnPI Table'!$AL$62","v":0},{"$f":"'EnPI Table'!$AL$74","v":0},{"$f":"'EnPI Table'!$AL$86","v":0},{"$f":"'EnPI Table'!$AL$98","v":0},{"$f":"'EnPI Table'!$AL$110","v":0},{"$f":"'EnPI Table'!$AL$122","v":0},{"$f":"'EnPI Table'!$AL$134","v":0},{"$f":"'EnPI Table'!$AL$146","v":0},{"$f":"'EnPI Table'!$AL$158","v":0},{"$f":"'EnPI Table'!$AL$170","v":0},{"$f":"'EnPI Table'!$AL$182","v":0},{"$f":"'EnPI Table'!$AL$194","v":0},{"$f":"'EnPI Table'!$AL$206","v":0},{"$f":"'EnPI Table'!$AL$218","v":0},{"$f":"'EnPI Table'!$AL$230","v":0},{"$f":"'EnPI Table'!$AL$242","v":0},{"$f":"'EnPI Table'!$AL$254","v":0},{"$f":"'EnPI Table'!$AL$266","v":0},{"$f":"'EnPI Table'!$AL$278","v":0},{"$f":"'EnPI Table'!$AL$290","v":0},{"$f":"'EnPI Table'!$AL$302","v":0}]
[null,null,null,null,null,null,null,null,null,null,null,null,null,null,null,{"$f":"'EnPI Table'!$AL$15","v":0},{"$f":"'EnPI Table'!$AL$27","v":0},{"$f":"'EnPI Table'!$AL$39","v":0},{"$f":"'EnPI Table'!$AL$51","v":0},{"$f":"'EnPI Table'!$AL$63","v":0},{"$f":"'EnPI Table'!$AL$75","v":0},{"$f":"'EnPI Table'!$AL$87","v":0},{"$f":"'EnPI Table'!$AL$99","v":0},{"$f":"'EnPI Table'!$AL$111","v":0},{"$f":"'EnPI Table'!$AL$123","v":0},{"$f":"'EnPI Table'!$AL$135","v":0},{"$f":"'EnPI Table'!$AL$147","v":0},{"$f":"'EnPI Table'!$AL$159","v":0},{"$f":"'EnPI Table'!$AL$171","v":0},{"$f":"'EnPI Table'!$AL$183","v":0},{"$f":"'EnPI Table'!$AL$195","v":0},{"$f":"'EnPI Table'!$AL$207","v":0},{"$f":"'EnPI Table'!$AL$219","v":0},{"$f":"'EnPI Table'!$AL$231","v":0},{"$f":"'EnPI Table'!$AL$243","v":0},{"$f":"'EnPI Table'!$AL$255","v":0},{"$f":"'EnPI Table'!$AL$267","v":0},{"$f":"'EnPI Table'!$AL$279","v":0},{"$f":"'EnPI Table'!$AL$291","v":0},{"$f":"'EnPI Table'!$AL$303","v":0}]
[null,null,null,null,null,null,null,null,null,null,null,null,null,null,null,{"$f":"'EnPI Table'!$AL$16","v":0},{"$f":"'EnPI Table'!$AL$28","v":0},{"$f":"'EnPI Table'!$AL$40","v":0},{"$f":"'EnPI Table'!$AL$52","v":0},{"$f":"'EnPI Table'!$AL$64","v":0},{"$f":"'EnPI Table'!$AL$76","v":0},{"$f":"'EnPI Table'!$AL$88","v":0},{"$f":"'EnPI Table'!$AL$100","v":0},{"$f":"'EnPI Table'!$AL$112","v":0},{"$f":"'EnPI Table'!$AL$124","v":0},{"$f":"'EnPI Table'!$AL$136","v":0},{"$f":"'EnPI Table'!$AL$148","v":0},{"$f":"'EnPI Table'!$AL$160","v":0},{"$f":"'EnPI Table'!$AL$172","v":0},{"$f":"'EnPI Table'!$AL$184","v":0},{"$f":"'EnPI Table'!$AL$196","v":0},{"$f":"'EnPI Table'!$AL$208","v":0},{"$f":"'EnPI Table'!$AL$220","v":0},{"$f":"'EnPI Table'!$AL$232","v":0},{"$f":"'EnPI Table'!$AL$244","v":0},{"$f":"'EnPI Table'!$AL$256","v":0},{"$f":"'EnPI Table'!$AL$268","v":0},{"$f":"'EnPI Table'!$AL$280","v":0},{"$f":"'EnPI Table'!$AL$292","v":0},{"$f":"'EnPI Table'!$AL$304","v":0}]
[null,null,null,null,null,null,null,null,null,null,null,null,null,null,null,{"$f":"'EnPI Table'!$AL$17","v":0},{"$f":"'EnPI Table'!$AL$29","v":0},{"$f":"'EnPI Table'!$AL$41","v":0},{"$f":"'EnPI Table'!$AL$53","v":0},{"$f":"'EnPI Table'!$AL$65","v":0},{"$f":"'EnPI Table'!$AL$77","v":0},{"$f":"'EnPI Table'!$AL$89","v":0},{"$f":"'EnPI Table'!$AL$101","v":0},{"$f":"'EnPI Table'!$AL$113","v":0},{"$f":"'EnPI Table'!$AL$125","v":0},{"$f":"'EnPI Table'!$AL$137","v":0},{"$f":"'EnPI Table'!$AL$149","v":0},{"$f":"'EnPI Table'!$AL$161","v":0},{"$f":"'EnPI Table'!$AL$173","v":0},{"$f":"'EnPI Table'!$AL$185","v":0},{"$f":"'EnPI Table'!$AL$197","v":0},{"$f":"'EnPI Table'!$AL$209","v":0},{"$f":"'EnPI Table'!$AL$221","v":0},{"$f":"'EnPI Table'!$AL$233","v":0},{"$f":"'EnPI Table'!$AL$245","v":0},{"$f":"'EnPI Table'!$AL$257","v":0},{"$f":"'EnPI Table'!$AL$269","v":0},{"$f":"'EnPI Table'!$AL$281","v":0},{"$f":"'EnPI Table'!$AL$293","v":0},{"$f":"'EnPI Table'!$AL$305","v":0}]
[null,null,null,null,null,null,null,null,null,null,null,null,null,null,null,{"$f":"'EnPI Table'!$AL$18","v":0},{"$f":"'EnPI Table'!$AL$30","v":0},{"$f":"'EnPI Table'!$AL$42","v":0},{"$f":"'EnPI Table'!$AL$54","v":0},{"$f":"'EnPI Table'!$AL$66","v":0},{"$f":"'EnPI Table'!$AL$78","v":0},{"$f":"'EnPI Table'!$AL$90","v":0},{"$f":"'EnPI Table'!$AL$102","v":0},{"$f":"'EnPI Table'!$AL$114","v":0},{"$f":"'EnPI Table'!$AL$126","v":0},{"$f":"'EnPI Table'!$AL$138","v":0},{"$f":"'EnPI Table'!$AL$150","v":0},{"$f":"'EnPI Table'!$AL$162","v":0},{"$f":"'EnPI Table'!$AL$174","v":0},{"$f":"'EnPI Table'!$AL$186","v":0},{"$f":"'EnPI Table'!$AL$198","v":0},{"$f":"'EnPI Table'!$AL$210","v":0},{"$f":"'EnPI Table'!$AL$222","v":0},{"$f":"'EnPI Table'!$AL$234","v":0},{"$f":"'EnPI Table'!$AL$246","v":0},{"$f":"'EnPI Table'!$AL$258","v":0},{"$f":"'EnPI Table'!$AL$270","v":0},{"$f":"'EnPI Table'!$AL$282","v":0},{"$f":"'EnPI Table'!$AL$294","v":0},{"$f":"'EnPI Table'!$AL$306","v":0}]
[null,null,null,null,null,null,null,null,null,null,null,null,null,null,null,{"$f":"'EnPI Table'!$AL$19","v":0},{"$f":"'EnPI Table'!$AL$31","v":0},{"$f":"'EnPI Table'!$AL$43","v":0},{"$f":"'EnPI Table'!$AL$55","v":0},{"$f":"'EnPI Table'!$AL$67","v":0},{"$f":"'EnPI Table'!$AL$79","v":0},{"$f":"'EnPI Table'!$AL$91","v":0},{"$f":"'EnPI Table'!$AL$103","v":0},{"$f":"'EnPI Table'!$AL$115","v":0},{"$f":"'EnPI Table'!$AL$127","v":0},{"$f":"'EnPI Table'!$AL$139","v":0},{"$f":"'EnPI Table'!$AL$151","v":0},{"$f":"'EnPI Table'!$AL$163","v":0},{"$f":"'EnPI Table'!$AL$175","v":0},{"$f":"'EnPI Table'!$AL$187","v":0},{"$f":"'EnPI Table'!$AL$199","v":0},{"$f":"'EnPI Table'!$AL$211","v":0},{"$f":"'EnPI Table'!$AL$223","v":0},{"$f":"'EnPI Table'!$AL$235","v":0},{"$f":"'EnPI Table'!$AL$247","v":0},{"$f":"'EnPI Table'!$AL$259","v":0},{"$f":"'EnPI Table'!$AL$271","v":0},{"$f":"'EnPI Table'!$AL$283","v":0},{"$f":"'EnPI Table'!$AL$295","v":0},{"$f":"'EnPI Table'!$AL$307","v":0}]
[null,null,null,null,null,null,null,null,null,null,null,null,null,null,null,{"$f":"'EnPI Table'!$AL$20","v":0},{"$f":"'EnPI Table'!$AL$32","v":0},{"$f":"'EnPI Table'!$AL$44","v":0},{"$f":"'EnPI Table'!$AL$56","v":0},{"$f":"'EnPI Table'!$AL$68","v":0},{"$f":"'EnPI Table'!$AL$80","v":0},{"$f":"'EnPI Table'!$AL$92","v":0},{"$f":"'EnPI Table'!$AL$104","v":0},{"$f":"'EnPI Table'!$AL$116","v":0},{"$f":"'EnPI Table'!$AL$128","v":0},{"$f":"'EnPI Table'!$AL$140","v":0},{"$f":"'EnPI Table'!$AL$152","v":0},{"$f":"'EnPI Table'!$AL$164","v":0},{"$f":"'EnPI Table'!$AL$176","v":0},{"$f":"'EnPI Table'!$AL$188","v":0},{"$f":"'EnPI Table'!$AL$200","v":0},{"$f":"'EnPI Table'!$AL$212","v":0},{"$f":"'EnPI Table'!$AL$224","v":0},{"$f":"'EnPI Table'!$AL$236","v":0},{"$f":"'EnPI Table'!$AL$248","v":0},{"$f":"'EnPI Table'!$AL$260","v":0},{"$f":"'EnPI Table'!$AL$272","v":0},{"$f":"'EnPI Table'!$AL$284","v":0},{"$f":"'EnPI Table'!$AL$296","v":0},{"$f":"'EnPI Table'!$AL$308","v":0}]
[null,null,null,null,null,null,null,null,null,null,null,null,null,null,null,{"$f":"'EnPI Table'!$AL$21","v":0},{"$f":"'EnPI Table'!$AL$33","v":0},{"$f":"'EnPI Table'!$AL$45","v":0},{"$f":"'EnPI Table'!$AL$57","v":0},{"$f":"'EnPI Table'!$AL$69","v":0},{"$f":"'EnPI Table'!$AL$81","v":0},{"$f":"'EnPI Table'!$AL$93","v":0},{"$f":"'EnPI Table'!$AL$105","v":0},{"$f":"'EnPI Table'!$AL$117","v":0},{"$f":"'EnPI Table'!$AL$129","v":0},{"$f":"'EnPI Table'!$AL$141","v":0},{"$f":"'EnPI Table'!$AL$153","v":0},{"$f":"'EnPI Table'!$AL$165","v":0},{"$f":"'EnPI Table'!$AL$177","v":0},{"$f":"'EnPI Table'!$AL$189","v":0},{"$f":"'EnPI Table'!$AL$201","v":0},{"$f":"'EnPI Table'!$AL$213","v":0},{"$f":"'EnPI Table'!$AL$225","v":0},{"$f":"'EnPI Table'!$AL$237","v":0},{"$f":"'EnPI Table'!$AL$249","v":0},{"$f":"'EnPI Table'!$AL$261","v":0},{"$f":"'EnPI Table'!$AL$273","v":0},{"$f":"'EnPI Table'!$AL$285","v":0},{"$f":"'EnPI Table'!$AL$297","v":0},{"$f":"'EnPI Table'!$AL$309","v":0}]
[]
[null,null,null,null,null,null,null,null,null,null,null,null,null,null,null,{"$f":"'EnPI Table'!$AK$10","v":0},{"$f":"'EnPI Table'!$AK$22","v":0},{"$f":"'EnPI Table'!$AK$34","v":0},{"$f":"'EnPI Table'!$AK$46","v":0},{"$f":"'EnPI Table'!$AK$58","v":0},{"$f":"'EnPI Table'!$AK$70","v":0},{"$f":"'EnPI Table'!$AK$82","v":0},{"$f":"'EnPI Table'!$AK$94","v":0},{"$f":"'EnPI Table'!$AK$106","v":0},{"$f":"'EnPI Table'!$AK$118","v":0},{"$f":"'EnPI Table'!$AK$130","v":0},{"$f":"'EnPI Table'!$AK$142","v":0},{"$f":"'EnPI Table'!$AK$154","v":0},{"$f":"'EnPI Table'!$AK$166","v":0},{"$f":"'EnPI Table'!$AK$178","v":0},{"$f":"'EnPI Table'!$AK$190","v":0},{"$f":"'EnPI Table'!$AK$202","v":0},{"$f":"'EnPI Table'!$AK$214","v":0},{"$f":"'EnPI Table'!$AK$226","v":0},{"$f":"'EnPI Table'!$AK$238","v":0},{"$f":"'EnPI Table'!$AK$250","v":0},{"$f":"'EnPI Table'!$AK$262","v":0},{"$f":"'EnPI Table'!$AK$274","v":0},{"$f":"'EnPI Table'!$AK$286","v":0},{"$f":"'EnPI Table'!$AK$298","v":0}]
[null,null,null,null,null,null,null,null,null,null,null,null,null,null,null,{"$f":"'EnPI Table'!$AK$11","v":0},{"$f":"'EnPI Table'!$AK$23","v":0},{"$f":"'EnPI Table'!$AK$35","v":0},{"$f":"'EnPI Table'!$AK$47","v":0},{"$f":"'EnPI Table'!$AK$59","v":0},{"$f":"'EnPI Table'!$AK$71","v":0},{"$f":"'EnPI Table'!$AK$83","v":0},{"$f":"'EnPI Table'!$AK$95","v":0},{"$f":"'EnPI Table'!$AK$107","v":0},{"$f":"'EnPI Table'!$AK$119","v":0},{"$f":"'EnPI Table'!$AK$131","v":0},{"$f":"'EnPI Table'!$AK$143","v":0},{"$f":"'EnPI Table'!$AK$155","v":0},{"$f":"'EnPI Table'!$AK$167","v":0},{"$f":"'EnPI Table'!$AK$179","v":0},{"$f":"'EnPI Table'!$AK$191","v":0},{"$f":"'EnPI Table'!$AK$203","v":0},{"$f":"'EnPI Table'!$AK$215","v":0},{"$f":"'EnPI Table'!$AK$227","v":0},{"$f":"'EnPI Table'!$AK$239","v":0},{"$f":"'EnPI Table'!$AK$251","v":0},{"$f":"'EnPI Table'!$AK$263","v":0},{"$f":"'EnPI Table'!$AK$275","v":0},{"$f":"'EnPI Table'!$AK$287","v":0},{"$f":"'EnPI Table'!$AK$299","v":0}]
[null,null,null,null,null,null,null,null,null,null,null,null,null,null,null,{"$f":"'EnPI Table'!$AK$12","v":0},{"$f":"'EnPI Table'!$AK$24","v":0},{"$f":"'EnPI Table'!$AK$36","v":0},{"$f":"'EnPI Table'!$AK$48","v":0},{"$f":"'EnPI Table'!$AK$60","v":0},{"$f":"'EnPI Table'!$AK$72","v":0},{"$f":"'EnPI Table'!$AK$84","v":0},{"$f":"'EnPI Table'!$AK$96","v":0},{"$f":"'EnPI Table'!$AK$108","v":0},{"$f":"'EnPI Table'!$AK$120","v":0},{"$f":"'EnPI Table'!$AK$132","v":0},{"$f":"'EnPI Table'!$AK$144","v":0},{"$f":"'EnPI Table'!$AK$156","v":0},{"$f":"'EnPI Table'!$AK$168","v":0},{"$f":"'EnPI Table'!$AK$180","v":0},{"$f":"'EnPI Table'!$AK$192","v":0},{"$f":"'EnPI Table'!$AK$204","v":0},{"$f":"'EnPI Table'!$AK$216","v":0},{"$f":"'EnPI Table'!$AK$228","v":0},{"$f":"'EnPI Table'!$AK$240","v":0},{"$f":"'EnPI Table'!$AK$252","v":0},{"$f":"'EnPI Table'!$AK$264","v":0},{"$f":"'EnPI Table'!$AK$276","v":0},{"$f":"'EnPI Table'!$AK$288","v":0},{"$f":"'EnPI Table'!$AK$300","v":0}]
[null,null,null,null,null,null,null,null,null,null,null,null,null,null,null,{"$f":"'EnPI Table'!$AK$13","v":0},{"$f":"'EnPI Table'!$AK$25","v":0},{"$f":"'EnPI Table'!$AK$37","v":0},{"$f":"'EnPI Table'!$AK$49","v":0},{"$f":"'EnPI Table'!$AK$61","v":0},{"$f":"'EnPI Table'!$AK$73","v":0},{"$f":"'EnPI Table'!$AK$85","v":0},{"$f":"'EnPI Table'!$AK$97","v":0},{"$f":"'EnPI Table'!$AK$109","v":0},{"$f":"'EnPI Table'!$AK$121","v":0},{"$f":"'EnPI Table'!$AK$133","v":0},{"$f":"'EnPI Table'!$AK$145","v":0},{"$f":"'EnPI Table'!$AK$157","v":0},{"$f":"'EnPI Table'!$AK$169","v":0},{"$f":"'EnPI Table'!$AK$181","v":0},{"$f":"'EnPI Table'!$AK$193","v":0},{"$f":"'EnPI Table'!$AK$205","v":0},{"$f":"'EnPI Table'!$AK$217","v":0},{"$f":"'EnPI Table'!$AK$229","v":0},{"$f":"'EnPI Table'!$AK$241","v":0},{"$f":"'EnPI Table'!$AK$253","v":0},{"$f":"'EnPI Table'!$AK$265","v":0},{"$f":"'EnPI Table'!$AK$277","v":0},{"$f":"'EnPI Table'!$AK$289","v":0},{"$f":"'EnPI Table'!$AK$301","v":0}]
[null,null,null,null,null,null,null,null,null,null,null,null,null,null,null,{"$f":"'EnPI Table'!$AK$14","v":0},{"$f":"'EnPI Table'!$AK$26","v":0},{"$f":"'EnPI Table'!$AK$38","v":0},{"$f":"'EnPI Table'!$AK$50","v":0},{"$f":"'EnPI Table'!$AK$62","v":0},{"$f":"'EnPI Table'!$AK$74","v":0},{"$f":"'EnPI Table'!$AK$86","v":0},{"$f":"'EnPI Table'!$AK$98","v":0},{"$f":"'EnPI Table'!$AK$110","v":0},{"$f":"'EnPI Table'!$AK$122","v":0},{"$f":"'EnPI Table'!$AK$134","v":0},{"$f":"'EnPI Table'!$AK$146","v":0},{"$f":"'EnPI Table'!$AK$158","v":0},{"$f":"'EnPI Table'!$AK$170","v":0},{"$f":"'EnPI Table'!$AK$182","v":0},{"$f":"'EnPI Table'!$AK$194","v":0},{"$f":"'EnPI Table'!$AK$206","v":0},{"$f":"'EnPI Table'!$AK$218","v":0},{"$f":"'EnPI Table'!$AK$230","v":0},{"$f":"'EnPI Table'!$AK$242","v":0},{"$f":"'EnPI Table'!$AK$254","v":0},{"$f":"'EnPI Table'!$AK$266","v":0},{"$f":"'EnPI Table'!$AK$278","v":0},{"$f":"'EnPI Table'!$AK$290","v":0},{"$f":"'EnPI Table'!$AK$302","v":0}]
[null,null,null,null,null,null,null,null,null,null,null,null,null,null,null,{"$f":"'EnPI Table'!$AK$15","v":0},{"$f":"'EnPI Table'!$AK$27","v":0},{"$f":"'EnPI Table'!$AK$39","v":0},{"$f":"'EnPI Table'!$AK$51","v":0},{"$f":"'EnPI Table'!$AK$63","v":0},{"$f":"'EnPI Table'!$AK$75","v":0},{"$f":"'EnPI Table'!$AK$87","v":0},{"$f":"'EnPI Table'!$AK$99","v":0},{"$f":"'EnPI Table'!$AK$111","v":0},{"$f":"'EnPI Table'!$AK$123","v":0},{"$f":"'EnPI Table'!$AK$135","v":0},{"$f":"'EnPI Table'!$AK$147","v":0},{"$f":"'EnPI Table'!$AK$159","v":0},{"$f":"'EnPI Table'!$AK$171","v":0},{"$f":"'EnPI Table'!$AK$183","v":0},{"$f":"'EnPI Table'!$AK$195","v":0},{"$f":"'EnPI Table'!$AK$207","v":0},{"$f":"'EnPI Table'!$AK$219","v":0},{"$f":"'EnPI Table'!$AK$231","v":0},{"$f":"'EnPI Table'!$AK$243","v":0},{"$f":"'EnPI Table'!$AK$255","v":0},{"$f":"'EnPI Table'!$AK$267","v":0},{"$f":"'EnPI Table'!$AK$279","v":0},{"$f":"'EnPI Table'!$AK$291","v":0},{"$f":"'EnPI Table'!$AK$303","v":0}]
[null,null,null,null,null,null,null,null,null,null,null,null,null,null,null,{"$f":"'EnPI Table'!$AK$16","v":0},{"$f":"'EnPI Table'!$AK$28","v":0},{"$f":"'EnPI Table'!$AK$40","v":0},{"$f":"'EnPI Table'!$AK$52","v":0},{"$f":"'EnPI Table'!$AK$64","v":0},{"$f":"'EnPI Table'!$AK$76","v":0},{"$f":"'EnPI Table'!$AK$88","v":0},{"$f":"'EnPI Table'!$AK$100","v":0},{"$f":"'EnPI Table'!$AK$112","v":0},{"$f":"'EnPI Table'!$AK$124","v":0},{"$f":"'EnPI Table'!$AK$136","v":0},{"$f":"'EnPI Table'!$AK$148","v":0},{"$f":"'EnPI Table'!$AK$160","v":0},{"$f":"'EnPI Table'!$AK$172","v":0},{"$f":"'EnPI Table'!$AK$184","v":0},{"$f":"'EnPI Table'!$AK$196","v":0},{"$f":"'EnPI Table'!$AK$208","v":0},{"$f":"'EnPI Table'!$AK$220","v":0},{"$f":"'EnPI Table'!$AK$232","v":0},{"$f":"'EnPI Table'!$AK$244","v":0},{"$f":"'EnPI Table'!$AK$256","v":0},{"$f":"'EnPI Table'!$AK$268","v":0},{"$f":"'EnPI Table'!$AK$280","v":0},{"$f":"'EnPI Table'!$AK$292","v":0},{"$f":"'EnPI Table'!$AK$304","v":0}]
[null,null,null,null,null,null,null,null,null,null,null,null,null,null,null,{"$f":"'EnPI Table'!$AK$17","v":0},{"$f":"'EnPI Table'!$AK$29","v":0},{"$f":"'EnPI Table'!$AK$41","v":0},{"$f":"'EnPI Table'!$AK$53","v":0},{"$f":"'EnPI Table'!$AK$65","v":0},{"$f":"'EnPI Table'!$AK$77","v":0},{"$f":"'EnPI Table'!$AK$89","v":0},{"$f":"'EnPI Table'!$AK$101","v":0},{"$f":"'EnPI Table'!$AK$113","v":0},{"$f":"'EnPI Table'!$AK$125","v":0},{"$f":"'EnPI Table'!$AK$137","v":0},{"$f":"'EnPI Table'!$AK$149","v":0},{"$f":"'EnPI Table'!$AK$161","v":0},{"$f":"'EnPI Table'!$AK$173","v":0},{"$f":"'EnPI Table'!$AK$185","v":0},{"$f":"'EnPI Table'!$AK$197","v":0},{"$f":"'EnPI Table'!$AK$209","v":0},{"$f":"'EnPI Table'!$AK$221","v":0},{"$f":"'EnPI Table'!$AK$233","v":0},{"$f":"'EnPI Table'!$AK$245","v":0},{"$f":"'EnPI Table'!$AK$257","v":0},{"$f":"'EnPI Table'!$AK$269","v":0},{"$f":"'EnPI Table'!$AK$281","v":0},{"$f":"'EnPI Table'!$AK$293","v":0},{"$f":"'EnPI Table'!$AK$305","v":0}]
[null,null,null,null,null,null,null,null,null,null,null,null,null,null,null,{"$f":"'EnPI Table'!$AK$18","v":0},{"$f":"'EnPI Table'!$AK$30","v":0},{"$f":"'EnPI Table'!$AK$42","v":0},{"$f":"'EnPI Table'!$AK$54","v":0},{"$f":"'EnPI Table'!$AK$66","v":0},{"$f":"'EnPI Table'!$AK$78","v":0},{"$f":"'EnPI Table'!$AK$90","v":0},{"$f":"'EnPI Table'!$AK$102","v":0},{"$f":"'EnPI Table'!$AK$114","v":0},{"$f":"'EnPI Table'!$AK$126","v":0},{"$f":"'EnPI Table'!$AK$138","v":0},{"$f":"'EnPI Table'!$AK$150","v":0},{"$f":"'EnPI Table'!$AK$162","v":0},{"$f":"'EnPI Table'!$AK$174","v":0},{"$f":"'EnPI Table'!$AK$186","v":0},{"$f":"'EnPI Table'!$AK$198","v":0},{"$f":"'EnPI Table'!$AK$210","v":0},{"$f":"'EnPI Table'!$AK$222","v":0},{"$f":"'EnPI Table'!$AK$234","v":0},{"$f":"'EnPI Table'!$AK$246","v":0},{"$f":"'EnPI Table'!$AK$258","v":0},{"$f":"'EnPI Table'!$AK$270","v":0},{"$f":"'EnPI Table'!$AK$282","v":0},{"$f":"'EnPI Table'!$AK$294","v":0},{"$f":"'EnPI Table'!$AK$306","v":0}]
[null,null,null,null,null,null,null,null,null,null,null,null,null,null,null,{"$f":"'EnPI Table'!$AK$19","v":0},{"$f":"'EnPI Table'!$AK$31","v":0},{"$f":"'EnPI Table'!$AK$43","v":0},{"$f":"'EnPI Table'!$AK$55","v":0},{"$f":"'EnPI Table'!$AK$67","v":0},{"$f":"'EnPI Table'!$AK$79","v":0},{"$f":"'EnPI Table'!$AK$91","v":0},{"$f":"'EnPI Table'!$AK$103","v":0},{"$f":"'EnPI Table'!$AK$115","v":0},{"$f":"'EnPI Table'!$AK$127","v":0},{"$f":"'EnPI Table'!$AK$139","v":0},{"$f":"'EnPI Table'!$AK$151","v":0},{"$f":"'EnPI Table'!$AK$163","v":0},{"$f":"'EnPI Table'!$AK$175","v":0},{"$f":"'EnPI Table'!$AK$187","v":0},{"$f":"'EnPI Table'!$AK$199","v":0},{"$f":"'EnPI Table'!$AK$211","v":0},{"$f":"'EnPI Table'!$AK$223","v":0},{"$f":"'EnPI Table'!$AK$235","v":0},{"$f":"'EnPI Table'!$AK$247","v":0},{"$f":"'EnPI Table'!$AK$259","v":0},{"$f":"'EnPI Table'!$AK$271","v":0},{"$f":"'EnPI Table'!$AK$283","v":0},{"$f":"'EnPI Table'!$AK$295","v":0},{"$f":"'EnPI Table'!$AK$307","v":0}]
[null,null,null,null,null,null,null,null,null,null,null,null,null,null,null,{"$f":"'EnPI Table'!$AK$20","v":0},{"$f":"'EnPI Table'!$AK$32","v":0},{"$f":"'EnPI Table'!$AK$44","v":0},{"$f":"'EnPI Table'!$AK$56","v":0},{"$f":"'EnPI Table'!$AK$68","v":0},{"$f":"'EnPI Table'!$AK$80","v":0},{"$f":"'EnPI Table'!$AK$92","v":0},{"$f":"'EnPI Table'!$AK$104","v":0},{"$f":"'EnPI Table'!$AK$116","v":0},{"$f":"'EnPI Table'!$AK$128","v":0},{"$f":"'EnPI Table'!$AK$140","v":0},{"$f":"'EnPI Table'!$AK$152","v":0},{"$f":"'EnPI Table'!$AK$164","v":0},{"$f":"'EnPI Table'!$AK$176","v":0},{"$f":"'EnPI Table'!$AK$188","v":0},{"$f":"'EnPI Table'!$AK$200","v":0},{"$f":"'EnPI Table'!$AK$212","v":0},{"$f":"'EnPI Table'!$AK$224","v":0},{"$f":"'EnPI Table'!$AK$236","v":0},{"$f":"'EnPI Table'!$AK$248","v":0},{"$f":"'EnPI Table'!$AK$260","v":0},{"$f":"'EnPI Table'!$AK$272","v":0},{"$f":"'EnPI Table'!$AK$284","v":0},{"$f":"'EnPI Table'!$AK$296","v":0},{"$f":"'EnPI Table'!$AK$308","v":0}]
[null,null,null,null,null,null,null,null,null,null,null,null,null,null,null,{"$f":"'EnPI Table'!$AK$21","v":0},{"$f":"'EnPI Table'!$AK$33","v":0},{"$f":"'EnPI Table'!$AK$45","v":0},{"$f":"'EnPI Table'!$AK$57","v":0},{"$f":"'EnPI Table'!$AK$69","v":0},{"$f":"'EnPI Table'!$AK$81","v":0},{"$f":"'EnPI Table'!$AK$93","v":0},{"$f":"'EnPI Table'!$AK$105","v":0},{"$f":"'EnPI Table'!$AK$117","v":0},{"$f":"'EnPI Table'!$AK$129","v":0},{"$f":"'EnPI Table'!$AK$141","v":0},{"$f":"'EnPI Table'!$AK$153","v":0},{"$f":"'EnPI Table'!$AK$165","v":0},{"$f":"'EnPI Table'!$AK$177","v":0},{"$f":"'EnPI Table'!$AK$189","v":0},{"$f":"'EnPI Table'!$AK$201","v":0},{"$f":"'EnPI Table'!$AK$213","v":0},{"$f":"'EnPI Table'!$AK$225","v":0},{"$f":"'EnPI Table'!$AK$237","v":0},{"$f":"'EnPI Table'!$AK$249","v":0},{"$f":"'EnPI Table'!$AK$261","v":0},{"$f":"'EnPI Table'!$AK$273","v":0},{"$f":"'EnPI Table'!$AK$285","v":0},{"$f":"'EnPI Table'!$AK$297","v":0},{"$f":"'EnPI Table'!$AK$309","v":0}]
[]
[null,null,null,null,null,null,null,null,null,null,null,null,null,null,null,{"$f":"'EnPI Table'!$AN$10","v":0},{"$f":"'EnPI Table'!$AN$22","v":0},{"$f":"'EnPI Table'!$AN$34","v":0},{"$f":"'EnPI Table'!$AN$46","v":0},{"$f":"'EnPI Table'!$AN$58","v":0},{"$f":"'EnPI Table'!$AN$70","v":0},{"$f":"'EnPI Table'!$AN$82","v":0},{"$f":"'EnPI Table'!$AN$94","v":0},{"$f":"'EnPI Table'!$AN$106","v":0},{"$f":"'EnPI Table'!$AN$118","v":0},{"$f":"'EnPI Table'!$AN$130","v":0},{"$f":"'EnPI Table'!$AN$142","v":0},{"$f":"'EnPI Table'!$AN$154","v":0},{"$f":"'EnPI Table'!$AN$166","v":0},{"$f":"'EnPI Table'!$AN$178","v":0},{"$f":"'EnPI Table'!$AN$190","v":0},{"$f":"'EnPI Table'!$AN$202","v":0},{"$f":"'EnPI Table'!$AN$214","v":0},{"$f":"'EnPI Table'!$AN$226","v":0},{"$f":"'EnPI Table'!$AN$238","v":0},{"$f":"'EnPI Table'!$AN$250","v":0},{"$f":"'EnPI Table'!$AN$262","v":0},{"$f":"'EnPI Table'!$AN$274","v":0},{"$f":"'EnPI Table'!$AN$286","v":0},{"$f":"'EnPI Table'!$AN$298","v":0}]
[null,null,null,null,null,null,null,null,null,null,null,null,null,null,null,{"$f":"'EnPI Table'!$AN$11","v":0},{"$f":"'EnPI Table'!$AN$23","v":0},{"$f":"'EnPI Table'!$AN$35","v":0},{"$f":"'EnPI Table'!$AN$47","v":0},{"$f":"'EnPI Table'!$AN$59","v":0},{"$f":"'EnPI Table'!$AN$71","v":0},{"$f":"'EnPI Table'!$AN$83","v":0},{"$f":"'EnPI Table'!$AN$95","v":0},{"$f":"'EnPI Table'!$AN$107","v":0},{"$f":"'EnPI Table'!$AN$119","v":0},{"$f":"'EnPI Table'!$AN$131","v":0},{"$f":"'EnPI Table'!$AN$143","v":0},{"$f":"'EnPI Table'!$AN$155","v":0},{"$f":"'EnPI Table'!$AN$167","v":0},{"$f":"'EnPI Table'!$AN$179","v":0},{"$f":"'EnPI Table'!$AN$191","v":0},{"$f":"'EnPI Table'!$AN$203","v":0},{"$f":"'EnPI Table'!$AN$215","v":0},{"$f":"'EnPI Table'!$AN$227","v":0},{"$f":"'EnPI Table'!$AN$239","v":0},{"$f":"'EnPI Table'!$AN$251","v":0},{"$f":"'EnPI Table'!$AN$263","v":0},{"$f":"'EnPI Table'!$AN$275","v":0},{"$f":"'EnPI Table'!$AN$287","v":0},{"$f":"'EnPI Table'!$AN$299","v":0}]
[null,null,null,null,null,null,null,null,null,null,null,null,null,null,null,{"$f":"'EnPI Table'!$AN$12","v":0},{"$f":"'EnPI Table'!$AN$24","v":0},{"$f":"'EnPI Table'!$AN$36","v":0},{"$f":"'EnPI Table'!$AN$48","v":0},{"$f":"'EnPI Table'!$AN$60","v":0},{"$f":"'EnPI Table'!$AN$72","v":0},{"$f":"'EnPI Table'!$AN$84","v":0},{"$f":"'EnPI Table'!$AN$96","v":0},{"$f":"'EnPI Table'!$AN$108","v":0},{"$f":"'EnPI Table'!$AN$120","v":0},{"$f":"'EnPI Table'!$AN$132","v":0},{"$f":"'EnPI Table'!$AN$144","v":0},{"$f":"'EnPI Table'!$AN$156","v":0},{"$f":"'EnPI Table'!$AN$168","v":0},{"$f":"'EnPI Table'!$AN$180","v":0},{"$f":"'EnPI Table'!$AN$192","v":0},{"$f":"'EnPI Table'!$AN$204","v":0},{"$f":"'EnPI Table'!$AN$216","v":0},{"$f":"'EnPI Table'!$AN$228","v":0},{"$f":"'EnPI Table'!$AN$240","v":0},{"$f":"'EnPI Table'!$AN$252","v":0},{"$f":"'EnPI Table'!$AN$264","v":0},{"$f":"'EnPI Table'!$AN$276","v":0},{"$f":"'EnPI Table'!$AN$288","v":0},{"$f":"'EnPI Table'!$AN$300","v":0}]
[null,null,null,null,null,null,null,null,null,null,null,null,null,null,null,{"$f":"'EnPI Table'!$AN$13","v":0},{"$f":"'EnPI Table'!$AN$25","v":0},{"$f":"'EnPI Table'!$AN$37","v":0},{"$f":"'EnPI Table'!$AN$49","v":0},{"$f":"'EnPI Table'!$AN$61","v":0},{"$f":"'EnPI Table'!$AN$73","v":0},{"$f":"'EnPI Table'!$AN$85","v":0},{"$f":"'EnPI Table'!$AN$97","v":0},{"$f":"'EnPI Table'!$AN$109","v":0},{"$f":"'EnPI Table'!$AN$121","v":0},{"$f":"'EnPI Table'!$AN$133","v":0},{"$f":"'EnPI Table'!$AN$145","v":0},{"$f":"'EnPI Table'!$AN$157","v":0},{"$f":"'EnPI Table'!$AN$169","v":0},{"$f":"'EnPI Table'!$AN$181","v":0},{"$f":"'EnPI Table'!$AN$193","v":0},{"$f":"'EnPI Table'!$AN$205","v":0},{"$f":"'EnPI Table'!$AN$217","v":0},{"$f":"'EnPI Table'!$AN$229","v":0},{"$f":"'EnPI Table'!$AN$241","v":0},{"$f":"'EnPI Table'!$AN$253","v":0},{"$f":"'EnPI Table'!$AN$265","v":0},{"$f":"'EnPI Table'!$AN$277","v":0},{"$f":"'EnPI Table'!$AN$289","v":0},{"$f":"'EnPI Table'!$AN$301","v":0}]
[null,null,null,null,null,null,null,null,null,null,null,null,null,null,null,{"$f":"'EnPI Table'!$AN$14","v":0},{"$f":"'EnPI Table'!$AN$26","v":0},{"$f":"'EnPI Table'!$AN$38","v":0},{"$f":"'EnPI Table'!$AN$50","v":0},{"$f":"'EnPI Table'!$AN$62","v":0},{"$f":"'EnPI Table'!$AN$74","v":0},{"$f":"'EnPI Table'!$AN$86","v":0},{"$f":"'EnPI Table'!$AN$98","v":0},{"$f":"'EnPI Table'!$AN$110","v":0},{"$f":"'EnPI Table'!$AN$122","v":0},{"$f":"'EnPI Table'!$AN$134","v":0},{"$f":"'EnPI Table'!$AN$146","v":0},{"$f":"'EnPI Table'!$AN$158","v":0},{"$f":"'EnPI Table'!$AN$170","v":0},{"$f":"'EnPI Table'!$AN$182","v":0},{"$f":"'EnPI Table'!$AN$194","v":0},{"$f":"'EnPI Table'!$AN$206","v":0},{"$f":"'EnPI Table'!$AN$218","v":0},{"$f":"'EnPI Table'!$AN$230","v":0},{"$f":"'EnPI Table'!$AN$242","v":0},{"$f":"'EnPI Table'!$AN$254","v":0},{"$f":"'EnPI Table'!$AN$266","v":0},{"$f":"'EnPI Table'!$AN$278","v":0},{"$f":"'EnPI Table'!$AN$290","v":0},{"$f":"'EnPI Table'!$AN$302","v":0}]
[null,null,null,null,null,null,null,null,null,null,null,null,null,null,null,{"$f":"'EnPI Table'!$AN$15","v":0},{"$f":"'EnPI Table'!$AN$27","v":0},{"$f":"'EnPI Table'!$AN$39","v":0},{"$f":"'EnPI Table'!$AN$51","v":0},{"$f":"'EnPI Table'!$AN$63","v":0},{"$f":"'EnPI Table'!$AN$75","v":0},{"$f":"'EnPI Table'!$AN$87","v":0},{"$f":"'EnPI Table'!$AN$99","v":0},{"$f":"'EnPI Table'!$AN$111","v":0},{"$f":"'EnPI Table'!$AN$123","v":0},{"$f":"'EnPI Table'!$AN$135","v":0},{"$f":"'EnPI Table'!$AN$147","v":0},{"$f":"'EnPI Table'!$AN$159","v":0},{"$f":"'EnPI Table'!$AN$171","v":0},{"$f":"'EnPI Table'!$AN$183","v":0},{"$f":"'EnPI Table'!$AN$195","v":0},{"$f":"'EnPI Table'!$AN$207","v":0},{"$f":"'EnPI Table'!$AN$219","v":0},{"$f":"'EnPI Table'!$AN$231","v":0},{"$f":"'EnPI Table'!$AN$243","v":0},{"$f":"'EnPI Table'!$AN$255","v":0},{"$f":"'EnPI Table'!$AN$267","v":0},{"$f":"'EnPI Table'!$AN$279","v":0},{"$f":"'EnPI Table'!$AN$291","v":0},{"$f":"'EnPI Table'!$AN$303","v":0}]
[null,null,null,null,null,null,null,null,null,null,null,null,null,null,null,{"$f":"'EnPI Table'!$AN$16","v":0},{"$f":"'EnPI Table'!$AN$28","v":0},{"$f":"'EnPI Table'!$AN$40","v":0},{"$f":"'EnPI Table'!$AN$52","v":0},{"$f":"'EnPI Table'!$AN$64","v":0},{"$f":"'EnPI Table'!$AN$76","v":0},{"$f":"'EnPI Table'!$AN$88","v":0},{"$f":"'EnPI Table'!$AN$100","v":0},{"$f":"'EnPI Table'!$AN$112","v":0},{"$f":"'EnPI Table'!$AN$124","v":0},{"$f":"'EnPI Table'!$AN$136","v":0},{"$f":"'EnPI Table'!$AN$148","v":0},{"$f":"'EnPI Table'!$AN$160","v":0},{"$f":"'EnPI Table'!$AN$172","v":0},{"$f":"'EnPI Table'!$AN$184","v":0},{"$f":"'EnPI Table'!$AN$196","v":0},{"$f":"'EnPI Table'!$AN$208","v":0},{"$f":"'EnPI Table'!$AN$220","v":0},{"$f":"'EnPI Table'!$AN$232","v":0},{"$f":"'EnPI Table'!$AN$244","v":0},{"$f":"'EnPI Table'!$AN$256","v":0},{"$f":"'EnPI Table'!$AN$268","v":0},{"$f":"'EnPI Table'!$AN$280","v":0},{"$f":"'EnPI Table'!$AN$292","v":0},{"$f":"'EnPI Table'!$AN$304","v":0}]
[null,null,null,null,null,null,null,null,null,null,null,null,null,null,null,{"$f":"'EnPI Table'!$AN$17","v":0},{"$f":"'EnPI Table'!$AN$29","v":0},{"$f":"'EnPI Table'!$AN$41","v":0},{"$f":"'EnPI Table'!$AN$53","v":0},{"$f":"'EnPI Table'!$AN$65","v":0},{"$f":"'EnPI Table'!$AN$77","v":0},{"$f":"'EnPI Table'!$AN$89","v":0},{"$f":"'EnPI Table'!$AN$101","v":0},{"$f":"'EnPI Table'!$AN$113","v":0},{"$f":"'EnPI Table'!$AN$125","v":0},{"$f":"'EnPI Table'!$AN$137","v":0},{"$f":"'EnPI Table'!$AN$149","v":0},{"$f":"'EnPI Table'!$AN$161","v":0},{"$f":"'EnPI Table'!$AN$173","v":0},{"$f":"'EnPI Table'!$AN$185","v":0},{"$f":"'EnPI Table'!$AN$197","v":0},{"$f":"'EnPI Table'!$AN$209","v":0},{"$f":"'EnPI Table'!$AN$221","v":0},{"$f":"'EnPI Table'!$AN$233","v":0},{"$f":"'EnPI Table'!$AN$245","v":0},{"$f":"'EnPI Table'!$AN$257","v":0},{"$f":"'EnPI Table'!$AN$269","v":0},{"$f":"'EnPI Table'!$AN$281","v":0},{"$f":"'EnPI Table'!$AN$293","v":0},{"$f":"'EnPI Table'!$AN$305","v":0}]
[null,null,null,null,null,null,null,null,null,null,null,null,null,null,null,{"$f":"'EnPI Table'!$AN$18","v":0},{"$f":"'EnPI Table'!$AN$30","v":0},{"$f":"'EnPI Table'!$AN$42","v":0},{"$f":"'EnPI Table'!$AN$54","v":0},{"$f":"'EnPI Table'!$AN$66","v":0},{"$f":"'EnPI Table'!$AN$78","v":0},{"$f":"'EnPI Table'!$AN$90","v":0},{"$f":"'EnPI Table'!$AN$102","v":0},{"$f":"'EnPI Table'!$AN$114","v":0},{"$f":"'EnPI Table'!$AN$126","v":0},{"$f":"'EnPI Table'!$AN$138","v":0},{"$f":"'EnPI Table'!$AN$150","v":0},{"$f":"'EnPI Table'!$AN$162","v":0},{"$f":"'EnPI Table'!$AN$174","v":0},{"$f":"'EnPI Table'!$AN$186","v":0},{"$f":"'EnPI Table'!$AN$198","v":0},{"$f":"'EnPI Table'!$AN$210","v":0},{"$f":"'EnPI Table'!$AN$222","v":0},{"$f":"'EnPI Table'!$AN$234","v":0},{"$f":"'EnPI Table'!$AN$246","v":0},{"$f":"'EnPI Table'!$AN$258","v":0},{"$f":"'EnPI Table'!$AN$270","v":0},{"$f":"'EnPI Table'!$AN$282","v":0},{"$f":"'EnPI Table'!$AN$294","v":0},{"$f":"'EnPI Table'!$AN$306","v":0}]
[null,null,null,null,null,null,null,null,null,null,null,null,null,null,null,{"$f":"'EnPI Table'!$AN$19","v":0},{"$f":"'EnPI Table'!$AN$31","v":0},{"$f":"'EnPI Table'!$AN$43","v":0},{"$f":"'EnPI Table'!$AN$55","v":0},{"$f":"'EnPI Table'!$AN$67","v":0},{"$f":"'EnPI Table'!$AN$79","v":0},{"$f":"'EnPI Table'!$AN$91","v":0},{"$f":"'EnPI Table'!$AN$103","v":0},{"$f":"'EnPI Table'!$AN$115","v":0},{"$f":"'EnPI Table'!$AN$127","v":0},{"$f":"'EnPI Table'!$AN$139","v":0},{"$f":"'EnPI Table'!$AN$151","v":0},{"$f":"'EnPI Table'!$AN$163","v":0},{"$f":"'EnPI Table'!$AN$175","v":0},{"$f":"'EnPI Table'!$AN$187","v":0},{"$f":"'EnPI Table'!$AN$199","v":0},{"$f":"'EnPI Table'!$AN$211","v":0},{"$f":"'EnPI Table'!$AN$223","v":0},{"$f":"'EnPI Table'!$AN$235","v":0},{"$f":"'EnPI Table'!$AN$247","v":0},{"$f":"'EnPI Table'!$AN$259","v":0},{"$f":"'EnPI Table'!$AN$271","v":0},{"$f":"'EnPI Table'!$AN$283","v":0},{"$f":"'EnPI Table'!$AN$295","v":0},{"$f":"'EnPI Table'!$AN$307","v":0}]
[null,null,null,null,null,null,null,null,null,null,null,null,null,null,null,{"$f":"'EnPI Table'!$AN$20","v":0},{"$f":"'EnPI Table'!$AN$32","v":0},{"$f":"'EnPI Table'!$AN$44","v":0},{"$f":"'EnPI Table'!$AN$56","v":0},{"$f":"'EnPI Table'!$AN$68","v":0},{"$f":"'EnPI Table'!$AN$80","v":0},{"$f":"'EnPI Table'!$AN$92","v":0},{"$f":"'EnPI Table'!$AN$104","v":0},{"$f":"'EnPI Table'!$AN$116","v":0},{"$f":"'EnPI Table'!$AN$128","v":0},{"$f":"'EnPI Table'!$AN$140","v":0},{"$f":"'EnPI Table'!$AN$152","v":0},{"$f":"'EnPI Table'!$AN$164","v":0},{"$f":"'EnPI Table'!$AN$176","v":0},{"$f":"'EnPI Table'!$AN$188","v":0},{"$f":"'EnPI Table'!$AN$200","v":0},{"$f":"'EnPI Table'!$AN$212","v":0},{"$f":"'EnPI Table'!$AN$224","v":0},{"$f":"'EnPI Table'!$AN$236","v":0},{"$f":"'EnPI Table'!$AN$248","v":0},{"$f":"'EnPI Table'!$AN$260","v":0},{"$f":"'EnPI Table'!$AN$272","v":0},{"$f":"'EnPI Table'!$AN$284","v":0},{"$f":"'EnPI Table'!$AN$296","v":0},{"$f":"'EnPI Table'!$AN$308","v":0}]
[null,null,null,null,null,null,null,null,null,null,null,null,null,null,null,{"$f":"'EnPI Table'!$AN$21","v":0},{"$f":"'EnPI Table'!$AN$33","v":0},{"$f":"'EnPI Table'!$AN$45","v":0},{"$f":"'EnPI Table'!$AN$57","v":0},{"$f":"'EnPI Table'!$AN$69","v":0},{"$f":"'EnPI Table'!$AN$81","v":0},{"$f":"'EnPI Table'!$AN$93","v":0},{"$f":"'EnPI Table'!$AN$105","v":0},{"$f":"'EnPI Table'!$AN$117","v":0},{"$f":"'EnPI Table'!$AN$129","v":0},{"$f":"'EnPI Table'!$AN$141","v":0},{"$f":"'EnPI Table'!$AN$153","v":0},{"$f":"'EnPI Table'!$AN$165","v":0},{"$f":"'EnPI Table'!$AN$177","v":0},{"$f":"'EnPI Table'!$AN$189","v":0},{"$f":"'EnPI Table'!$AN$201","v":0},{"$f":"'EnPI Table'!$AN$213","v":0},{"$f":"'EnPI Table'!$AN$225","v":0},{"$f":"'EnPI Table'!$AN$237","v":0},{"$f":"'EnPI Table'!$AN$249","v":0},{"$f":"'EnPI Table'!$AN$261","v":0},{"$f":"'EnPI Table'!$AN$273","v":0},{"$f":"'EnPI Table'!$AN$285","v":0},{"$f":"'EnPI Table'!$AN$297","v":0},{"$f":"'EnPI Table'!$AN$309","v":0}]
[]
[null,null,null,null,null,null,null,null,null,null,null,null,null,null,null,{"$f":"'EnPI Table'!$AM$10","v":0},{"$f":"'EnPI Table'!$AM$22","v":0},{"$f":"'EnPI Table'!$AM$34","v":0},{"$f":"'EnPI Table'!$AM$46","v":0},{"$f":"'EnPI Table'!$AM$58","v":0},{"$f":"'EnPI Table'!$AM$70","v":0},{"$f":"'EnPI Table'!$AM$82","v":0},{"$f":"'EnPI Table'!$AM$94","v":0},{"$f":"'EnPI Table'!$AM$106","v":0},{"$f":"'EnPI Table'!$AM$118","v":0},{"$f":"'EnPI Table'!$AM$130","v":0},{"$f":"'EnPI Table'!$AM$142","v":0},{"$f":"'EnPI Table'!$AM$154","v":0},{"$f":"'EnPI Table'!$AM$166","v":0},{"$f":"'EnPI Table'!$AM$178","v":0},{"$f":"'EnPI Table'!$AM$190","v":0},{"$f":"'EnPI Table'!$AM$202","v":0},{"$f":"'EnPI Table'!$AM$214","v":0},{"$f":"'EnPI Table'!$AM$226","v":0},{"$f":"'EnPI Table'!$AM$238","v":0},{"$f":"'EnPI Table'!$AM$250","v":0},{"$f":"'EnPI Table'!$AM$262","v":0},{"$f":"'EnPI Table'!$AM$274","v":0},{"$f":"'EnPI Table'!$AM$286","v":0},{"$f":"'EnPI Table'!$AM$298","v":0}]
[null,null,null,null,null,null,null,null,null,null,null,null,null,null,null,{"$f":"'EnPI Table'!$AM$11","v":0},{"$f":"'EnPI Table'!$AM$23","v":0},{"$f":"'EnPI Table'!$AM$35","v":0},{"$f":"'EnPI Table'!$AM$47","v":0},{"$f":"'EnPI Table'!$AM$59","v":0},{"$f":"'EnPI Table'!$AM$71","v":0},{"$f":"'EnPI Table'!$AM$83","v":0},{"$f":"'EnPI Table'!$AM$95","v":0},{"$f":"'EnPI Table'!$AM$107","v":0},{"$f":"'EnPI Table'!$AM$119","v":0},{"$f":"'EnPI Table'!$AM$131","v":0},{"$f":"'EnPI Table'!$AM$143","v":0},{"$f":"'EnPI Table'!$AM$155","v":0},{"$f":"'EnPI Table'!$AM$167","v":0},{"$f":"'EnPI Table'!$AM$179","v":0},{"$f":"'EnPI Table'!$AM$191","v":0},{"$f":"'EnPI Table'!$AM$203","v":0},{"$f":"'EnPI Table'!$AM$215","v":0},{"$f":"'EnPI Table'!$AM$227","v":0},{"$f":"'EnPI Table'!$AM$239","v":0},{"$f":"'EnPI Table'!$AM$251","v":0},{"$f":"'EnPI Table'!$AM$263","v":0},{"$f":"'EnPI Table'!$AM$275","v":0},{"$f":"'EnPI Table'!$AM$287","v":0},{"$f":"'EnPI Table'!$AM$299","v":0}]
[null,null,null,null,null,null,null,null,null,null,null,null,null,null,null,{"$f":"'EnPI Table'!$AM$12","v":0},{"$f":"'EnPI Table'!$AM$24","v":0},{"$f":"'EnPI Table'!$AM$36","v":0},{"$f":"'EnPI Table'!$AM$48","v":0},{"$f":"'EnPI Table'!$AM$60","v":0},{"$f":"'EnPI Table'!$AM$72","v":0},{"$f":"'EnPI Table'!$AM$84","v":0},{"$f":"'EnPI Table'!$AM$96","v":0},{"$f":"'EnPI Table'!$AM$108","v":0},{"$f":"'EnPI Table'!$AM$120","v":0},{"$f":"'EnPI Table'!$AM$132","v":0},{"$f":"'EnPI Table'!$AM$144","v":0},{"$f":"'EnPI Table'!$AM$156","v":0},{"$f":"'EnPI Table'!$AM$168","v":0},{"$f":"'EnPI Table'!$AM$180","v":0},{"$f":"'EnPI Table'!$AM$192","v":0},{"$f":"'EnPI Table'!$AM$204","v":0},{"$f":"'EnPI Table'!$AM$216","v":0},{"$f":"'EnPI Table'!$AM$228","v":0},{"$f":"'EnPI Table'!$AM$240","v":0},{"$f":"'EnPI Table'!$AM$252","v":0},{"$f":"'EnPI Table'!$AM$264","v":0},{"$f":"'EnPI Table'!$AM$276","v":0},{"$f":"'EnPI Table'!$AM$288","v":0},{"$f":"'EnPI Table'!$AM$300","v":0}]
[null,null,null,null,null,null,null,null,null,null,null,null,null,null,null,{"$f":"'EnPI Table'!$AM$13","v":0},{"$f":"'EnPI Table'!$AM$25","v":0},{"$f":"'EnPI Table'!$AM$37","v":0},{"$f":"'EnPI Table'!$AM$49","v":0},{"$f":"'EnPI Table'!$AM$61","v":0},{"$f":"'EnPI Table'!$AM$73","v":0},{"$f":"'EnPI Table'!$AM$85","v":0},{"$f":"'EnPI Table'!$AM$97","v":0},{"$f":"'EnPI Table'!$AM$109","v":0},{"$f":"'EnPI Table'!$AM$121","v":0},{"$f":"'EnPI Table'!$AM$133","v":0},{"$f":"'EnPI Table'!$AM$145","v":0},{"$f":"'EnPI Table'!$AM$157","v":0},{"$f":"'EnPI Table'!$AM$169","v":0},{"$f":"'EnPI Table'!$AM$181","v":0},{"$f":"'EnPI Table'!$AM$193","v":0},{"$f":"'EnPI Table'!$AM$205","v":0},{"$f":"'EnPI Table'!$AM$217","v":0},{"$f":"'EnPI Table'!$AM$229","v":0},{"$f":"'EnPI Table'!$AM$241","v":0},{"$f":"'EnPI Table'!$AM$253","v":0},{"$f":"'EnPI Table'!$AM$265","v":0},{"$f":"'EnPI Table'!$AM$277","v":0},{"$f":"'EnPI Table'!$AM$289","v":0},{"$f":"'EnPI Table'!$AM$301","v":0}]
[null,null,null,null,null,null,null,null,null,null,null,null,null,null,null,{"$f":"'EnPI Table'!$AM$14","v":0},{"$f":"'EnPI Table'!$AM$26","v":0},{"$f":"'EnPI Table'!$AM$38","v":0},{"$f":"'EnPI Table'!$AM$50","v":0},{"$f":"'EnPI Table'!$AM$62","v":0},{"$f":"'EnPI Table'!$AM$74","v":0},{"$f":"'EnPI Table'!$AM$86","v":0},{"$f":"'EnPI Table'!$AM$98","v":0},{"$f":"'EnPI Table'!$AM$110","v":0},{"$f":"'EnPI Table'!$AM$122","v":0},{"$f":"'EnPI Table'!$AM$134","v":0},{"$f":"'EnPI Table'!$AM$146","v":0},{"$f":"'EnPI Table'!$AM$158","v":0},{"$f":"'EnPI Table'!$AM$170","v":0},{"$f":"'EnPI Table'!$AM$182","v":0},{"$f":"'EnPI Table'!$AM$194","v":0},{"$f":"'EnPI Table'!$AM$206","v":0},{"$f":"'EnPI Table'!$AM$218","v":0},{"$f":"'EnPI Table'!$AM$230","v":0},{"$f":"'EnPI Table'!$AM$242","v":0},{"$f":"'EnPI Table'!$AM$254","v":0},{"$f":"'EnPI Table'!$AM$266","v":0},{"$f":"'EnPI Table'!$AM$278","v":0},{"$f":"'EnPI Table'!$AM$290","v":0},{"$f":"'EnPI Table'!$AM$302","v":0}]
[null,null,null,null,null,null,null,null,null,null,null,null,null,null,null,{"$f":"'EnPI Table'!$AM$15","v":0},{"$f":"'EnPI Table'!$AM$27","v":0},{"$f":"'EnPI Table'!$AM$39","v":0},{"$f":"'EnPI Table'!$AM$51","v":0},{"$f":"'EnPI Table'!$AM$63","v":0},{"$f":"'EnPI Table'!$AM$75","v":0},{"$f":"'EnPI Table'!$AM$87","v":0},{"$f":"'EnPI Table'!$AM$99","v":0},{"$f":"'EnPI Table'!$AM$111","v":0},{"$f":"'EnPI Table'!$AM$123","v":0},{"$f":"'EnPI Table'!$AM$135","v":0},{"$f":"'EnPI Table'!$AM$147","v":0},{"$f":"'EnPI Table'!$AM$159","v":0},{"$f":"'EnPI Table'!$AM$171","v":0},{"$f":"'EnPI Table'!$AM$183","v":0},{"$f":"'EnPI Table'!$AM$195","v":0},{"$f":"'EnPI Table'!$AM$207","v":0},{"$f":"'EnPI Table'!$AM$219","v":0},{"$f":"'EnPI Table'!$AM$231","v":0},{"$f":"'EnPI Table'!$AM$243","v":0},{"$f":"'EnPI Table'!$AM$255","v":0},{"$f":"'EnPI Table'!$AM$267","v":0},{"$f":"'EnPI Table'!$AM$279","v":0},{"$f":"'EnPI Table'!$AM$291","v":0},{"$f":"'EnPI Table'!$AM$303","v":0}]
[null,null,null,null,null,null,null,null,null,null,null,null,null,null,null,{"$f":"'EnPI Table'!$AM$16","v":0},{"$f":"'EnPI Table'!$AM$28","v":0},{"$f":"'EnPI Table'!$AM$40","v":0},{"$f":"'EnPI Table'!$AM$52","v":0},{"$f":"'EnPI Table'!$AM$64","v":0},{"$f":"'EnPI Table'!$AM$76","v":0},{"$f":"'EnPI Table'!$AM$88","v":0},{"$f":"'EnPI Table'!$AM$100","v":0},{"$f":"'EnPI Table'!$AM$112","v":0},{"$f":"'EnPI Table'!$AM$124","v":0},{"$f":"'EnPI Table'!$AM$136","v":0},{"$f":"'EnPI Table'!$AM$148","v":0},{"$f":"'EnPI Table'!$AM$160","v":0},{"$f":"'EnPI Table'!$AM$172","v":0},{"$f":"'EnPI Table'!$AM$184","v":0},{"$f":"'EnPI Table'!$AM$196","v":0},{"$f":"'EnPI Table'!$AM$208","v":0},{"$f":"'EnPI Table'!$AM$220","v":0},{"$f":"'EnPI Table'!$AM$232","v":0},{"$f":"'EnPI Table'!$AM$244","v":0},{"$f":"'EnPI Table'!$AM$256","v":0},{"$f":"'EnPI Table'!$AM$268","v":0},{"$f":"'EnPI Table'!$AM$280","v":0},{"$f":"'EnPI Table'!$AM$292","v":0},{"$f":"'EnPI Table'!$AM$304","v":0}]
[null,null,null,null,null,null,null,null,null,null,null,null,null,null,null,{"$f":"'EnPI Table'!$AM$17","v":0},{"$f":"'EnPI Table'!$AM$29","v":0},{"$f":"'EnPI Table'!$AM$41","v":0},{"$f":"'EnPI Table'!$AM$53","v":0},{"$f":"'EnPI Table'!$AM$65","v":0},{"$f":"'EnPI Table'!$AM$77","v":0},{"$f":"'EnPI Table'!$AM$89","v":0},{"$f":"'EnPI Table'!$AM$101","v":0},{"$f":"'EnPI Table'!$AM$113","v":0},{"$f":"'EnPI Table'!$AM$125","v":0},{"$f":"'EnPI Table'!$AM$137","v":0},{"$f":"'EnPI Table'!$AM$149","v":0},{"$f":"'EnPI Table'!$AM$161","v":0},{"$f":"'EnPI Table'!$AM$173","v":0},{"$f":"'EnPI Table'!$AM$185","v":0},{"$f":"'EnPI Table'!$AM$197","v":0},{"$f":"'EnPI Table'!$AM$209","v":0},{"$f":"'EnPI Table'!$AM$221","v":0},{"$f":"'EnPI Table'!$AM$233","v":0},{"$f":"'EnPI Table'!$AM$245","v":0},{"$f":"'EnPI Table'!$AM$257","v":0},{"$f":"'EnPI Table'!$AM$269","v":0},{"$f":"'EnPI Table'!$AM$281","v":0},{"$f":"'EnPI Table'!$AM$293","v":0},{"$f":"'EnPI Table'!$AM$305","v":0}]
[null,null,null,null,null,null,null,null,null,null,null,null,null,null,null,{"$f":"'EnPI Table'!$AM$18","v":0},{"$f":"'EnPI Table'!$AM$30","v":0},{"$f":"'EnPI Table'!$AM$42","v":0},{"$f":"'EnPI Table'!$AM$54","v":0},{"$f":"'EnPI Table'!$AM$66","v":0},{"$f":"'EnPI Table'!$AM$78","v":0},{"$f":"'EnPI Table'!$AM$90","v":0},{"$f":"'EnPI Table'!$AM$102","v":0},{"$f":"'EnPI Table'!$AM$114","v":0},{"$f":"'EnPI Table'!$AM$126","v":0},{"$f":"'EnPI Table'!$AM$138","v":0},{"$f":"'EnPI Table'!$AM$150","v":0},{"$f":"'EnPI Table'!$AM$162","v":0},{"$f":"'EnPI Table'!$AM$174","v":0},{"$f":"'EnPI Table'!$AM$186","v":0},{"$f":"'EnPI Table'!$AM$198","v":0},{"$f":"'EnPI Table'!$AM$210","v":0},{"$f":"'EnPI Table'!$AM$222","v":0},{"$f":"'EnPI Table'!$AM$234","v":0},{"$f":"'EnPI Table'!$AM$246","v":0},{"$f":"'EnPI Table'!$AM$258","v":0},{"$f":"'EnPI Table'!$AM$270","v":0},{"$f":"'EnPI Table'!$AM$282","v":0},{"$f":"'EnPI Table'!$AM$294","v":0},{"$f":"'EnPI Table'!$AM$306","v":0}]
[null,null,null,null,null,null,null,null,null,null,null,null,null,null,null,{"$f":"'EnPI Table'!$AM$19","v":0},{"$f":"'EnPI Table'!$AM$31","v":0},{"$f":"'EnPI Table'!$AM$43","v":0},{"$f":"'EnPI Table'!$AM$55","v":0},{"$f":"'EnPI Table'!$AM$67","v":0},{"$f":"'EnPI Table'!$AM$79","v":0},{"$f":"'EnPI Table'!$AM$91","v":0},{"$f":"'EnPI Table'!$AM$103","v":0},{"$f":"'EnPI Table'!$AM$115","v":0},{"$f":"'EnPI Table'!$AM$127","v":0},{"$f":"'EnPI Table'!$AM$139","v":0},{"$f":"'EnPI Table'!$AM$151","v":0},{"$f":"'EnPI Table'!$AM$163","v":0},{"$f":"'EnPI Table'!$AM$175","v":0},{"$f":"'EnPI Table'!$AM$187","v":0},{"$f":"'EnPI Table'!$AM$199","v":0},{"$f":"'EnPI Table'!$AM$211","v":0},{"$f":"'EnPI Table'!$AM$223","v":0},{"$f":"'EnPI Table'!$AM$235","v":0},{"$f":"'EnPI Table'!$AM$247","v":0},{"$f":"'EnPI Table'!$AM$259","v":0},{"$f":"'EnPI Table'!$AM$271","v":0},{"$f":"'EnPI Table'!$AM$283","v":0},{"$f":"'EnPI Table'!$AM$295","v":0},{"$f":"'EnPI Table'!$AM$307","v":0}]
[null,null,null,null,null,null,null,null,null,null,null,null,null,null,null,{"$f":"'EnPI Table'!$AM$20","v":0},{"$f":"'EnPI Table'!$AM$32","v":0},{"$f":"'EnPI Table'!$AM$44","v":0},{"$f":"'EnPI Table'!$AM$56","v":0},{"$f":"'EnPI Table'!$AM$68","v":0},{"$f":"'EnPI Table'!$AM$80","v":0},{"$f":"'EnPI Table'!$AM$92","v":0},{"$f":"'EnPI Table'!$AM$104","v":0},{"$f":"'EnPI Table'!$AM$116","v":0},{"$f":"'EnPI Table'!$AM$128","v":0},{"$f":"'EnPI Table'!$AM$140","v":0},{"$f":"'EnPI Table'!$AM$152","v":0},{"$f":"'EnPI Table'!$AM$164","v":0},{"$f":"'EnPI Table'!$AM$176","v":0},{"$f":"'EnPI Table'!$AM$188","v":0},{"$f":"'EnPI Table'!$AM$200","v":0},{"$f":"'EnPI Table'!$AM$212","v":0},{"$f":"'EnPI Table'!$AM$224","v":0},{"$f":"'EnPI Table'!$AM$236","v":0},{"$f":"'EnPI Table'!$AM$248","v":0},{"$f":"'EnPI Table'!$AM$260","v":0},{"$f":"'EnPI Table'!$AM$272","v":0},{"$f":"'EnPI Table'!$AM$284","v":0},{"$f":"'EnPI Table'!$AM$296","v":0},{"$f":"'EnPI Table'!$AM$308","v":0}]
[null,null,null,null,null,null,null,null,null,null,null,null,null,null,null,{"$f":"'EnPI Table'!$AM$21","v":0},{"$f":"'EnPI Table'!$AM$33","v":0},{"$f":"'EnPI Table'!$AM$45","v":0},{"$f":"'EnPI Table'!$AM$57","v":0},{"$f":"'EnPI Table'!$AM$69","v":0},{"$f":"'EnPI Table'!$AM$81","v":0},{"$f":"'EnPI Table'!$AM$93","v":0},{"$f":"'EnPI Table'!$AM$105","v":0},{"$f":"'EnPI Table'!$AM$117","v":0},{"$f":"'EnPI Table'!$AM$129","v":0},{"$f":"'EnPI Table'!$AM$141","v":0},{"$f":"'EnPI Table'!$AM$153","v":0},{"$f":"'EnPI Table'!$AM$165","v":0},{"$f":"'EnPI Table'!$AM$177","v":0},{"$f":"'EnPI Table'!$AM$189","v":0},{"$f":"'EnPI Table'!$AM$201","v":0},{"$f":"'EnPI Table'!$AM$213","v":0},{"$f":"'EnPI Table'!$AM$225","v":0},{"$f":"'EnPI Table'!$AM$237","v":0},{"$f":"'EnPI Table'!$AM$249","v":0},{"$f":"'EnPI Table'!$AM$261","v":0},{"$f":"'EnPI Table'!$AM$273","v":0},{"$f":"'EnPI Table'!$AM$285","v":0},{"$f":"'EnPI Table'!$AM$297","v":0},{"$f":"'EnPI Table'!$AM$309","v":0}]
[]
[null,null,null,null,null,null,null,null,null,null,null,null,null,null,null,{"$f":"'EnPI Table'!$AP$10","v":0},{"$f":"'EnPI Table'!$AP$22","v":0},{"$f":"'EnPI Table'!$AP$34","v":0},{"$f":"'EnPI Table'!$AP$46","v":0},{"$f":"'EnPI Table'!$AP$58","v":0},{"$f":"'EnPI Table'!$AP$70","v":0},{"$f":"'EnPI Table'!$AP$82","v":0},{"$f":"'EnPI Table'!$AP$94","v":0},{"$f":"'EnPI Table'!$AP$106","v":0},{"$f":"'EnPI Table'!$AP$118","v":0},{"$f":"'EnPI Table'!$AP$130","v":0},{"$f":"'EnPI Table'!$AP$142","v":0},{"$f":"'EnPI Table'!$AP$154","v":0},{"$f":"'EnPI Table'!$AP$166","v":0},{"$f":"'EnPI Table'!$AP$178","v":0},{"$f":"'EnPI Table'!$AP$190","v":0},{"$f":"'EnPI Table'!$AP$202","v":0},{"$f":"'EnPI Table'!$AP$214","v":0},{"$f":"'EnPI Table'!$AP$226","v":0},{"$f":"'EnPI Table'!$AP$238","v":0},{"$f":"'EnPI Table'!$AP$250","v":0},{"$f":"'EnPI Table'!$AP$262","v":0},{"$f":"'EnPI Table'!$AP$274","v":0},{"$f":"'EnPI Table'!$AP$286","v":0},{"$f":"'EnPI Table'!$AP$298","v":0}]
[null,null,null,null,null,null,null,null,null,null,null,null,null,null,null,{"$f":"'EnPI Table'!$AP$11","v":0},{"$f":"'EnPI Table'!$AP$23","v":0},{"$f":"'EnPI Table'!$AP$35","v":0},{"$f":"'EnPI Table'!$AP$47","v":0},{"$f":"'EnPI Table'!$AP$59","v":0},{"$f":"'EnPI Table'!$AP$71","v":0},{"$f":"'EnPI Table'!$AP$83","v":0},{"$f":"'EnPI Table'!$AP$95","v":0},{"$f":"'EnPI Table'!$AP$107","v":0},{"$f":"'EnPI Table'!$AP$119","v":0},{"$f":"'EnPI Table'!$AP$131","v":0},{"$f":"'EnPI Table'!$AP$143","v":0},{"$f":"'EnPI Table'!$AP$155","v":0},{"$f":"'EnPI Table'!$AP$167","v":0},{"$f":"'EnPI Table'!$AP$179","v":0},{"$f":"'EnPI Table'!$AP$191","v":0},{"$f":"'EnPI Table'!$AP$203","v":0},{"$f":"'EnPI Table'!$AP$215","v":0},{"$f":"'EnPI Table'!$AP$227","v":0},{"$f":"'EnPI Table'!$AP$239","v":0},{"$f":"'EnPI Table'!$AP$251","v":0},{"$f":"'EnPI Table'!$AP$263","v":0},{"$f":"'EnPI Table'!$AP$275","v":0},{"$f":"'EnPI Table'!$AP$287","v":0},{"$f":"'EnPI Table'!$AP$299","v":0}]
[null,null,null,null,null,null,null,null,null,null,null,null,null,null,null,{"$f":"'EnPI Table'!$AP$12","v":0},{"$f":"'EnPI Table'!$AP$24","v":0},{"$f":"'EnPI Table'!$AP$36","v":0},{"$f":"'EnPI Table'!$AP$48","v":0},{"$f":"'EnPI Table'!$AP$60","v":0},{"$f":"'EnPI Table'!$AP$72","v":0},{"$f":"'EnPI Table'!$AP$84","v":0},{"$f":"'EnPI Table'!$AP$96","v":0},{"$f":"'EnPI Table'!$AP$108","v":0},{"$f":"'EnPI Table'!$AP$120","v":0},{"$f":"'EnPI Table'!$AP$132","v":0},{"$f":"'EnPI Table'!$AP$144","v":0},{"$f":"'EnPI Table'!$AP$156","v":0},{"$f":"'EnPI Table'!$AP$168","v":0},{"$f":"'EnPI Table'!$AP$180","v":0},{"$f":"'EnPI Table'!$AP$192","v":0},{"$f":"'EnPI Table'!$AP$204","v":0},{"$f":"'EnPI Table'!$AP$216","v":0},{"$f":"'EnPI Table'!$AP$228","v":0},{"$f":"'EnPI Table'!$AP$240","v":0},{"$f":"'EnPI Table'!$AP$252","v":0},{"$f":"'EnPI Table'!$AP$264","v":0},{"$f":"'EnPI Table'!$AP$276","v":0},{"$f":"'EnPI Table'!$AP$288","v":0},{"$f":"'EnPI Table'!$AP$300","v":0}]
[null,null,null,null,null,null,null,null,null,null,null,null,null,null,null,{"$f":"'EnPI Table'!$AP$13","v":0},{"$f":"'EnPI Table'!$AP$25","v":0},{"$f":"'EnPI Table'!$AP$37","v":0},{"$f":"'EnPI Table'!$AP$49","v":0},{"$f":"'EnPI Table'!$AP$61","v":0},{"$f":"'EnPI Table'!$AP$73","v":0},{"$f":"'EnPI Table'!$AP$85","v":0},{"$f":"'EnPI Table'!$AP$97","v":0},{"$f":"'EnPI Table'!$AP$109","v":0},{"$f":"'EnPI Table'!$AP$121","v":0},{"$f":"'EnPI Table'!$AP$133","v":0},{"$f":"'EnPI Table'!$AP$145","v":0},{"$f":"'EnPI Table'!$AP$157","v":0},{"$f":"'EnPI Table'!$AP$169","v":0},{"$f":"'EnPI Table'!$AP$181","v":0},{"$f":"'EnPI Table'!$AP$193","v":0},{"$f":"'EnPI Table'!$AP$205","v":0},{"$f":"'EnPI Table'!$AP$217","v":0},{"$f":"'EnPI Table'!$AP$229","v":0},{"$f":"'EnPI Table'!$AP$241","v":0},{"$f":"'EnPI Table'!$AP$253","v":0},{"$f":"'EnPI Table'!$AP$265","v":0},{"$f":"'EnPI Table'!$AP$277","v":0},{"$f":"'EnPI Table'!$AP$289","v":0},{"$f":"'EnPI Table'!$AP$301","v":0}]
[null,null,null,null,null,null,null,null,null,null,null,null,null,null,null,{"$f":"'EnPI Table'!$AP$14","v":0},{"$f":"'EnPI Table'!$AP$26","v":0},{"$f":"'EnPI Table'!$AP$38","v":0},{"$f":"'EnPI Table'!$AP$50","v":0},{"$f":"'EnPI Table'!$AP$62","v":0},{"$f":"'EnPI Table'!$AP$74","v":0},{"$f":"'EnPI Table'!$AP$86","v":0},{"$f":"'EnPI Table'!$AP$98","v":0},{"$f":"'EnPI Table'!$AP$110","v":0},{"$f":"'EnPI Table'!$AP$122","v":0},{"$f":"'EnPI Table'!$AP$134","v":0},{"$f":"'EnPI Table'!$AP$146","v":0},{"$f":"'EnPI Table'!$AP$158","v":0},{"$f":"'EnPI Table'!$AP$170","v":0},{"$f":"'EnPI Table'!$AP$182","v":0},{"$f":"'EnPI Table'!$AP$194","v":0},{"$f":"'EnPI Table'!$AP$206","v":0},{"$f":"'EnPI Table'!$AP$218","v":0},{"$f":"'EnPI Table'!$AP$230","v":0},{"$f":"'EnPI Table'!$AP$242","v":0},{"$f":"'EnPI Table'!$AP$254","v":0},{"$f":"'EnPI Table'!$AP$266","v":0},{"$f":"'EnPI Table'!$AP$278","v":0},{"$f":"'EnPI Table'!$AP$290","v":0},{"$f":"'EnPI Table'!$AP$302","v":0}]
[null,null,null,null,null,null,null,null,null,null,null,null,null,null,null,{"$f":"'EnPI Table'!$AP$15","v":0},{"$f":"'EnPI Table'!$AP$27","v":0},{"$f":"'EnPI Table'!$AP$39","v":0},{"$f":"'EnPI Table'!$AP$51","v":0},{"$f":"'EnPI Table'!$AP$63","v":0},{"$f":"'EnPI Table'!$AP$75","v":0},{"$f":"'EnPI Table'!$AP$87","v":0},{"$f":"'EnPI Table'!$AP$99","v":0},{"$f":"'EnPI Table'!$AP$111","v":0},{"$f":"'EnPI Table'!$AP$123","v":0},{"$f":"'EnPI Table'!$AP$135","v":0},{"$f":"'EnPI Table'!$AP$147","v":0},{"$f":"'EnPI Table'!$AP$159","v":0},{"$f":"'EnPI Table'!$AP$171","v":0},{"$f":"'EnPI Table'!$AP$183","v":0},{"$f":"'EnPI Table'!$AP$195","v":0},{"$f":"'EnPI Table'!$AP$207","v":0},{"$f":"'EnPI Table'!$AP$219","v":0},{"$f":"'EnPI Table'!$AP$231","v":0},{"$f":"'EnPI Table'!$AP$243","v":0},{"$f":"'EnPI Table'!$AP$255","v":0},{"$f":"'EnPI Table'!$AP$267","v":0},{"$f":"'EnPI Table'!$AP$279","v":0},{"$f":"'EnPI Table'!$AP$291","v":0},{"$f":"'EnPI Table'!$AP$303","v":0}]
[null,null,null,null,null,null,null,null,null,null,null,null,null,null,null,{"$f":"'EnPI Table'!$AP$16","v":0},{"$f":"'EnPI Table'!$AP$28","v":0},{"$f":"'EnPI Table'!$AP$40","v":0},{"$f":"'EnPI Table'!$AP$52","v":0},{"$f":"'EnPI Table'!$AP$64","v":0},{"$f":"'EnPI Table'!$AP$76","v":0},{"$f":"'EnPI Table'!$AP$88","v":0},{"$f":"'EnPI Table'!$AP$100","v":0},{"$f":"'EnPI Table'!$AP$112","v":0},{"$f":"'EnPI Table'!$AP$124","v":0},{"$f":"'EnPI Table'!$AP$136","v":0},{"$f":"'EnPI Table'!$AP$148","v":0},{"$f":"'EnPI Table'!$AP$160","v":0},{"$f":"'EnPI Table'!$AP$172","v":0},{"$f":"'EnPI Table'!$AP$184","v":0},{"$f":"'EnPI Table'!$AP$196","v":0},{"$f":"'EnPI Table'!$AP$208","v":0},{"$f":"'EnPI Table'!$AP$220","v":0},{"$f":"'EnPI Table'!$AP$232","v":0},{"$f":"'EnPI Table'!$AP$244","v":0},{"$f":"'EnPI Table'!$AP$256","v":0},{"$f":"'EnPI Table'!$AP$268","v":0},{"$f":"'EnPI Table'!$AP$280","v":0},{"$f":"'EnPI Table'!$AP$292","v":0},{"$f":"'EnPI Table'!$AP$304","v":0}]
[null,null,null,null,null,null,null,null,null,null,null,null,null,null,null,{"$f":"'EnPI Table'!$AP$17","v":0},{"$f":"'EnPI Table'!$AP$29","v":0},{"$f":"'EnPI Table'!$AP$41","v":0},{"$f":"'EnPI Table'!$AP$53","v":0},{"$f":"'EnPI Table'!$AP$65","v":0},{"$f":"'EnPI Table'!$AP$77","v":0},{"$f":"'EnPI Table'!$AP$89","v":0},{"$f":"'EnPI Table'!$AP$101","v":0},{"$f":"'EnPI Table'!$AP$113","v":0},{"$f":"'EnPI Table'!$AP$125","v":0},{"$f":"'EnPI Table'!$AP$137","v":0},{"$f":"'EnPI Table'!$AP$149","v":0},{"$f":"'EnPI Table'!$AP$161","v":0},{"$f":"'EnPI Table'!$AP$173","v":0},{"$f":"'EnPI Table'!$AP$185","v":0},{"$f":"'EnPI Table'!$AP$197","v":0},{"$f":"'EnPI Table'!$AP$209","v":0},{"$f":"'EnPI Table'!$AP$221","v":0},{"$f":"'EnPI Table'!$AP$233","v":0},{"$f":"'EnPI Table'!$AP$245","v":0},{"$f":"'EnPI Table'!$AP$257","v":0},{"$f":"'EnPI Table'!$AP$269","v":0},{"$f":"'EnPI Table'!$AP$281","v":0},{"$f":"'EnPI Table'!$AP$293","v":0},{"$f":"'EnPI Table'!$AP$305","v":0}]
[null,null,null,null,null,null,null,null,null,null,null,null,null,null,null,{"$f":"'EnPI Table'!$AP$18","v":0},{"$f":"'EnPI Table'!$AP$30","v":0},{"$f":"'EnPI Table'!$AP$42","v":0},{"$f":"'EnPI Table'!$AP$54","v":0},{"$f":"'EnPI Table'!$AP$66","v":0},{"$f":"'EnPI Table'!$AP$78","v":0},{"$f":"'EnPI Table'!$AP$90","v":0},{"$f":"'EnPI Table'!$AP$102","v":0},{"$f":"'EnPI Table'!$AP$114","v":0},{"$f":"'EnPI Table'!$AP$126","v":0},{"$f":"'EnPI Table'!$AP$138","v":0},{"$f":"'EnPI Table'!$AP$150","v":0},{"$f":"'EnPI Table'!$AP$162","v":0},{"$f":"'EnPI Table'!$AP$174","v":0},{"$f":"'EnPI Table'!$AP$186","v":0},{"$f":"'EnPI Table'!$AP$198","v":0},{"$f":"'EnPI Table'!$AP$210","v":0},{"$f":"'EnPI Table'!$AP$222","v":0},{"$f":"'EnPI Table'!$AP$234","v":0},{"$f":"'EnPI Table'!$AP$246","v":0},{"$f":"'EnPI Table'!$AP$258","v":0},{"$f":"'EnPI Table'!$AP$270","v":0},{"$f":"'EnPI Table'!$AP$282","v":0},{"$f":"'EnPI Table'!$AP$294","v":0},{"$f":"'EnPI Table'!$AP$306","v":0}]
[null,null,null,null,null,null,null,null,null,null,null,null,null,null,null,{"$f":"'EnPI Table'!$AP$19","v":0},{"$f":"'EnPI Table'!$AP$31","v":0},{"$f":"'EnPI Table'!$AP$43","v":0},{"$f":"'EnPI Table'!$AP$55","v":0},{"$f":"'EnPI Table'!$AP$67","v":0},{"$f":"'EnPI Table'!$AP$79","v":0},{"$f":"'EnPI Table'!$AP$91","v":0},{"$f":"'EnPI Table'!$AP$103","v":0},{"$f":"'EnPI Table'!$AP$115","v":0},{"$f":"'EnPI Table'!$AP$127","v":0},{"$f":"'EnPI Table'!$AP$139","v":0},{"$f":"'EnPI Table'!$AP$151","v":0},{"$f":"'EnPI Table'!$AP$163","v":0},{"$f":"'EnPI Table'!$AP$175","v":0},{"$f":"'EnPI Table'!$AP$187","v":0},{"$f":"'EnPI Table'!$AP$199","v":0},{"$f":"'EnPI Table'!$AP$211","v":0},{"$f":"'EnPI Table'!$AP$223","v":0},{"$f":"'EnPI Table'!$AP$235","v":0},{"$f":"'EnPI Table'!$AP$247","v":0},{"$f":"'EnPI Table'!$AP$259","v":0},{"$f":"'EnPI Table'!$AP$271","v":0},{"$f":"'EnPI Table'!$AP$283","v":0},{"$f":"'EnPI Table'!$AP$295","v":0},{"$f":"'EnPI Table'!$AP$307","v":0}]
[null,null,null,null,null,null,null,null,null,null,null,null,null,null,null,{"$f":"'EnPI Table'!$AP$20","v":0},{"$f":"'EnPI Table'!$AP$32","v":0},{"$f":"'EnPI Table'!$AP$44","v":0},{"$f":"'EnPI Table'!$AP$56","v":0},{"$f":"'EnPI Table'!$AP$68","v":0},{"$f":"'EnPI Table'!$AP$80","v":0},{"$f":"'EnPI Table'!$AP$92","v":0},{"$f":"'EnPI Table'!$AP$104","v":0},{"$f":"'EnPI Table'!$AP$116","v":0},{"$f":"'EnPI Table'!$AP$128","v":0},{"$f":"'EnPI Table'!$AP$140","v":0},{"$f":"'EnPI Table'!$AP$152","v":0},{"$f":"'EnPI Table'!$AP$164","v":0},{"$f":"'EnPI Table'!$AP$176","v":0},{"$f":"'EnPI Table'!$AP$188","v":0},{"$f":"'EnPI Table'!$AP$200","v":0},{"$f":"'EnPI Table'!$AP$212","v":0},{"$f":"'EnPI Table'!$AP$224","v":0},{"$f":"'EnPI Table'!$AP$236","v":0},{"$f":"'EnPI Table'!$AP$248","v":0},{"$f":"'EnPI Table'!$AP$260","v":0},{"$f":"'EnPI Table'!$AP$272","v":0},{"$f":"'EnPI Table'!$AP$284","v":0},{"$f":"'EnPI Table'!$AP$296","v":0},{"$f":"'EnPI Table'!$AP$308","v":0}]
[null,null,null,null,null,null,null,null,null,null,null,null,null,null,null,{"$f":"'EnPI Table'!$AP$21","v":0},{"$f":"'EnPI Table'!$AP$33","v":0},{"$f":"'EnPI Table'!$AP$45","v":0},{"$f":"'EnPI Table'!$AP$57","v":0},{"$f":"'EnPI Table'!$AP$69","v":0},{"$f":"'EnPI Table'!$AP$81","v":0},{"$f":"'EnPI Table'!$AP$93","v":0},{"$f":"'EnPI Table'!$AP$105","v":0},{"$f":"'EnPI Table'!$AP$117","v":0},{"$f":"'EnPI Table'!$AP$129","v":0},{"$f":"'EnPI Table'!$AP$141","v":0},{"$f":"'EnPI Table'!$AP$153","v":0},{"$f":"'EnPI Table'!$AP$165","v":0},{"$f":"'EnPI Table'!$AP$177","v":0},{"$f":"'EnPI Table'!$AP$189","v":0},{"$f":"'EnPI Table'!$AP$201","v":0},{"$f":"'EnPI Table'!$AP$213","v":0},{"$f":"'EnPI Table'!$AP$225","v":0},{"$f":"'EnPI Table'!$AP$237","v":0},{"$f":"'EnPI Table'!$AP$249","v":0},{"$f":"'EnPI Table'!$AP$261","v":0},{"$f":"'EnPI Table'!$AP$273","v":0},{"$f":"'EnPI Table'!$AP$285","v":0},{"$f":"'EnPI Table'!$AP$297","v":0},{"$f":"'EnPI Table'!$AP$309","v":0}]
[]
[null,null,null,null,null,null,null,null,null,null,null,null,null,null,null,{"$f":"'EnPI Table'!$AO$10","v":0},{"$f":"'EnPI Table'!$AO$22","v":0},{"$f":"'EnPI Table'!$AO$34","v":0},{"$f":"'EnPI Table'!$AO$46","v":0},{"$f":"'EnPI Table'!$AO$58","v":0},{"$f":"'EnPI Table'!$AO$70","v":0},{"$f":"'EnPI Table'!$AO$82","v":0},{"$f":"'EnPI Table'!$AO$94","v":0},{"$f":"'EnPI Table'!$AO$106","v":0},{"$f":"'EnPI Table'!$AO$118","v":0},{"$f":"'EnPI Table'!$AO$130","v":0},{"$f":"'EnPI Table'!$AO$142","v":0},{"$f":"'EnPI Table'!$AO$154","v":0},{"$f":"'EnPI Table'!$AO$166","v":0},{"$f":"'EnPI Table'!$AO$178","v":0},{"$f":"'EnPI Table'!$AO$190","v":0},{"$f":"'EnPI Table'!$AO$202","v":0},{"$f":"'EnPI Table'!$AO$214","v":0},{"$f":"'EnPI Table'!$AO$226","v":0},{"$f":"'EnPI Table'!$AO$238","v":0},{"$f":"'EnPI Table'!$AO$250","v":0},{"$f":"'EnPI Table'!$AO$262","v":0},{"$f":"'EnPI Table'!$AO$274","v":0},{"$f":"'EnPI Table'!$AO$286","v":0},{"$f":"'EnPI Table'!$AO$298","v":0}]
[null,null,null,null,null,null,null,null,null,null,null,null,null,null,null,{"$f":"'EnPI Table'!$AO$11","v":0},{"$f":"'EnPI Table'!$AO$23","v":0},{"$f":"'EnPI Table'!$AO$35","v":0},{"$f":"'EnPI Table'!$AO$47","v":0},{"$f":"'EnPI Table'!$AO$59","v":0},{"$f":"'EnPI Table'!$AO$71","v":0},{"$f":"'EnPI Table'!$AO$83","v":0},{"$f":"'EnPI Table'!$AO$95","v":0},{"$f":"'EnPI Table'!$AO$107","v":0},{"$f":"'EnPI Table'!$AO$119","v":0},{"$f":"'EnPI Table'!$AO$131","v":0},{"$f":"'EnPI Table'!$AO$143","v":0},{"$f":"'EnPI Table'!$AO$155","v":0},{"$f":"'EnPI Table'!$AO$167","v":0},{"$f":"'EnPI Table'!$AO$179","v":0},{"$f":"'EnPI Table'!$AO$191","v":0},{"$f":"'EnPI Table'!$AO$203","v":0},{"$f":"'EnPI Table'!$AO$215","v":0},{"$f":"'EnPI Table'!$AO$227","v":0},{"$f":"'EnPI Table'!$AO$239","v":0},{"$f":"'EnPI Table'!$AO$251","v":0},{"$f":"'EnPI Table'!$AO$263","v":0},{"$f":"'EnPI Table'!$AO$275","v":0},{"$f":"'EnPI Table'!$AO$287","v":0},{"$f":"'EnPI Table'!$AO$299","v":0}]
[null,null,null,null,null,null,null,null,null,null,null,null,null,null,null,{"$f":"'EnPI Table'!$AO$12","v":0},{"$f":"'EnPI Table'!$AO$24","v":0},{"$f":"'EnPI Table'!$AO$36","v":0},{"$f":"'EnPI Table'!$AO$48","v":0},{"$f":"'EnPI Table'!$AO$60","v":0},{"$f":"'EnPI Table'!$AO$72","v":0},{"$f":"'EnPI Table'!$AO$84","v":0},{"$f":"'EnPI Table'!$AO$96","v":0},{"$f":"'EnPI Table'!$AO$108","v":0},{"$f":"'EnPI Table'!$AO$120","v":0},{"$f":"'EnPI Table'!$AO$132","v":0},{"$f":"'EnPI Table'!$AO$144","v":0},{"$f":"'EnPI Table'!$AO$156","v":0},{"$f":"'EnPI Table'!$AO$168","v":0},{"$f":"'EnPI Table'!$AO$180","v":0},{"$f":"'EnPI Table'!$AO$192","v":0},{"$f":"'EnPI Table'!$AO$204","v":0},{"$f":"'EnPI Table'!$AO$216","v":0},{"$f":"'EnPI Table'!$AO$228","v":0},{"$f":"'EnPI Table'!$AO$240","v":0},{"$f":"'EnPI Table'!$AO$252","v":0},{"$f":"'EnPI Table'!$AO$264","v":0},{"$f":"'EnPI Table'!$AO$276","v":0},{"$f":"'EnPI Table'!$AO$288","v":0},{"$f":"'EnPI Table'!$AO$300","v":0}]
[null,null,null,null,null,null,null,null,null,null,null,null,null,null,null,{"$f":"'EnPI Table'!$AO$13","v":0},{"$f":"'EnPI Table'!$AO$25","v":0},{"$f":"'EnPI Table'!$AO$37","v":0},{"$f":"'EnPI Table'!$AO$49","v":0},{"$f":"'EnPI Table'!$AO$61","v":0},{"$f":"'EnPI Table'!$AO$73","v":0},{"$f":"'EnPI Table'!$AO$85","v":0},{"$f":"'EnPI Table'!$AO$97","v":0},{"$f":"'EnPI Table'!$AO$109","v":0},{"$f":"'EnPI Table'!$AO$121","v":0},{"$f":"'EnPI Table'!$AO$133","v":0},{"$f":"'EnPI Table'!$AO$145","v":0},{"$f":"'EnPI Table'!$AO$157","v":0},{"$f":"'EnPI Table'!$AO$169","v":0},{"$f":"'EnPI Table'!$AO$181","v":0},{"$f":"'EnPI Table'!$AO$193","v":0},{"$f":"'EnPI Table'!$AO$205","v":0},{"$f":"'EnPI Table'!$AO$217","v":0},{"$f":"'EnPI Table'!$AO$229","v":0},{"$f":"'EnPI Table'!$AO$241","v":0},{"$f":"'EnPI Table'!$AO$253","v":0},{"$f":"'EnPI Table'!$AO$265","v":0},{"$f":"'EnPI Table'!$AO$277","v":0},{"$f":"'EnPI Table'!$AO$289","v":0},{"$f":"'EnPI Table'!$AO$301","v":0}]
[null,null,null,null,null,null,null,null,null,null,null,null,null,null,null,{"$f":"'EnPI Table'!$AO$14","v":0},{"$f":"'EnPI Table'!$AO$26","v":0},{"$f":"'EnPI Table'!$AO$38","v":0},{"$f":"'EnPI Table'!$AO$50","v":0},{"$f":"'EnPI Table'!$AO$62","v":0},{"$f":"'EnPI Table'!$AO$74","v":0},{"$f":"'EnPI Table'!$AO$86","v":0},{"$f":"'EnPI Table'!$AO$98","v":0},{"$f":"'EnPI Table'!$AO$110","v":0},{"$f":"'EnPI Table'!$AO$122","v":0},{"$f":"'EnPI Table'!$AO$134","v":0},{"$f":"'EnPI Table'!$AO$146","v":0},{"$f":"'EnPI Table'!$AO$158","v":0},{"$f":"'EnPI Table'!$AO$170","v":0},{"$f":"'EnPI Table'!$AO$182","v":0},{"$f":"'EnPI Table'!$AO$194","v":0},{"$f":"'EnPI Table'!$AO$206","v":0},{"$f":"'EnPI Table'!$AO$218","v":0},{"$f":"'EnPI Table'!$AO$230","v":0},{"$f":"'EnPI Table'!$AO$242","v":0},{"$f":"'EnPI Table'!$AO$254","v":0},{"$f":"'EnPI Table'!$AO$266","v":0},{"$f":"'EnPI Table'!$AO$278","v":0},{"$f":"'EnPI Table'!$AO$290","v":0},{"$f":"'EnPI Table'!$AO$302","v":0}]
[null,null,null,null,null,null,null,null,null,null,null,null,null,null,null,{"$f":"'EnPI Table'!$AO$15","v":0},{"$f":"'EnPI Table'!$AO$27","v":0},{"$f":"'EnPI Table'!$AO$39","v":0},{"$f":"'EnPI Table'!$AO$51","v":0},{"$f":"'EnPI Table'!$AO$63","v":0},{"$f":"'EnPI Table'!$AO$75","v":0},{"$f":"'EnPI Table'!$AO$87","v":0},{"$f":"'EnPI Table'!$AO$99","v":0},{"$f":"'EnPI Table'!$AO$111","v":0},{"$f":"'EnPI Table'!$AO$123","v":0},{"$f":"'EnPI Table'!$AO$135","v":0},{"$f":"'EnPI Table'!$AO$147","v":0},{"$f":"'EnPI Table'!$AO$159","v":0},{"$f":"'EnPI Table'!$AO$171","v":0},{"$f":"'EnPI Table'!$AO$183","v":0},{"$f":"'EnPI Table'!$AO$195","v":0},{"$f":"'EnPI Table'!$AO$207","v":0},{"$f":"'EnPI Table'!$AO$219","v":0},{"$f":"'EnPI Table'!$AO$231","v":0},{"$f":"'EnPI Table'!$AO$243","v":0},{"$f":"'EnPI Table'!$AO$255","v":0},{"$f":"'EnPI Table'!$AO$267","v":0},{"$f":"'EnPI Table'!$AO$279","v":0},{"$f":"'EnPI Table'!$AO$291","v":0},{"$f":"'EnPI Table'!$AO$303","v":0}]
[null,null,null,null,null,null,null,null,null,null,null,null,null,null,null,{"$f":"'EnPI Table'!$AO$16","v":0},{"$f":"'EnPI Table'!$AO$28","v":0},{"$f":"'EnPI Table'!$AO$40","v":0},{"$f":"'EnPI Table'!$AO$52","v":0},{"$f":"'EnPI Table'!$AO$64","v":0},{"$f":"'EnPI Table'!$AO$76","v":0},{"$f":"'EnPI Table'!$AO$88","v":0},{"$f":"'EnPI Table'!$AO$100","v":0},{"$f":"'EnPI Table'!$AO$112","v":0},{"$f":"'EnPI Table'!$AO$124","v":0},{"$f":"'EnPI Table'!$AO$136","v":0},{"$f":"'EnPI Table'!$AO$148","v":0},{"$f":"'EnPI Table'!$AO$160","v":0},{"$f":"'EnPI Table'!$AO$172","v":0},{"$f":"'EnPI Table'!$AO$184","v":0},{"$f":"'EnPI Table'!$AO$196","v":0},{"$f":"'EnPI Table'!$AO$208","v":0},{"$f":"'EnPI Table'!$AO$220","v":0},{"$f":"'EnPI Table'!$AO$232","v":0},{"$f":"'EnPI Table'!$AO$244","v":0},{"$f":"'EnPI Table'!$AO$256","v":0},{"$f":"'EnPI Table'!$AO$268","v":0},{"$f":"'EnPI Table'!$AO$280","v":0},{"$f":"'EnPI Table'!$AO$292","v":0},{"$f":"'EnPI Table'!$AO$304","v":0}]
[null,null,null,null,null,null,null,null,null,null,null,null,null,null,null,{"$f":"'EnPI Table'!$AO$17","v":0},{"$f":"'EnPI Table'!$AO$29","v":0},{"$f":"'EnPI Table'!$AO$41","v":0},{"$f":"'EnPI Table'!$AO$53","v":0},{"$f":"'EnPI Table'!$AO$65","v":0},{"$f":"'EnPI Table'!$AO$77","v":0},{"$f":"'EnPI Table'!$AO$89","v":0},{"$f":"'EnPI Table'!$AO$101","v":0},{"$f":"'EnPI Table'!$AO$113","v":0},{"$f":"'EnPI Table'!$AO$125","v":0},{"$f":"'EnPI Table'!$AO$137","v":0},{"$f":"'EnPI Table'!$AO$149","v":0},{"$f":"'EnPI Table'!$AO$161","v":0},{"$f":"'EnPI Table'!$AO$173","v":0},{"$f":"'EnPI Table'!$AO$185","v":0},{"$f":"'EnPI Table'!$AO$197","v":0},{"$f":"'EnPI Table'!$AO$209","v":0},{"$f":"'EnPI Table'!$AO$221","v":0},{"$f":"'EnPI Table'!$AO$233","v":0},{"$f":"'EnPI Table'!$AO$245","v":0},{"$f":"'EnPI Table'!$AO$257","v":0},{"$f":"'EnPI Table'!$AO$269","v":0},{"$f":"'EnPI Table'!$AO$281","v":0},{"$f":"'EnPI Table'!$AO$293","v":0},{"$f":"'EnPI Table'!$AO$305","v":0}]
[null,null,null,null,null,null,null,null,null,null,null,null,null,null,null,{"$f":"'EnPI Table'!$AO$18","v":0},{"$f":"'EnPI Table'!$AO$30","v":0},{"$f":"'EnPI Table'!$AO$42","v":0},{"$f":"'EnPI Table'!$AO$54","v":0},{"$f":"'EnPI Table'!$AO$66","v":0},{"$f":"'EnPI Table'!$AO$78","v":0},{"$f":"'EnPI Table'!$AO$90","v":0},{"$f":"'EnPI Table'!$AO$102","v":0},{"$f":"'EnPI Table'!$AO$114","v":0},{"$f":"'EnPI Table'!$AO$126","v":0},{"$f":"'EnPI Table'!$AO$138","v":0},{"$f":"'EnPI Table'!$AO$150","v":0},{"$f":"'EnPI Table'!$AO$162","v":0},{"$f":"'EnPI Table'!$AO$174","v":0},{"$f":"'EnPI Table'!$AO$186","v":0},{"$f":"'EnPI Table'!$AO$198","v":0},{"$f":"'EnPI Table'!$AO$210","v":0},{"$f":"'EnPI Table'!$AO$222","v":0},{"$f":"'EnPI Table'!$AO$234","v":0},{"$f":"'EnPI Table'!$AO$246","v":0},{"$f":"'EnPI Table'!$AO$258","v":0},{"$f":"'EnPI Table'!$AO$270","v":0},{"$f":"'EnPI Table'!$AO$282","v":0},{"$f":"'EnPI Table'!$AO$294","v":0},{"$f":"'EnPI Table'!$AO$306","v":0}]
[null,null,null,null,null,null,null,null,null,null,null,null,null,null,null,{"$f":"'EnPI Table'!$AO$19","v":0},{"$f":"'EnPI Table'!$AO$31","v":0},{"$f":"'EnPI Table'!$AO$43","v":0},{"$f":"'EnPI Table'!$AO$55","v":0},{"$f":"'EnPI Table'!$AO$67","v":0},{"$f":"'EnPI Table'!$AO$79","v":0},{"$f":"'EnPI Table'!$AO$91","v":0},{"$f":"'EnPI Table'!$AO$103","v":0},{"$f":"'EnPI Table'!$AO$115","v":0},{"$f":"'EnPI Table'!$AO$127","v":0},{"$f":"'EnPI Table'!$AO$139","v":0},{"$f":"'EnPI Table'!$AO$151","v":0},{"$f":"'EnPI Table'!$AO$163","v":0},{"$f":"'EnPI Table'!$AO$175","v":0},{"$f":"'EnPI Table'!$AO$187","v":0},{"$f":"'EnPI Table'!$AO$199","v":0},{"$f":"'EnPI Table'!$AO$211","v":0},{"$f":"'EnPI Table'!$AO$223","v":0},{"$f":"'EnPI Table'!$AO$235","v":0},{"$f":"'EnPI Table'!$AO$247","v":0},{"$f":"'EnPI Table'!$AO$259","v":0},{"$f":"'EnPI Table'!$AO$271","v":0},{"$f":"'EnPI Table'!$AO$283","v":0},{"$f":"'EnPI Table'!$AO$295","v":0},{"$f":"'EnPI Table'!$AO$307","v":0}]
[null,null,null,null,null,null,null,null,null,null,null,null,null,null,null,{"$f":"'EnPI Table'!$AO$20","v":0},{"$f":"'EnPI Table'!$AO$32","v":0},{"$f":"'EnPI Table'!$AO$44","v":0},{"$f":"'EnPI Table'!$AO$56","v":0},{"$f":"'EnPI Table'!$AO$68","v":0},{"$f":"'EnPI Table'!$AO$80","v":0},{"$f":"'EnPI Table'!$AO$92","v":0},{"$f":"'EnPI Table'!$AO$104","v":0},{"$f":"'EnPI Table'!$AO$116","v":0},{"$f":"'EnPI Table'!$AO$128","v":0},{"$f":"'EnPI Table'!$AO$140","v":0},{"$f":"'EnPI Table'!$AO$152","v":0},{"$f":"'EnPI Table'!$AO$164","v":0},{"$f":"'EnPI Table'!$AO$176","v":0},{"$f":"'EnPI Table'!$AO$188","v":0},{"$f":"'EnPI Table'!$AO$200","v":0},{"$f":"'EnPI Table'!$AO$212","v":0},{"$f":"'EnPI Table'!$AO$224","v":0},{"$f":"'EnPI Table'!$AO$236","v":0},{"$f":"'EnPI Table'!$AO$248","v":0},{"$f":"'EnPI Table'!$AO$260","v":0},{"$f":"'EnPI Table'!$AO$272","v":0},{"$f":"'EnPI Table'!$AO$284","v":0},{"$f":"'EnPI Table'!$AO$296","v":0},{"$f":"'EnPI Table'!$AO$308","v":0}]
[null,null,null,null,null,null,null,null,null,null,null,null,null,null,null,{"$f":"'EnPI Table'!$AO$21","v":0},{"$f":"'EnPI Table'!$AO$33","v":0},{"$f":"'EnPI Table'!$AO$45","v":0},{"$f":"'EnPI Table'!$AO$57","v":0},{"$f":"'EnPI Table'!$AO$69","v":0},{"$f":"'EnPI Table'!$AO$81","v":0},{"$f":"'EnPI Table'!$AO$93","v":0},{"$f":"'EnPI Table'!$AO$105","v":0},{"$f":"'EnPI Table'!$AO$117","v":0},{"$f":"'EnPI Table'!$AO$129","v":0},{"$f":"'EnPI Table'!$AO$141","v":0},{"$f":"'EnPI Table'!$AO$153","v":0},{"$f":"'EnPI Table'!$AO$165","v":0},{"$f":"'EnPI Table'!$AO$177","v":0},{"$f":"'EnPI Table'!$AO$189","v":0},{"$f":"'EnPI Table'!$AO$201","v":0},{"$f":"'EnPI Table'!$AO$213","v":0},{"$f":"'EnPI Table'!$AO$225","v":0},{"$f":"'EnPI Table'!$AO$237","v":0},{"$f":"'EnPI Table'!$AO$249","v":0},{"$f":"'EnPI Table'!$AO$261","v":0},{"$f":"'EnPI Table'!$AO$273","v":0},{"$f":"'EnPI Table'!$AO$285","v":0},{"$f":"'EnPI Table'!$AO$297","v":0},{"$f":"'EnPI Table'!$AO$309","v":0}]
[]
[null,null,null,null,null,null,null,null,null,null,null,null,null,null,null,{"$f":"'EnPI Table'!$AR$10","v":0},{"$f":"'EnPI Table'!$AR$22","v":0},{"$f":"'EnPI Table'!$AR$34","v":0},{"$f":"'EnPI Table'!$AR$46","v":0},{"$f":"'EnPI Table'!$AR$58","v":0},{"$f":"'EnPI Table'!$AR$70","v":0},{"$f":"'EnPI Table'!$AR$82","v":0},{"$f":"'EnPI Table'!$AR$94","v":0},{"$f":"'EnPI Table'!$AR$106","v":0},{"$f":"'EnPI Table'!$AR$118","v":0},{"$f":"'EnPI Table'!$AR$130","v":0},{"$f":"'EnPI Table'!$AR$142","v":0},{"$f":"'EnPI Table'!$AR$154","v":0},{"$f":"'EnPI Table'!$AR$166","v":0},{"$f":"'EnPI Table'!$AR$178","v":0},{"$f":"'EnPI Table'!$AR$190","v":0},{"$f":"'EnPI Table'!$AR$202","v":0},{"$f":"'EnPI Table'!$AR$214","v":0},{"$f":"'EnPI Table'!$AR$226","v":0},{"$f":"'EnPI Table'!$AR$238","v":0},{"$f":"'EnPI Table'!$AR$250","v":0},{"$f":"'EnPI Table'!$AR$262","v":0},{"$f":"'EnPI Table'!$AR$274","v":0},{"$f":"'EnPI Table'!$AR$286","v":0},{"$f":"'EnPI Table'!$AR$298","v":0}]
[null,null,null,null,null,null,null,null,null,null,null,null,null,null,null,{"$f":"'EnPI Table'!$AR$11","v":0},{"$f":"'EnPI Table'!$AR$23","v":0},{"$f":"'EnPI Table'!$AR$35","v":0},{"$f":"'EnPI Table'!$AR$47","v":0},{"$f":"'EnPI Table'!$AR$59","v":0},{"$f":"'EnPI Table'!$AR$71","v":0},{"$f":"'EnPI Table'!$AR$83","v":0},{"$f":"'EnPI Table'!$AR$95","v":0},{"$f":"'EnPI Table'!$AR$107","v":0},{"$f":"'EnPI Table'!$AR$119","v":0},{"$f":"'EnPI Table'!$AR$131","v":0},{"$f":"'EnPI Table'!$AR$143","v":0},{"$f":"'EnPI Table'!$AR$155","v":0},{"$f":"'EnPI Table'!$AR$167","v":0},{"$f":"'EnPI Table'!$AR$179","v":0},{"$f":"'EnPI Table'!$AR$191","v":0},{"$f":"'EnPI Table'!$AR$203","v":0},{"$f":"'EnPI Table'!$AR$215","v":0},{"$f":"'EnPI Table'!$AR$227","v":0},{"$f":"'EnPI Table'!$AR$239","v":0},{"$f":"'EnPI Table'!$AR$251","v":0},{"$f":"'EnPI Table'!$AR$263","v":0},{"$f":"'EnPI Table'!$AR$275","v":0},{"$f":"'EnPI Table'!$AR$287","v":0},{"$f":"'EnPI Table'!$AR$299","v":0}]
[null,null,null,null,null,null,null,null,null,null,null,null,null,null,null,{"$f":"'EnPI Table'!$AR$12","v":0},{"$f":"'EnPI Table'!$AR$24","v":0},{"$f":"'EnPI Table'!$AR$36","v":0},{"$f":"'EnPI Table'!$AR$48","v":0},{"$f":"'EnPI Table'!$AR$60","v":0},{"$f":"'EnPI Table'!$AR$72","v":0},{"$f":"'EnPI Table'!$AR$84","v":0},{"$f":"'EnPI Table'!$AR$96","v":0},{"$f":"'EnPI Table'!$AR$108","v":0},{"$f":"'EnPI Table'!$AR$120","v":0},{"$f":"'EnPI Table'!$AR$132","v":0},{"$f":"'EnPI Table'!$AR$144","v":0},{"$f":"'EnPI Table'!$AR$156","v":0},{"$f":"'EnPI Table'!$AR$168","v":0},{"$f":"'EnPI Table'!$AR$180","v":0},{"$f":"'EnPI Table'!$AR$192","v":0},{"$f":"'EnPI Table'!$AR$204","v":0},{"$f":"'EnPI Table'!$AR$216","v":0},{"$f":"'EnPI Table'!$AR$228","v":0},{"$f":"'EnPI Table'!$AR$240","v":0},{"$f":"'EnPI Table'!$AR$252","v":0},{"$f":"'EnPI Table'!$AR$264","v":0},{"$f":"'EnPI Table'!$AR$276","v":0},{"$f":"'EnPI Table'!$AR$288","v":0},{"$f":"'EnPI Table'!$AR$300","v":0}]
[null,null,null,null,null,null,null,null,null,null,null,null,null,null,null,{"$f":"'EnPI Table'!$AR$13","v":0},{"$f":"'EnPI Table'!$AR$25","v":0},{"$f":"'EnPI Table'!$AR$37","v":0},{"$f":"'EnPI Table'!$AR$49","v":0},{"$f":"'EnPI Table'!$AR$61","v":0},{"$f":"'EnPI Table'!$AR$73","v":0},{"$f":"'EnPI Table'!$AR$85","v":0},{"$f":"'EnPI Table'!$AR$97","v":0},{"$f":"'EnPI Table'!$AR$109","v":0},{"$f":"'EnPI Table'!$AR$121","v":0},{"$f":"'EnPI Table'!$AR$133","v":0},{"$f":"'EnPI Table'!$AR$145","v":0},{"$f":"'EnPI Table'!$AR$157","v":0},{"$f":"'EnPI Table'!$AR$169","v":0},{"$f":"'EnPI Table'!$AR$181","v":0},{"$f":"'EnPI Table'!$AR$193","v":0},{"$f":"'EnPI Table'!$AR$205","v":0},{"$f":"'EnPI Table'!$AR$217","v":0},{"$f":"'EnPI Table'!$AR$229","v":0},{"$f":"'EnPI Table'!$AR$241","v":0},{"$f":"'EnPI Table'!$AR$253","v":0},{"$f":"'EnPI Table'!$AR$265","v":0},{"$f":"'EnPI Table'!$AR$277","v":0},{"$f":"'EnPI Table'!$AR$289","v":0},{"$f":"'EnPI Table'!$AR$301","v":0}]
[null,null,null,null,null,null,null,null,null,null,null,null,null,null,null,{"$f":"'EnPI Table'!$AR$14","v":0},{"$f":"'EnPI Table'!$AR$26","v":0},{"$f":"'EnPI Table'!$AR$38","v":0},{"$f":"'EnPI Table'!$AR$50","v":0},{"$f":"'EnPI Table'!$AR$62","v":0},{"$f":"'EnPI Table'!$AR$74","v":0},{"$f":"'EnPI Table'!$AR$86","v":0},{"$f":"'EnPI Table'!$AR$98","v":0},{"$f":"'EnPI Table'!$AR$110","v":0},{"$f":"'EnPI Table'!$AR$122","v":0},{"$f":"'EnPI Table'!$AR$134","v":0},{"$f":"'EnPI Table'!$AR$146","v":0},{"$f":"'EnPI Table'!$AR$158","v":0},{"$f":"'EnPI Table'!$AR$170","v":0},{"$f":"'EnPI Table'!$AR$182","v":0},{"$f":"'EnPI Table'!$AR$194","v":0},{"$f":"'EnPI Table'!$AR$206","v":0},{"$f":"'EnPI Table'!$AR$218","v":0},{"$f":"'EnPI Table'!$AR$230","v":0},{"$f":"'EnPI Table'!$AR$242","v":0},{"$f":"'EnPI Table'!$AR$254","v":0},{"$f":"'EnPI Table'!$AR$266","v":0},{"$f":"'EnPI Table'!$AR$278","v":0},{"$f":"'EnPI Table'!$AR$290","v":0},{"$f":"'EnPI Table'!$AR$302","v":0}]
[null,null,null,null,null,null,null,null,null,null,null,null,null,null,null,{"$f":"'EnPI Table'!$AR$15","v":0},{"$f":"'EnPI Table'!$AR$27","v":0},{"$f":"'EnPI Table'!$AR$39","v":0},{"$f":"'EnPI Table'!$AR$51","v":0},{"$f":"'EnPI Table'!$AR$63","v":0},{"$f":"'EnPI Table'!$AR$75","v":0},{"$f":"'EnPI Table'!$AR$87","v":0},{"$f":"'EnPI Table'!$AR$99","v":0},{"$f":"'EnPI Table'!$AR$111","v":0},{"$f":"'EnPI Table'!$AR$123","v":0},{"$f":"'EnPI Table'!$AR$135","v":0},{"$f":"'EnPI Table'!$AR$147","v":0},{"$f":"'EnPI Table'!$AR$159","v":0},{"$f":"'EnPI Table'!$AR$171","v":0},{"$f":"'EnPI Table'!$AR$183","v":0},{"$f":"'EnPI Table'!$AR$195","v":0},{"$f":"'EnPI Table'!$AR$207","v":0},{"$f":"'EnPI Table'!$AR$219","v":0},{"$f":"'EnPI Table'!$AR$231","v":0},{"$f":"'EnPI Table'!$AR$243","v":0},{"$f":"'EnPI Table'!$AR$255","v":0},{"$f":"'EnPI Table'!$AR$267","v":0},{"$f":"'EnPI Table'!$AR$279","v":0},{"$f":"'EnPI Table'!$AR$291","v":0},{"$f":"'EnPI Table'!$AR$303","v":0}]
[null,null,null,null,null,null,null,null,null,null,null,null,null,null,null,{"$f":"'EnPI Table'!$AR$16","v":0},{"$f":"'EnPI Table'!$AR$28","v":0},{"$f":"'EnPI Table'!$AR$40","v":0},{"$f":"'EnPI Table'!$AR$52","v":0},{"$f":"'EnPI Table'!$AR$64","v":0},{"$f":"'EnPI Table'!$AR$76","v":0},{"$f":"'EnPI Table'!$AR$88","v":0},{"$f":"'EnPI Table'!$AR$100","v":0},{"$f":"'EnPI Table'!$AR$112","v":0},{"$f":"'EnPI Table'!$AR$124","v":0},{"$f":"'EnPI Table'!$AR$136","v":0},{"$f":"'EnPI Table'!$AR$148","v":0},{"$f":"'EnPI Table'!$AR$160","v":0},{"$f":"'EnPI Table'!$AR$172","v":0},{"$f":"'EnPI Table'!$AR$184","v":0},{"$f":"'EnPI Table'!$AR$196","v":0},{"$f":"'EnPI Table'!$AR$208","v":0},{"$f":"'EnPI Table'!$AR$220","v":0},{"$f":"'EnPI Table'!$AR$232","v":0},{"$f":"'EnPI Table'!$AR$244","v":0},{"$f":"'EnPI Table'!$AR$256","v":0},{"$f":"'EnPI Table'!$AR$268","v":0},{"$f":"'EnPI Table'!$AR$280","v":0},{"$f":"'EnPI Table'!$AR$292","v":0},{"$f":"'EnPI Table'!$AR$304","v":0}]
[null,null,null,null,null,null,null,null,null,null,null,null,null,null,null,{"$f":"'EnPI Table'!$AR$17","v":0},{"$f":"'EnPI Table'!$AR$29","v":0},{"$f":"'EnPI Table'!$AR$41","v":0},{"$f":"'EnPI Table'!$AR$53","v":0},{"$f":"'EnPI Table'!$AR$65","v":0},{"$f":"'EnPI Table'!$AR$77","v":0},{"$f":"'EnPI Table'!$AR$89","v":0},{"$f":"'EnPI Table'!$AR$101","v":0},{"$f":"'EnPI Table'!$AR$113","v":0},{"$f":"'EnPI Table'!$AR$125","v":0},{"$f":"'EnPI Table'!$AR$137","v":0},{"$f":"'EnPI Table'!$AR$149","v":0},{"$f":"'EnPI Table'!$AR$161","v":0},{"$f":"'EnPI Table'!$AR$173","v":0},{"$f":"'EnPI Table'!$AR$185","v":0},{"$f":"'EnPI Table'!$AR$197","v":0},{"$f":"'EnPI Table'!$AR$209","v":0},{"$f":"'EnPI Table'!$AR$221","v":0},{"$f":"'EnPI Table'!$AR$233","v":0},{"$f":"'EnPI Table'!$AR$245","v":0},{"$f":"'EnPI Table'!$AR$257","v":0},{"$f":"'EnPI Table'!$AR$269","v":0},{"$f":"'EnPI Table'!$AR$281","v":0},{"$f":"'EnPI Table'!$AR$293","v":0},{"$f":"'EnPI Table'!$AR$305","v":0}]
[null,null,null,null,null,null,null,null,null,null,null,null,null,null,null,{"$f":"'EnPI Table'!$AR$18","v":0},{"$f":"'EnPI Table'!$AR$30","v":0},{"$f":"'EnPI Table'!$AR$42","v":0},{"$f":"'EnPI Table'!$AR$54","v":0},{"$f":"'EnPI Table'!$AR$66","v":0},{"$f":"'EnPI Table'!$AR$78","v":0},{"$f":"'EnPI Table'!$AR$90","v":0},{"$f":"'EnPI Table'!$AR$102","v":0},{"$f":"'EnPI Table'!$AR$114","v":0},{"$f":"'EnPI Table'!$AR$126","v":0},{"$f":"'EnPI Table'!$AR$138","v":0},{"$f":"'EnPI Table'!$AR$150","v":0},{"$f":"'EnPI Table'!$AR$162","v":0},{"$f":"'EnPI Table'!$AR$174","v":0},{"$f":"'EnPI Table'!$AR$186","v":0},{"$f":"'EnPI Table'!$AR$198","v":0},{"$f":"'EnPI Table'!$AR$210","v":0},{"$f":"'EnPI Table'!$AR$222","v":0},{"$f":"'EnPI Table'!$AR$234","v":0},{"$f":"'EnPI Table'!$AR$246","v":0},{"$f":"'EnPI Table'!$AR$258","v":0},{"$f":"'EnPI Table'!$AR$270","v":0},{"$f":"'EnPI Table'!$AR$282","v":0},{"$f":"'EnPI Table'!$AR$294","v":0},{"$f":"'EnPI Table'!$AR$306","v":0}]
[null,null,null,null,null,null,null,null,null,null,null,null,null,null,null,{"$f":"'EnPI Table'!$AR$19","v":0},{"$f":"'EnPI Table'!$AR$31","v":0},{"$f":"'EnPI Table'!$AR$43","v":0},{"$f":"'EnPI Table'!$AR$55","v":0},{"$f":"'EnPI Table'!$AR$67","v":0},{"$f":"'EnPI Table'!$AR$79","v":0},{"$f":"'EnPI Table'!$AR$91","v":0},{"$f":"'EnPI Table'!$AR$103","v":0},{"$f":"'EnPI Table'!$AR$115","v":0},{"$f":"'EnPI Table'!$AR$127","v":0},{"$f":"'EnPI Table'!$AR$139","v":0},{"$f":"'EnPI Table'!$AR$151","v":0},{"$f":"'EnPI Table'!$AR$163","v":0},{"$f":"'EnPI Table'!$AR$175","v":0},{"$f":"'EnPI Table'!$AR$187","v":0},{"$f":"'EnPI Table'!$AR$199","v":0},{"$f":"'EnPI Table'!$AR$211","v":0},{"$f":"'EnPI Table'!$AR$223","v":0},{"$f":"'EnPI Table'!$AR$235","v":0},{"$f":"'EnPI Table'!$AR$247","v":0},{"$f":"'EnPI Table'!$AR$259","v":0},{"$f":"'EnPI Table'!$AR$271","v":0},{"$f":"'EnPI Table'!$AR$283","v":0},{"$f":"'EnPI Table'!$AR$295","v":0},{"$f":"'EnPI Table'!$AR$307","v":0}]
[null,null,null,null,null,null,null,null,null,null,null,null,null,null,null,{"$f":"'EnPI Table'!$AR$20","v":0},{"$f":"'EnPI Table'!$AR$32","v":0},{"$f":"'EnPI Table'!$AR$44","v":0},{"$f":"'EnPI Table'!$AR$56","v":0},{"$f":"'EnPI Table'!$AR$68","v":0},{"$f":"'EnPI Table'!$AR$80","v":0},{"$f":"'EnPI Table'!$AR$92","v":0},{"$f":"'EnPI Table'!$AR$104","v":0},{"$f":"'EnPI Table'!$AR$116","v":0},{"$f":"'EnPI Table'!$AR$128","v":0},{"$f":"'EnPI Table'!$AR$140","v":0},{"$f":"'EnPI Table'!$AR$152","v":0},{"$f":"'EnPI Table'!$AR$164","v":0},{"$f":"'EnPI Table'!$AR$176","v":0},{"$f":"'EnPI Table'!$AR$188","v":0},{"$f":"'EnPI Table'!$AR$200","v":0},{"$f":"'EnPI Table'!$AR$212","v":0},{"$f":"'EnPI Table'!$AR$224","v":0},{"$f":"'EnPI Table'!$AR$236","v":0},{"$f":"'EnPI Table'!$AR$248","v":0},{"$f":"'EnPI Table'!$AR$260","v":0},{"$f":"'EnPI Table'!$AR$272","v":0},{"$f":"'EnPI Table'!$AR$284","v":0},{"$f":"'EnPI Table'!$AR$296","v":0},{"$f":"'EnPI Table'!$AR$308","v":0}]
[null,null,null,null,null,null,null,null,null,null,null,null,null,null,null,{"$f":"'EnPI Table'!$AR$21","v":0},{"$f":"'EnPI Table'!$AR$33","v":0},{"$f":"'EnPI Table'!$AR$45","v":0},{"$f":"'EnPI Table'!$AR$57","v":0},{"$f":"'EnPI Table'!$AR$69","v":0},{"$f":"'EnPI Table'!$AR$81","v":0},{"$f":"'EnPI Table'!$AR$93","v":0},{"$f":"'EnPI Table'!$AR$105","v":0},{"$f":"'EnPI Table'!$AR$117","v":0},{"$f":"'EnPI Table'!$AR$129","v":0},{"$f":"'EnPI Table'!$AR$141","v":0},{"$f":"'EnPI Table'!$AR$153","v":0},{"$f":"'EnPI Table'!$AR$165","v":0},{"$f":"'EnPI Table'!$AR$177","v":0},{"$f":"'EnPI Table'!$AR$189","v":0},{"$f":"'EnPI Table'!$AR$201","v":0},{"$f":"'EnPI Table'!$AR$213","v":0},{"$f":"'EnPI Table'!$AR$225","v":0},{"$f":"'EnPI Table'!$AR$237","v":0},{"$f":"'EnPI Table'!$AR$249","v":0},{"$f":"'EnPI Table'!$AR$261","v":0},{"$f":"'EnPI Table'!$AR$273","v":0},{"$f":"'EnPI Table'!$AR$285","v":0},{"$f":"'EnPI Table'!$AR$297","v":0},{"$f":"'EnPI Table'!$AR$309","v":0}]
[]
[null,null,null,null,null,null,null,null,null,null,null,null,null,null,null,{"$f":"'EnPI Table'!$AQ$10","v":0},{"$f":"'EnPI Table'!$AQ$22","v":0},{"$f":"'EnPI Table'!$AQ$34","v":0},{"$f":"'EnPI Table'!$AQ$46","v":0},{"$f":"'EnPI Table'!$AQ$58","v":0},{"$f":"'EnPI Table'!$AQ$70","v":0},{"$f":"'EnPI Table'!$AQ$82","v":0},{"$f":"'EnPI Table'!$AQ$94","v":0},{"$f":"'EnPI Table'!$AQ$106","v":0},{"$f":"'EnPI Table'!$AQ$118","v":0},{"$f":"'EnPI Table'!$AQ$130","v":0},{"$f":"'EnPI Table'!$AQ$142","v":0},{"$f":"'EnPI Table'!$AQ$154","v":0},{"$f":"'EnPI Table'!$AQ$166","v":0},{"$f":"'EnPI Table'!$AQ$178","v":0},{"$f":"'EnPI Table'!$AQ$190","v":0},{"$f":"'EnPI Table'!$AQ$202","v":0},{"$f":"'EnPI Table'!$AQ$214","v":0},{"$f":"'EnPI Table'!$AQ$226","v":0},{"$f":"'EnPI Table'!$AQ$238","v":0},{"$f":"'EnPI Table'!$AQ$250","v":0},{"$f":"'EnPI Table'!$AQ$262","v":0},{"$f":"'EnPI Table'!$AQ$274","v":0},{"$f":"'EnPI Table'!$AQ$286","v":0},{"$f":"'EnPI Table'!$AQ$298","v":0}]
[null,null,null,null,null,null,null,null,null,null,null,null,null,null,null,{"$f":"'EnPI Table'!$AQ$11","v":0},{"$f":"'EnPI Table'!$AQ$23","v":0},{"$f":"'EnPI Table'!$AQ$35","v":0},{"$f":"'EnPI Table'!$AQ$47","v":0},{"$f":"'EnPI Table'!$AQ$59","v":0},{"$f":"'EnPI Table'!$AQ$71","v":0},{"$f":"'EnPI Table'!$AQ$83","v":0},{"$f":"'EnPI Table'!$AQ$95","v":0},{"$f":"'EnPI Table'!$AQ$107","v":0},{"$f":"'EnPI Table'!$AQ$119","v":0},{"$f":"'EnPI Table'!$AQ$131","v":0},{"$f":"'EnPI Table'!$AQ$143","v":0},{"$f":"'EnPI Table'!$AQ$155","v":0},{"$f":"'EnPI Table'!$AQ$167","v":0},{"$f":"'EnPI Table'!$AQ$179","v":0},{"$f":"'EnPI Table'!$AQ$191","v":0},{"$f":"'EnPI Table'!$AQ$203","v":0},{"$f":"'EnPI Table'!$AQ$215","v":0},{"$f":"'EnPI Table'!$AQ$227","v":0},{"$f":"'EnPI Table'!$AQ$239","v":0},{"$f":"'EnPI Table'!$AQ$251","v":0},{"$f":"'EnPI Table'!$AQ$263","v":0},{"$f":"'EnPI Table'!$AQ$275","v":0},{"$f":"'EnPI Table'!$AQ$287","v":0},{"$f":"'EnPI Table'!$AQ$299","v":0}]
[null,null,null,null,null,null,null,null,null,null,null,null,null,null,null,{"$f":"'EnPI Table'!$AQ$12","v":0},{"$f":"'EnPI Table'!$AQ$24","v":0},{"$f":"'EnPI Table'!$AQ$36","v":0},{"$f":"'EnPI Table'!$AQ$48","v":0},{"$f":"'EnPI Table'!$AQ$60","v":0},{"$f":"'EnPI Table'!$AQ$72","v":0},{"$f":"'EnPI Table'!$AQ$84","v":0},{"$f":"'EnPI Table'!$AQ$96","v":0},{"$f":"'EnPI Table'!$AQ$108","v":0},{"$f":"'EnPI Table'!$AQ$120","v":0},{"$f":"'EnPI Table'!$AQ$132","v":0},{"$f":"'EnPI Table'!$AQ$144","v":0},{"$f":"'EnPI Table'!$AQ$156","v":0},{"$f":"'EnPI Table'!$AQ$168","v":0},{"$f":"'EnPI Table'!$AQ$180","v":0},{"$f":"'EnPI Table'!$AQ$192","v":0},{"$f":"'EnPI Table'!$AQ$204","v":0},{"$f":"'EnPI Table'!$AQ$216","v":0},{"$f":"'EnPI Table'!$AQ$228","v":0},{"$f":"'EnPI Table'!$AQ$240","v":0},{"$f":"'EnPI Table'!$AQ$252","v":0},{"$f":"'EnPI Table'!$AQ$264","v":0},{"$f":"'EnPI Table'!$AQ$276","v":0},{"$f":"'EnPI Table'!$AQ$288","v":0},{"$f":"'EnPI Table'!$AQ$300","v":0}]
[null,null,null,null,null,null,null,null,null,null,null,null,null,null,null,{"$f":"'EnPI Table'!$AQ$13","v":0},{"$f":"'EnPI Table'!$AQ$25","v":0},{"$f":"'EnPI Table'!$AQ$37","v":0},{"$f":"'EnPI Table'!$AQ$49","v":0},{"$f":"'EnPI Table'!$AQ$61","v":0},{"$f":"'EnPI Table'!$AQ$73","v":0},{"$f":"'EnPI Table'!$AQ$85","v":0},{"$f":"'EnPI Table'!$AQ$97","v":0},{"$f":"'EnPI Table'!$AQ$109","v":0},{"$f":"'EnPI Table'!$AQ$121","v":0},{"$f":"'EnPI Table'!$AQ$133","v":0},{"$f":"'EnPI Table'!$AQ$145","v":0},{"$f":"'EnPI Table'!$AQ$157","v":0},{"$f":"'EnPI Table'!$AQ$169","v":0},{"$f":"'EnPI Table'!$AQ$181","v":0},{"$f":"'EnPI Table'!$AQ$193","v":0},{"$f":"'EnPI Table'!$AQ$205","v":0},{"$f":"'EnPI Table'!$AQ$217","v":0},{"$f":"'EnPI Table'!$AQ$229","v":0},{"$f":"'EnPI Table'!$AQ$241","v":0},{"$f":"'EnPI Table'!$AQ$253","v":0},{"$f":"'EnPI Table'!$AQ$265","v":0},{"$f":"'EnPI Table'!$AQ$277","v":0},{"$f":"'EnPI Table'!$AQ$289","v":0},{"$f":"'EnPI Table'!$AQ$301","v":0}]
[null,null,null,null,null,null,null,null,null,null,null,null,null,null,null,{"$f":"'EnPI Table'!$AQ$14","v":0},{"$f":"'EnPI Table'!$AQ$26","v":0},{"$f":"'EnPI Table'!$AQ$38","v":0},{"$f":"'EnPI Table'!$AQ$50","v":0},{"$f":"'EnPI Table'!$AQ$62","v":0},{"$f":"'EnPI Table'!$AQ$74","v":0},{"$f":"'EnPI Table'!$AQ$86","v":0},{"$f":"'EnPI Table'!$AQ$98","v":0},{"$f":"'EnPI Table'!$AQ$110","v":0},{"$f":"'EnPI Table'!$AQ$122","v":0},{"$f":"'EnPI Table'!$AQ$134","v":0},{"$f":"'EnPI Table'!$AQ$146","v":0},{"$f":"'EnPI Table'!$AQ$158","v":0},{"$f":"'EnPI Table'!$AQ$170","v":0},{"$f":"'EnPI Table'!$AQ$182","v":0},{"$f":"'EnPI Table'!$AQ$194","v":0},{"$f":"'EnPI Table'!$AQ$206","v":0},{"$f":"'EnPI Table'!$AQ$218","v":0},{"$f":"'EnPI Table'!$AQ$230","v":0},{"$f":"'EnPI Table'!$AQ$242","v":0},{"$f":"'EnPI Table'!$AQ$254","v":0},{"$f":"'EnPI Table'!$AQ$266","v":0},{"$f":"'EnPI Table'!$AQ$278","v":0},{"$f":"'EnPI Table'!$AQ$290","v":0},{"$f":"'EnPI Table'!$AQ$302","v":0}]
[null,null,null,null,null,null,null,null,null,null,null,null,null,null,null,{"$f":"'EnPI Table'!$AQ$15","v":0},{"$f":"'EnPI Table'!$AQ$27","v":0},{"$f":"'EnPI Table'!$AQ$39","v":0},{"$f":"'EnPI Table'!$AQ$51","v":0},{"$f":"'EnPI Table'!$AQ$63","v":0},{"$f":"'EnPI Table'!$AQ$75","v":0},{"$f":"'EnPI Table'!$AQ$87","v":0},{"$f":"'EnPI Table'!$AQ$99","v":0},{"$f":"'EnPI Table'!$AQ$111","v":0},{"$f":"'EnPI Table'!$AQ$123","v":0},{"$f":"'EnPI Table'!$AQ$135","v":0},{"$f":"'EnPI Table'!$AQ$147","v":0},{"$f":"'EnPI Table'!$AQ$159","v":0},{"$f":"'EnPI Table'!$AQ$171","v":0},{"$f":"'EnPI Table'!$AQ$183","v":0},{"$f":"'EnPI Table'!$AQ$195","v":0},{"$f":"'EnPI Table'!$AQ$207","v":0},{"$f":"'EnPI Table'!$AQ$219","v":0},{"$f":"'EnPI Table'!$AQ$231","v":0},{"$f":"'EnPI Table'!$AQ$243","v":0},{"$f":"'EnPI Table'!$AQ$255","v":0},{"$f":"'EnPI Table'!$AQ$267","v":0},{"$f":"'EnPI Table'!$AQ$279","v":0},{"$f":"'EnPI Table'!$AQ$291","v":0},{"$f":"'EnPI Table'!$AQ$303","v":0}]
[null,null,null,null,null,null,null,null,null,null,null,null,null,null,null,{"$f":"'EnPI Table'!$AQ$16","v":0},{"$f":"'EnPI Table'!$AQ$28","v":0},{"$f":"'EnPI Table'!$AQ$40","v":0},{"$f":"'EnPI Table'!$AQ$52","v":0},{"$f":"'EnPI Table'!$AQ$64","v":0},{"$f":"'EnPI Table'!$AQ$76","v":0},{"$f":"'EnPI Table'!$AQ$88","v":0},{"$f":"'EnPI Table'!$AQ$100","v":0},{"$f":"'EnPI Table'!$AQ$112","v":0},{"$f":"'EnPI Table'!$AQ$124","v":0},{"$f":"'EnPI Table'!$AQ$136","v":0},{"$f":"'EnPI Table'!$AQ$148","v":0},{"$f":"'EnPI Table'!$AQ$160","v":0},{"$f":"'EnPI Table'!$AQ$172","v":0},{"$f":"'EnPI Table'!$AQ$184","v":0},{"$f":"'EnPI Table'!$AQ$196","v":0},{"$f":"'EnPI Table'!$AQ$208","v":0},{"$f":"'EnPI Table'!$AQ$220","v":0},{"$f":"'EnPI Table'!$AQ$232","v":0},{"$f":"'EnPI Table'!$AQ$244","v":0},{"$f":"'EnPI Table'!$AQ$256","v":0},{"$f":"'EnPI Table'!$AQ$268","v":0},{"$f":"'EnPI Table'!$AQ$280","v":0},{"$f":"'EnPI Table'!$AQ$292","v":0},{"$f":"'EnPI Table'!$AQ$304","v":0}]
[null,null,null,null,null,null,null,null,null,null,null,null,null,null,null,{"$f":"'EnPI Table'!$AQ$17","v":0},{"$f":"'EnPI Table'!$AQ$29","v":0},{"$f":"'EnPI Table'!$AQ$41","v":0},{"$f":"'EnPI Table'!$AQ$53","v":0},{"$f":"'EnPI Table'!$AQ$65","v":0},{"$f":"'EnPI Table'!$AQ$77","v":0},{"$f":"'EnPI Table'!$AQ$89","v":0},{"$f":"'EnPI Table'!$AQ$101","v":0},{"$f":"'EnPI Table'!$AQ$113","v":0},{"$f":"'EnPI Table'!$AQ$125","v":0},{"$f":"'EnPI Table'!$AQ$137","v":0},{"$f":"'EnPI Table'!$AQ$149","v":0},{"$f":"'EnPI Table'!$AQ$161","v":0},{"$f":"'EnPI Table'!$AQ$173","v":0},{"$f":"'EnPI Table'!$AQ$185","v":0},{"$f":"'EnPI Table'!$AQ$197","v":0},{"$f":"'EnPI Table'!$AQ$209","v":0},{"$f":"'EnPI Table'!$AQ$221","v":0},{"$f":"'EnPI Table'!$AQ$233","v":0},{"$f":"'EnPI Table'!$AQ$245","v":0},{"$f":"'EnPI Table'!$AQ$257","v":0},{"$f":"'EnPI Table'!$AQ$269","v":0},{"$f":"'EnPI Table'!$AQ$281","v":0},{"$f":"'EnPI Table'!$AQ$293","v":0},{"$f":"'EnPI Table'!$AQ$305","v":0}]
[null,null,null,null,null,null,null,null,null,null,null,null,null,null,null,{"$f":"'EnPI Table'!$AQ$18","v":0},{"$f":"'EnPI Table'!$AQ$30","v":0},{"$f":"'EnPI Table'!$AQ$42","v":0},{"$f":"'EnPI Table'!$AQ$54","v":0},{"$f":"'EnPI Table'!$AQ$66","v":0},{"$f":"'EnPI Table'!$AQ$78","v":0},{"$f":"'EnPI Table'!$AQ$90","v":0},{"$f":"'EnPI Table'!$AQ$102","v":0},{"$f":"'EnPI Table'!$AQ$114","v":0},{"$f":"'EnPI Table'!$AQ$126","v":0},{"$f":"'EnPI Table'!$AQ$138","v":0},{"$f":"'EnPI Table'!$AQ$150","v":0},{"$f":"'EnPI Table'!$AQ$162","v":0},{"$f":"'EnPI Table'!$AQ$174","v":0},{"$f":"'EnPI Table'!$AQ$186","v":0},{"$f":"'EnPI Table'!$AQ$198","v":0},{"$f":"'EnPI Table'!$AQ$210","v":0},{"$f":"'EnPI Table'!$AQ$222","v":0},{"$f":"'EnPI Table'!$AQ$234","v":0},{"$f":"'EnPI Table'!$AQ$246","v":0},{"$f":"'EnPI Table'!$AQ$258","v":0},{"$f":"'EnPI Table'!$AQ$270","v":0},{"$f":"'EnPI Table'!$AQ$282","v":0},{"$f":"'EnPI Table'!$AQ$294","v":0},{"$f":"'EnPI Table'!$AQ$306","v":0}]
[null,null,null,null,null,null,null,null,null,null,null,null,null,null,null,{"$f":"'EnPI Table'!$AQ$19","v":0},{"$f":"'EnPI Table'!$AQ$31","v":0},{"$f":"'EnPI Table'!$AQ$43","v":0},{"$f":"'EnPI Table'!$AQ$55","v":0},{"$f":"'EnPI Table'!$AQ$67","v":0},{"$f":"'EnPI Table'!$AQ$79","v":0},{"$f":"'EnPI Table'!$AQ$91","v":0},{"$f":"'EnPI Table'!$AQ$103","v":0},{"$f":"'EnPI Table'!$AQ$115","v":0},{"$f":"'EnPI Table'!$AQ$127","v":0},{"$f":"'EnPI Table'!$AQ$139","v":0},{"$f":"'EnPI Table'!$AQ$151","v":0},{"$f":"'EnPI Table'!$AQ$163","v":0},{"$f":"'EnPI Table'!$AQ$175","v":0},{"$f":"'EnPI Table'!$AQ$187","v":0},{"$f":"'EnPI Table'!$AQ$199","v":0},{"$f":"'EnPI Table'!$AQ$211","v":0},{"$f":"'EnPI Table'!$AQ$223","v":0},{"$f":"'EnPI Table'!$AQ$235","v":0},{"$f":"'EnPI Table'!$AQ$247","v":0},{"$f":"'EnPI Table'!$AQ$259","v":0},{"$f":"'EnPI Table'!$AQ$271","v":0},{"$f":"'EnPI Table'!$AQ$283","v":0},{"$f":"'EnPI Table'!$AQ$295","v":0},{"$f":"'EnPI Table'!$AQ$307","v":0}]
[null,null,null,null,null,null,null,null,null,null,null,null,null,null,null,{"$f":"'EnPI Table'!$AQ$20","v":0},{"$f":"'EnPI Table'!$AQ$32","v":0},{"$f":"'EnPI Table'!$AQ$44","v":0},{"$f":"'EnPI Table'!$AQ$56","v":0},{"$f":"'EnPI Table'!$AQ$68","v":0},{"$f":"'EnPI Table'!$AQ$80","v":0},{"$f":"'EnPI Table'!$AQ$92","v":0},{"$f":"'EnPI Table'!$AQ$104","v":0},{"$f":"'EnPI Table'!$AQ$116","v":0},{"$f":"'EnPI Table'!$AQ$128","v":0},{"$f":"'EnPI Table'!$AQ$140","v":0},{"$f":"'EnPI Table'!$AQ$152","v":0},{"$f":"'EnPI Table'!$AQ$164","v":0},{"$f":"'EnPI Table'!$AQ$176","v":0},{"$f":"'EnPI Table'!$AQ$188","v":0},{"$f":"'EnPI Table'!$AQ$200","v":0},{"$f":"'EnPI Table'!$AQ$212","v":0},{"$f":"'EnPI Table'!$AQ$224","v":0},{"$f":"'EnPI Table'!$AQ$236","v":0},{"$f":"'EnPI Table'!$AQ$248","v":0},{"$f":"'EnPI Table'!$AQ$260","v":0},{"$f":"'EnPI Table'!$AQ$272","v":0},{"$f":"'EnPI Table'!$AQ$284","v":0},{"$f":"'EnPI Table'!$AQ$296","v":0},{"$f":"'EnPI Table'!$AQ$308","v":0}]
[null,null,null,null,null,null,null,null,null,null,null,null,null,null,null,{"$f":"'EnPI Table'!$AQ$21","v":0},{"$f":"'EnPI Table'!$AQ$33","v":0},{"$f":"'EnPI Table'!$AQ$45","v":0},{"$f":"'EnPI Table'!$AQ$57","v":0},{"$f":"'EnPI Table'!$AQ$69","v":0},{"$f":"'EnPI Table'!$AQ$81","v":0},{"$f":"'EnPI Table'!$AQ$93","v":0},{"$f":"'EnPI Table'!$AQ$105","v":0},{"$f":"'EnPI Table'!$AQ$117","v":0},{"$f":"'EnPI Table'!$AQ$129","v":0},{"$f":"'EnPI Table'!$AQ$141","v":0},{"$f":"'EnPI Table'!$AQ$153","v":0},{"$f":"'EnPI Table'!$AQ$165","v":0},{"$f":"'EnPI Table'!$AQ$177","v":0},{"$f":"'EnPI Table'!$AQ$189","v":0},{"$f":"'EnPI Table'!$AQ$201","v":0},{"$f":"'EnPI Table'!$AQ$213","v":0},{"$f":"'EnPI Table'!$AQ$225","v":0},{"$f":"'EnPI Table'!$AQ$237","v":0},{"$f":"'EnPI Table'!$AQ$249","v":0},{"$f":"'EnPI Table'!$AQ$261","v":0},{"$f":"'EnPI Table'!$AQ$273","v":0},{"$f":"'EnPI Table'!$AQ$285","v":0},{"$f":"'EnPI Table'!$AQ$297","v":0},{"$f":"'EnPI Table'!$AQ$309","v":0}]
[]
[null,null,null,null,null,null,null,null,null,null,null,null,null,null,null,{"$f":"'EnPI Table'!$AT$10","v":0},{"$f":"'EnPI Table'!$AT$22","v":0},{"$f":"'EnPI Table'!$AT$34","v":0},{"$f":"'EnPI Table'!$AT$46","v":0},{"$f":"'EnPI Table'!$AT$58","v":0},{"$f":"'EnPI Table'!$AT$70","v":0},{"$f":"'EnPI Table'!$AT$82","v":0},{"$f":"'EnPI Table'!$AT$94","v":0},{"$f":"'EnPI Table'!$AT$106","v":0},{"$f":"'EnPI Table'!$AT$118","v":0},{"$f":"'EnPI Table'!$AT$130","v":0},{"$f":"'EnPI Table'!$AT$142","v":0},{"$f":"'EnPI Table'!$AT$154","v":0},{"$f":"'EnPI Table'!$AT$166","v":0},{"$f":"'EnPI Table'!$AT$178","v":0},{"$f":"'EnPI Table'!$AT$190","v":0},{"$f":"'EnPI Table'!$AT$202","v":0},{"$f":"'EnPI Table'!$AT$214","v":0},{"$f":"'EnPI Table'!$AT$226","v":0},{"$f":"'EnPI Table'!$AT$238","v":0},{"$f":"'EnPI Table'!$AT$250","v":0},{"$f":"'EnPI Table'!$AT$262","v":0},{"$f":"'EnPI Table'!$AT$274","v":0},{"$f":"'EnPI Table'!$AT$286","v":0},{"$f":"'EnPI Table'!$AT$298","v":0}]
[null,null,null,null,null,null,null,null,null,null,null,null,null,null,null,{"$f":"'EnPI Table'!$AT$11","v":0},{"$f":"'EnPI Table'!$AT$23","v":0},{"$f":"'EnPI Table'!$AT$35","v":0},{"$f":"'EnPI Table'!$AT$47","v":0},{"$f":"'EnPI Table'!$AT$59","v":0},{"$f":"'EnPI Table'!$AT$71","v":0},{"$f":"'EnPI Table'!$AT$83","v":0},{"$f":"'EnPI Table'!$AT$95","v":0},{"$f":"'EnPI Table'!$AT$107","v":0},{"$f":"'EnPI Table'!$AT$119","v":0},{"$f":"'EnPI Table'!$AT$131","v":0},{"$f":"'EnPI Table'!$AT$143","v":0},{"$f":"'EnPI Table'!$AT$155","v":0},{"$f":"'EnPI Table'!$AT$167","v":0},{"$f":"'EnPI Table'!$AT$179","v":0},{"$f":"'EnPI Table'!$AT$191","v":0},{"$f":"'EnPI Table'!$AT$203","v":0},{"$f":"'EnPI Table'!$AT$215","v":0},{"$f":"'EnPI Table'!$AT$227","v":0},{"$f":"'EnPI Table'!$AT$239","v":0},{"$f":"'EnPI Table'!$AT$251","v":0},{"$f":"'EnPI Table'!$AT$263","v":0},{"$f":"'EnPI Table'!$AT$275","v":0},{"$f":"'EnPI Table'!$AT$287","v":0},{"$f":"'EnPI Table'!$AT$299","v":0}]
[null,null,null,null,null,null,null,null,null,null,null,null,null,null,null,{"$f":"'EnPI Table'!$AT$12","v":0},{"$f":"'EnPI Table'!$AT$24","v":0},{"$f":"'EnPI Table'!$AT$36","v":0},{"$f":"'EnPI Table'!$AT$48","v":0},{"$f":"'EnPI Table'!$AT$60","v":0},{"$f":"'EnPI Table'!$AT$72","v":0},{"$f":"'EnPI Table'!$AT$84","v":0},{"$f":"'EnPI Table'!$AT$96","v":0},{"$f":"'EnPI Table'!$AT$108","v":0},{"$f":"'EnPI Table'!$AT$120","v":0},{"$f":"'EnPI Table'!$AT$132","v":0},{"$f":"'EnPI Table'!$AT$144","v":0},{"$f":"'EnPI Table'!$AT$156","v":0},{"$f":"'EnPI Table'!$AT$168","v":0},{"$f":"'EnPI Table'!$AT$180","v":0},{"$f":"'EnPI Table'!$AT$192","v":0},{"$f":"'EnPI Table'!$AT$204","v":0},{"$f":"'EnPI Table'!$AT$216","v":0},{"$f":"'EnPI Table'!$AT$228","v":0},{"$f":"'EnPI Table'!$AT$240","v":0},{"$f":"'EnPI Table'!$AT$252","v":0},{"$f":"'EnPI Table'!$AT$264","v":0},{"$f":"'EnPI Table'!$AT$276","v":0},{"$f":"'EnPI Table'!$AT$288","v":0},{"$f":"'EnPI Table'!$AT$300","v":0}]
[null,null,null,null,null,null,null,null,null,null,null,null,null,null,null,{"$f":"'EnPI Table'!$AT$13","v":0},{"$f":"'EnPI Table'!$AT$25","v":0},{"$f":"'EnPI Table'!$AT$37","v":0},{"$f":"'EnPI Table'!$AT$49","v":0},{"$f":"'EnPI Table'!$AT$61","v":0},{"$f":"'EnPI Table'!$AT$73","v":0},{"$f":"'EnPI Table'!$AT$85","v":0},{"$f":"'EnPI Table'!$AT$97","v":0},{"$f":"'EnPI Table'!$AT$109","v":0},{"$f":"'EnPI Table'!$AT$121","v":0},{"$f":"'EnPI Table'!$AT$133","v":0},{"$f":"'EnPI Table'!$AT$145","v":0},{"$f":"'EnPI Table'!$AT$157","v":0},{"$f":"'EnPI Table'!$AT$169","v":0},{"$f":"'EnPI Table'!$AT$181","v":0},{"$f":"'EnPI Table'!$AT$193","v":0},{"$f":"'EnPI Table'!$AT$205","v":0},{"$f":"'EnPI Table'!$AT$217","v":0},{"$f":"'EnPI Table'!$AT$229","v":0},{"$f":"'EnPI Table'!$AT$241","v":0},{"$f":"'EnPI Table'!$AT$253","v":0},{"$f":"'EnPI Table'!$AT$265","v":0},{"$f":"'EnPI Table'!$AT$277","v":0},{"$f":"'EnPI Table'!$AT$289","v":0},{"$f":"'EnPI Table'!$AT$301","v":0}]
[null,null,null,null,null,null,null,null,null,null,null,null,null,null,null,{"$f":"'EnPI Table'!$AT$14","v":0},{"$f":"'EnPI Table'!$AT$26","v":0},{"$f":"'EnPI Table'!$AT$38","v":0},{"$f":"'EnPI Table'!$AT$50","v":0},{"$f":"'EnPI Table'!$AT$62","v":0},{"$f":"'EnPI Table'!$AT$74","v":0},{"$f":"'EnPI Table'!$AT$86","v":0},{"$f":"'EnPI Table'!$AT$98","v":0},{"$f":"'EnPI Table'!$AT$110","v":0},{"$f":"'EnPI Table'!$AT$122","v":0},{"$f":"'EnPI Table'!$AT$134","v":0},{"$f":"'EnPI Table'!$AT$146","v":0},{"$f":"'EnPI Table'!$AT$158","v":0},{"$f":"'EnPI Table'!$AT$170","v":0},{"$f":"'EnPI Table'!$AT$182","v":0},{"$f":"'EnPI Table'!$AT$194","v":0},{"$f":"'EnPI Table'!$AT$206","v":0},{"$f":"'EnPI Table'!$AT$218","v":0},{"$f":"'EnPI Table'!$AT$230","v":0},{"$f":"'EnPI Table'!$AT$242","v":0},{"$f":"'EnPI Table'!$AT$254","v":0},{"$f":"'EnPI Table'!$AT$266","v":0},{"$f":"'EnPI Table'!$AT$278","v":0},{"$f":"'EnPI Table'!$AT$290","v":0},{"$f":"'EnPI Table'!$AT$302","v":0}]
[null,null,null,null,null,null,null,null,null,null,null,null,null,null,null,{"$f":"'EnPI Table'!$AT$15","v":0},{"$f":"'EnPI Table'!$AT$27","v":0},{"$f":"'EnPI Table'!$AT$39","v":0},{"$f":"'EnPI Table'!$AT$51","v":0},{"$f":"'EnPI Table'!$AT$63","v":0},{"$f":"'EnPI Table'!$AT$75","v":0},{"$f":"'EnPI Table'!$AT$87","v":0},{"$f":"'EnPI Table'!$AT$99","v":0},{"$f":"'EnPI Table'!$AT$111","v":0},{"$f":"'EnPI Table'!$AT$123","v":0},{"$f":"'EnPI Table'!$AT$135","v":0},{"$f":"'EnPI Table'!$AT$147","v":0},{"$f":"'EnPI Table'!$AT$159","v":0},{"$f":"'EnPI Table'!$AT$171","v":0},{"$f":"'EnPI Table'!$AT$183","v":0},{"$f":"'EnPI Table'!$AT$195","v":0},{"$f":"'EnPI Table'!$AT$207","v":0},{"$f":"'EnPI Table'!$AT$219","v":0},{"$f":"'EnPI Table'!$AT$231","v":0},{"$f":"'EnPI Table'!$AT$243","v":0},{"$f":"'EnPI Table'!$AT$255","v":0},{"$f":"'EnPI Table'!$AT$267","v":0},{"$f":"'EnPI Table'!$AT$279","v":0},{"$f":"'EnPI Table'!$AT$291","v":0},{"$f":"'EnPI Table'!$AT$303","v":0}]
[null,null,null,null,null,null,null,null,null,null,null,null,null,null,null,{"$f":"'EnPI Table'!$AT$16","v":0},{"$f":"'EnPI Table'!$AT$28","v":0},{"$f":"'EnPI Table'!$AT$40","v":0},{"$f":"'EnPI Table'!$AT$52","v":0},{"$f":"'EnPI Table'!$AT$64","v":0},{"$f":"'EnPI Table'!$AT$76","v":0},{"$f":"'EnPI Table'!$AT$88","v":0},{"$f":"'EnPI Table'!$AT$100","v":0},{"$f":"'EnPI Table'!$AT$112","v":0},{"$f":"'EnPI Table'!$AT$124","v":0},{"$f":"'EnPI Table'!$AT$136","v":0},{"$f":"'EnPI Table'!$AT$148","v":0},{"$f":"'EnPI Table'!$AT$160","v":0},{"$f":"'EnPI Table'!$AT$172","v":0},{"$f":"'EnPI Table'!$AT$184","v":0},{"$f":"'EnPI Table'!$AT$196","v":0},{"$f":"'EnPI Table'!$AT$208","v":0},{"$f":"'EnPI Table'!$AT$220","v":0},{"$f":"'EnPI Table'!$AT$232","v":0},{"$f":"'EnPI Table'!$AT$244","v":0},{"$f":"'EnPI Table'!$AT$256","v":0},{"$f":"'EnPI Table'!$AT$268","v":0},{"$f":"'EnPI Table'!$AT$280","v":0},{"$f":"'EnPI Table'!$AT$292","v":0},{"$f":"'EnPI Table'!$AT$304","v":0}]
[null,null,null,null,null,null,null,null,null,null,null,null,null,null,null,{"$f":"'EnPI Table'!$AT$17","v":0},{"$f":"'EnPI Table'!$AT$29","v":0},{"$f":"'EnPI Table'!$AT$41","v":0},{"$f":"'EnPI Table'!$AT$53","v":0},{"$f":"'EnPI Table'!$AT$65","v":0},{"$f":"'EnPI Table'!$AT$77","v":0},{"$f":"'EnPI Table'!$AT$89","v":0},{"$f":"'EnPI Table'!$AT$101","v":0},{"$f":"'EnPI Table'!$AT$113","v":0},{"$f":"'EnPI Table'!$AT$125","v":0},{"$f":"'EnPI Table'!$AT$137","v":0},{"$f":"'EnPI Table'!$AT$149","v":0},{"$f":"'EnPI Table'!$AT$161","v":0},{"$f":"'EnPI Table'!$AT$173","v":0},{"$f":"'EnPI Table'!$AT$185","v":0},{"$f":"'EnPI Table'!$AT$197","v":0},{"$f":"'EnPI Table'!$AT$209","v":0},{"$f":"'EnPI Table'!$AT$221","v":0},{"$f":"'EnPI Table'!$AT$233","v":0},{"$f":"'EnPI Table'!$AT$245","v":0},{"$f":"'EnPI Table'!$AT$257","v":0},{"$f":"'EnPI Table'!$AT$269","v":0},{"$f":"'EnPI Table'!$AT$281","v":0},{"$f":"'EnPI Table'!$AT$293","v":0},{"$f":"'EnPI Table'!$AT$305","v":0}]
[null,null,null,null,null,null,null,null,null,null,null,null,null,null,null,{"$f":"'EnPI Table'!$AT$18","v":0},{"$f":"'EnPI Table'!$AT$30","v":0},{"$f":"'EnPI Table'!$AT$42","v":0},{"$f":"'EnPI Table'!$AT$54","v":0},{"$f":"'EnPI Table'!$AT$66","v":0},{"$f":"'EnPI Table'!$AT$78","v":0},{"$f":"'EnPI Table'!$AT$90","v":0},{"$f":"'EnPI Table'!$AT$102","v":0},{"$f":"'EnPI Table'!$AT$114","v":0},{"$f":"'EnPI Table'!$AT$126","v":0},{"$f":"'EnPI Table'!$AT$138","v":0},{"$f":"'EnPI Table'!$AT$150","v":0},{"$f":"'EnPI Table'!$AT$162","v":0},{"$f":"'EnPI Table'!$AT$174","v":0},{"$f":"'EnPI Table'!$AT$186","v":0},{"$f":"'EnPI Table'!$AT$198","v":0},{"$f":"'EnPI Table'!$AT$210","v":0},{"$f":"'EnPI Table'!$AT$222","v":0},{"$f":"'EnPI Table'!$AT$234","v":0},{"$f":"'EnPI Table'!$AT$246","v":0},{"$f":"'EnPI Table'!$AT$258","v":0},{"$f":"'EnPI Table'!$AT$270","v":0},{"$f":"'EnPI Table'!$AT$282","v":0},{"$f":"'EnPI Table'!$AT$294","v":0},{"$f":"'EnPI Table'!$AT$306","v":0}]
[null,null,null,null,null,null,null,null,null,null,null,null,null,null,null,{"$f":"'EnPI Table'!$AT$19","v":0},{"$f":"'EnPI Table'!$AT$31","v":0},{"$f":"'EnPI Table'!$AT$43","v":0},{"$f":"'EnPI Table'!$AT$55","v":0},{"$f":"'EnPI Table'!$AT$67","v":0},{"$f":"'EnPI Table'!$AT$79","v":0},{"$f":"'EnPI Table'!$AT$91","v":0},{"$f":"'EnPI Table'!$AT$103","v":0},{"$f":"'EnPI Table'!$AT$115","v":0},{"$f":"'EnPI Table'!$AT$127","v":0},{"$f":"'EnPI Table'!$AT$139","v":0},{"$f":"'EnPI Table'!$AT$151","v":0},{"$f":"'EnPI Table'!$AT$163","v":0},{"$f":"'EnPI Table'!$AT$175","v":0},{"$f":"'EnPI Table'!$AT$187","v":0},{"$f":"'EnPI Table'!$AT$199","v":0},{"$f":"'EnPI Table'!$AT$211","v":0},{"$f":"'EnPI Table'!$AT$223","v":0},{"$f":"'EnPI Table'!$AT$235","v":0},{"$f":"'EnPI Table'!$AT$247","v":0},{"$f":"'EnPI Table'!$AT$259","v":0},{"$f":"'EnPI Table'!$AT$271","v":0},{"$f":"'EnPI Table'!$AT$283","v":0},{"$f":"'EnPI Table'!$AT$295","v":0},{"$f":"'EnPI Table'!$AT$307","v":0}]
[null,null,null,null,null,null,null,null,null,null,null,null,null,null,null,{"$f":"'EnPI Table'!$AT$20","v":0},{"$f":"'EnPI Table'!$AT$32","v":0},{"$f":"'EnPI Table'!$AT$44","v":0},{"$f":"'EnPI Table'!$AT$56","v":0},{"$f":"'EnPI Table'!$AT$68","v":0},{"$f":"'EnPI Table'!$AT$80","v":0},{"$f":"'EnPI Table'!$AT$92","v":0},{"$f":"'EnPI Table'!$AT$104","v":0},{"$f":"'EnPI Table'!$AT$116","v":0},{"$f":"'EnPI Table'!$AT$128","v":0},{"$f":"'EnPI Table'!$AT$140","v":0},{"$f":"'EnPI Table'!$AT$152","v":0},{"$f":"'EnPI Table'!$AT$164","v":0},{"$f":"'EnPI Table'!$AT$176","v":0},{"$f":"'EnPI Table'!$AT$188","v":0},{"$f":"'EnPI Table'!$AT$200","v":0},{"$f":"'EnPI Table'!$AT$212","v":0},{"$f":"'EnPI Table'!$AT$224","v":0},{"$f":"'EnPI Table'!$AT$236","v":0},{"$f":"'EnPI Table'!$AT$248","v":0},{"$f":"'EnPI Table'!$AT$260","v":0},{"$f":"'EnPI Table'!$AT$272","v":0},{"$f":"'EnPI Table'!$AT$284","v":0},{"$f":"'EnPI Table'!$AT$296","v":0},{"$f":"'EnPI Table'!$AT$308","v":0}]
[null,null,null,null,null,null,null,null,null,null,null,null,null,null,null,{"$f":"'EnPI Table'!$AT$21","v":0},{"$f":"'EnPI Table'!$AT$33","v":0},{"$f":"'EnPI Table'!$AT$45","v":0},{"$f":"'EnPI Table'!$AT$57","v":0},{"$f":"'EnPI Table'!$AT$69","v":0},{"$f":"'EnPI Table'!$AT$81","v":0},{"$f":"'EnPI Table'!$AT$93","v":0},{"$f":"'EnPI Table'!$AT$105","v":0},{"$f":"'EnPI Table'!$AT$117","v":0},{"$f":"'EnPI Table'!$AT$129","v":0},{"$f":"'EnPI Table'!$AT$141","v":0},{"$f":"'EnPI Table'!$AT$153","v":0},{"$f":"'EnPI Table'!$AT$165","v":0},{"$f":"'EnPI Table'!$AT$177","v":0},{"$f":"'EnPI Table'!$AT$189","v":0},{"$f":"'EnPI Table'!$AT$201","v":0},{"$f":"'EnPI Table'!$AT$213","v":0},{"$f":"'EnPI Table'!$AT$225","v":0},{"$f":"'EnPI Table'!$AT$237","v":0},{"$f":"'EnPI Table'!$AT$249","v":0},{"$f":"'EnPI Table'!$AT$261","v":0},{"$f":"'EnPI Table'!$AT$273","v":0},{"$f":"'EnPI Table'!$AT$285","v":0},{"$f":"'EnPI Table'!$AT$297","v":0},{"$f":"'EnPI Table'!$AT$309","v":0}]
[]
[null,null,null,null,null,null,null,null,null,null,null,null,null,null,null,{"$f":"'EnPI Table'!$AS$10","v":0},{"$f":"'EnPI Table'!$AS$22","v":0},{"$f":"'EnPI Table'!$AS$34","v":0},{"$f":"'EnPI Table'!$AS$46","v":0},{"$f":"'EnPI Table'!$AS$58","v":0},{"$f":"'EnPI Table'!$AS$70","v":0},{"$f":"'EnPI Table'!$AS$82","v":0},{"$f":"'EnPI Table'!$AS$94","v":0},{"$f":"'EnPI Table'!$AS$106","v":0},{"$f":"'EnPI Table'!$AS$118","v":0},{"$f":"'EnPI Table'!$AS$130","v":0},{"$f":"'EnPI Table'!$AS$142","v":0},{"$f":"'EnPI Table'!$AS$154","v":0},{"$f":"'EnPI Table'!$AS$166","v":0},{"$f":"'EnPI Table'!$AS$178","v":0},{"$f":"'EnPI Table'!$AS$190","v":0},{"$f":"'EnPI Table'!$AS$202","v":0},{"$f":"'EnPI Table'!$AS$214","v":0},{"$f":"'EnPI Table'!$AS$226","v":0},{"$f":"'EnPI Table'!$AS$238","v":0},{"$f":"'EnPI Table'!$AS$250","v":0},{"$f":"'EnPI Table'!$AS$262","v":0},{"$f":"'EnPI Table'!$AS$274","v":0},{"$f":"'EnPI Table'!$AS$286","v":0},{"$f":"'EnPI Table'!$AS$298","v":0}]
[null,null,null,null,null,null,null,null,null,null,null,null,null,null,null,{"$f":"'EnPI Table'!$AS$11","v":0},{"$f":"'EnPI Table'!$AS$23","v":0},{"$f":"'EnPI Table'!$AS$35","v":0},{"$f":"'EnPI Table'!$AS$47","v":0},{"$f":"'EnPI Table'!$AS$59","v":0},{"$f":"'EnPI Table'!$AS$71","v":0},{"$f":"'EnPI Table'!$AS$83","v":0},{"$f":"'EnPI Table'!$AS$95","v":0},{"$f":"'EnPI Table'!$AS$107","v":0},{"$f":"'EnPI Table'!$AS$119","v":0},{"$f":"'EnPI Table'!$AS$131","v":0},{"$f":"'EnPI Table'!$AS$143","v":0},{"$f":"'EnPI Table'!$AS$155","v":0},{"$f":"'EnPI Table'!$AS$167","v":0},{"$f":"'EnPI Table'!$AS$179","v":0},{"$f":"'EnPI Table'!$AS$191","v":0},{"$f":"'EnPI Table'!$AS$203","v":0},{"$f":"'EnPI Table'!$AS$215","v":0},{"$f":"'EnPI Table'!$AS$227","v":0},{"$f":"'EnPI Table'!$AS$239","v":0},{"$f":"'EnPI Table'!$AS$251","v":0},{"$f":"'EnPI Table'!$AS$263","v":0},{"$f":"'EnPI Table'!$AS$275","v":0},{"$f":"'EnPI Table'!$AS$287","v":0},{"$f":"'EnPI Table'!$AS$299","v":0}]
[null,null,null,null,null,null,null,null,null,null,null,null,null,null,null,{"$f":"'EnPI Table'!$AS$12","v":0},{"$f":"'EnPI Table'!$AS$24","v":0},{"$f":"'EnPI Table'!$AS$36","v":0},{"$f":"'EnPI Table'!$AS$48","v":0},{"$f":"'EnPI Table'!$AS$60","v":0},{"$f":"'EnPI Table'!$AS$72","v":0},{"$f":"'EnPI Table'!$AS$84","v":0},{"$f":"'EnPI Table'!$AS$96","v":0},{"$f":"'EnPI Table'!$AS$108","v":0},{"$f":"'EnPI Table'!$AS$120","v":0},{"$f":"'EnPI Table'!$AS$132","v":0},{"$f":"'EnPI Table'!$AS$144","v":0},{"$f":"'EnPI Table'!$AS$156","v":0},{"$f":"'EnPI Table'!$AS$168","v":0},{"$f":"'EnPI Table'!$AS$180","v":0},{"$f":"'EnPI Table'!$AS$192","v":0},{"$f":"'EnPI Table'!$AS$204","v":0},{"$f":"'EnPI Table'!$AS$216","v":0},{"$f":"'EnPI Table'!$AS$228","v":0},{"$f":"'EnPI Table'!$AS$240","v":0},{"$f":"'EnPI Table'!$AS$252","v":0},{"$f":"'EnPI Table'!$AS$264","v":0},{"$f":"'EnPI Table'!$AS$276","v":0},{"$f":"'EnPI Table'!$AS$288","v":0},{"$f":"'EnPI Table'!$AS$300","v":0}]
[null,null,null,null,null,null,null,null,null,null,null,null,null,null,null,{"$f":"'EnPI Table'!$AS$13","v":0},{"$f":"'EnPI Table'!$AS$25","v":0},{"$f":"'EnPI Table'!$AS$37","v":0},{"$f":"'EnPI Table'!$AS$49","v":0},{"$f":"'EnPI Table'!$AS$61","v":0},{"$f":"'EnPI Table'!$AS$73","v":0},{"$f":"'EnPI Table'!$AS$85","v":0},{"$f":"'EnPI Table'!$AS$97","v":0},{"$f":"'EnPI Table'!$AS$109","v":0},{"$f":"'EnPI Table'!$AS$121","v":0},{"$f":"'EnPI Table'!$AS$133","v":0},{"$f":"'EnPI Table'!$AS$145","v":0},{"$f":"'EnPI Table'!$AS$157","v":0},{"$f":"'EnPI Table'!$AS$169","v":0},{"$f":"'EnPI Table'!$AS$181","v":0},{"$f":"'EnPI Table'!$AS$193","v":0},{"$f":"'EnPI Table'!$AS$205","v":0},{"$f":"'EnPI Table'!$AS$217","v":0},{"$f":"'EnPI Table'!$AS$229","v":0},{"$f":"'EnPI Table'!$AS$241","v":0},{"$f":"'EnPI Table'!$AS$253","v":0},{"$f":"'EnPI Table'!$AS$265","v":0},{"$f":"'EnPI Table'!$AS$277","v":0},{"$f":"'EnPI Table'!$AS$289","v":0},{"$f":"'EnPI Table'!$AS$301","v":0}]
[null,null,null,null,null,null,null,null,null,null,null,null,null,null,null,{"$f":"'EnPI Table'!$AS$14","v":0},{"$f":"'EnPI Table'!$AS$26","v":0},{"$f":"'EnPI Table'!$AS$38","v":0},{"$f":"'EnPI Table'!$AS$50","v":0},{"$f":"'EnPI Table'!$AS$62","v":0},{"$f":"'EnPI Table'!$AS$74","v":0},{"$f":"'EnPI Table'!$AS$86","v":0},{"$f":"'EnPI Table'!$AS$98","v":0},{"$f":"'EnPI Table'!$AS$110","v":0},{"$f":"'EnPI Table'!$AS$122","v":0},{"$f":"'EnPI Table'!$AS$134","v":0},{"$f":"'EnPI Table'!$AS$146","v":0},{"$f":"'EnPI Table'!$AS$158","v":0},{"$f":"'EnPI Table'!$AS$170","v":0},{"$f":"'EnPI Table'!$AS$182","v":0},{"$f":"'EnPI Table'!$AS$194","v":0},{"$f":"'EnPI Table'!$AS$206","v":0},{"$f":"'EnPI Table'!$AS$218","v":0},{"$f":"'EnPI Table'!$AS$230","v":0},{"$f":"'EnPI Table'!$AS$242","v":0},{"$f":"'EnPI Table'!$AS$254","v":0},{"$f":"'EnPI Table'!$AS$266","v":0},{"$f":"'EnPI Table'!$AS$278","v":0},{"$f":"'EnPI Table'!$AS$290","v":0},{"$f":"'EnPI Table'!$AS$302","v":0}]
[null,null,null,null,null,null,null,null,null,null,null,null,null,null,null,{"$f":"'EnPI Table'!$AS$15","v":0},{"$f":"'EnPI Table'!$AS$27","v":0},{"$f":"'EnPI Table'!$AS$39","v":0},{"$f":"'EnPI Table'!$AS$51","v":0},{"$f":"'EnPI Table'!$AS$63","v":0},{"$f":"'EnPI Table'!$AS$75","v":0},{"$f":"'EnPI Table'!$AS$87","v":0},{"$f":"'EnPI Table'!$AS$99","v":0},{"$f":"'EnPI Table'!$AS$111","v":0},{"$f":"'EnPI Table'!$AS$123","v":0},{"$f":"'EnPI Table'!$AS$135","v":0},{"$f":"'EnPI Table'!$AS$147","v":0},{"$f":"'EnPI Table'!$AS$159","v":0},{"$f":"'EnPI Table'!$AS$171","v":0},{"$f":"'EnPI Table'!$AS$183","v":0},{"$f":"'EnPI Table'!$AS$195","v":0},{"$f":"'EnPI Table'!$AS$207","v":0},{"$f":"'EnPI Table'!$AS$219","v":0},{"$f":"'EnPI Table'!$AS$231","v":0},{"$f":"'EnPI Table'!$AS$243","v":0},{"$f":"'EnPI Table'!$AS$255","v":0},{"$f":"'EnPI Table'!$AS$267","v":0},{"$f":"'EnPI Table'!$AS$279","v":0},{"$f":"'EnPI Table'!$AS$291","v":0},{"$f":"'EnPI Table'!$AS$303","v":0}]
[null,null,null,null,null,null,null,null,null,null,null,null,null,null,null,{"$f":"'EnPI Table'!$AS$16","v":0},{"$f":"'EnPI Table'!$AS$28","v":0},{"$f":"'EnPI Table'!$AS$40","v":0},{"$f":"'EnPI Table'!$AS$52","v":0},{"$f":"'EnPI Table'!$AS$64","v":0},{"$f":"'EnPI Table'!$AS$76","v":0},{"$f":"'EnPI Table'!$AS$88","v":0},{"$f":"'EnPI Table'!$AS$100","v":0},{"$f":"'EnPI Table'!$AS$112","v":0},{"$f":"'EnPI Table'!$AS$124","v":0},{"$f":"'EnPI Table'!$AS$136","v":0},{"$f":"'EnPI Table'!$AS$148","v":0},{"$f":"'EnPI Table'!$AS$160","v":0},{"$f":"'EnPI Table'!$AS$172","v":0},{"$f":"'EnPI Table'!$AS$184","v":0},{"$f":"'EnPI Table'!$AS$196","v":0},{"$f":"'EnPI Table'!$AS$208","v":0},{"$f":"'EnPI Table'!$AS$220","v":0},{"$f":"'EnPI Table'!$AS$232","v":0},{"$f":"'EnPI Table'!$AS$244","v":0},{"$f":"'EnPI Table'!$AS$256","v":0},{"$f":"'EnPI Table'!$AS$268","v":0},{"$f":"'EnPI Table'!$AS$280","v":0},{"$f":"'EnPI Table'!$AS$292","v":0},{"$f":"'EnPI Table'!$AS$304","v":0}]
[null,null,null,null,null,null,null,null,null,null,null,null,null,null,null,{"$f":"'EnPI Table'!$AS$17","v":0},{"$f":"'EnPI Table'!$AS$29","v":0},{"$f":"'EnPI Table'!$AS$41","v":0},{"$f":"'EnPI Table'!$AS$53","v":0},{"$f":"'EnPI Table'!$AS$65","v":0},{"$f":"'EnPI Table'!$AS$77","v":0},{"$f":"'EnPI Table'!$AS$89","v":0},{"$f":"'EnPI Table'!$AS$101","v":0},{"$f":"'EnPI Table'!$AS$113","v":0},{"$f":"'EnPI Table'!$AS$125","v":0},{"$f":"'EnPI Table'!$AS$137","v":0},{"$f":"'EnPI Table'!$AS$149","v":0},{"$f":"'EnPI Table'!$AS$161","v":0},{"$f":"'EnPI Table'!$AS$173","v":0},{"$f":"'EnPI Table'!$AS$185","v":0},{"$f":"'EnPI Table'!$AS$197","v":0},{"$f":"'EnPI Table'!$AS$209","v":0},{"$f":"'EnPI Table'!$AS$221","v":0},{"$f":"'EnPI Table'!$AS$233","v":0},{"$f":"'EnPI Table'!$AS$245","v":0},{"$f":"'EnPI Table'!$AS$257","v":0},{"$f":"'EnPI Table'!$AS$269","v":0},{"$f":"'EnPI Table'!$AS$281","v":0},{"$f":"'EnPI Table'!$AS$293","v":0},{"$f":"'EnPI Table'!$AS$305","v":0}]
[null,null,null,null,null,null,null,null,null,null,null,null,null,null,null,{"$f":"'EnPI Table'!$AS$18","v":0},{"$f":"'EnPI Table'!$AS$30","v":0},{"$f":"'EnPI Table'!$AS$42","v":0},{"$f":"'EnPI Table'!$AS$54","v":0},{"$f":"'EnPI Table'!$AS$66","v":0},{"$f":"'EnPI Table'!$AS$78","v":0},{"$f":"'EnPI Table'!$AS$90","v":0},{"$f":"'EnPI Table'!$AS$102","v":0},{"$f":"'EnPI Table'!$AS$114","v":0},{"$f":"'EnPI Table'!$AS$126","v":0},{"$f":"'EnPI Table'!$AS$138","v":0},{"$f":"'EnPI Table'!$AS$150","v":0},{"$f":"'EnPI Table'!$AS$162","v":0},{"$f":"'EnPI Table'!$AS$174","v":0},{"$f":"'EnPI Table'!$AS$186","v":0},{"$f":"'EnPI Table'!$AS$198","v":0},{"$f":"'EnPI Table'!$AS$210","v":0},{"$f":"'EnPI Table'!$AS$222","v":0},{"$f":"'EnPI Table'!$AS$234","v":0},{"$f":"'EnPI Table'!$AS$246","v":0},{"$f":"'EnPI Table'!$AS$258","v":0},{"$f":"'EnPI Table'!$AS$270","v":0},{"$f":"'EnPI Table'!$AS$282","v":0},{"$f":"'EnPI Table'!$AS$294","v":0},{"$f":"'EnPI Table'!$AS$306","v":0}]
[null,null,null,null,null,null,null,null,null,null,null,null,null,null,null,{"$f":"'EnPI Table'!$AS$19","v":0},{"$f":"'EnPI Table'!$AS$31","v":0},{"$f":"'EnPI Table'!$AS$43","v":0},{"$f":"'EnPI Table'!$AS$55","v":0},{"$f":"'EnPI Table'!$AS$67","v":0},{"$f":"'EnPI Table'!$AS$79","v":0},{"$f":"'EnPI Table'!$AS$91","v":0},{"$f":"'EnPI Table'!$AS$103","v":0},{"$f":"'EnPI Table'!$AS$115","v":0},{"$f":"'EnPI Table'!$AS$127","v":0},{"$f":"'EnPI Table'!$AS$139","v":0},{"$f":"'EnPI Table'!$AS$151","v":0},{"$f":"'EnPI Table'!$AS$163","v":0},{"$f":"'EnPI Table'!$AS$175","v":0},{"$f":"'EnPI Table'!$AS$187","v":0},{"$f":"'EnPI Table'!$AS$199","v":0},{"$f":"'EnPI Table'!$AS$211","v":0},{"$f":"'EnPI Table'!$AS$223","v":0},{"$f":"'EnPI Table'!$AS$235","v":0},{"$f":"'EnPI Table'!$AS$247","v":0},{"$f":"'EnPI Table'!$AS$259","v":0},{"$f":"'EnPI Table'!$AS$271","v":0},{"$f":"'EnPI Table'!$AS$283","v":0},{"$f":"'EnPI Table'!$AS$295","v":0},{"$f":"'EnPI Table'!$AS$307","v":0}]
[null,null,null,null,null,null,null,null,null,null,null,null,null,null,null,{"$f":"'EnPI Table'!$AS$20","v":0},{"$f":"'EnPI Table'!$AS$32","v":0},{"$f":"'EnPI Table'!$AS$44","v":0},{"$f":"'EnPI Table'!$AS$56","v":0},{"$f":"'EnPI Table'!$AS$68","v":0},{"$f":"'EnPI Table'!$AS$80","v":0},{"$f":"'EnPI Table'!$AS$92","v":0},{"$f":"'EnPI Table'!$AS$104","v":0},{"$f":"'EnPI Table'!$AS$116","v":0},{"$f":"'EnPI Table'!$AS$128","v":0},{"$f":"'EnPI Table'!$AS$140","v":0},{"$f":"'EnPI Table'!$AS$152","v":0},{"$f":"'EnPI Table'!$AS$164","v":0},{"$f":"'EnPI Table'!$AS$176","v":0},{"$f":"'EnPI Table'!$AS$188","v":0},{"$f":"'EnPI Table'!$AS$200","v":0},{"$f":"'EnPI Table'!$AS$212","v":0},{"$f":"'EnPI Table'!$AS$224","v":0},{"$f":"'EnPI Table'!$AS$236","v":0},{"$f":"'EnPI Table'!$AS$248","v":0},{"$f":"'EnPI Table'!$AS$260","v":0},{"$f":"'EnPI Table'!$AS$272","v":0},{"$f":"'EnPI Table'!$AS$284","v":0},{"$f":"'EnPI Table'!$AS$296","v":0},{"$f":"'EnPI Table'!$AS$308","v":0}]
[null,null,null,null,null,null,null,null,null,null,null,null,null,null,null,{"$f":"'EnPI Table'!$AS$21","v":0},{"$f":"'EnPI Table'!$AS$33","v":0},{"$f":"'EnPI Table'!$AS$45","v":0},{"$f":"'EnPI Table'!$AS$57","v":0},{"$f":"'EnPI Table'!$AS$69","v":0},{"$f":"'EnPI Table'!$AS$81","v":0},{"$f":"'EnPI Table'!$AS$93","v":0},{"$f":"'EnPI Table'!$AS$105","v":0},{"$f":"'EnPI Table'!$AS$117","v":0},{"$f":"'EnPI Table'!$AS$129","v":0},{"$f":"'EnPI Table'!$AS$141","v":0},{"$f":"'EnPI Table'!$AS$153","v":0},{"$f":"'EnPI Table'!$AS$165","v":0},{"$f":"'EnPI Table'!$AS$177","v":0},{"$f":"'EnPI Table'!$AS$189","v":0},{"$f":"'EnPI Table'!$AS$201","v":0},{"$f":"'EnPI Table'!$AS$213","v":0},{"$f":"'EnPI Table'!$AS$225","v":0},{"$f":"'EnPI Table'!$AS$237","v":0},{"$f":"'EnPI Table'!$AS$249","v":0},{"$f":"'EnPI Table'!$AS$261","v":0},{"$f":"'EnPI Table'!$AS$273","v":0},{"$f":"'EnPI Table'!$AS$285","v":0},{"$f":"'EnPI Table'!$AS$297","v":0},{"$f":"'EnPI Table'!$AS$309","v":0}]
[]
[null,null,null,null,null,null,null,null,null,null,null,null,null,null,null,{"$f":"'EnPI Table'!$AV$10","v":0},{"$f":"'EnPI Table'!$AV$22","v":0},{"$f":"'EnPI Table'!$AV$34","v":0},{"$f":"'EnPI Table'!$AV$46","v":0},{"$f":"'EnPI Table'!$AV$58","v":0},{"$f":"'EnPI Table'!$AV$70","v":0},{"$f":"'EnPI Table'!$AV$82","v":0},{"$f":"'EnPI Table'!$AV$94","v":0},{"$f":"'EnPI Table'!$AV$106","v":0},{"$f":"'EnPI Table'!$AV$118","v":0},{"$f":"'EnPI Table'!$AV$130","v":0},{"$f":"'EnPI Table'!$AV$142","v":0},{"$f":"'EnPI Table'!$AV$154","v":0},{"$f":"'EnPI Table'!$AV$166","v":0},{"$f":"'EnPI Table'!$AV$178","v":0},{"$f":"'EnPI Table'!$AV$190","v":0},{"$f":"'EnPI Table'!$AV$202","v":0},{"$f":"'EnPI Table'!$AV$214","v":0},{"$f":"'EnPI Table'!$AV$226","v":0},{"$f":"'EnPI Table'!$AV$238","v":0},{"$f":"'EnPI Table'!$AV$250","v":0},{"$f":"'EnPI Table'!$AV$262","v":0},{"$f":"'EnPI Table'!$AV$274","v":0},{"$f":"'EnPI Table'!$AV$286","v":0},{"$f":"'EnPI Table'!$AV$298","v":0}]
[null,null,null,null,null,null,null,null,null,null,null,null,null,null,null,{"$f":"'EnPI Table'!$AV$11","v":0},{"$f":"'EnPI Table'!$AV$23","v":0},{"$f":"'EnPI Table'!$AV$35","v":0},{"$f":"'EnPI Table'!$AV$47","v":0},{"$f":"'EnPI Table'!$AV$59","v":0},{"$f":"'EnPI Table'!$AV$71","v":0},{"$f":"'EnPI Table'!$AV$83","v":0},{"$f":"'EnPI Table'!$AV$95","v":0},{"$f":"'EnPI Table'!$AV$107","v":0},{"$f":"'EnPI Table'!$AV$119","v":0},{"$f":"'EnPI Table'!$AV$131","v":0},{"$f":"'EnPI Table'!$AV$143","v":0},{"$f":"'EnPI Table'!$AV$155","v":0},{"$f":"'EnPI Table'!$AV$167","v":0},{"$f":"'EnPI Table'!$AV$179","v":0},{"$f":"'EnPI Table'!$AV$191","v":0},{"$f":"'EnPI Table'!$AV$203","v":0},{"$f":"'EnPI Table'!$AV$215","v":0},{"$f":"'EnPI Table'!$AV$227","v":0},{"$f":"'EnPI Table'!$AV$239","v":0},{"$f":"'EnPI Table'!$AV$251","v":0},{"$f":"'EnPI Table'!$AV$263","v":0},{"$f":"'EnPI Table'!$AV$275","v":0},{"$f":"'EnPI Table'!$AV$287","v":0},{"$f":"'EnPI Table'!$AV$299","v":0}]
[null,null,null,null,null,null,null,null,null,null,null,null,null,null,null,{"$f":"'EnPI Table'!$AV$12","v":0},{"$f":"'EnPI Table'!$AV$24","v":0},{"$f":"'EnPI Table'!$AV$36","v":0},{"$f":"'EnPI Table'!$AV$48","v":0},{"$f":"'EnPI Table'!$AV$60","v":0},{"$f":"'EnPI Table'!$AV$72","v":0},{"$f":"'EnPI Table'!$AV$84","v":0},{"$f":"'EnPI Table'!$AV$96","v":0},{"$f":"'EnPI Table'!$AV$108","v":0},{"$f":"'EnPI Table'!$AV$120","v":0},{"$f":"'EnPI Table'!$AV$132","v":0},{"$f":"'EnPI Table'!$AV$144","v":0},{"$f":"'EnPI Table'!$AV$156","v":0},{"$f":"'EnPI Table'!$AV$168","v":0},{"$f":"'EnPI Table'!$AV$180","v":0},{"$f":"'EnPI Table'!$AV$192","v":0},{"$f":"'EnPI Table'!$AV$204","v":0},{"$f":"'EnPI Table'!$AV$216","v":0},{"$f":"'EnPI Table'!$AV$228","v":0},{"$f":"'EnPI Table'!$AV$240","v":0},{"$f":"'EnPI Table'!$AV$252","v":0},{"$f":"'EnPI Table'!$AV$264","v":0},{"$f":"'EnPI Table'!$AV$276","v":0},{"$f":"'EnPI Table'!$AV$288","v":0},{"$f":"'EnPI Table'!$AV$300","v":0}]
[null,null,null,null,null,null,null,null,null,null,null,null,null,null,null,{"$f":"'EnPI Table'!$AV$13","v":0},{"$f":"'EnPI Table'!$AV$25","v":0},{"$f":"'EnPI Table'!$AV$37","v":0},{"$f":"'EnPI Table'!$AV$49","v":0},{"$f":"'EnPI Table'!$AV$61","v":0},{"$f":"'EnPI Table'!$AV$73","v":0},{"$f":"'EnPI Table'!$AV$85","v":0},{"$f":"'EnPI Table'!$AV$97","v":0},{"$f":"'EnPI Table'!$AV$109","v":0},{"$f":"'EnPI Table'!$AV$121","v":0},{"$f":"'EnPI Table'!$AV$133","v":0},{"$f":"'EnPI Table'!$AV$145","v":0},{"$f":"'EnPI Table'!$AV$157","v":0},{"$f":"'EnPI Table'!$AV$169","v":0},{"$f":"'EnPI Table'!$AV$181","v":0},{"$f":"'EnPI Table'!$AV$193","v":0},{"$f":"'EnPI Table'!$AV$205","v":0},{"$f":"'EnPI Table'!$AV$217","v":0},{"$f":"'EnPI Table'!$AV$229","v":0},{"$f":"'EnPI Table'!$AV$241","v":0},{"$f":"'EnPI Table'!$AV$253","v":0},{"$f":"'EnPI Table'!$AV$265","v":0},{"$f":"'EnPI Table'!$AV$277","v":0},{"$f":"'EnPI Table'!$AV$289","v":0},{"$f":"'EnPI Table'!$AV$301","v":0}]
[null,null,null,null,null,null,null,null,null,null,null,null,null,null,null,{"$f":"'EnPI Table'!$AV$14","v":0},{"$f":"'EnPI Table'!$AV$26","v":0},{"$f":"'EnPI Table'!$AV$38","v":0},{"$f":"'EnPI Table'!$AV$50","v":0},{"$f":"'EnPI Table'!$AV$62","v":0},{"$f":"'EnPI Table'!$AV$74","v":0},{"$f":"'EnPI Table'!$AV$86","v":0},{"$f":"'EnPI Table'!$AV$98","v":0},{"$f":"'EnPI Table'!$AV$110","v":0},{"$f":"'EnPI Table'!$AV$122","v":0},{"$f":"'EnPI Table'!$AV$134","v":0},{"$f":"'EnPI Table'!$AV$146","v":0},{"$f":"'EnPI Table'!$AV$158","v":0},{"$f":"'EnPI Table'!$AV$170","v":0},{"$f":"'EnPI Table'!$AV$182","v":0},{"$f":"'EnPI Table'!$AV$194","v":0},{"$f":"'EnPI Table'!$AV$206","v":0},{"$f":"'EnPI Table'!$AV$218","v":0},{"$f":"'EnPI Table'!$AV$230","v":0},{"$f":"'EnPI Table'!$AV$242","v":0},{"$f":"'EnPI Table'!$AV$254","v":0},{"$f":"'EnPI Table'!$AV$266","v":0},{"$f":"'EnPI Table'!$AV$278","v":0},{"$f":"'EnPI Table'!$AV$290","v":0},{"$f":"'EnPI Table'!$AV$302","v":0}]
[null,null,null,null,null,null,null,null,null,null,null,null,null,null,null,{"$f":"'EnPI Table'!$AV$15","v":0},{"$f":"'EnPI Table'!$AV$27","v":0},{"$f":"'EnPI Table'!$AV$39","v":0},{"$f":"'EnPI Table'!$AV$51","v":0},{"$f":"'EnPI Table'!$AV$63","v":0},{"$f":"'EnPI Table'!$AV$75","v":0},{"$f":"'EnPI Table'!$AV$87","v":0},{"$f":"'EnPI Table'!$AV$99","v":0},{"$f":"'EnPI Table'!$AV$111","v":0},{"$f":"'EnPI Table'!$AV$123","v":0},{"$f":"'EnPI Table'!$AV$135","v":0},{"$f":"'EnPI Table'!$AV$147","v":0},{"$f":"'EnPI Table'!$AV$159","v":0},{"$f":"'EnPI Table'!$AV$171","v":0},{"$f":"'EnPI Table'!$AV$183","v":0},{"$f":"'EnPI Table'!$AV$195","v":0},{"$f":"'EnPI Table'!$AV$207","v":0},{"$f":"'EnPI Table'!$AV$219","v":0},{"$f":"'EnPI Table'!$AV$231","v":0},{"$f":"'EnPI Table'!$AV$243","v":0},{"$f":"'EnPI Table'!$AV$255","v":0},{"$f":"'EnPI Table'!$AV$267","v":0},{"$f":"'EnPI Table'!$AV$279","v":0},{"$f":"'EnPI Table'!$AV$291","v":0},{"$f":"'EnPI Table'!$AV$303","v":0}]
[null,null,null,null,null,null,null,null,null,null,null,null,null,null,null,{"$f":"'EnPI Table'!$AV$16","v":0},{"$f":"'EnPI Table'!$AV$28","v":0},{"$f":"'EnPI Table'!$AV$40","v":0},{"$f":"'EnPI Table'!$AV$52","v":0},{"$f":"'EnPI Table'!$AV$64","v":0},{"$f":"'EnPI Table'!$AV$76","v":0},{"$f":"'EnPI Table'!$AV$88","v":0},{"$f":"'EnPI Table'!$AV$100","v":0},{"$f":"'EnPI Table'!$AV$112","v":0},{"$f":"'EnPI Table'!$AV$124","v":0},{"$f":"'EnPI Table'!$AV$136","v":0},{"$f":"'EnPI Table'!$AV$148","v":0},{"$f":"'EnPI Table'!$AV$160","v":0},{"$f":"'EnPI Table'!$AV$172","v":0},{"$f":"'EnPI Table'!$AV$184","v":0},{"$f":"'EnPI Table'!$AV$196","v":0},{"$f":"'EnPI Table'!$AV$208","v":0},{"$f":"'EnPI Table'!$AV$220","v":0},{"$f":"'EnPI Table'!$AV$232","v":0},{"$f":"'EnPI Table'!$AV$244","v":0},{"$f":"'EnPI Table'!$AV$256","v":0},{"$f":"'EnPI Table'!$AV$268","v":0},{"$f":"'EnPI Table'!$AV$280","v":0},{"$f":"'EnPI Table'!$AV$292","v":0},{"$f":"'EnPI Table'!$AV$304","v":0}]
[null,null,null,null,null,null,null,null,null,null,null,null,null,null,null,{"$f":"'EnPI Table'!$AV$17","v":0},{"$f":"'EnPI Table'!$AV$29","v":0},{"$f":"'EnPI Table'!$AV$41","v":0},{"$f":"'EnPI Table'!$AV$53","v":0},{"$f":"'EnPI Table'!$AV$65","v":0},{"$f":"'EnPI Table'!$AV$77","v":0},{"$f":"'EnPI Table'!$AV$89","v":0},{"$f":"'EnPI Table'!$AV$101","v":0},{"$f":"'EnPI Table'!$AV$113","v":0},{"$f":"'EnPI Table'!$AV$125","v":0},{"$f":"'EnPI Table'!$AV$137","v":0},{"$f":"'EnPI Table'!$AV$149","v":0},{"$f":"'EnPI Table'!$AV$161","v":0},{"$f":"'EnPI Table'!$AV$173","v":0},{"$f":"'EnPI Table'!$AV$185","v":0},{"$f":"'EnPI Table'!$AV$197","v":0},{"$f":"'EnPI Table'!$AV$209","v":0},{"$f":"'EnPI Table'!$AV$221","v":0},{"$f":"'EnPI Table'!$AV$233","v":0},{"$f":"'EnPI Table'!$AV$245","v":0},{"$f":"'EnPI Table'!$AV$257","v":0},{"$f":"'EnPI Table'!$AV$269","v":0},{"$f":"'EnPI Table'!$AV$281","v":0},{"$f":"'EnPI Table'!$AV$293","v":0},{"$f":"'EnPI Table'!$AV$305","v":0}]
[null,null,null,null,null,null,null,null,null,null,null,null,null,null,null,{"$f":"'EnPI Table'!$AV$18","v":0},{"$f":"'EnPI Table'!$AV$30","v":0},{"$f":"'EnPI Table'!$AV$42","v":0},{"$f":"'EnPI Table'!$AV$54","v":0},{"$f":"'EnPI Table'!$AV$66","v":0},{"$f":"'EnPI Table'!$AV$78","v":0},{"$f":"'EnPI Table'!$AV$90","v":0},{"$f":"'EnPI Table'!$AV$102","v":0},{"$f":"'EnPI Table'!$AV$114","v":0},{"$f":"'EnPI Table'!$AV$126","v":0},{"$f":"'EnPI Table'!$AV$138","v":0},{"$f":"'EnPI Table'!$AV$150","v":0},{"$f":"'EnPI Table'!$AV$162","v":0},{"$f":"'EnPI Table'!$AV$174","v":0},{"$f":"'EnPI Table'!$AV$186","v":0},{"$f":"'EnPI Table'!$AV$198","v":0},{"$f":"'EnPI Table'!$AV$210","v":0},{"$f":"'EnPI Table'!$AV$222","v":0},{"$f":"'EnPI Table'!$AV$234","v":0},{"$f":"'EnPI Table'!$AV$246","v":0},{"$f":"'EnPI Table'!$AV$258","v":0},{"$f":"'EnPI Table'!$AV$270","v":0},{"$f":"'EnPI Table'!$AV$282","v":0},{"$f":"'EnPI Table'!$AV$294","v":0},{"$f":"'EnPI Table'!$AV$306","v":0}]
[null,null,null,null,null,null,null,null,null,null,null,null,null,null,null,{"$f":"'EnPI Table'!$AV$19","v":0},{"$f":"'EnPI Table'!$AV$31","v":0},{"$f":"'EnPI Table'!$AV$43","v":0},{"$f":"'EnPI Table'!$AV$55","v":0},{"$f":"'EnPI Table'!$AV$67","v":0},{"$f":"'EnPI Table'!$AV$79","v":0},{"$f":"'EnPI Table'!$AV$91","v":0},{"$f":"'EnPI Table'!$AV$103","v":0},{"$f":"'EnPI Table'!$AV$115","v":0},{"$f":"'EnPI Table'!$AV$127","v":0},{"$f":"'EnPI Table'!$AV$139","v":0},{"$f":"'EnPI Table'!$AV$151","v":0},{"$f":"'EnPI Table'!$AV$163","v":0},{"$f":"'EnPI Table'!$AV$175","v":0},{"$f":"'EnPI Table'!$AV$187","v":0},{"$f":"'EnPI Table'!$AV$199","v":0},{"$f":"'EnPI Table'!$AV$211","v":0},{"$f":"'EnPI Table'!$AV$223","v":0},{"$f":"'EnPI Table'!$AV$235","v":0},{"$f":"'EnPI Table'!$AV$247","v":0},{"$f":"'EnPI Table'!$AV$259","v":0},{"$f":"'EnPI Table'!$AV$271","v":0},{"$f":"'EnPI Table'!$AV$283","v":0},{"$f":"'EnPI Table'!$AV$295","v":0},{"$f":"'EnPI Table'!$AV$307","v":0}]
[null,null,null,null,null,null,null,null,null,null,null,null,null,null,null,{"$f":"'EnPI Table'!$AV$20","v":0},{"$f":"'EnPI Table'!$AV$32","v":0},{"$f":"'EnPI Table'!$AV$44","v":0},{"$f":"'EnPI Table'!$AV$56","v":0},{"$f":"'EnPI Table'!$AV$68","v":0},{"$f":"'EnPI Table'!$AV$80","v":0},{"$f":"'EnPI Table'!$AV$92","v":0},{"$f":"'EnPI Table'!$AV$104","v":0},{"$f":"'EnPI Table'!$AV$116","v":0},{"$f":"'EnPI Table'!$AV$128","v":0},{"$f":"'EnPI Table'!$AV$140","v":0},{"$f":"'EnPI Table'!$AV$152","v":0},{"$f":"'EnPI Table'!$AV$164","v":0},{"$f":"'EnPI Table'!$AV$176","v":0},{"$f":"'EnPI Table'!$AV$188","v":0},{"$f":"'EnPI Table'!$AV$200","v":0},{"$f":"'EnPI Table'!$AV$212","v":0},{"$f":"'EnPI Table'!$AV$224","v":0},{"$f":"'EnPI Table'!$AV$236","v":0},{"$f":"'EnPI Table'!$AV$248","v":0},{"$f":"'EnPI Table'!$AV$260","v":0},{"$f":"'EnPI Table'!$AV$272","v":0},{"$f":"'EnPI Table'!$AV$284","v":0},{"$f":"'EnPI Table'!$AV$296","v":0},{"$f":"'EnPI Table'!$AV$308","v":0}]
[null,null,null,null,null,null,null,null,null,null,null,null,null,null,null,{"$f":"'EnPI Table'!$AV$21","v":0},{"$f":"'EnPI Table'!$AV$33","v":0},{"$f":"'EnPI Table'!$AV$45","v":0},{"$f":"'EnPI Table'!$AV$57","v":0},{"$f":"'EnPI Table'!$AV$69","v":0},{"$f":"'EnPI Table'!$AV$81","v":0},{"$f":"'EnPI Table'!$AV$93","v":0},{"$f":"'EnPI Table'!$AV$105","v":0},{"$f":"'EnPI Table'!$AV$117","v":0},{"$f":"'EnPI Table'!$AV$129","v":0},{"$f":"'EnPI Table'!$AV$141","v":0},{"$f":"'EnPI Table'!$AV$153","v":0},{"$f":"'EnPI Table'!$AV$165","v":0},{"$f":"'EnPI Table'!$AV$177","v":0},{"$f":"'EnPI Table'!$AV$189","v":0},{"$f":"'EnPI Table'!$AV$201","v":0},{"$f":"'EnPI Table'!$AV$213","v":0},{"$f":"'EnPI Table'!$AV$225","v":0},{"$f":"'EnPI Table'!$AV$237","v":0},{"$f":"'EnPI Table'!$AV$249","v":0},{"$f":"'EnPI Table'!$AV$261","v":0},{"$f":"'EnPI Table'!$AV$273","v":0},{"$f":"'EnPI Table'!$AV$285","v":0},{"$f":"'EnPI Table'!$AV$297","v":0},{"$f":"'EnPI Table'!$AV$309","v":0}]
[]
[null,null,null,null,null,null,null,null,null,null,null,null,null,null,null,{"$f":"'EnPI Table'!$AU$10","v":0},{"$f":"'EnPI Table'!$AU$22","v":0},{"$f":"'EnPI Table'!$AU$34","v":0},{"$f":"'EnPI Table'!$AU$46","v":0},{"$f":"'EnPI Table'!$AU$58","v":0},{"$f":"'EnPI Table'!$AU$70","v":0},{"$f":"'EnPI Table'!$AU$82","v":0},{"$f":"'EnPI Table'!$AU$94","v":0},{"$f":"'EnPI Table'!$AU$106","v":0},{"$f":"'EnPI Table'!$AU$118","v":0},{"$f":"'EnPI Table'!$AU$130","v":0},{"$f":"'EnPI Table'!$AU$142","v":0},{"$f":"'EnPI Table'!$AU$154","v":0},{"$f":"'EnPI Table'!$AU$166","v":0},{"$f":"'EnPI Table'!$AU$178","v":0},{"$f":"'EnPI Table'!$AU$190","v":0},{"$f":"'EnPI Table'!$AU$202","v":0},{"$f":"'EnPI Table'!$AU$214","v":0},{"$f":"'EnPI Table'!$AU$226","v":0},{"$f":"'EnPI Table'!$AU$238","v":0},{"$f":"'EnPI Table'!$AU$250","v":0},{"$f":"'EnPI Table'!$AU$262","v":0},{"$f":"'EnPI Table'!$AU$274","v":0},{"$f":"'EnPI Table'!$AU$286","v":0},{"$f":"'EnPI Table'!$AU$298","v":0}]
[null,null,null,null,null,null,null,null,null,null,null,null,null,null,null,{"$f":"'EnPI Table'!$AU$11","v":0},{"$f":"'EnPI Table'!$AU$23","v":0},{"$f":"'EnPI Table'!$AU$35","v":0},{"$f":"'EnPI Table'!$AU$47","v":0},{"$f":"'EnPI Table'!$AU$59","v":0},{"$f":"'EnPI Table'!$AU$71","v":0},{"$f":"'EnPI Table'!$AU$83","v":0},{"$f":"'EnPI Table'!$AU$95","v":0},{"$f":"'EnPI Table'!$AU$107","v":0},{"$f":"'EnPI Table'!$AU$119","v":0},{"$f":"'EnPI Table'!$AU$131","v":0},{"$f":"'EnPI Table'!$AU$143","v":0},{"$f":"'EnPI Table'!$AU$155","v":0},{"$f":"'EnPI Table'!$AU$167","v":0},{"$f":"'EnPI Table'!$AU$179","v":0},{"$f":"'EnPI Table'!$AU$191","v":0},{"$f":"'EnPI Table'!$AU$203","v":0},{"$f":"'EnPI Table'!$AU$215","v":0},{"$f":"'EnPI Table'!$AU$227","v":0},{"$f":"'EnPI Table'!$AU$239","v":0},{"$f":"'EnPI Table'!$AU$251","v":0},{"$f":"'EnPI Table'!$AU$263","v":0},{"$f":"'EnPI Table'!$AU$275","v":0},{"$f":"'EnPI Table'!$AU$287","v":0},{"$f":"'EnPI Table'!$AU$299","v":0}]
[null,null,null,null,null,null,null,null,null,null,null,null,null,null,null,{"$f":"'EnPI Table'!$AU$12","v":0},{"$f":"'EnPI Table'!$AU$24","v":0},{"$f":"'EnPI Table'!$AU$36","v":0},{"$f":"'EnPI Table'!$AU$48","v":0},{"$f":"'EnPI Table'!$AU$60","v":0},{"$f":"'EnPI Table'!$AU$72","v":0},{"$f":"'EnPI Table'!$AU$84","v":0},{"$f":"'EnPI Table'!$AU$96","v":0},{"$f":"'EnPI Table'!$AU$108","v":0},{"$f":"'EnPI Table'!$AU$120","v":0},{"$f":"'EnPI Table'!$AU$132","v":0},{"$f":"'EnPI Table'!$AU$144","v":0},{"$f":"'EnPI Table'!$AU$156","v":0},{"$f":"'EnPI Table'!$AU$168","v":0},{"$f":"'EnPI Table'!$AU$180","v":0},{"$f":"'EnPI Table'!$AU$192","v":0},{"$f":"'EnPI Table'!$AU$204","v":0},{"$f":"'EnPI Table'!$AU$216","v":0},{"$f":"'EnPI Table'!$AU$228","v":0},{"$f":"'EnPI Table'!$AU$240","v":0},{"$f":"'EnPI Table'!$AU$252","v":0},{"$f":"'EnPI Table'!$AU$264","v":0},{"$f":"'EnPI Table'!$AU$276","v":0},{"$f":"'EnPI Table'!$AU$288","v":0},{"$f":"'EnPI Table'!$AU$300","v":0}]
[null,null,null,null,null,null,null,null,null,null,null,null,null,null,null,{"$f":"'EnPI Table'!$AU$13","v":0},{"$f":"'EnPI Table'!$AU$25","v":0},{"$f":"'EnPI Table'!$AU$37","v":0},{"$f":"'EnPI Table'!$AU$49","v":0},{"$f":"'EnPI Table'!$AU$61","v":0},{"$f":"'EnPI Table'!$AU$73","v":0},{"$f":"'EnPI Table'!$AU$85","v":0},{"$f":"'EnPI Table'!$AU$97","v":0},{"$f":"'EnPI Table'!$AU$109","v":0},{"$f":"'EnPI Table'!$AU$121","v":0},{"$f":"'EnPI Table'!$AU$133","v":0},{"$f":"'EnPI Table'!$AU$145","v":0},{"$f":"'EnPI Table'!$AU$157","v":0},{"$f":"'EnPI Table'!$AU$169","v":0},{"$f":"'EnPI Table'!$AU$181","v":0},{"$f":"'EnPI Table'!$AU$193","v":0},{"$f":"'EnPI Table'!$AU$205","v":0},{"$f":"'EnPI Table'!$AU$217","v":0},{"$f":"'EnPI Table'!$AU$229","v":0},{"$f":"'EnPI Table'!$AU$241","v":0},{"$f":"'EnPI Table'!$AU$253","v":0},{"$f":"'EnPI Table'!$AU$265","v":0},{"$f":"'EnPI Table'!$AU$277","v":0},{"$f":"'EnPI Table'!$AU$289","v":0},{"$f":"'EnPI Table'!$AU$301","v":0}]
[null,null,null,null,null,null,null,null,null,null,null,null,null,null,null,{"$f":"'EnPI Table'!$AU$14","v":0},{"$f":"'EnPI Table'!$AU$26","v":0},{"$f":"'EnPI Table'!$AU$38","v":0},{"$f":"'EnPI Table'!$AU$50","v":0},{"$f":"'EnPI Table'!$AU$62","v":0},{"$f":"'EnPI Table'!$AU$74","v":0},{"$f":"'EnPI Table'!$AU$86","v":0},{"$f":"'EnPI Table'!$AU$98","v":0},{"$f":"'EnPI Table'!$AU$110","v":0},{"$f":"'EnPI Table'!$AU$122","v":0},{"$f":"'EnPI Table'!$AU$134","v":0},{"$f":"'EnPI Table'!$AU$146","v":0},{"$f":"'EnPI Table'!$AU$158","v":0},{"$f":"'EnPI Table'!$AU$170","v":0},{"$f":"'EnPI Table'!$AU$182","v":0},{"$f":"'EnPI Table'!$AU$194","v":0},{"$f":"'EnPI Table'!$AU$206","v":0},{"$f":"'EnPI Table'!$AU$218","v":0},{"$f":"'EnPI Table'!$AU$230","v":0},{"$f":"'EnPI Table'!$AU$242","v":0},{"$f":"'EnPI Table'!$AU$254","v":0},{"$f":"'EnPI Table'!$AU$266","v":0},{"$f":"'EnPI Table'!$AU$278","v":0},{"$f":"'EnPI Table'!$AU$290","v":0},{"$f":"'EnPI Table'!$AU$302","v":0}]
[null,null,null,null,null,null,null,null,null,null,null,null,null,null,null,{"$f":"'EnPI Table'!$AU$15","v":0},{"$f":"'EnPI Table'!$AU$27","v":0},{"$f":"'EnPI Table'!$AU$39","v":0},{"$f":"'EnPI Table'!$AU$51","v":0},{"$f":"'EnPI Table'!$AU$63","v":0},{"$f":"'EnPI Table'!$AU$75","v":0},{"$f":"'EnPI Table'!$AU$87","v":0},{"$f":"'EnPI Table'!$AU$99","v":0},{"$f":"'EnPI Table'!$AU$111","v":0},{"$f":"'EnPI Table'!$AU$123","v":0},{"$f":"'EnPI Table'!$AU$135","v":0},{"$f":"'EnPI Table'!$AU$147","v":0},{"$f":"'EnPI Table'!$AU$159","v":0},{"$f":"'EnPI Table'!$AU$171","v":0},{"$f":"'EnPI Table'!$AU$183","v":0},{"$f":"'EnPI Table'!$AU$195","v":0},{"$f":"'EnPI Table'!$AU$207","v":0},{"$f":"'EnPI Table'!$AU$219","v":0},{"$f":"'EnPI Table'!$AU$231","v":0},{"$f":"'EnPI Table'!$AU$243","v":0},{"$f":"'EnPI Table'!$AU$255","v":0},{"$f":"'EnPI Table'!$AU$267","v":0},{"$f":"'EnPI Table'!$AU$279","v":0},{"$f":"'EnPI Table'!$AU$291","v":0},{"$f":"'EnPI Table'!$AU$303","v":0}]
[null,null,null,null,null,null,null,null,null,null,null,null,null,null,null,{"$f":"'EnPI Table'!$AU$16","v":0},{"$f":"'EnPI Table'!$AU$28","v":0},{"$f":"'EnPI Table'!$AU$40","v":0},{"$f":"'EnPI Table'!$AU$52","v":0},{"$f":"'EnPI Table'!$AU$64","v":0},{"$f":"'EnPI Table'!$AU$76","v":0},{"$f":"'EnPI Table'!$AU$88","v":0},{"$f":"'EnPI Table'!$AU$100","v":0},{"$f":"'EnPI Table'!$AU$112","v":0},{"$f":"'EnPI Table'!$AU$124","v":0},{"$f":"'EnPI Table'!$AU$136","v":0},{"$f":"'EnPI Table'!$AU$148","v":0},{"$f":"'EnPI Table'!$AU$160","v":0},{"$f":"'EnPI Table'!$AU$172","v":0},{"$f":"'EnPI Table'!$AU$184","v":0},{"$f":"'EnPI Table'!$AU$196","v":0},{"$f":"'EnPI Table'!$AU$208","v":0},{"$f":"'EnPI Table'!$AU$220","v":0},{"$f":"'EnPI Table'!$AU$232","v":0},{"$f":"'EnPI Table'!$AU$244","v":0},{"$f":"'EnPI Table'!$AU$256","v":0},{"$f":"'EnPI Table'!$AU$268","v":0},{"$f":"'EnPI Table'!$AU$280","v":0},{"$f":"'EnPI Table'!$AU$292","v":0},{"$f":"'EnPI Table'!$AU$304","v":0}]
[null,null,null,null,null,null,null,null,null,null,null,null,null,null,null,{"$f":"'EnPI Table'!$AU$17","v":0},{"$f":"'EnPI Table'!$AU$29","v":0},{"$f":"'EnPI Table'!$AU$41","v":0},{"$f":"'EnPI Table'!$AU$53","v":0},{"$f":"'EnPI Table'!$AU$65","v":0},{"$f":"'EnPI Table'!$AU$77","v":0},{"$f":"'EnPI Table'!$AU$89","v":0},{"$f":"'EnPI Table'!$AU$101","v":0},{"$f":"'EnPI Table'!$AU$113","v":0},{"$f":"'EnPI Table'!$AU$125","v":0},{"$f":"'EnPI Table'!$AU$137","v":0},{"$f":"'EnPI Table'!$AU$149","v":0},{"$f":"'EnPI Table'!$AU$161","v":0},{"$f":"'EnPI Table'!$AU$173","v":0},{"$f":"'EnPI Table'!$AU$185","v":0},{"$f":"'EnPI Table'!$AU$197","v":0},{"$f":"'EnPI Table'!$AU$209","v":0},{"$f":"'EnPI Table'!$AU$221","v":0},{"$f":"'EnPI Table'!$AU$233","v":0},{"$f":"'EnPI Table'!$AU$245","v":0},{"$f":"'EnPI Table'!$AU$257","v":0},{"$f":"'EnPI Table'!$AU$269","v":0},{"$f":"'EnPI Table'!$AU$281","v":0},{"$f":"'EnPI Table'!$AU$293","v":0},{"$f":"'EnPI Table'!$AU$305","v":0}]
[null,null,null,null,null,null,null,null,null,null,null,null,null,null,null,{"$f":"'EnPI Table'!$AU$18","v":0},{"$f":"'EnPI Table'!$AU$30","v":0},{"$f":"'EnPI Table'!$AU$42","v":0},{"$f":"'EnPI Table'!$AU$54","v":0},{"$f":"'EnPI Table'!$AU$66","v":0},{"$f":"'EnPI Table'!$AU$78","v":0},{"$f":"'EnPI Table'!$AU$90","v":0},{"$f":"'EnPI Table'!$AU$102","v":0},{"$f":"'EnPI Table'!$AU$114","v":0},{"$f":"'EnPI Table'!$AU$126","v":0},{"$f":"'EnPI Table'!$AU$138","v":0},{"$f":"'EnPI Table'!$AU$150","v":0},{"$f":"'EnPI Table'!$AU$162","v":0},{"$f":"'EnPI Table'!$AU$174","v":0},{"$f":"'EnPI Table'!$AU$186","v":0},{"$f":"'EnPI Table'!$AU$198","v":0},{"$f":"'EnPI Table'!$AU$210","v":0},{"$f":"'EnPI Table'!$AU$222","v":0},{"$f":"'EnPI Table'!$AU$234","v":0},{"$f":"'EnPI Table'!$AU$246","v":0},{"$f":"'EnPI Table'!$AU$258","v":0},{"$f":"'EnPI Table'!$AU$270","v":0},{"$f":"'EnPI Table'!$AU$282","v":0},{"$f":"'EnPI Table'!$AU$294","v":0},{"$f":"'EnPI Table'!$AU$306","v":0}]
[null,null,null,null,null,null,null,null,null,null,null,null,null,null,null,{"$f":"'EnPI Table'!$AU$19","v":0},{"$f":"'EnPI Table'!$AU$31","v":0},{"$f":"'EnPI Table'!$AU$43","v":0},{"$f":"'EnPI Table'!$AU$55","v":0},{"$f":"'EnPI Table'!$AU$67","v":0},{"$f":"'EnPI Table'!$AU$79","v":0},{"$f":"'EnPI Table'!$AU$91","v":0},{"$f":"'EnPI Table'!$AU$103","v":0},{"$f":"'EnPI Table'!$AU$115","v":0},{"$f":"'EnPI Table'!$AU$127","v":0},{"$f":"'EnPI Table'!$AU$139","v":0},{"$f":"'EnPI Table'!$AU$151","v":0},{"$f":"'EnPI Table'!$AU$163","v":0},{"$f":"'EnPI Table'!$AU$175","v":0},{"$f":"'EnPI Table'!$AU$187","v":0},{"$f":"'EnPI Table'!$AU$199","v":0},{"$f":"'EnPI Table'!$AU$211","v":0},{"$f":"'EnPI Table'!$AU$223","v":0},{"$f":"'EnPI Table'!$AU$235","v":0},{"$f":"'EnPI Table'!$AU$247","v":0},{"$f":"'EnPI Table'!$AU$259","v":0},{"$f":"'EnPI Table'!$AU$271","v":0},{"$f":"'EnPI Table'!$AU$283","v":0},{"$f":"'EnPI Table'!$AU$295","v":0},{"$f":"'EnPI Table'!$AU$307","v":0}]
[null,null,null,null,null,null,null,null,null,null,null,null,null,null,null,{"$f":"'EnPI Table'!$AU$20","v":0},{"$f":"'EnPI Table'!$AU$32","v":0},{"$f":"'EnPI Table'!$AU$44","v":0},{"$f":"'EnPI Table'!$AU$56","v":0},{"$f":"'EnPI Table'!$AU$68","v":0},{"$f":"'EnPI Table'!$AU$80","v":0},{"$f":"'EnPI Table'!$AU$92","v":0},{"$f":"'EnPI Table'!$AU$104","v":0},{"$f":"'EnPI Table'!$AU$116","v":0},{"$f":"'EnPI Table'!$AU$128","v":0},{"$f":"'EnPI Table'!$AU$140","v":0},{"$f":"'EnPI Table'!$AU$152","v":0},{"$f":"'EnPI Table'!$AU$164","v":0},{"$f":"'EnPI Table'!$AU$176","v":0},{"$f":"'EnPI Table'!$AU$188","v":0},{"$f":"'EnPI Table'!$AU$200","v":0},{"$f":"'EnPI Table'!$AU$212","v":0},{"$f":"'EnPI Table'!$AU$224","v":0},{"$f":"'EnPI Table'!$AU$236","v":0},{"$f":"'EnPI Table'!$AU$248","v":0},{"$f":"'EnPI Table'!$AU$260","v":0},{"$f":"'EnPI Table'!$AU$272","v":0},{"$f":"'EnPI Table'!$AU$284","v":0},{"$f":"'EnPI Table'!$AU$296","v":0},{"$f":"'EnPI Table'!$AU$308","v":0}]
[null,null,null,null,null,null,null,null,null,null,null,null,null,null,null,{"$f":"'EnPI Table'!$AU$21","v":0},{"$f":"'EnPI Table'!$AU$33","v":0},{"$f":"'EnPI Table'!$AU$45","v":0},{"$f":"'EnPI Table'!$AU$57","v":0},{"$f":"'EnPI Table'!$AU$69","v":0},{"$f":"'EnPI Table'!$AU$81","v":0},{"$f":"'EnPI Table'!$AU$93","v":0},{"$f":"'EnPI Table'!$AU$105","v":0},{"$f":"'EnPI Table'!$AU$117","v":0},{"$f":"'EnPI Table'!$AU$129","v":0},{"$f":"'EnPI Table'!$AU$141","v":0},{"$f":"'EnPI Table'!$AU$153","v":0},{"$f":"'EnPI Table'!$AU$165","v":0},{"$f":"'EnPI Table'!$AU$177","v":0},{"$f":"'EnPI Table'!$AU$189","v":0},{"$f":"'EnPI Table'!$AU$201","v":0},{"$f":"'EnPI Table'!$AU$213","v":0},{"$f":"'EnPI Table'!$AU$225","v":0},{"$f":"'EnPI Table'!$AU$237","v":0},{"$f":"'EnPI Table'!$AU$249","v":0},{"$f":"'EnPI Table'!$AU$261","v":0},{"$f":"'EnPI Table'!$AU$273","v":0},{"$f":"'EnPI Table'!$AU$285","v":0},{"$f":"'EnPI Table'!$AU$297","v":0},{"$f":"'EnPI Table'!$AU$309","v":0}]
[]
[null,null,null,null,null,null,null,null,null,null,null,null,null,null,null,{"$f":"'EnPI Table'!$AX$10","v":0},{"$f":"'EnPI Table'!$AX$22","v":0},{"$f":"'EnPI Table'!$AX$34","v":0},{"$f":"'EnPI Table'!$AX$46","v":0},{"$f":"'EnPI Table'!$AX$58","v":0},{"$f":"'EnPI Table'!$AX$70","v":0},{"$f":"'EnPI Table'!$AX$82","v":0},{"$f":"'EnPI Table'!$AX$94","v":0},{"$f":"'EnPI Table'!$AX$106","v":0},{"$f":"'EnPI Table'!$AX$118","v":0},{"$f":"'EnPI Table'!$AX$130","v":0},{"$f":"'EnPI Table'!$AX$142","v":0},{"$f":"'EnPI Table'!$AX$154","v":0},{"$f":"'EnPI Table'!$AX$166","v":0},{"$f":"'EnPI Table'!$AX$178","v":0},{"$f":"'EnPI Table'!$AX$190","v":0},{"$f":"'EnPI Table'!$AX$202","v":0},{"$f":"'EnPI Table'!$AX$214","v":0},{"$f":"'EnPI Table'!$AX$226","v":0},{"$f":"'EnPI Table'!$AX$238","v":0},{"$f":"'EnPI Table'!$AX$250","v":0},{"$f":"'EnPI Table'!$AX$262","v":0},{"$f":"'EnPI Table'!$AX$274","v":0},{"$f":"'EnPI Table'!$AX$286","v":0},{"$f":"'EnPI Table'!$AX$298","v":0}]
[null,null,null,null,null,null,null,null,null,null,null,null,null,null,null,{"$f":"'EnPI Table'!$AX$11","v":0},{"$f":"'EnPI Table'!$AX$23","v":0},{"$f":"'EnPI Table'!$AX$35","v":0},{"$f":"'EnPI Table'!$AX$47","v":0},{"$f":"'EnPI Table'!$AX$59","v":0},{"$f":"'EnPI Table'!$AX$71","v":0},{"$f":"'EnPI Table'!$AX$83","v":0},{"$f":"'EnPI Table'!$AX$95","v":0},{"$f":"'EnPI Table'!$AX$107","v":0},{"$f":"'EnPI Table'!$AX$119","v":0},{"$f":"'EnPI Table'!$AX$131","v":0},{"$f":"'EnPI Table'!$AX$143","v":0},{"$f":"'EnPI Table'!$AX$155","v":0},{"$f":"'EnPI Table'!$AX$167","v":0},{"$f":"'EnPI Table'!$AX$179","v":0},{"$f":"'EnPI Table'!$AX$191","v":0},{"$f":"'EnPI Table'!$AX$203","v":0},{"$f":"'EnPI Table'!$AX$215","v":0},{"$f":"'EnPI Table'!$AX$227","v":0},{"$f":"'EnPI Table'!$AX$239","v":0},{"$f":"'EnPI Table'!$AX$251","v":0},{"$f":"'EnPI Table'!$AX$263","v":0},{"$f":"'EnPI Table'!$AX$275","v":0},{"$f":"'EnPI Table'!$AX$287","v":0},{"$f":"'EnPI Table'!$AX$299","v":0}]
[null,null,null,null,null,null,null,null,null,null,null,null,null,null,null,{"$f":"'EnPI Table'!$AX$12","v":0},{"$f":"'EnPI Table'!$AX$24","v":0},{"$f":"'EnPI Table'!$AX$36","v":0},{"$f":"'EnPI Table'!$AX$48","v":0},{"$f":"'EnPI Table'!$AX$60","v":0},{"$f":"'EnPI Table'!$AX$72","v":0},{"$f":"'EnPI Table'!$AX$84","v":0},{"$f":"'EnPI Table'!$AX$96","v":0},{"$f":"'EnPI Table'!$AX$108","v":0},{"$f":"'EnPI Table'!$AX$120","v":0},{"$f":"'EnPI Table'!$AX$132","v":0},{"$f":"'EnPI Table'!$AX$144","v":0},{"$f":"'EnPI Table'!$AX$156","v":0},{"$f":"'EnPI Table'!$AX$168","v":0},{"$f":"'EnPI Table'!$AX$180","v":0},{"$f":"'EnPI Table'!$AX$192","v":0},{"$f":"'EnPI Table'!$AX$204","v":0},{"$f":"'EnPI Table'!$AX$216","v":0},{"$f":"'EnPI Table'!$AX$228","v":0},{"$f":"'EnPI Table'!$AX$240","v":0},{"$f":"'EnPI Table'!$AX$252","v":0},{"$f":"'EnPI Table'!$AX$264","v":0},{"$f":"'EnPI Table'!$AX$276","v":0},{"$f":"'EnPI Table'!$AX$288","v":0},{"$f":"'EnPI Table'!$AX$300","v":0}]
[null,null,null,null,null,null,null,null,null,null,null,null,null,null,null,{"$f":"'EnPI Table'!$AX$13","v":0},{"$f":"'EnPI Table'!$AX$25","v":0},{"$f":"'EnPI Table'!$AX$37","v":0},{"$f":"'EnPI Table'!$AX$49","v":0},{"$f":"'EnPI Table'!$AX$61","v":0},{"$f":"'EnPI Table'!$AX$73","v":0},{"$f":"'EnPI Table'!$AX$85","v":0},{"$f":"'EnPI Table'!$AX$97","v":0},{"$f":"'EnPI Table'!$AX$109","v":0},{"$f":"'EnPI Table'!$AX$121","v":0},{"$f":"'EnPI Table'!$AX$133","v":0},{"$f":"'EnPI Table'!$AX$145","v":0},{"$f":"'EnPI Table'!$AX$157","v":0},{"$f":"'EnPI Table'!$AX$169","v":0},{"$f":"'EnPI Table'!$AX$181","v":0},{"$f":"'EnPI Table'!$AX$193","v":0},{"$f":"'EnPI Table'!$AX$205","v":0},{"$f":"'EnPI Table'!$AX$217","v":0},{"$f":"'EnPI Table'!$AX$229","v":0},{"$f":"'EnPI Table'!$AX$241","v":0},{"$f":"'EnPI Table'!$AX$253","v":0},{"$f":"'EnPI Table'!$AX$265","v":0},{"$f":"'EnPI Table'!$AX$277","v":0},{"$f":"'EnPI Table'!$AX$289","v":0},{"$f":"'EnPI Table'!$AX$301","v":0}]
[null,null,null,null,null,null,null,null,null,null,null,null,null,null,null,{"$f":"'EnPI Table'!$AX$14","v":0},{"$f":"'EnPI Table'!$AX$26","v":0},{"$f":"'EnPI Table'!$AX$38","v":0},{"$f":"'EnPI Table'!$AX$50","v":0},{"$f":"'EnPI Table'!$AX$62","v":0},{"$f":"'EnPI Table'!$AX$74","v":0},{"$f":"'EnPI Table'!$AX$86","v":0},{"$f":"'EnPI Table'!$AX$98","v":0},{"$f":"'EnPI Table'!$AX$110","v":0},{"$f":"'EnPI Table'!$AX$122","v":0},{"$f":"'EnPI Table'!$AX$134","v":0},{"$f":"'EnPI Table'!$AX$146","v":0},{"$f":"'EnPI Table'!$AX$158","v":0},{"$f":"'EnPI Table'!$AX$170","v":0},{"$f":"'EnPI Table'!$AX$182","v":0},{"$f":"'EnPI Table'!$AX$194","v":0},{"$f":"'EnPI Table'!$AX$206","v":0},{"$f":"'EnPI Table'!$AX$218","v":0},{"$f":"'EnPI Table'!$AX$230","v":0},{"$f":"'EnPI Table'!$AX$242","v":0},{"$f":"'EnPI Table'!$AX$254","v":0},{"$f":"'EnPI Table'!$AX$266","v":0},{"$f":"'EnPI Table'!$AX$278","v":0},{"$f":"'EnPI Table'!$AX$290","v":0},{"$f":"'EnPI Table'!$AX$302","v":0}]
[null,null,null,null,null,null,null,null,null,null,null,null,null,null,null,{"$f":"'EnPI Table'!$AX$15","v":0},{"$f":"'EnPI Table'!$AX$27","v":0},{"$f":"'EnPI Table'!$AX$39","v":0},{"$f":"'EnPI Table'!$AX$51","v":0},{"$f":"'EnPI Table'!$AX$63","v":0},{"$f":"'EnPI Table'!$AX$75","v":0},{"$f":"'EnPI Table'!$AX$87","v":0},{"$f":"'EnPI Table'!$AX$99","v":0},{"$f":"'EnPI Table'!$AX$111","v":0},{"$f":"'EnPI Table'!$AX$123","v":0},{"$f":"'EnPI Table'!$AX$135","v":0},{"$f":"'EnPI Table'!$AX$147","v":0},{"$f":"'EnPI Table'!$AX$159","v":0},{"$f":"'EnPI Table'!$AX$171","v":0},{"$f":"'EnPI Table'!$AX$183","v":0},{"$f":"'EnPI Table'!$AX$195","v":0},{"$f":"'EnPI Table'!$AX$207","v":0},{"$f":"'EnPI Table'!$AX$219","v":0},{"$f":"'EnPI Table'!$AX$231","v":0},{"$f":"'EnPI Table'!$AX$243","v":0},{"$f":"'EnPI Table'!$AX$255","v":0},{"$f":"'EnPI Table'!$AX$267","v":0},{"$f":"'EnPI Table'!$AX$279","v":0},{"$f":"'EnPI Table'!$AX$291","v":0},{"$f":"'EnPI Table'!$AX$303","v":0}]
[null,null,null,null,null,null,null,null,null,null,null,null,null,null,null,{"$f":"'EnPI Table'!$AX$16","v":0},{"$f":"'EnPI Table'!$AX$28","v":0},{"$f":"'EnPI Table'!$AX$40","v":0},{"$f":"'EnPI Table'!$AX$52","v":0},{"$f":"'EnPI Table'!$AX$64","v":0},{"$f":"'EnPI Table'!$AX$76","v":0},{"$f":"'EnPI Table'!$AX$88","v":0},{"$f":"'EnPI Table'!$AX$100","v":0},{"$f":"'EnPI Table'!$AX$112","v":0},{"$f":"'EnPI Table'!$AX$124","v":0},{"$f":"'EnPI Table'!$AX$136","v":0},{"$f":"'EnPI Table'!$AX$148","v":0},{"$f":"'EnPI Table'!$AX$160","v":0},{"$f":"'EnPI Table'!$AX$172","v":0},{"$f":"'EnPI Table'!$AX$184","v":0},{"$f":"'EnPI Table'!$AX$196","v":0},{"$f":"'EnPI Table'!$AX$208","v":0},{"$f":"'EnPI Table'!$AX$220","v":0},{"$f":"'EnPI Table'!$AX$232","v":0},{"$f":"'EnPI Table'!$AX$244","v":0},{"$f":"'EnPI Table'!$AX$256","v":0},{"$f":"'EnPI Table'!$AX$268","v":0},{"$f":"'EnPI Table'!$AX$280","v":0},{"$f":"'EnPI Table'!$AX$292","v":0},{"$f":"'EnPI Table'!$AX$304","v":0}]
[null,null,null,null,null,null,null,null,null,null,null,null,null,null,null,{"$f":"'EnPI Table'!$AX$17","v":0},{"$f":"'EnPI Table'!$AX$29","v":0},{"$f":"'EnPI Table'!$AX$41","v":0},{"$f":"'EnPI Table'!$AX$53","v":0},{"$f":"'EnPI Table'!$AX$65","v":0},{"$f":"'EnPI Table'!$AX$77","v":0},{"$f":"'EnPI Table'!$AX$89","v":0},{"$f":"'EnPI Table'!$AX$101","v":0},{"$f":"'EnPI Table'!$AX$113","v":0},{"$f":"'EnPI Table'!$AX$125","v":0},{"$f":"'EnPI Table'!$AX$137","v":0},{"$f":"'EnPI Table'!$AX$149","v":0},{"$f":"'EnPI Table'!$AX$161","v":0},{"$f":"'EnPI Table'!$AX$173","v":0},{"$f":"'EnPI Table'!$AX$185","v":0},{"$f":"'EnPI Table'!$AX$197","v":0},{"$f":"'EnPI Table'!$AX$209","v":0},{"$f":"'EnPI Table'!$AX$221","v":0},{"$f":"'EnPI Table'!$AX$233","v":0},{"$f":"'EnPI Table'!$AX$245","v":0},{"$f":"'EnPI Table'!$AX$257","v":0},{"$f":"'EnPI Table'!$AX$269","v":0},{"$f":"'EnPI Table'!$AX$281","v":0},{"$f":"'EnPI Table'!$AX$293","v":0},{"$f":"'EnPI Table'!$AX$305","v":0}]
[null,null,null,null,null,null,null,null,null,null,null,null,null,null,null,{"$f":"'EnPI Table'!$AX$18","v":0},{"$f":"'EnPI Table'!$AX$30","v":0},{"$f":"'EnPI Table'!$AX$42","v":0},{"$f":"'EnPI Table'!$AX$54","v":0},{"$f":"'EnPI Table'!$AX$66","v":0},{"$f":"'EnPI Table'!$AX$78","v":0},{"$f":"'EnPI Table'!$AX$90","v":0},{"$f":"'EnPI Table'!$AX$102","v":0},{"$f":"'EnPI Table'!$AX$114","v":0},{"$f":"'EnPI Table'!$AX$126","v":0},{"$f":"'EnPI Table'!$AX$138","v":0},{"$f":"'EnPI Table'!$AX$150","v":0},{"$f":"'EnPI Table'!$AX$162","v":0},{"$f":"'EnPI Table'!$AX$174","v":0},{"$f":"'EnPI Table'!$AX$186","v":0},{"$f":"'EnPI Table'!$AX$198","v":0},{"$f":"'EnPI Table'!$AX$210","v":0},{"$f":"'EnPI Table'!$AX$222","v":0},{"$f":"'EnPI Table'!$AX$234","v":0},{"$f":"'EnPI Table'!$AX$246","v":0},{"$f":"'EnPI Table'!$AX$258","v":0},{"$f":"'EnPI Table'!$AX$270","v":0},{"$f":"'EnPI Table'!$AX$282","v":0},{"$f":"'EnPI Table'!$AX$294","v":0},{"$f":"'EnPI Table'!$AX$306","v":0}]
[null,null,null,null,null,null,null,null,null,null,null,null,null,null,null,{"$f":"'EnPI Table'!$AX$19","v":0},{"$f":"'EnPI Table'!$AX$31","v":0},{"$f":"'EnPI Table'!$AX$43","v":0},{"$f":"'EnPI Table'!$AX$55","v":0},{"$f":"'EnPI Table'!$AX$67","v":0},{"$f":"'EnPI Table'!$AX$79","v":0},{"$f":"'EnPI Table'!$AX$91","v":0},{"$f":"'EnPI Table'!$AX$103","v":0},{"$f":"'EnPI Table'!$AX$115","v":0},{"$f":"'EnPI Table'!$AX$127","v":0},{"$f":"'EnPI Table'!$AX$139","v":0},{"$f":"'EnPI Table'!$AX$151","v":0},{"$f":"'EnPI Table'!$AX$163","v":0},{"$f":"'EnPI Table'!$AX$175","v":0},{"$f":"'EnPI Table'!$AX$187","v":0},{"$f":"'EnPI Table'!$AX$199","v":0},{"$f":"'EnPI Table'!$AX$211","v":0},{"$f":"'EnPI Table'!$AX$223","v":0},{"$f":"'EnPI Table'!$AX$235","v":0},{"$f":"'EnPI Table'!$AX$247","v":0},{"$f":"'EnPI Table'!$AX$259","v":0},{"$f":"'EnPI Table'!$AX$271","v":0},{"$f":"'EnPI Table'!$AX$283","v":0},{"$f":"'EnPI Table'!$AX$295","v":0},{"$f":"'EnPI Table'!$AX$307","v":0}]
[null,null,null,null,null,null,null,null,null,null,null,null,null,null,null,{"$f":"'EnPI Table'!$AX$20","v":0},{"$f":"'EnPI Table'!$AX$32","v":0},{"$f":"'EnPI Table'!$AX$44","v":0},{"$f":"'EnPI Table'!$AX$56","v":0},{"$f":"'EnPI Table'!$AX$68","v":0},{"$f":"'EnPI Table'!$AX$80","v":0},{"$f":"'EnPI Table'!$AX$92","v":0},{"$f":"'EnPI Table'!$AX$104","v":0},{"$f":"'EnPI Table'!$AX$116","v":0},{"$f":"'EnPI Table'!$AX$128","v":0},{"$f":"'EnPI Table'!$AX$140","v":0},{"$f":"'EnPI Table'!$AX$152","v":0},{"$f":"'EnPI Table'!$AX$164","v":0},{"$f":"'EnPI Table'!$AX$176","v":0},{"$f":"'EnPI Table'!$AX$188","v":0},{"$f":"'EnPI Table'!$AX$200","v":0},{"$f":"'EnPI Table'!$AX$212","v":0},{"$f":"'EnPI Table'!$AX$224","v":0},{"$f":"'EnPI Table'!$AX$236","v":0},{"$f":"'EnPI Table'!$AX$248","v":0},{"$f":"'EnPI Table'!$AX$260","v":0},{"$f":"'EnPI Table'!$AX$272","v":0},{"$f":"'EnPI Table'!$AX$284","v":0},{"$f":"'EnPI Table'!$AX$296","v":0},{"$f":"'EnPI Table'!$AX$308","v":0}]
[null,null,null,null,null,null,null,null,null,null,null,null,null,null,null,{"$f":"'EnPI Table'!$AX$21","v":0},{"$f":"'EnPI Table'!$AX$33","v":0},{"$f":"'EnPI Table'!$AX$45","v":0},{"$f":"'EnPI Table'!$AX$57","v":0},{"$f":"'EnPI Table'!$AX$69","v":0},{"$f":"'EnPI Table'!$AX$81","v":0},{"$f":"'EnPI Table'!$AX$93","v":0},{"$f":"'EnPI Table'!$AX$105","v":0},{"$f":"'EnPI Table'!$AX$117","v":0},{"$f":"'EnPI Table'!$AX$129","v":0},{"$f":"'EnPI Table'!$AX$141","v":0},{"$f":"'EnPI Table'!$AX$153","v":0},{"$f":"'EnPI Table'!$AX$165","v":0},{"$f":"'EnPI Table'!$AX$177","v":0},{"$f":"'EnPI Table'!$AX$189","v":0},{"$f":"'EnPI Table'!$AX$201","v":0},{"$f":"'EnPI Table'!$AX$213","v":0},{"$f":"'EnPI Table'!$AX$225","v":0},{"$f":"'EnPI Table'!$AX$237","v":0},{"$f":"'EnPI Table'!$AX$249","v":0},{"$f":"'EnPI Table'!$AX$261","v":0},{"$f":"'EnPI Table'!$AX$273","v":0},{"$f":"'EnPI Table'!$AX$285","v":0},{"$f":"'EnPI Table'!$AX$297","v":0},{"$f":"'EnPI Table'!$AX$309","v":0}]
[]
[null,null,null,null,null,null,null,null,null,null,null,null,null,null,null,{"$f":"'EnPI Table'!$AW$10","v":0},{"$f":"'EnPI Table'!$AW$22","v":0},{"$f":"'EnPI Table'!$AW$34","v":0},{"$f":"'EnPI Table'!$AW$46","v":0},{"$f":"'EnPI Table'!$AW$58","v":0},{"$f":"'EnPI Table'!$AW$70","v":0},{"$f":"'EnPI Table'!$AW$82","v":0},{"$f":"'EnPI Table'!$AW$94","v":0},{"$f":"'EnPI Table'!$AW$106","v":0},{"$f":"'EnPI Table'!$AW$118","v":0},{"$f":"'EnPI Table'!$AW$130","v":0},{"$f":"'EnPI Table'!$AW$142","v":0},{"$f":"'EnPI Table'!$AW$154","v":0},{"$f":"'EnPI Table'!$AW$166","v":0},{"$f":"'EnPI Table'!$AW$178","v":0},{"$f":"'EnPI Table'!$AW$190","v":0},{"$f":"'EnPI Table'!$AW$202","v":0},{"$f":"'EnPI Table'!$AW$214","v":0},{"$f":"'EnPI Table'!$AW$226","v":0},{"$f":"'EnPI Table'!$AW$238","v":0},{"$f":"'EnPI Table'!$AW$250","v":0},{"$f":"'EnPI Table'!$AW$262","v":0},{"$f":"'EnPI Table'!$AW$274","v":0},{"$f":"'EnPI Table'!$AW$286","v":0},{"$f":"'EnPI Table'!$AW$298","v":0}]
[null,null,null,null,null,null,null,null,null,null,null,null,null,null,null,{"$f":"'EnPI Table'!$AW$11","v":0},{"$f":"'EnPI Table'!$AW$23","v":0},{"$f":"'EnPI Table'!$AW$35","v":0},{"$f":"'EnPI Table'!$AW$47","v":0},{"$f":"'EnPI Table'!$AW$59","v":0},{"$f":"'EnPI Table'!$AW$71","v":0},{"$f":"'EnPI Table'!$AW$83","v":0},{"$f":"'EnPI Table'!$AW$95","v":0},{"$f":"'EnPI Table'!$AW$107","v":0},{"$f":"'EnPI Table'!$AW$119","v":0},{"$f":"'EnPI Table'!$AW$131","v":0},{"$f":"'EnPI Table'!$AW$143","v":0},{"$f":"'EnPI Table'!$AW$155","v":0},{"$f":"'EnPI Table'!$AW$167","v":0},{"$f":"'EnPI Table'!$AW$179","v":0},{"$f":"'EnPI Table'!$AW$191","v":0},{"$f":"'EnPI Table'!$AW$203","v":0},{"$f":"'EnPI Table'!$AW$215","v":0},{"$f":"'EnPI Table'!$AW$227","v":0},{"$f":"'EnPI Table'!$AW$239","v":0},{"$f":"'EnPI Table'!$AW$251","v":0},{"$f":"'EnPI Table'!$AW$263","v":0},{"$f":"'EnPI Table'!$AW$275","v":0},{"$f":"'EnPI Table'!$AW$287","v":0},{"$f":"'EnPI Table'!$AW$299","v":0}]
[null,null,null,null,null,null,null,null,null,null,null,null,null,null,null,{"$f":"'EnPI Table'!$AW$12","v":0},{"$f":"'EnPI Table'!$AW$24","v":0},{"$f":"'EnPI Table'!$AW$36","v":0},{"$f":"'EnPI Table'!$AW$48","v":0},{"$f":"'EnPI Table'!$AW$60","v":0},{"$f":"'EnPI Table'!$AW$72","v":0},{"$f":"'EnPI Table'!$AW$84","v":0},{"$f":"'EnPI Table'!$AW$96","v":0},{"$f":"'EnPI Table'!$AW$108","v":0},{"$f":"'EnPI Table'!$AW$120","v":0},{"$f":"'EnPI Table'!$AW$132","v":0},{"$f":"'EnPI Table'!$AW$144","v":0},{"$f":"'EnPI Table'!$AW$156","v":0},{"$f":"'EnPI Table'!$AW$168","v":0},{"$f":"'EnPI Table'!$AW$180","v":0},{"$f":"'EnPI Table'!$AW$192","v":0},{"$f":"'EnPI Table'!$AW$204","v":0},{"$f":"'EnPI Table'!$AW$216","v":0},{"$f":"'EnPI Table'!$AW$228","v":0},{"$f":"'EnPI Table'!$AW$240","v":0},{"$f":"'EnPI Table'!$AW$252","v":0},{"$f":"'EnPI Table'!$AW$264","v":0},{"$f":"'EnPI Table'!$AW$276","v":0},{"$f":"'EnPI Table'!$AW$288","v":0},{"$f":"'EnPI Table'!$AW$300","v":0}]
[null,null,null,null,null,null,null,null,null,null,null,null,null,null,null,{"$f":"'EnPI Table'!$AW$13","v":0},{"$f":"'EnPI Table'!$AW$25","v":0},{"$f":"'EnPI Table'!$AW$37","v":0},{"$f":"'EnPI Table'!$AW$49","v":0},{"$f":"'EnPI Table'!$AW$61","v":0},{"$f":"'EnPI Table'!$AW$73","v":0},{"$f":"'EnPI Table'!$AW$85","v":0},{"$f":"'EnPI Table'!$AW$97","v":0},{"$f":"'EnPI Table'!$AW$109","v":0},{"$f":"'EnPI Table'!$AW$121","v":0},{"$f":"'EnPI Table'!$AW$133","v":0},{"$f":"'EnPI Table'!$AW$145","v":0},{"$f":"'EnPI Table'!$AW$157","v":0},{"$f":"'EnPI Table'!$AW$169","v":0},{"$f":"'EnPI Table'!$AW$181","v":0},{"$f":"'EnPI Table'!$AW$193","v":0},{"$f":"'EnPI Table'!$AW$205","v":0},{"$f":"'EnPI Table'!$AW$217","v":0},{"$f":"'EnPI Table'!$AW$229","v":0},{"$f":"'EnPI Table'!$AW$241","v":0},{"$f":"'EnPI Table'!$AW$253","v":0},{"$f":"'EnPI Table'!$AW$265","v":0},{"$f":"'EnPI Table'!$AW$277","v":0},{"$f":"'EnPI Table'!$AW$289","v":0},{"$f":"'EnPI Table'!$AW$301","v":0}]
[null,null,null,null,null,null,null,null,null,null,null,null,null,null,null,{"$f":"'EnPI Table'!$AW$14","v":0},{"$f":"'EnPI Table'!$AW$26","v":0},{"$f":"'EnPI Table'!$AW$38","v":0},{"$f":"'EnPI Table'!$AW$50","v":0},{"$f":"'EnPI Table'!$AW$62","v":0},{"$f":"'EnPI Table'!$AW$74","v":0},{"$f":"'EnPI Table'!$AW$86","v":0},{"$f":"'EnPI Table'!$AW$98","v":0},{"$f":"'EnPI Table'!$AW$110","v":0},{"$f":"'EnPI Table'!$AW$122","v":0},{"$f":"'EnPI Table'!$AW$134","v":0},{"$f":"'EnPI Table'!$AW$146","v":0},{"$f":"'EnPI Table'!$AW$158","v":0},{"$f":"'EnPI Table'!$AW$170","v":0},{"$f":"'EnPI Table'!$AW$182","v":0},{"$f":"'EnPI Table'!$AW$194","v":0},{"$f":"'EnPI Table'!$AW$206","v":0},{"$f":"'EnPI Table'!$AW$218","v":0},{"$f":"'EnPI Table'!$AW$230","v":0},{"$f":"'EnPI Table'!$AW$242","v":0},{"$f":"'EnPI Table'!$AW$254","v":0},{"$f":"'EnPI Table'!$AW$266","v":0},{"$f":"'EnPI Table'!$AW$278","v":0},{"$f":"'EnPI Table'!$AW$290","v":0},{"$f":"'EnPI Table'!$AW$302","v":0}]
[null,null,null,null,null,null,null,null,null,null,null,null,null,null,null,{"$f":"'EnPI Table'!$AW$15","v":0},{"$f":"'EnPI Table'!$AW$27","v":0},{"$f":"'EnPI Table'!$AW$39","v":0},{"$f":"'EnPI Table'!$AW$51","v":0},{"$f":"'EnPI Table'!$AW$63","v":0},{"$f":"'EnPI Table'!$AW$75","v":0},{"$f":"'EnPI Table'!$AW$87","v":0},{"$f":"'EnPI Table'!$AW$99","v":0},{"$f":"'EnPI Table'!$AW$111","v":0},{"$f":"'EnPI Table'!$AW$123","v":0},{"$f":"'EnPI Table'!$AW$135","v":0},{"$f":"'EnPI Table'!$AW$147","v":0},{"$f":"'EnPI Table'!$AW$159","v":0},{"$f":"'EnPI Table'!$AW$171","v":0},{"$f":"'EnPI Table'!$AW$183","v":0},{"$f":"'EnPI Table'!$AW$195","v":0},{"$f":"'EnPI Table'!$AW$207","v":0},{"$f":"'EnPI Table'!$AW$219","v":0},{"$f":"'EnPI Table'!$AW$231","v":0},{"$f":"'EnPI Table'!$AW$243","v":0},{"$f":"'EnPI Table'!$AW$255","v":0},{"$f":"'EnPI Table'!$AW$267","v":0},{"$f":"'EnPI Table'!$AW$279","v":0},{"$f":"'EnPI Table'!$AW$291","v":0},{"$f":"'EnPI Table'!$AW$303","v":0}]
[null,null,null,null,null,null,null,null,null,null,null,null,null,null,null,{"$f":"'EnPI Table'!$AW$16","v":0},{"$f":"'EnPI Table'!$AW$28","v":0},{"$f":"'EnPI Table'!$AW$40","v":0},{"$f":"'EnPI Table'!$AW$52","v":0},{"$f":"'EnPI Table'!$AW$64","v":0},{"$f":"'EnPI Table'!$AW$76","v":0},{"$f":"'EnPI Table'!$AW$88","v":0},{"$f":"'EnPI Table'!$AW$100","v":0},{"$f":"'EnPI Table'!$AW$112","v":0},{"$f":"'EnPI Table'!$AW$124","v":0},{"$f":"'EnPI Table'!$AW$136","v":0},{"$f":"'EnPI Table'!$AW$148","v":0},{"$f":"'EnPI Table'!$AW$160","v":0},{"$f":"'EnPI Table'!$AW$172","v":0},{"$f":"'EnPI Table'!$AW$184","v":0},{"$f":"'EnPI Table'!$AW$196","v":0},{"$f":"'EnPI Table'!$AW$208","v":0},{"$f":"'EnPI Table'!$AW$220","v":0},{"$f":"'EnPI Table'!$AW$232","v":0},{"$f":"'EnPI Table'!$AW$244","v":0},{"$f":"'EnPI Table'!$AW$256","v":0},{"$f":"'EnPI Table'!$AW$268","v":0},{"$f":"'EnPI Table'!$AW$280","v":0},{"$f":"'EnPI Table'!$AW$292","v":0},{"$f":"'EnPI Table'!$AW$304","v":0}]
[null,null,null,null,null,null,null,null,null,null,null,null,null,null,null,{"$f":"'EnPI Table'!$AW$17","v":0},{"$f":"'EnPI Table'!$AW$29","v":0},{"$f":"'EnPI Table'!$AW$41","v":0},{"$f":"'EnPI Table'!$AW$53","v":0},{"$f":"'EnPI Table'!$AW$65","v":0},{"$f":"'EnPI Table'!$AW$77","v":0},{"$f":"'EnPI Table'!$AW$89","v":0},{"$f":"'EnPI Table'!$AW$101","v":0},{"$f":"'EnPI Table'!$AW$113","v":0},{"$f":"'EnPI Table'!$AW$125","v":0},{"$f":"'EnPI Table'!$AW$137","v":0},{"$f":"'EnPI Table'!$AW$149","v":0},{"$f":"'EnPI Table'!$AW$161","v":0},{"$f":"'EnPI Table'!$AW$173","v":0},{"$f":"'EnPI Table'!$AW$185","v":0},{"$f":"'EnPI Table'!$AW$197","v":0},{"$f":"'EnPI Table'!$AW$209","v":0},{"$f":"'EnPI Table'!$AW$221","v":0},{"$f":"'EnPI Table'!$AW$233","v":0},{"$f":"'EnPI Table'!$AW$245","v":0},{"$f":"'EnPI Table'!$AW$257","v":0},{"$f":"'EnPI Table'!$AW$269","v":0},{"$f":"'EnPI Table'!$AW$281","v":0},{"$f":"'EnPI Table'!$AW$293","v":0},{"$f":"'EnPI Table'!$AW$305","v":0}]
[null,null,null,null,null,null,null,null,null,null,null,null,null,null,null,{"$f":"'EnPI Table'!$AW$18","v":0},{"$f":"'EnPI Table'!$AW$30","v":0},{"$f":"'EnPI Table'!$AW$42","v":0},{"$f":"'EnPI Table'!$AW$54","v":0},{"$f":"'EnPI Table'!$AW$66","v":0},{"$f":"'EnPI Table'!$AW$78","v":0},{"$f":"'EnPI Table'!$AW$90","v":0},{"$f":"'EnPI Table'!$AW$102","v":0},{"$f":"'EnPI Table'!$AW$114","v":0},{"$f":"'EnPI Table'!$AW$126","v":0},{"$f":"'EnPI Table'!$AW$138","v":0},{"$f":"'EnPI Table'!$AW$150","v":0},{"$f":"'EnPI Table'!$AW$162","v":0},{"$f":"'EnPI Table'!$AW$174","v":0},{"$f":"'EnPI Table'!$AW$186","v":0},{"$f":"'EnPI Table'!$AW$198","v":0},{"$f":"'EnPI Table'!$AW$210","v":0},{"$f":"'EnPI Table'!$AW$222","v":0},{"$f":"'EnPI Table'!$AW$234","v":0},{"$f":"'EnPI Table'!$AW$246","v":0},{"$f":"'EnPI Table'!$AW$258","v":0},{"$f":"'EnPI Table'!$AW$270","v":0},{"$f":"'EnPI Table'!$AW$282","v":0},{"$f":"'EnPI Table'!$AW$294","v":0},{"$f":"'EnPI Table'!$AW$306","v":0}]
[null,null,null,null,null,null,null,null,null,null,null,null,null,null,null,{"$f":"'EnPI Table'!$AW$19","v":0},{"$f":"'EnPI Table'!$AW$31","v":0},{"$f":"'EnPI Table'!$AW$43","v":0},{"$f":"'EnPI Table'!$AW$55","v":0},{"$f":"'EnPI Table'!$AW$67","v":0},{"$f":"'EnPI Table'!$AW$79","v":0},{"$f":"'EnPI Table'!$AW$91","v":0},{"$f":"'EnPI Table'!$AW$103","v":0},{"$f":"'EnPI Table'!$AW$115","v":0},{"$f":"'EnPI Table'!$AW$127","v":0},{"$f":"'EnPI Table'!$AW$139","v":0},{"$f":"'EnPI Table'!$AW$151","v":0},{"$f":"'EnPI Table'!$AW$163","v":0},{"$f":"'EnPI Table'!$AW$175","v":0},{"$f":"'EnPI Table'!$AW$187","v":0},{"$f":"'EnPI Table'!$AW$199","v":0},{"$f":"'EnPI Table'!$AW$211","v":0},{"$f":"'EnPI Table'!$AW$223","v":0},{"$f":"'EnPI Table'!$AW$235","v":0},{"$f":"'EnPI Table'!$AW$247","v":0},{"$f":"'EnPI Table'!$AW$259","v":0},{"$f":"'EnPI Table'!$AW$271","v":0},{"$f":"'EnPI Table'!$AW$283","v":0},{"$f":"'EnPI Table'!$AW$295","v":0},{"$f":"'EnPI Table'!$AW$307","v":0}]
[null,null,null,null,null,null,null,null,null,null,null,null,null,null,null,{"$f":"'EnPI Table'!$AW$20","v":0},{"$f":"'EnPI Table'!$AW$32","v":0},{"$f":"'EnPI Table'!$AW$44","v":0},{"$f":"'EnPI Table'!$AW$56","v":0},{"$f":"'EnPI Table'!$AW$68","v":0},{"$f":"'EnPI Table'!$AW$80","v":0},{"$f":"'EnPI Table'!$AW$92","v":0},{"$f":"'EnPI Table'!$AW$104","v":0},{"$f":"'EnPI Table'!$AW$116","v":0},{"$f":"'EnPI Table'!$AW$128","v":0},{"$f":"'EnPI Table'!$AW$140","v":0},{"$f":"'EnPI Table'!$AW$152","v":0},{"$f":"'EnPI Table'!$AW$164","v":0},{"$f":"'EnPI Table'!$AW$176","v":0},{"$f":"'EnPI Table'!$AW$188","v":0},{"$f":"'EnPI Table'!$AW$200","v":0},{"$f":"'EnPI Table'!$AW$212","v":0},{"$f":"'EnPI Table'!$AW$224","v":0},{"$f":"'EnPI Table'!$AW$236","v":0},{"$f":"'EnPI Table'!$AW$248","v":0},{"$f":"'EnPI Table'!$AW$260","v":0},{"$f":"'EnPI Table'!$AW$272","v":0},{"$f":"'EnPI Table'!$AW$284","v":0},{"$f":"'EnPI Table'!$AW$296","v":0},{"$f":"'EnPI Table'!$AW$308","v":0}]
[null,null,null,null,null,null,null,null,null,null,null,null,null,null,null,{"$f":"'EnPI Table'!$AW$21","v":0},{"$f":"'EnPI Table'!$AW$33","v":0},{"$f":"'EnPI Table'!$AW$45","v":0},{"$f":"'EnPI Table'!$AW$57","v":0},{"$f":"'EnPI Table'!$AW$69","v":0},{"$f":"'EnPI Table'!$AW$81","v":0},{"$f":"'EnPI Table'!$AW$93","v":0},{"$f":"'EnPI Table'!$AW$105","v":0},{"$f":"'EnPI Table'!$AW$117","v":0},{"$f":"'EnPI Table'!$AW$129","v":0},{"$f":"'EnPI Table'!$AW$141","v":0},{"$f":"'EnPI Table'!$AW$153","v":0},{"$f":"'EnPI Table'!$AW$165","v":0},{"$f":"'EnPI Table'!$AW$177","v":0},{"$f":"'EnPI Table'!$AW$189","v":0},{"$f":"'EnPI Table'!$AW$201","v":0},{"$f":"'EnPI Table'!$AW$213","v":0},{"$f":"'EnPI Table'!$AW$225","v":0},{"$f":"'EnPI Table'!$AW$237","v":0},{"$f":"'EnPI Table'!$AW$249","v":0},{"$f":"'EnPI Table'!$AW$261","v":0},{"$f":"'EnPI Table'!$AW$273","v":0},{"$f":"'EnPI Table'!$AW$285","v":0},{"$f":"'EnPI Table'!$AW$297","v":0},{"$f":"'EnPI Table'!$AW$309","v":0}]
[]
[null,null,null,null,null,null,null,null,null,null,null,null,null,null,null,{"$f":"'EnPI Table'!$AZ$10","v":0},{"$f":"'EnPI Table'!$AZ$22","v":0},{"$f":"'EnPI Table'!$AZ$34","v":0},{"$f":"'EnPI Table'!$AZ$46","v":0},{"$f":"'EnPI Table'!$AZ$58","v":0},{"$f":"'EnPI Table'!$AZ$70","v":0},{"$f":"'EnPI Table'!$AZ$82","v":0},{"$f":"'EnPI Table'!$AZ$94","v":0},{"$f":"'EnPI Table'!$AZ$106","v":0},{"$f":"'EnPI Table'!$AZ$118","v":0},{"$f":"'EnPI Table'!$AZ$130","v":0},{"$f":"'EnPI Table'!$AZ$142","v":0},{"$f":"'EnPI Table'!$AZ$154","v":0},{"$f":"'EnPI Table'!$AZ$166","v":0},{"$f":"'EnPI Table'!$AZ$178","v":0},{"$f":"'EnPI Table'!$AZ$190","v":0},{"$f":"'EnPI Table'!$AZ$202","v":0},{"$f":"'EnPI Table'!$AZ$214","v":0},{"$f":"'EnPI Table'!$AZ$226","v":0},{"$f":"'EnPI Table'!$AZ$238","v":0},{"$f":"'EnPI Table'!$AZ$250","v":0},{"$f":"'EnPI Table'!$AZ$262","v":0},{"$f":"'EnPI Table'!$AZ$274","v":0},{"$f":"'EnPI Table'!$AZ$286","v":0},{"$f":"'EnPI Table'!$AZ$298","v":0}]
[null,null,null,null,null,null,null,null,null,null,null,null,null,null,null,{"$f":"'EnPI Table'!$AZ$11","v":0},{"$f":"'EnPI Table'!$AZ$23","v":0},{"$f":"'EnPI Table'!$AZ$35","v":0},{"$f":"'EnPI Table'!$AZ$47","v":0},{"$f":"'EnPI Table'!$AZ$59","v":0},{"$f":"'EnPI Table'!$AZ$71","v":0},{"$f":"'EnPI Table'!$AZ$83","v":0},{"$f":"'EnPI Table'!$AZ$95","v":0},{"$f":"'EnPI Table'!$AZ$107","v":0},{"$f":"'EnPI Table'!$AZ$119","v":0},{"$f":"'EnPI Table'!$AZ$131","v":0},{"$f":"'EnPI Table'!$AZ$143","v":0},{"$f":"'EnPI Table'!$AZ$155","v":0},{"$f":"'EnPI Table'!$AZ$167","v":0},{"$f":"'EnPI Table'!$AZ$179","v":0},{"$f":"'EnPI Table'!$AZ$191","v":0},{"$f":"'EnPI Table'!$AZ$203","v":0},{"$f":"'EnPI Table'!$AZ$215","v":0},{"$f":"'EnPI Table'!$AZ$227","v":0},{"$f":"'EnPI Table'!$AZ$239","v":0},{"$f":"'EnPI Table'!$AZ$251","v":0},{"$f":"'EnPI Table'!$AZ$263","v":0},{"$f":"'EnPI Table'!$AZ$275","v":0},{"$f":"'EnPI Table'!$AZ$287","v":0},{"$f":"'EnPI Table'!$AZ$299","v":0}]
[null,null,null,null,null,null,null,null,null,null,null,null,null,null,null,{"$f":"'EnPI Table'!$AZ$12","v":0},{"$f":"'EnPI Table'!$AZ$24","v":0},{"$f":"'EnPI Table'!$AZ$36","v":0},{"$f":"'EnPI Table'!$AZ$48","v":0},{"$f":"'EnPI Table'!$AZ$60","v":0},{"$f":"'EnPI Table'!$AZ$72","v":0},{"$f":"'EnPI Table'!$AZ$84","v":0},{"$f":"'EnPI Table'!$AZ$96","v":0},{"$f":"'EnPI Table'!$AZ$108","v":0},{"$f":"'EnPI Table'!$AZ$120","v":0},{"$f":"'EnPI Table'!$AZ$132","v":0},{"$f":"'EnPI Table'!$AZ$144","v":0},{"$f":"'EnPI Table'!$AZ$156","v":0},{"$f":"'EnPI Table'!$AZ$168","v":0},{"$f":"'EnPI Table'!$AZ$180","v":0},{"$f":"'EnPI Table'!$AZ$192","v":0},{"$f":"'EnPI Table'!$AZ$204","v":0},{"$f":"'EnPI Table'!$AZ$216","v":0},{"$f":"'EnPI Table'!$AZ$228","v":0},{"$f":"'EnPI Table'!$AZ$240","v":0},{"$f":"'EnPI Table'!$AZ$252","v":0},{"$f":"'EnPI Table'!$AZ$264","v":0},{"$f":"'EnPI Table'!$AZ$276","v":0},{"$f":"'EnPI Table'!$AZ$288","v":0},{"$f":"'EnPI Table'!$AZ$300","v":0}]
[null,null,null,null,null,null,null,null,null,null,null,null,null,null,null,{"$f":"'EnPI Table'!$AZ$13","v":0},{"$f":"'EnPI Table'!$AZ$25","v":0},{"$f":"'EnPI Table'!$AZ$37","v":0},{"$f":"'EnPI Table'!$AZ$49","v":0},{"$f":"'EnPI Table'!$AZ$61","v":0},{"$f":"'EnPI Table'!$AZ$73","v":0},{"$f":"'EnPI Table'!$AZ$85","v":0},{"$f":"'EnPI Table'!$AZ$97","v":0},{"$f":"'EnPI Table'!$AZ$109","v":0},{"$f":"'EnPI Table'!$AZ$121","v":0},{"$f":"'EnPI Table'!$AZ$133","v":0},{"$f":"'EnPI Table'!$AZ$145","v":0},{"$f":"'EnPI Table'!$AZ$157","v":0},{"$f":"'EnPI Table'!$AZ$169","v":0},{"$f":"'EnPI Table'!$AZ$181","v":0},{"$f":"'EnPI Table'!$AZ$193","v":0},{"$f":"'EnPI Table'!$AZ$205","v":0},{"$f":"'EnPI Table'!$AZ$217","v":0},{"$f":"'EnPI Table'!$AZ$229","v":0},{"$f":"'EnPI Table'!$AZ$241","v":0},{"$f":"'EnPI Table'!$AZ$253","v":0},{"$f":"'EnPI Table'!$AZ$265","v":0},{"$f":"'EnPI Table'!$AZ$277","v":0},{"$f":"'EnPI Table'!$AZ$289","v":0},{"$f":"'EnPI Table'!$AZ$301","v":0}]
[null,null,null,null,null,null,null,null,null,null,null,null,null,null,null,{"$f":"'EnPI Table'!$AZ$14","v":0},{"$f":"'EnPI Table'!$AZ$26","v":0},{"$f":"'EnPI Table'!$AZ$38","v":0},{"$f":"'EnPI Table'!$AZ$50","v":0},{"$f":"'EnPI Table'!$AZ$62","v":0},{"$f":"'EnPI Table'!$AZ$74","v":0},{"$f":"'EnPI Table'!$AZ$86","v":0},{"$f":"'EnPI Table'!$AZ$98","v":0},{"$f":"'EnPI Table'!$AZ$110","v":0},{"$f":"'EnPI Table'!$AZ$122","v":0},{"$f":"'EnPI Table'!$AZ$134","v":0},{"$f":"'EnPI Table'!$AZ$146","v":0},{"$f":"'EnPI Table'!$AZ$158","v":0},{"$f":"'EnPI Table'!$AZ$170","v":0},{"$f":"'EnPI Table'!$AZ$182","v":0},{"$f":"'EnPI Table'!$AZ$194","v":0},{"$f":"'EnPI Table'!$AZ$206","v":0},{"$f":"'EnPI Table'!$AZ$218","v":0},{"$f":"'EnPI Table'!$AZ$230","v":0},{"$f":"'EnPI Table'!$AZ$242","v":0},{"$f":"'EnPI Table'!$AZ$254","v":0},{"$f":"'EnPI Table'!$AZ$266","v":0},{"$f":"'EnPI Table'!$AZ$278","v":0},{"$f":"'EnPI Table'!$AZ$290","v":0},{"$f":"'EnPI Table'!$AZ$302","v":0}]
[null,null,null,null,null,null,null,null,null,null,null,null,null,null,null,{"$f":"'EnPI Table'!$AZ$15","v":0},{"$f":"'EnPI Table'!$AZ$27","v":0},{"$f":"'EnPI Table'!$AZ$39","v":0},{"$f":"'EnPI Table'!$AZ$51","v":0},{"$f":"'EnPI Table'!$AZ$63","v":0},{"$f":"'EnPI Table'!$AZ$75","v":0},{"$f":"'EnPI Table'!$AZ$87","v":0},{"$f":"'EnPI Table'!$AZ$99","v":0},{"$f":"'EnPI Table'!$AZ$111","v":0},{"$f":"'EnPI Table'!$AZ$123","v":0},{"$f":"'EnPI Table'!$AZ$135","v":0},{"$f":"'EnPI Table'!$AZ$147","v":0},{"$f":"'EnPI Table'!$AZ$159","v":0},{"$f":"'EnPI Table'!$AZ$171","v":0},{"$f":"'EnPI Table'!$AZ$183","v":0},{"$f":"'EnPI Table'!$AZ$195","v":0},{"$f":"'EnPI Table'!$AZ$207","v":0},{"$f":"'EnPI Table'!$AZ$219","v":0},{"$f":"'EnPI Table'!$AZ$231","v":0},{"$f":"'EnPI Table'!$AZ$243","v":0},{"$f":"'EnPI Table'!$AZ$255","v":0},{"$f":"'EnPI Table'!$AZ$267","v":0},{"$f":"'EnPI Table'!$AZ$279","v":0},{"$f":"'EnPI Table'!$AZ$291","v":0},{"$f":"'EnPI Table'!$AZ$303","v":0}]
[null,null,null,null,null,null,null,null,null,null,null,null,null,null,null,{"$f":"'EnPI Table'!$AZ$16","v":0},{"$f":"'EnPI Table'!$AZ$28","v":0},{"$f":"'EnPI Table'!$AZ$40","v":0},{"$f":"'EnPI Table'!$AZ$52","v":0},{"$f":"'EnPI Table'!$AZ$64","v":0},{"$f":"'EnPI Table'!$AZ$76","v":0},{"$f":"'EnPI Table'!$AZ$88","v":0},{"$f":"'EnPI Table'!$AZ$100","v":0},{"$f":"'EnPI Table'!$AZ$112","v":0},{"$f":"'EnPI Table'!$AZ$124","v":0},{"$f":"'EnPI Table'!$AZ$136","v":0},{"$f":"'EnPI Table'!$AZ$148","v":0},{"$f":"'EnPI Table'!$AZ$160","v":0},{"$f":"'EnPI Table'!$AZ$172","v":0},{"$f":"'EnPI Table'!$AZ$184","v":0},{"$f":"'EnPI Table'!$AZ$196","v":0},{"$f":"'EnPI Table'!$AZ$208","v":0},{"$f":"'EnPI Table'!$AZ$220","v":0},{"$f":"'EnPI Table'!$AZ$232","v":0},{"$f":"'EnPI Table'!$AZ$244","v":0},{"$f":"'EnPI Table'!$AZ$256","v":0},{"$f":"'EnPI Table'!$AZ$268","v":0},{"$f":"'EnPI Table'!$AZ$280","v":0},{"$f":"'EnPI Table'!$AZ$292","v":0},{"$f":"'EnPI Table'!$AZ$304","v":0}]
[null,null,null,null,null,null,null,null,null,null,null,null,null,null,null,{"$f":"'EnPI Table'!$AZ$17","v":0},{"$f":"'EnPI Table'!$AZ$29","v":0},{"$f":"'EnPI Table'!$AZ$41","v":0},{"$f":"'EnPI Table'!$AZ$53","v":0},{"$f":"'EnPI Table'!$AZ$65","v":0},{"$f":"'EnPI Table'!$AZ$77","v":0},{"$f":"'EnPI Table'!$AZ$89","v":0},{"$f":"'EnPI Table'!$AZ$101","v":0},{"$f":"'EnPI Table'!$AZ$113","v":0},{"$f":"'EnPI Table'!$AZ$125","v":0},{"$f":"'EnPI Table'!$AZ$137","v":0},{"$f":"'EnPI Table'!$AZ$149","v":0},{"$f":"'EnPI Table'!$AZ$161","v":0},{"$f":"'EnPI Table'!$AZ$173","v":0},{"$f":"'EnPI Table'!$AZ$185","v":0},{"$f":"'EnPI Table'!$AZ$197","v":0},{"$f":"'EnPI Table'!$AZ$209","v":0},{"$f":"'EnPI Table'!$AZ$221","v":0},{"$f":"'EnPI Table'!$AZ$233","v":0},{"$f":"'EnPI Table'!$AZ$245","v":0},{"$f":"'EnPI Table'!$AZ$257","v":0},{"$f":"'EnPI Table'!$AZ$269","v":0},{"$f":"'EnPI Table'!$AZ$281","v":0},{"$f":"'EnPI Table'!$AZ$293","v":0},{"$f":"'EnPI Table'!$AZ$305","v":0}]
[null,null,null,null,null,null,null,null,null,null,null,null,null,null,null,{"$f":"'EnPI Table'!$AZ$18","v":0},{"$f":"'EnPI Table'!$AZ$30","v":0},{"$f":"'EnPI Table'!$AZ$42","v":0},{"$f":"'EnPI Table'!$AZ$54","v":0},{"$f":"'EnPI Table'!$AZ$66","v":0},{"$f":"'EnPI Table'!$AZ$78","v":0},{"$f":"'EnPI Table'!$AZ$90","v":0},{"$f":"'EnPI Table'!$AZ$102","v":0},{"$f":"'EnPI Table'!$AZ$114","v":0},{"$f":"'EnPI Table'!$AZ$126","v":0},{"$f":"'EnPI Table'!$AZ$138","v":0},{"$f":"'EnPI Table'!$AZ$150","v":0},{"$f":"'EnPI Table'!$AZ$162","v":0},{"$f":"'EnPI Table'!$AZ$174","v":0},{"$f":"'EnPI Table'!$AZ$186","v":0},{"$f":"'EnPI Table'!$AZ$198","v":0},{"$f":"'EnPI Table'!$AZ$210","v":0},{"$f":"'EnPI Table'!$AZ$222","v":0},{"$f":"'EnPI Table'!$AZ$234","v":0},{"$f":"'EnPI Table'!$AZ$246","v":0},{"$f":"'EnPI Table'!$AZ$258","v":0},{"$f":"'EnPI Table'!$AZ$270","v":0},{"$f":"'EnPI Table'!$AZ$282","v":0},{"$f":"'EnPI Table'!$AZ$294","v":0},{"$f":"'EnPI Table'!$AZ$306","v":0}]
[null,null,null,null,null,null,null,null,null,null,null,null,null,null,null,{"$f":"'EnPI Table'!$AZ$19","v":0},{"$f":"'EnPI Table'!$AZ$31","v":0},{"$f":"'EnPI Table'!$AZ$43","v":0},{"$f":"'EnPI Table'!$AZ$55","v":0},{"$f":"'EnPI Table'!$AZ$67","v":0},{"$f":"'EnPI Table'!$AZ$79","v":0},{"$f":"'EnPI Table'!$AZ$91","v":0},{"$f":"'EnPI Table'!$AZ$103","v":0},{"$f":"'EnPI Table'!$AZ$115","v":0},{"$f":"'EnPI Table'!$AZ$127","v":0},{"$f":"'EnPI Table'!$AZ$139","v":0},{"$f":"'EnPI Table'!$AZ$151","v":0},{"$f":"'EnPI Table'!$AZ$163","v":0},{"$f":"'EnPI Table'!$AZ$175","v":0},{"$f":"'EnPI Table'!$AZ$187","v":0},{"$f":"'EnPI Table'!$AZ$199","v":0},{"$f":"'EnPI Table'!$AZ$211","v":0},{"$f":"'EnPI Table'!$AZ$223","v":0},{"$f":"'EnPI Table'!$AZ$235","v":0},{"$f":"'EnPI Table'!$AZ$247","v":0},{"$f":"'EnPI Table'!$AZ$259","v":0},{"$f":"'EnPI Table'!$AZ$271","v":0},{"$f":"'EnPI Table'!$AZ$283","v":0},{"$f":"'EnPI Table'!$AZ$295","v":0},{"$f":"'EnPI Table'!$AZ$307","v":0}]
[null,null,null,null,null,null,null,null,null,null,null,null,null,null,null,{"$f":"'EnPI Table'!$AZ$20","v":0},{"$f":"'EnPI Table'!$AZ$32","v":0},{"$f":"'EnPI Table'!$AZ$44","v":0},{"$f":"'EnPI Table'!$AZ$56","v":0},{"$f":"'EnPI Table'!$AZ$68","v":0},{"$f":"'EnPI Table'!$AZ$80","v":0},{"$f":"'EnPI Table'!$AZ$92","v":0},{"$f":"'EnPI Table'!$AZ$104","v":0},{"$f":"'EnPI Table'!$AZ$116","v":0},{"$f":"'EnPI Table'!$AZ$128","v":0},{"$f":"'EnPI Table'!$AZ$140","v":0},{"$f":"'EnPI Table'!$AZ$152","v":0},{"$f":"'EnPI Table'!$AZ$164","v":0},{"$f":"'EnPI Table'!$AZ$176","v":0},{"$f":"'EnPI Table'!$AZ$188","v":0},{"$f":"'EnPI Table'!$AZ$200","v":0},{"$f":"'EnPI Table'!$AZ$212","v":0},{"$f":"'EnPI Table'!$AZ$224","v":0},{"$f":"'EnPI Table'!$AZ$236","v":0},{"$f":"'EnPI Table'!$AZ$248","v":0},{"$f":"'EnPI Table'!$AZ$260","v":0},{"$f":"'EnPI Table'!$AZ$272","v":0},{"$f":"'EnPI Table'!$AZ$284","v":0},{"$f":"'EnPI Table'!$AZ$296","v":0},{"$f":"'EnPI Table'!$AZ$308","v":0}]
[null,null,null,null,null,null,null,null,null,null,null,null,null,null,null,{"$f":"'EnPI Table'!$AZ$21","v":0},{"$f":"'EnPI Table'!$AZ$33","v":0},{"$f":"'EnPI Table'!$AZ$45","v":0},{"$f":"'EnPI Table'!$AZ$57","v":0},{"$f":"'EnPI Table'!$AZ$69","v":0},{"$f":"'EnPI Table'!$AZ$81","v":0},{"$f":"'EnPI Table'!$AZ$93","v":0},{"$f":"'EnPI Table'!$AZ$105","v":0},{"$f":"'EnPI Table'!$AZ$117","v":0},{"$f":"'EnPI Table'!$AZ$129","v":0},{"$f":"'EnPI Table'!$AZ$141","v":0},{"$f":"'EnPI Table'!$AZ$153","v":0},{"$f":"'EnPI Table'!$AZ$165","v":0},{"$f":"'EnPI Table'!$AZ$177","v":0},{"$f":"'EnPI Table'!$AZ$189","v":0},{"$f":"'EnPI Table'!$AZ$201","v":0},{"$f":"'EnPI Table'!$AZ$213","v":0},{"$f":"'EnPI Table'!$AZ$225","v":0},{"$f":"'EnPI Table'!$AZ$237","v":0},{"$f":"'EnPI Table'!$AZ$249","v":0},{"$f":"'EnPI Table'!$AZ$261","v":0},{"$f":"'EnPI Table'!$AZ$273","v":0},{"$f":"'EnPI Table'!$AZ$285","v":0},{"$f":"'EnPI Table'!$AZ$297","v":0},{"$f":"'EnPI Table'!$AZ$309","v":0}]
[]
[null,null,null,null,null,null,null,null,null,null,null,null,null,null,null,{"$f":"'EnPI Table'!$AY$10","v":0},{"$f":"'EnPI Table'!$AY$22","v":0},{"$f":"'EnPI Table'!$AY$34","v":0},{"$f":"'EnPI Table'!$AY$46","v":0},{"$f":"'EnPI Table'!$AY$58","v":0},{"$f":"'EnPI Table'!$AY$70","v":0},{"$f":"'EnPI Table'!$AY$82","v":0},{"$f":"'EnPI Table'!$AY$94","v":0},{"$f":"'EnPI Table'!$AY$106","v":0},{"$f":"'EnPI Table'!$AY$118","v":0},{"$f":"'EnPI Table'!$AY$130","v":0},{"$f":"'EnPI Table'!$AY$142","v":0},{"$f":"'EnPI Table'!$AY$154","v":0},{"$f":"'EnPI Table'!$AY$166","v":0},{"$f":"'EnPI Table'!$AY$178","v":0},{"$f":"'EnPI Table'!$AY$190","v":0},{"$f":"'EnPI Table'!$AY$202","v":0},{"$f":"'EnPI Table'!$AY$214","v":0},{"$f":"'EnPI Table'!$AY$226","v":0},{"$f":"'EnPI Table'!$AY$238","v":0},{"$f":"'EnPI Table'!$AY$250","v":0},{"$f":"'EnPI Table'!$AY$262","v":0},{"$f":"'EnPI Table'!$AY$274","v":0},{"$f":"'EnPI Table'!$AY$286","v":0},{"$f":"'EnPI Table'!$AY$298","v":0}]
[null,null,null,null,null,null,null,null,null,null,null,null,null,null,null,{"$f":"'EnPI Table'!$AY$11","v":0},{"$f":"'EnPI Table'!$AY$23","v":0},{"$f":"'EnPI Table'!$AY$35","v":0},{"$f":"'EnPI Table'!$AY$47","v":0},{"$f":"'EnPI Table'!$AY$59","v":0},{"$f":"'EnPI Table'!$AY$71","v":0},{"$f":"'EnPI Table'!$AY$83","v":0},{"$f":"'EnPI Table'!$AY$95","v":0},{"$f":"'EnPI Table'!$AY$107","v":0},{"$f":"'EnPI Table'!$AY$119","v":0},{"$f":"'EnPI Table'!$AY$131","v":0},{"$f":"'EnPI Table'!$AY$143","v":0},{"$f":"'EnPI Table'!$AY$155","v":0},{"$f":"'EnPI Table'!$AY$167","v":0},{"$f":"'EnPI Table'!$AY$179","v":0},{"$f":"'EnPI Table'!$AY$191","v":0},{"$f":"'EnPI Table'!$AY$203","v":0},{"$f":"'EnPI Table'!$AY$215","v":0},{"$f":"'EnPI Table'!$AY$227","v":0},{"$f":"'EnPI Table'!$AY$239","v":0},{"$f":"'EnPI Table'!$AY$251","v":0},{"$f":"'EnPI Table'!$AY$263","v":0},{"$f":"'EnPI Table'!$AY$275","v":0},{"$f":"'EnPI Table'!$AY$287","v":0},{"$f":"'EnPI Table'!$AY$299","v":0}]
[null,null,null,null,null,null,null,null,null,null,null,null,null,null,null,{"$f":"'EnPI Table'!$AY$12","v":0},{"$f":"'EnPI Table'!$AY$24","v":0},{"$f":"'EnPI Table'!$AY$36","v":0},{"$f":"'EnPI Table'!$AY$48","v":0},{"$f":"'EnPI Table'!$AY$60","v":0},{"$f":"'EnPI Table'!$AY$72","v":0},{"$f":"'EnPI Table'!$AY$84","v":0},{"$f":"'EnPI Table'!$AY$96","v":0},{"$f":"'EnPI Table'!$AY$108","v":0},{"$f":"'EnPI Table'!$AY$120","v":0},{"$f":"'EnPI Table'!$AY$132","v":0},{"$f":"'EnPI Table'!$AY$144","v":0},{"$f":"'EnPI Table'!$AY$156","v":0},{"$f":"'EnPI Table'!$AY$168","v":0},{"$f":"'EnPI Table'!$AY$180","v":0},{"$f":"'EnPI Table'!$AY$192","v":0},{"$f":"'EnPI Table'!$AY$204","v":0},{"$f":"'EnPI Table'!$AY$216","v":0},{"$f":"'EnPI Table'!$AY$228","v":0},{"$f":"'EnPI Table'!$AY$240","v":0},{"$f":"'EnPI Table'!$AY$252","v":0},{"$f":"'EnPI Table'!$AY$264","v":0},{"$f":"'EnPI Table'!$AY$276","v":0},{"$f":"'EnPI Table'!$AY$288","v":0},{"$f":"'EnPI Table'!$AY$300","v":0}]
[null,null,null,null,null,null,null,null,null,null,null,null,null,null,null,{"$f":"'EnPI Table'!$AY$13","v":0},{"$f":"'EnPI Table'!$AY$25","v":0},{"$f":"'EnPI Table'!$AY$37","v":0},{"$f":"'EnPI Table'!$AY$49","v":0},{"$f":"'EnPI Table'!$AY$61","v":0},{"$f":"'EnPI Table'!$AY$73","v":0},{"$f":"'EnPI Table'!$AY$85","v":0},{"$f":"'EnPI Table'!$AY$97","v":0},{"$f":"'EnPI Table'!$AY$109","v":0},{"$f":"'EnPI Table'!$AY$121","v":0},{"$f":"'EnPI Table'!$AY$133","v":0},{"$f":"'EnPI Table'!$AY$145","v":0},{"$f":"'EnPI Table'!$AY$157","v":0},{"$f":"'EnPI Table'!$AY$169","v":0},{"$f":"'EnPI Table'!$AY$181","v":0},{"$f":"'EnPI Table'!$AY$193","v":0},{"$f":"'EnPI Table'!$AY$205","v":0},{"$f":"'EnPI Table'!$AY$217","v":0},{"$f":"'EnPI Table'!$AY$229","v":0},{"$f":"'EnPI Table'!$AY$241","v":0},{"$f":"'EnPI Table'!$AY$253","v":0},{"$f":"'EnPI Table'!$AY$265","v":0},{"$f":"'EnPI Table'!$AY$277","v":0},{"$f":"'EnPI Table'!$AY$289","v":0},{"$f":"'EnPI Table'!$AY$301","v":0}]
[null,null,null,null,null,null,null,null,null,null,null,null,null,null,null,{"$f":"'EnPI Table'!$AY$14","v":0},{"$f":"'EnPI Table'!$AY$26","v":0},{"$f":"'EnPI Table'!$AY$38","v":0},{"$f":"'EnPI Table'!$AY$50","v":0},{"$f":"'EnPI Table'!$AY$62","v":0},{"$f":"'EnPI Table'!$AY$74","v":0},{"$f":"'EnPI Table'!$AY$86","v":0},{"$f":"'EnPI Table'!$AY$98","v":0},{"$f":"'EnPI Table'!$AY$110","v":0},{"$f":"'EnPI Table'!$AY$122","v":0},{"$f":"'EnPI Table'!$AY$134","v":0},{"$f":"'EnPI Table'!$AY$146","v":0},{"$f":"'EnPI Table'!$AY$158","v":0},{"$f":"'EnPI Table'!$AY$170","v":0},{"$f":"'EnPI Table'!$AY$182","v":0},{"$f":"'EnPI Table'!$AY$194","v":0},{"$f":"'EnPI Table'!$AY$206","v":0},{"$f":"'EnPI Table'!$AY$218","v":0},{"$f":"'EnPI Table'!$AY$230","v":0},{"$f":"'EnPI Table'!$AY$242","v":0},{"$f":"'EnPI Table'!$AY$254","v":0},{"$f":"'EnPI Table'!$AY$266","v":0},{"$f":"'EnPI Table'!$AY$278","v":0},{"$f":"'EnPI Table'!$AY$290","v":0},{"$f":"'EnPI Table'!$AY$302","v":0}]
[null,null,null,null,null,null,null,null,null,null,null,null,null,null,null,{"$f":"'EnPI Table'!$AY$15","v":0},{"$f":"'EnPI Table'!$AY$27","v":0},{"$f":"'EnPI Table'!$AY$39","v":0},{"$f":"'EnPI Table'!$AY$51","v":0},{"$f":"'EnPI Table'!$AY$63","v":0},{"$f":"'EnPI Table'!$AY$75","v":0},{"$f":"'EnPI Table'!$AY$87","v":0},{"$f":"'EnPI Table'!$AY$99","v":0},{"$f":"'EnPI Table'!$AY$111","v":0},{"$f":"'EnPI Table'!$AY$123","v":0},{"$f":"'EnPI Table'!$AY$135","v":0},{"$f":"'EnPI Table'!$AY$147","v":0},{"$f":"'EnPI Table'!$AY$159","v":0},{"$f":"'EnPI Table'!$AY$171","v":0},{"$f":"'EnPI Table'!$AY$183","v":0},{"$f":"'EnPI Table'!$AY$195","v":0},{"$f":"'EnPI Table'!$AY$207","v":0},{"$f":"'EnPI Table'!$AY$219","v":0},{"$f":"'EnPI Table'!$AY$231","v":0},{"$f":"'EnPI Table'!$AY$243","v":0},{"$f":"'EnPI Table'!$AY$255","v":0},{"$f":"'EnPI Table'!$AY$267","v":0},{"$f":"'EnPI Table'!$AY$279","v":0},{"$f":"'EnPI Table'!$AY$291","v":0},{"$f":"'EnPI Table'!$AY$303","v":0}]
[null,null,null,null,null,null,null,null,null,null,null,null,null,null,null,{"$f":"'EnPI Table'!$AY$16","v":0},{"$f":"'EnPI Table'!$AY$28","v":0},{"$f":"'EnPI Table'!$AY$40","v":0},{"$f":"'EnPI Table'!$AY$52","v":0},{"$f":"'EnPI Table'!$AY$64","v":0},{"$f":"'EnPI Table'!$AY$76","v":0},{"$f":"'EnPI Table'!$AY$88","v":0},{"$f":"'EnPI Table'!$AY$100","v":0},{"$f":"'EnPI Table'!$AY$112","v":0},{"$f":"'EnPI Table'!$AY$124","v":0},{"$f":"'EnPI Table'!$AY$136","v":0},{"$f":"'EnPI Table'!$AY$148","v":0},{"$f":"'EnPI Table'!$AY$160","v":0},{"$f":"'EnPI Table'!$AY$172","v":0},{"$f":"'EnPI Table'!$AY$184","v":0},{"$f":"'EnPI Table'!$AY$196","v":0},{"$f":"'EnPI Table'!$AY$208","v":0},{"$f":"'EnPI Table'!$AY$220","v":0},{"$f":"'EnPI Table'!$AY$232","v":0},{"$f":"'EnPI Table'!$AY$244","v":0},{"$f":"'EnPI Table'!$AY$256","v":0},{"$f":"'EnPI Table'!$AY$268","v":0},{"$f":"'EnPI Table'!$AY$280","v":0},{"$f":"'EnPI Table'!$AY$292","v":0},{"$f":"'EnPI Table'!$AY$304","v":0}]
[null,null,null,null,null,null,null,null,null,null,null,null,null,null,null,{"$f":"'EnPI Table'!$AY$17","v":0},{"$f":"'EnPI Table'!$AY$29","v":0},{"$f":"'EnPI Table'!$AY$41","v":0},{"$f":"'EnPI Table'!$AY$53","v":0},{"$f":"'EnPI Table'!$AY$65","v":0},{"$f":"'EnPI Table'!$AY$77","v":0},{"$f":"'EnPI Table'!$AY$89","v":0},{"$f":"'EnPI Table'!$AY$101","v":0},{"$f":"'EnPI Table'!$AY$113","v":0},{"$f":"'EnPI Table'!$AY$125","v":0},{"$f":"'EnPI Table'!$AY$137","v":0},{"$f":"'EnPI Table'!$AY$149","v":0},{"$f":"'EnPI Table'!$AY$161","v":0},{"$f":"'EnPI Table'!$AY$173","v":0},{"$f":"'EnPI Table'!$AY$185","v":0},{"$f":"'EnPI Table'!$AY$197","v":0},{"$f":"'EnPI Table'!$AY$209","v":0},{"$f":"'EnPI Table'!$AY$221","v":0},{"$f":"'EnPI Table'!$AY$233","v":0},{"$f":"'EnPI Table'!$AY$245","v":0},{"$f":"'EnPI Table'!$AY$257","v":0},{"$f":"'EnPI Table'!$AY$269","v":0},{"$f":"'EnPI Table'!$AY$281","v":0},{"$f":"'EnPI Table'!$AY$293","v":0},{"$f":"'EnPI Table'!$AY$305","v":0}]
[null,null,null,null,null,null,null,null,null,null,null,null,null,null,null,{"$f":"'EnPI Table'!$AY$18","v":0},{"$f":"'EnPI Table'!$AY$30","v":0},{"$f":"'EnPI Table'!$AY$42","v":0},{"$f":"'EnPI Table'!$AY$54","v":0},{"$f":"'EnPI Table'!$AY$66","v":0},{"$f":"'EnPI Table'!$AY$78","v":0},{"$f":"'EnPI Table'!$AY$90","v":0},{"$f":"'EnPI Table'!$AY$102","v":0},{"$f":"'EnPI Table'!$AY$114","v":0},{"$f":"'EnPI Table'!$AY$126","v":0},{"$f":"'EnPI Table'!$AY$138","v":0},{"$f":"'EnPI Table'!$AY$150","v":0},{"$f":"'EnPI Table'!$AY$162","v":0},{"$f":"'EnPI Table'!$AY$174","v":0},{"$f":"'EnPI Table'!$AY$186","v":0},{"$f":"'EnPI Table'!$AY$198","v":0},{"$f":"'EnPI Table'!$AY$210","v":0},{"$f":"'EnPI Table'!$AY$222","v":0},{"$f":"'EnPI Table'!$AY$234","v":0},{"$f":"'EnPI Table'!$AY$246","v":0},{"$f":"'EnPI Table'!$AY$258","v":0},{"$f":"'EnPI Table'!$AY$270","v":0},{"$f":"'EnPI Table'!$AY$282","v":0},{"$f":"'EnPI Table'!$AY$294","v":0},{"$f":"'EnPI Table'!$AY$306","v":0}]
[null,null,null,null,null,null,null,null,null,null,null,null,null,null,null,{"$f":"'EnPI Table'!$AY$19","v":0},{"$f":"'EnPI Table'!$AY$31","v":0},{"$f":"'EnPI Table'!$AY$43","v":0},{"$f":"'EnPI Table'!$AY$55","v":0},{"$f":"'EnPI Table'!$AY$67","v":0},{"$f":"'EnPI Table'!$AY$79","v":0},{"$f":"'EnPI Table'!$AY$91","v":0},{"$f":"'EnPI Table'!$AY$103","v":0},{"$f":"'EnPI Table'!$AY$115","v":0},{"$f":"'EnPI Table'!$AY$127","v":0},{"$f":"'EnPI Table'!$AY$139","v":0},{"$f":"'EnPI Table'!$AY$151","v":0},{"$f":"'EnPI Table'!$AY$163","v":0},{"$f":"'EnPI Table'!$AY$175","v":0},{"$f":"'EnPI Table'!$AY$187","v":0},{"$f":"'EnPI Table'!$AY$199","v":0},{"$f":"'EnPI Table'!$AY$211","v":0},{"$f":"'EnPI Table'!$AY$223","v":0},{"$f":"'EnPI Table'!$AY$235","v":0},{"$f":"'EnPI Table'!$AY$247","v":0},{"$f":"'EnPI Table'!$AY$259","v":0},{"$f":"'EnPI Table'!$AY$271","v":0},{"$f":"'EnPI Table'!$AY$283","v":0},{"$f":"'EnPI Table'!$AY$295","v":0},{"$f":"'EnPI Table'!$AY$307","v":0}]
[null,null,null,null,null,null,null,null,null,null,null,null,null,null,null,{"$f":"'EnPI Table'!$AY$20","v":0},{"$f":"'EnPI Table'!$AY$32","v":0},{"$f":"'EnPI Table'!$AY$44","v":0},{"$f":"'EnPI Table'!$AY$56","v":0},{"$f":"'EnPI Table'!$AY$68","v":0},{"$f":"'EnPI Table'!$AY$80","v":0},{"$f":"'EnPI Table'!$AY$92","v":0},{"$f":"'EnPI Table'!$AY$104","v":0},{"$f":"'EnPI Table'!$AY$116","v":0},{"$f":"'EnPI Table'!$AY$128","v":0},{"$f":"'EnPI Table'!$AY$140","v":0},{"$f":"'EnPI Table'!$AY$152","v":0},{"$f":"'EnPI Table'!$AY$164","v":0},{"$f":"'EnPI Table'!$AY$176","v":0},{"$f":"'EnPI Table'!$AY$188","v":0},{"$f":"'EnPI Table'!$AY$200","v":0},{"$f":"'EnPI Table'!$AY$212","v":0},{"$f":"'EnPI Table'!$AY$224","v":0},{"$f":"'EnPI Table'!$AY$236","v":0},{"$f":"'EnPI Table'!$AY$248","v":0},{"$f":"'EnPI Table'!$AY$260","v":0},{"$f":"'EnPI Table'!$AY$272","v":0},{"$f":"'EnPI Table'!$AY$284","v":0},{"$f":"'EnPI Table'!$AY$296","v":0},{"$f":"'EnPI Table'!$AY$308","v":0}]
[null,null,null,null,null,null,null,null,null,null,null,null,null,null,null,{"$f":"'EnPI Table'!$AY$21","v":0},{"$f":"'EnPI Table'!$AY$33","v":0},{"$f":"'EnPI Table'!$AY$45","v":0},{"$f":"'EnPI Table'!$AY$57","v":0},{"$f":"'EnPI Table'!$AY$69","v":0},{"$f":"'EnPI Table'!$AY$81","v":0},{"$f":"'EnPI Table'!$AY$93","v":0},{"$f":"'EnPI Table'!$AY$105","v":0},{"$f":"'EnPI Table'!$AY$117","v":0},{"$f":"'EnPI Table'!$AY$129","v":0},{"$f":"'EnPI Table'!$AY$141","v":0},{"$f":"'EnPI Table'!$AY$153","v":0},{"$f":"'EnPI Table'!$AY$165","v":0},{"$f":"'EnPI Table'!$AY$177","v":0},{"$f":"'EnPI Table'!$AY$189","v":0},{"$f":"'EnPI Table'!$AY$201","v":0},{"$f":"'EnPI Table'!$AY$213","v":0},{"$f":"'EnPI Table'!$AY$225","v":0},{"$f":"'EnPI Table'!$AY$237","v":0},{"$f":"'EnPI Table'!$AY$249","v":0},{"$f":"'EnPI Table'!$AY$261","v":0},{"$f":"'EnPI Table'!$AY$273","v":0},{"$f":"'EnPI Table'!$AY$285","v":0},{"$f":"'EnPI Table'!$AY$297","v":0},{"$f":"'EnPI Table'!$AY$309","v":0}]
[]
[null,null,null,null,null,null,null,null,null,null,null,null,null,null,null,{"$f":"'EnPI Table'!$BB$10","v":0},{"$f":"'EnPI Table'!$BB$22","v":0},{"$f":"'EnPI Table'!$BB$34","v":0},{"$f":"'EnPI Table'!$BB$46","v":0},{"$f":"'EnPI Table'!$BB$58","v":0},{"$f":"'EnPI Table'!$BB$70","v":0},{"$f":"'EnPI Table'!$BB$82","v":0},{"$f":"'EnPI Table'!$BB$94","v":0},{"$f":"'EnPI Table'!$BB$106","v":0},{"$f":"'EnPI Table'!$BB$118","v":0},{"$f":"'EnPI Table'!$BB$130","v":0},{"$f":"'EnPI Table'!$BB$142","v":0},{"$f":"'EnPI Table'!$BB$154","v":0},{"$f":"'EnPI Table'!$BB$166","v":0},{"$f":"'EnPI Table'!$BB$178","v":0},{"$f":"'EnPI Table'!$BB$190","v":0},{"$f":"'EnPI Table'!$BB$202","v":0},{"$f":"'EnPI Table'!$BB$214","v":0},{"$f":"'EnPI Table'!$BB$226","v":0},{"$f":"'EnPI Table'!$BB$238","v":0},{"$f":"'EnPI Table'!$BB$250","v":0},{"$f":"'EnPI Table'!$BB$262","v":0},{"$f":"'EnPI Table'!$BB$274","v":0},{"$f":"'EnPI Table'!$BB$286","v":0},{"$f":"'EnPI Table'!$BB$298","v":0}]
[null,null,null,null,null,null,null,null,null,null,null,null,null,null,null,{"$f":"'EnPI Table'!$BB$11","v":0},{"$f":"'EnPI Table'!$BB$23","v":0},{"$f":"'EnPI Table'!$BB$35","v":0},{"$f":"'EnPI Table'!$BB$47","v":0},{"$f":"'EnPI Table'!$BB$59","v":0},{"$f":"'EnPI Table'!$BB$71","v":0},{"$f":"'EnPI Table'!$BB$83","v":0},{"$f":"'EnPI Table'!$BB$95","v":0},{"$f":"'EnPI Table'!$BB$107","v":0},{"$f":"'EnPI Table'!$BB$119","v":0},{"$f":"'EnPI Table'!$BB$131","v":0},{"$f":"'EnPI Table'!$BB$143","v":0},{"$f":"'EnPI Table'!$BB$155","v":0},{"$f":"'EnPI Table'!$BB$167","v":0},{"$f":"'EnPI Table'!$BB$179","v":0},{"$f":"'EnPI Table'!$BB$191","v":0},{"$f":"'EnPI Table'!$BB$203","v":0},{"$f":"'EnPI Table'!$BB$215","v":0},{"$f":"'EnPI Table'!$BB$227","v":0},{"$f":"'EnPI Table'!$BB$239","v":0},{"$f":"'EnPI Table'!$BB$251","v":0},{"$f":"'EnPI Table'!$BB$263","v":0},{"$f":"'EnPI Table'!$BB$275","v":0},{"$f":"'EnPI Table'!$BB$287","v":0},{"$f":"'EnPI Table'!$BB$299","v":0}]
[null,null,null,null,null,null,null,null,null,null,null,null,null,null,null,{"$f":"'EnPI Table'!$BB$12","v":0},{"$f":"'EnPI Table'!$BB$24","v":0},{"$f":"'EnPI Table'!$BB$36","v":0},{"$f":"'EnPI Table'!$BB$48","v":0},{"$f":"'EnPI Table'!$BB$60","v":0},{"$f":"'EnPI Table'!$BB$72","v":0},{"$f":"'EnPI Table'!$BB$84","v":0},{"$f":"'EnPI Table'!$BB$96","v":0},{"$f":"'EnPI Table'!$BB$108","v":0},{"$f":"'EnPI Table'!$BB$120","v":0},{"$f":"'EnPI Table'!$BB$132","v":0},{"$f":"'EnPI Table'!$BB$144","v":0},{"$f":"'EnPI Table'!$BB$156","v":0},{"$f":"'EnPI Table'!$BB$168","v":0},{"$f":"'EnPI Table'!$BB$180","v":0},{"$f":"'EnPI Table'!$BB$192","v":0},{"$f":"'EnPI Table'!$BB$204","v":0},{"$f":"'EnPI Table'!$BB$216","v":0},{"$f":"'EnPI Table'!$BB$228","v":0},{"$f":"'EnPI Table'!$BB$240","v":0},{"$f":"'EnPI Table'!$BB$252","v":0},{"$f":"'EnPI Table'!$BB$264","v":0},{"$f":"'EnPI Table'!$BB$276","v":0},{"$f":"'EnPI Table'!$BB$288","v":0},{"$f":"'EnPI Table'!$BB$300","v":0}]
[null,null,null,null,null,null,null,null,null,null,null,null,null,null,null,{"$f":"'EnPI Table'!$BB$13","v":0},{"$f":"'EnPI Table'!$BB$25","v":0},{"$f":"'EnPI Table'!$BB$37","v":0},{"$f":"'EnPI Table'!$BB$49","v":0},{"$f":"'EnPI Table'!$BB$61","v":0},{"$f":"'EnPI Table'!$BB$73","v":0},{"$f":"'EnPI Table'!$BB$85","v":0},{"$f":"'EnPI Table'!$BB$97","v":0},{"$f":"'EnPI Table'!$BB$109","v":0},{"$f":"'EnPI Table'!$BB$121","v":0},{"$f":"'EnPI Table'!$BB$133","v":0},{"$f":"'EnPI Table'!$BB$145","v":0},{"$f":"'EnPI Table'!$BB$157","v":0},{"$f":"'EnPI Table'!$BB$169","v":0},{"$f":"'EnPI Table'!$BB$181","v":0},{"$f":"'EnPI Table'!$BB$193","v":0},{"$f":"'EnPI Table'!$BB$205","v":0},{"$f":"'EnPI Table'!$BB$217","v":0},{"$f":"'EnPI Table'!$BB$229","v":0},{"$f":"'EnPI Table'!$BB$241","v":0},{"$f":"'EnPI Table'!$BB$253","v":0},{"$f":"'EnPI Table'!$BB$265","v":0},{"$f":"'EnPI Table'!$BB$277","v":0},{"$f":"'EnPI Table'!$BB$289","v":0},{"$f":"'EnPI Table'!$BB$301","v":0}]
[null,null,null,null,null,null,null,null,null,null,null,null,null,null,null,{"$f":"'EnPI Table'!$BB$14","v":0},{"$f":"'EnPI Table'!$BB$26","v":0},{"$f":"'EnPI Table'!$BB$38","v":0},{"$f":"'EnPI Table'!$BB$50","v":0},{"$f":"'EnPI Table'!$BB$62","v":0},{"$f":"'EnPI Table'!$BB$74","v":0},{"$f":"'EnPI Table'!$BB$86","v":0},{"$f":"'EnPI Table'!$BB$98","v":0},{"$f":"'EnPI Table'!$BB$110","v":0},{"$f":"'EnPI Table'!$BB$122","v":0},{"$f":"'EnPI Table'!$BB$134","v":0},{"$f":"'EnPI Table'!$BB$146","v":0},{"$f":"'EnPI Table'!$BB$158","v":0},{"$f":"'EnPI Table'!$BB$170","v":0},{"$f":"'EnPI Table'!$BB$182","v":0},{"$f":"'EnPI Table'!$BB$194","v":0},{"$f":"'EnPI Table'!$BB$206","v":0},{"$f":"'EnPI Table'!$BB$218","v":0},{"$f":"'EnPI Table'!$BB$230","v":0},{"$f":"'EnPI Table'!$BB$242","v":0},{"$f":"'EnPI Table'!$BB$254","v":0},{"$f":"'EnPI Table'!$BB$266","v":0},{"$f":"'EnPI Table'!$BB$278","v":0},{"$f":"'EnPI Table'!$BB$290","v":0},{"$f":"'EnPI Table'!$BB$302","v":0}]
[null,null,null,null,null,null,null,null,null,null,null,null,null,null,null,{"$f":"'EnPI Table'!$BB$15","v":0},{"$f":"'EnPI Table'!$BB$27","v":0},{"$f":"'EnPI Table'!$BB$39","v":0},{"$f":"'EnPI Table'!$BB$51","v":0},{"$f":"'EnPI Table'!$BB$63","v":0},{"$f":"'EnPI Table'!$BB$75","v":0},{"$f":"'EnPI Table'!$BB$87","v":0},{"$f":"'EnPI Table'!$BB$99","v":0},{"$f":"'EnPI Table'!$BB$111","v":0},{"$f":"'EnPI Table'!$BB$123","v":0},{"$f":"'EnPI Table'!$BB$135","v":0},{"$f":"'EnPI Table'!$BB$147","v":0},{"$f":"'EnPI Table'!$BB$159","v":0},{"$f":"'EnPI Table'!$BB$171","v":0},{"$f":"'EnPI Table'!$BB$183","v":0},{"$f":"'EnPI Table'!$BB$195","v":0},{"$f":"'EnPI Table'!$BB$207","v":0},{"$f":"'EnPI Table'!$BB$219","v":0},{"$f":"'EnPI Table'!$BB$231","v":0},{"$f":"'EnPI Table'!$BB$243","v":0},{"$f":"'EnPI Table'!$BB$255","v":0},{"$f":"'EnPI Table'!$BB$267","v":0},{"$f":"'EnPI Table'!$BB$279","v":0},{"$f":"'EnPI Table'!$BB$291","v":0},{"$f":"'EnPI Table'!$BB$303","v":0}]
[null,null,null,null,null,null,null,null,null,null,null,null,null,null,null,{"$f":"'EnPI Table'!$BB$16","v":0},{"$f":"'EnPI Table'!$BB$28","v":0},{"$f":"'EnPI Table'!$BB$40","v":0},{"$f":"'EnPI Table'!$BB$52","v":0},{"$f":"'EnPI Table'!$BB$64","v":0},{"$f":"'EnPI Table'!$BB$76","v":0},{"$f":"'EnPI Table'!$BB$88","v":0},{"$f":"'EnPI Table'!$BB$100","v":0},{"$f":"'EnPI Table'!$BB$112","v":0},{"$f":"'EnPI Table'!$BB$124","v":0},{"$f":"'EnPI Table'!$BB$136","v":0},{"$f":"'EnPI Table'!$BB$148","v":0},{"$f":"'EnPI Table'!$BB$160","v":0},{"$f":"'EnPI Table'!$BB$172","v":0},{"$f":"'EnPI Table'!$BB$184","v":0},{"$f":"'EnPI Table'!$BB$196","v":0},{"$f":"'EnPI Table'!$BB$208","v":0},{"$f":"'EnPI Table'!$BB$220","v":0},{"$f":"'EnPI Table'!$BB$232","v":0},{"$f":"'EnPI Table'!$BB$244","v":0},{"$f":"'EnPI Table'!$BB$256","v":0},{"$f":"'EnPI Table'!$BB$268","v":0},{"$f":"'EnPI Table'!$BB$280","v":0},{"$f":"'EnPI Table'!$BB$292","v":0},{"$f":"'EnPI Table'!$BB$304","v":0}]
[null,null,null,null,null,null,null,null,null,null,null,null,null,null,null,{"$f":"'EnPI Table'!$BB$17","v":0},{"$f":"'EnPI Table'!$BB$29","v":0},{"$f":"'EnPI Table'!$BB$41","v":0},{"$f":"'EnPI Table'!$BB$53","v":0},{"$f":"'EnPI Table'!$BB$65","v":0},{"$f":"'EnPI Table'!$BB$77","v":0},{"$f":"'EnPI Table'!$BB$89","v":0},{"$f":"'EnPI Table'!$BB$101","v":0},{"$f":"'EnPI Table'!$BB$113","v":0},{"$f":"'EnPI Table'!$BB$125","v":0},{"$f":"'EnPI Table'!$BB$137","v":0},{"$f":"'EnPI Table'!$BB$149","v":0},{"$f":"'EnPI Table'!$BB$161","v":0},{"$f":"'EnPI Table'!$BB$173","v":0},{"$f":"'EnPI Table'!$BB$185","v":0},{"$f":"'EnPI Table'!$BB$197","v":0},{"$f":"'EnPI Table'!$BB$209","v":0},{"$f":"'EnPI Table'!$BB$221","v":0},{"$f":"'EnPI Table'!$BB$233","v":0},{"$f":"'EnPI Table'!$BB$245","v":0},{"$f":"'EnPI Table'!$BB$257","v":0},{"$f":"'EnPI Table'!$BB$269","v":0},{"$f":"'EnPI Table'!$BB$281","v":0},{"$f":"'EnPI Table'!$BB$293","v":0},{"$f":"'EnPI Table'!$BB$305","v":0}]
[null,null,null,null,null,null,null,null,null,null,null,null,null,null,null,{"$f":"'EnPI Table'!$BB$18","v":0},{"$f":"'EnPI Table'!$BB$30","v":0},{"$f":"'EnPI Table'!$BB$42","v":0},{"$f":"'EnPI Table'!$BB$54","v":0},{"$f":"'EnPI Table'!$BB$66","v":0},{"$f":"'EnPI Table'!$BB$78","v":0},{"$f":"'EnPI Table'!$BB$90","v":0},{"$f":"'EnPI Table'!$BB$102","v":0},{"$f":"'EnPI Table'!$BB$114","v":0},{"$f":"'EnPI Table'!$BB$126","v":0},{"$f":"'EnPI Table'!$BB$138","v":0},{"$f":"'EnPI Table'!$BB$150","v":0},{"$f":"'EnPI Table'!$BB$162","v":0},{"$f":"'EnPI Table'!$BB$174","v":0},{"$f":"'EnPI Table'!$BB$186","v":0},{"$f":"'EnPI Table'!$BB$198","v":0},{"$f":"'EnPI Table'!$BB$210","v":0},{"$f":"'EnPI Table'!$BB$222","v":0},{"$f":"'EnPI Table'!$BB$234","v":0},{"$f":"'EnPI Table'!$BB$246","v":0},{"$f":"'EnPI Table'!$BB$258","v":0},{"$f":"'EnPI Table'!$BB$270","v":0},{"$f":"'EnPI Table'!$BB$282","v":0},{"$f":"'EnPI Table'!$BB$294","v":0},{"$f":"'EnPI Table'!$BB$306","v":0}]
[null,null,null,null,null,null,null,null,null,null,null,null,null,null,null,{"$f":"'EnPI Table'!$BB$19","v":0},{"$f":"'EnPI Table'!$BB$31","v":0},{"$f":"'EnPI Table'!$BB$43","v":0},{"$f":"'EnPI Table'!$BB$55","v":0},{"$f":"'EnPI Table'!$BB$67","v":0},{"$f":"'EnPI Table'!$BB$79","v":0},{"$f":"'EnPI Table'!$BB$91","v":0},{"$f":"'EnPI Table'!$BB$103","v":0},{"$f":"'EnPI Table'!$BB$115","v":0},{"$f":"'EnPI Table'!$BB$127","v":0},{"$f":"'EnPI Table'!$BB$139","v":0},{"$f":"'EnPI Table'!$BB$151","v":0},{"$f":"'EnPI Table'!$BB$163","v":0},{"$f":"'EnPI Table'!$BB$175","v":0},{"$f":"'EnPI Table'!$BB$187","v":0},{"$f":"'EnPI Table'!$BB$199","v":0},{"$f":"'EnPI Table'!$BB$211","v":0},{"$f":"'EnPI Table'!$BB$223","v":0},{"$f":"'EnPI Table'!$BB$235","v":0},{"$f":"'EnPI Table'!$BB$247","v":0},{"$f":"'EnPI Table'!$BB$259","v":0},{"$f":"'EnPI Table'!$BB$271","v":0},{"$f":"'EnPI Table'!$BB$283","v":0},{"$f":"'EnPI Table'!$BB$295","v":0},{"$f":"'EnPI Table'!$BB$307","v":0}]
[null,null,null,null,null,null,null,null,null,null,null,null,null,null,null,{"$f":"'EnPI Table'!$BB$20","v":0},{"$f":"'EnPI Table'!$BB$32","v":0},{"$f":"'EnPI Table'!$BB$44","v":0},{"$f":"'EnPI Table'!$BB$56","v":0},{"$f":"'EnPI Table'!$BB$68","v":0},{"$f":"'EnPI Table'!$BB$80","v":0},{"$f":"'EnPI Table'!$BB$92","v":0},{"$f":"'EnPI Table'!$BB$104","v":0},{"$f":"'EnPI Table'!$BB$116","v":0},{"$f":"'EnPI Table'!$BB$128","v":0},{"$f":"'EnPI Table'!$BB$140","v":0},{"$f":"'EnPI Table'!$BB$152","v":0},{"$f":"'EnPI Table'!$BB$164","v":0},{"$f":"'EnPI Table'!$BB$176","v":0},{"$f":"'EnPI Table'!$BB$188","v":0},{"$f":"'EnPI Table'!$BB$200","v":0},{"$f":"'EnPI Table'!$BB$212","v":0},{"$f":"'EnPI Table'!$BB$224","v":0},{"$f":"'EnPI Table'!$BB$236","v":0},{"$f":"'EnPI Table'!$BB$248","v":0},{"$f":"'EnPI Table'!$BB$260","v":0},{"$f":"'EnPI Table'!$BB$272","v":0},{"$f":"'EnPI Table'!$BB$284","v":0},{"$f":"'EnPI Table'!$BB$296","v":0},{"$f":"'EnPI Table'!$BB$308","v":0}]
[null,null,null,null,null,null,null,null,null,null,null,null,null,null,null,{"$f":"'EnPI Table'!$BB$21","v":0},{"$f":"'EnPI Table'!$BB$33","v":0},{"$f":"'EnPI Table'!$BB$45","v":0},{"$f":"'EnPI Table'!$BB$57","v":0},{"$f":"'EnPI Table'!$BB$69","v":0},{"$f":"'EnPI Table'!$BB$81","v":0},{"$f":"'EnPI Table'!$BB$93","v":0},{"$f":"'EnPI Table'!$BB$105","v":0},{"$f":"'EnPI Table'!$BB$117","v":0},{"$f":"'EnPI Table'!$BB$129","v":0},{"$f":"'EnPI Table'!$BB$141","v":0},{"$f":"'EnPI Table'!$BB$153","v":0},{"$f":"'EnPI Table'!$BB$165","v":0},{"$f":"'EnPI Table'!$BB$177","v":0},{"$f":"'EnPI Table'!$BB$189","v":0},{"$f":"'EnPI Table'!$BB$201","v":0},{"$f":"'EnPI Table'!$BB$213","v":0},{"$f":"'EnPI Table'!$BB$225","v":0},{"$f":"'EnPI Table'!$BB$237","v":0},{"$f":"'EnPI Table'!$BB$249","v":0},{"$f":"'EnPI Table'!$BB$261","v":0},{"$f":"'EnPI Table'!$BB$273","v":0},{"$f":"'EnPI Table'!$BB$285","v":0},{"$f":"'EnPI Table'!$BB$297","v":0},{"$f":"'EnPI Table'!$BB$309","v":0}]
[]
[null,null,null,null,null,null,null,null,null,null,null,null,null,null,null,{"$f":"'EnPI Table'!$BA$10","v":0},{"$f":"'EnPI Table'!$BA$22","v":0},{"$f":"'EnPI Table'!$BA$34","v":0},{"$f":"'EnPI Table'!$BA$46","v":0},{"$f":"'EnPI Table'!$BA$58","v":0},{"$f":"'EnPI Table'!$BA$70","v":0},{"$f":"'EnPI Table'!$BA$82","v":0},{"$f":"'EnPI Table'!$BA$94","v":0},{"$f":"'EnPI Table'!$BA$106","v":0},{"$f":"'EnPI Table'!$BA$118","v":0},{"$f":"'EnPI Table'!$BA$130","v":0},{"$f":"'EnPI Table'!$BA$142","v":0},{"$f":"'EnPI Table'!$BA$154","v":0},{"$f":"'EnPI Table'!$BA$166","v":0},{"$f":"'EnPI Table'!$BA$178","v":0},{"$f":"'EnPI Table'!$BA$190","v":0},{"$f":"'EnPI Table'!$BA$202","v":0},{"$f":"'EnPI Table'!$BA$214","v":0},{"$f":"'EnPI Table'!$BA$226","v":0},{"$f":"'EnPI Table'!$BA$238","v":0},{"$f":"'EnPI Table'!$BA$250","v":0},{"$f":"'EnPI Table'!$BA$262","v":0},{"$f":"'EnPI Table'!$BA$274","v":0},{"$f":"'EnPI Table'!$BA$286","v":0},{"$f":"'EnPI Table'!$BA$298","v":0}]
[null,null,null,null,null,null,null,null,null,null,null,null,null,null,null,{"$f":"'EnPI Table'!$BA$11","v":0},{"$f":"'EnPI Table'!$BA$23","v":0},{"$f":"'EnPI Table'!$BA$35","v":0},{"$f":"'EnPI Table'!$BA$47","v":0},{"$f":"'EnPI Table'!$BA$59","v":0},{"$f":"'EnPI Table'!$BA$71","v":0},{"$f":"'EnPI Table'!$BA$83","v":0},{"$f":"'EnPI Table'!$BA$95","v":0},{"$f":"'EnPI Table'!$BA$107","v":0},{"$f":"'EnPI Table'!$BA$119","v":0},{"$f":"'EnPI Table'!$BA$131","v":0},{"$f":"'EnPI Table'!$BA$143","v":0},{"$f":"'EnPI Table'!$BA$155","v":0},{"$f":"'EnPI Table'!$BA$167","v":0},{"$f":"'EnPI Table'!$BA$179","v":0},{"$f":"'EnPI Table'!$BA$191","v":0},{"$f":"'EnPI Table'!$BA$203","v":0},{"$f":"'EnPI Table'!$BA$215","v":0},{"$f":"'EnPI Table'!$BA$227","v":0},{"$f":"'EnPI Table'!$BA$239","v":0},{"$f":"'EnPI Table'!$BA$251","v":0},{"$f":"'EnPI Table'!$BA$263","v":0},{"$f":"'EnPI Table'!$BA$275","v":0},{"$f":"'EnPI Table'!$BA$287","v":0},{"$f":"'EnPI Table'!$BA$299","v":0}]
[null,null,null,null,null,null,null,null,null,null,null,null,null,null,null,{"$f":"'EnPI Table'!$BA$12","v":0},{"$f":"'EnPI Table'!$BA$24","v":0},{"$f":"'EnPI Table'!$BA$36","v":0},{"$f":"'EnPI Table'!$BA$48","v":0},{"$f":"'EnPI Table'!$BA$60","v":0},{"$f":"'EnPI Table'!$BA$72","v":0},{"$f":"'EnPI Table'!$BA$84","v":0},{"$f":"'EnPI Table'!$BA$96","v":0},{"$f":"'EnPI Table'!$BA$108","v":0},{"$f":"'EnPI Table'!$BA$120","v":0},{"$f":"'EnPI Table'!$BA$132","v":0},{"$f":"'EnPI Table'!$BA$144","v":0},{"$f":"'EnPI Table'!$BA$156","v":0},{"$f":"'EnPI Table'!$BA$168","v":0},{"$f":"'EnPI Table'!$BA$180","v":0},{"$f":"'EnPI Table'!$BA$192","v":0},{"$f":"'EnPI Table'!$BA$204","v":0},{"$f":"'EnPI Table'!$BA$216","v":0},{"$f":"'EnPI Table'!$BA$228","v":0},{"$f":"'EnPI Table'!$BA$240","v":0},{"$f":"'EnPI Table'!$BA$252","v":0},{"$f":"'EnPI Table'!$BA$264","v":0},{"$f":"'EnPI Table'!$BA$276","v":0},{"$f":"'EnPI Table'!$BA$288","v":0},{"$f":"'EnPI Table'!$BA$300","v":0}]
[null,null,null,null,null,null,null,null,null,null,null,null,null,null,null,{"$f":"'EnPI Table'!$BA$13","v":0},{"$f":"'EnPI Table'!$BA$25","v":0},{"$f":"'EnPI Table'!$BA$37","v":0},{"$f":"'EnPI Table'!$BA$49","v":0},{"$f":"'EnPI Table'!$BA$61","v":0},{"$f":"'EnPI Table'!$BA$73","v":0},{"$f":"'EnPI Table'!$BA$85","v":0},{"$f":"'EnPI Table'!$BA$97","v":0},{"$f":"'EnPI Table'!$BA$109","v":0},{"$f":"'EnPI Table'!$BA$121","v":0},{"$f":"'EnPI Table'!$BA$133","v":0},{"$f":"'EnPI Table'!$BA$145","v":0},{"$f":"'EnPI Table'!$BA$157","v":0},{"$f":"'EnPI Table'!$BA$169","v":0},{"$f":"'EnPI Table'!$BA$181","v":0},{"$f":"'EnPI Table'!$BA$193","v":0},{"$f":"'EnPI Table'!$BA$205","v":0},{"$f":"'EnPI Table'!$BA$217","v":0},{"$f":"'EnPI Table'!$BA$229","v":0},{"$f":"'EnPI Table'!$BA$241","v":0},{"$f":"'EnPI Table'!$BA$253","v":0},{"$f":"'EnPI Table'!$BA$265","v":0},{"$f":"'EnPI Table'!$BA$277","v":0},{"$f":"'EnPI Table'!$BA$289","v":0},{"$f":"'EnPI Table'!$BA$301","v":0}]
[null,null,null,null,null,null,null,null,null,null,null,null,null,null,null,{"$f":"'EnPI Table'!$BA$14","v":0},{"$f":"'EnPI Table'!$BA$26","v":0},{"$f":"'EnPI Table'!$BA$38","v":0},{"$f":"'EnPI Table'!$BA$50","v":0},{"$f":"'EnPI Table'!$BA$62","v":0},{"$f":"'EnPI Table'!$BA$74","v":0},{"$f":"'EnPI Table'!$BA$86","v":0},{"$f":"'EnPI Table'!$BA$98","v":0},{"$f":"'EnPI Table'!$BA$110","v":0},{"$f":"'EnPI Table'!$BA$122","v":0},{"$f":"'EnPI Table'!$BA$134","v":0},{"$f":"'EnPI Table'!$BA$146","v":0},{"$f":"'EnPI Table'!$BA$158","v":0},{"$f":"'EnPI Table'!$BA$170","v":0},{"$f":"'EnPI Table'!$BA$182","v":0},{"$f":"'EnPI Table'!$BA$194","v":0},{"$f":"'EnPI Table'!$BA$206","v":0},{"$f":"'EnPI Table'!$BA$218","v":0},{"$f":"'EnPI Table'!$BA$230","v":0},{"$f":"'EnPI Table'!$BA$242","v":0},{"$f":"'EnPI Table'!$BA$254","v":0},{"$f":"'EnPI Table'!$BA$266","v":0},{"$f":"'EnPI Table'!$BA$278","v":0},{"$f":"'EnPI Table'!$BA$290","v":0},{"$f":"'EnPI Table'!$BA$302","v":0}]
[null,null,null,null,null,null,null,null,null,null,null,null,null,null,null,{"$f":"'EnPI Table'!$BA$15","v":0},{"$f":"'EnPI Table'!$BA$27","v":0},{"$f":"'EnPI Table'!$BA$39","v":0},{"$f":"'EnPI Table'!$BA$51","v":0},{"$f":"'EnPI Table'!$BA$63","v":0},{"$f":"'EnPI Table'!$BA$75","v":0},{"$f":"'EnPI Table'!$BA$87","v":0},{"$f":"'EnPI Table'!$BA$99","v":0},{"$f":"'EnPI Table'!$BA$111","v":0},{"$f":"'EnPI Table'!$BA$123","v":0},{"$f":"'EnPI Table'!$BA$135","v":0},{"$f":"'EnPI Table'!$BA$147","v":0},{"$f":"'EnPI Table'!$BA$159","v":0},{"$f":"'EnPI Table'!$BA$171","v":0},{"$f":"'EnPI Table'!$BA$183","v":0},{"$f":"'EnPI Table'!$BA$195","v":0},{"$f":"'EnPI Table'!$BA$207","v":0},{"$f":"'EnPI Table'!$BA$219","v":0},{"$f":"'EnPI Table'!$BA$231","v":0},{"$f":"'EnPI Table'!$BA$243","v":0},{"$f":"'EnPI Table'!$BA$255","v":0},{"$f":"'EnPI Table'!$BA$267","v":0},{"$f":"'EnPI Table'!$BA$279","v":0},{"$f":"'EnPI Table'!$BA$291","v":0},{"$f":"'EnPI Table'!$BA$303","v":0}]
[null,null,null,null,null,null,null,null,null,null,null,null,null,null,null,{"$f":"'EnPI Table'!$BA$16","v":0},{"$f":"'EnPI Table'!$BA$28","v":0},{"$f":"'EnPI Table'!$BA$40","v":0},{"$f":"'EnPI Table'!$BA$52","v":0},{"$f":"'EnPI Table'!$BA$64","v":0},{"$f":"'EnPI Table'!$BA$76","v":0},{"$f":"'EnPI Table'!$BA$88","v":0},{"$f":"'EnPI Table'!$BA$100","v":0},{"$f":"'EnPI Table'!$BA$112","v":0},{"$f":"'EnPI Table'!$BA$124","v":0},{"$f":"'EnPI Table'!$BA$136","v":0},{"$f":"'EnPI Table'!$BA$148","v":0},{"$f":"'EnPI Table'!$BA$160","v":0},{"$f":"'EnPI Table'!$BA$172","v":0},{"$f":"'EnPI Table'!$BA$184","v":0},{"$f":"'EnPI Table'!$BA$196","v":0},{"$f":"'EnPI Table'!$BA$208","v":0},{"$f":"'EnPI Table'!$BA$220","v":0},{"$f":"'EnPI Table'!$BA$232","v":0},{"$f":"'EnPI Table'!$BA$244","v":0},{"$f":"'EnPI Table'!$BA$256","v":0},{"$f":"'EnPI Table'!$BA$268","v":0},{"$f":"'EnPI Table'!$BA$280","v":0},{"$f":"'EnPI Table'!$BA$292","v":0},{"$f":"'EnPI Table'!$BA$304","v":0}]
[null,null,null,null,null,null,null,null,null,null,null,null,null,null,null,{"$f":"'EnPI Table'!$BA$17","v":0},{"$f":"'EnPI Table'!$BA$29","v":0},{"$f":"'EnPI Table'!$BA$41","v":0},{"$f":"'EnPI Table'!$BA$53","v":0},{"$f":"'EnPI Table'!$BA$65","v":0},{"$f":"'EnPI Table'!$BA$77","v":0},{"$f":"'EnPI Table'!$BA$89","v":0},{"$f":"'EnPI Table'!$BA$101","v":0},{"$f":"'EnPI Table'!$BA$113","v":0},{"$f":"'EnPI Table'!$BA$125","v":0},{"$f":"'EnPI Table'!$BA$137","v":0},{"$f":"'EnPI Table'!$BA$149","v":0},{"$f":"'EnPI Table'!$BA$161","v":0},{"$f":"'EnPI Table'!$BA$173","v":0},{"$f":"'EnPI Table'!$BA$185","v":0},{"$f":"'EnPI Table'!$BA$197","v":0},{"$f":"'EnPI Table'!$BA$209","v":0},{"$f":"'EnPI Table'!$BA$221","v":0},{"$f":"'EnPI Table'!$BA$233","v":0},{"$f":"'EnPI Table'!$BA$245","v":0},{"$f":"'EnPI Table'!$BA$257","v":0},{"$f":"'EnPI Table'!$BA$269","v":0},{"$f":"'EnPI Table'!$BA$281","v":0},{"$f":"'EnPI Table'!$BA$293","v":0},{"$f":"'EnPI Table'!$BA$305","v":0}]
[null,null,null,null,null,null,null,null,null,null,null,null,null,null,null,{"$f":"'EnPI Table'!$BA$18","v":0},{"$f":"'EnPI Table'!$BA$30","v":0},{"$f":"'EnPI Table'!$BA$42","v":0},{"$f":"'EnPI Table'!$BA$54","v":0},{"$f":"'EnPI Table'!$BA$66","v":0},{"$f":"'EnPI Table'!$BA$78","v":0},{"$f":"'EnPI Table'!$BA$90","v":0},{"$f":"'EnPI Table'!$BA$102","v":0},{"$f":"'EnPI Table'!$BA$114","v":0},{"$f":"'EnPI Table'!$BA$126","v":0},{"$f":"'EnPI Table'!$BA$138","v":0},{"$f":"'EnPI Table'!$BA$150","v":0},{"$f":"'EnPI Table'!$BA$162","v":0},{"$f":"'EnPI Table'!$BA$174","v":0},{"$f":"'EnPI Table'!$BA$186","v":0},{"$f":"'EnPI Table'!$BA$198","v":0},{"$f":"'EnPI Table'!$BA$210","v":0},{"$f":"'EnPI Table'!$BA$222","v":0},{"$f":"'EnPI Table'!$BA$234","v":0},{"$f":"'EnPI Table'!$BA$246","v":0},{"$f":"'EnPI Table'!$BA$258","v":0},{"$f":"'EnPI Table'!$BA$270","v":0},{"$f":"'EnPI Table'!$BA$282","v":0},{"$f":"'EnPI Table'!$BA$294","v":0},{"$f":"'EnPI Table'!$BA$306","v":0}]
[null,null,null,null,null,null,null,null,null,null,null,null,null,null,null,{"$f":"'EnPI Table'!$BA$19","v":0},{"$f":"'EnPI Table'!$BA$31","v":0},{"$f":"'EnPI Table'!$BA$43","v":0},{"$f":"'EnPI Table'!$BA$55","v":0},{"$f":"'EnPI Table'!$BA$67","v":0},{"$f":"'EnPI Table'!$BA$79","v":0},{"$f":"'EnPI Table'!$BA$91","v":0},{"$f":"'EnPI Table'!$BA$103","v":0},{"$f":"'EnPI Table'!$BA$115","v":0},{"$f":"'EnPI Table'!$BA$127","v":0},{"$f":"'EnPI Table'!$BA$139","v":0},{"$f":"'EnPI Table'!$BA$151","v":0},{"$f":"'EnPI Table'!$BA$163","v":0},{"$f":"'EnPI Table'!$BA$175","v":0},{"$f":"'EnPI Table'!$BA$187","v":0},{"$f":"'EnPI Table'!$BA$199","v":0},{"$f":"'EnPI Table'!$BA$211","v":0},{"$f":"'EnPI Table'!$BA$223","v":0},{"$f":"'EnPI Table'!$BA$235","v":0},{"$f":"'EnPI Table'!$BA$247","v":0},{"$f":"'EnPI Table'!$BA$259","v":0},{"$f":"'EnPI Table'!$BA$271","v":0},{"$f":"'EnPI Table'!$BA$283","v":0},{"$f":"'EnPI Table'!$BA$295","v":0},{"$f":"'EnPI Table'!$BA$307","v":0}]
[null,null,null,null,null,null,null,null,null,null,null,null,null,null,null,{"$f":"'EnPI Table'!$BA$20","v":0},{"$f":"'EnPI Table'!$BA$32","v":0},{"$f":"'EnPI Table'!$BA$44","v":0},{"$f":"'EnPI Table'!$BA$56","v":0},{"$f":"'EnPI Table'!$BA$68","v":0},{"$f":"'EnPI Table'!$BA$80","v":0},{"$f":"'EnPI Table'!$BA$92","v":0},{"$f":"'EnPI Table'!$BA$104","v":0},{"$f":"'EnPI Table'!$BA$116","v":0},{"$f":"'EnPI Table'!$BA$128","v":0},{"$f":"'EnPI Table'!$BA$140","v":0},{"$f":"'EnPI Table'!$BA$152","v":0},{"$f":"'EnPI Table'!$BA$164","v":0},{"$f":"'EnPI Table'!$BA$176","v":0},{"$f":"'EnPI Table'!$BA$188","v":0},{"$f":"'EnPI Table'!$BA$200","v":0},{"$f":"'EnPI Table'!$BA$212","v":0},{"$f":"'EnPI Table'!$BA$224","v":0},{"$f":"'EnPI Table'!$BA$236","v":0},{"$f":"'EnPI Table'!$BA$248","v":0},{"$f":"'EnPI Table'!$BA$260","v":0},{"$f":"'EnPI Table'!$BA$272","v":0},{"$f":"'EnPI Table'!$BA$284","v":0},{"$f":"'EnPI Table'!$BA$296","v":0},{"$f":"'EnPI Table'!$BA$308","v":0}]
[null,null,null,null,null,null,null,null,null,null,null,null,null,null,null,{"$f":"'EnPI Table'!$BA$21","v":0},{"$f":"'EnPI Table'!$BA$33","v":0},{"$f":"'EnPI Table'!$BA$45","v":0},{"$f":"'EnPI Table'!$BA$57","v":0},{"$f":"'EnPI Table'!$BA$69","v":0},{"$f":"'EnPI Table'!$BA$81","v":0},{"$f":"'EnPI Table'!$BA$93","v":0},{"$f":"'EnPI Table'!$BA$105","v":0},{"$f":"'EnPI Table'!$BA$117","v":0},{"$f":"'EnPI Table'!$BA$129","v":0},{"$f":"'EnPI Table'!$BA$141","v":0},{"$f":"'EnPI Table'!$BA$153","v":0},{"$f":"'EnPI Table'!$BA$165","v":0},{"$f":"'EnPI Table'!$BA$177","v":0},{"$f":"'EnPI Table'!$BA$189","v":0},{"$f":"'EnPI Table'!$BA$201","v":0},{"$f":"'EnPI Table'!$BA$213","v":0},{"$f":"'EnPI Table'!$BA$225","v":0},{"$f":"'EnPI Table'!$BA$237","v":0},{"$f":"'EnPI Table'!$BA$249","v":0},{"$f":"'EnPI Table'!$BA$261","v":0},{"$f":"'EnPI Table'!$BA$273","v":0},{"$f":"'EnPI Table'!$BA$285","v":0},{"$f":"'EnPI Table'!$BA$297","v":0},{"$f":"'EnPI Table'!$BA$309","v":0}]
[]
[null,null,null,null,null,null,null,null,null,null,null,null,null,null,null,{"$f":"'EnPI Table'!$BD$10","v":0},{"$f":"'EnPI Table'!$BD$22","v":0},{"$f":"'EnPI Table'!$BD$34","v":0},{"$f":"'EnPI Table'!$BD$46","v":0},{"$f":"'EnPI Table'!$BD$58","v":0},{"$f":"'EnPI Table'!$BD$70","v":0},{"$f":"'EnPI Table'!$BD$82","v":0},{"$f":"'EnPI Table'!$BD$94","v":0},{"$f":"'EnPI Table'!$BD$106","v":0},{"$f":"'EnPI Table'!$BD$118","v":0},{"$f":"'EnPI Table'!$BD$130","v":0},{"$f":"'EnPI Table'!$BD$142","v":0},{"$f":"'EnPI Table'!$BD$154","v":0},{"$f":"'EnPI Table'!$BD$166","v":0},{"$f":"'EnPI Table'!$BD$178","v":0},{"$f":"'EnPI Table'!$BD$190","v":0},{"$f":"'EnPI Table'!$BD$202","v":0},{"$f":"'EnPI Table'!$BD$214","v":0},{"$f":"'EnPI Table'!$BD$226","v":0},{"$f":"'EnPI Table'!$BD$238","v":0},{"$f":"'EnPI Table'!$BD$250","v":0},{"$f":"'EnPI Table'!$BD$262","v":0},{"$f":"'EnPI Table'!$BD$274","v":0},{"$f":"'EnPI Table'!$BD$286","v":0},{"$f":"'EnPI Table'!$BD$298","v":0}]
[null,null,null,null,null,null,null,null,null,null,null,null,null,null,null,{"$f":"'EnPI Table'!$BD$11","v":0},{"$f":"'EnPI Table'!$BD$23","v":0},{"$f":"'EnPI Table'!$BD$35","v":0},{"$f":"'EnPI Table'!$BD$47","v":0},{"$f":"'EnPI Table'!$BD$59","v":0},{"$f":"'EnPI Table'!$BD$71","v":0},{"$f":"'EnPI Table'!$BD$83","v":0},{"$f":"'EnPI Table'!$BD$95","v":0},{"$f":"'EnPI Table'!$BD$107","v":0},{"$f":"'EnPI Table'!$BD$119","v":0},{"$f":"'EnPI Table'!$BD$131","v":0},{"$f":"'EnPI Table'!$BD$143","v":0},{"$f":"'EnPI Table'!$BD$155","v":0},{"$f":"'EnPI Table'!$BD$167","v":0},{"$f":"'EnPI Table'!$BD$179","v":0},{"$f":"'EnPI Table'!$BD$191","v":0},{"$f":"'EnPI Table'!$BD$203","v":0},{"$f":"'EnPI Table'!$BD$215","v":0},{"$f":"'EnPI Table'!$BD$227","v":0},{"$f":"'EnPI Table'!$BD$239","v":0},{"$f":"'EnPI Table'!$BD$251","v":0},{"$f":"'EnPI Table'!$BD$263","v":0},{"$f":"'EnPI Table'!$BD$275","v":0},{"$f":"'EnPI Table'!$BD$287","v":0},{"$f":"'EnPI Table'!$BD$299","v":0}]
[null,null,null,null,null,null,null,null,null,null,null,null,null,null,null,{"$f":"'EnPI Table'!$BD$12","v":0},{"$f":"'EnPI Table'!$BD$24","v":0},{"$f":"'EnPI Table'!$BD$36","v":0},{"$f":"'EnPI Table'!$BD$48","v":0},{"$f":"'EnPI Table'!$BD$60","v":0},{"$f":"'EnPI Table'!$BD$72","v":0},{"$f":"'EnPI Table'!$BD$84","v":0},{"$f":"'EnPI Table'!$BD$96","v":0},{"$f":"'EnPI Table'!$BD$108","v":0},{"$f":"'EnPI Table'!$BD$120","v":0},{"$f":"'EnPI Table'!$BD$132","v":0},{"$f":"'EnPI Table'!$BD$144","v":0},{"$f":"'EnPI Table'!$BD$156","v":0},{"$f":"'EnPI Table'!$BD$168","v":0},{"$f":"'EnPI Table'!$BD$180","v":0},{"$f":"'EnPI Table'!$BD$192","v":0},{"$f":"'EnPI Table'!$BD$204","v":0},{"$f":"'EnPI Table'!$BD$216","v":0},{"$f":"'EnPI Table'!$BD$228","v":0},{"$f":"'EnPI Table'!$BD$240","v":0},{"$f":"'EnPI Table'!$BD$252","v":0},{"$f":"'EnPI Table'!$BD$264","v":0},{"$f":"'EnPI Table'!$BD$276","v":0},{"$f":"'EnPI Table'!$BD$288","v":0},{"$f":"'EnPI Table'!$BD$300","v":0}]
[null,null,null,null,null,null,null,null,null,null,null,null,null,null,null,{"$f":"'EnPI Table'!$BD$13","v":0},{"$f":"'EnPI Table'!$BD$25","v":0},{"$f":"'EnPI Table'!$BD$37","v":0},{"$f":"'EnPI Table'!$BD$49","v":0},{"$f":"'EnPI Table'!$BD$61","v":0},{"$f":"'EnPI Table'!$BD$73","v":0},{"$f":"'EnPI Table'!$BD$85","v":0},{"$f":"'EnPI Table'!$BD$97","v":0},{"$f":"'EnPI Table'!$BD$109","v":0},{"$f":"'EnPI Table'!$BD$121","v":0},{"$f":"'EnPI Table'!$BD$133","v":0},{"$f":"'EnPI Table'!$BD$145","v":0},{"$f":"'EnPI Table'!$BD$157","v":0},{"$f":"'EnPI Table'!$BD$169","v":0},{"$f":"'EnPI Table'!$BD$181","v":0},{"$f":"'EnPI Table'!$BD$193","v":0},{"$f":"'EnPI Table'!$BD$205","v":0},{"$f":"'EnPI Table'!$BD$217","v":0},{"$f":"'EnPI Table'!$BD$229","v":0},{"$f":"'EnPI Table'!$BD$241","v":0},{"$f":"'EnPI Table'!$BD$253","v":0},{"$f":"'EnPI Table'!$BD$265","v":0},{"$f":"'EnPI Table'!$BD$277","v":0},{"$f":"'EnPI Table'!$BD$289","v":0},{"$f":"'EnPI Table'!$BD$301","v":0}]
[null,null,null,null,null,null,null,null,null,null,null,null,null,null,null,{"$f":"'EnPI Table'!$BD$14","v":0},{"$f":"'EnPI Table'!$BD$26","v":0},{"$f":"'EnPI Table'!$BD$38","v":0},{"$f":"'EnPI Table'!$BD$50","v":0},{"$f":"'EnPI Table'!$BD$62","v":0},{"$f":"'EnPI Table'!$BD$74","v":0},{"$f":"'EnPI Table'!$BD$86","v":0},{"$f":"'EnPI Table'!$BD$98","v":0},{"$f":"'EnPI Table'!$BD$110","v":0},{"$f":"'EnPI Table'!$BD$122","v":0},{"$f":"'EnPI Table'!$BD$134","v":0},{"$f":"'EnPI Table'!$BD$146","v":0},{"$f":"'EnPI Table'!$BD$158","v":0},{"$f":"'EnPI Table'!$BD$170","v":0},{"$f":"'EnPI Table'!$BD$182","v":0},{"$f":"'EnPI Table'!$BD$194","v":0},{"$f":"'EnPI Table'!$BD$206","v":0},{"$f":"'EnPI Table'!$BD$218","v":0},{"$f":"'EnPI Table'!$BD$230","v":0},{"$f":"'EnPI Table'!$BD$242","v":0},{"$f":"'EnPI Table'!$BD$254","v":0},{"$f":"'EnPI Table'!$BD$266","v":0},{"$f":"'EnPI Table'!$BD$278","v":0},{"$f":"'EnPI Table'!$BD$290","v":0},{"$f":"'EnPI Table'!$BD$302","v":0}]
[null,null,null,null,null,null,null,null,null,null,null,null,null,null,null,{"$f":"'EnPI Table'!$BD$15","v":0},{"$f":"'EnPI Table'!$BD$27","v":0},{"$f":"'EnPI Table'!$BD$39","v":0},{"$f":"'EnPI Table'!$BD$51","v":0},{"$f":"'EnPI Table'!$BD$63","v":0},{"$f":"'EnPI Table'!$BD$75","v":0},{"$f":"'EnPI Table'!$BD$87","v":0},{"$f":"'EnPI Table'!$BD$99","v":0},{"$f":"'EnPI Table'!$BD$111","v":0},{"$f":"'EnPI Table'!$BD$123","v":0},{"$f":"'EnPI Table'!$BD$135","v":0},{"$f":"'EnPI Table'!$BD$147","v":0},{"$f":"'EnPI Table'!$BD$159","v":0},{"$f":"'EnPI Table'!$BD$171","v":0},{"$f":"'EnPI Table'!$BD$183","v":0},{"$f":"'EnPI Table'!$BD$195","v":0},{"$f":"'EnPI Table'!$BD$207","v":0},{"$f":"'EnPI Table'!$BD$219","v":0},{"$f":"'EnPI Table'!$BD$231","v":0},{"$f":"'EnPI Table'!$BD$243","v":0},{"$f":"'EnPI Table'!$BD$255","v":0},{"$f":"'EnPI Table'!$BD$267","v":0},{"$f":"'EnPI Table'!$BD$279","v":0},{"$f":"'EnPI Table'!$BD$291","v":0},{"$f":"'EnPI Table'!$BD$303","v":0}]
[null,null,null,null,null,null,null,null,null,null,null,null,null,null,null,{"$f":"'EnPI Table'!$BD$16","v":0},{"$f":"'EnPI Table'!$BD$28","v":0},{"$f":"'EnPI Table'!$BD$40","v":0},{"$f":"'EnPI Table'!$BD$52","v":0},{"$f":"'EnPI Table'!$BD$64","v":0},{"$f":"'EnPI Table'!$BD$76","v":0},{"$f":"'EnPI Table'!$BD$88","v":0},{"$f":"'EnPI Table'!$BD$100","v":0},{"$f":"'EnPI Table'!$BD$112","v":0},{"$f":"'EnPI Table'!$BD$124","v":0},{"$f":"'EnPI Table'!$BD$136","v":0},{"$f":"'EnPI Table'!$BD$148","v":0},{"$f":"'EnPI Table'!$BD$160","v":0},{"$f":"'EnPI Table'!$BD$172","v":0},{"$f":"'EnPI Table'!$BD$184","v":0},{"$f":"'EnPI Table'!$BD$196","v":0},{"$f":"'EnPI Table'!$BD$208","v":0},{"$f":"'EnPI Table'!$BD$220","v":0},{"$f":"'EnPI Table'!$BD$232","v":0},{"$f":"'EnPI Table'!$BD$244","v":0},{"$f":"'EnPI Table'!$BD$256","v":0},{"$f":"'EnPI Table'!$BD$268","v":0},{"$f":"'EnPI Table'!$BD$280","v":0},{"$f":"'EnPI Table'!$BD$292","v":0},{"$f":"'EnPI Table'!$BD$304","v":0}]
[null,null,null,null,null,null,null,null,null,null,null,null,null,null,null,{"$f":"'EnPI Table'!$BD$17","v":0},{"$f":"'EnPI Table'!$BD$29","v":0},{"$f":"'EnPI Table'!$BD$41","v":0},{"$f":"'EnPI Table'!$BD$53","v":0},{"$f":"'EnPI Table'!$BD$65","v":0},{"$f":"'EnPI Table'!$BD$77","v":0},{"$f":"'EnPI Table'!$BD$89","v":0},{"$f":"'EnPI Table'!$BD$101","v":0},{"$f":"'EnPI Table'!$BD$113","v":0},{"$f":"'EnPI Table'!$BD$125","v":0},{"$f":"'EnPI Table'!$BD$137","v":0},{"$f":"'EnPI Table'!$BD$149","v":0},{"$f":"'EnPI Table'!$BD$161","v":0},{"$f":"'EnPI Table'!$BD$173","v":0},{"$f":"'EnPI Table'!$BD$185","v":0},{"$f":"'EnPI Table'!$BD$197","v":0},{"$f":"'EnPI Table'!$BD$209","v":0},{"$f":"'EnPI Table'!$BD$221","v":0},{"$f":"'EnPI Table'!$BD$233","v":0},{"$f":"'EnPI Table'!$BD$245","v":0},{"$f":"'EnPI Table'!$BD$257","v":0},{"$f":"'EnPI Table'!$BD$269","v":0},{"$f":"'EnPI Table'!$BD$281","v":0},{"$f":"'EnPI Table'!$BD$293","v":0},{"$f":"'EnPI Table'!$BD$305","v":0}]
[null,null,null,null,null,null,null,null,null,null,null,null,null,null,null,{"$f":"'EnPI Table'!$BD$18","v":0},{"$f":"'EnPI Table'!$BD$30","v":0},{"$f":"'EnPI Table'!$BD$42","v":0},{"$f":"'EnPI Table'!$BD$54","v":0},{"$f":"'EnPI Table'!$BD$66","v":0},{"$f":"'EnPI Table'!$BD$78","v":0},{"$f":"'EnPI Table'!$BD$90","v":0},{"$f":"'EnPI Table'!$BD$102","v":0},{"$f":"'EnPI Table'!$BD$114","v":0},{"$f":"'EnPI Table'!$BD$126","v":0},{"$f":"'EnPI Table'!$BD$138","v":0},{"$f":"'EnPI Table'!$BD$150","v":0},{"$f":"'EnPI Table'!$BD$162","v":0},{"$f":"'EnPI Table'!$BD$174","v":0},{"$f":"'EnPI Table'!$BD$186","v":0},{"$f":"'EnPI Table'!$BD$198","v":0},{"$f":"'EnPI Table'!$BD$210","v":0},{"$f":"'EnPI Table'!$BD$222","v":0},{"$f":"'EnPI Table'!$BD$234","v":0},{"$f":"'EnPI Table'!$BD$246","v":0},{"$f":"'EnPI Table'!$BD$258","v":0},{"$f":"'EnPI Table'!$BD$270","v":0},{"$f":"'EnPI Table'!$BD$282","v":0},{"$f":"'EnPI Table'!$BD$294","v":0},{"$f":"'EnPI Table'!$BD$306","v":0}]
[null,null,null,null,null,null,null,null,null,null,null,null,null,null,null,{"$f":"'EnPI Table'!$BD$19","v":0},{"$f":"'EnPI Table'!$BD$31","v":0},{"$f":"'EnPI Table'!$BD$43","v":0},{"$f":"'EnPI Table'!$BD$55","v":0},{"$f":"'EnPI Table'!$BD$67","v":0},{"$f":"'EnPI Table'!$BD$79","v":0},{"$f":"'EnPI Table'!$BD$91","v":0},{"$f":"'EnPI Table'!$BD$103","v":0},{"$f":"'EnPI Table'!$BD$115","v":0},{"$f":"'EnPI Table'!$BD$127","v":0},{"$f":"'EnPI Table'!$BD$139","v":0},{"$f":"'EnPI Table'!$BD$151","v":0},{"$f":"'EnPI Table'!$BD$163","v":0},{"$f":"'EnPI Table'!$BD$175","v":0},{"$f":"'EnPI Table'!$BD$187","v":0},{"$f":"'EnPI Table'!$BD$199","v":0},{"$f":"'EnPI Table'!$BD$211","v":0},{"$f":"'EnPI Table'!$BD$223","v":0},{"$f":"'EnPI Table'!$BD$235","v":0},{"$f":"'EnPI Table'!$BD$247","v":0},{"$f":"'EnPI Table'!$BD$259","v":0},{"$f":"'EnPI Table'!$BD$271","v":0},{"$f":"'EnPI Table'!$BD$283","v":0},{"$f":"'EnPI Table'!$BD$295","v":0},{"$f":"'EnPI Table'!$BD$307","v":0}]
[null,null,null,null,null,null,null,null,null,null,null,null,null,null,null,{"$f":"'EnPI Table'!$BD$20","v":0},{"$f":"'EnPI Table'!$BD$32","v":0},{"$f":"'EnPI Table'!$BD$44","v":0},{"$f":"'EnPI Table'!$BD$56","v":0},{"$f":"'EnPI Table'!$BD$68","v":0},{"$f":"'EnPI Table'!$BD$80","v":0},{"$f":"'EnPI Table'!$BD$92","v":0},{"$f":"'EnPI Table'!$BD$104","v":0},{"$f":"'EnPI Table'!$BD$116","v":0},{"$f":"'EnPI Table'!$BD$128","v":0},{"$f":"'EnPI Table'!$BD$140","v":0},{"$f":"'EnPI Table'!$BD$152","v":0},{"$f":"'EnPI Table'!$BD$164","v":0},{"$f":"'EnPI Table'!$BD$176","v":0},{"$f":"'EnPI Table'!$BD$188","v":0},{"$f":"'EnPI Table'!$BD$200","v":0},{"$f":"'EnPI Table'!$BD$212","v":0},{"$f":"'EnPI Table'!$BD$224","v":0},{"$f":"'EnPI Table'!$BD$236","v":0},{"$f":"'EnPI Table'!$BD$248","v":0},{"$f":"'EnPI Table'!$BD$260","v":0},{"$f":"'EnPI Table'!$BD$272","v":0},{"$f":"'EnPI Table'!$BD$284","v":0},{"$f":"'EnPI Table'!$BD$296","v":0},{"$f":"'EnPI Table'!$BD$308","v":0}]
[null,null,null,null,null,null,null,null,null,null,null,null,null,null,null,{"$f":"'EnPI Table'!$BD$21","v":0},{"$f":"'EnPI Table'!$BD$33","v":0},{"$f":"'EnPI Table'!$BD$45","v":0},{"$f":"'EnPI Table'!$BD$57","v":0},{"$f":"'EnPI Table'!$BD$69","v":0},{"$f":"'EnPI Table'!$BD$81","v":0},{"$f":"'EnPI Table'!$BD$93","v":0},{"$f":"'EnPI Table'!$BD$105","v":0},{"$f":"'EnPI Table'!$BD$117","v":0},{"$f":"'EnPI Table'!$BD$129","v":0},{"$f":"'EnPI Table'!$BD$141","v":0},{"$f":"'EnPI Table'!$BD$153","v":0},{"$f":"'EnPI Table'!$BD$165","v":0},{"$f":"'EnPI Table'!$BD$177","v":0},{"$f":"'EnPI Table'!$BD$189","v":0},{"$f":"'EnPI Table'!$BD$201","v":0},{"$f":"'EnPI Table'!$BD$213","v":0},{"$f":"'EnPI Table'!$BD$225","v":0},{"$f":"'EnPI Table'!$BD$237","v":0},{"$f":"'EnPI Table'!$BD$249","v":0},{"$f":"'EnPI Table'!$BD$261","v":0},{"$f":"'EnPI Table'!$BD$273","v":0},{"$f":"'EnPI Table'!$BD$285","v":0},{"$f":"'EnPI Table'!$BD$297","v":0},{"$f":"'EnPI Table'!$BD$309","v":0}]
[]
[null,null,null,null,null,null,null,null,null,null,null,null,null,null,null,{"$f":"'EnPI Table'!$BC$10","v":0},{"$f":"'EnPI Table'!$BC$22","v":0},{"$f":"'EnPI Table'!$BC$34","v":0},{"$f":"'EnPI Table'!$BC$46","v":0},{"$f":"'EnPI Table'!$BC$58","v":0},{"$f":"'EnPI Table'!$BC$70","v":0},{"$f":"'EnPI Table'!$BC$82","v":0},{"$f":"'EnPI Table'!$BC$94","v":0},{"$f":"'EnPI Table'!$BC$106","v":0},{"$f":"'EnPI Table'!$BC$118","v":0},{"$f":"'EnPI Table'!$BC$130","v":0},{"$f":"'EnPI Table'!$BC$142","v":0},{"$f":"'EnPI Table'!$BC$154","v":0},{"$f":"'EnPI Table'!$BC$166","v":0},{"$f":"'EnPI Table'!$BC$178","v":0},{"$f":"'EnPI Table'!$BC$190","v":0},{"$f":"'EnPI Table'!$BC$202","v":0},{"$f":"'EnPI Table'!$BC$214","v":0},{"$f":"'EnPI Table'!$BC$226","v":0},{"$f":"'EnPI Table'!$BC$238","v":0},{"$f":"'EnPI Table'!$BC$250","v":0},{"$f":"'EnPI Table'!$BC$262","v":0},{"$f":"'EnPI Table'!$BC$274","v":0},{"$f":"'EnPI Table'!$BC$286","v":0},{"$f":"'EnPI Table'!$BC$298","v":0}]
[null,null,null,null,null,null,null,null,null,null,null,null,null,null,null,{"$f":"'EnPI Table'!$BC$11","v":0},{"$f":"'EnPI Table'!$BC$23","v":0},{"$f":"'EnPI Table'!$BC$35","v":0},{"$f":"'EnPI Table'!$BC$47","v":0},{"$f":"'EnPI Table'!$BC$59","v":0},{"$f":"'EnPI Table'!$BC$71","v":0},{"$f":"'EnPI Table'!$BC$83","v":0},{"$f":"'EnPI Table'!$BC$95","v":0},{"$f":"'EnPI Table'!$BC$107","v":0},{"$f":"'EnPI Table'!$BC$119","v":0},{"$f":"'EnPI Table'!$BC$131","v":0},{"$f":"'EnPI Table'!$BC$143","v":0},{"$f":"'EnPI Table'!$BC$155","v":0},{"$f":"'EnPI Table'!$BC$167","v":0},{"$f":"'EnPI Table'!$BC$179","v":0},{"$f":"'EnPI Table'!$BC$191","v":0},{"$f":"'EnPI Table'!$BC$203","v":0},{"$f":"'EnPI Table'!$BC$215","v":0},{"$f":"'EnPI Table'!$BC$227","v":0},{"$f":"'EnPI Table'!$BC$239","v":0},{"$f":"'EnPI Table'!$BC$251","v":0},{"$f":"'EnPI Table'!$BC$263","v":0},{"$f":"'EnPI Table'!$BC$275","v":0},{"$f":"'EnPI Table'!$BC$287","v":0},{"$f":"'EnPI Table'!$BC$299","v":0}]
[null,null,null,null,null,null,null,null,null,null,null,null,null,null,null,{"$f":"'EnPI Table'!$BC$12","v":0},{"$f":"'EnPI Table'!$BC$24","v":0},{"$f":"'EnPI Table'!$BC$36","v":0},{"$f":"'EnPI Table'!$BC$48","v":0},{"$f":"'EnPI Table'!$BC$60","v":0},{"$f":"'EnPI Table'!$BC$72","v":0},{"$f":"'EnPI Table'!$BC$84","v":0},{"$f":"'EnPI Table'!$BC$96","v":0},{"$f":"'EnPI Table'!$BC$108","v":0},{"$f":"'EnPI Table'!$BC$120","v":0},{"$f":"'EnPI Table'!$BC$132","v":0},{"$f":"'EnPI Table'!$BC$144","v":0},{"$f":"'EnPI Table'!$BC$156","v":0},{"$f":"'EnPI Table'!$BC$168","v":0},{"$f":"'EnPI Table'!$BC$180","v":0},{"$f":"'EnPI Table'!$BC$192","v":0},{"$f":"'EnPI Table'!$BC$204","v":0},{"$f":"'EnPI Table'!$BC$216","v":0},{"$f":"'EnPI Table'!$BC$228","v":0},{"$f":"'EnPI Table'!$BC$240","v":0},{"$f":"'EnPI Table'!$BC$252","v":0},{"$f":"'EnPI Table'!$BC$264","v":0},{"$f":"'EnPI Table'!$BC$276","v":0},{"$f":"'EnPI Table'!$BC$288","v":0},{"$f":"'EnPI Table'!$BC$300","v":0}]
[null,null,null,null,null,null,null,null,null,null,null,null,null,null,null,{"$f":"'EnPI Table'!$BC$13","v":0},{"$f":"'EnPI Table'!$BC$25","v":0},{"$f":"'EnPI Table'!$BC$37","v":0},{"$f":"'EnPI Table'!$BC$49","v":0},{"$f":"'EnPI Table'!$BC$61","v":0},{"$f":"'EnPI Table'!$BC$73","v":0},{"$f":"'EnPI Table'!$BC$85","v":0},{"$f":"'EnPI Table'!$BC$97","v":0},{"$f":"'EnPI Table'!$BC$109","v":0},{"$f":"'EnPI Table'!$BC$121","v":0},{"$f":"'EnPI Table'!$BC$133","v":0},{"$f":"'EnPI Table'!$BC$145","v":0},{"$f":"'EnPI Table'!$BC$157","v":0},{"$f":"'EnPI Table'!$BC$169","v":0},{"$f":"'EnPI Table'!$BC$181","v":0},{"$f":"'EnPI Table'!$BC$193","v":0},{"$f":"'EnPI Table'!$BC$205","v":0},{"$f":"'EnPI Table'!$BC$217","v":0},{"$f":"'EnPI Table'!$BC$229","v":0},{"$f":"'EnPI Table'!$BC$241","v":0},{"$f":"'EnPI Table'!$BC$253","v":0},{"$f":"'EnPI Table'!$BC$265","v":0},{"$f":"'EnPI Table'!$BC$277","v":0},{"$f":"'EnPI Table'!$BC$289","v":0},{"$f":"'EnPI Table'!$BC$301","v":0}]
[null,null,null,null,null,null,null,null,null,null,null,null,null,null,null,{"$f":"'EnPI Table'!$BC$14","v":0},{"$f":"'EnPI Table'!$BC$26","v":0},{"$f":"'EnPI Table'!$BC$38","v":0},{"$f":"'EnPI Table'!$BC$50","v":0},{"$f":"'EnPI Table'!$BC$62","v":0},{"$f":"'EnPI Table'!$BC$74","v":0},{"$f":"'EnPI Table'!$BC$86","v":0},{"$f":"'EnPI Table'!$BC$98","v":0},{"$f":"'EnPI Table'!$BC$110","v":0},{"$f":"'EnPI Table'!$BC$122","v":0},{"$f":"'EnPI Table'!$BC$134","v":0},{"$f":"'EnPI Table'!$BC$146","v":0},{"$f":"'EnPI Table'!$BC$158","v":0},{"$f":"'EnPI Table'!$BC$170","v":0},{"$f":"'EnPI Table'!$BC$182","v":0},{"$f":"'EnPI Table'!$BC$194","v":0},{"$f":"'EnPI Table'!$BC$206","v":0},{"$f":"'EnPI Table'!$BC$218","v":0},{"$f":"'EnPI Table'!$BC$230","v":0},{"$f":"'EnPI Table'!$BC$242","v":0},{"$f":"'EnPI Table'!$BC$254","v":0},{"$f":"'EnPI Table'!$BC$266","v":0},{"$f":"'EnPI Table'!$BC$278","v":0},{"$f":"'EnPI Table'!$BC$290","v":0},{"$f":"'EnPI Table'!$BC$302","v":0}]
[null,null,null,null,null,null,null,null,null,null,null,null,null,null,null,{"$f":"'EnPI Table'!$BC$15","v":0},{"$f":"'EnPI Table'!$BC$27","v":0},{"$f":"'EnPI Table'!$BC$39","v":0},{"$f":"'EnPI Table'!$BC$51","v":0},{"$f":"'EnPI Table'!$BC$63","v":0},{"$f":"'EnPI Table'!$BC$75","v":0},{"$f":"'EnPI Table'!$BC$87","v":0},{"$f":"'EnPI Table'!$BC$99","v":0},{"$f":"'EnPI Table'!$BC$111","v":0},{"$f":"'EnPI Table'!$BC$123","v":0},{"$f":"'EnPI Table'!$BC$135","v":0},{"$f":"'EnPI Table'!$BC$147","v":0},{"$f":"'EnPI Table'!$BC$159","v":0},{"$f":"'EnPI Table'!$BC$171","v":0},{"$f":"'EnPI Table'!$BC$183","v":0},{"$f":"'EnPI Table'!$BC$195","v":0},{"$f":"'EnPI Table'!$BC$207","v":0},{"$f":"'EnPI Table'!$BC$219","v":0},{"$f":"'EnPI Table'!$BC$231","v":0},{"$f":"'EnPI Table'!$BC$243","v":0},{"$f":"'EnPI Table'!$BC$255","v":0},{"$f":"'EnPI Table'!$BC$267","v":0},{"$f":"'EnPI Table'!$BC$279","v":0},{"$f":"'EnPI Table'!$BC$291","v":0},{"$f":"'EnPI Table'!$BC$303","v":0}]
[null,null,null,null,null,null,null,null,null,null,null,null,null,null,null,{"$f":"'EnPI Table'!$BC$16","v":0},{"$f":"'EnPI Table'!$BC$28","v":0},{"$f":"'EnPI Table'!$BC$40","v":0},{"$f":"'EnPI Table'!$BC$52","v":0},{"$f":"'EnPI Table'!$BC$64","v":0},{"$f":"'EnPI Table'!$BC$76","v":0},{"$f":"'EnPI Table'!$BC$88","v":0},{"$f":"'EnPI Table'!$BC$100","v":0},{"$f":"'EnPI Table'!$BC$112","v":0},{"$f":"'EnPI Table'!$BC$124","v":0},{"$f":"'EnPI Table'!$BC$136","v":0},{"$f":"'EnPI Table'!$BC$148","v":0},{"$f":"'EnPI Table'!$BC$160","v":0},{"$f":"'EnPI Table'!$BC$172","v":0},{"$f":"'EnPI Table'!$BC$184","v":0},{"$f":"'EnPI Table'!$BC$196","v":0},{"$f":"'EnPI Table'!$BC$208","v":0},{"$f":"'EnPI Table'!$BC$220","v":0},{"$f":"'EnPI Table'!$BC$232","v":0},{"$f":"'EnPI Table'!$BC$244","v":0},{"$f":"'EnPI Table'!$BC$256","v":0},{"$f":"'EnPI Table'!$BC$268","v":0},{"$f":"'EnPI Table'!$BC$280","v":0},{"$f":"'EnPI Table'!$BC$292","v":0},{"$f":"'EnPI Table'!$BC$304","v":0}]
[null,null,null,null,null,null,null,null,null,null,null,null,null,null,null,{"$f":"'EnPI Table'!$BC$17","v":0},{"$f":"'EnPI Table'!$BC$29","v":0},{"$f":"'EnPI Table'!$BC$41","v":0},{"$f":"'EnPI Table'!$BC$53","v":0},{"$f":"'EnPI Table'!$BC$65","v":0},{"$f":"'EnPI Table'!$BC$77","v":0},{"$f":"'EnPI Table'!$BC$89","v":0},{"$f":"'EnPI Table'!$BC$101","v":0},{"$f":"'EnPI Table'!$BC$113","v":0},{"$f":"'EnPI Table'!$BC$125","v":0},{"$f":"'EnPI Table'!$BC$137","v":0},{"$f":"'EnPI Table'!$BC$149","v":0},{"$f":"'EnPI Table'!$BC$161","v":0},{"$f":"'EnPI Table'!$BC$173","v":0},{"$f":"'EnPI Table'!$BC$185","v":0},{"$f":"'EnPI Table'!$BC$197","v":0},{"$f":"'EnPI Table'!$BC$209","v":0},{"$f":"'EnPI Table'!$BC$221","v":0},{"$f":"'EnPI Table'!$BC$233","v":0},{"$f":"'EnPI Table'!$BC$245","v":0},{"$f":"'EnPI Table'!$BC$257","v":0},{"$f":"'EnPI Table'!$BC$269","v":0},{"$f":"'EnPI Table'!$BC$281","v":0},{"$f":"'EnPI Table'!$BC$293","v":0},{"$f":"'EnPI Table'!$BC$305","v":0}]
[null,null,null,null,null,null,null,null,null,null,null,null,null,null,null,{"$f":"'EnPI Table'!$BC$18","v":0},{"$f":"'EnPI Table'!$BC$30","v":0},{"$f":"'EnPI Table'!$BC$42","v":0},{"$f":"'EnPI Table'!$BC$54","v":0},{"$f":"'EnPI Table'!$BC$66","v":0},{"$f":"'EnPI Table'!$BC$78","v":0},{"$f":"'EnPI Table'!$BC$90","v":0},{"$f":"'EnPI Table'!$BC$102","v":0},{"$f":"'EnPI Table'!$BC$114","v":0},{"$f":"'EnPI Table'!$BC$126","v":0},{"$f":"'EnPI Table'!$BC$138","v":0},{"$f":"'EnPI Table'!$BC$150","v":0},{"$f":"'EnPI Table'!$BC$162","v":0},{"$f":"'EnPI Table'!$BC$174","v":0},{"$f":"'EnPI Table'!$BC$186","v":0},{"$f":"'EnPI Table'!$BC$198","v":0},{"$f":"'EnPI Table'!$BC$210","v":0},{"$f":"'EnPI Table'!$BC$222","v":0},{"$f":"'EnPI Table'!$BC$234","v":0},{"$f":"'EnPI Table'!$BC$246","v":0},{"$f":"'EnPI Table'!$BC$258","v":0},{"$f":"'EnPI Table'!$BC$270","v":0},{"$f":"'EnPI Table'!$BC$282","v":0},{"$f":"'EnPI Table'!$BC$294","v":0},{"$f":"'EnPI Table'!$BC$306","v":0}]
[null,null,null,null,null,null,null,null,null,null,null,null,null,null,null,{"$f":"'EnPI Table'!$BC$19","v":0},{"$f":"'EnPI Table'!$BC$31","v":0},{"$f":"'EnPI Table'!$BC$43","v":0},{"$f":"'EnPI Table'!$BC$55","v":0},{"$f":"'EnPI Table'!$BC$67","v":0},{"$f":"'EnPI Table'!$BC$79","v":0},{"$f":"'EnPI Table'!$BC$91","v":0},{"$f":"'EnPI Table'!$BC$103","v":0},{"$f":"'EnPI Table'!$BC$115","v":0},{"$f":"'EnPI Table'!$BC$127","v":0},{"$f":"'EnPI Table'!$BC$139","v":0},{"$f":"'EnPI Table'!$BC$151","v":0},{"$f":"'EnPI Table'!$BC$163","v":0},{"$f":"'EnPI Table'!$BC$175","v":0},{"$f":"'EnPI Table'!$BC$187","v":0},{"$f":"'EnPI Table'!$BC$199","v":0},{"$f":"'EnPI Table'!$BC$211","v":0},{"$f":"'EnPI Table'!$BC$223","v":0},{"$f":"'EnPI Table'!$BC$235","v":0},{"$f":"'EnPI Table'!$BC$247","v":0},{"$f":"'EnPI Table'!$BC$259","v":0},{"$f":"'EnPI Table'!$BC$271","v":0},{"$f":"'EnPI Table'!$BC$283","v":0},{"$f":"'EnPI Table'!$BC$295","v":0},{"$f":"'EnPI Table'!$BC$307","v":0}]
[null,null,null,null,null,null,null,null,null,null,null,null,null,null,null,{"$f":"'EnPI Table'!$BC$20","v":0},{"$f":"'EnPI Table'!$BC$32","v":0},{"$f":"'EnPI Table'!$BC$44","v":0},{"$f":"'EnPI Table'!$BC$56","v":0},{"$f":"'EnPI Table'!$BC$68","v":0},{"$f":"'EnPI Table'!$BC$80","v":0},{"$f":"'EnPI Table'!$BC$92","v":0},{"$f":"'EnPI Table'!$BC$104","v":0},{"$f":"'EnPI Table'!$BC$116","v":0},{"$f":"'EnPI Table'!$BC$128","v":0},{"$f":"'EnPI Table'!$BC$140","v":0},{"$f":"'EnPI Table'!$BC$152","v":0},{"$f":"'EnPI Table'!$BC$164","v":0},{"$f":"'EnPI Table'!$BC$176","v":0},{"$f":"'EnPI Table'!$BC$188","v":0},{"$f":"'EnPI Table'!$BC$200","v":0},{"$f":"'EnPI Table'!$BC$212","v":0},{"$f":"'EnPI Table'!$BC$224","v":0},{"$f":"'EnPI Table'!$BC$236","v":0},{"$f":"'EnPI Table'!$BC$248","v":0},{"$f":"'EnPI Table'!$BC$260","v":0},{"$f":"'EnPI Table'!$BC$272","v":0},{"$f":"'EnPI Table'!$BC$284","v":0},{"$f":"'EnPI Table'!$BC$296","v":0},{"$f":"'EnPI Table'!$BC$308","v":0}]
[null,null,null,null,null,null,null,null,null,null,null,null,null,null,null,{"$f":"'EnPI Table'!$BC$21","v":0},{"$f":"'EnPI Table'!$BC$33","v":0},{"$f":"'EnPI Table'!$BC$45","v":0},{"$f":"'EnPI Table'!$BC$57","v":0},{"$f":"'EnPI Table'!$BC$69","v":0},{"$f":"'EnPI Table'!$BC$81","v":0},{"$f":"'EnPI Table'!$BC$93","v":0},{"$f":"'EnPI Table'!$BC$105","v":0},{"$f":"'EnPI Table'!$BC$117","v":0},{"$f":"'EnPI Table'!$BC$129","v":0},{"$f":"'EnPI Table'!$BC$141","v":0},{"$f":"'EnPI Table'!$BC$153","v":0},{"$f":"'EnPI Table'!$BC$165","v":0},{"$f":"'EnPI Table'!$BC$177","v":0},{"$f":"'EnPI Table'!$BC$189","v":0},{"$f":"'EnPI Table'!$BC$201","v":0},{"$f":"'EnPI Table'!$BC$213","v":0},{"$f":"'EnPI Table'!$BC$225","v":0},{"$f":"'EnPI Table'!$BC$237","v":0},{"$f":"'EnPI Table'!$BC$249","v":0},{"$f":"'EnPI Table'!$BC$261","v":0},{"$f":"'EnPI Table'!$BC$273","v":0},{"$f":"'EnPI Table'!$BC$285","v":0},{"$f":"'EnPI Table'!$BC$297","v":0},{"$f":"'EnPI Table'!$BC$309","v":0}]
[]
[null,null,null,null,null,null,null,null,null,null,null,null,null,null,null,{"$f":"'EnPI Table'!$BF$10","v":0},{"$f":"'EnPI Table'!$BF$22","v":0},{"$f":"'EnPI Table'!$BF$34","v":0},{"$f":"'EnPI Table'!$BF$46","v":0},{"$f":"'EnPI Table'!$BF$58","v":0},{"$f":"'EnPI Table'!$BF$70","v":0},{"$f":"'EnPI Table'!$BF$82","v":0},{"$f":"'EnPI Table'!$BF$94","v":0},{"$f":"'EnPI Table'!$BF$106","v":0},{"$f":"'EnPI Table'!$BF$118","v":0},{"$f":"'EnPI Table'!$BF$130","v":0},{"$f":"'EnPI Table'!$BF$142","v":0},{"$f":"'EnPI Table'!$BF$154","v":0},{"$f":"'EnPI Table'!$BF$166","v":0},{"$f":"'EnPI Table'!$BF$178","v":0},{"$f":"'EnPI Table'!$BF$190","v":0},{"$f":"'EnPI Table'!$BF$202","v":0},{"$f":"'EnPI Table'!$BF$214","v":0},{"$f":"'EnPI Table'!$BF$226","v":0},{"$f":"'EnPI Table'!$BF$238","v":0},{"$f":"'EnPI Table'!$BF$250","v":0},{"$f":"'EnPI Table'!$BF$262","v":0},{"$f":"'EnPI Table'!$BF$274","v":0},{"$f":"'EnPI Table'!$BF$286","v":0},{"$f":"'EnPI Table'!$BF$298","v":0}]
[null,null,null,null,null,null,null,null,null,null,null,null,null,null,null,{"$f":"'EnPI Table'!$BF$11","v":0},{"$f":"'EnPI Table'!$BF$23","v":0},{"$f":"'EnPI Table'!$BF$35","v":0},{"$f":"'EnPI Table'!$BF$47","v":0},{"$f":"'EnPI Table'!$BF$59","v":0},{"$f":"'EnPI Table'!$BF$71","v":0},{"$f":"'EnPI Table'!$BF$83","v":0},{"$f":"'EnPI Table'!$BF$95","v":0},{"$f":"'EnPI Table'!$BF$107","v":0},{"$f":"'EnPI Table'!$BF$119","v":0},{"$f":"'EnPI Table'!$BF$131","v":0},{"$f":"'EnPI Table'!$BF$143","v":0},{"$f":"'EnPI Table'!$BF$155","v":0},{"$f":"'EnPI Table'!$BF$167","v":0},{"$f":"'EnPI Table'!$BF$179","v":0},{"$f":"'EnPI Table'!$BF$191","v":0},{"$f":"'EnPI Table'!$BF$203","v":0},{"$f":"'EnPI Table'!$BF$215","v":0},{"$f":"'EnPI Table'!$BF$227","v":0},{"$f":"'EnPI Table'!$BF$239","v":0},{"$f":"'EnPI Table'!$BF$251","v":0},{"$f":"'EnPI Table'!$BF$263","v":0},{"$f":"'EnPI Table'!$BF$275","v":0},{"$f":"'EnPI Table'!$BF$287","v":0},{"$f":"'EnPI Table'!$BF$299","v":0}]
[null,null,null,null,null,null,null,null,null,null,null,null,null,null,null,{"$f":"'EnPI Table'!$BF$12","v":0},{"$f":"'EnPI Table'!$BF$24","v":0},{"$f":"'EnPI Table'!$BF$36","v":0},{"$f":"'EnPI Table'!$BF$48","v":0},{"$f":"'EnPI Table'!$BF$60","v":0},{"$f":"'EnPI Table'!$BF$72","v":0},{"$f":"'EnPI Table'!$BF$84","v":0},{"$f":"'EnPI Table'!$BF$96","v":0},{"$f":"'EnPI Table'!$BF$108","v":0},{"$f":"'EnPI Table'!$BF$120","v":0},{"$f":"'EnPI Table'!$BF$132","v":0},{"$f":"'EnPI Table'!$BF$144","v":0},{"$f":"'EnPI Table'!$BF$156","v":0},{"$f":"'EnPI Table'!$BF$168","v":0},{"$f":"'EnPI Table'!$BF$180","v":0},{"$f":"'EnPI Table'!$BF$192","v":0},{"$f":"'EnPI Table'!$BF$204","v":0},{"$f":"'EnPI Table'!$BF$216","v":0},{"$f":"'EnPI Table'!$BF$228","v":0},{"$f":"'EnPI Table'!$BF$240","v":0},{"$f":"'EnPI Table'!$BF$252","v":0},{"$f":"'EnPI Table'!$BF$264","v":0},{"$f":"'EnPI Table'!$BF$276","v":0},{"$f":"'EnPI Table'!$BF$288","v":0},{"$f":"'EnPI Table'!$BF$300","v":0}]
[null,null,null,null,null,null,null,null,null,null,null,null,null,null,null,{"$f":"'EnPI Table'!$BF$13","v":0},{"$f":"'EnPI Table'!$BF$25","v":0},{"$f":"'EnPI Table'!$BF$37","v":0},{"$f":"'EnPI Table'!$BF$49","v":0},{"$f":"'EnPI Table'!$BF$61","v":0},{"$f":"'EnPI Table'!$BF$73","v":0},{"$f":"'EnPI Table'!$BF$85","v":0},{"$f":"'EnPI Table'!$BF$97","v":0},{"$f":"'EnPI Table'!$BF$109","v":0},{"$f":"'EnPI Table'!$BF$121","v":0},{"$f":"'EnPI Table'!$BF$133","v":0},{"$f":"'EnPI Table'!$BF$145","v":0},{"$f":"'EnPI Table'!$BF$157","v":0},{"$f":"'EnPI Table'!$BF$169","v":0},{"$f":"'EnPI Table'!$BF$181","v":0},{"$f":"'EnPI Table'!$BF$193","v":0},{"$f":"'EnPI Table'!$BF$205","v":0},{"$f":"'EnPI Table'!$BF$217","v":0},{"$f":"'EnPI Table'!$BF$229","v":0},{"$f":"'EnPI Table'!$BF$241","v":0},{"$f":"'EnPI Table'!$BF$253","v":0},{"$f":"'EnPI Table'!$BF$265","v":0},{"$f":"'EnPI Table'!$BF$277","v":0},{"$f":"'EnPI Table'!$BF$289","v":0},{"$f":"'EnPI Table'!$BF$301","v":0}]
[null,null,null,null,null,null,null,null,null,null,null,null,null,null,null,{"$f":"'EnPI Table'!$BF$14","v":0},{"$f":"'EnPI Table'!$BF$26","v":0},{"$f":"'EnPI Table'!$BF$38","v":0},{"$f":"'EnPI Table'!$BF$50","v":0},{"$f":"'EnPI Table'!$BF$62","v":0},{"$f":"'EnPI Table'!$BF$74","v":0},{"$f":"'EnPI Table'!$BF$86","v":0},{"$f":"'EnPI Table'!$BF$98","v":0},{"$f":"'EnPI Table'!$BF$110","v":0},{"$f":"'EnPI Table'!$BF$122","v":0},{"$f":"'EnPI Table'!$BF$134","v":0},{"$f":"'EnPI Table'!$BF$146","v":0},{"$f":"'EnPI Table'!$BF$158","v":0},{"$f":"'EnPI Table'!$BF$170","v":0},{"$f":"'EnPI Table'!$BF$182","v":0},{"$f":"'EnPI Table'!$BF$194","v":0},{"$f":"'EnPI Table'!$BF$206","v":0},{"$f":"'EnPI Table'!$BF$218","v":0},{"$f":"'EnPI Table'!$BF$230","v":0},{"$f":"'EnPI Table'!$BF$242","v":0},{"$f":"'EnPI Table'!$BF$254","v":0},{"$f":"'EnPI Table'!$BF$266","v":0},{"$f":"'EnPI Table'!$BF$278","v":0},{"$f":"'EnPI Table'!$BF$290","v":0},{"$f":"'EnPI Table'!$BF$302","v":0}]
[null,null,null,null,null,null,null,null,null,null,null,null,null,null,null,{"$f":"'EnPI Table'!$BF$15","v":0},{"$f":"'EnPI Table'!$BF$27","v":0},{"$f":"'EnPI Table'!$BF$39","v":0},{"$f":"'EnPI Table'!$BF$51","v":0},{"$f":"'EnPI Table'!$BF$63","v":0},{"$f":"'EnPI Table'!$BF$75","v":0},{"$f":"'EnPI Table'!$BF$87","v":0},{"$f":"'EnPI Table'!$BF$99","v":0},{"$f":"'EnPI Table'!$BF$111","v":0},{"$f":"'EnPI Table'!$BF$123","v":0},{"$f":"'EnPI Table'!$BF$135","v":0},{"$f":"'EnPI Table'!$BF$147","v":0},{"$f":"'EnPI Table'!$BF$159","v":0},{"$f":"'EnPI Table'!$BF$171","v":0},{"$f":"'EnPI Table'!$BF$183","v":0},{"$f":"'EnPI Table'!$BF$195","v":0},{"$f":"'EnPI Table'!$BF$207","v":0},{"$f":"'EnPI Table'!$BF$219","v":0},{"$f":"'EnPI Table'!$BF$231","v":0},{"$f":"'EnPI Table'!$BF$243","v":0},{"$f":"'EnPI Table'!$BF$255","v":0},{"$f":"'EnPI Table'!$BF$267","v":0},{"$f":"'EnPI Table'!$BF$279","v":0},{"$f":"'EnPI Table'!$BF$291","v":0},{"$f":"'EnPI Table'!$BF$303","v":0}]
[null,null,null,null,null,null,null,null,null,null,null,null,null,null,null,{"$f":"'EnPI Table'!$BF$16","v":0},{"$f":"'EnPI Table'!$BF$28","v":0},{"$f":"'EnPI Table'!$BF$40","v":0},{"$f":"'EnPI Table'!$BF$52","v":0},{"$f":"'EnPI Table'!$BF$64","v":0},{"$f":"'EnPI Table'!$BF$76","v":0},{"$f":"'EnPI Table'!$BF$88","v":0},{"$f":"'EnPI Table'!$BF$100","v":0},{"$f":"'EnPI Table'!$BF$112","v":0},{"$f":"'EnPI Table'!$BF$124","v":0},{"$f":"'EnPI Table'!$BF$136","v":0},{"$f":"'EnPI Table'!$BF$148","v":0},{"$f":"'EnPI Table'!$BF$160","v":0},{"$f":"'EnPI Table'!$BF$172","v":0},{"$f":"'EnPI Table'!$BF$184","v":0},{"$f":"'EnPI Table'!$BF$196","v":0},{"$f":"'EnPI Table'!$BF$208","v":0},{"$f":"'EnPI Table'!$BF$220","v":0},{"$f":"'EnPI Table'!$BF$232","v":0},{"$f":"'EnPI Table'!$BF$244","v":0},{"$f":"'EnPI Table'!$BF$256","v":0},{"$f":"'EnPI Table'!$BF$268","v":0},{"$f":"'EnPI Table'!$BF$280","v":0},{"$f":"'EnPI Table'!$BF$292","v":0},{"$f":"'EnPI Table'!$BF$304","v":0}]
[null,null,null,null,null,null,null,null,null,null,null,null,null,null,null,{"$f":"'EnPI Table'!$BF$17","v":0},{"$f":"'EnPI Table'!$BF$29","v":0},{"$f":"'EnPI Table'!$BF$41","v":0},{"$f":"'EnPI Table'!$BF$53","v":0},{"$f":"'EnPI Table'!$BF$65","v":0},{"$f":"'EnPI Table'!$BF$77","v":0},{"$f":"'EnPI Table'!$BF$89","v":0},{"$f":"'EnPI Table'!$BF$101","v":0},{"$f":"'EnPI Table'!$BF$113","v":0},{"$f":"'EnPI Table'!$BF$125","v":0},{"$f":"'EnPI Table'!$BF$137","v":0},{"$f":"'EnPI Table'!$BF$149","v":0},{"$f":"'EnPI Table'!$BF$161","v":0},{"$f":"'EnPI Table'!$BF$173","v":0},{"$f":"'EnPI Table'!$BF$185","v":0},{"$f":"'EnPI Table'!$BF$197","v":0},{"$f":"'EnPI Table'!$BF$209","v":0},{"$f":"'EnPI Table'!$BF$221","v":0},{"$f":"'EnPI Table'!$BF$233","v":0},{"$f":"'EnPI Table'!$BF$245","v":0},{"$f":"'EnPI Table'!$BF$257","v":0},{"$f":"'EnPI Table'!$BF$269","v":0},{"$f":"'EnPI Table'!$BF$281","v":0},{"$f":"'EnPI Table'!$BF$293","v":0},{"$f":"'EnPI Table'!$BF$305","v":0}]
[null,null,null,null,null,null,null,null,null,null,null,null,null,null,null,{"$f":"'EnPI Table'!$BF$18","v":0},{"$f":"'EnPI Table'!$BF$30","v":0},{"$f":"'EnPI Table'!$BF$42","v":0},{"$f":"'EnPI Table'!$BF$54","v":0},{"$f":"'EnPI Table'!$BF$66","v":0},{"$f":"'EnPI Table'!$BF$78","v":0},{"$f":"'EnPI Table'!$BF$90","v":0},{"$f":"'EnPI Table'!$BF$102","v":0},{"$f":"'EnPI Table'!$BF$114","v":0},{"$f":"'EnPI Table'!$BF$126","v":0},{"$f":"'EnPI Table'!$BF$138","v":0},{"$f":"'EnPI Table'!$BF$150","v":0},{"$f":"'EnPI Table'!$BF$162","v":0},{"$f":"'EnPI Table'!$BF$174","v":0},{"$f":"'EnPI Table'!$BF$186","v":0},{"$f":"'EnPI Table'!$BF$198","v":0},{"$f":"'EnPI Table'!$BF$210","v":0},{"$f":"'EnPI Table'!$BF$222","v":0},{"$f":"'EnPI Table'!$BF$234","v":0},{"$f":"'EnPI Table'!$BF$246","v":0},{"$f":"'EnPI Table'!$BF$258","v":0},{"$f":"'EnPI Table'!$BF$270","v":0},{"$f":"'EnPI Table'!$BF$282","v":0},{"$f":"'EnPI Table'!$BF$294","v":0},{"$f":"'EnPI Table'!$BF$306","v":0}]
[null,null,null,null,null,null,null,null,null,null,null,null,null,null,null,{"$f":"'EnPI Table'!$BF$19","v":0},{"$f":"'EnPI Table'!$BF$31","v":0},{"$f":"'EnPI Table'!$BF$43","v":0},{"$f":"'EnPI Table'!$BF$55","v":0},{"$f":"'EnPI Table'!$BF$67","v":0},{"$f":"'EnPI Table'!$BF$79","v":0},{"$f":"'EnPI Table'!$BF$91","v":0},{"$f":"'EnPI Table'!$BF$103","v":0},{"$f":"'EnPI Table'!$BF$115","v":0},{"$f":"'EnPI Table'!$BF$127","v":0},{"$f":"'EnPI Table'!$BF$139","v":0},{"$f":"'EnPI Table'!$BF$151","v":0},{"$f":"'EnPI Table'!$BF$163","v":0},{"$f":"'EnPI Table'!$BF$175","v":0},{"$f":"'EnPI Table'!$BF$187","v":0},{"$f":"'EnPI Table'!$BF$199","v":0},{"$f":"'EnPI Table'!$BF$211","v":0},{"$f":"'EnPI Table'!$BF$223","v":0},{"$f":"'EnPI Table'!$BF$235","v":0},{"$f":"'EnPI Table'!$BF$247","v":0},{"$f":"'EnPI Table'!$BF$259","v":0},{"$f":"'EnPI Table'!$BF$271","v":0},{"$f":"'EnPI Table'!$BF$283","v":0},{"$f":"'EnPI Table'!$BF$295","v":0},{"$f":"'EnPI Table'!$BF$307","v":0}]
[null,null,null,null,null,null,null,null,null,null,null,null,null,null,null,{"$f":"'EnPI Table'!$BF$20","v":0},{"$f":"'EnPI Table'!$BF$32","v":0},{"$f":"'EnPI Table'!$BF$44","v":0},{"$f":"'EnPI Table'!$BF$56","v":0},{"$f":"'EnPI Table'!$BF$68","v":0},{"$f":"'EnPI Table'!$BF$80","v":0},{"$f":"'EnPI Table'!$BF$92","v":0},{"$f":"'EnPI Table'!$BF$104","v":0},{"$f":"'EnPI Table'!$BF$116","v":0},{"$f":"'EnPI Table'!$BF$128","v":0},{"$f":"'EnPI Table'!$BF$140","v":0},{"$f":"'EnPI Table'!$BF$152","v":0},{"$f":"'EnPI Table'!$BF$164","v":0},{"$f":"'EnPI Table'!$BF$176","v":0},{"$f":"'EnPI Table'!$BF$188","v":0},{"$f":"'EnPI Table'!$BF$200","v":0},{"$f":"'EnPI Table'!$BF$212","v":0},{"$f":"'EnPI Table'!$BF$224","v":0},{"$f":"'EnPI Table'!$BF$236","v":0},{"$f":"'EnPI Table'!$BF$248","v":0},{"$f":"'EnPI Table'!$BF$260","v":0},{"$f":"'EnPI Table'!$BF$272","v":0},{"$f":"'EnPI Table'!$BF$284","v":0},{"$f":"'EnPI Table'!$BF$296","v":0},{"$f":"'EnPI Table'!$BF$308","v":0}]
[null,null,null,null,null,null,null,null,null,null,null,null,null,null,null,{"$f":"'EnPI Table'!$BF$21","v":0},{"$f":"'EnPI Table'!$BF$33","v":0},{"$f":"'EnPI Table'!$BF$45","v":0},{"$f":"'EnPI Table'!$BF$57","v":0},{"$f":"'EnPI Table'!$BF$69","v":0},{"$f":"'EnPI Table'!$BF$81","v":0},{"$f":"'EnPI Table'!$BF$93","v":0},{"$f":"'EnPI Table'!$BF$105","v":0},{"$f":"'EnPI Table'!$BF$117","v":0},{"$f":"'EnPI Table'!$BF$129","v":0},{"$f":"'EnPI Table'!$BF$141","v":0},{"$f":"'EnPI Table'!$BF$153","v":0},{"$f":"'EnPI Table'!$BF$165","v":0},{"$f":"'EnPI Table'!$BF$177","v":0},{"$f":"'EnPI Table'!$BF$189","v":0},{"$f":"'EnPI Table'!$BF$201","v":0},{"$f":"'EnPI Table'!$BF$213","v":0},{"$f":"'EnPI Table'!$BF$225","v":0},{"$f":"'EnPI Table'!$BF$237","v":0},{"$f":"'EnPI Table'!$BF$249","v":0},{"$f":"'EnPI Table'!$BF$261","v":0},{"$f":"'EnPI Table'!$BF$273","v":0},{"$f":"'EnPI Table'!$BF$285","v":0},{"$f":"'EnPI Table'!$BF$297","v":0},{"$f":"'EnPI Table'!$BF$309","v":0}]
[]
[null,null,null,null,null,null,null,null,null,null,null,null,null,null,null,{"$f":"'EnPI Table'!$BE$10","v":0},{"$f":"'EnPI Table'!$BE$22","v":0},{"$f":"'EnPI Table'!$BE$34","v":0},{"$f":"'EnPI Table'!$BE$46","v":0},{"$f":"'EnPI Table'!$BE$58","v":0},{"$f":"'EnPI Table'!$BE$70","v":0},{"$f":"'EnPI Table'!$BE$82","v":0},{"$f":"'EnPI Table'!$BE$94","v":0},{"$f":"'EnPI Table'!$BE$106","v":0},{"$f":"'EnPI Table'!$BE$118","v":0},{"$f":"'EnPI Table'!$BE$130","v":0},{"$f":"'EnPI Table'!$BE$142","v":0},{"$f":"'EnPI Table'!$BE$154","v":0},{"$f":"'EnPI Table'!$BE$166","v":0},{"$f":"'EnPI Table'!$BE$178","v":0},{"$f":"'EnPI Table'!$BE$190","v":0},{"$f":"'EnPI Table'!$BE$202","v":0},{"$f":"'EnPI Table'!$BE$214","v":0},{"$f":"'EnPI Table'!$BE$226","v":0},{"$f":"'EnPI Table'!$BE$238","v":0},{"$f":"'EnPI Table'!$BE$250","v":0},{"$f":"'EnPI Table'!$BE$262","v":0},{"$f":"'EnPI Table'!$BE$274","v":0},{"$f":"'EnPI Table'!$BE$286","v":0},{"$f":"'EnPI Table'!$BE$298","v":0}]
[null,null,null,null,null,null,null,null,null,null,null,null,null,null,null,{"$f":"'EnPI Table'!$BE$11","v":0},{"$f":"'EnPI Table'!$BE$23","v":0},{"$f":"'EnPI Table'!$BE$35","v":0},{"$f":"'EnPI Table'!$BE$47","v":0},{"$f":"'EnPI Table'!$BE$59","v":0},{"$f":"'EnPI Table'!$BE$71","v":0},{"$f":"'EnPI Table'!$BE$83","v":0},{"$f":"'EnPI Table'!$BE$95","v":0},{"$f":"'EnPI Table'!$BE$107","v":0},{"$f":"'EnPI Table'!$BE$119","v":0},{"$f":"'EnPI Table'!$BE$131","v":0},{"$f":"'EnPI Table'!$BE$143","v":0},{"$f":"'EnPI Table'!$BE$155","v":0},{"$f":"'EnPI Table'!$BE$167","v":0},{"$f":"'EnPI Table'!$BE$179","v":0},{"$f":"'EnPI Table'!$BE$191","v":0},{"$f":"'EnPI Table'!$BE$203","v":0},{"$f":"'EnPI Table'!$BE$215","v":0},{"$f":"'EnPI Table'!$BE$227","v":0},{"$f":"'EnPI Table'!$BE$239","v":0},{"$f":"'EnPI Table'!$BE$251","v":0},{"$f":"'EnPI Table'!$BE$263","v":0},{"$f":"'EnPI Table'!$BE$275","v":0},{"$f":"'EnPI Table'!$BE$287","v":0},{"$f":"'EnPI Table'!$BE$299","v":0}]
[null,null,null,null,null,null,null,null,null,null,null,null,null,null,null,{"$f":"'EnPI Table'!$BE$12","v":0},{"$f":"'EnPI Table'!$BE$24","v":0},{"$f":"'EnPI Table'!$BE$36","v":0},{"$f":"'EnPI Table'!$BE$48","v":0},{"$f":"'EnPI Table'!$BE$60","v":0},{"$f":"'EnPI Table'!$BE$72","v":0},{"$f":"'EnPI Table'!$BE$84","v":0},{"$f":"'EnPI Table'!$BE$96","v":0},{"$f":"'EnPI Table'!$BE$108","v":0},{"$f":"'EnPI Table'!$BE$120","v":0},{"$f":"'EnPI Table'!$BE$132","v":0},{"$f":"'EnPI Table'!$BE$144","v":0},{"$f":"'EnPI Table'!$BE$156","v":0},{"$f":"'EnPI Table'!$BE$168","v":0},{"$f":"'EnPI Table'!$BE$180","v":0},{"$f":"'EnPI Table'!$BE$192","v":0},{"$f":"'EnPI Table'!$BE$204","v":0},{"$f":"'EnPI Table'!$BE$216","v":0},{"$f":"'EnPI Table'!$BE$228","v":0},{"$f":"'EnPI Table'!$BE$240","v":0},{"$f":"'EnPI Table'!$BE$252","v":0},{"$f":"'EnPI Table'!$BE$264","v":0},{"$f":"'EnPI Table'!$BE$276","v":0},{"$f":"'EnPI Table'!$BE$288","v":0},{"$f":"'EnPI Table'!$BE$300","v":0}]
[null,null,null,null,null,null,null,null,null,null,null,null,null,null,null,{"$f":"'EnPI Table'!$BE$13","v":0},{"$f":"'EnPI Table'!$BE$25","v":0},{"$f":"'EnPI Table'!$BE$37","v":0},{"$f":"'EnPI Table'!$BE$49","v":0},{"$f":"'EnPI Table'!$BE$61","v":0},{"$f":"'EnPI Table'!$BE$73","v":0},{"$f":"'EnPI Table'!$BE$85","v":0},{"$f":"'EnPI Table'!$BE$97","v":0},{"$f":"'EnPI Table'!$BE$109","v":0},{"$f":"'EnPI Table'!$BE$121","v":0},{"$f":"'EnPI Table'!$BE$133","v":0},{"$f":"'EnPI Table'!$BE$145","v":0},{"$f":"'EnPI Table'!$BE$157","v":0},{"$f":"'EnPI Table'!$BE$169","v":0},{"$f":"'EnPI Table'!$BE$181","v":0},{"$f":"'EnPI Table'!$BE$193","v":0},{"$f":"'EnPI Table'!$BE$205","v":0},{"$f":"'EnPI Table'!$BE$217","v":0},{"$f":"'EnPI Table'!$BE$229","v":0},{"$f":"'EnPI Table'!$BE$241","v":0},{"$f":"'EnPI Table'!$BE$253","v":0},{"$f":"'EnPI Table'!$BE$265","v":0},{"$f":"'EnPI Table'!$BE$277","v":0},{"$f":"'EnPI Table'!$BE$289","v":0},{"$f":"'EnPI Table'!$BE$301","v":0}]
[null,null,null,null,null,null,null,null,null,null,null,null,null,null,null,{"$f":"'EnPI Table'!$BE$14","v":0},{"$f":"'EnPI Table'!$BE$26","v":0},{"$f":"'EnPI Table'!$BE$38","v":0},{"$f":"'EnPI Table'!$BE$50","v":0},{"$f":"'EnPI Table'!$BE$62","v":0},{"$f":"'EnPI Table'!$BE$74","v":0},{"$f":"'EnPI Table'!$BE$86","v":0},{"$f":"'EnPI Table'!$BE$98","v":0},{"$f":"'EnPI Table'!$BE$110","v":0},{"$f":"'EnPI Table'!$BE$122","v":0},{"$f":"'EnPI Table'!$BE$134","v":0},{"$f":"'EnPI Table'!$BE$146","v":0},{"$f":"'EnPI Table'!$BE$158","v":0},{"$f":"'EnPI Table'!$BE$170","v":0},{"$f":"'EnPI Table'!$BE$182","v":0},{"$f":"'EnPI Table'!$BE$194","v":0},{"$f":"'EnPI Table'!$BE$206","v":0},{"$f":"'EnPI Table'!$BE$218","v":0},{"$f":"'EnPI Table'!$BE$230","v":0},{"$f":"'EnPI Table'!$BE$242","v":0},{"$f":"'EnPI Table'!$BE$254","v":0},{"$f":"'EnPI Table'!$BE$266","v":0},{"$f":"'EnPI Table'!$BE$278","v":0},{"$f":"'EnPI Table'!$BE$290","v":0},{"$f":"'EnPI Table'!$BE$302","v":0}]
[null,null,null,null,null,null,null,null,null,null,null,null,null,null,null,{"$f":"'EnPI Table'!$BE$15","v":0},{"$f":"'EnPI Table'!$BE$27","v":0},{"$f":"'EnPI Table'!$BE$39","v":0},{"$f":"'EnPI Table'!$BE$51","v":0},{"$f":"'EnPI Table'!$BE$63","v":0},{"$f":"'EnPI Table'!$BE$75","v":0},{"$f":"'EnPI Table'!$BE$87","v":0},{"$f":"'EnPI Table'!$BE$99","v":0},{"$f":"'EnPI Table'!$BE$111","v":0},{"$f":"'EnPI Table'!$BE$123","v":0},{"$f":"'EnPI Table'!$BE$135","v":0},{"$f":"'EnPI Table'!$BE$147","v":0},{"$f":"'EnPI Table'!$BE$159","v":0},{"$f":"'EnPI Table'!$BE$171","v":0},{"$f":"'EnPI Table'!$BE$183","v":0},{"$f":"'EnPI Table'!$BE$195","v":0},{"$f":"'EnPI Table'!$BE$207","v":0},{"$f":"'EnPI Table'!$BE$219","v":0},{"$f":"'EnPI Table'!$BE$231","v":0},{"$f":"'EnPI Table'!$BE$243","v":0},{"$f":"'EnPI Table'!$BE$255","v":0},{"$f":"'EnPI Table'!$BE$267","v":0},{"$f":"'EnPI Table'!$BE$279","v":0},{"$f":"'EnPI Table'!$BE$291","v":0},{"$f":"'EnPI Table'!$BE$303","v":0}]
[null,null,null,null,null,null,null,null,null,null,null,null,null,null,null,{"$f":"'EnPI Table'!$BE$16","v":0},{"$f":"'EnPI Table'!$BE$28","v":0},{"$f":"'EnPI Table'!$BE$40","v":0},{"$f":"'EnPI Table'!$BE$52","v":0},{"$f":"'EnPI Table'!$BE$64","v":0},{"$f":"'EnPI Table'!$BE$76","v":0},{"$f":"'EnPI Table'!$BE$88","v":0},{"$f":"'EnPI Table'!$BE$100","v":0},{"$f":"'EnPI Table'!$BE$112","v":0},{"$f":"'EnPI Table'!$BE$124","v":0},{"$f":"'EnPI Table'!$BE$136","v":0},{"$f":"'EnPI Table'!$BE$148","v":0},{"$f":"'EnPI Table'!$BE$160","v":0},{"$f":"'EnPI Table'!$BE$172","v":0},{"$f":"'EnPI Table'!$BE$184","v":0},{"$f":"'EnPI Table'!$BE$196","v":0},{"$f":"'EnPI Table'!$BE$208","v":0},{"$f":"'EnPI Table'!$BE$220","v":0},{"$f":"'EnPI Table'!$BE$232","v":0},{"$f":"'EnPI Table'!$BE$244","v":0},{"$f":"'EnPI Table'!$BE$256","v":0},{"$f":"'EnPI Table'!$BE$268","v":0},{"$f":"'EnPI Table'!$BE$280","v":0},{"$f":"'EnPI Table'!$BE$292","v":0},{"$f":"'EnPI Table'!$BE$304","v":0}]
[null,null,null,null,null,null,null,null,null,null,null,null,null,null,null,{"$f":"'EnPI Table'!$BE$17","v":0},{"$f":"'EnPI Table'!$BE$29","v":0},{"$f":"'EnPI Table'!$BE$41","v":0},{"$f":"'EnPI Table'!$BE$53","v":0},{"$f":"'EnPI Table'!$BE$65","v":0},{"$f":"'EnPI Table'!$BE$77","v":0},{"$f":"'EnPI Table'!$BE$89","v":0},{"$f":"'EnPI Table'!$BE$101","v":0},{"$f":"'EnPI Table'!$BE$113","v":0},{"$f":"'EnPI Table'!$BE$125","v":0},{"$f":"'EnPI Table'!$BE$137","v":0},{"$f":"'EnPI Table'!$BE$149","v":0},{"$f":"'EnPI Table'!$BE$161","v":0},{"$f":"'EnPI Table'!$BE$173","v":0},{"$f":"'EnPI Table'!$BE$185","v":0},{"$f":"'EnPI Table'!$BE$197","v":0},{"$f":"'EnPI Table'!$BE$209","v":0},{"$f":"'EnPI Table'!$BE$221","v":0},{"$f":"'EnPI Table'!$BE$233","v":0},{"$f":"'EnPI Table'!$BE$245","v":0},{"$f":"'EnPI Table'!$BE$257","v":0},{"$f":"'EnPI Table'!$BE$269","v":0},{"$f":"'EnPI Table'!$BE$281","v":0},{"$f":"'EnPI Table'!$BE$293","v":0},{"$f":"'EnPI Table'!$BE$305","v":0}]
[null,null,null,null,null,null,null,null,null,null,null,null,null,null,null,{"$f":"'EnPI Table'!$BE$18","v":0},{"$f":"'EnPI Table'!$BE$30","v":0},{"$f":"'EnPI Table'!$BE$42","v":0},{"$f":"'EnPI Table'!$BE$54","v":0},{"$f":"'EnPI Table'!$BE$66","v":0},{"$f":"'EnPI Table'!$BE$78","v":0},{"$f":"'EnPI Table'!$BE$90","v":0},{"$f":"'EnPI Table'!$BE$102","v":0},{"$f":"'EnPI Table'!$BE$114","v":0},{"$f":"'EnPI Table'!$BE$126","v":0},{"$f":"'EnPI Table'!$BE$138","v":0},{"$f":"'EnPI Table'!$BE$150","v":0},{"$f":"'EnPI Table'!$BE$162","v":0},{"$f":"'EnPI Table'!$BE$174","v":0},{"$f":"'EnPI Table'!$BE$186","v":0},{"$f":"'EnPI Table'!$BE$198","v":0},{"$f":"'EnPI Table'!$BE$210","v":0},{"$f":"'EnPI Table'!$BE$222","v":0},{"$f":"'EnPI Table'!$BE$234","v":0},{"$f":"'EnPI Table'!$BE$246","v":0},{"$f":"'EnPI Table'!$BE$258","v":0},{"$f":"'EnPI Table'!$BE$270","v":0},{"$f":"'EnPI Table'!$BE$282","v":0},{"$f":"'EnPI Table'!$BE$294","v":0},{"$f":"'EnPI Table'!$BE$306","v":0}]
[null,null,null,null,null,null,null,null,null,null,null,null,null,null,null,{"$f":"'EnPI Table'!$BE$19","v":0},{"$f":"'EnPI Table'!$BE$31","v":0},{"$f":"'EnPI Table'!$BE$43","v":0},{"$f":"'EnPI Table'!$BE$55","v":0},{"$f":"'EnPI Table'!$BE$67","v":0},{"$f":"'EnPI Table'!$BE$79","v":0},{"$f":"'EnPI Table'!$BE$91","v":0},{"$f":"'EnPI Table'!$BE$103","v":0},{"$f":"'EnPI Table'!$BE$115","v":0},{"$f":"'EnPI Table'!$BE$127","v":0},{"$f":"'EnPI Table'!$BE$139","v":0},{"$f":"'EnPI Table'!$BE$151","v":0},{"$f":"'EnPI Table'!$BE$163","v":0},{"$f":"'EnPI Table'!$BE$175","v":0},{"$f":"'EnPI Table'!$BE$187","v":0},{"$f":"'EnPI Table'!$BE$199","v":0},{"$f":"'EnPI Table'!$BE$211","v":0},{"$f":"'EnPI Table'!$BE$223","v":0},{"$f":"'EnPI Table'!$BE$235","v":0},{"$f":"'EnPI Table'!$BE$247","v":0},{"$f":"'EnPI Table'!$BE$259","v":0},{"$f":"'EnPI Table'!$BE$271","v":0},{"$f":"'EnPI Table'!$BE$283","v":0},{"$f":"'EnPI Table'!$BE$295","v":0},{"$f":"'EnPI Table'!$BE$307","v":0}]
[null,null,null,null,null,null,null,null,null,null,null,null,null,null,null,{"$f":"'EnPI Table'!$BE$20","v":0},{"$f":"'EnPI Table'!$BE$32","v":0},{"$f":"'EnPI Table'!$BE$44","v":0},{"$f":"'EnPI Table'!$BE$56","v":0},{"$f":"'EnPI Table'!$BE$68","v":0},{"$f":"'EnPI Table'!$BE$80","v":0},{"$f":"'EnPI Table'!$BE$92","v":0},{"$f":"'EnPI Table'!$BE$104","v":0},{"$f":"'EnPI Table'!$BE$116","v":0},{"$f":"'EnPI Table'!$BE$128","v":0},{"$f":"'EnPI Table'!$BE$140","v":0},{"$f":"'EnPI Table'!$BE$152","v":0},{"$f":"'EnPI Table'!$BE$164","v":0},{"$f":"'EnPI Table'!$BE$176","v":0},{"$f":"'EnPI Table'!$BE$188","v":0},{"$f":"'EnPI Table'!$BE$200","v":0},{"$f":"'EnPI Table'!$BE$212","v":0},{"$f":"'EnPI Table'!$BE$224","v":0},{"$f":"'EnPI Table'!$BE$236","v":0},{"$f":"'EnPI Table'!$BE$248","v":0},{"$f":"'EnPI Table'!$BE$260","v":0},{"$f":"'EnPI Table'!$BE$272","v":0},{"$f":"'EnPI Table'!$BE$284","v":0},{"$f":"'EnPI Table'!$BE$296","v":0},{"$f":"'EnPI Table'!$BE$308","v":0}]
[null,null,null,null,null,null,null,null,null,null,null,null,null,null,null,{"$f":"'EnPI Table'!$BE$21","v":0},{"$f":"'EnPI Table'!$BE$33","v":0},{"$f":"'EnPI Table'!$BE$45","v":0},{"$f":"'EnPI Table'!$BE$57","v":0},{"$f":"'EnPI Table'!$BE$69","v":0},{"$f":"'EnPI Table'!$BE$81","v":0},{"$f":"'EnPI Table'!$BE$93","v":0},{"$f":"'EnPI Table'!$BE$105","v":0},{"$f":"'EnPI Table'!$BE$117","v":0},{"$f":"'EnPI Table'!$BE$129","v":0},{"$f":"'EnPI Table'!$BE$141","v":0},{"$f":"'EnPI Table'!$BE$153","v":0},{"$f":"'EnPI Table'!$BE$165","v":0},{"$f":"'EnPI Table'!$BE$177","v":0},{"$f":"'EnPI Table'!$BE$189","v":0},{"$f":"'EnPI Table'!$BE$201","v":0},{"$f":"'EnPI Table'!$BE$213","v":0},{"$f":"'EnPI Table'!$BE$225","v":0},{"$f":"'EnPI Table'!$BE$237","v":0},{"$f":"'EnPI Table'!$BE$249","v":0},{"$f":"'EnPI Table'!$BE$261","v":0},{"$f":"'EnPI Table'!$BE$273","v":0},{"$f":"'EnPI Table'!$BE$285","v":0},{"$f":"'EnPI Table'!$BE$297","v":0},{"$f":"'EnPI Table'!$BE$309","v":0}]
[]
[null,null,null,null,null,null,null,null,null,null,null,null,null,null,null,{"$f":"'EnPI Table'!$BH$10","v":0},{"$f":"'EnPI Table'!$BH$22","v":0},{"$f":"'EnPI Table'!$BH$34","v":0},{"$f":"'EnPI Table'!$BH$46","v":0},{"$f":"'EnPI Table'!$BH$58","v":0},{"$f":"'EnPI Table'!$BH$70","v":0},{"$f":"'EnPI Table'!$BH$82","v":0},{"$f":"'EnPI Table'!$BH$94","v":0},{"$f":"'EnPI Table'!$BH$106","v":0},{"$f":"'EnPI Table'!$BH$118","v":0},{"$f":"'EnPI Table'!$BH$130","v":0},{"$f":"'EnPI Table'!$BH$142","v":0},{"$f":"'EnPI Table'!$BH$154","v":0},{"$f":"'EnPI Table'!$BH$166","v":0},{"$f":"'EnPI Table'!$BH$178","v":0},{"$f":"'EnPI Table'!$BH$190","v":0},{"$f":"'EnPI Table'!$BH$202","v":0},{"$f":"'EnPI Table'!$BH$214","v":0},{"$f":"'EnPI Table'!$BH$226","v":0},{"$f":"'EnPI Table'!$BH$238","v":0},{"$f":"'EnPI Table'!$BH$250","v":0},{"$f":"'EnPI Table'!$BH$262","v":0},{"$f":"'EnPI Table'!$BH$274","v":0},{"$f":"'EnPI Table'!$BH$286","v":0},{"$f":"'EnPI Table'!$BH$298","v":0}]
[null,null,null,null,null,null,null,null,null,null,null,null,null,null,null,{"$f":"'EnPI Table'!$BH$11","v":0},{"$f":"'EnPI Table'!$BH$23","v":0},{"$f":"'EnPI Table'!$BH$35","v":0},{"$f":"'EnPI Table'!$BH$47","v":0},{"$f":"'EnPI Table'!$BH$59","v":0},{"$f":"'EnPI Table'!$BH$71","v":0},{"$f":"'EnPI Table'!$BH$83","v":0},{"$f":"'EnPI Table'!$BH$95","v":0},{"$f":"'EnPI Table'!$BH$107","v":0},{"$f":"'EnPI Table'!$BH$119","v":0},{"$f":"'EnPI Table'!$BH$131","v":0},{"$f":"'EnPI Table'!$BH$143","v":0},{"$f":"'EnPI Table'!$BH$155","v":0},{"$f":"'EnPI Table'!$BH$167","v":0},{"$f":"'EnPI Table'!$BH$179","v":0},{"$f":"'EnPI Table'!$BH$191","v":0},{"$f":"'EnPI Table'!$BH$203","v":0},{"$f":"'EnPI Table'!$BH$215","v":0},{"$f":"'EnPI Table'!$BH$227","v":0},{"$f":"'EnPI Table'!$BH$239","v":0},{"$f":"'EnPI Table'!$BH$251","v":0},{"$f":"'EnPI Table'!$BH$263","v":0},{"$f":"'EnPI Table'!$BH$275","v":0},{"$f":"'EnPI Table'!$BH$287","v":0},{"$f":"'EnPI Table'!$BH$299","v":0}]
[null,null,null,null,null,null,null,null,null,null,null,null,null,null,null,{"$f":"'EnPI Table'!$BH$12","v":0},{"$f":"'EnPI Table'!$BH$24","v":0},{"$f":"'EnPI Table'!$BH$36","v":0},{"$f":"'EnPI Table'!$BH$48","v":0},{"$f":"'EnPI Table'!$BH$60","v":0},{"$f":"'EnPI Table'!$BH$72","v":0},{"$f":"'EnPI Table'!$BH$84","v":0},{"$f":"'EnPI Table'!$BH$96","v":0},{"$f":"'EnPI Table'!$BH$108","v":0},{"$f":"'EnPI Table'!$BH$120","v":0},{"$f":"'EnPI Table'!$BH$132","v":0},{"$f":"'EnPI Table'!$BH$144","v":0},{"$f":"'EnPI Table'!$BH$156","v":0},{"$f":"'EnPI Table'!$BH$168","v":0},{"$f":"'EnPI Table'!$BH$180","v":0},{"$f":"'EnPI Table'!$BH$192","v":0},{"$f":"'EnPI Table'!$BH$204","v":0},{"$f":"'EnPI Table'!$BH$216","v":0},{"$f":"'EnPI Table'!$BH$228","v":0},{"$f":"'EnPI Table'!$BH$240","v":0},{"$f":"'EnPI Table'!$BH$252","v":0},{"$f":"'EnPI Table'!$BH$264","v":0},{"$f":"'EnPI Table'!$BH$276","v":0},{"$f":"'EnPI Table'!$BH$288","v":0},{"$f":"'EnPI Table'!$BH$300","v":0}]
[null,null,null,null,null,null,null,null,null,null,null,null,null,null,null,{"$f":"'EnPI Table'!$BH$13","v":0},{"$f":"'EnPI Table'!$BH$25","v":0},{"$f":"'EnPI Table'!$BH$37","v":0},{"$f":"'EnPI Table'!$BH$49","v":0},{"$f":"'EnPI Table'!$BH$61","v":0},{"$f":"'EnPI Table'!$BH$73","v":0},{"$f":"'EnPI Table'!$BH$85","v":0},{"$f":"'EnPI Table'!$BH$97","v":0},{"$f":"'EnPI Table'!$BH$109","v":0},{"$f":"'EnPI Table'!$BH$121","v":0},{"$f":"'EnPI Table'!$BH$133","v":0},{"$f":"'EnPI Table'!$BH$145","v":0},{"$f":"'EnPI Table'!$BH$157","v":0},{"$f":"'EnPI Table'!$BH$169","v":0},{"$f":"'EnPI Table'!$BH$181","v":0},{"$f":"'EnPI Table'!$BH$193","v":0},{"$f":"'EnPI Table'!$BH$205","v":0},{"$f":"'EnPI Table'!$BH$217","v":0},{"$f":"'EnPI Table'!$BH$229","v":0},{"$f":"'EnPI Table'!$BH$241","v":0},{"$f":"'EnPI Table'!$BH$253","v":0},{"$f":"'EnPI Table'!$BH$265","v":0},{"$f":"'EnPI Table'!$BH$277","v":0},{"$f":"'EnPI Table'!$BH$289","v":0},{"$f":"'EnPI Table'!$BH$301","v":0}]
[null,null,null,null,null,null,null,null,null,null,null,null,null,null,null,{"$f":"'EnPI Table'!$BH$14","v":0},{"$f":"'EnPI Table'!$BH$26","v":0},{"$f":"'EnPI Table'!$BH$38","v":0},{"$f":"'EnPI Table'!$BH$50","v":0},{"$f":"'EnPI Table'!$BH$62","v":0},{"$f":"'EnPI Table'!$BH$74","v":0},{"$f":"'EnPI Table'!$BH$86","v":0},{"$f":"'EnPI Table'!$BH$98","v":0},{"$f":"'EnPI Table'!$BH$110","v":0},{"$f":"'EnPI Table'!$BH$122","v":0},{"$f":"'EnPI Table'!$BH$134","v":0},{"$f":"'EnPI Table'!$BH$146","v":0},{"$f":"'EnPI Table'!$BH$158","v":0},{"$f":"'EnPI Table'!$BH$170","v":0},{"$f":"'EnPI Table'!$BH$182","v":0},{"$f":"'EnPI Table'!$BH$194","v":0},{"$f":"'EnPI Table'!$BH$206","v":0},{"$f":"'EnPI Table'!$BH$218","v":0},{"$f":"'EnPI Table'!$BH$230","v":0},{"$f":"'EnPI Table'!$BH$242","v":0},{"$f":"'EnPI Table'!$BH$254","v":0},{"$f":"'EnPI Table'!$BH$266","v":0},{"$f":"'EnPI Table'!$BH$278","v":0},{"$f":"'EnPI Table'!$BH$290","v":0},{"$f":"'EnPI Table'!$BH$302","v":0}]
[null,null,null,null,null,null,null,null,null,null,null,null,null,null,null,{"$f":"'EnPI Table'!$BH$15","v":0},{"$f":"'EnPI Table'!$BH$27","v":0},{"$f":"'EnPI Table'!$BH$39","v":0},{"$f":"'EnPI Table'!$BH$51","v":0},{"$f":"'EnPI Table'!$BH$63","v":0},{"$f":"'EnPI Table'!$BH$75","v":0},{"$f":"'EnPI Table'!$BH$87","v":0},{"$f":"'EnPI Table'!$BH$99","v":0},{"$f":"'EnPI Table'!$BH$111","v":0},{"$f":"'EnPI Table'!$BH$123","v":0},{"$f":"'EnPI Table'!$BH$135","v":0},{"$f":"'EnPI Table'!$BH$147","v":0},{"$f":"'EnPI Table'!$BH$159","v":0},{"$f":"'EnPI Table'!$BH$171","v":0},{"$f":"'EnPI Table'!$BH$183","v":0},{"$f":"'EnPI Table'!$BH$195","v":0},{"$f":"'EnPI Table'!$BH$207","v":0},{"$f":"'EnPI Table'!$BH$219","v":0},{"$f":"'EnPI Table'!$BH$231","v":0},{"$f":"'EnPI Table'!$BH$243","v":0},{"$f":"'EnPI Table'!$BH$255","v":0},{"$f":"'EnPI Table'!$BH$267","v":0},{"$f":"'EnPI Table'!$BH$279","v":0},{"$f":"'EnPI Table'!$BH$291","v":0},{"$f":"'EnPI Table'!$BH$303","v":0}]
[null,null,null,null,null,null,null,null,null,null,null,null,null,null,null,{"$f":"'EnPI Table'!$BH$16","v":0},{"$f":"'EnPI Table'!$BH$28","v":0},{"$f":"'EnPI Table'!$BH$40","v":0},{"$f":"'EnPI Table'!$BH$52","v":0},{"$f":"'EnPI Table'!$BH$64","v":0},{"$f":"'EnPI Table'!$BH$76","v":0},{"$f":"'EnPI Table'!$BH$88","v":0},{"$f":"'EnPI Table'!$BH$100","v":0},{"$f":"'EnPI Table'!$BH$112","v":0},{"$f":"'EnPI Table'!$BH$124","v":0},{"$f":"'EnPI Table'!$BH$136","v":0},{"$f":"'EnPI Table'!$BH$148","v":0},{"$f":"'EnPI Table'!$BH$160","v":0},{"$f":"'EnPI Table'!$BH$172","v":0},{"$f":"'EnPI Table'!$BH$184","v":0},{"$f":"'EnPI Table'!$BH$196","v":0},{"$f":"'EnPI Table'!$BH$208","v":0},{"$f":"'EnPI Table'!$BH$220","v":0},{"$f":"'EnPI Table'!$BH$232","v":0},{"$f":"'EnPI Table'!$BH$244","v":0},{"$f":"'EnPI Table'!$BH$256","v":0},{"$f":"'EnPI Table'!$BH$268","v":0},{"$f":"'EnPI Table'!$BH$280","v":0},{"$f":"'EnPI Table'!$BH$292","v":0},{"$f":"'EnPI Table'!$BH$304","v":0}]
[null,null,null,null,null,null,null,null,null,null,null,null,null,null,null,{"$f":"'EnPI Table'!$BH$17","v":0},{"$f":"'EnPI Table'!$BH$29","v":0},{"$f":"'EnPI Table'!$BH$41","v":0},{"$f":"'EnPI Table'!$BH$53","v":0},{"$f":"'EnPI Table'!$BH$65","v":0},{"$f":"'EnPI Table'!$BH$77","v":0},{"$f":"'EnPI Table'!$BH$89","v":0},{"$f":"'EnPI Table'!$BH$101","v":0},{"$f":"'EnPI Table'!$BH$113","v":0},{"$f":"'EnPI Table'!$BH$125","v":0},{"$f":"'EnPI Table'!$BH$137","v":0},{"$f":"'EnPI Table'!$BH$149","v":0},{"$f":"'EnPI Table'!$BH$161","v":0},{"$f":"'EnPI Table'!$BH$173","v":0},{"$f":"'EnPI Table'!$BH$185","v":0},{"$f":"'EnPI Table'!$BH$197","v":0},{"$f":"'EnPI Table'!$BH$209","v":0},{"$f":"'EnPI Table'!$BH$221","v":0},{"$f":"'EnPI Table'!$BH$233","v":0},{"$f":"'EnPI Table'!$BH$245","v":0},{"$f":"'EnPI Table'!$BH$257","v":0},{"$f":"'EnPI Table'!$BH$269","v":0},{"$f":"'EnPI Table'!$BH$281","v":0},{"$f":"'EnPI Table'!$BH$293","v":0},{"$f":"'EnPI Table'!$BH$305","v":0}]
[null,null,null,null,null,null,null,null,null,null,null,null,null,null,null,{"$f":"'EnPI Table'!$BH$18","v":0},{"$f":"'EnPI Table'!$BH$30","v":0},{"$f":"'EnPI Table'!$BH$42","v":0},{"$f":"'EnPI Table'!$BH$54","v":0},{"$f":"'EnPI Table'!$BH$66","v":0},{"$f":"'EnPI Table'!$BH$78","v":0},{"$f":"'EnPI Table'!$BH$90","v":0},{"$f":"'EnPI Table'!$BH$102","v":0},{"$f":"'EnPI Table'!$BH$114","v":0},{"$f":"'EnPI Table'!$BH$126","v":0},{"$f":"'EnPI Table'!$BH$138","v":0},{"$f":"'EnPI Table'!$BH$150","v":0},{"$f":"'EnPI Table'!$BH$162","v":0},{"$f":"'EnPI Table'!$BH$174","v":0},{"$f":"'EnPI Table'!$BH$186","v":0},{"$f":"'EnPI Table'!$BH$198","v":0},{"$f":"'EnPI Table'!$BH$210","v":0},{"$f":"'EnPI Table'!$BH$222","v":0},{"$f":"'EnPI Table'!$BH$234","v":0},{"$f":"'EnPI Table'!$BH$246","v":0},{"$f":"'EnPI Table'!$BH$258","v":0},{"$f":"'EnPI Table'!$BH$270","v":0},{"$f":"'EnPI Table'!$BH$282","v":0},{"$f":"'EnPI Table'!$BH$294","v":0},{"$f":"'EnPI Table'!$BH$306","v":0}]
[null,null,null,null,null,null,null,null,null,null,null,null,null,null,null,{"$f":"'EnPI Table'!$BH$19","v":0},{"$f":"'EnPI Table'!$BH$31","v":0},{"$f":"'EnPI Table'!$BH$43","v":0},{"$f":"'EnPI Table'!$BH$55","v":0},{"$f":"'EnPI Table'!$BH$67","v":0},{"$f":"'EnPI Table'!$BH$79","v":0},{"$f":"'EnPI Table'!$BH$91","v":0},{"$f":"'EnPI Table'!$BH$103","v":0},{"$f":"'EnPI Table'!$BH$115","v":0},{"$f":"'EnPI Table'!$BH$127","v":0},{"$f":"'EnPI Table'!$BH$139","v":0},{"$f":"'EnPI Table'!$BH$151","v":0},{"$f":"'EnPI Table'!$BH$163","v":0},{"$f":"'EnPI Table'!$BH$175","v":0},{"$f":"'EnPI Table'!$BH$187","v":0},{"$f":"'EnPI Table'!$BH$199","v":0},{"$f":"'EnPI Table'!$BH$211","v":0},{"$f":"'EnPI Table'!$BH$223","v":0},{"$f":"'EnPI Table'!$BH$235","v":0},{"$f":"'EnPI Table'!$BH$247","v":0},{"$f":"'EnPI Table'!$BH$259","v":0},{"$f":"'EnPI Table'!$BH$271","v":0},{"$f":"'EnPI Table'!$BH$283","v":0},{"$f":"'EnPI Table'!$BH$295","v":0},{"$f":"'EnPI Table'!$BH$307","v":0}]
[null,null,null,null,null,null,null,null,null,null,null,null,null,null,null,{"$f":"'EnPI Table'!$BH$20","v":0},{"$f":"'EnPI Table'!$BH$32","v":0},{"$f":"'EnPI Table'!$BH$44","v":0},{"$f":"'EnPI Table'!$BH$56","v":0},{"$f":"'EnPI Table'!$BH$68","v":0},{"$f":"'EnPI Table'!$BH$80","v":0},{"$f":"'EnPI Table'!$BH$92","v":0},{"$f":"'EnPI Table'!$BH$104","v":0},{"$f":"'EnPI Table'!$BH$116","v":0},{"$f":"'EnPI Table'!$BH$128","v":0},{"$f":"'EnPI Table'!$BH$140","v":0},{"$f":"'EnPI Table'!$BH$152","v":0},{"$f":"'EnPI Table'!$BH$164","v":0},{"$f":"'EnPI Table'!$BH$176","v":0},{"$f":"'EnPI Table'!$BH$188","v":0},{"$f":"'EnPI Table'!$BH$200","v":0},{"$f":"'EnPI Table'!$BH$212","v":0},{"$f":"'EnPI Table'!$BH$224","v":0},{"$f":"'EnPI Table'!$BH$236","v":0},{"$f":"'EnPI Table'!$BH$248","v":0},{"$f":"'EnPI Table'!$BH$260","v":0},{"$f":"'EnPI Table'!$BH$272","v":0},{"$f":"'EnPI Table'!$BH$284","v":0},{"$f":"'EnPI Table'!$BH$296","v":0},{"$f":"'EnPI Table'!$BH$308","v":0}]
[null,null,null,null,null,null,null,null,null,null,null,null,null,null,null,{"$f":"'EnPI Table'!$BH$21","v":0},{"$f":"'EnPI Table'!$BH$33","v":0},{"$f":"'EnPI Table'!$BH$45","v":0},{"$f":"'EnPI Table'!$BH$57","v":0},{"$f":"'EnPI Table'!$BH$69","v":0},{"$f":"'EnPI Table'!$BH$81","v":0},{"$f":"'EnPI Table'!$BH$93","v":0},{"$f":"'EnPI Table'!$BH$105","v":0},{"$f":"'EnPI Table'!$BH$117","v":0},{"$f":"'EnPI Table'!$BH$129","v":0},{"$f":"'EnPI Table'!$BH$141","v":0},{"$f":"'EnPI Table'!$BH$153","v":0},{"$f":"'EnPI Table'!$BH$165","v":0},{"$f":"'EnPI Table'!$BH$177","v":0},{"$f":"'EnPI Table'!$BH$189","v":0},{"$f":"'EnPI Table'!$BH$201","v":0},{"$f":"'EnPI Table'!$BH$213","v":0},{"$f":"'EnPI Table'!$BH$225","v":0},{"$f":"'EnPI Table'!$BH$237","v":0},{"$f":"'EnPI Table'!$BH$249","v":0},{"$f":"'EnPI Table'!$BH$261","v":0},{"$f":"'EnPI Table'!$BH$273","v":0},{"$f":"'EnPI Table'!$BH$285","v":0},{"$f":"'EnPI Table'!$BH$297","v":0},{"$f":"'EnPI Table'!$BH$309","v":0}]
[]
[null,null,null,null,null,null,null,null,null,null,null,null,null,null,null,{"$f":"'EnPI Table'!$BG$10","v":0},{"$f":"'EnPI Table'!$BG$22","v":0},{"$f":"'EnPI Table'!$BG$34","v":0},{"$f":"'EnPI Table'!$BG$46","v":0},{"$f":"'EnPI Table'!$BG$58","v":0},{"$f":"'EnPI Table'!$BG$70","v":0},{"$f":"'EnPI Table'!$BG$82","v":0},{"$f":"'EnPI Table'!$BG$94","v":0},{"$f":"'EnPI Table'!$BG$106","v":0},{"$f":"'EnPI Table'!$BG$118","v":0},{"$f":"'EnPI Table'!$BG$130","v":0},{"$f":"'EnPI Table'!$BG$142","v":0},{"$f":"'EnPI Table'!$BG$154","v":0},{"$f":"'EnPI Table'!$BG$166","v":0},{"$f":"'EnPI Table'!$BG$178","v":0},{"$f":"'EnPI Table'!$BG$190","v":0},{"$f":"'EnPI Table'!$BG$202","v":0},{"$f":"'EnPI Table'!$BG$214","v":0},{"$f":"'EnPI Table'!$BG$226","v":0},{"$f":"'EnPI Table'!$BG$238","v":0},{"$f":"'EnPI Table'!$BG$250","v":0},{"$f":"'EnPI Table'!$BG$262","v":0},{"$f":"'EnPI Table'!$BG$274","v":0},{"$f":"'EnPI Table'!$BG$286","v":0},{"$f":"'EnPI Table'!$BG$298","v":0}]
[null,null,null,null,null,null,null,null,null,null,null,null,null,null,null,{"$f":"'EnPI Table'!$BG$11","v":0},{"$f":"'EnPI Table'!$BG$23","v":0},{"$f":"'EnPI Table'!$BG$35","v":0},{"$f":"'EnPI Table'!$BG$47","v":0},{"$f":"'EnPI Table'!$BG$59","v":0},{"$f":"'EnPI Table'!$BG$71","v":0},{"$f":"'EnPI Table'!$BG$83","v":0},{"$f":"'EnPI Table'!$BG$95","v":0},{"$f":"'EnPI Table'!$BG$107","v":0},{"$f":"'EnPI Table'!$BG$119","v":0},{"$f":"'EnPI Table'!$BG$131","v":0},{"$f":"'EnPI Table'!$BG$143","v":0},{"$f":"'EnPI Table'!$BG$155","v":0},{"$f":"'EnPI Table'!$BG$167","v":0},{"$f":"'EnPI Table'!$BG$179","v":0},{"$f":"'EnPI Table'!$BG$191","v":0},{"$f":"'EnPI Table'!$BG$203","v":0},{"$f":"'EnPI Table'!$BG$215","v":0},{"$f":"'EnPI Table'!$BG$227","v":0},{"$f":"'EnPI Table'!$BG$239","v":0},{"$f":"'EnPI Table'!$BG$251","v":0},{"$f":"'EnPI Table'!$BG$263","v":0},{"$f":"'EnPI Table'!$BG$275","v":0},{"$f":"'EnPI Table'!$BG$287","v":0},{"$f":"'EnPI Table'!$BG$299","v":0}]
[null,null,null,null,null,null,null,null,null,null,null,null,null,null,null,{"$f":"'EnPI Table'!$BG$12","v":0},{"$f":"'EnPI Table'!$BG$24","v":0},{"$f":"'EnPI Table'!$BG$36","v":0},{"$f":"'EnPI Table'!$BG$48","v":0},{"$f":"'EnPI Table'!$BG$60","v":0},{"$f":"'EnPI Table'!$BG$72","v":0},{"$f":"'EnPI Table'!$BG$84","v":0},{"$f":"'EnPI Table'!$BG$96","v":0},{"$f":"'EnPI Table'!$BG$108","v":0},{"$f":"'EnPI Table'!$BG$120","v":0},{"$f":"'EnPI Table'!$BG$132","v":0},{"$f":"'EnPI Table'!$BG$144","v":0},{"$f":"'EnPI Table'!$BG$156","v":0},{"$f":"'EnPI Table'!$BG$168","v":0},{"$f":"'EnPI Table'!$BG$180","v":0},{"$f":"'EnPI Table'!$BG$192","v":0},{"$f":"'EnPI Table'!$BG$204","v":0},{"$f":"'EnPI Table'!$BG$216","v":0},{"$f":"'EnPI Table'!$BG$228","v":0},{"$f":"'EnPI Table'!$BG$240","v":0},{"$f":"'EnPI Table'!$BG$252","v":0},{"$f":"'EnPI Table'!$BG$264","v":0},{"$f":"'EnPI Table'!$BG$276","v":0},{"$f":"'EnPI Table'!$BG$288","v":0},{"$f":"'EnPI Table'!$BG$300","v":0}]
[null,null,null,null,null,null,null,null,null,null,null,null,null,null,null,{"$f":"'EnPI Table'!$BG$13","v":0},{"$f":"'EnPI Table'!$BG$25","v":0},{"$f":"'EnPI Table'!$BG$37","v":0},{"$f":"'EnPI Table'!$BG$49","v":0},{"$f":"'EnPI Table'!$BG$61","v":0},{"$f":"'EnPI Table'!$BG$73","v":0},{"$f":"'EnPI Table'!$BG$85","v":0},{"$f":"'EnPI Table'!$BG$97","v":0},{"$f":"'EnPI Table'!$BG$109","v":0},{"$f":"'EnPI Table'!$BG$121","v":0},{"$f":"'EnPI Table'!$BG$133","v":0},{"$f":"'EnPI Table'!$BG$145","v":0},{"$f":"'EnPI Table'!$BG$157","v":0},{"$f":"'EnPI Table'!$BG$169","v":0},{"$f":"'EnPI Table'!$BG$181","v":0},{"$f":"'EnPI Table'!$BG$193","v":0},{"$f":"'EnPI Table'!$BG$205","v":0},{"$f":"'EnPI Table'!$BG$217","v":0},{"$f":"'EnPI Table'!$BG$229","v":0},{"$f":"'EnPI Table'!$BG$241","v":0},{"$f":"'EnPI Table'!$BG$253","v":0},{"$f":"'EnPI Table'!$BG$265","v":0},{"$f":"'EnPI Table'!$BG$277","v":0},{"$f":"'EnPI Table'!$BG$289","v":0},{"$f":"'EnPI Table'!$BG$301","v":0}]
[null,null,null,null,null,null,null,null,null,null,null,null,null,null,null,{"$f":"'EnPI Table'!$BG$14","v":0},{"$f":"'EnPI Table'!$BG$26","v":0},{"$f":"'EnPI Table'!$BG$38","v":0},{"$f":"'EnPI Table'!$BG$50","v":0},{"$f":"'EnPI Table'!$BG$62","v":0},{"$f":"'EnPI Table'!$BG$74","v":0},{"$f":"'EnPI Table'!$BG$86","v":0},{"$f":"'EnPI Table'!$BG$98","v":0},{"$f":"'EnPI Table'!$BG$110","v":0},{"$f":"'EnPI Table'!$BG$122","v":0},{"$f":"'EnPI Table'!$BG$134","v":0},{"$f":"'EnPI Table'!$BG$146","v":0},{"$f":"'EnPI Table'!$BG$158","v":0},{"$f":"'EnPI Table'!$BG$170","v":0},{"$f":"'EnPI Table'!$BG$182","v":0},{"$f":"'EnPI Table'!$BG$194","v":0},{"$f":"'EnPI Table'!$BG$206","v":0},{"$f":"'EnPI Table'!$BG$218","v":0},{"$f":"'EnPI Table'!$BG$230","v":0},{"$f":"'EnPI Table'!$BG$242","v":0},{"$f":"'EnPI Table'!$BG$254","v":0},{"$f":"'EnPI Table'!$BG$266","v":0},{"$f":"'EnPI Table'!$BG$278","v":0},{"$f":"'EnPI Table'!$BG$290","v":0},{"$f":"'EnPI Table'!$BG$302","v":0}]
[null,null,null,null,null,null,null,null,null,null,null,null,null,null,null,{"$f":"'EnPI Table'!$BG$15","v":0},{"$f":"'EnPI Table'!$BG$27","v":0},{"$f":"'EnPI Table'!$BG$39","v":0},{"$f":"'EnPI Table'!$BG$51","v":0},{"$f":"'EnPI Table'!$BG$63","v":0},{"$f":"'EnPI Table'!$BG$75","v":0},{"$f":"'EnPI Table'!$BG$87","v":0},{"$f":"'EnPI Table'!$BG$99","v":0},{"$f":"'EnPI Table'!$BG$111","v":0},{"$f":"'EnPI Table'!$BG$123","v":0},{"$f":"'EnPI Table'!$BG$135","v":0},{"$f":"'EnPI Table'!$BG$147","v":0},{"$f":"'EnPI Table'!$BG$159","v":0},{"$f":"'EnPI Table'!$BG$171","v":0},{"$f":"'EnPI Table'!$BG$183","v":0},{"$f":"'EnPI Table'!$BG$195","v":0},{"$f":"'EnPI Table'!$BG$207","v":0},{"$f":"'EnPI Table'!$BG$219","v":0},{"$f":"'EnPI Table'!$BG$231","v":0},{"$f":"'EnPI Table'!$BG$243","v":0},{"$f":"'EnPI Table'!$BG$255","v":0},{"$f":"'EnPI Table'!$BG$267","v":0},{"$f":"'EnPI Table'!$BG$279","v":0},{"$f":"'EnPI Table'!$BG$291","v":0},{"$f":"'EnPI Table'!$BG$303","v":0}]
[null,null,null,null,null,null,null,null,null,null,null,null,null,null,null,{"$f":"'EnPI Table'!$BG$16","v":0},{"$f":"'EnPI Table'!$BG$28","v":0},{"$f":"'EnPI Table'!$BG$40","v":0},{"$f":"'EnPI Table'!$BG$52","v":0},{"$f":"'EnPI Table'!$BG$64","v":0},{"$f":"'EnPI Table'!$BG$76","v":0},{"$f":"'EnPI Table'!$BG$88","v":0},{"$f":"'EnPI Table'!$BG$100","v":0},{"$f":"'EnPI Table'!$BG$112","v":0},{"$f":"'EnPI Table'!$BG$124","v":0},{"$f":"'EnPI Table'!$BG$136","v":0},{"$f":"'EnPI Table'!$BG$148","v":0},{"$f":"'EnPI Table'!$BG$160","v":0},{"$f":"'EnPI Table'!$BG$172","v":0},{"$f":"'EnPI Table'!$BG$184","v":0},{"$f":"'EnPI Table'!$BG$196","v":0},{"$f":"'EnPI Table'!$BG$208","v":0},{"$f":"'EnPI Table'!$BG$220","v":0},{"$f":"'EnPI Table'!$BG$232","v":0},{"$f":"'EnPI Table'!$BG$244","v":0},{"$f":"'EnPI Table'!$BG$256","v":0},{"$f":"'EnPI Table'!$BG$268","v":0},{"$f":"'EnPI Table'!$BG$280","v":0},{"$f":"'EnPI Table'!$BG$292","v":0},{"$f":"'EnPI Table'!$BG$304","v":0}]
[null,null,null,null,null,null,null,null,null,null,null,null,null,null,null,{"$f":"'EnPI Table'!$BG$17","v":0},{"$f":"'EnPI Table'!$BG$29","v":0},{"$f":"'EnPI Table'!$BG$41","v":0},{"$f":"'EnPI Table'!$BG$53","v":0},{"$f":"'EnPI Table'!$BG$65","v":0},{"$f":"'EnPI Table'!$BG$77","v":0},{"$f":"'EnPI Table'!$BG$89","v":0},{"$f":"'EnPI Table'!$BG$101","v":0},{"$f":"'EnPI Table'!$BG$113","v":0},{"$f":"'EnPI Table'!$BG$125","v":0},{"$f":"'EnPI Table'!$BG$137","v":0},{"$f":"'EnPI Table'!$BG$149","v":0},{"$f":"'EnPI Table'!$BG$161","v":0},{"$f":"'EnPI Table'!$BG$173","v":0},{"$f":"'EnPI Table'!$BG$185","v":0},{"$f":"'EnPI Table'!$BG$197","v":0},{"$f":"'EnPI Table'!$BG$209","v":0},{"$f":"'EnPI Table'!$BG$221","v":0},{"$f":"'EnPI Table'!$BG$233","v":0},{"$f":"'EnPI Table'!$BG$245","v":0},{"$f":"'EnPI Table'!$BG$257","v":0},{"$f":"'EnPI Table'!$BG$269","v":0},{"$f":"'EnPI Table'!$BG$281","v":0},{"$f":"'EnPI Table'!$BG$293","v":0},{"$f":"'EnPI Table'!$BG$305","v":0}]
[null,null,null,null,null,null,null,null,null,null,null,null,null,null,null,{"$f":"'EnPI Table'!$BG$18","v":0},{"$f":"'EnPI Table'!$BG$30","v":0},{"$f":"'EnPI Table'!$BG$42","v":0},{"$f":"'EnPI Table'!$BG$54","v":0},{"$f":"'EnPI Table'!$BG$66","v":0},{"$f":"'EnPI Table'!$BG$78","v":0},{"$f":"'EnPI Table'!$BG$90","v":0},{"$f":"'EnPI Table'!$BG$102","v":0},{"$f":"'EnPI Table'!$BG$114","v":0},{"$f":"'EnPI Table'!$BG$126","v":0},{"$f":"'EnPI Table'!$BG$138","v":0},{"$f":"'EnPI Table'!$BG$150","v":0},{"$f":"'EnPI Table'!$BG$162","v":0},{"$f":"'EnPI Table'!$BG$174","v":0},{"$f":"'EnPI Table'!$BG$186","v":0},{"$f":"'EnPI Table'!$BG$198","v":0},{"$f":"'EnPI Table'!$BG$210","v":0},{"$f":"'EnPI Table'!$BG$222","v":0},{"$f":"'EnPI Table'!$BG$234","v":0},{"$f":"'EnPI Table'!$BG$246","v":0},{"$f":"'EnPI Table'!$BG$258","v":0},{"$f":"'EnPI Table'!$BG$270","v":0},{"$f":"'EnPI Table'!$BG$282","v":0},{"$f":"'EnPI Table'!$BG$294","v":0},{"$f":"'EnPI Table'!$BG$306","v":0}]
[null,null,null,null,null,null,null,null,null,null,null,null,null,null,null,{"$f":"'EnPI Table'!$BG$19","v":0},{"$f":"'EnPI Table'!$BG$31","v":0},{"$f":"'EnPI Table'!$BG$43","v":0},{"$f":"'EnPI Table'!$BG$55","v":0},{"$f":"'EnPI Table'!$BG$67","v":0},{"$f":"'EnPI Table'!$BG$79","v":0},{"$f":"'EnPI Table'!$BG$91","v":0},{"$f":"'EnPI Table'!$BG$103","v":0},{"$f":"'EnPI Table'!$BG$115","v":0},{"$f":"'EnPI Table'!$BG$127","v":0},{"$f":"'EnPI Table'!$BG$139","v":0},{"$f":"'EnPI Table'!$BG$151","v":0},{"$f":"'EnPI Table'!$BG$163","v":0},{"$f":"'EnPI Table'!$BG$175","v":0},{"$f":"'EnPI Table'!$BG$187","v":0},{"$f":"'EnPI Table'!$BG$199","v":0},{"$f":"'EnPI Table'!$BG$211","v":0},{"$f":"'EnPI Table'!$BG$223","v":0},{"$f":"'EnPI Table'!$BG$235","v":0},{"$f":"'EnPI Table'!$BG$247","v":0},{"$f":"'EnPI Table'!$BG$259","v":0},{"$f":"'EnPI Table'!$BG$271","v":0},{"$f":"'EnPI Table'!$BG$283","v":0},{"$f":"'EnPI Table'!$BG$295","v":0},{"$f":"'EnPI Table'!$BG$307","v":0}]
[null,null,null,null,null,null,null,null,null,null,null,null,null,null,null,{"$f":"'EnPI Table'!$BG$20","v":0},{"$f":"'EnPI Table'!$BG$32","v":0},{"$f":"'EnPI Table'!$BG$44","v":0},{"$f":"'EnPI Table'!$BG$56","v":0},{"$f":"'EnPI Table'!$BG$68","v":0},{"$f":"'EnPI Table'!$BG$80","v":0},{"$f":"'EnPI Table'!$BG$92","v":0},{"$f":"'EnPI Table'!$BG$104","v":0},{"$f":"'EnPI Table'!$BG$116","v":0},{"$f":"'EnPI Table'!$BG$128","v":0},{"$f":"'EnPI Table'!$BG$140","v":0},{"$f":"'EnPI Table'!$BG$152","v":0},{"$f":"'EnPI Table'!$BG$164","v":0},{"$f":"'EnPI Table'!$BG$176","v":0},{"$f":"'EnPI Table'!$BG$188","v":0},{"$f":"'EnPI Table'!$BG$200","v":0},{"$f":"'EnPI Table'!$BG$212","v":0},{"$f":"'EnPI Table'!$BG$224","v":0},{"$f":"'EnPI Table'!$BG$236","v":0},{"$f":"'EnPI Table'!$BG$248","v":0},{"$f":"'EnPI Table'!$BG$260","v":0},{"$f":"'EnPI Table'!$BG$272","v":0},{"$f":"'EnPI Table'!$BG$284","v":0},{"$f":"'EnPI Table'!$BG$296","v":0},{"$f":"'EnPI Table'!$BG$308","v":0}]
[null,null,null,null,null,null,null,null,null,null,null,null,null,null,null,{"$f":"'EnPI Table'!$BG$21","v":0},{"$f":"'EnPI Table'!$BG$33","v":0},{"$f":"'EnPI Table'!$BG$45","v":0},{"$f":"'EnPI Table'!$BG$57","v":0},{"$f":"'EnPI Table'!$BG$69","v":0},{"$f":"'EnPI Table'!$BG$81","v":0},{"$f":"'EnPI Table'!$BG$93","v":0},{"$f":"'EnPI Table'!$BG$105","v":0},{"$f":"'EnPI Table'!$BG$117","v":0},{"$f":"'EnPI Table'!$BG$129","v":0},{"$f":"'EnPI Table'!$BG$141","v":0},{"$f":"'EnPI Table'!$BG$153","v":0},{"$f":"'EnPI Table'!$BG$165","v":0},{"$f":"'EnPI Table'!$BG$177","v":0},{"$f":"'EnPI Table'!$BG$189","v":0},{"$f":"'EnPI Table'!$BG$201","v":0},{"$f":"'EnPI Table'!$BG$213","v":0},{"$f":"'EnPI Table'!$BG$225","v":0},{"$f":"'EnPI Table'!$BG$237","v":0},{"$f":"'EnPI Table'!$BG$249","v":0},{"$f":"'EnPI Table'!$BG$261","v":0},{"$f":"'EnPI Table'!$BG$273","v":0},{"$f":"'EnPI Table'!$BG$285","v":0},{"$f":"'EnPI Table'!$BG$297","v":0},{"$f":"'EnPI Table'!$BG$309","v":0}]
[]
[null,null,null,null,null,null,null,null,null,null,null,null,null,null,null,{"$f":"'EnPI Table'!$BJ$10","v":0},{"$f":"'EnPI Table'!$BJ$22","v":0},{"$f":"'EnPI Table'!$BJ$34","v":0},{"$f":"'EnPI Table'!$BJ$46","v":0},{"$f":"'EnPI Table'!$BJ$58","v":0},{"$f":"'EnPI Table'!$BJ$70","v":0},{"$f":"'EnPI Table'!$BJ$82","v":0},{"$f":"'EnPI Table'!$BJ$94","v":0},{"$f":"'EnPI Table'!$BJ$106","v":0},{"$f":"'EnPI Table'!$BJ$118","v":0},{"$f":"'EnPI Table'!$BJ$130","v":0},{"$f":"'EnPI Table'!$BJ$142","v":0},{"$f":"'EnPI Table'!$BJ$154","v":0},{"$f":"'EnPI Table'!$BJ$166","v":0},{"$f":"'EnPI Table'!$BJ$178","v":0},{"$f":"'EnPI Table'!$BJ$190","v":0},{"$f":"'EnPI Table'!$BJ$202","v":0},{"$f":"'EnPI Table'!$BJ$214","v":0},{"$f":"'EnPI Table'!$BJ$226","v":0},{"$f":"'EnPI Table'!$BJ$238","v":0},{"$f":"'EnPI Table'!$BJ$250","v":0},{"$f":"'EnPI Table'!$BJ$262","v":0},{"$f":"'EnPI Table'!$BJ$274","v":0},{"$f":"'EnPI Table'!$BJ$286","v":0},{"$f":"'EnPI Table'!$BJ$298","v":0}]
[null,null,null,null,null,null,null,null,null,null,null,null,null,null,null,{"$f":"'EnPI Table'!$BJ$11","v":0},{"$f":"'EnPI Table'!$BJ$23","v":0},{"$f":"'EnPI Table'!$BJ$35","v":0},{"$f":"'EnPI Table'!$BJ$47","v":0},{"$f":"'EnPI Table'!$BJ$59","v":0},{"$f":"'EnPI Table'!$BJ$71","v":0},{"$f":"'EnPI Table'!$BJ$83","v":0},{"$f":"'EnPI Table'!$BJ$95","v":0},{"$f":"'EnPI Table'!$BJ$107","v":0},{"$f":"'EnPI Table'!$BJ$119","v":0},{"$f":"'EnPI Table'!$BJ$131","v":0},{"$f":"'EnPI Table'!$BJ$143","v":0},{"$f":"'EnPI Table'!$BJ$155","v":0},{"$f":"'EnPI Table'!$BJ$167","v":0},{"$f":"'EnPI Table'!$BJ$179","v":0},{"$f":"'EnPI Table'!$BJ$191","v":0},{"$f":"'EnPI Table'!$BJ$203","v":0},{"$f":"'EnPI Table'!$BJ$215","v":0},{"$f":"'EnPI Table'!$BJ$227","v":0},{"$f":"'EnPI Table'!$BJ$239","v":0},{"$f":"'EnPI Table'!$BJ$251","v":0},{"$f":"'EnPI Table'!$BJ$263","v":0},{"$f":"'EnPI Table'!$BJ$275","v":0},{"$f":"'EnPI Table'!$BJ$287","v":0},{"$f":"'EnPI Table'!$BJ$299","v":0}]
[null,null,null,null,null,null,null,null,null,null,null,null,null,null,null,{"$f":"'EnPI Table'!$BJ$12","v":0},{"$f":"'EnPI Table'!$BJ$24","v":0},{"$f":"'EnPI Table'!$BJ$36","v":0},{"$f":"'EnPI Table'!$BJ$48","v":0},{"$f":"'EnPI Table'!$BJ$60","v":0},{"$f":"'EnPI Table'!$BJ$72","v":0},{"$f":"'EnPI Table'!$BJ$84","v":0},{"$f":"'EnPI Table'!$BJ$96","v":0},{"$f":"'EnPI Table'!$BJ$108","v":0},{"$f":"'EnPI Table'!$BJ$120","v":0},{"$f":"'EnPI Table'!$BJ$132","v":0},{"$f":"'EnPI Table'!$BJ$144","v":0},{"$f":"'EnPI Table'!$BJ$156","v":0},{"$f":"'EnPI Table'!$BJ$168","v":0},{"$f":"'EnPI Table'!$BJ$180","v":0},{"$f":"'EnPI Table'!$BJ$192","v":0},{"$f":"'EnPI Table'!$BJ$204","v":0},{"$f":"'EnPI Table'!$BJ$216","v":0},{"$f":"'EnPI Table'!$BJ$228","v":0},{"$f":"'EnPI Table'!$BJ$240","v":0},{"$f":"'EnPI Table'!$BJ$252","v":0},{"$f":"'EnPI Table'!$BJ$264","v":0},{"$f":"'EnPI Table'!$BJ$276","v":0},{"$f":"'EnPI Table'!$BJ$288","v":0},{"$f":"'EnPI Table'!$BJ$300","v":0}]
[null,null,null,null,null,null,null,null,null,null,null,null,null,null,null,{"$f":"'EnPI Table'!$BJ$13","v":0},{"$f":"'EnPI Table'!$BJ$25","v":0},{"$f":"'EnPI Table'!$BJ$37","v":0},{"$f":"'EnPI Table'!$BJ$49","v":0},{"$f":"'EnPI Table'!$BJ$61","v":0},{"$f":"'EnPI Table'!$BJ$73","v":0},{"$f":"'EnPI Table'!$BJ$85","v":0},{"$f":"'EnPI Table'!$BJ$97","v":0},{"$f":"'EnPI Table'!$BJ$109","v":0},{"$f":"'EnPI Table'!$BJ$121","v":0},{"$f":"'EnPI Table'!$BJ$133","v":0},{"$f":"'EnPI Table'!$BJ$145","v":0},{"$f":"'EnPI Table'!$BJ$157","v":0},{"$f":"'EnPI Table'!$BJ$169","v":0},{"$f":"'EnPI Table'!$BJ$181","v":0},{"$f":"'EnPI Table'!$BJ$193","v":0},{"$f":"'EnPI Table'!$BJ$205","v":0},{"$f":"'EnPI Table'!$BJ$217","v":0},{"$f":"'EnPI Table'!$BJ$229","v":0},{"$f":"'EnPI Table'!$BJ$241","v":0},{"$f":"'EnPI Table'!$BJ$253","v":0},{"$f":"'EnPI Table'!$BJ$265","v":0},{"$f":"'EnPI Table'!$BJ$277","v":0},{"$f":"'EnPI Table'!$BJ$289","v":0},{"$f":"'EnPI Table'!$BJ$301","v":0}]
[null,null,null,null,null,null,null,null,null,null,null,null,null,null,null,{"$f":"'EnPI Table'!$BJ$14","v":0},{"$f":"'EnPI Table'!$BJ$26","v":0},{"$f":"'EnPI Table'!$BJ$38","v":0},{"$f":"'EnPI Table'!$BJ$50","v":0},{"$f":"'EnPI Table'!$BJ$62","v":0},{"$f":"'EnPI Table'!$BJ$74","v":0},{"$f":"'EnPI Table'!$BJ$86","v":0},{"$f":"'EnPI Table'!$BJ$98","v":0},{"$f":"'EnPI Table'!$BJ$110","v":0},{"$f":"'EnPI Table'!$BJ$122","v":0},{"$f":"'EnPI Table'!$BJ$134","v":0},{"$f":"'EnPI Table'!$BJ$146","v":0},{"$f":"'EnPI Table'!$BJ$158","v":0},{"$f":"'EnPI Table'!$BJ$170","v":0},{"$f":"'EnPI Table'!$BJ$182","v":0},{"$f":"'EnPI Table'!$BJ$194","v":0},{"$f":"'EnPI Table'!$BJ$206","v":0},{"$f":"'EnPI Table'!$BJ$218","v":0},{"$f":"'EnPI Table'!$BJ$230","v":0},{"$f":"'EnPI Table'!$BJ$242","v":0},{"$f":"'EnPI Table'!$BJ$254","v":0},{"$f":"'EnPI Table'!$BJ$266","v":0},{"$f":"'EnPI Table'!$BJ$278","v":0},{"$f":"'EnPI Table'!$BJ$290","v":0},{"$f":"'EnPI Table'!$BJ$302","v":0}]
[null,null,null,null,null,null,null,null,null,null,null,null,null,null,null,{"$f":"'EnPI Table'!$BJ$15","v":0},{"$f":"'EnPI Table'!$BJ$27","v":0},{"$f":"'EnPI Table'!$BJ$39","v":0},{"$f":"'EnPI Table'!$BJ$51","v":0},{"$f":"'EnPI Table'!$BJ$63","v":0},{"$f":"'EnPI Table'!$BJ$75","v":0},{"$f":"'EnPI Table'!$BJ$87","v":0},{"$f":"'EnPI Table'!$BJ$99","v":0},{"$f":"'EnPI Table'!$BJ$111","v":0},{"$f":"'EnPI Table'!$BJ$123","v":0},{"$f":"'EnPI Table'!$BJ$135","v":0},{"$f":"'EnPI Table'!$BJ$147","v":0},{"$f":"'EnPI Table'!$BJ$159","v":0},{"$f":"'EnPI Table'!$BJ$171","v":0},{"$f":"'EnPI Table'!$BJ$183","v":0},{"$f":"'EnPI Table'!$BJ$195","v":0},{"$f":"'EnPI Table'!$BJ$207","v":0},{"$f":"'EnPI Table'!$BJ$219","v":0},{"$f":"'EnPI Table'!$BJ$231","v":0},{"$f":"'EnPI Table'!$BJ$243","v":0},{"$f":"'EnPI Table'!$BJ$255","v":0},{"$f":"'EnPI Table'!$BJ$267","v":0},{"$f":"'EnPI Table'!$BJ$279","v":0},{"$f":"'EnPI Table'!$BJ$291","v":0},{"$f":"'EnPI Table'!$BJ$303","v":0}]
[null,null,null,null,null,null,null,null,null,null,null,null,null,null,null,{"$f":"'EnPI Table'!$BJ$16","v":0},{"$f":"'EnPI Table'!$BJ$28","v":0},{"$f":"'EnPI Table'!$BJ$40","v":0},{"$f":"'EnPI Table'!$BJ$52","v":0},{"$f":"'EnPI Table'!$BJ$64","v":0},{"$f":"'EnPI Table'!$BJ$76","v":0},{"$f":"'EnPI Table'!$BJ$88","v":0},{"$f":"'EnPI Table'!$BJ$100","v":0},{"$f":"'EnPI Table'!$BJ$112","v":0},{"$f":"'EnPI Table'!$BJ$124","v":0},{"$f":"'EnPI Table'!$BJ$136","v":0},{"$f":"'EnPI Table'!$BJ$148","v":0},{"$f":"'EnPI Table'!$BJ$160","v":0},{"$f":"'EnPI Table'!$BJ$172","v":0},{"$f":"'EnPI Table'!$BJ$184","v":0},{"$f":"'EnPI Table'!$BJ$196","v":0},{"$f":"'EnPI Table'!$BJ$208","v":0},{"$f":"'EnPI Table'!$BJ$220","v":0},{"$f":"'EnPI Table'!$BJ$232","v":0},{"$f":"'EnPI Table'!$BJ$244","v":0},{"$f":"'EnPI Table'!$BJ$256","v":0},{"$f":"'EnPI Table'!$BJ$268","v":0},{"$f":"'EnPI Table'!$BJ$280","v":0},{"$f":"'EnPI Table'!$BJ$292","v":0},{"$f":"'EnPI Table'!$BJ$304","v":0}]
[null,null,null,null,null,null,null,null,null,null,null,null,null,null,null,{"$f":"'EnPI Table'!$BJ$17","v":0},{"$f":"'EnPI Table'!$BJ$29","v":0},{"$f":"'EnPI Table'!$BJ$41","v":0},{"$f":"'EnPI Table'!$BJ$53","v":0},{"$f":"'EnPI Table'!$BJ$65","v":0},{"$f":"'EnPI Table'!$BJ$77","v":0},{"$f":"'EnPI Table'!$BJ$89","v":0},{"$f":"'EnPI Table'!$BJ$101","v":0},{"$f":"'EnPI Table'!$BJ$113","v":0},{"$f":"'EnPI Table'!$BJ$125","v":0},{"$f":"'EnPI Table'!$BJ$137","v":0},{"$f":"'EnPI Table'!$BJ$149","v":0},{"$f":"'EnPI Table'!$BJ$161","v":0},{"$f":"'EnPI Table'!$BJ$173","v":0},{"$f":"'EnPI Table'!$BJ$185","v":0},{"$f":"'EnPI Table'!$BJ$197","v":0},{"$f":"'EnPI Table'!$BJ$209","v":0},{"$f":"'EnPI Table'!$BJ$221","v":0},{"$f":"'EnPI Table'!$BJ$233","v":0},{"$f":"'EnPI Table'!$BJ$245","v":0},{"$f":"'EnPI Table'!$BJ$257","v":0},{"$f":"'EnPI Table'!$BJ$269","v":0},{"$f":"'EnPI Table'!$BJ$281","v":0},{"$f":"'EnPI Table'!$BJ$293","v":0},{"$f":"'EnPI Table'!$BJ$305","v":0}]
[null,null,null,null,null,null,null,null,null,null,null,null,null,null,null,{"$f":"'EnPI Table'!$BJ$18","v":0},{"$f":"'EnPI Table'!$BJ$30","v":0},{"$f":"'EnPI Table'!$BJ$42","v":0},{"$f":"'EnPI Table'!$BJ$54","v":0},{"$f":"'EnPI Table'!$BJ$66","v":0},{"$f":"'EnPI Table'!$BJ$78","v":0},{"$f":"'EnPI Table'!$BJ$90","v":0},{"$f":"'EnPI Table'!$BJ$102","v":0},{"$f":"'EnPI Table'!$BJ$114","v":0},{"$f":"'EnPI Table'!$BJ$126","v":0},{"$f":"'EnPI Table'!$BJ$138","v":0},{"$f":"'EnPI Table'!$BJ$150","v":0},{"$f":"'EnPI Table'!$BJ$162","v":0},{"$f":"'EnPI Table'!$BJ$174","v":0},{"$f":"'EnPI Table'!$BJ$186","v":0},{"$f":"'EnPI Table'!$BJ$198","v":0},{"$f":"'EnPI Table'!$BJ$210","v":0},{"$f":"'EnPI Table'!$BJ$222","v":0},{"$f":"'EnPI Table'!$BJ$234","v":0},{"$f":"'EnPI Table'!$BJ$246","v":0},{"$f":"'EnPI Table'!$BJ$258","v":0},{"$f":"'EnPI Table'!$BJ$270","v":0},{"$f":"'EnPI Table'!$BJ$282","v":0},{"$f":"'EnPI Table'!$BJ$294","v":0},{"$f":"'EnPI Table'!$BJ$306","v":0}]
[null,null,null,null,null,null,null,null,null,null,null,null,null,null,null,{"$f":"'EnPI Table'!$BJ$19","v":0},{"$f":"'EnPI Table'!$BJ$31","v":0},{"$f":"'EnPI Table'!$BJ$43","v":0},{"$f":"'EnPI Table'!$BJ$55","v":0},{"$f":"'EnPI Table'!$BJ$67","v":0},{"$f":"'EnPI Table'!$BJ$79","v":0},{"$f":"'EnPI Table'!$BJ$91","v":0},{"$f":"'EnPI Table'!$BJ$103","v":0},{"$f":"'EnPI Table'!$BJ$115","v":0},{"$f":"'EnPI Table'!$BJ$127","v":0},{"$f":"'EnPI Table'!$BJ$139","v":0},{"$f":"'EnPI Table'!$BJ$151","v":0},{"$f":"'EnPI Table'!$BJ$163","v":0},{"$f":"'EnPI Table'!$BJ$175","v":0},{"$f":"'EnPI Table'!$BJ$187","v":0},{"$f":"'EnPI Table'!$BJ$199","v":0},{"$f":"'EnPI Table'!$BJ$211","v":0},{"$f":"'EnPI Table'!$BJ$223","v":0},{"$f":"'EnPI Table'!$BJ$235","v":0},{"$f":"'EnPI Table'!$BJ$247","v":0},{"$f":"'EnPI Table'!$BJ$259","v":0},{"$f":"'EnPI Table'!$BJ$271","v":0},{"$f":"'EnPI Table'!$BJ$283","v":0},{"$f":"'EnPI Table'!$BJ$295","v":0},{"$f":"'EnPI Table'!$BJ$307","v":0}]
[null,null,null,null,null,null,null,null,null,null,null,null,null,null,null,{"$f":"'EnPI Table'!$BJ$20","v":0},{"$f":"'EnPI Table'!$BJ$32","v":0},{"$f":"'EnPI Table'!$BJ$44","v":0},{"$f":"'EnPI Table'!$BJ$56","v":0},{"$f":"'EnPI Table'!$BJ$68","v":0},{"$f":"'EnPI Table'!$BJ$80","v":0},{"$f":"'EnPI Table'!$BJ$92","v":0},{"$f":"'EnPI Table'!$BJ$104","v":0},{"$f":"'EnPI Table'!$BJ$116","v":0},{"$f":"'EnPI Table'!$BJ$128","v":0},{"$f":"'EnPI Table'!$BJ$140","v":0},{"$f":"'EnPI Table'!$BJ$152","v":0},{"$f":"'EnPI Table'!$BJ$164","v":0},{"$f":"'EnPI Table'!$BJ$176","v":0},{"$f":"'EnPI Table'!$BJ$188","v":0},{"$f":"'EnPI Table'!$BJ$200","v":0},{"$f":"'EnPI Table'!$BJ$212","v":0},{"$f":"'EnPI Table'!$BJ$224","v":0},{"$f":"'EnPI Table'!$BJ$236","v":0},{"$f":"'EnPI Table'!$BJ$248","v":0},{"$f":"'EnPI Table'!$BJ$260","v":0},{"$f":"'EnPI Table'!$BJ$272","v":0},{"$f":"'EnPI Table'!$BJ$284","v":0},{"$f":"'EnPI Table'!$BJ$296","v":0},{"$f":"'EnPI Table'!$BJ$308","v":0}]
[null,null,null,null,null,null,null,null,null,null,null,null,null,null,null,{"$f":"'EnPI Table'!$BJ$21","v":0},{"$f":"'EnPI Table'!$BJ$33","v":0},{"$f":"'EnPI Table'!$BJ$45","v":0},{"$f":"'EnPI Table'!$BJ$57","v":0},{"$f":"'EnPI Table'!$BJ$69","v":0},{"$f":"'EnPI Table'!$BJ$81","v":0},{"$f":"'EnPI Table'!$BJ$93","v":0},{"$f":"'EnPI Table'!$BJ$105","v":0},{"$f":"'EnPI Table'!$BJ$117","v":0},{"$f":"'EnPI Table'!$BJ$129","v":0},{"$f":"'EnPI Table'!$BJ$141","v":0},{"$f":"'EnPI Table'!$BJ$153","v":0},{"$f":"'EnPI Table'!$BJ$165","v":0},{"$f":"'EnPI Table'!$BJ$177","v":0},{"$f":"'EnPI Table'!$BJ$189","v":0},{"$f":"'EnPI Table'!$BJ$201","v":0},{"$f":"'EnPI Table'!$BJ$213","v":0},{"$f":"'EnPI Table'!$BJ$225","v":0},{"$f":"'EnPI Table'!$BJ$237","v":0},{"$f":"'EnPI Table'!$BJ$249","v":0},{"$f":"'EnPI Table'!$BJ$261","v":0},{"$f":"'EnPI Table'!$BJ$273","v":0},{"$f":"'EnPI Table'!$BJ$285","v":0},{"$f":"'EnPI Table'!$BJ$297","v":0},{"$f":"'EnPI Table'!$BJ$309","v":0}]
[]
[null,null,null,null,null,null,null,null,null,null,null,null,null,null,null,{"$f":"'EnPI Table'!$BI$10","v":0},{"$f":"'EnPI Table'!$BI$22","v":0},{"$f":"'EnPI Table'!$BI$34","v":0},{"$f":"'EnPI Table'!$BI$46","v":0},{"$f":"'EnPI Table'!$BI$58","v":0},{"$f":"'EnPI Table'!$BI$70","v":0},{"$f":"'EnPI Table'!$BI$82","v":0},{"$f":"'EnPI Table'!$BI$94","v":0},{"$f":"'EnPI Table'!$BI$106","v":0},{"$f":"'EnPI Table'!$BI$118","v":0},{"$f":"'EnPI Table'!$BI$130","v":0},{"$f":"'EnPI Table'!$BI$142","v":0},{"$f":"'EnPI Table'!$BI$154","v":0},{"$f":"'EnPI Table'!$BI$166","v":0},{"$f":"'EnPI Table'!$BI$178","v":0},{"$f":"'EnPI Table'!$BI$190","v":0},{"$f":"'EnPI Table'!$BI$202","v":0},{"$f":"'EnPI Table'!$BI$214","v":0},{"$f":"'EnPI Table'!$BI$226","v":0},{"$f":"'EnPI Table'!$BI$238","v":0},{"$f":"'EnPI Table'!$BI$250","v":0},{"$f":"'EnPI Table'!$BI$262","v":0},{"$f":"'EnPI Table'!$BI$274","v":0},{"$f":"'EnPI Table'!$BI$286","v":0},{"$f":"'EnPI Table'!$BI$298","v":0}]
[null,null,null,null,null,null,null,null,null,null,null,null,null,null,null,{"$f":"'EnPI Table'!$BI$11","v":0},{"$f":"'EnPI Table'!$BI$23","v":0},{"$f":"'EnPI Table'!$BI$35","v":0},{"$f":"'EnPI Table'!$BI$47","v":0},{"$f":"'EnPI Table'!$BI$59","v":0},{"$f":"'EnPI Table'!$BI$71","v":0},{"$f":"'EnPI Table'!$BI$83","v":0},{"$f":"'EnPI Table'!$BI$95","v":0},{"$f":"'EnPI Table'!$BI$107","v":0},{"$f":"'EnPI Table'!$BI$119","v":0},{"$f":"'EnPI Table'!$BI$131","v":0},{"$f":"'EnPI Table'!$BI$143","v":0},{"$f":"'EnPI Table'!$BI$155","v":0},{"$f":"'EnPI Table'!$BI$167","v":0},{"$f":"'EnPI Table'!$BI$179","v":0},{"$f":"'EnPI Table'!$BI$191","v":0},{"$f":"'EnPI Table'!$BI$203","v":0},{"$f":"'EnPI Table'!$BI$215","v":0},{"$f":"'EnPI Table'!$BI$227","v":0},{"$f":"'EnPI Table'!$BI$239","v":0},{"$f":"'EnPI Table'!$BI$251","v":0},{"$f":"'EnPI Table'!$BI$263","v":0},{"$f":"'EnPI Table'!$BI$275","v":0},{"$f":"'EnPI Table'!$BI$287","v":0},{"$f":"'EnPI Table'!$BI$299","v":0}]
[null,null,null,null,null,null,null,null,null,null,null,null,null,null,null,{"$f":"'EnPI Table'!$BI$12","v":0},{"$f":"'EnPI Table'!$BI$24","v":0},{"$f":"'EnPI Table'!$BI$36","v":0},{"$f":"'EnPI Table'!$BI$48","v":0},{"$f":"'EnPI Table'!$BI$60","v":0},{"$f":"'EnPI Table'!$BI$72","v":0},{"$f":"'EnPI Table'!$BI$84","v":0},{"$f":"'EnPI Table'!$BI$96","v":0},{"$f":"'EnPI Table'!$BI$108","v":0},{"$f":"'EnPI Table'!$BI$120","v":0},{"$f":"'EnPI Table'!$BI$132","v":0},{"$f":"'EnPI Table'!$BI$144","v":0},{"$f":"'EnPI Table'!$BI$156","v":0},{"$f":"'EnPI Table'!$BI$168","v":0},{"$f":"'EnPI Table'!$BI$180","v":0},{"$f":"'EnPI Table'!$BI$192","v":0},{"$f":"'EnPI Table'!$BI$204","v":0},{"$f":"'EnPI Table'!$BI$216","v":0},{"$f":"'EnPI Table'!$BI$228","v":0},{"$f":"'EnPI Table'!$BI$240","v":0},{"$f":"'EnPI Table'!$BI$252","v":0},{"$f":"'EnPI Table'!$BI$264","v":0},{"$f":"'EnPI Table'!$BI$276","v":0},{"$f":"'EnPI Table'!$BI$288","v":0},{"$f":"'EnPI Table'!$BI$300","v":0}]
[null,null,null,null,null,null,null,null,null,null,null,null,null,null,null,{"$f":"'EnPI Table'!$BI$13","v":0},{"$f":"'EnPI Table'!$BI$25","v":0},{"$f":"'EnPI Table'!$BI$37","v":0},{"$f":"'EnPI Table'!$BI$49","v":0},{"$f":"'EnPI Table'!$BI$61","v":0},{"$f":"'EnPI Table'!$BI$73","v":0},{"$f":"'EnPI Table'!$BI$85","v":0},{"$f":"'EnPI Table'!$BI$97","v":0},{"$f":"'EnPI Table'!$BI$109","v":0},{"$f":"'EnPI Table'!$BI$121","v":0},{"$f":"'EnPI Table'!$BI$133","v":0},{"$f":"'EnPI Table'!$BI$145","v":0},{"$f":"'EnPI Table'!$BI$157","v":0},{"$f":"'EnPI Table'!$BI$169","v":0},{"$f":"'EnPI Table'!$BI$181","v":0},{"$f":"'EnPI Table'!$BI$193","v":0},{"$f":"'EnPI Table'!$BI$205","v":0},{"$f":"'EnPI Table'!$BI$217","v":0},{"$f":"'EnPI Table'!$BI$229","v":0},{"$f":"'EnPI Table'!$BI$241","v":0},{"$f":"'EnPI Table'!$BI$253","v":0},{"$f":"'EnPI Table'!$BI$265","v":0},{"$f":"'EnPI Table'!$BI$277","v":0},{"$f":"'EnPI Table'!$BI$289","v":0},{"$f":"'EnPI Table'!$BI$301","v":0}]
[null,null,null,null,null,null,null,null,null,null,null,null,null,null,null,{"$f":"'EnPI Table'!$BI$14","v":0},{"$f":"'EnPI Table'!$BI$26","v":0},{"$f":"'EnPI Table'!$BI$38","v":0},{"$f":"'EnPI Table'!$BI$50","v":0},{"$f":"'EnPI Table'!$BI$62","v":0},{"$f":"'EnPI Table'!$BI$74","v":0},{"$f":"'EnPI Table'!$BI$86","v":0},{"$f":"'EnPI Table'!$BI$98","v":0},{"$f":"'EnPI Table'!$BI$110","v":0},{"$f":"'EnPI Table'!$BI$122","v":0},{"$f":"'EnPI Table'!$BI$134","v":0},{"$f":"'EnPI Table'!$BI$146","v":0},{"$f":"'EnPI Table'!$BI$158","v":0},{"$f":"'EnPI Table'!$BI$170","v":0},{"$f":"'EnPI Table'!$BI$182","v":0},{"$f":"'EnPI Table'!$BI$194","v":0},{"$f":"'EnPI Table'!$BI$206","v":0},{"$f":"'EnPI Table'!$BI$218","v":0},{"$f":"'EnPI Table'!$BI$230","v":0},{"$f":"'EnPI Table'!$BI$242","v":0},{"$f":"'EnPI Table'!$BI$254","v":0},{"$f":"'EnPI Table'!$BI$266","v":0},{"$f":"'EnPI Table'!$BI$278","v":0},{"$f":"'EnPI Table'!$BI$290","v":0},{"$f":"'EnPI Table'!$BI$302","v":0}]
[null,null,null,null,null,null,null,null,null,null,null,null,null,null,null,{"$f":"'EnPI Table'!$BI$15","v":0},{"$f":"'EnPI Table'!$BI$27","v":0},{"$f":"'EnPI Table'!$BI$39","v":0},{"$f":"'EnPI Table'!$BI$51","v":0},{"$f":"'EnPI Table'!$BI$63","v":0},{"$f":"'EnPI Table'!$BI$75","v":0},{"$f":"'EnPI Table'!$BI$87","v":0},{"$f":"'EnPI Table'!$BI$99","v":0},{"$f":"'EnPI Table'!$BI$111","v":0},{"$f":"'EnPI Table'!$BI$123","v":0},{"$f":"'EnPI Table'!$BI$135","v":0},{"$f":"'EnPI Table'!$BI$147","v":0},{"$f":"'EnPI Table'!$BI$159","v":0},{"$f":"'EnPI Table'!$BI$171","v":0},{"$f":"'EnPI Table'!$BI$183","v":0},{"$f":"'EnPI Table'!$BI$195","v":0},{"$f":"'EnPI Table'!$BI$207","v":0},{"$f":"'EnPI Table'!$BI$219","v":0},{"$f":"'EnPI Table'!$BI$231","v":0},{"$f":"'EnPI Table'!$BI$243","v":0},{"$f":"'EnPI Table'!$BI$255","v":0},{"$f":"'EnPI Table'!$BI$267","v":0},{"$f":"'EnPI Table'!$BI$279","v":0},{"$f":"'EnPI Table'!$BI$291","v":0},{"$f":"'EnPI Table'!$BI$303","v":0}]
[null,null,null,null,null,null,null,null,null,null,null,null,null,null,null,{"$f":"'EnPI Table'!$BI$16","v":0},{"$f":"'EnPI Table'!$BI$28","v":0},{"$f":"'EnPI Table'!$BI$40","v":0},{"$f":"'EnPI Table'!$BI$52","v":0},{"$f":"'EnPI Table'!$BI$64","v":0},{"$f":"'EnPI Table'!$BI$76","v":0},{"$f":"'EnPI Table'!$BI$88","v":0},{"$f":"'EnPI Table'!$BI$100","v":0},{"$f":"'EnPI Table'!$BI$112","v":0},{"$f":"'EnPI Table'!$BI$124","v":0},{"$f":"'EnPI Table'!$BI$136","v":0},{"$f":"'EnPI Table'!$BI$148","v":0},{"$f":"'EnPI Table'!$BI$160","v":0},{"$f":"'EnPI Table'!$BI$172","v":0},{"$f":"'EnPI Table'!$BI$184","v":0},{"$f":"'EnPI Table'!$BI$196","v":0},{"$f":"'EnPI Table'!$BI$208","v":0},{"$f":"'EnPI Table'!$BI$220","v":0},{"$f":"'EnPI Table'!$BI$232","v":0},{"$f":"'EnPI Table'!$BI$244","v":0},{"$f":"'EnPI Table'!$BI$256","v":0},{"$f":"'EnPI Table'!$BI$268","v":0},{"$f":"'EnPI Table'!$BI$280","v":0},{"$f":"'EnPI Table'!$BI$292","v":0},{"$f":"'EnPI Table'!$BI$304","v":0}]
[null,null,null,null,null,null,null,null,null,null,null,null,null,null,null,{"$f":"'EnPI Table'!$BI$17","v":0},{"$f":"'EnPI Table'!$BI$29","v":0},{"$f":"'EnPI Table'!$BI$41","v":0},{"$f":"'EnPI Table'!$BI$53","v":0},{"$f":"'EnPI Table'!$BI$65","v":0},{"$f":"'EnPI Table'!$BI$77","v":0},{"$f":"'EnPI Table'!$BI$89","v":0},{"$f":"'EnPI Table'!$BI$101","v":0},{"$f":"'EnPI Table'!$BI$113","v":0},{"$f":"'EnPI Table'!$BI$125","v":0},{"$f":"'EnPI Table'!$BI$137","v":0},{"$f":"'EnPI Table'!$BI$149","v":0},{"$f":"'EnPI Table'!$BI$161","v":0},{"$f":"'EnPI Table'!$BI$173","v":0},{"$f":"'EnPI Table'!$BI$185","v":0},{"$f":"'EnPI Table'!$BI$197","v":0},{"$f":"'EnPI Table'!$BI$209","v":0},{"$f":"'EnPI Table'!$BI$221","v":0},{"$f":"'EnPI Table'!$BI$233","v":0},{"$f":"'EnPI Table'!$BI$245","v":0},{"$f":"'EnPI Table'!$BI$257","v":0},{"$f":"'EnPI Table'!$BI$269","v":0},{"$f":"'EnPI Table'!$BI$281","v":0},{"$f":"'EnPI Table'!$BI$293","v":0},{"$f":"'EnPI Table'!$BI$305","v":0}]
[null,null,null,null,null,null,null,null,null,null,null,null,null,null,null,{"$f":"'EnPI Table'!$BI$18","v":0},{"$f":"'EnPI Table'!$BI$30","v":0},{"$f":"'EnPI Table'!$BI$42","v":0},{"$f":"'EnPI Table'!$BI$54","v":0},{"$f":"'EnPI Table'!$BI$66","v":0},{"$f":"'EnPI Table'!$BI$78","v":0},{"$f":"'EnPI Table'!$BI$90","v":0},{"$f":"'EnPI Table'!$BI$102","v":0},{"$f":"'EnPI Table'!$BI$114","v":0},{"$f":"'EnPI Table'!$BI$126","v":0},{"$f":"'EnPI Table'!$BI$138","v":0},{"$f":"'EnPI Table'!$BI$150","v":0},{"$f":"'EnPI Table'!$BI$162","v":0},{"$f":"'EnPI Table'!$BI$174","v":0},{"$f":"'EnPI Table'!$BI$186","v":0},{"$f":"'EnPI Table'!$BI$198","v":0},{"$f":"'EnPI Table'!$BI$210","v":0},{"$f":"'EnPI Table'!$BI$222","v":0},{"$f":"'EnPI Table'!$BI$234","v":0},{"$f":"'EnPI Table'!$BI$246","v":0},{"$f":"'EnPI Table'!$BI$258","v":0},{"$f":"'EnPI Table'!$BI$270","v":0},{"$f":"'EnPI Table'!$BI$282","v":0},{"$f":"'EnPI Table'!$BI$294","v":0},{"$f":"'EnPI Table'!$BI$306","v":0}]
[null,null,null,null,null,null,null,null,null,null,null,null,null,null,null,{"$f":"'EnPI Table'!$BI$19","v":0},{"$f":"'EnPI Table'!$BI$31","v":0},{"$f":"'EnPI Table'!$BI$43","v":0},{"$f":"'EnPI Table'!$BI$55","v":0},{"$f":"'EnPI Table'!$BI$67","v":0},{"$f":"'EnPI Table'!$BI$79","v":0},{"$f":"'EnPI Table'!$BI$91","v":0},{"$f":"'EnPI Table'!$BI$103","v":0},{"$f":"'EnPI Table'!$BI$115","v":0},{"$f":"'EnPI Table'!$BI$127","v":0},{"$f":"'EnPI Table'!$BI$139","v":0},{"$f":"'EnPI Table'!$BI$151","v":0},{"$f":"'EnPI Table'!$BI$163","v":0},{"$f":"'EnPI Table'!$BI$175","v":0},{"$f":"'EnPI Table'!$BI$187","v":0},{"$f":"'EnPI Table'!$BI$199","v":0},{"$f":"'EnPI Table'!$BI$211","v":0},{"$f":"'EnPI Table'!$BI$223","v":0},{"$f":"'EnPI Table'!$BI$235","v":0},{"$f":"'EnPI Table'!$BI$247","v":0},{"$f":"'EnPI Table'!$BI$259","v":0},{"$f":"'EnPI Table'!$BI$271","v":0},{"$f":"'EnPI Table'!$BI$283","v":0},{"$f":"'EnPI Table'!$BI$295","v":0},{"$f":"'EnPI Table'!$BI$307","v":0}]
[null,null,null,null,null,null,null,null,null,null,null,null,null,null,null,{"$f":"'EnPI Table'!$BI$20","v":0},{"$f":"'EnPI Table'!$BI$32","v":0},{"$f":"'EnPI Table'!$BI$44","v":0},{"$f":"'EnPI Table'!$BI$56","v":0},{"$f":"'EnPI Table'!$BI$68","v":0},{"$f":"'EnPI Table'!$BI$80","v":0},{"$f":"'EnPI Table'!$BI$92","v":0},{"$f":"'EnPI Table'!$BI$104","v":0},{"$f":"'EnPI Table'!$BI$116","v":0},{"$f":"'EnPI Table'!$BI$128","v":0},{"$f":"'EnPI Table'!$BI$140","v":0},{"$f":"'EnPI Table'!$BI$152","v":0},{"$f":"'EnPI Table'!$BI$164","v":0},{"$f":"'EnPI Table'!$BI$176","v":0},{"$f":"'EnPI Table'!$BI$188","v":0},{"$f":"'EnPI Table'!$BI$200","v":0},{"$f":"'EnPI Table'!$BI$212","v":0},{"$f":"'EnPI Table'!$BI$224","v":0},{"$f":"'EnPI Table'!$BI$236","v":0},{"$f":"'EnPI Table'!$BI$248","v":0},{"$f":"'EnPI Table'!$BI$260","v":0},{"$f":"'EnPI Table'!$BI$272","v":0},{"$f":"'EnPI Table'!$BI$284","v":0},{"$f":"'EnPI Table'!$BI$296","v":0},{"$f":"'EnPI Table'!$BI$308","v":0}]
[null,null,null,null,null,null,null,null,null,null,null,null,null,null,null,{"$f":"'EnPI Table'!$BI$21","v":0},{"$f":"'EnPI Table'!$BI$33","v":0},{"$f":"'EnPI Table'!$BI$45","v":0},{"$f":"'EnPI Table'!$BI$57","v":0},{"$f":"'EnPI Table'!$BI$69","v":0},{"$f":"'EnPI Table'!$BI$81","v":0},{"$f":"'EnPI Table'!$BI$93","v":0},{"$f":"'EnPI Table'!$BI$105","v":0},{"$f":"'EnPI Table'!$BI$117","v":0},{"$f":"'EnPI Table'!$BI$129","v":0},{"$f":"'EnPI Table'!$BI$141","v":0},{"$f":"'EnPI Table'!$BI$153","v":0},{"$f":"'EnPI Table'!$BI$165","v":0},{"$f":"'EnPI Table'!$BI$177","v":0},{"$f":"'EnPI Table'!$BI$189","v":0},{"$f":"'EnPI Table'!$BI$201","v":0},{"$f":"'EnPI Table'!$BI$213","v":0},{"$f":"'EnPI Table'!$BI$225","v":0},{"$f":"'EnPI Table'!$BI$237","v":0},{"$f":"'EnPI Table'!$BI$249","v":0},{"$f":"'EnPI Table'!$BI$261","v":0},{"$f":"'EnPI Table'!$BI$273","v":0},{"$f":"'EnPI Table'!$BI$285","v":0},{"$f":"'EnPI Table'!$BI$297","v":0},{"$f":"'EnPI Table'!$BI$309","v":0}]
[]
[null,null,null,null,null,null,null,null,null,null,null,null,null,null,null,{"$f":"'EnPI Table'!$BL$10","v":0},{"$f":"'EnPI Table'!$BL$22","v":0},{"$f":"'EnPI Table'!$BL$34","v":0},{"$f":"'EnPI Table'!$BL$46","v":0},{"$f":"'EnPI Table'!$BL$58","v":0},{"$f":"'EnPI Table'!$BL$70","v":0},{"$f":"'EnPI Table'!$BL$82","v":0},{"$f":"'EnPI Table'!$BL$94","v":0},{"$f":"'EnPI Table'!$BL$106","v":0},{"$f":"'EnPI Table'!$BL$118","v":0},{"$f":"'EnPI Table'!$BL$130","v":0},{"$f":"'EnPI Table'!$BL$142","v":0},{"$f":"'EnPI Table'!$BL$154","v":0},{"$f":"'EnPI Table'!$BL$166","v":0},{"$f":"'EnPI Table'!$BL$178","v":0},{"$f":"'EnPI Table'!$BL$190","v":0},{"$f":"'EnPI Table'!$BL$202","v":0},{"$f":"'EnPI Table'!$BL$214","v":0},{"$f":"'EnPI Table'!$BL$226","v":0},{"$f":"'EnPI Table'!$BL$238","v":0},{"$f":"'EnPI Table'!$BL$250","v":0},{"$f":"'EnPI Table'!$BL$262","v":0},{"$f":"'EnPI Table'!$BL$274","v":0},{"$f":"'EnPI Table'!$BL$286","v":0},{"$f":"'EnPI Table'!$BL$298","v":0}]
[null,null,null,null,null,null,null,null,null,null,null,null,null,null,null,{"$f":"'EnPI Table'!$BL$11","v":0},{"$f":"'EnPI Table'!$BL$23","v":0},{"$f":"'EnPI Table'!$BL$35","v":0},{"$f":"'EnPI Table'!$BL$47","v":0},{"$f":"'EnPI Table'!$BL$59","v":0},{"$f":"'EnPI Table'!$BL$71","v":0},{"$f":"'EnPI Table'!$BL$83","v":0},{"$f":"'EnPI Table'!$BL$95","v":0},{"$f":"'EnPI Table'!$BL$107","v":0},{"$f":"'EnPI Table'!$BL$119","v":0},{"$f":"'EnPI Table'!$BL$131","v":0},{"$f":"'EnPI Table'!$BL$143","v":0},{"$f":"'EnPI Table'!$BL$155","v":0},{"$f":"'EnPI Table'!$BL$167","v":0},{"$f":"'EnPI Table'!$BL$179","v":0},{"$f":"'EnPI Table'!$BL$191","v":0},{"$f":"'EnPI Table'!$BL$203","v":0},{"$f":"'EnPI Table'!$BL$215","v":0},{"$f":"'EnPI Table'!$BL$227","v":0},{"$f":"'EnPI Table'!$BL$239","v":0},{"$f":"'EnPI Table'!$BL$251","v":0},{"$f":"'EnPI Table'!$BL$263","v":0},{"$f":"'EnPI Table'!$BL$275","v":0},{"$f":"'EnPI Table'!$BL$287","v":0},{"$f":"'EnPI Table'!$BL$299","v":0}]
[null,null,null,null,null,null,null,null,null,null,null,null,null,null,null,{"$f":"'EnPI Table'!$BL$12","v":0},{"$f":"'EnPI Table'!$BL$24","v":0},{"$f":"'EnPI Table'!$BL$36","v":0},{"$f":"'EnPI Table'!$BL$48","v":0},{"$f":"'EnPI Table'!$BL$60","v":0},{"$f":"'EnPI Table'!$BL$72","v":0},{"$f":"'EnPI Table'!$BL$84","v":0},{"$f":"'EnPI Table'!$BL$96","v":0},{"$f":"'EnPI Table'!$BL$108","v":0},{"$f":"'EnPI Table'!$BL$120","v":0},{"$f":"'EnPI Table'!$BL$132","v":0},{"$f":"'EnPI Table'!$BL$144","v":0},{"$f":"'EnPI Table'!$BL$156","v":0},{"$f":"'EnPI Table'!$BL$168","v":0},{"$f":"'EnPI Table'!$BL$180","v":0},{"$f":"'EnPI Table'!$BL$192","v":0},{"$f":"'EnPI Table'!$BL$204","v":0},{"$f":"'EnPI Table'!$BL$216","v":0},{"$f":"'EnPI Table'!$BL$228","v":0},{"$f":"'EnPI Table'!$BL$240","v":0},{"$f":"'EnPI Table'!$BL$252","v":0},{"$f":"'EnPI Table'!$BL$264","v":0},{"$f":"'EnPI Table'!$BL$276","v":0},{"$f":"'EnPI Table'!$BL$288","v":0},{"$f":"'EnPI Table'!$BL$300","v":0}]
[null,null,null,null,null,null,null,null,null,null,null,null,null,null,null,{"$f":"'EnPI Table'!$BL$13","v":0},{"$f":"'EnPI Table'!$BL$25","v":0},{"$f":"'EnPI Table'!$BL$37","v":0},{"$f":"'EnPI Table'!$BL$49","v":0},{"$f":"'EnPI Table'!$BL$61","v":0},{"$f":"'EnPI Table'!$BL$73","v":0},{"$f":"'EnPI Table'!$BL$85","v":0},{"$f":"'EnPI Table'!$BL$97","v":0},{"$f":"'EnPI Table'!$BL$109","v":0},{"$f":"'EnPI Table'!$BL$121","v":0},{"$f":"'EnPI Table'!$BL$133","v":0},{"$f":"'EnPI Table'!$BL$145","v":0},{"$f":"'EnPI Table'!$BL$157","v":0},{"$f":"'EnPI Table'!$BL$169","v":0},{"$f":"'EnPI Table'!$BL$181","v":0},{"$f":"'EnPI Table'!$BL$193","v":0},{"$f":"'EnPI Table'!$BL$205","v":0},{"$f":"'EnPI Table'!$BL$217","v":0},{"$f":"'EnPI Table'!$BL$229","v":0},{"$f":"'EnPI Table'!$BL$241","v":0},{"$f":"'EnPI Table'!$BL$253","v":0},{"$f":"'EnPI Table'!$BL$265","v":0},{"$f":"'EnPI Table'!$BL$277","v":0},{"$f":"'EnPI Table'!$BL$289","v":0},{"$f":"'EnPI Table'!$BL$301","v":0}]
[null,null,null,null,null,null,null,null,null,null,null,null,null,null,null,{"$f":"'EnPI Table'!$BL$14","v":0},{"$f":"'EnPI Table'!$BL$26","v":0},{"$f":"'EnPI Table'!$BL$38","v":0},{"$f":"'EnPI Table'!$BL$50","v":0},{"$f":"'EnPI Table'!$BL$62","v":0},{"$f":"'EnPI Table'!$BL$74","v":0},{"$f":"'EnPI Table'!$BL$86","v":0},{"$f":"'EnPI Table'!$BL$98","v":0},{"$f":"'EnPI Table'!$BL$110","v":0},{"$f":"'EnPI Table'!$BL$122","v":0},{"$f":"'EnPI Table'!$BL$134","v":0},{"$f":"'EnPI Table'!$BL$146","v":0},{"$f":"'EnPI Table'!$BL$158","v":0},{"$f":"'EnPI Table'!$BL$170","v":0},{"$f":"'EnPI Table'!$BL$182","v":0},{"$f":"'EnPI Table'!$BL$194","v":0},{"$f":"'EnPI Table'!$BL$206","v":0},{"$f":"'EnPI Table'!$BL$218","v":0},{"$f":"'EnPI Table'!$BL$230","v":0},{"$f":"'EnPI Table'!$BL$242","v":0},{"$f":"'EnPI Table'!$BL$254","v":0},{"$f":"'EnPI Table'!$BL$266","v":0},{"$f":"'EnPI Table'!$BL$278","v":0},{"$f":"'EnPI Table'!$BL$290","v":0},{"$f":"'EnPI Table'!$BL$302","v":0}]
[null,null,null,null,null,null,null,null,null,null,null,null,null,null,null,{"$f":"'EnPI Table'!$BL$15","v":0},{"$f":"'EnPI Table'!$BL$27","v":0},{"$f":"'EnPI Table'!$BL$39","v":0},{"$f":"'EnPI Table'!$BL$51","v":0},{"$f":"'EnPI Table'!$BL$63","v":0},{"$f":"'EnPI Table'!$BL$75","v":0},{"$f":"'EnPI Table'!$BL$87","v":0},{"$f":"'EnPI Table'!$BL$99","v":0},{"$f":"'EnPI Table'!$BL$111","v":0},{"$f":"'EnPI Table'!$BL$123","v":0},{"$f":"'EnPI Table'!$BL$135","v":0},{"$f":"'EnPI Table'!$BL$147","v":0},{"$f":"'EnPI Table'!$BL$159","v":0},{"$f":"'EnPI Table'!$BL$171","v":0},{"$f":"'EnPI Table'!$BL$183","v":0},{"$f":"'EnPI Table'!$BL$195","v":0},{"$f":"'EnPI Table'!$BL$207","v":0},{"$f":"'EnPI Table'!$BL$219","v":0},{"$f":"'EnPI Table'!$BL$231","v":0},{"$f":"'EnPI Table'!$BL$243","v":0},{"$f":"'EnPI Table'!$BL$255","v":0},{"$f":"'EnPI Table'!$BL$267","v":0},{"$f":"'EnPI Table'!$BL$279","v":0},{"$f":"'EnPI Table'!$BL$291","v":0},{"$f":"'EnPI Table'!$BL$303","v":0}]
[null,null,null,null,null,null,null,null,null,null,null,null,null,null,null,{"$f":"'EnPI Table'!$BL$16","v":0},{"$f":"'EnPI Table'!$BL$28","v":0},{"$f":"'EnPI Table'!$BL$40","v":0},{"$f":"'EnPI Table'!$BL$52","v":0},{"$f":"'EnPI Table'!$BL$64","v":0},{"$f":"'EnPI Table'!$BL$76","v":0},{"$f":"'EnPI Table'!$BL$88","v":0},{"$f":"'EnPI Table'!$BL$100","v":0},{"$f":"'EnPI Table'!$BL$112","v":0},{"$f":"'EnPI Table'!$BL$124","v":0},{"$f":"'EnPI Table'!$BL$136","v":0},{"$f":"'EnPI Table'!$BL$148","v":0},{"$f":"'EnPI Table'!$BL$160","v":0},{"$f":"'EnPI Table'!$BL$172","v":0},{"$f":"'EnPI Table'!$BL$184","v":0},{"$f":"'EnPI Table'!$BL$196","v":0},{"$f":"'EnPI Table'!$BL$208","v":0},{"$f":"'EnPI Table'!$BL$220","v":0},{"$f":"'EnPI Table'!$BL$232","v":0},{"$f":"'EnPI Table'!$BL$244","v":0},{"$f":"'EnPI Table'!$BL$256","v":0},{"$f":"'EnPI Table'!$BL$268","v":0},{"$f":"'EnPI Table'!$BL$280","v":0},{"$f":"'EnPI Table'!$BL$292","v":0},{"$f":"'EnPI Table'!$BL$304","v":0}]
[null,null,null,null,null,null,null,null,null,null,null,null,null,null,null,{"$f":"'EnPI Table'!$BL$17","v":0},{"$f":"'EnPI Table'!$BL$29","v":0},{"$f":"'EnPI Table'!$BL$41","v":0},{"$f":"'EnPI Table'!$BL$53","v":0},{"$f":"'EnPI Table'!$BL$65","v":0},{"$f":"'EnPI Table'!$BL$77","v":0},{"$f":"'EnPI Table'!$BL$89","v":0},{"$f":"'EnPI Table'!$BL$101","v":0},{"$f":"'EnPI Table'!$BL$113","v":0},{"$f":"'EnPI Table'!$BL$125","v":0},{"$f":"'EnPI Table'!$BL$137","v":0},{"$f":"'EnPI Table'!$BL$149","v":0},{"$f":"'EnPI Table'!$BL$161","v":0},{"$f":"'EnPI Table'!$BL$173","v":0},{"$f":"'EnPI Table'!$BL$185","v":0},{"$f":"'EnPI Table'!$BL$197","v":0},{"$f":"'EnPI Table'!$BL$209","v":0},{"$f":"'EnPI Table'!$BL$221","v":0},{"$f":"'EnPI Table'!$BL$233","v":0},{"$f":"'EnPI Table'!$BL$245","v":0},{"$f":"'EnPI Table'!$BL$257","v":0},{"$f":"'EnPI Table'!$BL$269","v":0},{"$f":"'EnPI Table'!$BL$281","v":0},{"$f":"'EnPI Table'!$BL$293","v":0},{"$f":"'EnPI Table'!$BL$305","v":0}]
[null,null,null,null,null,null,null,null,null,null,null,null,null,null,null,{"$f":"'EnPI Table'!$BL$18","v":0},{"$f":"'EnPI Table'!$BL$30","v":0},{"$f":"'EnPI Table'!$BL$42","v":0},{"$f":"'EnPI Table'!$BL$54","v":0},{"$f":"'EnPI Table'!$BL$66","v":0},{"$f":"'EnPI Table'!$BL$78","v":0},{"$f":"'EnPI Table'!$BL$90","v":0},{"$f":"'EnPI Table'!$BL$102","v":0},{"$f":"'EnPI Table'!$BL$114","v":0},{"$f":"'EnPI Table'!$BL$126","v":0},{"$f":"'EnPI Table'!$BL$138","v":0},{"$f":"'EnPI Table'!$BL$150","v":0},{"$f":"'EnPI Table'!$BL$162","v":0},{"$f":"'EnPI Table'!$BL$174","v":0},{"$f":"'EnPI Table'!$BL$186","v":0},{"$f":"'EnPI Table'!$BL$198","v":0},{"$f":"'EnPI Table'!$BL$210","v":0},{"$f":"'EnPI Table'!$BL$222","v":0},{"$f":"'EnPI Table'!$BL$234","v":0},{"$f":"'EnPI Table'!$BL$246","v":0},{"$f":"'EnPI Table'!$BL$258","v":0},{"$f":"'EnPI Table'!$BL$270","v":0},{"$f":"'EnPI Table'!$BL$282","v":0},{"$f":"'EnPI Table'!$BL$294","v":0},{"$f":"'EnPI Table'!$BL$306","v":0}]
[null,null,null,null,null,null,null,null,null,null,null,null,null,null,null,{"$f":"'EnPI Table'!$BL$19","v":0},{"$f":"'EnPI Table'!$BL$31","v":0},{"$f":"'EnPI Table'!$BL$43","v":0},{"$f":"'EnPI Table'!$BL$55","v":0},{"$f":"'EnPI Table'!$BL$67","v":0},{"$f":"'EnPI Table'!$BL$79","v":0},{"$f":"'EnPI Table'!$BL$91","v":0},{"$f":"'EnPI Table'!$BL$103","v":0},{"$f":"'EnPI Table'!$BL$115","v":0},{"$f":"'EnPI Table'!$BL$127","v":0},{"$f":"'EnPI Table'!$BL$139","v":0},{"$f":"'EnPI Table'!$BL$151","v":0},{"$f":"'EnPI Table'!$BL$163","v":0},{"$f":"'EnPI Table'!$BL$175","v":0},{"$f":"'EnPI Table'!$BL$187","v":0},{"$f":"'EnPI Table'!$BL$199","v":0},{"$f":"'EnPI Table'!$BL$211","v":0},{"$f":"'EnPI Table'!$BL$223","v":0},{"$f":"'EnPI Table'!$BL$235","v":0},{"$f":"'EnPI Table'!$BL$247","v":0},{"$f":"'EnPI Table'!$BL$259","v":0},{"$f":"'EnPI Table'!$BL$271","v":0},{"$f":"'EnPI Table'!$BL$283","v":0},{"$f":"'EnPI Table'!$BL$295","v":0},{"$f":"'EnPI Table'!$BL$307","v":0}]
[null,null,null,null,null,null,null,null,null,null,null,null,null,null,null,{"$f":"'EnPI Table'!$BL$20","v":0},{"$f":"'EnPI Table'!$BL$32","v":0},{"$f":"'EnPI Table'!$BL$44","v":0},{"$f":"'EnPI Table'!$BL$56","v":0},{"$f":"'EnPI Table'!$BL$68","v":0},{"$f":"'EnPI Table'!$BL$80","v":0},{"$f":"'EnPI Table'!$BL$92","v":0},{"$f":"'EnPI Table'!$BL$104","v":0},{"$f":"'EnPI Table'!$BL$116","v":0},{"$f":"'EnPI Table'!$BL$128","v":0},{"$f":"'EnPI Table'!$BL$140","v":0},{"$f":"'EnPI Table'!$BL$152","v":0},{"$f":"'EnPI Table'!$BL$164","v":0},{"$f":"'EnPI Table'!$BL$176","v":0},{"$f":"'EnPI Table'!$BL$188","v":0},{"$f":"'EnPI Table'!$BL$200","v":0},{"$f":"'EnPI Table'!$BL$212","v":0},{"$f":"'EnPI Table'!$BL$224","v":0},{"$f":"'EnPI Table'!$BL$236","v":0},{"$f":"'EnPI Table'!$BL$248","v":0},{"$f":"'EnPI Table'!$BL$260","v":0},{"$f":"'EnPI Table'!$BL$272","v":0},{"$f":"'EnPI Table'!$BL$284","v":0},{"$f":"'EnPI Table'!$BL$296","v":0},{"$f":"'EnPI Table'!$BL$308","v":0}]
[null,null,null,null,null,null,null,null,null,null,null,null,null,null,null,{"$f":"'EnPI Table'!$BL$21","v":0},{"$f":"'EnPI Table'!$BL$33","v":0},{"$f":"'EnPI Table'!$BL$45","v":0},{"$f":"'EnPI Table'!$BL$57","v":0},{"$f":"'EnPI Table'!$BL$69","v":0},{"$f":"'EnPI Table'!$BL$81","v":0},{"$f":"'EnPI Table'!$BL$93","v":0},{"$f":"'EnPI Table'!$BL$105","v":0},{"$f":"'EnPI Table'!$BL$117","v":0},{"$f":"'EnPI Table'!$BL$129","v":0},{"$f":"'EnPI Table'!$BL$141","v":0},{"$f":"'EnPI Table'!$BL$153","v":0},{"$f":"'EnPI Table'!$BL$165","v":0},{"$f":"'EnPI Table'!$BL$177","v":0},{"$f":"'EnPI Table'!$BL$189","v":0},{"$f":"'EnPI Table'!$BL$201","v":0},{"$f":"'EnPI Table'!$BL$213","v":0},{"$f":"'EnPI Table'!$BL$225","v":0},{"$f":"'EnPI Table'!$BL$237","v":0},{"$f":"'EnPI Table'!$BL$249","v":0},{"$f":"'EnPI Table'!$BL$261","v":0},{"$f":"'EnPI Table'!$BL$273","v":0},{"$f":"'EnPI Table'!$BL$285","v":0},{"$f":"'EnPI Table'!$BL$297","v":0},{"$f":"'EnPI Table'!$BL$309","v":0}]
[]
[null,null,null,null,null,null,null,null,null,null,null,null,null,null,null,{"$f":"'EnPI Table'!$BK$10","v":0},{"$f":"'EnPI Table'!$BK$22","v":0},{"$f":"'EnPI Table'!$BK$34","v":0},{"$f":"'EnPI Table'!$BK$46","v":0},{"$f":"'EnPI Table'!$BK$58","v":0},{"$f":"'EnPI Table'!$BK$70","v":0},{"$f":"'EnPI Table'!$BK$82","v":0},{"$f":"'EnPI Table'!$BK$94","v":0},{"$f":"'EnPI Table'!$BK$106","v":0},{"$f":"'EnPI Table'!$BK$118","v":0},{"$f":"'EnPI Table'!$BK$130","v":0},{"$f":"'EnPI Table'!$BK$142","v":0},{"$f":"'EnPI Table'!$BK$154","v":0},{"$f":"'EnPI Table'!$BK$166","v":0},{"$f":"'EnPI Table'!$BK$178","v":0},{"$f":"'EnPI Table'!$BK$190","v":0},{"$f":"'EnPI Table'!$BK$202","v":0},{"$f":"'EnPI Table'!$BK$214","v":0},{"$f":"'EnPI Table'!$BK$226","v":0},{"$f":"'EnPI Table'!$BK$238","v":0},{"$f":"'EnPI Table'!$BK$250","v":0},{"$f":"'EnPI Table'!$BK$262","v":0},{"$f":"'EnPI Table'!$BK$274","v":0},{"$f":"'EnPI Table'!$BK$286","v":0},{"$f":"'EnPI Table'!$BK$298","v":0}]
[null,null,null,null,null,null,null,null,null,null,null,null,null,null,null,{"$f":"'EnPI Table'!$BK$11","v":0},{"$f":"'EnPI Table'!$BK$23","v":0},{"$f":"'EnPI Table'!$BK$35","v":0},{"$f":"'EnPI Table'!$BK$47","v":0},{"$f":"'EnPI Table'!$BK$59","v":0},{"$f":"'EnPI Table'!$BK$71","v":0},{"$f":"'EnPI Table'!$BK$83","v":0},{"$f":"'EnPI Table'!$BK$95","v":0},{"$f":"'EnPI Table'!$BK$107","v":0},{"$f":"'EnPI Table'!$BK$119","v":0},{"$f":"'EnPI Table'!$BK$131","v":0},{"$f":"'EnPI Table'!$BK$143","v":0},{"$f":"'EnPI Table'!$BK$155","v":0},{"$f":"'EnPI Table'!$BK$167","v":0},{"$f":"'EnPI Table'!$BK$179","v":0},{"$f":"'EnPI Table'!$BK$191","v":0},{"$f":"'EnPI Table'!$BK$203","v":0},{"$f":"'EnPI Table'!$BK$215","v":0},{"$f":"'EnPI Table'!$BK$227","v":0},{"$f":"'EnPI Table'!$BK$239","v":0},{"$f":"'EnPI Table'!$BK$251","v":0},{"$f":"'EnPI Table'!$BK$263","v":0},{"$f":"'EnPI Table'!$BK$275","v":0},{"$f":"'EnPI Table'!$BK$287","v":0},{"$f":"'EnPI Table'!$BK$299","v":0}]
[null,null,null,null,null,null,null,null,null,null,null,null,null,null,null,{"$f":"'EnPI Table'!$BK$12","v":0},{"$f":"'EnPI Table'!$BK$24","v":0},{"$f":"'EnPI Table'!$BK$36","v":0},{"$f":"'EnPI Table'!$BK$48","v":0},{"$f":"'EnPI Table'!$BK$60","v":0},{"$f":"'EnPI Table'!$BK$72","v":0},{"$f":"'EnPI Table'!$BK$84","v":0},{"$f":"'EnPI Table'!$BK$96","v":0},{"$f":"'EnPI Table'!$BK$108","v":0},{"$f":"'EnPI Table'!$BK$120","v":0},{"$f":"'EnPI Table'!$BK$132","v":0},{"$f":"'EnPI Table'!$BK$144","v":0},{"$f":"'EnPI Table'!$BK$156","v":0},{"$f":"'EnPI Table'!$BK$168","v":0},{"$f":"'EnPI Table'!$BK$180","v":0},{"$f":"'EnPI Table'!$BK$192","v":0},{"$f":"'EnPI Table'!$BK$204","v":0},{"$f":"'EnPI Table'!$BK$216","v":0},{"$f":"'EnPI Table'!$BK$228","v":0},{"$f":"'EnPI Table'!$BK$240","v":0},{"$f":"'EnPI Table'!$BK$252","v":0},{"$f":"'EnPI Table'!$BK$264","v":0},{"$f":"'EnPI Table'!$BK$276","v":0},{"$f":"'EnPI Table'!$BK$288","v":0},{"$f":"'EnPI Table'!$BK$300","v":0}]
[null,null,null,null,null,null,null,null,null,null,null,null,null,null,null,{"$f":"'EnPI Table'!$BK$13","v":0},{"$f":"'EnPI Table'!$BK$25","v":0},{"$f":"'EnPI Table'!$BK$37","v":0},{"$f":"'EnPI Table'!$BK$49","v":0},{"$f":"'EnPI Table'!$BK$61","v":0},{"$f":"'EnPI Table'!$BK$73","v":0},{"$f":"'EnPI Table'!$BK$85","v":0},{"$f":"'EnPI Table'!$BK$97","v":0},{"$f":"'EnPI Table'!$BK$109","v":0},{"$f":"'EnPI Table'!$BK$121","v":0},{"$f":"'EnPI Table'!$BK$133","v":0},{"$f":"'EnPI Table'!$BK$145","v":0},{"$f":"'EnPI Table'!$BK$157","v":0},{"$f":"'EnPI Table'!$BK$169","v":0},{"$f":"'EnPI Table'!$BK$181","v":0},{"$f":"'EnPI Table'!$BK$193","v":0},{"$f":"'EnPI Table'!$BK$205","v":0},{"$f":"'EnPI Table'!$BK$217","v":0},{"$f":"'EnPI Table'!$BK$229","v":0},{"$f":"'EnPI Table'!$BK$241","v":0},{"$f":"'EnPI Table'!$BK$253","v":0},{"$f":"'EnPI Table'!$BK$265","v":0},{"$f":"'EnPI Table'!$BK$277","v":0},{"$f":"'EnPI Table'!$BK$289","v":0},{"$f":"'EnPI Table'!$BK$301","v":0}]
[null,null,null,null,null,null,null,null,null,null,null,null,null,null,null,{"$f":"'EnPI Table'!$BK$14","v":0},{"$f":"'EnPI Table'!$BK$26","v":0},{"$f":"'EnPI Table'!$BK$38","v":0},{"$f":"'EnPI Table'!$BK$50","v":0},{"$f":"'EnPI Table'!$BK$62","v":0},{"$f":"'EnPI Table'!$BK$74","v":0},{"$f":"'EnPI Table'!$BK$86","v":0},{"$f":"'EnPI Table'!$BK$98","v":0},{"$f":"'EnPI Table'!$BK$110","v":0},{"$f":"'EnPI Table'!$BK$122","v":0},{"$f":"'EnPI Table'!$BK$134","v":0},{"$f":"'EnPI Table'!$BK$146","v":0},{"$f":"'EnPI Table'!$BK$158","v":0},{"$f":"'EnPI Table'!$BK$170","v":0},{"$f":"'EnPI Table'!$BK$182","v":0},{"$f":"'EnPI Table'!$BK$194","v":0},{"$f":"'EnPI Table'!$BK$206","v":0},{"$f":"'EnPI Table'!$BK$218","v":0},{"$f":"'EnPI Table'!$BK$230","v":0},{"$f":"'EnPI Table'!$BK$242","v":0},{"$f":"'EnPI Table'!$BK$254","v":0},{"$f":"'EnPI Table'!$BK$266","v":0},{"$f":"'EnPI Table'!$BK$278","v":0},{"$f":"'EnPI Table'!$BK$290","v":0},{"$f":"'EnPI Table'!$BK$302","v":0}]
[null,null,null,null,null,null,null,null,null,null,null,null,null,null,null,{"$f":"'EnPI Table'!$BK$15","v":0},{"$f":"'EnPI Table'!$BK$27","v":0},{"$f":"'EnPI Table'!$BK$39","v":0},{"$f":"'EnPI Table'!$BK$51","v":0},{"$f":"'EnPI Table'!$BK$63","v":0},{"$f":"'EnPI Table'!$BK$75","v":0},{"$f":"'EnPI Table'!$BK$87","v":0},{"$f":"'EnPI Table'!$BK$99","v":0},{"$f":"'EnPI Table'!$BK$111","v":0},{"$f":"'EnPI Table'!$BK$123","v":0},{"$f":"'EnPI Table'!$BK$135","v":0},{"$f":"'EnPI Table'!$BK$147","v":0},{"$f":"'EnPI Table'!$BK$159","v":0},{"$f":"'EnPI Table'!$BK$171","v":0},{"$f":"'EnPI Table'!$BK$183","v":0},{"$f":"'EnPI Table'!$BK$195","v":0},{"$f":"'EnPI Table'!$BK$207","v":0},{"$f":"'EnPI Table'!$BK$219","v":0},{"$f":"'EnPI Table'!$BK$231","v":0},{"$f":"'EnPI Table'!$BK$243","v":0},{"$f":"'EnPI Table'!$BK$255","v":0},{"$f":"'EnPI Table'!$BK$267","v":0},{"$f":"'EnPI Table'!$BK$279","v":0},{"$f":"'EnPI Table'!$BK$291","v":0},{"$f":"'EnPI Table'!$BK$303","v":0}]
[null,null,null,null,null,null,null,null,null,null,null,null,null,null,null,{"$f":"'EnPI Table'!$BK$16","v":0},{"$f":"'EnPI Table'!$BK$28","v":0},{"$f":"'EnPI Table'!$BK$40","v":0},{"$f":"'EnPI Table'!$BK$52","v":0},{"$f":"'EnPI Table'!$BK$64","v":0},{"$f":"'EnPI Table'!$BK$76","v":0},{"$f":"'EnPI Table'!$BK$88","v":0},{"$f":"'EnPI Table'!$BK$100","v":0},{"$f":"'EnPI Table'!$BK$112","v":0},{"$f":"'EnPI Table'!$BK$124","v":0},{"$f":"'EnPI Table'!$BK$136","v":0},{"$f":"'EnPI Table'!$BK$148","v":0},{"$f":"'EnPI Table'!$BK$160","v":0},{"$f":"'EnPI Table'!$BK$172","v":0},{"$f":"'EnPI Table'!$BK$184","v":0},{"$f":"'EnPI Table'!$BK$196","v":0},{"$f":"'EnPI Table'!$BK$208","v":0},{"$f":"'EnPI Table'!$BK$220","v":0},{"$f":"'EnPI Table'!$BK$232","v":0},{"$f":"'EnPI Table'!$BK$244","v":0},{"$f":"'EnPI Table'!$BK$256","v":0},{"$f":"'EnPI Table'!$BK$268","v":0},{"$f":"'EnPI Table'!$BK$280","v":0},{"$f":"'EnPI Table'!$BK$292","v":0},{"$f":"'EnPI Table'!$BK$304","v":0}]
[null,null,null,null,null,null,null,null,null,null,null,null,null,null,null,{"$f":"'EnPI Table'!$BK$17","v":0},{"$f":"'EnPI Table'!$BK$29","v":0},{"$f":"'EnPI Table'!$BK$41","v":0},{"$f":"'EnPI Table'!$BK$53","v":0},{"$f":"'EnPI Table'!$BK$65","v":0},{"$f":"'EnPI Table'!$BK$77","v":0},{"$f":"'EnPI Table'!$BK$89","v":0},{"$f":"'EnPI Table'!$BK$101","v":0},{"$f":"'EnPI Table'!$BK$113","v":0},{"$f":"'EnPI Table'!$BK$125","v":0},{"$f":"'EnPI Table'!$BK$137","v":0},{"$f":"'EnPI Table'!$BK$149","v":0},{"$f":"'EnPI Table'!$BK$161","v":0},{"$f":"'EnPI Table'!$BK$173","v":0},{"$f":"'EnPI Table'!$BK$185","v":0},{"$f":"'EnPI Table'!$BK$197","v":0},{"$f":"'EnPI Table'!$BK$209","v":0},{"$f":"'EnPI Table'!$BK$221","v":0},{"$f":"'EnPI Table'!$BK$233","v":0},{"$f":"'EnPI Table'!$BK$245","v":0},{"$f":"'EnPI Table'!$BK$257","v":0},{"$f":"'EnPI Table'!$BK$269","v":0},{"$f":"'EnPI Table'!$BK$281","v":0},{"$f":"'EnPI Table'!$BK$293","v":0},{"$f":"'EnPI Table'!$BK$305","v":0}]
[null,null,null,null,null,null,null,null,null,null,null,null,null,null,null,{"$f":"'EnPI Table'!$BK$18","v":0},{"$f":"'EnPI Table'!$BK$30","v":0},{"$f":"'EnPI Table'!$BK$42","v":0},{"$f":"'EnPI Table'!$BK$54","v":0},{"$f":"'EnPI Table'!$BK$66","v":0},{"$f":"'EnPI Table'!$BK$78","v":0},{"$f":"'EnPI Table'!$BK$90","v":0},{"$f":"'EnPI Table'!$BK$102","v":0},{"$f":"'EnPI Table'!$BK$114","v":0},{"$f":"'EnPI Table'!$BK$126","v":0},{"$f":"'EnPI Table'!$BK$138","v":0},{"$f":"'EnPI Table'!$BK$150","v":0},{"$f":"'EnPI Table'!$BK$162","v":0},{"$f":"'EnPI Table'!$BK$174","v":0},{"$f":"'EnPI Table'!$BK$186","v":0},{"$f":"'EnPI Table'!$BK$198","v":0},{"$f":"'EnPI Table'!$BK$210","v":0},{"$f":"'EnPI Table'!$BK$222","v":0},{"$f":"'EnPI Table'!$BK$234","v":0},{"$f":"'EnPI Table'!$BK$246","v":0},{"$f":"'EnPI Table'!$BK$258","v":0},{"$f":"'EnPI Table'!$BK$270","v":0},{"$f":"'EnPI Table'!$BK$282","v":0},{"$f":"'EnPI Table'!$BK$294","v":0},{"$f":"'EnPI Table'!$BK$306","v":0}]
[null,null,null,null,null,null,null,null,null,null,null,null,null,null,null,{"$f":"'EnPI Table'!$BK$19","v":0},{"$f":"'EnPI Table'!$BK$31","v":0},{"$f":"'EnPI Table'!$BK$43","v":0},{"$f":"'EnPI Table'!$BK$55","v":0},{"$f":"'EnPI Table'!$BK$67","v":0},{"$f":"'EnPI Table'!$BK$79","v":0},{"$f":"'EnPI Table'!$BK$91","v":0},{"$f":"'EnPI Table'!$BK$103","v":0},{"$f":"'EnPI Table'!$BK$115","v":0},{"$f":"'EnPI Table'!$BK$127","v":0},{"$f":"'EnPI Table'!$BK$139","v":0},{"$f":"'EnPI Table'!$BK$151","v":0},{"$f":"'EnPI Table'!$BK$163","v":0},{"$f":"'EnPI Table'!$BK$175","v":0},{"$f":"'EnPI Table'!$BK$187","v":0},{"$f":"'EnPI Table'!$BK$199","v":0},{"$f":"'EnPI Table'!$BK$211","v":0},{"$f":"'EnPI Table'!$BK$223","v":0},{"$f":"'EnPI Table'!$BK$235","v":0},{"$f":"'EnPI Table'!$BK$247","v":0},{"$f":"'EnPI Table'!$BK$259","v":0},{"$f":"'EnPI Table'!$BK$271","v":0},{"$f":"'EnPI Table'!$BK$283","v":0},{"$f":"'EnPI Table'!$BK$295","v":0},{"$f":"'EnPI Table'!$BK$307","v":0}]
[null,null,null,null,null,null,null,null,null,null,null,null,null,null,null,{"$f":"'EnPI Table'!$BK$20","v":0},{"$f":"'EnPI Table'!$BK$32","v":0},{"$f":"'EnPI Table'!$BK$44","v":0},{"$f":"'EnPI Table'!$BK$56","v":0},{"$f":"'EnPI Table'!$BK$68","v":0},{"$f":"'EnPI Table'!$BK$80","v":0},{"$f":"'EnPI Table'!$BK$92","v":0},{"$f":"'EnPI Table'!$BK$104","v":0},{"$f":"'EnPI Table'!$BK$116","v":0},{"$f":"'EnPI Table'!$BK$128","v":0},{"$f":"'EnPI Table'!$BK$140","v":0},{"$f":"'EnPI Table'!$BK$152","v":0},{"$f":"'EnPI Table'!$BK$164","v":0},{"$f":"'EnPI Table'!$BK$176","v":0},{"$f":"'EnPI Table'!$BK$188","v":0},{"$f":"'EnPI Table'!$BK$200","v":0},{"$f":"'EnPI Table'!$BK$212","v":0},{"$f":"'EnPI Table'!$BK$224","v":0},{"$f":"'EnPI Table'!$BK$236","v":0},{"$f":"'EnPI Table'!$BK$248","v":0},{"$f":"'EnPI Table'!$BK$260","v":0},{"$f":"'EnPI Table'!$BK$272","v":0},{"$f":"'EnPI Table'!$BK$284","v":0},{"$f":"'EnPI Table'!$BK$296","v":0},{"$f":"'EnPI Table'!$BK$308","v":0}]
[null,null,null,null,null,null,null,null,null,null,null,null,null,null,null,{"$f":"'EnPI Table'!$BK$21","v":0},{"$f":"'EnPI Table'!$BK$33","v":0},{"$f":"'EnPI Table'!$BK$45","v":0},{"$f":"'EnPI Table'!$BK$57","v":0},{"$f":"'EnPI Table'!$BK$69","v":0},{"$f":"'EnPI Table'!$BK$81","v":0},{"$f":"'EnPI Table'!$BK$93","v":0},{"$f":"'EnPI Table'!$BK$105","v":0},{"$f":"'EnPI Table'!$BK$117","v":0},{"$f":"'EnPI Table'!$BK$129","v":0},{"$f":"'EnPI Table'!$BK$141","v":0},{"$f":"'EnPI Table'!$BK$153","v":0},{"$f":"'EnPI Table'!$BK$165","v":0},{"$f":"'EnPI Table'!$BK$177","v":0},{"$f":"'EnPI Table'!$BK$189","v":0},{"$f":"'EnPI Table'!$BK$201","v":0},{"$f":"'EnPI Table'!$BK$213","v":0},{"$f":"'EnPI Table'!$BK$225","v":0},{"$f":"'EnPI Table'!$BK$237","v":0},{"$f":"'EnPI Table'!$BK$249","v":0},{"$f":"'EnPI Table'!$BK$261","v":0},{"$f":"'EnPI Table'!$BK$273","v":0},{"$f":"'EnPI Table'!$BK$285","v":0},{"$f":"'EnPI Table'!$BK$297","v":0},{"$f":"'EnPI Table'!$BK$309","v":0}]
[]
[null,null,null,null,null,null,null,null,null,null,null,null,null,null,null,{"$f":"'EnPI Table'!$BN$10","v":0},{"$f":"'EnPI Table'!$BN$22","v":0},{"$f":"'EnPI Table'!$BN$34","v":0},{"$f":"'EnPI Table'!$BN$46","v":0},{"$f":"'EnPI Table'!$BN$58","v":0},{"$f":"'EnPI Table'!$BN$70","v":0},{"$f":"'EnPI Table'!$BN$82","v":0},{"$f":"'EnPI Table'!$BN$94","v":0},{"$f":"'EnPI Table'!$BN$106","v":0},{"$f":"'EnPI Table'!$BN$118","v":0},{"$f":"'EnPI Table'!$BN$130","v":0},{"$f":"'EnPI Table'!$BN$142","v":0},{"$f":"'EnPI Table'!$BN$154","v":0},{"$f":"'EnPI Table'!$BN$166","v":0},{"$f":"'EnPI Table'!$BN$178","v":0},{"$f":"'EnPI Table'!$BN$190","v":0},{"$f":"'EnPI Table'!$BN$202","v":0},{"$f":"'EnPI Table'!$BN$214","v":0},{"$f":"'EnPI Table'!$BN$226","v":0},{"$f":"'EnPI Table'!$BN$238","v":0},{"$f":"'EnPI Table'!$BN$250","v":0},{"$f":"'EnPI Table'!$BN$262","v":0},{"$f":"'EnPI Table'!$BN$274","v":0},{"$f":"'EnPI Table'!$BN$286","v":0},{"$f":"'EnPI Table'!$BN$298","v":0}]
[null,null,null,null,null,null,null,null,null,null,null,null,null,null,null,{"$f":"'EnPI Table'!$BN$11","v":0},{"$f":"'EnPI Table'!$BN$23","v":0},{"$f":"'EnPI Table'!$BN$35","v":0},{"$f":"'EnPI Table'!$BN$47","v":0},{"$f":"'EnPI Table'!$BN$59","v":0},{"$f":"'EnPI Table'!$BN$71","v":0},{"$f":"'EnPI Table'!$BN$83","v":0},{"$f":"'EnPI Table'!$BN$95","v":0},{"$f":"'EnPI Table'!$BN$107","v":0},{"$f":"'EnPI Table'!$BN$119","v":0},{"$f":"'EnPI Table'!$BN$131","v":0},{"$f":"'EnPI Table'!$BN$143","v":0},{"$f":"'EnPI Table'!$BN$155","v":0},{"$f":"'EnPI Table'!$BN$167","v":0},{"$f":"'EnPI Table'!$BN$179","v":0},{"$f":"'EnPI Table'!$BN$191","v":0},{"$f":"'EnPI Table'!$BN$203","v":0},{"$f":"'EnPI Table'!$BN$215","v":0},{"$f":"'EnPI Table'!$BN$227","v":0},{"$f":"'EnPI Table'!$BN$239","v":0},{"$f":"'EnPI Table'!$BN$251","v":0},{"$f":"'EnPI Table'!$BN$263","v":0},{"$f":"'EnPI Table'!$BN$275","v":0},{"$f":"'EnPI Table'!$BN$287","v":0},{"$f":"'EnPI Table'!$BN$299","v":0}]
[null,null,null,null,null,null,null,null,null,null,null,null,null,null,null,{"$f":"'EnPI Table'!$BN$12","v":0},{"$f":"'EnPI Table'!$BN$24","v":0},{"$f":"'EnPI Table'!$BN$36","v":0},{"$f":"'EnPI Table'!$BN$48","v":0},{"$f":"'EnPI Table'!$BN$60","v":0},{"$f":"'EnPI Table'!$BN$72","v":0},{"$f":"'EnPI Table'!$BN$84","v":0},{"$f":"'EnPI Table'!$BN$96","v":0},{"$f":"'EnPI Table'!$BN$108","v":0},{"$f":"'EnPI Table'!$BN$120","v":0},{"$f":"'EnPI Table'!$BN$132","v":0},{"$f":"'EnPI Table'!$BN$144","v":0},{"$f":"'EnPI Table'!$BN$156","v":0},{"$f":"'EnPI Table'!$BN$168","v":0},{"$f":"'EnPI Table'!$BN$180","v":0},{"$f":"'EnPI Table'!$BN$192","v":0},{"$f":"'EnPI Table'!$BN$204","v":0},{"$f":"'EnPI Table'!$BN$216","v":0},{"$f":"'EnPI Table'!$BN$228","v":0},{"$f":"'EnPI Table'!$BN$240","v":0},{"$f":"'EnPI Table'!$BN$252","v":0},{"$f":"'EnPI Table'!$BN$264","v":0},{"$f":"'EnPI Table'!$BN$276","v":0},{"$f":"'EnPI Table'!$BN$288","v":0},{"$f":"'EnPI Table'!$BN$300","v":0}]
[null,null,null,null,null,null,null,null,null,null,null,null,null,null,null,{"$f":"'EnPI Table'!$BN$13","v":0},{"$f":"'EnPI Table'!$BN$25","v":0},{"$f":"'EnPI Table'!$BN$37","v":0},{"$f":"'EnPI Table'!$BN$49","v":0},{"$f":"'EnPI Table'!$BN$61","v":0},{"$f":"'EnPI Table'!$BN$73","v":0},{"$f":"'EnPI Table'!$BN$85","v":0},{"$f":"'EnPI Table'!$BN$97","v":0},{"$f":"'EnPI Table'!$BN$109","v":0},{"$f":"'EnPI Table'!$BN$121","v":0},{"$f":"'EnPI Table'!$BN$133","v":0},{"$f":"'EnPI Table'!$BN$145","v":0},{"$f":"'EnPI Table'!$BN$157","v":0},{"$f":"'EnPI Table'!$BN$169","v":0},{"$f":"'EnPI Table'!$BN$181","v":0},{"$f":"'EnPI Table'!$BN$193","v":0},{"$f":"'EnPI Table'!$BN$205","v":0},{"$f":"'EnPI Table'!$BN$217","v":0},{"$f":"'EnPI Table'!$BN$229","v":0},{"$f":"'EnPI Table'!$BN$241","v":0},{"$f":"'EnPI Table'!$BN$253","v":0},{"$f":"'EnPI Table'!$BN$265","v":0},{"$f":"'EnPI Table'!$BN$277","v":0},{"$f":"'EnPI Table'!$BN$289","v":0},{"$f":"'EnPI Table'!$BN$301","v":0}]
[null,null,null,null,null,null,null,null,null,null,null,null,null,null,null,{"$f":"'EnPI Table'!$BN$14","v":0},{"$f":"'EnPI Table'!$BN$26","v":0},{"$f":"'EnPI Table'!$BN$38","v":0},{"$f":"'EnPI Table'!$BN$50","v":0},{"$f":"'EnPI Table'!$BN$62","v":0},{"$f":"'EnPI Table'!$BN$74","v":0},{"$f":"'EnPI Table'!$BN$86","v":0},{"$f":"'EnPI Table'!$BN$98","v":0},{"$f":"'EnPI Table'!$BN$110","v":0},{"$f":"'EnPI Table'!$BN$122","v":0},{"$f":"'EnPI Table'!$BN$134","v":0},{"$f":"'EnPI Table'!$BN$146","v":0},{"$f":"'EnPI Table'!$BN$158","v":0},{"$f":"'EnPI Table'!$BN$170","v":0},{"$f":"'EnPI Table'!$BN$182","v":0},{"$f":"'EnPI Table'!$BN$194","v":0},{"$f":"'EnPI Table'!$BN$206","v":0},{"$f":"'EnPI Table'!$BN$218","v":0},{"$f":"'EnPI Table'!$BN$230","v":0},{"$f":"'EnPI Table'!$BN$242","v":0},{"$f":"'EnPI Table'!$BN$254","v":0},{"$f":"'EnPI Table'!$BN$266","v":0},{"$f":"'EnPI Table'!$BN$278","v":0},{"$f":"'EnPI Table'!$BN$290","v":0},{"$f":"'EnPI Table'!$BN$302","v":0}]
[null,null,null,null,null,null,null,null,null,null,null,null,null,null,null,{"$f":"'EnPI Table'!$BN$15","v":0},{"$f":"'EnPI Table'!$BN$27","v":0},{"$f":"'EnPI Table'!$BN$39","v":0},{"$f":"'EnPI Table'!$BN$51","v":0},{"$f":"'EnPI Table'!$BN$63","v":0},{"$f":"'EnPI Table'!$BN$75","v":0},{"$f":"'EnPI Table'!$BN$87","v":0},{"$f":"'EnPI Table'!$BN$99","v":0},{"$f":"'EnPI Table'!$BN$111","v":0},{"$f":"'EnPI Table'!$BN$123","v":0},{"$f":"'EnPI Table'!$BN$135","v":0},{"$f":"'EnPI Table'!$BN$147","v":0},{"$f":"'EnPI Table'!$BN$159","v":0},{"$f":"'EnPI Table'!$BN$171","v":0},{"$f":"'EnPI Table'!$BN$183","v":0},{"$f":"'EnPI Table'!$BN$195","v":0},{"$f":"'EnPI Table'!$BN$207","v":0},{"$f":"'EnPI Table'!$BN$219","v":0},{"$f":"'EnPI Table'!$BN$231","v":0},{"$f":"'EnPI Table'!$BN$243","v":0},{"$f":"'EnPI Table'!$BN$255","v":0},{"$f":"'EnPI Table'!$BN$267","v":0},{"$f":"'EnPI Table'!$BN$279","v":0},{"$f":"'EnPI Table'!$BN$291","v":0},{"$f":"'EnPI Table'!$BN$303","v":0}]
[null,null,null,null,null,null,null,null,null,null,null,null,null,null,null,{"$f":"'EnPI Table'!$BN$16","v":0},{"$f":"'EnPI Table'!$BN$28","v":0},{"$f":"'EnPI Table'!$BN$40","v":0},{"$f":"'EnPI Table'!$BN$52","v":0},{"$f":"'EnPI Table'!$BN$64","v":0},{"$f":"'EnPI Table'!$BN$76","v":0},{"$f":"'EnPI Table'!$BN$88","v":0},{"$f":"'EnPI Table'!$BN$100","v":0},{"$f":"'EnPI Table'!$BN$112","v":0},{"$f":"'EnPI Table'!$BN$124","v":0},{"$f":"'EnPI Table'!$BN$136","v":0},{"$f":"'EnPI Table'!$BN$148","v":0},{"$f":"'EnPI Table'!$BN$160","v":0},{"$f":"'EnPI Table'!$BN$172","v":0},{"$f":"'EnPI Table'!$BN$184","v":0},{"$f":"'EnPI Table'!$BN$196","v":0},{"$f":"'EnPI Table'!$BN$208","v":0},{"$f":"'EnPI Table'!$BN$220","v":0},{"$f":"'EnPI Table'!$BN$232","v":0},{"$f":"'EnPI Table'!$BN$244","v":0},{"$f":"'EnPI Table'!$BN$256","v":0},{"$f":"'EnPI Table'!$BN$268","v":0},{"$f":"'EnPI Table'!$BN$280","v":0},{"$f":"'EnPI Table'!$BN$292","v":0},{"$f":"'EnPI Table'!$BN$304","v":0}]
[null,null,null,null,null,null,null,null,null,null,null,null,null,null,null,{"$f":"'EnPI Table'!$BN$17","v":0},{"$f":"'EnPI Table'!$BN$29","v":0},{"$f":"'EnPI Table'!$BN$41","v":0},{"$f":"'EnPI Table'!$BN$53","v":0},{"$f":"'EnPI Table'!$BN$65","v":0},{"$f":"'EnPI Table'!$BN$77","v":0},{"$f":"'EnPI Table'!$BN$89","v":0},{"$f":"'EnPI Table'!$BN$101","v":0},{"$f":"'EnPI Table'!$BN$113","v":0},{"$f":"'EnPI Table'!$BN$125","v":0},{"$f":"'EnPI Table'!$BN$137","v":0},{"$f":"'EnPI Table'!$BN$149","v":0},{"$f":"'EnPI Table'!$BN$161","v":0},{"$f":"'EnPI Table'!$BN$173","v":0},{"$f":"'EnPI Table'!$BN$185","v":0},{"$f":"'EnPI Table'!$BN$197","v":0},{"$f":"'EnPI Table'!$BN$209","v":0},{"$f":"'EnPI Table'!$BN$221","v":0},{"$f":"'EnPI Table'!$BN$233","v":0},{"$f":"'EnPI Table'!$BN$245","v":0},{"$f":"'EnPI Table'!$BN$257","v":0},{"$f":"'EnPI Table'!$BN$269","v":0},{"$f":"'EnPI Table'!$BN$281","v":0},{"$f":"'EnPI Table'!$BN$293","v":0},{"$f":"'EnPI Table'!$BN$305","v":0}]
[null,null,null,null,null,null,null,null,null,null,null,null,null,null,null,{"$f":"'EnPI Table'!$BN$18","v":0},{"$f":"'EnPI Table'!$BN$30","v":0},{"$f":"'EnPI Table'!$BN$42","v":0},{"$f":"'EnPI Table'!$BN$54","v":0},{"$f":"'EnPI Table'!$BN$66","v":0},{"$f":"'EnPI Table'!$BN$78","v":0},{"$f":"'EnPI Table'!$BN$90","v":0},{"$f":"'EnPI Table'!$BN$102","v":0},{"$f":"'EnPI Table'!$BN$114","v":0},{"$f":"'EnPI Table'!$BN$126","v":0},{"$f":"'EnPI Table'!$BN$138","v":0},{"$f":"'EnPI Table'!$BN$150","v":0},{"$f":"'EnPI Table'!$BN$162","v":0},{"$f":"'EnPI Table'!$BN$174","v":0},{"$f":"'EnPI Table'!$BN$186","v":0},{"$f":"'EnPI Table'!$BN$198","v":0},{"$f":"'EnPI Table'!$BN$210","v":0},{"$f":"'EnPI Table'!$BN$222","v":0},{"$f":"'EnPI Table'!$BN$234","v":0},{"$f":"'EnPI Table'!$BN$246","v":0},{"$f":"'EnPI Table'!$BN$258","v":0},{"$f":"'EnPI Table'!$BN$270","v":0},{"$f":"'EnPI Table'!$BN$282","v":0},{"$f":"'EnPI Table'!$BN$294","v":0},{"$f":"'EnPI Table'!$BN$306","v":0}]
[null,null,null,null,null,null,null,null,null,null,null,null,null,null,null,{"$f":"'EnPI Table'!$BN$19","v":0},{"$f":"'EnPI Table'!$BN$31","v":0},{"$f":"'EnPI Table'!$BN$43","v":0},{"$f":"'EnPI Table'!$BN$55","v":0},{"$f":"'EnPI Table'!$BN$67","v":0},{"$f":"'EnPI Table'!$BN$79","v":0},{"$f":"'EnPI Table'!$BN$91","v":0},{"$f":"'EnPI Table'!$BN$103","v":0},{"$f":"'EnPI Table'!$BN$115","v":0},{"$f":"'EnPI Table'!$BN$127","v":0},{"$f":"'EnPI Table'!$BN$139","v":0},{"$f":"'EnPI Table'!$BN$151","v":0},{"$f":"'EnPI Table'!$BN$163","v":0},{"$f":"'EnPI Table'!$BN$175","v":0},{"$f":"'EnPI Table'!$BN$187","v":0},{"$f":"'EnPI Table'!$BN$199","v":0},{"$f":"'EnPI Table'!$BN$211","v":0},{"$f":"'EnPI Table'!$BN$223","v":0},{"$f":"'EnPI Table'!$BN$235","v":0},{"$f":"'EnPI Table'!$BN$247","v":0},{"$f":"'EnPI Table'!$BN$259","v":0},{"$f":"'EnPI Table'!$BN$271","v":0},{"$f":"'EnPI Table'!$BN$283","v":0},{"$f":"'EnPI Table'!$BN$295","v":0},{"$f":"'EnPI Table'!$BN$307","v":0}]
[null,null,null,null,null,null,null,null,null,null,null,null,null,null,null,{"$f":"'EnPI Table'!$BN$20","v":0},{"$f":"'EnPI Table'!$BN$32","v":0},{"$f":"'EnPI Table'!$BN$44","v":0},{"$f":"'EnPI Table'!$BN$56","v":0},{"$f":"'EnPI Table'!$BN$68","v":0},{"$f":"'EnPI Table'!$BN$80","v":0},{"$f":"'EnPI Table'!$BN$92","v":0},{"$f":"'EnPI Table'!$BN$104","v":0},{"$f":"'EnPI Table'!$BN$116","v":0},{"$f":"'EnPI Table'!$BN$128","v":0},{"$f":"'EnPI Table'!$BN$140","v":0},{"$f":"'EnPI Table'!$BN$152","v":0},{"$f":"'EnPI Table'!$BN$164","v":0},{"$f":"'EnPI Table'!$BN$176","v":0},{"$f":"'EnPI Table'!$BN$188","v":0},{"$f":"'EnPI Table'!$BN$200","v":0},{"$f":"'EnPI Table'!$BN$212","v":0},{"$f":"'EnPI Table'!$BN$224","v":0},{"$f":"'EnPI Table'!$BN$236","v":0},{"$f":"'EnPI Table'!$BN$248","v":0},{"$f":"'EnPI Table'!$BN$260","v":0},{"$f":"'EnPI Table'!$BN$272","v":0},{"$f":"'EnPI Table'!$BN$284","v":0},{"$f":"'EnPI Table'!$BN$296","v":0},{"$f":"'EnPI Table'!$BN$308","v":0}]
[null,null,null,null,null,null,null,null,null,null,null,null,null,null,null,{"$f":"'EnPI Table'!$BN$21","v":0},{"$f":"'EnPI Table'!$BN$33","v":0},{"$f":"'EnPI Table'!$BN$45","v":0},{"$f":"'EnPI Table'!$BN$57","v":0},{"$f":"'EnPI Table'!$BN$69","v":0},{"$f":"'EnPI Table'!$BN$81","v":0},{"$f":"'EnPI Table'!$BN$93","v":0},{"$f":"'EnPI Table'!$BN$105","v":0},{"$f":"'EnPI Table'!$BN$117","v":0},{"$f":"'EnPI Table'!$BN$129","v":0},{"$f":"'EnPI Table'!$BN$141","v":0},{"$f":"'EnPI Table'!$BN$153","v":0},{"$f":"'EnPI Table'!$BN$165","v":0},{"$f":"'EnPI Table'!$BN$177","v":0},{"$f":"'EnPI Table'!$BN$189","v":0},{"$f":"'EnPI Table'!$BN$201","v":0},{"$f":"'EnPI Table'!$BN$213","v":0},{"$f":"'EnPI Table'!$BN$225","v":0},{"$f":"'EnPI Table'!$BN$237","v":0},{"$f":"'EnPI Table'!$BN$249","v":0},{"$f":"'EnPI Table'!$BN$261","v":0},{"$f":"'EnPI Table'!$BN$273","v":0},{"$f":"'EnPI Table'!$BN$285","v":0},{"$f":"'EnPI Table'!$BN$297","v":0},{"$f":"'EnPI Table'!$BN$309","v":0}]
[]
[null,null,null,null,null,null,null,null,null,null,null,null,null,null,null,{"$f":"'EnPI Table'!$BM$10","v":0},{"$f":"'EnPI Table'!$BM$22","v":0},{"$f":"'EnPI Table'!$BM$34","v":0},{"$f":"'EnPI Table'!$BM$46","v":0},{"$f":"'EnPI Table'!$BM$58","v":0},{"$f":"'EnPI Table'!$BM$70","v":0},{"$f":"'EnPI Table'!$BM$82","v":0},{"$f":"'EnPI Table'!$BM$94","v":0},{"$f":"'EnPI Table'!$BM$106","v":0},{"$f":"'EnPI Table'!$BM$118","v":0},{"$f":"'EnPI Table'!$BM$130","v":0},{"$f":"'EnPI Table'!$BM$142","v":0},{"$f":"'EnPI Table'!$BM$154","v":0},{"$f":"'EnPI Table'!$BM$166","v":0},{"$f":"'EnPI Table'!$BM$178","v":0},{"$f":"'EnPI Table'!$BM$190","v":0},{"$f":"'EnPI Table'!$BM$202","v":0},{"$f":"'EnPI Table'!$BM$214","v":0},{"$f":"'EnPI Table'!$BM$226","v":0},{"$f":"'EnPI Table'!$BM$238","v":0},{"$f":"'EnPI Table'!$BM$250","v":0},{"$f":"'EnPI Table'!$BM$262","v":0},{"$f":"'EnPI Table'!$BM$274","v":0},{"$f":"'EnPI Table'!$BM$286","v":0},{"$f":"'EnPI Table'!$BM$298","v":0}]
[null,null,null,null,null,null,null,null,null,null,null,null,null,null,null,{"$f":"'EnPI Table'!$BM$11","v":0},{"$f":"'EnPI Table'!$BM$23","v":0},{"$f":"'EnPI Table'!$BM$35","v":0},{"$f":"'EnPI Table'!$BM$47","v":0},{"$f":"'EnPI Table'!$BM$59","v":0},{"$f":"'EnPI Table'!$BM$71","v":0},{"$f":"'EnPI Table'!$BM$83","v":0},{"$f":"'EnPI Table'!$BM$95","v":0},{"$f":"'EnPI Table'!$BM$107","v":0},{"$f":"'EnPI Table'!$BM$119","v":0},{"$f":"'EnPI Table'!$BM$131","v":0},{"$f":"'EnPI Table'!$BM$143","v":0},{"$f":"'EnPI Table'!$BM$155","v":0},{"$f":"'EnPI Table'!$BM$167","v":0},{"$f":"'EnPI Table'!$BM$179","v":0},{"$f":"'EnPI Table'!$BM$191","v":0},{"$f":"'EnPI Table'!$BM$203","v":0},{"$f":"'EnPI Table'!$BM$215","v":0},{"$f":"'EnPI Table'!$BM$227","v":0},{"$f":"'EnPI Table'!$BM$239","v":0},{"$f":"'EnPI Table'!$BM$251","v":0},{"$f":"'EnPI Table'!$BM$263","v":0},{"$f":"'EnPI Table'!$BM$275","v":0},{"$f":"'EnPI Table'!$BM$287","v":0},{"$f":"'EnPI Table'!$BM$299","v":0}]
[null,null,null,null,null,null,null,null,null,null,null,null,null,null,null,{"$f":"'EnPI Table'!$BM$12","v":0},{"$f":"'EnPI Table'!$BM$24","v":0},{"$f":"'EnPI Table'!$BM$36","v":0},{"$f":"'EnPI Table'!$BM$48","v":0},{"$f":"'EnPI Table'!$BM$60","v":0},{"$f":"'EnPI Table'!$BM$72","v":0},{"$f":"'EnPI Table'!$BM$84","v":0},{"$f":"'EnPI Table'!$BM$96","v":0},{"$f":"'EnPI Table'!$BM$108","v":0},{"$f":"'EnPI Table'!$BM$120","v":0},{"$f":"'EnPI Table'!$BM$132","v":0},{"$f":"'EnPI Table'!$BM$144","v":0},{"$f":"'EnPI Table'!$BM$156","v":0},{"$f":"'EnPI Table'!$BM$168","v":0},{"$f":"'EnPI Table'!$BM$180","v":0},{"$f":"'EnPI Table'!$BM$192","v":0},{"$f":"'EnPI Table'!$BM$204","v":0},{"$f":"'EnPI Table'!$BM$216","v":0},{"$f":"'EnPI Table'!$BM$228","v":0},{"$f":"'EnPI Table'!$BM$240","v":0},{"$f":"'EnPI Table'!$BM$252","v":0},{"$f":"'EnPI Table'!$BM$264","v":0},{"$f":"'EnPI Table'!$BM$276","v":0},{"$f":"'EnPI Table'!$BM$288","v":0},{"$f":"'EnPI Table'!$BM$300","v":0}]
[null,null,null,null,null,null,null,null,null,null,null,null,null,null,null,{"$f":"'EnPI Table'!$BM$13","v":0},{"$f":"'EnPI Table'!$BM$25","v":0},{"$f":"'EnPI Table'!$BM$37","v":0},{"$f":"'EnPI Table'!$BM$49","v":0},{"$f":"'EnPI Table'!$BM$61","v":0},{"$f":"'EnPI Table'!$BM$73","v":0},{"$f":"'EnPI Table'!$BM$85","v":0},{"$f":"'EnPI Table'!$BM$97","v":0},{"$f":"'EnPI Table'!$BM$109","v":0},{"$f":"'EnPI Table'!$BM$121","v":0},{"$f":"'EnPI Table'!$BM$133","v":0},{"$f":"'EnPI Table'!$BM$145","v":0},{"$f":"'EnPI Table'!$BM$157","v":0},{"$f":"'EnPI Table'!$BM$169","v":0},{"$f":"'EnPI Table'!$BM$181","v":0},{"$f":"'EnPI Table'!$BM$193","v":0},{"$f":"'EnPI Table'!$BM$205","v":0},{"$f":"'EnPI Table'!$BM$217","v":0},{"$f":"'EnPI Table'!$BM$229","v":0},{"$f":"'EnPI Table'!$BM$241","v":0},{"$f":"'EnPI Table'!$BM$253","v":0},{"$f":"'EnPI Table'!$BM$265","v":0},{"$f":"'EnPI Table'!$BM$277","v":0},{"$f":"'EnPI Table'!$BM$289","v":0},{"$f":"'EnPI Table'!$BM$301","v":0}]
[null,null,null,null,null,null,null,null,null,null,null,null,null,null,null,{"$f":"'EnPI Table'!$BM$14","v":0},{"$f":"'EnPI Table'!$BM$26","v":0},{"$f":"'EnPI Table'!$BM$38","v":0},{"$f":"'EnPI Table'!$BM$50","v":0},{"$f":"'EnPI Table'!$BM$62","v":0},{"$f":"'EnPI Table'!$BM$74","v":0},{"$f":"'EnPI Table'!$BM$86","v":0},{"$f":"'EnPI Table'!$BM$98","v":0},{"$f":"'EnPI Table'!$BM$110","v":0},{"$f":"'EnPI Table'!$BM$122","v":0},{"$f":"'EnPI Table'!$BM$134","v":0},{"$f":"'EnPI Table'!$BM$146","v":0},{"$f":"'EnPI Table'!$BM$158","v":0},{"$f":"'EnPI Table'!$BM$170","v":0},{"$f":"'EnPI Table'!$BM$182","v":0},{"$f":"'EnPI Table'!$BM$194","v":0},{"$f":"'EnPI Table'!$BM$206","v":0},{"$f":"'EnPI Table'!$BM$218","v":0},{"$f":"'EnPI Table'!$BM$230","v":0},{"$f":"'EnPI Table'!$BM$242","v":0},{"$f":"'EnPI Table'!$BM$254","v":0},{"$f":"'EnPI Table'!$BM$266","v":0},{"$f":"'EnPI Table'!$BM$278","v":0},{"$f":"'EnPI Table'!$BM$290","v":0},{"$f":"'EnPI Table'!$BM$302","v":0}]
[null,null,null,null,null,null,null,null,null,null,null,null,null,null,null,{"$f":"'EnPI Table'!$BM$15","v":0},{"$f":"'EnPI Table'!$BM$27","v":0},{"$f":"'EnPI Table'!$BM$39","v":0},{"$f":"'EnPI Table'!$BM$51","v":0},{"$f":"'EnPI Table'!$BM$63","v":0},{"$f":"'EnPI Table'!$BM$75","v":0},{"$f":"'EnPI Table'!$BM$87","v":0},{"$f":"'EnPI Table'!$BM$99","v":0},{"$f":"'EnPI Table'!$BM$111","v":0},{"$f":"'EnPI Table'!$BM$123","v":0},{"$f":"'EnPI Table'!$BM$135","v":0},{"$f":"'EnPI Table'!$BM$147","v":0},{"$f":"'EnPI Table'!$BM$159","v":0},{"$f":"'EnPI Table'!$BM$171","v":0},{"$f":"'EnPI Table'!$BM$183","v":0},{"$f":"'EnPI Table'!$BM$195","v":0},{"$f":"'EnPI Table'!$BM$207","v":0},{"$f":"'EnPI Table'!$BM$219","v":0},{"$f":"'EnPI Table'!$BM$231","v":0},{"$f":"'EnPI Table'!$BM$243","v":0},{"$f":"'EnPI Table'!$BM$255","v":0},{"$f":"'EnPI Table'!$BM$267","v":0},{"$f":"'EnPI Table'!$BM$279","v":0},{"$f":"'EnPI Table'!$BM$291","v":0},{"$f":"'EnPI Table'!$BM$303","v":0}]
[null,null,null,null,null,null,null,null,null,null,null,null,null,null,null,{"$f":"'EnPI Table'!$BM$16","v":0},{"$f":"'EnPI Table'!$BM$28","v":0},{"$f":"'EnPI Table'!$BM$40","v":0},{"$f":"'EnPI Table'!$BM$52","v":0},{"$f":"'EnPI Table'!$BM$64","v":0},{"$f":"'EnPI Table'!$BM$76","v":0},{"$f":"'EnPI Table'!$BM$88","v":0},{"$f":"'EnPI Table'!$BM$100","v":0},{"$f":"'EnPI Table'!$BM$112","v":0},{"$f":"'EnPI Table'!$BM$124","v":0},{"$f":"'EnPI Table'!$BM$136","v":0},{"$f":"'EnPI Table'!$BM$148","v":0},{"$f":"'EnPI Table'!$BM$160","v":0},{"$f":"'EnPI Table'!$BM$172","v":0},{"$f":"'EnPI Table'!$BM$184","v":0},{"$f":"'EnPI Table'!$BM$196","v":0},{"$f":"'EnPI Table'!$BM$208","v":0},{"$f":"'EnPI Table'!$BM$220","v":0},{"$f":"'EnPI Table'!$BM$232","v":0},{"$f":"'EnPI Table'!$BM$244","v":0},{"$f":"'EnPI Table'!$BM$256","v":0},{"$f":"'EnPI Table'!$BM$268","v":0},{"$f":"'EnPI Table'!$BM$280","v":0},{"$f":"'EnPI Table'!$BM$292","v":0},{"$f":"'EnPI Table'!$BM$304","v":0}]
[null,null,null,null,null,null,null,null,null,null,null,null,null,null,null,{"$f":"'EnPI Table'!$BM$17","v":0},{"$f":"'EnPI Table'!$BM$29","v":0},{"$f":"'EnPI Table'!$BM$41","v":0},{"$f":"'EnPI Table'!$BM$53","v":0},{"$f":"'EnPI Table'!$BM$65","v":0},{"$f":"'EnPI Table'!$BM$77","v":0},{"$f":"'EnPI Table'!$BM$89","v":0},{"$f":"'EnPI Table'!$BM$101","v":0},{"$f":"'EnPI Table'!$BM$113","v":0},{"$f":"'EnPI Table'!$BM$125","v":0},{"$f":"'EnPI Table'!$BM$137","v":0},{"$f":"'EnPI Table'!$BM$149","v":0},{"$f":"'EnPI Table'!$BM$161","v":0},{"$f":"'EnPI Table'!$BM$173","v":0},{"$f":"'EnPI Table'!$BM$185","v":0},{"$f":"'EnPI Table'!$BM$197","v":0},{"$f":"'EnPI Table'!$BM$209","v":0},{"$f":"'EnPI Table'!$BM$221","v":0},{"$f":"'EnPI Table'!$BM$233","v":0},{"$f":"'EnPI Table'!$BM$245","v":0},{"$f":"'EnPI Table'!$BM$257","v":0},{"$f":"'EnPI Table'!$BM$269","v":0},{"$f":"'EnPI Table'!$BM$281","v":0},{"$f":"'EnPI Table'!$BM$293","v":0},{"$f":"'EnPI Table'!$BM$305","v":0}]
[null,null,null,null,null,null,null,null,null,null,null,null,null,null,null,{"$f":"'EnPI Table'!$BM$18","v":0},{"$f":"'EnPI Table'!$BM$30","v":0},{"$f":"'EnPI Table'!$BM$42","v":0},{"$f":"'EnPI Table'!$BM$54","v":0},{"$f":"'EnPI Table'!$BM$66","v":0},{"$f":"'EnPI Table'!$BM$78","v":0},{"$f":"'EnPI Table'!$BM$90","v":0},{"$f":"'EnPI Table'!$BM$102","v":0},{"$f":"'EnPI Table'!$BM$114","v":0},{"$f":"'EnPI Table'!$BM$126","v":0},{"$f":"'EnPI Table'!$BM$138","v":0},{"$f":"'EnPI Table'!$BM$150","v":0},{"$f":"'EnPI Table'!$BM$162","v":0},{"$f":"'EnPI Table'!$BM$174","v":0},{"$f":"'EnPI Table'!$BM$186","v":0},{"$f":"'EnPI Table'!$BM$198","v":0},{"$f":"'EnPI Table'!$BM$210","v":0},{"$f":"'EnPI Table'!$BM$222","v":0},{"$f":"'EnPI Table'!$BM$234","v":0},{"$f":"'EnPI Table'!$BM$246","v":0},{"$f":"'EnPI Table'!$BM$258","v":0},{"$f":"'EnPI Table'!$BM$270","v":0},{"$f":"'EnPI Table'!$BM$282","v":0},{"$f":"'EnPI Table'!$BM$294","v":0},{"$f":"'EnPI Table'!$BM$306","v":0}]
[null,null,null,null,null,null,null,null,null,null,null,null,null,null,null,{"$f":"'EnPI Table'!$BM$19","v":0},{"$f":"'EnPI Table'!$BM$31","v":0},{"$f":"'EnPI Table'!$BM$43","v":0},{"$f":"'EnPI Table'!$BM$55","v":0},{"$f":"'EnPI Table'!$BM$67","v":0},{"$f":"'EnPI Table'!$BM$79","v":0},{"$f":"'EnPI Table'!$BM$91","v":0},{"$f":"'EnPI Table'!$BM$103","v":0},{"$f":"'EnPI Table'!$BM$115","v":0},{"$f":"'EnPI Table'!$BM$127","v":0},{"$f":"'EnPI Table'!$BM$139","v":0},{"$f":"'EnPI Table'!$BM$151","v":0},{"$f":"'EnPI Table'!$BM$163","v":0},{"$f":"'EnPI Table'!$BM$175","v":0},{"$f":"'EnPI Table'!$BM$187","v":0},{"$f":"'EnPI Table'!$BM$199","v":0},{"$f":"'EnPI Table'!$BM$211","v":0},{"$f":"'EnPI Table'!$BM$223","v":0},{"$f":"'EnPI Table'!$BM$235","v":0},{"$f":"'EnPI Table'!$BM$247","v":0},{"$f":"'EnPI Table'!$BM$259","v":0},{"$f":"'EnPI Table'!$BM$271","v":0},{"$f":"'EnPI Table'!$BM$283","v":0},{"$f":"'EnPI Table'!$BM$295","v":0},{"$f":"'EnPI Table'!$BM$307","v":0}]
[null,null,null,null,null,null,null,null,null,null,null,null,null,null,null,{"$f":"'EnPI Table'!$BM$20","v":0},{"$f":"'EnPI Table'!$BM$32","v":0},{"$f":"'EnPI Table'!$BM$44","v":0},{"$f":"'EnPI Table'!$BM$56","v":0},{"$f":"'EnPI Table'!$BM$68","v":0},{"$f":"'EnPI Table'!$BM$80","v":0},{"$f":"'EnPI Table'!$BM$92","v":0},{"$f":"'EnPI Table'!$BM$104","v":0},{"$f":"'EnPI Table'!$BM$116","v":0},{"$f":"'EnPI Table'!$BM$128","v":0},{"$f":"'EnPI Table'!$BM$140","v":0},{"$f":"'EnPI Table'!$BM$152","v":0},{"$f":"'EnPI Table'!$BM$164","v":0},{"$f":"'EnPI Table'!$BM$176","v":0},{"$f":"'EnPI Table'!$BM$188","v":0},{"$f":"'EnPI Table'!$BM$200","v":0},{"$f":"'EnPI Table'!$BM$212","v":0},{"$f":"'EnPI Table'!$BM$224","v":0},{"$f":"'EnPI Table'!$BM$236","v":0},{"$f":"'EnPI Table'!$BM$248","v":0},{"$f":"'EnPI Table'!$BM$260","v":0},{"$f":"'EnPI Table'!$BM$272","v":0},{"$f":"'EnPI Table'!$BM$284","v":0},{"$f":"'EnPI Table'!$BM$296","v":0},{"$f":"'EnPI Table'!$BM$308","v":0}]
[null,null,null,null,null,null,null,null,null,null,null,null,null,null,null,{"$f":"'EnPI Table'!$BM$21","v":0},{"$f":"'EnPI Table'!$BM$33","v":0},{"$f":"'EnPI Table'!$BM$45","v":0},{"$f":"'EnPI Table'!$BM$57","v":0},{"$f":"'EnPI Table'!$BM$69","v":0},{"$f":"'EnPI Table'!$BM$81","v":0},{"$f":"'EnPI Table'!$BM$93","v":0},{"$f":"'EnPI Table'!$BM$105","v":0},{"$f":"'EnPI Table'!$BM$117","v":0},{"$f":"'EnPI Table'!$BM$129","v":0},{"$f":"'EnPI Table'!$BM$141","v":0},{"$f":"'EnPI Table'!$BM$153","v":0},{"$f":"'EnPI Table'!$BM$165","v":0},{"$f":"'EnPI Table'!$BM$177","v":0},{"$f":"'EnPI Table'!$BM$189","v":0},{"$f":"'EnPI Table'!$BM$201","v":0},{"$f":"'EnPI Table'!$BM$213","v":0},{"$f":"'EnPI Table'!$BM$225","v":0},{"$f":"'EnPI Table'!$BM$237","v":0},{"$f":"'EnPI Table'!$BM$249","v":0},{"$f":"'EnPI Table'!$BM$261","v":0},{"$f":"'EnPI Table'!$BM$273","v":0},{"$f":"'EnPI Table'!$BM$285","v":0},{"$f":"'EnPI Table'!$BM$297","v":0},{"$f":"'EnPI Table'!$BM$309","v":0}]
[]
[null,null,null,null,null,null,null,null,null,null,null,null,null,null,null,{"$f":"'EnPI Table'!$BP$10","v":0},{"$f":"'EnPI Table'!$BP$22","v":0},{"$f":"'EnPI Table'!$BP$34","v":0},{"$f":"'EnPI Table'!$BP$46","v":0},{"$f":"'EnPI Table'!$BP$58","v":0},{"$f":"'EnPI Table'!$BP$70","v":0},{"$f":"'EnPI Table'!$BP$82","v":0},{"$f":"'EnPI Table'!$BP$94","v":0},{"$f":"'EnPI Table'!$BP$106","v":0},{"$f":"'EnPI Table'!$BP$118","v":0},{"$f":"'EnPI Table'!$BP$130","v":0},{"$f":"'EnPI Table'!$BP$142","v":0},{"$f":"'EnPI Table'!$BP$154","v":0},{"$f":"'EnPI Table'!$BP$166","v":0},{"$f":"'EnPI Table'!$BP$178","v":0},{"$f":"'EnPI Table'!$BP$190","v":0},{"$f":"'EnPI Table'!$BP$202","v":0},{"$f":"'EnPI Table'!$BP$214","v":0},{"$f":"'EnPI Table'!$BP$226","v":0},{"$f":"'EnPI Table'!$BP$238","v":0},{"$f":"'EnPI Table'!$BP$250","v":0},{"$f":"'EnPI Table'!$BP$262","v":0},{"$f":"'EnPI Table'!$BP$274","v":0},{"$f":"'EnPI Table'!$BP$286","v":0},{"$f":"'EnPI Table'!$BP$298","v":0}]
[null,null,null,null,null,null,null,null,null,null,null,null,null,null,null,{"$f":"'EnPI Table'!$BP$11","v":0},{"$f":"'EnPI Table'!$BP$23","v":0},{"$f":"'EnPI Table'!$BP$35","v":0},{"$f":"'EnPI Table'!$BP$47","v":0},{"$f":"'EnPI Table'!$BP$59","v":0},{"$f":"'EnPI Table'!$BP$71","v":0},{"$f":"'EnPI Table'!$BP$83","v":0},{"$f":"'EnPI Table'!$BP$95","v":0},{"$f":"'EnPI Table'!$BP$107","v":0},{"$f":"'EnPI Table'!$BP$119","v":0},{"$f":"'EnPI Table'!$BP$131","v":0},{"$f":"'EnPI Table'!$BP$143","v":0},{"$f":"'EnPI Table'!$BP$155","v":0},{"$f":"'EnPI Table'!$BP$167","v":0},{"$f":"'EnPI Table'!$BP$179","v":0},{"$f":"'EnPI Table'!$BP$191","v":0},{"$f":"'EnPI Table'!$BP$203","v":0},{"$f":"'EnPI Table'!$BP$215","v":0},{"$f":"'EnPI Table'!$BP$227","v":0},{"$f":"'EnPI Table'!$BP$239","v":0},{"$f":"'EnPI Table'!$BP$251","v":0},{"$f":"'EnPI Table'!$BP$263","v":0},{"$f":"'EnPI Table'!$BP$275","v":0},{"$f":"'EnPI Table'!$BP$287","v":0},{"$f":"'EnPI Table'!$BP$299","v":0}]
[null,null,null,null,null,null,null,null,null,null,null,null,null,null,null,{"$f":"'EnPI Table'!$BP$12","v":0},{"$f":"'EnPI Table'!$BP$24","v":0},{"$f":"'EnPI Table'!$BP$36","v":0},{"$f":"'EnPI Table'!$BP$48","v":0},{"$f":"'EnPI Table'!$BP$60","v":0},{"$f":"'EnPI Table'!$BP$72","v":0},{"$f":"'EnPI Table'!$BP$84","v":0},{"$f":"'EnPI Table'!$BP$96","v":0},{"$f":"'EnPI Table'!$BP$108","v":0},{"$f":"'EnPI Table'!$BP$120","v":0},{"$f":"'EnPI Table'!$BP$132","v":0},{"$f":"'EnPI Table'!$BP$144","v":0},{"$f":"'EnPI Table'!$BP$156","v":0},{"$f":"'EnPI Table'!$BP$168","v":0},{"$f":"'EnPI Table'!$BP$180","v":0},{"$f":"'EnPI Table'!$BP$192","v":0},{"$f":"'EnPI Table'!$BP$204","v":0},{"$f":"'EnPI Table'!$BP$216","v":0},{"$f":"'EnPI Table'!$BP$228","v":0},{"$f":"'EnPI Table'!$BP$240","v":0},{"$f":"'EnPI Table'!$BP$252","v":0},{"$f":"'EnPI Table'!$BP$264","v":0},{"$f":"'EnPI Table'!$BP$276","v":0},{"$f":"'EnPI Table'!$BP$288","v":0},{"$f":"'EnPI Table'!$BP$300","v":0}]
[null,null,null,null,null,null,null,null,null,null,null,null,null,null,null,{"$f":"'EnPI Table'!$BP$13","v":0},{"$f":"'EnPI Table'!$BP$25","v":0},{"$f":"'EnPI Table'!$BP$37","v":0},{"$f":"'EnPI Table'!$BP$49","v":0},{"$f":"'EnPI Table'!$BP$61","v":0},{"$f":"'EnPI Table'!$BP$73","v":0},{"$f":"'EnPI Table'!$BP$85","v":0},{"$f":"'EnPI Table'!$BP$97","v":0},{"$f":"'EnPI Table'!$BP$109","v":0},{"$f":"'EnPI Table'!$BP$121","v":0},{"$f":"'EnPI Table'!$BP$133","v":0},{"$f":"'EnPI Table'!$BP$145","v":0},{"$f":"'EnPI Table'!$BP$157","v":0},{"$f":"'EnPI Table'!$BP$169","v":0},{"$f":"'EnPI Table'!$BP$181","v":0},{"$f":"'EnPI Table'!$BP$193","v":0},{"$f":"'EnPI Table'!$BP$205","v":0},{"$f":"'EnPI Table'!$BP$217","v":0},{"$f":"'EnPI Table'!$BP$229","v":0},{"$f":"'EnPI Table'!$BP$241","v":0},{"$f":"'EnPI Table'!$BP$253","v":0},{"$f":"'EnPI Table'!$BP$265","v":0},{"$f":"'EnPI Table'!$BP$277","v":0},{"$f":"'EnPI Table'!$BP$289","v":0},{"$f":"'EnPI Table'!$BP$301","v":0}]
[null,null,null,null,null,null,null,null,null,null,null,null,null,null,null,{"$f":"'EnPI Table'!$BP$14","v":0},{"$f":"'EnPI Table'!$BP$26","v":0},{"$f":"'EnPI Table'!$BP$38","v":0},{"$f":"'EnPI Table'!$BP$50","v":0},{"$f":"'EnPI Table'!$BP$62","v":0},{"$f":"'EnPI Table'!$BP$74","v":0},{"$f":"'EnPI Table'!$BP$86","v":0},{"$f":"'EnPI Table'!$BP$98","v":0},{"$f":"'EnPI Table'!$BP$110","v":0},{"$f":"'EnPI Table'!$BP$122","v":0},{"$f":"'EnPI Table'!$BP$134","v":0},{"$f":"'EnPI Table'!$BP$146","v":0},{"$f":"'EnPI Table'!$BP$158","v":0},{"$f":"'EnPI Table'!$BP$170","v":0},{"$f":"'EnPI Table'!$BP$182","v":0},{"$f":"'EnPI Table'!$BP$194","v":0},{"$f":"'EnPI Table'!$BP$206","v":0},{"$f":"'EnPI Table'!$BP$218","v":0},{"$f":"'EnPI Table'!$BP$230","v":0},{"$f":"'EnPI Table'!$BP$242","v":0},{"$f":"'EnPI Table'!$BP$254","v":0},{"$f":"'EnPI Table'!$BP$266","v":0},{"$f":"'EnPI Table'!$BP$278","v":0},{"$f":"'EnPI Table'!$BP$290","v":0},{"$f":"'EnPI Table'!$BP$302","v":0}]
[null,null,null,null,null,null,null,null,null,null,null,null,null,null,null,{"$f":"'EnPI Table'!$BP$15","v":0},{"$f":"'EnPI Table'!$BP$27","v":0},{"$f":"'EnPI Table'!$BP$39","v":0},{"$f":"'EnPI Table'!$BP$51","v":0},{"$f":"'EnPI Table'!$BP$63","v":0},{"$f":"'EnPI Table'!$BP$75","v":0},{"$f":"'EnPI Table'!$BP$87","v":0},{"$f":"'EnPI Table'!$BP$99","v":0},{"$f":"'EnPI Table'!$BP$111","v":0},{"$f":"'EnPI Table'!$BP$123","v":0},{"$f":"'EnPI Table'!$BP$135","v":0},{"$f":"'EnPI Table'!$BP$147","v":0},{"$f":"'EnPI Table'!$BP$159","v":0},{"$f":"'EnPI Table'!$BP$171","v":0},{"$f":"'EnPI Table'!$BP$183","v":0},{"$f":"'EnPI Table'!$BP$195","v":0},{"$f":"'EnPI Table'!$BP$207","v":0},{"$f":"'EnPI Table'!$BP$219","v":0},{"$f":"'EnPI Table'!$BP$231","v":0},{"$f":"'EnPI Table'!$BP$243","v":0},{"$f":"'EnPI Table'!$BP$255","v":0},{"$f":"'EnPI Table'!$BP$267","v":0},{"$f":"'EnPI Table'!$BP$279","v":0},{"$f":"'EnPI Table'!$BP$291","v":0},{"$f":"'EnPI Table'!$BP$303","v":0}]
[null,null,null,null,null,null,null,null,null,null,null,null,null,null,null,{"$f":"'EnPI Table'!$BP$16","v":0},{"$f":"'EnPI Table'!$BP$28","v":0},{"$f":"'EnPI Table'!$BP$40","v":0},{"$f":"'EnPI Table'!$BP$52","v":0},{"$f":"'EnPI Table'!$BP$64","v":0},{"$f":"'EnPI Table'!$BP$76","v":0},{"$f":"'EnPI Table'!$BP$88","v":0},{"$f":"'EnPI Table'!$BP$100","v":0},{"$f":"'EnPI Table'!$BP$112","v":0},{"$f":"'EnPI Table'!$BP$124","v":0},{"$f":"'EnPI Table'!$BP$136","v":0},{"$f":"'EnPI Table'!$BP$148","v":0},{"$f":"'EnPI Table'!$BP$160","v":0},{"$f":"'EnPI Table'!$BP$172","v":0},{"$f":"'EnPI Table'!$BP$184","v":0},{"$f":"'EnPI Table'!$BP$196","v":0},{"$f":"'EnPI Table'!$BP$208","v":0},{"$f":"'EnPI Table'!$BP$220","v":0},{"$f":"'EnPI Table'!$BP$232","v":0},{"$f":"'EnPI Table'!$BP$244","v":0},{"$f":"'EnPI Table'!$BP$256","v":0},{"$f":"'EnPI Table'!$BP$268","v":0},{"$f":"'EnPI Table'!$BP$280","v":0},{"$f":"'EnPI Table'!$BP$292","v":0},{"$f":"'EnPI Table'!$BP$304","v":0}]
[null,null,null,null,null,null,null,null,null,null,null,null,null,null,null,{"$f":"'EnPI Table'!$BP$17","v":0},{"$f":"'EnPI Table'!$BP$29","v":0},{"$f":"'EnPI Table'!$BP$41","v":0},{"$f":"'EnPI Table'!$BP$53","v":0},{"$f":"'EnPI Table'!$BP$65","v":0},{"$f":"'EnPI Table'!$BP$77","v":0},{"$f":"'EnPI Table'!$BP$89","v":0},{"$f":"'EnPI Table'!$BP$101","v":0},{"$f":"'EnPI Table'!$BP$113","v":0},{"$f":"'EnPI Table'!$BP$125","v":0},{"$f":"'EnPI Table'!$BP$137","v":0},{"$f":"'EnPI Table'!$BP$149","v":0},{"$f":"'EnPI Table'!$BP$161","v":0},{"$f":"'EnPI Table'!$BP$173","v":0},{"$f":"'EnPI Table'!$BP$185","v":0},{"$f":"'EnPI Table'!$BP$197","v":0},{"$f":"'EnPI Table'!$BP$209","v":0},{"$f":"'EnPI Table'!$BP$221","v":0},{"$f":"'EnPI Table'!$BP$233","v":0},{"$f":"'EnPI Table'!$BP$245","v":0},{"$f":"'EnPI Table'!$BP$257","v":0},{"$f":"'EnPI Table'!$BP$269","v":0},{"$f":"'EnPI Table'!$BP$281","v":0},{"$f":"'EnPI Table'!$BP$293","v":0},{"$f":"'EnPI Table'!$BP$305","v":0}]
[null,null,null,null,null,null,null,null,null,null,null,null,null,null,null,{"$f":"'EnPI Table'!$BP$18","v":0},{"$f":"'EnPI Table'!$BP$30","v":0},{"$f":"'EnPI Table'!$BP$42","v":0},{"$f":"'EnPI Table'!$BP$54","v":0},{"$f":"'EnPI Table'!$BP$66","v":0},{"$f":"'EnPI Table'!$BP$78","v":0},{"$f":"'EnPI Table'!$BP$90","v":0},{"$f":"'EnPI Table'!$BP$102","v":0},{"$f":"'EnPI Table'!$BP$114","v":0},{"$f":"'EnPI Table'!$BP$126","v":0},{"$f":"'EnPI Table'!$BP$138","v":0},{"$f":"'EnPI Table'!$BP$150","v":0},{"$f":"'EnPI Table'!$BP$162","v":0},{"$f":"'EnPI Table'!$BP$174","v":0},{"$f":"'EnPI Table'!$BP$186","v":0},{"$f":"'EnPI Table'!$BP$198","v":0},{"$f":"'EnPI Table'!$BP$210","v":0},{"$f":"'EnPI Table'!$BP$222","v":0},{"$f":"'EnPI Table'!$BP$234","v":0},{"$f":"'EnPI Table'!$BP$246","v":0},{"$f":"'EnPI Table'!$BP$258","v":0},{"$f":"'EnPI Table'!$BP$270","v":0},{"$f":"'EnPI Table'!$BP$282","v":0},{"$f":"'EnPI Table'!$BP$294","v":0},{"$f":"'EnPI Table'!$BP$306","v":0}]
[null,null,null,null,null,null,null,null,null,null,null,null,null,null,null,{"$f":"'EnPI Table'!$BP$19","v":0},{"$f":"'EnPI Table'!$BP$31","v":0},{"$f":"'EnPI Table'!$BP$43","v":0},{"$f":"'EnPI Table'!$BP$55","v":0},{"$f":"'EnPI Table'!$BP$67","v":0},{"$f":"'EnPI Table'!$BP$79","v":0},{"$f":"'EnPI Table'!$BP$91","v":0},{"$f":"'EnPI Table'!$BP$103","v":0},{"$f":"'EnPI Table'!$BP$115","v":0},{"$f":"'EnPI Table'!$BP$127","v":0},{"$f":"'EnPI Table'!$BP$139","v":0},{"$f":"'EnPI Table'!$BP$151","v":0},{"$f":"'EnPI Table'!$BP$163","v":0},{"$f":"'EnPI Table'!$BP$175","v":0},{"$f":"'EnPI Table'!$BP$187","v":0},{"$f":"'EnPI Table'!$BP$199","v":0},{"$f":"'EnPI Table'!$BP$211","v":0},{"$f":"'EnPI Table'!$BP$223","v":0},{"$f":"'EnPI Table'!$BP$235","v":0},{"$f":"'EnPI Table'!$BP$247","v":0},{"$f":"'EnPI Table'!$BP$259","v":0},{"$f":"'EnPI Table'!$BP$271","v":0},{"$f":"'EnPI Table'!$BP$283","v":0},{"$f":"'EnPI Table'!$BP$295","v":0},{"$f":"'EnPI Table'!$BP$307","v":0}]
[null,null,null,null,null,null,null,null,null,null,null,null,null,null,null,{"$f":"'EnPI Table'!$BP$20","v":0},{"$f":"'EnPI Table'!$BP$32","v":0},{"$f":"'EnPI Table'!$BP$44","v":0},{"$f":"'EnPI Table'!$BP$56","v":0},{"$f":"'EnPI Table'!$BP$68","v":0},{"$f":"'EnPI Table'!$BP$80","v":0},{"$f":"'EnPI Table'!$BP$92","v":0},{"$f":"'EnPI Table'!$BP$104","v":0},{"$f":"'EnPI Table'!$BP$116","v":0},{"$f":"'EnPI Table'!$BP$128","v":0},{"$f":"'EnPI Table'!$BP$140","v":0},{"$f":"'EnPI Table'!$BP$152","v":0},{"$f":"'EnPI Table'!$BP$164","v":0},{"$f":"'EnPI Table'!$BP$176","v":0},{"$f":"'EnPI Table'!$BP$188","v":0},{"$f":"'EnPI Table'!$BP$200","v":0},{"$f":"'EnPI Table'!$BP$212","v":0},{"$f":"'EnPI Table'!$BP$224","v":0},{"$f":"'EnPI Table'!$BP$236","v":0},{"$f":"'EnPI Table'!$BP$248","v":0},{"$f":"'EnPI Table'!$BP$260","v":0},{"$f":"'EnPI Table'!$BP$272","v":0},{"$f":"'EnPI Table'!$BP$284","v":0},{"$f":"'EnPI Table'!$BP$296","v":0},{"$f":"'EnPI Table'!$BP$308","v":0}]
[null,null,null,null,null,null,null,null,null,null,null,null,null,null,null,{"$f":"'EnPI Table'!$BP$21","v":0},{"$f":"'EnPI Table'!$BP$33","v":0},{"$f":"'EnPI Table'!$BP$45","v":0},{"$f":"'EnPI Table'!$BP$57","v":0},{"$f":"'EnPI Table'!$BP$69","v":0},{"$f":"'EnPI Table'!$BP$81","v":0},{"$f":"'EnPI Table'!$BP$93","v":0},{"$f":"'EnPI Table'!$BP$105","v":0},{"$f":"'EnPI Table'!$BP$117","v":0},{"$f":"'EnPI Table'!$BP$129","v":0},{"$f":"'EnPI Table'!$BP$141","v":0},{"$f":"'EnPI Table'!$BP$153","v":0},{"$f":"'EnPI Table'!$BP$165","v":0},{"$f":"'EnPI Table'!$BP$177","v":0},{"$f":"'EnPI Table'!$BP$189","v":0},{"$f":"'EnPI Table'!$BP$201","v":0},{"$f":"'EnPI Table'!$BP$213","v":0},{"$f":"'EnPI Table'!$BP$225","v":0},{"$f":"'EnPI Table'!$BP$237","v":0},{"$f":"'EnPI Table'!$BP$249","v":0},{"$f":"'EnPI Table'!$BP$261","v":0},{"$f":"'EnPI Table'!$BP$273","v":0},{"$f":"'EnPI Table'!$BP$285","v":0},{"$f":"'EnPI Table'!$BP$297","v":0},{"$f":"'EnPI Table'!$BP$309","v":0}]
[]
[null,null,null,null,null,null,null,null,null,null,null,null,null,null,null,{"$f":"'EnPI Table'!$BO$10","v":0},{"$f":"'EnPI Table'!$BO$22","v":0},{"$f":"'EnPI Table'!$BO$34","v":0},{"$f":"'EnPI Table'!$BO$46","v":0},{"$f":"'EnPI Table'!$BO$58","v":0},{"$f":"'EnPI Table'!$BO$70","v":0},{"$f":"'EnPI Table'!$BO$82","v":0},{"$f":"'EnPI Table'!$BO$94","v":0},{"$f":"'EnPI Table'!$BO$106","v":0},{"$f":"'EnPI Table'!$BO$118","v":0},{"$f":"'EnPI Table'!$BO$130","v":0},{"$f":"'EnPI Table'!$BO$142","v":0},{"$f":"'EnPI Table'!$BO$154","v":0},{"$f":"'EnPI Table'!$BO$166","v":0},{"$f":"'EnPI Table'!$BO$178","v":0},{"$f":"'EnPI Table'!$BO$190","v":0},{"$f":"'EnPI Table'!$BO$202","v":0},{"$f":"'EnPI Table'!$BO$214","v":0},{"$f":"'EnPI Table'!$BO$226","v":0},{"$f":"'EnPI Table'!$BO$238","v":0},{"$f":"'EnPI Table'!$BO$250","v":0},{"$f":"'EnPI Table'!$BO$262","v":0},{"$f":"'EnPI Table'!$BO$274","v":0},{"$f":"'EnPI Table'!$BO$286","v":0},{"$f":"'EnPI Table'!$BO$298","v":0}]
[null,null,null,null,null,null,null,null,null,null,null,null,null,null,null,{"$f":"'EnPI Table'!$BO$11","v":0},{"$f":"'EnPI Table'!$BO$23","v":0},{"$f":"'EnPI Table'!$BO$35","v":0},{"$f":"'EnPI Table'!$BO$47","v":0},{"$f":"'EnPI Table'!$BO$59","v":0},{"$f":"'EnPI Table'!$BO$71","v":0},{"$f":"'EnPI Table'!$BO$83","v":0},{"$f":"'EnPI Table'!$BO$95","v":0},{"$f":"'EnPI Table'!$BO$107","v":0},{"$f":"'EnPI Table'!$BO$119","v":0},{"$f":"'EnPI Table'!$BO$131","v":0},{"$f":"'EnPI Table'!$BO$143","v":0},{"$f":"'EnPI Table'!$BO$155","v":0},{"$f":"'EnPI Table'!$BO$167","v":0},{"$f":"'EnPI Table'!$BO$179","v":0},{"$f":"'EnPI Table'!$BO$191","v":0},{"$f":"'EnPI Table'!$BO$203","v":0},{"$f":"'EnPI Table'!$BO$215","v":0},{"$f":"'EnPI Table'!$BO$227","v":0},{"$f":"'EnPI Table'!$BO$239","v":0},{"$f":"'EnPI Table'!$BO$251","v":0},{"$f":"'EnPI Table'!$BO$263","v":0},{"$f":"'EnPI Table'!$BO$275","v":0},{"$f":"'EnPI Table'!$BO$287","v":0},{"$f":"'EnPI Table'!$BO$299","v":0}]
[null,null,null,null,null,null,null,null,null,null,null,null,null,null,null,{"$f":"'EnPI Table'!$BO$12","v":0},{"$f":"'EnPI Table'!$BO$24","v":0},{"$f":"'EnPI Table'!$BO$36","v":0},{"$f":"'EnPI Table'!$BO$48","v":0},{"$f":"'EnPI Table'!$BO$60","v":0},{"$f":"'EnPI Table'!$BO$72","v":0},{"$f":"'EnPI Table'!$BO$84","v":0},{"$f":"'EnPI Table'!$BO$96","v":0},{"$f":"'EnPI Table'!$BO$108","v":0},{"$f":"'EnPI Table'!$BO$120","v":0},{"$f":"'EnPI Table'!$BO$132","v":0},{"$f":"'EnPI Table'!$BO$144","v":0},{"$f":"'EnPI Table'!$BO$156","v":0},{"$f":"'EnPI Table'!$BO$168","v":0},{"$f":"'EnPI Table'!$BO$180","v":0},{"$f":"'EnPI Table'!$BO$192","v":0},{"$f":"'EnPI Table'!$BO$204","v":0},{"$f":"'EnPI Table'!$BO$216","v":0},{"$f":"'EnPI Table'!$BO$228","v":0},{"$f":"'EnPI Table'!$BO$240","v":0},{"$f":"'EnPI Table'!$BO$252","v":0},{"$f":"'EnPI Table'!$BO$264","v":0},{"$f":"'EnPI Table'!$BO$276","v":0},{"$f":"'EnPI Table'!$BO$288","v":0},{"$f":"'EnPI Table'!$BO$300","v":0}]
[null,null,null,null,null,null,null,null,null,null,null,null,null,null,null,{"$f":"'EnPI Table'!$BO$13","v":0},{"$f":"'EnPI Table'!$BO$25","v":0},{"$f":"'EnPI Table'!$BO$37","v":0},{"$f":"'EnPI Table'!$BO$49","v":0},{"$f":"'EnPI Table'!$BO$61","v":0},{"$f":"'EnPI Table'!$BO$73","v":0},{"$f":"'EnPI Table'!$BO$85","v":0},{"$f":"'EnPI Table'!$BO$97","v":0},{"$f":"'EnPI Table'!$BO$109","v":0},{"$f":"'EnPI Table'!$BO$121","v":0},{"$f":"'EnPI Table'!$BO$133","v":0},{"$f":"'EnPI Table'!$BO$145","v":0},{"$f":"'EnPI Table'!$BO$157","v":0},{"$f":"'EnPI Table'!$BO$169","v":0},{"$f":"'EnPI Table'!$BO$181","v":0},{"$f":"'EnPI Table'!$BO$193","v":0},{"$f":"'EnPI Table'!$BO$205","v":0},{"$f":"'EnPI Table'!$BO$217","v":0},{"$f":"'EnPI Table'!$BO$229","v":0},{"$f":"'EnPI Table'!$BO$241","v":0},{"$f":"'EnPI Table'!$BO$253","v":0},{"$f":"'EnPI Table'!$BO$265","v":0},{"$f":"'EnPI Table'!$BO$277","v":0},{"$f":"'EnPI Table'!$BO$289","v":0},{"$f":"'EnPI Table'!$BO$301","v":0}]
[null,null,null,null,null,null,null,null,null,null,null,null,null,null,null,{"$f":"'EnPI Table'!$BO$14","v":0},{"$f":"'EnPI Table'!$BO$26","v":0},{"$f":"'EnPI Table'!$BO$38","v":0},{"$f":"'EnPI Table'!$BO$50","v":0},{"$f":"'EnPI Table'!$BO$62","v":0},{"$f":"'EnPI Table'!$BO$74","v":0},{"$f":"'EnPI Table'!$BO$86","v":0},{"$f":"'EnPI Table'!$BO$98","v":0},{"$f":"'EnPI Table'!$BO$110","v":0},{"$f":"'EnPI Table'!$BO$122","v":0},{"$f":"'EnPI Table'!$BO$134","v":0},{"$f":"'EnPI Table'!$BO$146","v":0},{"$f":"'EnPI Table'!$BO$158","v":0},{"$f":"'EnPI Table'!$BO$170","v":0},{"$f":"'EnPI Table'!$BO$182","v":0},{"$f":"'EnPI Table'!$BO$194","v":0},{"$f":"'EnPI Table'!$BO$206","v":0},{"$f":"'EnPI Table'!$BO$218","v":0},{"$f":"'EnPI Table'!$BO$230","v":0},{"$f":"'EnPI Table'!$BO$242","v":0},{"$f":"'EnPI Table'!$BO$254","v":0},{"$f":"'EnPI Table'!$BO$266","v":0},{"$f":"'EnPI Table'!$BO$278","v":0},{"$f":"'EnPI Table'!$BO$290","v":0},{"$f":"'EnPI Table'!$BO$302","v":0}]
[null,null,null,null,null,null,null,null,null,null,null,null,null,null,null,{"$f":"'EnPI Table'!$BO$15","v":0},{"$f":"'EnPI Table'!$BO$27","v":0},{"$f":"'EnPI Table'!$BO$39","v":0},{"$f":"'EnPI Table'!$BO$51","v":0},{"$f":"'EnPI Table'!$BO$63","v":0},{"$f":"'EnPI Table'!$BO$75","v":0},{"$f":"'EnPI Table'!$BO$87","v":0},{"$f":"'EnPI Table'!$BO$99","v":0},{"$f":"'EnPI Table'!$BO$111","v":0},{"$f":"'EnPI Table'!$BO$123","v":0},{"$f":"'EnPI Table'!$BO$135","v":0},{"$f":"'EnPI Table'!$BO$147","v":0},{"$f":"'EnPI Table'!$BO$159","v":0},{"$f":"'EnPI Table'!$BO$171","v":0},{"$f":"'EnPI Table'!$BO$183","v":0},{"$f":"'EnPI Table'!$BO$195","v":0},{"$f":"'EnPI Table'!$BO$207","v":0},{"$f":"'EnPI Table'!$BO$219","v":0},{"$f":"'EnPI Table'!$BO$231","v":0},{"$f":"'EnPI Table'!$BO$243","v":0},{"$f":"'EnPI Table'!$BO$255","v":0},{"$f":"'EnPI Table'!$BO$267","v":0},{"$f":"'EnPI Table'!$BO$279","v":0},{"$f":"'EnPI Table'!$BO$291","v":0},{"$f":"'EnPI Table'!$BO$303","v":0}]
[null,null,null,null,null,null,null,null,null,null,null,null,null,null,null,{"$f":"'EnPI Table'!$BO$16","v":0},{"$f":"'EnPI Table'!$BO$28","v":0},{"$f":"'EnPI Table'!$BO$40","v":0},{"$f":"'EnPI Table'!$BO$52","v":0},{"$f":"'EnPI Table'!$BO$64","v":0},{"$f":"'EnPI Table'!$BO$76","v":0},{"$f":"'EnPI Table'!$BO$88","v":0},{"$f":"'EnPI Table'!$BO$100","v":0},{"$f":"'EnPI Table'!$BO$112","v":0},{"$f":"'EnPI Table'!$BO$124","v":0},{"$f":"'EnPI Table'!$BO$136","v":0},{"$f":"'EnPI Table'!$BO$148","v":0},{"$f":"'EnPI Table'!$BO$160","v":0},{"$f":"'EnPI Table'!$BO$172","v":0},{"$f":"'EnPI Table'!$BO$184","v":0},{"$f":"'EnPI Table'!$BO$196","v":0},{"$f":"'EnPI Table'!$BO$208","v":0},{"$f":"'EnPI Table'!$BO$220","v":0},{"$f":"'EnPI Table'!$BO$232","v":0},{"$f":"'EnPI Table'!$BO$244","v":0},{"$f":"'EnPI Table'!$BO$256","v":0},{"$f":"'EnPI Table'!$BO$268","v":0},{"$f":"'EnPI Table'!$BO$280","v":0},{"$f":"'EnPI Table'!$BO$292","v":0},{"$f":"'EnPI Table'!$BO$304","v":0}]
[null,null,null,null,null,null,null,null,null,null,null,null,null,null,null,{"$f":"'EnPI Table'!$BO$17","v":0},{"$f":"'EnPI Table'!$BO$29","v":0},{"$f":"'EnPI Table'!$BO$41","v":0},{"$f":"'EnPI Table'!$BO$53","v":0},{"$f":"'EnPI Table'!$BO$65","v":0},{"$f":"'EnPI Table'!$BO$77","v":0},{"$f":"'EnPI Table'!$BO$89","v":0},{"$f":"'EnPI Table'!$BO$101","v":0},{"$f":"'EnPI Table'!$BO$113","v":0},{"$f":"'EnPI Table'!$BO$125","v":0},{"$f":"'EnPI Table'!$BO$137","v":0},{"$f":"'EnPI Table'!$BO$149","v":0},{"$f":"'EnPI Table'!$BO$161","v":0},{"$f":"'EnPI Table'!$BO$173","v":0},{"$f":"'EnPI Table'!$BO$185","v":0},{"$f":"'EnPI Table'!$BO$197","v":0},{"$f":"'EnPI Table'!$BO$209","v":0},{"$f":"'EnPI Table'!$BO$221","v":0},{"$f":"'EnPI Table'!$BO$233","v":0},{"$f":"'EnPI Table'!$BO$245","v":0},{"$f":"'EnPI Table'!$BO$257","v":0},{"$f":"'EnPI Table'!$BO$269","v":0},{"$f":"'EnPI Table'!$BO$281","v":0},{"$f":"'EnPI Table'!$BO$293","v":0},{"$f":"'EnPI Table'!$BO$305","v":0}]
[null,null,null,null,null,null,null,null,null,null,null,null,null,null,null,{"$f":"'EnPI Table'!$BO$18","v":0},{"$f":"'EnPI Table'!$BO$30","v":0},{"$f":"'EnPI Table'!$BO$42","v":0},{"$f":"'EnPI Table'!$BO$54","v":0},{"$f":"'EnPI Table'!$BO$66","v":0},{"$f":"'EnPI Table'!$BO$78","v":0},{"$f":"'EnPI Table'!$BO$90","v":0},{"$f":"'EnPI Table'!$BO$102","v":0},{"$f":"'EnPI Table'!$BO$114","v":0},{"$f":"'EnPI Table'!$BO$126","v":0},{"$f":"'EnPI Table'!$BO$138","v":0},{"$f":"'EnPI Table'!$BO$150","v":0},{"$f":"'EnPI Table'!$BO$162","v":0},{"$f":"'EnPI Table'!$BO$174","v":0},{"$f":"'EnPI Table'!$BO$186","v":0},{"$f":"'EnPI Table'!$BO$198","v":0},{"$f":"'EnPI Table'!$BO$210","v":0},{"$f":"'EnPI Table'!$BO$222","v":0},{"$f":"'EnPI Table'!$BO$234","v":0},{"$f":"'EnPI Table'!$BO$246","v":0},{"$f":"'EnPI Table'!$BO$258","v":0},{"$f":"'EnPI Table'!$BO$270","v":0},{"$f":"'EnPI Table'!$BO$282","v":0},{"$f":"'EnPI Table'!$BO$294","v":0},{"$f":"'EnPI Table'!$BO$306","v":0}]
[null,null,null,null,null,null,null,null,null,null,null,null,null,null,null,{"$f":"'EnPI Table'!$BO$19","v":0},{"$f":"'EnPI Table'!$BO$31","v":0},{"$f":"'EnPI Table'!$BO$43","v":0},{"$f":"'EnPI Table'!$BO$55","v":0},{"$f":"'EnPI Table'!$BO$67","v":0},{"$f":"'EnPI Table'!$BO$79","v":0},{"$f":"'EnPI Table'!$BO$91","v":0},{"$f":"'EnPI Table'!$BO$103","v":0},{"$f":"'EnPI Table'!$BO$115","v":0},{"$f":"'EnPI Table'!$BO$127","v":0},{"$f":"'EnPI Table'!$BO$139","v":0},{"$f":"'EnPI Table'!$BO$151","v":0},{"$f":"'EnPI Table'!$BO$163","v":0},{"$f":"'EnPI Table'!$BO$175","v":0},{"$f":"'EnPI Table'!$BO$187","v":0},{"$f":"'EnPI Table'!$BO$199","v":0},{"$f":"'EnPI Table'!$BO$211","v":0},{"$f":"'EnPI Table'!$BO$223","v":0},{"$f":"'EnPI Table'!$BO$235","v":0},{"$f":"'EnPI Table'!$BO$247","v":0},{"$f":"'EnPI Table'!$BO$259","v":0},{"$f":"'EnPI Table'!$BO$271","v":0},{"$f":"'EnPI Table'!$BO$283","v":0},{"$f":"'EnPI Table'!$BO$295","v":0},{"$f":"'EnPI Table'!$BO$307","v":0}]
[null,null,null,null,null,null,null,null,null,null,null,null,null,null,null,{"$f":"'EnPI Table'!$BO$20","v":0},{"$f":"'EnPI Table'!$BO$32","v":0},{"$f":"'EnPI Table'!$BO$44","v":0},{"$f":"'EnPI Table'!$BO$56","v":0},{"$f":"'EnPI Table'!$BO$68","v":0},{"$f":"'EnPI Table'!$BO$80","v":0},{"$f":"'EnPI Table'!$BO$92","v":0},{"$f":"'EnPI Table'!$BO$104","v":0},{"$f":"'EnPI Table'!$BO$116","v":0},{"$f":"'EnPI Table'!$BO$128","v":0},{"$f":"'EnPI Table'!$BO$140","v":0},{"$f":"'EnPI Table'!$BO$152","v":0},{"$f":"'EnPI Table'!$BO$164","v":0},{"$f":"'EnPI Table'!$BO$176","v":0},{"$f":"'EnPI Table'!$BO$188","v":0},{"$f":"'EnPI Table'!$BO$200","v":0},{"$f":"'EnPI Table'!$BO$212","v":0},{"$f":"'EnPI Table'!$BO$224","v":0},{"$f":"'EnPI Table'!$BO$236","v":0},{"$f":"'EnPI Table'!$BO$248","v":0},{"$f":"'EnPI Table'!$BO$260","v":0},{"$f":"'EnPI Table'!$BO$272","v":0},{"$f":"'EnPI Table'!$BO$284","v":0},{"$f":"'EnPI Table'!$BO$296","v":0},{"$f":"'EnPI Table'!$BO$308","v":0}]
[null,null,null,null,null,null,null,null,null,null,null,null,null,null,null,{"$f":"'EnPI Table'!$BO$21","v":0},{"$f":"'EnPI Table'!$BO$33","v":0},{"$f":"'EnPI Table'!$BO$45","v":0},{"$f":"'EnPI Table'!$BO$57","v":0},{"$f":"'EnPI Table'!$BO$69","v":0},{"$f":"'EnPI Table'!$BO$81","v":0},{"$f":"'EnPI Table'!$BO$93","v":0},{"$f":"'EnPI Table'!$BO$105","v":0},{"$f":"'EnPI Table'!$BO$117","v":0},{"$f":"'EnPI Table'!$BO$129","v":0},{"$f":"'EnPI Table'!$BO$141","v":0},{"$f":"'EnPI Table'!$BO$153","v":0},{"$f":"'EnPI Table'!$BO$165","v":0},{"$f":"'EnPI Table'!$BO$177","v":0},{"$f":"'EnPI Table'!$BO$189","v":0},{"$f":"'EnPI Table'!$BO$201","v":0},{"$f":"'EnPI Table'!$BO$213","v":0},{"$f":"'EnPI Table'!$BO$225","v":0},{"$f":"'EnPI Table'!$BO$237","v":0},{"$f":"'EnPI Table'!$BO$249","v":0},{"$f":"'EnPI Table'!$BO$261","v":0},{"$f":"'EnPI Table'!$BO$273","v":0},{"$f":"'EnPI Table'!$BO$285","v":0},{"$f":"'EnPI Table'!$BO$297","v":0},{"$f":"'EnPI Table'!$BO$309","v":0}]
[]
[null,null,null,null,null,null,null,null,null,null,null,null,null,null,null,{"$f":"'EnPI Table'!$BR$10","v":0},{"$f":"'EnPI Table'!$BR$22","v":0},{"$f":"'EnPI Table'!$BR$34","v":0},{"$f":"'EnPI Table'!$BR$46","v":0},{"$f":"'EnPI Table'!$BR$58","v":0},{"$f":"'EnPI Table'!$BR$70","v":0},{"$f":"'EnPI Table'!$BR$82","v":0},{"$f":"'EnPI Table'!$BR$94","v":0},{"$f":"'EnPI Table'!$BR$106","v":0},{"$f":"'EnPI Table'!$BR$118","v":0},{"$f":"'EnPI Table'!$BR$130","v":0},{"$f":"'EnPI Table'!$BR$142","v":0},{"$f":"'EnPI Table'!$BR$154","v":0},{"$f":"'EnPI Table'!$BR$166","v":0},{"$f":"'EnPI Table'!$BR$178","v":0},{"$f":"'EnPI Table'!$BR$190","v":0},{"$f":"'EnPI Table'!$BR$202","v":0},{"$f":"'EnPI Table'!$BR$214","v":0},{"$f":"'EnPI Table'!$BR$226","v":0},{"$f":"'EnPI Table'!$BR$238","v":0},{"$f":"'EnPI Table'!$BR$250","v":0},{"$f":"'EnPI Table'!$BR$262","v":0},{"$f":"'EnPI Table'!$BR$274","v":0},{"$f":"'EnPI Table'!$BR$286","v":0},{"$f":"'EnPI Table'!$BR$298","v":0}]
[null,null,null,null,null,null,null,null,null,null,null,null,null,null,null,{"$f":"'EnPI Table'!$BR$11","v":0},{"$f":"'EnPI Table'!$BR$23","v":0},{"$f":"'EnPI Table'!$BR$35","v":0},{"$f":"'EnPI Table'!$BR$47","v":0},{"$f":"'EnPI Table'!$BR$59","v":0},{"$f":"'EnPI Table'!$BR$71","v":0},{"$f":"'EnPI Table'!$BR$83","v":0},{"$f":"'EnPI Table'!$BR$95","v":0},{"$f":"'EnPI Table'!$BR$107","v":0},{"$f":"'EnPI Table'!$BR$119","v":0},{"$f":"'EnPI Table'!$BR$131","v":0},{"$f":"'EnPI Table'!$BR$143","v":0},{"$f":"'EnPI Table'!$BR$155","v":0},{"$f":"'EnPI Table'!$BR$167","v":0},{"$f":"'EnPI Table'!$BR$179","v":0},{"$f":"'EnPI Table'!$BR$191","v":0},{"$f":"'EnPI Table'!$BR$203","v":0},{"$f":"'EnPI Table'!$BR$215","v":0},{"$f":"'EnPI Table'!$BR$227","v":0},{"$f":"'EnPI Table'!$BR$239","v":0},{"$f":"'EnPI Table'!$BR$251","v":0},{"$f":"'EnPI Table'!$BR$263","v":0},{"$f":"'EnPI Table'!$BR$275","v":0},{"$f":"'EnPI Table'!$BR$287","v":0},{"$f":"'EnPI Table'!$BR$299","v":0}]
[null,null,null,null,null,null,null,null,null,null,null,null,null,null,null,{"$f":"'EnPI Table'!$BR$12","v":0},{"$f":"'EnPI Table'!$BR$24","v":0},{"$f":"'EnPI Table'!$BR$36","v":0},{"$f":"'EnPI Table'!$BR$48","v":0},{"$f":"'EnPI Table'!$BR$60","v":0},{"$f":"'EnPI Table'!$BR$72","v":0},{"$f":"'EnPI Table'!$BR$84","v":0},{"$f":"'EnPI Table'!$BR$96","v":0},{"$f":"'EnPI Table'!$BR$108","v":0},{"$f":"'EnPI Table'!$BR$120","v":0},{"$f":"'EnPI Table'!$BR$132","v":0},{"$f":"'EnPI Table'!$BR$144","v":0},{"$f":"'EnPI Table'!$BR$156","v":0},{"$f":"'EnPI Table'!$BR$168","v":0},{"$f":"'EnPI Table'!$BR$180","v":0},{"$f":"'EnPI Table'!$BR$192","v":0},{"$f":"'EnPI Table'!$BR$204","v":0},{"$f":"'EnPI Table'!$BR$216","v":0},{"$f":"'EnPI Table'!$BR$228","v":0},{"$f":"'EnPI Table'!$BR$240","v":0},{"$f":"'EnPI Table'!$BR$252","v":0},{"$f":"'EnPI Table'!$BR$264","v":0},{"$f":"'EnPI Table'!$BR$276","v":0},{"$f":"'EnPI Table'!$BR$288","v":0},{"$f":"'EnPI Table'!$BR$300","v":0}]
[null,null,null,null,null,null,null,null,null,null,null,null,null,null,null,{"$f":"'EnPI Table'!$BR$13","v":0},{"$f":"'EnPI Table'!$BR$25","v":0},{"$f":"'EnPI Table'!$BR$37","v":0},{"$f":"'EnPI Table'!$BR$49","v":0},{"$f":"'EnPI Table'!$BR$61","v":0},{"$f":"'EnPI Table'!$BR$73","v":0},{"$f":"'EnPI Table'!$BR$85","v":0},{"$f":"'EnPI Table'!$BR$97","v":0},{"$f":"'EnPI Table'!$BR$109","v":0},{"$f":"'EnPI Table'!$BR$121","v":0},{"$f":"'EnPI Table'!$BR$133","v":0},{"$f":"'EnPI Table'!$BR$145","v":0},{"$f":"'EnPI Table'!$BR$157","v":0},{"$f":"'EnPI Table'!$BR$169","v":0},{"$f":"'EnPI Table'!$BR$181","v":0},{"$f":"'EnPI Table'!$BR$193","v":0},{"$f":"'EnPI Table'!$BR$205","v":0},{"$f":"'EnPI Table'!$BR$217","v":0},{"$f":"'EnPI Table'!$BR$229","v":0},{"$f":"'EnPI Table'!$BR$241","v":0},{"$f":"'EnPI Table'!$BR$253","v":0},{"$f":"'EnPI Table'!$BR$265","v":0},{"$f":"'EnPI Table'!$BR$277","v":0},{"$f":"'EnPI Table'!$BR$289","v":0},{"$f":"'EnPI Table'!$BR$301","v":0}]
[null,null,null,null,null,null,null,null,null,null,null,null,null,null,null,{"$f":"'EnPI Table'!$BR$14","v":0},{"$f":"'EnPI Table'!$BR$26","v":0},{"$f":"'EnPI Table'!$BR$38","v":0},{"$f":"'EnPI Table'!$BR$50","v":0},{"$f":"'EnPI Table'!$BR$62","v":0},{"$f":"'EnPI Table'!$BR$74","v":0},{"$f":"'EnPI Table'!$BR$86","v":0},{"$f":"'EnPI Table'!$BR$98","v":0},{"$f":"'EnPI Table'!$BR$110","v":0},{"$f":"'EnPI Table'!$BR$122","v":0},{"$f":"'EnPI Table'!$BR$134","v":0},{"$f":"'EnPI Table'!$BR$146","v":0},{"$f":"'EnPI Table'!$BR$158","v":0},{"$f":"'EnPI Table'!$BR$170","v":0},{"$f":"'EnPI Table'!$BR$182","v":0},{"$f":"'EnPI Table'!$BR$194","v":0},{"$f":"'EnPI Table'!$BR$206","v":0},{"$f":"'EnPI Table'!$BR$218","v":0},{"$f":"'EnPI Table'!$BR$230","v":0},{"$f":"'EnPI Table'!$BR$242","v":0},{"$f":"'EnPI Table'!$BR$254","v":0},{"$f":"'EnPI Table'!$BR$266","v":0},{"$f":"'EnPI Table'!$BR$278","v":0},{"$f":"'EnPI Table'!$BR$290","v":0},{"$f":"'EnPI Table'!$BR$302","v":0}]
[null,null,null,null,null,null,null,null,null,null,null,null,null,null,null,{"$f":"'EnPI Table'!$BR$15","v":0},{"$f":"'EnPI Table'!$BR$27","v":0},{"$f":"'EnPI Table'!$BR$39","v":0},{"$f":"'EnPI Table'!$BR$51","v":0},{"$f":"'EnPI Table'!$BR$63","v":0},{"$f":"'EnPI Table'!$BR$75","v":0},{"$f":"'EnPI Table'!$BR$87","v":0},{"$f":"'EnPI Table'!$BR$99","v":0},{"$f":"'EnPI Table'!$BR$111","v":0},{"$f":"'EnPI Table'!$BR$123","v":0},{"$f":"'EnPI Table'!$BR$135","v":0},{"$f":"'EnPI Table'!$BR$147","v":0},{"$f":"'EnPI Table'!$BR$159","v":0},{"$f":"'EnPI Table'!$BR$171","v":0},{"$f":"'EnPI Table'!$BR$183","v":0},{"$f":"'EnPI Table'!$BR$195","v":0},{"$f":"'EnPI Table'!$BR$207","v":0},{"$f":"'EnPI Table'!$BR$219","v":0},{"$f":"'EnPI Table'!$BR$231","v":0},{"$f":"'EnPI Table'!$BR$243","v":0},{"$f":"'EnPI Table'!$BR$255","v":0},{"$f":"'EnPI Table'!$BR$267","v":0},{"$f":"'EnPI Table'!$BR$279","v":0},{"$f":"'EnPI Table'!$BR$291","v":0},{"$f":"'EnPI Table'!$BR$303","v":0}]
[null,null,null,null,null,null,null,null,null,null,null,null,null,null,null,{"$f":"'EnPI Table'!$BR$16","v":0},{"$f":"'EnPI Table'!$BR$28","v":0},{"$f":"'EnPI Table'!$BR$40","v":0},{"$f":"'EnPI Table'!$BR$52","v":0},{"$f":"'EnPI Table'!$BR$64","v":0},{"$f":"'EnPI Table'!$BR$76","v":0},{"$f":"'EnPI Table'!$BR$88","v":0},{"$f":"'EnPI Table'!$BR$100","v":0},{"$f":"'EnPI Table'!$BR$112","v":0},{"$f":"'EnPI Table'!$BR$124","v":0},{"$f":"'EnPI Table'!$BR$136","v":0},{"$f":"'EnPI Table'!$BR$148","v":0},{"$f":"'EnPI Table'!$BR$160","v":0},{"$f":"'EnPI Table'!$BR$172","v":0},{"$f":"'EnPI Table'!$BR$184","v":0},{"$f":"'EnPI Table'!$BR$196","v":0},{"$f":"'EnPI Table'!$BR$208","v":0},{"$f":"'EnPI Table'!$BR$220","v":0},{"$f":"'EnPI Table'!$BR$232","v":0},{"$f":"'EnPI Table'!$BR$244","v":0},{"$f":"'EnPI Table'!$BR$256","v":0},{"$f":"'EnPI Table'!$BR$268","v":0},{"$f":"'EnPI Table'!$BR$280","v":0},{"$f":"'EnPI Table'!$BR$292","v":0},{"$f":"'EnPI Table'!$BR$304","v":0}]
[null,null,null,null,null,null,null,null,null,null,null,null,null,null,null,{"$f":"'EnPI Table'!$BR$17","v":0},{"$f":"'EnPI Table'!$BR$29","v":0},{"$f":"'EnPI Table'!$BR$41","v":0},{"$f":"'EnPI Table'!$BR$53","v":0},{"$f":"'EnPI Table'!$BR$65","v":0},{"$f":"'EnPI Table'!$BR$77","v":0},{"$f":"'EnPI Table'!$BR$89","v":0},{"$f":"'EnPI Table'!$BR$101","v":0},{"$f":"'EnPI Table'!$BR$113","v":0},{"$f":"'EnPI Table'!$BR$125","v":0},{"$f":"'EnPI Table'!$BR$137","v":0},{"$f":"'EnPI Table'!$BR$149","v":0},{"$f":"'EnPI Table'!$BR$161","v":0},{"$f":"'EnPI Table'!$BR$173","v":0},{"$f":"'EnPI Table'!$BR$185","v":0},{"$f":"'EnPI Table'!$BR$197","v":0},{"$f":"'EnPI Table'!$BR$209","v":0},{"$f":"'EnPI Table'!$BR$221","v":0},{"$f":"'EnPI Table'!$BR$233","v":0},{"$f":"'EnPI Table'!$BR$245","v":0},{"$f":"'EnPI Table'!$BR$257","v":0},{"$f":"'EnPI Table'!$BR$269","v":0},{"$f":"'EnPI Table'!$BR$281","v":0},{"$f":"'EnPI Table'!$BR$293","v":0},{"$f":"'EnPI Table'!$BR$305","v":0}]
[null,null,null,null,null,null,null,null,null,null,null,null,null,null,null,{"$f":"'EnPI Table'!$BR$18","v":0},{"$f":"'EnPI Table'!$BR$30","v":0},{"$f":"'EnPI Table'!$BR$42","v":0},{"$f":"'EnPI Table'!$BR$54","v":0},{"$f":"'EnPI Table'!$BR$66","v":0},{"$f":"'EnPI Table'!$BR$78","v":0},{"$f":"'EnPI Table'!$BR$90","v":0},{"$f":"'EnPI Table'!$BR$102","v":0},{"$f":"'EnPI Table'!$BR$114","v":0},{"$f":"'EnPI Table'!$BR$126","v":0},{"$f":"'EnPI Table'!$BR$138","v":0},{"$f":"'EnPI Table'!$BR$150","v":0},{"$f":"'EnPI Table'!$BR$162","v":0},{"$f":"'EnPI Table'!$BR$174","v":0},{"$f":"'EnPI Table'!$BR$186","v":0},{"$f":"'EnPI Table'!$BR$198","v":0},{"$f":"'EnPI Table'!$BR$210","v":0},{"$f":"'EnPI Table'!$BR$222","v":0},{"$f":"'EnPI Table'!$BR$234","v":0},{"$f":"'EnPI Table'!$BR$246","v":0},{"$f":"'EnPI Table'!$BR$258","v":0},{"$f":"'EnPI Table'!$BR$270","v":0},{"$f":"'EnPI Table'!$BR$282","v":0},{"$f":"'EnPI Table'!$BR$294","v":0},{"$f":"'EnPI Table'!$BR$306","v":0}]
[null,null,null,null,null,null,null,null,null,null,null,null,null,null,null,{"$f":"'EnPI Table'!$BR$19","v":0},{"$f":"'EnPI Table'!$BR$31","v":0},{"$f":"'EnPI Table'!$BR$43","v":0},{"$f":"'EnPI Table'!$BR$55","v":0},{"$f":"'EnPI Table'!$BR$67","v":0},{"$f":"'EnPI Table'!$BR$79","v":0},{"$f":"'EnPI Table'!$BR$91","v":0},{"$f":"'EnPI Table'!$BR$103","v":0},{"$f":"'EnPI Table'!$BR$115","v":0},{"$f":"'EnPI Table'!$BR$127","v":0},{"$f":"'EnPI Table'!$BR$139","v":0},{"$f":"'EnPI Table'!$BR$151","v":0},{"$f":"'EnPI Table'!$BR$163","v":0},{"$f":"'EnPI Table'!$BR$175","v":0},{"$f":"'EnPI Table'!$BR$187","v":0},{"$f":"'EnPI Table'!$BR$199","v":0},{"$f":"'EnPI Table'!$BR$211","v":0},{"$f":"'EnPI Table'!$BR$223","v":0},{"$f":"'EnPI Table'!$BR$235","v":0},{"$f":"'EnPI Table'!$BR$247","v":0},{"$f":"'EnPI Table'!$BR$259","v":0},{"$f":"'EnPI Table'!$BR$271","v":0},{"$f":"'EnPI Table'!$BR$283","v":0},{"$f":"'EnPI Table'!$BR$295","v":0},{"$f":"'EnPI Table'!$BR$307","v":0}]
[null,null,null,null,null,null,null,null,null,null,null,null,null,null,null,{"$f":"'EnPI Table'!$BR$20","v":0},{"$f":"'EnPI Table'!$BR$32","v":0},{"$f":"'EnPI Table'!$BR$44","v":0},{"$f":"'EnPI Table'!$BR$56","v":0},{"$f":"'EnPI Table'!$BR$68","v":0},{"$f":"'EnPI Table'!$BR$80","v":0},{"$f":"'EnPI Table'!$BR$92","v":0},{"$f":"'EnPI Table'!$BR$104","v":0},{"$f":"'EnPI Table'!$BR$116","v":0},{"$f":"'EnPI Table'!$BR$128","v":0},{"$f":"'EnPI Table'!$BR$140","v":0},{"$f":"'EnPI Table'!$BR$152","v":0},{"$f":"'EnPI Table'!$BR$164","v":0},{"$f":"'EnPI Table'!$BR$176","v":0},{"$f":"'EnPI Table'!$BR$188","v":0},{"$f":"'EnPI Table'!$BR$200","v":0},{"$f":"'EnPI Table'!$BR$212","v":0},{"$f":"'EnPI Table'!$BR$224","v":0},{"$f":"'EnPI Table'!$BR$236","v":0},{"$f":"'EnPI Table'!$BR$248","v":0},{"$f":"'EnPI Table'!$BR$260","v":0},{"$f":"'EnPI Table'!$BR$272","v":0},{"$f":"'EnPI Table'!$BR$284","v":0},{"$f":"'EnPI Table'!$BR$296","v":0},{"$f":"'EnPI Table'!$BR$308","v":0}]
[null,null,null,null,null,null,null,null,null,null,null,null,null,null,null,{"$f":"'EnPI Table'!$BR$21","v":0},{"$f":"'EnPI Table'!$BR$33","v":0},{"$f":"'EnPI Table'!$BR$45","v":0},{"$f":"'EnPI Table'!$BR$57","v":0},{"$f":"'EnPI Table'!$BR$69","v":0},{"$f":"'EnPI Table'!$BR$81","v":0},{"$f":"'EnPI Table'!$BR$93","v":0},{"$f":"'EnPI Table'!$BR$105","v":0},{"$f":"'EnPI Table'!$BR$117","v":0},{"$f":"'EnPI Table'!$BR$129","v":0},{"$f":"'EnPI Table'!$BR$141","v":0},{"$f":"'EnPI Table'!$BR$153","v":0},{"$f":"'EnPI Table'!$BR$165","v":0},{"$f":"'EnPI Table'!$BR$177","v":0},{"$f":"'EnPI Table'!$BR$189","v":0},{"$f":"'EnPI Table'!$BR$201","v":0},{"$f":"'EnPI Table'!$BR$213","v":0},{"$f":"'EnPI Table'!$BR$225","v":0},{"$f":"'EnPI Table'!$BR$237","v":0},{"$f":"'EnPI Table'!$BR$249","v":0},{"$f":"'EnPI Table'!$BR$261","v":0},{"$f":"'EnPI Table'!$BR$273","v":0},{"$f":"'EnPI Table'!$BR$285","v":0},{"$f":"'EnPI Table'!$BR$297","v":0},{"$f":"'EnPI Table'!$BR$309","v":0}]
[]
[null,null,null,null,null,null,null,null,null,null,null,null,null,null,null,{"$f":"'EnPI Table'!$BQ$10","v":0},{"$f":"'EnPI Table'!$BQ$22","v":0},{"$f":"'EnPI Table'!$BQ$34","v":0},{"$f":"'EnPI Table'!$BQ$46","v":0},{"$f":"'EnPI Table'!$BQ$58","v":0},{"$f":"'EnPI Table'!$BQ$70","v":0},{"$f":"'EnPI Table'!$BQ$82","v":0},{"$f":"'EnPI Table'!$BQ$94","v":0},{"$f":"'EnPI Table'!$BQ$106","v":0},{"$f":"'EnPI Table'!$BQ$118","v":0},{"$f":"'EnPI Table'!$BQ$130","v":0},{"$f":"'EnPI Table'!$BQ$142","v":0},{"$f":"'EnPI Table'!$BQ$154","v":0},{"$f":"'EnPI Table'!$BQ$166","v":0},{"$f":"'EnPI Table'!$BQ$178","v":0},{"$f":"'EnPI Table'!$BQ$190","v":0},{"$f":"'EnPI Table'!$BQ$202","v":0},{"$f":"'EnPI Table'!$BQ$214","v":0},{"$f":"'EnPI Table'!$BQ$226","v":0},{"$f":"'EnPI Table'!$BQ$238","v":0},{"$f":"'EnPI Table'!$BQ$250","v":0},{"$f":"'EnPI Table'!$BQ$262","v":0},{"$f":"'EnPI Table'!$BQ$274","v":0},{"$f":"'EnPI Table'!$BQ$286","v":0},{"$f":"'EnPI Table'!$BQ$298","v":0}]
[null,null,null,null,null,null,null,null,null,null,null,null,null,null,null,{"$f":"'EnPI Table'!$BQ$11","v":0},{"$f":"'EnPI Table'!$BQ$23","v":0},{"$f":"'EnPI Table'!$BQ$35","v":0},{"$f":"'EnPI Table'!$BQ$47","v":0},{"$f":"'EnPI Table'!$BQ$59","v":0},{"$f":"'EnPI Table'!$BQ$71","v":0},{"$f":"'EnPI Table'!$BQ$83","v":0},{"$f":"'EnPI Table'!$BQ$95","v":0},{"$f":"'EnPI Table'!$BQ$107","v":0},{"$f":"'EnPI Table'!$BQ$119","v":0},{"$f":"'EnPI Table'!$BQ$131","v":0},{"$f":"'EnPI Table'!$BQ$143","v":0},{"$f":"'EnPI Table'!$BQ$155","v":0},{"$f":"'EnPI Table'!$BQ$167","v":0},{"$f":"'EnPI Table'!$BQ$179","v":0},{"$f":"'EnPI Table'!$BQ$191","v":0},{"$f":"'EnPI Table'!$BQ$203","v":0},{"$f":"'EnPI Table'!$BQ$215","v":0},{"$f":"'EnPI Table'!$BQ$227","v":0},{"$f":"'EnPI Table'!$BQ$239","v":0},{"$f":"'EnPI Table'!$BQ$251","v":0},{"$f":"'EnPI Table'!$BQ$263","v":0},{"$f":"'EnPI Table'!$BQ$275","v":0},{"$f":"'EnPI Table'!$BQ$287","v":0},{"$f":"'EnPI Table'!$BQ$299","v":0}]
[null,null,null,null,null,null,null,null,null,null,null,null,null,null,null,{"$f":"'EnPI Table'!$BQ$12","v":0},{"$f":"'EnPI Table'!$BQ$24","v":0},{"$f":"'EnPI Table'!$BQ$36","v":0},{"$f":"'EnPI Table'!$BQ$48","v":0},{"$f":"'EnPI Table'!$BQ$60","v":0},{"$f":"'EnPI Table'!$BQ$72","v":0},{"$f":"'EnPI Table'!$BQ$84","v":0},{"$f":"'EnPI Table'!$BQ$96","v":0},{"$f":"'EnPI Table'!$BQ$108","v":0},{"$f":"'EnPI Table'!$BQ$120","v":0},{"$f":"'EnPI Table'!$BQ$132","v":0},{"$f":"'EnPI Table'!$BQ$144","v":0},{"$f":"'EnPI Table'!$BQ$156","v":0},{"$f":"'EnPI Table'!$BQ$168","v":0},{"$f":"'EnPI Table'!$BQ$180","v":0},{"$f":"'EnPI Table'!$BQ$192","v":0},{"$f":"'EnPI Table'!$BQ$204","v":0},{"$f":"'EnPI Table'!$BQ$216","v":0},{"$f":"'EnPI Table'!$BQ$228","v":0},{"$f":"'EnPI Table'!$BQ$240","v":0},{"$f":"'EnPI Table'!$BQ$252","v":0},{"$f":"'EnPI Table'!$BQ$264","v":0},{"$f":"'EnPI Table'!$BQ$276","v":0},{"$f":"'EnPI Table'!$BQ$288","v":0},{"$f":"'EnPI Table'!$BQ$300","v":0}]
[null,null,null,null,null,null,null,null,null,null,null,null,null,null,null,{"$f":"'EnPI Table'!$BQ$13","v":0},{"$f":"'EnPI Table'!$BQ$25","v":0},{"$f":"'EnPI Table'!$BQ$37","v":0},{"$f":"'EnPI Table'!$BQ$49","v":0},{"$f":"'EnPI Table'!$BQ$61","v":0},{"$f":"'EnPI Table'!$BQ$73","v":0},{"$f":"'EnPI Table'!$BQ$85","v":0},{"$f":"'EnPI Table'!$BQ$97","v":0},{"$f":"'EnPI Table'!$BQ$109","v":0},{"$f":"'EnPI Table'!$BQ$121","v":0},{"$f":"'EnPI Table'!$BQ$133","v":0},{"$f":"'EnPI Table'!$BQ$145","v":0},{"$f":"'EnPI Table'!$BQ$157","v":0},{"$f":"'EnPI Table'!$BQ$169","v":0},{"$f":"'EnPI Table'!$BQ$181","v":0},{"$f":"'EnPI Table'!$BQ$193","v":0},{"$f":"'EnPI Table'!$BQ$205","v":0},{"$f":"'EnPI Table'!$BQ$217","v":0},{"$f":"'EnPI Table'!$BQ$229","v":0},{"$f":"'EnPI Table'!$BQ$241","v":0},{"$f":"'EnPI Table'!$BQ$253","v":0},{"$f":"'EnPI Table'!$BQ$265","v":0},{"$f":"'EnPI Table'!$BQ$277","v":0},{"$f":"'EnPI Table'!$BQ$289","v":0},{"$f":"'EnPI Table'!$BQ$301","v":0}]
[null,null,null,null,null,null,null,null,null,null,null,null,null,null,null,{"$f":"'EnPI Table'!$BQ$14","v":0},{"$f":"'EnPI Table'!$BQ$26","v":0},{"$f":"'EnPI Table'!$BQ$38","v":0},{"$f":"'EnPI Table'!$BQ$50","v":0},{"$f":"'EnPI Table'!$BQ$62","v":0},{"$f":"'EnPI Table'!$BQ$74","v":0},{"$f":"'EnPI Table'!$BQ$86","v":0},{"$f":"'EnPI Table'!$BQ$98","v":0},{"$f":"'EnPI Table'!$BQ$110","v":0},{"$f":"'EnPI Table'!$BQ$122","v":0},{"$f":"'EnPI Table'!$BQ$134","v":0},{"$f":"'EnPI Table'!$BQ$146","v":0},{"$f":"'EnPI Table'!$BQ$158","v":0},{"$f":"'EnPI Table'!$BQ$170","v":0},{"$f":"'EnPI Table'!$BQ$182","v":0},{"$f":"'EnPI Table'!$BQ$194","v":0},{"$f":"'EnPI Table'!$BQ$206","v":0},{"$f":"'EnPI Table'!$BQ$218","v":0},{"$f":"'EnPI Table'!$BQ$230","v":0},{"$f":"'EnPI Table'!$BQ$242","v":0},{"$f":"'EnPI Table'!$BQ$254","v":0},{"$f":"'EnPI Table'!$BQ$266","v":0},{"$f":"'EnPI Table'!$BQ$278","v":0},{"$f":"'EnPI Table'!$BQ$290","v":0},{"$f":"'EnPI Table'!$BQ$302","v":0}]
[null,null,null,null,null,null,null,null,null,null,null,null,null,null,null,{"$f":"'EnPI Table'!$BQ$15","v":0},{"$f":"'EnPI Table'!$BQ$27","v":0},{"$f":"'EnPI Table'!$BQ$39","v":0},{"$f":"'EnPI Table'!$BQ$51","v":0},{"$f":"'EnPI Table'!$BQ$63","v":0},{"$f":"'EnPI Table'!$BQ$75","v":0},{"$f":"'EnPI Table'!$BQ$87","v":0},{"$f":"'EnPI Table'!$BQ$99","v":0},{"$f":"'EnPI Table'!$BQ$111","v":0},{"$f":"'EnPI Table'!$BQ$123","v":0},{"$f":"'EnPI Table'!$BQ$135","v":0},{"$f":"'EnPI Table'!$BQ$147","v":0},{"$f":"'EnPI Table'!$BQ$159","v":0},{"$f":"'EnPI Table'!$BQ$171","v":0},{"$f":"'EnPI Table'!$BQ$183","v":0},{"$f":"'EnPI Table'!$BQ$195","v":0},{"$f":"'EnPI Table'!$BQ$207","v":0},{"$f":"'EnPI Table'!$BQ$219","v":0},{"$f":"'EnPI Table'!$BQ$231","v":0},{"$f":"'EnPI Table'!$BQ$243","v":0},{"$f":"'EnPI Table'!$BQ$255","v":0},{"$f":"'EnPI Table'!$BQ$267","v":0},{"$f":"'EnPI Table'!$BQ$279","v":0},{"$f":"'EnPI Table'!$BQ$291","v":0},{"$f":"'EnPI Table'!$BQ$303","v":0}]
[null,null,null,null,null,null,null,null,null,null,null,null,null,null,null,{"$f":"'EnPI Table'!$BQ$16","v":0},{"$f":"'EnPI Table'!$BQ$28","v":0},{"$f":"'EnPI Table'!$BQ$40","v":0},{"$f":"'EnPI Table'!$BQ$52","v":0},{"$f":"'EnPI Table'!$BQ$64","v":0},{"$f":"'EnPI Table'!$BQ$76","v":0},{"$f":"'EnPI Table'!$BQ$88","v":0},{"$f":"'EnPI Table'!$BQ$100","v":0},{"$f":"'EnPI Table'!$BQ$112","v":0},{"$f":"'EnPI Table'!$BQ$124","v":0},{"$f":"'EnPI Table'!$BQ$136","v":0},{"$f":"'EnPI Table'!$BQ$148","v":0},{"$f":"'EnPI Table'!$BQ$160","v":0},{"$f":"'EnPI Table'!$BQ$172","v":0},{"$f":"'EnPI Table'!$BQ$184","v":0},{"$f":"'EnPI Table'!$BQ$196","v":0},{"$f":"'EnPI Table'!$BQ$208","v":0},{"$f":"'EnPI Table'!$BQ$220","v":0},{"$f":"'EnPI Table'!$BQ$232","v":0},{"$f":"'EnPI Table'!$BQ$244","v":0},{"$f":"'EnPI Table'!$BQ$256","v":0},{"$f":"'EnPI Table'!$BQ$268","v":0},{"$f":"'EnPI Table'!$BQ$280","v":0},{"$f":"'EnPI Table'!$BQ$292","v":0},{"$f":"'EnPI Table'!$BQ$304","v":0}]
[null,null,null,null,null,null,null,null,null,null,null,null,null,null,null,{"$f":"'EnPI Table'!$BQ$17","v":0},{"$f":"'EnPI Table'!$BQ$29","v":0},{"$f":"'EnPI Table'!$BQ$41","v":0},{"$f":"'EnPI Table'!$BQ$53","v":0},{"$f":"'EnPI Table'!$BQ$65","v":0},{"$f":"'EnPI Table'!$BQ$77","v":0},{"$f":"'EnPI Table'!$BQ$89","v":0},{"$f":"'EnPI Table'!$BQ$101","v":0},{"$f":"'EnPI Table'!$BQ$113","v":0},{"$f":"'EnPI Table'!$BQ$125","v":0},{"$f":"'EnPI Table'!$BQ$137","v":0},{"$f":"'EnPI Table'!$BQ$149","v":0},{"$f":"'EnPI Table'!$BQ$161","v":0},{"$f":"'EnPI Table'!$BQ$173","v":0},{"$f":"'EnPI Table'!$BQ$185","v":0},{"$f":"'EnPI Table'!$BQ$197","v":0},{"$f":"'EnPI Table'!$BQ$209","v":0},{"$f":"'EnPI Table'!$BQ$221","v":0},{"$f":"'EnPI Table'!$BQ$233","v":0},{"$f":"'EnPI Table'!$BQ$245","v":0},{"$f":"'EnPI Table'!$BQ$257","v":0},{"$f":"'EnPI Table'!$BQ$269","v":0},{"$f":"'EnPI Table'!$BQ$281","v":0},{"$f":"'EnPI Table'!$BQ$293","v":0},{"$f":"'EnPI Table'!$BQ$305","v":0}]
[null,null,null,null,null,null,null,null,null,null,null,null,null,null,null,{"$f":"'EnPI Table'!$BQ$18","v":0},{"$f":"'EnPI Table'!$BQ$30","v":0},{"$f":"'EnPI Table'!$BQ$42","v":0},{"$f":"'EnPI Table'!$BQ$54","v":0},{"$f":"'EnPI Table'!$BQ$66","v":0},{"$f":"'EnPI Table'!$BQ$78","v":0},{"$f":"'EnPI Table'!$BQ$90","v":0},{"$f":"'EnPI Table'!$BQ$102","v":0},{"$f":"'EnPI Table'!$BQ$114","v":0},{"$f":"'EnPI Table'!$BQ$126","v":0},{"$f":"'EnPI Table'!$BQ$138","v":0},{"$f":"'EnPI Table'!$BQ$150","v":0},{"$f":"'EnPI Table'!$BQ$162","v":0},{"$f":"'EnPI Table'!$BQ$174","v":0},{"$f":"'EnPI Table'!$BQ$186","v":0},{"$f":"'EnPI Table'!$BQ$198","v":0},{"$f":"'EnPI Table'!$BQ$210","v":0},{"$f":"'EnPI Table'!$BQ$222","v":0},{"$f":"'EnPI Table'!$BQ$234","v":0},{"$f":"'EnPI Table'!$BQ$246","v":0},{"$f":"'EnPI Table'!$BQ$258","v":0},{"$f":"'EnPI Table'!$BQ$270","v":0},{"$f":"'EnPI Table'!$BQ$282","v":0},{"$f":"'EnPI Table'!$BQ$294","v":0},{"$f":"'EnPI Table'!$BQ$306","v":0}]
[null,null,null,null,null,null,null,null,null,null,null,null,null,null,null,{"$f":"'EnPI Table'!$BQ$19","v":0},{"$f":"'EnPI Table'!$BQ$31","v":0},{"$f":"'EnPI Table'!$BQ$43","v":0},{"$f":"'EnPI Table'!$BQ$55","v":0},{"$f":"'EnPI Table'!$BQ$67","v":0},{"$f":"'EnPI Table'!$BQ$79","v":0},{"$f":"'EnPI Table'!$BQ$91","v":0},{"$f":"'EnPI Table'!$BQ$103","v":0},{"$f":"'EnPI Table'!$BQ$115","v":0},{"$f":"'EnPI Table'!$BQ$127","v":0},{"$f":"'EnPI Table'!$BQ$139","v":0},{"$f":"'EnPI Table'!$BQ$151","v":0},{"$f":"'EnPI Table'!$BQ$163","v":0},{"$f":"'EnPI Table'!$BQ$175","v":0},{"$f":"'EnPI Table'!$BQ$187","v":0},{"$f":"'EnPI Table'!$BQ$199","v":0},{"$f":"'EnPI Table'!$BQ$211","v":0},{"$f":"'EnPI Table'!$BQ$223","v":0},{"$f":"'EnPI Table'!$BQ$235","v":0},{"$f":"'EnPI Table'!$BQ$247","v":0},{"$f":"'EnPI Table'!$BQ$259","v":0},{"$f":"'EnPI Table'!$BQ$271","v":0},{"$f":"'EnPI Table'!$BQ$283","v":0},{"$f":"'EnPI Table'!$BQ$295","v":0},{"$f":"'EnPI Table'!$BQ$307","v":0}]
[null,null,null,null,null,null,null,null,null,null,null,null,null,null,null,{"$f":"'EnPI Table'!$BQ$20","v":0},{"$f":"'EnPI Table'!$BQ$32","v":0},{"$f":"'EnPI Table'!$BQ$44","v":0},{"$f":"'EnPI Table'!$BQ$56","v":0},{"$f":"'EnPI Table'!$BQ$68","v":0},{"$f":"'EnPI Table'!$BQ$80","v":0},{"$f":"'EnPI Table'!$BQ$92","v":0},{"$f":"'EnPI Table'!$BQ$104","v":0},{"$f":"'EnPI Table'!$BQ$116","v":0},{"$f":"'EnPI Table'!$BQ$128","v":0},{"$f":"'EnPI Table'!$BQ$140","v":0},{"$f":"'EnPI Table'!$BQ$152","v":0},{"$f":"'EnPI Table'!$BQ$164","v":0},{"$f":"'EnPI Table'!$BQ$176","v":0},{"$f":"'EnPI Table'!$BQ$188","v":0},{"$f":"'EnPI Table'!$BQ$200","v":0},{"$f":"'EnPI Table'!$BQ$212","v":0},{"$f":"'EnPI Table'!$BQ$224","v":0},{"$f":"'EnPI Table'!$BQ$236","v":0},{"$f":"'EnPI Table'!$BQ$248","v":0},{"$f":"'EnPI Table'!$BQ$260","v":0},{"$f":"'EnPI Table'!$BQ$272","v":0},{"$f":"'EnPI Table'!$BQ$284","v":0},{"$f":"'EnPI Table'!$BQ$296","v":0},{"$f":"'EnPI Table'!$BQ$308","v":0}]
[null,null,null,null,null,null,null,null,null,null,null,null,null,null,null,{"$f":"'EnPI Table'!$BQ$21","v":0},{"$f":"'EnPI Table'!$BQ$33","v":0},{"$f":"'EnPI Table'!$BQ$45","v":0},{"$f":"'EnPI Table'!$BQ$57","v":0},{"$f":"'EnPI Table'!$BQ$69","v":0},{"$f":"'EnPI Table'!$BQ$81","v":0},{"$f":"'EnPI Table'!$BQ$93","v":0},{"$f":"'EnPI Table'!$BQ$105","v":0},{"$f":"'EnPI Table'!$BQ$117","v":0},{"$f":"'EnPI Table'!$BQ$129","v":0},{"$f":"'EnPI Table'!$BQ$141","v":0},{"$f":"'EnPI Table'!$BQ$153","v":0},{"$f":"'EnPI Table'!$BQ$165","v":0},{"$f":"'EnPI Table'!$BQ$177","v":0},{"$f":"'EnPI Table'!$BQ$189","v":0},{"$f":"'EnPI Table'!$BQ$201","v":0},{"$f":"'EnPI Table'!$BQ$213","v":0},{"$f":"'EnPI Table'!$BQ$225","v":0},{"$f":"'EnPI Table'!$BQ$237","v":0},{"$f":"'EnPI Table'!$BQ$249","v":0},{"$f":"'EnPI Table'!$BQ$261","v":0},{"$f":"'EnPI Table'!$BQ$273","v":0},{"$f":"'EnPI Table'!$BQ$285","v":0},{"$f":"'EnPI Table'!$BQ$297","v":0},{"$f":"'EnPI Table'!$BQ$309","v":0}]
[]
[null,null,null,null,null,null,null,null,null,null,null,null,null,null,null,{"$f":"'EnPI Table'!$BT$10","v":0},{"$f":"'EnPI Table'!$BT$22","v":0},{"$f":"'EnPI Table'!$BT$34","v":0},{"$f":"'EnPI Table'!$BT$46","v":0},{"$f":"'EnPI Table'!$BT$58","v":0},{"$f":"'EnPI Table'!$BT$70","v":0},{"$f":"'EnPI Table'!$BT$82","v":0},{"$f":"'EnPI Table'!$BT$94","v":0},{"$f":"'EnPI Table'!$BT$106","v":0},{"$f":"'EnPI Table'!$BT$118","v":0},{"$f":"'EnPI Table'!$BT$130","v":0},{"$f":"'EnPI Table'!$BT$142","v":0},{"$f":"'EnPI Table'!$BT$154","v":0},{"$f":"'EnPI Table'!$BT$166","v":0},{"$f":"'EnPI Table'!$BT$178","v":0},{"$f":"'EnPI Table'!$BT$190","v":0},{"$f":"'EnPI Table'!$BT$202","v":0},{"$f":"'EnPI Table'!$BT$214","v":0},{"$f":"'EnPI Table'!$BT$226","v":0},{"$f":"'EnPI Table'!$BT$238","v":0},{"$f":"'EnPI Table'!$BT$250","v":0},{"$f":"'EnPI Table'!$BT$262","v":0},{"$f":"'EnPI Table'!$BT$274","v":0},{"$f":"'EnPI Table'!$BT$286","v":0},{"$f":"'EnPI Table'!$BT$298","v":0}]
[null,null,null,null,null,null,null,null,null,null,null,null,null,null,null,{"$f":"'EnPI Table'!$BT$11","v":0},{"$f":"'EnPI Table'!$BT$23","v":0},{"$f":"'EnPI Table'!$BT$35","v":0},{"$f":"'EnPI Table'!$BT$47","v":0},{"$f":"'EnPI Table'!$BT$59","v":0},{"$f":"'EnPI Table'!$BT$71","v":0},{"$f":"'EnPI Table'!$BT$83","v":0},{"$f":"'EnPI Table'!$BT$95","v":0},{"$f":"'EnPI Table'!$BT$107","v":0},{"$f":"'EnPI Table'!$BT$119","v":0},{"$f":"'EnPI Table'!$BT$131","v":0},{"$f":"'EnPI Table'!$BT$143","v":0},{"$f":"'EnPI Table'!$BT$155","v":0},{"$f":"'EnPI Table'!$BT$167","v":0},{"$f":"'EnPI Table'!$BT$179","v":0},{"$f":"'EnPI Table'!$BT$191","v":0},{"$f":"'EnPI Table'!$BT$203","v":0},{"$f":"'EnPI Table'!$BT$215","v":0},{"$f":"'EnPI Table'!$BT$227","v":0},{"$f":"'EnPI Table'!$BT$239","v":0},{"$f":"'EnPI Table'!$BT$251","v":0},{"$f":"'EnPI Table'!$BT$263","v":0},{"$f":"'EnPI Table'!$BT$275","v":0},{"$f":"'EnPI Table'!$BT$287","v":0},{"$f":"'EnPI Table'!$BT$299","v":0}]
[null,null,null,null,null,null,null,null,null,null,null,null,null,null,null,{"$f":"'EnPI Table'!$BT$12","v":0},{"$f":"'EnPI Table'!$BT$24","v":0},{"$f":"'EnPI Table'!$BT$36","v":0},{"$f":"'EnPI Table'!$BT$48","v":0},{"$f":"'EnPI Table'!$BT$60","v":0},{"$f":"'EnPI Table'!$BT$72","v":0},{"$f":"'EnPI Table'!$BT$84","v":0},{"$f":"'EnPI Table'!$BT$96","v":0},{"$f":"'EnPI Table'!$BT$108","v":0},{"$f":"'EnPI Table'!$BT$120","v":0},{"$f":"'EnPI Table'!$BT$132","v":0},{"$f":"'EnPI Table'!$BT$144","v":0},{"$f":"'EnPI Table'!$BT$156","v":0},{"$f":"'EnPI Table'!$BT$168","v":0},{"$f":"'EnPI Table'!$BT$180","v":0},{"$f":"'EnPI Table'!$BT$192","v":0},{"$f":"'EnPI Table'!$BT$204","v":0},{"$f":"'EnPI Table'!$BT$216","v":0},{"$f":"'EnPI Table'!$BT$228","v":0},{"$f":"'EnPI Table'!$BT$240","v":0},{"$f":"'EnPI Table'!$BT$252","v":0},{"$f":"'EnPI Table'!$BT$264","v":0},{"$f":"'EnPI Table'!$BT$276","v":0},{"$f":"'EnPI Table'!$BT$288","v":0},{"$f":"'EnPI Table'!$BT$300","v":0}]
[null,null,null,null,null,null,null,null,null,null,null,null,null,null,null,{"$f":"'EnPI Table'!$BT$13","v":0},{"$f":"'EnPI Table'!$BT$25","v":0},{"$f":"'EnPI Table'!$BT$37","v":0},{"$f":"'EnPI Table'!$BT$49","v":0},{"$f":"'EnPI Table'!$BT$61","v":0},{"$f":"'EnPI Table'!$BT$73","v":0},{"$f":"'EnPI Table'!$BT$85","v":0},{"$f":"'EnPI Table'!$BT$97","v":0},{"$f":"'EnPI Table'!$BT$109","v":0},{"$f":"'EnPI Table'!$BT$121","v":0},{"$f":"'EnPI Table'!$BT$133","v":0},{"$f":"'EnPI Table'!$BT$145","v":0},{"$f":"'EnPI Table'!$BT$157","v":0},{"$f":"'EnPI Table'!$BT$169","v":0},{"$f":"'EnPI Table'!$BT$181","v":0},{"$f":"'EnPI Table'!$BT$193","v":0},{"$f":"'EnPI Table'!$BT$205","v":0},{"$f":"'EnPI Table'!$BT$217","v":0},{"$f":"'EnPI Table'!$BT$229","v":0},{"$f":"'EnPI Table'!$BT$241","v":0},{"$f":"'EnPI Table'!$BT$253","v":0},{"$f":"'EnPI Table'!$BT$265","v":0},{"$f":"'EnPI Table'!$BT$277","v":0},{"$f":"'EnPI Table'!$BT$289","v":0},{"$f":"'EnPI Table'!$BT$301","v":0}]
[null,null,null,null,null,null,null,null,null,null,null,null,null,null,null,{"$f":"'EnPI Table'!$BT$14","v":0},{"$f":"'EnPI Table'!$BT$26","v":0},{"$f":"'EnPI Table'!$BT$38","v":0},{"$f":"'EnPI Table'!$BT$50","v":0},{"$f":"'EnPI Table'!$BT$62","v":0},{"$f":"'EnPI Table'!$BT$74","v":0},{"$f":"'EnPI Table'!$BT$86","v":0},{"$f":"'EnPI Table'!$BT$98","v":0},{"$f":"'EnPI Table'!$BT$110","v":0},{"$f":"'EnPI Table'!$BT$122","v":0},{"$f":"'EnPI Table'!$BT$134","v":0},{"$f":"'EnPI Table'!$BT$146","v":0},{"$f":"'EnPI Table'!$BT$158","v":0},{"$f":"'EnPI Table'!$BT$170","v":0},{"$f":"'EnPI Table'!$BT$182","v":0},{"$f":"'EnPI Table'!$BT$194","v":0},{"$f":"'EnPI Table'!$BT$206","v":0},{"$f":"'EnPI Table'!$BT$218","v":0},{"$f":"'EnPI Table'!$BT$230","v":0},{"$f":"'EnPI Table'!$BT$242","v":0},{"$f":"'EnPI Table'!$BT$254","v":0},{"$f":"'EnPI Table'!$BT$266","v":0},{"$f":"'EnPI Table'!$BT$278","v":0},{"$f":"'EnPI Table'!$BT$290","v":0},{"$f":"'EnPI Table'!$BT$302","v":0}]
[null,null,null,null,null,null,null,null,null,null,null,null,null,null,null,{"$f":"'EnPI Table'!$BT$15","v":0},{"$f":"'EnPI Table'!$BT$27","v":0},{"$f":"'EnPI Table'!$BT$39","v":0},{"$f":"'EnPI Table'!$BT$51","v":0},{"$f":"'EnPI Table'!$BT$63","v":0},{"$f":"'EnPI Table'!$BT$75","v":0},{"$f":"'EnPI Table'!$BT$87","v":0},{"$f":"'EnPI Table'!$BT$99","v":0},{"$f":"'EnPI Table'!$BT$111","v":0},{"$f":"'EnPI Table'!$BT$123","v":0},{"$f":"'EnPI Table'!$BT$135","v":0},{"$f":"'EnPI Table'!$BT$147","v":0},{"$f":"'EnPI Table'!$BT$159","v":0},{"$f":"'EnPI Table'!$BT$171","v":0},{"$f":"'EnPI Table'!$BT$183","v":0},{"$f":"'EnPI Table'!$BT$195","v":0},{"$f":"'EnPI Table'!$BT$207","v":0},{"$f":"'EnPI Table'!$BT$219","v":0},{"$f":"'EnPI Table'!$BT$231","v":0},{"$f":"'EnPI Table'!$BT$243","v":0},{"$f":"'EnPI Table'!$BT$255","v":0},{"$f":"'EnPI Table'!$BT$267","v":0},{"$f":"'EnPI Table'!$BT$279","v":0},{"$f":"'EnPI Table'!$BT$291","v":0},{"$f":"'EnPI Table'!$BT$303","v":0}]
[null,null,null,null,null,null,null,null,null,null,null,null,null,null,null,{"$f":"'EnPI Table'!$BT$16","v":0},{"$f":"'EnPI Table'!$BT$28","v":0},{"$f":"'EnPI Table'!$BT$40","v":0},{"$f":"'EnPI Table'!$BT$52","v":0},{"$f":"'EnPI Table'!$BT$64","v":0},{"$f":"'EnPI Table'!$BT$76","v":0},{"$f":"'EnPI Table'!$BT$88","v":0},{"$f":"'EnPI Table'!$BT$100","v":0},{"$f":"'EnPI Table'!$BT$112","v":0},{"$f":"'EnPI Table'!$BT$124","v":0},{"$f":"'EnPI Table'!$BT$136","v":0},{"$f":"'EnPI Table'!$BT$148","v":0},{"$f":"'EnPI Table'!$BT$160","v":0},{"$f":"'EnPI Table'!$BT$172","v":0},{"$f":"'EnPI Table'!$BT$184","v":0},{"$f":"'EnPI Table'!$BT$196","v":0},{"$f":"'EnPI Table'!$BT$208","v":0},{"$f":"'EnPI Table'!$BT$220","v":0},{"$f":"'EnPI Table'!$BT$232","v":0},{"$f":"'EnPI Table'!$BT$244","v":0},{"$f":"'EnPI Table'!$BT$256","v":0},{"$f":"'EnPI Table'!$BT$268","v":0},{"$f":"'EnPI Table'!$BT$280","v":0},{"$f":"'EnPI Table'!$BT$292","v":0},{"$f":"'EnPI Table'!$BT$304","v":0}]
[null,null,null,null,null,null,null,null,null,null,null,null,null,null,null,{"$f":"'EnPI Table'!$BT$17","v":0},{"$f":"'EnPI Table'!$BT$29","v":0},{"$f":"'EnPI Table'!$BT$41","v":0},{"$f":"'EnPI Table'!$BT$53","v":0},{"$f":"'EnPI Table'!$BT$65","v":0},{"$f":"'EnPI Table'!$BT$77","v":0},{"$f":"'EnPI Table'!$BT$89","v":0},{"$f":"'EnPI Table'!$BT$101","v":0},{"$f":"'EnPI Table'!$BT$113","v":0},{"$f":"'EnPI Table'!$BT$125","v":0},{"$f":"'EnPI Table'!$BT$137","v":0},{"$f":"'EnPI Table'!$BT$149","v":0},{"$f":"'EnPI Table'!$BT$161","v":0},{"$f":"'EnPI Table'!$BT$173","v":0},{"$f":"'EnPI Table'!$BT$185","v":0},{"$f":"'EnPI Table'!$BT$197","v":0},{"$f":"'EnPI Table'!$BT$209","v":0},{"$f":"'EnPI Table'!$BT$221","v":0},{"$f":"'EnPI Table'!$BT$233","v":0},{"$f":"'EnPI Table'!$BT$245","v":0},{"$f":"'EnPI Table'!$BT$257","v":0},{"$f":"'EnPI Table'!$BT$269","v":0},{"$f":"'EnPI Table'!$BT$281","v":0},{"$f":"'EnPI Table'!$BT$293","v":0},{"$f":"'EnPI Table'!$BT$305","v":0}]
[null,null,null,null,null,null,null,null,null,null,null,null,null,null,null,{"$f":"'EnPI Table'!$BT$18","v":0},{"$f":"'EnPI Table'!$BT$30","v":0},{"$f":"'EnPI Table'!$BT$42","v":0},{"$f":"'EnPI Table'!$BT$54","v":0},{"$f":"'EnPI Table'!$BT$66","v":0},{"$f":"'EnPI Table'!$BT$78","v":0},{"$f":"'EnPI Table'!$BT$90","v":0},{"$f":"'EnPI Table'!$BT$102","v":0},{"$f":"'EnPI Table'!$BT$114","v":0},{"$f":"'EnPI Table'!$BT$126","v":0},{"$f":"'EnPI Table'!$BT$138","v":0},{"$f":"'EnPI Table'!$BT$150","v":0},{"$f":"'EnPI Table'!$BT$162","v":0},{"$f":"'EnPI Table'!$BT$174","v":0},{"$f":"'EnPI Table'!$BT$186","v":0},{"$f":"'EnPI Table'!$BT$198","v":0},{"$f":"'EnPI Table'!$BT$210","v":0},{"$f":"'EnPI Table'!$BT$222","v":0},{"$f":"'EnPI Table'!$BT$234","v":0},{"$f":"'EnPI Table'!$BT$246","v":0},{"$f":"'EnPI Table'!$BT$258","v":0},{"$f":"'EnPI Table'!$BT$270","v":0},{"$f":"'EnPI Table'!$BT$282","v":0},{"$f":"'EnPI Table'!$BT$294","v":0},{"$f":"'EnPI Table'!$BT$306","v":0}]
[null,null,null,null,null,null,null,null,null,null,null,null,null,null,null,{"$f":"'EnPI Table'!$BT$19","v":0},{"$f":"'EnPI Table'!$BT$31","v":0},{"$f":"'EnPI Table'!$BT$43","v":0},{"$f":"'EnPI Table'!$BT$55","v":0},{"$f":"'EnPI Table'!$BT$67","v":0},{"$f":"'EnPI Table'!$BT$79","v":0},{"$f":"'EnPI Table'!$BT$91","v":0},{"$f":"'EnPI Table'!$BT$103","v":0},{"$f":"'EnPI Table'!$BT$115","v":0},{"$f":"'EnPI Table'!$BT$127","v":0},{"$f":"'EnPI Table'!$BT$139","v":0},{"$f":"'EnPI Table'!$BT$151","v":0},{"$f":"'EnPI Table'!$BT$163","v":0},{"$f":"'EnPI Table'!$BT$175","v":0},{"$f":"'EnPI Table'!$BT$187","v":0},{"$f":"'EnPI Table'!$BT$199","v":0},{"$f":"'EnPI Table'!$BT$211","v":0},{"$f":"'EnPI Table'!$BT$223","v":0},{"$f":"'EnPI Table'!$BT$235","v":0},{"$f":"'EnPI Table'!$BT$247","v":0},{"$f":"'EnPI Table'!$BT$259","v":0},{"$f":"'EnPI Table'!$BT$271","v":0},{"$f":"'EnPI Table'!$BT$283","v":0},{"$f":"'EnPI Table'!$BT$295","v":0},{"$f":"'EnPI Table'!$BT$307","v":0}]
[null,null,null,null,null,null,null,null,null,null,null,null,null,null,null,{"$f":"'EnPI Table'!$BT$20","v":0},{"$f":"'EnPI Table'!$BT$32","v":0},{"$f":"'EnPI Table'!$BT$44","v":0},{"$f":"'EnPI Table'!$BT$56","v":0},{"$f":"'EnPI Table'!$BT$68","v":0},{"$f":"'EnPI Table'!$BT$80","v":0},{"$f":"'EnPI Table'!$BT$92","v":0},{"$f":"'EnPI Table'!$BT$104","v":0},{"$f":"'EnPI Table'!$BT$116","v":0},{"$f":"'EnPI Table'!$BT$128","v":0},{"$f":"'EnPI Table'!$BT$140","v":0},{"$f":"'EnPI Table'!$BT$152","v":0},{"$f":"'EnPI Table'!$BT$164","v":0},{"$f":"'EnPI Table'!$BT$176","v":0},{"$f":"'EnPI Table'!$BT$188","v":0},{"$f":"'EnPI Table'!$BT$200","v":0},{"$f":"'EnPI Table'!$BT$212","v":0},{"$f":"'EnPI Table'!$BT$224","v":0},{"$f":"'EnPI Table'!$BT$236","v":0},{"$f":"'EnPI Table'!$BT$248","v":0},{"$f":"'EnPI Table'!$BT$260","v":0},{"$f":"'EnPI Table'!$BT$272","v":0},{"$f":"'EnPI Table'!$BT$284","v":0},{"$f":"'EnPI Table'!$BT$296","v":0},{"$f":"'EnPI Table'!$BT$308","v":0}]
[null,null,null,null,null,null,null,null,null,null,null,null,null,null,null,{"$f":"'EnPI Table'!$BT$21","v":0},{"$f":"'EnPI Table'!$BT$33","v":0},{"$f":"'EnPI Table'!$BT$45","v":0},{"$f":"'EnPI Table'!$BT$57","v":0},{"$f":"'EnPI Table'!$BT$69","v":0},{"$f":"'EnPI Table'!$BT$81","v":0},{"$f":"'EnPI Table'!$BT$93","v":0},{"$f":"'EnPI Table'!$BT$105","v":0},{"$f":"'EnPI Table'!$BT$117","v":0},{"$f":"'EnPI Table'!$BT$129","v":0},{"$f":"'EnPI Table'!$BT$141","v":0},{"$f":"'EnPI Table'!$BT$153","v":0},{"$f":"'EnPI Table'!$BT$165","v":0},{"$f":"'EnPI Table'!$BT$177","v":0},{"$f":"'EnPI Table'!$BT$189","v":0},{"$f":"'EnPI Table'!$BT$201","v":0},{"$f":"'EnPI Table'!$BT$213","v":0},{"$f":"'EnPI Table'!$BT$225","v":0},{"$f":"'EnPI Table'!$BT$237","v":0},{"$f":"'EnPI Table'!$BT$249","v":0},{"$f":"'EnPI Table'!$BT$261","v":0},{"$f":"'EnPI Table'!$BT$273","v":0},{"$f":"'EnPI Table'!$BT$285","v":0},{"$f":"'EnPI Table'!$BT$297","v":0},{"$f":"'EnPI Table'!$BT$309","v":0}]
[]
[null,null,null,null,null,null,null,null,null,null,null,null,null,null,null,{"$f":"'EnPI Table'!$BS$10","v":0},{"$f":"'EnPI Table'!$BS$22","v":0},{"$f":"'EnPI Table'!$BS$34","v":0},{"$f":"'EnPI Table'!$BS$46","v":0},{"$f":"'EnPI Table'!$BS$58","v":0},{"$f":"'EnPI Table'!$BS$70","v":0},{"$f":"'EnPI Table'!$BS$82","v":0},{"$f":"'EnPI Table'!$BS$94","v":0},{"$f":"'EnPI Table'!$BS$106","v":0},{"$f":"'EnPI Table'!$BS$118","v":0},{"$f":"'EnPI Table'!$BS$130","v":0},{"$f":"'EnPI Table'!$BS$142","v":0},{"$f":"'EnPI Table'!$BS$154","v":0},{"$f":"'EnPI Table'!$BS$166","v":0},{"$f":"'EnPI Table'!$BS$178","v":0},{"$f":"'EnPI Table'!$BS$190","v":0},{"$f":"'EnPI Table'!$BS$202","v":0},{"$f":"'EnPI Table'!$BS$214","v":0},{"$f":"'EnPI Table'!$BS$226","v":0},{"$f":"'EnPI Table'!$BS$238","v":0},{"$f":"'EnPI Table'!$BS$250","v":0},{"$f":"'EnPI Table'!$BS$262","v":0},{"$f":"'EnPI Table'!$BS$274","v":0},{"$f":"'EnPI Table'!$BS$286","v":0},{"$f":"'EnPI Table'!$BS$298","v":0}]
[null,null,null,null,null,null,null,null,null,null,null,null,null,null,null,{"$f":"'EnPI Table'!$BS$11","v":0},{"$f":"'EnPI Table'!$BS$23","v":0},{"$f":"'EnPI Table'!$BS$35","v":0},{"$f":"'EnPI Table'!$BS$47","v":0},{"$f":"'EnPI Table'!$BS$59","v":0},{"$f":"'EnPI Table'!$BS$71","v":0},{"$f":"'EnPI Table'!$BS$83","v":0},{"$f":"'EnPI Table'!$BS$95","v":0},{"$f":"'EnPI Table'!$BS$107","v":0},{"$f":"'EnPI Table'!$BS$119","v":0},{"$f":"'EnPI Table'!$BS$131","v":0},{"$f":"'EnPI Table'!$BS$143","v":0},{"$f":"'EnPI Table'!$BS$155","v":0},{"$f":"'EnPI Table'!$BS$167","v":0},{"$f":"'EnPI Table'!$BS$179","v":0},{"$f":"'EnPI Table'!$BS$191","v":0},{"$f":"'EnPI Table'!$BS$203","v":0},{"$f":"'EnPI Table'!$BS$215","v":0},{"$f":"'EnPI Table'!$BS$227","v":0},{"$f":"'EnPI Table'!$BS$239","v":0},{"$f":"'EnPI Table'!$BS$251","v":0},{"$f":"'EnPI Table'!$BS$263","v":0},{"$f":"'EnPI Table'!$BS$275","v":0},{"$f":"'EnPI Table'!$BS$287","v":0},{"$f":"'EnPI Table'!$BS$299","v":0}]
[null,null,null,null,null,null,null,null,null,null,null,null,null,null,null,{"$f":"'EnPI Table'!$BS$12","v":0},{"$f":"'EnPI Table'!$BS$24","v":0},{"$f":"'EnPI Table'!$BS$36","v":0},{"$f":"'EnPI Table'!$BS$48","v":0},{"$f":"'EnPI Table'!$BS$60","v":0},{"$f":"'EnPI Table'!$BS$72","v":0},{"$f":"'EnPI Table'!$BS$84","v":0},{"$f":"'EnPI Table'!$BS$96","v":0},{"$f":"'EnPI Table'!$BS$108","v":0},{"$f":"'EnPI Table'!$BS$120","v":0},{"$f":"'EnPI Table'!$BS$132","v":0},{"$f":"'EnPI Table'!$BS$144","v":0},{"$f":"'EnPI Table'!$BS$156","v":0},{"$f":"'EnPI Table'!$BS$168","v":0},{"$f":"'EnPI Table'!$BS$180","v":0},{"$f":"'EnPI Table'!$BS$192","v":0},{"$f":"'EnPI Table'!$BS$204","v":0},{"$f":"'EnPI Table'!$BS$216","v":0},{"$f":"'EnPI Table'!$BS$228","v":0},{"$f":"'EnPI Table'!$BS$240","v":0},{"$f":"'EnPI Table'!$BS$252","v":0},{"$f":"'EnPI Table'!$BS$264","v":0},{"$f":"'EnPI Table'!$BS$276","v":0},{"$f":"'EnPI Table'!$BS$288","v":0},{"$f":"'EnPI Table'!$BS$300","v":0}]
[null,null,null,null,null,null,null,null,null,null,null,null,null,null,null,{"$f":"'EnPI Table'!$BS$13","v":0},{"$f":"'EnPI Table'!$BS$25","v":0},{"$f":"'EnPI Table'!$BS$37","v":0},{"$f":"'EnPI Table'!$BS$49","v":0},{"$f":"'EnPI Table'!$BS$61","v":0},{"$f":"'EnPI Table'!$BS$73","v":0},{"$f":"'EnPI Table'!$BS$85","v":0},{"$f":"'EnPI Table'!$BS$97","v":0},{"$f":"'EnPI Table'!$BS$109","v":0},{"$f":"'EnPI Table'!$BS$121","v":0},{"$f":"'EnPI Table'!$BS$133","v":0},{"$f":"'EnPI Table'!$BS$145","v":0},{"$f":"'EnPI Table'!$BS$157","v":0},{"$f":"'EnPI Table'!$BS$169","v":0},{"$f":"'EnPI Table'!$BS$181","v":0},{"$f":"'EnPI Table'!$BS$193","v":0},{"$f":"'EnPI Table'!$BS$205","v":0},{"$f":"'EnPI Table'!$BS$217","v":0},{"$f":"'EnPI Table'!$BS$229","v":0},{"$f":"'EnPI Table'!$BS$241","v":0},{"$f":"'EnPI Table'!$BS$253","v":0},{"$f":"'EnPI Table'!$BS$265","v":0},{"$f":"'EnPI Table'!$BS$277","v":0},{"$f":"'EnPI Table'!$BS$289","v":0},{"$f":"'EnPI Table'!$BS$301","v":0}]
[null,null,null,null,null,null,null,null,null,null,null,null,null,null,null,{"$f":"'EnPI Table'!$BS$14","v":0},{"$f":"'EnPI Table'!$BS$26","v":0},{"$f":"'EnPI Table'!$BS$38","v":0},{"$f":"'EnPI Table'!$BS$50","v":0},{"$f":"'EnPI Table'!$BS$62","v":0},{"$f":"'EnPI Table'!$BS$74","v":0},{"$f":"'EnPI Table'!$BS$86","v":0},{"$f":"'EnPI Table'!$BS$98","v":0},{"$f":"'EnPI Table'!$BS$110","v":0},{"$f":"'EnPI Table'!$BS$122","v":0},{"$f":"'EnPI Table'!$BS$134","v":0},{"$f":"'EnPI Table'!$BS$146","v":0},{"$f":"'EnPI Table'!$BS$158","v":0},{"$f":"'EnPI Table'!$BS$170","v":0},{"$f":"'EnPI Table'!$BS$182","v":0},{"$f":"'EnPI Table'!$BS$194","v":0},{"$f":"'EnPI Table'!$BS$206","v":0},{"$f":"'EnPI Table'!$BS$218","v":0},{"$f":"'EnPI Table'!$BS$230","v":0},{"$f":"'EnPI Table'!$BS$242","v":0},{"$f":"'EnPI Table'!$BS$254","v":0},{"$f":"'EnPI Table'!$BS$266","v":0},{"$f":"'EnPI Table'!$BS$278","v":0},{"$f":"'EnPI Table'!$BS$290","v":0},{"$f":"'EnPI Table'!$BS$302","v":0}]
[null,null,null,null,null,null,null,null,null,null,null,null,null,null,null,{"$f":"'EnPI Table'!$BS$15","v":0},{"$f":"'EnPI Table'!$BS$27","v":0},{"$f":"'EnPI Table'!$BS$39","v":0},{"$f":"'EnPI Table'!$BS$51","v":0},{"$f":"'EnPI Table'!$BS$63","v":0},{"$f":"'EnPI Table'!$BS$75","v":0},{"$f":"'EnPI Table'!$BS$87","v":0},{"$f":"'EnPI Table'!$BS$99","v":0},{"$f":"'EnPI Table'!$BS$111","v":0},{"$f":"'EnPI Table'!$BS$123","v":0},{"$f":"'EnPI Table'!$BS$135","v":0},{"$f":"'EnPI Table'!$BS$147","v":0},{"$f":"'EnPI Table'!$BS$159","v":0},{"$f":"'EnPI Table'!$BS$171","v":0},{"$f":"'EnPI Table'!$BS$183","v":0},{"$f":"'EnPI Table'!$BS$195","v":0},{"$f":"'EnPI Table'!$BS$207","v":0},{"$f":"'EnPI Table'!$BS$219","v":0},{"$f":"'EnPI Table'!$BS$231","v":0},{"$f":"'EnPI Table'!$BS$243","v":0},{"$f":"'EnPI Table'!$BS$255","v":0},{"$f":"'EnPI Table'!$BS$267","v":0},{"$f":"'EnPI Table'!$BS$279","v":0},{"$f":"'EnPI Table'!$BS$291","v":0},{"$f":"'EnPI Table'!$BS$303","v":0}]
[null,null,null,null,null,null,null,null,null,null,null,null,null,null,null,{"$f":"'EnPI Table'!$BS$16","v":0},{"$f":"'EnPI Table'!$BS$28","v":0},{"$f":"'EnPI Table'!$BS$40","v":0},{"$f":"'EnPI Table'!$BS$52","v":0},{"$f":"'EnPI Table'!$BS$64","v":0},{"$f":"'EnPI Table'!$BS$76","v":0},{"$f":"'EnPI Table'!$BS$88","v":0},{"$f":"'EnPI Table'!$BS$100","v":0},{"$f":"'EnPI Table'!$BS$112","v":0},{"$f":"'EnPI Table'!$BS$124","v":0},{"$f":"'EnPI Table'!$BS$136","v":0},{"$f":"'EnPI Table'!$BS$148","v":0},{"$f":"'EnPI Table'!$BS$160","v":0},{"$f":"'EnPI Table'!$BS$172","v":0},{"$f":"'EnPI Table'!$BS$184","v":0},{"$f":"'EnPI Table'!$BS$196","v":0},{"$f":"'EnPI Table'!$BS$208","v":0},{"$f":"'EnPI Table'!$BS$220","v":0},{"$f":"'EnPI Table'!$BS$232","v":0},{"$f":"'EnPI Table'!$BS$244","v":0},{"$f":"'EnPI Table'!$BS$256","v":0},{"$f":"'EnPI Table'!$BS$268","v":0},{"$f":"'EnPI Table'!$BS$280","v":0},{"$f":"'EnPI Table'!$BS$292","v":0},{"$f":"'EnPI Table'!$BS$304","v":0}]
[null,null,null,null,null,null,null,null,null,null,null,null,null,null,null,{"$f":"'EnPI Table'!$BS$17","v":0},{"$f":"'EnPI Table'!$BS$29","v":0},{"$f":"'EnPI Table'!$BS$41","v":0},{"$f":"'EnPI Table'!$BS$53","v":0},{"$f":"'EnPI Table'!$BS$65","v":0},{"$f":"'EnPI Table'!$BS$77","v":0},{"$f":"'EnPI Table'!$BS$89","v":0},{"$f":"'EnPI Table'!$BS$101","v":0},{"$f":"'EnPI Table'!$BS$113","v":0},{"$f":"'EnPI Table'!$BS$125","v":0},{"$f":"'EnPI Table'!$BS$137","v":0},{"$f":"'EnPI Table'!$BS$149","v":0},{"$f":"'EnPI Table'!$BS$161","v":0},{"$f":"'EnPI Table'!$BS$173","v":0},{"$f":"'EnPI Table'!$BS$185","v":0},{"$f":"'EnPI Table'!$BS$197","v":0},{"$f":"'EnPI Table'!$BS$209","v":0},{"$f":"'EnPI Table'!$BS$221","v":0},{"$f":"'EnPI Table'!$BS$233","v":0},{"$f":"'EnPI Table'!$BS$245","v":0},{"$f":"'EnPI Table'!$BS$257","v":0},{"$f":"'EnPI Table'!$BS$269","v":0},{"$f":"'EnPI Table'!$BS$281","v":0},{"$f":"'EnPI Table'!$BS$293","v":0},{"$f":"'EnPI Table'!$BS$305","v":0}]
[null,null,null,null,null,null,null,null,null,null,null,null,null,null,null,{"$f":"'EnPI Table'!$BS$18","v":0},{"$f":"'EnPI Table'!$BS$30","v":0},{"$f":"'EnPI Table'!$BS$42","v":0},{"$f":"'EnPI Table'!$BS$54","v":0},{"$f":"'EnPI Table'!$BS$66","v":0},{"$f":"'EnPI Table'!$BS$78","v":0},{"$f":"'EnPI Table'!$BS$90","v":0},{"$f":"'EnPI Table'!$BS$102","v":0},{"$f":"'EnPI Table'!$BS$114","v":0},{"$f":"'EnPI Table'!$BS$126","v":0},{"$f":"'EnPI Table'!$BS$138","v":0},{"$f":"'EnPI Table'!$BS$150","v":0},{"$f":"'EnPI Table'!$BS$162","v":0},{"$f":"'EnPI Table'!$BS$174","v":0},{"$f":"'EnPI Table'!$BS$186","v":0},{"$f":"'EnPI Table'!$BS$198","v":0},{"$f":"'EnPI Table'!$BS$210","v":0},{"$f":"'EnPI Table'!$BS$222","v":0},{"$f":"'EnPI Table'!$BS$234","v":0},{"$f":"'EnPI Table'!$BS$246","v":0},{"$f":"'EnPI Table'!$BS$258","v":0},{"$f":"'EnPI Table'!$BS$270","v":0},{"$f":"'EnPI Table'!$BS$282","v":0},{"$f":"'EnPI Table'!$BS$294","v":0},{"$f":"'EnPI Table'!$BS$306","v":0}]
[null,null,null,null,null,null,null,null,null,null,null,null,null,null,null,{"$f":"'EnPI Table'!$BS$19","v":0},{"$f":"'EnPI Table'!$BS$31","v":0},{"$f":"'EnPI Table'!$BS$43","v":0},{"$f":"'EnPI Table'!$BS$55","v":0},{"$f":"'EnPI Table'!$BS$67","v":0},{"$f":"'EnPI Table'!$BS$79","v":0},{"$f":"'EnPI Table'!$BS$91","v":0},{"$f":"'EnPI Table'!$BS$103","v":0},{"$f":"'EnPI Table'!$BS$115","v":0},{"$f":"'EnPI Table'!$BS$127","v":0},{"$f":"'EnPI Table'!$BS$139","v":0},{"$f":"'EnPI Table'!$BS$151","v":0},{"$f":"'EnPI Table'!$BS$163","v":0},{"$f":"'EnPI Table'!$BS$175","v":0},{"$f":"'EnPI Table'!$BS$187","v":0},{"$f":"'EnPI Table'!$BS$199","v":0},{"$f":"'EnPI Table'!$BS$211","v":0},{"$f":"'EnPI Table'!$BS$223","v":0},{"$f":"'EnPI Table'!$BS$235","v":0},{"$f":"'EnPI Table'!$BS$247","v":0},{"$f":"'EnPI Table'!$BS$259","v":0},{"$f":"'EnPI Table'!$BS$271","v":0},{"$f":"'EnPI Table'!$BS$283","v":0},{"$f":"'EnPI Table'!$BS$295","v":0},{"$f":"'EnPI Table'!$BS$307","v":0}]
[null,null,null,null,null,null,null,null,null,null,null,null,null,null,null,{"$f":"'EnPI Table'!$BS$20","v":0},{"$f":"'EnPI Table'!$BS$32","v":0},{"$f":"'EnPI Table'!$BS$44","v":0},{"$f":"'EnPI Table'!$BS$56","v":0},{"$f":"'EnPI Table'!$BS$68","v":0},{"$f":"'EnPI Table'!$BS$80","v":0},{"$f":"'EnPI Table'!$BS$92","v":0},{"$f":"'EnPI Table'!$BS$104","v":0},{"$f":"'EnPI Table'!$BS$116","v":0},{"$f":"'EnPI Table'!$BS$128","v":0},{"$f":"'EnPI Table'!$BS$140","v":0},{"$f":"'EnPI Table'!$BS$152","v":0},{"$f":"'EnPI Table'!$BS$164","v":0},{"$f":"'EnPI Table'!$BS$176","v":0},{"$f":"'EnPI Table'!$BS$188","v":0},{"$f":"'EnPI Table'!$BS$200","v":0},{"$f":"'EnPI Table'!$BS$212","v":0},{"$f":"'EnPI Table'!$BS$224","v":0},{"$f":"'EnPI Table'!$BS$236","v":0},{"$f":"'EnPI Table'!$BS$248","v":0},{"$f":"'EnPI Table'!$BS$260","v":0},{"$f":"'EnPI Table'!$BS$272","v":0},{"$f":"'EnPI Table'!$BS$284","v":0},{"$f":"'EnPI Table'!$BS$296","v":0},{"$f":"'EnPI Table'!$BS$308","v":0}]
[null,null,null,null,null,null,null,null,null,null,null,null,null,null,null,{"$f":"'EnPI Table'!$BS$21","v":0},{"$f":"'EnPI Table'!$BS$33","v":0},{"$f":"'EnPI Table'!$BS$45","v":0},{"$f":"'EnPI Table'!$BS$57","v":0},{"$f":"'EnPI Table'!$BS$69","v":0},{"$f":"'EnPI Table'!$BS$81","v":0},{"$f":"'EnPI Table'!$BS$93","v":0},{"$f":"'EnPI Table'!$BS$105","v":0},{"$f":"'EnPI Table'!$BS$117","v":0},{"$f":"'EnPI Table'!$BS$129","v":0},{"$f":"'EnPI Table'!$BS$141","v":0},{"$f":"'EnPI Table'!$BS$153","v":0},{"$f":"'EnPI Table'!$BS$165","v":0},{"$f":"'EnPI Table'!$BS$177","v":0},{"$f":"'EnPI Table'!$BS$189","v":0},{"$f":"'EnPI Table'!$BS$201","v":0},{"$f":"'EnPI Table'!$BS$213","v":0},{"$f":"'EnPI Table'!$BS$225","v":0},{"$f":"'EnPI Table'!$BS$237","v":0},{"$f":"'EnPI Table'!$BS$249","v":0},{"$f":"'EnPI Table'!$BS$261","v":0},{"$f":"'EnPI Table'!$BS$273","v":0},{"$f":"'EnPI Table'!$BS$285","v":0},{"$f":"'EnPI Table'!$BS$297","v":0},{"$f":"'EnPI Table'!$BS$309","v":0}]

{"sheet":"Relevant Variables","index":4,"n_rows":626,"n_cols":34,"rows_kept":626,"cut":false,"hidden":false,"merged":[[536,1,536,4],[537,2,537,4],[537,6,537,16],[566,1,566,4],[567,2,567,4],[567,6,567,16],[596,1,596,4],[597,2,597,4],[597,6,597,16],[446,1,446,4],[447,2,447,4],[447,6,447,16],[476,1,476,4],[477,2,477,4],[477,6,477,16],[506,1,506,4],[507,2,507,4],[507,6,507,16],[206,1,206,4],[207,2,207,4],[207,6,207,16],[266,1,266,4],[267,2,267,4],[267,6,267,16],[326,1,326,4],[327,2,327,4],[327,6,327,16],[236,1,236,4],[237,2,237,4],[237,6,237,16],[5,2,5,4],[5,6,5,16],[6,2,6,4],[6,6,6,16],[7,2,7,4],[7,6,7,16],[3,1,3,5],[4,2,4,4],[4,6,4,16],[11,2,11,4],[11,6,11,16],[12,2,12,4],[12,6,12,16],[13,2,13,4],[13,6,13,16],[8,2,8,4],[8,6,8,16],[9,2,9,4],[9,6,9,16],[10,2,10,4],[10,6,10,16],[17,2,17,4],[17,6,17,16],[18,2,18,4],[18,6,18,16],[19,2,19,4],[19,6,19,16],[14,2,14,4],[14,6,14,16],[15,2,15,4],[15,6,15,16],[16,2,16,4],[16,6,16,16],[56,1,56,4],[57,2,57,4],[23,2,23,4],[23,6,23,16],[26,1,26,4],[27,2,27,4],[27,6,27,16],[20,2,20,4],[20,6,20,16],[21,2,21,4],[21,6,21,16],[22,2,22,4],[22,6,22,16],[116,1,116,4],[117,2,117,4],[117,6,117,16],[57,6,57,16],[86,1,86,4],[87,2,87,4],[87,6,87,16],[176,1,176,4],[177,2,177,4],[177,6,177,16],[146,1,146,4],[147,2,147,4],[147,6,147,16],[356,1,356,4],[357,2,357,4],[357,6,357,16],[296,1,296,4],[297,2,297,4],[297,6,297,16],[416,1,416,4],[417,2,417,4],[417,6,417,16],[386,1,386,4],[387,2,387,4],[387,6,387,16]]}
["       DOE Advanced Manufacturing Office",null,null,null,null,null,null,null,null,null,null,null,null,null,null,null,null,null,null,"Source","Year","UnitCost","Visible"]
["   Energy Footprint - RELEVANT VARIABLES",null,null,null,null,null,null,null,null,null,null,null,null,null,null,null,null,null,null,"Source","Year","UnitCost",true]
[null,null,null,null,null,null,null,null,null,null,null,null,null,null,null,null,null,null,null,"Source","Year","UnitCost",true]
[null,"Tracked Related Factors",null,null,null,null,"Notes (to edit notes, follow the \"goto\" link)",null,null,null,null,null,null,null,null,null,null,null,null,null,null,null,null,null,null,"RFcount"]
[null,1,"Heating Degree Days",null,null,{"$f":"IF(U5,\"goto\",\"\")","v":"goto"},{"$f":"IF(AND(U5,INDIRECT(\"G\"&S5)<>\"\"),INDIRECT(\"G\"&S5),\"\")","v":"Location, day of month read, etc"},{"$f":"INDIRECT(\"G\"&I5)","v":{"$error":"#REF!"}},{"$error":"#REF!"},{"$error":"#REF!"},{"$error":"#REF!"},{"$error":"#REF!"},{"$error":"#REF!"},{"$error":"#REF!"},{"$error":"#REF!"},{"$error":"#REF!"},{"$error":"#REF!"},null,28,1,{"$f":"W6","v":true},null,true,null,null,{"$f":"COUNTIF(U5:U24,TRUE)","v":1},null,{"$f":"IF(U5,C5,\"\")","v":"Heating Degree Days"},{"$f":"IF(U5,B5&\": \"&C5,0)","v":"1: Heating Degree Days"},1,{"$f":"AB5","v":"Heating Degree Days"},null,null,{"$f":"AE5&\" (\"&IFERROR(VLOOKUP(AB5,RelatedFactorUnits,2,),\"none\")&\")\"","v":"Heating Degree Days (HDD)"}]
[null,2,null,null,null,{"$f":"IF(U6,\"goto\",\"\")","v":""},{"$f":"IF(AND(U6,INDIRECT(\"G\"&S6)<>\"\"),INDIRECT(\"G\"&S6),\"\")","v":""},{"$f":"INDIRECT(\"G\"&I6)","v":{"$error":"#REF!"}},{"$f":"INDIRECT(\"G\"&J6)","v":{"$error":"#REF!"}},{"$f":"INDIRECT(\"G\"&K6)","v":{"$error":"#REF!"}},{"$f":"INDIRECT(\"G\"&L6)","v":{"$error":"#REF!"}},{"$f":"INDIRECT(\"G\"&M6)","v":{"$error":"#REF!"}},{"$f":"INDIRECT(\"G\"&N6)","v":{"$error":"#REF!"}},{"$f":"INDIRECT(\"G\"&O6)","v":{"$error":"#REF!"}},{"$f":"INDIRECT(\"G\"&P6)","v":{"$error":"#REF!"}},{"$f":"INDIRECT(\"G\"&Q6)","v":{"$error":"#REF!"}},{"$f":"INDIRECT(\"G\"&R6)","v":{"$error":"#REF!"}},null,{"$f":"S5+30","v":58},2,{"$f":"W7","v":false},null,{"$f":"IF(NOT(W5),FALSE,C5<>\"\")","v":true},null,null,null,null,"",{"$f":"IF(U6,B6&\": \"&C6,0)","v":0},2,{"$f":"AB6","v":""},null,null," (none)"]
[null,3,null,null,null,"","",{"$error":"#REF!"},{"$error":"#REF!"},{"$error":"#REF!"},{"$error":"#REF!"},{"$error":"#REF!"},{"$error":"#REF!"},{"$error":"#REF!"},{"$error":"#REF!"},{"$error":"#REF!"},{"$error":"#REF!"},null,{"$f":"S6+30","v":88},3,false,null,false,null,null,null,null,"",0,3,"",null,null," (none)"]
[null,4,null,null,null,"","",{"$error":"#REF!"},{"$error":"#REF!"},{"$error":"#REF!"},{"$error":"#REF!"},{"$error":"#REF!"},{"$error":"#REF!"},{"$error":"#REF!"},{"$error":"#REF!"},{"$error":"#REF!"},{"$error":"#REF!"},null,{"$f":"S7+30","v":118},4,false,null,false,null,null,null,null,"",0,4,"",null,null," (none)"]
[null,5,null,null,null,"","",{"$error":"#REF!"},{"$error":"#REF!"},{"$error":"#REF!"},{"$error":"#REF!"},{"$error":"#REF!"},{"$error":"#REF!"},{"$error":"#REF!"},{"$error":"#REF!"},{"$error":"#REF!"},{"$error":"#REF!"},null,148,5,false,null,false,null,null,null,null,"",0,5,"",null,null," (none)"]
[null,6,null,null,null,"","",{"$error":"#REF!"},{"$error":"#REF!"},{"$error":"#REF!"},{"$error":"#REF!"},{"$error":"#REF!"},{"$error":"#REF!"},{"$error":"#REF!"},{"$error":"#REF!"},{"$error":"#REF!"},{"$error":"#REF!"},null,178,6,false,null,false,null,null,null,null,"",0,6,"",null,null," (none)"]
[null,7,null,null,null,"","",{"$error":"#REF!"},{"$error":"#REF!"},{"$error":"#REF!"},{"$error":"#REF!"},{"$error":"#REF!"},{"$error":"#REF!"},{"$error":"#REF!"},{"$error":"#REF!"},{"$error":"#REF!"},{"$error":"#REF!"},null,208,7,false,null,false,null,null,null,null,"",0,7,"",null,null," (none)"]
[null,8,null,null,null,"","",{"$error":"#REF!"},{"$error":"#REF!"},{"$error":"#REF!"},{"$error":"#REF!"},{"$error":"#REF!"},{"$error":"#REF!"},{"$error":"#REF!"},{"$error":"#REF!"},{"$error":"#REF!"},{"$error":"#REF!"},null,238,8,false,null,false,null,null,null,null,"",0,8,"",null,null," (none)"]
[null,9,null,null,null,"","",{"$error":"#REF!"},{"$error":"#REF!"},{"$error":"#REF!"},{"$error":"#REF!"},{"$error":"#REF!"},{"$error":"#REF!"},{"$error":"#REF!"},{"$error":"#REF!"},{"$error":"#REF!"},{"$error":"#REF!"},null,268,9,false,null,false,null,null,null,null,"",0,9,"",null,null," (none)"]
[null,10,null,null,null,"","",{"$error":"#REF!"},{"$error":"#REF!"},{"$error":"#REF!"},{"$error":"#REF!"},{"$error":"#REF!"},{"$error":"#REF!"},{"$error":"#REF!"},{"$error":"#REF!"},{"$error":"#REF!"},{"$error":"#REF!"},null,298,10,false,null,false,null,null,null,null,"",0,10,"",null,null," (none)"]
[null,11,null,null,null,"","",{"$error":"#REF!"},{"$error":"#REF!"},{"$error":"#REF!"},{"$error":"#REF!"},{"$error":"#REF!"},{"$error":"#REF!"},{"$error":"#REF!"},{"$error":"#REF!"},{"$error":"#REF!"},{"$error":"#REF!"},null,328,11,false,null,false,null,null,null,null,"",0,11,"",null,null," (none)"]
[null,12,null,null,null,"","",{"$error":"#REF!"},{"$error":"#REF!"},{"$error":"#REF!"},{"$error":"#REF!"},{"$error":"#REF!"},{"$error":"#REF!"},{"$error":"#REF!"},{"$error":"#REF!"},{"$error":"#REF!"},{"$error":"#REF!"},null,358,12,false,null,false,null,null,null,null,"",0,12,"",null,null," (none)"]
[null,13,null,null,null,"","",{"$error":"#REF!"},{"$error":"#REF!"},{"$error":"#REF!"},{"$error":"#REF!"},{"$error":"#REF!"},{"$error":"#REF!"},{"$error":"#REF!"},{"$error":"#REF!"},{"$error":"#REF!"},{"$error":"#REF!"},null,388,13,false,null,false,null,null,null,null,"",0,13,"",null,null," (none)"]
[null,14,null,null,null,"","",{"$error":"#REF!"},{"$error":"#REF!"},{"$error":"#REF!"},{"$error":"#REF!"},{"$error":"#REF!"},{"$error":"#REF!"},{"$error":"#REF!"},{"$error":"#REF!"},{"$error":"#REF!"},{"$error":"#REF!"},null,418,14,false,null,false,null,null,null,null,"",0,14,"",null,null," (none)"]
[null,15,null,null,null,"","",{"$error":"#REF!"},{"$error":"#REF!"},{"$error":"#REF!"},{"$error":"#REF!"},{"$error":"#REF!"},{"$error":"#REF!"},{"$error":"#REF!"},{"$error":"#REF!"},{"$error":"#REF!"},{"$error":"#REF!"},null,448,15,false,null,false,null,null,null,null,"",0,15,"",null,null," (none)"]
[null,16,null,null,null,"","",{"$error":"#REF!"},{"$error":"#REF!"},{"$error":"#REF!"},{"$error":"#REF!"},{"$error":"#REF!"},{"$error":"#REF!"},{"$error":"#REF!"},{"$error":"#REF!"},{"$error":"#REF!"},{"$error":"#REF!"},null,478,16,false,null,false,null,null,null,null,"",0,16,"",null,null," (none)"]
[null,17,null,null,null,"","",{"$error":"#REF!"},{"$error":"#REF!"},{"$error":"#REF!"},{"$error":"#REF!"},{"$error":"#REF!"},{"$error":"#REF!"},{"$error":"#REF!"},{"$error":"#REF!"},{"$error":"#REF!"},{"$error":"#REF!"},null,508,17,false,null,false,null,null,null,null,"",0,17,"",null,null," (none)"]
[null,18,null,null,null,"","",{"$error":"#REF!"},{"$error":"#REF!"},{"$error":"#REF!"},{"$error":"#REF!"},{"$error":"#REF!"},{"$error":"#REF!"},{"$error":"#REF!"},{"$error":"#REF!"},{"$error":"#REF!"},{"$error":"#REF!"},null,538,18,false,null,false,null,null,null,null,"",0,18,"",null,null," (none)"]
[null,19,null,null,null,"","",{"$error":"#REF!"},{"$error":"#REF!"},{"$error":"#REF!"},{"$error":"#REF!"},{"$error":"#REF!"},{"$error":"#REF!"},{"$error":"#REF!"},{"$error":"#REF!"},{"$error":"#REF!"},{"$error":"#REF!"},null,568,19,false,null,false,null,null,null,null,"",0,19,"",null,null," (none)"]
[null,20,null,null,null,"","",{"$error":"#REF!"},{"$error":"#REF!"},{"$error":"#REF!"},{"$error":"#REF!"},{"$error":"#REF!"},{"$error":"#REF!"},{"$error":"#REF!"},{"$error":"#REF!"},{"$error":"#REF!"},{"$error":"#REF!"},null,598,20,{"$f":"X25","v":false},null,false,null,null,null,null,"",0,20,"",null,null," (none)"]
[null,null,"*Select Another Relevant Variable to Add",null,null,null,null,null,null,null,null,null,null,null,null,null,null,null,null,null,null,null,{"$f":"NOT(X25)","v":true},{"$f":"IF(NOT(W24),FALSE,C24<>\"\")","v":false},null,null,null,null,null,null,null,null,null," (none)"]
[]
[null,"Relevant Variables",null,null,null,"UNIT","Notes",null,null,null,null,null,null,null,null,null,null,null,null,{"$f":"VLOOKUP(B28,$T$5:$U$24,2,)","v":true},null,null,{"$f":"AND(S27:V27)","v":true}]
["back to top",1,{"$f":"VLOOKUP(B28,$B$5:$F$24,2,)","v":"Heating Degree Days"},null,null,{"$f":"IFERROR(VLOOKUP(C28,RelatedFactorUnits,2,),\"none\")","v":"HDD"},"Location, day of month read, etc",null,null,null,null,null,null,null,null,null,null,null,null,{"$f":"T27","v":true},null,null,{"$f":"AND(S28:V28)","v":true}]
[null,null,null,null,null,null,null,null,null,null,null,null,null,null,null,null,null,null,null,{"$f":"T28","v":true},null,null,true]
[null,null,null,{"$f":"Support!$L$5","v":"Jan"},{"$f":"Support!$L$6","v":"Feb"},{"$f":"Support!$L$7","v":"Mar"},{"$f":"Support!$L$8","v":"Apr"},{"$f":"Support!$L$9","v":"May"},{"$f":"Support!$L$10","v":"Jun"},{"$f":"Support!$L$11","v":"Jul"},{"$f":"Support!$L$12","v":"Aug"},{"$f":"Support!$L$13","v":"Sep"},{"$f":"Support!$L$14","v":"Oct"},{"$f":"Support!$L$15","v":"Nov"},{"$f":"Support!$L$16","v":"Dec"},null,"YEAR",null,null,{"$f":"T29","v":true},null,null,true]
[null,{"$f":"FinalYear","v":2029},"Qty",null,null,null,null,null,null,null,null,null,null,null,null,null,{"$f":"SUM(D31:O31)","v":0},null,null,{"$f":"T30","v":true},{"$f":"VLOOKUP(B31,ActiveYears,2,)","v":false},null,false]
[null,{"$f":"B31-1","v":2028},"Qty",null,null,null,null,null,null,null,null,null,null,null,null,null,0,null,null,{"$f":"T31","v":true},false,null,false]
[null,{"$f":"B32-1","v":2027},"Qty",null,null,null,null,null,null,null,null,null,null,null,null,null,0,null,null,{"$f":"T32","v":true},false,null,false]
[null,2026,"Qty",null,null,null,null,null,null,null,null,null,null,null,null,null,0,null,null,true,false,null,false]
[null,2025,"Qty",null,null,null,null,null,null,null,null,null,null,null,null,null,0,null,null,true,false,null,false]
[null,2024,"Qty",null,null,null,null,null,null,null,null,null,null,null,null,null,{"$f":"SUM(D36:O36)","v":0},null,null,true,{"$f":"VLOOKUP(B36,ActiveYears,2,)","v":false},null,{"$f":"AND(S36:V36)","v":false}]
[null,2023,"Qty",null,null,null,null,null,null,null,null,null,null,null,null,null,0,null,null,true,false,null,false]
[null,2022,"Qty",null,null,null,null,null,null,null,null,null,null,null,null,null,0,null,null,true,false,null,false]
[null,2021,"Qty",null,null,null,null,null,null,null,null,null,null,null,null,null,0,null,null,true,false,null,false]
[null,2020,"Qty",null,null,null,null,null,null,null,null,null,null,null,null,null,0,null,null,true,false,null,false]
[null,2019,"Qty",null,null,null,null,null,null,null,null,null,null,null,null,null,0,null,null,true,false,null,false]
[null,2018,"Qty",null,null,null,null,null,null,null,null,null,null,null,null,null,0,null,null,true,false,null,false]
[null,2017,"Qty",null,null,null,null,null,null,null,null,null,null,null,null,null,0,null,null,true,false,null,false]
[null,2016,"Qty",null,null,null,null,null,null,null,null,null,null,null,null,null,0,null,null,true,false,null,false]
[null,2015,"Qty",10800,2880,0,0,0,720,7920,18720,22320,30960,33120,19440,null,146880,null,null,true,true,null,true]
[null,2014,"Qty",10800,2160,0,0,0,2160,7920,19440,25200,29520,29520,21600,null,148320,null,null,{"$f":"T35","v":true},true,null,true,null,null,null,{"$f":"AB21","v":""}]
[null,2013,"Qty",12240,2160,0,0,0,1440,7920,18720,22320,24480,24480,20880,null,134640,null,null,true,true,null,true,null,null,null,{"$f":"AB22","v":""}]
[null,2012,"Qty",null,null,null,null,null,null,null,null,null,null,null,null,null,0,null,null,true,false,null,false,null,null,null,{"$f":"AB23","v":""}]
[null,2011,"Qty",null,null,null,null,null,null,null,null,null,null,null,null,null,0,null,null,true,false,null,false,null,null,null,{"$f":"AB24","v":""}]
[null,2010,"Qty",null,null,null,null,null,null,null,null,null,null,null,null,null,0,null,null,true,false,null,false]
[null,2009,"Qty",null,null,null,null,null,null,null,null,null,null,null,null,null,0,null,null,true,false,null,false]
[null,2008,"Qty",null,null,null,null,null,null,null,null,null,null,null,null,null,0,null,null,true,false,null,false]
[null,2007,"Qty",null,null,null,null,null,null,null,null,null,null,null,null,null,0,null,null,true,false,null,false]
[null,2006,"Qty",null,null,null,null,null,null,null,null,null,null,null,null,null,0,null,null,true,false,null,false]
[null,2005,"Qty",null,null,null,null,null,null,null,null,null,null,null,null,null,0,null,null,true,false,null,false]
[null,null,null,null,null,null,null,null,null,null,null,null,null,null,null,null,null,null,null,true,null,null,true]
[null,"Relevant Variables",null,null,null,"UNIT","Notes",null,null,null,null,null,null,null,null,null,null,null,null,{"$f":"VLOOKUP(B58,$T$5:$U$24,2,)","v":false},null,null,{"$f":"AND(S57:V57)","v":false}]
["back to top",{"$f":"B28+1","v":2},{"$f":"VLOOKUP(B58,$B$5:$F$24,2,)","v":0},null,null,{"$f":"IFERROR(VLOOKUP(C58,RelatedFactorUnits,2,0),\"none\")","v":"none"},"Location, day of month read, etc",null,null,null,null,null,null,null,null,null,null,null,null,{"$f":"T57","v":false},null,null,{"$f":"AND(S58:V58)","v":false}]
[null,null,null,null,null,null,null,null,null,null,null,null,null,null,null,null,null,null,null,{"$f":"T58","v":false},null,null,false]
[null,null,null,{"$f":"Support!$L$5","v":"Jan"},{"$f":"Support!$L$6","v":"Feb"},{"$f":"Support!$L$7","v":"Mar"},{"$f":"Support!$L$8","v":"Apr"},{"$f":"Support!$L$9","v":"May"},{"$f":"Support!$L$10","v":"Jun"},{"$f":"Support!$L$11","v":"Jul"},{"$f":"Support!$L$12","v":"Aug"},{"$f":"Support!$L$13","v":"Sep"},{"$f":"Support!$L$14","v":"Oct"},{"$f":"Support!$L$15","v":"Nov"},{"$f":"Support!$L$16","v":"Dec"},null,"YEAR",null,null,{"$f":"T59","v":false},null,null,false]
[null,{"$f":"FinalYear","v":2029},"Qty",null,null,null,null,null,null,null,null,null,null,null,null,null,{"$f":"SUM(D61:O61)","v":0},null,null,{"$f":"T60","v":false},{"$f":"VLOOKUP(B61,ActiveYears,2,)","v":false},null,false]
[null,{"$f":"B61-1","v":2028},"Qty",null,null,null,null,null,null,null,null,null,null,null,null,null,0,null,null,{"$f":"T61","v":false},false,null,false]
[null,{"$f":"B62-1","v":2027},"Qty",null,null,null,null,null,null,null,null,null,null,null,null,null,0,null,null,{"$f":"T62","v":false},false,null,false]
[null,2026,"Qty",null,null,null,null,null,null,null,null,null,null,null,null,null,0,null,null,false,false,null,false]
[null,2025,"Qty",null,null,null,null,null,null,null,null,null,null,null,null,null,0,null,null,false,false,null,false]
[null,2024,"Qty",null,null,null,null,null,null,null,null,null,null,null,null,null,0,null,null,false,false,null,false]
[null,2023,"Qty",null,null,null,null,null,null,null,null,null,null,null,null,null,0,null,null,false,false,null,false]
[null,2022,"Qty",null,null,null,null,null,null,null,null,null,null,null,null,null,0,null,null,false,false,null,false]
[null,2021,"Qty",null,null,null,null,null,null,null,null,null,null,null,null,null,0,null,null,false,false,null,false]
[null,2020,"Qty",null,null,null,null,null,null,null,null,null,null,null,null,null,0,null,null,false,false,null,false]
[null,2019,"Qty",null,null,null,null,null,null,null,null,null,null,null,null,null,0,null,null,false,false,null,false]
[null,2018,"Qty",null,null,null,null,null,null,null,null,null,null,null,null,null,0,null,null,false,false,null,false]
[null,2017,"Qty",null,null,null,null,null,null,null,null,null,null,null,null,null,0,null,null,false,false,null,false]
[null,2016,"Qty",null,null,null,null,null,null,null,null,null,null,null,null,null,0,null,null,false,false,null,false]
[null,2015,"Qty",null,null,null,null,null,null,null,null,null,null,null,null,null,0,null,null,false,true,null,false]
[null,2014,"Qty",null,null,null,null,null,null,null,null,null,null,null,null,null,0,null,null,{"$f":"T65","v":false},true,null,false]
[null,2013,"Qty",null,null,null,null,null,null,null,null,null,null,null,null,null,0,null,null,false,true,null,false]
[null,2012,"Qty",null,null,null,null,null,null,null,null,null,null,null,null,null,0,null,null,false,false,null,false]
[null,2011,"Qty",null,null,null,null,null,null,null,null,null,null,null,null,null,0,null,null,false,false,null,false]
[null,2010,"Qty",null,null,null,null,null,null,null,null,null,null,null,null,null,0,null,null,false,false,null,false]
[null,2009,"Qty",null,null,null,null,null,null,null,null,null,null,null,null,null,0,null,null,false,false,null,false]
[null,2008,"Qty",null,null,null,null,null,null,null,null,null,null,null,null,null,0,null,null,false,false,null,false]
[null,2007,"Qty",null,null,null,null,null,null,null,null,null,null,null,null,null,0,null,null,false,false,null,false]
[null,2006,"Qty",null,null,null,null,null,null,null,null,null,null,null,null,null,0,null,null,false,false,null,false]
[null,2005,"Qty",null,null,null,null,null,null,null,null,null,null,null,null,null,0,null,null,false,false,null,false]
[null,null,null,null,null,null,null,null,null,null,null,null,null,null,null,null,null,null,null,false,null,null,false]
[null,"Relevant Variables",null,null,null,"UNIT","Notes",null,null,null,null,null,null,null,null,null,null,null,null,{"$f":"VLOOKUP(B88,$T$5:$U$24,2,)","v":false},null,null,{"$f":"AND(S87:V87)","v":false}]
["back to top",{"$f":"B58+1","v":3},{"$f":"VLOOKUP(B88,$B$5:$F$24,2,)","v":0},null,null,{"$f":"IFERROR(VLOOKUP(C88,RelatedFactorUnits,2,0),\"none\")","v":"none"},"Location, day of month read, etc",null,null,null,null,null,null,null,null,null,null,null,null,{"$f":"T87","v":false},null,null,{"$f":"AND(S88:V88)","v":false}]
[null,null,null,null,null,null,null,null,null,null,null,null,null,null,null,null,null,null,null,{"$f":"T88","v":false},null,null,false]
[null,null,null,{"$f":"Support!$L$5","v":"Jan"},{"$f":"Support!$L$6","v":"Feb"},{"$f":"Support!$L$7","v":"Mar"},{"$f":"Support!$L$8","v":"Apr"},{"$f":"Support!$L$9","v":"May"},{"$f":"Support!$L$10","v":"Jun"},{"$f":"Support!$L$11","v":"Jul"},{"$f":"Support!$L$12","v":"Aug"},{"$f":"Support!$L$13","v":"Sep"},{"$f":"Support!$L$14","v":"Oct"},{"$f":"Support!$L$15","v":"Nov"},{"$f":"Support!$L$16","v":"Dec"},null,"YEAR",null,null,{"$f":"T89","v":false},null,null,false]
[null,{"$f":"FinalYear","v":2029},"Qty",null,null,null,null,null,null,null,null,null,null,null,null,null,{"$f":"SUM(D91:O91)","v":0},null,null,{"$f":"T90","v":false},{"$f":"VLOOKUP(B91,ActiveYears,2,)","v":false},null,false]
[null,{"$f":"B91-1","v":2028},"Qty",null,null,null,null,null,null,null,null,null,null,null,null,null,0,null,null,{"$f":"T91","v":false},false,null,false]
[null,{"$f":"B92-1","v":2027},"Qty",null,null,null,null,null,null,null,null,null,null,null,null,null,0,null,null,{"$f":"T92","v":false},false,null,false]
[null,2026,"Qty",null,null,null,null,null,null,null,null,null,null,null,null,null,0,null,null,false,false,null,false]
[null,2025,"Qty",null,null,null,null,null,null,null,null,null,null,null,null,null,0,null,null,false,false,null,false]
[null,2024,"Qty",null,null,null,null,null,null,null,null,null,null,null,null,null,0,null,null,false,false,null,false]
[null,2023,"Qty",null,null,null,null,null,null,null,null,null,null,null,null,null,0,null,null,false,false,null,false]
[null,2022,"Qty",null,null,null,null,null,null,null,null,null,null,null,null,null,0,null,null,false,false,null,false]
[null,2021,"Qty",null,null,null,null,null,null,null,null,null,null,null,null,null,0,null,null,false,false,null,false]
[null,2020,"Qty",null,null,null,null,null,null,null,null,null,null,null,null,null,0,null,null,false,false,null,false]
[null,2019,"Qty",null,null,null,null,null,null,null,null,null,null,null,null,null,0,null,null,false,false,null,false]
[null,2018,"Qty",null,null,null,null,null,null,null,null,null,null,null,null,null,0,null,null,false,false,null,false]
[null,2017,"Qty",null,null,null,null,null,null,null,null,null,null,null,null,null,0,null,null,false,false,null,false]
[null,2016,"Qty",null,null,null,null,null,null,null,null,null,null,null,null,null,0,null,null,false,false,null,false]
[null,2015,"Qty",null,null,null,null,null,null,null,null,null,null,null,null,null,0,null,null,false,true,null,false]
[null,2014,"Qty",null,null,null,null,null,null,null,null,null,null,null,null,null,0,null,null,{"$f":"T95","v":false},true,null,false]
[null,2013,"Qty",null,null,null,null,null,null,null,null,null,null,null,null,null,0,null,null,false,true,null,false]
[null,2012,"Qty",null,null,null,null,null,null,null,null,null,null,null,null,null,0,null,null,false,false,null,false]
[null,2011,"Qty",null,null,null,null,null,null,null,null,null,null,null,null,null,0,null,null,false,false,null,false]
[null,2010,"Qty",null,null,null,null,null,null,null,null,null,null,null,null,null,0,null,null,false,false,null,false]
[null,2009,"Qty",null,null,null,null,null,null,null,null,null,null,null,null,null,0,null,null,false,false,null,false]
[null,2008,"Qty",null,null,null,null,null,null,null,null,null,null,null,null,null,0,null,null,false,false,null,false]
[null,2007,"Qty",null,null,null,null,null,null,null,null,null,null,null,null,null,0,null,null,false,false,null,false]
[null,2006,"Qty",null,null,null,null,null,null,null,null,null,null,null,null,null,0,null,null,false,false,null,false]
[null,2005,"Qty",null,null,null,null,null,null,null,null,null,null,null,null,null,0,null,null,false,false,null,false]
[null,null,null,null,null,null,null,null,null,null,null,null,null,null,null,null,null,null,null,false,null,null,false]
[null,"Relevant Variables",null,null,null,"UNIT","Notes",null,null,null,null,null,null,null,null,null,null,null,null,{"$f":"VLOOKUP(B118,$T$5:$U$24,2,)","v":false},null,null,{"$f":"AND(S117:V117)","v":false}]
["back to top",{"$f":"B88+1","v":4},{"$f":"VLOOKUP(B118,$B$5:$F$24,2,)","v":0},null,null,{"$f":"IFERROR(VLOOKUP(C118,RelatedFactorUnits,2,0),\"none\")","v":"none"},"Location, day of month read, etc",null,null,null,null,null,null,null,null,null,null,null,null,{"$f":"T117","v":false},null,null,{"$f":"AND(S118:V118)","v":false}]
[null,null,null,null,null,null,null,null,null,null,null,null,null,null,null,null,null,null,null,{"$f":"T118","v":false},null,null,false]
[null,null,null,{"$f":"Support!$L$5","v":"Jan"},{"$f":"Support!$L$6","v":"Feb"},{"$f":"Support!$L$7","v":"Mar"},{"$f":"Support!$L$8","v":"Apr"},{"$f":"Support!$L$9","v":"May"},{"$f":"Support!$L$10","v":"Jun"},{"$f":"Support!$L$11","v":"Jul"},{"$f":"Support!$L$12","v":"Aug"},{"$f":"Support!$L$13","v":"Sep"},{"$f":"Support!$L$14","v":"Oct"},{"$f":"Support!$L$15","v":"Nov"},{"$f":"Support!$L$16","v":"Dec"},null,"YEAR",null,null,{"$f":"T119","v":false},null,null,false]
[null,{"$f":"FinalYear","v":2029},"Qty",null,null,null,null,null,null,null,null,null,null,null,null,null,{"$f":"SUM(D121:O121)","v":0},null,null,{"$f":"T120","v":false},{"$f":"VLOOKUP(B121,ActiveYears,2,)","v":false},null,false]
[null,{"$f":"B121-1","v":2028},"Qty",null,null,null,null,null,null,null,null,null,null,null,null,null,0,null,null,{"$f":"T121","v":false},false,null,false]
[null,{"$f":"B122-1","v":2027},"Qty",null,null,null,null,null,null,null,null,null,null,null,null,null,0,null,null,{"$f":"T122","v":false},false,null,false]
[null,2026,"Qty",null,null,null,null,null,null,null,null,null,null,null,null,null,0,null,null,false,false,null,false]
[null,2025,"Qty",null,null,null,null,null,null,null,null,null,null,null,null,null,0,null,null,false,false,null,false]
[null,2024,"Qty",null,null,null,null,null,null,null,null,null,null,null,null,null,0,null,null,false,false,null,false]
[null,2023,"Qty",null,null,null,null,null,null,null,null,null,null,null,null,null,0,null,null,false,false,null,false]
[null,2022,"Qty",null,null,null,null,null,null,null,null,null,null,null,null,null,0,null,null,false,false,null,false]
[null,2021,"Qty",null,null,null,null,null,null,null,null,null,null,null,null,null,0,null,null,false,false,null,false]
[null,2020,"Qty",null,null,null,null,null,null,null,null,null,null,null,null,null,0,null,null,false,false,null,false]
[null,2019,"Qty",null,null,null,null,null,null,null,null,null,null,null,null,null,0,null,null,false,false,null,false]
[null,2018,"Qty",null,null,null,null,null,null,null,null,null,null,null,null,null,0,null,null,false,false,null,false]
[null,2017,"Qty",null,null,null,null,null,null,null,null,null,null,null,null,null,0,null,null,false,false,null,false]
[null,2016,"Qty",null,null,null,null,null,null,null,null,null,null,null,null,null,0,null,null,false,false,null,false]
[null,2015,"Qty",null,null,null,null,null,null,null,null,null,null,null,null,null,0,null,null,false,true,null,false]
[null,2014,"Qty",null,null,null,null,null,null,null,null,null,null,null,null,null,0,null,null,{"$f":"T125","v":false},true,null,false]
[null,2013,"Qty",null,null,null,null,null,null,null,null,null,null,null,null,null,0,null,null,false,true,null,false]
[null,2012,"Qty",null,null,null,null,null,null,null,null,null,null,null,null,null,0,null,null,false,false,null,false]
[null,2011,"Qty",null,null,null,null,null,null,null,null,null,null,null,null,null,0,null,null,false,false,null,false]
[null,2010,"Qty",null,null,null,null,null,null,null,null,null,null,null,null,null,0,null,null,false,false,null,false]
[null,2009,"Qty",null,null,null,null,null,null,null,null,null,null,null,null,null,0,null,null,false,false,null,false]
[null,2008,"Qty",null,null,null,null,null,null,null,null,null,null,null,null,null,0,null,null,false,false,null,false]
[null,2007,"Qty",null,null,null,null,null,null,null,null,null,null,null,null,null,0,null,null,false,false,null,false]
[null,2006,"Qty",null,null,null,null,null,null,null,null,null,null,null,null,null,0,null,null,false,false,null,false]
[null,2005,"Qty",null,null,null,null,null,null,null,null,null,null,null,null,null,0,null,null,false,false,null,false]
[null,null,null,null,null,null,null,null,null,null,null,null,null,null,null,null,null,null,null,false,null,null,false]
[null,"Relevant Variables",null,null,null,"UNIT","Notes",null,null,null,null,null,null,null,null,null,null,null,null,{"$f":"VLOOKUP(B148,$T$5:$U$24,2,)","v":false},null,null,{"$f":"AND(S147:V147)","v":false}]
["back to top",{"$f":"B118+1","v":5},{"$f":"VLOOKUP(B148,$B$5:$F$24,2,)","v":0},null,null,{"$f":"IFERROR(VLOOKUP(C148,RelatedFactorUnits,2,0),\"none\")","v":"none"},"Location, day of month read, etc",null,null,null,null,null,null,null,null,null,null,null,null,{"$f":"T147","v":false},null,null,{"$f":"AND(S148:V148)","v":false}]
[null,null,null,null,null,null,null,null,null,null,null,null,null,null,null,null,null,null,null,{"$f":"T148","v":false},null,null,false]
[null,null,null,{"$f":"Support!$L$5","v":"Jan"},{"$f":"Support!$L$6","v":"Feb"},{"$f":"Support!$L$7","v":"Mar"},{"$f":"Support!$L$8","v":"Apr"},{"$f":"Support!$L$9","v":"May"},{"$f":"Support!$L$10","v":"Jun"},{"$f":"Support!$L$11","v":"Jul"},{"$f":"Support!$L$12","v":"Aug"},{"$f":"Support!$L$13","v":"Sep"},{"$f":"Support!$L$14","v":"Oct"},{"$f":"Support!$L$15","v":"Nov"},{"$f":"Support!$L$16","v":"Dec"},null,"YEAR",null,null,{"$f":"T149","v":false},null,null,false]
[null,{"$f":"FinalYear","v":2029},"Qty",null,null,null,null,null,null,null,null,null,null,null,null,null,{"$f":"SUM(D151:O151)","v":0},null,null,{"$f":"T150","v":false},{"$f":"VLOOKUP(B151,ActiveYears,2,)","v":false},null,false]
[null,{"$f":"B151-1","v":2028},"Qty",null,null,null,null,null,null,null,null,null,null,null,null,null,0,null,null,{"$f":"T151","v":false},false,null,false]
[null,{"$f":"B152-1","v":2027},"Qty",null,null,null,null,null,null,null,null,null,null,null,null,null,0,null,null,{"$f":"T152","v":false},false,null,false]
[null,2026,"Qty",null,null,null,null,null,null,null,null,null,null,null,null,null,0,null,null,false,false,null,false]
[null,2025,"Qty",null,null,null,null,null,null,null,null,null,null,null,null,null,0,null,null,false,false,null,false]
[null,2024,"Qty",null,null,null,null,null,null,null,null,null,null,null,null,null,0,null,null,false,false,null,false]
[null,2023,"Qty",null,null,null,null,null,null,null,null,null,null,null,null,null,0,null,null,false,false,null,false]
[null,2022,"Qty",null,null,null,null,null,null,null,null,null,null,null,null,null,0,null,null,false,false,null,false]
[null,2021,"Qty",null,null,null,null,null,null,null,null,null,null,null,null,null,0,null,null,false,false,null,false]
[null,2020,"Qty",null,null,null,null,null,null,null,null,null,null,null,null,null,0,null,null,false,false,null,false]
[null,2019,"Qty",null,null,null,null,null,null,null,null,null,null,null,null,null,0,null,null,false,false,null,false]
[null,2018,"Qty",null,null,null,null,null,null,null,null,null,null,null,null,null,0,null,null,false,false,null,false]
[null,2017,"Qty",null,null,null,null,null,null,null,null,null,null,null,null,null,0,null,null,false,false,null,false]
[null,2016,"Qty",null,null,null,null,null,null,null,null,null,null,null,null,null,0,null,null,false,false,null,false]
[null,2015,"Qty",null,null,null,null,null,null,null,null,null,null,null,null,null,0,null,null,false,true,null,false]
[null,2014,"Qty",null,null,null,null,null,null,null,null,null,null,null,null,null,0,null,null,{"$f":"T155","v":false},true,null,false]
[null,2013,"Qty",null,null,null,null,null,null,null,null,null,null,null,null,null,0,null,null,false,true,null,false]
[null,2012,"Qty",null,null,null,null,null,null,null,null,null,null,null,null,null,0,null,null,false,false,null,false]
[null,2011,"Qty",null,null,null,null,null,null,null,null,null,null,null,null,null,0,null,null,false,false,null,false]
[null,2010,"Qty",null,null,null,null,null,null,null,null,null,null,null,null,null,0,null,null,false,false,null,false]
[null,2009,"Qty",null,null,null,null,null,null,null,null,null,null,null,null,null,0,null,null,false,false,null,false]
[null,2008,"Qty",null,null,null,null,null,null,null,null,null,null,null,null,null,0,null,null,false,false,null,false]
[null,2007,"Qty",null,null,null,null,null,null,null,null,null,null,null,null,null,0,null,null,false,false,null,false]
[null,2006,"Qty",null,null,null,null,null,null,null,null,null,null,null,null,null,0,null,null,false,false,null,false]
[null,2005,"Qty",null,null,null,null,null,null,null,null,null,null,null,null,null,0,null,null,false,false,null,false]
[null,null,null,null,null,null,null,null,null,null,null,null,null,null,null,null,null,null,null,false,null,null,false]
[null,"Relevant Variables",null,null,null,"UNIT","Notes",null,null,null,null,null,null,null,null,null,null,null,null,{"$f":"VLOOKUP(B178,$T$5:$U$24,2,)","v":false},null,null,{"$f":"AND(S177:V177)","v":false}]
["back to top",{"$f":"B148+1","v":6},{"$f":"VLOOKUP(B178,$B$5:$F$24,2,)","v":0},null,null,{"$f":"IFERROR(VLOOKUP(C178,RelatedFactorUnits,2,0),\"none\")","v":"none"},"Location, day of month read, etc",null,null,null,null,null,null,null,null,null,null,null,null,{"$f":"T177","v":false},null,null,{"$f":"AND(S178:V178)","v":false}]
[null,null,null,null,null,null,null,null,null,null,null,null,null,null,null,null,null,null,null,{"$f":"T178","v":false},null,null,false]
[null,null,null,{"$f":"Support!$L$5","v":"Jan"},{"$f":"Support!$L$6","v":"Feb"},{"$f":"Support!$L$7","v":"Mar"},{"$f":"Support!$L$8","v":"Apr"},{"$f":"Support!$L$9","v":"May"},{"$f":"Support!$L$10","v":"Jun"},{"$f":"Support!$L$11","v":"Jul"},{"$f":"Support!$L$12","v":"Aug"},{"$f":"Support!$L$13","v":"Sep"},{"$f":"Support!$L$14","v":"Oct"},{"$f":"Support!$L$15","v":"Nov"},{"$f":"Support!$L$16","v":"Dec"},null,"YEAR",null,null,{"$f":"T179","v":false},null,null,false]
[null,{"$f":"FinalYear","v":2029},"Qty",null,null,null,null,null,null,null,null,null,null,null,null,null,{"$f":"SUM(D181:O181)","v":0},null,null,{"$f":"T180","v":false},{"$f":"VLOOKUP(B181,ActiveYears,2,)","v":false},null,false]
[null,{"$f":"B181-1","v":2028},"Qty",null,null,null,null,null,null,null,null,null,null,null,null,null,0,null,null,{"$f":"T181","v":false},false,null,false]
[null,{"$f":"B182-1","v":2027},"Qty",null,null,null,null,null,null,null,null,null,null,null,null,null,0,null,null,{"$f":"T182","v":false},false,null,false]
[null,2026,"Qty",null,null,null,null,null,null,null,null,null,null,null,null,null,0,null,null,false,false,null,false]
[null,2025,"Qty",null,null,null,null,null,null,null,null,null,null,null,null,null,0,null,null,false,false,null,false]
[null,2024,"Qty",null,null,null,null,null,null,null,null,null,null,null,null,null,0,null,null,false,false,null,false]
[null,2023,"Qty",null,null,null,null,null,null,null,null,null,null,null,null,null,0,null,null,false,false,null,false]
[null,2022,"Qty",null,null,null,null,null,null,null,null,null,null,null,null,null,0,null,null,false,false,null,false]
[null,2021,"Qty",null,null,null,null,null,null,null,null,null,null,null,null,null,0,null,null,false,false,null,false]
[null,2020,"Qty",null,null,null,null,null,null,null,null,null,null,null,null,null,0,null,null,false,false,null,false]
[null,2019,"Qty",null,null,null,null,null,null,null,null,null,null,null,null,null,0,null,null,false,false,null,false]
[null,2018,"Qty",null,null,null,null,null,null,null,null,null,null,null,null,null,0,null,null,false,false,null,false]
[null,2017,"Qty",null,null,null,null,null,null,null,null,null,null,null,null,null,0,null,null,false,false,null,false]
[null,2016,"Qty",null,null,null,null,null,null,null,null,null,null,null,null,null,0,null,null,false,false,null,false]
[null,2015,"Qty",null,null,null,null,null,null,null,null,null,null,null,null,null,0,null,null,false,true,null,false]
[null,2014,"Qty",null,null,null,null,null,null,null,null,null,null,null,null,null,0,null,null,{"$f":"T185","v":false},true,null,false]
[null,2013,"Qty",null,null,null,null,null,null,null,null,null,null,null,null,null,0,null,null,false,true,null,false]
[null,2012,"Qty",null,null,null,null,null,null,null,null,null,null,null,null,null,0,null,null,false,false,null,false]
[null,2011,"Qty",null,null,null,null,null,null,null,null,null,null,null,null,null,0,null,null,false,false,null,false]
[null,2010,"Qty",null,null,null,null,null,null,null,null,null,null,null,null,null,0,null,null,false,false,null,false]
[null,2009,"Qty",null,null,null,null,null,null,null,null,null,null,null,null,null,0,null,null,false,false,null,false]
[null,2008,"Qty",null,null,null,null,null,null,null,null,null,null,null,null,null,0,null,null,false,false,null,false]
[null,2007,"Qty",null,null,null,null,null,null,null,null,null,null,null,null,null,0,null,null,false,false,null,false]
[null,2006,"Qty",null,null,null,null,null,null,null,null,null,null,null,null,null,0,null,null,false,false,null,false]
[null,2005,"Qty",null,null,null,null,null,null,null,null,null,null,null,null,null,0,null,null,false,false,null,false]
[null,null,null,null,null,null,null,null,null,null,null,null,null,null,null,null,null,null,null,false,null,null,false]
[null,"Relevant Variables",null,null,null,"UNIT","Notes",null,null,null,null,null,null,null,null,null,null,null,null,{"$f":"VLOOKUP(B208,$T$5:$U$24,2,)","v":false},null,null,{"$f":"AND(S207:V207)","v":false}]
["back to top",{"$f":"B178+1","v":7},{"$f":"VLOOKUP(B208,$B$5:$F$24,2,)","v":0},null,null,{"$f":"IFERROR(VLOOKUP(C208,RelatedFactorUnits,2,0),\"none\")","v":"none"},"Location, day of month read, etc",null,null,null,null,null,null,null,null,null,null,null,null,{"$f":"T207","v":false},null,null,{"$f":"AND(S208:V208)","v":false}]
[null,null,null,null,null,null,null,null,null,null,null,null,null,null,null,null,null,null,null,{"$f":"T208","v":false},null,null,false]
[null,null,null,{"$f":"Support!$L$5","v":"Jan"},{"$f":"Support!$L$6","v":"Feb"},{"$f":"Support!$L$7","v":"Mar"},{"$f":"Support!$L$8","v":"Apr"},{"$f":"Support!$L$9","v":"May"},{"$f":"Support!$L$10","v":"Jun"},{"$f":"Support!$L$11","v":"Jul"},{"$f":"Support!$L$12","v":"Aug"},{"$f":"Support!$L$13","v":"Sep"},{"$f":"Support!$L$14","v":"Oct"},{"$f":"Support!$L$15","v":"Nov"},{"$f":"Support!$L$16","v":"Dec"},null,"YEAR",null,null,{"$f":"T209","v":false},null,null,false]
[null,{"$f":"FinalYear","v":2029},"Qty",null,null,null,null,null,null,null,null,null,null,null,null,null,{"$f":"SUM(D211:O211)","v":0},null,null,{"$f":"T210","v":false},{"$f":"VLOOKUP(B211,ActiveYears,2,)","v":false},null,false]
[null,{"$f":"B211-1","v":2028},"Qty",null,null,null,null,null,null,null,null,null,null,null,null,null,0,null,null,{"$f":"T211","v":false},false,null,false]
[null,{"$f":"B212-1","v":2027},"Qty",null,null,null,null,null,null,null,null,null,null,null,null,null,0,null,null,{"$f":"T212","v":false},false,null,false]
[null,2026,"Qty",null,null,null,null,null,null,null,null,null,null,null,null,null,0,null,null,false,false,null,false]
[null,2025,"Qty",null,null,null,null,null,null,null,null,null,null,null,null,null,0,null,null,false,false,null,false]
[null,2024,"Qty",null,null,null,null,null,null,null,null,null,null,null,null,null,0,null,null,false,false,null,false]
[null,2023,"Qty",null,null,null,null,null,null,null,null,null,null,null,null,null,0,null,null,false,false,null,false]
[null,2022,"Qty",null,null,null,null,null,null,null,null,null,null,null,null,null,0,null,null,false,false,null,false]
[null,2021,"Qty",null,null,null,null,null,null,null,null,null,null,null,null,null,0,null,null,false,false,null,false]
[null,2020,"Qty",null,null,null,null,null,null,null,null,null,null,null,null,null,0,null,null,false,false,null,false]
[null,2019,"Qty",null,null,null,null,null,null,null,null,null,null,null,null,null,0,null,null,false,false,null,false]
[null,2018,"Qty",null,null,null,null,null,null,null,null,null,null,null,null,null,0,null,null,false,false,null,false]
[null,2017,"Qty",null,null,null,null,null,null,null,null,null,null,null,null,null,0,null,null,false,false,null,false]
[null,2016,"Qty",null,null,null,null,null,null,null,null,null,null,null,null,null,0,null,null,false,false,null,false]
[null,2015,"Qty",null,null,null,null,null,null,null,null,null,null,null,null,null,0,null,null,false,true,null,false]
[null,2014,"Qty",null,null,null,null,null,null,null,null,null,null,null,null,null,0,null,null,{"$f":"T215","v":false},true,null,false]
[null,2013,"Qty",null,null,null,null,null,null,null,null,null,null,null,null,null,0,null,null,false,true,null,false]
[null,2012,"Qty",null,null,null,null,null,null,null,null,null,null,null,null,null,0,null,null,false,false,null,false]
[null,2011,"Qty",null,null,null,null,null,null,null,null,null,null,null,null,null,0,null,null,false,false,null,false]
[null,2010,"Qty",null,null,null,null,null,null,null,null,null,null,null,null,null,0,null,null,false,false,null,false]
[null,2009,"Qty",null,null,null,null,null,null,null,null,null,null,null,null,null,0,null,null,false,false,null,false]
[null,2008,"Qty",null,null,null,null,null,null,null,null,null,null,null,null,null,0,null,null,false,false,null,false]
[null,2007,"Qty",null,null,null,null,null,null,null,null,null,null,null,null,null,0,null,null,false,false,null,false]
[null,2006,"Qty",null,null,null,null,null,null,null,null,null,null,null,null,null,0,null,null,false,false,null,false]
[null,2005,"Qty",null,null,null,null,null,null,null,null,null,null,null,null,null,0,null,null,false,false,null,false]
[null,null,null,null,null,null,null,null,null,null,null,null,null,null,null,null,null,null,null,false,null,null,false]
[null,"Relevant Variables",null,null,null,"UNIT","Notes",null,null,null,null,null,null,null,null,null,null,null,null,{"$f":"VLOOKUP(B238,$T$5:$U$24,2,)","v":false},null,null,{"$f":"AND(S237:V237)","v":false}]
["back to top",{"$f":"B208+1","v":8},{"$f":"VLOOKUP(B238,$B$5:$F$24,2,)","v":0},null,null,{"$f":"IFERROR(VLOOKUP(C238,RelatedFactorUnits,2,0),\"none\")","v":"none"},"Location, day of month read, etc",null,null,null,null,null,null,null,null,null,null,null,null,{"$f":"T237","v":false},null,null,{"$f":"AND(S238:V238)","v":false}]
[null,null,null,null,null,null,null,null,null,null,null,null,null,null,null,null,null,null,null,{"$f":"T238","v":false},null,null,false]
[null,null,null,{"$f":"Support!$L$5","v":"Jan"},{"$f":"Support!$L$6","v":"Feb"},{"$f":"Support!$L$7","v":"Mar"},{"$f":"Support!$L$8","v":"Apr"},{"$f":"Support!$L$9","v":"May"},{"$f":"Support!$L$10","v":"Jun"},{"$f":"Support!$L$11","v":"Jul"},{"$f":"Support!$L$12","v":"Aug"},{"$f":"Support!$L$13","v":"Sep"},{"$f":"Support!$L$14","v":"Oct"},{"$f":"Support!$L$15","v":"Nov"},{"$f":"Support!$L$16","v":"Dec"},null,"YEAR",null,null,{"$f":"T239","v":false},null,null,false]
[null,{"$f":"FinalYear","v":2029},"Qty",null,null,null,null,null,null,null,null,null,null,null,null,null,{"$f":"SUM(D241:O241)","v":0},null,null,{"$f":"T240","v":false},{"$f":"VLOOKUP(B241,ActiveYears,2,)","v":false},null,false]
[null,{"$f":"B241-1","v":2028},"Qty",null,null,null,null,null,null,null,null,null,null,null,null,null,0,null,null,{"$f":"T241","v":false},false,null,false]
[null,{"$f":"B242-1","v":2027},"Qty",null,null,null,null,null,null,null,null,null,null,null,null,null,0,null,null,{"$f":"T242","v":false},false,null,false]
[null,2026,"Qty",null,null,null,null,null,null,null,null,null,null,null,null,null,0,null,null,false,false,null,false]
[null,2025,"Qty",null,null,null,null,null,null,null,null,null,null,null,null,null,0,null,null,false,false,null,false]
[null,2024,"Qty",null,null,null,null,null,null,null,null,null,null,null,null,null,0,null,null,false,false,null,false]
[null,2023,"Qty",null,null,null,null,null,null,null,null,null,null,null,null,null,0,null,null,false,false,null,false]
[null,2022,"Qty",null,null,null,null,null,null,null,null,null,null,null,null,null,0,null,null,false,false,null,false]
[null,2021,"Qty",null,null,null,null,null,null,null,null,null,null,null,null,null,0,null,null,false,false,null,false]
[null,2020,"Qty",null,null,null,null,null,null,null,null,null,null,null,null,null,0,null,null,false,false,null,false]
[null,2019,"Qty",null,null,null,null,null,null,null,null,null,null,null,null,null,0,null,null,false,false,null,false]
[null,2018,"Qty",null,null,null,null,null,null,null,null,null,null,null,null,null,0,null,null,false,false,null,false]
[null,2017,"Qty",null,null,null,null,null,null,null,null,null,null,null,null,null,0,null,null,false,false,null,false]
[null,2016,"Qty",null,null,null,null,null,null,null,null,null,null,null,null,null,0,null,null,false,false,null,false]
[null,2015,"Qty",null,null,null,null,null,null,null,null,null,null,null,null,null,0,null,null,false,true,null,false]
[null,2014,"Qty",null,null,null,null,null,null,null,null,null,null,null,null,null,0,null,null,{"$f":"T245","v":false},true,null,false]
[null,2013,"Qty",null,null,null,null,null,null,null,null,null,null,null,null,null,0,null,null,false,true,null,false]
[null,2012,"Qty",null,null,null,null,null,null,null,null,null,null,null,null,null,0,null,null,false,false,null,false]
[null,2011,"Qty",null,null,null,null,null,null,null,null,null,null,null,null,null,0,null,null,false,false,null,false]
[null,2010,"Qty",null,null,null,null,null,null,null,null,null,null,null,null,null,0,null,null,false,false,null,false]
[null,2009,"Qty",null,null,null,null,null,null,null,null,null,null,null,null,null,0,null,null,false,false,null,false]
[null,2008,"Qty",null,null,null,null,null,null,null,null,null,null,null,null,null,0,null,null,false,false,null,false]
[null,2007,"Qty",null,null,null,null,null,null,null,null,null,null,null,null,null,0,null,null,false,false,null,false]
[null,2006,"Qty",null,null,null,null,null,null,null,null,null,null,null,null,null,0,null,null,false,false,null,false]
[null,2005,"Qty",null,null,null,null,null,null,null,null,null,null,null,null,null,0,null,null,false,false,null,false]
[null,null,null,null,null,null,null,null,null,null,null,null,null,null,null,null,null,null,null,false,null,null,false]
[null,"Relevant Variables",null,null,null,"UNIT","Notes",null,null,null,null,null,null,null,null,null,null,null,null,{"$f":"VLOOKUP(B268,$T$5:$U$24,2,)","v":false},null,null,{"$f":"AND(S267:V267)","v":false}]
["back to top",{"$f":"B238+1","v":9},{"$f":"VLOOKUP(B268,$B$5:$F$24,2,)","v":0},null,null,{"$f":"IFERROR(VLOOKUP(C268,RelatedFactorUnits,2,0),\"none\")","v":"none"},"Location, day of month read, etc",null,null,null,null,null,null,null,null,null,null,null,null,{"$f":"T267","v":false},null,null,{"$f":"AND(S268:V268)","v":false}]
[null,null,null,null,null,null,null,null,null,null,null,null,null,null,null,null,null,null,null,{"$f":"T268","v":false},null,null,false]
[null,null,null,{"$f":"Support!$L$5","v":"Jan"},{"$f":"Support!$L$6","v":"Feb"},{"$f":"Support!$L$7","v":"Mar"},{"$f":"Support!$L$8","v":"Apr"},{"$f":"Support!$L$9","v":"May"},{"$f":"Support!$L$10","v":"Jun"},{"$f":"Support!$L$11","v":"Jul"},{"$f":"Support!$L$12","v":"Aug"},{"$f":"Support!$L$13","v":"Sep"},{"$f":"Support!$L$14","v":"Oct"},{"$f":"Support!$L$15","v":"Nov"},{"$f":"Support!$L$16","v":"Dec"},null,"YEAR",null,null,{"$f":"T269","v":false},null,null,false]
[null,{"$f":"FinalYear","v":2029},"Qty",null,null,null,null,null,null,null,null,null,null,null,null,null,{"$f":"SUM(D271:O271)","v":0},null,null,{"$f":"T270","v":false},{"$f":"VLOOKUP(B271,ActiveYears,2,)","v":false},null,false]
[null,{"$f":"B271-1","v":2028},"Qty",null,null,null,null,null,null,null,null,null,null,null,null,null,0,null,null,{"$f":"T271","v":false},false,null,false]
[null,{"$f":"B272-1","v":2027},"Qty",null,null,null,null,null,null,null,null,null,null,null,null,null,0,null,null,{"$f":"T272","v":false},false,null,false]
[null,2026,"Qty",null,null,null,null,null,null,null,null,null,null,null,null,null,0,null,null,false,false,null,false]
[null,2025,"Qty",null,null,null,null,null,null,null,null,null,null,null,null,null,0,null,null,false,false,null,false]
[null,2024,"Qty",null,null,null,null,null,null,null,null,null,null,null,null,null,0,null,null,false,false,null,false]
[null,2023,"Qty",null,null,null,null,null,null,null,null,null,null,null,null,null,0,null,null,false,false,null,false]
[null,2022,"Qty",null,null,null,null,null,null,null,null,null,null,null,null,null,0,null,null,false,false,null,false]
[null,2021,"Qty",null,null,null,null,null,null,null,null,null,null,null,null,null,0,null,null,false,false,null,false]
[null,2020,"Qty",null,null,null,null,null,null,null,null,null,null,null,null,null,0,null,null,false,false,null,false]
[null,2019,"Qty",null,null,null,null,null,null,null,null,null,null,null,null,null,0,null,null,false,false,null,false]
[null,2018,"Qty",null,null,null,null,null,null,null,null,null,null,null,null,null,0,null,null,false,false,null,false]
[null,2017,"Qty",null,null,null,null,null,null,null,null,null,null,null,null,null,0,null,null,false,false,null,false]
[null,2016,"Qty",null,null,null,null,null,null,null,null,null,null,null,null,null,0,null,null,false,false,null,false]
[null,2015,"Qty",null,null,null,null,null,null,null,null,null,null,null,null,null,0,null,null,false,true,null,false]
[null,2014,"Qty",null,null,null,null,null,null,null,null,null,null,null,null,null,0,null,null,{"$f":"T275","v":false},true,null,false]
[null,2013,"Qty",null,null,null,null,null,null,null,null,null,null,null,null,null,0,null,null,false,true,null,false]
[null,2012,"Qty",null,null,null,null,null,null,null,null,null,null,null,null,null,0,null,null,false,false,null,false]
[null,2011,"Qty",null,null,null,null,null,null,null,null,null,null,null,null,null,0,null,null,false,false,null,false]
[null,2010,"Qty",null,null,null,null,null,null,null,null,null,null,null,null,null,0,null,null,false,false,null,false]
[null,2009,"Qty",null,null,null,null,null,null,null,null,null,null,null,null,null,0,null,null,false,false,null,false]
[null,2008,"Qty",null,null,null,null,null,null,null,null,null,null,null,null,null,0,null,null,false,false,null,false]
[null,2007,"Qty",null,null,null,null,null,null,null,null,null,null,null,null,null,0,null,null,false,false,null,false]
[null,2006,"Qty",null,null,null,null,null,null,null,null,null,null,null,null,null,0,null,null,false,false,null,false]
[null,2005,"Qty",null,null,null,null,null,null,null,null,null,null,null,null,null,0,null,null,false,false,null,false]
[null,null,null,null,null,null,null,null,null,null,null,null,null,null,null,null,null,null,null,false,null,null,false]
[null,"Relevant Variables",null,null,null,"UNIT","Notes",null,null,null,null,null,null,null,null,null,null,null,null,{"$f":"VLOOKUP(B298,$T$5:$U$24,2,)","v":false},null,null,{"$f":"AND(S297:V297)","v":false}]
["back to top",{"$f":"B268+1","v":10},{"$f":"VLOOKUP(B298,$B$5:$F$24,2,)","v":0},null,null,{"$f":"IFERROR(VLOOKUP(C298,RelatedFactorUnits,2,0),\"none\")","v":"none"},"Location, day of month read, etc",null,null,null,null,null,null,null,null,null,null,null,null,{"$f":"T297","v":false},null,null,{"$f":"AND(S298:V298)","v":false}]
[null,null,null,null,null,null,null,null,null,null,null,null,null,null,null,null,null,null,null,{"$f":"T298","v":false},null,null,false]
[null,null,null,{"$f":"Support!$L$5","v":"Jan"},{"$f":"Support!$L$6","v":"Feb"},{"$f":"Support!$L$7","v":"Mar"},{"$f":"Support!$L$8","v":"Apr"},{"$f":"Support!$L$9","v":"May"},{"$f":"Support!$L$10","v":"Jun"},{"$f":"Support!$L$11","v":"Jul"},{"$f":"Support!$L$12","v":"Aug"},{"$f":"Support!$L$13","v":"Sep"},{"$f":"Support!$L$14","v":"Oct"},{"$f":"Support!$L$15","v":"Nov"},{"$f":"Support!$L$16","v":"Dec"},null,"YEAR",null,null,{"$f":"T299","v":false},null,null,false]
[null,{"$f":"FinalYear","v":2029},"Qty",null,null,null,null,null,null,null,null,null,null,null,null,null,{"$f":"SUM(D301:O301)","v":0},null,null,{"$f":"T300","v":false},{"$f":"VLOOKUP(B301,ActiveYears,2,)","v":false},null,false]
[null,{"$f":"B301-1","v":2028},"Qty",null,null,null,null,null,null,null,null,null,null,null,null,null,0,null,null,{"$f":"T301","v":false},false,null,false]
[null,{"$f":"B302-1","v":2027},"Qty",null,null,null,null,null,null,null,null,null,null,null,null,null,0,null,null,{"$f":"T302","v":false},false,null,false]
[null,2026,"Qty",null,null,null,null,null,null,null,null,null,null,null,null,null,0,null,null,false,false,null,false]
[null,2025,"Qty",null,null,null,null,null,null,null,null,null,null,null,null,null,0,null,null,false,false,null,false]
[null,2024,"Qty",null,null,null,null,null,null,null,null,null,null,null,null,null,0,null,null,false,false,null,false]
[null,2023,"Qty",null,null,null,null,null,null,null,null,null,null,null,null,null,0,null,null,false,false,null,false]
[null,2022,"Qty",null,null,null,null,null,null,null,null,null,null,null,null,null,0,null,null,false,false,null,false]
[null,2021,"Qty",null,null,null,null,null,null,null,null,null,null,null,null,null,0,null,null,false,false,null,false]
[null,2020,"Qty",null,null,null,null,null,null,null,null,null,null,null,null,null,0,null,null,false,false,null,false]
[null,2019,"Qty",null,null,null,null,null,null,null,null,null,null,null,null,null,0,null,null,false,false,null,false]
[null,2018,"Qty",null,null,null,null,null,null,null,null,null,null,null,null,null,0,null,null,false,false,null,false]
[null,2017,"Qty",null,null,null,null,null,null,null,null,null,null,null,null,null,0,null,null,false,false,null,false]
[null,2016,"Qty",null,null,null,null,null,null,null,null,null,null,null,null,null,0,null,null,false,false,null,false]
[null,2015,"Qty",null,null,null,null,null,null,null,null,null,null,null,null,null,0,null,null,false,true,null,false]
[null,2014,"Qty",null,null,null,null,null,null,null,null,null,null,null,null,null,0,null,null,{"$f":"T305","v":false},true,null,false]
[null,2013,"Qty",null,null,null,null,null,null,null,null,null,null,null,null,null,0,null,null,false,true,null,false]
[null,2012,"Qty",null,null,null,null,null,null,null,null,null,null,null,null,null,0,null,null,false,false,null,false]
[null,2011,"Qty",null,null,null,null,null,null,null,null,null,null,null,null,null,0,null,null,false,false,null,false]
[null,2010,"Qty",null,null,null,null,null,null,null,null,null,null,null,null,null,0,null,null,false,false,null,false]
[null,2009,"Qty",null,null,null,null,null,null,null,null,null,null,null,null,null,0,null,null,false,false,null,false]
[null,2008,"Qty",null,null,null,null,null,null,null,null,null,null,null,null,null,0,null,null,false,false,null,false]
[null,2007,"Qty",null,null,null,null,null,null,null,null,null,null,null,null,null,0,null,null,false,false,null,false]
[null,2006,"Qty",null,null,null,null,null,null,null,null,null,null,null,null,null,0,null,null,false,false,null,false]
[null,2005,"Qty",null,null,null,null,null,null,null,null,null,null,null,null,null,0,null,null,false,false,null,false]
[null,null,null,null,null,null,null,null,null,null,null,null,null,null,null,null,null,null,null,false,null,null,false]
[null,"Relevant Variables",null,null,null,"UNIT","Notes",null,null,null,null,null,null,null,null,null,null,null,null,{"$f":"VLOOKUP(B328,$T$5:$U$24,2,)","v":false},null,null,{"$f":"AND(S327:V327)","v":false}]
["back to top",{"$f":"B298+1","v":11},{"$f":"VLOOKUP(B328,$B$5:$F$24,2,)","v":0},null,null,{"$f":"IFERROR(VLOOKUP(C328,RelatedFactorUnits,2,0),\"none\")","v":"none"},"Location, day of month read, etc",null,null,null,null,null,null,null,null,null,null,null,null,{"$f":"T327","v":false},null,null,{"$f":"AND(S328:V328)","v":false}]
[null,null,null,null,null,null,null,null,null,null,null,null,null,null,null,null,null,null,null,{"$f":"T328","v":false},null,null,false]
[null,null,null,{"$f":"Support!$L$5","v":"Jan"},{"$f":"Support!$L$6","v":"Feb"},{"$f":"Support!$L$7","v":"Mar"},{"$f":"Support!$L$8","v":"Apr"},{"$f":"Support!$L$9","v":"May"},{"$f":"Support!$L$10","v":"Jun"},{"$f":"Support!$L$11","v":"Jul"},{"$f":"Support!$L$12","v":"Aug"},{"$f":"Support!$L$13","v":"Sep"},{"$f":"Support!$L$14","v":"Oct"},{"$f":"Support!$L$15","v":"Nov"},{"$f":"Support!$L$16","v":"Dec"},null,"YEAR",null,null,{"$f":"T329","v":false},null,null,false]
[null,{"$f":"FinalYear","v":2029},"Qty",null,null,null,null,null,null,null,null,null,null,null,null,null,{"$f":"SUM(D331:O331)","v":0},null,null,{"$f":"T330","v":false},{"$f":"VLOOKUP(B331,ActiveYears,2,)","v":false},null,false]
[null,{"$f":"B331-1","v":2028},"Qty",null,null,null,null,null,null,null,null,null,null,null,null,null,0,null,null,{"$f":"T331","v":false},false,null,false]
[null,{"$f":"B332-1","v":2027},"Qty",null,null,null,null,null,null,null,null,null,null,null,null,null,0,null,null,{"$f":"T332","v":false},false,null,false]
[null,2026,"Qty",null,null,null,null,null,null,null,null,null,null,null,null,null,0,null,null,false,false,null,false]
[null,2025,"Qty",null,null,null,null,null,null,null,null,null,null,null,null,null,0,null,null,false,false,null,false]
[null,2024,"Qty",null,null,null,null,null,null,null,null,null,null,null,null,null,0,null,null,false,false,null,false]
[null,2023,"Qty",null,null,null,null,null,null,null,null,null,null,null,null,null,0,null,null,false,false,null,false]
[null,2022,"Qty",null,null,null,null,null,null,null,null,null,null,null,null,null,0,null,null,false,false,null,false]
[null,2021,"Qty",null,null,null,null,null,null,null,null,null,null,null,null,null,0,null,null,false,false,null,false]
[null,2020,"Qty",null,null,null,null,null,null,null,null,null,null,null,null,null,0,null,null,false,false,null,false]
[null,2019,"Qty",null,null,null,null,null,null,null,null,null,null,null,null,null,0,null,null,false,false,null,false]
[null,2018,"Qty",null,null,null,null,null,null,null,null,null,null,null,null,null,0,null,null,false,false,null,false]
[null,2017,"Qty",null,null,null,null,null,null,null,null,null,null,null,null,null,0,null,null,false,false,null,false]
[null,2016,"Qty",null,null,null,null,null,null,null,null,null,null,null,null,null,0,null,null,false,false,null,false]
[null,2015,"Qty",null,null,null,null,null,null,null,null,null,null,null,null,null,0,null,null,false,true,null,false]
[null,2014,"Qty",null,null,null,null,null,null,null,null,null,null,null,null,null,0,null,null,{"$f":"T335","v":false},true,null,false]
[null,2013,"Qty",null,null,null,null,null,null,null,null,null,null,null,null,null,0,null,null,false,true,null,false]
[null,2012,"Qty",null,null,null,null,null,null,null,null,null,null,null,null,null,0,null,null,false,false,null,false]
[null,2011,"Qty",null,null,null,null,null,null,null,null,null,null,null,null,null,0,null,null,false,false,null,false]
[null,2010,"Qty",null,null,null,null,null,null,null,null,null,null,null,null,null,0,null,null,false,false,null,false]
[null,2009,"Qty",null,null,null,null,null,null,null,null,null,null,null,null,null,0,null,null,false,false,null,false]
[null,2008,"Qty",null,null,null,null,null,null,null,null,null,null,null,null,null,0,null,null,false,false,null,false]
[null,2007,"Qty",null,null,null,null,null,null,null,null,null,null,null,null,null,0,null,null,false,false,null,false]
[null,2006,"Qty",null,null,null,null,null,null,null,null,null,null,null,null,null,0,null,null,false,false,null,false]
[null,2005,"Qty",null,null,null,null,null,null,null,null,null,null,null,null,null,0,null,null,false,false,null,false]
[null,null,null,null,null,null,null,null,null,null,null,null,null,null,null,null,null,null,null,false,null,null,false]
[null,"Relevant Variables",null,null,null,"UNIT","Notes",null,null,null,null,null,null,null,null,null,null,null,null,{"$f":"VLOOKUP(B358,$T$5:$U$24,2,)","v":false},null,null,{"$f":"AND(S357:V357)","v":false}]
["back to top",{"$f":"B328+1","v":12},{"$f":"VLOOKUP(B358,$B$5:$F$24,2,)","v":0},null,null,{"$f":"IFERROR(VLOOKUP(C358,RelatedFactorUnits,2,0),\"none\")","v":"none"},"Location, day of month read, etc",null,null,null,null,null,null,null,null,null,null,null,null,{"$f":"T357","v":false},null,null,{"$f":"AND(S358:V358)","v":false}]
[null,null,null,null,null,null,null,null,null,null,null,null,null,null,null,null,null,null,null,{"$f":"T358","v":false},null,null,false]
[null,null,null,{"$f":"Support!$L$5","v":"Jan"},{"$f":"Support!$L$6","v":"Feb"},{"$f":"Support!$L$7","v":"Mar"},{"$f":"Support!$L$8","v":"Apr"},{"$f":"Support!$L$9","v":"May"},{"$f":"Support!$L$10","v":"Jun"},{"$f":"Support!$L$11","v":"Jul"},{"$f":"Support!$L$12","v":"Aug"},{"$f":"Support!$L$13","v":"Sep"},{"$f":"Support!$L$14","v":"Oct"},{"$f":"Support!$L$15","v":"Nov"},{"$f":"Support!$L$16","v":"Dec"},null,"YEAR",null,null,{"$f":"T359","v":false},null,null,false]
[null,{"$f":"FinalYear","v":2029},"Qty",null,null,null,null,null,null,null,null,null,null,null,null,null,{"$f":"SUM(D361:O361)","v":0},null,null,{"$f":"T360","v":false},{"$f":"VLOOKUP(B361,ActiveYears,2,)","v":false},null,false]
[null,{"$f":"B361-1","v":2028},"Qty",null,null,null,null,null,null,null,null,null,null,null,null,null,0,null,null,{"$f":"T361","v":false},false,null,false]
[null,{"$f":"B362-1","v":2027},"Qty",null,null,null,null,null,null,null,null,null,null,null,null,null,0,null,null,{"$f":"T362","v":false},false,null,false]
[null,2026,"Qty",null,null,null,null,null,null,null,null,null,null,null,null,null,0,null,null,false,false,null,false]
[null,2025,"Qty",null,null,null,null,null,null,null,null,null,null,null,null,null,0,null,null,false,false,null,false]
[null,2024,"Qty",null,null,null,null,null,null,null,null,null,null,null,null,null,0,null,null,false,false,null,false]
[null,2023,"Qty",null,null,null,null,null,null,null,null,null,null,null,null,null,0,null,null,false,false,null,false]
[null,2022,"Qty",null,null,null,null,null,null,null,null,null,null,null,null,null,0,null,null,false,false,null,false]
[null,2021,"Qty",null,null,null,null,null,null,null,null,null,null,null,null,null,0,null,null,false,false,null,false]
[null,2020,"Qty",null,null,null,null,null,null,null,null,null,null,null,null,null,0,null,null,false,false,null,false]
[null,2019,"Qty",null,null,null,null,null,null,null,null,null,null,null,null,null,0,null,null,false,false,null,false]
[null,2018,"Qty",null,null,null,null,null,null,null,null,null,null,null,null,null,0,null,null,false,false,null,false]
[null,2017,"Qty",null,null,null,null,null,null,null,null,null,null,null,null,null,0,null,null,false,false,null,false]
[null,2016,"Qty",null,null,null,null,null,null,null,null,null,null,null,null,null,0,null,null,false,false,null,false]
[null,2015,"Qty",null,null,null,null,null,null,null,null,null,null,null,null,null,0,null,null,false,true,null,false]
[null,2014,"Qty",null,null,null,null,null,null,null,null,null,null,null,null,null,0,null,null,{"$f":"T365","v":false},true,null,false]
[null,2013,"Qty",null,null,null,null,null,null,null,null,null,null,null,null,null,0,null,null,false,true,null,false]
[null,2012,"Qty",null,null,null,null,null,null,null,null,null,null,null,null,null,0,null,null,false,false,null,false]
[null,2011,"Qty",null,null,null,null,null,null,null,null,null,null,null,null,null,0,null,null,false,false,null,false]
[null,2010,"Qty",null,null,null,null,null,null,null,null,null,null,null,null,null,0,null,null,false,false,null,false]
[null,2009,"Qty",null,null,null,null,null,null,null,null,null,null,null,null,null,0,null,null,false,false,null,false]
[null,2008,"Qty",null,null,null,null,null,null,null,null,null,null,null,null,null,0,null,null,false,false,null,false]
[null,2007,"Qty",null,null,null,null,null,null,null,null,null,null,null,null,null,0,null,null,false,false,null,false]
[null,2006,"Qty",null,null,null,null,null,null,null,null,null,null,null,null,null,0,null,null,false,false,null,false]
[null,2005,"Qty",null,null,null,null,null,null,null,null,null,null,null,null,null,0,null,null,false,false,null,false]
[null,null,null,null,null,null,null,null,null,null,null,null,null,null,null,null,null,null,null,false,null,null,false]
[null,"Relevant Variables",null,null,null,"UNIT","Notes",null,null,null,null,null,null,null,null,null,null,null,null,{"$f":"VLOOKUP(B388,$T$5:$U$24,2,)","v":false},null,null,{"$f":"AND(S387:V387)","v":false}]
["back to top",{"$f":"B358+1","v":13},{"$f":"VLOOKUP(B388,$B$5:$F$24,2,)","v":0},null,null,{"$f":"IFERROR(VLOOKUP(C388,RelatedFactorUnits,2,0),\"none\")","v":"none"},"Location, day of month read, etc",null,null,null,null,null,null,null,null,null,null,null,null,{"$f":"T387","v":false},null,null,{"$f":"AND(S388:V388)","v":false}]
[null,null,null,null,null,null,null,null,null,null,null,null,null,null,null,null,null,null,null,{"$f":"T388","v":false},null,null,false]
[null,null,null,{"$f":"Support!$L$5","v":"Jan"},{"$f":"Support!$L$6","v":"Feb"},{"$f":"Support!$L$7","v":"Mar"},{"$f":"Support!$L$8","v":"Apr"},{"$f":"Support!$L$9","v":"May"},{"$f":"Support!$L$10","v":"Jun"},{"$f":"Support!$L$11","v":"Jul"},{"$f":"Support!$L$12","v":"Aug"},{"$f":"Support!$L$13","v":"Sep"},{"$f":"Support!$L$14","v":"Oct"},{"$f":"Support!$L$15","v":"Nov"},{"$f":"Support!$L$16","v":"Dec"},null,"YEAR",null,null,{"$f":"T389","v":false},null,null,false]
[null,{"$f":"FinalYear","v":2029},"Qty",null,null,null,null,null,null,null,null,null,null,null,null,null,{"$f":"SUM(D391:O391)","v":0},null,null,{"$f":"T390","v":false},{"$f":"VLOOKUP(B391,ActiveYears,2,)","v":false},null,false]
[null,{"$f":"B391-1","v":2028},"Qty",null,null,null,null,null,null,null,null,null,null,null,null,null,0,null,null,{"$f":"T391","v":false},false,null,false]
[null,{"$f":"B392-1","v":2027},"Qty",null,null,null,null,null,null,null,null,null,null,null,null,null,0,null,null,{"$f":"T392","v":false},false,null,false]
[null,2026,"Qty",null,null,null,null,null,null,null,null,null,null,null,null,null,0,null,null,false,false,null,false]
[null,2025,"Qty",null,null,null,null,null,null,null,null,null,null,null,null,null,0,null,null,false,false,null,false]
[null,2024,"Qty",null,null,null,null,null,null,null,null,null,null,null,null,null,0,null,null,false,false,null,false]
[null,2023,"Qty",null,null,null,null,null,null,null,null,null,null,null,null,null,0,null,null,false,false,null,false]
[null,2022,"Qty",null,null,null,null,null,null,null,null,null,null,null,null,null,0,null,null,false,false,null,false]
[null,2021,"Qty",null,null,null,null,null,null,null,null,null,null,null,null,null,0,null,null,false,false,null,false]
[null,2020,"Qty",null,null,null,null,null,null,null,null,null,null,null,null,null,0,null,null,false,false,null,false]
[null,2019,"Qty",null,null,null,null,null,null,null,null,null,null,null,null,null,0,null,null,false,false,null,false]
[null,2018,"Qty",null,null,null,null,null,null,null,null,null,null,null,null,null,0,null,null,false,false,null,false]
[null,2017,"Qty",null,null,null,null,null,null,null,null,null,null,null,null,null,0,null,null,false,false,null,false]
[null,2016,"Qty",null,null,null,null,null,null,null,null,null,null,null,null,null,0,null,null,false,false,null,false]
[null,2015,"Qty",null,null,null,null,null,null,null,null,null,null,null,null,null,0,null,null,false,true,null,false]
[null,2014,"Qty",null,null,null,null,null,null,null,null,null,null,null,null,null,0,null,null,{"$f":"T395","v":false},true,null,false]
[null,2013,"Qty",null,null,null,null,null,null,null,null,null,null,null,null,null,0,null,null,false,true,null,false]
[null,2012,"Qty",null,null,null,null,null,null,null,null,null,null,null,null,null,0,null,null,false,false,null,false]
[null,2011,"Qty",null,null,null,null,null,null,null,null,null,null,null,null,null,0,null,null,false,false,null,false]
[null,2010,"Qty",null,null,null,null,null,null,null,null,null,null,null,null,null,0,null,null,false,false,null,false]
[null,2009,"Qty",null,null,null,null,null,null,null,null,null,null,null,null,null,0,null,null,false,false,null,false]
[null,2008,"Qty",null,null,null,null,null,null,null,null,null,null,null,null,null,0,null,null,false,false,null,false]
[null,2007,"Qty",null,null,null,null,null,null,null,null,null,null,null,null,null,0,null,null,false,false,null,false]
[null,2006,"Qty",null,null,null,null,null,null,null,null,null,null,null,null,null,0,null,null,false,false,null,false]
[null,2005,"Qty",null,null,null,null,null,null,null,null,null,null,null,null,null,0,null,null,false,false,null,false]
[null,null,null,null,null,null,null,null,null,null,null,null,null,null,null,null,null,null,null,false,null,null,false]
[null,"Relevant Variables",null,null,null,"UNIT","Notes",null,null,null,null,null,null,null,null,null,null,null,null,{"$f":"VLOOKUP(B418,$T$5:$U$24,2,)","v":false},null,null,{"$f":"AND(S417:V417)","v":false}]
["back to top",{"$f":"B388+1","v":14},{"$f":"VLOOKUP(B418,$B$5:$F$24,2,)","v":0},null,null,{"$f":"IFERROR(VLOOKUP(C418,RelatedFactorUnits,2,0),\"none\")","v":"none"},"Location, day of month read, etc",null,null,null,null,null,null,null,null,null,null,null,null,{"$f":"T417","v":false},null,null,{"$f":"AND(S418:V418)","v":false}]
[null,null,null,null,null,null,null,null,null,null,null,null,null,null,null,null,null,null,null,{"$f":"T418","v":false},null,null,false]
[null,null,null,{"$f":"Support!$L$5","v":"Jan"},{"$f":"Support!$L$6","v":"Feb"},{"$f":"Support!$L$7","v":"Mar"},{"$f":"Support!$L$8","v":"Apr"},{"$f":"Support!$L$9","v":"May"},{"$f":"Support!$L$10","v":"Jun"},{"$f":"Support!$L$11","v":"Jul"},{"$f":"Support!$L$12","v":"Aug"},{"$f":"Support!$L$13","v":"Sep"},{"$f":"Support!$L$14","v":"Oct"},{"$f":"Support!$L$15","v":"Nov"},{"$f":"Support!$L$16","v":"Dec"},null,"YEAR",null,null,{"$f":"T419","v":false},null,null,false]
[null,{"$f":"FinalYear","v":2029},"Qty",null,null,null,null,null,null,null,null,null,null,null,null,null,{"$f":"SUM(D421:O421)","v":0},null,null,{"$f":"T420","v":false},{"$f":"VLOOKUP(B421,ActiveYears,2,)","v":false},null,false]
[null,{"$f":"B421-1","v":2028},"Qty",null,null,null,null,null,null,null,null,null,null,null,null,null,0,null,null,{"$f":"T421","v":false},false,null,false]
[null,{"$f":"B422-1","v":2027},"Qty",null,null,null,null,null,null,null,null,null,null,null,null,null,0,null,null,{"$f":"T422","v":false},false,null,false]
[null,2026,"Qty",null,null,null,null,null,null,null,null,null,null,null,null,null,0,null,null,false,false,null,false]
[null,2025,"Qty",null,null,null,null,null,null,null,null,null,null,null,null,null,0,null,null,false,false,null,false]
[null,2024,"Qty",null,null,null,null,null,null,null,null,null,null,null,null,null,0,null,null,false,false,null,false]
[null,2023,"Qty",null,null,null,null,null,null,null,null,null,null,null,null,null,0,null,null,false,false,null,false]
[null,2022,"Qty",null,null,null,null,null,null,null,null,null,null,null,null,null,0,null,null,false,false,null,false]
[null,2021,"Qty",null,null,null,null,null,null,null,null,null,null,null,null,null,0,null,null,false,false,null,false]
[null,2020,"Qty",null,null,null,null,null,null,null,null,null,null,null,null,null,0,null,null,false,false,null,false]
[null,2019,"Qty",null,null,null,null,null,null,null,null,null,null,null,null,null,0,null,null,false,false,null,false]
[null,2018,"Qty",null,null,null,null,null,null,null,null,null,null,null,null,null,0,null,null,false,false,null,false]
[null,2017,"Qty",null,null,null,null,null,null,null,null,null,null,null,null,null,0,null,null,false,false,null,false]
[null,2016,"Qty",null,null,null,null,null,null,null,null,null,null,null,null,null,0,null,null,false,false,null,false]
[null,2015,"Qty",null,null,null,null,null,null,null,null,null,null,null,null,null,0,null,null,false,true,null,false]
[null,2014,"Qty",null,null,null,null,null,null,null,null,null,null,null,null,null,0,null,null,{"$f":"T425","v":false},true,null,false]
[null,2013,"Qty",null,null,null,null,null,null,null,null,null,null,null,null,null,0,null,null,false,true,null,false]
[null,2012,"Qty",null,null,null,null,null,null,null,null,null,null,null,null,null,0,null,null,false,false,null,false]
[null,2011,"Qty",null,null,null,null,null,null,null,null,null,null,null,null,null,0,null,null,false,false,null,false]
[null,2010,"Qty",null,null,null,null,null,null,null,null,null,null,null,null,null,0,null,null,false,false,null,false]
[null,2009,"Qty",null,null,null,null,null,null,null,null,null,null,null,null,null,0,null,null,false,false,null,false]
[null,2008,"Qty",null,null,null,null,null,null,null,null,null,null,null,null,null,0,null,null,false,false,null,false]
[null,2007,"Qty",null,null,null,null,null,null,null,null,null,null,null,null,null,0,null,null,false,false,null,false]
[null,2006,"Qty",null,null,null,null,null,null,null,null,null,null,null,null,null,0,null,null,false,false,null,false]
[null,2005,"Qty",null,null,null,null,null,null,null,null,null,null,null,null,null,0,null,null,false,false,null,false]
[null,null,null,null,null,null,null,null,null,null,null,null,null,null,null,null,null,null,null,false,null,null,false]
[null,"Relevant Variables",null,null,null,"UNIT","Notes",null,null,null,null,null,null,null,null,null,null,null,null,{"$f":"VLOOKUP(B448,$T$5:$U$24,2,)","v":false},null,null,{"$f":"AND(S447:V447)","v":false}]
["back to top",{"$f":"B418+1","v":15},{"$f":"VLOOKUP(B448,$B$5:$F$24,2,)","v":0},null,null,{"$f":"IFERROR(VLOOKUP(C448,RelatedFactorUnits,2,0),\"none\")","v":"none"},"Location, day of month read, etc",null,null,null,null,null,null,null,null,null,null,null,null,{"$f":"T447","v":false},null,null,{"$f":"AND(S448:V448)","v":false}]
[null,null,null,null,null,null,null,null,null,null,null,null,null,null,null,null,null,null,null,{"$f":"T448","v":false},null,null,false]
[null,null,null,{"$f":"Support!$L$5","v":"Jan"},{"$f":"Support!$L$6","v":"Feb"},{"$f":"Support!$L$7","v":"Mar"},{"$f":"Support!$L$8","v":"Apr"},{"$f":"Support!$L$9","v":"May"},{"$f":"Support!$L$10","v":"Jun"},{"$f":"Support!$L$11","v":"Jul"},{"$f":"Support!$L$12","v":"Aug"},{"$f":"Support!$L$13","v":"Sep"},{"$f":"Support!$L$14","v":"Oct"},{"$f":"Support!$L$15","v":"Nov"},{"$f":"Support!$L$16","v":"Dec"},null,"YEAR",null,null,{"$f":"T449","v":false},null,null,false]
[null,{"$f":"FinalYear","v":2029},"Qty",null,null,null,null,null,null,null,null,null,null,null,null,null,{"$f":"SUM(D451:O451)","v":0},null,null,{"$f":"T450","v":false},{"$f":"VLOOKUP(B451,ActiveYears,2,)","v":false},null,false]
[null,{"$f":"B451-1","v":2028},"Qty",null,null,null,null,null,null,null,null,null,null,null,null,null,0,null,null,{"$f":"T451","v":false},false,null,false]
[null,{"$f":"B452-1","v":2027},"Qty",null,null,null,null,null,null,null,null,null,null,null,null,null,0,null,null,{"$f":"T452","v":false},false,null,false]
[null,2026,"Qty",null,null,null,null,null,null,null,null,null,null,null,null,null,0,null,null,false,false,null,false]
[null,2025,"Qty",null,null,null,null,null,null,null,null,null,null,null,null,null,0,null,null,false,false,null,false]
[null,2024,"Qty",null,null,null,null,null,null,null,null,null,null,null,null,null,0,null,null,false,false,null,false]
[null,2023,"Qty",null,null,null,null,null,null,null,null,null,null,null,null,null,0,null,null,false,false,null,false]
[null,2022,"Qty",null,null,null,null,null,null,null,null,null,null,null,null,null,0,null,null,false,false,null,false]
[null,2021,"Qty",null,null,null,null,null,null,null,null,null,null,null,null,null,0,null,null,false,false,null,false]
[null,2020,"Qty",null,null,null,null,null,null,null,null,null,null,null,null,null,0,null,null,false,false,null,false]
[null,2019,"Qty",null,null,null,null,null,null,null,null,null,null,null,null,null,0,null,null,false,false,null,false]
[null,2018,"Qty",null,null,null,null,null,null,null,null,null,null,null,null,null,0,null,null,false,false,null,false]
[null,2017,"Qty",null,null,null,null,null,null,null,null,null,null,null,null,null,0,null,null,false,false,null,false]
[null,2016,"Qty",null,null,null,null,null,null,null,null,null,null,null,null,null,0,null,null,false,false,null,false]
[null,2015,"Qty",null,null,null,null,null,null,null,null,null,null,null,null,null,0,null,null,false,true,null,false]
[null,2014,"Qty",null,null,null,null,null,null,null,null,null,null,null,null,null,0,null,null,{"$f":"T455","v":false},true,null,false]
[null,2013,"Qty",null,null,null,null,null,null,null,null,null,null,null,null,null,0,null,null,false,true,null,false]
[null,2012,"Qty",null,null,null,null,null,null,null,null,null,null,null,null,null,0,null,null,false,false,null,false]
[null,2011,"Qty",null,null,null,null,null,null,null,null,null,null,null,null,null,0,null,null,false,false,null,false]
[null,2010,"Qty",null,null,null,null,null,null,null,null,null,null,null,null,null,0,null,null,false,false,null,false]
[null,2009,"Qty",null,null,null,null,null,null,null,null,null,null,null,null,null,0,null,null,false,false,null,false]
[null,2008,"Qty",null,null,null,null,null,null,null,null,null,null,null,null,null,0,null,null,false,false,null,false]
[null,2007,"Qty",null,null,null,null,null,null,null,null,null,null,null,null,null,0,null,null,false,false,null,false]
[null,2006,"Qty",null,null,null,null,null,null,null,null,null,null,null,null,null,0,null,null,false,false,null,false]
[null,2005,"Qty",null,null,null,null,null,null,null,null,null,null,null,null,null,0,null,null,false,false,null,false]
[null,null,null,null,null,null,null,null,null,null,null,null,null,null,null,null,null,null,null,false,null,null,false]
[null,"Relevant Variables",null,null,null,"UNIT","Notes",null,null,null,null,null,null,null,null,null,null,null,null,{"$f":"VLOOKUP(B478,$T$5:$U$24,2,)","v":false},null,null,{"$f":"AND(S477:V477)","v":false}]
["back to top",{"$f":"B448+1","v":16},{"$f":"VLOOKUP(B478,$B$5:$F$24,2,)","v":0},null,null,{"$f":"IFERROR(VLOOKUP(C478,RelatedFactorUnits,2,0),\"none\")","v":"none"},"Location, day of month read, etc",null,null,null,null,null,null,null,null,null,null,null,null,{"$f":"T477","v":false},null,null,{"$f":"AND(S478:V478)","v":false}]
[null,null,null,null,null,null,null,null,null,null,null,null,null,null,null,null,null,null,null,{"$f":"T478","v":false},null,null,false]
[null,null,null,{"$f":"Support!$L$5","v":"Jan"},{"$f":"Support!$L$6","v":"Feb"},{"$f":"Support!$L$7","v":"Mar"},{"$f":"Support!$L$8","v":"Apr"},{"$f":"Support!$L$9","v":"May"},{"$f":"Support!$L$10","v":"Jun"},{"$f":"Support!$L$11","v":"Jul"},{"$f":"Support!$L$12","v":"Aug"},{"$f":"Support!$L$13","v":"Sep"},{"$f":"Support!$L$14","v":"Oct"},{"$f":"Support!$L$15","v":"Nov"},{"$f":"Support!$L$16","v":"Dec"},null,"YEAR",null,null,{"$f":"T479","v":false},null,null,false]
[null,{"$f":"FinalYear","v":2029},"Qty",null,null,null,null,null,null,null,null,null,null,null,null,null,{"$f":"SUM(D481:O481)","v":0},null,null,{"$f":"T480","v":false},{"$f":"VLOOKUP(B481,ActiveYears,2,)","v":false},null,false]
[null,{"$f":"B481-1","v":2028},"Qty",null,null,null,null,null,null,null,null,null,null,null,null,null,0,null,null,{"$f":"T481","v":false},false,null,false]
[null,{"$f":"B482-1","v":2027},"Qty",null,null,null,null,null,null,null,null,null,null,null,null,null,0,null,null,{"$f":"T482","v":false},false,null,false]
[null,2026,"Qty",null,null,null,null,null,null,null,null,null,null,null,null,null,0,null,null,false,false,null,false]
[null,2025,"Qty",null,null,null,null,null,null,null,null,null,null,null,null,null,0,null,null,false,false,null,false]
[null,2024,"Qty",null,null,null,null,null,null,null,null,null,null,null,null,null,0,null,null,false,false,null,false]
[null,2023,"Qty",null,null,null,null,null,null,null,null,null,null,null,null,null,0,null,null,false,false,null,false]
[null,2022,"Qty",null,null,null,null,null,null,null,null,null,null,null,null,null,0,null,null,false,false,null,false]
[null,2021,"Qty",null,null,null,null,null,null,null,null,null,null,null,null,null,0,null,null,false,false,null,false]
[null,2020,"Qty",null,null,null,null,null,null,null,null,null,null,null,null,null,0,null,null,false,false,null,false]
[null,2019,"Qty",null,null,null,null,null,null,null,null,null,null,null,null,null,0,null,null,false,false,null,false]
[null,2018,"Qty",null,null,null,null,null,null,null,null,null,null,null,null,null,0,null,null,false,false,null,false]
[null,2017,"Qty",null,null,null,null,null,null,null,null,null,null,null,null,null,0,null,null,false,false,null,false]
[null,2016,"Qty",null,null,null,null,null,null,null,null,null,null,null,null,null,0,null,null,false,false,null,false]
[null,2015,"Qty",null,null,null,null,null,null,null,null,null,null,null,null,null,0,null,null,false,true,null,false]
[null,2014,"Qty",null,null,null,null,null,null,null,null,null,null,null,null,null,0,null,null,{"$f":"T485","v":false},true,null,false]
[null,2013,"Qty",null,null,null,null,null,null,null,null,null,null,null,null,null,0,null,null,false,true,null,false]
[null,2012,"Qty",null,null,null,null,null,null,null,null,null,null,null,null,null,0,null,null,false,false,null,false]
[null,2011,"Qty",null,null,null,null,null,null,null,null,null,null,null,null,null,0,null,null,false,false,null,false]
[null,2010,"Qty",null,null,null,null,null,null,null,null,null,null,null,null,null,0,null,null,false,false,null,false]
[null,2009,"Qty",null,null,null,null,null,null,null,null,null,null,null,null,null,0,null,null,false,false,null,false]
[null,2008,"Qty",null,null,null,null,null,null,null,null,null,null,null,null,null,0,null,null,false,false,null,false]
[null,2007,"Qty",null,null,null,null,null,null,null,null,null,null,null,null,null,0,null,null,false,false,null,false]
[null,2006,"Qty",null,null,null,null,null,null,null,null,null,null,null,null,null,0,null,null,false,false,null,false]
[null,2005,"Qty",null,null,null,null,null,null,null,null,null,null,null,null,null,0,null,null,false,false,null,false]
[null,null,null,null,null,null,null,null,null,null,null,null,null,null,null,null,null,null,null,false,null,null,false]
[null,"Relevant Variables",null,null,null,"UNIT","Notes",null,null,null,null,null,null,null,null,null,null,null,null,{"$f":"VLOOKUP(B508,$T$5:$U$24,2,)","v":false},null,null,{"$f":"AND(S507:V507)","v":false}]
["back to top",{"$f":"B478+1","v":17},{"$f":"VLOOKUP(B508,$B$5:$F$24,2,)","v":0},null,null,{"$f":"IFERROR(VLOOKUP(C508,RelatedFactorUnits,2,0),\"none\")","v":"none"},"Location, day of month read, etc",null,null,null,null,null,null,null,null,null,null,null,null,{"$f":"T507","v":false},null,null,{"$f":"AND(S508:V508)","v":false}]
[null,null,null,null,null,null,null,null,null,null,null,null,null,null,null,null,null,null,null,{"$f":"T508","v":false},null,null,false]
[null,null,null,{"$f":"Support!$L$5","v":"Jan"},{"$f":"Support!$L$6","v":"Feb"},{"$f":"Support!$L$7","v":"Mar"},{"$f":"Support!$L$8","v":"Apr"},{"$f":"Support!$L$9","v":"May"},{"$f":"Support!$L$10","v":"Jun"},{"$f":"Support!$L$11","v":"Jul"},{"$f":"Support!$L$12","v":"Aug"},{"$f":"Support!$L$13","v":"Sep"},{"$f":"Support!$L$14","v":"Oct"},{"$f":"Support!$L$15","v":"Nov"},{"$f":"Support!$L$16","v":"Dec"},null,"YEAR",null,null,{"$f":"T509","v":false},null,null,false]
[null,{"$f":"FinalYear","v":2029},"Qty",null,null,null,null,null,null,null,null,null,null,null,null,null,{"$f":"SUM(D511:O511)","v":0},null,null,{"$f":"T510","v":false},{"$f":"VLOOKUP(B511,ActiveYears,2,)","v":false},null,false]
[null,{"$f":"B511-1","v":2028},"Qty",null,null,null,null,null,null,null,null,null,null,null,null,null,0,null,null,{"$f":"T511","v":false},false,null,false]
[null,{"$f":"B512-1","v":2027},"Qty",null,null,null,null,null,null,null,null,null,null,null,null,null,0,null,null,{"$f":"T512","v":false},false,null,false]
[null,2026,"Qty",null,null,null,null,null,null,null,null,null,null,null,null,null,0,null,null,false,false,null,false]
[null,2025,"Qty",null,null,null,null,null,null,null,null,null,null,null,null,null,0,null,null,false,false,null,false]
[null,2024,"Qty",null,null,null,null,null,null,null,null,null,null,null,null,null,0,null,null,false,false,null,false]
[null,2023,"Qty",null,null,null,null,null,null,null,null,null,null,null,null,null,0,null,null,false,false,null,false]
[null,2022,"Qty",null,null,null,null,null,null,null,null,null,null,null,null,null,0,null,null,false,false,null,false]
[null,2021,"Qty",null,null,null,null,null,null,null,null,null,null,null,null,null,0,null,null,false,false,null,false]
[null,2020,"Qty",null,null,null,null,null,null,null,null,null,null,null,null,null,0,null,null,false,false,null,false]
[null,2019,"Qty",null,null,null,null,null,null,null,null,null,null,null,null,null,0,null,null,false,false,null,false]
[null,2018,"Qty",null,null,null,null,null,null,null,null,null,null,null,null,null,0,null,null,false,false,null,false]
[null,2017,"Qty",null,null,null,null,null,null,null,null,null,null,null,null,null,0,null,null,false,false,null,false]
[null,2016,"Qty",null,null,null,null,null,null,null,null,null,null,null,null,null,0,null,null,false,false,null,false]
[null,2015,"Qty",null,null,null,null,null,null,null,null,null,null,null,null,null,0,null,null,false,true,null,false]
[null,2014,"Qty",null,null,null,null,null,null,null,null,null,null,null,null,null,0,null,null,{"$f":"T515","v":false},true,null,false]
[null,2013,"Qty",null,null,null,null,null,null,null,null,null,null,null,null,null,0,null,null,false,true,null,false]
[null,2012,"Qty",null,null,null,null,null,null,null,null,null,null,null,null,null,0,null,null,false,false,null,false]
[null,2011,"Qty",null,null,null,null,null,null,null,null,null,null,null,null,null,0,null,null,false,false,null,false]
[null,2010,"Qty",null,null,null,null,null,null,null,null,null,null,null,null,null,0,null,null,false,false,null,false]
[null,2009,"Qty",null,null,null,null,null,null,null,null,null,null,null,null,null,0,null,null,false,false,null,false]
[null,2008,"Qty",null,null,null,null,null,null,null,null,null,null,null,null,null,0,null,null,false,false,null,false]
[null,2007,"Qty",null,null,null,null,null,null,null,null,null,null,null,null,null,0,null,null,false,false,null,false]
[null,2006,"Qty",null,null,null,null,null,null,null,null,null,null,null,null,null,0,null,null,false,false,null,false]
[null,2005,"Qty",null,null,null,null,null,null,null,null,null,null,null,null,null,0,null,null,false,false,null,false]
[null,null,null,null,null,null,null,null,null,null,null,null,null,null,null,null,null,null,null,false,null,null,false]
[null,"Relevant Variables",null,null,null,"UNIT","Notes",null,null,null,null,null,null,null,null,null,null,null,null,{"$f":"VLOOKUP(B538,$T$5:$U$24,2,)","v":false},null,null,{"$f":"AND(S537:V537)","v":false}]
["back to top",{"$f":"B508+1","v":18},{"$f":"VLOOKUP(B538,$B$5:$F$24,2,)","v":0},null,null,{"$f":"IFERROR(VLOOKUP(C538,RelatedFactorUnits,2,0),\"none\")","v":"none"},"Location, day of month read, etc",null,null,null,null,null,null,null,null,null,null,null,null,{"$f":"T537","v":false},null,null,{"$f":"AND(S538:V538)","v":false}]
[null,null,null,null,null,null,null,null,null,null,null,null,null,null,null,null,null,null,null,{"$f":"T538","v":false},null,null,false]
[null,null,null,{"$f":"Support!$L$5","v":"Jan"},{"$f":"Support!$L$6","v":"Feb"},{"$f":"Support!$L$7","v":"Mar"},{"$f":"Support!$L$8","v":"Apr"},{"$f":"Support!$L$9","v":"May"},{"$f":"Support!$L$10","v":"Jun"},{"$f":"Support!$L$11","v":"Jul"},{"$f":"Support!$L$12","v":"Aug"},{"$f":"Support!$L$13","v":"Sep"},{"$f":"Support!$L$14","v":"Oct"},{"$f":"Support!$L$15","v":"Nov"},{"$f":"Support!$L$16","v":"Dec"},null,"YEAR",null,null,{"$f":"T539","v":false},null,null,false]
[null,{"$f":"FinalYear","v":2029},"Qty",null,null,null,null,null,null,null,null,null,null,null,null,null,{"$f":"SUM(D541:O541)","v":0},null,null,{"$f":"T540","v":false},{"$f":"VLOOKUP(B541,ActiveYears,2,)","v":false},null,false]
[null,{"$f":"B541-1","v":2028},"Qty",null,null,null,null,null,null,null,null,null,null,null,null,null,0,null,null,{"$f":"T541","v":false},false,null,false]
[null,{"$f":"B542-1","v":2027},"Qty",null,null,null,null,null,null,null,null,null,null,null,null,null,0,null,null,{"$f":"T542","v":false},false,null,false]
[null,2026,"Qty",null,null,null,null,null,null,null,null,null,null,null,null,null,0,null,null,false,false,null,false]
[null,2025,"Qty",null,null,null,null,null,null,null,null,null,null,null,null,null,0,null,null,false,false,null,false]
[null,2024,"Qty",null,null,null,null,null,null,null,null,null,null,null,null,null,0,null,null,false,false,null,false]
[null,2023,"Qty",null,null,null,null,null,null,null,null,null,null,null,null,null,0,null,null,false,false,null,false]
[null,2022,"Qty",null,null,null,null,null,null,null,null,null,null,null,null,null,0,null,null,false,false,null,false]
[null,2021,"Qty",null,null,null,null,null,null,null,null,null,null,null,null,null,0,null,null,false,false,null,false]
[null,2020,"Qty",null,null,null,null,null,null,null,null,null,null,null,null,null,0,null,null,false,false,null,false]
[null,2019,"Qty",null,null,null,null,null,null,null,null,null,null,null,null,null,0,null,null,false,false,null,false]
[null,2018,"Qty",null,null,null,null,null,null,null,null,null,null,null,null,null,0,null,null,false,false,null,false]
[null,2017,"Qty",null,null,null,null,null,null,null,null,null,null,null,null,null,0,null,null,false,false,null,false]
[null,2016,"Qty",null,null,null,null,null,null,null,null,null,null,null,null,null,0,null,null,false,false,null,false]
[null,2015,"Qty",null,null,null,null,null,null,null,null,null,null,null,null,null,0,null,null,false,true,null,false]
[null,2014,"Qty",null,null,null,null,null,null,null,null,null,null,null,null,null,0,null,null,{"$f":"T545","v":false},true,null,false]
[null,2013,"Qty",null,null,null,null,null,null,null,null,null,null,null,null,null,0,null,null,false,true,null,false]
[null,2012,"Qty",null,null,null,null,null,null,null,null,null,null,null,null,null,0,null,null,false,false,null,false]
[null,2011,"Qty",null,null,null,null,null,null,null,null,null,null,null,null,null,0,null,null,false,false,null,false]
[null,2010,"Qty",null,null,null,null,null,null,null,null,null,null,null,null,null,0,null,null,false,false,null,false]
[null,2009,"Qty",null,null,null,null,null,null,null,null,null,null,null,null,null,0,null,null,false,false,null,false]
[null,2008,"Qty",null,null,null,null,null,null,null,null,null,null,null,null,null,0,null,null,false,false,null,false]
[null,2007,"Qty",null,null,null,null,null,null,null,null,null,null,null,null,null,0,null,null,false,false,null,false]
[null,2006,"Qty",null,null,null,null,null,null,null,null,null,null,null,null,null,0,null,null,false,false,null,false]
[null,2005,"Qty",null,null,null,null,null,null,null,null,null,null,null,null,null,0,null,null,false,false,null,false]
[null,null,null,null,null,null,null,null,null,null,null,null,null,null,null,null,null,null,null,false,null,null,false]
[null,"Relevant Variables",null,null,null,"UNIT","Notes",null,null,null,null,null,null,null,null,null,null,null,null,{"$f":"VLOOKUP(B568,$T$5:$U$24,2,)","v":false},null,null,{"$f":"AND(S567:V567)","v":false}]
["back to top",{"$f":"B538+1","v":19},{"$f":"VLOOKUP(B568,$B$5:$F$24,2,)","v":0},null,null,{"$f":"IFERROR(VLOOKUP(C568,RelatedFactorUnits,2,0),\"none\")","v":"none"},"Location, day of month read, etc",null,null,null,null,null,null,null,null,null,null,null,null,{"$f":"T567","v":false},null,null,{"$f":"AND(S568:V568)","v":false}]
[null,null,null,null,null,null,null,null,null,null,null,null,null,null,null,null,null,null,null,{"$f":"T568","v":false},null,null,false]
[null,null,null,{"$f":"Support!$L$5","v":"Jan"},{"$f":"Support!$L$6","v":"Feb"},{"$f":"Support!$L$7","v":"Mar"},{"$f":"Support!$L$8","v":"Apr"},{"$f":"Support!$L$9","v":"May"},{"$f":"Support!$L$10","v":"Jun"},{"$f":"Support!$L$11","v":"Jul"},{"$f":"Support!$L$12","v":"Aug"},{"$f":"Support!$L$13","v":"Sep"},{"$f":"Support!$L$14","v":"Oct"},{"$f":"Support!$L$15","v":"Nov"},{"$f":"Support!$L$16","v":"Dec"},null,"YEAR",null,null,{"$f":"T569","v":false},null,null,false]
[null,{"$f":"FinalYear","v":2029},"Qty",null,null,null,null,null,null,null,null,null,null,null,null,null,{"$f":"SUM(D571:O571)","v":0},null,null,{"$f":"T570","v":false},{"$f":"VLOOKUP(B571,ActiveYears,2,)","v":false},null,false]
[null,{"$f":"B571-1","v":2028},"Qty",null,null,null,null,null,null,null,null,null,null,null,null,null,0,null,null,{"$f":"T571","v":false},false,null,false]
[null,{"$f":"B572-1","v":2027},"Qty",null,null,null,null,null,null,null,null,null,null,null,null,null,0,null,null,{"$f":"T572","v":false},false,null,false]
[null,2026,"Qty",null,null,null,null,null,null,null,null,null,null,null,null,null,0,null,null,false,false,null,false]
[null,2025,"Qty",null,null,null,null,null,null,null,null,null,null,null,null,null,0,null,null,false,false,null,false]
[null,2024,"Qty",null,null,null,null,null,null,null,null,null,null,null,null,null,0,null,null,false,false,null,false]
[null,2023,"Qty",null,null,null,null,null,null,null,null,null,null,null,null,null,0,null,null,false,false,null,false]
[null,2022,"Qty",null,null,null,null,null,null,null,null,null,null,null,null,null,0,null,null,false,false,null,false]
[null,2021,"Qty",null,null,null,null,null,null,null,null,null,null,null,null,null,0,null,null,false,false,null,false]
[null,2020,"Qty",null,null,null,null,null,null,null,null,null,null,null,null,null,0,null,null,false,false,null,false]
[null,2019,"Qty",null,null,null,null,null,null,null,null,null,null,null,null,null,0,null,null,false,false,null,false]
[null,2018,"Qty",null,null,null,null,null,null,null,null,null,null,null,null,null,0,null,null,false,false,null,false]
[null,2017,"Qty",null,null,null,null,null,null,null,null,null,null,null,null,null,0,null,null,false,false,null,false]
[null,2016,"Qty",null,null,null,null,null,null,null,null,null,null,null,null,null,0,null,null,false,false,null,false]
[null,2015,"Qty",null,null,null,null,null,null,null,null,null,null,null,null,null,0,null,null,false,true,null,false]
[null,2014,"Qty",null,null,null,null,null,null,null,null,null,null,null,null,null,0,null,null,{"$f":"T575","v":false},true,null,false]
[null,2013,"Qty",null,null,null,null,null,null,null,null,null,null,null,null,null,0,null,null,false,true,null,false]
[null,2012,"Qty",null,null,null,null,null,null,null,null,null,null,null,null,null,0,null,null,false,false,null,false]
[null,2011,"Qty",null,null,null,null,null,null,null,null,null,null,null,null,null,0,null,null,false,false,null,false]
[null,2010,"Qty",null,null,null,null,null,null,null,null,null,null,null,null,null,0,null,null,false,false,null,false]
[null,2009,"Qty",null,null,null,null,null,null,null,null,null,null,null,null,null,0,null,null,false,false,null,false]
[null,2008,"Qty",null,null,null,null,null,null,null,null,null,null,null,null,null,0,null,null,false,false,null,false]
[null,2007,"Qty",null,null,null,null,null,null,null,null,null,null,null,null,null,0,null,null,false,false,null,false]
[null,2006,"Qty",null,null,null,null,null,null,null,null,null,null,null,null,null,0,null,null,false,false,null,false]
[null,2005,"Qty",null,null,null,null,null,null,null,null,null,null,null,null,null,0,null,null,false,false,null,false]
[null,null,null,null,null,null,null,null,null,null,null,null,null,null,null,null,null,null,null,false,null,null,false]
[null,"Relevant Variables",null,null,null,"UNIT","Notes",null,null,null,null,null,null,null,null,null,null,null,null,{"$f":"VLOOKUP(B598,$T$5:$U$24,2,)","v":false},null,null,{"$f":"AND(S597:V597)","v":false}]
["back to top",{"$f":"B568+1","v":20},{"$f":"VLOOKUP(B598,$B$5:$F$24,2,)","v":0},null,null,{"$f":"IFERROR(VLOOKUP(C598,RelatedFactorUnits,2,0),\"none\")","v":"none"},"Location, day of month read, etc",null,null,null,null,null,null,null,null,null,null,null,null,{"$f":"T597","v":false},null,null,{"$f":"AND(S598:V598)","v":false}]
[null,null,null,null,null,null,null,null,null,null,null,null,null,null,null,null,null,null,null,{"$f":"T598","v":false},null,null,false]
[null,null,null,{"$f":"Support!$L$5","v":"Jan"},{"$f":"Support!$L$6","v":"Feb"},{"$f":"Support!$L$7","v":"Mar"},{"$f":"Support!$L$8","v":"Apr"},{"$f":"Support!$L$9","v":"May"},{"$f":"Support!$L$10","v":"Jun"},{"$f":"Support!$L$11","v":"Jul"},{"$f":"Support!$L$12","v":"Aug"},{"$f":"Support!$L$13","v":"Sep"},{"$f":"Support!$L$14","v":"Oct"},{"$f":"Support!$L$15","v":"Nov"},{"$f":"Support!$L$16","v":"Dec"},null,"YEAR",null,null,{"$f":"T599","v":false},null,null,false]
[null,{"$f":"FinalYear","v":2029},"Qty",null,null,null,null,null,null,null,null,null,null,null,null,null,{"$f":"SUM(D601:O601)","v":0},null,null,{"$f":"T600","v":false},{"$f":"VLOOKUP(B601,ActiveYears,2,)","v":false},null,false]
[null,{"$f":"B601-1","v":2028},"Qty",null,null,null,null,null,null,null,null,null,null,null,null,null,0,null,null,{"$f":"T601","v":false},false,null,false]
[null,{"$f":"B602-1","v":2027},"Qty",null,null,null,null,null,null,null,null,null,null,null,null,null,0,null,null,{"$f":"T602","v":false},false,null,false]
[null,2026,"Qty",null,null,null,null,null,null,null,null,null,null,null,null,null,0,null,null,false,false,null,false]
[null,2025,"Qty",null,null,null,null,null,null,null,null,null,null,null,null,null,0,null,null,false,false,null,false]
[null,2024,"Qty",null,null,null,null,null,null,null,null,null,null,null,null,null,0,null,null,false,false,null,false]
[null,2023,"Qty",null,null,null,null,null,null,null,null,null,null,null,null,null,0,null,null,false,false,null,false]
[null,2022,"Qty",null,null,null,null,null,null,null,null,null,null,null,null,null,0,null,null,false,false,null,false]
[null,2021,"Qty",null,null,null,null,null,null,null,null,null,null,null,null,null,0,null,null,false,false,null,false]
[null,2020,"Qty",null,null,null,null,null,null,null,null,null,null,null,null,null,0,null,null,false,false,null,false]
[null,2019,"Qty",null,null,null,null,null,null,null,null,null,null,null,null,null,0,null,null,false,false,null,false]
[null,2018,"Qty",null,null,null,null,null,null,null,null,null,null,null,null,null,0,null,null,false,false,null,false]
[null,2017,"Qty",null,null,null,null,null,null,null,null,null,null,null,null,null,0,null,null,false,false,null,false]
[null,2016,"Qty",null,null,null,null,null,null,null,null,null,null,null,null,null,0,null,null,false,false,null,false]
[null,2015,"Qty",null,null,null,null,null,null,null,null,null,null,null,null,null,0,null,null,false,true,null,false]
[null,2014,"Qty",null,null,null,null,null,null,null,null,null,null,null,null,null,0,null,null,{"$f":"T605","v":false},true,null,false]
[null,2013,"Qty",null,null,null,null,null,null,null,null,null,null,null,null,null,0,null,null,false,true,null,false]
[null,2012,"Qty",null,null,null,null,null,null,null,null,null,null,null,null,null,0,null,null,false,false,null,false]
[null,2011,"Qty",null,null,null,null,null,null,null,null,null,null,null,null,null,0,null,null,false,false,null,false]
[null,2010,"Qty",null,null,null,null,null,null,null,null,null,null,null,null,null,0,null,null,false,false,null,false]
[null,2009,"Qty",null,null,null,null,null,null,null,null,null,null,null,null,null,0,null,null,false,false,null,false]
[null,2008,"Qty",null,null,null,null,null,null,null,null,null,null,null,null,null,0,null,null,false,false,null,false]
[null,2007,"Qty",null,null,null,null,null,null,null,null,null,null,null,null,null,0,null,null,false,false,null,false]
[null,2006,"Qty",null,null,null,null,null,null,null,null,null,null,null,null,null,0,null,null,false,false,null,false]
[null,2005,"Qty",null,null,null,null,null,null,null,null,null,null,null,null,null,0,null,null,false,false,null,false]
[null,null,null,null,null,null,null,null,null,null,null,null,null,null,null,null,null,null,null,false,null,null,false]

{"sheet":"RV Charts","index":5,"n_rows":358,"n_cols":42,"rows_kept":358,"cut":false,"hidden":false,"merged":[[9,2,9,35],[3,2,3,5],[4,3,4,4],[5,2,6,7]]}
["       DOE Advanced Manufacturing Office",null,null,null,null,null,null,null,null,null,null,null,null,null,null,null,null,null,null,null,null,null,null,null,null,null,null,null,null,null,null,null,null,null,null,null,null,null,null,"filter"]
["   Energy Footprint - RELEVANT VARIABLES CHARTS",null,null,null,null,null,null,null,null,null,null,null,null,null,null,null,null,null,null,null,null,null,null,null,null,null,null,null,null,null,null,null,null,null,null,null,null,null,null,true]
[null,null,null,null,null,null,null,null,null,null,null,null,null,null,null,null,null,null,null,null,null,null,null,null,null,null,null,null,null,null,null,null,null,null,null,null,null,null,null,true]
[null,null,"SELECT Relevant Variable for Chart",null,null,null,null,null,null,null,null,null,null,null,null,null,null,null,null,null,null,null,null,null,null,null,null,null,null,null,null,null,null,null,null,null,null,null,null,true]
[null,null,"Factor","1: Heating Degree Days",null,null,null,null,null,null,null,null,null,null,null,null,null,null,null,null,null,null,null,null,null,null,null,null,null,null,null,null,null,null,null,null,null,null,{"$f":"IF('RV Charts'!D5<>\"\",VLOOKUP('RV Charts'!D5,'Relevant Variables'!AC5:AD24,2,),\"\")","v":1},true,null,"Average instead of Total"]
[null,null,{"$f":"IF(D5<>\"\",VLOOKUP(AM5,'Relevant Variables'!B5:Q24,6,),\"\")","v":"Location, day of month read, etc"},null,null,null,null,null,"< these notes can be edited in Relevant Variables",null,null,null,null,null,null,null,null,null,null,null,null,null,null,null,null,null,null,null,null,null,null,null,null,null,null,null,null,null,{"$f":"IFERROR(VLOOKUP('RV Charts'!D5,'Relevant Variables'!AC5:AC24,1,),\"ERROR\")","v":"1: Heating Degree Days"},true,null,false]
[null,null,null,null,null,null,null,null,null,null,null,null,null,null,null,null,null,null,null,null,null,null,null,null,null,null,null,null,null,null,null,null,null,null,null,null,null,null,null,true]
[null,null,null,null,null,null,null,null,null,null,null,null,null,null,null,null,null,null,null,null,null,null,null,null,null,null,null,null,null,null,null,null,null,null,null,null,null,null,null,true]
[null,null,null,null,null,null,null,null,null,null,null,null,null,null,null,null,null,null,null,null,null,null,null,null,null,null,null,null,null,null,null,null,null,null,null,null,null,null,null,{"$f":"IF(D5<>\"\",TRUE,FALSE)","v":true}]
[null,null,{"$f":"\"Relevant Variables \"&$AM$5&\":  \"&VLOOKUP($AM$5,'Relevant Variables'!AD5:AE24,2,)","v":"Relevant Variables 1:  Heating Degree Days"},null,null,null,null,null,null,null,null,null,null,null,null,null,null,null,null,null,null,null,null,null,null,null,null,null,null,null,null,null,null,null,null,null,null,null,null,{"$f":"AN9","v":true}]
[null,null,null,null,null,null,null,null,null,null,null,null,null,null,null,null,null,null,null,null,null,null,null,null,null,null,null,null,null,null,null,null,null,null,null,null,null,null,null,{"$f":"AN10","v":true}]
[null,null,null,null,null,null,null,null,null,null,null,{"$f":"FirstYear","v":2005},{"$f":"L12+1","v":2006},2007,2008,2009,2010,2011,2012,2013,2014,2015,2016,2017,2018,{"$f":"Y12+1","v":2019},{"$f":"Z12+1","v":2020},2021,2022,2023,2024,2025,2026,2027,2028,2029,null,null,null,true]
[null,null,null,null,null,null,null,null,null,null,{"$f":"DATE(2010,FirstMonthInt,1)","v":"2010-01-01"},{"$f":"'EnPI Table'!$H$10","v":0},{"$f":"'EnPI Table'!$H$22","v":0},{"$f":"'EnPI Table'!$H$34","v":0},{"$f":"'EnPI Table'!$H$46","v":0},{"$f":"'EnPI Table'!$H$58","v":0},{"$f":"'EnPI Table'!$H$70","v":0},{"$f":"'EnPI Table'!$H$82","v":0},{"$f":"'EnPI Table'!$H$94","v":0},{"$f":"'EnPI Table'!$H$106","v":12240},{"$f":"'EnPI Table'!$H$118","v":10800},{"$f":"'EnPI Table'!$H$130","v":10800},{"$f":"'EnPI Table'!$H$142","v":0},{"$f":"'EnPI Table'!$H$154","v":0},{"$f":"'EnPI Table'!$H$166","v":0},{"$f":"'EnPI Table'!$H$178","v":0},{"$f":"'EnPI Table'!$H$190","v":0},{"$f":"'EnPI Table'!$H$202","v":0},{"$f":"'EnPI Table'!$H$214","v":0},{"$f":"'EnPI Table'!$H$226","v":0},{"$f":"'EnPI Table'!$H$238","v":0},{"$f":"'EnPI Table'!$H$250","v":0},{"$f":"'EnPI Table'!$H$262","v":0},{"$f":"'EnPI Table'!$H$274","v":0},{"$f":"'EnPI Table'!$H$286","v":0},{"$f":"'EnPI Table'!$H$298","v":0},null,null,null,true]
[null,null,null,null,null,null,null,null,null,null,{"$f":"DATE(YEAR(K13),MONTH(K13)+1,DAY(K13))","v":"2010-02-01"},{"$f":"'EnPI Table'!$H$11","v":0},{"$f":"'EnPI Table'!$H$23","v":0},{"$f":"'EnPI Table'!$H$35","v":0},{"$f":"'EnPI Table'!$H$47","v":0},{"$f":"'EnPI Table'!$H$59","v":0},{"$f":"'EnPI Table'!$H$71","v":0},{"$f":"'EnPI Table'!$H$83","v":0},{"$f":"'EnPI Table'!$H$95","v":0},{"$f":"'EnPI Table'!$H$107","v":2160},{"$f":"'EnPI Table'!$H$119","v":2160},{"$f":"'EnPI Table'!$H$131","v":2880},{"$f":"'EnPI Table'!$H$143","v":0},{"$f":"'EnPI Table'!$H$155","v":0},{"$f":"'EnPI Table'!$H$167","v":0},{"$f":"'EnPI Table'!$H$179","v":0},{"$f":"'EnPI Table'!$H$191","v":0},{"$f":"'EnPI Table'!$H$203","v":0},{"$f":"'EnPI Table'!$H$215","v":0},{"$f":"'EnPI Table'!$H$227","v":0},{"$f":"'EnPI Table'!$H$239","v":0},{"$f":"'EnPI Table'!$H$251","v":0},{"$f":"'EnPI Table'!$H$263","v":0},{"$f":"'EnPI Table'!$H$275","v":0},{"$f":"'EnPI Table'!$H$287","v":0},{"$f":"'EnPI Table'!$H$299","v":0},null,null,null,true]
[null,null,null,null,null,null,null,null,null,null,{"$f":"DATE(YEAR(K14),MONTH(K14)+1,DAY(K14))","v":"2010-03-01"},{"$f":"'EnPI Table'!$H$12","v":0},{"$f":"'EnPI Table'!$H$24","v":0},{"$f":"'EnPI Table'!$H$36","v":0},{"$f":"'EnPI Table'!$H$48","v":0},{"$f":"'EnPI Table'!$H$60","v":0},{"$f":"'EnPI Table'!$H$72","v":0},{"$f":"'EnPI Table'!$H$84","v":0},{"$f":"'EnPI Table'!$H$96","v":0},{"$f":"'EnPI Table'!$H$108","v":0},{"$f":"'EnPI Table'!$H$120","v":0},{"$f":"'EnPI Table'!$H$132","v":0},{"$f":"'EnPI Table'!$H$144","v":0},{"$f":"'EnPI Table'!$H$156","v":0},{"$f":"'EnPI Table'!$H$168","v":0},{"$f":"'EnPI Table'!$H$180","v":0},{"$f":"'EnPI Table'!$H$192","v":0},{"$f":"'EnPI Table'!$H$204","v":0},{"$f":"'EnPI Table'!$H$216","v":0},{"$f":"'EnPI Table'!$H$228","v":0},{"$f":"'EnPI Table'!$H$240","v":0},{"$f":"'EnPI Table'!$H$252","v":0},{"$f":"'EnPI Table'!$H$264","v":0},{"$f":"'EnPI Table'!$H$276","v":0},{"$f":"'EnPI Table'!$H$288","v":0},{"$f":"'EnPI Table'!$H$300","v":0},null,null,null,true]
[null,null,null,null,null,null,null,null,null,null,"2010-04-01",{"$f":"'EnPI Table'!$H$13","v":0},{"$f":"'EnPI Table'!$H$25","v":0},{"$f":"'EnPI Table'!$H$37","v":0},{"$f":"'EnPI Table'!$H$49","v":0},{"$f":"'EnPI Table'!$H$61","v":0},{"$f":"'EnPI Table'!$H$73","v":0},{"$f":"'EnPI Table'!$H$85","v":0},{"$f":"'EnPI Table'!$H$97","v":0},{"$f":"'EnPI Table'!$H$109","v":0},{"$f":"'EnPI Table'!$H$121","v":0},{"$f":"'EnPI Table'!$H$133","v":0},{"$f":"'EnPI Table'!$H$145","v":0},{"$f":"'EnPI Table'!$H$157","v":0},{"$f":"'EnPI Table'!$H$169","v":0},{"$f":"'EnPI Table'!$H$181","v":0},{"$f":"'EnPI Table'!$H$193","v":0},{"$f":"'EnPI Table'!$H$205","v":0},{"$f":"'EnPI Table'!$H$217","v":0},{"$f":"'EnPI Table'!$H$229","v":0},{"$f":"'EnPI Table'!$H$241","v":0},{"$f":"'EnPI Table'!$H$253","v":0},{"$f":"'EnPI Table'!$H$265","v":0},{"$f":"'EnPI Table'!$H$277","v":0},{"$f":"'EnPI Table'!$H$289","v":0},{"$f":"'EnPI Table'!$H$301","v":0},null,null,null,true]
[null,null,null,null,null,null,null,null,null,null,"2010-05-01",{"$f":"'EnPI Table'!$H$14","v":0},{"$f":"'EnPI Table'!$H$26","v":0},{"$f":"'EnPI Table'!$H$38","v":0},{"$f":"'EnPI Table'!$H$50","v":0},{"$f":"'EnPI Table'!$H$62","v":0},{"$f":"'EnPI Table'!$H$74","v":0},{"$f":"'EnPI Table'!$H$86","v":0},{"$f":"'EnPI Table'!$H$98","v":0},{"$f":"'EnPI Table'!$H$110","v":0},{"$f":"'EnPI Table'!$H$122","v":0},{"$f":"'EnPI Table'!$H$134","v":0},{"$f":"'EnPI Table'!$H$146","v":0},{"$f":"'EnPI Table'!$H$158","v":0},{"$f":"'EnPI Table'!$H$170","v":0},{"$f":"'EnPI Table'!$H$182","v":0},{"$f":"'EnPI Table'!$H$194","v":0},{"$f":"'EnPI Table'!$H$206","v":0},{"$f":"'EnPI Table'!$H$218","v":0},{"$f":"'EnPI Table'!$H$230","v":0},{"$f":"'EnPI Table'!$H$242","v":0},{"$f":"'EnPI Table'!$H$254","v":0},{"$f":"'EnPI Table'!$H$266","v":0},{"$f":"'EnPI Table'!$H$278","v":0},{"$f":"'EnPI Table'!$H$290","v":0},{"$f":"'EnPI Table'!$H$302","v":0},null,null,null,true]
[null,null,null,null,null,null,null,null,null,null,"2010-06-01",{"$f":"'EnPI Table'!$H$15","v":0},{"$f":"'EnPI Table'!$H$27","v":0},{"$f":"'EnPI Table'!$H$39","v":0},{"$f":"'EnPI Table'!$H$51","v":0},{"$f":"'EnPI Table'!$H$63","v":0},{"$f":"'EnPI Table'!$H$75","v":0},{"$f":"'EnPI Table'!$H$87","v":0},{"$f":"'EnPI Table'!$H$99","v":0},{"$f":"'EnPI Table'!$H$111","v":1440},{"$f":"'EnPI Table'!$H$123","v":2160},{"$f":"'EnPI Table'!$H$135","v":720},{"$f":"'EnPI Table'!$H$147","v":0},{"$f":"'EnPI Table'!$H$159","v":0},{"$f":"'EnPI Table'!$H$171","v":0},{"$f":"'EnPI Table'!$H$183","v":0},{"$f":"'EnPI Table'!$H$195","v":0},{"$f":"'EnPI Table'!$H$207","v":0},{"$f":"'EnPI Table'!$H$219","v":0},{"$f":"'EnPI Table'!$H$231","v":0},{"$f":"'EnPI Table'!$H$243","v":0},{"$f":"'EnPI Table'!$H$255","v":0},{"$f":"'EnPI Table'!$H$267","v":0},{"$f":"'EnPI Table'!$H$279","v":0},{"$f":"'EnPI Table'!$H$291","v":0},{"$f":"'EnPI Table'!$H$303","v":0},null,null,null,true]
[null,null,null,null,null,null,null,null,null,null,"2010-07-01",{"$f":"'EnPI Table'!$H$16","v":0},{"$f":"'EnPI Table'!$H$28","v":0},{"$f":"'EnPI Table'!$H$40","v":0},{"$f":"'EnPI Table'!$H$52","v":0},{"$f":"'EnPI Table'!$H$64","v":0},{"$f":"'EnPI Table'!$H$76","v":0},{"$f":"'EnPI Table'!$H$88","v":0},{"$f":"'EnPI Table'!$H$100","v":0},{"$f":"'EnPI Table'!$H$112","v":7920},{"$f":"'EnPI Table'!$H$124","v":7920},{"$f":"'EnPI Table'!$H$136","v":7920},{"$f":"'EnPI Table'!$H$148","v":0},{"$f":"'EnPI Table'!$H$160","v":0},{"$f":"'EnPI Table'!$H$172","v":0},{"$f":"'EnPI Table'!$H$184","v":0},{"$f":"'EnPI Table'!$H$196","v":0},{"$f":"'EnPI Table'!$H$208","v":0},{"$f":"'EnPI Table'!$H$220","v":0},{"$f":"'EnPI Table'!$H$232","v":0},{"$f":"'EnPI Table'!$H$244","v":0},{"$f":"'EnPI Table'!$H$256","v":0},{"$f":"'EnPI Table'!$H$268","v":0},{"$f":"'EnPI Table'!$H$280","v":0},{"$f":"'EnPI Table'!$H$292","v":0},{"$f":"'EnPI Table'!$H$304","v":0},null,null,null,true]
[null,null,null,null,null,null,null,null,null,null,"2010-08-01",{"$f":"'EnPI Table'!$H$17","v":0},{"$f":"'EnPI Table'!$H$29","v":0},{"$f":"'EnPI Table'!$H$41","v":0},{"$f":"'EnPI Table'!$H$53","v":0},{"$f":"'EnPI Table'!$H$65","v":0},{"$f":"'EnPI Table'!$H$77","v":0},{"$f":"'EnPI Table'!$H$89","v":0},{"$f":"'EnPI Table'!$H$101","v":0},{"$f":"'EnPI Table'!$H$113","v":18720},{"$f":"'EnPI Table'!$H$125","v":19440},{"$f":"'EnPI Table'!$H$137","v":18720},{"$f":"'EnPI Table'!$H$149","v":0},{"$f":"'EnPI Table'!$H$161","v":0},{"$f":"'EnPI Table'!$H$173","v":0},{"$f":"'EnPI Table'!$H$185","v":0},{"$f":"'EnPI Table'!$H$197","v":0},{"$f":"'EnPI Table'!$H$209","v":0},{"$f":"'EnPI Table'!$H$221","v":0},{"$f":"'EnPI Table'!$H$233","v":0},{"$f":"'EnPI Table'!$H$245","v":0},{"$f":"'EnPI Table'!$H$257","v":0},{"$f":"'EnPI Table'!$H$269","v":0},{"$f":"'EnPI Table'!$H$281","v":0},{"$f":"'EnPI Table'!$H$293","v":0},{"$f":"'EnPI Table'!$H$305","v":0},null,null,null,true]
[null,null,null,null,null,null,null,null,null,null,"2010-09-01",{"$f":"'EnPI Table'!$H$18","v":0},{"$f":"'EnPI Table'!$H$30","v":0},{"$f":"'EnPI Table'!$H$42","v":0},{"$f":"'EnPI Table'!$H$54","v":0},{"$f":"'EnPI Table'!$H$66","v":0},{"$f":"'EnPI Table'!$H$78","v":0},{"$f":"'EnPI Table'!$H$90","v":0},{"$f":"'EnPI Table'!$H$102","v":0},{"$f":"'EnPI Table'!$H$114","v":22320},{"$f":"'EnPI Table'!$H$126","v":25200},{"$f":"'EnPI Table'!$H$138","v":22320},{"$f":"'EnPI Table'!$H$150","v":0},{"$f":"'EnPI Table'!$H$162","v":0},{"$f":"'EnPI Table'!$H$174","v":0},{"$f":"'EnPI Table'!$H$186","v":0},{"$f":"'EnPI Table'!$H$198","v":0},{"$f":"'EnPI Table'!$H$210","v":0},{"$f":"'EnPI Table'!$H$222","v":0},{"$f":"'EnPI Table'!$H$234","v":0},{"$f":"'EnPI Table'!$H$246","v":0},{"$f":"'EnPI Table'!$H$258","v":0},{"$f":"'EnPI Table'!$H$270","v":0},{"$f":"'EnPI Table'!$H$282","v":0},{"$f":"'EnPI Table'!$H$294","v":0},{"$f":"'EnPI Table'!$H$306","v":0},null,null,null,true]
[null,null,null,null,null,null,null,null,null,null,"2010-10-01",{"$f":"'EnPI Table'!$H$19","v":0},{"$f":"'EnPI Table'!$H$31","v":0},{"$f":"'EnPI Table'!$H$43","v":0},{"$f":"'EnPI Table'!$H$55","v":0},{"$f":"'EnPI Table'!$H$67","v":0},{"$f":"'EnPI Table'!$H$79","v":0},{"$f":"'EnPI Table'!$H$91","v":0},{"$f":"'EnPI Table'!$H$103","v":0},{"$f":"'EnPI Table'!$H$115","v":24480},{"$f":"'EnPI Table'!$H$127","v":29520},{"$f":"'EnPI Table'!$H$139","v":30960},{"$f":"'EnPI Table'!$H$151","v":0},{"$f":"'EnPI Table'!$H$163","v":0},{"$f":"'EnPI Table'!$H$175","v":0},{"$f":"'EnPI Table'!$H$187","v":0},{"$f":"'EnPI Table'!$H$199","v":0},{"$f":"'EnPI Table'!$H$211","v":0},{"$f":"'EnPI Table'!$H$223","v":0},{"$f":"'EnPI Table'!$H$235","v":0},{"$f":"'EnPI Table'!$H$247","v":0},{"$f":"'EnPI Table'!$H$259","v":0},{"$f":"'EnPI Table'!$H$271","v":0},{"$f":"'EnPI Table'!$H$283","v":0},{"$f":"'EnPI Table'!$H$295","v":0},{"$f":"'EnPI Table'!$H$307","v":0},null,null,null,true]
[null,null,null,null,null,null,null,null,null,null,"2010-11-01",{"$f":"'EnPI Table'!$H$20","v":0},{"$f":"'EnPI Table'!$H$32","v":0},{"$f":"'EnPI Table'!$H$44","v":0},{"$f":"'EnPI Table'!$H$56","v":0},{"$f":"'EnPI Table'!$H$68","v":0},{"$f":"'EnPI Table'!$H$80","v":0},{"$f":"'EnPI Table'!$H$92","v":0},{"$f":"'EnPI Table'!$H$104","v":0},{"$f":"'EnPI Table'!$H$116","v":24480},{"$f":"'EnPI Table'!$H$128","v":29520},{"$f":"'EnPI Table'!$H$140","v":33120},{"$f":"'EnPI Table'!$H$152","v":0},{"$f":"'EnPI Table'!$H$164","v":0},{"$f":"'EnPI Table'!$H$176","v":0},{"$f":"'EnPI Table'!$H$188","v":0},{"$f":"'EnPI Table'!$H$200","v":0},{"$f":"'EnPI Table'!$H$212","v":0},{"$f":"'EnPI Table'!$H$224","v":0},{"$f":"'EnPI Table'!$H$236","v":0},{"$f":"'EnPI Table'!$H$248","v":0},{"$f":"'EnPI Table'!$H$260","v":0},{"$f":"'EnPI Table'!$H$272","v":0},{"$f":"'EnPI Table'!$H$284","v":0},{"$f":"'EnPI Table'!$H$296","v":0},{"$f":"'EnPI Table'!$H$308","v":0},null,null,null,true]
[null,null,null,null,null,null,null,null,null,null,"2010-12-01",{"$f":"'EnPI Table'!$H$21","v":0},{"$f":"'EnPI Table'!$H$33","v":0},{"$f":"'EnPI Table'!$H$45","v":0},{"$f":"'EnPI Table'!$H$57","v":0},{"$f":"'EnPI Table'!$H$69","v":0},{"$f":"'EnPI Table'!$H$81","v":0},{"$f":"'EnPI Table'!$H$93","v":0},{"$f":"'EnPI Table'!$H$105","v":0},{"$f":"'EnPI Table'!$H$117","v":20880},{"$f":"'EnPI Table'!$H$129","v":21600},{"$f":"'EnPI Table'!$H$141","v":19440},{"$f":"'EnPI Table'!$H$153","v":0},{"$f":"'EnPI Table'!$H$165","v":0},{"$f":"'EnPI Table'!$H$177","v":0},{"$f":"'EnPI Table'!$H$189","v":0},{"$f":"'EnPI Table'!$H$201","v":0},{"$f":"'EnPI Table'!$H$213","v":0},{"$f":"'EnPI Table'!$H$225","v":0},{"$f":"'EnPI Table'!$H$237","v":0},{"$f":"'EnPI Table'!$H$249","v":0},{"$f":"'EnPI Table'!$H$261","v":0},{"$f":"'EnPI Table'!$H$273","v":0},{"$f":"'EnPI Table'!$H$285","v":0},{"$f":"'EnPI Table'!$H$297","v":0},{"$f":"'EnPI Table'!$H$309","v":0},null,null,null,true]
[null,null,null,null,null,null,null,null,null,null,null,{"$f":"FirstYear","v":2005},{"$f":"L25+1","v":2006},2007,2008,2009,2010,2011,2012,2013,2014,2015,2016,2017,2018,2019,2020,2021,2022,2023,2024,2025,2026,2027,2028,2029,null,null,null,true]
[null,null,null,null,null,null,null,null,null,null,{"$f":"IF(AP6,\"AVERAGE\",\"TOTAL\")","v":"TOTAL"},{"$f":"IF($AP$6,AVERAGE(L13:L24),SUM(L13:L24))","v":0},{"$f":"IF($AP$6,AVERAGE(M13:M24),SUM(M13:M24))","v":0},0,0,0,0,0,0,134640,148320,146880,0,0,0,0,0,0,0,0,0,0,0,0,0,0,null,null,null,true]
[null,null,null,null,null,null,null,null,null,null,null,null,null,null,null,null,null,null,null,null,null,null,null,null,null,null,null,null,null,null,null,null,null,null,null,null,null,null,null,true]
[]
[]
[]
[]
[]
[]
[]
[]
[]
[]
[]
[]
[]
[]
[]
[]
[]
[]
[]
[]
[]
[]
[]
[]
[]
[]
[]
[]
[]
[]
[]
[]
[]
[]
[]
[]
[]
[]
[]
[]
[]
[]
[]
[]
[]
[]
[]
[]
[]
[]
[]
[]
[]
[]
[]
[]
[]
[]
[]
[]
[]
[]
[]
[]
[]
[]
[]
[]
[]
[]
[]
[]
[null,null,null,null,null,null,null,null,null,null,null,{"$f":"'EnPI Table'!$H$10","v":0},{"$f":"'EnPI Table'!$H$22","v":0},{"$f":"'EnPI Table'!$H$34","v":0},{"$f":"'EnPI Table'!$H$46","v":0},{"$f":"'EnPI Table'!$H$58","v":0},{"$f":"'EnPI Table'!$H$70","v":0},{"$f":"'EnPI Table'!$H$82","v":0},{"$f":"'EnPI Table'!$H$94","v":0},{"$f":"'EnPI Table'!$H$106","v":12240},{"$f":"'EnPI Table'!$H$118","v":10800},{"$f":"'EnPI Table'!$H$130","v":10800},{"$f":"'EnPI Table'!$H$142","v":0},{"$f":"'EnPI Table'!$H$154","v":0},{"$f":"'EnPI Table'!$H$166","v":0},{"$f":"'EnPI Table'!$H$178","v":0},{"$f":"'EnPI Table'!$H$190","v":0},{"$f":"'EnPI Table'!$H$202","v":0},{"$f":"'EnPI Table'!$H$214","v":0},{"$f":"'EnPI Table'!$H$226","v":0},{"$f":"'EnPI Table'!$H$238","v":0},{"$f":"'EnPI Table'!$H$250","v":0},{"$f":"'EnPI Table'!$H$262","v":0},{"$f":"'EnPI Table'!$H$274","v":0},{"$f":"'EnPI Table'!$H$286","v":0},{"$f":"'EnPI Table'!$H$298","v":0}]
[null,null,null,null,null,null,null,null,null,null,null,{"$f":"'EnPI Table'!$H$11","v":0},{"$f":"'EnPI Table'!$H$23","v":0},{"$f":"'EnPI Table'!$H$35","v":0},{"$f":"'EnPI Table'!$H$47","v":0},{"$f":"'EnPI Table'!$H$59","v":0},{"$f":"'EnPI Table'!$H$71","v":0},{"$f":"'EnPI Table'!$H$83","v":0},{"$f":"'EnPI Table'!$H$95","v":0},{"$f":"'EnPI Table'!$H$107","v":2160},{"$f":"'EnPI Table'!$H$119","v":2160},{"$f":"'EnPI Table'!$H$131","v":2880},{"$f":"'EnPI Table'!$H$143","v":0},{"$f":"'EnPI Table'!$H$155","v":0},{"$f":"'EnPI Table'!$H$167","v":0},{"$f":"'EnPI Table'!$H$179","v":0},{"$f":"'EnPI Table'!$H$191","v":0},{"$f":"'EnPI Table'!$H$203","v":0},{"$f":"'EnPI Table'!$H$215","v":0},{"$f":"'EnPI Table'!$H$227","v":0},{"$f":"'EnPI Table'!$H$239","v":0},{"$f":"'EnPI Table'!$H$251","v":0},{"$f":"'EnPI Table'!$H$263","v":0},{"$f":"'EnPI Table'!$H$275","v":0},{"$f":"'EnPI Table'!$H$287","v":0},{"$f":"'EnPI Table'!$H$299","v":0}]
[null,null,null,null,null,null,null,null,null,null,null,{"$f":"'EnPI Table'!$H$12","v":0},{"$f":"'EnPI Table'!$H$24","v":0},{"$f":"'EnPI Table'!$H$36","v":0},{"$f":"'EnPI Table'!$H$48","v":0},{"$f":"'EnPI Table'!$H$60","v":0},{"$f":"'EnPI Table'!$H$72","v":0},{"$f":"'EnPI Table'!$H$84","v":0},{"$f":"'EnPI Table'!$H$96","v":0},{"$f":"'EnPI Table'!$H$108","v":0},{"$f":"'EnPI Table'!$H$120","v":0},{"$f":"'EnPI Table'!$H$132","v":0},{"$f":"'EnPI Table'!$H$144","v":0},{"$f":"'EnPI Table'!$H$156","v":0},{"$f":"'EnPI Table'!$H$168","v":0},{"$f":"'EnPI Table'!$H$180","v":0},{"$f":"'EnPI Table'!$H$192","v":0},{"$f":"'EnPI Table'!$H$204","v":0},{"$f":"'EnPI Table'!$H$216","v":0},{"$f":"'EnPI Table'!$H$228","v":0},{"$f":"'EnPI Table'!$H$240","v":0},{"$f":"'EnPI Table'!$H$252","v":0},{"$f":"'EnPI Table'!$H$264","v":0},{"$f":"'EnPI Table'!$H$276","v":0},{"$f":"'EnPI Table'!$H$288","v":0},{"$f":"'EnPI Table'!$H$300","v":0}]
[null,null,null,null,null,null,null,null,null,null,null,{"$f":"'EnPI Table'!$H$13","v":0},{"$f":"'EnPI Table'!$H$25","v":0},{"$f":"'EnPI Table'!$H$37","v":0},{"$f":"'EnPI Table'!$H$49","v":0},{"$f":"'EnPI Table'!$H$61","v":0},{"$f":"'EnPI Table'!$H$73","v":0},{"$f":"'EnPI Table'!$H$85","v":0},{"$f":"'EnPI Table'!$H$97","v":0},{"$f":"'EnPI Table'!$H$109","v":0},{"$f":"'EnPI Table'!$H$121","v":0},{"$f":"'EnPI Table'!$H$133","v":0},{"$f":"'EnPI Table'!$H$145","v":0},{"$f":"'EnPI Table'!$H$157","v":0},{"$f":"'EnPI Table'!$H$169","v":0},{"$f":"'EnPI Table'!$H$181","v":0},{"$f":"'EnPI Table'!$H$193","v":0},{"$f":"'EnPI Table'!$H$205","v":0},{"$f":"'EnPI Table'!$H$217","v":0},{"$f":"'EnPI Table'!$H$229","v":0},{"$f":"'EnPI Table'!$H$241","v":0},{"$f":"'EnPI Table'!$H$253","v":0},{"$f":"'EnPI Table'!$H$265","v":0},{"$f":"'EnPI Table'!$H$277","v":0},{"$f":"'EnPI Table'!$H$289","v":0},{"$f":"'EnPI Table'!$H$301","v":0}]
[null,null,null,null,null,null,null,null,null,null,null,{"$f":"'EnPI Table'!$H$14","v":0},{"$f":"'EnPI Table'!$H$26","v":0},{"$f":"'EnPI Table'!$H$38","v":0},{"$f":"'EnPI Table'!$H$50","v":0},{"$f":"'EnPI Table'!$H$62","v":0},{"$f":"'EnPI Table'!$H$74","v":0},{"$f":"'EnPI Table'!$H$86","v":0},{"$f":"'EnPI Table'!$H$98","v":0},{"$f":"'EnPI Table'!$H$110","v":0},{"$f":"'EnPI Table'!$H$122","v":0},{"$f":"'EnPI Table'!$H$134","v":0},{"$f":"'EnPI Table'!$H$146","v":0},{"$f":"'EnPI Table'!$H$158","v":0},{"$f":"'EnPI Table'!$H$170","v":0},{"$f":"'EnPI Table'!$H$182","v":0},{"$f":"'EnPI Table'!$H$194","v":0},{"$f":"'EnPI Table'!$H$206","v":0},{"$f":"'EnPI Table'!$H$218","v":0},{"$f":"'EnPI Table'!$H$230","v":0},{"$f":"'EnPI Table'!$H$242","v":0},{"$f":"'EnPI Table'!$H$254","v":0},{"$f":"'EnPI Table'!$H$266","v":0},{"$f":"'EnPI Table'!$H$278","v":0},{"$f":"'EnPI Table'!$H$290","v":0},{"$f":"'EnPI Table'!$H$302","v":0}]
[null,null,null,null,null,null,null,null,null,null,null,{"$f":"'EnPI Table'!$H$15","v":0},{"$f":"'EnPI Table'!$H$27","v":0},{"$f":"'EnPI Table'!$H$39","v":0},{"$f":"'EnPI Table'!$H$51","v":0},{"$f":"'EnPI Table'!$H$63","v":0},{"$f":"'EnPI Table'!$H$75","v":0},{"$f":"'EnPI Table'!$H$87","v":0},{"$f":"'EnPI Table'!$H$99","v":0},{"$f":"'EnPI Table'!$H$111","v":1440},{"$f":"'EnPI Table'!$H$123","v":2160},{"$f":"'EnPI Table'!$H$135","v":720},{"$f":"'EnPI Table'!$H$147","v":0},{"$f":"'EnPI Table'!$H$159","v":0},{"$f":"'EnPI Table'!$H$171","v":0},{"$f":"'EnPI Table'!$H$183","v":0},{"$f":"'EnPI Table'!$H$195","v":0},{"$f":"'EnPI Table'!$H$207","v":0},{"$f":"'EnPI Table'!$H$219","v":0},{"$f":"'EnPI Table'!$H$231","v":0},{"$f":"'EnPI Table'!$H$243","v":0},{"$f":"'EnPI Table'!$H$255","v":0},{"$f":"'EnPI Table'!$H$267","v":0},{"$f":"'EnPI Table'!$H$279","v":0},{"$f":"'EnPI Table'!$H$291","v":0},{"$f":"'EnPI Table'!$H$303","v":0}]
[null,null,null,null,null,null,null,null,null,null,null,{"$f":"'EnPI Table'!$H$16","v":0},{"$f":"'EnPI Table'!$H$28","v":0},{"$f":"'EnPI Table'!$H$40","v":0},{"$f":"'EnPI Table'!$H$52","v":0},{"$f":"'EnPI Table'!$H$64","v":0},{"$f":"'EnPI Table'!$H$76","v":0},{"$f":"'EnPI Table'!$H$88","v":0},{"$f":"'EnPI Table'!$H$100","v":0},{"$f":"'EnPI Table'!$H$112","v":7920},{"$f":"'EnPI Table'!$H$124","v":7920},{"$f":"'EnPI Table'!$H$136","v":7920},{"$f":"'EnPI Table'!$H$148","v":0},{"$f":"'EnPI Table'!$H$160","v":0},{"$f":"'EnPI Table'!$H$172","v":0},{"$f":"'EnPI Table'!$H$184","v":0},{"$f":"'EnPI Table'!$H$196","v":0},{"$f":"'EnPI Table'!$H$208","v":0},{"$f":"'EnPI Table'!$H$220","v":0},{"$f":"'EnPI Table'!$H$232","v":0},{"$f":"'EnPI Table'!$H$244","v":0},{"$f":"'EnPI Table'!$H$256","v":0},{"$f":"'EnPI Table'!$H$268","v":0},{"$f":"'EnPI Table'!$H$280","v":0},{"$f":"'EnPI Table'!$H$292","v":0},{"$f":"'EnPI Table'!$H$304","v":0}]
[null,null,null,null,null,null,null,null,null,null,null,{"$f":"'EnPI Table'!$H$17","v":0},{"$f":"'EnPI Table'!$H$29","v":0},{"$f":"'EnPI Table'!$H$41","v":0},{"$f":"'EnPI Table'!$H$53","v":0},{"$f":"'EnPI Table'!$H$65","v":0},{"$f":"'EnPI Table'!$H$77","v":0},{"$f":"'EnPI Table'!$H$89","v":0},{"$f":"'EnPI Table'!$H$101","v":0},{"$f":"'EnPI Table'!$H$113","v":18720},{"$f":"'EnPI Table'!$H$125","v":19440},{"$f":"'EnPI Table'!$H$137","v":18720},{"$f":"'EnPI Table'!$H$149","v":0},{"$f":"'EnPI Table'!$H$161","v":0},{"$f":"'EnPI Table'!$H$173","v":0},{"$f":"'EnPI Table'!$H$185","v":0},{"$f":"'EnPI Table'!$H$197","v":0},{"$f":"'EnPI Table'!$H$209","v":0},{"$f":"'EnPI Table'!$H$221","v":0},{"$f":"'EnPI Table'!$H$233","v":0},{"$f":"'EnPI Table'!$H$245","v":0},{"$f":"'EnPI Table'!$H$257","v":0},{"$f":"'EnPI Table'!$H$269","v":0},{"$f":"'EnPI Table'!$H$281","v":0},{"$f":"'EnPI Table'!$H$293","v":0},{"$f":"'EnPI Table'!$H$305","v":0}]
[null,null,null,null,null,null,null,null,null,null,null,{"$f":"'EnPI Table'!$H$18","v":0},{"$f":"'EnPI Table'!$H$30","v":0},{"$f":"'EnPI Table'!$H$42","v":0},{"$f":"'EnPI Table'!$H$54","v":0},{"$f":"'EnPI Table'!$H$66","v":0},{"$f":"'EnPI Table'!$H$78","v":0},{"$f":"'EnPI Table'!$H$90","v":0},{"$f":"'EnPI Table'!$H$102","v":0},{"$f":"'EnPI Table'!$H$114","v":22320},{"$f":"'EnPI Table'!$H$126","v":25200},{"$f":"'EnPI Table'!$H$138","v":22320},{"$f":"'EnPI Table'!$H$150","v":0},{"$f":"'EnPI Table'!$H$162","v":0},{"$f":"'EnPI Table'!$H$174","v":0},{"$f":"'EnPI Table'!$H$186","v":0},{"$f":"'EnPI Table'!$H$198","v":0},{"$f":"'EnPI Table'!$H$210","v":0},{"$f":"'EnPI Table'!$H$222","v":0},{"$f":"'EnPI Table'!$H$234","v":0},{"$f":"'EnPI Table'!$H$246","v":0},{"$f":"'EnPI Table'!$H$258","v":0},{"$f":"'EnPI Table'!$H$270","v":0},{"$f":"'EnPI Table'!$H$282","v":0},{"$f":"'EnPI Table'!$H$294","v":0},{"$f":"'EnPI Table'!$H$306","v":0}]
[null,null,null,null,null,null,null,null,null,null,null,{"$f":"'EnPI Table'!$H$19","v":0},{"$f":"'EnPI Table'!$H$31","v":0},{"$f":"'EnPI Table'!$H$43","v":0},{"$f":"'EnPI Table'!$H$55","v":0},{"$f":"'EnPI Table'!$H$67","v":0},{"$f":"'EnPI Table'!$H$79","v":0},{"$f":"'EnPI Table'!$H$91","v":0},{"$f":"'EnPI Table'!$H$103","v":0},{"$f":"'EnPI Table'!$H$115","v":24480},{"$f":"'EnPI Table'!$H$127","v":29520},{"$f":"'EnPI Table'!$H$139","v":30960},{"$f":"'EnPI Table'!$H$151","v":0},{"$f":"'EnPI Table'!$H$163","v":0},{"$f":"'EnPI Table'!$H$175","v":0},{"$f":"'EnPI Table'!$H$187","v":0},{"$f":"'EnPI Table'!$H$199","v":0},{"$f":"'EnPI Table'!$H$211","v":0},{"$f":"'EnPI Table'!$H$223","v":0},{"$f":"'EnPI Table'!$H$235","v":0},{"$f":"'EnPI Table'!$H$247","v":0},{"$f":"'EnPI Table'!$H$259","v":0},{"$f":"'EnPI Table'!$H$271","v":0},{"$f":"'EnPI Table'!$H$283","v":0},{"$f":"'EnPI Table'!$H$295","v":0},{"$f":"'EnPI Table'!$H$307","v":0}]
[null,null,null,null,null,null,null,null,null,null,null,{"$f":"'EnPI Table'!$H$20","v":0},{"$f":"'EnPI Table'!$H$32","v":0},{"$f":"'EnPI Table'!$H$44","v":0},{"$f":"'EnPI Table'!$H$56","v":0},{"$f":"'EnPI Table'!$H$68","v":0},{"$f":"'EnPI Table'!$H$80","v":0},{"$f":"'EnPI Table'!$H$92","v":0},{"$f":"'EnPI Table'!$H$104","v":0},{"$f":"'EnPI Table'!$H$116","v":24480},{"$f":"'EnPI Table'!$H$128","v":29520},{"$f":"'EnPI Table'!$H$140","v":33120},{"$f":"'EnPI Table'!$H$152","v":0},{"$f":"'EnPI Table'!$H$164","v":0},{"$f":"'EnPI Table'!$H$176","v":0},{"$f":"'EnPI Table'!$H$188","v":0},{"$f":"'EnPI Table'!$H$200","v":0},{"$f":"'EnPI Table'!$H$212","v":0},{"$f":"'EnPI Table'!$H$224","v":0},{"$f":"'EnPI Table'!$H$236","v":0},{"$f":"'EnPI Table'!$H$248","v":0},{"$f":"'EnPI Table'!$H$260","v":0},{"$f":"'EnPI Table'!$H$272","v":0},{"$f":"'EnPI Table'!$H$284","v":0},{"$f":"'EnPI Table'!$H$296","v":0},{"$f":"'EnPI Table'!$H$308","v":0}]
[null,null,null,null,null,null,null,null,null,null,null,{"$f":"'EnPI Table'!$H$21","v":0},{"$f":"'EnPI Table'!$H$33","v":0},{"$f":"'EnPI Table'!$H$45","v":0},{"$f":"'EnPI Table'!$H$57","v":0},{"$f":"'EnPI Table'!$H$69","v":0},{"$f":"'EnPI Table'!$H$81","v":0},{"$f":"'EnPI Table'!$H$93","v":0},{"$f":"'EnPI Table'!$H$105","v":0},{"$f":"'EnPI Table'!$H$117","v":20880},{"$f":"'EnPI Table'!$H$129","v":21600},{"$f":"'EnPI Table'!$H$141","v":19440},{"$f":"'EnPI Table'!$H$153","v":0},{"$f":"'EnPI Table'!$H$165","v":0},{"$f":"'EnPI Table'!$H$177","v":0},{"$f":"'EnPI Table'!$H$189","v":0},{"$f":"'EnPI Table'!$H$201","v":0},{"$f":"'EnPI Table'!$H$213","v":0},{"$f":"'EnPI Table'!$H$225","v":0},{"$f":"'EnPI Table'!$H$237","v":0},{"$f":"'EnPI Table'!$H$249","v":0},{"$f":"'EnPI Table'!$H$261","v":0},{"$f":"'EnPI Table'!$H$273","v":0},{"$f":"'EnPI Table'!$H$285","v":0},{"$f":"'EnPI Table'!$H$297","v":0},{"$f":"'EnPI Table'!$H$309","v":0}]
[]
[null,null,null,null,null,null,null,null,null,null,null,{"$f":"'EnPI Table'!$I$10","v":0},{"$f":"'EnPI Table'!$I$22","v":0},{"$f":"'EnPI Table'!$I$34","v":0},{"$f":"'EnPI Table'!$I$46","v":0},{"$f":"'EnPI Table'!$I$58","v":0},{"$f":"'EnPI Table'!$I$70","v":0},{"$f":"'EnPI Table'!$I$82","v":0},{"$f":"'EnPI Table'!$I$94","v":0},{"$f":"'EnPI Table'!$I$106","v":0},{"$f":"'EnPI Table'!$I$118","v":0},{"$f":"'EnPI Table'!$I$130","v":0},{"$f":"'EnPI Table'!$I$142","v":0},{"$f":"'EnPI Table'!$I$154","v":0},{"$f":"'EnPI Table'!$I$166","v":0},{"$f":"'EnPI Table'!$I$178","v":0},{"$f":"'EnPI Table'!$I$190","v":0},{"$f":"'EnPI Table'!$I$202","v":0},{"$f":"'EnPI Table'!$I$214","v":0},{"$f":"'EnPI Table'!$I$226","v":0},{"$f":"'EnPI Table'!$I$238","v":0},{"$f":"'EnPI Table'!$I$250","v":0},{"$f":"'EnPI Table'!$I$262","v":0},{"$f":"'EnPI Table'!$I$274","v":0},{"$f":"'EnPI Table'!$I$286","v":0},{"$f":"'EnPI Table'!$I$298","v":0}]
[null,null,null,null,null,null,null,null,null,null,null,{"$f":"'EnPI Table'!$I$11","v":0},{"$f":"'EnPI Table'!$I$23","v":0},{"$f":"'EnPI Table'!$I$35","v":0},{"$f":"'EnPI Table'!$I$47","v":0},{"$f":"'EnPI Table'!$I$59","v":0},{"$f":"'EnPI Table'!$I$71","v":0},{"$f":"'EnPI Table'!$I$83","v":0},{"$f":"'EnPI Table'!$I$95","v":0},{"$f":"'EnPI Table'!$I$107","v":0},{"$f":"'EnPI Table'!$I$119","v":0},{"$f":"'EnPI Table'!$I$131","v":0},{"$f":"'EnPI Table'!$I$143","v":0},{"$f":"'EnPI Table'!$I$155","v":0},{"$f":"'EnPI Table'!$I$167","v":0},{"$f":"'EnPI Table'!$I$179","v":0},{"$f":"'EnPI Table'!$I$191","v":0},{"$f":"'EnPI Table'!$I$203","v":0},{"$f":"'EnPI Table'!$I$215","v":0},{"$f":"'EnPI Table'!$I$227","v":0},{"$f":"'EnPI Table'!$I$239","v":0},{"$f":"'EnPI Table'!$I$251","v":0},{"$f":"'EnPI Table'!$I$263","v":0},{"$f":"'EnPI Table'!$I$275","v":0},{"$f":"'EnPI Table'!$I$287","v":0},{"$f":"'EnPI Table'!$I$299","v":0}]
[null,null,null,null,null,null,null,null,null,null,null,{"$f":"'EnPI Table'!$I$12","v":0},{"$f":"'EnPI Table'!$I$24","v":0},{"$f":"'EnPI Table'!$I$36","v":0},{"$f":"'EnPI Table'!$I$48","v":0},{"$f":"'EnPI Table'!$I$60","v":0},{"$f":"'EnPI Table'!$I$72","v":0},{"$f":"'EnPI Table'!$I$84","v":0},{"$f":"'EnPI Table'!$I$96","v":0},{"$f":"'EnPI Table'!$I$108","v":0},{"$f":"'EnPI Table'!$I$120","v":0},{"$f":"'EnPI Table'!$I$132","v":0},{"$f":"'EnPI Table'!$I$144","v":0},{"$f":"'EnPI Table'!$I$156","v":0},{"$f":"'EnPI Table'!$I$168","v":0},{"$f":"'EnPI Table'!$I$180","v":0},{"$f":"'EnPI Table'!$I$192","v":0},{"$f":"'EnPI Table'!$I$204","v":0},{"$f":"'EnPI Table'!$I$216","v":0},{"$f":"'EnPI Table'!$I$228","v":0},{"$f":"'EnPI Table'!$I$240","v":0},{"$f":"'EnPI Table'!$I$252","v":0},{"$f":"'EnPI Table'!$I$264","v":0},{"$f":"'EnPI Table'!$I$276","v":0},{"$f":"'EnPI Table'!$I$288","v":0},{"$f":"'EnPI Table'!$I$300","v":0}]
[null,null,null,null,null,null,null,null,null,null,null,{"$f":"'EnPI Table'!$I$13","v":0},{"$f":"'EnPI Table'!$I$25","v":0},{"$f":"'EnPI Table'!$I$37","v":0},{"$f":"'EnPI Table'!$I$49","v":0},{"$f":"'EnPI Table'!$I$61","v":0},{"$f":"'EnPI Table'!$I$73","v":0},{"$f":"'EnPI Table'!$I$85","v":0},{"$f":"'EnPI Table'!$I$97","v":0},{"$f":"'EnPI Table'!$I$109","v":0},{"$f":"'EnPI Table'!$I$121","v":0},{"$f":"'EnPI Table'!$I$133","v":0},{"$f":"'EnPI Table'!$I$145","v":0},{"$f":"'EnPI Table'!$I$157","v":0},{"$f":"'EnPI Table'!$I$169","v":0},{"$f":"'EnPI Table'!$I$181","v":0},{"$f":"'EnPI Table'!$I$193","v":0},{"$f":"'EnPI Table'!$I$205","v":0},{"$f":"'EnPI Table'!$I$217","v":0},{"$f":"'EnPI Table'!$I$229","v":0},{"$f":"'EnPI Table'!$I$241","v":0},{"$f":"'EnPI Table'!$I$253","v":0},{"$f":"'EnPI Table'!$I$265","v":0},{"$f":"'EnPI Table'!$I$277","v":0},{"$f":"'EnPI Table'!$I$289","v":0},{"$f":"'EnPI Table'!$I$301","v":0}]
[null,null,null,null,null,null,null,null,null,null,null,{"$f":"'EnPI Table'!$I$14","v":0},{"$f":"'EnPI Table'!$I$26","v":0},{"$f":"'EnPI Table'!$I$38","v":0},{"$f":"'EnPI Table'!$I$50","v":0},{"$f":"'EnPI Table'!$I$62","v":0},{"$f":"'EnPI Table'!$I$74","v":0},{"$f":"'EnPI Table'!$I$86","v":0},{"$f":"'EnPI Table'!$I$98","v":0},{"$f":"'EnPI Table'!$I$110","v":0},{"$f":"'EnPI Table'!$I$122","v":0},{"$f":"'EnPI Table'!$I$134","v":0},{"$f":"'EnPI Table'!$I$146","v":0},{"$f":"'EnPI Table'!$I$158","v":0},{"$f":"'EnPI Table'!$I$170","v":0},{"$f":"'EnPI Table'!$I$182","v":0},{"$f":"'EnPI Table'!$I$194","v":0},{"$f":"'EnPI Table'!$I$206","v":0},{"$f":"'EnPI Table'!$I$218","v":0},{"$f":"'EnPI Table'!$I$230","v":0},{"$f":"'EnPI Table'!$I$242","v":0},{"$f":"'EnPI Table'!$I$254","v":0},{"$f":"'EnPI Table'!$I$266","v":0},{"$f":"'EnPI Table'!$I$278","v":0},{"$f":"'EnPI Table'!$I$290","v":0},{"$f":"'EnPI Table'!$I$302","v":0}]
[null,null,null,null,null,null,null,null,null,null,null,{"$f":"'EnPI Table'!$I$15","v":0},{"$f":"'EnPI Table'!$I$27","v":0},{"$f":"'EnPI Table'!$I$39","v":0},{"$f":"'EnPI Table'!$I$51","v":0},{"$f":"'EnPI Table'!$I$63","v":0},{"$f":"'EnPI Table'!$I$75","v":0},{"$f":"'EnPI Table'!$I$87","v":0},{"$f":"'EnPI Table'!$I$99","v":0},{"$f":"'EnPI Table'!$I$111","v":0},{"$f":"'EnPI Table'!$I$123","v":0},{"$f":"'EnPI Table'!$I$135","v":0},{"$f":"'EnPI Table'!$I$147","v":0},{"$f":"'EnPI Table'!$I$159","v":0},{"$f":"'EnPI Table'!$I$171","v":0},{"$f":"'EnPI Table'!$I$183","v":0},{"$f":"'EnPI Table'!$I$195","v":0},{"$f":"'EnPI Table'!$I$207","v":0},{"$f":"'EnPI Table'!$I$219","v":0},{"$f":"'EnPI Table'!$I$231","v":0},{"$f":"'EnPI Table'!$I$243","v":0},{"$f":"'EnPI Table'!$I$255","v":0},{"$f":"'EnPI Table'!$I$267","v":0},{"$f":"'EnPI Table'!$I$279","v":0},{"$f":"'EnPI Table'!$I$291","v":0},{"$f":"'EnPI Table'!$I$303","v":0}]
[null,null,null,null,null,null,null,null,null,null,null,{"$f":"'EnPI Table'!$I$16","v":0},{"$f":"'EnPI Table'!$I$28","v":0},{"$f":"'EnPI Table'!$I$40","v":0},{"$f":"'EnPI Table'!$I$52","v":0},{"$f":"'EnPI Table'!$I$64","v":0},{"$f":"'EnPI Table'!$I$76","v":0},{"$f":"'EnPI Table'!$I$88","v":0},{"$f":"'EnPI Table'!$I$100","v":0},{"$f":"'EnPI Table'!$I$112","v":0},{"$f":"'EnPI Table'!$I$124","v":0},{"$f":"'EnPI Table'!$I$136","v":0},{"$f":"'EnPI Table'!$I$148","v":0},{"$f":"'EnPI Table'!$I$160","v":0},{"$f":"'EnPI Table'!$I$172","v":0},{"$f":"'EnPI Table'!$I$184","v":0},{"$f":"'EnPI Table'!$I$196","v":0},{"$f":"'EnPI Table'!$I$208","v":0},{"$f":"'EnPI Table'!$I$220","v":0},{"$f":"'EnPI Table'!$I$232","v":0},{"$f":"'EnPI Table'!$I$244","v":0},{"$f":"'EnPI Table'!$I$256","v":0},{"$f":"'EnPI Table'!$I$268","v":0},{"$f":"'EnPI Table'!$I$280","v":0},{"$f":"'EnPI Table'!$I$292","v":0},{"$f":"'EnPI Table'!$I$304","v":0}]
[null,null,null,null,null,null,null,null,null,null,null,{"$f":"'EnPI Table'!$I$17","v":0},{"$f":"'EnPI Table'!$I$29","v":0},{"$f":"'EnPI Table'!$I$41","v":0},{"$f":"'EnPI Table'!$I$53","v":0},{"$f":"'EnPI Table'!$I$65","v":0},{"$f":"'EnPI Table'!$I$77","v":0},{"$f":"'EnPI Table'!$I$89","v":0},{"$f":"'EnPI Table'!$I$101","v":0},{"$f":"'EnPI Table'!$I$113","v":0},{"$f":"'EnPI Table'!$I$125","v":0},{"$f":"'EnPI Table'!$I$137","v":0},{"$f":"'EnPI Table'!$I$149","v":0},{"$f":"'EnPI Table'!$I$161","v":0},{"$f":"'EnPI Table'!$I$173","v":0},{"$f":"'EnPI Table'!$I$185","v":0},{"$f":"'EnPI Table'!$I$197","v":0},{"$f":"'EnPI Table'!$I$209","v":0},{"$f":"'EnPI Table'!$I$221","v":0},{"$f":"'EnPI Table'!$I$233","v":0},{"$f":"'EnPI Table'!$I$245","v":0},{"$f":"'EnPI Table'!$I$257","v":0},{"$f":"'EnPI Table'!$I$269","v":0},{"$f":"'EnPI Table'!$I$281","v":0},{"$f":"'EnPI Table'!$I$293","v":0},{"$f":"'EnPI Table'!$I$305","v":0}]
[null,null,null,null,null,null,null,null,null,null,null,{"$f":"'EnPI Table'!$I$18","v":0},{"$f":"'EnPI Table'!$I$30","v":0},{"$f":"'EnPI Table'!$I$42","v":0},{"$f":"'EnPI Table'!$I$54","v":0},{"$f":"'EnPI Table'!$I$66","v":0},{"$f":"'EnPI Table'!$I$78","v":0},{"$f":"'EnPI Table'!$I$90","v":0},{"$f":"'EnPI Table'!$I$102","v":0},{"$f":"'EnPI Table'!$I$114","v":0},{"$f":"'EnPI Table'!$I$126","v":0},{"$f":"'EnPI Table'!$I$138","v":0},{"$f":"'EnPI Table'!$I$150","v":0},{"$f":"'EnPI Table'!$I$162","v":0},{"$f":"'EnPI Table'!$I$174","v":0},{"$f":"'EnPI Table'!$I$186","v":0},{"$f":"'EnPI Table'!$I$198","v":0},{"$f":"'EnPI Table'!$I$210","v":0},{"$f":"'EnPI Table'!$I$222","v":0},{"$f":"'EnPI Table'!$I$234","v":0},{"$f":"'EnPI Table'!$I$246","v":0},{"$f":"'EnPI Table'!$I$258","v":0},{"$f":"'EnPI Table'!$I$270","v":0},{"$f":"'EnPI Table'!$I$282","v":0},{"$f":"'EnPI Table'!$I$294","v":0},{"$f":"'EnPI Table'!$I$306","v":0}]
[null,null,null,null,null,null,null,null,null,null,null,{"$f":"'EnPI Table'!$I$19","v":0},{"$f":"'EnPI Table'!$I$31","v":0},{"$f":"'EnPI Table'!$I$43","v":0},{"$f":"'EnPI Table'!$I$55","v":0},{"$f":"'EnPI Table'!$I$67","v":0},{"$f":"'EnPI Table'!$I$79","v":0},{"$f":"'EnPI Table'!$I$91","v":0},{"$f":"'EnPI Table'!$I$103","v":0},{"$f":"'EnPI Table'!$I$115","v":0},{"$f":"'EnPI Table'!$I$127","v":0},{"$f":"'EnPI Table'!$I$139","v":0},{"$f":"'EnPI Table'!$I$151","v":0},{"$f":"'EnPI Table'!$I$163","v":0},{"$f":"'EnPI Table'!$I$175","v":0},{"$f":"'EnPI Table'!$I$187","v":0},{"$f":"'EnPI Table'!$I$199","v":0},{"$f":"'EnPI Table'!$I$211","v":0},{"$f":"'EnPI Table'!$I$223","v":0},{"$f":"'EnPI Table'!$I$235","v":0},{"$f":"'EnPI Table'!$I$247","v":0},{"$f":"'EnPI Table'!$I$259","v":0},{"$f":"'EnPI Table'!$I$271","v":0},{"$f":"'EnPI Table'!$I$283","v":0},{"$f":"'EnPI Table'!$I$295","v":0},{"$f":"'EnPI Table'!$I$307","v":0}]
[null,null,null,null,null,null,null,null,null,null,null,{"$f":"'EnPI Table'!$I$20","v":0},{"$f":"'EnPI Table'!$I$32","v":0},{"$f":"'EnPI Table'!$I$44","v":0},{"$f":"'EnPI Table'!$I$56","v":0},{"$f":"'EnPI Table'!$I$68","v":0},{"$f":"'EnPI Table'!$I$80","v":0},{"$f":"'EnPI Table'!$I$92","v":0},{"$f":"'EnPI Table'!$I$104","v":0},{"$f":"'EnPI Table'!$I$116","v":0},{"$f":"'EnPI Table'!$I$128","v":0},{"$f":"'EnPI Table'!$I$140","v":0},{"$f":"'EnPI Table'!$I$152","v":0},{"$f":"'EnPI Table'!$I$164","v":0},{"$f":"'EnPI Table'!$I$176","v":0},{"$f":"'EnPI Table'!$I$188","v":0},{"$f":"'EnPI Table'!$I$200","v":0},{"$f":"'EnPI Table'!$I$212","v":0},{"$f":"'EnPI Table'!$I$224","v":0},{"$f":"'EnPI Table'!$I$236","v":0},{"$f":"'EnPI Table'!$I$248","v":0},{"$f":"'EnPI Table'!$I$260","v":0},{"$f":"'EnPI Table'!$I$272","v":0},{"$f":"'EnPI Table'!$I$284","v":0},{"$f":"'EnPI Table'!$I$296","v":0},{"$f":"'EnPI Table'!$I$308","v":0}]
[null,null,null,null,null,null,null,null,null,null,null,{"$f":"'EnPI Table'!$I$21","v":0},{"$f":"'EnPI Table'!$I$33","v":0},{"$f":"'EnPI Table'!$I$45","v":0},{"$f":"'EnPI Table'!$I$57","v":0},{"$f":"'EnPI Table'!$I$69","v":0},{"$f":"'EnPI Table'!$I$81","v":0},{"$f":"'EnPI Table'!$I$93","v":0},{"$f":"'EnPI Table'!$I$105","v":0},{"$f":"'EnPI Table'!$I$117","v":0},{"$f":"'EnPI Table'!$I$129","v":0},{"$f":"'EnPI Table'!$I$141","v":0},{"$f":"'EnPI Table'!$I$153","v":0},{"$f":"'EnPI Table'!$I$165","v":0},{"$f":"'EnPI Table'!$I$177","v":0},{"$f":"'EnPI Table'!$I$189","v":0},{"$f":"'EnPI Table'!$I$201","v":0},{"$f":"'EnPI Table'!$I$213","v":0},{"$f":"'EnPI Table'!$I$225","v":0},{"$f":"'EnPI Table'!$I$237","v":0},{"$f":"'EnPI Table'!$I$249","v":0},{"$f":"'EnPI Table'!$I$261","v":0},{"$f":"'EnPI Table'!$I$273","v":0},{"$f":"'EnPI Table'!$I$285","v":0},{"$f":"'EnPI Table'!$I$297","v":0},{"$f":"'EnPI Table'!$I$309","v":0}]
[]
[null,null,null,null,null,null,null,null,null,null,null,{"$f":"'EnPI Table'!$J$10","v":0},{"$f":"'EnPI Table'!$J$22","v":0},{"$f":"'EnPI Table'!$J$34","v":0},{"$f":"'EnPI Table'!$J$46","v":0},{"$f":"'EnPI Table'!$J$58","v":0},{"$f":"'EnPI Table'!$J$70","v":0},{"$f":"'EnPI Table'!$J$82","v":0},{"$f":"'EnPI Table'!$J$94","v":0},{"$f":"'EnPI Table'!$J$106","v":0},{"$f":"'EnPI Table'!$J$118","v":0},{"$f":"'EnPI Table'!$J$130","v":0},{"$f":"'EnPI Table'!$J$142","v":0},{"$f":"'EnPI Table'!$J$154","v":0},{"$f":"'EnPI Table'!$J$166","v":0},{"$f":"'EnPI Table'!$J$178","v":0},{"$f":"'EnPI Table'!$J$190","v":0},{"$f":"'EnPI Table'!$J$202","v":0},{"$f":"'EnPI Table'!$J$214","v":0},{"$f":"'EnPI Table'!$J$226","v":0},{"$f":"'EnPI Table'!$J$238","v":0},{"$f":"'EnPI Table'!$J$250","v":0},{"$f":"'EnPI Table'!$J$262","v":0},{"$f":"'EnPI Table'!$J$274","v":0},{"$f":"'EnPI Table'!$J$286","v":0},{"$f":"'EnPI Table'!$J$298","v":0}]
[null,null,null,null,null,null,null,null,null,null,null,{"$f":"'EnPI Table'!$J$11","v":0},{"$f":"'EnPI Table'!$J$23","v":0},{"$f":"'EnPI Table'!$J$35","v":0},{"$f":"'EnPI Table'!$J$47","v":0},{"$f":"'EnPI Table'!$J$59","v":0},{"$f":"'EnPI Table'!$J$71","v":0},{"$f":"'EnPI Table'!$J$83","v":0},{"$f":"'EnPI Table'!$J$95","v":0},{"$f":"'EnPI Table'!$J$107","v":0},{"$f":"'EnPI Table'!$J$119","v":0},{"$f":"'EnPI Table'!$J$131","v":0},{"$f":"'EnPI Table'!$J$143","v":0},{"$f":"'EnPI Table'!$J$155","v":0},{"$f":"'EnPI Table'!$J$167","v":0},{"$f":"'EnPI Table'!$J$179","v":0},{"$f":"'EnPI Table'!$J$191","v":0},{"$f":"'EnPI Table'!$J$203","v":0},{"$f":"'EnPI Table'!$J$215","v":0},{"$f":"'EnPI Table'!$J$227","v":0},{"$f":"'EnPI Table'!$J$239","v":0},{"$f":"'EnPI Table'!$J$251","v":0},{"$f":"'EnPI Table'!$J$263","v":0},{"$f":"'EnPI Table'!$J$275","v":0},{"$f":"'EnPI Table'!$J$287","v":0},{"$f":"'EnPI Table'!$J$299","v":0}]
[null,null,null,null,null,null,null,null,null,null,null,{"$f":"'EnPI Table'!$J$12","v":0},{"$f":"'EnPI Table'!$J$24","v":0},{"$f":"'EnPI Table'!$J$36","v":0},{"$f":"'EnPI Table'!$J$48","v":0},{"$f":"'EnPI Table'!$J$60","v":0},{"$f":"'EnPI Table'!$J$72","v":0},{"$f":"'EnPI Table'!$J$84","v":0},{"$f":"'EnPI Table'!$J$96","v":0},{"$f":"'EnPI Table'!$J$108","v":0},{"$f":"'EnPI Table'!$J$120","v":0},{"$f":"'EnPI Table'!$J$132","v":0},{"$f":"'EnPI Table'!$J$144","v":0},{"$f":"'EnPI Table'!$J$156","v":0},{"$f":"'EnPI Table'!$J$168","v":0},{"$f":"'EnPI Table'!$J$180","v":0},{"$f":"'EnPI Table'!$J$192","v":0},{"$f":"'EnPI Table'!$J$204","v":0},{"$f":"'EnPI Table'!$J$216","v":0},{"$f":"'EnPI Table'!$J$228","v":0},{"$f":"'EnPI Table'!$J$240","v":0},{"$f":"'EnPI Table'!$J$252","v":0},{"$f":"'EnPI Table'!$J$264","v":0},{"$f":"'EnPI Table'!$J$276","v":0},{"$f":"'EnPI Table'!$J$288","v":0},{"$f":"'EnPI Table'!$J$300","v":0}]
[null,null,null,null,null,null,null,null,null,null,null,{"$f":"'EnPI Table'!$J$13","v":0},{"$f":"'EnPI Table'!$J$25","v":0},{"$f":"'EnPI Table'!$J$37","v":0},{"$f":"'EnPI Table'!$J$49","v":0},{"$f":"'EnPI Table'!$J$61","v":0},{"$f":"'EnPI Table'!$J$73","v":0},{"$f":"'EnPI Table'!$J$85","v":0},{"$f":"'EnPI Table'!$J$97","v":0},{"$f":"'EnPI Table'!$J$109","v":0},{"$f":"'EnPI Table'!$J$121","v":0},{"$f":"'EnPI Table'!$J$133","v":0},{"$f":"'EnPI Table'!$J$145","v":0},{"$f":"'EnPI Table'!$J$157","v":0},{"$f":"'EnPI Table'!$J$169","v":0},{"$f":"'EnPI Table'!$J$181","v":0},{"$f":"'EnPI Table'!$J$193","v":0},{"$f":"'EnPI Table'!$J$205","v":0},{"$f":"'EnPI Table'!$J$217","v":0},{"$f":"'EnPI Table'!$J$229","v":0},{"$f":"'EnPI Table'!$J$241","v":0},{"$f":"'EnPI Table'!$J$253","v":0},{"$f":"'EnPI Table'!$J$265","v":0},{"$f":"'EnPI Table'!$J$277","v":0},{"$f":"'EnPI Table'!$J$289","v":0},{"$f":"'EnPI Table'!$J$301","v":0}]
[null,null,null,null,null,null,null,null,null,null,null,{"$f":"'EnPI Table'!$J$14","v":0},{"$f":"'EnPI Table'!$J$26","v":0},{"$f":"'EnPI Table'!$J$38","v":0},{"$f":"'EnPI Table'!$J$50","v":0},{"$f":"'EnPI Table'!$J$62","v":0},{"$f":"'EnPI Table'!$J$74","v":0},{"$f":"'EnPI Table'!$J$86","v":0},{"$f":"'EnPI Table'!$J$98","v":0},{"$f":"'EnPI Table'!$J$110","v":0},{"$f":"'EnPI Table'!$J$122","v":0},{"$f":"'EnPI Table'!$J$134","v":0},{"$f":"'EnPI Table'!$J$146","v":0},{"$f":"'EnPI Table'!$J$158","v":0},{"$f":"'EnPI Table'!$J$170","v":0},{"$f":"'EnPI Table'!$J$182","v":0},{"$f":"'EnPI Table'!$J$194","v":0},{"$f":"'EnPI Table'!$J$206","v":0},{"$f":"'EnPI Table'!$J$218","v":0},{"$f":"'EnPI Table'!$J$230","v":0},{"$f":"'EnPI Table'!$J$242","v":0},{"$f":"'EnPI Table'!$J$254","v":0},{"$f":"'EnPI Table'!$J$266","v":0},{"$f":"'EnPI Table'!$J$278","v":0},{"$f":"'EnPI Table'!$J$290","v":0},{"$f":"'EnPI Table'!$J$302","v":0}]
[null,null,null,null,null,null,null,null,null,null,null,{"$f":"'EnPI Table'!$J$15","v":0},{"$f":"'EnPI Table'!$J$27","v":0},{"$f":"'EnPI Table'!$J$39","v":0},{"$f":"'EnPI Table'!$J$51","v":0},{"$f":"'EnPI Table'!$J$63","v":0},{"$f":"'EnPI Table'!$J$75","v":0},{"$f":"'EnPI Table'!$J$87","v":0},{"$f":"'EnPI Table'!$J$99","v":0},{"$f":"'EnPI Table'!$J$111","v":0},{"$f":"'EnPI Table'!$J$123","v":0},{"$f":"'EnPI Table'!$J$135","v":0},{"$f":"'EnPI Table'!$J$147","v":0},{"$f":"'EnPI Table'!$J$159","v":0},{"$f":"'EnPI Table'!$J$171","v":0},{"$f":"'EnPI Table'!$J$183","v":0},{"$f":"'EnPI Table'!$J$195","v":0},{"$f":"'EnPI Table'!$J$207","v":0},{"$f":"'EnPI Table'!$J$219","v":0},{"$f":"'EnPI Table'!$J$231","v":0},{"$f":"'EnPI Table'!$J$243","v":0},{"$f":"'EnPI Table'!$J$255","v":0},{"$f":"'EnPI Table'!$J$267","v":0},{"$f":"'EnPI Table'!$J$279","v":0},{"$f":"'EnPI Table'!$J$291","v":0},{"$f":"'EnPI Table'!$J$303","v":0}]
[null,null,null,null,null,null,null,null,null,null,null,{"$f":"'EnPI Table'!$J$16","v":0},{"$f":"'EnPI Table'!$J$28","v":0},{"$f":"'EnPI Table'!$J$40","v":0},{"$f":"'EnPI Table'!$J$52","v":0},{"$f":"'EnPI Table'!$J$64","v":0},{"$f":"'EnPI Table'!$J$76","v":0},{"$f":"'EnPI Table'!$J$88","v":0},{"$f":"'EnPI Table'!$J$100","v":0},{"$f":"'EnPI Table'!$J$112","v":0},{"$f":"'EnPI Table'!$J$124","v":0},{"$f":"'EnPI Table'!$J$136","v":0},{"$f":"'EnPI Table'!$J$148","v":0},{"$f":"'EnPI Table'!$J$160","v":0},{"$f":"'EnPI Table'!$J$172","v":0},{"$f":"'EnPI Table'!$J$184","v":0},{"$f":"'EnPI Table'!$J$196","v":0},{"$f":"'EnPI Table'!$J$208","v":0},{"$f":"'EnPI Table'!$J$220","v":0},{"$f":"'EnPI Table'!$J$232","v":0},{"$f":"'EnPI Table'!$J$244","v":0},{"$f":"'EnPI Table'!$J$256","v":0},{"$f":"'EnPI Table'!$J$268","v":0},{"$f":"'EnPI Table'!$J$280","v":0},{"$f":"'EnPI Table'!$J$292","v":0},{"$f":"'EnPI Table'!$J$304","v":0}]
[null,null,null,null,null,null,null,null,null,null,null,{"$f":"'EnPI Table'!$J$17","v":0},{"$f":"'EnPI Table'!$J$29","v":0},{"$f":"'EnPI Table'!$J$41","v":0},{"$f":"'EnPI Table'!$J$53","v":0},{"$f":"'EnPI Table'!$J$65","v":0},{"$f":"'EnPI Table'!$J$77","v":0},{"$f":"'EnPI Table'!$J$89","v":0},{"$f":"'EnPI Table'!$J$101","v":0},{"$f":"'EnPI Table'!$J$113","v":0},{"$f":"'EnPI Table'!$J$125","v":0},{"$f":"'EnPI Table'!$J$137","v":0},{"$f":"'EnPI Table'!$J$149","v":0},{"$f":"'EnPI Table'!$J$161","v":0},{"$f":"'EnPI Table'!$J$173","v":0},{"$f":"'EnPI Table'!$J$185","v":0},{"$f":"'EnPI Table'!$J$197","v":0},{"$f":"'EnPI Table'!$J$209","v":0},{"$f":"'EnPI Table'!$J$221","v":0},{"$f":"'EnPI Table'!$J$233","v":0},{"$f":"'EnPI Table'!$J$245","v":0},{"$f":"'EnPI Table'!$J$257","v":0},{"$f":"'EnPI Table'!$J$269","v":0},{"$f":"'EnPI Table'!$J$281","v":0},{"$f":"'EnPI Table'!$J$293","v":0},{"$f":"'EnPI Table'!$J$305","v":0}]
[null,null,null,null,null,null,null,null,null,null,null,{"$f":"'EnPI Table'!$J$18","v":0},{"$f":"'EnPI Table'!$J$30","v":0},{"$f":"'EnPI Table'!$J$42","v":0},{"$f":"'EnPI Table'!$J$54","v":0},{"$f":"'EnPI Table'!$J$66","v":0},{"$f":"'EnPI Table'!$J$78","v":0},{"$f":"'EnPI Table'!$J$90","v":0},{"$f":"'EnPI Table'!$J$102","v":0},{"$f":"'EnPI Table'!$J$114","v":0},{"$f":"'EnPI Table'!$J$126","v":0},{"$f":"'EnPI Table'!$J$138","v":0},{"$f":"'EnPI Table'!$J$150","v":0},{"$f":"'EnPI Table'!$J$162","v":0},{"$f":"'EnPI Table'!$J$174","v":0},{"$f":"'EnPI Table'!$J$186","v":0},{"$f":"'EnPI Table'!$J$198","v":0},{"$f":"'EnPI Table'!$J$210","v":0},{"$f":"'EnPI Table'!$J$222","v":0},{"$f":"'EnPI Table'!$J$234","v":0},{"$f":"'EnPI Table'!$J$246","v":0},{"$f":"'EnPI Table'!$J$258","v":0},{"$f":"'EnPI Table'!$J$270","v":0},{"$f":"'EnPI Table'!$J$282","v":0},{"$f":"'EnPI Table'!$J$294","v":0},{"$f":"'EnPI Table'!$J$306","v":0}]
[null,null,null,null,null,null,null,null,null,null,null,{"$f":"'EnPI Table'!$J$19","v":0},{"$f":"'EnPI Table'!$J$31","v":0},{"$f":"'EnPI Table'!$J$43","v":0},{"$f":"'EnPI Table'!$J$55","v":0},{"$f":"'EnPI Table'!$J$67","v":0},{"$f":"'EnPI Table'!$J$79","v":0},{"$f":"'EnPI Table'!$J$91","v":0},{"$f":"'EnPI Table'!$J$103","v":0},{"$f":"'EnPI Table'!$J$115","v":0},{"$f":"'EnPI Table'!$J$127","v":0},{"$f":"'EnPI Table'!$J$139","v":0},{"$f":"'EnPI Table'!$J$151","v":0},{"$f":"'EnPI Table'!$J$163","v":0},{"$f":"'EnPI Table'!$J$175","v":0},{"$f":"'EnPI Table'!$J$187","v":0},{"$f":"'EnPI Table'!$J$199","v":0},{"$f":"'EnPI Table'!$J$211","v":0},{"$f":"'EnPI Table'!$J$223","v":0},{"$f":"'EnPI Table'!$J$235","v":0},{"$f":"'EnPI Table'!$J$247","v":0},{"$f":"'EnPI Table'!$J$259","v":0},{"$f":"'EnPI Table'!$J$271","v":0},{"$f":"'EnPI Table'!$J$283","v":0},{"$f":"'EnPI Table'!$J$295","v":0},{"$f":"'EnPI Table'!$J$307","v":0}]
[null,null,null,null,null,null,null,null,null,null,null,{"$f":"'EnPI Table'!$J$20","v":0},{"$f":"'EnPI Table'!$J$32","v":0},{"$f":"'EnPI Table'!$J$44","v":0},{"$f":"'EnPI Table'!$J$56","v":0},{"$f":"'EnPI Table'!$J$68","v":0},{"$f":"'EnPI Table'!$J$80","v":0},{"$f":"'EnPI Table'!$J$92","v":0},{"$f":"'EnPI Table'!$J$104","v":0},{"$f":"'EnPI Table'!$J$116","v":0},{"$f":"'EnPI Table'!$J$128","v":0},{"$f":"'EnPI Table'!$J$140","v":0},{"$f":"'EnPI Table'!$J$152","v":0},{"$f":"'EnPI Table'!$J$164","v":0},{"$f":"'EnPI Table'!$J$176","v":0},{"$f":"'EnPI Table'!$J$188","v":0},{"$f":"'EnPI Table'!$J$200","v":0},{"$f":"'EnPI Table'!$J$212","v":0},{"$f":"'EnPI Table'!$J$224","v":0},{"$f":"'EnPI Table'!$J$236","v":0},{"$f":"'EnPI Table'!$J$248","v":0},{"$f":"'EnPI Table'!$J$260","v":0},{"$f":"'EnPI Table'!$J$272","v":0},{"$f":"'EnPI Table'!$J$284","v":0},{"$f":"'EnPI Table'!$J$296","v":0},{"$f":"'EnPI Table'!$J$308","v":0}]
[null,null,null,null,null,null,null,null,null,null,null,{"$f":"'EnPI Table'!$J$21","v":0},{"$f":"'EnPI Table'!$J$33","v":0},{"$f":"'EnPI Table'!$J$45","v":0},{"$f":"'EnPI Table'!$J$57","v":0},{"$f":"'EnPI Table'!$J$69","v":0},{"$f":"'EnPI Table'!$J$81","v":0},{"$f":"'EnPI Table'!$J$93","v":0},{"$f":"'EnPI Table'!$J$105","v":0},{"$f":"'EnPI Table'!$J$117","v":0},{"$f":"'EnPI Table'!$J$129","v":0},{"$f":"'EnPI Table'!$J$141","v":0},{"$f":"'EnPI Table'!$J$153","v":0},{"$f":"'EnPI Table'!$J$165","v":0},{"$f":"'EnPI Table'!$J$177","v":0},{"$f":"'EnPI Table'!$J$189","v":0},{"$f":"'EnPI Table'!$J$201","v":0},{"$f":"'EnPI Table'!$J$213","v":0},{"$f":"'EnPI Table'!$J$225","v":0},{"$f":"'EnPI Table'!$J$237","v":0},{"$f":"'EnPI Table'!$J$249","v":0},{"$f":"'EnPI Table'!$J$261","v":0},{"$f":"'EnPI Table'!$J$273","v":0},{"$f":"'EnPI Table'!$J$285","v":0},{"$f":"'EnPI Table'!$J$297","v":0},{"$f":"'EnPI Table'!$J$309","v":0}]
[]
[null,null,null,null,null,null,null,null,null,null,null,{"$f":"'EnPI Table'!$K$10","v":0},{"$f":"'EnPI Table'!$K$22","v":0},{"$f":"'EnPI Table'!$K$34","v":0},{"$f":"'EnPI Table'!$K$46","v":0},{"$f":"'EnPI Table'!$K$58","v":0},{"$f":"'EnPI Table'!$K$70","v":0},{"$f":"'EnPI Table'!$K$82","v":0},{"$f":"'EnPI Table'!$K$94","v":0},{"$f":"'EnPI Table'!$K$106","v":0},{"$f":"'EnPI Table'!$K$118","v":0},{"$f":"'EnPI Table'!$K$130","v":0},{"$f":"'EnPI Table'!$K$142","v":0},{"$f":"'EnPI Table'!$K$154","v":0},{"$f":"'EnPI Table'!$K$166","v":0},{"$f":"'EnPI Table'!$K$178","v":0},{"$f":"'EnPI Table'!$K$190","v":0},{"$f":"'EnPI Table'!$K$202","v":0},{"$f":"'EnPI Table'!$K$214","v":0},{"$f":"'EnPI Table'!$K$226","v":0},{"$f":"'EnPI Table'!$K$238","v":0},{"$f":"'EnPI Table'!$K$250","v":0},{"$f":"'EnPI Table'!$K$262","v":0},{"$f":"'EnPI Table'!$K$274","v":0},{"$f":"'EnPI Table'!$K$286","v":0},{"$f":"'EnPI Table'!$K$298","v":0}]
[null,null,null,null,null,null,null,null,null,null,null,{"$f":"'EnPI Table'!$K$11","v":0},{"$f":"'EnPI Table'!$K$23","v":0},{"$f":"'EnPI Table'!$K$35","v":0},{"$f":"'EnPI Table'!$K$47","v":0},{"$f":"'EnPI Table'!$K$59","v":0},{"$f":"'EnPI Table'!$K$71","v":0},{"$f":"'EnPI Table'!$K$83","v":0},{"$f":"'EnPI Table'!$K$95","v":0},{"$f":"'EnPI Table'!$K$107","v":0},{"$f":"'EnPI Table'!$K$119","v":0},{"$f":"'EnPI Table'!$K$131","v":0},{"$f":"'EnPI Table'!$K$143","v":0},{"$f":"'EnPI Table'!$K$155","v":0},{"$f":"'EnPI Table'!$K$167","v":0},{"$f":"'EnPI Table'!$K$179","v":0},{"$f":"'EnPI Table'!$K$191","v":0},{"$f":"'EnPI Table'!$K$203","v":0},{"$f":"'EnPI Table'!$K$215","v":0},{"$f":"'EnPI Table'!$K$227","v":0},{"$f":"'EnPI Table'!$K$239","v":0},{"$f":"'EnPI Table'!$K$251","v":0},{"$f":"'EnPI Table'!$K$263","v":0},{"$f":"'EnPI Table'!$K$275","v":0},{"$f":"'EnPI Table'!$K$287","v":0},{"$f":"'EnPI Table'!$K$299","v":0}]
[null,null,null,null,null,null,null,null,null,null,null,{"$f":"'EnPI Table'!$K$12","v":0},{"$f":"'EnPI Table'!$K$24","v":0},{"$f":"'EnPI Table'!$K$36","v":0},{"$f":"'EnPI Table'!$K$48","v":0},{"$f":"'EnPI Table'!$K$60","v":0},{"$f":"'EnPI Table'!$K$72","v":0},{"$f":"'EnPI Table'!$K$84","v":0},{"$f":"'EnPI Table'!$K$96","v":0},{"$f":"'EnPI Table'!$K$108","v":0},{"$f":"'EnPI Table'!$K$120","v":0},{"$f":"'EnPI Table'!$K$132","v":0},{"$f":"'EnPI Table'!$K$144","v":0},{"$f":"'EnPI Table'!$K$156","v":0},{"$f":"'EnPI Table'!$K$168","v":0},{"$f":"'EnPI Table'!$K$180","v":0},{"$f":"'EnPI Table'!$K$192","v":0},{"$f":"'EnPI Table'!$K$204","v":0},{"$f":"'EnPI Table'!$K$216","v":0},{"$f":"'EnPI Table'!$K$228","v":0},{"$f":"'EnPI Table'!$K$240","v":0},{"$f":"'EnPI Table'!$K$252","v":0},{"$f":"'EnPI Table'!$K$264","v":0},{"$f":"'EnPI Table'!$K$276","v":0},{"$f":"'EnPI Table'!$K$288","v":0},{"$f":"'EnPI Table'!$K$300","v":0}]
[null,null,null,null,null,null,null,null,null,null,null,{"$f":"'EnPI Table'!$K$13","v":0},{"$f":"'EnPI Table'!$K$25","v":0},{"$f":"'EnPI Table'!$K$37","v":0},{"$f":"'EnPI Table'!$K$49","v":0},{"$f":"'EnPI Table'!$K$61","v":0},{"$f":"'EnPI Table'!$K$73","v":0},{"$f":"'EnPI Table'!$K$85","v":0},{"$f":"'EnPI Table'!$K$97","v":0},{"$f":"'EnPI Table'!$K$109","v":0},{"$f":"'EnPI Table'!$K$121","v":0},{"$f":"'EnPI Table'!$K$133","v":0},{"$f":"'EnPI Table'!$K$145","v":0},{"$f":"'EnPI Table'!$K$157","v":0},{"$f":"'EnPI Table'!$K$169","v":0},{"$f":"'EnPI Table'!$K$181","v":0},{"$f":"'EnPI Table'!$K$193","v":0},{"$f":"'EnPI Table'!$K$205","v":0},{"$f":"'EnPI Table'!$K$217","v":0},{"$f":"'EnPI Table'!$K$229","v":0},{"$f":"'EnPI Table'!$K$241","v":0},{"$f":"'EnPI Table'!$K$253","v":0},{"$f":"'EnPI Table'!$K$265","v":0},{"$f":"'EnPI Table'!$K$277","v":0},{"$f":"'EnPI Table'!$K$289","v":0},{"$f":"'EnPI Table'!$K$301","v":0}]
[null,null,null,null,null,null,null,null,null,null,null,{"$f":"'EnPI Table'!$K$14","v":0},{"$f":"'EnPI Table'!$K$26","v":0},{"$f":"'EnPI Table'!$K$38","v":0},{"$f":"'EnPI Table'!$K$50","v":0},{"$f":"'EnPI Table'!$K$62","v":0},{"$f":"'EnPI Table'!$K$74","v":0},{"$f":"'EnPI Table'!$K$86","v":0},{"$f":"'EnPI Table'!$K$98","v":0},{"$f":"'EnPI Table'!$K$110","v":0},{"$f":"'EnPI Table'!$K$122","v":0},{"$f":"'EnPI Table'!$K$134","v":0},{"$f":"'EnPI Table'!$K$146","v":0},{"$f":"'EnPI Table'!$K$158","v":0},{"$f":"'EnPI Table'!$K$170","v":0},{"$f":"'EnPI Table'!$K$182","v":0},{"$f":"'EnPI Table'!$K$194","v":0},{"$f":"'EnPI Table'!$K$206","v":0},{"$f":"'EnPI Table'!$K$218","v":0},{"$f":"'EnPI Table'!$K$230","v":0},{"$f":"'EnPI Table'!$K$242","v":0},{"$f":"'EnPI Table'!$K$254","v":0},{"$f":"'EnPI Table'!$K$266","v":0},{"$f":"'EnPI Table'!$K$278","v":0},{"$f":"'EnPI Table'!$K$290","v":0},{"$f":"'EnPI Table'!$K$302","v":0}]
[null,null,null,null,null,null,null,null,null,null,null,{"$f":"'EnPI Table'!$K$15","v":0},{"$f":"'EnPI Table'!$K$27","v":0},{"$f":"'EnPI Table'!$K$39","v":0},{"$f":"'EnPI Table'!$K$51","v":0},{"$f":"'EnPI Table'!$K$63","v":0},{"$f":"'EnPI Table'!$K$75","v":0},{"$f":"'EnPI Table'!$K$87","v":0},{"$f":"'EnPI Table'!$K$99","v":0},{"$f":"'EnPI Table'!$K$111","v":0},{"$f":"'EnPI Table'!$K$123","v":0},{"$f":"'EnPI Table'!$K$135","v":0},{"$f":"'EnPI Table'!$K$147","v":0},{"$f":"'EnPI Table'!$K$159","v":0},{"$f":"'EnPI Table'!$K$171","v":0},{"$f":"'EnPI Table'!$K$183","v":0},{"$f":"'EnPI Table'!$K$195","v":0},{"$f":"'EnPI Table'!$K$207","v":0},{"$f":"'EnPI Table'!$K$219","v":0},{"$f":"'EnPI Table'!$K$231","v":0},{"$f":"'EnPI Table'!$K$243","v":0},{"$f":"'EnPI Table'!$K$255","v":0},{"$f":"'EnPI Table'!$K$267","v":0},{"$f":"'EnPI Table'!$K$279","v":0},{"$f":"'EnPI Table'!$K$291","v":0},{"$f":"'EnPI Table'!$K$303","v":0}]
[null,null,null,null,null,null,null,null,null,null,null,{"$f":"'EnPI Table'!$K$16","v":0},{"$f":"'EnPI Table'!$K$28","v":0},{"$f":"'EnPI Table'!$K$40","v":0},{"$f":"'EnPI Table'!$K$52","v":0},{"$f":"'EnPI Table'!$K$64","v":0},{"$f":"'EnPI Table'!$K$76","v":0},{"$f":"'EnPI Table'!$K$88","v":0},{"$f":"'EnPI Table'!$K$100","v":0},{"$f":"'EnPI Table'!$K$112","v":0},{"$f":"'EnPI Table'!$K$124","v":0},{"$f":"'EnPI Table'!$K$136","v":0},{"$f":"'EnPI Table'!$K$148","v":0},{"$f":"'EnPI Table'!$K$160","v":0},{"$f":"'EnPI Table'!$K$172","v":0},{"$f":"'EnPI Table'!$K$184","v":0},{"$f":"'EnPI Table'!$K$196","v":0},{"$f":"'EnPI Table'!$K$208","v":0},{"$f":"'EnPI Table'!$K$220","v":0},{"$f":"'EnPI Table'!$K$232","v":0},{"$f":"'EnPI Table'!$K$244","v":0},{"$f":"'EnPI Table'!$K$256","v":0},{"$f":"'EnPI Table'!$K$268","v":0},{"$f":"'EnPI Table'!$K$280","v":0},{"$f":"'EnPI Table'!$K$292","v":0},{"$f":"'EnPI Table'!$K$304","v":0}]
[null,null,null,null,null,null,null,null,null,null,null,{"$f":"'EnPI Table'!$K$17","v":0},{"$f":"'EnPI Table'!$K$29","v":0},{"$f":"'EnPI Table'!$K$41","v":0},{"$f":"'EnPI Table'!$K$53","v":0},{"$f":"'EnPI Table'!$K$65","v":0},{"$f":"'EnPI Table'!$K$77","v":0},{"$f":"'EnPI Table'!$K$89","v":0},{"$f":"'EnPI Table'!$K$101","v":0},{"$f":"'EnPI Table'!$K$113","v":0},{"$f":"'EnPI Table'!$K$125","v":0},{"$f":"'EnPI Table'!$K$137","v":0},{"$f":"'EnPI Table'!$K$149","v":0},{"$f":"'EnPI Table'!$K$161","v":0},{"$f":"'EnPI Table'!$K$173","v":0},{"$f":"'EnPI Table'!$K$185","v":0},{"$f":"'EnPI Table'!$K$197","v":0},{"$f":"'EnPI Table'!$K$209","v":0},{"$f":"'EnPI Table'!$K$221","v":0},{"$f":"'EnPI Table'!$K$233","v":0},{"$f":"'EnPI Table'!$K$245","v":0},{"$f":"'EnPI Table'!$K$257","v":0},{"$f":"'EnPI Table'!$K$269","v":0},{"$f":"'EnPI Table'!$K$281","v":0},{"$f":"'EnPI Table'!$K$293","v":0},{"$f":"'EnPI Table'!$K$305","v":0}]
[null,null,null,null,null,null,null,null,null,null,null,{"$f":"'EnPI Table'!$K$18","v":0},{"$f":"'EnPI Table'!$K$30","v":0},{"$f":"'EnPI Table'!$K$42","v":0},{"$f":"'EnPI Table'!$K$54","v":0},{"$f":"'EnPI Table'!$K$66","v":0},{"$f":"'EnPI Table'!$K$78","v":0},{"$f":"'EnPI Table'!$K$90","v":0},{"$f":"'EnPI Table'!$K$102","v":0},{"$f":"'EnPI Table'!$K$114","v":0},{"$f":"'EnPI Table'!$K$126","v":0},{"$f":"'EnPI Table'!$K$138","v":0},{"$f":"'EnPI Table'!$K$150","v":0},{"$f":"'EnPI Table'!$K$162","v":0},{"$f":"'EnPI Table'!$K$174","v":0},{"$f":"'EnPI Table'!$K$186","v":0},{"$f":"'EnPI Table'!$K$198","v":0},{"$f":"'EnPI Table'!$K$210","v":0},{"$f":"'EnPI Table'!$K$222","v":0},{"$f":"'EnPI Table'!$K$234","v":0},{"$f":"'EnPI Table'!$K$246","v":0},{"$f":"'EnPI Table'!$K$258","v":0},{"$f":"'EnPI Table'!$K$270","v":0},{"$f":"'EnPI Table'!$K$282","v":0},{"$f":"'EnPI Table'!$K$294","v":0},{"$f":"'EnPI Table'!$K$306","v":0}]
[null,null,null,null,null,null,null,null,null,null,null,{"$f":"'EnPI Table'!$K$19","v":0},{"$f":"'EnPI Table'!$K$31","v":0},{"$f":"'EnPI Table'!$K$43","v":0},{"$f":"'EnPI Table'!$K$55","v":0},{"$f":"'EnPI Table'!$K$67","v":0},{"$f":"'EnPI Table'!$K$79","v":0},{"$f":"'EnPI Table'!$K$91","v":0},{"$f":"'EnPI Table'!$K$103","v":0},{"$f":"'EnPI Table'!$K$115","v":0},{"$f":"'EnPI Table'!$K$127","v":0},{"$f":"'EnPI Table'!$K$139","v":0},{"$f":"'EnPI Table'!$K$151","v":0},{"$f":"'EnPI Table'!$K$163","v":0},{"$f":"'EnPI Table'!$K$175","v":0},{"$f":"'EnPI Table'!$K$187","v":0},{"$f":"'EnPI Table'!$K$199","v":0},{"$f":"'EnPI Table'!$K$211","v":0},{"$f":"'EnPI Table'!$K$223","v":0},{"$f":"'EnPI Table'!$K$235","v":0},{"$f":"'EnPI Table'!$K$247","v":0},{"$f":"'EnPI Table'!$K$259","v":0},{"$f":"'EnPI Table'!$K$271","v":0},{"$f":"'EnPI Table'!$K$283","v":0},{"$f":"'EnPI Table'!$K$295","v":0},{"$f":"'EnPI Table'!$K$307","v":0}]
[null,null,null,null,null,null,null,null,null,null,null,{"$f":"'EnPI Table'!$K$20","v":0},{"$f":"'EnPI Table'!$K$32","v":0},{"$f":"'EnPI Table'!$K$44","v":0},{"$f":"'EnPI Table'!$K$56","v":0},{"$f":"'EnPI Table'!$K$68","v":0},{"$f":"'EnPI Table'!$K$80","v":0},{"$f":"'EnPI Table'!$K$92","v":0},{"$f":"'EnPI Table'!$K$104","v":0},{"$f":"'EnPI Table'!$K$116","v":0},{"$f":"'EnPI Table'!$K$128","v":0},{"$f":"'EnPI Table'!$K$140","v":0},{"$f":"'EnPI Table'!$K$152","v":0},{"$f":"'EnPI Table'!$K$164","v":0},{"$f":"'EnPI Table'!$K$176","v":0},{"$f":"'EnPI Table'!$K$188","v":0},{"$f":"'EnPI Table'!$K$200","v":0},{"$f":"'EnPI Table'!$K$212","v":0},{"$f":"'EnPI Table'!$K$224","v":0},{"$f":"'EnPI Table'!$K$236","v":0},{"$f":"'EnPI Table'!$K$248","v":0},{"$f":"'EnPI Table'!$K$260","v":0},{"$f":"'EnPI Table'!$K$272","v":0},{"$f":"'EnPI Table'!$K$284","v":0},{"$f":"'EnPI Table'!$K$296","v":0},{"$f":"'EnPI Table'!$K$308","v":0}]
[null,null,null,null,null,null,null,null,null,null,null,{"$f":"'EnPI Table'!$K$21","v":0},{"$f":"'EnPI Table'!$K$33","v":0},{"$f":"'EnPI Table'!$K$45","v":0},{"$f":"'EnPI Table'!$K$57","v":0},{"$f":"'EnPI Table'!$K$69","v":0},{"$f":"'EnPI Table'!$K$81","v":0},{"$f":"'EnPI Table'!$K$93","v":0},{"$f":"'EnPI Table'!$K$105","v":0},{"$f":"'EnPI Table'!$K$117","v":0},{"$f":"'EnPI Table'!$K$129","v":0},{"$f":"'EnPI Table'!$K$141","v":0},{"$f":"'EnPI Table'!$K$153","v":0},{"$f":"'EnPI Table'!$K$165","v":0},{"$f":"'EnPI Table'!$K$177","v":0},{"$f":"'EnPI Table'!$K$189","v":0},{"$f":"'EnPI Table'!$K$201","v":0},{"$f":"'EnPI Table'!$K$213","v":0},{"$f":"'EnPI Table'!$K$225","v":0},{"$f":"'EnPI Table'!$K$237","v":0},{"$f":"'EnPI Table'!$K$249","v":0},{"$f":"'EnPI Table'!$K$261","v":0},{"$f":"'EnPI Table'!$K$273","v":0},{"$f":"'EnPI Table'!$K$285","v":0},{"$f":"'EnPI Table'!$K$297","v":0},{"$f":"'EnPI Table'!$K$309","v":0}]
[]
[null,null,null,null,null,null,null,null,null,null,null,{"$f":"'EnPI Table'!$L$10","v":0},{"$f":"'EnPI Table'!$L$22","v":0},{"$f":"'EnPI Table'!$L$34","v":0},{"$f":"'EnPI Table'!$L$46","v":0},{"$f":"'EnPI Table'!$L$58","v":0},{"$f":"'EnPI Table'!$L$70","v":0},{"$f":"'EnPI Table'!$L$82","v":0},{"$f":"'EnPI Table'!$L$94","v":0},{"$f":"'EnPI Table'!$L$106","v":0},{"$f":"'EnPI Table'!$L$118","v":0},{"$f":"'EnPI Table'!$L$130","v":0},{"$f":"'EnPI Table'!$L$142","v":0},{"$f":"'EnPI Table'!$L$154","v":0},{"$f":"'EnPI Table'!$L$166","v":0},{"$f":"'EnPI Table'!$L$178","v":0},{"$f":"'EnPI Table'!$L$190","v":0},{"$f":"'EnPI Table'!$L$202","v":0},{"$f":"'EnPI Table'!$L$214","v":0},{"$f":"'EnPI Table'!$L$226","v":0},{"$f":"'EnPI Table'!$L$238","v":0},{"$f":"'EnPI Table'!$L$250","v":0},{"$f":"'EnPI Table'!$L$262","v":0},{"$f":"'EnPI Table'!$L$274","v":0},{"$f":"'EnPI Table'!$L$286","v":0},{"$f":"'EnPI Table'!$L$298","v":0}]
[null,null,null,null,null,null,null,null,null,null,null,{"$f":"'EnPI Table'!$L$11","v":0},{"$f":"'EnPI Table'!$L$23","v":0},{"$f":"'EnPI Table'!$L$35","v":0},{"$f":"'EnPI Table'!$L$47","v":0},{"$f":"'EnPI Table'!$L$59","v":0},{"$f":"'EnPI Table'!$L$71","v":0},{"$f":"'EnPI Table'!$L$83","v":0},{"$f":"'EnPI Table'!$L$95","v":0},{"$f":"'EnPI Table'!$L$107","v":0},{"$f":"'EnPI Table'!$L$119","v":0},{"$f":"'EnPI Table'!$L$131","v":0},{"$f":"'EnPI Table'!$L$143","v":0},{"$f":"'EnPI Table'!$L$155","v":0},{"$f":"'EnPI Table'!$L$167","v":0},{"$f":"'EnPI Table'!$L$179","v":0},{"$f":"'EnPI Table'!$L$191","v":0},{"$f":"'EnPI Table'!$L$203","v":0},{"$f":"'EnPI Table'!$L$215","v":0},{"$f":"'EnPI Table'!$L$227","v":0},{"$f":"'EnPI Table'!$L$239","v":0},{"$f":"'EnPI Table'!$L$251","v":0},{"$f":"'EnPI Table'!$L$263","v":0},{"$f":"'EnPI Table'!$L$275","v":0},{"$f":"'EnPI Table'!$L$287","v":0},{"$f":"'EnPI Table'!$L$299","v":0}]
[null,null,null,null,null,null,null,null,null,null,null,{"$f":"'EnPI Table'!$L$12","v":0},{"$f":"'EnPI Table'!$L$24","v":0},{"$f":"'EnPI Table'!$L$36","v":0},{"$f":"'EnPI Table'!$L$48","v":0},{"$f":"'EnPI Table'!$L$60","v":0},{"$f":"'EnPI Table'!$L$72","v":0},{"$f":"'EnPI Table'!$L$84","v":0},{"$f":"'EnPI Table'!$L$96","v":0},{"$f":"'EnPI Table'!$L$108","v":0},{"$f":"'EnPI Table'!$L$120","v":0},{"$f":"'EnPI Table'!$L$132","v":0},{"$f":"'EnPI Table'!$L$144","v":0},{"$f":"'EnPI Table'!$L$156","v":0},{"$f":"'EnPI Table'!$L$168","v":0},{"$f":"'EnPI Table'!$L$180","v":0},{"$f":"'EnPI Table'!$L$192","v":0},{"$f":"'EnPI Table'!$L$204","v":0},{"$f":"'EnPI Table'!$L$216","v":0},{"$f":"'EnPI Table'!$L$228","v":0},{"$f":"'EnPI Table'!$L$240","v":0},{"$f":"'EnPI Table'!$L$252","v":0},{"$f":"'EnPI Table'!$L$264","v":0},{"$f":"'EnPI Table'!$L$276","v":0},{"$f":"'EnPI Table'!$L$288","v":0},{"$f":"'EnPI Table'!$L$300","v":0}]
[null,null,null,null,null,null,null,null,null,null,null,{"$f":"'EnPI Table'!$L$13","v":0},{"$f":"'EnPI Table'!$L$25","v":0},{"$f":"'EnPI Table'!$L$37","v":0},{"$f":"'EnPI Table'!$L$49","v":0},{"$f":"'EnPI Table'!$L$61","v":0},{"$f":"'EnPI Table'!$L$73","v":0},{"$f":"'EnPI Table'!$L$85","v":0},{"$f":"'EnPI Table'!$L$97","v":0},{"$f":"'EnPI Table'!$L$109","v":0},{"$f":"'EnPI Table'!$L$121","v":0},{"$f":"'EnPI Table'!$L$133","v":0},{"$f":"'EnPI Table'!$L$145","v":0},{"$f":"'EnPI Table'!$L$157","v":0},{"$f":"'EnPI Table'!$L$169","v":0},{"$f":"'EnPI Table'!$L$181","v":0},{"$f":"'EnPI Table'!$L$193","v":0},{"$f":"'EnPI Table'!$L$205","v":0},{"$f":"'EnPI Table'!$L$217","v":0},{"$f":"'EnPI Table'!$L$229","v":0},{"$f":"'EnPI Table'!$L$241","v":0},{"$f":"'EnPI Table'!$L$253","v":0},{"$f":"'EnPI Table'!$L$265","v":0},{"$f":"'EnPI Table'!$L$277","v":0},{"$f":"'EnPI Table'!$L$289","v":0},{"$f":"'EnPI Table'!$L$301","v":0}]
[null,null,null,null,null,null,null,null,null,null,null,{"$f":"'EnPI Table'!$L$14","v":0},{"$f":"'EnPI Table'!$L$26","v":0},{"$f":"'EnPI Table'!$L$38","v":0},{"$f":"'EnPI Table'!$L$50","v":0},{"$f":"'EnPI Table'!$L$62","v":0},{"$f":"'EnPI Table'!$L$74","v":0},{"$f":"'EnPI Table'!$L$86","v":0},{"$f":"'EnPI Table'!$L$98","v":0},{"$f":"'EnPI Table'!$L$110","v":0},{"$f":"'EnPI Table'!$L$122","v":0},{"$f":"'EnPI Table'!$L$134","v":0},{"$f":"'EnPI Table'!$L$146","v":0},{"$f":"'EnPI Table'!$L$158","v":0},{"$f":"'EnPI Table'!$L$170","v":0},{"$f":"'EnPI Table'!$L$182","v":0},{"$f":"'EnPI Table'!$L$194","v":0},{"$f":"'EnPI Table'!$L$206","v":0},{"$f":"'EnPI Table'!$L$218","v":0},{"$f":"'EnPI Table'!$L$230","v":0},{"$f":"'EnPI Table'!$L$242","v":0},{"$f":"'EnPI Table'!$L$254","v":0},{"$f":"'EnPI Table'!$L$266","v":0},{"$f":"'EnPI Table'!$L$278","v":0},{"$f":"'EnPI Table'!$L$290","v":0},{"$f":"'EnPI Table'!$L$302","v":0}]
[null,null,null,null,null,null,null,null,null,null,null,{"$f":"'EnPI Table'!$L$15","v":0},{"$f":"'EnPI Table'!$L$27","v":0},{"$f":"'EnPI Table'!$L$39","v":0},{"$f":"'EnPI Table'!$L$51","v":0},{"$f":"'EnPI Table'!$L$63","v":0},{"$f":"'EnPI Table'!$L$75","v":0},{"$f":"'EnPI Table'!$L$87","v":0},{"$f":"'EnPI Table'!$L$99","v":0},{"$f":"'EnPI Table'!$L$111","v":0},{"$f":"'EnPI Table'!$L$123","v":0},{"$f":"'EnPI Table'!$L$135","v":0},{"$f":"'EnPI Table'!$L$147","v":0},{"$f":"'EnPI Table'!$L$159","v":0},{"$f":"'EnPI Table'!$L$171","v":0},{"$f":"'EnPI Table'!$L$183","v":0},{"$f":"'EnPI Table'!$L$195","v":0},{"$f":"'EnPI Table'!$L$207","v":0},{"$f":"'EnPI Table'!$L$219","v":0},{"$f":"'EnPI Table'!$L$231","v":0},{"$f":"'EnPI Table'!$L$243","v":0},{"$f":"'EnPI Table'!$L$255","v":0},{"$f":"'EnPI Table'!$L$267","v":0},{"$f":"'EnPI Table'!$L$279","v":0},{"$f":"'EnPI Table'!$L$291","v":0},{"$f":"'EnPI Table'!$L$303","v":0}]
[null,null,null,null,null,null,null,null,null,null,null,{"$f":"'EnPI Table'!$L$16","v":0},{"$f":"'EnPI Table'!$L$28","v":0},{"$f":"'EnPI Table'!$L$40","v":0},{"$f":"'EnPI Table'!$L$52","v":0},{"$f":"'EnPI Table'!$L$64","v":0},{"$f":"'EnPI Table'!$L$76","v":0},{"$f":"'EnPI Table'!$L$88","v":0},{"$f":"'EnPI Table'!$L$100","v":0},{"$f":"'EnPI Table'!$L$112","v":0},{"$f":"'EnPI Table'!$L$124","v":0},{"$f":"'EnPI Table'!$L$136","v":0},{"$f":"'EnPI Table'!$L$148","v":0},{"$f":"'EnPI Table'!$L$160","v":0},{"$f":"'EnPI Table'!$L$172","v":0},{"$f":"'EnPI Table'!$L$184","v":0},{"$f":"'EnPI Table'!$L$196","v":0},{"$f":"'EnPI Table'!$L$208","v":0},{"$f":"'EnPI Table'!$L$220","v":0},{"$f":"'EnPI Table'!$L$232","v":0},{"$f":"'EnPI Table'!$L$244","v":0},{"$f":"'EnPI Table'!$L$256","v":0},{"$f":"'EnPI Table'!$L$268","v":0},{"$f":"'EnPI Table'!$L$280","v":0},{"$f":"'EnPI Table'!$L$292","v":0},{"$f":"'EnPI Table'!$L$304","v":0}]
[null,null,null,null,null,null,null,null,null,null,null,{"$f":"'EnPI Table'!$L$17","v":0},{"$f":"'EnPI Table'!$L$29","v":0},{"$f":"'EnPI Table'!$L$41","v":0},{"$f":"'EnPI Table'!$L$53","v":0},{"$f":"'EnPI Table'!$L$65","v":0},{"$f":"'EnPI Table'!$L$77","v":0},{"$f":"'EnPI Table'!$L$89","v":0},{"$f":"'EnPI Table'!$L$101","v":0},{"$f":"'EnPI Table'!$L$113","v":0},{"$f":"'EnPI Table'!$L$125","v":0},{"$f":"'EnPI Table'!$L$137","v":0},{"$f":"'EnPI Table'!$L$149","v":0},{"$f":"'EnPI Table'!$L$161","v":0},{"$f":"'EnPI Table'!$L$173","v":0},{"$f":"'EnPI Table'!$L$185","v":0},{"$f":"'EnPI Table'!$L$197","v":0},{"$f":"'EnPI Table'!$L$209","v":0},{"$f":"'EnPI Table'!$L$221","v":0},{"$f":"'EnPI Table'!$L$233","v":0},{"$f":"'EnPI Table'!$L$245","v":0},{"$f":"'EnPI Table'!$L$257","v":0},{"$f":"'EnPI Table'!$L$269","v":0},{"$f":"'EnPI Table'!$L$281","v":0},{"$f":"'EnPI Table'!$L$293","v":0},{"$f":"'EnPI Table'!$L$305","v":0}]
[null,null,null,null,null,null,null,null,null,null,null,{"$f":"'EnPI Table'!$L$18","v":0},{"$f":"'EnPI Table'!$L$30","v":0},{"$f":"'EnPI Table'!$L$42","v":0},{"$f":"'EnPI Table'!$L$54","v":0},{"$f":"'EnPI Table'!$L$66","v":0},{"$f":"'EnPI Table'!$L$78","v":0},{"$f":"'EnPI Table'!$L$90","v":0},{"$f":"'EnPI Table'!$L$102","v":0},{"$f":"'EnPI Table'!$L$114","v":0},{"$f":"'EnPI Table'!$L$126","v":0},{"$f":"'EnPI Table'!$L$138","v":0},{"$f":"'EnPI Table'!$L$150","v":0},{"$f":"'EnPI Table'!$L$162","v":0},{"$f":"'EnPI Table'!$L$174","v":0},{"$f":"'EnPI Table'!$L$186","v":0},{"$f":"'EnPI Table'!$L$198","v":0},{"$f":"'EnPI Table'!$L$210","v":0},{"$f":"'EnPI Table'!$L$222","v":0},{"$f":"'EnPI Table'!$L$234","v":0},{"$f":"'EnPI Table'!$L$246","v":0},{"$f":"'EnPI Table'!$L$258","v":0},{"$f":"'EnPI Table'!$L$270","v":0},{"$f":"'EnPI Table'!$L$282","v":0},{"$f":"'EnPI Table'!$L$294","v":0},{"$f":"'EnPI Table'!$L$306","v":0}]
[null,null,null,null,null,null,null,null,null,null,null,{"$f":"'EnPI Table'!$L$19","v":0},{"$f":"'EnPI Table'!$L$31","v":0},{"$f":"'EnPI Table'!$L$43","v":0},{"$f":"'EnPI Table'!$L$55","v":0},{"$f":"'EnPI Table'!$L$67","v":0},{"$f":"'EnPI Table'!$L$79","v":0},{"$f":"'EnPI Table'!$L$91","v":0},{"$f":"'EnPI Table'!$L$103","v":0},{"$f":"'EnPI Table'!$L$115","v":0},{"$f":"'EnPI Table'!$L$127","v":0},{"$f":"'EnPI Table'!$L$139","v":0},{"$f":"'EnPI Table'!$L$151","v":0},{"$f":"'EnPI Table'!$L$163","v":0},{"$f":"'EnPI Table'!$L$175","v":0},{"$f":"'EnPI Table'!$L$187","v":0},{"$f":"'EnPI Table'!$L$199","v":0},{"$f":"'EnPI Table'!$L$211","v":0},{"$f":"'EnPI Table'!$L$223","v":0},{"$f":"'EnPI Table'!$L$235","v":0},{"$f":"'EnPI Table'!$L$247","v":0},{"$f":"'EnPI Table'!$L$259","v":0},{"$f":"'EnPI Table'!$L$271","v":0},{"$f":"'EnPI Table'!$L$283","v":0},{"$f":"'EnPI Table'!$L$295","v":0},{"$f":"'EnPI Table'!$L$307","v":0}]
[null,null,null,null,null,null,null,null,null,null,null,{"$f":"'EnPI Table'!$L$20","v":0},{"$f":"'EnPI Table'!$L$32","v":0},{"$f":"'EnPI Table'!$L$44","v":0},{"$f":"'EnPI Table'!$L$56","v":0},{"$f":"'EnPI Table'!$L$68","v":0},{"$f":"'EnPI Table'!$L$80","v":0},{"$f":"'EnPI Table'!$L$92","v":0},{"$f":"'EnPI Table'!$L$104","v":0},{"$f":"'EnPI Table'!$L$116","v":0},{"$f":"'EnPI Table'!$L$128","v":0},{"$f":"'EnPI Table'!$L$140","v":0},{"$f":"'EnPI Table'!$L$152","v":0},{"$f":"'EnPI Table'!$L$164","v":0},{"$f":"'EnPI Table'!$L$176","v":0},{"$f":"'EnPI Table'!$L$188","v":0},{"$f":"'EnPI Table'!$L$200","v":0},{"$f":"'EnPI Table'!$L$212","v":0},{"$f":"'EnPI Table'!$L$224","v":0},{"$f":"'EnPI Table'!$L$236","v":0},{"$f":"'EnPI Table'!$L$248","v":0},{"$f":"'EnPI Table'!$L$260","v":0},{"$f":"'EnPI Table'!$L$272","v":0},{"$f":"'EnPI Table'!$L$284","v":0},{"$f":"'EnPI Table'!$L$296","v":0},{"$f":"'EnPI Table'!$L$308","v":0}]
[null,null,null,null,null,null,null,null,null,null,null,{"$f":"'EnPI Table'!$L$21","v":0},{"$f":"'EnPI Table'!$L$33","v":0},{"$f":"'EnPI Table'!$L$45","v":0},{"$f":"'EnPI Table'!$L$57","v":0},{"$f":"'EnPI Table'!$L$69","v":0},{"$f":"'EnPI Table'!$L$81","v":0},{"$f":"'EnPI Table'!$L$93","v":0},{"$f":"'EnPI Table'!$L$105","v":0},{"$f":"'EnPI Table'!$L$117","v":0},{"$f":"'EnPI Table'!$L$129","v":0},{"$f":"'EnPI Table'!$L$141","v":0},{"$f":"'EnPI Table'!$L$153","v":0},{"$f":"'EnPI Table'!$L$165","v":0},{"$f":"'EnPI Table'!$L$177","v":0},{"$f":"'EnPI Table'!$L$189","v":0},{"$f":"'EnPI Table'!$L$201","v":0},{"$f":"'EnPI Table'!$L$213","v":0},{"$f":"'EnPI Table'!$L$225","v":0},{"$f":"'EnPI Table'!$L$237","v":0},{"$f":"'EnPI Table'!$L$249","v":0},{"$f":"'EnPI Table'!$L$261","v":0},{"$f":"'EnPI Table'!$L$273","v":0},{"$f":"'EnPI Table'!$L$285","v":0},{"$f":"'EnPI Table'!$L$297","v":0},{"$f":"'EnPI Table'!$L$309","v":0}]
[]
[null,null,null,null,null,null,null,null,null,null,null,{"$f":"'EnPI Table'!$M$10","v":0},{"$f":"'EnPI Table'!$M$22","v":0},{"$f":"'EnPI Table'!$M$34","v":0},{"$f":"'EnPI Table'!$M$46","v":0},{"$f":"'EnPI Table'!$M$58","v":0},{"$f":"'EnPI Table'!$M$70","v":0},{"$f":"'EnPI Table'!$M$82","v":0},{"$f":"'EnPI Table'!$M$94","v":0},{"$f":"'EnPI Table'!$M$106","v":0},{"$f":"'EnPI Table'!$M$118","v":0},{"$f":"'EnPI Table'!$M$130","v":0},{"$f":"'EnPI Table'!$M$142","v":0},{"$f":"'EnPI Table'!$M$154","v":0},{"$f":"'EnPI Table'!$M$166","v":0},{"$f":"'EnPI Table'!$M$178","v":0},{"$f":"'EnPI Table'!$M$190","v":0},{"$f":"'EnPI Table'!$M$202","v":0},{"$f":"'EnPI Table'!$M$214","v":0},{"$f":"'EnPI Table'!$M$226","v":0},{"$f":"'EnPI Table'!$M$238","v":0},{"$f":"'EnPI Table'!$M$250","v":0},{"$f":"'EnPI Table'!$M$262","v":0},{"$f":"'EnPI Table'!$M$274","v":0},{"$f":"'EnPI Table'!$M$286","v":0},{"$f":"'EnPI Table'!$M$298","v":0}]
[null,null,null,null,null,null,null,null,null,null,null,{"$f":"'EnPI Table'!$M$11","v":0},{"$f":"'EnPI Table'!$M$23","v":0},{"$f":"'EnPI Table'!$M$35","v":0},{"$f":"'EnPI Table'!$M$47","v":0},{"$f":"'EnPI Table'!$M$59","v":0},{"$f":"'EnPI Table'!$M$71","v":0},{"$f":"'EnPI Table'!$M$83","v":0},{"$f":"'EnPI Table'!$M$95","v":0},{"$f":"'EnPI Table'!$M$107","v":0},{"$f":"'EnPI Table'!$M$119","v":0},{"$f":"'EnPI Table'!$M$131","v":0},{"$f":"'EnPI Table'!$M$143","v":0},{"$f":"'EnPI Table'!$M$155","v":0},{"$f":"'EnPI Table'!$M$167","v":0},{"$f":"'EnPI Table'!$M$179","v":0},{"$f":"'EnPI Table'!$M$191","v":0},{"$f":"'EnPI Table'!$M$203","v":0},{"$f":"'EnPI Table'!$M$215","v":0},{"$f":"'EnPI Table'!$M$227","v":0},{"$f":"'EnPI Table'!$M$239","v":0},{"$f":"'EnPI Table'!$M$251","v":0},{"$f":"'EnPI Table'!$M$263","v":0},{"$f":"'EnPI Table'!$M$275","v":0},{"$f":"'EnPI Table'!$M$287","v":0},{"$f":"'EnPI Table'!$M$299","v":0}]
[null,null,null,null,null,null,null,null,null,null,null,{"$f":"'EnPI Table'!$M$12","v":0},{"$f":"'EnPI Table'!$M$24","v":0},{"$f":"'EnPI Table'!$M$36","v":0},{"$f":"'EnPI Table'!$M$48","v":0},{"$f":"'EnPI Table'!$M$60","v":0},{"$f":"'EnPI Table'!$M$72","v":0},{"$f":"'EnPI Table'!$M$84","v":0},{"$f":"'EnPI Table'!$M$96","v":0},{"$f":"'EnPI Table'!$M$108","v":0},{"$f":"'EnPI Table'!$M$120","v":0},{"$f":"'EnPI Table'!$M$132","v":0},{"$f":"'EnPI Table'!$M$144","v":0},{"$f":"'EnPI Table'!$M$156","v":0},{"$f":"'EnPI Table'!$M$168","v":0},{"$f":"'EnPI Table'!$M$180","v":0},{"$f":"'EnPI Table'!$M$192","v":0},{"$f":"'EnPI Table'!$M$204","v":0},{"$f":"'EnPI Table'!$M$216","v":0},{"$f":"'EnPI Table'!$M$228","v":0},{"$f":"'EnPI Table'!$M$240","v":0},{"$f":"'EnPI Table'!$M$252","v":0},{"$f":"'EnPI Table'!$M$264","v":0},{"$f":"'EnPI Table'!$M$276","v":0},{"$f":"'EnPI Table'!$M$288","v":0},{"$f":"'EnPI Table'!$M$300","v":0}]
[null,null,null,null,null,null,null,null,null,null,null,{"$f":"'EnPI Table'!$M$13","v":0},{"$f":"'EnPI Table'!$M$25","v":0},{"$f":"'EnPI Table'!$M$37","v":0},{"$f":"'EnPI Table'!$M$49","v":0},{"$f":"'EnPI Table'!$M$61","v":0},{"$f":"'EnPI Table'!$M$73","v":0},{"$f":"'EnPI Table'!$M$85","v":0},{"$f":"'EnPI Table'!$M$97","v":0},{"$f":"'EnPI Table'!$M$109","v":0},{"$f":"'EnPI Table'!$M$121","v":0},{"$f":"'EnPI Table'!$M$133","v":0},{"$f":"'EnPI Table'!$M$145","v":0},{"$f":"'EnPI Table'!$M$157","v":0},{"$f":"'EnPI Table'!$M$169","v":0},{"$f":"'EnPI Table'!$M$181","v":0},{"$f":"'EnPI Table'!$M$193","v":0},{"$f":"'EnPI Table'!$M$205","v":0},{"$f":"'EnPI Table'!$M$217","v":0},{"$f":"'EnPI Table'!$M$229","v":0},{"$f":"'EnPI Table'!$M$241","v":0},{"$f":"'EnPI Table'!$M$253","v":0},{"$f":"'EnPI Table'!$M$265","v":0},{"$f":"'EnPI Table'!$M$277","v":0},{"$f":"'EnPI Table'!$M$289","v":0},{"$f":"'EnPI Table'!$M$301","v":0}]
[null,null,null,null,null,null,null,null,null,null,null,{"$f":"'EnPI Table'!$M$14","v":0},{"$f":"'EnPI Table'!$M$26","v":0},{"$f":"'EnPI Table'!$M$38","v":0},{"$f":"'EnPI Table'!$M$50","v":0},{"$f":"'EnPI Table'!$M$62","v":0},{"$f":"'EnPI Table'!$M$74","v":0},{"$f":"'EnPI Table'!$M$86","v":0},{"$f":"'EnPI Table'!$M$98","v":0},{"$f":"'EnPI Table'!$M$110","v":0},{"$f":"'EnPI Table'!$M$122","v":0},{"$f":"'EnPI Table'!$M$134","v":0},{"$f":"'EnPI Table'!$M$146","v":0},{"$f":"'EnPI Table'!$M$158","v":0},{"$f":"'EnPI Table'!$M$170","v":0},{"$f":"'EnPI Table'!$M$182","v":0},{"$f":"'EnPI Table'!$M$194","v":0},{"$f":"'EnPI Table'!$M$206","v":0},{"$f":"'EnPI Table'!$M$218","v":0},{"$f":"'EnPI Table'!$M$230","v":0},{"$f":"'EnPI Table'!$M$242","v":0},{"$f":"'EnPI Table'!$M$254","v":0},{"$f":"'EnPI Table'!$M$266","v":0},{"$f":"'EnPI Table'!$M$278","v":0},{"$f":"'EnPI Table'!$M$290","v":0},{"$f":"'EnPI Table'!$M$302","v":0}]
[null,null,null,null,null,null,null,null,null,null,null,{"$f":"'EnPI Table'!$M$15","v":0},{"$f":"'EnPI Table'!$M$27","v":0},{"$f":"'EnPI Table'!$M$39","v":0},{"$f":"'EnPI Table'!$M$51","v":0},{"$f":"'EnPI Table'!$M$63","v":0},{"$f":"'EnPI Table'!$M$75","v":0},{"$f":"'EnPI Table'!$M$87","v":0},{"$f":"'EnPI Table'!$M$99","v":0},{"$f":"'EnPI Table'!$M$111","v":0},{"$f":"'EnPI Table'!$M$123","v":0},{"$f":"'EnPI Table'!$M$135","v":0},{"$f":"'EnPI Table'!$M$147","v":0},{"$f":"'EnPI Table'!$M$159","v":0},{"$f":"'EnPI Table'!$M$171","v":0},{"$f":"'EnPI Table'!$M$183","v":0},{"$f":"'EnPI Table'!$M$195","v":0},{"$f":"'EnPI Table'!$M$207","v":0},{"$f":"'EnPI Table'!$M$219","v":0},{"$f":"'EnPI Table'!$M$231","v":0},{"$f":"'EnPI Table'!$M$243","v":0},{"$f":"'EnPI Table'!$M$255","v":0},{"$f":"'EnPI Table'!$M$267","v":0},{"$f":"'EnPI Table'!$M$279","v":0},{"$f":"'EnPI Table'!$M$291","v":0},{"$f":"'EnPI Table'!$M$303","v":0}]
[null,null,null,null,null,null,null,null,null,null,null,{"$f":"'EnPI Table'!$M$16","v":0},{"$f":"'EnPI Table'!$M$28","v":0},{"$f":"'EnPI Table'!$M$40","v":0},{"$f":"'EnPI Table'!$M$52","v":0},{"$f":"'EnPI Table'!$M$64","v":0},{"$f":"'EnPI Table'!$M$76","v":0},{"$f":"'EnPI Table'!$M$88","v":0},{"$f":"'EnPI Table'!$M$100","v":0},{"$f":"'EnPI Table'!$M$112","v":0},{"$f":"'EnPI Table'!$M$124","v":0},{"$f":"'EnPI Table'!$M$136","v":0},{"$f":"'EnPI Table'!$M$148","v":0},{"$f":"'EnPI Table'!$M$160","v":0},{"$f":"'EnPI Table'!$M$172","v":0},{"$f":"'EnPI Table'!$M$184","v":0},{"$f":"'EnPI Table'!$M$196","v":0},{"$f":"'EnPI Table'!$M$208","v":0},{"$f":"'EnPI Table'!$M$220","v":0},{"$f":"'EnPI Table'!$M$232","v":0},{"$f":"'EnPI Table'!$M$244","v":0},{"$f":"'EnPI Table'!$M$256","v":0},{"$f":"'EnPI Table'!$M$268","v":0},{"$f":"'EnPI Table'!$M$280","v":0},{"$f":"'EnPI Table'!$M$292","v":0},{"$f":"'EnPI Table'!$M$304","v":0}]
[null,null,null,null,null,null,null,null,null,null,null,{"$f":"'EnPI Table'!$M$17","v":0},{"$f":"'EnPI Table'!$M$29","v":0},{"$f":"'EnPI Table'!$M$41","v":0},{"$f":"'EnPI Table'!$M$53","v":0},{"$f":"'EnPI Table'!$M$65","v":0},{"$f":"'EnPI Table'!$M$77","v":0},{"$f":"'EnPI Table'!$M$89","v":0},{"$f":"'EnPI Table'!$M$101","v":0},{"$f":"'EnPI Table'!$M$113","v":0},{"$f":"'EnPI Table'!$M$125","v":0},{"$f":"'EnPI Table'!$M$137","v":0},{"$f":"'EnPI Table'!$M$149","v":0},{"$f":"'EnPI Table'!$M$161","v":0},{"$f":"'EnPI Table'!$M$173","v":0},{"$f":"'EnPI Table'!$M$185","v":0},{"$f":"'EnPI Table'!$M$197","v":0},{"$f":"'EnPI Table'!$M$209","v":0},{"$f":"'EnPI Table'!$M$221","v":0},{"$f":"'EnPI Table'!$M$233","v":0},{"$f":"'EnPI Table'!$M$245","v":0},{"$f":"'EnPI Table'!$M$257","v":0},{"$f":"'EnPI Table'!$M$269","v":0},{"$f":"'EnPI Table'!$M$281","v":0},{"$f":"'EnPI Table'!$M$293","v":0},{"$f":"'EnPI Table'!$M$305","v":0}]
[null,null,null,null,null,null,null,null,null,null,null,{"$f":"'EnPI Table'!$M$18","v":0},{"$f":"'EnPI Table'!$M$30","v":0},{"$f":"'EnPI Table'!$M$42","v":0},{"$f":"'EnPI Table'!$M$54","v":0},{"$f":"'EnPI Table'!$M$66","v":0},{"$f":"'EnPI Table'!$M$78","v":0},{"$f":"'EnPI Table'!$M$90","v":0},{"$f":"'EnPI Table'!$M$102","v":0},{"$f":"'EnPI Table'!$M$114","v":0},{"$f":"'EnPI Table'!$M$126","v":0},{"$f":"'EnPI Table'!$M$138","v":0},{"$f":"'EnPI Table'!$M$150","v":0},{"$f":"'EnPI Table'!$M$162","v":0},{"$f":"'EnPI Table'!$M$174","v":0},{"$f":"'EnPI Table'!$M$186","v":0},{"$f":"'EnPI Table'!$M$198","v":0},{"$f":"'EnPI Table'!$M$210","v":0},{"$f":"'EnPI Table'!$M$222","v":0},{"$f":"'EnPI Table'!$M$234","v":0},{"$f":"'EnPI Table'!$M$246","v":0},{"$f":"'EnPI Table'!$M$258","v":0},{"$f":"'EnPI Table'!$M$270","v":0},{"$f":"'EnPI Table'!$M$282","v":0},{"$f":"'EnPI Table'!$M$294","v":0},{"$f":"'EnPI Table'!$M$306","v":0}]
[null,null,null,null,null,null,null,null,null,null,null,{"$f":"'EnPI Table'!$M$19","v":0},{"$f":"'EnPI Table'!$M$31","v":0},{"$f":"'EnPI Table'!$M$43","v":0},{"$f":"'EnPI Table'!$M$55","v":0},{"$f":"'EnPI Table'!$M$67","v":0},{"$f":"'EnPI Table'!$M$79","v":0},{"$f":"'EnPI Table'!$M$91","v":0},{"$f":"'EnPI Table'!$M$103","v":0},{"$f":"'EnPI Table'!$M$115","v":0},{"$f":"'EnPI Table'!$M$127","v":0},{"$f":"'EnPI Table'!$M$139","v":0},{"$f":"'EnPI Table'!$M$151","v":0},{"$f":"'EnPI Table'!$M$163","v":0},{"$f":"'EnPI Table'!$M$175","v":0},{"$f":"'EnPI Table'!$M$187","v":0},{"$f":"'EnPI Table'!$M$199","v":0},{"$f":"'EnPI Table'!$M$211","v":0},{"$f":"'EnPI Table'!$M$223","v":0},{"$f":"'EnPI Table'!$M$235","v":0},{"$f":"'EnPI Table'!$M$247","v":0},{"$f":"'EnPI Table'!$M$259","v":0},{"$f":"'EnPI Table'!$M$271","v":0},{"$f":"'EnPI Table'!$M$283","v":0},{"$f":"'EnPI Table'!$M$295","v":0},{"$f":"'EnPI Table'!$M$307","v":0}]
[null,null,null,null,null,null,null,null,null,null,null,{"$f":"'EnPI Table'!$M$20","v":0},{"$f":"'EnPI Table'!$M$32","v":0},{"$f":"'EnPI Table'!$M$44","v":0},{"$f":"'EnPI Table'!$M$56","v":0},{"$f":"'EnPI Table'!$M$68","v":0},{"$f":"'EnPI Table'!$M$80","v":0},{"$f":"'EnPI Table'!$M$92","v":0},{"$f":"'EnPI Table'!$M$104","v":0},{"$f":"'EnPI Table'!$M$116","v":0},{"$f":"'EnPI Table'!$M$128","v":0},{"$f":"'EnPI Table'!$M$140","v":0},{"$f":"'EnPI Table'!$M$152","v":0},{"$f":"'EnPI Table'!$M$164","v":0},{"$f":"'EnPI Table'!$M$176","v":0},{"$f":"'EnPI Table'!$M$188","v":0},{"$f":"'EnPI Table'!$M$200","v":0},{"$f":"'EnPI Table'!$M$212","v":0},{"$f":"'EnPI Table'!$M$224","v":0},{"$f":"'EnPI Table'!$M$236","v":0},{"$f":"'EnPI Table'!$M$248","v":0},{"$f":"'EnPI Table'!$M$260","v":0},{"$f":"'EnPI Table'!$M$272","v":0},{"$f":"'EnPI Table'!$M$284","v":0},{"$f":"'EnPI Table'!$M$296","v":0},{"$f":"'EnPI Table'!$M$308","v":0}]
[null,null,null,null,null,null,null,null,null,null,null,{"$f":"'EnPI Table'!$M$21","v":0},{"$f":"'EnPI Table'!$M$33","v":0},{"$f":"'EnPI Table'!$M$45","v":0},{"$f":"'EnPI Table'!$M$57","v":0},{"$f":"'EnPI Table'!$M$69","v":0},{"$f":"'EnPI Table'!$M$81","v":0},{"$f":"'EnPI Table'!$M$93","v":0},{"$f":"'EnPI Table'!$M$105","v":0},{"$f":"'EnPI Table'!$M$117","v":0},{"$f":"'EnPI Table'!$M$129","v":0},{"$f":"'EnPI Table'!$M$141","v":0},{"$f":"'EnPI Table'!$M$153","v":0},{"$f":"'EnPI Table'!$M$165","v":0},{"$f":"'EnPI Table'!$M$177","v":0},{"$f":"'EnPI Table'!$M$189","v":0},{"$f":"'EnPI Table'!$M$201","v":0},{"$f":"'EnPI Table'!$M$213","v":0},{"$f":"'EnPI Table'!$M$225","v":0},{"$f":"'EnPI Table'!$M$237","v":0},{"$f":"'EnPI Table'!$M$249","v":0},{"$f":"'EnPI Table'!$M$261","v":0},{"$f":"'EnPI Table'!$M$273","v":0},{"$f":"'EnPI Table'!$M$285","v":0},{"$f":"'EnPI Table'!$M$297","v":0},{"$f":"'EnPI Table'!$M$309","v":0}]
[]
[null,null,null,null,null,null,null,null,null,null,null,{"$f":"'EnPI Table'!$N$10","v":0},{"$f":"'EnPI Table'!$N$22","v":0},{"$f":"'EnPI Table'!$N$34","v":0},{"$f":"'EnPI Table'!$N$46","v":0},{"$f":"'EnPI Table'!$N$58","v":0},{"$f":"'EnPI Table'!$N$70","v":0},{"$f":"'EnPI Table'!$N$82","v":0},{"$f":"'EnPI Table'!$N$94","v":0},{"$f":"'EnPI Table'!$N$106","v":0},{"$f":"'EnPI Table'!$N$118","v":0},{"$f":"'EnPI Table'!$N$130","v":0},{"$f":"'EnPI Table'!$N$142","v":0},{"$f":"'EnPI Table'!$N$154","v":0},{"$f":"'EnPI Table'!$N$166","v":0},{"$f":"'EnPI Table'!$N$178","v":0},{"$f":"'EnPI Table'!$N$190","v":0},{"$f":"'EnPI Table'!$N$202","v":0},{"$f":"'EnPI Table'!$N$214","v":0},{"$f":"'EnPI Table'!$N$226","v":0},{"$f":"'EnPI Table'!$N$238","v":0},{"$f":"'EnPI Table'!$N$250","v":0},{"$f":"'EnPI Table'!$N$262","v":0},{"$f":"'EnPI Table'!$N$274","v":0},{"$f":"'EnPI Table'!$N$286","v":0},{"$f":"'EnPI Table'!$N$298","v":0}]
[null,null,null,null,null,null,null,null,null,null,null,{"$f":"'EnPI Table'!$N$11","v":0},{"$f":"'EnPI Table'!$N$23","v":0},{"$f":"'EnPI Table'!$N$35","v":0},{"$f":"'EnPI Table'!$N$47","v":0},{"$f":"'EnPI Table'!$N$59","v":0},{"$f":"'EnPI Table'!$N$71","v":0},{"$f":"'EnPI Table'!$N$83","v":0},{"$f":"'EnPI Table'!$N$95","v":0},{"$f":"'EnPI Table'!$N$107","v":0},{"$f":"'EnPI Table'!$N$119","v":0},{"$f":"'EnPI Table'!$N$131","v":0},{"$f":"'EnPI Table'!$N$143","v":0},{"$f":"'EnPI Table'!$N$155","v":0},{"$f":"'EnPI Table'!$N$167","v":0},{"$f":"'EnPI Table'!$N$179","v":0},{"$f":"'EnPI Table'!$N$191","v":0},{"$f":"'EnPI Table'!$N$203","v":0},{"$f":"'EnPI Table'!$N$215","v":0},{"$f":"'EnPI Table'!$N$227","v":0},{"$f":"'EnPI Table'!$N$239","v":0},{"$f":"'EnPI Table'!$N$251","v":0},{"$f":"'EnPI Table'!$N$263","v":0},{"$f":"'EnPI Table'!$N$275","v":0},{"$f":"'EnPI Table'!$N$287","v":0},{"$f":"'EnPI Table'!$N$299","v":0}]
[null,null,null,null,null,null,null,null,null,null,null,{"$f":"'EnPI Table'!$N$12","v":0},{"$f":"'EnPI Table'!$N$24","v":0},{"$f":"'EnPI Table'!$N$36","v":0},{"$f":"'EnPI Table'!$N$48","v":0},{"$f":"'EnPI Table'!$N$60","v":0},{"$f":"'EnPI Table'!$N$72","v":0},{"$f":"'EnPI Table'!$N$84","v":0},{"$f":"'EnPI Table'!$N$96","v":0},{"$f":"'EnPI Table'!$N$108","v":0},{"$f":"'EnPI Table'!$N$120","v":0},{"$f":"'EnPI Table'!$N$132","v":0},{"$f":"'EnPI Table'!$N$144","v":0},{"$f":"'EnPI Table'!$N$156","v":0},{"$f":"'EnPI Table'!$N$168","v":0},{"$f":"'EnPI Table'!$N$180","v":0},{"$f":"'EnPI Table'!$N$192","v":0},{"$f":"'EnPI Table'!$N$204","v":0},{"$f":"'EnPI Table'!$N$216","v":0},{"$f":"'EnPI Table'!$N$228","v":0},{"$f":"'EnPI Table'!$N$240","v":0},{"$f":"'EnPI Table'!$N$252","v":0},{"$f":"'EnPI Table'!$N$264","v":0},{"$f":"'EnPI Table'!$N$276","v":0},{"$f":"'EnPI Table'!$N$288","v":0},{"$f":"'EnPI Table'!$N$300","v":0}]
[null,null,null,null,null,null,null,null,null,null,null,{"$f":"'EnPI Table'!$N$13","v":0},{"$f":"'EnPI Table'!$N$25","v":0},{"$f":"'EnPI Table'!$N$37","v":0},{"$f":"'EnPI Table'!$N$49","v":0},{"$f":"'EnPI Table'!$N$61","v":0},{"$f":"'EnPI Table'!$N$73","v":0},{"$f":"'EnPI Table'!$N$85","v":0},{"$f":"'EnPI Table'!$N$97","v":0},{"$f":"'EnPI Table'!$N$109","v":0},{"$f":"'EnPI Table'!$N$121","v":0},{"$f":"'EnPI Table'!$N$133","v":0},{"$f":"'EnPI Table'!$N$145","v":0},{"$f":"'EnPI Table'!$N$157","v":0},{"$f":"'EnPI Table'!$N$169","v":0},{"$f":"'EnPI Table'!$N$181","v":0},{"$f":"'EnPI Table'!$N$193","v":0},{"$f":"'EnPI Table'!$N$205","v":0},{"$f":"'EnPI Table'!$N$217","v":0},{"$f":"'EnPI Table'!$N$229","v":0},{"$f":"'EnPI Table'!$N$241","v":0},{"$f":"'EnPI Table'!$N$253","v":0},{"$f":"'EnPI Table'!$N$265","v":0},{"$f":"'EnPI Table'!$N$277","v":0},{"$f":"'EnPI Table'!$N$289","v":0},{"$f":"'EnPI Table'!$N$301","v":0}]
[null,null,null,null,null,null,null,null,null,null,null,{"$f":"'EnPI Table'!$N$14","v":0},{"$f":"'EnPI Table'!$N$26","v":0},{"$f":"'EnPI Table'!$N$38","v":0},{"$f":"'EnPI Table'!$N$50","v":0},{"$f":"'EnPI Table'!$N$62","v":0},{"$f":"'EnPI Table'!$N$74","v":0},{"$f":"'EnPI Table'!$N$86","v":0},{"$f":"'EnPI Table'!$N$98","v":0},{"$f":"'EnPI Table'!$N$110","v":0},{"$f":"'EnPI Table'!$N$122","v":0},{"$f":"'EnPI Table'!$N$134","v":0},{"$f":"'EnPI Table'!$N$146","v":0},{"$f":"'EnPI Table'!$N$158","v":0},{"$f":"'EnPI Table'!$N$170","v":0},{"$f":"'EnPI Table'!$N$182","v":0},{"$f":"'EnPI Table'!$N$194","v":0},{"$f":"'EnPI Table'!$N$206","v":0},{"$f":"'EnPI Table'!$N$218","v":0},{"$f":"'EnPI Table'!$N$230","v":0},{"$f":"'EnPI Table'!$N$242","v":0},{"$f":"'EnPI Table'!$N$254","v":0},{"$f":"'EnPI Table'!$N$266","v":0},{"$f":"'EnPI Table'!$N$278","v":0},{"$f":"'EnPI Table'!$N$290","v":0},{"$f":"'EnPI Table'!$N$302","v":0}]
[null,null,null,null,null,null,null,null,null,null,null,{"$f":"'EnPI Table'!$N$15","v":0},{"$f":"'EnPI Table'!$N$27","v":0},{"$f":"'EnPI Table'!$N$39","v":0},{"$f":"'EnPI Table'!$N$51","v":0},{"$f":"'EnPI Table'!$N$63","v":0},{"$f":"'EnPI Table'!$N$75","v":0},{"$f":"'EnPI Table'!$N$87","v":0},{"$f":"'EnPI Table'!$N$99","v":0},{"$f":"'EnPI Table'!$N$111","v":0},{"$f":"'EnPI Table'!$N$123","v":0},{"$f":"'EnPI Table'!$N$135","v":0},{"$f":"'EnPI Table'!$N$147","v":0},{"$f":"'EnPI Table'!$N$159","v":0},{"$f":"'EnPI Table'!$N$171","v":0},{"$f":"'EnPI Table'!$N$183","v":0},{"$f":"'EnPI Table'!$N$195","v":0},{"$f":"'EnPI Table'!$N$207","v":0},{"$f":"'EnPI Table'!$N$219","v":0},{"$f":"'EnPI Table'!$N$231","v":0},{"$f":"'EnPI Table'!$N$243","v":0},{"$f":"'EnPI Table'!$N$255","v":0},{"$f":"'EnPI Table'!$N$267","v":0},{"$f":"'EnPI Table'!$N$279","v":0},{"$f":"'EnPI Table'!$N$291","v":0},{"$f":"'EnPI Table'!$N$303","v":0}]
[null,null,null,null,null,null,null,null,null,null,null,{"$f":"'EnPI Table'!$N$16","v":0},{"$f":"'EnPI Table'!$N$28","v":0},{"$f":"'EnPI Table'!$N$40","v":0},{"$f":"'EnPI Table'!$N$52","v":0},{"$f":"'EnPI Table'!$N$64","v":0},{"$f":"'EnPI Table'!$N$76","v":0},{"$f":"'EnPI Table'!$N$88","v":0},{"$f":"'EnPI Table'!$N$100","v":0},{"$f":"'EnPI Table'!$N$112","v":0},{"$f":"'EnPI Table'!$N$124","v":0},{"$f":"'EnPI Table'!$N$136","v":0},{"$f":"'EnPI Table'!$N$148","v":0},{"$f":"'EnPI Table'!$N$160","v":0},{"$f":"'EnPI Table'!$N$172","v":0},{"$f":"'EnPI Table'!$N$184","v":0},{"$f":"'EnPI Table'!$N$196","v":0},{"$f":"'EnPI Table'!$N$208","v":0},{"$f":"'EnPI Table'!$N$220","v":0},{"$f":"'EnPI Table'!$N$232","v":0},{"$f":"'EnPI Table'!$N$244","v":0},{"$f":"'EnPI Table'!$N$256","v":0},{"$f":"'EnPI Table'!$N$268","v":0},{"$f":"'EnPI Table'!$N$280","v":0},{"$f":"'EnPI Table'!$N$292","v":0},{"$f":"'EnPI Table'!$N$304","v":0}]
[null,null,null,null,null,null,null,null,null,null,null,{"$f":"'EnPI Table'!$N$17","v":0},{"$f":"'EnPI Table'!$N$29","v":0},{"$f":"'EnPI Table'!$N$41","v":0},{"$f":"'EnPI Table'!$N$53","v":0},{"$f":"'EnPI Table'!$N$65","v":0},{"$f":"'EnPI Table'!$N$77","v":0},{"$f":"'EnPI Table'!$N$89","v":0},{"$f":"'EnPI Table'!$N$101","v":0},{"$f":"'EnPI Table'!$N$113","v":0},{"$f":"'EnPI Table'!$N$125","v":0},{"$f":"'EnPI Table'!$N$137","v":0},{"$f":"'EnPI Table'!$N$149","v":0},{"$f":"'EnPI Table'!$N$161","v":0},{"$f":"'EnPI Table'!$N$173","v":0},{"$f":"'EnPI Table'!$N$185","v":0},{"$f":"'EnPI Table'!$N$197","v":0},{"$f":"'EnPI Table'!$N$209","v":0},{"$f":"'EnPI Table'!$N$221","v":0},{"$f":"'EnPI Table'!$N$233","v":0},{"$f":"'EnPI Table'!$N$245","v":0},{"$f":"'EnPI Table'!$N$257","v":0},{"$f":"'EnPI Table'!$N$269","v":0},{"$f":"'EnPI Table'!$N$281","v":0},{"$f":"'EnPI Table'!$N$293","v":0},{"$f":"'EnPI Table'!$N$305","v":0}]
[null,null,null,null,null,null,null,null,null,null,null,{"$f":"'EnPI Table'!$N$18","v":0},{"$f":"'EnPI Table'!$N$30","v":0},{"$f":"'EnPI Table'!$N$42","v":0},{"$f":"'EnPI Table'!$N$54","v":0},{"$f":"'EnPI Table'!$N$66","v":0},{"$f":"'EnPI Table'!$N$78","v":0},{"$f":"'EnPI Table'!$N$90","v":0},{"$f":"'EnPI Table'!$N$102","v":0},{"$f":"'EnPI Table'!$N$114","v":0},{"$f":"'EnPI Table'!$N$126","v":0},{"$f":"'EnPI Table'!$N$138","v":0},{"$f":"'EnPI Table'!$N$150","v":0},{"$f":"'EnPI Table'!$N$162","v":0},{"$f":"'EnPI Table'!$N$174","v":0},{"$f":"'EnPI Table'!$N$186","v":0},{"$f":"'EnPI Table'!$N$198","v":0},{"$f":"'EnPI Table'!$N$210","v":0},{"$f":"'EnPI Table'!$N$222","v":0},{"$f":"'EnPI Table'!$N$234","v":0},{"$f":"'EnPI Table'!$N$246","v":0},{"$f":"'EnPI Table'!$N$258","v":0},{"$f":"'EnPI Table'!$N$270","v":0},{"$f":"'EnPI Table'!$N$282","v":0},{"$f":"'EnPI Table'!$N$294","v":0},{"$f":"'EnPI Table'!$N$306","v":0}]
[null,null,null,null,null,null,null,null,null,null,null,{"$f":"'EnPI Table'!$N$19","v":0},{"$f":"'EnPI Table'!$N$31","v":0},{"$f":"'EnPI Table'!$N$43","v":0},{"$f":"'EnPI Table'!$N$55","v":0},{"$f":"'EnPI Table'!$N$67","v":0},{"$f":"'EnPI Table'!$N$79","v":0},{"$f":"'EnPI Table'!$N$91","v":0},{"$f":"'EnPI Table'!$N$103","v":0},{"$f":"'EnPI Table'!$N$115","v":0},{"$f":"'EnPI Table'!$N$127","v":0},{"$f":"'EnPI Table'!$N$139","v":0},{"$f":"'EnPI Table'!$N$151","v":0},{"$f":"'EnPI Table'!$N$163","v":0},{"$f":"'EnPI Table'!$N$175","v":0},{"$f":"'EnPI Table'!$N$187","v":0},{"$f":"'EnPI Table'!$N$199","v":0},{"$f":"'EnPI Table'!$N$211","v":0},{"$f":"'EnPI Table'!$N$223","v":0},{"$f":"'EnPI Table'!$N$235","v":0},{"$f":"'EnPI Table'!$N$247","v":0},{"$f":"'EnPI Table'!$N$259","v":0},{"$f":"'EnPI Table'!$N$271","v":0},{"$f":"'EnPI Table'!$N$283","v":0},{"$f":"'EnPI Table'!$N$295","v":0},{"$f":"'EnPI Table'!$N$307","v":0}]
[null,null,null,null,null,null,null,null,null,null,null,{"$f":"'EnPI Table'!$N$20","v":0},{"$f":"'EnPI Table'!$N$32","v":0},{"$f":"'EnPI Table'!$N$44","v":0},{"$f":"'EnPI Table'!$N$56","v":0},{"$f":"'EnPI Table'!$N$68","v":0},{"$f":"'EnPI Table'!$N$80","v":0},{"$f":"'EnPI Table'!$N$92","v":0},{"$f":"'EnPI Table'!$N$104","v":0},{"$f":"'EnPI Table'!$N$116","v":0},{"$f":"'EnPI Table'!$N$128","v":0},{"$f":"'EnPI Table'!$N$140","v":0},{"$f":"'EnPI Table'!$N$152","v":0},{"$f":"'EnPI Table'!$N$164","v":0},{"$f":"'EnPI Table'!$N$176","v":0},{"$f":"'EnPI Table'!$N$188","v":0},{"$f":"'EnPI Table'!$N$200","v":0},{"$f":"'EnPI Table'!$N$212","v":0},{"$f":"'EnPI Table'!$N$224","v":0},{"$f":"'EnPI Table'!$N$236","v":0},{"$f":"'EnPI Table'!$N$248","v":0},{"$f":"'EnPI Table'!$N$260","v":0},{"$f":"'EnPI Table'!$N$272","v":0},{"$f":"'EnPI Table'!$N$284","v":0},{"$f":"'EnPI Table'!$N$296","v":0},{"$f":"'EnPI Table'!$N$308","v":0}]
[null,null,null,null,null,null,null,null,null,null,null,{"$f":"'EnPI Table'!$N$21","v":0},{"$f":"'EnPI Table'!$N$33","v":0},{"$f":"'EnPI Table'!$N$45","v":0},{"$f":"'EnPI Table'!$N$57","v":0},{"$f":"'EnPI Table'!$N$69","v":0},{"$f":"'EnPI Table'!$N$81","v":0},{"$f":"'EnPI Table'!$N$93","v":0},{"$f":"'EnPI Table'!$N$105","v":0},{"$f":"'EnPI Table'!$N$117","v":0},{"$f":"'EnPI Table'!$N$129","v":0},{"$f":"'EnPI Table'!$N$141","v":0},{"$f":"'EnPI Table'!$N$153","v":0},{"$f":"'EnPI Table'!$N$165","v":0},{"$f":"'EnPI Table'!$N$177","v":0},{"$f":"'EnPI Table'!$N$189","v":0},{"$f":"'EnPI Table'!$N$201","v":0},{"$f":"'EnPI Table'!$N$213","v":0},{"$f":"'EnPI Table'!$N$225","v":0},{"$f":"'EnPI Table'!$N$237","v":0},{"$f":"'EnPI Table'!$N$249","v":0},{"$f":"'EnPI Table'!$N$261","v":0},{"$f":"'EnPI Table'!$N$273","v":0},{"$f":"'EnPI Table'!$N$285","v":0},{"$f":"'EnPI Table'!$N$297","v":0},{"$f":"'EnPI Table'!$N$309","v":0}]
[]
[null,null,null,null,null,null,null,null,null,null,null,{"$f":"'EnPI Table'!$O$10","v":0},{"$f":"'EnPI Table'!$O$22","v":0},{"$f":"'EnPI Table'!$O$34","v":0},{"$f":"'EnPI Table'!$O$46","v":0},{"$f":"'EnPI Table'!$O$58","v":0},{"$f":"'EnPI Table'!$O$70","v":0},{"$f":"'EnPI Table'!$O$82","v":0},{"$f":"'EnPI Table'!$O$94","v":0},{"$f":"'EnPI Table'!$O$106","v":0},{"$f":"'EnPI Table'!$O$118","v":0},{"$f":"'EnPI Table'!$O$130","v":0},{"$f":"'EnPI Table'!$O$142","v":0},{"$f":"'EnPI Table'!$O$154","v":0},{"$f":"'EnPI Table'!$O$166","v":0},{"$f":"'EnPI Table'!$O$178","v":0},{"$f":"'EnPI Table'!$O$190","v":0},{"$f":"'EnPI Table'!$O$202","v":0},{"$f":"'EnPI Table'!$O$214","v":0},{"$f":"'EnPI Table'!$O$226","v":0},{"$f":"'EnPI Table'!$O$238","v":0},{"$f":"'EnPI Table'!$O$250","v":0},{"$f":"'EnPI Table'!$O$262","v":0},{"$f":"'EnPI Table'!$O$274","v":0},{"$f":"'EnPI Table'!$O$286","v":0},{"$f":"'EnPI Table'!$O$298","v":0}]
[null,null,null,null,null,null,null,null,null,null,null,{"$f":"'EnPI Table'!$O$11","v":0},{"$f":"'EnPI Table'!$O$23","v":0},{"$f":"'EnPI Table'!$O$35","v":0},{"$f":"'EnPI Table'!$O$47","v":0},{"$f":"'EnPI Table'!$O$59","v":0},{"$f":"'EnPI Table'!$O$71","v":0},{"$f":"'EnPI Table'!$O$83","v":0},{"$f":"'EnPI Table'!$O$95","v":0},{"$f":"'EnPI Table'!$O$107","v":0},{"$f":"'EnPI Table'!$O$119","v":0},{"$f":"'EnPI Table'!$O$131","v":0},{"$f":"'EnPI Table'!$O$143","v":0},{"$f":"'EnPI Table'!$O$155","v":0},{"$f":"'EnPI Table'!$O$167","v":0},{"$f":"'EnPI Table'!$O$179","v":0},{"$f":"'EnPI Table'!$O$191","v":0},{"$f":"'EnPI Table'!$O$203","v":0},{"$f":"'EnPI Table'!$O$215","v":0},{"$f":"'EnPI Table'!$O$227","v":0},{"$f":"'EnPI Table'!$O$239","v":0},{"$f":"'EnPI Table'!$O$251","v":0},{"$f":"'EnPI Table'!$O$263","v":0},{"$f":"'EnPI Table'!$O$275","v":0},{"$f":"'EnPI Table'!$O$287","v":0},{"$f":"'EnPI Table'!$O$299","v":0}]
[null,null,null,null,null,null,null,null,null,null,null,{"$f":"'EnPI Table'!$O$12","v":0},{"$f":"'EnPI Table'!$O$24","v":0},{"$f":"'EnPI Table'!$O$36","v":0},{"$f":"'EnPI Table'!$O$48","v":0},{"$f":"'EnPI Table'!$O$60","v":0},{"$f":"'EnPI Table'!$O$72","v":0},{"$f":"'EnPI Table'!$O$84","v":0},{"$f":"'EnPI Table'!$O$96","v":0},{"$f":"'EnPI Table'!$O$108","v":0},{"$f":"'EnPI Table'!$O$120","v":0},{"$f":"'EnPI Table'!$O$132","v":0},{"$f":"'EnPI Table'!$O$144","v":0},{"$f":"'EnPI Table'!$O$156","v":0},{"$f":"'EnPI Table'!$O$168","v":0},{"$f":"'EnPI Table'!$O$180","v":0},{"$f":"'EnPI Table'!$O$192","v":0},{"$f":"'EnPI Table'!$O$204","v":0},{"$f":"'EnPI Table'!$O$216","v":0},{"$f":"'EnPI Table'!$O$228","v":0},{"$f":"'EnPI Table'!$O$240","v":0},{"$f":"'EnPI Table'!$O$252","v":0},{"$f":"'EnPI Table'!$O$264","v":0},{"$f":"'EnPI Table'!$O$276","v":0},{"$f":"'EnPI Table'!$O$288","v":0},{"$f":"'EnPI Table'!$O$300","v":0}]
[null,null,null,null,null,null,null,null,null,null,null,{"$f":"'EnPI Table'!$O$13","v":0},{"$f":"'EnPI Table'!$O$25","v":0},{"$f":"'EnPI Table'!$O$37","v":0},{"$f":"'EnPI Table'!$O$49","v":0},{"$f":"'EnPI Table'!$O$61","v":0},{"$f":"'EnPI Table'!$O$73","v":0},{"$f":"'EnPI Table'!$O$85","v":0},{"$f":"'EnPI Table'!$O$97","v":0},{"$f":"'EnPI Table'!$O$109","v":0},{"$f":"'EnPI Table'!$O$121","v":0},{"$f":"'EnPI Table'!$O$133","v":0},{"$f":"'EnPI Table'!$O$145","v":0},{"$f":"'EnPI Table'!$O$157","v":0},{"$f":"'EnPI Table'!$O$169","v":0},{"$f":"'EnPI Table'!$O$181","v":0},{"$f":"'EnPI Table'!$O$193","v":0},{"$f":"'EnPI Table'!$O$205","v":0},{"$f":"'EnPI Table'!$O$217","v":0},{"$f":"'EnPI Table'!$O$229","v":0},{"$f":"'EnPI Table'!$O$241","v":0},{"$f":"'EnPI Table'!$O$253","v":0},{"$f":"'EnPI Table'!$O$265","v":0},{"$f":"'EnPI Table'!$O$277","v":0},{"$f":"'EnPI Table'!$O$289","v":0},{"$f":"'EnPI Table'!$O$301","v":0}]
[null,null,null,null,null,null,null,null,null,null,null,{"$f":"'EnPI Table'!$O$14","v":0},{"$f":"'EnPI Table'!$O$26","v":0},{"$f":"'EnPI Table'!$O$38","v":0},{"$f":"'EnPI Table'!$O$50","v":0},{"$f":"'EnPI Table'!$O$62","v":0},{"$f":"'EnPI Table'!$O$74","v":0},{"$f":"'EnPI Table'!$O$86","v":0},{"$f":"'EnPI Table'!$O$98","v":0},{"$f":"'EnPI Table'!$O$110","v":0},{"$f":"'EnPI Table'!$O$122","v":0},{"$f":"'EnPI Table'!$O$134","v":0},{"$f":"'EnPI Table'!$O$146","v":0},{"$f":"'EnPI Table'!$O$158","v":0},{"$f":"'EnPI Table'!$O$170","v":0},{"$f":"'EnPI Table'!$O$182","v":0},{"$f":"'EnPI Table'!$O$194","v":0},{"$f":"'EnPI Table'!$O$206","v":0},{"$f":"'EnPI Table'!$O$218","v":0},{"$f":"'EnPI Table'!$O$230","v":0},{"$f":"'EnPI Table'!$O$242","v":0},{"$f":"'EnPI Table'!$O$254","v":0},{"$f":"'EnPI Table'!$O$266","v":0},{"$f":"'EnPI Table'!$O$278","v":0},{"$f":"'EnPI Table'!$O$290","v":0},{"$f":"'EnPI Table'!$O$302","v":0}]
[null,null,null,null,null,null,null,null,null,null,null,{"$f":"'EnPI Table'!$O$15","v":0},{"$f":"'EnPI Table'!$O$27","v":0},{"$f":"'EnPI Table'!$O$39","v":0},{"$f":"'EnPI Table'!$O$51","v":0},{"$f":"'EnPI Table'!$O$63","v":0},{"$f":"'EnPI Table'!$O$75","v":0},{"$f":"'EnPI Table'!$O$87","v":0},{"$f":"'EnPI Table'!$O$99","v":0},{"$f":"'EnPI Table'!$O$111","v":0},{"$f":"'EnPI Table'!$O$123","v":0},{"$f":"'EnPI Table'!$O$135","v":0},{"$f":"'EnPI Table'!$O$147","v":0},{"$f":"'EnPI Table'!$O$159","v":0},{"$f":"'EnPI Table'!$O$171","v":0},{"$f":"'EnPI Table'!$O$183","v":0},{"$f":"'EnPI Table'!$O$195","v":0},{"$f":"'EnPI Table'!$O$207","v":0},{"$f":"'EnPI Table'!$O$219","v":0},{"$f":"'EnPI Table'!$O$231","v":0},{"$f":"'EnPI Table'!$O$243","v":0},{"$f":"'EnPI Table'!$O$255","v":0},{"$f":"'EnPI Table'!$O$267","v":0},{"$f":"'EnPI Table'!$O$279","v":0},{"$f":"'EnPI Table'!$O$291","v":0},{"$f":"'EnPI Table'!$O$303","v":0}]
[null,null,null,null,null,null,null,null,null,null,null,{"$f":"'EnPI Table'!$O$16","v":0},{"$f":"'EnPI Table'!$O$28","v":0},{"$f":"'EnPI Table'!$O$40","v":0},{"$f":"'EnPI Table'!$O$52","v":0},{"$f":"'EnPI Table'!$O$64","v":0},{"$f":"'EnPI Table'!$O$76","v":0},{"$f":"'EnPI Table'!$O$88","v":0},{"$f":"'EnPI Table'!$O$100","v":0},{"$f":"'EnPI Table'!$O$112","v":0},{"$f":"'EnPI Table'!$O$124","v":0},{"$f":"'EnPI Table'!$O$136","v":0},{"$f":"'EnPI Table'!$O$148","v":0},{"$f":"'EnPI Table'!$O$160","v":0},{"$f":"'EnPI Table'!$O$172","v":0},{"$f":"'EnPI Table'!$O$184","v":0},{"$f":"'EnPI Table'!$O$196","v":0},{"$f":"'EnPI Table'!$O$208","v":0},{"$f":"'EnPI Table'!$O$220","v":0},{"$f":"'EnPI Table'!$O$232","v":0},{"$f":"'EnPI Table'!$O$244","v":0},{"$f":"'EnPI Table'!$O$256","v":0},{"$f":"'EnPI Table'!$O$268","v":0},{"$f":"'EnPI Table'!$O$280","v":0},{"$f":"'EnPI Table'!$O$292","v":0},{"$f":"'EnPI Table'!$O$304","v":0}]
[null,null,null,null,null,null,null,null,null,null,null,{"$f":"'EnPI Table'!$O$17","v":0},{"$f":"'EnPI Table'!$O$29","v":0},{"$f":"'EnPI Table'!$O$41","v":0},{"$f":"'EnPI Table'!$O$53","v":0},{"$f":"'EnPI Table'!$O$65","v":0},{"$f":"'EnPI Table'!$O$77","v":0},{"$f":"'EnPI Table'!$O$89","v":0},{"$f":"'EnPI Table'!$O$101","v":0},{"$f":"'EnPI Table'!$O$113","v":0},{"$f":"'EnPI Table'!$O$125","v":0},{"$f":"'EnPI Table'!$O$137","v":0},{"$f":"'EnPI Table'!$O$149","v":0},{"$f":"'EnPI Table'!$O$161","v":0},{"$f":"'EnPI Table'!$O$173","v":0},{"$f":"'EnPI Table'!$O$185","v":0},{"$f":"'EnPI Table'!$O$197","v":0},{"$f":"'EnPI Table'!$O$209","v":0},{"$f":"'EnPI Table'!$O$221","v":0},{"$f":"'EnPI Table'!$O$233","v":0},{"$f":"'EnPI Table'!$O$245","v":0},{"$f":"'EnPI Table'!$O$257","v":0},{"$f":"'EnPI Table'!$O$269","v":0},{"$f":"'EnPI Table'!$O$281","v":0},{"$f":"'EnPI Table'!$O$293","v":0},{"$f":"'EnPI Table'!$O$305","v":0}]
[null,null,null,null,null,null,null,null,null,null,null,{"$f":"'EnPI Table'!$O$18","v":0},{"$f":"'EnPI Table'!$O$30","v":0},{"$f":"'EnPI Table'!$O$42","v":0},{"$f":"'EnPI Table'!$O$54","v":0},{"$f":"'EnPI Table'!$O$66","v":0},{"$f":"'EnPI Table'!$O$78","v":0},{"$f":"'EnPI Table'!$O$90","v":0},{"$f":"'EnPI Table'!$O$102","v":0},{"$f":"'EnPI Table'!$O$114","v":0},{"$f":"'EnPI Table'!$O$126","v":0},{"$f":"'EnPI Table'!$O$138","v":0},{"$f":"'EnPI Table'!$O$150","v":0},{"$f":"'EnPI Table'!$O$162","v":0},{"$f":"'EnPI Table'!$O$174","v":0},{"$f":"'EnPI Table'!$O$186","v":0},{"$f":"'EnPI Table'!$O$198","v":0},{"$f":"'EnPI Table'!$O$210","v":0},{"$f":"'EnPI Table'!$O$222","v":0},{"$f":"'EnPI Table'!$O$234","v":0},{"$f":"'EnPI Table'!$O$246","v":0},{"$f":"'EnPI Table'!$O$258","v":0},{"$f":"'EnPI Table'!$O$270","v":0},{"$f":"'EnPI Table'!$O$282","v":0},{"$f":"'EnPI Table'!$O$294","v":0},{"$f":"'EnPI Table'!$O$306","v":0}]
[null,null,null,null,null,null,null,null,null,null,null,{"$f":"'EnPI Table'!$O$19","v":0},{"$f":"'EnPI Table'!$O$31","v":0},{"$f":"'EnPI Table'!$O$43","v":0},{"$f":"'EnPI Table'!$O$55","v":0},{"$f":"'EnPI Table'!$O$67","v":0},{"$f":"'EnPI Table'!$O$79","v":0},{"$f":"'EnPI Table'!$O$91","v":0},{"$f":"'EnPI Table'!$O$103","v":0},{"$f":"'EnPI Table'!$O$115","v":0},{"$f":"'EnPI Table'!$O$127","v":0},{"$f":"'EnPI Table'!$O$139","v":0},{"$f":"'EnPI Table'!$O$151","v":0},{"$f":"'EnPI Table'!$O$163","v":0},{"$f":"'EnPI Table'!$O$175","v":0},{"$f":"'EnPI Table'!$O$187","v":0},{"$f":"'EnPI Table'!$O$199","v":0},{"$f":"'EnPI Table'!$O$211","v":0},{"$f":"'EnPI Table'!$O$223","v":0},{"$f":"'EnPI Table'!$O$235","v":0},{"$f":"'EnPI Table'!$O$247","v":0},{"$f":"'EnPI Table'!$O$259","v":0},{"$f":"'EnPI Table'!$O$271","v":0},{"$f":"'EnPI Table'!$O$283","v":0},{"$f":"'EnPI Table'!$O$295","v":0},{"$f":"'EnPI Table'!$O$307","v":0}]
[null,null,null,null,null,null,null,null,null,null,null,{"$f":"'EnPI Table'!$O$20","v":0},{"$f":"'EnPI Table'!$O$32","v":0},{"$f":"'EnPI Table'!$O$44","v":0},{"$f":"'EnPI Table'!$O$56","v":0},{"$f":"'EnPI Table'!$O$68","v":0},{"$f":"'EnPI Table'!$O$80","v":0},{"$f":"'EnPI Table'!$O$92","v":0},{"$f":"'EnPI Table'!$O$104","v":0},{"$f":"'EnPI Table'!$O$116","v":0},{"$f":"'EnPI Table'!$O$128","v":0},{"$f":"'EnPI Table'!$O$140","v":0},{"$f":"'EnPI Table'!$O$152","v":0},{"$f":"'EnPI Table'!$O$164","v":0},{"$f":"'EnPI Table'!$O$176","v":0},{"$f":"'EnPI Table'!$O$188","v":0},{"$f":"'EnPI Table'!$O$200","v":0},{"$f":"'EnPI Table'!$O$212","v":0},{"$f":"'EnPI Table'!$O$224","v":0},{"$f":"'EnPI Table'!$O$236","v":0},{"$f":"'EnPI Table'!$O$248","v":0},{"$f":"'EnPI Table'!$O$260","v":0},{"$f":"'EnPI Table'!$O$272","v":0},{"$f":"'EnPI Table'!$O$284","v":0},{"$f":"'EnPI Table'!$O$296","v":0},{"$f":"'EnPI Table'!$O$308","v":0}]
[null,null,null,null,null,null,null,null,null,null,null,{"$f":"'EnPI Table'!$O$21","v":0},{"$f":"'EnPI Table'!$O$33","v":0},{"$f":"'EnPI Table'!$O$45","v":0},{"$f":"'EnPI Table'!$O$57","v":0},{"$f":"'EnPI Table'!$O$69","v":0},{"$f":"'EnPI Table'!$O$81","v":0},{"$f":"'EnPI Table'!$O$93","v":0},{"$f":"'EnPI Table'!$O$105","v":0},{"$f":"'EnPI Table'!$O$117","v":0},{"$f":"'EnPI Table'!$O$129","v":0},{"$f":"'EnPI Table'!$O$141","v":0},{"$f":"'EnPI Table'!$O$153","v":0},{"$f":"'EnPI Table'!$O$165","v":0},{"$f":"'EnPI Table'!$O$177","v":0},{"$f":"'EnPI Table'!$O$189","v":0},{"$f":"'EnPI Table'!$O$201","v":0},{"$f":"'EnPI Table'!$O$213","v":0},{"$f":"'EnPI Table'!$O$225","v":0},{"$f":"'EnPI Table'!$O$237","v":0},{"$f":"'EnPI Table'!$O$249","v":0},{"$f":"'EnPI Table'!$O$261","v":0},{"$f":"'EnPI Table'!$O$273","v":0},{"$f":"'EnPI Table'!$O$285","v":0},{"$f":"'EnPI Table'!$O$297","v":0},{"$f":"'EnPI Table'!$O$309","v":0}]
[]
[null,null,null,null,null,null,null,null,null,null,null,{"$f":"'EnPI Table'!$P$10","v":0},{"$f":"'EnPI Table'!$P$22","v":0},{"$f":"'EnPI Table'!$P$34","v":0},{"$f":"'EnPI Table'!$P$46","v":0},{"$f":"'EnPI Table'!$P$58","v":0},{"$f":"'EnPI Table'!$P$70","v":0},{"$f":"'EnPI Table'!$P$82","v":0},{"$f":"'EnPI Table'!$P$94","v":0},{"$f":"'EnPI Table'!$P$106","v":0},{"$f":"'EnPI Table'!$P$118","v":0},{"$f":"'EnPI Table'!$P$130","v":0},{"$f":"'EnPI Table'!$P$142","v":0},{"$f":"'EnPI Table'!$P$154","v":0},{"$f":"'EnPI Table'!$P$166","v":0},{"$f":"'EnPI Table'!$P$178","v":0},{"$f":"'EnPI Table'!$P$190","v":0},{"$f":"'EnPI Table'!$P$202","v":0},{"$f":"'EnPI Table'!$P$214","v":0},{"$f":"'EnPI Table'!$P$226","v":0},{"$f":"'EnPI Table'!$P$238","v":0},{"$f":"'EnPI Table'!$P$250","v":0},{"$f":"'EnPI Table'!$P$262","v":0},{"$f":"'EnPI Table'!$P$274","v":0},{"$f":"'EnPI Table'!$P$286","v":0},{"$f":"'EnPI Table'!$P$298","v":0}]
[null,null,null,null,null,null,null,null,null,null,null,{"$f":"'EnPI Table'!$P$11","v":0},{"$f":"'EnPI Table'!$P$23","v":0},{"$f":"'EnPI Table'!$P$35","v":0},{"$f":"'EnPI Table'!$P$47","v":0},{"$f":"'EnPI Table'!$P$59","v":0},{"$f":"'EnPI Table'!$P$71","v":0},{"$f":"'EnPI Table'!$P$83","v":0},{"$f":"'EnPI Table'!$P$95","v":0},{"$f":"'EnPI Table'!$P$107","v":0},{"$f":"'EnPI Table'!$P$119","v":0},{"$f":"'EnPI Table'!$P$131","v":0},{"$f":"'EnPI Table'!$P$143","v":0},{"$f":"'EnPI Table'!$P$155","v":0},{"$f":"'EnPI Table'!$P$167","v":0},{"$f":"'EnPI Table'!$P$179","v":0},{"$f":"'EnPI Table'!$P$191","v":0},{"$f":"'EnPI Table'!$P$203","v":0},{"$f":"'EnPI Table'!$P$215","v":0},{"$f":"'EnPI Table'!$P$227","v":0},{"$f":"'EnPI Table'!$P$239","v":0},{"$f":"'EnPI Table'!$P$251","v":0},{"$f":"'EnPI Table'!$P$263","v":0},{"$f":"'EnPI Table'!$P$275","v":0},{"$f":"'EnPI Table'!$P$287","v":0},{"$f":"'EnPI Table'!$P$299","v":0}]
[null,null,null,null,null,null,null,null,null,null,null,{"$f":"'EnPI Table'!$P$12","v":0},{"$f":"'EnPI Table'!$P$24","v":0},{"$f":"'EnPI Table'!$P$36","v":0},{"$f":"'EnPI Table'!$P$48","v":0},{"$f":"'EnPI Table'!$P$60","v":0},{"$f":"'EnPI Table'!$P$72","v":0},{"$f":"'EnPI Table'!$P$84","v":0},{"$f":"'EnPI Table'!$P$96","v":0},{"$f":"'EnPI Table'!$P$108","v":0},{"$f":"'EnPI Table'!$P$120","v":0},{"$f":"'EnPI Table'!$P$132","v":0},{"$f":"'EnPI Table'!$P$144","v":0},{"$f":"'EnPI Table'!$P$156","v":0},{"$f":"'EnPI Table'!$P$168","v":0},{"$f":"'EnPI Table'!$P$180","v":0},{"$f":"'EnPI Table'!$P$192","v":0},{"$f":"'EnPI Table'!$P$204","v":0},{"$f":"'EnPI Table'!$P$216","v":0},{"$f":"'EnPI Table'!$P$228","v":0},{"$f":"'EnPI Table'!$P$240","v":0},{"$f":"'EnPI Table'!$P$252","v":0},{"$f":"'EnPI Table'!$P$264","v":0},{"$f":"'EnPI Table'!$P$276","v":0},{"$f":"'EnPI Table'!$P$288","v":0},{"$f":"'EnPI Table'!$P$300","v":0}]
[null,null,null,null,null,null,null,null,null,null,null,{"$f":"'EnPI Table'!$P$13","v":0},{"$f":"'EnPI Table'!$P$25","v":0},{"$f":"'EnPI Table'!$P$37","v":0},{"$f":"'EnPI Table'!$P$49","v":0},{"$f":"'EnPI Table'!$P$61","v":0},{"$f":"'EnPI Table'!$P$73","v":0},{"$f":"'EnPI Table'!$P$85","v":0},{"$f":"'EnPI Table'!$P$97","v":0},{"$f":"'EnPI Table'!$P$109","v":0},{"$f":"'EnPI Table'!$P$121","v":0},{"$f":"'EnPI Table'!$P$133","v":0},{"$f":"'EnPI Table'!$P$145","v":0},{"$f":"'EnPI Table'!$P$157","v":0},{"$f":"'EnPI Table'!$P$169","v":0},{"$f":"'EnPI Table'!$P$181","v":0},{"$f":"'EnPI Table'!$P$193","v":0},{"$f":"'EnPI Table'!$P$205","v":0},{"$f":"'EnPI Table'!$P$217","v":0},{"$f":"'EnPI Table'!$P$229","v":0},{"$f":"'EnPI Table'!$P$241","v":0},{"$f":"'EnPI Table'!$P$253","v":0},{"$f":"'EnPI Table'!$P$265","v":0},{"$f":"'EnPI Table'!$P$277","v":0},{"$f":"'EnPI Table'!$P$289","v":0},{"$f":"'EnPI Table'!$P$301","v":0}]
[null,null,null,null,null,null,null,null,null,null,null,{"$f":"'EnPI Table'!$P$14","v":0},{"$f":"'EnPI Table'!$P$26","v":0},{"$f":"'EnPI Table'!$P$38","v":0},{"$f":"'EnPI Table'!$P$50","v":0},{"$f":"'EnPI Table'!$P$62","v":0},{"$f":"'EnPI Table'!$P$74","v":0},{"$f":"'EnPI Table'!$P$86","v":0},{"$f":"'EnPI Table'!$P$98","v":0},{"$f":"'EnPI Table'!$P$110","v":0},{"$f":"'EnPI Table'!$P$122","v":0},{"$f":"'EnPI Table'!$P$134","v":0},{"$f":"'EnPI Table'!$P$146","v":0},{"$f":"'EnPI Table'!$P$158","v":0},{"$f":"'EnPI Table'!$P$170","v":0},{"$f":"'EnPI Table'!$P$182","v":0},{"$f":"'EnPI Table'!$P$194","v":0},{"$f":"'EnPI Table'!$P$206","v":0},{"$f":"'EnPI Table'!$P$218","v":0},{"$f":"'EnPI Table'!$P$230","v":0},{"$f":"'EnPI Table'!$P$242","v":0},{"$f":"'EnPI Table'!$P$254","v":0},{"$f":"'EnPI Table'!$P$266","v":0},{"$f":"'EnPI Table'!$P$278","v":0},{"$f":"'EnPI Table'!$P$290","v":0},{"$f":"'EnPI Table'!$P$302","v":0}]
[null,null,null,null,null,null,null,null,null,null,null,{"$f":"'EnPI Table'!$P$15","v":0},{"$f":"'EnPI Table'!$P$27","v":0},{"$f":"'EnPI Table'!$P$39","v":0},{"$f":"'EnPI Table'!$P$51","v":0},{"$f":"'EnPI Table'!$P$63","v":0},{"$f":"'EnPI Table'!$P$75","v":0},{"$f":"'EnPI Table'!$P$87","v":0},{"$f":"'EnPI Table'!$P$99","v":0},{"$f":"'EnPI Table'!$P$111","v":0},{"$f":"'EnPI Table'!$P$123","v":0},{"$f":"'EnPI Table'!$P$135","v":0},{"$f":"'EnPI Table'!$P$147","v":0},{"$f":"'EnPI Table'!$P$159","v":0},{"$f":"'EnPI Table'!$P$171","v":0},{"$f":"'EnPI Table'!$P$183","v":0},{"$f":"'EnPI Table'!$P$195","v":0},{"$f":"'EnPI Table'!$P$207","v":0},{"$f":"'EnPI Table'!$P$219","v":0},{"$f":"'EnPI Table'!$P$231","v":0},{"$f":"'EnPI Table'!$P$243","v":0},{"$f":"'EnPI Table'!$P$255","v":0},{"$f":"'EnPI Table'!$P$267","v":0},{"$f":"'EnPI Table'!$P$279","v":0},{"$f":"'EnPI Table'!$P$291","v":0},{"$f":"'EnPI Table'!$P$303","v":0}]
[null,null,null,null,null,null,null,null,null,null,null,{"$f":"'EnPI Table'!$P$16","v":0},{"$f":"'EnPI Table'!$P$28","v":0},{"$f":"'EnPI Table'!$P$40","v":0},{"$f":"'EnPI Table'!$P$52","v":0},{"$f":"'EnPI Table'!$P$64","v":0},{"$f":"'EnPI Table'!$P$76","v":0},{"$f":"'EnPI Table'!$P$88","v":0},{"$f":"'EnPI Table'!$P$100","v":0},{"$f":"'EnPI Table'!$P$112","v":0},{"$f":"'EnPI Table'!$P$124","v":0},{"$f":"'EnPI Table'!$P$136","v":0},{"$f":"'EnPI Table'!$P$148","v":0},{"$f":"'EnPI Table'!$P$160","v":0},{"$f":"'EnPI Table'!$P$172","v":0},{"$f":"'EnPI Table'!$P$184","v":0},{"$f":"'EnPI Table'!$P$196","v":0},{"$f":"'EnPI Table'!$P$208","v":0},{"$f":"'EnPI Table'!$P$220","v":0},{"$f":"'EnPI Table'!$P$232","v":0},{"$f":"'EnPI Table'!$P$244","v":0},{"$f":"'EnPI Table'!$P$256","v":0},{"$f":"'EnPI Table'!$P$268","v":0},{"$f":"'EnPI Table'!$P$280","v":0},{"$f":"'EnPI Table'!$P$292","v":0},{"$f":"'EnPI Table'!$P$304","v":0}]
[null,null,null,null,null,null,null,null,null,null,null,{"$f":"'EnPI Table'!$P$17","v":0},{"$f":"'EnPI Table'!$P$29","v":0},{"$f":"'EnPI Table'!$P$41","v":0},{"$f":"'EnPI Table'!$P$53","v":0},{"$f":"'EnPI Table'!$P$65","v":0},{"$f":"'EnPI Table'!$P$77","v":0},{"$f":"'EnPI Table'!$P$89","v":0},{"$f":"'EnPI Table'!$P$101","v":0},{"$f":"'EnPI Table'!$P$113","v":0},{"$f":"'EnPI Table'!$P$125","v":0},{"$f":"'EnPI Table'!$P$137","v":0},{"$f":"'EnPI Table'!$P$149","v":0},{"$f":"'EnPI Table'!$P$161","v":0},{"$f":"'EnPI Table'!$P$173","v":0},{"$f":"'EnPI Table'!$P$185","v":0},{"$f":"'EnPI Table'!$P$197","v":0},{"$f":"'EnPI Table'!$P$209","v":0},{"$f":"'EnPI Table'!$P$221","v":0},{"$f":"'EnPI Table'!$P$233","v":0},{"$f":"'EnPI Table'!$P$245","v":0},{"$f":"'EnPI Table'!$P$257","v":0},{"$f":"'EnPI Table'!$P$269","v":0},{"$f":"'EnPI Table'!$P$281","v":0},{"$f":"'EnPI Table'!$P$293","v":0},{"$f":"'EnPI Table'!$P$305","v":0}]
[null,null,null,null,null,null,null,null,null,null,null,{"$f":"'EnPI Table'!$P$18","v":0},{"$f":"'EnPI Table'!$P$30","v":0},{"$f":"'EnPI Table'!$P$42","v":0},{"$f":"'EnPI Table'!$P$54","v":0},{"$f":"'EnPI Table'!$P$66","v":0},{"$f":"'EnPI Table'!$P$78","v":0},{"$f":"'EnPI Table'!$P$90","v":0},{"$f":"'EnPI Table'!$P$102","v":0},{"$f":"'EnPI Table'!$P$114","v":0},{"$f":"'EnPI Table'!$P$126","v":0},{"$f":"'EnPI Table'!$P$138","v":0},{"$f":"'EnPI Table'!$P$150","v":0},{"$f":"'EnPI Table'!$P$162","v":0},{"$f":"'EnPI Table'!$P$174","v":0},{"$f":"'EnPI Table'!$P$186","v":0},{"$f":"'EnPI Table'!$P$198","v":0},{"$f":"'EnPI Table'!$P$210","v":0},{"$f":"'EnPI Table'!$P$222","v":0},{"$f":"'EnPI Table'!$P$234","v":0},{"$f":"'EnPI Table'!$P$246","v":0},{"$f":"'EnPI Table'!$P$258","v":0},{"$f":"'EnPI Table'!$P$270","v":0},{"$f":"'EnPI Table'!$P$282","v":0},{"$f":"'EnPI Table'!$P$294","v":0},{"$f":"'EnPI Table'!$P$306","v":0}]
[null,null,null,null,null,null,null,null,null,null,null,{"$f":"'EnPI Table'!$P$19","v":0},{"$f":"'EnPI Table'!$P$31","v":0},{"$f":"'EnPI Table'!$P$43","v":0},{"$f":"'EnPI Table'!$P$55","v":0},{"$f":"'EnPI Table'!$P$67","v":0},{"$f":"'EnPI Table'!$P$79","v":0},{"$f":"'EnPI Table'!$P$91","v":0},{"$f":"'EnPI Table'!$P$103","v":0},{"$f":"'EnPI Table'!$P$115","v":0},{"$f":"'EnPI Table'!$P$127","v":0},{"$f":"'EnPI Table'!$P$139","v":0},{"$f":"'EnPI Table'!$P$151","v":0},{"$f":"'EnPI Table'!$P$163","v":0},{"$f":"'EnPI Table'!$P$175","v":0},{"$f":"'EnPI Table'!$P$187","v":0},{"$f":"'EnPI Table'!$P$199","v":0},{"$f":"'EnPI Table'!$P$211","v":0},{"$f":"'EnPI Table'!$P$223","v":0},{"$f":"'EnPI Table'!$P$235","v":0},{"$f":"'EnPI Table'!$P$247","v":0},{"$f":"'EnPI Table'!$P$259","v":0},{"$f":"'EnPI Table'!$P$271","v":0},{"$f":"'EnPI Table'!$P$283","v":0},{"$f":"'EnPI Table'!$P$295","v":0},{"$f":"'EnPI Table'!$P$307","v":0}]
[null,null,null,null,null,null,null,null,null,null,null,{"$f":"'EnPI Table'!$P$20","v":0},{"$f":"'EnPI Table'!$P$32","v":0},{"$f":"'EnPI Table'!$P$44","v":0},{"$f":"'EnPI Table'!$P$56","v":0},{"$f":"'EnPI Table'!$P$68","v":0},{"$f":"'EnPI Table'!$P$80","v":0},{"$f":"'EnPI Table'!$P$92","v":0},{"$f":"'EnPI Table'!$P$104","v":0},{"$f":"'EnPI Table'!$P$116","v":0},{"$f":"'EnPI Table'!$P$128","v":0},{"$f":"'EnPI Table'!$P$140","v":0},{"$f":"'EnPI Table'!$P$152","v":0},{"$f":"'EnPI Table'!$P$164","v":0},{"$f":"'EnPI Table'!$P$176","v":0},{"$f":"'EnPI Table'!$P$188","v":0},{"$f":"'EnPI Table'!$P$200","v":0},{"$f":"'EnPI Table'!$P$212","v":0},{"$f":"'EnPI Table'!$P$224","v":0},{"$f":"'EnPI Table'!$P$236","v":0},{"$f":"'EnPI Table'!$P$248","v":0},{"$f":"'EnPI Table'!$P$260","v":0},{"$f":"'EnPI Table'!$P$272","v":0},{"$f":"'EnPI Table'!$P$284","v":0},{"$f":"'EnPI Table'!$P$296","v":0},{"$f":"'EnPI Table'!$P$308","v":0}]
[null,null,null,null,null,null,null,null,null,null,null,{"$f":"'EnPI Table'!$P$21","v":0},{"$f":"'EnPI Table'!$P$33","v":0},{"$f":"'EnPI Table'!$P$45","v":0},{"$f":"'EnPI Table'!$P$57","v":0},{"$f":"'EnPI Table'!$P$69","v":0},{"$f":"'EnPI Table'!$P$81","v":0},{"$f":"'EnPI Table'!$P$93","v":0},{"$f":"'EnPI Table'!$P$105","v":0},{"$f":"'EnPI Table'!$P$117","v":0},{"$f":"'EnPI Table'!$P$129","v":0},{"$f":"'EnPI Table'!$P$141","v":0},{"$f":"'EnPI Table'!$P$153","v":0},{"$f":"'EnPI Table'!$P$165","v":0},{"$f":"'EnPI Table'!$P$177","v":0},{"$f":"'EnPI Table'!$P$189","v":0},{"$f":"'EnPI Table'!$P$201","v":0},{"$f":"'EnPI Table'!$P$213","v":0},{"$f":"'EnPI Table'!$P$225","v":0},{"$f":"'EnPI Table'!$P$237","v":0},{"$f":"'EnPI Table'!$P$249","v":0},{"$f":"'EnPI Table'!$P$261","v":0},{"$f":"'EnPI Table'!$P$273","v":0},{"$f":"'EnPI Table'!$P$285","v":0},{"$f":"'EnPI Table'!$P$297","v":0},{"$f":"'EnPI Table'!$P$309","v":0}]
[]
[null,null,null,null,null,null,null,null,null,null,null,{"$f":"'EnPI Table'!$Q$10","v":0},{"$f":"'EnPI Table'!$Q$22","v":0},{"$f":"'EnPI Table'!$Q$34","v":0},{"$f":"'EnPI Table'!$Q$46","v":0},{"$f":"'EnPI Table'!$Q$58","v":0},{"$f":"'EnPI Table'!$Q$70","v":0},{"$f":"'EnPI Table'!$Q$82","v":0},{"$f":"'EnPI Table'!$Q$94","v":0},{"$f":"'EnPI Table'!$Q$106","v":0},{"$f":"'EnPI Table'!$Q$118","v":0},{"$f":"'EnPI Table'!$Q$130","v":0},{"$f":"'EnPI Table'!$Q$142","v":0},{"$f":"'EnPI Table'!$Q$154","v":0},{"$f":"'EnPI Table'!$Q$166","v":0},{"$f":"'EnPI Table'!$Q$178","v":0},{"$f":"'EnPI Table'!$Q$190","v":0},{"$f":"'EnPI Table'!$Q$202","v":0},{"$f":"'EnPI Table'!$Q$214","v":0},{"$f":"'EnPI Table'!$Q$226","v":0},{"$f":"'EnPI Table'!$Q$238","v":0},{"$f":"'EnPI Table'!$Q$250","v":0},{"$f":"'EnPI Table'!$Q$262","v":0},{"$f":"'EnPI Table'!$Q$274","v":0},{"$f":"'EnPI Table'!$Q$286","v":0},{"$f":"'EnPI Table'!$Q$298","v":0}]
[null,null,null,null,null,null,null,null,null,null,null,{"$f":"'EnPI Table'!$Q$11","v":0},{"$f":"'EnPI Table'!$Q$23","v":0},{"$f":"'EnPI Table'!$Q$35","v":0},{"$f":"'EnPI Table'!$Q$47","v":0},{"$f":"'EnPI Table'!$Q$59","v":0},{"$f":"'EnPI Table'!$Q$71","v":0},{"$f":"'EnPI Table'!$Q$83","v":0},{"$f":"'EnPI Table'!$Q$95","v":0},{"$f":"'EnPI Table'!$Q$107","v":0},{"$f":"'EnPI Table'!$Q$119","v":0},{"$f":"'EnPI Table'!$Q$131","v":0},{"$f":"'EnPI Table'!$Q$143","v":0},{"$f":"'EnPI Table'!$Q$155","v":0},{"$f":"'EnPI Table'!$Q$167","v":0},{"$f":"'EnPI Table'!$Q$179","v":0},{"$f":"'EnPI Table'!$Q$191","v":0},{"$f":"'EnPI Table'!$Q$203","v":0},{"$f":"'EnPI Table'!$Q$215","v":0},{"$f":"'EnPI Table'!$Q$227","v":0},{"$f":"'EnPI Table'!$Q$239","v":0},{"$f":"'EnPI Table'!$Q$251","v":0},{"$f":"'EnPI Table'!$Q$263","v":0},{"$f":"'EnPI Table'!$Q$275","v":0},{"$f":"'EnPI Table'!$Q$287","v":0},{"$f":"'EnPI Table'!$Q$299","v":0}]
[null,null,null,null,null,null,null,null,null,null,null,{"$f":"'EnPI Table'!$Q$12","v":0},{"$f":"'EnPI Table'!$Q$24","v":0},{"$f":"'EnPI Table'!$Q$36","v":0},{"$f":"'EnPI Table'!$Q$48","v":0},{"$f":"'EnPI Table'!$Q$60","v":0},{"$f":"'EnPI Table'!$Q$72","v":0},{"$f":"'EnPI Table'!$Q$84","v":0},{"$f":"'EnPI Table'!$Q$96","v":0},{"$f":"'EnPI Table'!$Q$108","v":0},{"$f":"'EnPI Table'!$Q$120","v":0},{"$f":"'EnPI Table'!$Q$132","v":0},{"$f":"'EnPI Table'!$Q$144","v":0},{"$f":"'EnPI Table'!$Q$156","v":0},{"$f":"'EnPI Table'!$Q$168","v":0},{"$f":"'EnPI Table'!$Q$180","v":0},{"$f":"'EnPI Table'!$Q$192","v":0},{"$f":"'EnPI Table'!$Q$204","v":0},{"$f":"'EnPI Table'!$Q$216","v":0},{"$f":"'EnPI Table'!$Q$228","v":0},{"$f":"'EnPI Table'!$Q$240","v":0},{"$f":"'EnPI Table'!$Q$252","v":0},{"$f":"'EnPI Table'!$Q$264","v":0},{"$f":"'EnPI Table'!$Q$276","v":0},{"$f":"'EnPI Table'!$Q$288","v":0},{"$f":"'EnPI Table'!$Q$300","v":0}]
[null,null,null,null,null,null,null,null,null,null,null,{"$f":"'EnPI Table'!$Q$13","v":0},{"$f":"'EnPI Table'!$Q$25","v":0},{"$f":"'EnPI Table'!$Q$37","v":0},{"$f":"'EnPI Table'!$Q$49","v":0},{"$f":"'EnPI Table'!$Q$61","v":0},{"$f":"'EnPI Table'!$Q$73","v":0},{"$f":"'EnPI Table'!$Q$85","v":0},{"$f":"'EnPI Table'!$Q$97","v":0},{"$f":"'EnPI Table'!$Q$109","v":0},{"$f":"'EnPI Table'!$Q$121","v":0},{"$f":"'EnPI Table'!$Q$133","v":0},{"$f":"'EnPI Table'!$Q$145","v":0},{"$f":"'EnPI Table'!$Q$157","v":0},{"$f":"'EnPI Table'!$Q$169","v":0},{"$f":"'EnPI Table'!$Q$181","v":0},{"$f":"'EnPI Table'!$Q$193","v":0},{"$f":"'EnPI Table'!$Q$205","v":0},{"$f":"'EnPI Table'!$Q$217","v":0},{"$f":"'EnPI Table'!$Q$229","v":0},{"$f":"'EnPI Table'!$Q$241","v":0},{"$f":"'EnPI Table'!$Q$253","v":0},{"$f":"'EnPI Table'!$Q$265","v":0},{"$f":"'EnPI Table'!$Q$277","v":0},{"$f":"'EnPI Table'!$Q$289","v":0},{"$f":"'EnPI Table'!$Q$301","v":0}]
[null,null,null,null,null,null,null,null,null,null,null,{"$f":"'EnPI Table'!$Q$14","v":0},{"$f":"'EnPI Table'!$Q$26","v":0},{"$f":"'EnPI Table'!$Q$38","v":0},{"$f":"'EnPI Table'!$Q$50","v":0},{"$f":"'EnPI Table'!$Q$62","v":0},{"$f":"'EnPI Table'!$Q$74","v":0},{"$f":"'EnPI Table'!$Q$86","v":0},{"$f":"'EnPI Table'!$Q$98","v":0},{"$f":"'EnPI Table'!$Q$110","v":0},{"$f":"'EnPI Table'!$Q$122","v":0},{"$f":"'EnPI Table'!$Q$134","v":0},{"$f":"'EnPI Table'!$Q$146","v":0},{"$f":"'EnPI Table'!$Q$158","v":0},{"$f":"'EnPI Table'!$Q$170","v":0},{"$f":"'EnPI Table'!$Q$182","v":0},{"$f":"'EnPI Table'!$Q$194","v":0},{"$f":"'EnPI Table'!$Q$206","v":0},{"$f":"'EnPI Table'!$Q$218","v":0},{"$f":"'EnPI Table'!$Q$230","v":0},{"$f":"'EnPI Table'!$Q$242","v":0},{"$f":"'EnPI Table'!$Q$254","v":0},{"$f":"'EnPI Table'!$Q$266","v":0},{"$f":"'EnPI Table'!$Q$278","v":0},{"$f":"'EnPI Table'!$Q$290","v":0},{"$f":"'EnPI Table'!$Q$302","v":0}]
[null,null,null,null,null,null,null,null,null,null,null,{"$f":"'EnPI Table'!$Q$15","v":0},{"$f":"'EnPI Table'!$Q$27","v":0},{"$f":"'EnPI Table'!$Q$39","v":0},{"$f":"'EnPI Table'!$Q$51","v":0},{"$f":"'EnPI Table'!$Q$63","v":0},{"$f":"'EnPI Table'!$Q$75","v":0},{"$f":"'EnPI Table'!$Q$87","v":0},{"$f":"'EnPI Table'!$Q$99","v":0},{"$f":"'EnPI Table'!$Q$111","v":0},{"$f":"'EnPI Table'!$Q$123","v":0},{"$f":"'EnPI Table'!$Q$135","v":0},{"$f":"'EnPI Table'!$Q$147","v":0},{"$f":"'EnPI Table'!$Q$159","v":0},{"$f":"'EnPI Table'!$Q$171","v":0},{"$f":"'EnPI Table'!$Q$183","v":0},{"$f":"'EnPI Table'!$Q$195","v":0},{"$f":"'EnPI Table'!$Q$207","v":0},{"$f":"'EnPI Table'!$Q$219","v":0},{"$f":"'EnPI Table'!$Q$231","v":0},{"$f":"'EnPI Table'!$Q$243","v":0},{"$f":"'EnPI Table'!$Q$255","v":0},{"$f":"'EnPI Table'!$Q$267","v":0},{"$f":"'EnPI Table'!$Q$279","v":0},{"$f":"'EnPI Table'!$Q$291","v":0},{"$f":"'EnPI Table'!$Q$303","v":0}]
[null,null,null,null,null,null,null,null,null,null,null,{"$f":"'EnPI Table'!$Q$16","v":0},{"$f":"'EnPI Table'!$Q$28","v":0},{"$f":"'EnPI Table'!$Q$40","v":0},{"$f":"'EnPI Table'!$Q$52","v":0},{"$f":"'EnPI Table'!$Q$64","v":0},{"$f":"'EnPI Table'!$Q$76","v":0},{"$f":"'EnPI Table'!$Q$88","v":0},{"$f":"'EnPI Table'!$Q$100","v":0},{"$f":"'EnPI Table'!$Q$112","v":0},{"$f":"'EnPI Table'!$Q$124","v":0},{"$f":"'EnPI Table'!$Q$136","v":0},{"$f":"'EnPI Table'!$Q$148","v":0},{"$f":"'EnPI Table'!$Q$160","v":0},{"$f":"'EnPI Table'!$Q$172","v":0},{"$f":"'EnPI Table'!$Q$184","v":0},{"$f":"'EnPI Table'!$Q$196","v":0},{"$f":"'EnPI Table'!$Q$208","v":0},{"$f":"'EnPI Table'!$Q$220","v":0},{"$f":"'EnPI Table'!$Q$232","v":0},{"$f":"'EnPI Table'!$Q$244","v":0},{"$f":"'EnPI Table'!$Q$256","v":0},{"$f":"'EnPI Table'!$Q$268","v":0},{"$f":"'EnPI Table'!$Q$280","v":0},{"$f":"'EnPI Table'!$Q$292","v":0},{"$f":"'EnPI Table'!$Q$304","v":0}]
[null,null,null,null,null,null,null,null,null,null,null,{"$f":"'EnPI Table'!$Q$17","v":0},{"$f":"'EnPI Table'!$Q$29","v":0},{"$f":"'EnPI Table'!$Q$41","v":0},{"$f":"'EnPI Table'!$Q$53","v":0},{"$f":"'EnPI Table'!$Q$65","v":0},{"$f":"'EnPI Table'!$Q$77","v":0},{"$f":"'EnPI Table'!$Q$89","v":0},{"$f":"'EnPI Table'!$Q$101","v":0},{"$f":"'EnPI Table'!$Q$113","v":0},{"$f":"'EnPI Table'!$Q$125","v":0},{"$f":"'EnPI Table'!$Q$137","v":0},{"$f":"'EnPI Table'!$Q$149","v":0},{"$f":"'EnPI Table'!$Q$161","v":0},{"$f":"'EnPI Table'!$Q$173","v":0},{"$f":"'EnPI Table'!$Q$185","v":0},{"$f":"'EnPI Table'!$Q$197","v":0},{"$f":"'EnPI Table'!$Q$209","v":0},{"$f":"'EnPI Table'!$Q$221","v":0},{"$f":"'EnPI Table'!$Q$233","v":0},{"$f":"'EnPI Table'!$Q$245","v":0},{"$f":"'EnPI Table'!$Q$257","v":0},{"$f":"'EnPI Table'!$Q$269","v":0},{"$f":"'EnPI Table'!$Q$281","v":0},{"$f":"'EnPI Table'!$Q$293","v":0},{"$f":"'EnPI Table'!$Q$305","v":0}]
[null,null,null,null,null,null,null,null,null,null,null,{"$f":"'EnPI Table'!$Q$18","v":0},{"$f":"'EnPI Table'!$Q$30","v":0},{"$f":"'EnPI Table'!$Q$42","v":0},{"$f":"'EnPI Table'!$Q$54","v":0},{"$f":"'EnPI Table'!$Q$66","v":0},{"$f":"'EnPI Table'!$Q$78","v":0},{"$f":"'EnPI Table'!$Q$90","v":0},{"$f":"'EnPI Table'!$Q$102","v":0},{"$f":"'EnPI Table'!$Q$114","v":0},{"$f":"'EnPI Table'!$Q$126","v":0},{"$f":"'EnPI Table'!$Q$138","v":0},{"$f":"'EnPI Table'!$Q$150","v":0},{"$f":"'EnPI Table'!$Q$162","v":0},{"$f":"'EnPI Table'!$Q$174","v":0},{"$f":"'EnPI Table'!$Q$186","v":0},{"$f":"'EnPI Table'!$Q$198","v":0},{"$f":"'EnPI Table'!$Q$210","v":0},{"$f":"'EnPI Table'!$Q$222","v":0},{"$f":"'EnPI Table'!$Q$234","v":0},{"$f":"'EnPI Table'!$Q$246","v":0},{"$f":"'EnPI Table'!$Q$258","v":0},{"$f":"'EnPI Table'!$Q$270","v":0},{"$f":"'EnPI Table'!$Q$282","v":0},{"$f":"'EnPI Table'!$Q$294","v":0},{"$f":"'EnPI Table'!$Q$306","v":0}]
[null,null,null,null,null,null,null,null,null,null,null,{"$f":"'EnPI Table'!$Q$19","v":0},{"$f":"'EnPI Table'!$Q$31","v":0},{"$f":"'EnPI Table'!$Q$43","v":0},{"$f":"'EnPI Table'!$Q$55","v":0},{"$f":"'EnPI Table'!$Q$67","v":0},{"$f":"'EnPI Table'!$Q$79","v":0},{"$f":"'EnPI Table'!$Q$91","v":0},{"$f":"'EnPI Table'!$Q$103","v":0},{"$f":"'EnPI Table'!$Q$115","v":0},{"$f":"'EnPI Table'!$Q$127","v":0},{"$f":"'EnPI Table'!$Q$139","v":0},{"$f":"'EnPI Table'!$Q$151","v":0},{"$f":"'EnPI Table'!$Q$163","v":0},{"$f":"'EnPI Table'!$Q$175","v":0},{"$f":"'EnPI Table'!$Q$187","v":0},{"$f":"'EnPI Table'!$Q$199","v":0},{"$f":"'EnPI Table'!$Q$211","v":0},{"$f":"'EnPI Table'!$Q$223","v":0},{"$f":"'EnPI Table'!$Q$235","v":0},{"$f":"'EnPI Table'!$Q$247","v":0},{"$f":"'EnPI Table'!$Q$259","v":0},{"$f":"'EnPI Table'!$Q$271","v":0},{"$f":"'EnPI Table'!$Q$283","v":0},{"$f":"'EnPI Table'!$Q$295","v":0},{"$f":"'EnPI Table'!$Q$307","v":0}]
[null,null,null,null,null,null,null,null,null,null,null,{"$f":"'EnPI Table'!$Q$20","v":0},{"$f":"'EnPI Table'!$Q$32","v":0},{"$f":"'EnPI Table'!$Q$44","v":0},{"$f":"'EnPI Table'!$Q$56","v":0},{"$f":"'EnPI Table'!$Q$68","v":0},{"$f":"'EnPI Table'!$Q$80","v":0},{"$f":"'EnPI Table'!$Q$92","v":0},{"$f":"'EnPI Table'!$Q$104","v":0},{"$f":"'EnPI Table'!$Q$116","v":0},{"$f":"'EnPI Table'!$Q$128","v":0},{"$f":"'EnPI Table'!$Q$140","v":0},{"$f":"'EnPI Table'!$Q$152","v":0},{"$f":"'EnPI Table'!$Q$164","v":0},{"$f":"'EnPI Table'!$Q$176","v":0},{"$f":"'EnPI Table'!$Q$188","v":0},{"$f":"'EnPI Table'!$Q$200","v":0},{"$f":"'EnPI Table'!$Q$212","v":0},{"$f":"'EnPI Table'!$Q$224","v":0},{"$f":"'EnPI Table'!$Q$236","v":0},{"$f":"'EnPI Table'!$Q$248","v":0},{"$f":"'EnPI Table'!$Q$260","v":0},{"$f":"'EnPI Table'!$Q$272","v":0},{"$f":"'EnPI Table'!$Q$284","v":0},{"$f":"'EnPI Table'!$Q$296","v":0},{"$f":"'EnPI Table'!$Q$308","v":0}]
[null,null,null,null,null,null,null,null,null,null,null,{"$f":"'EnPI Table'!$Q$21","v":0},{"$f":"'EnPI Table'!$Q$33","v":0},{"$f":"'EnPI Table'!$Q$45","v":0},{"$f":"'EnPI Table'!$Q$57","v":0},{"$f":"'EnPI Table'!$Q$69","v":0},{"$f":"'EnPI Table'!$Q$81","v":0},{"$f":"'EnPI Table'!$Q$93","v":0},{"$f":"'EnPI Table'!$Q$105","v":0},{"$f":"'EnPI Table'!$Q$117","v":0},{"$f":"'EnPI Table'!$Q$129","v":0},{"$f":"'EnPI Table'!$Q$141","v":0},{"$f":"'EnPI Table'!$Q$153","v":0},{"$f":"'EnPI Table'!$Q$165","v":0},{"$f":"'EnPI Table'!$Q$177","v":0},{"$f":"'EnPI Table'!$Q$189","v":0},{"$f":"'EnPI Table'!$Q$201","v":0},{"$f":"'EnPI Table'!$Q$213","v":0},{"$f":"'EnPI Table'!$Q$225","v":0},{"$f":"'EnPI Table'!$Q$237","v":0},{"$f":"'EnPI Table'!$Q$249","v":0},{"$f":"'EnPI Table'!$Q$261","v":0},{"$f":"'EnPI Table'!$Q$273","v":0},{"$f":"'EnPI Table'!$Q$285","v":0},{"$f":"'EnPI Table'!$Q$297","v":0},{"$f":"'EnPI Table'!$Q$309","v":0}]
[]
[null,null,null,null,null,null,null,null,null,null,null,{"$f":"'EnPI Table'!$R$10","v":0},{"$f":"'EnPI Table'!$R$22","v":0},{"$f":"'EnPI Table'!$R$34","v":0},{"$f":"'EnPI Table'!$R$46","v":0},{"$f":"'EnPI Table'!$R$58","v":0},{"$f":"'EnPI Table'!$R$70","v":0},{"$f":"'EnPI Table'!$R$82","v":0},{"$f":"'EnPI Table'!$R$94","v":0},{"$f":"'EnPI Table'!$R$106","v":0},{"$f":"'EnPI Table'!$R$118","v":0},{"$f":"'EnPI Table'!$R$130","v":0},{"$f":"'EnPI Table'!$R$142","v":0},{"$f":"'EnPI Table'!$R$154","v":0},{"$f":"'EnPI Table'!$R$166","v":0},{"$f":"'EnPI Table'!$R$178","v":0},{"$f":"'EnPI Table'!$R$190","v":0},{"$f":"'EnPI Table'!$R$202","v":0},{"$f":"'EnPI Table'!$R$214","v":0},{"$f":"'EnPI Table'!$R$226","v":0},{"$f":"'EnPI Table'!$R$238","v":0},{"$f":"'EnPI Table'!$R$250","v":0},{"$f":"'EnPI Table'!$R$262","v":0},{"$f":"'EnPI Table'!$R$274","v":0},{"$f":"'EnPI Table'!$R$286","v":0},{"$f":"'EnPI Table'!$R$298","v":0}]
[null,null,null,null,null,null,null,null,null,null,null,{"$f":"'EnPI Table'!$R$11","v":0},{"$f":"'EnPI Table'!$R$23","v":0},{"$f":"'EnPI Table'!$R$35","v":0},{"$f":"'EnPI Table'!$R$47","v":0},{"$f":"'EnPI Table'!$R$59","v":0},{"$f":"'EnPI Table'!$R$71","v":0},{"$f":"'EnPI Table'!$R$83","v":0},{"$f":"'EnPI Table'!$R$95","v":0},{"$f":"'EnPI Table'!$R$107","v":0},{"$f":"'EnPI Table'!$R$119","v":0},{"$f":"'EnPI Table'!$R$131","v":0},{"$f":"'EnPI Table'!$R$143","v":0},{"$f":"'EnPI Table'!$R$155","v":0},{"$f":"'EnPI Table'!$R$167","v":0},{"$f":"'EnPI Table'!$R$179","v":0},{"$f":"'EnPI Table'!$R$191","v":0},{"$f":"'EnPI Table'!$R$203","v":0},{"$f":"'EnPI Table'!$R$215","v":0},{"$f":"'EnPI Table'!$R$227","v":0},{"$f":"'EnPI Table'!$R$239","v":0},{"$f":"'EnPI Table'!$R$251","v":0},{"$f":"'EnPI Table'!$R$263","v":0},{"$f":"'EnPI Table'!$R$275","v":0},{"$f":"'EnPI Table'!$R$287","v":0},{"$f":"'EnPI Table'!$R$299","v":0}]
[null,null,null,null,null,null,null,null,null,null,null,{"$f":"'EnPI Table'!$R$12","v":0},{"$f":"'EnPI Table'!$R$24","v":0},{"$f":"'EnPI Table'!$R$36","v":0},{"$f":"'EnPI Table'!$R$48","v":0},{"$f":"'EnPI Table'!$R$60","v":0},{"$f":"'EnPI Table'!$R$72","v":0},{"$f":"'EnPI Table'!$R$84","v":0},{"$f":"'EnPI Table'!$R$96","v":0},{"$f":"'EnPI Table'!$R$108","v":0},{"$f":"'EnPI Table'!$R$120","v":0},{"$f":"'EnPI Table'!$R$132","v":0},{"$f":"'EnPI Table'!$R$144","v":0},{"$f":"'EnPI Table'!$R$156","v":0},{"$f":"'EnPI Table'!$R$168","v":0},{"$f":"'EnPI Table'!$R$180","v":0},{"$f":"'EnPI Table'!$R$192","v":0},{"$f":"'EnPI Table'!$R$204","v":0},{"$f":"'EnPI Table'!$R$216","v":0},{"$f":"'EnPI Table'!$R$228","v":0},{"$f":"'EnPI Table'!$R$240","v":0},{"$f":"'EnPI Table'!$R$252","v":0},{"$f":"'EnPI Table'!$R$264","v":0},{"$f":"'EnPI Table'!$R$276","v":0},{"$f":"'EnPI Table'!$R$288","v":0},{"$f":"'EnPI Table'!$R$300","v":0}]
[null,null,null,null,null,null,null,null,null,null,null,{"$f":"'EnPI Table'!$R$13","v":0},{"$f":"'EnPI Table'!$R$25","v":0},{"$f":"'EnPI Table'!$R$37","v":0},{"$f":"'EnPI Table'!$R$49","v":0},{"$f":"'EnPI Table'!$R$61","v":0},{"$f":"'EnPI Table'!$R$73","v":0},{"$f":"'EnPI Table'!$R$85","v":0},{"$f":"'EnPI Table'!$R$97","v":0},{"$f":"'EnPI Table'!$R$109","v":0},{"$f":"'EnPI Table'!$R$121","v":0},{"$f":"'EnPI Table'!$R$133","v":0},{"$f":"'EnPI Table'!$R$145","v":0},{"$f":"'EnPI Table'!$R$157","v":0},{"$f":"'EnPI Table'!$R$169","v":0},{"$f":"'EnPI Table'!$R$181","v":0},{"$f":"'EnPI Table'!$R$193","v":0},{"$f":"'EnPI Table'!$R$205","v":0},{"$f":"'EnPI Table'!$R$217","v":0},{"$f":"'EnPI Table'!$R$229","v":0},{"$f":"'EnPI Table'!$R$241","v":0},{"$f":"'EnPI Table'!$R$253","v":0},{"$f":"'EnPI Table'!$R$265","v":0},{"$f":"'EnPI Table'!$R$277","v":0},{"$f":"'EnPI Table'!$R$289","v":0},{"$f":"'EnPI Table'!$R$301","v":0}]
[null,null,null,null,null,null,null,null,null,null,null,{"$f":"'EnPI Table'!$R$14","v":0},{"$f":"'EnPI Table'!$R$26","v":0},{"$f":"'EnPI Table'!$R$38","v":0},{"$f":"'EnPI Table'!$R$50","v":0},{"$f":"'EnPI Table'!$R$62","v":0},{"$f":"'EnPI Table'!$R$74","v":0},{"$f":"'EnPI Table'!$R$86","v":0},{"$f":"'EnPI Table'!$R$98","v":0},{"$f":"'EnPI Table'!$R$110","v":0},{"$f":"'EnPI Table'!$R$122","v":0},{"$f":"'EnPI Table'!$R$134","v":0},{"$f":"'EnPI Table'!$R$146","v":0},{"$f":"'EnPI Table'!$R$158","v":0},{"$f":"'EnPI Table'!$R$170","v":0},{"$f":"'EnPI Table'!$R$182","v":0},{"$f":"'EnPI Table'!$R$194","v":0},{"$f":"'EnPI Table'!$R$206","v":0},{"$f":"'EnPI Table'!$R$218","v":0},{"$f":"'EnPI Table'!$R$230","v":0},{"$f":"'EnPI Table'!$R$242","v":0},{"$f":"'EnPI Table'!$R$254","v":0},{"$f":"'EnPI Table'!$R$266","v":0},{"$f":"'EnPI Table'!$R$278","v":0},{"$f":"'EnPI Table'!$R$290","v":0},{"$f":"'EnPI Table'!$R$302","v":0}]
[null,null,null,null,null,null,null,null,null,null,null,{"$f":"'EnPI Table'!$R$15","v":0},{"$f":"'EnPI Table'!$R$27","v":0},{"$f":"'EnPI Table'!$R$39","v":0},{"$f":"'EnPI Table'!$R$51","v":0},{"$f":"'EnPI Table'!$R$63","v":0},{"$f":"'EnPI Table'!$R$75","v":0},{"$f":"'EnPI Table'!$R$87","v":0},{"$f":"'EnPI Table'!$R$99","v":0},{"$f":"'EnPI Table'!$R$111","v":0},{"$f":"'EnPI Table'!$R$123","v":0},{"$f":"'EnPI Table'!$R$135","v":0},{"$f":"'EnPI Table'!$R$147","v":0},{"$f":"'EnPI Table'!$R$159","v":0},{"$f":"'EnPI Table'!$R$171","v":0},{"$f":"'EnPI Table'!$R$183","v":0},{"$f":"'EnPI Table'!$R$195","v":0},{"$f":"'EnPI Table'!$R$207","v":0},{"$f":"'EnPI Table'!$R$219","v":0},{"$f":"'EnPI Table'!$R$231","v":0},{"$f":"'EnPI Table'!$R$243","v":0},{"$f":"'EnPI Table'!$R$255","v":0},{"$f":"'EnPI Table'!$R$267","v":0},{"$f":"'EnPI Table'!$R$279","v":0},{"$f":"'EnPI Table'!$R$291","v":0},{"$f":"'EnPI Table'!$R$303","v":0}]
[null,null,null,null,null,null,null,null,null,null,null,{"$f":"'EnPI Table'!$R$16","v":0},{"$f":"'EnPI Table'!$R$28","v":0},{"$f":"'EnPI Table'!$R$40","v":0},{"$f":"'EnPI Table'!$R$52","v":0},{"$f":"'EnPI Table'!$R$64","v":0},{"$f":"'EnPI Table'!$R$76","v":0},{"$f":"'EnPI Table'!$R$88","v":0},{"$f":"'EnPI Table'!$R$100","v":0},{"$f":"'EnPI Table'!$R$112","v":0},{"$f":"'EnPI Table'!$R$124","v":0},{"$f":"'EnPI Table'!$R$136","v":0},{"$f":"'EnPI Table'!$R$148","v":0},{"$f":"'EnPI Table'!$R$160","v":0},{"$f":"'EnPI Table'!$R$172","v":0},{"$f":"'EnPI Table'!$R$184","v":0},{"$f":"'EnPI Table'!$R$196","v":0},{"$f":"'EnPI Table'!$R$208","v":0},{"$f":"'EnPI Table'!$R$220","v":0},{"$f":"'EnPI Table'!$R$232","v":0},{"$f":"'EnPI Table'!$R$244","v":0},{"$f":"'EnPI Table'!$R$256","v":0},{"$f":"'EnPI Table'!$R$268","v":0},{"$f":"'EnPI Table'!$R$280","v":0},{"$f":"'EnPI Table'!$R$292","v":0},{"$f":"'EnPI Table'!$R$304","v":0}]
[null,null,null,null,null,null,null,null,null,null,null,{"$f":"'EnPI Table'!$R$17","v":0},{"$f":"'EnPI Table'!$R$29","v":0},{"$f":"'EnPI Table'!$R$41","v":0},{"$f":"'EnPI Table'!$R$53","v":0},{"$f":"'EnPI Table'!$R$65","v":0},{"$f":"'EnPI Table'!$R$77","v":0},{"$f":"'EnPI Table'!$R$89","v":0},{"$f":"'EnPI Table'!$R$101","v":0},{"$f":"'EnPI Table'!$R$113","v":0},{"$f":"'EnPI Table'!$R$125","v":0},{"$f":"'EnPI Table'!$R$137","v":0},{"$f":"'EnPI Table'!$R$149","v":0},{"$f":"'EnPI Table'!$R$161","v":0},{"$f":"'EnPI Table'!$R$173","v":0},{"$f":"'EnPI Table'!$R$185","v":0},{"$f":"'EnPI Table'!$R$197","v":0},{"$f":"'EnPI Table'!$R$209","v":0},{"$f":"'EnPI Table'!$R$221","v":0},{"$f":"'EnPI Table'!$R$233","v":0},{"$f":"'EnPI Table'!$R$245","v":0},{"$f":"'EnPI Table'!$R$257","v":0},{"$f":"'EnPI Table'!$R$269","v":0},{"$f":"'EnPI Table'!$R$281","v":0},{"$f":"'EnPI Table'!$R$293","v":0},{"$f":"'EnPI Table'!$R$305","v":0}]
[null,null,null,null,null,null,null,null,null,null,null,{"$f":"'EnPI Table'!$R$18","v":0},{"$f":"'EnPI Table'!$R$30","v":0},{"$f":"'EnPI Table'!$R$42","v":0},{"$f":"'EnPI Table'!$R$54","v":0},{"$f":"'EnPI Table'!$R$66","v":0},{"$f":"'EnPI Table'!$R$78","v":0},{"$f":"'EnPI Table'!$R$90","v":0},{"$f":"'EnPI Table'!$R$102","v":0},{"$f":"'EnPI Table'!$R$114","v":0},{"$f":"'EnPI Table'!$R$126","v":0},{"$f":"'EnPI Table'!$R$138","v":0},{"$f":"'EnPI Table'!$R$150","v":0},{"$f":"'EnPI Table'!$R$162","v":0},{"$f":"'EnPI Table'!$R$174","v":0},{"$f":"'EnPI Table'!$R$186","v":0},{"$f":"'EnPI Table'!$R$198","v":0},{"$f":"'EnPI Table'!$R$210","v":0},{"$f":"'EnPI Table'!$R$222","v":0},{"$f":"'EnPI Table'!$R$234","v":0},{"$f":"'EnPI Table'!$R$246","v":0},{"$f":"'EnPI Table'!$R$258","v":0},{"$f":"'EnPI Table'!$R$270","v":0},{"$f":"'EnPI Table'!$R$282","v":0},{"$f":"'EnPI Table'!$R$294","v":0},{"$f":"'EnPI Table'!$R$306","v":0}]
[null,null,null,null,null,null,null,null,null,null,null,{"$f":"'EnPI Table'!$R$19","v":0},{"$f":"'EnPI Table'!$R$31","v":0},{"$f":"'EnPI Table'!$R$43","v":0},{"$f":"'EnPI Table'!$R$55","v":0},{"$f":"'EnPI Table'!$R$67","v":0},{"$f":"'EnPI Table'!$R$79","v":0},{"$f":"'EnPI Table'!$R$91","v":0},{"$f":"'EnPI Table'!$R$103","v":0},{"$f":"'EnPI Table'!$R$115","v":0},{"$f":"'EnPI Table'!$R$127","v":0},{"$f":"'EnPI Table'!$R$139","v":0},{"$f":"'EnPI Table'!$R$151","v":0},{"$f":"'EnPI Table'!$R$163","v":0},{"$f":"'EnPI Table'!$R$175","v":0},{"$f":"'EnPI Table'!$R$187","v":0},{"$f":"'EnPI Table'!$R$199","v":0},{"$f":"'EnPI Table'!$R$211","v":0},{"$f":"'EnPI Table'!$R$223","v":0},{"$f":"'EnPI Table'!$R$235","v":0},{"$f":"'EnPI Table'!$R$247","v":0},{"$f":"'EnPI Table'!$R$259","v":0},{"$f":"'EnPI Table'!$R$271","v":0},{"$f":"'EnPI Table'!$R$283","v":0},{"$f":"'EnPI Table'!$R$295","v":0},{"$f":"'EnPI Table'!$R$307","v":0}]
[null,null,null,null,null,null,null,null,null,null,null,{"$f":"'EnPI Table'!$R$20","v":0},{"$f":"'EnPI Table'!$R$32","v":0},{"$f":"'EnPI Table'!$R$44","v":0},{"$f":"'EnPI Table'!$R$56","v":0},{"$f":"'EnPI Table'!$R$68","v":0},{"$f":"'EnPI Table'!$R$80","v":0},{"$f":"'EnPI Table'!$R$92","v":0},{"$f":"'EnPI Table'!$R$104","v":0},{"$f":"'EnPI Table'!$R$116","v":0},{"$f":"'EnPI Table'!$R$128","v":0},{"$f":"'EnPI Table'!$R$140","v":0},{"$f":"'EnPI Table'!$R$152","v":0},{"$f":"'EnPI Table'!$R$164","v":0},{"$f":"'EnPI Table'!$R$176","v":0},{"$f":"'EnPI Table'!$R$188","v":0},{"$f":"'EnPI Table'!$R$200","v":0},{"$f":"'EnPI Table'!$R$212","v":0},{"$f":"'EnPI Table'!$R$224","v":0},{"$f":"'EnPI Table'!$R$236","v":0},{"$f":"'EnPI Table'!$R$248","v":0},{"$f":"'EnPI Table'!$R$260","v":0},{"$f":"'EnPI Table'!$R$272","v":0},{"$f":"'EnPI Table'!$R$284","v":0},{"$f":"'EnPI Table'!$R$296","v":0},{"$f":"'EnPI Table'!$R$308","v":0}]
[null,null,null,null,null,null,null,null,null,null,null,{"$f":"'EnPI Table'!$R$21","v":0},{"$f":"'EnPI Table'!$R$33","v":0},{"$f":"'EnPI Table'!$R$45","v":0},{"$f":"'EnPI Table'!$R$57","v":0},{"$f":"'EnPI Table'!$R$69","v":0},{"$f":"'EnPI Table'!$R$81","v":0},{"$f":"'EnPI Table'!$R$93","v":0},{"$f":"'EnPI Table'!$R$105","v":0},{"$f":"'EnPI Table'!$R$117","v":0},{"$f":"'EnPI Table'!$R$129","v":0},{"$f":"'EnPI Table'!$R$141","v":0},{"$f":"'EnPI Table'!$R$153","v":0},{"$f":"'EnPI Table'!$R$165","v":0},{"$f":"'EnPI Table'!$R$177","v":0},{"$f":"'EnPI Table'!$R$189","v":0},{"$f":"'EnPI Table'!$R$201","v":0},{"$f":"'EnPI Table'!$R$213","v":0},{"$f":"'EnPI Table'!$R$225","v":0},{"$f":"'EnPI Table'!$R$237","v":0},{"$f":"'EnPI Table'!$R$249","v":0},{"$f":"'EnPI Table'!$R$261","v":0},{"$f":"'EnPI Table'!$R$273","v":0},{"$f":"'EnPI Table'!$R$285","v":0},{"$f":"'EnPI Table'!$R$297","v":0},{"$f":"'EnPI Table'!$R$309","v":0}]
[]
[null,null,null,null,null,null,null,null,null,null,null,{"$f":"'EnPI Table'!$S$10","v":0},{"$f":"'EnPI Table'!$S$22","v":0},{"$f":"'EnPI Table'!$S$34","v":0},{"$f":"'EnPI Table'!$S$46","v":0},{"$f":"'EnPI Table'!$S$58","v":0},{"$f":"'EnPI Table'!$S$70","v":0},{"$f":"'EnPI Table'!$S$82","v":0},{"$f":"'EnPI Table'!$S$94","v":0},{"$f":"'EnPI Table'!$S$106","v":0},{"$f":"'EnPI Table'!$S$118","v":0},{"$f":"'EnPI Table'!$S$130","v":0},{"$f":"'EnPI Table'!$S$142","v":0},{"$f":"'EnPI Table'!$S$154","v":0},{"$f":"'EnPI Table'!$S$166","v":0},{"$f":"'EnPI Table'!$S$178","v":0},{"$f":"'EnPI Table'!$S$190","v":0},{"$f":"'EnPI Table'!$S$202","v":0},{"$f":"'EnPI Table'!$S$214","v":0},{"$f":"'EnPI Table'!$S$226","v":0},{"$f":"'EnPI Table'!$S$238","v":0},{"$f":"'EnPI Table'!$S$250","v":0},{"$f":"'EnPI Table'!$S$262","v":0},{"$f":"'EnPI Table'!$S$274","v":0},{"$f":"'EnPI Table'!$S$286","v":0},{"$f":"'EnPI Table'!$S$298","v":0}]
[null,null,null,null,null,null,null,null,null,null,null,{"$f":"'EnPI Table'!$S$11","v":0},{"$f":"'EnPI Table'!$S$23","v":0},{"$f":"'EnPI Table'!$S$35","v":0},{"$f":"'EnPI Table'!$S$47","v":0},{"$f":"'EnPI Table'!$S$59","v":0},{"$f":"'EnPI Table'!$S$71","v":0},{"$f":"'EnPI Table'!$S$83","v":0},{"$f":"'EnPI Table'!$S$95","v":0},{"$f":"'EnPI Table'!$S$107","v":0},{"$f":"'EnPI Table'!$S$119","v":0},{"$f":"'EnPI Table'!$S$131","v":0},{"$f":"'EnPI Table'!$S$143","v":0},{"$f":"'EnPI Table'!$S$155","v":0},{"$f":"'EnPI Table'!$S$167","v":0},{"$f":"'EnPI Table'!$S$179","v":0},{"$f":"'EnPI Table'!$S$191","v":0},{"$f":"'EnPI Table'!$S$203","v":0},{"$f":"'EnPI Table'!$S$215","v":0},{"$f":"'EnPI Table'!$S$227","v":0},{"$f":"'EnPI Table'!$S$239","v":0},{"$f":"'EnPI Table'!$S$251","v":0},{"$f":"'EnPI Table'!$S$263","v":0},{"$f":"'EnPI Table'!$S$275","v":0},{"$f":"'EnPI Table'!$S$287","v":0},{"$f":"'EnPI Table'!$S$299","v":0}]
[null,null,null,null,null,null,null,null,null,null,null,{"$f":"'EnPI Table'!$S$12","v":0},{"$f":"'EnPI Table'!$S$24","v":0},{"$f":"'EnPI Table'!$S$36","v":0},{"$f":"'EnPI Table'!$S$48","v":0},{"$f":"'EnPI Table'!$S$60","v":0},{"$f":"'EnPI Table'!$S$72","v":0},{"$f":"'EnPI Table'!$S$84","v":0},{"$f":"'EnPI Table'!$S$96","v":0},{"$f":"'EnPI Table'!$S$108","v":0},{"$f":"'EnPI Table'!$S$120","v":0},{"$f":"'EnPI Table'!$S$132","v":0},{"$f":"'EnPI Table'!$S$144","v":0},{"$f":"'EnPI Table'!$S$156","v":0},{"$f":"'EnPI Table'!$S$168","v":0},{"$f":"'EnPI Table'!$S$180","v":0},{"$f":"'EnPI Table'!$S$192","v":0},{"$f":"'EnPI Table'!$S$204","v":0},{"$f":"'EnPI Table'!$S$216","v":0},{"$f":"'EnPI Table'!$S$228","v":0},{"$f":"'EnPI Table'!$S$240","v":0},{"$f":"'EnPI Table'!$S$252","v":0},{"$f":"'EnPI Table'!$S$264","v":0},{"$f":"'EnPI Table'!$S$276","v":0},{"$f":"'EnPI Table'!$S$288","v":0},{"$f":"'EnPI Table'!$S$300","v":0}]
[null,null,null,null,null,null,null,null,null,null,null,{"$f":"'EnPI Table'!$S$13","v":0},{"$f":"'EnPI Table'!$S$25","v":0},{"$f":"'EnPI Table'!$S$37","v":0},{"$f":"'EnPI Table'!$S$49","v":0},{"$f":"'EnPI Table'!$S$61","v":0},{"$f":"'EnPI Table'!$S$73","v":0},{"$f":"'EnPI Table'!$S$85","v":0},{"$f":"'EnPI Table'!$S$97","v":0},{"$f":"'EnPI Table'!$S$109","v":0},{"$f":"'EnPI Table'!$S$121","v":0},{"$f":"'EnPI Table'!$S$133","v":0},{"$f":"'EnPI Table'!$S$145","v":0},{"$f":"'EnPI Table'!$S$157","v":0},{"$f":"'EnPI Table'!$S$169","v":0},{"$f":"'EnPI Table'!$S$181","v":0},{"$f":"'EnPI Table'!$S$193","v":0},{"$f":"'EnPI Table'!$S$205","v":0},{"$f":"'EnPI Table'!$S$217","v":0},{"$f":"'EnPI Table'!$S$229","v":0},{"$f":"'EnPI Table'!$S$241","v":0},{"$f":"'EnPI Table'!$S$253","v":0},{"$f":"'EnPI Table'!$S$265","v":0},{"$f":"'EnPI Table'!$S$277","v":0},{"$f":"'EnPI Table'!$S$289","v":0},{"$f":"'EnPI Table'!$S$301","v":0}]
[null,null,null,null,null,null,null,null,null,null,null,{"$f":"'EnPI Table'!$S$14","v":0},{"$f":"'EnPI Table'!$S$26","v":0},{"$f":"'EnPI Table'!$S$38","v":0},{"$f":"'EnPI Table'!$S$50","v":0},{"$f":"'EnPI Table'!$S$62","v":0},{"$f":"'EnPI Table'!$S$74","v":0},{"$f":"'EnPI Table'!$S$86","v":0},{"$f":"'EnPI Table'!$S$98","v":0},{"$f":"'EnPI Table'!$S$110","v":0},{"$f":"'EnPI Table'!$S$122","v":0},{"$f":"'EnPI Table'!$S$134","v":0},{"$f":"'EnPI Table'!$S$146","v":0},{"$f":"'EnPI Table'!$S$158","v":0},{"$f":"'EnPI Table'!$S$170","v":0},{"$f":"'EnPI Table'!$S$182","v":0},{"$f":"'EnPI Table'!$S$194","v":0},{"$f":"'EnPI Table'!$S$206","v":0},{"$f":"'EnPI Table'!$S$218","v":0},{"$f":"'EnPI Table'!$S$230","v":0},{"$f":"'EnPI Table'!$S$242","v":0},{"$f":"'EnPI Table'!$S$254","v":0},{"$f":"'EnPI Table'!$S$266","v":0},{"$f":"'EnPI Table'!$S$278","v":0},{"$f":"'EnPI Table'!$S$290","v":0},{"$f":"'EnPI Table'!$S$302","v":0}]
[null,null,null,null,null,null,null,null,null,null,null,{"$f":"'EnPI Table'!$S$15","v":0},{"$f":"'EnPI Table'!$S$27","v":0},{"$f":"'EnPI Table'!$S$39","v":0},{"$f":"'EnPI Table'!$S$51","v":0},{"$f":"'EnPI Table'!$S$63","v":0},{"$f":"'EnPI Table'!$S$75","v":0},{"$f":"'EnPI Table'!$S$87","v":0},{"$f":"'EnPI Table'!$S$99","v":0},{"$f":"'EnPI Table'!$S$111","v":0},{"$f":"'EnPI Table'!$S$123","v":0},{"$f":"'EnPI Table'!$S$135","v":0},{"$f":"'EnPI Table'!$S$147","v":0},{"$f":"'EnPI Table'!$S$159","v":0},{"$f":"'EnPI Table'!$S$171","v":0},{"$f":"'EnPI Table'!$S$183","v":0},{"$f":"'EnPI Table'!$S$195","v":0},{"$f":"'EnPI Table'!$S$207","v":0},{"$f":"'EnPI Table'!$S$219","v":0},{"$f":"'EnPI Table'!$S$231","v":0},{"$f":"'EnPI Table'!$S$243","v":0},{"$f":"'EnPI Table'!$S$255","v":0},{"$f":"'EnPI Table'!$S$267","v":0},{"$f":"'EnPI Table'!$S$279","v":0},{"$f":"'EnPI Table'!$S$291","v":0},{"$f":"'EnPI Table'!$S$303","v":0}]
[null,null,null,null,null,null,null,null,null,null,null,{"$f":"'EnPI Table'!$S$16","v":0},{"$f":"'EnPI Table'!$S$28","v":0},{"$f":"'EnPI Table'!$S$40","v":0},{"$f":"'EnPI Table'!$S$52","v":0},{"$f":"'EnPI Table'!$S$64","v":0},{"$f":"'EnPI Table'!$S$76","v":0},{"$f":"'EnPI Table'!$S$88","v":0},{"$f":"'EnPI Table'!$S$100","v":0},{"$f":"'EnPI Table'!$S$112","v":0},{"$f":"'EnPI Table'!$S$124","v":0},{"$f":"'EnPI Table'!$S$136","v":0},{"$f":"'EnPI Table'!$S$148","v":0},{"$f":"'EnPI Table'!$S$160","v":0},{"$f":"'EnPI Table'!$S$172","v":0},{"$f":"'EnPI Table'!$S$184","v":0},{"$f":"'EnPI Table'!$S$196","v":0},{"$f":"'EnPI Table'!$S$208","v":0},{"$f":"'EnPI Table'!$S$220","v":0},{"$f":"'EnPI Table'!$S$232","v":0},{"$f":"'EnPI Table'!$S$244","v":0},{"$f":"'EnPI Table'!$S$256","v":0},{"$f":"'EnPI Table'!$S$268","v":0},{"$f":"'EnPI Table'!$S$280","v":0},{"$f":"'EnPI Table'!$S$292","v":0},{"$f":"'EnPI Table'!$S$304","v":0}]
[null,null,null,null,null,null,null,null,null,null,null,{"$f":"'EnPI Table'!$S$17","v":0},{"$f":"'EnPI Table'!$S$29","v":0},{"$f":"'EnPI Table'!$S$41","v":0},{"$f":"'EnPI Table'!$S$53","v":0},{"$f":"'EnPI Table'!$S$65","v":0},{"$f":"'EnPI Table'!$S$77","v":0},{"$f":"'EnPI Table'!$S$89","v":0},{"$f":"'EnPI Table'!$S$101","v":0},{"$f":"'EnPI Table'!$S$113","v":0},{"$f":"'EnPI Table'!$S$125","v":0},{"$f":"'EnPI Table'!$S$137","v":0},{"$f":"'EnPI Table'!$S$149","v":0},{"$f":"'EnPI Table'!$S$161","v":0},{"$f":"'EnPI Table'!$S$173","v":0},{"$f":"'EnPI Table'!$S$185","v":0},{"$f":"'EnPI Table'!$S$197","v":0},{"$f":"'EnPI Table'!$S$209","v":0},{"$f":"'EnPI Table'!$S$221","v":0},{"$f":"'EnPI Table'!$S$233","v":0},{"$f":"'EnPI Table'!$S$245","v":0},{"$f":"'EnPI Table'!$S$257","v":0},{"$f":"'EnPI Table'!$S$269","v":0},{"$f":"'EnPI Table'!$S$281","v":0},{"$f":"'EnPI Table'!$S$293","v":0},{"$f":"'EnPI Table'!$S$305","v":0}]
[null,null,null,null,null,null,null,null,null,null,null,{"$f":"'EnPI Table'!$S$18","v":0},{"$f":"'EnPI Table'!$S$30","v":0},{"$f":"'EnPI Table'!$S$42","v":0},{"$f":"'EnPI Table'!$S$54","v":0},{"$f":"'EnPI Table'!$S$66","v":0},{"$f":"'EnPI Table'!$S$78","v":0},{"$f":"'EnPI Table'!$S$90","v":0},{"$f":"'EnPI Table'!$S$102","v":0},{"$f":"'EnPI Table'!$S$114","v":0},{"$f":"'EnPI Table'!$S$126","v":0},{"$f":"'EnPI Table'!$S$138","v":0},{"$f":"'EnPI Table'!$S$150","v":0},{"$f":"'EnPI Table'!$S$162","v":0},{"$f":"'EnPI Table'!$S$174","v":0},{"$f":"'EnPI Table'!$S$186","v":0},{"$f":"'EnPI Table'!$S$198","v":0},{"$f":"'EnPI Table'!$S$210","v":0},{"$f":"'EnPI Table'!$S$222","v":0},{"$f":"'EnPI Table'!$S$234","v":0},{"$f":"'EnPI Table'!$S$246","v":0},{"$f":"'EnPI Table'!$S$258","v":0},{"$f":"'EnPI Table'!$S$270","v":0},{"$f":"'EnPI Table'!$S$282","v":0},{"$f":"'EnPI Table'!$S$294","v":0},{"$f":"'EnPI Table'!$S$306","v":0}]
[null,null,null,null,null,null,null,null,null,null,null,{"$f":"'EnPI Table'!$S$19","v":0},{"$f":"'EnPI Table'!$S$31","v":0},{"$f":"'EnPI Table'!$S$43","v":0},{"$f":"'EnPI Table'!$S$55","v":0},{"$f":"'EnPI Table'!$S$67","v":0},{"$f":"'EnPI Table'!$S$79","v":0},{"$f":"'EnPI Table'!$S$91","v":0},{"$f":"'EnPI Table'!$S$103","v":0},{"$f":"'EnPI Table'!$S$115","v":0},{"$f":"'EnPI Table'!$S$127","v":0},{"$f":"'EnPI Table'!$S$139","v":0},{"$f":"'EnPI Table'!$S$151","v":0},{"$f":"'EnPI Table'!$S$163","v":0},{"$f":"'EnPI Table'!$S$175","v":0},{"$f":"'EnPI Table'!$S$187","v":0},{"$f":"'EnPI Table'!$S$199","v":0},{"$f":"'EnPI Table'!$S$211","v":0},{"$f":"'EnPI Table'!$S$223","v":0},{"$f":"'EnPI Table'!$S$235","v":0},{"$f":"'EnPI Table'!$S$247","v":0},{"$f":"'EnPI Table'!$S$259","v":0},{"$f":"'EnPI Table'!$S$271","v":0},{"$f":"'EnPI Table'!$S$283","v":0},{"$f":"'EnPI Table'!$S$295","v":0},{"$f":"'EnPI Table'!$S$307","v":0}]
[null,null,null,null,null,null,null,null,null,null,null,{"$f":"'EnPI Table'!$S$20","v":0},{"$f":"'EnPI Table'!$S$32","v":0},{"$f":"'EnPI Table'!$S$44","v":0},{"$f":"'EnPI Table'!$S$56","v":0},{"$f":"'EnPI Table'!$S$68","v":0},{"$f":"'EnPI Table'!$S$80","v":0},{"$f":"'EnPI Table'!$S$92","v":0},{"$f":"'EnPI Table'!$S$104","v":0},{"$f":"'EnPI Table'!$S$116","v":0},{"$f":"'EnPI Table'!$S$128","v":0},{"$f":"'EnPI Table'!$S$140","v":0},{"$f":"'EnPI Table'!$S$152","v":0},{"$f":"'EnPI Table'!$S$164","v":0},{"$f":"'EnPI Table'!$S$176","v":0},{"$f":"'EnPI Table'!$S$188","v":0},{"$f":"'EnPI Table'!$S$200","v":0},{"$f":"'EnPI Table'!$S$212","v":0},{"$f":"'EnPI Table'!$S$224","v":0},{"$f":"'EnPI Table'!$S$236","v":0},{"$f":"'EnPI Table'!$S$248","v":0},{"$f":"'EnPI Table'!$S$260","v":0},{"$f":"'EnPI Table'!$S$272","v":0},{"$f":"'EnPI Table'!$S$284","v":0},{"$f":"'EnPI Table'!$S$296","v":0},{"$f":"'EnPI Table'!$S$308","v":0}]
[null,null,null,null,null,null,null,null,null,null,null,{"$f":"'EnPI Table'!$S$21","v":0},{"$f":"'EnPI Table'!$S$33","v":0},{"$f":"'EnPI Table'!$S$45","v":0},{"$f":"'EnPI Table'!$S$57","v":0},{"$f":"'EnPI Table'!$S$69","v":0},{"$f":"'EnPI Table'!$S$81","v":0},{"$f":"'EnPI Table'!$S$93","v":0},{"$f":"'EnPI Table'!$S$105","v":0},{"$f":"'EnPI Table'!$S$117","v":0},{"$f":"'EnPI Table'!$S$129","v":0},{"$f":"'EnPI Table'!$S$141","v":0},{"$f":"'EnPI Table'!$S$153","v":0},{"$f":"'EnPI Table'!$S$165","v":0},{"$f":"'EnPI Table'!$S$177","v":0},{"$f":"'EnPI Table'!$S$189","v":0},{"$f":"'EnPI Table'!$S$201","v":0},{"$f":"'EnPI Table'!$S$213","v":0},{"$f":"'EnPI Table'!$S$225","v":0},{"$f":"'EnPI Table'!$S$237","v":0},{"$f":"'EnPI Table'!$S$249","v":0},{"$f":"'EnPI Table'!$S$261","v":0},{"$f":"'EnPI Table'!$S$273","v":0},{"$f":"'EnPI Table'!$S$285","v":0},{"$f":"'EnPI Table'!$S$297","v":0},{"$f":"'EnPI Table'!$S$309","v":0}]
[]
[null,null,null,null,null,null,null,null,null,null,null,{"$f":"'EnPI Table'!$T$10","v":0},{"$f":"'EnPI Table'!$T$22","v":0},{"$f":"'EnPI Table'!$T$34","v":0},{"$f":"'EnPI Table'!$T$46","v":0},{"$f":"'EnPI Table'!$T$58","v":0},{"$f":"'EnPI Table'!$T$70","v":0},{"$f":"'EnPI Table'!$T$82","v":0},{"$f":"'EnPI Table'!$T$94","v":0},{"$f":"'EnPI Table'!$T$106","v":0},{"$f":"'EnPI Table'!$T$118","v":0},{"$f":"'EnPI Table'!$T$130","v":0},{"$f":"'EnPI Table'!$T$142","v":0},{"$f":"'EnPI Table'!$T$154","v":0},{"$f":"'EnPI Table'!$T$166","v":0},{"$f":"'EnPI Table'!$T$178","v":0},{"$f":"'EnPI Table'!$T$190","v":0},{"$f":"'EnPI Table'!$T$202","v":0},{"$f":"'EnPI Table'!$T$214","v":0},{"$f":"'EnPI Table'!$T$226","v":0},{"$f":"'EnPI Table'!$T$238","v":0},{"$f":"'EnPI Table'!$T$250","v":0},{"$f":"'EnPI Table'!$T$262","v":0},{"$f":"'EnPI Table'!$T$274","v":0},{"$f":"'EnPI Table'!$T$286","v":0},{"$f":"'EnPI Table'!$T$298","v":0}]
[null,null,null,null,null,null,null,null,null,null,null,{"$f":"'EnPI Table'!$T$11","v":0},{"$f":"'EnPI Table'!$T$23","v":0},{"$f":"'EnPI Table'!$T$35","v":0},{"$f":"'EnPI Table'!$T$47","v":0},{"$f":"'EnPI Table'!$T$59","v":0},{"$f":"'EnPI Table'!$T$71","v":0},{"$f":"'EnPI Table'!$T$83","v":0},{"$f":"'EnPI Table'!$T$95","v":0},{"$f":"'EnPI Table'!$T$107","v":0},{"$f":"'EnPI Table'!$T$119","v":0},{"$f":"'EnPI Table'!$T$131","v":0},{"$f":"'EnPI Table'!$T$143","v":0},{"$f":"'EnPI Table'!$T$155","v":0},{"$f":"'EnPI Table'!$T$167","v":0},{"$f":"'EnPI Table'!$T$179","v":0},{"$f":"'EnPI Table'!$T$191","v":0},{"$f":"'EnPI Table'!$T$203","v":0},{"$f":"'EnPI Table'!$T$215","v":0},{"$f":"'EnPI Table'!$T$227","v":0},{"$f":"'EnPI Table'!$T$239","v":0},{"$f":"'EnPI Table'!$T$251","v":0},{"$f":"'EnPI Table'!$T$263","v":0},{"$f":"'EnPI Table'!$T$275","v":0},{"$f":"'EnPI Table'!$T$287","v":0},{"$f":"'EnPI Table'!$T$299","v":0}]
[null,null,null,null,null,null,null,null,null,null,null,{"$f":"'EnPI Table'!$T$12","v":0},{"$f":"'EnPI Table'!$T$24","v":0},{"$f":"'EnPI Table'!$T$36","v":0},{"$f":"'EnPI Table'!$T$48","v":0},{"$f":"'EnPI Table'!$T$60","v":0},{"$f":"'EnPI Table'!$T$72","v":0},{"$f":"'EnPI Table'!$T$84","v":0},{"$f":"'EnPI Table'!$T$96","v":0},{"$f":"'EnPI Table'!$T$108","v":0},{"$f":"'EnPI Table'!$T$120","v":0},{"$f":"'EnPI Table'!$T$132","v":0},{"$f":"'EnPI Table'!$T$144","v":0},{"$f":"'EnPI Table'!$T$156","v":0},{"$f":"'EnPI Table'!$T$168","v":0},{"$f":"'EnPI Table'!$T$180","v":0},{"$f":"'EnPI Table'!$T$192","v":0},{"$f":"'EnPI Table'!$T$204","v":0},{"$f":"'EnPI Table'!$T$216","v":0},{"$f":"'EnPI Table'!$T$228","v":0},{"$f":"'EnPI Table'!$T$240","v":0},{"$f":"'EnPI Table'!$T$252","v":0},{"$f":"'EnPI Table'!$T$264","v":0},{"$f":"'EnPI Table'!$T$276","v":0},{"$f":"'EnPI Table'!$T$288","v":0},{"$f":"'EnPI Table'!$T$300","v":0}]
[null,null,null,null,null,null,null,null,null,null,null,{"$f":"'EnPI Table'!$T$13","v":0},{"$f":"'EnPI Table'!$T$25","v":0},{"$f":"'EnPI Table'!$T$37","v":0},{"$f":"'EnPI Table'!$T$49","v":0},{"$f":"'EnPI Table'!$T$61","v":0},{"$f":"'EnPI Table'!$T$73","v":0},{"$f":"'EnPI Table'!$T$85","v":0},{"$f":"'EnPI Table'!$T$97","v":0},{"$f":"'EnPI Table'!$T$109","v":0},{"$f":"'EnPI Table'!$T$121","v":0},{"$f":"'EnPI Table'!$T$133","v":0},{"$f":"'EnPI Table'!$T$145","v":0},{"$f":"'EnPI Table'!$T$157","v":0},{"$f":"'EnPI Table'!$T$169","v":0},{"$f":"'EnPI Table'!$T$181","v":0},{"$f":"'EnPI Table'!$T$193","v":0},{"$f":"'EnPI Table'!$T$205","v":0},{"$f":"'EnPI Table'!$T$217","v":0},{"$f":"'EnPI Table'!$T$229","v":0},{"$f":"'EnPI Table'!$T$241","v":0},{"$f":"'EnPI Table'!$T$253","v":0},{"$f":"'EnPI Table'!$T$265","v":0},{"$f":"'EnPI Table'!$T$277","v":0},{"$f":"'EnPI Table'!$T$289","v":0},{"$f":"'EnPI Table'!$T$301","v":0}]
[null,null,null,null,null,null,null,null,null,null,null,{"$f":"'EnPI Table'!$T$14","v":0},{"$f":"'EnPI Table'!$T$26","v":0},{"$f":"'EnPI Table'!$T$38","v":0},{"$f":"'EnPI Table'!$T$50","v":0},{"$f":"'EnPI Table'!$T$62","v":0},{"$f":"'EnPI Table'!$T$74","v":0},{"$f":"'EnPI Table'!$T$86","v":0},{"$f":"'EnPI Table'!$T$98","v":0},{"$f":"'EnPI Table'!$T$110","v":0},{"$f":"'EnPI Table'!$T$122","v":0},{"$f":"'EnPI Table'!$T$134","v":0},{"$f":"'EnPI Table'!$T$146","v":0},{"$f":"'EnPI Table'!$T$158","v":0},{"$f":"'EnPI Table'!$T$170","v":0},{"$f":"'EnPI Table'!$T$182","v":0},{"$f":"'EnPI Table'!$T$194","v":0},{"$f":"'EnPI Table'!$T$206","v":0},{"$f":"'EnPI Table'!$T$218","v":0},{"$f":"'EnPI Table'!$T$230","v":0},{"$f":"'EnPI Table'!$T$242","v":0},{"$f":"'EnPI Table'!$T$254","v":0},{"$f":"'EnPI Table'!$T$266","v":0},{"$f":"'EnPI Table'!$T$278","v":0},{"$f":"'EnPI Table'!$T$290","v":0},{"$f":"'EnPI Table'!$T$302","v":0}]
[null,null,null,null,null,null,null,null,null,null,null,{"$f":"'EnPI Table'!$T$15","v":0},{"$f":"'EnPI Table'!$T$27","v":0},{"$f":"'EnPI Table'!$T$39","v":0},{"$f":"'EnPI Table'!$T$51","v":0},{"$f":"'EnPI Table'!$T$63","v":0},{"$f":"'EnPI Table'!$T$75","v":0},{"$f":"'EnPI Table'!$T$87","v":0},{"$f":"'EnPI Table'!$T$99","v":0},{"$f":"'EnPI Table'!$T$111","v":0},{"$f":"'EnPI Table'!$T$123","v":0},{"$f":"'EnPI Table'!$T$135","v":0},{"$f":"'EnPI Table'!$T$147","v":0},{"$f":"'EnPI Table'!$T$159","v":0},{"$f":"'EnPI Table'!$T$171","v":0},{"$f":"'EnPI Table'!$T$183","v":0},{"$f":"'EnPI Table'!$T$195","v":0},{"$f":"'EnPI Table'!$T$207","v":0},{"$f":"'EnPI Table'!$T$219","v":0},{"$f":"'EnPI Table'!$T$231","v":0},{"$f":"'EnPI Table'!$T$243","v":0},{"$f":"'EnPI Table'!$T$255","v":0},{"$f":"'EnPI Table'!$T$267","v":0},{"$f":"'EnPI Table'!$T$279","v":0},{"$f":"'EnPI Table'!$T$291","v":0},{"$f":"'EnPI Table'!$T$303","v":0}]
[null,null,null,null,null,null,null,null,null,null,null,{"$f":"'EnPI Table'!$T$16","v":0},{"$f":"'EnPI Table'!$T$28","v":0},{"$f":"'EnPI Table'!$T$40","v":0},{"$f":"'EnPI Table'!$T$52","v":0},{"$f":"'EnPI Table'!$T$64","v":0},{"$f":"'EnPI Table'!$T$76","v":0},{"$f":"'EnPI Table'!$T$88","v":0},{"$f":"'EnPI Table'!$T$100","v":0},{"$f":"'EnPI Table'!$T$112","v":0},{"$f":"'EnPI Table'!$T$124","v":0},{"$f":"'EnPI Table'!$T$136","v":0},{"$f":"'EnPI Table'!$T$148","v":0},{"$f":"'EnPI Table'!$T$160","v":0},{"$f":"'EnPI Table'!$T$172","v":0},{"$f":"'EnPI Table'!$T$184","v":0},{"$f":"'EnPI Table'!$T$196","v":0},{"$f":"'EnPI Table'!$T$208","v":0},{"$f":"'EnPI Table'!$T$220","v":0},{"$f":"'EnPI Table'!$T$232","v":0},{"$f":"'EnPI Table'!$T$244","v":0},{"$f":"'EnPI Table'!$T$256","v":0},{"$f":"'EnPI Table'!$T$268","v":0},{"$f":"'EnPI Table'!$T$280","v":0},{"$f":"'EnPI Table'!$T$292","v":0},{"$f":"'EnPI Table'!$T$304","v":0}]
[null,null,null,null,null,null,null,null,null,null,null,{"$f":"'EnPI Table'!$T$17","v":0},{"$f":"'EnPI Table'!$T$29","v":0},{"$f":"'EnPI Table'!$T$41","v":0},{"$f":"'EnPI Table'!$T$53","v":0},{"$f":"'EnPI Table'!$T$65","v":0},{"$f":"'EnPI Table'!$T$77","v":0},{"$f":"'EnPI Table'!$T$89","v":0},{"$f":"'EnPI Table'!$T$101","v":0},{"$f":"'EnPI Table'!$T$113","v":0},{"$f":"'EnPI Table'!$T$125","v":0},{"$f":"'EnPI Table'!$T$137","v":0},{"$f":"'EnPI Table'!$T$149","v":0},{"$f":"'EnPI Table'!$T$161","v":0},{"$f":"'EnPI Table'!$T$173","v":0},{"$f":"'EnPI Table'!$T$185","v":0},{"$f":"'EnPI Table'!$T$197","v":0},{"$f":"'EnPI Table'!$T$209","v":0},{"$f":"'EnPI Table'!$T$221","v":0},{"$f":"'EnPI Table'!$T$233","v":0},{"$f":"'EnPI Table'!$T$245","v":0},{"$f":"'EnPI Table'!$T$257","v":0},{"$f":"'EnPI Table'!$T$269","v":0},{"$f":"'EnPI Table'!$T$281","v":0},{"$f":"'EnPI Table'!$T$293","v":0},{"$f":"'EnPI Table'!$T$305","v":0}]
[null,null,null,null,null,null,null,null,null,null,null,{"$f":"'EnPI Table'!$T$18","v":0},{"$f":"'EnPI Table'!$T$30","v":0},{"$f":"'EnPI Table'!$T$42","v":0},{"$f":"'EnPI Table'!$T$54","v":0},{"$f":"'EnPI Table'!$T$66","v":0},{"$f":"'EnPI Table'!$T$78","v":0},{"$f":"'EnPI Table'!$T$90","v":0},{"$f":"'EnPI Table'!$T$102","v":0},{"$f":"'EnPI Table'!$T$114","v":0},{"$f":"'EnPI Table'!$T$126","v":0},{"$f":"'EnPI Table'!$T$138","v":0},{"$f":"'EnPI Table'!$T$150","v":0},{"$f":"'EnPI Table'!$T$162","v":0},{"$f":"'EnPI Table'!$T$174","v":0},{"$f":"'EnPI Table'!$T$186","v":0},{"$f":"'EnPI Table'!$T$198","v":0},{"$f":"'EnPI Table'!$T$210","v":0},{"$f":"'EnPI Table'!$T$222","v":0},{"$f":"'EnPI Table'!$T$234","v":0},{"$f":"'EnPI Table'!$T$246","v":0},{"$f":"'EnPI Table'!$T$258","v":0},{"$f":"'EnPI Table'!$T$270","v":0},{"$f":"'EnPI Table'!$T$282","v":0},{"$f":"'EnPI Table'!$T$294","v":0},{"$f":"'EnPI Table'!$T$306","v":0}]
[null,null,null,null,null,null,null,null,null,null,null,{"$f":"'EnPI Table'!$T$19","v":0},{"$f":"'EnPI Table'!$T$31","v":0},{"$f":"'EnPI Table'!$T$43","v":0},{"$f":"'EnPI Table'!$T$55","v":0},{"$f":"'EnPI Table'!$T$67","v":0},{"$f":"'EnPI Table'!$T$79","v":0},{"$f":"'EnPI Table'!$T$91","v":0},{"$f":"'EnPI Table'!$T$103","v":0},{"$f":"'EnPI Table'!$T$115","v":0},{"$f":"'EnPI Table'!$T$127","v":0},{"$f":"'EnPI Table'!$T$139","v":0},{"$f":"'EnPI Table'!$T$151","v":0},{"$f":"'EnPI Table'!$T$163","v":0},{"$f":"'EnPI Table'!$T$175","v":0},{"$f":"'EnPI Table'!$T$187","v":0},{"$f":"'EnPI Table'!$T$199","v":0},{"$f":"'EnPI Table'!$T$211","v":0},{"$f":"'EnPI Table'!$T$223","v":0},{"$f":"'EnPI Table'!$T$235","v":0},{"$f":"'EnPI Table'!$T$247","v":0},{"$f":"'EnPI Table'!$T$259","v":0},{"$f":"'EnPI Table'!$T$271","v":0},{"$f":"'EnPI Table'!$T$283","v":0},{"$f":"'EnPI Table'!$T$295","v":0},{"$f":"'EnPI Table'!$T$307","v":0}]
[null,null,null,null,null,null,null,null,null,null,null,{"$f":"'EnPI Table'!$T$20","v":0},{"$f":"'EnPI Table'!$T$32","v":0},{"$f":"'EnPI Table'!$T$44","v":0},{"$f":"'EnPI Table'!$T$56","v":0},{"$f":"'EnPI Table'!$T$68","v":0},{"$f":"'EnPI Table'!$T$80","v":0},{"$f":"'EnPI Table'!$T$92","v":0},{"$f":"'EnPI Table'!$T$104","v":0},{"$f":"'EnPI Table'!$T$116","v":0},{"$f":"'EnPI Table'!$T$128","v":0},{"$f":"'EnPI Table'!$T$140","v":0},{"$f":"'EnPI Table'!$T$152","v":0},{"$f":"'EnPI Table'!$T$164","v":0},{"$f":"'EnPI Table'!$T$176","v":0},{"$f":"'EnPI Table'!$T$188","v":0},{"$f":"'EnPI Table'!$T$200","v":0},{"$f":"'EnPI Table'!$T$212","v":0},{"$f":"'EnPI Table'!$T$224","v":0},{"$f":"'EnPI Table'!$T$236","v":0},{"$f":"'EnPI Table'!$T$248","v":0},{"$f":"'EnPI Table'!$T$260","v":0},{"$f":"'EnPI Table'!$T$272","v":0},{"$f":"'EnPI Table'!$T$284","v":0},{"$f":"'EnPI Table'!$T$296","v":0},{"$f":"'EnPI Table'!$T$308","v":0}]
[null,null,null,null,null,null,null,null,null,null,null,{"$f":"'EnPI Table'!$T$21","v":0},{"$f":"'EnPI Table'!$T$33","v":0},{"$f":"'EnPI Table'!$T$45","v":0},{"$f":"'EnPI Table'!$T$57","v":0},{"$f":"'EnPI Table'!$T$69","v":0},{"$f":"'EnPI Table'!$T$81","v":0},{"$f":"'EnPI Table'!$T$93","v":0},{"$f":"'EnPI Table'!$T$105","v":0},{"$f":"'EnPI Table'!$T$117","v":0},{"$f":"'EnPI Table'!$T$129","v":0},{"$f":"'EnPI Table'!$T$141","v":0},{"$f":"'EnPI Table'!$T$153","v":0},{"$f":"'EnPI Table'!$T$165","v":0},{"$f":"'EnPI Table'!$T$177","v":0},{"$f":"'EnPI Table'!$T$189","v":0},{"$f":"'EnPI Table'!$T$201","v":0},{"$f":"'EnPI Table'!$T$213","v":0},{"$f":"'EnPI Table'!$T$225","v":0},{"$f":"'EnPI Table'!$T$237","v":0},{"$f":"'EnPI Table'!$T$249","v":0},{"$f":"'EnPI Table'!$T$261","v":0},{"$f":"'EnPI Table'!$T$273","v":0},{"$f":"'EnPI Table'!$T$285","v":0},{"$f":"'EnPI Table'!$T$297","v":0},{"$f":"'EnPI Table'!$T$309","v":0}]
[]
[null,null,null,null,null,null,null,null,null,null,null,{"$f":"'EnPI Table'!$U$10","v":0},{"$f":"'EnPI Table'!$U$22","v":0},{"$f":"'EnPI Table'!$U$34","v":0},{"$f":"'EnPI Table'!$U$46","v":0},{"$f":"'EnPI Table'!$U$58","v":0},{"$f":"'EnPI Table'!$U$70","v":0},{"$f":"'EnPI Table'!$U$82","v":0},{"$f":"'EnPI Table'!$U$94","v":0},{"$f":"'EnPI Table'!$U$106","v":0},{"$f":"'EnPI Table'!$U$118","v":0},{"$f":"'EnPI Table'!$U$130","v":0},{"$f":"'EnPI Table'!$U$142","v":0},{"$f":"'EnPI Table'!$U$154","v":0},{"$f":"'EnPI Table'!$U$166","v":0},{"$f":"'EnPI Table'!$U$178","v":0},{"$f":"'EnPI Table'!$U$190","v":0},{"$f":"'EnPI Table'!$U$202","v":0},{"$f":"'EnPI Table'!$U$214","v":0},{"$f":"'EnPI Table'!$U$226","v":0},{"$f":"'EnPI Table'!$U$238","v":0},{"$f":"'EnPI Table'!$U$250","v":0},{"$f":"'EnPI Table'!$U$262","v":0},{"$f":"'EnPI Table'!$U$274","v":0},{"$f":"'EnPI Table'!$U$286","v":0},{"$f":"'EnPI Table'!$U$298","v":0}]
[null,null,null,null,null,null,null,null,null,null,null,{"$f":"'EnPI Table'!$U$11","v":0},{"$f":"'EnPI Table'!$U$23","v":0},{"$f":"'EnPI Table'!$U$35","v":0},{"$f":"'EnPI Table'!$U$47","v":0},{"$f":"'EnPI Table'!$U$59","v":0},{"$f":"'EnPI Table'!$U$71","v":0},{"$f":"'EnPI Table'!$U$83","v":0},{"$f":"'EnPI Table'!$U$95","v":0},{"$f":"'EnPI Table'!$U$107","v":0},{"$f":"'EnPI Table'!$U$119","v":0},{"$f":"'EnPI Table'!$U$131","v":0},{"$f":"'EnPI Table'!$U$143","v":0},{"$f":"'EnPI Table'!$U$155","v":0},{"$f":"'EnPI Table'!$U$167","v":0},{"$f":"'EnPI Table'!$U$179","v":0},{"$f":"'EnPI Table'!$U$191","v":0},{"$f":"'EnPI Table'!$U$203","v":0},{"$f":"'EnPI Table'!$U$215","v":0},{"$f":"'EnPI Table'!$U$227","v":0},{"$f":"'EnPI Table'!$U$239","v":0},{"$f":"'EnPI Table'!$U$251","v":0},{"$f":"'EnPI Table'!$U$263","v":0},{"$f":"'EnPI Table'!$U$275","v":0},{"$f":"'EnPI Table'!$U$287","v":0},{"$f":"'EnPI Table'!$U$299","v":0}]
[null,null,null,null,null,null,null,null,null,null,null,{"$f":"'EnPI Table'!$U$12","v":0},{"$f":"'EnPI Table'!$U$24","v":0},{"$f":"'EnPI Table'!$U$36","v":0},{"$f":"'EnPI Table'!$U$48","v":0},{"$f":"'EnPI Table'!$U$60","v":0},{"$f":"'EnPI Table'!$U$72","v":0},{"$f":"'EnPI Table'!$U$84","v":0},{"$f":"'EnPI Table'!$U$96","v":0},{"$f":"'EnPI Table'!$U$108","v":0},{"$f":"'EnPI Table'!$U$120","v":0},{"$f":"'EnPI Table'!$U$132","v":0},{"$f":"'EnPI Table'!$U$144","v":0},{"$f":"'EnPI Table'!$U$156","v":0},{"$f":"'EnPI Table'!$U$168","v":0},{"$f":"'EnPI Table'!$U$180","v":0},{"$f":"'EnPI Table'!$U$192","v":0},{"$f":"'EnPI Table'!$U$204","v":0},{"$f":"'EnPI Table'!$U$216","v":0},{"$f":"'EnPI Table'!$U$228","v":0},{"$f":"'EnPI Table'!$U$240","v":0},{"$f":"'EnPI Table'!$U$252","v":0},{"$f":"'EnPI Table'!$U$264","v":0},{"$f":"'EnPI Table'!$U$276","v":0},{"$f":"'EnPI Table'!$U$288","v":0},{"$f":"'EnPI Table'!$U$300","v":0}]
[null,null,null,null,null,null,null,null,null,null,null,{"$f":"'EnPI Table'!$U$13","v":0},{"$f":"'EnPI Table'!$U$25","v":0},{"$f":"'EnPI Table'!$U$37","v":0},{"$f":"'EnPI Table'!$U$49","v":0},{"$f":"'EnPI Table'!$U$61","v":0},{"$f":"'EnPI Table'!$U$73","v":0},{"$f":"'EnPI Table'!$U$85","v":0},{"$f":"'EnPI Table'!$U$97","v":0},{"$f":"'EnPI Table'!$U$109","v":0},{"$f":"'EnPI Table'!$U$121","v":0},{"$f":"'EnPI Table'!$U$133","v":0},{"$f":"'EnPI Table'!$U$145","v":0},{"$f":"'EnPI Table'!$U$157","v":0},{"$f":"'EnPI Table'!$U$169","v":0},{"$f":"'EnPI Table'!$U$181","v":0},{"$f":"'EnPI Table'!$U$193","v":0},{"$f":"'EnPI Table'!$U$205","v":0},{"$f":"'EnPI Table'!$U$217","v":0},{"$f":"'EnPI Table'!$U$229","v":0},{"$f":"'EnPI Table'!$U$241","v":0},{"$f":"'EnPI Table'!$U$253","v":0},{"$f":"'EnPI Table'!$U$265","v":0},{"$f":"'EnPI Table'!$U$277","v":0},{"$f":"'EnPI Table'!$U$289","v":0},{"$f":"'EnPI Table'!$U$301","v":0}]
[null,null,null,null,null,null,null,null,null,null,null,{"$f":"'EnPI Table'!$U$14","v":0},{"$f":"'EnPI Table'!$U$26","v":0},{"$f":"'EnPI Table'!$U$38","v":0},{"$f":"'EnPI Table'!$U$50","v":0},{"$f":"'EnPI Table'!$U$62","v":0},{"$f":"'EnPI Table'!$U$74","v":0},{"$f":"'EnPI Table'!$U$86","v":0},{"$f":"'EnPI Table'!$U$98","v":0},{"$f":"'EnPI Table'!$U$110","v":0},{"$f":"'EnPI Table'!$U$122","v":0},{"$f":"'EnPI Table'!$U$134","v":0},{"$f":"'EnPI Table'!$U$146","v":0},{"$f":"'EnPI Table'!$U$158","v":0},{"$f":"'EnPI Table'!$U$170","v":0},{"$f":"'EnPI Table'!$U$182","v":0},{"$f":"'EnPI Table'!$U$194","v":0},{"$f":"'EnPI Table'!$U$206","v":0},{"$f":"'EnPI Table'!$U$218","v":0},{"$f":"'EnPI Table'!$U$230","v":0},{"$f":"'EnPI Table'!$U$242","v":0},{"$f":"'EnPI Table'!$U$254","v":0},{"$f":"'EnPI Table'!$U$266","v":0},{"$f":"'EnPI Table'!$U$278","v":0},{"$f":"'EnPI Table'!$U$290","v":0},{"$f":"'EnPI Table'!$U$302","v":0}]
[null,null,null,null,null,null,null,null,null,null,null,{"$f":"'EnPI Table'!$U$15","v":0},{"$f":"'EnPI Table'!$U$27","v":0},{"$f":"'EnPI Table'!$U$39","v":0},{"$f":"'EnPI Table'!$U$51","v":0},{"$f":"'EnPI Table'!$U$63","v":0},{"$f":"'EnPI Table'!$U$75","v":0},{"$f":"'EnPI Table'!$U$87","v":0},{"$f":"'EnPI Table'!$U$99","v":0},{"$f":"'EnPI Table'!$U$111","v":0},{"$f":"'EnPI Table'!$U$123","v":0},{"$f":"'EnPI Table'!$U$135","v":0},{"$f":"'EnPI Table'!$U$147","v":0},{"$f":"'EnPI Table'!$U$159","v":0},{"$f":"'EnPI Table'!$U$171","v":0},{"$f":"'EnPI Table'!$U$183","v":0},{"$f":"'EnPI Table'!$U$195","v":0},{"$f":"'EnPI Table'!$U$207","v":0},{"$f":"'EnPI Table'!$U$219","v":0},{"$f":"'EnPI Table'!$U$231","v":0},{"$f":"'EnPI Table'!$U$243","v":0},{"$f":"'EnPI Table'!$U$255","v":0},{"$f":"'EnPI Table'!$U$267","v":0},{"$f":"'EnPI Table'!$U$279","v":0},{"$f":"'EnPI Table'!$U$291","v":0},{"$f":"'EnPI Table'!$U$303","v":0}]
[null,null,null,null,null,null,null,null,null,null,null,{"$f":"'EnPI Table'!$U$16","v":0},{"$f":"'EnPI Table'!$U$28","v":0},{"$f":"'EnPI Table'!$U$40","v":0},{"$f":"'EnPI Table'!$U$52","v":0},{"$f":"'EnPI Table'!$U$64","v":0},{"$f":"'EnPI Table'!$U$76","v":0},{"$f":"'EnPI Table'!$U$88","v":0},{"$f":"'EnPI Table'!$U$100","v":0},{"$f":"'EnPI Table'!$U$112","v":0},{"$f":"'EnPI Table'!$U$124","v":0},{"$f":"'EnPI Table'!$U$136","v":0},{"$f":"'EnPI Table'!$U$148","v":0},{"$f":"'EnPI Table'!$U$160","v":0},{"$f":"'EnPI Table'!$U$172","v":0},{"$f":"'EnPI Table'!$U$184","v":0},{"$f":"'EnPI Table'!$U$196","v":0},{"$f":"'EnPI Table'!$U$208","v":0},{"$f":"'EnPI Table'!$U$220","v":0},{"$f":"'EnPI Table'!$U$232","v":0},{"$f":"'EnPI Table'!$U$244","v":0},{"$f":"'EnPI Table'!$U$256","v":0},{"$f":"'EnPI Table'!$U$268","v":0},{"$f":"'EnPI Table'!$U$280","v":0},{"$f":"'EnPI Table'!$U$292","v":0},{"$f":"'EnPI Table'!$U$304","v":0}]
[null,null,null,null,null,null,null,null,null,null,null,{"$f":"'EnPI Table'!$U$17","v":0},{"$f":"'EnPI Table'!$U$29","v":0},{"$f":"'EnPI Table'!$U$41","v":0},{"$f":"'EnPI Table'!$U$53","v":0},{"$f":"'EnPI Table'!$U$65","v":0},{"$f":"'EnPI Table'!$U$77","v":0},{"$f":"'EnPI Table'!$U$89","v":0},{"$f":"'EnPI Table'!$U$101","v":0},{"$f":"'EnPI Table'!$U$113","v":0},{"$f":"'EnPI Table'!$U$125","v":0},{"$f":"'EnPI Table'!$U$137","v":0},{"$f":"'EnPI Table'!$U$149","v":0},{"$f":"'EnPI Table'!$U$161","v":0},{"$f":"'EnPI Table'!$U$173","v":0},{"$f":"'EnPI Table'!$U$185","v":0},{"$f":"'EnPI Table'!$U$197","v":0},{"$f":"'EnPI Table'!$U$209","v":0},{"$f":"'EnPI Table'!$U$221","v":0},{"$f":"'EnPI Table'!$U$233","v":0},{"$f":"'EnPI Table'!$U$245","v":0},{"$f":"'EnPI Table'!$U$257","v":0},{"$f":"'EnPI Table'!$U$269","v":0},{"$f":"'EnPI Table'!$U$281","v":0},{"$f":"'EnPI Table'!$U$293","v":0},{"$f":"'EnPI Table'!$U$305","v":0}]
[null,null,null,null,null,null,null,null,null,null,null,{"$f":"'EnPI Table'!$U$18","v":0},{"$f":"'EnPI Table'!$U$30","v":0},{"$f":"'EnPI Table'!$U$42","v":0},{"$f":"'EnPI Table'!$U$54","v":0},{"$f":"'EnPI Table'!$U$66","v":0},{"$f":"'EnPI Table'!$U$78","v":0},{"$f":"'EnPI Table'!$U$90","v":0},{"$f":"'EnPI Table'!$U$102","v":0},{"$f":"'EnPI Table'!$U$114","v":0},{"$f":"'EnPI Table'!$U$126","v":0},{"$f":"'EnPI Table'!$U$138","v":0},{"$f":"'EnPI Table'!$U$150","v":0},{"$f":"'EnPI Table'!$U$162","v":0},{"$f":"'EnPI Table'!$U$174","v":0},{"$f":"'EnPI Table'!$U$186","v":0},{"$f":"'EnPI Table'!$U$198","v":0},{"$f":"'EnPI Table'!$U$210","v":0},{"$f":"'EnPI Table'!$U$222","v":0},{"$f":"'EnPI Table'!$U$234","v":0},{"$f":"'EnPI Table'!$U$246","v":0},{"$f":"'EnPI Table'!$U$258","v":0},{"$f":"'EnPI Table'!$U$270","v":0},{"$f":"'EnPI Table'!$U$282","v":0},{"$f":"'EnPI Table'!$U$294","v":0},{"$f":"'EnPI Table'!$U$306","v":0}]
[null,null,null,null,null,null,null,null,null,null,null,{"$f":"'EnPI Table'!$U$19","v":0},{"$f":"'EnPI Table'!$U$31","v":0},{"$f":"'EnPI Table'!$U$43","v":0},{"$f":"'EnPI Table'!$U$55","v":0},{"$f":"'EnPI Table'!$U$67","v":0},{"$f":"'EnPI Table'!$U$79","v":0},{"$f":"'EnPI Table'!$U$91","v":0},{"$f":"'EnPI Table'!$U$103","v":0},{"$f":"'EnPI Table'!$U$115","v":0},{"$f":"'EnPI Table'!$U$127","v":0},{"$f":"'EnPI Table'!$U$139","v":0},{"$f":"'EnPI Table'!$U$151","v":0},{"$f":"'EnPI Table'!$U$163","v":0},{"$f":"'EnPI Table'!$U$175","v":0},{"$f":"'EnPI Table'!$U$187","v":0},{"$f":"'EnPI Table'!$U$199","v":0},{"$f":"'EnPI Table'!$U$211","v":0},{"$f":"'EnPI Table'!$U$223","v":0},{"$f":"'EnPI Table'!$U$235","v":0},{"$f":"'EnPI Table'!$U$247","v":0},{"$f":"'EnPI Table'!$U$259","v":0},{"$f":"'EnPI Table'!$U$271","v":0},{"$f":"'EnPI Table'!$U$283","v":0},{"$f":"'EnPI Table'!$U$295","v":0},{"$f":"'EnPI Table'!$U$307","v":0}]
[null,null,null,null,null,null,null,null,null,null,null,{"$f":"'EnPI Table'!$U$20","v":0},{"$f":"'EnPI Table'!$U$32","v":0},{"$f":"'EnPI Table'!$U$44","v":0},{"$f":"'EnPI Table'!$U$56","v":0},{"$f":"'EnPI Table'!$U$68","v":0},{"$f":"'EnPI Table'!$U$80","v":0},{"$f":"'EnPI Table'!$U$92","v":0},{"$f":"'EnPI Table'!$U$104","v":0},{"$f":"'EnPI Table'!$U$116","v":0},{"$f":"'EnPI Table'!$U$128","v":0},{"$f":"'EnPI Table'!$U$140","v":0},{"$f":"'EnPI Table'!$U$152","v":0},{"$f":"'EnPI Table'!$U$164","v":0},{"$f":"'EnPI Table'!$U$176","v":0},{"$f":"'EnPI Table'!$U$188","v":0},{"$f":"'EnPI Table'!$U$200","v":0},{"$f":"'EnPI Table'!$U$212","v":0},{"$f":"'EnPI Table'!$U$224","v":0},{"$f":"'EnPI Table'!$U$236","v":0},{"$f":"'EnPI Table'!$U$248","v":0},{"$f":"'EnPI Table'!$U$260","v":0},{"$f":"'EnPI Table'!$U$272","v":0},{"$f":"'EnPI Table'!$U$284","v":0},{"$f":"'EnPI Table'!$U$296","v":0},{"$f":"'EnPI Table'!$U$308","v":0}]
[null,null,null,null,null,null,null,null,null,null,null,{"$f":"'EnPI Table'!$U$21","v":0},{"$f":"'EnPI Table'!$U$33","v":0},{"$f":"'EnPI Table'!$U$45","v":0},{"$f":"'EnPI Table'!$U$57","v":0},{"$f":"'EnPI Table'!$U$69","v":0},{"$f":"'EnPI Table'!$U$81","v":0},{"$f":"'EnPI Table'!$U$93","v":0},{"$f":"'EnPI Table'!$U$105","v":0},{"$f":"'EnPI Table'!$U$117","v":0},{"$f":"'EnPI Table'!$U$129","v":0},{"$f":"'EnPI Table'!$U$141","v":0},{"$f":"'EnPI Table'!$U$153","v":0},{"$f":"'EnPI Table'!$U$165","v":0},{"$f":"'EnPI Table'!$U$177","v":0},{"$f":"'EnPI Table'!$U$189","v":0},{"$f":"'EnPI Table'!$U$201","v":0},{"$f":"'EnPI Table'!$U$213","v":0},{"$f":"'EnPI Table'!$U$225","v":0},{"$f":"'EnPI Table'!$U$237","v":0},{"$f":"'EnPI Table'!$U$249","v":0},{"$f":"'EnPI Table'!$U$261","v":0},{"$f":"'EnPI Table'!$U$273","v":0},{"$f":"'EnPI Table'!$U$285","v":0},{"$f":"'EnPI Table'!$U$297","v":0},{"$f":"'EnPI Table'!$U$309","v":0}]
[]
[null,null,null,null,null,null,null,null,null,null,null,{"$f":"'EnPI Table'!$V$10","v":0},{"$f":"'EnPI Table'!$V$22","v":0},{"$f":"'EnPI Table'!$V$34","v":0},{"$f":"'EnPI Table'!$V$46","v":0},{"$f":"'EnPI Table'!$V$58","v":0},{"$f":"'EnPI Table'!$V$70","v":0},{"$f":"'EnPI Table'!$V$82","v":0},{"$f":"'EnPI Table'!$V$94","v":0},{"$f":"'EnPI Table'!$V$106","v":0},{"$f":"'EnPI Table'!$V$118","v":0},{"$f":"'EnPI Table'!$V$130","v":0},{"$f":"'EnPI Table'!$V$142","v":0},{"$f":"'EnPI Table'!$V$154","v":0},{"$f":"'EnPI Table'!$V$166","v":0},{"$f":"'EnPI Table'!$V$178","v":0},{"$f":"'EnPI Table'!$V$190","v":0},{"$f":"'EnPI Table'!$V$202","v":0},{"$f":"'EnPI Table'!$V$214","v":0},{"$f":"'EnPI Table'!$V$226","v":0},{"$f":"'EnPI Table'!$V$238","v":0},{"$f":"'EnPI Table'!$V$250","v":0},{"$f":"'EnPI Table'!$V$262","v":0},{"$f":"'EnPI Table'!$V$274","v":0},{"$f":"'EnPI Table'!$V$286","v":0},{"$f":"'EnPI Table'!$V$298","v":0}]
[null,null,null,null,null,null,null,null,null,null,null,{"$f":"'EnPI Table'!$V$11","v":0},{"$f":"'EnPI Table'!$V$23","v":0},{"$f":"'EnPI Table'!$V$35","v":0},{"$f":"'EnPI Table'!$V$47","v":0},{"$f":"'EnPI Table'!$V$59","v":0},{"$f":"'EnPI Table'!$V$71","v":0},{"$f":"'EnPI Table'!$V$83","v":0},{"$f":"'EnPI Table'!$V$95","v":0},{"$f":"'EnPI Table'!$V$107","v":0},{"$f":"'EnPI Table'!$V$119","v":0},{"$f":"'EnPI Table'!$V$131","v":0},{"$f":"'EnPI Table'!$V$143","v":0},{"$f":"'EnPI Table'!$V$155","v":0},{"$f":"'EnPI Table'!$V$167","v":0},{"$f":"'EnPI Table'!$V$179","v":0},{"$f":"'EnPI Table'!$V$191","v":0},{"$f":"'EnPI Table'!$V$203","v":0},{"$f":"'EnPI Table'!$V$215","v":0},{"$f":"'EnPI Table'!$V$227","v":0},{"$f":"'EnPI Table'!$V$239","v":0},{"$f":"'EnPI Table'!$V$251","v":0},{"$f":"'EnPI Table'!$V$263","v":0},{"$f":"'EnPI Table'!$V$275","v":0},{"$f":"'EnPI Table'!$V$287","v":0},{"$f":"'EnPI Table'!$V$299","v":0}]
[null,null,null,null,null,null,null,null,null,null,null,{"$f":"'EnPI Table'!$V$12","v":0},{"$f":"'EnPI Table'!$V$24","v":0},{"$f":"'EnPI Table'!$V$36","v":0},{"$f":"'EnPI Table'!$V$48","v":0},{"$f":"'EnPI Table'!$V$60","v":0},{"$f":"'EnPI Table'!$V$72","v":0},{"$f":"'EnPI Table'!$V$84","v":0},{"$f":"'EnPI Table'!$V$96","v":0},{"$f":"'EnPI Table'!$V$108","v":0},{"$f":"'EnPI Table'!$V$120","v":0},{"$f":"'EnPI Table'!$V$132","v":0},{"$f":"'EnPI Table'!$V$144","v":0},{"$f":"'EnPI Table'!$V$156","v":0},{"$f":"'EnPI Table'!$V$168","v":0},{"$f":"'EnPI Table'!$V$180","v":0},{"$f":"'EnPI Table'!$V$192","v":0},{"$f":"'EnPI Table'!$V$204","v":0},{"$f":"'EnPI Table'!$V$216","v":0},{"$f":"'EnPI Table'!$V$228","v":0},{"$f":"'EnPI Table'!$V$240","v":0},{"$f":"'EnPI Table'!$V$252","v":0},{"$f":"'EnPI Table'!$V$264","v":0},{"$f":"'EnPI Table'!$V$276","v":0},{"$f":"'EnPI Table'!$V$288","v":0},{"$f":"'EnPI Table'!$V$300","v":0}]
[null,null,null,null,null,null,null,null,null,null,null,{"$f":"'EnPI Table'!$V$13","v":0},{"$f":"'EnPI Table'!$V$25","v":0},{"$f":"'EnPI Table'!$V$37","v":0},{"$f":"'EnPI Table'!$V$49","v":0},{"$f":"'EnPI Table'!$V$61","v":0},{"$f":"'EnPI Table'!$V$73","v":0},{"$f":"'EnPI Table'!$V$85","v":0},{"$f":"'EnPI Table'!$V$97","v":0},{"$f":"'EnPI Table'!$V$109","v":0},{"$f":"'EnPI Table'!$V$121","v":0},{"$f":"'EnPI Table'!$V$133","v":0},{"$f":"'EnPI Table'!$V$145","v":0},{"$f":"'EnPI Table'!$V$157","v":0},{"$f":"'EnPI Table'!$V$169","v":0},{"$f":"'EnPI Table'!$V$181","v":0},{"$f":"'EnPI Table'!$V$193","v":0},{"$f":"'EnPI Table'!$V$205","v":0},{"$f":"'EnPI Table'!$V$217","v":0},{"$f":"'EnPI Table'!$V$229","v":0},{"$f":"'EnPI Table'!$V$241","v":0},{"$f":"'EnPI Table'!$V$253","v":0},{"$f":"'EnPI Table'!$V$265","v":0},{"$f":"'EnPI Table'!$V$277","v":0},{"$f":"'EnPI Table'!$V$289","v":0},{"$f":"'EnPI Table'!$V$301","v":0}]
[null,null,null,null,null,null,null,null,null,null,null,{"$f":"'EnPI Table'!$V$14","v":0},{"$f":"'EnPI Table'!$V$26","v":0},{"$f":"'EnPI Table'!$V$38","v":0},{"$f":"'EnPI Table'!$V$50","v":0},{"$f":"'EnPI Table'!$V$62","v":0},{"$f":"'EnPI Table'!$V$74","v":0},{"$f":"'EnPI Table'!$V$86","v":0},{"$f":"'EnPI Table'!$V$98","v":0},{"$f":"'EnPI Table'!$V$110","v":0},{"$f":"'EnPI Table'!$V$122","v":0},{"$f":"'EnPI Table'!$V$134","v":0},{"$f":"'EnPI Table'!$V$146","v":0},{"$f":"'EnPI Table'!$V$158","v":0},{"$f":"'EnPI Table'!$V$170","v":0},{"$f":"'EnPI Table'!$V$182","v":0},{"$f":"'EnPI Table'!$V$194","v":0},{"$f":"'EnPI Table'!$V$206","v":0},{"$f":"'EnPI Table'!$V$218","v":0},{"$f":"'EnPI Table'!$V$230","v":0},{"$f":"'EnPI Table'!$V$242","v":0},{"$f":"'EnPI Table'!$V$254","v":0},{"$f":"'EnPI Table'!$V$266","v":0},{"$f":"'EnPI Table'!$V$278","v":0},{"$f":"'EnPI Table'!$V$290","v":0},{"$f":"'EnPI Table'!$V$302","v":0}]
[null,null,null,null,null,null,null,null,null,null,null,{"$f":"'EnPI Table'!$V$15","v":0},{"$f":"'EnPI Table'!$V$27","v":0},{"$f":"'EnPI Table'!$V$39","v":0},{"$f":"'EnPI Table'!$V$51","v":0},{"$f":"'EnPI Table'!$V$63","v":0},{"$f":"'EnPI Table'!$V$75","v":0},{"$f":"'EnPI Table'!$V$87","v":0},{"$f":"'EnPI Table'!$V$99","v":0},{"$f":"'EnPI Table'!$V$111","v":0},{"$f":"'EnPI Table'!$V$123","v":0},{"$f":"'EnPI Table'!$V$135","v":0},{"$f":"'EnPI Table'!$V$147","v":0},{"$f":"'EnPI Table'!$V$159","v":0},{"$f":"'EnPI Table'!$V$171","v":0},{"$f":"'EnPI Table'!$V$183","v":0},{"$f":"'EnPI Table'!$V$195","v":0},{"$f":"'EnPI Table'!$V$207","v":0},{"$f":"'EnPI Table'!$V$219","v":0},{"$f":"'EnPI Table'!$V$231","v":0},{"$f":"'EnPI Table'!$V$243","v":0},{"$f":"'EnPI Table'!$V$255","v":0},{"$f":"'EnPI Table'!$V$267","v":0},{"$f":"'EnPI Table'!$V$279","v":0},{"$f":"'EnPI Table'!$V$291","v":0},{"$f":"'EnPI Table'!$V$303","v":0}]
[null,null,null,null,null,null,null,null,null,null,null,{"$f":"'EnPI Table'!$V$16","v":0},{"$f":"'EnPI Table'!$V$28","v":0},{"$f":"'EnPI Table'!$V$40","v":0},{"$f":"'EnPI Table'!$V$52","v":0},{"$f":"'EnPI Table'!$V$64","v":0},{"$f":"'EnPI Table'!$V$76","v":0},{"$f":"'EnPI Table'!$V$88","v":0},{"$f":"'EnPI Table'!$V$100","v":0},{"$f":"'EnPI Table'!$V$112","v":0},{"$f":"'EnPI Table'!$V$124","v":0},{"$f":"'EnPI Table'!$V$136","v":0},{"$f":"'EnPI Table'!$V$148","v":0},{"$f":"'EnPI Table'!$V$160","v":0},{"$f":"'EnPI Table'!$V$172","v":0},{"$f":"'EnPI Table'!$V$184","v":0},{"$f":"'EnPI Table'!$V$196","v":0},{"$f":"'EnPI Table'!$V$208","v":0},{"$f":"'EnPI Table'!$V$220","v":0},{"$f":"'EnPI Table'!$V$232","v":0},{"$f":"'EnPI Table'!$V$244","v":0},{"$f":"'EnPI Table'!$V$256","v":0},{"$f":"'EnPI Table'!$V$268","v":0},{"$f":"'EnPI Table'!$V$280","v":0},{"$f":"'EnPI Table'!$V$292","v":0},{"$f":"'EnPI Table'!$V$304","v":0}]
[null,null,null,null,null,null,null,null,null,null,null,{"$f":"'EnPI Table'!$V$17","v":0},{"$f":"'EnPI Table'!$V$29","v":0},{"$f":"'EnPI Table'!$V$41","v":0},{"$f":"'EnPI Table'!$V$53","v":0},{"$f":"'EnPI Table'!$V$65","v":0},{"$f":"'EnPI Table'!$V$77","v":0},{"$f":"'EnPI Table'!$V$89","v":0},{"$f":"'EnPI Table'!$V$101","v":0},{"$f":"'EnPI Table'!$V$113","v":0},{"$f":"'EnPI Table'!$V$125","v":0},{"$f":"'EnPI Table'!$V$137","v":0},{"$f":"'EnPI Table'!$V$149","v":0},{"$f":"'EnPI Table'!$V$161","v":0},{"$f":"'EnPI Table'!$V$173","v":0},{"$f":"'EnPI Table'!$V$185","v":0},{"$f":"'EnPI Table'!$V$197","v":0},{"$f":"'EnPI Table'!$V$209","v":0},{"$f":"'EnPI Table'!$V$221","v":0},{"$f":"'EnPI Table'!$V$233","v":0},{"$f":"'EnPI Table'!$V$245","v":0},{"$f":"'EnPI Table'!$V$257","v":0},{"$f":"'EnPI Table'!$V$269","v":0},{"$f":"'EnPI Table'!$V$281","v":0},{"$f":"'EnPI Table'!$V$293","v":0},{"$f":"'EnPI Table'!$V$305","v":0}]
[null,null,null,null,null,null,null,null,null,null,null,{"$f":"'EnPI Table'!$V$18","v":0},{"$f":"'EnPI Table'!$V$30","v":0},{"$f":"'EnPI Table'!$V$42","v":0},{"$f":"'EnPI Table'!$V$54","v":0},{"$f":"'EnPI Table'!$V$66","v":0},{"$f":"'EnPI Table'!$V$78","v":0},{"$f":"'EnPI Table'!$V$90","v":0},{"$f":"'EnPI Table'!$V$102","v":0},{"$f":"'EnPI Table'!$V$114","v":0},{"$f":"'EnPI Table'!$V$126","v":0},{"$f":"'EnPI Table'!$V$138","v":0},{"$f":"'EnPI Table'!$V$150","v":0},{"$f":"'EnPI Table'!$V$162","v":0},{"$f":"'EnPI Table'!$V$174","v":0},{"$f":"'EnPI Table'!$V$186","v":0},{"$f":"'EnPI Table'!$V$198","v":0},{"$f":"'EnPI Table'!$V$210","v":0},{"$f":"'EnPI Table'!$V$222","v":0},{"$f":"'EnPI Table'!$V$234","v":0},{"$f":"'EnPI Table'!$V$246","v":0},{"$f":"'EnPI Table'!$V$258","v":0},{"$f":"'EnPI Table'!$V$270","v":0},{"$f":"'EnPI Table'!$V$282","v":0},{"$f":"'EnPI Table'!$V$294","v":0},{"$f":"'EnPI Table'!$V$306","v":0}]
[null,null,null,null,null,null,null,null,null,null,null,{"$f":"'EnPI Table'!$V$19","v":0},{"$f":"'EnPI Table'!$V$31","v":0},{"$f":"'EnPI Table'!$V$43","v":0},{"$f":"'EnPI Table'!$V$55","v":0},{"$f":"'EnPI Table'!$V$67","v":0},{"$f":"'EnPI Table'!$V$79","v":0},{"$f":"'EnPI Table'!$V$91","v":0},{"$f":"'EnPI Table'!$V$103","v":0},{"$f":"'EnPI Table'!$V$115","v":0},{"$f":"'EnPI Table'!$V$127","v":0},{"$f":"'EnPI Table'!$V$139","v":0},{"$f":"'EnPI Table'!$V$151","v":0},{"$f":"'EnPI Table'!$V$163","v":0},{"$f":"'EnPI Table'!$V$175","v":0},{"$f":"'EnPI Table'!$V$187","v":0},{"$f":"'EnPI Table'!$V$199","v":0},{"$f":"'EnPI Table'!$V$211","v":0},{"$f":"'EnPI Table'!$V$223","v":0},{"$f":"'EnPI Table'!$V$235","v":0},{"$f":"'EnPI Table'!$V$247","v":0},{"$f":"'EnPI Table'!$V$259","v":0},{"$f":"'EnPI Table'!$V$271","v":0},{"$f":"'EnPI Table'!$V$283","v":0},{"$f":"'EnPI Table'!$V$295","v":0},{"$f":"'EnPI Table'!$V$307","v":0}]
[null,null,null,null,null,null,null,null,null,null,null,{"$f":"'EnPI Table'!$V$20","v":0},{"$f":"'EnPI Table'!$V$32","v":0},{"$f":"'EnPI Table'!$V$44","v":0},{"$f":"'EnPI Table'!$V$56","v":0},{"$f":"'EnPI Table'!$V$68","v":0},{"$f":"'EnPI Table'!$V$80","v":0},{"$f":"'EnPI Table'!$V$92","v":0},{"$f":"'EnPI Table'!$V$104","v":0},{"$f":"'EnPI Table'!$V$116","v":0},{"$f":"'EnPI Table'!$V$128","v":0},{"$f":"'EnPI Table'!$V$140","v":0},{"$f":"'EnPI Table'!$V$152","v":0},{"$f":"'EnPI Table'!$V$164","v":0},{"$f":"'EnPI Table'!$V$176","v":0},{"$f":"'EnPI Table'!$V$188","v":0},{"$f":"'EnPI Table'!$V$200","v":0},{"$f":"'EnPI Table'!$V$212","v":0},{"$f":"'EnPI Table'!$V$224","v":0},{"$f":"'EnPI Table'!$V$236","v":0},{"$f":"'EnPI Table'!$V$248","v":0},{"$f":"'EnPI Table'!$V$260","v":0},{"$f":"'EnPI Table'!$V$272","v":0},{"$f":"'EnPI Table'!$V$284","v":0},{"$f":"'EnPI Table'!$V$296","v":0},{"$f":"'EnPI Table'!$V$308","v":0}]
[null,null,null,null,null,null,null,null,null,null,null,{"$f":"'EnPI Table'!$V$21","v":0},{"$f":"'EnPI Table'!$V$33","v":0},{"$f":"'EnPI Table'!$V$45","v":0},{"$f":"'EnPI Table'!$V$57","v":0},{"$f":"'EnPI Table'!$V$69","v":0},{"$f":"'EnPI Table'!$V$81","v":0},{"$f":"'EnPI Table'!$V$93","v":0},{"$f":"'EnPI Table'!$V$105","v":0},{"$f":"'EnPI Table'!$V$117","v":0},{"$f":"'EnPI Table'!$V$129","v":0},{"$f":"'EnPI Table'!$V$141","v":0},{"$f":"'EnPI Table'!$V$153","v":0},{"$f":"'EnPI Table'!$V$165","v":0},{"$f":"'EnPI Table'!$V$177","v":0},{"$f":"'EnPI Table'!$V$189","v":0},{"$f":"'EnPI Table'!$V$201","v":0},{"$f":"'EnPI Table'!$V$213","v":0},{"$f":"'EnPI Table'!$V$225","v":0},{"$f":"'EnPI Table'!$V$237","v":0},{"$f":"'EnPI Table'!$V$249","v":0},{"$f":"'EnPI Table'!$V$261","v":0},{"$f":"'EnPI Table'!$V$273","v":0},{"$f":"'EnPI Table'!$V$285","v":0},{"$f":"'EnPI Table'!$V$297","v":0},{"$f":"'EnPI Table'!$V$309","v":0}]
[]
[null,null,null,null,null,null,null,null,null,null,null,{"$f":"'EnPI Table'!$W$10","v":0},{"$f":"'EnPI Table'!$W$22","v":0},{"$f":"'EnPI Table'!$W$34","v":0},{"$f":"'EnPI Table'!$W$46","v":0},{"$f":"'EnPI Table'!$W$58","v":0},{"$f":"'EnPI Table'!$W$70","v":0},{"$f":"'EnPI Table'!$W$82","v":0},{"$f":"'EnPI Table'!$W$94","v":0},{"$f":"'EnPI Table'!$W$106","v":0},{"$f":"'EnPI Table'!$W$118","v":0},{"$f":"'EnPI Table'!$W$130","v":0},{"$f":"'EnPI Table'!$W$142","v":0},{"$f":"'EnPI Table'!$W$154","v":0},{"$f":"'EnPI Table'!$W$166","v":0},{"$f":"'EnPI Table'!$W$178","v":0},{"$f":"'EnPI Table'!$W$190","v":0},{"$f":"'EnPI Table'!$W$202","v":0},{"$f":"'EnPI Table'!$W$214","v":0},{"$f":"'EnPI Table'!$W$226","v":0},{"$f":"'EnPI Table'!$W$238","v":0},{"$f":"'EnPI Table'!$W$250","v":0},{"$f":"'EnPI Table'!$W$262","v":0},{"$f":"'EnPI Table'!$W$274","v":0},{"$f":"'EnPI Table'!$W$286","v":0},{"$f":"'EnPI Table'!$W$298","v":0}]
[null,null,null,null,null,null,null,null,null,null,null,{"$f":"'EnPI Table'!$W$11","v":0},{"$f":"'EnPI Table'!$W$23","v":0},{"$f":"'EnPI Table'!$W$35","v":0},{"$f":"'EnPI Table'!$W$47","v":0},{"$f":"'EnPI Table'!$W$59","v":0},{"$f":"'EnPI Table'!$W$71","v":0},{"$f":"'EnPI Table'!$W$83","v":0},{"$f":"'EnPI Table'!$W$95","v":0},{"$f":"'EnPI Table'!$W$107","v":0},{"$f":"'EnPI Table'!$W$119","v":0},{"$f":"'EnPI Table'!$W$131","v":0},{"$f":"'EnPI Table'!$W$143","v":0},{"$f":"'EnPI Table'!$W$155","v":0},{"$f":"'EnPI Table'!$W$167","v":0},{"$f":"'EnPI Table'!$W$179","v":0},{"$f":"'EnPI Table'!$W$191","v":0},{"$f":"'EnPI Table'!$W$203","v":0},{"$f":"'EnPI Table'!$W$215","v":0},{"$f":"'EnPI Table'!$W$227","v":0},{"$f":"'EnPI Table'!$W$239","v":0},{"$f":"'EnPI Table'!$W$251","v":0},{"$f":"'EnPI Table'!$W$263","v":0},{"$f":"'EnPI Table'!$W$275","v":0},{"$f":"'EnPI Table'!$W$287","v":0},{"$f":"'EnPI Table'!$W$299","v":0}]
[null,null,null,null,null,null,null,null,null,null,null,{"$f":"'EnPI Table'!$W$12","v":0},{"$f":"'EnPI Table'!$W$24","v":0},{"$f":"'EnPI Table'!$W$36","v":0},{"$f":"'EnPI Table'!$W$48","v":0},{"$f":"'EnPI Table'!$W$60","v":0},{"$f":"'EnPI Table'!$W$72","v":0},{"$f":"'EnPI Table'!$W$84","v":0},{"$f":"'EnPI Table'!$W$96","v":0},{"$f":"'EnPI Table'!$W$108","v":0},{"$f":"'EnPI Table'!$W$120","v":0},{"$f":"'EnPI Table'!$W$132","v":0},{"$f":"'EnPI Table'!$W$144","v":0},{"$f":"'EnPI Table'!$W$156","v":0},{"$f":"'EnPI Table'!$W$168","v":0},{"$f":"'EnPI Table'!$W$180","v":0},{"$f":"'EnPI Table'!$W$192","v":0},{"$f":"'EnPI Table'!$W$204","v":0},{"$f":"'EnPI Table'!$W$216","v":0},{"$f":"'EnPI Table'!$W$228","v":0},{"$f":"'EnPI Table'!$W$240","v":0},{"$f":"'EnPI Table'!$W$252","v":0},{"$f":"'EnPI Table'!$W$264","v":0},{"$f":"'EnPI Table'!$W$276","v":0},{"$f":"'EnPI Table'!$W$288","v":0},{"$f":"'EnPI Table'!$W$300","v":0}]
[null,null,null,null,null,null,null,null,null,null,null,{"$f":"'EnPI Table'!$W$13","v":0},{"$f":"'EnPI Table'!$W$25","v":0},{"$f":"'EnPI Table'!$W$37","v":0},{"$f":"'EnPI Table'!$W$49","v":0},{"$f":"'EnPI Table'!$W$61","v":0},{"$f":"'EnPI Table'!$W$73","v":0},{"$f":"'EnPI Table'!$W$85","v":0},{"$f":"'EnPI Table'!$W$97","v":0},{"$f":"'EnPI Table'!$W$109","v":0},{"$f":"'EnPI Table'!$W$121","v":0},{"$f":"'EnPI Table'!$W$133","v":0},{"$f":"'EnPI Table'!$W$145","v":0},{"$f":"'EnPI Table'!$W$157","v":0},{"$f":"'EnPI Table'!$W$169","v":0},{"$f":"'EnPI Table'!$W$181","v":0},{"$f":"'EnPI Table'!$W$193","v":0},{"$f":"'EnPI Table'!$W$205","v":0},{"$f":"'EnPI Table'!$W$217","v":0},{"$f":"'EnPI Table'!$W$229","v":0},{"$f":"'EnPI Table'!$W$241","v":0},{"$f":"'EnPI Table'!$W$253","v":0},{"$f":"'EnPI Table'!$W$265","v":0},{"$f":"'EnPI Table'!$W$277","v":0},{"$f":"'EnPI Table'!$W$289","v":0},{"$f":"'EnPI Table'!$W$301","v":0}]
[null,null,null,null,null,null,null,null,null,null,null,{"$f":"'EnPI Table'!$W$14","v":0},{"$f":"'EnPI Table'!$W$26","v":0},{"$f":"'EnPI Table'!$W$38","v":0},{"$f":"'EnPI Table'!$W$50","v":0},{"$f":"'EnPI Table'!$W$62","v":0},{"$f":"'EnPI Table'!$W$74","v":0},{"$f":"'EnPI Table'!$W$86","v":0},{"$f":"'EnPI Table'!$W$98","v":0},{"$f":"'EnPI Table'!$W$110","v":0},{"$f":"'EnPI Table'!$W$122","v":0},{"$f":"'EnPI Table'!$W$134","v":0},{"$f":"'EnPI Table'!$W$146","v":0},{"$f":"'EnPI Table'!$W$158","v":0},{"$f":"'EnPI Table'!$W$170","v":0},{"$f":"'EnPI Table'!$W$182","v":0},{"$f":"'EnPI Table'!$W$194","v":0},{"$f":"'EnPI Table'!$W$206","v":0},{"$f":"'EnPI Table'!$W$218","v":0},{"$f":"'EnPI Table'!$W$230","v":0},{"$f":"'EnPI Table'!$W$242","v":0},{"$f":"'EnPI Table'!$W$254","v":0},{"$f":"'EnPI Table'!$W$266","v":0},{"$f":"'EnPI Table'!$W$278","v":0},{"$f":"'EnPI Table'!$W$290","v":0},{"$f":"'EnPI Table'!$W$302","v":0}]
[null,null,null,null,null,null,null,null,null,null,null,{"$f":"'EnPI Table'!$W$15","v":0},{"$f":"'EnPI Table'!$W$27","v":0},{"$f":"'EnPI Table'!$W$39","v":0},{"$f":"'EnPI Table'!$W$51","v":0},{"$f":"'EnPI Table'!$W$63","v":0},{"$f":"'EnPI Table'!$W$75","v":0},{"$f":"'EnPI Table'!$W$87","v":0},{"$f":"'EnPI Table'!$W$99","v":0},{"$f":"'EnPI Table'!$W$111","v":0},{"$f":"'EnPI Table'!$W$123","v":0},{"$f":"'EnPI Table'!$W$135","v":0},{"$f":"'EnPI Table'!$W$147","v":0},{"$f":"'EnPI Table'!$W$159","v":0},{"$f":"'EnPI Table'!$W$171","v":0},{"$f":"'EnPI Table'!$W$183","v":0},{"$f":"'EnPI Table'!$W$195","v":0},{"$f":"'EnPI Table'!$W$207","v":0},{"$f":"'EnPI Table'!$W$219","v":0},{"$f":"'EnPI Table'!$W$231","v":0},{"$f":"'EnPI Table'!$W$243","v":0},{"$f":"'EnPI Table'!$W$255","v":0},{"$f":"'EnPI Table'!$W$267","v":0},{"$f":"'EnPI Table'!$W$279","v":0},{"$f":"'EnPI Table'!$W$291","v":0},{"$f":"'EnPI Table'!$W$303","v":0}]
[null,null,null,null,null,null,null,null,null,null,null,{"$f":"'EnPI Table'!$W$16","v":0},{"$f":"'EnPI Table'!$W$28","v":0},{"$f":"'EnPI Table'!$W$40","v":0},{"$f":"'EnPI Table'!$W$52","v":0},{"$f":"'EnPI Table'!$W$64","v":0},{"$f":"'EnPI Table'!$W$76","v":0},{"$f":"'EnPI Table'!$W$88","v":0},{"$f":"'EnPI Table'!$W$100","v":0},{"$f":"'EnPI Table'!$W$112","v":0},{"$f":"'EnPI Table'!$W$124","v":0},{"$f":"'EnPI Table'!$W$136","v":0},{"$f":"'EnPI Table'!$W$148","v":0},{"$f":"'EnPI Table'!$W$160","v":0},{"$f":"'EnPI Table'!$W$172","v":0},{"$f":"'EnPI Table'!$W$184","v":0},{"$f":"'EnPI Table'!$W$196","v":0},{"$f":"'EnPI Table'!$W$208","v":0},{"$f":"'EnPI Table'!$W$220","v":0},{"$f":"'EnPI Table'!$W$232","v":0},{"$f":"'EnPI Table'!$W$244","v":0},{"$f":"'EnPI Table'!$W$256","v":0},{"$f":"'EnPI Table'!$W$268","v":0},{"$f":"'EnPI Table'!$W$280","v":0},{"$f":"'EnPI Table'!$W$292","v":0},{"$f":"'EnPI Table'!$W$304","v":0}]
[null,null,null,null,null,null,null,null,null,null,null,{"$f":"'EnPI Table'!$W$17","v":0},{"$f":"'EnPI Table'!$W$29","v":0},{"$f":"'EnPI Table'!$W$41","v":0},{"$f":"'EnPI Table'!$W$53","v":0},{"$f":"'EnPI Table'!$W$65","v":0},{"$f":"'EnPI Table'!$W$77","v":0},{"$f":"'EnPI Table'!$W$89","v":0},{"$f":"'EnPI Table'!$W$101","v":0},{"$f":"'EnPI Table'!$W$113","v":0},{"$f":"'EnPI Table'!$W$125","v":0},{"$f":"'EnPI Table'!$W$137","v":0},{"$f":"'EnPI Table'!$W$149","v":0},{"$f":"'EnPI Table'!$W$161","v":0},{"$f":"'EnPI Table'!$W$173","v":0},{"$f":"'EnPI Table'!$W$185","v":0},{"$f":"'EnPI Table'!$W$197","v":0},{"$f":"'EnPI Table'!$W$209","v":0},{"$f":"'EnPI Table'!$W$221","v":0},{"$f":"'EnPI Table'!$W$233","v":0},{"$f":"'EnPI Table'!$W$245","v":0},{"$f":"'EnPI Table'!$W$257","v":0},{"$f":"'EnPI Table'!$W$269","v":0},{"$f":"'EnPI Table'!$W$281","v":0},{"$f":"'EnPI Table'!$W$293","v":0},{"$f":"'EnPI Table'!$W$305","v":0}]
[null,null,null,null,null,null,null,null,null,null,null,{"$f":"'EnPI Table'!$W$18","v":0},{"$f":"'EnPI Table'!$W$30","v":0},{"$f":"'EnPI Table'!$W$42","v":0},{"$f":"'EnPI Table'!$W$54","v":0},{"$f":"'EnPI Table'!$W$66","v":0},{"$f":"'EnPI Table'!$W$78","v":0},{"$f":"'EnPI Table'!$W$90","v":0},{"$f":"'EnPI Table'!$W$102","v":0},{"$f":"'EnPI Table'!$W$114","v":0},{"$f":"'EnPI Table'!$W$126","v":0},{"$f":"'EnPI Table'!$W$138","v":0},{"$f":"'EnPI Table'!$W$150","v":0},{"$f":"'EnPI Table'!$W$162","v":0},{"$f":"'EnPI Table'!$W$174","v":0},{"$f":"'EnPI Table'!$W$186","v":0},{"$f":"'EnPI Table'!$W$198","v":0},{"$f":"'EnPI Table'!$W$210","v":0},{"$f":"'EnPI Table'!$W$222","v":0},{"$f":"'EnPI Table'!$W$234","v":0},{"$f":"'EnPI Table'!$W$246","v":0},{"$f":"'EnPI Table'!$W$258","v":0},{"$f":"'EnPI Table'!$W$270","v":0},{"$f":"'EnPI Table'!$W$282","v":0},{"$f":"'EnPI Table'!$W$294","v":0},{"$f":"'EnPI Table'!$W$306","v":0}]
[null,null,null,null,null,null,null,null,null,null,null,{"$f":"'EnPI Table'!$W$19","v":0},{"$f":"'EnPI Table'!$W$31","v":0},{"$f":"'EnPI Table'!$W$43","v":0},{"$f":"'EnPI Table'!$W$55","v":0},{"$f":"'EnPI Table'!$W$67","v":0},{"$f":"'EnPI Table'!$W$79","v":0},{"$f":"'EnPI Table'!$W$91","v":0},{"$f":"'EnPI Table'!$W$103","v":0},{"$f":"'EnPI Table'!$W$115","v":0},{"$f":"'EnPI Table'!$W$127","v":0},{"$f":"'EnPI Table'!$W$139","v":0},{"$f":"'EnPI Table'!$W$151","v":0},{"$f":"'EnPI Table'!$W$163","v":0},{"$f":"'EnPI Table'!$W$175","v":0},{"$f":"'EnPI Table'!$W$187","v":0},{"$f":"'EnPI Table'!$W$199","v":0},{"$f":"'EnPI Table'!$W$211","v":0},{"$f":"'EnPI Table'!$W$223","v":0},{"$f":"'EnPI Table'!$W$235","v":0},{"$f":"'EnPI Table'!$W$247","v":0},{"$f":"'EnPI Table'!$W$259","v":0},{"$f":"'EnPI Table'!$W$271","v":0},{"$f":"'EnPI Table'!$W$283","v":0},{"$f":"'EnPI Table'!$W$295","v":0},{"$f":"'EnPI Table'!$W$307","v":0}]
[null,null,null,null,null,null,null,null,null,null,null,{"$f":"'EnPI Table'!$W$20","v":0},{"$f":"'EnPI Table'!$W$32","v":0},{"$f":"'EnPI Table'!$W$44","v":0},{"$f":"'EnPI Table'!$W$56","v":0},{"$f":"'EnPI Table'!$W$68","v":0},{"$f":"'EnPI Table'!$W$80","v":0},{"$f":"'EnPI Table'!$W$92","v":0},{"$f":"'EnPI Table'!$W$104","v":0},{"$f":"'EnPI Table'!$W$116","v":0},{"$f":"'EnPI Table'!$W$128","v":0},{"$f":"'EnPI Table'!$W$140","v":0},{"$f":"'EnPI Table'!$W$152","v":0},{"$f":"'EnPI Table'!$W$164","v":0},{"$f":"'EnPI Table'!$W$176","v":0},{"$f":"'EnPI Table'!$W$188","v":0},{"$f":"'EnPI Table'!$W$200","v":0},{"$f":"'EnPI Table'!$W$212","v":0},{"$f":"'EnPI Table'!$W$224","v":0},{"$f":"'EnPI Table'!$W$236","v":0},{"$f":"'EnPI Table'!$W$248","v":0},{"$f":"'EnPI Table'!$W$260","v":0},{"$f":"'EnPI Table'!$W$272","v":0},{"$f":"'EnPI Table'!$W$284","v":0},{"$f":"'EnPI Table'!$W$296","v":0},{"$f":"'EnPI Table'!$W$308","v":0}]
[null,null,null,null,null,null,null,null,null,null,null,{"$f":"'EnPI Table'!$W$21","v":0},{"$f":"'EnPI Table'!$W$33","v":0},{"$f":"'EnPI Table'!$W$45","v":0},{"$f":"'EnPI Table'!$W$57","v":0},{"$f":"'EnPI Table'!$W$69","v":0},{"$f":"'EnPI Table'!$W$81","v":0},{"$f":"'EnPI Table'!$W$93","v":0},{"$f":"'EnPI Table'!$W$105","v":0},{"$f":"'EnPI Table'!$W$117","v":0},{"$f":"'EnPI Table'!$W$129","v":0},{"$f":"'EnPI Table'!$W$141","v":0},{"$f":"'EnPI Table'!$W$153","v":0},{"$f":"'EnPI Table'!$W$165","v":0},{"$f":"'EnPI Table'!$W$177","v":0},{"$f":"'EnPI Table'!$W$189","v":0},{"$f":"'EnPI Table'!$W$201","v":0},{"$f":"'EnPI Table'!$W$213","v":0},{"$f":"'EnPI Table'!$W$225","v":0},{"$f":"'EnPI Table'!$W$237","v":0},{"$f":"'EnPI Table'!$W$249","v":0},{"$f":"'EnPI Table'!$W$261","v":0},{"$f":"'EnPI Table'!$W$273","v":0},{"$f":"'EnPI Table'!$W$285","v":0},{"$f":"'EnPI Table'!$W$297","v":0},{"$f":"'EnPI Table'!$W$309","v":0}]
[]
[null,null,null,null,null,null,null,null,null,null,null,{"$f":"'EnPI Table'!$X$10","v":0},{"$f":"'EnPI Table'!$X$22","v":0},{"$f":"'EnPI Table'!$X$34","v":0},{"$f":"'EnPI Table'!$X$46","v":0},{"$f":"'EnPI Table'!$X$58","v":0},{"$f":"'EnPI Table'!$X$70","v":0},{"$f":"'EnPI Table'!$X$82","v":0},{"$f":"'EnPI Table'!$X$94","v":0},{"$f":"'EnPI Table'!$X$106","v":0},{"$f":"'EnPI Table'!$X$118","v":0},{"$f":"'EnPI Table'!$X$130","v":0},{"$f":"'EnPI Table'!$X$142","v":0},{"$f":"'EnPI Table'!$X$154","v":0},{"$f":"'EnPI Table'!$X$166","v":0},{"$f":"'EnPI Table'!$X$178","v":0},{"$f":"'EnPI Table'!$X$190","v":0},{"$f":"'EnPI Table'!$X$202","v":0},{"$f":"'EnPI Table'!$X$214","v":0},{"$f":"'EnPI Table'!$X$226","v":0},{"$f":"'EnPI Table'!$X$238","v":0},{"$f":"'EnPI Table'!$X$250","v":0},{"$f":"'EnPI Table'!$X$262","v":0},{"$f":"'EnPI Table'!$X$274","v":0},{"$f":"'EnPI Table'!$X$286","v":0},{"$f":"'EnPI Table'!$X$298","v":0}]
[null,null,null,null,null,null,null,null,null,null,null,{"$f":"'EnPI Table'!$X$11","v":0},{"$f":"'EnPI Table'!$X$23","v":0},{"$f":"'EnPI Table'!$X$35","v":0},{"$f":"'EnPI Table'!$X$47","v":0},{"$f":"'EnPI Table'!$X$59","v":0},{"$f":"'EnPI Table'!$X$71","v":0},{"$f":"'EnPI Table'!$X$83","v":0},{"$f":"'EnPI Table'!$X$95","v":0},{"$f":"'EnPI Table'!$X$107","v":0},{"$f":"'EnPI Table'!$X$119","v":0},{"$f":"'EnPI Table'!$X$131","v":0},{"$f":"'EnPI Table'!$X$143","v":0},{"$f":"'EnPI Table'!$X$155","v":0},{"$f":"'EnPI Table'!$X$167","v":0},{"$f":"'EnPI Table'!$X$179","v":0},{"$f":"'EnPI Table'!$X$191","v":0},{"$f":"'EnPI Table'!$X$203","v":0},{"$f":"'EnPI Table'!$X$215","v":0},{"$f":"'EnPI Table'!$X$227","v":0},{"$f":"'EnPI Table'!$X$239","v":0},{"$f":"'EnPI Table'!$X$251","v":0},{"$f":"'EnPI Table'!$X$263","v":0},{"$f":"'EnPI Table'!$X$275","v":0},{"$f":"'EnPI Table'!$X$287","v":0},{"$f":"'EnPI Table'!$X$299","v":0}]
[null,null,null,null,null,null,null,null,null,null,null,{"$f":"'EnPI Table'!$X$12","v":0},{"$f":"'EnPI Table'!$X$24","v":0},{"$f":"'EnPI Table'!$X$36","v":0},{"$f":"'EnPI Table'!$X$48","v":0},{"$f":"'EnPI Table'!$X$60","v":0},{"$f":"'EnPI Table'!$X$72","v":0},{"$f":"'EnPI Table'!$X$84","v":0},{"$f":"'EnPI Table'!$X$96","v":0},{"$f":"'EnPI Table'!$X$108","v":0},{"$f":"'EnPI Table'!$X$120","v":0},{"$f":"'EnPI Table'!$X$132","v":0},{"$f":"'EnPI Table'!$X$144","v":0},{"$f":"'EnPI Table'!$X$156","v":0},{"$f":"'EnPI Table'!$X$168","v":0},{"$f":"'EnPI Table'!$X$180","v":0},{"$f":"'EnPI Table'!$X$192","v":0},{"$f":"'EnPI Table'!$X$204","v":0},{"$f":"'EnPI Table'!$X$216","v":0},{"$f":"'EnPI Table'!$X$228","v":0},{"$f":"'EnPI Table'!$X$240","v":0},{"$f":"'EnPI Table'!$X$252","v":0},{"$f":"'EnPI Table'!$X$264","v":0},{"$f":"'EnPI Table'!$X$276","v":0},{"$f":"'EnPI Table'!$X$288","v":0},{"$f":"'EnPI Table'!$X$300","v":0}]
[null,null,null,null,null,null,null,null,null,null,null,{"$f":"'EnPI Table'!$X$13","v":0},{"$f":"'EnPI Table'!$X$25","v":0},{"$f":"'EnPI Table'!$X$37","v":0},{"$f":"'EnPI Table'!$X$49","v":0},{"$f":"'EnPI Table'!$X$61","v":0},{"$f":"'EnPI Table'!$X$73","v":0},{"$f":"'EnPI Table'!$X$85","v":0},{"$f":"'EnPI Table'!$X$97","v":0},{"$f":"'EnPI Table'!$X$109","v":0},{"$f":"'EnPI Table'!$X$121","v":0},{"$f":"'EnPI Table'!$X$133","v":0},{"$f":"'EnPI Table'!$X$145","v":0},{"$f":"'EnPI Table'!$X$157","v":0},{"$f":"'EnPI Table'!$X$169","v":0},{"$f":"'EnPI Table'!$X$181","v":0},{"$f":"'EnPI Table'!$X$193","v":0},{"$f":"'EnPI Table'!$X$205","v":0},{"$f":"'EnPI Table'!$X$217","v":0},{"$f":"'EnPI Table'!$X$229","v":0},{"$f":"'EnPI Table'!$X$241","v":0},{"$f":"'EnPI Table'!$X$253","v":0},{"$f":"'EnPI Table'!$X$265","v":0},{"$f":"'EnPI Table'!$X$277","v":0},{"$f":"'EnPI Table'!$X$289","v":0},{"$f":"'EnPI Table'!$X$301","v":0}]
[null,null,null,null,null,null,null,null,null,null,null,{"$f":"'EnPI Table'!$X$14","v":0},{"$f":"'EnPI Table'!$X$26","v":0},{"$f":"'EnPI Table'!$X$38","v":0},{"$f":"'EnPI Table'!$X$50","v":0},{"$f":"'EnPI Table'!$X$62","v":0},{"$f":"'EnPI Table'!$X$74","v":0},{"$f":"'EnPI Table'!$X$86","v":0},{"$f":"'EnPI Table'!$X$98","v":0},{"$f":"'EnPI Table'!$X$110","v":0},{"$f":"'EnPI Table'!$X$122","v":0},{"$f":"'EnPI Table'!$X$134","v":0},{"$f":"'EnPI Table'!$X$146","v":0},{"$f":"'EnPI Table'!$X$158","v":0},{"$f":"'EnPI Table'!$X$170","v":0},{"$f":"'EnPI Table'!$X$182","v":0},{"$f":"'EnPI Table'!$X$194","v":0},{"$f":"'EnPI Table'!$X$206","v":0},{"$f":"'EnPI Table'!$X$218","v":0},{"$f":"'EnPI Table'!$X$230","v":0},{"$f":"'EnPI Table'!$X$242","v":0},{"$f":"'EnPI Table'!$X$254","v":0},{"$f":"'EnPI Table'!$X$266","v":0},{"$f":"'EnPI Table'!$X$278","v":0},{"$f":"'EnPI Table'!$X$290","v":0},{"$f":"'EnPI Table'!$X$302","v":0}]
[null,null,null,null,null,null,null,null,null,null,null,{"$f":"'EnPI Table'!$X$15","v":0},{"$f":"'EnPI Table'!$X$27","v":0},{"$f":"'EnPI Table'!$X$39","v":0},{"$f":"'EnPI Table'!$X$51","v":0},{"$f":"'EnPI Table'!$X$63","v":0},{"$f":"'EnPI Table'!$X$75","v":0},{"$f":"'EnPI Table'!$X$87","v":0},{"$f":"'EnPI Table'!$X$99","v":0},{"$f":"'EnPI Table'!$X$111","v":0},{"$f":"'EnPI Table'!$X$123","v":0},{"$f":"'EnPI Table'!$X$135","v":0},{"$f":"'EnPI Table'!$X$147","v":0},{"$f":"'EnPI Table'!$X$159","v":0},{"$f":"'EnPI Table'!$X$171","v":0},{"$f":"'EnPI Table'!$X$183","v":0},{"$f":"'EnPI Table'!$X$195","v":0},{"$f":"'EnPI Table'!$X$207","v":0},{"$f":"'EnPI Table'!$X$219","v":0},{"$f":"'EnPI Table'!$X$231","v":0},{"$f":"'EnPI Table'!$X$243","v":0},{"$f":"'EnPI Table'!$X$255","v":0},{"$f":"'EnPI Table'!$X$267","v":0},{"$f":"'EnPI Table'!$X$279","v":0},{"$f":"'EnPI Table'!$X$291","v":0},{"$f":"'EnPI Table'!$X$303","v":0}]
[null,null,null,null,null,null,null,null,null,null,null,{"$f":"'EnPI Table'!$X$16","v":0},{"$f":"'EnPI Table'!$X$28","v":0},{"$f":"'EnPI Table'!$X$40","v":0},{"$f":"'EnPI Table'!$X$52","v":0},{"$f":"'EnPI Table'!$X$64","v":0},{"$f":"'EnPI Table'!$X$76","v":0},{"$f":"'EnPI Table'!$X$88","v":0},{"$f":"'EnPI Table'!$X$100","v":0},{"$f":"'EnPI Table'!$X$112","v":0},{"$f":"'EnPI Table'!$X$124","v":0},{"$f":"'EnPI Table'!$X$136","v":0},{"$f":"'EnPI Table'!$X$148","v":0},{"$f":"'EnPI Table'!$X$160","v":0},{"$f":"'EnPI Table'!$X$172","v":0},{"$f":"'EnPI Table'!$X$184","v":0},{"$f":"'EnPI Table'!$X$196","v":0},{"$f":"'EnPI Table'!$X$208","v":0},{"$f":"'EnPI Table'!$X$220","v":0},{"$f":"'EnPI Table'!$X$232","v":0},{"$f":"'EnPI Table'!$X$244","v":0},{"$f":"'EnPI Table'!$X$256","v":0},{"$f":"'EnPI Table'!$X$268","v":0},{"$f":"'EnPI Table'!$X$280","v":0},{"$f":"'EnPI Table'!$X$292","v":0},{"$f":"'EnPI Table'!$X$304","v":0}]
[null,null,null,null,null,null,null,null,null,null,null,{"$f":"'EnPI Table'!$X$17","v":0},{"$f":"'EnPI Table'!$X$29","v":0},{"$f":"'EnPI Table'!$X$41","v":0},{"$f":"'EnPI Table'!$X$53","v":0},{"$f":"'EnPI Table'!$X$65","v":0},{"$f":"'EnPI Table'!$X$77","v":0},{"$f":"'EnPI Table'!$X$89","v":0},{"$f":"'EnPI Table'!$X$101","v":0},{"$f":"'EnPI Table'!$X$113","v":0},{"$f":"'EnPI Table'!$X$125","v":0},{"$f":"'EnPI Table'!$X$137","v":0},{"$f":"'EnPI Table'!$X$149","v":0},{"$f":"'EnPI Table'!$X$161","v":0},{"$f":"'EnPI Table'!$X$173","v":0},{"$f":"'EnPI Table'!$X$185","v":0},{"$f":"'EnPI Table'!$X$197","v":0},{"$f":"'EnPI Table'!$X$209","v":0},{"$f":"'EnPI Table'!$X$221","v":0},{"$f":"'EnPI Table'!$X$233","v":0},{"$f":"'EnPI Table'!$X$245","v":0},{"$f":"'EnPI Table'!$X$257","v":0},{"$f":"'EnPI Table'!$X$269","v":0},{"$f":"'EnPI Table'!$X$281","v":0},{"$f":"'EnPI Table'!$X$293","v":0},{"$f":"'EnPI Table'!$X$305","v":0}]
[null,null,null,null,null,null,null,null,null,null,null,{"$f":"'EnPI Table'!$X$18","v":0},{"$f":"'EnPI Table'!$X$30","v":0},{"$f":"'EnPI Table'!$X$42","v":0},{"$f":"'EnPI Table'!$X$54","v":0},{"$f":"'EnPI Table'!$X$66","v":0},{"$f":"'EnPI Table'!$X$78","v":0},{"$f":"'EnPI Table'!$X$90","v":0},{"$f":"'EnPI Table'!$X$102","v":0},{"$f":"'EnPI Table'!$X$114","v":0},{"$f":"'EnPI Table'!$X$126","v":0},{"$f":"'EnPI Table'!$X$138","v":0},{"$f":"'EnPI Table'!$X$150","v":0},{"$f":"'EnPI Table'!$X$162","v":0},{"$f":"'EnPI Table'!$X$174","v":0},{"$f":"'EnPI Table'!$X$186","v":0},{"$f":"'EnPI Table'!$X$198","v":0},{"$f":"'EnPI Table'!$X$210","v":0},{"$f":"'EnPI Table'!$X$222","v":0},{"$f":"'EnPI Table'!$X$234","v":0},{"$f":"'EnPI Table'!$X$246","v":0},{"$f":"'EnPI Table'!$X$258","v":0},{"$f":"'EnPI Table'!$X$270","v":0},{"$f":"'EnPI Table'!$X$282","v":0},{"$f":"'EnPI Table'!$X$294","v":0},{"$f":"'EnPI Table'!$X$306","v":0}]
[null,null,null,null,null,null,null,null,null,null,null,{"$f":"'EnPI Table'!$X$19","v":0},{"$f":"'EnPI Table'!$X$31","v":0},{"$f":"'EnPI Table'!$X$43","v":0},{"$f":"'EnPI Table'!$X$55","v":0},{"$f":"'EnPI Table'!$X$67","v":0},{"$f":"'EnPI Table'!$X$79","v":0},{"$f":"'EnPI Table'!$X$91","v":0},{"$f":"'EnPI Table'!$X$103","v":0},{"$f":"'EnPI Table'!$X$115","v":0},{"$f":"'EnPI Table'!$X$127","v":0},{"$f":"'EnPI Table'!$X$139","v":0},{"$f":"'EnPI Table'!$X$151","v":0},{"$f":"'EnPI Table'!$X$163","v":0},{"$f":"'EnPI Table'!$X$175","v":0},{"$f":"'EnPI Table'!$X$187","v":0},{"$f":"'EnPI Table'!$X$199","v":0},{"$f":"'EnPI Table'!$X$211","v":0},{"$f":"'EnPI Table'!$X$223","v":0},{"$f":"'EnPI Table'!$X$235","v":0},{"$f":"'EnPI Table'!$X$247","v":0},{"$f":"'EnPI Table'!$X$259","v":0},{"$f":"'EnPI Table'!$X$271","v":0},{"$f":"'EnPI Table'!$X$283","v":0},{"$f":"'EnPI Table'!$X$295","v":0},{"$f":"'EnPI Table'!$X$307","v":0}]
[null,null,null,null,null,null,null,null,null,null,null,{"$f":"'EnPI Table'!$X$20","v":0},{"$f":"'EnPI Table'!$X$32","v":0},{"$f":"'EnPI Table'!$X$44","v":0},{"$f":"'EnPI Table'!$X$56","v":0},{"$f":"'EnPI Table'!$X$68","v":0},{"$f":"'EnPI Table'!$X$80","v":0},{"$f":"'EnPI Table'!$X$92","v":0},{"$f":"'EnPI Table'!$X$104","v":0},{"$f":"'EnPI Table'!$X$116","v":0},{"$f":"'EnPI Table'!$X$128","v":0},{"$f":"'EnPI Table'!$X$140","v":0},{"$f":"'EnPI Table'!$X$152","v":0},{"$f":"'EnPI Table'!$X$164","v":0},{"$f":"'EnPI Table'!$X$176","v":0},{"$f":"'EnPI Table'!$X$188","v":0},{"$f":"'EnPI Table'!$X$200","v":0},{"$f":"'EnPI Table'!$X$212","v":0},{"$f":"'EnPI Table'!$X$224","v":0},{"$f":"'EnPI Table'!$X$236","v":0},{"$f":"'EnPI Table'!$X$248","v":0},{"$f":"'EnPI Table'!$X$260","v":0},{"$f":"'EnPI Table'!$X$272","v":0},{"$f":"'EnPI Table'!$X$284","v":0},{"$f":"'EnPI Table'!$X$296","v":0},{"$f":"'EnPI Table'!$X$308","v":0}]
[null,null,null,null,null,null,null,null,null,null,null,{"$f":"'EnPI Table'!$X$21","v":0},{"$f":"'EnPI Table'!$X$33","v":0},{"$f":"'EnPI Table'!$X$45","v":0},{"$f":"'EnPI Table'!$X$57","v":0},{"$f":"'EnPI Table'!$X$69","v":0},{"$f":"'EnPI Table'!$X$81","v":0},{"$f":"'EnPI Table'!$X$93","v":0},{"$f":"'EnPI Table'!$X$105","v":0},{"$f":"'EnPI Table'!$X$117","v":0},{"$f":"'EnPI Table'!$X$129","v":0},{"$f":"'EnPI Table'!$X$141","v":0},{"$f":"'EnPI Table'!$X$153","v":0},{"$f":"'EnPI Table'!$X$165","v":0},{"$f":"'EnPI Table'!$X$177","v":0},{"$f":"'EnPI Table'!$X$189","v":0},{"$f":"'EnPI Table'!$X$201","v":0},{"$f":"'EnPI Table'!$X$213","v":0},{"$f":"'EnPI Table'!$X$225","v":0},{"$f":"'EnPI Table'!$X$237","v":0},{"$f":"'EnPI Table'!$X$249","v":0},{"$f":"'EnPI Table'!$X$261","v":0},{"$f":"'EnPI Table'!$X$273","v":0},{"$f":"'EnPI Table'!$X$285","v":0},{"$f":"'EnPI Table'!$X$297","v":0},{"$f":"'EnPI Table'!$X$309","v":0}]
[]
[null,null,null,null,null,null,null,null,null,null,null,{"$f":"'EnPI Table'!$Y$10","v":0},{"$f":"'EnPI Table'!$Y$22","v":0},{"$f":"'EnPI Table'!$Y$34","v":0},{"$f":"'EnPI Table'!$Y$46","v":0},{"$f":"'EnPI Table'!$Y$58","v":0},{"$f":"'EnPI Table'!$Y$70","v":0},{"$f":"'EnPI Table'!$Y$82","v":0},{"$f":"'EnPI Table'!$Y$94","v":0},{"$f":"'EnPI Table'!$Y$106","v":0},{"$f":"'EnPI Table'!$Y$118","v":0},{"$f":"'EnPI Table'!$Y$130","v":0},{"$f":"'EnPI Table'!$Y$142","v":0},{"$f":"'EnPI Table'!$Y$154","v":0},{"$f":"'EnPI Table'!$Y$166","v":0},{"$f":"'EnPI Table'!$Y$178","v":0},{"$f":"'EnPI Table'!$Y$190","v":0},{"$f":"'EnPI Table'!$Y$202","v":0},{"$f":"'EnPI Table'!$Y$214","v":0},{"$f":"'EnPI Table'!$Y$226","v":0},{"$f":"'EnPI Table'!$Y$238","v":0},{"$f":"'EnPI Table'!$Y$250","v":0},{"$f":"'EnPI Table'!$Y$262","v":0},{"$f":"'EnPI Table'!$Y$274","v":0},{"$f":"'EnPI Table'!$Y$286","v":0},{"$f":"'EnPI Table'!$Y$298","v":0}]
[null,null,null,null,null,null,null,null,null,null,null,{"$f":"'EnPI Table'!$Y$11","v":0},{"$f":"'EnPI Table'!$Y$23","v":0},{"$f":"'EnPI Table'!$Y$35","v":0},{"$f":"'EnPI Table'!$Y$47","v":0},{"$f":"'EnPI Table'!$Y$59","v":0},{"$f":"'EnPI Table'!$Y$71","v":0},{"$f":"'EnPI Table'!$Y$83","v":0},{"$f":"'EnPI Table'!$Y$95","v":0},{"$f":"'EnPI Table'!$Y$107","v":0},{"$f":"'EnPI Table'!$Y$119","v":0},{"$f":"'EnPI Table'!$Y$131","v":0},{"$f":"'EnPI Table'!$Y$143","v":0},{"$f":"'EnPI Table'!$Y$155","v":0},{"$f":"'EnPI Table'!$Y$167","v":0},{"$f":"'EnPI Table'!$Y$179","v":0},{"$f":"'EnPI Table'!$Y$191","v":0},{"$f":"'EnPI Table'!$Y$203","v":0},{"$f":"'EnPI Table'!$Y$215","v":0},{"$f":"'EnPI Table'!$Y$227","v":0},{"$f":"'EnPI Table'!$Y$239","v":0},{"$f":"'EnPI Table'!$Y$251","v":0},{"$f":"'EnPI Table'!$Y$263","v":0},{"$f":"'EnPI Table'!$Y$275","v":0},{"$f":"'EnPI Table'!$Y$287","v":0},{"$f":"'EnPI Table'!$Y$299","v":0}]
[null,null,null,null,null,null,null,null,null,null,null,{"$f":"'EnPI Table'!$Y$12","v":0},{"$f":"'EnPI Table'!$Y$24","v":0},{"$f":"'EnPI Table'!$Y$36","v":0},{"$f":"'EnPI Table'!$Y$48","v":0},{"$f":"'EnPI Table'!$Y$60","v":0},{"$f":"'EnPI Table'!$Y$72","v":0},{"$f":"'EnPI Table'!$Y$84","v":0},{"$f":"'EnPI Table'!$Y$96","v":0},{"$f":"'EnPI Table'!$Y$108","v":0},{"$f":"'EnPI Table'!$Y$120","v":0},{"$f":"'EnPI Table'!$Y$132","v":0},{"$f":"'EnPI Table'!$Y$144","v":0},{"$f":"'EnPI Table'!$Y$156","v":0},{"$f":"'EnPI Table'!$Y$168","v":0},{"$f":"'EnPI Table'!$Y$180","v":0},{"$f":"'EnPI Table'!$Y$192","v":0},{"$f":"'EnPI Table'!$Y$204","v":0},{"$f":"'EnPI Table'!$Y$216","v":0},{"$f":"'EnPI Table'!$Y$228","v":0},{"$f":"'EnPI Table'!$Y$240","v":0},{"$f":"'EnPI Table'!$Y$252","v":0},{"$f":"'EnPI Table'!$Y$264","v":0},{"$f":"'EnPI Table'!$Y$276","v":0},{"$f":"'EnPI Table'!$Y$288","v":0},{"$f":"'EnPI Table'!$Y$300","v":0}]
[null,null,null,null,null,null,null,null,null,null,null,{"$f":"'EnPI Table'!$Y$13","v":0},{"$f":"'EnPI Table'!$Y$25","v":0},{"$f":"'EnPI Table'!$Y$37","v":0},{"$f":"'EnPI Table'!$Y$49","v":0},{"$f":"'EnPI Table'!$Y$61","v":0},{"$f":"'EnPI Table'!$Y$73","v":0},{"$f":"'EnPI Table'!$Y$85","v":0},{"$f":"'EnPI Table'!$Y$97","v":0},{"$f":"'EnPI Table'!$Y$109","v":0},{"$f":"'EnPI Table'!$Y$121","v":0},{"$f":"'EnPI Table'!$Y$133","v":0},{"$f":"'EnPI Table'!$Y$145","v":0},{"$f":"'EnPI Table'!$Y$157","v":0},{"$f":"'EnPI Table'!$Y$169","v":0},{"$f":"'EnPI Table'!$Y$181","v":0},{"$f":"'EnPI Table'!$Y$193","v":0},{"$f":"'EnPI Table'!$Y$205","v":0},{"$f":"'EnPI Table'!$Y$217","v":0},{"$f":"'EnPI Table'!$Y$229","v":0},{"$f":"'EnPI Table'!$Y$241","v":0},{"$f":"'EnPI Table'!$Y$253","v":0},{"$f":"'EnPI Table'!$Y$265","v":0},{"$f":"'EnPI Table'!$Y$277","v":0},{"$f":"'EnPI Table'!$Y$289","v":0},{"$f":"'EnPI Table'!$Y$301","v":0}]
[null,null,null,null,null,null,null,null,null,null,null,{"$f":"'EnPI Table'!$Y$14","v":0},{"$f":"'EnPI Table'!$Y$26","v":0},{"$f":"'EnPI Table'!$Y$38","v":0},{"$f":"'EnPI Table'!$Y$50","v":0},{"$f":"'EnPI Table'!$Y$62","v":0},{"$f":"'EnPI Table'!$Y$74","v":0},{"$f":"'EnPI Table'!$Y$86","v":0},{"$f":"'EnPI Table'!$Y$98","v":0},{"$f":"'EnPI Table'!$Y$110","v":0},{"$f":"'EnPI Table'!$Y$122","v":0},{"$f":"'EnPI Table'!$Y$134","v":0},{"$f":"'EnPI Table'!$Y$146","v":0},{"$f":"'EnPI Table'!$Y$158","v":0},{"$f":"'EnPI Table'!$Y$170","v":0},{"$f":"'EnPI Table'!$Y$182","v":0},{"$f":"'EnPI Table'!$Y$194","v":0},{"$f":"'EnPI Table'!$Y$206","v":0},{"$f":"'EnPI Table'!$Y$218","v":0},{"$f":"'EnPI Table'!$Y$230","v":0},{"$f":"'EnPI Table'!$Y$242","v":0},{"$f":"'EnPI Table'!$Y$254","v":0},{"$f":"'EnPI Table'!$Y$266","v":0},{"$f":"'EnPI Table'!$Y$278","v":0},{"$f":"'EnPI Table'!$Y$290","v":0},{"$f":"'EnPI Table'!$Y$302","v":0}]
[null,null,null,null,null,null,null,null,null,null,null,{"$f":"'EnPI Table'!$Y$15","v":0},{"$f":"'EnPI Table'!$Y$27","v":0},{"$f":"'EnPI Table'!$Y$39","v":0},{"$f":"'EnPI Table'!$Y$51","v":0},{"$f":"'EnPI Table'!$Y$63","v":0},{"$f":"'EnPI Table'!$Y$75","v":0},{"$f":"'EnPI Table'!$Y$87","v":0},{"$f":"'EnPI Table'!$Y$99","v":0},{"$f":"'EnPI Table'!$Y$111","v":0},{"$f":"'EnPI Table'!$Y$123","v":0},{"$f":"'EnPI Table'!$Y$135","v":0},{"$f":"'EnPI Table'!$Y$147","v":0},{"$f":"'EnPI Table'!$Y$159","v":0},{"$f":"'EnPI Table'!$Y$171","v":0},{"$f":"'EnPI Table'!$Y$183","v":0},{"$f":"'EnPI Table'!$Y$195","v":0},{"$f":"'EnPI Table'!$Y$207","v":0},{"$f":"'EnPI Table'!$Y$219","v":0},{"$f":"'EnPI Table'!$Y$231","v":0},{"$f":"'EnPI Table'!$Y$243","v":0},{"$f":"'EnPI Table'!$Y$255","v":0},{"$f":"'EnPI Table'!$Y$267","v":0},{"$f":"'EnPI Table'!$Y$279","v":0},{"$f":"'EnPI Table'!$Y$291","v":0},{"$f":"'EnPI Table'!$Y$303","v":0}]
[null,null,null,null,null,null,null,null,null,null,null,{"$f":"'EnPI Table'!$Y$16","v":0},{"$f":"'EnPI Table'!$Y$28","v":0},{"$f":"'EnPI Table'!$Y$40","v":0},{"$f":"'EnPI Table'!$Y$52","v":0},{"$f":"'EnPI Table'!$Y$64","v":0},{"$f":"'EnPI Table'!$Y$76","v":0},{"$f":"'EnPI Table'!$Y$88","v":0},{"$f":"'EnPI Table'!$Y$100","v":0},{"$f":"'EnPI Table'!$Y$112","v":0},{"$f":"'EnPI Table'!$Y$124","v":0},{"$f":"'EnPI Table'!$Y$136","v":0},{"$f":"'EnPI Table'!$Y$148","v":0},{"$f":"'EnPI Table'!$Y$160","v":0},{"$f":"'EnPI Table'!$Y$172","v":0},{"$f":"'EnPI Table'!$Y$184","v":0},{"$f":"'EnPI Table'!$Y$196","v":0},{"$f":"'EnPI Table'!$Y$208","v":0},{"$f":"'EnPI Table'!$Y$220","v":0},{"$f":"'EnPI Table'!$Y$232","v":0},{"$f":"'EnPI Table'!$Y$244","v":0},{"$f":"'EnPI Table'!$Y$256","v":0},{"$f":"'EnPI Table'!$Y$268","v":0},{"$f":"'EnPI Table'!$Y$280","v":0},{"$f":"'EnPI Table'!$Y$292","v":0},{"$f":"'EnPI Table'!$Y$304","v":0}]
[null,null,null,null,null,null,null,null,null,null,null,{"$f":"'EnPI Table'!$Y$17","v":0},{"$f":"'EnPI Table'!$Y$29","v":0},{"$f":"'EnPI Table'!$Y$41","v":0},{"$f":"'EnPI Table'!$Y$53","v":0},{"$f":"'EnPI Table'!$Y$65","v":0},{"$f":"'EnPI Table'!$Y$77","v":0},{"$f":"'EnPI Table'!$Y$89","v":0},{"$f":"'EnPI Table'!$Y$101","v":0},{"$f":"'EnPI Table'!$Y$113","v":0},{"$f":"'EnPI Table'!$Y$125","v":0},{"$f":"'EnPI Table'!$Y$137","v":0},{"$f":"'EnPI Table'!$Y$149","v":0},{"$f":"'EnPI Table'!$Y$161","v":0},{"$f":"'EnPI Table'!$Y$173","v":0},{"$f":"'EnPI Table'!$Y$185","v":0},{"$f":"'EnPI Table'!$Y$197","v":0},{"$f":"'EnPI Table'!$Y$209","v":0},{"$f":"'EnPI Table'!$Y$221","v":0},{"$f":"'EnPI Table'!$Y$233","v":0},{"$f":"'EnPI Table'!$Y$245","v":0},{"$f":"'EnPI Table'!$Y$257","v":0},{"$f":"'EnPI Table'!$Y$269","v":0},{"$f":"'EnPI Table'!$Y$281","v":0},{"$f":"'EnPI Table'!$Y$293","v":0},{"$f":"'EnPI Table'!$Y$305","v":0}]
[null,null,null,null,null,null,null,null,null,null,null,{"$f":"'EnPI Table'!$Y$18","v":0},{"$f":"'EnPI Table'!$Y$30","v":0},{"$f":"'EnPI Table'!$Y$42","v":0},{"$f":"'EnPI Table'!$Y$54","v":0},{"$f":"'EnPI Table'!$Y$66","v":0},{"$f":"'EnPI Table'!$Y$78","v":0},{"$f":"'EnPI Table'!$Y$90","v":0},{"$f":"'EnPI Table'!$Y$102","v":0},{"$f":"'EnPI Table'!$Y$114","v":0},{"$f":"'EnPI Table'!$Y$126","v":0},{"$f":"'EnPI Table'!$Y$138","v":0},{"$f":"'EnPI Table'!$Y$150","v":0},{"$f":"'EnPI Table'!$Y$162","v":0},{"$f":"'EnPI Table'!$Y$174","v":0},{"$f":"'EnPI Table'!$Y$186","v":0},{"$f":"'EnPI Table'!$Y$198","v":0},{"$f":"'EnPI Table'!$Y$210","v":0},{"$f":"'EnPI Table'!$Y$222","v":0},{"$f":"'EnPI Table'!$Y$234","v":0},{"$f":"'EnPI Table'!$Y$246","v":0},{"$f":"'EnPI Table'!$Y$258","v":0},{"$f":"'EnPI Table'!$Y$270","v":0},{"$f":"'EnPI Table'!$Y$282","v":0},{"$f":"'EnPI Table'!$Y$294","v":0},{"$f":"'EnPI Table'!$Y$306","v":0}]
[null,null,null,null,null,null,null,null,null,null,null,{"$f":"'EnPI Table'!$Y$19","v":0},{"$f":"'EnPI Table'!$Y$31","v":0},{"$f":"'EnPI Table'!$Y$43","v":0},{"$f":"'EnPI Table'!$Y$55","v":0},{"$f":"'EnPI Table'!$Y$67","v":0},{"$f":"'EnPI Table'!$Y$79","v":0},{"$f":"'EnPI Table'!$Y$91","v":0},{"$f":"'EnPI Table'!$Y$103","v":0},{"$f":"'EnPI Table'!$Y$115","v":0},{"$f":"'EnPI Table'!$Y$127","v":0},{"$f":"'EnPI Table'!$Y$139","v":0},{"$f":"'EnPI Table'!$Y$151","v":0},{"$f":"'EnPI Table'!$Y$163","v":0},{"$f":"'EnPI Table'!$Y$175","v":0},{"$f":"'EnPI Table'!$Y$187","v":0},{"$f":"'EnPI Table'!$Y$199","v":0},{"$f":"'EnPI Table'!$Y$211","v":0},{"$f":"'EnPI Table'!$Y$223","v":0},{"$f":"'EnPI Table'!$Y$235","v":0},{"$f":"'EnPI Table'!$Y$247","v":0},{"$f":"'EnPI Table'!$Y$259","v":0},{"$f":"'EnPI Table'!$Y$271","v":0},{"$f":"'EnPI Table'!$Y$283","v":0},{"$f":"'EnPI Table'!$Y$295","v":0},{"$f":"'EnPI Table'!$Y$307","v":0}]
[null,null,null,null,null,null,null,null,null,null,null,{"$f":"'EnPI Table'!$Y$20","v":0},{"$f":"'EnPI Table'!$Y$32","v":0},{"$f":"'EnPI Table'!$Y$44","v":0},{"$f":"'EnPI Table'!$Y$56","v":0},{"$f":"'EnPI Table'!$Y$68","v":0},{"$f":"'EnPI Table'!$Y$80","v":0},{"$f":"'EnPI Table'!$Y$92","v":0},{"$f":"'EnPI Table'!$Y$104","v":0},{"$f":"'EnPI Table'!$Y$116","v":0},{"$f":"'EnPI Table'!$Y$128","v":0},{"$f":"'EnPI Table'!$Y$140","v":0},{"$f":"'EnPI Table'!$Y$152","v":0},{"$f":"'EnPI Table'!$Y$164","v":0},{"$f":"'EnPI Table'!$Y$176","v":0},{"$f":"'EnPI Table'!$Y$188","v":0},{"$f":"'EnPI Table'!$Y$200","v":0},{"$f":"'EnPI Table'!$Y$212","v":0},{"$f":"'EnPI Table'!$Y$224","v":0},{"$f":"'EnPI Table'!$Y$236","v":0},{"$f":"'EnPI Table'!$Y$248","v":0},{"$f":"'EnPI Table'!$Y$260","v":0},{"$f":"'EnPI Table'!$Y$272","v":0},{"$f":"'EnPI Table'!$Y$284","v":0},{"$f":"'EnPI Table'!$Y$296","v":0},{"$f":"'EnPI Table'!$Y$308","v":0}]
[null,null,null,null,null,null,null,null,null,null,null,{"$f":"'EnPI Table'!$Y$21","v":0},{"$f":"'EnPI Table'!$Y$33","v":0},{"$f":"'EnPI Table'!$Y$45","v":0},{"$f":"'EnPI Table'!$Y$57","v":0},{"$f":"'EnPI Table'!$Y$69","v":0},{"$f":"'EnPI Table'!$Y$81","v":0},{"$f":"'EnPI Table'!$Y$93","v":0},{"$f":"'EnPI Table'!$Y$105","v":0},{"$f":"'EnPI Table'!$Y$117","v":0},{"$f":"'EnPI Table'!$Y$129","v":0},{"$f":"'EnPI Table'!$Y$141","v":0},{"$f":"'EnPI Table'!$Y$153","v":0},{"$f":"'EnPI Table'!$Y$165","v":0},{"$f":"'EnPI Table'!$Y$177","v":0},{"$f":"'EnPI Table'!$Y$189","v":0},{"$f":"'EnPI Table'!$Y$201","v":0},{"$f":"'EnPI Table'!$Y$213","v":0},{"$f":"'EnPI Table'!$Y$225","v":0},{"$f":"'EnPI Table'!$Y$237","v":0},{"$f":"'EnPI Table'!$Y$249","v":0},{"$f":"'EnPI Table'!$Y$261","v":0},{"$f":"'EnPI Table'!$Y$273","v":0},{"$f":"'EnPI Table'!$Y$285","v":0},{"$f":"'EnPI Table'!$Y$297","v":0},{"$f":"'EnPI Table'!$Y$309","v":0}]
[]
[null,null,null,null,null,null,null,null,null,null,null,{"$f":"'EnPI Table'!$Z$10","v":0},{"$f":"'EnPI Table'!$Z$22","v":0},{"$f":"'EnPI Table'!$Z$34","v":0},{"$f":"'EnPI Table'!$Z$46","v":0},{"$f":"'EnPI Table'!$Z$58","v":0},{"$f":"'EnPI Table'!$Z$70","v":0},{"$f":"'EnPI Table'!$Z$82","v":0},{"$f":"'EnPI Table'!$Z$94","v":0},{"$f":"'EnPI Table'!$Z$106","v":0},{"$f":"'EnPI Table'!$Z$118","v":0},{"$f":"'EnPI Table'!$Z$130","v":0},{"$f":"'EnPI Table'!$Z$142","v":0},{"$f":"'EnPI Table'!$Z$154","v":0},{"$f":"'EnPI Table'!$Z$166","v":0},{"$f":"'EnPI Table'!$Z$178","v":0},{"$f":"'EnPI Table'!$Z$190","v":0},{"$f":"'EnPI Table'!$Z$202","v":0},{"$f":"'EnPI Table'!$Z$214","v":0},{"$f":"'EnPI Table'!$Z$226","v":0},{"$f":"'EnPI Table'!$Z$238","v":0},{"$f":"'EnPI Table'!$Z$250","v":0},{"$f":"'EnPI Table'!$Z$262","v":0},{"$f":"'EnPI Table'!$Z$274","v":0},{"$f":"'EnPI Table'!$Z$286","v":0},{"$f":"'EnPI Table'!$Z$298","v":0}]
[null,null,null,null,null,null,null,null,null,null,null,{"$f":"'EnPI Table'!$Z$11","v":0},{"$f":"'EnPI Table'!$Z$23","v":0},{"$f":"'EnPI Table'!$Z$35","v":0},{"$f":"'EnPI Table'!$Z$47","v":0},{"$f":"'EnPI Table'!$Z$59","v":0},{"$f":"'EnPI Table'!$Z$71","v":0},{"$f":"'EnPI Table'!$Z$83","v":0},{"$f":"'EnPI Table'!$Z$95","v":0},{"$f":"'EnPI Table'!$Z$107","v":0},{"$f":"'EnPI Table'!$Z$119","v":0},{"$f":"'EnPI Table'!$Z$131","v":0},{"$f":"'EnPI Table'!$Z$143","v":0},{"$f":"'EnPI Table'!$Z$155","v":0},{"$f":"'EnPI Table'!$Z$167","v":0},{"$f":"'EnPI Table'!$Z$179","v":0},{"$f":"'EnPI Table'!$Z$191","v":0},{"$f":"'EnPI Table'!$Z$203","v":0},{"$f":"'EnPI Table'!$Z$215","v":0},{"$f":"'EnPI Table'!$Z$227","v":0},{"$f":"'EnPI Table'!$Z$239","v":0},{"$f":"'EnPI Table'!$Z$251","v":0},{"$f":"'EnPI Table'!$Z$263","v":0},{"$f":"'EnPI Table'!$Z$275","v":0},{"$f":"'EnPI Table'!$Z$287","v":0},{"$f":"'EnPI Table'!$Z$299","v":0}]
[null,null,null,null,null,null,null,null,null,null,null,{"$f":"'EnPI Table'!$Z$12","v":0},{"$f":"'EnPI Table'!$Z$24","v":0},{"$f":"'EnPI Table'!$Z$36","v":0},{"$f":"'EnPI Table'!$Z$48","v":0},{"$f":"'EnPI Table'!$Z$60","v":0},{"$f":"'EnPI Table'!$Z$72","v":0},{"$f":"'EnPI Table'!$Z$84","v":0},{"$f":"'EnPI Table'!$Z$96","v":0},{"$f":"'EnPI Table'!$Z$108","v":0},{"$f":"'EnPI Table'!$Z$120","v":0},{"$f":"'EnPI Table'!$Z$132","v":0},{"$f":"'EnPI Table'!$Z$144","v":0},{"$f":"'EnPI Table'!$Z$156","v":0},{"$f":"'EnPI Table'!$Z$168","v":0},{"$f":"'EnPI Table'!$Z$180","v":0},{"$f":"'EnPI Table'!$Z$192","v":0},{"$f":"'EnPI Table'!$Z$204","v":0},{"$f":"'EnPI Table'!$Z$216","v":0},{"$f":"'EnPI Table'!$Z$228","v":0},{"$f":"'EnPI Table'!$Z$240","v":0},{"$f":"'EnPI Table'!$Z$252","v":0},{"$f":"'EnPI Table'!$Z$264","v":0},{"$f":"'EnPI Table'!$Z$276","v":0},{"$f":"'EnPI Table'!$Z$288","v":0},{"$f":"'EnPI Table'!$Z$300","v":0}]
[null,null,null,null,null,null,null,null,null,null,null,{"$f":"'EnPI Table'!$Z$13","v":0},{"$f":"'EnPI Table'!$Z$25","v":0},{"$f":"'EnPI Table'!$Z$37","v":0},{"$f":"'EnPI Table'!$Z$49","v":0},{"$f":"'EnPI Table'!$Z$61","v":0},{"$f":"'EnPI Table'!$Z$73","v":0},{"$f":"'EnPI Table'!$Z$85","v":0},{"$f":"'EnPI Table'!$Z$97","v":0},{"$f":"'EnPI Table'!$Z$109","v":0},{"$f":"'EnPI Table'!$Z$121","v":0},{"$f":"'EnPI Table'!$Z$133","v":0},{"$f":"'EnPI Table'!$Z$145","v":0},{"$f":"'EnPI Table'!$Z$157","v":0},{"$f":"'EnPI Table'!$Z$169","v":0},{"$f":"'EnPI Table'!$Z$181","v":0},{"$f":"'EnPI Table'!$Z$193","v":0},{"$f":"'EnPI Table'!$Z$205","v":0},{"$f":"'EnPI Table'!$Z$217","v":0},{"$f":"'EnPI Table'!$Z$229","v":0},{"$f":"'EnPI Table'!$Z$241","v":0},{"$f":"'EnPI Table'!$Z$253","v":0},{"$f":"'EnPI Table'!$Z$265","v":0},{"$f":"'EnPI Table'!$Z$277","v":0},{"$f":"'EnPI Table'!$Z$289","v":0},{"$f":"'EnPI Table'!$Z$301","v":0}]
[null,null,null,null,null,null,null,null,null,null,null,{"$f":"'EnPI Table'!$Z$14","v":0},{"$f":"'EnPI Table'!$Z$26","v":0},{"$f":"'EnPI Table'!$Z$38","v":0},{"$f":"'EnPI Table'!$Z$50","v":0},{"$f":"'EnPI Table'!$Z$62","v":0},{"$f":"'EnPI Table'!$Z$74","v":0},{"$f":"'EnPI Table'!$Z$86","v":0},{"$f":"'EnPI Table'!$Z$98","v":0},{"$f":"'EnPI Table'!$Z$110","v":0},{"$f":"'EnPI Table'!$Z$122","v":0},{"$f":"'EnPI Table'!$Z$134","v":0},{"$f":"'EnPI Table'!$Z$146","v":0},{"$f":"'EnPI Table'!$Z$158","v":0},{"$f":"'EnPI Table'!$Z$170","v":0},{"$f":"'EnPI Table'!$Z$182","v":0},{"$f":"'EnPI Table'!$Z$194","v":0},{"$f":"'EnPI Table'!$Z$206","v":0},{"$f":"'EnPI Table'!$Z$218","v":0},{"$f":"'EnPI Table'!$Z$230","v":0},{"$f":"'EnPI Table'!$Z$242","v":0},{"$f":"'EnPI Table'!$Z$254","v":0},{"$f":"'EnPI Table'!$Z$266","v":0},{"$f":"'EnPI Table'!$Z$278","v":0},{"$f":"'EnPI Table'!$Z$290","v":0},{"$f":"'EnPI Table'!$Z$302","v":0}]
[null,null,null,null,null,null,null,null,null,null,null,{"$f":"'EnPI Table'!$Z$15","v":0},{"$f":"'EnPI Table'!$Z$27","v":0},{"$f":"'EnPI Table'!$Z$39","v":0},{"$f":"'EnPI Table'!$Z$51","v":0},{"$f":"'EnPI Table'!$Z$63","v":0},{"$f":"'EnPI Table'!$Z$75","v":0},{"$f":"'EnPI Table'!$Z$87","v":0},{"$f":"'EnPI Table'!$Z$99","v":0},{"$f":"'EnPI Table'!$Z$111","v":0},{"$f":"'EnPI Table'!$Z$123","v":0},{"$f":"'EnPI Table'!$Z$135","v":0},{"$f":"'EnPI Table'!$Z$147","v":0},{"$f":"'EnPI Table'!$Z$159","v":0},{"$f":"'EnPI Table'!$Z$171","v":0},{"$f":"'EnPI Table'!$Z$183","v":0},{"$f":"'EnPI Table'!$Z$195","v":0},{"$f":"'EnPI Table'!$Z$207","v":0},{"$f":"'EnPI Table'!$Z$219","v":0},{"$f":"'EnPI Table'!$Z$231","v":0},{"$f":"'EnPI Table'!$Z$243","v":0},{"$f":"'EnPI Table'!$Z$255","v":0},{"$f":"'EnPI Table'!$Z$267","v":0},{"$f":"'EnPI Table'!$Z$279","v":0},{"$f":"'EnPI Table'!$Z$291","v":0},{"$f":"'EnPI Table'!$Z$303","v":0}]
[null,null,null,null,null,null,null,null,null,null,null,{"$f":"'EnPI Table'!$Z$16","v":0},{"$f":"'EnPI Table'!$Z$28","v":0},{"$f":"'EnPI Table'!$Z$40","v":0},{"$f":"'EnPI Table'!$Z$52","v":0},{"$f":"'EnPI Table'!$Z$64","v":0},{"$f":"'EnPI Table'!$Z$76","v":0},{"$f":"'EnPI Table'!$Z$88","v":0},{"$f":"'EnPI Table'!$Z$100","v":0},{"$f":"'EnPI Table'!$Z$112","v":0},{"$f":"'EnPI Table'!$Z$124","v":0},{"$f":"'EnPI Table'!$Z$136","v":0},{"$f":"'EnPI Table'!$Z$148","v":0},{"$f":"'EnPI Table'!$Z$160","v":0},{"$f":"'EnPI Table'!$Z$172","v":0},{"$f":"'EnPI Table'!$Z$184","v":0},{"$f":"'EnPI Table'!$Z$196","v":0},{"$f":"'EnPI Table'!$Z$208","v":0},{"$f":"'EnPI Table'!$Z$220","v":0},{"$f":"'EnPI Table'!$Z$232","v":0},{"$f":"'EnPI Table'!$Z$244","v":0},{"$f":"'EnPI Table'!$Z$256","v":0},{"$f":"'EnPI Table'!$Z$268","v":0},{"$f":"'EnPI Table'!$Z$280","v":0},{"$f":"'EnPI Table'!$Z$292","v":0},{"$f":"'EnPI Table'!$Z$304","v":0}]
[null,null,null,null,null,null,null,null,null,null,null,{"$f":"'EnPI Table'!$Z$17","v":0},{"$f":"'EnPI Table'!$Z$29","v":0},{"$f":"'EnPI Table'!$Z$41","v":0},{"$f":"'EnPI Table'!$Z$53","v":0},{"$f":"'EnPI Table'!$Z$65","v":0},{"$f":"'EnPI Table'!$Z$77","v":0},{"$f":"'EnPI Table'!$Z$89","v":0},{"$f":"'EnPI Table'!$Z$101","v":0},{"$f":"'EnPI Table'!$Z$113","v":0},{"$f":"'EnPI Table'!$Z$125","v":0},{"$f":"'EnPI Table'!$Z$137","v":0},{"$f":"'EnPI Table'!$Z$149","v":0},{"$f":"'EnPI Table'!$Z$161","v":0},{"$f":"'EnPI Table'!$Z$173","v":0},{"$f":"'EnPI Table'!$Z$185","v":0},{"$f":"'EnPI Table'!$Z$197","v":0},{"$f":"'EnPI Table'!$Z$209","v":0},{"$f":"'EnPI Table'!$Z$221","v":0},{"$f":"'EnPI Table'!$Z$233","v":0},{"$f":"'EnPI Table'!$Z$245","v":0},{"$f":"'EnPI Table'!$Z$257","v":0},{"$f":"'EnPI Table'!$Z$269","v":0},{"$f":"'EnPI Table'!$Z$281","v":0},{"$f":"'EnPI Table'!$Z$293","v":0},{"$f":"'EnPI Table'!$Z$305","v":0}]
[null,null,null,null,null,null,null,null,null,null,null,{"$f":"'EnPI Table'!$Z$18","v":0},{"$f":"'EnPI Table'!$Z$30","v":0},{"$f":"'EnPI Table'!$Z$42","v":0},{"$f":"'EnPI Table'!$Z$54","v":0},{"$f":"'EnPI Table'!$Z$66","v":0},{"$f":"'EnPI Table'!$Z$78","v":0},{"$f":"'EnPI Table'!$Z$90","v":0},{"$f":"'EnPI Table'!$Z$102","v":0},{"$f":"'EnPI Table'!$Z$114","v":0},{"$f":"'EnPI Table'!$Z$126","v":0},{"$f":"'EnPI Table'!$Z$138","v":0},{"$f":"'EnPI Table'!$Z$150","v":0},{"$f":"'EnPI Table'!$Z$162","v":0},{"$f":"'EnPI Table'!$Z$174","v":0},{"$f":"'EnPI Table'!$Z$186","v":0},{"$f":"'EnPI Table'!$Z$198","v":0},{"$f":"'EnPI Table'!$Z$210","v":0},{"$f":"'EnPI Table'!$Z$222","v":0},{"$f":"'EnPI Table'!$Z$234","v":0},{"$f":"'EnPI Table'!$Z$246","v":0},{"$f":"'EnPI Table'!$Z$258","v":0},{"$f":"'EnPI Table'!$Z$270","v":0},{"$f":"'EnPI Table'!$Z$282","v":0},{"$f":"'EnPI Table'!$Z$294","v":0},{"$f":"'EnPI Table'!$Z$306","v":0}]
[null,null,null,null,null,null,null,null,null,null,null,{"$f":"'EnPI Table'!$Z$19","v":0},{"$f":"'EnPI Table'!$Z$31","v":0},{"$f":"'EnPI Table'!$Z$43","v":0},{"$f":"'EnPI Table'!$Z$55","v":0},{"$f":"'EnPI Table'!$Z$67","v":0},{"$f":"'EnPI Table'!$Z$79","v":0},{"$f":"'EnPI Table'!$Z$91","v":0},{"$f":"'EnPI Table'!$Z$103","v":0},{"$f":"'EnPI Table'!$Z$115","v":0},{"$f":"'EnPI Table'!$Z$127","v":0},{"$f":"'EnPI Table'!$Z$139","v":0},{"$f":"'EnPI Table'!$Z$151","v":0},{"$f":"'EnPI Table'!$Z$163","v":0},{"$f":"'EnPI Table'!$Z$175","v":0},{"$f":"'EnPI Table'!$Z$187","v":0},{"$f":"'EnPI Table'!$Z$199","v":0},{"$f":"'EnPI Table'!$Z$211","v":0},{"$f":"'EnPI Table'!$Z$223","v":0},{"$f":"'EnPI Table'!$Z$235","v":0},{"$f":"'EnPI Table'!$Z$247","v":0},{"$f":"'EnPI Table'!$Z$259","v":0},{"$f":"'EnPI Table'!$Z$271","v":0},{"$f":"'EnPI Table'!$Z$283","v":0},{"$f":"'EnPI Table'!$Z$295","v":0},{"$f":"'EnPI Table'!$Z$307","v":0}]
[null,null,null,null,null,null,null,null,null,null,null,{"$f":"'EnPI Table'!$Z$20","v":0},{"$f":"'EnPI Table'!$Z$32","v":0},{"$f":"'EnPI Table'!$Z$44","v":0},{"$f":"'EnPI Table'!$Z$56","v":0},{"$f":"'EnPI Table'!$Z$68","v":0},{"$f":"'EnPI Table'!$Z$80","v":0},{"$f":"'EnPI Table'!$Z$92","v":0},{"$f":"'EnPI Table'!$Z$104","v":0},{"$f":"'EnPI Table'!$Z$116","v":0},{"$f":"'EnPI Table'!$Z$128","v":0},{"$f":"'EnPI Table'!$Z$140","v":0},{"$f":"'EnPI Table'!$Z$152","v":0},{"$f":"'EnPI Table'!$Z$164","v":0},{"$f":"'EnPI Table'!$Z$176","v":0},{"$f":"'EnPI Table'!$Z$188","v":0},{"$f":"'EnPI Table'!$Z$200","v":0},{"$f":"'EnPI Table'!$Z$212","v":0},{"$f":"'EnPI Table'!$Z$224","v":0},{"$f":"'EnPI Table'!$Z$236","v":0},{"$f":"'EnPI Table'!$Z$248","v":0},{"$f":"'EnPI Table'!$Z$260","v":0},{"$f":"'EnPI Table'!$Z$272","v":0},{"$f":"'EnPI Table'!$Z$284","v":0},{"$f":"'EnPI Table'!$Z$296","v":0},{"$f":"'EnPI Table'!$Z$308","v":0}]
[null,null,null,null,null,null,null,null,null,null,null,{"$f":"'EnPI Table'!$Z$21","v":0},{"$f":"'EnPI Table'!$Z$33","v":0},{"$f":"'EnPI Table'!$Z$45","v":0},{"$f":"'EnPI Table'!$Z$57","v":0},{"$f":"'EnPI Table'!$Z$69","v":0},{"$f":"'EnPI Table'!$Z$81","v":0},{"$f":"'EnPI Table'!$Z$93","v":0},{"$f":"'EnPI Table'!$Z$105","v":0},{"$f":"'EnPI Table'!$Z$117","v":0},{"$f":"'EnPI Table'!$Z$129","v":0},{"$f":"'EnPI Table'!$Z$141","v":0},{"$f":"'EnPI Table'!$Z$153","v":0},{"$f":"'EnPI Table'!$Z$165","v":0},{"$f":"'EnPI Table'!$Z$177","v":0},{"$f":"'EnPI Table'!$Z$189","v":0},{"$f":"'EnPI Table'!$Z$201","v":0},{"$f":"'EnPI Table'!$Z$213","v":0},{"$f":"'EnPI Table'!$Z$225","v":0},{"$f":"'EnPI Table'!$Z$237","v":0},{"$f":"'EnPI Table'!$Z$249","v":0},{"$f":"'EnPI Table'!$Z$261","v":0},{"$f":"'EnPI Table'!$Z$273","v":0},{"$f":"'EnPI Table'!$Z$285","v":0},{"$f":"'EnPI Table'!$Z$297","v":0},{"$f":"'EnPI Table'!$Z$309","v":0}]
[]
[null,null,null,null,null,null,null,null,null,null,null,{"$f":"'EnPI Table'!$AA$10","v":0},{"$f":"'EnPI Table'!$AA$22","v":0},{"$f":"'EnPI Table'!$AA$34","v":0},{"$f":"'EnPI Table'!$AA$46","v":0},{"$f":"'EnPI Table'!$AA$58","v":0},{"$f":"'EnPI Table'!$AA$70","v":0},{"$f":"'EnPI Table'!$AA$82","v":0},{"$f":"'EnPI Table'!$AA$94","v":0},{"$f":"'EnPI Table'!$AA$106","v":0},{"$f":"'EnPI Table'!$AA$118","v":0},{"$f":"'EnPI Table'!$AA$130","v":0},{"$f":"'EnPI Table'!$AA$142","v":0},{"$f":"'EnPI Table'!$AA$154","v":0},{"$f":"'EnPI Table'!$AA$166","v":0},{"$f":"'EnPI Table'!$AA$178","v":0},{"$f":"'EnPI Table'!$AA$190","v":0},{"$f":"'EnPI Table'!$AA$202","v":0},{"$f":"'EnPI Table'!$AA$214","v":0},{"$f":"'EnPI Table'!$AA$226","v":0},{"$f":"'EnPI Table'!$AA$238","v":0},{"$f":"'EnPI Table'!$AA$250","v":0},{"$f":"'EnPI Table'!$AA$262","v":0},{"$f":"'EnPI Table'!$AA$274","v":0},{"$f":"'EnPI Table'!$AA$286","v":0},{"$f":"'EnPI Table'!$AA$298","v":0}]
[null,null,null,null,null,null,null,null,null,null,null,{"$f":"'EnPI Table'!$AA$11","v":0},{"$f":"'EnPI Table'!$AA$23","v":0},{"$f":"'EnPI Table'!$AA$35","v":0},{"$f":"'EnPI Table'!$AA$47","v":0},{"$f":"'EnPI Table'!$AA$59","v":0},{"$f":"'EnPI Table'!$AA$71","v":0},{"$f":"'EnPI Table'!$AA$83","v":0},{"$f":"'EnPI Table'!$AA$95","v":0},{"$f":"'EnPI Table'!$AA$107","v":0},{"$f":"'EnPI Table'!$AA$119","v":0},{"$f":"'EnPI Table'!$AA$131","v":0},{"$f":"'EnPI Table'!$AA$143","v":0},{"$f":"'EnPI Table'!$AA$155","v":0},{"$f":"'EnPI Table'!$AA$167","v":0},{"$f":"'EnPI Table'!$AA$179","v":0},{"$f":"'EnPI Table'!$AA$191","v":0},{"$f":"'EnPI Table'!$AA$203","v":0},{"$f":"'EnPI Table'!$AA$215","v":0},{"$f":"'EnPI Table'!$AA$227","v":0},{"$f":"'EnPI Table'!$AA$239","v":0},{"$f":"'EnPI Table'!$AA$251","v":0},{"$f":"'EnPI Table'!$AA$263","v":0},{"$f":"'EnPI Table'!$AA$275","v":0},{"$f":"'EnPI Table'!$AA$287","v":0},{"$f":"'EnPI Table'!$AA$299","v":0}]
[null,null,null,null,null,null,null,null,null,null,null,{"$f":"'EnPI Table'!$AA$12","v":0},{"$f":"'EnPI Table'!$AA$24","v":0},{"$f":"'EnPI Table'!$AA$36","v":0},{"$f":"'EnPI Table'!$AA$48","v":0},{"$f":"'EnPI Table'!$AA$60","v":0},{"$f":"'EnPI Table'!$AA$72","v":0},{"$f":"'EnPI Table'!$AA$84","v":0},{"$f":"'EnPI Table'!$AA$96","v":0},{"$f":"'EnPI Table'!$AA$108","v":0},{"$f":"'EnPI Table'!$AA$120","v":0},{"$f":"'EnPI Table'!$AA$132","v":0},{"$f":"'EnPI Table'!$AA$144","v":0},{"$f":"'EnPI Table'!$AA$156","v":0},{"$f":"'EnPI Table'!$AA$168","v":0},{"$f":"'EnPI Table'!$AA$180","v":0},{"$f":"'EnPI Table'!$AA$192","v":0},{"$f":"'EnPI Table'!$AA$204","v":0},{"$f":"'EnPI Table'!$AA$216","v":0},{"$f":"'EnPI Table'!$AA$228","v":0},{"$f":"'EnPI Table'!$AA$240","v":0},{"$f":"'EnPI Table'!$AA$252","v":0},{"$f":"'EnPI Table'!$AA$264","v":0},{"$f":"'EnPI Table'!$AA$276","v":0},{"$f":"'EnPI Table'!$AA$288","v":0},{"$f":"'EnPI Table'!$AA$300","v":0}]
[null,null,null,null,null,null,null,null,null,null,null,{"$f":"'EnPI Table'!$AA$13","v":0},{"$f":"'EnPI Table'!$AA$25","v":0},{"$f":"'EnPI Table'!$AA$37","v":0},{"$f":"'EnPI Table'!$AA$49","v":0},{"$f":"'EnPI Table'!$AA$61","v":0},{"$f":"'EnPI Table'!$AA$73","v":0},{"$f":"'EnPI Table'!$AA$85","v":0},{"$f":"'EnPI Table'!$AA$97","v":0},{"$f":"'EnPI Table'!$AA$109","v":0},{"$f":"'EnPI Table'!$AA$121","v":0},{"$f":"'EnPI Table'!$AA$133","v":0},{"$f":"'EnPI Table'!$AA$145","v":0},{"$f":"'EnPI Table'!$AA$157","v":0},{"$f":"'EnPI Table'!$AA$169","v":0},{"$f":"'EnPI Table'!$AA$181","v":0},{"$f":"'EnPI Table'!$AA$193","v":0},{"$f":"'EnPI Table'!$AA$205","v":0},{"$f":"'EnPI Table'!$AA$217","v":0},{"$f":"'EnPI Table'!$AA$229","v":0},{"$f":"'EnPI Table'!$AA$241","v":0},{"$f":"'EnPI Table'!$AA$253","v":0},{"$f":"'EnPI Table'!$AA$265","v":0},{"$f":"'EnPI Table'!$AA$277","v":0},{"$f":"'EnPI Table'!$AA$289","v":0},{"$f":"'EnPI Table'!$AA$301","v":0}]
[null,null,null,null,null,null,null,null,null,null,null,{"$f":"'EnPI Table'!$AA$14","v":0},{"$f":"'EnPI Table'!$AA$26","v":0},{"$f":"'EnPI Table'!$AA$38","v":0},{"$f":"'EnPI Table'!$AA$50","v":0},{"$f":"'EnPI Table'!$AA$62","v":0},{"$f":"'EnPI Table'!$AA$74","v":0},{"$f":"'EnPI Table'!$AA$86","v":0},{"$f":"'EnPI Table'!$AA$98","v":0},{"$f":"'EnPI Table'!$AA$110","v":0},{"$f":"'EnPI Table'!$AA$122","v":0},{"$f":"'EnPI Table'!$AA$134","v":0},{"$f":"'EnPI Table'!$AA$146","v":0},{"$f":"'EnPI Table'!$AA$158","v":0},{"$f":"'EnPI Table'!$AA$170","v":0},{"$f":"'EnPI Table'!$AA$182","v":0},{"$f":"'EnPI Table'!$AA$194","v":0},{"$f":"'EnPI Table'!$AA$206","v":0},{"$f":"'EnPI Table'!$AA$218","v":0},{"$f":"'EnPI Table'!$AA$230","v":0},{"$f":"'EnPI Table'!$AA$242","v":0},{"$f":"'EnPI Table'!$AA$254","v":0},{"$f":"'EnPI Table'!$AA$266","v":0},{"$f":"'EnPI Table'!$AA$278","v":0},{"$f":"'EnPI Table'!$AA$290","v":0},{"$f":"'EnPI Table'!$AA$302","v":0}]
[null,null,null,null,null,null,null,null,null,null,null,{"$f":"'EnPI Table'!$AA$15","v":0},{"$f":"'EnPI Table'!$AA$27","v":0},{"$f":"'EnPI Table'!$AA$39","v":0},{"$f":"'EnPI Table'!$AA$51","v":0},{"$f":"'EnPI Table'!$AA$63","v":0},{"$f":"'EnPI Table'!$AA$75","v":0},{"$f":"'EnPI Table'!$AA$87","v":0},{"$f":"'EnPI Table'!$AA$99","v":0},{"$f":"'EnPI Table'!$AA$111","v":0},{"$f":"'EnPI Table'!$AA$123","v":0},{"$f":"'EnPI Table'!$AA$135","v":0},{"$f":"'EnPI Table'!$AA$147","v":0},{"$f":"'EnPI Table'!$AA$159","v":0},{"$f":"'EnPI Table'!$AA$171","v":0},{"$f":"'EnPI Table'!$AA$183","v":0},{"$f":"'EnPI Table'!$AA$195","v":0},{"$f":"'EnPI Table'!$AA$207","v":0},{"$f":"'EnPI Table'!$AA$219","v":0},{"$f":"'EnPI Table'!$AA$231","v":0},{"$f":"'EnPI Table'!$AA$243","v":0},{"$f":"'EnPI Table'!$AA$255","v":0},{"$f":"'EnPI Table'!$AA$267","v":0},{"$f":"'EnPI Table'!$AA$279","v":0},{"$f":"'EnPI Table'!$AA$291","v":0},{"$f":"'EnPI Table'!$AA$303","v":0}]
[null,null,null,null,null,null,null,null,null,null,null,{"$f":"'EnPI Table'!$AA$16","v":0},{"$f":"'EnPI Table'!$AA$28","v":0},{"$f":"'EnPI Table'!$AA$40","v":0},{"$f":"'EnPI Table'!$AA$52","v":0},{"$f":"'EnPI Table'!$AA$64","v":0},{"$f":"'EnPI Table'!$AA$76","v":0},{"$f":"'EnPI Table'!$AA$88","v":0},{"$f":"'EnPI Table'!$AA$100","v":0},{"$f":"'EnPI Table'!$AA$112","v":0},{"$f":"'EnPI Table'!$AA$124","v":0},{"$f":"'EnPI Table'!$AA$136","v":0},{"$f":"'EnPI Table'!$AA$148","v":0},{"$f":"'EnPI Table'!$AA$160","v":0},{"$f":"'EnPI Table'!$AA$172","v":0},{"$f":"'EnPI Table'!$AA$184","v":0},{"$f":"'EnPI Table'!$AA$196","v":0},{"$f":"'EnPI Table'!$AA$208","v":0},{"$f":"'EnPI Table'!$AA$220","v":0},{"$f":"'EnPI Table'!$AA$232","v":0},{"$f":"'EnPI Table'!$AA$244","v":0},{"$f":"'EnPI Table'!$AA$256","v":0},{"$f":"'EnPI Table'!$AA$268","v":0},{"$f":"'EnPI Table'!$AA$280","v":0},{"$f":"'EnPI Table'!$AA$292","v":0},{"$f":"'EnPI Table'!$AA$304","v":0}]
[null,null,null,null,null,null,null,null,null,null,null,{"$f":"'EnPI Table'!$AA$17","v":0},{"$f":"'EnPI Table'!$AA$29","v":0},{"$f":"'EnPI Table'!$AA$41","v":0},{"$f":"'EnPI Table'!$AA$53","v":0},{"$f":"'EnPI Table'!$AA$65","v":0},{"$f":"'EnPI Table'!$AA$77","v":0},{"$f":"'EnPI Table'!$AA$89","v":0},{"$f":"'EnPI Table'!$AA$101","v":0},{"$f":"'EnPI Table'!$AA$113","v":0},{"$f":"'EnPI Table'!$AA$125","v":0},{"$f":"'EnPI Table'!$AA$137","v":0},{"$f":"'EnPI Table'!$AA$149","v":0},{"$f":"'EnPI Table'!$AA$161","v":0},{"$f":"'EnPI Table'!$AA$173","v":0},{"$f":"'EnPI Table'!$AA$185","v":0},{"$f":"'EnPI Table'!$AA$197","v":0},{"$f":"'EnPI Table'!$AA$209","v":0},{"$f":"'EnPI Table'!$AA$221","v":0},{"$f":"'EnPI Table'!$AA$233","v":0},{"$f":"'EnPI Table'!$AA$245","v":0},{"$f":"'EnPI Table'!$AA$257","v":0},{"$f":"'EnPI Table'!$AA$269","v":0},{"$f":"'EnPI Table'!$AA$281","v":0},{"$f":"'EnPI Table'!$AA$293","v":0},{"$f":"'EnPI Table'!$AA$305","v":0}]
[null,null,null,null,null,null,null,null,null,null,null,{"$f":"'EnPI Table'!$AA$18","v":0},{"$f":"'EnPI Table'!$AA$30","v":0},{"$f":"'EnPI Table'!$AA$42","v":0},{"$f":"'EnPI Table'!$AA$54","v":0},{"$f":"'EnPI Table'!$AA$66","v":0},{"$f":"'EnPI Table'!$AA$78","v":0},{"$f":"'EnPI Table'!$AA$90","v":0},{"$f":"'EnPI Table'!$AA$102","v":0},{"$f":"'EnPI Table'!$AA$114","v":0},{"$f":"'EnPI Table'!$AA$126","v":0},{"$f":"'EnPI Table'!$AA$138","v":0},{"$f":"'EnPI Table'!$AA$150","v":0},{"$f":"'EnPI Table'!$AA$162","v":0},{"$f":"'EnPI Table'!$AA$174","v":0},{"$f":"'EnPI Table'!$AA$186","v":0},{"$f":"'EnPI Table'!$AA$198","v":0},{"$f":"'EnPI Table'!$AA$210","v":0},{"$f":"'EnPI Table'!$AA$222","v":0},{"$f":"'EnPI Table'!$AA$234","v":0},{"$f":"'EnPI Table'!$AA$246","v":0},{"$f":"'EnPI Table'!$AA$258","v":0},{"$f":"'EnPI Table'!$AA$270","v":0},{"$f":"'EnPI Table'!$AA$282","v":0},{"$f":"'EnPI Table'!$AA$294","v":0},{"$f":"'EnPI Table'!$AA$306","v":0}]
[null,null,null,null,null,null,null,null,null,null,null,{"$f":"'EnPI Table'!$AA$19","v":0},{"$f":"'EnPI Table'!$AA$31","v":0},{"$f":"'EnPI Table'!$AA$43","v":0},{"$f":"'EnPI Table'!$AA$55","v":0},{"$f":"'EnPI Table'!$AA$67","v":0},{"$f":"'EnPI Table'!$AA$79","v":0},{"$f":"'EnPI Table'!$AA$91","v":0},{"$f":"'EnPI Table'!$AA$103","v":0},{"$f":"'EnPI Table'!$AA$115","v":0},{"$f":"'EnPI Table'!$AA$127","v":0},{"$f":"'EnPI Table'!$AA$139","v":0},{"$f":"'EnPI Table'!$AA$151","v":0},{"$f":"'EnPI Table'!$AA$163","v":0},{"$f":"'EnPI Table'!$AA$175","v":0},{"$f":"'EnPI Table'!$AA$187","v":0},{"$f":"'EnPI Table'!$AA$199","v":0},{"$f":"'EnPI Table'!$AA$211","v":0},{"$f":"'EnPI Table'!$AA$223","v":0},{"$f":"'EnPI Table'!$AA$235","v":0},{"$f":"'EnPI Table'!$AA$247","v":0},{"$f":"'EnPI Table'!$AA$259","v":0},{"$f":"'EnPI Table'!$AA$271","v":0},{"$f":"'EnPI Table'!$AA$283","v":0},{"$f":"'EnPI Table'!$AA$295","v":0},{"$f":"'EnPI Table'!$AA$307","v":0}]
[null,null,null,null,null,null,null,null,null,null,null,{"$f":"'EnPI Table'!$AA$20","v":0},{"$f":"'EnPI Table'!$AA$32","v":0},{"$f":"'EnPI Table'!$AA$44","v":0},{"$f":"'EnPI Table'!$AA$56","v":0},{"$f":"'EnPI Table'!$AA$68","v":0},{"$f":"'EnPI Table'!$AA$80","v":0},{"$f":"'EnPI Table'!$AA$92","v":0},{"$f":"'EnPI Table'!$AA$104","v":0},{"$f":"'EnPI Table'!$AA$116","v":0},{"$f":"'EnPI Table'!$AA$128","v":0},{"$f":"'EnPI Table'!$AA$140","v":0},{"$f":"'EnPI Table'!$AA$152","v":0},{"$f":"'EnPI Table'!$AA$164","v":0},{"$f":"'EnPI Table'!$AA$176","v":0},{"$f":"'EnPI Table'!$AA$188","v":0},{"$f":"'EnPI Table'!$AA$200","v":0},{"$f":"'EnPI Table'!$AA$212","v":0},{"$f":"'EnPI Table'!$AA$224","v":0},{"$f":"'EnPI Table'!$AA$236","v":0},{"$f":"'EnPI Table'!$AA$248","v":0},{"$f":"'EnPI Table'!$AA$260","v":0},{"$f":"'EnPI Table'!$AA$272","v":0},{"$f":"'EnPI Table'!$AA$284","v":0},{"$f":"'EnPI Table'!$AA$296","v":0},{"$f":"'EnPI Table'!$AA$308","v":0}]
[null,null,null,null,null,null,null,null,null,null,null,{"$f":"'EnPI Table'!$AA$21","v":0},{"$f":"'EnPI Table'!$AA$33","v":0},{"$f":"'EnPI Table'!$AA$45","v":0},{"$f":"'EnPI Table'!$AA$57","v":0},{"$f":"'EnPI Table'!$AA$69","v":0},{"$f":"'EnPI Table'!$AA$81","v":0},{"$f":"'EnPI Table'!$AA$93","v":0},{"$f":"'EnPI Table'!$AA$105","v":0},{"$f":"'EnPI Table'!$AA$117","v":0},{"$f":"'EnPI Table'!$AA$129","v":0},{"$f":"'EnPI Table'!$AA$141","v":0},{"$f":"'EnPI Table'!$AA$153","v":0},{"$f":"'EnPI Table'!$AA$165","v":0},{"$f":"'EnPI Table'!$AA$177","v":0},{"$f":"'EnPI Table'!$AA$189","v":0},{"$f":"'EnPI Table'!$AA$201","v":0},{"$f":"'EnPI Table'!$AA$213","v":0},{"$f":"'EnPI Table'!$AA$225","v":0},{"$f":"'EnPI Table'!$AA$237","v":0},{"$f":"'EnPI Table'!$AA$249","v":0},{"$f":"'EnPI Table'!$AA$261","v":0},{"$f":"'EnPI Table'!$AA$273","v":0},{"$f":"'EnPI Table'!$AA$285","v":0},{"$f":"'EnPI Table'!$AA$297","v":0},{"$f":"'EnPI Table'!$AA$309","v":0}]

{"sheet":"EC-RV","index":6,"n_rows":41,"n_cols":25,"rows_kept":41,"cut":false,"hidden":false,"merged":[[5,11,6,17],[4,13,4,14],[5,1,6,9],[3,12,3,16],[9,12,9,15],[9,2,9,8],[4,3,4,4],[3,2,3,8]]}
["       DOE Advanced Manufacturing Office",null,null,null,null,null,null,null,null,null,null,null,null,null,null,null,null,null,null,"filter"]
["   Energy Footprint - Energy Consumption compared to Relevant Variables",null,null,null,null,null,null,null,null,null,null,null,null,null,null,null,null,null,null,true]
[null,null,null,null,null,null,null,null,null,null,null,null,null,null,null,null,null,null,null,true]
[null,null,"SELECT Energy Source for Chart",null,null,null,null,null,null,null,null,null,"SELECT Relevant Variables for Chart",null,null,null,null,null,null,true]
[null,null," Source","TOTAL Energy",null,null,null,null,null,null,null,null,"Factor","1: Heating Degree Days",null,null,null,null,null,true]
[null,{"$f":"'EC Charts'!C6","v":"*no notes for totals"},null,null,null,null,null,null,null,null,null,{"$f":"'RV Charts'!C6","v":"Location, day of month read, etc"},null,null,null,null,null,null,null,true]
[null,null,null,null,null,null,null,null,null,null,null,null,null,null,null,null,null,null,null,true]
[null,null,null,null,null,null,null,null,null,null,null,null,null,null,null,null,null,null,null,{"$f":"T10","v":true}]
[null,null,null,null,null,null,null,null,null,null,null,null,null,null,null,null,null,null,null,{"$f":"NOT(OR(D5=\"\",N5=\"\"))","v":true},null,null,{"$f":"'EC Charts'!C30","v":" TOTAL Energy Consumption - MMBtu"},{"$f":"'RV Charts'!C10","v":"Relevant Variables 1:  Heating Degree Days"}]
[null,null,"Yearly Comparison  ",null,null,null,null,null,null,null,null,null,"Monthy Comparison for Year:  ",null,null,null,2013,null,null,{"$f":"T9","v":true},1,{"$f":"'RV Charts'!K13","v":"2010-01-01"},{"$f":"HLOOKUP($Q$10,'EC Charts'!$P$32:$AN$44,$U10+1,)","v":1629.6292800000001},{"$f":"HLOOKUP($Q$10,'RV Charts'!$L$12:$AJ$24,U10+1,)","v":12240},{"$f":"W10","v":1629.6292800000001}]
[null,null,null,null,null,null,null,null,null,null,null,null,null,null,null,null,null,null,null,{"$f":"T10","v":true},2,{"$f":"'RV Charts'!K14","v":"2010-02-01"},{"$f":"HLOOKUP($Q$10,'EC Charts'!$P$32:$AN$44,$U11+1,)","v":1097.33104},{"$f":"HLOOKUP($Q$10,'RV Charts'!$L$12:$AJ$24,U11+1,)","v":2160},{"$f":"W11","v":1097.33104}]
[null,null,null,null,null,null,null,null,null,null,null,null,null,null,null,null,null,null,null,true,3,{"$f":"'RV Charts'!K15","v":"2010-03-01"},{"$f":"HLOOKUP($Q$10,'EC Charts'!$P$32:$AN$44,$U12+1,)","v":1783.5056000000002},{"$f":"HLOOKUP($Q$10,'RV Charts'!$L$12:$AJ$24,U12+1,)","v":0},1783.5056000000002]
[null,null,null,null,null,null,null,null,null,null,null,null,null,null,null,null,null,null,null,true,4,{"$f":"'RV Charts'!K16","v":"2010-04-01"},{"$f":"HLOOKUP($Q$10,'EC Charts'!$P$32:$AN$44,$U13+1,)","v":1584.4401},{"$f":"HLOOKUP($Q$10,'RV Charts'!$L$12:$AJ$24,U13+1,)","v":0},1584.4401]
[null,null,null,null,null,null,null,null,null,null,null,null,null,null,null,null,null,null,null,true,5,{"$f":"'RV Charts'!K17","v":"2010-05-01"},{"$f":"HLOOKUP($Q$10,'EC Charts'!$P$32:$AN$44,$U14+1,)","v":1609.768992},{"$f":"HLOOKUP($Q$10,'RV Charts'!$L$12:$AJ$24,U14+1,)","v":0},1609.768992]
[null,null,null,null,null,null,null,null,null,null,null,null,null,null,null,null,null,null,null,true,6,{"$f":"'RV Charts'!K18","v":"2010-06-01"},{"$f":"HLOOKUP($Q$10,'EC Charts'!$P$32:$AN$44,$U15+1,)","v":1252.0580080000002},{"$f":"HLOOKUP($Q$10,'RV Charts'!$L$12:$AJ$24,U15+1,)","v":1440},1252.0580080000002]
[null,null,null,null,null,null,null,null,null,null,null,null,null,null,null,null,null,null,null,true,7,{"$f":"'RV Charts'!K19","v":"2010-07-01"},{"$f":"HLOOKUP($Q$10,'EC Charts'!$P$32:$AN$44,$U16+1,)","v":1353.1717920000001},{"$f":"HLOOKUP($Q$10,'RV Charts'!$L$12:$AJ$24,U16+1,)","v":7920},1353.1717920000001]
[null,null,null,null,null,null,null,null,null,null,null,null,null,null,null,null,null,null,null,true,8,{"$f":"'RV Charts'!K20","v":"2010-08-01"},{"$f":"HLOOKUP($Q$10,'EC Charts'!$P$32:$AN$44,$U17+1,)","v":2388.0930159999998},{"$f":"HLOOKUP($Q$10,'RV Charts'!$L$12:$AJ$24,U17+1,)","v":18720},2388.0930159999998]
[null,null,null,null,null,null,null,null,null,null,null,null,null,null,null,null,null,null,null,true,9,{"$f":"'RV Charts'!K21","v":"2010-09-01"},{"$f":"HLOOKUP($Q$10,'EC Charts'!$P$32:$AN$44,$U18+1,)","v":2800.9474799999998},{"$f":"HLOOKUP($Q$10,'RV Charts'!$L$12:$AJ$24,U18+1,)","v":22320},2800.9474799999998]
[null,null,null,null,null,null,null,null,null,null,null,null,null,null,null,null,null,null,null,true,10,{"$f":"'RV Charts'!K22","v":"2010-10-01"},{"$f":"HLOOKUP($Q$10,'EC Charts'!$P$32:$AN$44,$U19+1,)","v":2986.3478759999998},{"$f":"HLOOKUP($Q$10,'RV Charts'!$L$12:$AJ$24,U19+1,)","v":24480},2986.3478759999998]
[null,null,null,null,null,null,null,null,null,null,null,null,null,null,null,null,null,null,null,true,11,{"$f":"'RV Charts'!K23","v":"2010-11-01"},{"$f":"HLOOKUP($Q$10,'EC Charts'!$P$32:$AN$44,$U20+1,)","v":3549.6353399999998},{"$f":"HLOOKUP($Q$10,'RV Charts'!$L$12:$AJ$24,U20+1,)","v":24480},3549.6353399999998]
[null,null,null,null,null,null,null,null,null,null,null,null,null,null,null,null,null,null,null,true,12,{"$f":"'RV Charts'!K24","v":"2010-12-01"},{"$f":"HLOOKUP($Q$10,'EC Charts'!$P$32:$AN$44,$U21+1,)","v":2550.5111999999999},{"$f":"HLOOKUP($Q$10,'RV Charts'!$L$12:$AJ$24,U21+1,)","v":20880},2550.5111999999999]
[null,null,null,null,null,null,null,null,null,null,null,null,null,null,null,null,null,null,null,true]
[null,null,null,null,null,null,null,null,null,null,null,null,null,null,null,null,null,null,null,true]
[null,null,null,null,null,null,null,null,null,null,null,null,null,null,null,null,null,null,null,true]
[null,null,null,null,null,null,null,null,null,null,null,null,null,null,null,null,null,null,null,true]
[null,null,null,null,null,null,null,null,null,null,null,null,null,null,null,null,null,null,null,true]
[null,null,null,null,null,null,null,null,null,null,null,null,null,null,null,null,null,null,null,true]
[null,null,null,null,null,null,null,null,null,null,null,null,null,null,null,null,null,null,null,true]
[null,null,null,null,null,null,null,null,null,null,null,null,null,null,null,null,null,null,null,true]
[null,null,null,null,null,null,null,null,null,null,null,null,null,null,null,null,null,null,null,true]
[null,null,null,null,null,null,null,null,null,null,null,null,null,null,null,null,null,null,null,true]
[null,null,null,null,null,null,null,null,null,null,null,null,null,null,null,null,null,null,null,true]
[null,null,null,null,null,null,null,null,null,null,null,null,null,null,null,null,null,null,null,true]
[null,null,null,null,null,null,null,null,null,null,null,null,null,null,null,null,null,null,null,true]
[null,null,null,null,null,null,null,null,null,null,null,null,null,null,null,null,null,null,null,true]
[null,null,null,null,null,null,null,null,null,null,null,null,null,null,null,null,null,null,null,true]
[null,null,null,null,null,null,null,null,null,null,null,null,null,null,null,null,null,null,null,true]
[null,null,null,null,null,null,null,null,null,null,null,null,null,null,null,null,null,null,null,true]
[null,null,null,null,null,null,null,null,null,null,null,null,null,null,null,null,null,null,null,true]
[null,null,null,null,null,null,null,null,null,null,null,null,null,null,null,null,null,null,null,true]
[null,null,null,null,null,null,null,null,null,null,null,null,null,null,null,null,null,null,null,true]

{"sheet":"Energy Uses","index":7,"n_rows":428,"n_cols":298,"rows_kept":281,"cut":true,"hidden":false,"merged":[[18,271,18,274],[4,5,4,7],[5,5,5,7],[6,5,6,7],[7,5,7,7],[8,5,8,7],[9,5,9,7],[10,5,10,7],[11,5,11,7],[12,5,12,7],[13,5,13,7],[15,170,15,171],[14,170,14,171],[16,170,16,171],[391,260,393,260],[391,232,393,232],[391,209,393,209],[391,210,393,210],[391,211,393,211],[391,212,393,212],[391,213,393,213],[391,214,393,214],[391,215,393,215],[391,219,393,219],[391,220,393,220],[391,194,393,194],[391,195,393,195],[391,199,393,199],[391,200,393,200],[391,201,393,201],[14,20,14,21],[15,20,15,21],[16,20,16,21],[391,261,393,261],[391,262,393,262],[391,263,393,263],[391,264,393,264],[391,265,393,265],[393,2,393,4],[391,245,393,245],[391,249,393,249],[391,250,393,250],[391,251,393,251],[391,252,393,252],[391,253,393,253],[391,254,393,254],[391,255,393,255],[391,259,393,259],[391,233,393,233],[391,234,393,234],[391,235,393,235],[391,239,393,239],[391,240,393,240],[391,241,393,241],[391,242,393,242],[391,243,393,243],[391,244,393,244],[391,221,393,221],[391,222,393,222],[391,223,393,223],[391,224,393,224],[391,225,393,225],[391,229,393,229],[391,230,393,230],[391,231,393,231],[391,202,393,202],[391,203,393,203],[391,204,393,204],[391,205,393,205],[391,182,393,182],[391,183,393,183],[391,184,393,184],[391,185,393,185],[391,189,393,189],[391,190,393,190],[391,191,393,191],[391,192,393,192],[391,193,393,193],[391,170,393,170],[391,171,393,171],[391,172,393,172],[391,173,393,173],[391,174,393,174],[391,175,393,175],[391,179,393,179],[391,180,393,180],[391,181,393,181],[391,155,393,155],[391,159,393,159],[391,160,393,160],[391,161,393,161],[391,162,393,162],[391,163,393,163],[391,164,393,164],[391,165,393,165],[391,169,393,169],[391,143,393,143],[391,144,393,144],[391,145,393,145],[391,149,393,149],[391,150,393,150],[391,151,393,151],[391,152,393,152],[391,153,393,153],[391,154,393,154],[391,131,393,131],[391,132,393,132],[391,133,393,133],[391,134,393,134],[391,135,393,135],[391,139,393,139],[391,140,393,140],[391,141,393,141],[391,142,393,142],[391,119,393,119],[391,120,393,120],[391,121,393,121],[391,122,393,122],[391,123,393,123],[391,124,393,124],[391,125,393,125],[391,129,393,129],[391,130,393,130],[391,104,393,104],[391,105,393,105],[391,109,393,109],[391,110,393,110],[391,111,393,111],[391,112,393,112],[391,113,393,113],[391,114,393,114],[391,115,393,115],[391,92,393,92],[391,93,393,93],[391,94,393,94],[391,95,393,95],[391,99,393,99],[391,100,393,100],[391,101,393,101],[391,102,393,102],[391,103,393,103],[391,50,393,50],[391,51,393,51],[391,52,393,52],[391,80,393,80],[391,81,393,81],[391,82,393,82],[391,83,393,83],[391,84,393,84],[391,85,393,85],[391,89,393,89],[391,90,393,90],[391,91,393,91],[391,65,393,65],[391,69,393,69],[391,70,393,70],[391,71,393,71],[391,72,393,72],[391,73,393,73],[391,74,393,74],[391,75,393,75],[391,79,393,79],[391,29,393,29],[391,30,393,30],[391,31,393,31],[391,32,393,32],[391,33,393,33],[391,34,393,34],[391,35,393,35],[391,39,393,39],[391,40,393,40],[390,179,390,185],[390,189,390,195],[390,199,390,205],[390,209,390,215],[390,219,390,225],[390,229,390,235],[390,239,390,245],[390,249,390,255],[391,53,393,53],[391,54,393,54],[391,55,393,55],[391,59,393,59],[391,60,393,60],[391,61,393,61],[391,62,393,62],[391,63,393,63],[391,64,393,64],[391,41,393,41],[391,42,393,42],[391,43,393,43],[391,44,393,44],[391,45,393,45],[391,49,393,49],[390,259,390,265],[350,262,352,262],[350,263,352,263],[350,264,352,264],[350,265,352,265],[352,2,352,4],[388,2,388,7],[389,4,389,6],[390,2,391,7],[390,19,390,25],[390,29,390,35],[390,39,390,45],[390,49,390,55],[390,59,390,65],[390,69,390,75],[390,79,390,85],[390,89,390,95],[390,99,390,105],[390,109,390,115],[390,119,390,125],[390,129,390,135],[390,139,390,145],[390,149,390,155],[390,159,390,165],[390,169,390,175],[350,250,352,250],[350,251,352,251],[350,252,352,252],[350,253,352,253],[350,254,352,254],[350,255,352,255],[350,259,352,259],[350,260,352,260],[350,261,352,261],[350,235,352,235],[350,239,352,239],[350,240,352,240],[350,241,352,241],[350,242,352,242],[350,243,352,243],[350,244,352,244],[350,245,352,245],[350,249,352,249],[350,223,352,223],[350,224,352,224],[350,225,352,225],[350,229,352,229],[350,230,352,230],[350,231,352,231],[350,232,352,232],[350,233,352,233],[350,234,352,234],[350,211,352,211],[350,212,352,212],[350,213,352,213],[350,214,352,214],[350,215,352,215],[350,219,352,219],[350,220,352,220],[350,221,352,221],[350,222,352,222],[350,199,352,199],[350,200,352,200],[350,201,352,201],[350,202,352,202],[350,203,352,203],[350,204,352,204],[350,205,352,205],[350,209,352,209],[350,210,352,210],[350,184,352,184],[350,185,352,185],[350,189,352,189],[350,190,352,190],[350,191,352,191],[350,192,352,192],[350,193,352,193],[350,194,352,194],[350,195,352,195],[350,172,352,172],[350,173,352,173],[350,174,352,174],[350,175,352,175],[350,179,352,179],[350,180,352,180],[350,181,352,181],[350,182,352,182],[350,183,352,183],[350,160,352,160],[350,161,352,161],[350,162,352,162],[350,163,352,163],[350,164,352,164],[350,165,352,165],[350,169,352,169],[350,170,352,170],[350,171,352,171],[350,145,352,145],[350,149,352,149],[350,150,352,150],[350,151,352,151],[350,152,352,152],[350,153,352,153],[350,154,352,154],[350,155,352,155],[350,159,352,159],[350,133,352,133],[350,134,352,134],[350,135,352,135],[350,139,352,139],[350,140,352,140],[350,141,352,141],[350,142,352,142],[350,143,352,143],[350,144,352,144],[350,121,352,121],[350,122,352,122],[350,123,352,123],[350,124,352,124],[350,125,352,125],[350,129,352,129],[350,130,352,130],[350,131,352,131],[350,132,352,132],[350,109,352,109],[350,110,352,110],[350,111,352,111],[350,112,352,112],[350,113,352,113],[350,114,352,114],[350,115,352,115],[350,119,352,119],[350,120,352,120],[350,94,352,94],[350,95,352,95],[350,99,352,99],[350,100,352,100],[350,101,352,101],[350,102,352,102],[350,103,352,103],[350,104,352,104],[350,105,352,105],[350,82,352,82],[350,83,352,83],[350,84,352,84],[350,85,352,85],[350,89,352,89],[350,90,352,90],[350,91,352,91],[350,92,352,92],[350,93,352,93],[350,70,352,70],[350,71,352,71],[350,72,352,72],[350,73,352,73],[350,74,352,74],[350,75,352,75],[350,79,352,79],[350,80,352,80],[350,81,352,81],[350,55,352,55],[350,59,352,59],[350,60,352,60],[350,61,352,61],[350,62,352,62],[350,63,352,63],[350,64,352,64],[350,65,352,65],[350,69,352,69],[350,43,352,43],[350,44,352,44],[350,45,352,45],[350,49,352,49],[350,50,352,50],[350,51,352,51],[350,52,352,52],[350,53,352,53],[350,54,352,54],[349,209,349,215],[349,219,349,225],[349,229,349,235],[349,239,349,245],[349,249,349,255],[349,259,349,265],[350,19,352,19],[350,20,352,20],[350,21,352,21],[350,22,352,22],[350,23,352,23],[350,24,352,24],[350,25,352,25],[350,29,352,29],[350,30,352,30],[350,31,352,31],[350,32,352,32],[350,33,352,33],[350,34,352,34],[350,35,352,35],[350,39,352,39],[350,40,352,40],[350,41,352,41],[350,42,352,42],[349,119,349,125],[349,129,349,135],[349,139,349,145],[349,149,349,155],[349,159,349,165],[349,169,349,175],[349,179,349,185],[349,189,349,195],[349,199,349,205],[349,29,349,35],[349,39,349,45],[349,49,349,55],[349,59,349,65],[349,69,349,75],[349,79,349,85],[349,89,349,95],[349,99,349,105],[349,109,349,115],[309,260,311,260],[309,261,311,261],[309,262,311,262],[309,263,311,263],[309,264,311,264],[309,265,311,265],[311,2,311,4],[347,2,347,7],[348,4,348,6],[309,245,311,245],[309,249,311,249],[309,250,311,250],[309,251,311,251],[309,252,311,252],[309,253,311,253],[309,254,311,254],[309,255,311,255],[309,259,311,259],[309,233,311,233],[309,234,311,234],[309,235,311,235],[309,239,311,239],[309,240,311,240],[309,241,311,241],[309,242,311,242],[309,243,311,243],[309,244,311,244],[309,221,311,221],[309,222,311,222],[309,223,311,223],[309,224,311,224],[309,225,311,225],[309,229,311,229],[309,230,311,230],[309,231,311,231],[309,232,311,232],[309,209,311,209],[309,210,311,210],[309,211,311,211],[309,212,311,212],[309,213,311,213],[309,214,311,214],[309,215,311,215],[309,219,311,219],[309,220,311,220],[309,194,311,194],[309,195,311,195],[309,199,311,199],[309,200,311,200],[309,201,311,201],[309,202,311,202],[309,203,311,203],[309,204,311,204],[309,205,311,205],[309,182,311,182],[309,183,311,183],[309,184,311,184],[309,185,311,185],[309,189,311,189],[309,190,311,190],[309,191,311,191],[309,192,311,192],[309,193,311,193],[309,170,311,170],[309,171,311,171],[309,172,311,172],[309,173,311,173],[309,174,311,174],[309,175,311,175],[309,179,311,179],[309,180,311,180],[309,181,311,181],[309,155,311,155],[309,159,311,159],[309,160,311,160],[309,161,311,161],[309,162,311,162],[309,163,311,163],[309,164,311,164],[309,165,311,165],[309,169,311,169],[309,143,311,143],[309,144,311,144],[309,145,311,145],[309,149,311,149],[309,150,311,150],[309,151,311,151],[309,152,311,152],[309,153,311,153],[309,154,311,154],[309,131,311,131],[309,132,311,132],[309,133,311,133],[309,134,311,134],[309,135,311,135],[309,139,311,139],[309,140,311,140],[309,141,311,141],[309,142,311,142],[309,119,311,119],[309,120,311,120],[309,121,311,121],[309,122,311,122],[309,123,311,123],[309,124,311,124],[309,125,311,125],[309,129,311,129],[309,130,311,130],[309,104,311,104],[309,105,311,105],[309,109,311,109],[309,110,311,110],[309,111,311,111],[309,112,311,112],[309,113,311,113],[309,114,311,114],[309,115,311,115],[309,92,311,92],[309,93,311,93],[309,94,311,94],[309,95,311,95],[309,99,311,99],[309,100,311,100],[309,101,311,101],[309,102,311,102],[309,103,311,103],[309,80,311,80],[309,81,311,81],[309,82,311,82],[309,83,311,83],[309,84,311,84],[309,85,311,85],[309,89,311,89],[309,90,311,90],[309,91,311,91],[309,65,311,65],[309,69,311,69],[309,70,311,70],[309,71,311,71],[309,72,311,72],[309,73,311,73],[309,74,311,74],[309,75,311,75],[309,79,311,79],[309,53,311,53],[309,54,311,54],[309,55,311,55],[309,59,311,59],[309,60,311,60],[309,61,311,61],[309,62,311,62],[309,63,311,63],[309,64,311,64],[309,41,311,41],[309,42,311,42],[309,43,311,43],[309,44,311,44],[309,45,311,45],[309,49,311,49],[309,50,311,50],[309,51,311,51],[309,52,311,52],[309,29,311,29],[309,30,311,30],[309,31,311,31],[309,32,311,32],[309,33,311,33],[309,34,311,34],[309,35,311,35],[309,39,311,39],[309,40,311,40],[308,179,308,185],[308,189,308,195],[308,199,308,205],[308,209,308,215],[308,219,308,225],[308,229,308,235],[308,239,308,245],[308,249,308,255],[308,259,308,265],[268,262,270,262],[268,263,270,263],[268,264,270,264],[268,265,270,265],[270,2,270,4],[306,2,306,7],[307,4,307,6],[308,2,309,7],[308,19,308,25],[308,29,308,35],[308,39,308,45],[308,49,308,55],[308,59,308,65],[308,69,308,75],[308,79,308,85],[308,89,308,95],[308,99,308,105],[308,109,308,115],[308,119,308,125],[308,129,308,135],[308,139,308,145],[308,149,308,155],[308,159,308,165],[308,169,308,175],[268,250,270,250],[268,251,270,251],[268,252,270,252],[268,253,270,253],[268,254,270,254],[268,255,270,255],[268,259,270,259],[268,260,270,260],[268,261,270,261],[268,235,270,235],[268,239,270,239],[268,240,270,240],[268,241,270,241],[268,242,270,242],[268,243,270,243],[268,244,270,244],[268,245,270,245],[268,249,270,249],[268,223,270,223],[268,224,270,224],[268,225,270,225],[268,229,270,229],[268,230,270,230],[268,231,270,231],[268,232,270,232],[268,233,270,233],[268,234,270,234],[268,211,270,211],[268,212,270,212],[268,213,270,213],[268,214,270,214],[268,215,270,215],[268,219,270,219],[268,220,270,220],[268,221,270,221],[268,222,270,222],[268,199,270,199],[268,200,270,200],[268,201,270,201],[268,202,270,202],[268,203,270,203],[268,204,270,204],[268,205,270,205],[268,209,270,209],[268,210,270,210],[268,184,270,184],[268,185,270,185],[268,189,270,189],[268,190,270,190],[268,191,270,191],[268,192,270,192],[268,193,270,193],[268,194,270,194],[268,195,270,195],[268,172,270,172],[268,173,270,173],[268,174,270,174],[268,175,270,175],[268,179,270,179],[268,180,270,180],[268,181,270,181],[268,182,270,182],[268,183,270,183],[268,160,270,160],[268,161,270,161],[268,162,270,162],[268,163,270,163],[268,164,270,164],[268,165,270,165],[268,169,270,169],[268,170,270,170],[268,171,270,171],[268,145,270,145],[268,149,270,149],[268,150,270,150],[268,151,270,151],[268,152,270,152],[268,153,270,153],[268,154,270,154],[268,155,270,155],[268,159,270,159],[268,133,270,133],[268,134,270,134],[268,135,270,135],[268,139,270,139],[268,140,270,140],[268,141,270,141],[268,142,270,142],[268,143,270,143],[268,144,270,144],[268,121,270,121],[268,122,270,122],[268,123,270,123],[268,124,270,124],[268,125,270,125],[268,129,270,129],[268,130,270,130],[268,131,270,131],[268,132,270,132],[268,109,270,109],[268,110,270,110],[268,111,270,111],[268,112,270,112],[268,113,270,113],[268,114,270,114],[268,115,270,115],[268,119,270,119],[268,120,270,120],[268,62,270,62],[268,63,270,63],[268,64,270,64],[268,65,270,65],[268,69,270,69],[268,94,270,94],[268,95,270,95],[268,99,270,99],[268,100,270,100],[268,101,270,101],[268,102,270,102],[268,103,270,103],[268,104,270,104],[268,105,270,105],[268,82,270,82],[268,83,270,83],[268,84,270,84],[268,85,270,85],[268,89,270,89],[268,90,270,90],[268,91,270,91],[268,92,270,92],[268,93,270,93],[267,209,267,215],[267,219,267,225],[267,229,267,235],[267,239,267,245],[267,249,267,255],[267,259,267,265],[268,19,270,19],[268,20,270,20],[268,21,270,21],[268,22,270,22],[268,23,270,23],[268,24,270,24],[268,25,270,25],[268,29,270,29],[268,30,270,30],[268,31,270,31],[268,32,270,32],[268,33,270,33],[268,34,270,34],[268,35,270,35],[268,39,270,39],[268,40,270,40],[268,41,270,41],[268,70,270,70],[268,71,270,71],[268,72,270,72],[268,73,270,73],[268,74,270,74],[268,75,270,75],[268,79,270,79],[268,80,270,80],[268,81,270,81],[268,42,270,42],[267,119,267,125],[267,129,267,135],[267,139,267,145],[267,149,267,155],[267,159,267,165],[267,169,267,175],[267,179,267,185],[267,189,267,195],[267,199,267,205],[267,29,267,35],[267,39,267,45],[267,49,267,55],[267,59,267,65],[267,69,267,75],[267,79,267,85],[267,89,267,95],[267,99,267,105],[267,109,267,115],[268,43,270,43],[268,44,270,44],[268,45,270,45],[268,49,270,49],[268,50,270,50],[268,51,270,51],[268,52,270,52],[268,53,270,53],[268,54,270,54],[268,55,270,55],[268,59,270,59],[268,60,270,60],[268,61,270,61],[227,260,229,260],[227,261,229,261],[227,262,229,262],[227,263,229,263],[227,264,229,264],[227,265,229,265],[229,2,229,4],[265,2,265,7],[266,4,266,6],[227,245,229,245],[227,249,229,249],[227,250,229,250],[227,251,229,251],[227,252,229,252],[227,253,229,253],[227,254,229,254],[227,255,229,255],[227,259,229,259],[227,233,229,233],[227,234,229,234],[227,235,229,235],[227,239,229,239],[227,240,229,240],[227,241,229,241],[227,242,229,242],[227,243,229,243],[227,244,229,244],[227,221,229,221],[227,222,229,222],[227,223,229,223],[227,224,229,224],[227,225,229,225],[227,229,229,229],[227,230,229,230],[227,231,229,231],[227,232,229,232],[227,209,229,209],[227,210,229,210],[227,211,229,211],[227,212,229,212],[227,213,229,213],[227,214,229,214],[227,215,229,215],[227,219,229,219],[227,220,229,220],[227,194,229,194],[227,195,229,195],[227,199,229,199],[227,200,229,200],[227,201,229,201],[227,202,229,202],[227,203,229,203],[227,204,229,204],[227,205,229,205],[227,182,229,182],[227,183,229,183],[227,184,229,184],[227,185,229,185],[227,189,229,189],[227,190,229,190],[227,191,229,191],[227,192,229,192],[227,193,229,193],[227,170,229,170],[227,171,229,171],[227,172,229,172],[227,173,229,173],[227,174,229,174],[227,175,229,175],[227,179,229,179],[227,180,229,180],[227,181,229,181],[227,155,229,155],[227,159,229,159],[227,160,229,160],[227,161,229,161],[227,162,229,162],[227,163,229,163],[227,164,229,164],[227,165,229,165],[227,169,229,169],[227,143,229,143],[227,144,229,144],[227,145,229,145],[227,149,229,149],[227,150,229,150],[227,151,229,151],[227,152,229,152],[227,153,229,153],[227,154,229,154],[227,131,229,131],[227,132,229,132],[227,133,229,133],[227,134,229,134],[227,135,229,135],[227,139,229,139],[227,140,229,140],[227,141,229,141],[227,142,229,142],[227,119,229,119],[227,120,229,120],[227,121,229,121],[227,122,229,122],[227,123,229,123],[227,124,229,124],[227,125,229,125],[227,129,229,129],[227,130,229,130],[227,104,229,104],[227,105,229,105],[227,109,229,109],[227,110,229,110],[227,111,229,111],[227,112,229,112],[227,113,229,113],[227,114,229,114],[227,115,229,115],[227,92,229,92],[227,93,229,93],[227,94,229,94],[227,95,229,95],[227,99,229,99],[227,100,229,100],[227,101,229,101],[227,102,229,102],[227,103,229,103],[227,50,229,50],[227,51,229,51],[227,52,229,52],[227,80,229,80],[227,81,229,81],[227,82,229,82],[227,83,229,83],[227,84,229,84],[227,85,229,85],[227,89,229,89],[227,90,229,90],[227,91,229,91],[227,65,229,65],[227,69,229,69],[227,70,229,70],[227,71,229,71],[227,72,229,72],[227,73,229,73],[227,74,229,74],[227,75,229,75],[227,79,229,79],[227,29,229,29],[227,30,229,30],[227,31,229,31],[227,32,229,32],[227,33,229,33],[227,34,229,34],[227,35,229,35],[227,39,229,39],[227,40,229,40],[226,179,226,185],[226,189,226,195],[226,199,226,205],[226,209,226,215],[226,219,226,225],[226,229,226,235],[226,239,226,245],[226,249,226,255],[227,53,229,53],[227,54,229,54],[227,55,229,55],[227,59,229,59],[227,60,229,60],[227,61,229,61],[227,62,229,62],[227,63,229,63],[227,64,229,64],[227,41,229,41],[227,42,229,42],[227,43,229,43],[227,44,229,44],[227,45,229,45],[227,49,229,49],[226,259,226,265],[186,262,188,262],[186,263,188,263],[186,264,188,264],[186,265,188,265],[188,2,188,4],[224,2,224,7],[225,4,225,6]],"bounds":{"rows_first":125,"rows_last":31,"rows_between":125,"halvings":4},"merged_total":2713,"flags":["merged_cut"]}
["       DOE Advanced Manufacturing Office",null,null,null,null,null,null,null,null,null,"sub","group","visible","c"]
["   Energy Footprint - ENERGY USES",null,null,null,null,null,null,null,null,null,null,null,true]
[null,null,null,null,null,null,null,null,null,null,null,null,true]
[null,null,2," # of Groups","#",null,"Group Name",null,null,null,null,null,true,null,null,null,null,null,null,null,null,"Group",{"$f":"\"YEAR: \"&AA22","v":"YEAR: 2029"},null,"(primary)",null,null,null,null,null,null,"Group",{"$f":"\"YEAR: \"&AK22","v":"YEAR: 2028"},null,"(primary)",null,null,null,null,null,null,"Group",{"$f":"\"YEAR: \"&AU22","v":"YEAR: 2027"},null,"(primary)",null,null,null,null,null,null,"Group",{"$f":"\"YEAR: \"&BE22","v":"YEAR: 2026"},null,"(primary)",null,null,null,null,null,null,"Group",{"$f":"\"YEAR: \"&BO22","v":"YEAR: 2025"},null,"(primary)",null,null,null,null,null,null,"Group",{"$f":"\"YEAR: \"&BY22","v":"YEAR: 2024"},null,"(primary)",null,null,null,null,null,null,"Group",{"$f":"\"YEAR: \"&CI22","v":"YEAR: 2023"},null,"(primary)",null,null,null,null,null,null,"Group",{"$f":"\"YEAR: \"&CS22","v":"YEAR: 2022"},null,"(primary)",null,null,null,null,null,null,"Group",{"$f":"\"YEAR: \"&DC22","v":"YEAR: 2021"},null,"(primary)",null,null,null,null,null,null,"Group",{"$f":"\"YEAR: \"&DM22","v":"YEAR: 2020"},null,"(primary)",null,null,null,null,null,null,"Group",{"$f":"\"YEAR: \"&DW22","v":"YEAR: 2019"},null,"(primary)",null,null,null,null,null,null,"Group",{"$f":"\"YEAR: \"&EG22","v":"YEAR: 2018"},null,"(primary)",null,null,null,null,null,null,"Group",{"$f":"\"YEAR: \"&EQ22","v":"YEAR: 2017"},null,"(primary)",null,null,null,null,null,null,"Group",{"$f":"\"YEAR: \"&FA22","v":"YEAR: 2016"},null,"(primary)",null,null,null,null,null,null,"Group",{"$f":"\"YEAR: \"&FK22","v":"YEAR: 2015"},null,"(primary)",null,null,null,null,null,null,"Group",{"$f":"\"YEAR: \"&FU22","v":"YEAR: 2014"},null,"(primary)",null,null,null,null,null,null,"Group",{"$f":"\"YEAR: \"&GE22","v":"YEAR: 2013"},null,"(primary)",null,null,null,null,null,null,"Group",{"$f":"\"YEAR: \"&GO22","v":"YEAR: 2012"},null,"(primary)",null,null,null,null,null,null,"Group",{"$f":"\"YEAR: \"&GY22","v":"YEAR: 2011"},null,"(primary)",null,null,null,null,null,null,"Group",{"$f":"\"YEAR: \"&HI22","v":"YEAR: 2010"},null,"(primary)",null,null,null,null,null,null,"Group",{"$f":"\"YEAR: \"&HS22","v":"YEAR: 2009"},null,"(primary)",null,null,null,null,null,null,"Group",{"$f":"\"YEAR: \"&IC22","v":"YEAR: 2008"},null,"(primary)",null,null,null,null,null,null,"Group",{"$f":"\"YEAR: \"&IM22","v":"YEAR: 2007"},null,"(primary)",null,null,null,null,null,null,"Group",{"$f":"\"YEAR: \"&IW22","v":"YEAR: 2006"},null,"(primary)",null,null,null,null,null,null,"Group",{"$f":"\"YEAR: \"&JG22","v":"YEAR: 2005"},null,"(primary)",null,null,null,null,null,null,"Group",{"$f":"JM22","v":2029},{"$f":"JN22","v":2028},2027,2026,2025,2024,2023,2022,2021,2020,2019,2018,2017,2016,2015,2014,2013,2012,2011,2010,2009,2008,2007,2006,2005,"(primary)"]
[null,null,null,null,1,{"$f":"\" \"&INDIRECT(\"D\"&J5)","v":" Boiler House"},null,null,null,21,null,{"$f":"IF(E5<=NumberofEnergyGroups,TRUE,FALSE)","v":true},{"$f":"AND(K5:L5)","v":true},"TOTALS",null,null,null,null,null,null,null,1,{"$f":"W59","v":0},{"$f":"IFERROR(W5/AB5,\"\")","v":""}," MMBtu/yr",null,null,{"$f":"W19","v":0},null,null,null,1,{"$f":"AG59","v":0},{"$f":"IFERROR(AG5/AL5,\"\")","v":""}," MMBtu/yr",null,null,{"$f":"AG19","v":0},null,null,null,1,{"$f":"AQ59","v":0},{"$f":"IFERROR(AQ5/AV5,\"\")","v":""}," MMBtu/yr",null,null,{"$f":"AQ19","v":0},null,null,null,1,{"$f":"BA59","v":0},{"$f":"IFERROR(BA5/BF5,\"\")","v":""}," MMBtu/yr",null,null,{"$f":"BA19","v":0},null,null,null,1,{"$f":"BK59","v":0},{"$f":"IFERROR(BK5/BP5,\"\")","v":""}," MMBtu/yr",null,null,{"$f":"BK19","v":0},null,null,null,1,{"$f":"BU59","v":0},{"$f":"IFERROR(BU5/BZ5,\"\")","v":""}," MMBtu/yr",null,null,{"$f":"BU19","v":0},null,null,null,1,{"$f":"CE59","v":0},{"$f":"IFERROR(CE5/CJ5,\"\")","v":""}," MMBtu/yr",null,null,{"$f":"CE19","v":0},null,null,null,1,{"$f":"CO59","v":0},{"$f":"IFERROR(CO5/CT5,\"\")","v":""}," MMBtu/yr",null,null,{"$f":"CO19","v":0},null,null,null,1,{"$f":"CY59","v":0},{"$f":"IFERROR(CY5/DD5,\"\")","v":""}," MMBtu/yr",null,null,{"$f":"CY19","v":0},null,null,null,1,{"$f":"DI59","v":0},{"$f":"IFERROR(DI5/DN5,\"\")","v":""}," MMBtu/yr",null,null,{"$f":"DI19","v":0},null,null,null,1,{"$f":"DS59","v":0},{"$f":"IFERROR(DS5/DX5,\"\")","v":""}," MMBtu/yr",null,null,{"$f":"DS19","v":0},null,null,null,1,{"$f":"EC59","v":0},{"$f":"IFERROR(EC5/EH5,\"\")","v":""}," MMBtu/yr",null,null,{"$f":"EC19","v":0},null,null,null,1,{"$f":"EM59","v":0},{"$f":"IFERROR(EM5/ER5,\"\")","v":""}," MMBtu/yr",null,null,{"$f":"EM19","v":0},null,null,null,1,{"$f":"EW59","v":0},{"$f":"IFERROR(EW5/FB5,\"\")","v":""}," MMBtu/yr",null,null,{"$f":"EW19","v":0},null,null,null,1,{"$f":"FG59","v":9659.3931128537333},{"$f":"IFERROR(FG5/FL5,\"\")","v":0.44039421118900685}," MMBtu/yr",null,null,{"$f":"FG19","v":21933.515172178657},null,null,null,1,{"$f":"FQ59","v":13146.607569041937},{"$f":"IFERROR(FQ5/FV5,\"\")","v":0.51716090612803278}," MMBtu/yr",null,null,{"$f":"FQ19","v":25420.729628366862},null,null,null,1,{"$f":"GA59","v":13146.607569041937},{"$f":"IFERROR(GA5/GF5,\"\")","v":0.51716090612803278}," MMBtu/yr",null,null,{"$f":"GA19","v":25420.729628366862},null,null,null,1,{"$f":"GK59","v":0},{"$f":"IFERROR(GK5/GP5,\"\")","v":""}," MMBtu/yr",null,null,{"$f":"GK19","v":0},null,null,null,1,{"$f":"GU59","v":0},{"$f":"IFERROR(GU5/GZ5,\"\")","v":""}," MMBtu/yr",null,null,{"$f":"GU19","v":0},null,null,null,1,{"$f":"HE59","v":0},{"$f":"IFERROR(HE5/HJ5,\"\")","v":""}," MMBtu/yr",null,null,{"$f":"HE19","v":0},null,null,null,1,{"$f":"HO59","v":0},{"$f":"IFERROR(HO5/HT5,\"\")","v":""}," MMBtu/yr",null,null,{"$f":"HO19","v":0},null,null,null,1,{"$f":"HY59","v":0},{"$f":"IFERROR(HY5/ID5,\"\")","v":""}," MMBtu/yr",null,null,{"$f":"HY19","v":0},null,null,null,1,{"$f":"II59","v":0},{"$f":"IFERROR(II5/IN5,\"\")","v":""}," MMBtu/yr",null,null,{"$f":"II19","v":0},null,null,null,1,{"$f":"IS59","v":0},{"$f":"IFERROR(IS5/IX5,\"\")","v":""}," MMBtu/yr",null,null,{"$f":"IS19","v":0},null,null,null,1,{"$f":"JC59","v":0},{"$f":"IFERROR(JC5/JH5,\"\")","v":""}," MMBtu/yr",null,null,{"$f":"JC19","v":0},null,null,null,1,{"$f":"W5","v":0},{"$f":"AG5","v":0},{"$f":"AQ5","v":0},{"$f":"BA5","v":0},{"$f":"BK5","v":0},{"$f":"BU5","v":0},{"$f":"CE5","v":0},{"$f":"CO5","v":0},{"$f":"CY5","v":0},{"$f":"DI5","v":0},{"$f":"DS5","v":0},{"$f":"EC5","v":0},{"$f":"EM5","v":0},{"$f":"EW5","v":0},{"$f":"FG5","v":9659.3931128537333},{"$f":"FQ5","v":13146.607569041937},{"$f":"GA5","v":13146.607569041937},{"$f":"GK5","v":0},{"$f":"GU5","v":0},{"$f":"HE5","v":0},{"$f":"HO5","v":0},{"$f":"HY5","v":0},{"$f":"II5","v":0},{"$f":"IS5","v":0},{"$f":"JC5","v":0}," MMBtu/yr"]
[null,null,null,null,2," Grinding Mill",null,null,null,{"$f":"J5+41","v":62},null,true,true,null,null,null,null,null,null,null,null,2,{"$f":"W100","v":0},{"$f":"IFERROR(W6/AB6,\"\")","v":""}," MMBtu/yr",null,null,{"$f":"AB5","v":0},null,null,null,2,{"$f":"AG100","v":0},""," MMBtu/yr",null,null,{"$f":"AL5","v":0},null,null,null,2,{"$f":"AQ100","v":0},""," MMBtu/yr",null,null,{"$f":"AV5","v":0},null,null,null,2,{"$f":"BA100","v":0},""," MMBtu/yr",null,null,{"$f":"BF5","v":0},null,null,null,2,{"$f":"BK100","v":0},""," MMBtu/yr",null,null,{"$f":"BP5","v":0},null,null,null,2,{"$f":"BU100","v":0},""," MMBtu/yr",null,null,{"$f":"BZ5","v":0},null,null,null,2,{"$f":"CE100","v":0},""," MMBtu/yr",null,null,{"$f":"CJ5","v":0},null,null,null,2,{"$f":"CO100","v":0},""," MMBtu/yr",null,null,{"$f":"CT5","v":0},null,null,null,2,{"$f":"CY100","v":0},""," MMBtu/yr",null,null,{"$f":"DD5","v":0},null,null,null,2,{"$f":"DI100","v":0},""," MMBtu/yr",null,null,{"$f":"DN5","v":0},null,null,null,2,{"$f":"DS100","v":0},""," MMBtu/yr",null,null,{"$f":"DX5","v":0},null,null,null,2,{"$f":"EC100","v":0},""," MMBtu/yr",null,null,{"$f":"EH5","v":0},null,null,null,2,{"$f":"EM100","v":0},""," MMBtu/yr",null,null,{"$f":"ER5","v":0},null,null,null,2,{"$f":"EW100","v":0},""," MMBtu/yr",null,null,{"$f":"FB5","v":0},null,null,null,2,{"$f":"FG100","v":12274.122059324924},0.5596057888109931," MMBtu/yr",null,null,{"$f":"FL5","v":21933.515172178657},null,null,null,2,{"$f":"FQ100","v":12274.122059324924},0.48283909387196716," MMBtu/yr",null,null,{"$f":"FV5","v":25420.729628366862},null,null,null,2,{"$f":"GA100","v":12274.122059324924},0.48283909387196716," MMBtu/yr",null,null,{"$f":"GF5","v":25420.729628366862},null,null,null,2,{"$f":"GK100","v":0},""," MMBtu/yr",null,null,{"$f":"GP5","v":0},null,null,null,2,{"$f":"GU100","v":0},""," MMBtu/yr",null,null,{"$f":"GZ5","v":0},null,null,null,2,{"$f":"HE100","v":0},""," MMBtu/yr",null,null,{"$f":"HJ5","v":0},null,null,null,2,{"$f":"HO100","v":0},""," MMBtu/yr",null,null,{"$f":"HT5","v":0},null,null,null,2,{"$f":"HY100","v":0},""," MMBtu/yr",null,null,{"$f":"ID5","v":0},null,null,null,2,{"$f":"II100","v":0},""," MMBtu/yr",null,null,{"$f":"IN5","v":0},null,null,null,2,{"$f":"IS100","v":0},""," MMBtu/yr",null,null,{"$f":"IX5","v":0},null,null,null,2,{"$f":"JC100","v":0},""," MMBtu/yr",null,null,{"$f":"JH5","v":0},null,null,null,2,0,0,0,0,0,0,0,0,0,0,0,0,0,0,12274.122059324924,12274.122059324924,12274.122059324924,0,0,0,0,0,0,0,0," MMBtu/yr"]
[null,null,null,null,3," enter group name",null,null,null,{"$f":"J6+41","v":103},null,false,false,null,null,null,null,null,null,null,null,3,{"$f":"W141","v":0},""," MMBtu/yr",null,null,{"$f":"AB6","v":0},null,null,null,3,{"$f":"AG141","v":0},""," MMBtu/yr",null,null,0,null,null,null,3,{"$f":"AQ141","v":0},""," MMBtu/yr",null,null,0,null,null,null,3,{"$f":"BA141","v":0},""," MMBtu/yr",null,null,0,null,null,null,3,{"$f":"BK141","v":0},""," MMBtu/yr",null,null,0,null,null,null,3,{"$f":"BU141","v":0},""," MMBtu/yr",null,null,0,null,null,null,3,{"$f":"CE141","v":0},""," MMBtu/yr",null,null,0,null,null,null,3,{"$f":"CO141","v":0},""," MMBtu/yr",null,null,0,null,null,null,3,{"$f":"CY141","v":0},""," MMBtu/yr",null,null,0,null,null,null,3,{"$f":"DI141","v":0},""," MMBtu/yr",null,null,0,null,null,null,3,{"$f":"DS141","v":0},""," MMBtu/yr",null,null,0,null,null,null,3,{"$f":"EC141","v":0},""," MMBtu/yr",null,null,0,null,null,null,3,{"$f":"EM141","v":0},""," MMBtu/yr",null,null,0,null,null,null,3,{"$f":"EW141","v":0},""," MMBtu/yr",null,null,0,null,null,null,3,{"$f":"FG141","v":0},0," MMBtu/yr",null,null,21933.515172178657,null,null,null,3,{"$f":"FQ141","v":0},0," MMBtu/yr",null,null,25420.729628366862,null,null,null,3,{"$f":"GA141","v":0},0," MMBtu/yr",null,null,25420.729628366862,null,null,null,3,{"$f":"GK141","v":0},""," MMBtu/yr",null,null,0,null,null,null,3,{"$f":"GU141","v":0},""," MMBtu/yr",null,null,0,null,null,null,3,{"$f":"HE141","v":0},""," MMBtu/yr",null,null,0,null,null,null,3,{"$f":"HO141","v":0},""," MMBtu/yr",null,null,0,null,null,null,3,{"$f":"HY141","v":0},""," MMBtu/yr",null,null,0,null,null,null,3,{"$f":"II141","v":0},""," MMBtu/yr",null,null,0,null,null,null,3,{"$f":"IS141","v":0},""," MMBtu/yr",null,null,0,null,null,null,3,{"$f":"JC141","v":0},""," MMBtu/yr",null,null,0,null,null,null,3,0,0,0,0,0,0,0,0,0,0,0,0,0,0,0,0,0,0,0,0,0,0,0,0,0," MMBtu/yr"]
[null,null,null,null,4," enter group name",null,null,null,144,null,false,false,null,null,null,null,null,null,null,null,4,{"$f":"W182","v":0},""," MMBtu/yr",null,null,0,null,null,null,4,{"$f":"AG182","v":0},""," MMBtu/yr",null,null,0,null,null,null,4,{"$f":"AQ182","v":0},""," MMBtu/yr",null,null,0,null,null,null,4,{"$f":"BA182","v":0},""," MMBtu/yr",null,null,0,null,null,null,4,{"$f":"BK182","v":0},""," MMBtu/yr",null,null,0,null,null,null,4,{"$f":"BU182","v":0},""," MMBtu/yr",null,null,0,null,null,null,4,{"$f":"CE182","v":0},""," MMBtu/yr",null,null,0,null,null,null,4,{"$f":"CO182","v":0},""," MMBtu/yr",null,null,0,null,null,null,4,{"$f":"CY182","v":0},""," MMBtu/yr",null,null,0,null,null,null,4,{"$f":"DI182","v":0},""," MMBtu/yr",null,null,0,null,null,null,4,{"$f":"DS182","v":0},""," MMBtu/yr",null,null,0,null,null,null,4,{"$f":"EC182","v":0},""," MMBtu/yr",null,null,0,null,null,null,4,{"$f":"EM182","v":0},""," MMBtu/yr",null,null,0,null,null,null,4,{"$f":"EW182","v":0},""," MMBtu/yr",null,null,0,null,null,null,4,{"$f":"FG182","v":0},0," MMBtu/yr",null,null,21933.515172178657,null,null,null,4,{"$f":"FQ182","v":0},0," MMBtu/yr",null,null,25420.729628366862,null,null,null,4,{"$f":"GA182","v":0},0," MMBtu/yr",null,null,25420.729628366862,null,null,null,4,{"$f":"GK182","v":0},""," MMBtu/yr",null,null,0,null,null,null,4,{"$f":"GU182","v":0},""," MMBtu/yr",null,null,0,null,null,null,4,{"$f":"HE182","v":0},""," MMBtu/yr",null,null,0,null,null,null,4,{"$f":"HO182","v":0},""," MMBtu/yr",null,null,0,null,null,null,4,{"$f":"HY182","v":0},""," MMBtu/yr",null,null,0,null,null,null,4,{"$f":"II182","v":0},""," MMBtu/yr",null,null,0,null,null,null,4,{"$f":"IS182","v":0},""," MMBtu/yr",null,null,0,null,null,null,4,{"$f":"JC182","v":0},""," MMBtu/yr",null,null,0,null,null,null,4,0,0,0,0,0,0,0,0,0,0,0,0,0,0,0,0,0,0,0,0,0,0,0,0,0," MMBtu/yr"]
[null,null,null,null,5," enter group name",null,null,null,185,null,false,false,null,null,null,null,null,null,null,null,5,{"$f":"W223","v":0},""," MMBtu/yr",null,null,0,null,null,null,5,{"$f":"AG223","v":0},""," MMBtu/yr",null,null,0,null,null,null,5,{"$f":"AQ223","v":0},""," MMBtu/yr",null,null,0,null,null,null,5,{"$f":"BA223","v":0},""," MMBtu/yr",null,null,0,null,null,null,5,{"$f":"BK223","v":0},""," MMBtu/yr",null,null,0,null,null,null,5,{"$f":"BU223","v":0},""," MMBtu/yr",null,null,0,null,null,null,5,{"$f":"CE223","v":0},""," MMBtu/yr",null,null,0,null,null,null,5,{"$f":"CO223","v":0},""," MMBtu/yr",null,null,0,null,null,null,5,{"$f":"CY223","v":0},""," MMBtu/yr",null,null,0,null,null,null,5,{"$f":"DI223","v":0},""," MMBtu/yr",null,null,0,null,null,null,5,{"$f":"DS223","v":0},""," MMBtu/yr",null,null,0,null,null,null,5,{"$f":"EC223","v":0},""," MMBtu/yr",null,null,0,null,null,null,5,{"$f":"EM223","v":0},""," MMBtu/yr",null,null,0,null,null,null,5,{"$f":"EW223","v":0},""," MMBtu/yr",null,null,0,null,null,null,5,{"$f":"FG223","v":0},0," MMBtu/yr",null,null,21933.515172178657,null,null,null,5,{"$f":"FQ223","v":0},0," MMBtu/yr",null,null,25420.729628366862,null,null,null,5,{"$f":"GA223","v":0},0," MMBtu/yr",null,null,25420.729628366862,null,null,null,5,{"$f":"GK223","v":0},""," MMBtu/yr",null,null,0,null,null,null,5,{"$f":"GU223","v":0},""," MMBtu/yr",null,null,0,null,null,null,5,{"$f":"HE223","v":0},""," MMBtu/yr",null,null,0,null,null,null,5,{"$f":"HO223","v":0},""," MMBtu/yr",null,null,0,null,null,null,5,{"$f":"HY223","v":0},""," MMBtu/yr",null,null,0,null,null,null,5,{"$f":"II223","v":0},""," MMBtu/yr",null,null,0,null,null,null,5,{"$f":"IS223","v":0},""," MMBtu/yr",null,null,0,null,null,null,5,{"$f":"JC223","v":0},""," MMBtu/yr",null,null,0,null,null,null,5,0,0,0,0,0,0,0,0,0,0,0,0,0,0,0,0,0,0,0,0,0,0,0,0,0," MMBtu/yr"]
[null,null,null,null,6," enter group name",null,null,null,226,null,false,false,null,null,null,null,null,null,null,null,6,{"$f":"W264","v":0},""," MMBtu/yr",null,null,0,null,null,null,6,{"$f":"AG264","v":0},""," MMBtu/yr",null,null,0,null,null,null,6,{"$f":"AQ264","v":0},""," MMBtu/yr",null,null,0,null,null,null,6,{"$f":"BA264","v":0},""," MMBtu/yr",null,null,0,null,null,null,6,{"$f":"BK264","v":0},""," MMBtu/yr",null,null,0,null,null,null,6,{"$f":"BU264","v":0},""," MMBtu/yr",null,null,0,null,null,null,6,{"$f":"CE264","v":0},""," MMBtu/yr",null,null,0,null,null,null,6,{"$f":"CO264","v":0},""," MMBtu/yr",null,null,0,null,null,null,6,{"$f":"CY264","v":0},""," MMBtu/yr",null,null,0,null,null,null,6,{"$f":"DI264","v":0},""," MMBtu/yr",null,null,0,null,null,null,6,{"$f":"DS264","v":0},""," MMBtu/yr",null,null,0,null,null,null,6,{"$f":"EC264","v":0},""," MMBtu/yr",null,null,0,null,null,null,6,{"$f":"EM264","v":0},""," MMBtu/yr",null,null,0,null,null,null,6,{"$f":"EW264","v":0},""," MMBtu/yr",null,null,0,null,null,null,6,{"$f":"FG264","v":0},0," MMBtu/yr",null,null,21933.515172178657,null,null,null,6,{"$f":"FQ264","v":0},0," MMBtu/yr",null,null,25420.729628366862,null,null,null,6,{"$f":"GA264","v":0},0," MMBtu/yr",null,null,25420.729628366862,null,null,null,6,{"$f":"GK264","v":0},""," MMBtu/yr",null,null,0,null,null,null,6,{"$f":"GU264","v":0},""," MMBtu/yr",null,null,0,null,null,null,6,{"$f":"HE264","v":0},""," MMBtu/yr",null,null,0,null,null,null,6,{"$f":"HO264","v":0},""," MMBtu/yr",null,null,0,null,null,null,6,{"$f":"HY264","v":0},""," MMBtu/yr",null,null,0,null,null,null,6,{"$f":"II264","v":0},""," MMBtu/yr",null,null,0,null,null,null,6,{"$f":"IS264","v":0},""," MMBtu/yr",null,null,0,null,null,null,6,{"$f":"JC264","v":0},""," MMBtu/yr",null,null,0,null,null,null,6,0,0,0,0,0,0,0,0,0,0,0,0,0,0,0,0,0,0,0,0,0,0,0,0,0," MMBtu/yr"]
[null,null,null,null,7," enter group name",null,null,null,267,null,false,false,null,null,null,null,null,null,null,null,7,{"$f":"W305","v":0},""," MMBtu/yr",null,null,0,null,null,null,7,{"$f":"AG305","v":0},""," MMBtu/yr",null,null,0,null,null,null,7,{"$f":"AQ305","v":0},""," MMBtu/yr",null,null,0,null,null,null,7,{"$f":"BA305","v":0},""," MMBtu/yr",null,null,0,null,null,null,7,{"$f":"BK305","v":0},""," MMBtu/yr",null,null,0,null,null,null,7,{"$f":"BU305","v":0},""," MMBtu/yr",null,null,0,null,null,null,7,{"$f":"CE305","v":0},""," MMBtu/yr",null,null,0,null,null,null,7,{"$f":"CO305","v":0},""," MMBtu/yr",null,null,0,null,null,null,7,{"$f":"CY305","v":0},""," MMBtu/yr",null,null,0,null,null,null,7,{"$f":"DI305","v":0},""," MMBtu/yr",null,null,0,null,null,null,7,{"$f":"DS305","v":0},""," MMBtu/yr",null,null,0,null,null,null,7,{"$f":"EC305","v":0},""," MMBtu/yr",null,null,0,null,null,null,7,{"$f":"EM305","v":0},""," MMBtu/yr",null,null,0,null,null,null,7,{"$f":"EW305","v":0},""," MMBtu/yr",null,null,0,null,null,null,7,{"$f":"FG305","v":0},0," MMBtu/yr",null,null,21933.515172178657,null,null,null,7,{"$f":"FQ305","v":0},0," MMBtu/yr",null,null,25420.729628366862,null,null,null,7,{"$f":"GA305","v":0},0," MMBtu/yr",null,null,25420.729628366862,null,null,null,7,{"$f":"GK305","v":0},""," MMBtu/yr",null,null,0,null,null,null,7,{"$f":"GU305","v":0},""," MMBtu/yr",null,null,0,null,null,null,7,{"$f":"HE305","v":0},""," MMBtu/yr",null,null,0,null,null,null,7,{"$f":"HO305","v":0},""," MMBtu/yr",null,null,0,null,null,null,7,{"$f":"HY305","v":0},""," MMBtu/yr",null,null,0,null,null,null,7,{"$f":"II305","v":0},""," MMBtu/yr",null,null,0,null,null,null,7,{"$f":"IS305","v":0},""," MMBtu/yr",null,null,0,null,null,null,7,{"$f":"JC305","v":0},""," MMBtu/yr",null,null,0,null,null,null,7,0,0,0,0,0,0,0,0,0,0,0,0,0,0,0,0,0,0,0,0,0,0,0,0,0," MMBtu/yr"]
[null,null,null,null,8," enter group name",null,null,null,308,null,false,false,null,null,null,null,null,null,null,null,8,{"$f":"W346","v":0},""," MMBtu/yr",null,null,0,null,null,null,8,{"$f":"AG346","v":0},""," MMBtu/yr",null,null,0,null,null,null,8,{"$f":"AQ346","v":0},""," MMBtu/yr",null,null,0,null,null,null,8,{"$f":"BA346","v":0},""," MMBtu/yr",null,null,0,null,null,null,8,{"$f":"BK346","v":0},""," MMBtu/yr",null,null,0,null,null,null,8,{"$f":"BU346","v":0},""," MMBtu/yr",null,null,0,null,null,null,8,{"$f":"CE346","v":0},""," MMBtu/yr",null,null,0,null,null,null,8,{"$f":"CO346","v":0},""," MMBtu/yr",null,null,0,null,null,null,8,{"$f":"CY346","v":0},""," MMBtu/yr",null,null,0,null,null,null,8,{"$f":"DI346","v":0},""," MMBtu/yr",null,null,0,null,null,null,8,{"$f":"DS346","v":0},""," MMBtu/yr",null,null,0,null,null,null,8,{"$f":"EC346","v":0},""," MMBtu/yr",null,null,0,null,null,null,8,{"$f":"EM346","v":0},""," MMBtu/yr",null,null,0,null,null,null,8,{"$f":"EW346","v":0},""," MMBtu/yr",null,null,0,null,null,null,8,{"$f":"FG346","v":0},0," MMBtu/yr",null,null,21933.515172178657,null,null,null,8,{"$f":"FQ346","v":0},0," MMBtu/yr",null,null,25420.729628366862,null,null,null,8,{"$f":"GA346","v":0},0," MMBtu/yr",null,null,25420.729628366862,null,null,null,8,{"$f":"GK346","v":0},""," MMBtu/yr",null,null,0,null,null,null,8,{"$f":"GU346","v":0},""," MMBtu/yr",null,null,0,null,null,null,8,{"$f":"HE346","v":0},""," MMBtu/yr",null,null,0,null,null,null,8,{"$f":"HO346","v":0},""," MMBtu/yr",null,null,0,null,null,null,8,{"$f":"HY346","v":0},""," MMBtu/yr",null,null,0,null,null,null,8,{"$f":"II346","v":0},""," MMBtu/yr",null,null,0,null,null,null,8,{"$f":"IS346","v":0},""," MMBtu/yr",null,null,0,null,null,null,8,{"$f":"JC346","v":0},""," MMBtu/yr",null,null,0,null,null,null,8,0,0,0,0,0,0,0,0,0,0,0,0,0,0,0,0,0,0,0,0,0,0,0,0,0," MMBtu/yr"]
[null,null,null,null,9," enter group name",null,null,null,349,null,false,false,null,null,null,null,null,null,null,null,9,{"$f":"W387","v":0},""," MMBtu/yr",null,null,0,null,null,null,9,{"$f":"AG387","v":0},""," MMBtu/yr",null,null,0,null,null,null,9,{"$f":"AQ387","v":0},""," MMBtu/yr",null,null,0,null,null,null,9,{"$f":"BA387","v":0},""," MMBtu/yr",null,null,0,null,null,null,9,{"$f":"BK387","v":0},""," MMBtu/yr",null,null,0,null,null,null,9,{"$f":"BU387","v":0},""," MMBtu/yr",null,null,0,null,null,null,9,{"$f":"CE387","v":0},""," MMBtu/yr",null,null,0,null,null,null,9,{"$f":"CO387","v":0},""," MMBtu/yr",null,null,0,null,null,null,9,{"$f":"CY387","v":0},""," MMBtu/yr",null,null,0,null,null,null,9,{"$f":"DI387","v":0},""," MMBtu/yr",null,null,0,null,null,null,9,{"$f":"DS387","v":0},""," MMBtu/yr",null,null,0,null,null,null,9,{"$f":"EC387","v":0},""," MMBtu/yr",null,null,0,null,null,null,9,{"$f":"EM387","v":0},""," MMBtu/yr",null,null,0,null,null,null,9,{"$f":"EW387","v":0},""," MMBtu/yr",null,null,0,null,null,null,9,{"$f":"FG387","v":0},0," MMBtu/yr",null,null,21933.515172178657,null,null,null,9,{"$f":"FQ387","v":0},0," MMBtu/yr",null,null,25420.729628366862,null,null,null,9,{"$f":"GA387","v":0},0," MMBtu/yr",null,null,25420.729628366862,null,null,null,9,{"$f":"GK387","v":0},""," MMBtu/yr",null,null,0,null,null,null,9,{"$f":"GU387","v":0},""," MMBtu/yr",null,null,0,null,null,null,9,{"$f":"HE387","v":0},""," MMBtu/yr",null,null,0,null,null,null,9,{"$f":"HO387","v":0},""," MMBtu/yr",null,null,0,null,null,null,9,{"$f":"HY387","v":0},""," MMBtu/yr",null,null,0,null,null,null,9,{"$f":"II387","v":0},""," MMBtu/yr",null,null,0,null,null,null,9,{"$f":"IS387","v":0},""," MMBtu/yr",null,null,0,null,null,null,9,{"$f":"JC387","v":0},""," MMBtu/yr",null,null,0,null,null,null,9,0,0,0,0,0,0,0,0,0,0,0,0,0,0,0,0,0,0,0,0,0,0,0,0,0," MMBtu/yr"]
[null,null,null,null,10," enter group name",null,null,null,390,null,false,false,null,null,null,null,null,null,null,null,10,{"$f":"W428","v":0},""," MMBtu/yr",null,null,0,null,null,null,10,{"$f":"AG428","v":0},""," MMBtu/yr",null,null,0,null,null,null,10,{"$f":"AQ428","v":0},""," MMBtu/yr",null,null,0,null,null,null,10,{"$f":"BA428","v":0},""," MMBtu/yr",null,null,0,null,null,null,10,{"$f":"BK428","v":0},""," MMBtu/yr",null,null,0,null,null,null,10,{"$f":"BU428","v":0},""," MMBtu/yr",null,null,0,null,null,null,10,{"$f":"CE428","v":0},""," MMBtu/yr",null,null,0,null,null,null,10,{"$f":"CO428","v":0},""," MMBtu/yr",null,null,0,null,null,null,10,{"$f":"CY428","v":0},""," MMBtu/yr",null,null,0,null,null,null,10,{"$f":"DI428","v":0},""," MMBtu/yr",null,null,0,null,null,null,10,{"$f":"DS428","v":0},""," MMBtu/yr",null,null,0,null,null,null,10,{"$f":"EC428","v":0},""," MMBtu/yr",null,null,0,null,null,null,10,{"$f":"EM428","v":0},""," MMBtu/yr",null,null,0,null,null,null,10,{"$f":"EW428","v":0},""," MMBtu/yr",null,null,0,null,null,null,10,{"$f":"FG428","v":0},0," MMBtu/yr",null,null,21933.515172178657,null,null,null,10,{"$f":"FQ428","v":0},0," MMBtu/yr",null,null,25420.729628366862,null,null,null,10,{"$f":"GA428","v":0},0," MMBtu/yr",null,null,25420.729628366862,null,null,null,10,{"$f":"GK428","v":0},""," MMBtu/yr",null,null,0,null,null,null,10,{"$f":"GU428","v":0},""," MMBtu/yr",null,null,0,null,null,null,10,{"$f":"HE428","v":0},""," MMBtu/yr",null,null,0,null,null,null,10,{"$f":"HO428","v":0},""," MMBtu/yr",null,null,0,null,null,null,10,{"$f":"HY428","v":0},""," MMBtu/yr",null,null,0,null,null,null,10,{"$f":"II428","v":0},""," MMBtu/yr",null,null,0,null,null,null,10,{"$f":"IS428","v":0},""," MMBtu/yr",null,null,0,null,null,null,10,{"$f":"JC428","v":0},""," MMBtu/yr",null,null,0,null,null,null,10,0,0,0,0,0,0,0,0,0,0,0,0,0,0,0,0,0,0,0,0,0,0,0,0,0," MMBtu/yr"]
[null,null,null,null,"*Edit group name below",null,null,null,null,null,null,null,true,null,null,null,null,null,null,"ALL:","CONSUMPTION*",null,"ENERGY USES","unit","UNACCOUNTED FOR",null,null,null,null,"ALL:","CONSUMPTION*",null,"ENERGY USES","unit","UNACCOUNTED FOR",null,null,null,null,"ALL:","CONSUMPTION*",null,"ENERGY USES","unit","UNACCOUNTED FOR",null,null,null,null,"ALL:","CONSUMPTION*",null,"ENERGY USES","unit","UNACCOUNTED FOR",null,null,null,null,"ALL:","CONSUMPTION*",null,"ENERGY USES","unit","UNACCOUNTED FOR",null,null,null,null,"ALL:","CONSUMPTION*",null,"ENERGY USES","unit","UNACCOUNTED FOR",null,null,null,null,"ALL:","CONSUMPTION*",null,"ENERGY USES","unit","UNACCOUNTED FOR",null,null,null,null,"ALL:","CONSUMPTION*",null,"ENERGY USES","unit","UNACCOUNTED FOR",null,null,null,null,"ALL:","CONSUMPTION*",null,"ENERGY USES","unit","UNACCOUNTED FOR",null,null,null,null,"ALL:","CONSUMPTION*",null,"ENERGY USES","unit","UNACCOUNTED FOR",null,null,null,null,"ALL:","CONSUMPTION*",null,"ENERGY USES","unit","UNACCOUNTED FOR",null,null,null,null,"ALL:","CONSUMPTION*",null,"ENERGY USES","unit","UNACCOUNTED FOR",null,null,null,null,"ALL:","CONSUMPTION*",null,"ENERGY USES","unit","UNACCOUNTED FOR",null,null,null,null,"ALL:","CONSUMPTION*",null,"ENERGY USES","unit","UNACCOUNTED FOR",null,null,null,null,"ALL:","CONSUMPTION*",null,"ENERGY USES","unit","UNACCOUNTED FOR",null,null,null,null,"ALL:","CONSUMPTION*",null,"ENERGY USES","unit","UNACCOUNTED FOR",null,null,"(primary)",null,"ALL:","CONSUMPTION*",null,"ENERGY USES","unit","UNACCOUNTED FOR",null,null,null,null,"ALL:","CONSUMPTION*",null,"ENERGY USES","unit","UNACCOUNTED FOR",null,null,null,null,"ALL:","CONSUMPTION*",null,"ENERGY USES","unit","UNACCOUNTED FOR",null,null,null,null,"ALL:","CONSUMPTION*",null,"ENERGY USES","unit","UNACCOUNTED FOR",null,null,null,null,"ALL:","CONSUMPTION*",null,"ENERGY USES","unit","UNACCOUNTED FOR",null,null,null,null,"ALL:","CONSUMPTION*",null,"ENERGY USES","unit","UNACCOUNTED FOR",null,null,null,null,"ALL:","CONSUMPTION*",null,"ENERGY USES","unit","UNACCOUNTED FOR",null,null,null,null,"ALL:","CONSUMPTION*",null,"ENERGY USES","unit","UNACCOUNTED FOR",null,null,null,null,"ALL:","CONSUMPTION*",null,"ENERGY USES","unit","UNACCOUNTED FOR",null,null,null,null,null,null,"ALL ENERGY:","YEARLY TOTALS",null,null,null,null,null,null,null,null,null,null,null,null,null,null,null,null,null,null,null,null,null,null,null,null,"(primary)"]
[null,null,null,null,null,null,null,null,null,null,null,null,true,null,null,null,"Electricity",null,null,"Electricity",{"$f":"SUM('EC Charts'!AN136:AN147)","v":0},null,{"$f":"SUMIF($F26:$F500,$T$16,AA26:AA500)/Main!$J$36","v":0},"kWh site",{"$f":"U16-W16","v":0},null,null,null,null,"Electricity",{"$f":"SUM('EC Charts'!AM136:AM147)","v":0},null,{"$f":"SUMIF($F26:$F500,$T$16,AK26:AK500)/Main!$J$36","v":0},"kWh site",{"$f":"AE16-AG16","v":0},null,null,null,null,"Electricity",{"$f":"SUM('EC Charts'!AL136:AL147)","v":0},null,{"$f":"SUMIF($F26:$F500,$T$16,AU26:AU500)/Main!$J$36","v":0},"kWh site",{"$f":"AO16-AQ16","v":0},null,null,null,null,"Electricity",{"$f":"SUM('EC Charts'!AK136:AK147)","v":0},null,{"$f":"SUMIF($F26:$F500,$T$16,BE26:BE500)/Main!$J$36","v":0},"kWh site",{"$f":"AY16-BA16","v":0},null,null,null,null,"Electricity",{"$f":"SUM('EC Charts'!AJ136:AJ147)","v":0},null,{"$f":"SUMIF($F26:$F500,$T$16,BO26:BO500)/Main!$J$36","v":0},"kWh site",{"$f":"BI16-BK16","v":0},null,null,null,null,"Electricity",{"$f":"SUM('EC Charts'!AI136:AI147)","v":0},null,{"$f":"SUMIF($F26:$F500,$T$16,BY26:BY500)/Main!$J$36","v":0},"kWh site",{"$f":"BS16-BU16","v":0},null,null,null,null,"Electricity",{"$f":"SUM('EC Charts'!AH136:AH147)","v":0},null,{"$f":"SUMIF($F26:$F500,$T$16,CI26:CI500)/Main!$J$36","v":0},"kWh site",{"$f":"CC16-CE16","v":0},null,null,null,null,"Electricity",{"$f":"SUM('EC Charts'!AG136:AG147)","v":0},null,{"$f":"SUMIF($F26:$F500,$T$16,CS26:CS500)/Main!$J$36","v":0},"kWh site",{"$f":"CM16-CO16","v":0},null,null,null,null,"Electricity",{"$f":"SUM('EC Charts'!AF136:AF147)","v":0},null,{"$f":"SUMIF($F26:$F500,$T$16,DC26:DC500)/Main!$J$36","v":0},"kWh site",{"$f":"CW16-CY16","v":0},null,null,null,null,"Electricity",{"$f":"SUM('EC Charts'!AE136:AE147)","v":0},null,{"$f":"SUMIF($F26:$F500,$T$16,DM26:DM500)/Main!$J$36","v":0},"kWh site",{"$f":"DG16-DI16","v":0},null,null,null,null,"Electricity",{"$f":"SUM('EC Charts'!AD136:AD147)","v":0},null,{"$f":"SUMIF($F26:$F500,$T$16,DW26:DW500)/Main!$J$36","v":0},"kWh site",{"$f":"DQ16-DS16","v":0},null,null,null,null,"Electricity",{"$f":"SUM('EC Charts'!AC136:AC147)","v":0},null,{"$f":"SUMIF($F26:$F500,$T$16,EG26:EG500)/Main!$J$36","v":0},"kWh site",{"$f":"EA16-EC16","v":0},null,null,null,null,"Electricity",{"$f":"SUM('EC Charts'!AB136:AB147)","v":0},null,{"$f":"SUMIF($F26:$F500,$T$16,EQ26:EQ500)/Main!$J$36","v":0},"kWh site",{"$f":"EK16-EM16","v":0},null,null,null,null,"Electricity",{"$f":"SUM('EC Charts'!AA136:AA147)","v":0},null,{"$f":"SUMIF($F26:$F500,$T$16,FA26:FA500)/Main!$J$36","v":0},"kWh site",{"$f":"EU16-EW16","v":0},null,null,null,null,"Electricity",{"$f":"SUM('EC Charts'!Z136:Z147)","v":1310564},null,{"$f":"SUMIF($F26:$F500,$T$16,FK26:FK500)/Main!$J$36","v":1460000},"kWh site",{"$f":"FE16-FG16","v":-149436},null,null,null,null,"Electricity",{"$f":"SUM('EC Charts'!Y136:Y147)","v":1270039},null,{"$f":"SUMIF($F26:$F500,$T$16,FU26:FU500)/Main!$J$36","v":1458750},"kWh site",{"$f":"FO16-FQ16","v":-188711},null,null," MMBtu/yr",null,"Electricity",{"$f":"SUM('EC Charts'!X136:X147)","v":1284109},null,{"$f":"SUMIF($F26:$F500,$T$16,GE26:GE500)/Main!$J$36","v":1458750},"kWh site",{"$f":"FY16-GA16","v":-174641},null,null,null,null,"Electricity",{"$f":"SUM('EC Charts'!W136:W147)","v":0},null,{"$f":"SUMIF($F26:$F500,$T$16,GO26:GO500)/Main!$J$36","v":0},"kWh site",{"$f":"GI16-GK16","v":0},null,null,null,null,"Electricity",{"$f":"SUM('EC Charts'!V136:V147)","v":0},null,{"$f":"SUMIF($F26:$F500,$T$16,GY26:GY500)/Main!$J$36","v":0},"kWh site",{"$f":"GS16-GU16","v":0},null,null,null,null,"Electricity",{"$f":"SUM('EC Charts'!U136:U147)","v":0},null,{"$f":"SUMIF($F26:$F500,$T$16,HI26:HI500)/Main!$J$36","v":0},"kWh site",{"$f":"HC16-HE16","v":0},null,null,null,null,"Electricity",{"$f":"SUM('EC Charts'!T136:T147)","v":0},null,{"$f":"SUMIF($F26:$F500,$T$16,HS26:HS500)/Main!$J$36","v":0},"kWh site",{"$f":"HM16-HO16","v":0},null,null,null,null,"Electricity",{"$f":"SUM('EC Charts'!S136:S147)","v":0},null,{"$f":"SUMIF($F26:$F500,$T$16,IC26:IC500)/Main!$J$36","v":0},"kWh site",{"$f":"HW16-HY16","v":0},null,null,null,null,"Electricity",{"$f":"SUM('EC Charts'!R136:R147)","v":0},null,{"$f":"SUMIF($F26:$F500,$T$16,IM26:IM500)/Main!$J$36","v":0},"kWh site",{"$f":"IG16-II16","v":0},null,null,null,null,"Electricity",{"$f":"SUM('EC Charts'!Q136:Q147)","v":0},null,{"$f":"SUMIF($F26:$F500,$T$16,IW26:IW500)/Main!$J$36","v":0},"kWh site",{"$f":"IQ16-IS16","v":0},null,null,null,null,"Electricity",{"$f":"SUM('EC Charts'!P136:P147)","v":0},null,{"$f":"SUMIF($F26:$F500,$T$16,JG26:JG500)/Main!$J$36","v":0},"kWh site",{"$f":"JA16-JC16","v":0},null,null,null,null,null,null," ENERGY USES ",{"$f":"SUM(JM5:JM14)","v":0},{"$f":"SUM(JN5:JN14)","v":0},0,0,0,0,0,0,0,0,0,0,0,0,21933.515172178657,25420.729628366862,25420.729628366862,0,0,0,0,0,0,0,0," MMBtu/yr"]
[null,null,null,null,null,null,null,null,null,null,null,null,true,null,null,null,"Natural Gas",null,null,"Natural Gas",{"$f":"SUM('EC Charts'!AN162:AN173)","v":0},null,{"$f":"SUMIF($F26:$F500,$T$17,AA26:AA500)","v":0},"MMBtu**",{"$f":"U17-W17","v":0},null,null,null,null,"Natural Gas",{"$f":"SUM('EC Charts'!AM162:AM173)","v":0},null,{"$f":"SUMIF($F26:$F500,$T$17,AK26:AK500)","v":0},"MMBtu**",{"$f":"AE17-AG17","v":0},null,null,null,null,"Natural Gas",{"$f":"SUM('EC Charts'!AL162:AL173)","v":0},null,{"$f":"SUMIF($F26:$F500,$T$17,AU26:AU500)","v":0},"MMBtu**",{"$f":"AO17-AQ17","v":0},null,null,null,null,"Natural Gas",{"$f":"SUM('EC Charts'!AK162:AK173)","v":0},null,{"$f":"SUMIF($F26:$F500,$T$17,BE26:BE500)","v":0},"MMBtu**",{"$f":"AY17-BA17","v":0},null,null,null,null,"Natural Gas",{"$f":"SUM('EC Charts'!AJ162:AJ173)","v":0},null,{"$f":"SUMIF($F26:$F500,$T$17,BO26:BO500)","v":0},"MMBtu**",{"$f":"BI17-BK17","v":0},null,null,null,null,"Natural Gas",{"$f":"SUM('EC Charts'!AI162:AI173)","v":0},null,{"$f":"SUMIF($F26:$F500,$T$17,BY26:BY500)","v":0},"MMBtu**",{"$f":"BS17-BU17","v":0},null,null,null,null,"Natural Gas",{"$f":"SUM('EC Charts'!AH162:AH173)","v":0},null,{"$f":"SUMIF($F26:$F500,$T$17,CI26:CI500)","v":0},"MMBtu**",{"$f":"CC17-CE17","v":0},null,null,null,null,"Natural Gas",{"$f":"SUM('EC Charts'!AG162:AG173)","v":0},null,{"$f":"SUMIF($F26:$F500,$T$17,CS26:CS500)","v":0},"MMBtu**",{"$f":"CM17-CO17","v":0},null,null,null,null,"Natural Gas",{"$f":"SUM('EC Charts'!AF162:AF173)","v":0},null,{"$f":"SUMIF($F26:$F500,$T$17,DC26:DC500)","v":0},"MMBtu**",{"$f":"CW17-CY17","v":0},null,null,null,null,"Natural Gas",{"$f":"SUM('EC Charts'!AE162:AE173)","v":0},null,{"$f":"SUMIF($F26:$F500,$T$17,DM26:DM500)","v":0},"MMBtu**",{"$f":"DG17-DI17","v":0},null,null,null,null,"Natural Gas",{"$f":"SUM('EC Charts'!AD162:AD173)","v":0},null,{"$f":"SUMIF($F26:$F500,$T$17,DW26:DW500)","v":0},"MMBtu**",{"$f":"DQ17-DS17","v":0},null,null,null,null,"Natural Gas",{"$f":"SUM('EC Charts'!AC162:AC173)","v":0},null,{"$f":"SUMIF($F26:$F500,$T$17,EG26:EG500)","v":0},"MMBtu**",{"$f":"EA17-EC17","v":0},null,null,null,null,"Natural Gas",{"$f":"SUM('EC Charts'!AB162:AB173)","v":0},null,{"$f":"SUMIF($F26:$F500,$T$17,EQ26:EQ500)","v":0},"MMBtu**",{"$f":"EK17-EM17","v":0},null,null,null,null,"Natural Gas",{"$f":"SUM('EC Charts'!AA162:AA173)","v":0},null,{"$f":"SUMIF($F26:$F500,$T$17,FA26:FA500)","v":0},"MMBtu**",{"$f":"EU17-EW17","v":0},null,null,null,null,"Natural Gas",{"$f":"SUM('EC Charts'!Z162:Z173)","v":7755.9000000000015},null,{"$f":"SUMIF($F26:$F500,$T$17,FK26:FK500)","v":7000},"MMBtu**",{"$f":"FE17-FG17","v":755.90000000000146},null,null,null,null,"Natural Gas",{"$f":"SUM('EC Charts'!Y162:Y173)","v":9228.7999999999993},null,{"$f":"SUMIF($F26:$F500,$T$17,FU26:FU500)","v":10500},"MMBtu**",{"$f":"FO17-FQ17","v":-1271.2000000000007},null,null," MMBtu/yr",null,"Natural Gas",{"$f":"SUM('EC Charts'!X162:X173)","v":11441.3},null,{"$f":"SUMIF($F26:$F500,$T$17,GE26:GE500)","v":10500},"MMBtu**",{"$f":"FY17-GA17","v":941.29999999999927},null,null,null,null,"Natural Gas",{"$f":"SUM('EC Charts'!W162:W173)","v":0},null,{"$f":"SUMIF($F26:$F500,$T$17,GO26:GO500)","v":0},"MMBtu**",{"$f":"GI17-GK17","v":0},null,null,null,null,"Natural Gas",{"$f":"SUM('EC Charts'!V162:V173)","v":0},null,{"$f":"SUMIF($F26:$F500,$T$17,GY26:GY500)","v":0},"MMBtu**",{"$f":"GS17-GU17","v":0},null,null,null,null,"Natural Gas",{"$f":"SUM('EC Charts'!U162:U173)","v":0},null,{"$f":"SUMIF($F26:$F500,$T$17,HI26:HI500)","v":0},"MMBtu**",{"$f":"HC17-HE17","v":0},null,null,null,null,"Natural Gas",{"$f":"SUM('EC Charts'!T162:T173)","v":0},null,{"$f":"SUMIF($F26:$F500,$T$17,HS26:HS500)","v":0},"MMBtu**",{"$f":"HM17-HO17","v":0},null,null,null,null,"Natural Gas",{"$f":"SUM('EC Charts'!S162:S173)","v":0},null,{"$f":"SUMIF($F26:$F500,$T$17,IC26:IC500)","v":0},"MMBtu**",{"$f":"HW17-HY17","v":0},null,null,null,null,"Natural Gas",{"$f":"SUM('EC Charts'!R162:R173)","v":0},null,{"$f":"SUMIF($F26:$F500,$T$17,IM26:IM500)","v":0},"MMBtu**",{"$f":"IG17-II17","v":0},null,null,null,null,"Natural Gas",{"$f":"SUM('EC Charts'!Q162:Q173)","v":0},null,{"$f":"SUMIF($F26:$F500,$T$17,IW26:IW500)","v":0},"MMBtu**",{"$f":"IQ17-IS17","v":0},null,null,null,null,"Natural Gas",{"$f":"SUM('EC Charts'!P162:P173)","v":0},null,{"$f":"SUMIF($F26:$F500,$T$17,JG26:JG500)","v":0},"MMBtu**",{"$f":"JA17-JC17","v":0},null,null,null,null,null,null," CONSUMPTION*",{"$f":"U19","v":0},{"$f":"AE19","v":0},{"$f":"AO19","v":0},{"$f":"AY19","v":0},{"$f":"BI19","v":0},{"$f":"BS19","v":0},{"$f":"CC19","v":0},{"$f":"CM19","v":0},{"$f":"CW19","v":0},{"$f":"DG19","v":0},{"$f":"DQ19","v":0},{"$f":"EA19","v":0},{"$f":"EK19","v":0},{"$f":"EU19","v":0},{"$f":"FE19","v":21170.833104000001},{"$f":"FO19","v":22228.919203999998},{"$f":"FY19","v":24585.439724},{"$f":"GI19","v":0},{"$f":"GS19","v":0},{"$f":"HC19","v":0},{"$f":"HM19","v":0},{"$f":"HW19","v":0},{"$f":"IG19","v":0},{"$f":"IQ19","v":0},{"$f":"JA19","v":0}," MMBtu/yr"]
[null,null,null,null,null,null,null,null,null,null,null,null,true,null,null,null,"Other ",null,null,"Other ",{"$f":"SUM('EC Charts'!AN188:AN199)","v":0},null,{"$f":"W19-W17-W16*Main!$J$36","v":0},"MMBtu**",{"$f":"U18-W18","v":0},null,null,"`",null,"Other ",{"$f":"SUM('EC Charts'!AM188:AM199)","v":0},null,{"$f":"AG19-AG17-AG16*Main!$J$36","v":0},"MMBtu**",{"$f":"AE18-AG18","v":0},null,null,"`",null,"Other ",{"$f":"SUM('EC Charts'!AL188:AL199)","v":0},null,{"$f":"AQ19-AQ17-AQ16*Main!$J$36","v":0},"MMBtu**",{"$f":"AO18-AQ18","v":0},null,null,"`",null,"Other ",{"$f":"SUM('EC Charts'!AK188:AK199)","v":0},null,{"$f":"BA19-BA17-BA16*Main!$J$36","v":0},"MMBtu**",{"$f":"AY18-BA18","v":0},null,null,"`",null,"Other ",{"$f":"SUM('EC Charts'!AJ188:AJ199)","v":0},null,{"$f":"BK19-BK17-BK16*Main!$J$36","v":0},"MMBtu**",{"$f":"BI18-BK18","v":0},null,null,"`",null,"Other ",{"$f":"SUM('EC Charts'!AI188:AI199)","v":0},null,{"$f":"BU19-BU17-BU16*Main!$J$36","v":0},"MMBtu**",{"$f":"BS18-BU18","v":0},null,null,"`",null,"Other ",{"$f":"SUM('EC Charts'!AH188:AH199)","v":0},null,{"$f":"CE19-CE17-CE16*Main!$J$36","v":0},"MMBtu**",{"$f":"CC18-CE18","v":0},null,null,"`",null,"Other ",{"$f":"SUM('EC Charts'!AG188:AG199)","v":0},null,{"$f":"CO19-CO17-CO16*Main!$J$36","v":0},"MMBtu**",{"$f":"CM18-CO18","v":0},null,null,"`",null,"Other ",{"$f":"SUM('EC Charts'!AF188:AF199)","v":0},null,{"$f":"CY19-CY17-CY16*Main!$J$36","v":0},"MMBtu**",{"$f":"CW18-CY18","v":0},null,null,"`",null,"Other ",{"$f":"SUM('EC Charts'!AE188:AE199)","v":0},null,{"$f":"DI19-DI17-DI16*Main!$J$36","v":0},"MMBtu**",{"$f":"DG18-DI18","v":0},null,null,"`",null,"Other ",{"$f":"SUM('EC Charts'!AD188:AD199)","v":0},null,{"$f":"DS19-DS17-DS16*Main!$J$36","v":0},"MMBtu**",{"$f":"DQ18-DS18","v":0},null,null,"`",null,"Other ",{"$f":"SUM('EC Charts'!AC188:AC199)","v":0},null,{"$f":"EC19-EC17-EC16*Main!$J$36","v":0},"MMBtu**",{"$f":"EA18-EC18","v":0},null,null,"`",null,"Other ",{"$f":"SUM('EC Charts'!AB188:AB199)","v":0},null,{"$f":"EM19-EM17-EM16*Main!$J$36","v":0},"MMBtu**",{"$f":"EK18-EM18","v":0},null,null,"`",null,"Other ",{"$f":"SUM('EC Charts'!AA188:AA199)","v":0},null,{"$f":"EW19-EW17-EW16*Main!$J$36","v":0},"MMBtu**",{"$f":"EU18-EW18","v":0},null,null,"`",null,"Other ",{"$f":"SUM('EC Charts'!Z188:Z199)","v":0},null,{"$f":"FG19-FG17-FG16*Main!$J$36","v":0},"MMBtu**",{"$f":"FE18-FG18","v":0},null,null,"`",null,"Other ",{"$f":"SUM('EC Charts'!Y188:Y199)","v":0},null,{"$f":"FQ19-FQ17-FQ16*Main!$J$36","v":0},"MMBtu**",{"$f":"FO18-FQ18","v":0},null,null,"`",null,"Other ",{"$f":"SUM('EC Charts'!X188:X199)","v":0},null,{"$f":"GA19-GA17-GA16*Main!$J$36","v":0},"MMBtu**",{"$f":"FY18-GA18","v":0},null,null,"`",null,"Other ",{"$f":"SUM('EC Charts'!W188:W199)","v":0},null,{"$f":"GK19-GK17-GK16*Main!$J$36","v":0},"MMBtu**",{"$f":"GI18-GK18","v":0},null,null,"`",null,"Other ",{"$f":"SUM('EC Charts'!V188:V199)","v":0},null,{"$f":"GU19-GU17-GU16*Main!$J$36","v":0},"MMBtu**",{"$f":"GS18-GU18","v":0},null,null,"`",null,"Other ",{"$f":"SUM('EC Charts'!U188:U199)","v":0},null,{"$f":"HE19-HE17-HE16*Main!$J$36","v":0},"MMBtu**",{"$f":"HC18-HE18","v":0},null,null,"`",null,"Other ",{"$f":"SUM('EC Charts'!T188:T199)","v":0},null,{"$f":"HO19-HO17-HO16*Main!$J$36","v":0},"MMBtu**",{"$f":"HM18-HO18","v":0},null,null,"`",null,"Other ",{"$f":"SUM('EC Charts'!S188:S199)","v":0},null,{"$f":"HY19-HY17-HY16*Main!$J$36","v":0},"MMBtu**",{"$f":"HW18-HY18","v":0},null,null,"`",null,"Other ",{"$f":"SUM('EC Charts'!R188:R199)","v":0},null,{"$f":"II19-II17-II16*Main!$J$36","v":0},"MMBtu**",{"$f":"IG18-II18","v":0},null,null,"`",null,"Other ",{"$f":"SUM('EC Charts'!Q188:Q199)","v":0},null,{"$f":"IS19-IS17-IS16*Main!$J$36","v":0},"MMBtu**",{"$f":"IQ18-IS18","v":0},null,null,null,null,"Other ",{"$f":"SUM('EC Charts'!P188:P199)","v":0},null,{"$f":"JC19-JC17-JC16*Main!$J$36","v":0},"MMBtu**",{"$f":"JA18-JC18","v":0},null,null,null,null,null,null,"UNACCOUNTED FOR ",{"$f":"JM17-JM16","v":0},0,0,0,0,0,0,0,0,0,0,0,0,0,-762.68206817865575,-3191.810424366864,-835.28990436686217,0,0,0,0,0,0,0,0," MMBtu/yr"]
[null,null,null,null,null,null,null,null,null,null,null,null,true,null,null,null,null,null,null,"TOTAL ",{"$f":"SUM('EC Charts'!AN110:AN121)","v":0},null,{"$f":"SUM(W5:W14)","v":0},"MMBtu**",{"$f":"U19-W19","v":0},null,null,null,null,"TOTAL ",{"$f":"SUM('EC Charts'!AM110:AM121)","v":0},null,{"$f":"SUM(AG5:AG14)","v":0},"MMBtu**",{"$f":"AE19-AG19","v":0},null,null,null,null,"TOTAL ",{"$f":"SUM('EC Charts'!AL110:AL121)","v":0},null,{"$f":"SUM(AQ5:AQ14)","v":0},"MMBtu**",{"$f":"AO19-AQ19","v":0},null,null,null,null,"TOTAL ",{"$f":"SUM('EC Charts'!AK110:AK121)","v":0},null,{"$f":"SUM(BA5:BA14)","v":0},"MMBtu**",{"$f":"AY19-BA19","v":0},null,null,null,null,"TOTAL ",{"$f":"SUM('EC Charts'!AJ110:AJ121)","v":0},null,{"$f":"SUM(BK5:BK14)","v":0},"MMBtu**",{"$f":"BI19-BK19","v":0},null,null,null,null,"TOTAL ",{"$f":"SUM('EC Charts'!AI110:AI121)","v":0},null,{"$f":"SUM(BU5:BU14)","v":0},"MMBtu**",{"$f":"BS19-BU19","v":0},null,null,null,null,"TOTAL ",{"$f":"SUM('EC Charts'!AH110:AH121)","v":0},null,{"$f":"SUM(CE5:CE14)","v":0},"MMBtu**",{"$f":"CC19-CE19","v":0},null,null,null,null,"TOTAL ",{"$f":"SUM('EC Charts'!AG110:AG121)","v":0},null,{"$f":"SUM(CO5:CO14)","v":0},"MMBtu**",{"$f":"CM19-CO19","v":0},null,null,null,null,"TOTAL ",{"$f":"SUM('EC Charts'!AF110:AF121)","v":0},null,{"$f":"SUM(CY5:CY14)","v":0},"MMBtu**",{"$f":"CW19-CY19","v":0},null,null,null,null,"TOTAL ",{"$f":"SUM('EC Charts'!AE110:AE121)","v":0},null,{"$f":"SUM(DI5:DI14)","v":0},"MMBtu**",{"$f":"DG19-DI19","v":0},null,null,null,null,"TOTAL ",{"$f":"SUM('EC Charts'!AD110:AD121)","v":0},null,{"$f":"SUM(DS5:DS14)","v":0},"MMBtu**",{"$f":"DQ19-DS19","v":0},null,null,null,null,"TOTAL ",{"$f":"SUM('EC Charts'!AC110:AC121)","v":0},null,{"$f":"SUM(EC5:EC14)","v":0},"MMBtu**",{"$f":"EA19-EC19","v":0},null,null,null,null,"TOTAL ",{"$f":"SUM('EC Charts'!AB110:AB121)","v":0},null,{"$f":"SUM(EM5:EM14)","v":0},"MMBtu**",{"$f":"EK19-EM19","v":0},null,null,null,null,"TOTAL ",{"$f":"SUM('EC Charts'!AA110:AA121)","v":0},null,{"$f":"SUM(EW5:EW14)","v":0},"MMBtu**",{"$f":"EU19-EW19","v":0},null,null,null,null,"TOTAL ",{"$f":"SUM('EC Charts'!Z110:Z121)","v":21170.833104000001},null,{"$f":"SUM(FG5:FG14)","v":21933.515172178657},"MMBtu**",{"$f":"FE19-FG19","v":-762.68206817865575},null,null,null,null,"TOTAL ",{"$f":"SUM('EC Charts'!Y110:Y121)","v":22228.919203999998},null,{"$f":"SUM(FQ5:FQ14)","v":25420.729628366862},"MMBtu**",{"$f":"FO19-FQ19","v":-3191.810424366864},null,null,null,null,"TOTAL ",{"$f":"SUM('EC Charts'!X110:X121)","v":24585.439724},null,{"$f":"SUM(GA5:GA14)","v":25420.729628366862},"MMBtu**",{"$f":"FY19-GA19","v":-835.28990436686217},null,null,null,null,"TOTAL ",{"$f":"SUM('EC Charts'!W110:W121)","v":0},null,{"$f":"SUM(GK5:GK14)","v":0},"MMBtu**",{"$f":"GI19-GK19","v":0},null,null,null,null,"TOTAL ",{"$f":"SUM('EC Charts'!V110:V121)","v":0},null,{"$f":"SUM(GU5:GU14)","v":0},"MMBtu**",{"$f":"GS19-GU19","v":0},null,null,null,null,"TOTAL ",{"$f":"SUM('EC Charts'!U110:U121)","v":0},null,{"$f":"SUM(HE5:HE14)","v":0},"MMBtu**",{"$f":"HC19-HE19","v":0},null,null,null,null,"TOTAL ",{"$f":"SUM('EC Charts'!T110:T121)","v":0},null,{"$f":"SUM(HO5:HO14)","v":0},"MMBtu**",{"$f":"HM19-HO19","v":0},null,null,null,null,"TOTAL ",{"$f":"SUM('EC Charts'!S110:S121)","v":0},null,{"$f":"SUM(HY5:HY14)","v":0},"MMBtu**",{"$f":"HW19-HY19","v":0},null,null,null,null,"TOTAL ",{"$f":"SUM('EC Charts'!R110:R121)","v":0},null,{"$f":"SUM(II5:II14)","v":0},"MMBtu**",{"$f":"IG19-II19","v":0},null,null,null,null,"TOTAL ",{"$f":"SUM('EC Charts'!Q110:Q121)","v":0},null,{"$f":"SUM(IS5:IS14)","v":0},"MMBtu**",{"$f":"IQ19-IS19","v":0},null,null,null,null,"TOTAL ",{"$f":"SUM('EC Charts'!P110:P121)","v":0},null,{"$f":"SUM(JC5:JC14)","v":0},"MMBtu**",{"$f":"JA19-JC19","v":0},null,null,null,null,null,null,"*Entered into the Energy Consumption sheet"]
[null,null,"Energy Use Group",null,null,null,null,null,null,null,null,{"$f":"L21","v":true},true,null,"Current View","Display Year",null,null,null,"*Entered into the Energy Consumption sheet",null,null,null,"**MMBtu primary",null,null,null,null,null,"*Entered into the Energy Consumption sheet",null,null,null,"**MMBtu primary",null,null,null,null,null,"*Entered into the Energy Consumption sheet",null,null,null,"**MMBtu primary",null,null,null,null,null,"*Entered into the Energy Consumption sheet",null,null,null,"**MMBtu primary",null,null,null,null,null,"*Entered into the Energy Consumption sheet",null,null,null,"**MMBtu primary",null,null,null,null,null,"*Entered into the Energy Consumption sheet",null,null,null,"**MMBtu primary",null,null,null,null,null,"*Entered into the Energy Consumption sheet",null,null,null,"**MMBtu primary",null,null,null,null,null,"*Entered into the Energy Consumption sheet",null,null,null,"**MMBtu primary",null,null,null,null,null,"*Entered into the Energy Consumption sheet",null,null,null,"**MMBtu primary",null,null,null,null,null,"*Entered into the Energy Consumption sheet",null,null,null,"**MMBtu primary",null,null,null,null,null,"*Entered into the Energy Consumption sheet",null,null,null,"**MMBtu primary",null,null,null,null,null,"*Entered into the Energy Consumption sheet",null,null,null,"**MMBtu primary",null,null,null,null,null,"*Entered into the Energy Consumption sheet",null,null,null,"**MMBtu primary",null,null,null,null,null,"*Entered into the Energy Consumption sheet",null,null,null,"**MMBtu primary",null,null,null,null,null,"*Entered into the Energy Consumption sheet",null,null,null,"**MMBtu primary",null,null,null,null,null,"*Entered into the Energy Consumption sheet",null,null,null,"**MMBtu primary",null,null,null,null,null,"*Entered into the Energy Consumption sheet",null,null,null,"**MMBtu primary",null,null,null,null,null,"*Entered into the Energy Consumption sheet",null,null,null,"**MMBtu primary",null,null,null,null,null,"*Entered into the Energy Consumption sheet",null,null,null,"**MMBtu primary",null,null,null,null,null,"*Entered into the Energy Consumption sheet",null,null,null,"**MMBtu primary",null,null,null,null,null,"*Entered into the Energy Consumption sheet",null,null,null,"**MMBtu primary",null,null,null,null,null,"*Entered into the Energy Consumption sheet",null,null,null,"**MMBtu primary",null,null,null,null,null,"*Entered into the Energy Consumption sheet",null,null,null,"**MMBtu primary",null,null,null,null,null,"*Entered into the Energy Consumption sheet",null,null,null,"**MMBtu primary",null,null,null,null,null,"*Entered into the Energy Consumption sheet",null,null,null,"**MMBtu primary"]
[null,null,1,"Boiler House","Number of Items ",null,null,3,null,null,null,{"$f":"IF(C21<=NumberofEnergyGroups,TRUE, FALSE)","v":true},true,null,"EUdisplayedYear",2015]
[null,null,"Enter Group notes here",null,null,null,null,null,null,null,null,{"$f":"L21","v":true},true,null,"MaxYear",{"$f":"CurrentYear","v":2015},null,null,null,{"$f":"\"YEAR: \"&AA22","v":"YEAR: 2029"},null,null,null,null,null,null,{"$f":"FinalYear","v":2029},null,null,{"$f":"\"YEAR: \"&AK22","v":"YEAR: 2028"},null,null,null,null,null,null,{"$f":"AA22-1","v":2028},null,null,{"$f":"\"YEAR: \"&AU22","v":"YEAR: 2027"},null,null,null,null,null,null,{"$f":"AK22-1","v":2027},null,null,{"$f":"\"YEAR: \"&BE22","v":"YEAR: 2026"},null,null,null,null,null,null,{"$f":"AU22-1","v":2026},null,null,{"$f":"\"YEAR: \"&BO22","v":"YEAR: 2025"},null,null,null,null,null,null,{"$f":"BE22-1","v":2025},null,null,{"$f":"\"YEAR: \"&BY22","v":"YEAR: 2024"},null,null,null,null,null,null,{"$f":"BO22-1","v":2024},null,null,{"$f":"\"YEAR: \"&CI22","v":"YEAR: 2023"},null,null,null,null,null,null,{"$f":"BY22-1","v":2023},null,null,{"$f":"\"YEAR: \"&CS22","v":"YEAR: 2022"},null,null,null,null,null,null,{"$f":"CI22-1","v":2022},null,null,{"$f":"\"YEAR: \"&DC22","v":"YEAR: 2021"},null,null,null,null,null,null,{"$f":"CS22-1","v":2021},null,null,{"$f":"\"YEAR: \"&DM22","v":"YEAR: 2020"},null,null,null,null,null,null,{"$f":"DC22-1","v":2020},null,null,{"$f":"\"YEAR: \"&DW22","v":"YEAR: 2019"},null,null,null,null,null,null,{"$f":"DM22-1","v":2019},null,null,{"$f":"\"YEAR: \"&EG22","v":"YEAR: 2018"},null,null,null,null,null,null,{"$f":"DW22-1","v":2018},null,null,{"$f":"\"YEAR: \"&EQ22","v":"YEAR: 2017"},null,null,null,null,null,null,{"$f":"EG22-1","v":2017},null,null,{"$f":"\"YEAR: \"&FA22","v":"YEAR: 2016"},null,null,null,null,null,null,{"$f":"EQ22-1","v":2016},null,null,{"$f":"\"YEAR: \"&FK22","v":"YEAR: 2015"},null,null,null,null,null,null,{"$f":"FA22-1","v":2015},null,null,{"$f":"\"YEAR: \"&FU22","v":"YEAR: 2014"},null,null,null,null,null,null,{"$f":"FK22-1","v":2014},null,null,{"$f":"\"YEAR: \"&GE22","v":"YEAR: 2013"},null,null,null,null,null,null,{"$f":"FU22-1","v":2013},null,null,{"$f":"\"YEAR: \"&GO22","v":"YEAR: 2012"},null,null,null,null,null,null,{"$f":"GE22-1","v":2012},null,null,{"$f":"\"YEAR: \"&GY22","v":"YEAR: 2011"},null,null,null,null,null,null,{"$f":"GO22-1","v":2011},null,null,{"$f":"\"YEAR: \"&HI22","v":"YEAR: 2010"},null,null,null,null,null,null,{"$f":"GY22-1","v":2010},null,null,{"$f":"\"YEAR: \"&HS22","v":"YEAR: 2009"},null,null,null,null,null,null,{"$f":"HI22-1","v":2009},null,null,{"$f":"\"YEAR: \"&IC22","v":"YEAR: 2008"},null,null,null,null,null,null,{"$f":"HS22-1","v":2008},null,null,{"$f":"\"YEAR: \"&IM22","v":"YEAR: 2007"},null,null,null,null,null,null,{"$f":"IC22-1","v":2007},null,null,{"$f":"\"YEAR: \"&IW22","v":"YEAR: 2006"},null,null,null,null,null,null,{"$f":"IM22-1","v":2006},null,null,{"$f":"\"YEAR: \"&JG22","v":"YEAR: 2005"},null,null,null,null,null,null,{"$f":"IW22-1","v":2005},null,null,null,null,null,{"$f":"FinalYear","v":2029},{"$f":"JM22-1","v":2028},{"$f":"JN22-1","v":2027},2026,2025,2024,2023,2022,2021,2020,2019,2018,2017,2016,2015,2014,2013,2012,2011,2010,2009,2008,2007,2006,2005]
[null,null,null,null,null,null,null,null,null,null,null,{"$f":"L22","v":true},true,null,"MinYear",{"$f":"CurrentYear-NumberofYears+1","v":2013},null,null,null,"Estimated Hrs/Year","Load Factor (%)","Duty Factor (%)","Energy Consumption","Unit per year","Override Calculated Value","% of Total",null,null,null,"Estimated Hrs/Year","Load Factor (%)","Duty Factor (%)","Energy Consumption","Unit per year","Override Calculated Value","% of Total",null,null,null,"Estimated Hrs/Year","Load Factor (%)","Duty Factor (%)","Energy Consumption","Unit per year","Override Calculated Value","% of Total",null,null,null,"Estimated Hrs/Year","Load Factor (%)","Duty Factor (%)","Energy Consumption","Unit per year","Override Calculated Value","% of Total",null,null,null,"Estimated Hrs/Year","Load Factor (%)","Duty Factor (%)","Energy Consumption","Unit per year","Override Calculated Value","% of Total",null,null,null,"Estimated Hrs/Year","Load Factor (%)","Duty Factor (%)","Energy Consumption","Unit per year","Override Calculated Value","% of Total",null,null,null,"Estimated Hrs/Year","Load Factor (%)","Duty Factor (%)","Energy Consumption","Unit per year","Override Calculated Value","% of Total",null,null,null,"Estimated Hrs/Year","Load Factor (%)","Duty Factor (%)","Energy Consumption","Unit per year","Override Calculated Value","% of Total",null,null,null,"Estimated Hrs/Year","Load Factor (%)","Duty Factor (%)","Energy Consumption","Unit per year","Override Calculated Value","% of Total",null,null,null,"Estimated Hrs/Year","Load Factor (%)","Duty Factor (%)","Energy Consumption","Unit per year","Override Calculated Value","% of Total",null,null,null,"Estimated Hrs/Year","Load Factor (%)","Duty Factor (%)","Energy Consumption","Unit per year","Override Calculated Value","% of Total",null,null,null,"Estimated Hrs/Year","Load Factor (%)","Duty Factor (%)","Energy Consumption","Unit per year","Override Calculated Value","% of Total",null,null,null,"Estimated Hrs/Year","Load Factor (%)","Duty Factor (%)","Energy Consumption","Unit per year","Override Calculated Value","% of Total",null,null,null,"Estimated Hrs/Year","Load Factor (%)","Duty Factor (%)","Energy Consumption","Unit per year","Override Calculated Value","% of Total",null,null,null,"Estimated Hrs/Year","Load Factor (%)","Duty Factor (%)","Energy Consumption","Unit per year","Override Calculated Value","% of Total",null,null,null,"Estimated Hrs/Year","Load Factor (%)","Duty Factor (%)","Energy Consumption","Unit per year","Override Calculated Value","% of Total",null,null,null,"Estimated Hrs/Year","Load Factor (%)","Duty Factor (%)","Energy Consumption","Unit per year","Override Calculated Value","% of Total",null,null,null,"Estimated Hrs/Year","Load Factor (%)","Duty Factor (%)","Energy Consumption","Unit per year","Override Calculated Value","% of Total",null,null,null,"Estimated Hrs/Year","Load Factor (%)","Duty Factor (%)","Energy Consumption","Unit per year","Override Calculated Value","% of Total",null,null,null,"Estimated Hrs/Year","Load Factor (%)","Duty Factor (%)","Energy Consumption","Unit per year","Override Calculated Value","% of Total",null,null,null,"Estimated Hrs/Year","Load Factor (%)","Duty Factor (%)","Energy Consumption","Unit per year","Override Calculated Value","% of Total",null,null,null,"Estimated Hrs/Year","Load Factor (%)","Duty Factor (%)","Energy Consumption","Unit per year","Override Calculated Value","% of Total",null,null,null,"Estimated Hrs/Year","Load Factor (%)","Duty Factor (%)","Energy Consumption","Unit per year","Override Calculated Value","% of Total",null,null,null,"Estimated Hrs/Year","Load Factor (%)","Duty Factor (%)","Energy Consumption","Unit per year","Override Calculated Value","% of Total",null,null,null,"Estimated Hrs/Year","Load Factor (%)","Duty Factor (%)","Energy Consumption","Unit per year","Override Calculated Value","% of Total",null,null,null,null,null,null,"Energy Consumption\nALL VALUES converted to MMBtu per Year (primary)"]
[null,null,null,null,null,null,null,null,null,null,null,true,true]
[null,null,"Energy Uses (Equipment/Systems Name)",null,null,"Energy Source","Total Size/Capacity","Units",null,null,null,true,true,null,"unit","conversion"]
[null,1,"Boiler",null,null,"Natural Gas",5,"MMBtu/hr",null,{"$f":"H21","v":3},{"$f":"IF(B26>J26,FALSE,TRUE)","v":true},true,true,null,{"$f":"IF(H26<>\"\",VLOOKUP(H26,EnergyUseConversions,4,),\"\")","v":"MMBtu"},{"$f":"IF(H26<>\"\",VLOOKUP(H26,EnergyUseConversions,3,),\"\")","v":1},{"$f":"IFERROR(VLOOKUP(O26,MMBtuConversions,4,),0)","v":1},{"$f":"C26","v":"Boiler"},null,null,null,null,{"$f":"IF($M26,IFERROR(IF(Y26<>\"\",Y26,V26*U26*T26*$G26*$P26),0),0)","v":0},{"$f":"$O26","v":"MMBtu"},null,{"$f":"IFERROR(AA26/AB26,0)","v":0},{"$f":"W26*$Q26","v":0},{"$f":"W59","v":0},null,null,null,null,{"$f":"IF($M26,IFERROR(IF(AI26<>\"\",AI26,AF26*AE26*AD26*$G26*$P26),0),0)","v":0},{"$f":"$O26","v":"MMBtu"},null,{"$f":"IFERROR(AK26/AL26,0)","v":0},{"$f":"AG26*$Q26","v":0},{"$f":"AG59","v":0},null,null,null,null,{"$f":"IF($M26,IFERROR(IF(AS26<>\"\",AS26,AP26*AO26*AN26*$G26*$P26),0),0)","v":0},{"$f":"$O26","v":"MMBtu"},null,{"$f":"IFERROR(AU26/AV26,0)","v":0},{"$f":"AQ26*$Q26","v":0},{"$f":"AQ59","v":0},null,null,null,null,{"$f":"IF($M26,IFERROR(IF(BC26<>\"\",BC26,AZ26*AY26*AX26*$G26*$P26),0),0)","v":0},{"$f":"$O26","v":"MMBtu"},null,{"$f":"IFERROR(BE26/BF26,0)","v":0},{"$f":"BA26*$Q26","v":0},{"$f":"BA59","v":0},null,null,null,null,{"$f":"IF($M26,IFERROR(IF(BM26<>\"\",BM26,BJ26*BI26*BH26*$G26*$P26),0),0)","v":0},{"$f":"$O26","v":"MMBtu"},null,{"$f":"IFERROR(BO26/BP26,0)","v":0},{"$f":"BK26*$Q26","v":0},{"$f":"BK59","v":0},null,null,null,null,{"$f":"IF($M26,IFERROR(IF(BW26<>\"\",BW26,BT26*BS26*BR26*$G26*$P26),0),0)","v":0},{"$f":"$O26","v":"MMBtu"},null,{"$f":"IFERROR(BY26/BZ26,0)","v":0},{"$f":"BU26*$Q26","v":0},{"$f":"BU59","v":0},null,null,null,null,{"$f":"IF($M26,IFERROR(IF(CG26<>\"\",CG26,CD26*CC26*CB26*$G26*$P26),0),0)","v":0},{"$f":"$O26","v":"MMBtu"},null,{"$f":"IFERROR(CI26/CJ26,0)","v":0},{"$f":"CE26*$Q26","v":0},{"$f":"CE59","v":0},null,null,null,null,{"$f":"IF($M26,IFERROR(IF(CQ26<>\"\",CQ26,CN26*CM26*CL26*$G26*$P26),0),0)","v":0},{"$f":"$O26","v":"MMBtu"},null,{"$f":"IFERROR(CS26/CT26,0)","v":0},{"$f":"CO26*$Q26","v":0},{"$f":"CO59","v":0},null,null,null,null,{"$f":"IF($M26,IFERROR(IF(DA26<>\"\",DA26,CX26*CW26*CV26*$G26*$P26),0),0)","v":0},{"$f":"$O26","v":"MMBtu"},null,{"$f":"IFERROR(DC26/DD26,0)","v":0},{"$f":"CY26*$Q26","v":0},{"$f":"CY59","v":0},null,null,null,null,{"$f":"IF($M26,IFERROR(IF(DK26<>\"\",DK26,DH26*DG26*DF26*$G26*$P26),0),0)","v":0},{"$f":"$O26","v":"MMBtu"},null,{"$f":"IFERROR(DM26/DN26,0)","v":0},{"$f":"DI26*$Q26","v":0},{"$f":"DI59","v":0},null,null,null,null,{"$f":"IF($M26,IFERROR(IF(DU26<>\"\",DU26,DR26*DQ26*DP26*$G26*$P26),0),0)","v":0},{"$f":"$O26","v":"MMBtu"},null,{"$f":"IFERROR(DW26/DX26,0)","v":0},{"$f":"DS26*$Q26","v":0},{"$f":"DS59","v":0},null,null,null,null,{"$f":"IF($M26,IFERROR(IF(EE26<>\"\",EE26,EB26*EA26*DZ26*$G26*$P26),0),0)","v":0},{"$f":"$O26","v":"MMBtu"},null,{"$f":"IFERROR(EG26/EH26,0)","v":0},{"$f":"EC26*$Q26","v":0},{"$f":"EC59","v":0},null,null,null,null,{"$f":"IF($M26,IFERROR(IF(EO26<>\"\",EO26,EL26*EK26*EJ26*$G26*$P26),0),0)","v":0},{"$f":"$O26","v":"MMBtu"},null,{"$f":"IFERROR(EQ26/ER26,0)","v":0},{"$f":"EM26*$Q26","v":0},{"$f":"EM59","v":0},null,null,null,null,{"$f":"IF($M26,IFERROR(IF(EY26<>\"\",EY26,EV26*EU26*ET26*$G26*$P26),0),0)","v":0},{"$f":"$O26","v":"MMBtu"},null,{"$f":"IFERROR(FA26/FB26,0)","v":0},{"$f":"EW26*$Q26","v":0},{"$f":"EW59","v":0},null,3500,1,0.6,{"$f":"IF($M26,IFERROR(IF(FI26<>\"\",FI26,FF26*FE26*FD26*$G26*$P26),0),0)","v":7000},{"$f":"$O26","v":"MMBtu"},7000,{"$f":"IFERROR(FK26/FL26,0)","v":0.72468320920546403},{"$f":"FG26*$Q26","v":7000},{"$f":"FG59","v":9659.3931128537333},null,3500,1,0.6,{"$f":"IF($M26,IFERROR(IF(FS26<>\"\",FS26,FP26*FO26*FN26*$G26*$P26),0),0)","v":10500},{"$f":"$O26","v":"MMBtu"},null,{"$f":"IFERROR(FU26/FV26,0)","v":0.79868513187582668},{"$f":"FQ26*$Q26","v":10500},{"$f":"FQ59","v":13146.607569041937},null,3500,1,0.6,{"$f":"IF($M26,IFERROR(IF(GC26<>\"\",GC26,FZ26*FY26*FX26*$G26*$P26),0),0)","v":10500},{"$f":"$O26","v":"MMBtu"},null,{"$f":"IFERROR(GE26/GF26,0)","v":0.79868513187582668},{"$f":"GA26*$Q26","v":10500},{"$f":"GA59","v":13146.607569041937},null,null,null,null,{"$f":"IF($M26,IFERROR(IF(GM26<>\"\",GM26,GJ26*GI26*GH26*$G26*$P26),0),0)","v":0},{"$f":"$O26","v":"MMBtu"},null,{"$f":"IFERROR(GO26/GP26,0)","v":0},{"$f":"GK26*$Q26","v":0},{"$f":"GK59","v":0},null,null,null,null,{"$f":"IF($M26,IFERROR(IF(GW26<>\"\",GW26,GT26*GS26*GR26*$G26*$P26),0),0)","v":0},{"$f":"$O26","v":"MMBtu"},null,{"$f":"IFERROR(GY26/GZ26,0)","v":0},{"$f":"GU26*$Q26","v":0},{"$f":"GU59","v":0},null,null,null,null,{"$f":"IF($M26,IFERROR(IF(HG26<>\"\",HG26,HD26*HC26*HB26*$G26*$P26),0),0)","v":0},{"$f":"$O26","v":"MMBtu"},null,{"$f":"IFERROR(HI26/HJ26,0)","v":0},{"$f":"HE26*$Q26","v":0},{"$f":"HE59","v":0},null,null,null,null,{"$f":"IF($M26,IFERROR(IF(HQ26<>\"\",HQ26,HN26*HM26*HL26*$G26*$P26),0),0)","v":0},{"$f":"$O26","v":"MMBtu"},null,{"$f":"IFERROR(HS26/HT26,0)","v":0},{"$f":"HO26*$Q26","v":0},{"$f":"HO59","v":0},null,null,null,null,{"$f":"IF($M26,IFERROR(IF(IA26<>\"\",IA26,HX26*HW26*HV26*$G26*$P26),0),0)","v":0},{"$f":"$O26","v":"MMBtu"},null,{"$f":"IFERROR(IC26/ID26,0)","v":0},{"$f":"HY26*$Q26","v":0},{"$f":"HY59","v":0},null,null,null,null,{"$f":"IF($M26,IFERROR(IF(IK26<>\"\",IK26,IH26*IG26*IF26*$G26*$P26),0),0)","v":0},{"$f":"$O26","v":"MMBtu"},null,{"$f":"IFERROR(IM26/IN26,0)","v":0},{"$f":"II26*$Q26","v":0},{"$f":"II59","v":0},null,null,null,null,{"$f":"IF($M26,IFERROR(IF(IU26<>\"\",IU26,IR26*IQ26*IP26*$G26*$P26),0),0)","v":0},{"$f":"$O26","v":"MMBtu"},null,{"$f":"IFERROR(IW26/IX26,0)","v":0},{"$f":"IS26*$Q26","v":0},{"$f":"IS59","v":0},null,null,null,null,{"$f":"IF($M26,IFERROR(IF(JE26<>\"\",JE26,JB26*JA26*IZ26*$G26*$P26),0),0)","v":0},{"$f":"$O26","v":"MMBtu"},null,{"$f":"IFERROR(JG26/JH26,0)","v":0},{"$f":"JC26*$Q26","v":0},{"$f":"JC59","v":0},null,null,null,1,{"$f":"AA26","v":0},{"$f":"AK26","v":0},{"$f":"AU26","v":0},{"$f":"BE26","v":0},{"$f":"BO26","v":0},{"$f":"BY26","v":0},{"$f":"CI26","v":0},{"$f":"CS26","v":0},{"$f":"DC26","v":0},{"$f":"DM26","v":0},{"$f":"DW26","v":0},{"$f":"EG26","v":0},{"$f":"EQ26","v":0},{"$f":"FA26","v":0},{"$f":"FK26","v":7000},{"$f":"FU26","v":10500},{"$f":"GE26","v":10500},{"$f":"GO26","v":0},{"$f":"GY26","v":0},{"$f":"HI26","v":0},{"$f":"HS26","v":0},{"$f":"IC26","v":0},{"$f":"IM26","v":0},{"$f":"IW26","v":0},{"$f":"JG26","v":0}," MMBtu/yr"]
[null,2,"Fans",null,null,"Electricity",50,"Kilowatts",null,{"$f":"J26","v":3},true,true,true,null,"kWh site",1,1.0228435049437436E-2,"Fans",null,null,null,null,{"$f":"IF($M27,IFERROR(IF(Y27<>\"\",Y27,V27*U27*T27*$G27*$P27),0),0)","v":0},{"$f":"$O27","v":"kWh site"},null,{"$f":"IFERROR(AA27/AB27,0)","v":0},0,{"$f":"AB26","v":0},null,null,null,null,{"$f":"IF($M27,IFERROR(IF(AI27<>\"\",AI27,AF27*AE27*AD27*$G27*$P27),0),0)","v":0},{"$f":"$O27","v":"kWh site"},null,{"$f":"IFERROR(AK27/AL27,0)","v":0},0,{"$f":"AL26","v":0},null,null,null,null,{"$f":"IF($M27,IFERROR(IF(AS27<>\"\",AS27,AP27*AO27*AN27*$G27*$P27),0),0)","v":0},{"$f":"$O27","v":"kWh site"},null,{"$f":"IFERROR(AU27/AV27,0)","v":0},0,{"$f":"AV26","v":0},null,null,null,null,{"$f":"IF($M27,IFERROR(IF(BC27<>\"\",BC27,AZ27*AY27*AX27*$G27*$P27),0),0)","v":0},{"$f":"$O27","v":"kWh site"},null,{"$f":"IFERROR(BE27/BF27,0)","v":0},0,{"$f":"BF26","v":0},null,null,null,null,{"$f":"IF($M27,IFERROR(IF(BM27<>\"\",BM27,BJ27*BI27*BH27*$G27*$P27),0),0)","v":0},{"$f":"$O27","v":"kWh site"},null,{"$f":"IFERROR(BO27/BP27,0)","v":0},0,{"$f":"BP26","v":0},null,null,null,null,{"$f":"IF($M27,IFERROR(IF(BW27<>\"\",BW27,BT27*BS27*BR27*$G27*$P27),0),0)","v":0},{"$f":"$O27","v":"kWh site"},null,{"$f":"IFERROR(BY27/BZ27,0)","v":0},0,{"$f":"BZ26","v":0},null,null,null,null,{"$f":"IF($M27,IFERROR(IF(CG27<>\"\",CG27,CD27*CC27*CB27*$G27*$P27),0),0)","v":0},{"$f":"$O27","v":"kWh site"},null,{"$f":"IFERROR(CI27/CJ27,0)","v":0},0,{"$f":"CJ26","v":0},null,null,null,null,{"$f":"IF($M27,IFERROR(IF(CQ27<>\"\",CQ27,CN27*CM27*CL27*$G27*$P27),0),0)","v":0},{"$f":"$O27","v":"kWh site"},null,{"$f":"IFERROR(CS27/CT27,0)","v":0},0,{"$f":"CT26","v":0},null,null,null,null,{"$f":"IF($M27,IFERROR(IF(DA27<>\"\",DA27,CX27*CW27*CV27*$G27*$P27),0),0)","v":0},{"$f":"$O27","v":"kWh site"},null,{"$f":"IFERROR(DC27/DD27,0)","v":0},0,{"$f":"DD26","v":0},null,null,null,null,{"$f":"IF($M27,IFERROR(IF(DK27<>\"\",DK27,DH27*DG27*DF27*$G27*$P27),0),0)","v":0},{"$f":"$O27","v":"kWh site"},null,{"$f":"IFERROR(DM27/DN27,0)","v":0},0,{"$f":"DN26","v":0},null,null,null,null,{"$f":"IF($M27,IFERROR(IF(DU27<>\"\",DU27,DR27*DQ27*DP27*$G27*$P27),0),0)","v":0},{"$f":"$O27","v":"kWh site"},null,{"$f":"IFERROR(DW27/DX27,0)","v":0},0,{"$f":"DX26","v":0},null,null,null,null,{"$f":"IF($M27,IFERROR(IF(EE27<>\"\",EE27,EB27*EA27*DZ27*$G27*$P27),0),0)","v":0},{"$f":"$O27","v":"kWh site"},null,{"$f":"IFERROR(EG27/EH27,0)","v":0},0,{"$f":"EH26","v":0},null,null,null,null,{"$f":"IF($M27,IFERROR(IF(EO27<>\"\",EO27,EL27*EK27*EJ27*$G27*$P27),0),0)","v":0},{"$f":"$O27","v":"kWh site"},null,{"$f":"IFERROR(EQ27/ER27,0)","v":0},0,{"$f":"ER26","v":0},null,null,null,null,{"$f":"IF($M27,IFERROR(IF(EY27<>\"\",EY27,EV27*EU27*ET27*$G27*$P27),0),0)","v":0},{"$f":"$O27","v":"kWh site"},null,{"$f":"IFERROR(FA27/FB27,0)","v":0},0,{"$f":"FB26","v":0},null,3500,0.9,0.5,{"$f":"IF($M27,IFERROR(IF(FI27<>\"\",FI27,FF27*FE27*FD27*$G27*$P27),0),0)","v":80000},{"$f":"$O27","v":"kWh site"},80000,{"$f":"IFERROR(FK27/FL27,0)","v":8.4712858706011085E-2},818.27480395499492,{"$f":"FL26","v":9659.3931128537333},null,3500,0.9,0.5,{"$f":"IF($M27,IFERROR(IF(FS27<>\"\",FS27,FP27*FO27*FN27*$G27*$P27),0),0)","v":78750},{"$f":"$O27","v":"kWh site"},null,{"$f":"IFERROR(FU27/FV27,0)","v":6.1269742472574495E-2},805.48926014319807,{"$f":"FV26","v":13146.607569041937},null,3500,0.9,0.5,{"$f":"IF($M27,IFERROR(IF(GC27<>\"\",GC27,FZ27*FY27*FX27*$G27*$P27),0),0)","v":78750},{"$f":"$O27","v":"kWh site"},null,{"$f":"IFERROR(GE27/GF27,0)","v":6.1269742472574495E-2},805.48926014319807,{"$f":"GF26","v":13146.607569041937},null,null,null,null,{"$f":"IF($M27,IFERROR(IF(GM27<>\"\",GM27,GJ27*GI27*GH27*$G27*$P27),0),0)","v":0},{"$f":"$O27","v":"kWh site"},null,{"$f":"IFERROR(GO27/GP27,0)","v":0},0,{"$f":"GP26","v":0},null,null,null,null,{"$f":"IF($M27,IFERROR(IF(GW27<>\"\",GW27,GT27*GS27*GR27*$G27*$P27),0),0)","v":0},{"$f":"$O27","v":"kWh site"},null,{"$f":"IFERROR(GY27/GZ27,0)","v":0},0,{"$f":"GZ26","v":0},null,null,null,null,{"$f":"IF($M27,IFERROR(IF(HG27<>\"\",HG27,HD27*HC27*HB27*$G27*$P27),0),0)","v":0},{"$f":"$O27","v":"kWh site"},null,{"$f":"IFERROR(HI27/HJ27,0)","v":0},0,{"$f":"HJ26","v":0},null,null,null,null,{"$f":"IF($M27,IFERROR(IF(HQ27<>\"\",HQ27,HN27*HM27*HL27*$G27*$P27),0),0)","v":0},{"$f":"$O27","v":"kWh site"},null,{"$f":"IFERROR(HS27/HT27,0)","v":0},0,{"$f":"HT26","v":0},null,null,null,null,{"$f":"IF($M27,IFERROR(IF(IA27<>\"\",IA27,HX27*HW27*HV27*$G27*$P27),0),0)","v":0},{"$f":"$O27","v":"kWh site"},null,{"$f":"IFERROR(IC27/ID27,0)","v":0},0,{"$f":"ID26","v":0},null,null,null,null,{"$f":"IF($M27,IFERROR(IF(IK27<>\"\",IK27,IH27*IG27*IF27*$G27*$P27),0),0)","v":0},{"$f":"$O27","v":"kWh site"},null,{"$f":"IFERROR(IM27/IN27,0)","v":0},0,{"$f":"IN26","v":0},null,null,null,null,{"$f":"IF($M27,IFERROR(IF(IU27<>\"\",IU27,IR27*IQ27*IP27*$G27*$P27),0),0)","v":0},{"$f":"$O27","v":"kWh site"},null,{"$f":"IFERROR(IW27/IX27,0)","v":0},0,{"$f":"IX26","v":0},null,null,null,null,{"$f":"IF($M27,IFERROR(IF(JE27<>\"\",JE27,JB27*JA27*IZ27*$G27*$P27),0),0)","v":0},{"$f":"$O27","v":"kWh site"},null,{"$f":"IFERROR(JG27/JH27,0)","v":0},0,{"$f":"JH26","v":0},null,null,null,2,0,0,0,0,0,0,0,0,0,0,0,0,0,0,818.27480395499492,805.48926014319807,805.48926014319807,0,0,0,0,0,0,0,0," MMBtu/yr"]
[null,3,"Lights",null,null,"Electricity",30,"Kilowatts",null,{"$f":"J27","v":3},true,true,true,null,"kWh site",1,1.0228435049437436E-2,"Lights",null,null,null,null,{"$f":"IF($M28,IFERROR(IF(Y28<>\"\",Y28,V28*U28*T28*$G28*$P28),0),0)","v":0},"kWh site",null,0,0,{"$f":"AB27","v":0},null,null,null,null,{"$f":"IF($M28,IFERROR(IF(AI28<>\"\",AI28,AF28*AE28*AD28*$G28*$P28),0),0)","v":0},"kWh site",null,0,0,{"$f":"AL27","v":0},null,null,null,null,{"$f":"IF($M28,IFERROR(IF(AS28<>\"\",AS28,AP28*AO28*AN28*$G28*$P28),0),0)","v":0},"kWh site",null,0,0,{"$f":"AV27","v":0},null,null,null,null,{"$f":"IF($M28,IFERROR(IF(BC28<>\"\",BC28,AZ28*AY28*AX28*$G28*$P28),0),0)","v":0},"kWh site",null,0,0,{"$f":"BF27","v":0},null,null,null,null,{"$f":"IF($M28,IFERROR(IF(BM28<>\"\",BM28,BJ28*BI28*BH28*$G28*$P28),0),0)","v":0},"kWh site",null,0,0,{"$f":"BP27","v":0},null,null,null,null,{"$f":"IF($M28,IFERROR(IF(BW28<>\"\",BW28,BT28*BS28*BR28*$G28*$P28),0),0)","v":0},"kWh site",null,0,0,{"$f":"BZ27","v":0},null,null,null,null,{"$f":"IF($M28,IFERROR(IF(CG28<>\"\",CG28,CD28*CC28*CB28*$G28*$P28),0),0)","v":0},"kWh site",null,0,0,{"$f":"CJ27","v":0},null,null,null,null,{"$f":"IF($M28,IFERROR(IF(CQ28<>\"\",CQ28,CN28*CM28*CL28*$G28*$P28),0),0)","v":0},"kWh site",null,0,0,{"$f":"CT27","v":0},null,null,null,null,{"$f":"IF($M28,IFERROR(IF(DA28<>\"\",DA28,CX28*CW28*CV28*$G28*$P28),0),0)","v":0},"kWh site",null,0,0,{"$f":"DD27","v":0},null,null,null,null,{"$f":"IF($M28,IFERROR(IF(DK28<>\"\",DK28,DH28*DG28*DF28*$G28*$P28),0),0)","v":0},"kWh site",null,0,0,{"$f":"DN27","v":0},null,null,null,null,{"$f":"IF($M28,IFERROR(IF(DU28<>\"\",DU28,DR28*DQ28*DP28*$G28*$P28),0),0)","v":0},"kWh site",null,0,0,{"$f":"DX27","v":0},null,null,null,null,{"$f":"IF($M28,IFERROR(IF(EE28<>\"\",EE28,EB28*EA28*DZ28*$G28*$P28),0),0)","v":0},"kWh site",null,0,0,{"$f":"EH27","v":0},null,null,null,null,{"$f":"IF($M28,IFERROR(IF(EO28<>\"\",EO28,EL28*EK28*EJ28*$G28*$P28),0),0)","v":0},"kWh site",null,0,0,{"$f":"ER27","v":0},null,null,null,null,{"$f":"IF($M28,IFERROR(IF(EY28<>\"\",EY28,EV28*EU28*ET28*$G28*$P28),0),0)","v":0},"kWh site",null,0,0,{"$f":"FB27","v":0},null,6000,1,1,{"$f":"IF($M28,IFERROR(IF(FI28<>\"\",FI28,FF28*FE28*FD28*$G28*$P28),0),0)","v":180000},"kWh site",null,0.19060393208852494,1841.1183088987384,{"$f":"FL27","v":9659.3931128537333},null,6000,1,1,{"$f":"IF($M28,IFERROR(IF(FS28<>\"\",FS28,FP28*FO28*FN28*$G28*$P28),0),0)","v":180000},"kWh site",null,0.14004512565159885,1841.1183088987384,{"$f":"FV27","v":13146.607569041937},null,6000,1,1,{"$f":"IF($M28,IFERROR(IF(GC28<>\"\",GC28,FZ28*FY28*FX28*$G28*$P28),0),0)","v":180000},"kWh site",null,0.14004512565159885,1841.1183088987384,{"$f":"GF27","v":13146.607569041937},null,null,null,null,{"$f":"IF($M28,IFERROR(IF(GM28<>\"\",GM28,GJ28*GI28*GH28*$G28*$P28),0),0)","v":0},"kWh site",null,0,0,{"$f":"GP27","v":0},null,null,null,null,{"$f":"IF($M28,IFERROR(IF(GW28<>\"\",GW28,GT28*GS28*GR28*$G28*$P28),0),0)","v":0},"kWh site",null,0,0,{"$f":"GZ27","v":0},null,null,null,null,{"$f":"IF($M28,IFERROR(IF(HG28<>\"\",HG28,HD28*HC28*HB28*$G28*$P28),0),0)","v":0},"kWh site",null,0,0,{"$f":"HJ27","v":0},null,null,null,null,{"$f":"IF($M28,IFERROR(IF(HQ28<>\"\",HQ28,HN28*HM28*HL28*$G28*$P28),0),0)","v":0},"kWh site",null,0,0,{"$f":"HT27","v":0},null,null,null,null,{"$f":"IF($M28,IFERROR(IF(IA28<>\"\",IA28,HX28*HW28*HV28*$G28*$P28),0),0)","v":0},"kWh site",null,0,0,{"$f":"ID27","v":0},null,null,null,null,{"$f":"IF($M28,IFERROR(IF(IK28<>\"\",IK28,IH28*IG28*IF28*$G28*$P28),0),0)","v":0},"kWh site",null,0,0,{"$f":"IN27","v":0},null,null,null,null,{"$f":"IF($M28,IFERROR(IF(IU28<>\"\",IU28,IR28*IQ28*IP28*$G28*$P28),0),0)","v":0},"kWh site",null,0,0,{"$f":"IX27","v":0},null,null,null,null,{"$f":"IF($M28,IFERROR(IF(JE28<>\"\",JE28,JB28*JA28*IZ28*$G28*$P28),0),0)","v":0},"kWh site",null,0,0,{"$f":"JH27","v":0},null,null,null,3,0,0,0,0,0,0,0,0,0,0,0,0,0,0,1841.1183088987384,1841.1183088987384,1841.1183088987384,0,0,0,0,0,0,0,0," MMBtu/yr"]
[null,4,null,null,null,null,null,null,null,3,false,true,false,null,"","",0,0,null,null,null,null,{"$f":"IF($M29,IFERROR(IF(Y29<>\"\",Y29,V29*U29*T29*$G29*$P29),0),0)","v":0},"",null,0,0,0,null,null,null,null,{"$f":"IF($M29,IFERROR(IF(AI29<>\"\",AI29,AF29*AE29*AD29*$G29*$P29),0),0)","v":0},"",null,0,0,0,null,null,null,null,{"$f":"IF($M29,IFERROR(IF(AS29<>\"\",AS29,AP29*AO29*AN29*$G29*$P29),0),0)","v":0},"",null,0,0,0,null,null,null,null,{"$f":"IF($M29,IFERROR(IF(BC29<>\"\",BC29,AZ29*AY29*AX29*$G29*$P29),0),0)","v":0},"",null,0,0,0,null,null,null,null,{"$f":"IF($M29,IFERROR(IF(BM29<>\"\",BM29,BJ29*BI29*BH29*$G29*$P29),0),0)","v":0},"",null,0,0,0,null,null,null,null,{"$f":"IF($M29,IFERROR(IF(BW29<>\"\",BW29,BT29*BS29*BR29*$G29*$P29),0),0)","v":0},"",null,0,0,0,null,null,null,null,{"$f":"IF($M29,IFERROR(IF(CG29<>\"\",CG29,CD29*CC29*CB29*$G29*$P29),0),0)","v":0},"",null,0,0,0,null,null,null,null,{"$f":"IF($M29,IFERROR(IF(CQ29<>\"\",CQ29,CN29*CM29*CL29*$G29*$P29),0),0)","v":0},"",null,0,0,0,null,null,null,null,{"$f":"IF($M29,IFERROR(IF(DA29<>\"\",DA29,CX29*CW29*CV29*$G29*$P29),0),0)","v":0},"",null,0,0,0,null,null,null,null,{"$f":"IF($M29,IFERROR(IF(DK29<>\"\",DK29,DH29*DG29*DF29*$G29*$P29),0),0)","v":0},"",null,0,0,0,null,null,null,null,{"$f":"IF($M29,IFERROR(IF(DU29<>\"\",DU29,DR29*DQ29*DP29*$G29*$P29),0),0)","v":0},"",null,0,0,0,null,null,null,null,{"$f":"IF($M29,IFERROR(IF(EE29<>\"\",EE29,EB29*EA29*DZ29*$G29*$P29),0),0)","v":0},"",null,0,0,0,null,null,null,null,{"$f":"IF($M29,IFERROR(IF(EO29<>\"\",EO29,EL29*EK29*EJ29*$G29*$P29),0),0)","v":0},"",null,0,0,0,null,null,null,null,{"$f":"IF($M29,IFERROR(IF(EY29<>\"\",EY29,EV29*EU29*ET29*$G29*$P29),0),0)","v":0},"",null,0,0,0,null,null,null,null,{"$f":"IF($M29,IFERROR(IF(FI29<>\"\",FI29,FF29*FE29*FD29*$G29*$P29),0),0)","v":0},"",null,0,0,9659.3931128537333,null,null,null,null,{"$f":"IF($M29,IFERROR(IF(FS29<>\"\",FS29,FP29*FO29*FN29*$G29*$P29),0),0)","v":0},"",null,0,0,13146.607569041937,null,null,null,null,{"$f":"IF($M29,IFERROR(IF(GC29<>\"\",GC29,FZ29*FY29*FX29*$G29*$P29),0),0)","v":0},"",null,0,0,13146.607569041937,null,null,null,null,{"$f":"IF($M29,IFERROR(IF(GM29<>\"\",GM29,GJ29*GI29*GH29*$G29*$P29),0),0)","v":0},"",null,0,0,0,null,null,null,null,{"$f":"IF($M29,IFERROR(IF(GW29<>\"\",GW29,GT29*GS29*GR29*$G29*$P29),0),0)","v":0},"",null,0,0,0,null,null,null,null,{"$f":"IF($M29,IFERROR(IF(HG29<>\"\",HG29,HD29*HC29*HB29*$G29*$P29),0),0)","v":0},"",null,0,0,0,null,null,null,null,{"$f":"IF($M29,IFERROR(IF(HQ29<>\"\",HQ29,HN29*HM29*HL29*$G29*$P29),0),0)","v":0},"",null,0,0,0,null,null,null,null,{"$f":"IF($M29,IFERROR(IF(IA29<>\"\",IA29,HX29*HW29*HV29*$G29*$P29),0),0)","v":0},"",null,0,0,0,null,null,null,null,{"$f":"IF($M29,IFERROR(IF(IK29<>\"\",IK29,IH29*IG29*IF29*$G29*$P29),0),0)","v":0},"",null,0,0,0,null,null,null,null,{"$f":"IF($M29,IFERROR(IF(IU29<>\"\",IU29,IR29*IQ29*IP29*$G29*$P29),0),0)","v":0},"",null,0,0,0,null,null,null,null,{"$f":"IF($M29,IFERROR(IF(JE29<>\"\",JE29,JB29*JA29*IZ29*$G29*$P29),0),0)","v":0},"",null,0,0,0,null,null,null,4,0,0,0,0,0,0,0,0,0,0,0,0,0,0,0,0,0,0,0,0,0,0,0,0,0," MMBtu/yr"]
[null,5,null,null,null,null,null,null,null,3,false,true,false,null,"","",0,0,null,null,null,null,0,"",null,0,0,0,null,null,null,null,0,"",null,0,0,0,null,null,null,null,0,"",null,0,0,0,null,null,null,null,0,"",null,0,0,0,null,null,null,null,0,"",null,0,0,0,null,null,null,null,0,"",null,0,0,0,null,null,null,null,0,"",null,0,0,0,null,null,null,null,0,"",null,0,0,0,null,null,null,null,0,"",null,0,0,0,null,null,null,null,0,"",null,0,0,0,null,null,null,null,0,"",null,0,0,0,null,null,null,null,0,"",null,0,0,0,null,null,null,null,0,"",null,0,0,0,null,null,null,null,0,"",null,0,0,0,null,null,null,null,0,"",null,0,0,9659.3931128537333,null,null,null,null,0,"",null,0,0,13146.607569041937,null,null,null,null,0,"",null,0,0,13146.607569041937,null,null,null,null,0,"",null,0,0,0,null,null,null,null,0,"",null,0,0,0,null,null,null,null,0,"",null,0,0,0,null,null,null,null,0,"",null,0,0,0,null,null,null,null,0,"",null,0,0,0,null,null,null,null,0,"",null,0,0,0,null,null,null,null,0,"",null,0,0,0,null,null,null,null,0,"",null,0,0,0,null,null,null,5,0,0,0,0,0,0,0,0,0,0,0,0,0,0,0,0,0,0,0,0,0,0,0,0,0," MMBtu/yr"]
[null,6,null,null,null,null,null,null,null,3,false,true,false,null,"","",0,0,null,null,null,null,0,"",null,0,0,0,null,null,null,null,0,"",null,0,0,0,null,null,null,null,0,"",null,0,0,0,null,null,null,null,0,"",null,0,0,0,null,null,null,null,0,"",null,0,0,0,null,null,null,null,0,"",null,0,0,0,null,null,null,null,0,"",null,0,0,0,null,null,null,null,0,"",null,0,0,0,null,null,null,null,0,"",null,0,0,0,null,null,null,null,0,"",null,0,0,0,null,null,null,null,0,"",null,0,0,0,null,null,null,null,0,"",null,0,0,0,null,null,null,null,0,"",null,0,0,0,null,null,null,null,0,"",null,0,0,0,null,null,null,null,0,"",null,0,0,9659.3931128537333,null,null,null,null,0,"",null,0,0,13146.607569041937,null,null,null,null,0,"",null,0,0,13146.607569041937,null,null,null,null,0,"",null,0,0,0,null,null,null,null,0,"",null,0,0,0,null,null,null,null,0,"",null,0,0,0,null,null,null,null,0,"",null,0,0,0,null,null,null,null,0,"",null,0,0,0,null,null,null,null,0,"",null,0,0,0,null,null,null,null,0,"",null,0,0,0,null,null,null,null,0,"",null,0,0,0,null,null,null,6,0,0,0,0,0,0,0,0,0,0,0,0,0,0,0,0,0,0,0,0,0,0,0,0,0," MMBtu/yr"]
[null,7,null,null,null,null,null,null,null,3,false,true,false,null,"","",0,0,null,null,null,null,0,"",null,0,0,0,null,null,null,null,0,"",null,0,0,0,null,null,null,null,0,"",null,0,0,0,null,null,null,null,0,"",null,0,0,0,null,null,null,null,0,"",null,0,0,0,null,null,null,null,0,"",null,0,0,0,null,null,null,null,0,"",null,0,0,0,null,null,null,null,0,"",null,0,0,0,null,null,null,null,0,"",null,0,0,0,null,null,null,null,0,"",null,0,0,0,null,null,null,null,0,"",null,0,0,0,null,null,null,null,0,"",null,0,0,0,null,null,null,null,0,"",null,0,0,0,null,null,null,null,0,"",null,0,0,0,null,null,null,null,0,"",null,0,0,9659.3931128537333,null,null,null,null,0,"",null,0,0,13146.607569041937,null,null,null,null,0,"",null,0,0,13146.607569041937,null,null,null,null,0,"",null,0,0,0,null,null,null,null,0,"",null,0,0,0,null,null,null,null,0,"",null,0,0,0,null,null,null,null,0,"",null,0,0,0,null,null,null,null,0,"",null,0,0,0,null,null,null,null,0,"",null,0,0,0,null,null,null,null,0,"",null,0,0,0,null,null,null,null,0,"",null,0,0,0,null,null,null,7,0,0,0,0,0,0,0,0,0,0,0,0,0,0,0,0,0,0,0,0,0,0,0,0,0," MMBtu/yr"]
[null,8,null,null,null,null,null,null,null,3,false,true,false,null,"","",0,0,null,null,null,null,0,"",null,0,0,0,null,null,null,null,0,"",null,0,0,0,null,null,null,null,0,"",null,0,0,0,null,null,null,null,0,"",null,0,0,0,null,null,null,null,0,"",null,0,0,0,null,null,null,null,0,"",null,0,0,0,null,null,null,null,0,"",null,0,0,0,null,null,null,null,0,"",null,0,0,0,null,null,null,null,0,"",null,0,0,0,null,null,null,null,0,"",null,0,0,0,null,null,null,null,0,"",null,0,0,0,null,null,null,null,0,"",null,0,0,0,null,null,null,null,0,"",null,0,0,0,null,null,null,null,0,"",null,0,0,0,null,null,null,null,0,"",null,0,0,9659.3931128537333,null,null,null,null,0,"",null,0,0,13146.607569041937,null,null,null,null,0,"",null,0,0,13146.607569041937,null,null,null,null,0,"",null,0,0,0,null,null,null,null,0,"",null,0,0,0,null,null,null,null,0,"",null,0,0,0,null,null,null,null,0,"",null,0,0,0,null,null,null,null,0,"",null,0,0,0,null,null,null,null,0,"",null,0,0,0,null,null,null,null,0,"",null,0,0,0,null,null,null,null,0,"",null,0,0,0,null,null,null,8,0,0,0,0,0,0,0,0,0,0,0,0,0,0,0,0,0,0,0,0,0,0,0,0,0," MMBtu/yr"]
[null,9,null,null,null,null,null,null,null,3,false,true,false,null,"","",0,0,null,null,null,null,0,"",null,0,0,0,null,null,null,null,0,"",null,0,0,0,null,null,null,null,0,"",null,0,0,0,null,null,null,null,0,"",null,0,0,0,null,null,null,null,0,"",null,0,0,0,null,null,null,null,0,"",null,0,0,0,null,null,null,null,0,"",null,0,0,0,null,null,null,null,0,"",null,0,0,0,null,null,null,null,0,"",null,0,0,0,null,null,null,null,0,"",null,0,0,0,null,null,null,null,0,"",null,0,0,0,null,null,null,null,0,"",null,0,0,0,null,null,null,null,0,"",null,0,0,0,null,null,null,null,0,"",null,0,0,0,null,null,null,null,0,"",null,0,0,9659.3931128537333,null,null,null,null,0,"",null,0,0,13146.607569041937,null,null,null,null,0,"",null,0,0,13146.607569041937,null,null,null,null,0,"",null,0,0,0,null,null,null,null,0,"",null,0,0,0,null,null,null,null,0,"",null,0,0,0,null,null,null,null,0,"",null,0,0,0,null,null,null,null,0,"",null,0,0,0,null,null,null,null,0,"",null,0,0,0,null,null,null,null,0,"",null,0,0,0,null,null,null,null,0,"",null,0,0,0,null,null,null,9,0,0,0,0,0,0,0,0,0,0,0,0,0,0,0,0,0,0,0,0,0,0,0,0,0," MMBtu/yr"]
[null,10,null,null,null,null,null,null,null,3,false,true,false,null,"","",0,0,null,null,null,null,0,"",null,0,0,0,null,null,null,null,0,"",null,0,0,0,null,null,null,null,0,"",null,0,0,0,null,null,null,null,0,"",null,0,0,0,null,null,null,null,0,"",null,0,0,0,null,null,null,null,0,"",null,0,0,0,null,null,null,null,0,"",null,0,0,0,null,null,null,null,0,"",null,0,0,0,null,null,null,null,0,"",null,0,0,0,null,null,null,null,0,"",null,0,0,0,null,null,null,null,0,"",null,0,0,0,null,null,null,null,0,"",null,0,0,0,null,null,null,null,0,"",null,0,0,0,null,null,null,null,0,"",null,0,0,0,null,null,null,null,0,"",null,0,0,9659.3931128537333,null,null,null,null,0,"",null,0,0,13146.607569041937,null,null,null,null,0,"",null,0,0,13146.607569041937,null,null,null,null,0,"",null,0,0,0,null,null,null,null,0,"",null,0,0,0,null,null,null,null,0,"",null,0,0,0,null,null,null,null,0,"",null,0,0,0,null,null,null,null,0,"",null,0,0,0,null,null,null,null,0,"",null,0,0,0,null,null,null,null,0,"",null,0,0,0,null,null,null,null,0,"",null,0,0,0,null,null,null,10,0,0,0,0,0,0,0,0,0,0,0,0,0,0,0,0,0,0,0,0,0,0,0,0,0," MMBtu/yr"]
[null,11,null,null,null,null,null,null,null,3,false,true,false,null,"","",0,0,null,null,null,null,0,"",null,0,0,0,null,null,null,null,0,"",null,0,0,0,null,null,null,null,0,"",null,0,0,0,null,null,null,null,0,"",null,0,0,0,null,null,null,null,0,"",null,0,0,0,null,null,null,null,0,"",null,0,0,0,null,null,null,null,0,"",null,0,0,0,null,null,null,null,0,"",null,0,0,0,null,null,null,null,0,"",null,0,0,0,null,null,null,null,0,"",null,0,0,0,null,null,null,null,0,"",null,0,0,0,null,null,null,null,0,"",null,0,0,0,null,null,null,null,0,"",null,0,0,0,null,null,null,null,0,"",null,0,0,0,null,null,null,null,0,"",null,0,0,9659.3931128537333,null,null,null,null,0,"",null,0,0,13146.607569041937,null,null,null,null,0,"",null,0,0,13146.607569041937,null,null,null,null,0,"",null,0,0,0,null,null,null,null,0,"",null,0,0,0,null,null,null,null,0,"",null,0,0,0,null,null,null,null,0,"",null,0,0,0,null,null,null,null,0,"",null,0,0,0,null,null,null,null,0,"",null,0,0,0,null,null,null,null,0,"",null,0,0,0,null,null,null,null,0,"",null,0,0,0,null,null,null,11,0,0,0,0,0,0,0,0,0,0,0,0,0,0,0,0,0,0,0,0,0,0,0,0,0," MMBtu/yr"]
[null,12,null,null,null,null,null,null,null,3,false,true,false,null,"","",0,0,null,null,null,null,0,"",null,0,0,0,null,null,null,null,0,"",null,0,0,0,null,null,null,null,0,"",null,0,0,0,null,null,null,null,0,"",null,0,0,0,null,null,null,null,0,"",null,0,0,0,null,null,null,null,0,"",null,0,0,0,null,null,null,null,0,"",null,0,0,0,null,null,null,null,0,"",null,0,0,0,null,null,null,null,0,"",null,0,0,0,null,null,null,null,0,"",null,0,0,0,null,null,null,null,0,"",null,0,0,0,null,null,null,null,0,"",null,0,0,0,null,null,null,null,0,"",null,0,0,0,null,null,null,null,0,"",null,0,0,0,null,null,null,null,0,"",null,0,0,9659.3931128537333,null,null,null,null,0,"",null,0,0,13146.607569041937,null,null,null,null,0,"",null,0,0,13146.607569041937,null,null,null,null,0,"",null,0,0,0,null,null,null,null,0,"",null,0,0,0,null,null,null,null,0,"",null,0,0,0,null,null,null,null,0,"",null,0,0,0,null,null,null,null,0,"",null,0,0,0,null,null,null,null,0,"",null,0,0,0,null,null,null,null,0,"",null,0,0,0,null,null,null,null,0,"",null,0,0,0,null,null,null,12,0,0,0,0,0,0,0,0,0,0,0,0,0,0,0,0,0,0,0,0,0,0,0,0,0," MMBtu/yr"]
[null,13,null,null,null,null,null,null,null,3,false,true,false,null,"","",0,0,null,null,null,null,0,"",null,0,0,0,null,null,null,null,0,"",null,0,0,0,null,null,null,null,0,"",null,0,0,0,null,null,null,null,0,"",null,0,0,0,null,null,null,null,0,"",null,0,0,0,null,null,null,null,0,"",null,0,0,0,null,null,null,null,0,"",null,0,0,0,null,null,null,null,0,"",null,0,0,0,null,null,null,null,0,"",null,0,0,0,null,null,null,null,0,"",null,0,0,0,null,null,null,null,0,"",null,0,0,0,null,null,null,null,0,"",null,0,0,0,null,null,null,null,0,"",null,0,0,0,null,null,null,null,0,"",null,0,0,0,null,null,null,null,0,"",null,0,0,9659.3931128537333,null,null,null,null,0,"",null,0,0,13146.607569041937,null,null,null,null,0,"",null,0,0,13146.607569041937,null,null,null,null,0,"",null,0,0,0,null,null,null,null,0,"",null,0,0,0,null,null,null,null,0,"",null,0,0,0,null,null,null,null,0,"",null,0,0,0,null,null,null,null,0,"",null,0,0,0,null,null,null,null,0,"",null,0,0,0,null,null,null,null,0,"",null,0,0,0,null,null,null,null,0,"",null,0,0,0,null,null,null,13,0,0,0,0,0,0,0,0,0,0,0,0,0,0,0,0,0,0,0,0,0,0,0,0,0," MMBtu/yr"]
[null,14,null,null,null,null,null,null,null,3,false,true,false,null,"","",0,0,null,null,null,null,0,"",null,0,0,0,null,null,null,null,0,"",null,0,0,0,null,null,null,null,0,"",null,0,0,0,null,null,null,null,0,"",null,0,0,0,null,null,null,null,0,"",null,0,0,0,null,null,null,null,0,"",null,0,0,0,null,null,null,null,0,"",null,0,0,0,null,null,null,null,0,"",null,0,0,0,null,null,null,null,0,"",null,0,0,0,null,null,null,null,0,"",null,0,0,0,null,null,null,null,0,"",null,0,0,0,null,null,null,null,0,"",null,0,0,0,null,null,null,null,0,"",null,0,0,0,null,null,null,null,0,"",null,0,0,0,null,null,null,null,0,"",null,0,0,9659.3931128537333,null,null,null,null,0,"",null,0,0,13146.607569041937,null,null,null,null,0,"",null,0,0,13146.607569041937,null,null,null,null,0,"",null,0,0,0,null,null,null,null,0,"",null,0,0,0,null,null,null,null,0,"",null,0,0,0,null,null,null,null,0,"",null,0,0,0,null,null,null,null,0,"",null,0,0,0,null,null,null,null,0,"",null,0,0,0,null,null,null,null,0,"",null,0,0,0,null,null,null,null,0,"",null,0,0,0,null,null,null,14,0,0,0,0,0,0,0,0,0,0,0,0,0,0,0,0,0,0,0,0,0,0,0,0,0," MMBtu/yr"]
[null,15,null,null,null,null,null,null,null,3,false,true,false,null,"","",0,0,null,null,null,null,0,"",null,0,0,0,null,null,null,null,0,"",null,0,0,0,null,null,null,null,0,"",null,0,0,0,null,null,null,null,0,"",null,0,0,0,null,null,null,null,0,"",null,0,0,0,null,null,null,null,0,"",null,0,0,0,null,null,null,null,0,"",null,0,0,0,null,null,null,null,0,"",null,0,0,0,null,null,null,null,0,"",null,0,0,0,null,null,null,null,0,"",null,0,0,0,null,null,null,null,0,"",null,0,0,0,null,null,null,null,0,"",null,0,0,0,null,null,null,null,0,"",null,0,0,0,null,null,null,null,0,"",null,0,0,0,null,null,null,null,0,"",null,0,0,9659.3931128537333,null,null,null,null,0,"",null,0,0,13146.607569041937,null,null,null,null,0,"",null,0,0,13146.607569041937,null,null,null,null,0,"",null,0,0,0,null,null,null,null,0,"",null,0,0,0,null,null,null,null,0,"",null,0,0,0,null,null,null,null,0,"",null,0,0,0,null,null,null,null,0,"",null,0,0,0,null,null,null,null,0,"",null,0,0,0,null,null,null,null,0,"",null,0,0,0,null,null,null,null,0,"",null,0,0,0,null,null,null,15,0,0,0,0,0,0,0,0,0,0,0,0,0,0,0,0,0,0,0,0,0,0,0,0,0," MMBtu/yr"]
[null,16,null,null,null,null,null,null,null,3,false,true,false,null,"","",0,0,null,null,null,null,0,"",null,0,0,0,null,null,null,null,0,"",null,0,0,0,null,null,null,null,0,"",null,0,0,0,null,null,null,null,0,"",null,0,0,0,null,null,null,null,0,"",null,0,0,0,null,null,null,null,0,"",null,0,0,0,null,null,null,null,0,"",null,0,0,0,null,null,null,null,0,"",null,0,0,0,null,null,null,null,0,"",null,0,0,0,null,null,null,null,0,"",null,0,0,0,null,null,null,null,0,"",null,0,0,0,null,null,null,null,0,"",null,0,0,0,null,null,null,null,0,"",null,0,0,0,null,null,null,null,0,"",null,0,0,0,null,null,null,null,0,"",null,0,0,9659.3931128537333,null,null,null,null,0,"",null,0,0,13146.607569041937,null,null,null,null,0,"",null,0,0,13146.607569041937,null,null,null,null,0,"",null,0,0,0,null,null,null,null,0,"",null,0,0,0,null,null,null,null,0,"",null,0,0,0,null,null,null,null,0,"",null,0,0,0,null,null,null,null,0,"",null,0,0,0,null,null,null,null,0,"",null,0,0,0,null,null,null,null,0,"",null,0,0,0,null,null,null,null,0,"",null,0,0,0,null,null,null,16,0,0,0,0,0,0,0,0,0,0,0,0,0,0,0,0,0,0,0,0,0,0,0,0,0," MMBtu/yr"]
[null,17,null,null,null,null,null,null,null,3,false,true,false,null,"","",0,0,null,null,null,null,0,"",null,0,0,0,null,null,null,null,0,"",null,0,0,0,null,null,null,null,0,"",null,0,0,0,null,null,null,null,0,"",null,0,0,0,null,null,null,null,0,"",null,0,0,0,null,null,null,null,0,"",null,0,0,0,null,null,null,null,0,"",null,0,0,0,null,null,null,null,0,"",null,0,0,0,null,null,null,null,0,"",null,0,0,0,null,null,null,null,0,"",null,0,0,0,null,null,null,null,0,"",null,0,0,0,null,null,null,null,0,"",null,0,0,0,null,null,null,null,0,"",null,0,0,0,null,null,null,null,0,"",null,0,0,0,null,null,null,null,0,"",null,0,0,9659.3931128537333,null,null,null,null,0,"",null,0,0,13146.607569041937,null,null,null,null,0,"",null,0,0,13146.607569041937,null,null,null,null,0,"",null,0,0,0,null,null,null,null,0,"",null,0,0,0,null,null,null,null,0,"",null,0,0,0,null,null,null,null,0,"",null,0,0,0,null,null,null,null,0,"",null,0,0,0,null,null,null,null,0,"",null,0,0,0,null,null,null,null,0,"",null,0,0,0,null,null,null,null,0,"",null,0,0,0,null,null,null,17,0,0,0,0,0,0,0,0,0,0,0,0,0,0,0,0,0,0,0,0,0,0,0,0,0," MMBtu/yr"]
[null,18,null,null,null,null,null,null,null,3,false,true,false,null,"","",0,0,null,null,null,null,0,"",null,0,0,0,null,null,null,null,0,"",null,0,0,0,null,null,null,null,0,"",null,0,0,0,null,null,null,null,0,"",null,0,0,0,null,null,null,null,0,"",null,0,0,0,null,null,null,null,0,"",null,0,0,0,null,null,null,null,0,"",null,0,0,0,null,null,null,null,0,"",null,0,0,0,null,null,null,null,0,"",null,0,0,0,null,null,null,null,0,"",null,0,0,0,null,null,null,null,0,"",null,0,0,0,null,null,null,null,0,"",null,0,0,0,null,null,null,null,0,"",null,0,0,0,null,null,null,null,0,"",null,0,0,0,null,null,null,null,0,"",null,0,0,9659.3931128537333,null,null,null,null,0,"",null,0,0,13146.607569041937,null,null,null,null,0,"",null,0,0,13146.607569041937,null,null,null,null,0,"",null,0,0,0,null,null,null,null,0,"",null,0,0,0,null,null,null,null,0,"",null,0,0,0,null,null,null,null,0,"",null,0,0,0,null,null,null,null,0,"",null,0,0,0,null,null,null,null,0,"",null,0,0,0,null,null,null,null,0,"",null,0,0,0,null,null,null,null,0,"",null,0,0,0,null,null,null,18,0,0,0,0,0,0,0,0,0,0,0,0,0,0,0,0,0,0,0,0,0,0,0,0,0," MMBtu/yr"]
[null,19,null,null,null,null,null,null,null,3,false,true,false,null,"","",0,0,null,null,null,null,0,"",null,0,0,0,null,null,null,null,0,"",null,0,0,0,null,null,null,null,0,"",null,0,0,0,null,null,null,null,0,"",null,0,0,0,null,null,null,null,0,"",null,0,0,0,null,null,null,null,0,"",null,0,0,0,null,null,null,null,0,"",null,0,0,0,null,null,null,null,0,"",null,0,0,0,null,null,null,null,0,"",null,0,0,0,null,null,null,null,0,"",null,0,0,0,null,null,null,null,0,"",null,0,0,0,null,null,null,null,0,"",null,0,0,0,null,null,null,null,0,"",null,0,0,0,null,null,null,null,0,"",null,0,0,0,null,null,null,null,0,"",null,0,0,9659.3931128537333,null,null,null,null,0,"",null,0,0,13146.607569041937,null,null,null,null,0,"",null,0,0,13146.607569041937,null,null,null,null,0,"",null,0,0,0,null,null,null,null,0,"",null,0,0,0,null,null,null,null,0,"",null,0,0,0,null,null,null,null,0,"",null,0,0,0,null,null,null,null,0,"",null,0,0,0,null,null,null,null,0,"",null,0,0,0,null,null,null,null,0,"",null,0,0,0,null,null,null,null,0,"",null,0,0,0,null,null,null,19,0,0,0,0,0,0,0,0,0,0,0,0,0,0,0,0,0,0,0,0,0,0,0,0,0," MMBtu/yr"]
[null,20,null,null,null,null,null,null,null,3,false,true,false,null,"","",0,0,null,null,null,null,0,"",null,0,0,0,null,null,null,null,0,"",null,0,0,0,null,null,null,null,0,"",null,0,0,0,null,null,null,null,0,"",null,0,0,0,null,null,null,null,0,"",null,0,0,0,null,null,null,null,0,"",null,0,0,0,null,null,null,null,0,"",null,0,0,0,null,null,null,null,0,"",null,0,0,0,null,null,null,null,0,"",null,0,0,0,null,null,null,null,0,"",null,0,0,0,null,null,null,null,0,"",null,0,0,0,null,null,null,null,0,"",null,0,0,0,null,null,null,null,0,"",null,0,0,0,null,null,null,null,0,"",null,0,0,0,null,null,null,null,0,"",null,0,0,9659.3931128537333,null,null,null,null,0,"",null,0,0,13146.607569041937,null,null,null,null,0,"",null,0,0,13146.607569041937,null,null,null,null,0,"",null,0,0,0,null,null,null,null,0,"",null,0,0,0,null,null,null,null,0,"",null,0,0,0,null,null,null,null,0,"",null,0,0,0,null,null,null,null,0,"",null,0,0,0,null,null,null,null,0,"",null,0,0,0,null,null,null,null,0,"",null,0,0,0,null,null,null,null,0,"",null,0,0,0,null,null,null,20,0,0,0,0,0,0,0,0,0,0,0,0,0,0,0,0,0,0,0,0,0,0,0,0,0," MMBtu/yr"]
[null,21,null,null,null,null,null,null,null,3,false,true,false,null,"","",0,0,null,null,null,null,0,"",null,0,0,0,null,null,null,null,0,"",null,0,0,0,null,null,null,null,0,"",null,0,0,0,null,null,null,null,0,"",null,0,0,0,null,null,null,null,0,"",null,0,0,0,null,null,null,null,0,"",null,0,0,0,null,null,null,null,0,"",null,0,0,0,null,null,null,null,0,"",null,0,0,0,null,null,null,null,0,"",null,0,0,0,null,null,null,null,0,"",null,0,0,0,null,null,null,null,0,"",null,0,0,0,null,null,null,null,0,"",null,0,0,0,null,null,null,null,0,"",null,0,0,0,null,null,null,null,0,"",null,0,0,0,null,null,null,null,0,"",null,0,0,9659.3931128537333,null,null,null,null,0,"",null,0,0,13146.607569041937,null,null,null,null,0,"",null,0,0,13146.607569041937,null,null,null,null,0,"",null,0,0,0,null,null,null,null,0,"",null,0,0,0,null,null,null,null,0,"",null,0,0,0,null,null,null,null,0,"",null,0,0,0,null,null,null,null,0,"",null,0,0,0,null,null,null,null,0,"",null,0,0,0,null,null,null,null,0,"",null,0,0,0,null,null,null,null,0,"",null,0,0,0,null,null,null,21,0,0,0,0,0,0,0,0,0,0,0,0,0,0,0,0,0,0,0,0,0,0,0,0,0," MMBtu/yr"]
[null,22,null,null,null,null,null,null,null,3,false,true,false,null,"","",0,0,null,null,null,null,0,"",null,0,0,0,null,null,null,null,0,"",null,0,0,0,null,null,null,null,0,"",null,0,0,0,null,null,null,null,0,"",null,0,0,0,null,null,null,null,0,"",null,0,0,0,null,null,null,null,0,"",null,0,0,0,null,null,null,null,0,"",null,0,0,0,null,null,null,null,0,"",null,0,0,0,null,null,null,null,0,"",null,0,0,0,null,null,null,null,0,"",null,0,0,0,null,null,null,null,0,"",null,0,0,0,null,null,null,null,0,"",null,0,0,0,null,null,null,null,0,"",null,0,0,0,null,null,null,null,0,"",null,0,0,0,null,null,null,null,0,"",null,0,0,9659.3931128537333,null,null,null,null,0,"",null,0,0,13146.607569041937,null,null,null,null,0,"",null,0,0,13146.607569041937,null,null,null,null,0,"",null,0,0,0,null,null,null,null,0,"",null,0,0,0,null,null,null,null,0,"",null,0,0,0,null,null,null,null,0,"",null,0,0,0,null,null,null,null,0,"",null,0,0,0,null,null,null,null,0,"",null,0,0,0,null,null,null,null,0,"",null,0,0,0,null,null,null,null,0,"",null,0,0,0,null,null,null,22,0,0,0,0,0,0,0,0,0,0,0,0,0,0,0,0,0,0,0,0,0,0,0,0,0," MMBtu/yr"]
[null,23,null,null,null,null,null,null,null,3,false,true,false,null,"","",0,0,null,null,null,null,0,"",null,0,0,0,null,null,null,null,0,"",null,0,0,0,null,null,null,null,0,"",null,0,0,0,null,null,null,null,0,"",null,0,0,0,null,null,null,null,0,"",null,0,0,0,null,null,null,null,0,"",null,0,0,0,null,null,null,null,0,"",null,0,0,0,null,null,null,null,0,"",null,0,0,0,null,null,null,null,0,"",null,0,0,0,null,null,null,null,0,"",null,0,0,0,null,null,null,null,0,"",null,0,0,0,null,null,null,null,0,"",null,0,0,0,null,null,null,null,0,"",null,0,0,0,null,null,null,null,0,"",null,0,0,0,null,null,null,null,0,"",null,0,0,9659.3931128537333,null,null,null,null,0,"",null,0,0,13146.607569041937,null,null,null,null,0,"",null,0,0,13146.607569041937,null,null,null,null,0,"",null,0,0,0,null,null,null,null,0,"",null,0,0,0,null,null,null,null,0,"",null,0,0,0,null,null,null,null,0,"",null,0,0,0,null,null,null,null,0,"",null,0,0,0,null,null,null,null,0,"",null,0,0,0,null,null,null,null,0,"",null,0,0,0,null,null,null,null,0,"",null,0,0,0,null,null,null,23,0,0,0,0,0,0,0,0,0,0,0,0,0,0,0,0,0,0,0,0,0,0,0,0,0," MMBtu/yr"]
[null,24,null,null,null,null,null,null,null,3,false,true,false,null,"","",0,0,null,null,null,null,0,"",null,0,0,0,null,null,null,null,0,"",null,0,0,0,null,null,null,null,0,"",null,0,0,0,null,null,null,null,0,"",null,0,0,0,null,null,null,null,0,"",null,0,0,0,null,null,null,null,0,"",null,0,0,0,null,null,null,null,0,"",null,0,0,0,null,null,null,null,0,"",null,0,0,0,null,null,null,null,0,"",null,0,0,0,null,null,null,null,0,"",null,0,0,0,null,null,null,null,0,"",null,0,0,0,null,null,null,null,0,"",null,0,0,0,null,null,null,null,0,"",null,0,0,0,null,null,null,null,0,"",null,0,0,0,null,null,null,null,0,"",null,0,0,9659.3931128537333,null,null,null,null,0,"",null,0,0,13146.607569041937,null,null,null,null,0,"",null,0,0,13146.607569041937,null,null,null,null,0,"",null,0,0,0,null,null,null,null,0,"",null,0,0,0,null,null,null,null,0,"",null,0,0,0,null,null,null,null,0,"",null,0,0,0,null,null,null,null,0,"",null,0,0,0,null,null,null,null,0,"",null,0,0,0,null,null,null,null,0,"",null,0,0,0,null,null,null,null,0,"",null,0,0,0,null,null,null,24,0,0,0,0,0,0,0,0,0,0,0,0,0,0,0,0,0,0,0,0,0,0,0,0,0," MMBtu/yr"]
[null,25,null,null,null,null,null,null,null,3,false,true,false,null,"","",0,0,null,null,null,null,0,"",null,0,0,0,null,null,null,null,0,"",null,0,0,0,null,null,null,null,0,"",null,0,0,0,null,null,null,null,0,"",null,0,0,0,null,null,null,null,0,"",null,0,0,0,null,null,null,null,0,"",null,0,0,0,null,null,null,null,0,"",null,0,0,0,null,null,null,null,0,"",null,0,0,0,null,null,null,null,0,"",null,0,0,0,null,null,null,null,0,"",null,0,0,0,null,null,null,null,0,"",null,0,0,0,null,null,null,null,0,"",null,0,0,0,null,null,null,null,0,"",null,0,0,0,null,null,null,null,0,"",null,0,0,0,null,null,null,null,0,"",null,0,0,9659.3931128537333,null,null,null,null,0,"",null,0,0,13146.607569041937,null,null,null,null,0,"",null,0,0,13146.607569041937,null,null,null,null,0,"",null,0,0,0,null,null,null,null,0,"",null,0,0,0,null,null,null,null,0,"",null,0,0,0,null,null,null,null,0,"",null,0,0,0,null,null,null,null,0,"",null,0,0,0,null,null,null,null,0,"",null,0,0,0,null,null,null,null,0,"",null,0,0,0,null,null,null,null,0,"",null,0,0,0,null,null,null,25,0,0,0,0,0,0,0,0,0,0,0,0,0,0,0,0,0,0,0,0,0,0,0,0,0," MMBtu/yr"]
[null,26,null,null,null,null,null,null,null,3,false,true,false,null,"","",0,0,null,null,null,null,0,"",null,0,0,0,null,null,null,null,0,"",null,0,0,0,null,null,null,null,0,"",null,0,0,0,null,null,null,null,0,"",null,0,0,0,null,null,null,null,0,"",null,0,0,0,null,null,null,null,0,"",null,0,0,0,null,null,null,null,0,"",null,0,0,0,null,null,null,null,0,"",null,0,0,0,null,null,null,null,0,"",null,0,0,0,null,null,null,null,0,"",null,0,0,0,null,null,null,null,0,"",null,0,0,0,null,null,null,null,0,"",null,0,0,0,null,null,null,null,0,"",null,0,0,0,null,null,null,null,0,"",null,0,0,0,null,null,null,null,0,"",null,0,0,9659.3931128537333,null,null,null,null,0,"",null,0,0,13146.607569041937,null,null,null,null,0,"",null,0,0,13146.607569041937,null,null,null,null,0,"",null,0,0,0,null,null,null,null,0,"",null,0,0,0,null,null,null,null,0,"",null,0,0,0,null,null,null,null,0,"",null,0,0,0,null,null,null,null,0,"",null,0,0,0,null,null,null,null,0,"",null,0,0,0,null,null,null,null,0,"",null,0,0,0,null,null,null,null,0,"",null,0,0,0,null,null,null,26,0,0,0,0,0,0,0,0,0,0,0,0,0,0,0,0,0,0,0,0,0,0,0,0,0," MMBtu/yr"]
[null,27,null,null,null,null,null,null,null,3,false,true,false,null,"","",0,0,null,null,null,null,0,"",null,0,0,0,null,null,null,null,0,"",null,0,0,0,null,null,null,null,0,"",null,0,0,0,null,null,null,null,0,"",null,0,0,0,null,null,null,null,0,"",null,0,0,0,null,null,null,null,0,"",null,0,0,0,null,null,null,null,0,"",null,0,0,0,null,null,null,null,0,"",null,0,0,0,null,null,null,null,0,"",null,0,0,0,null,null,null,null,0,"",null,0,0,0,null,null,null,null,0,"",null,0,0,0,null,null,null,null,0,"",null,0,0,0,null,null,null,null,0,"",null,0,0,0,null,null,null,null,0,"",null,0,0,0,null,null,null,null,0,"",null,0,0,9659.3931128537333,null,null,null,null,0,"",null,0,0,13146.607569041937,null,null,null,null,0,"",null,0,0,13146.607569041937,null,null,null,null,0,"",null,0,0,0,null,null,null,null,0,"",null,0,0,0,null,null,null,null,0,"",null,0,0,0,null,null,null,null,0,"",null,0,0,0,null,null,null,null,0,"",null,0,0,0,null,null,null,null,0,"",null,0,0,0,null,null,null,null,0,"",null,0,0,0,null,null,null,null,0,"",null,0,0,0,null,null,null,27,0,0,0,0,0,0,0,0,0,0,0,0,0,0,0,0,0,0,0,0,0,0,0,0,0," MMBtu/yr"]
[null,28,null,null,null,null,null,null,null,3,false,true,false,null,"","",0,0,null,null,null,null,0,"",null,0,0,0,null,null,null,null,0,"",null,0,0,0,null,null,null,null,0,"",null,0,0,0,null,null,null,null,0,"",null,0,0,0,null,null,null,null,0,"",null,0,0,0,null,null,null,null,0,"",null,0,0,0,null,null,null,null,0,"",null,0,0,0,null,null,null,null,0,"",null,0,0,0,null,null,null,null,0,"",null,0,0,0,null,null,null,null,0,"",null,0,0,0,null,null,null,null,0,"",null,0,0,0,null,null,null,null,0,"",null,0,0,0,null,null,null,null,0,"",null,0,0,0,null,null,null,null,0,"",null,0,0,0,null,null,null,null,0,"",null,0,0,9659.3931128537333,null,null,null,null,0,"",null,0,0,13146.607569041937,null,null,null,null,0,"",null,0,0,13146.607569041937,null,null,null,null,0,"",null,0,0,0,null,null,null,null,0,"",null,0,0,0,null,null,null,null,0,"",null,0,0,0,null,null,null,null,0,"",null,0,0,0,null,null,null,null,0,"",null,0,0,0,null,null,null,null,0,"",null,0,0,0,null,null,null,null,0,"",null,0,0,0,null,null,null,null,0,"",null,0,0,0,null,null,null,28,0,0,0,0,0,0,0,0,0,0,0,0,0,0,0,0,0,0,0,0,0,0,0,0,0," MMBtu/yr"]
[null,29,null,null,null,null,null,null,null,3,false,true,false,null,"","",0,0,null,null,null,null,0,"",null,0,0,0,null,null,null,null,0,"",null,0,0,0,null,null,null,null,0,"",null,0,0,0,null,null,null,null,0,"",null,0,0,0,null,null,null,null,0,"",null,0,0,0,null,null,null,null,0,"",null,0,0,0,null,null,null,null,0,"",null,0,0,0,null,null,null,null,0,"",null,0,0,0,null,null,null,null,0,"",null,0,0,0,null,null,null,null,0,"",null,0,0,0,null,null,null,null,0,"",null,0,0,0,null,null,null,null,0,"",null,0,0,0,null,null,null,null,0,"",null,0,0,0,null,null,null,null,0,"",null,0,0,0,null,null,null,null,0,"",null,0,0,9659.3931128537333,null,null,null,null,0,"",null,0,0,13146.607569041937,null,null,null,null,0,"",null,0,0,13146.607569041937,null,null,null,null,0,"",null,0,0,0,null,null,null,null,0,"",null,0,0,0,null,null,null,null,0,"",null,0,0,0,null,null,null,null,0,"",null,0,0,0,null,null,null,null,0,"",null,0,0,0,null,null,null,null,0,"",null,0,0,0,null,null,null,null,0,"",null,0,0,0,null,null,null,null,0,"",null,0,0,0,null,null,null,29,0,0,0,0,0,0,0,0,0,0,0,0,0,0,0,0,0,0,0,0,0,0,0,0,0," MMBtu/yr"]
[null,30,null,null,null,null,null,null,null,3,false,true,false,null,"","",0,0,null,null,null,null,0,"",null,0,0,0,null,null,null,null,0,"",null,0,0,0,null,null,null,null,0,"",null,0,0,0,null,null,null,null,0,"",null,0,0,0,null,null,null,null,0,"",null,0,0,0,null,null,null,null,0,"",null,0,0,0,null,null,null,null,0,"",null,0,0,0,null,null,null,null,0,"",null,0,0,0,null,null,null,null,0,"",null,0,0,0,null,null,null,null,0,"",null,0,0,0,null,null,null,null,0,"",null,0,0,0,null,null,null,null,0,"",null,0,0,0,null,null,null,null,0,"",null,0,0,0,null,null,null,null,0,"",null,0,0,0,null,null,null,null,0,"",null,0,0,9659.3931128537333,null,null,null,null,0,"",null,0,0,13146.607569041937,null,null,null,null,0,"",null,0,0,13146.607569041937,null,null,null,null,0,"",null,0,0,0,null,null,null,null,0,"",null,0,0,0,null,null,null,null,0,"",null,0,0,0,null,null,null,null,0,"",null,0,0,0,null,null,null,null,0,"",null,0,0,0,null,null,null,null,0,"",null,0,0,0,null,null,null,null,0,"",null,0,0,0,null,null,null,null,0,"",null,0,0,0,null,null,null,30,0,0,0,0,0,0,0,0,0,0,0,0,0,0,0,0,0,0,0,0,0,0,0,0,0," MMBtu/yr"]
[null,null,null,null,null,null,null,null,null,null,null,true,true]
[null,null,null,null,null,null,null,null,null,null,null,{"$f":"L54","v":true},{"$f":"AND(K57:L57)","v":true},null,null,null,null,null,null,null,null,"Total kWh Delivered",{"$f":"SUMIF(X26:X55,\"kWh site\",W26:W55)","v":0},"per year",null,null,null,null,null,null,null,{"$f":"V57","v":"Total kWh Delivered"},{"$f":"SUMIF(AH26:AH55,\"kWh site\",AG26:AG55)","v":0},"per year",null,null,null,null,null,null,null,{"$f":"AF57","v":"Total kWh Delivered"},{"$f":"SUMIF(AR26:AR55,\"kWh site\",AQ26:AQ55)","v":0},"per year",null,null,null,null,null,null,null,{"$f":"AP57","v":"Total kWh Delivered"},{"$f":"SUMIF(BB26:BB55,\"kWh site\",BA26:BA55)","v":0},"per year",null,null,null,null,null,null,null,{"$f":"AZ57","v":"Total kWh Delivered"},{"$f":"SUMIF(BL26:BL55,\"kWh site\",BK26:BK55)","v":0},"per year",null,null,null,null,null,null,null,{"$f":"BJ57","v":"Total kWh Delivered"},{"$f":"SUMIF(BV26:BV55,\"kWh site\",BU26:BU55)","v":0},"per year",null,null,null,null,null,null,null,{"$f":"BT57","v":"Total kWh Delivered"},{"$f":"SUMIF(CF26:CF55,\"kWh site\",CE26:CE55)","v":0},"per year",null,null,null,null,null,null,null,{"$f":"CD57","v":"Total kWh Delivered"},{"$f":"SUMIF(CP26:CP55,\"kWh site\",CO26:CO55)","v":0},"per year",null,null,null,null,null,null,null,{"$f":"CN57","v":"Total kWh Delivered"},{"$f":"SUMIF(CZ26:CZ55,\"kWh site\",CY26:CY55)","v":0},"per year",null,null,null,null,null,null,null,{"$f":"CX57","v":"Total kWh Delivered"},{"$f":"SUMIF(DJ26:DJ55,\"kWh site\",DI26:DI55)","v":0},"per year",null,null,null,null,null,null,null,{"$f":"DH57","v":"Total kWh Delivered"},{"$f":"SUMIF(DT26:DT55,\"kWh site\",DS26:DS55)","v":0},"per year",null,null,null,null,null,null,null,{"$f":"DR57","v":"Total kWh Delivered"},{"$f":"SUMIF(ED26:ED55,\"kWh site\",EC26:EC55)","v":0},"per year",null,null,null,null,null,null,null,{"$f":"EB57","v":"Total kWh Delivered"},{"$f":"SUMIF(EN26:EN55,\"kWh site\",EM26:EM55)","v":0},"per year",null,null,null,null,null,null,null,{"$f":"EL57","v":"Total kWh Delivered"},{"$f":"SUMIF(EX26:EX55,\"kWh site\",EW26:EW55)","v":0},"per year",null,null,null,null,null,null,null,{"$f":"EV57","v":"Total kWh Delivered"},{"$f":"SUMIF(FH26:FH55,\"kWh site\",FG26:FG55)","v":260000},"per year",null,null,null,null,null,null,null,{"$f":"FF57","v":"Total kWh Delivered"},{"$f":"SUMIF(FR26:FR55,\"kWh site\",FQ26:FQ55)","v":258750},"per year",null,null,null,null,null,null,null,{"$f":"FP57","v":"Total kWh Delivered"},{"$f":"SUMIF(GB26:GB55,\"kWh site\",GA26:GA55)","v":258750},"per year",null,null,null,null,null,null,null,{"$f":"FZ57","v":"Total kWh Delivered"},{"$f":"SUMIF(GL26:GL55,\"kWh site\",GK26:GK55)","v":0},"per year",null,null,null,null,null,null,null,{"$f":"GJ57","v":"Total kWh Delivered"},{"$f":"SUMIF(GV26:GV55,\"kWh site\",GU26:GU55)","v":0},"per year",null,null,null,null,null,null,null,{"$f":"GT57","v":"Total kWh Delivered"},{"$f":"SUMIF(HF26:HF55,\"kWh site\",HE26:HE55)","v":0},"per year",null,null,null,null,null,null,null,{"$f":"HD57","v":"Total kWh Delivered"},{"$f":"SUMIF(HP26:HP55,\"kWh site\",HO26:HO55)","v":0},"per year",null,null,null,null,null,null,null,{"$f":"HN57","v":"Total kWh Delivered"},{"$f":"SUMIF(HZ26:HZ55,\"kWh site\",HY26:HY55)","v":0},"per year",null,null,null,null,null,null,null,{"$f":"HX57","v":"Total kWh Delivered"},{"$f":"SUMIF(IJ26:IJ55,\"kWh site\",II26:II55)","v":0},"per year",null,null,null,null,null,null,null,{"$f":"IH57","v":"Total kWh Delivered"},{"$f":"SUMIF(IT26:IT55,\"kWh site\",IS26:IS55)","v":0},"per year",null,null,null,null,null,null,null,{"$f":"IR57","v":"Total kWh Delivered"},{"$f":"SUMIF(JD26:JD55,\"kWh site\",JC26:JC55)","v":0},"per year",null,null,null,null,null,null,null,"TOTAL",{"$f":"SUM(JM26:JM55)","v":0},{"$f":"SUM(JN26:JN55)","v":0},0,0,0,0,0,0,0,0,0,0,0,0,9659.3931128537333,13146.607569041937,13146.607569041937,0,0,0,0,0,0,0,0," MMBtu/yr"]
[null,null,null,null,null,null,null,null,null,null,null,{"$f":"L55","v":true},true,null,null,null,null,null,null,null,null,"Total Primary MMBtu",{"$f":"SUMIF(X26:X55,\"MMBtu\",W26:W55)","v":0},"per year",null,null,null,null,null,null,null,{"$f":"V58","v":"Total Primary MMBtu"},{"$f":"SUMIF(AH26:AH55,\"MMBtu\",AG26:AG55)","v":0},"per year",null,null,null,null,null,null,null,{"$f":"AF58","v":"Total Primary MMBtu"},{"$f":"SUMIF(AR26:AR55,\"MMBtu\",AQ26:AQ55)","v":0},"per year",null,null,null,null,null,null,null,{"$f":"AP58","v":"Total Primary MMBtu"},{"$f":"SUMIF(BB26:BB55,\"MMBtu\",BA26:BA55)","v":0},"per year",null,null,null,null,null,null,null,{"$f":"AZ58","v":"Total Primary MMBtu"},{"$f":"SUMIF(BL26:BL55,\"MMBtu\",BK26:BK55)","v":0},"per year",null,null,null,null,null,null,null,{"$f":"BJ58","v":"Total Primary MMBtu"},{"$f":"SUMIF(BV26:BV55,\"MMBtu\",BU26:BU55)","v":0},"per year",null,null,null,null,null,null,null,{"$f":"BT58","v":"Total Primary MMBtu"},{"$f":"SUMIF(CF26:CF55,\"MMBtu\",CE26:CE55)","v":0},"per year",null,null,null,null,null,null,null,{"$f":"CD58","v":"Total Primary MMBtu"},{"$f":"SUMIF(CP26:CP55,\"MMBtu\",CO26:CO55)","v":0},"per year",null,null,null,null,null,null,null,{"$f":"CN58","v":"Total Primary MMBtu"},{"$f":"SUMIF(CZ26:CZ55,\"MMBtu\",CY26:CY55)","v":0},"per year",null,null,null,null,null,null,null,{"$f":"CX58","v":"Total Primary MMBtu"},{"$f":"SUMIF(DJ26:DJ55,\"MMBtu\",DI26:DI55)","v":0},"per year",null,null,null,null,null,null,null,{"$f":"DH58","v":"Total Primary MMBtu"},{"$f":"SUMIF(DT26:DT55,\"MMBtu\",DS26:DS55)","v":0},"per year",null,null,null,null,null,null,null,{"$f":"DR58","v":"Total Primary MMBtu"},{"$f":"SUMIF(ED26:ED55,\"MMBtu\",EC26:EC55)","v":0},"per year",null,null,null,null,null,null,null,{"$f":"EB58","v":"Total Primary MMBtu"},{"$f":"SUMIF(EN26:EN55,\"MMBtu\",EM26:EM55)","v":0},"per year",null,null,null,null,null,null,null,{"$f":"EL58","v":"Total Primary MMBtu"},{"$f":"SUMIF(EX26:EX55,\"MMBtu\",EW26:EW55)","v":0},"per year",null,null,null,null,null,null,null,{"$f":"EV58","v":"Total Primary MMBtu"},{"$f":"SUMIF(FH26:FH55,\"MMBtu\",FG26:FG55)","v":7000},"per year",null,null,null,null,null,null,null,{"$f":"FF58","v":"Total Primary MMBtu"},{"$f":"SUMIF(FR26:FR55,\"MMBtu\",FQ26:FQ55)","v":10500},"per year",null,null,null,null,null,null,null,{"$f":"FP58","v":"Total Primary MMBtu"},{"$f":"SUMIF(GB26:GB55,\"MMBtu\",GA26:GA55)","v":10500},"per year",null,null,null,null,null,null,null,{"$f":"FZ58","v":"Total Primary MMBtu"},{"$f":"SUMIF(GL26:GL55,\"MMBtu\",GK26:GK55)","v":0},"per year",null,null,null,null,null,null,null,{"$f":"GJ58","v":"Total Primary MMBtu"},{"$f":"SUMIF(GV26:GV55,\"MMBtu\",GU26:GU55)","v":0},"per year",null,null,null,null,null,null,null,{"$f":"GT58","v":"Total Primary MMBtu"},{"$f":"SUMIF(HF26:HF55,\"MMBtu\",HE26:HE55)","v":0},"per year",null,null,null,null,null,null,null,{"$f":"HD58","v":"Total Primary MMBtu"},{"$f":"SUMIF(HP26:HP55,\"MMBtu\",HO26:HO55)","v":0},"per year",null,null,null,null,null,null,null,{"$f":"HN58","v":"Total Primary MMBtu"},{"$f":"SUMIF(HZ26:HZ55,\"MMBtu\",HY26:HY55)","v":0},"per year",null,null,null,null,null,null,null,{"$f":"HX58","v":"Total Primary MMBtu"},{"$f":"SUMIF(IJ26:IJ55,\"MMBtu\",II26:II55)","v":0},"per year",null,null,null,null,null,null,null,{"$f":"IH58","v":"Total Primary MMBtu"},{"$f":"SUMIF(IT26:IT55,\"MMBtu\",IS26:IS55)","v":0},"per year",null,null,null,null,null,null,null,{"$f":"IR58","v":"Total Primary MMBtu"},{"$f":"SUMIF(JD26:JD55,\"MMBtu\",JC26:JC55)","v":0},"per year"]
[null,null,null,null,null,null,null,null,null,null,null,{"$f":"L56","v":true},true,null,null,null,null,null,null,null,null," TOTAL ENERGY CONSUMPTION",{"$f":"SUM(AA26:AA55)","v":0},"MMBtu (primary) per year",null,null,null,null,null,null,null,{"$f":"V59","v":" TOTAL ENERGY CONSUMPTION"},{"$f":"SUM(AK26:AK55)","v":0},"MMBtu (primary) per year",null,null,null,null,null,null,null,{"$f":"AF59","v":" TOTAL ENERGY CONSUMPTION"},{"$f":"SUM(AU26:AU55)","v":0},"MMBtu (primary) per year",null,null,null,null,null,null,null,{"$f":"AP59","v":" TOTAL ENERGY CONSUMPTION"},{"$f":"SUM(BE26:BE55)","v":0},"MMBtu (primary) per year",null,null,null,null,null,null,null,{"$f":"AZ59","v":" TOTAL ENERGY CONSUMPTION"},{"$f":"SUM(BO26:BO55)","v":0},"MMBtu (primary) per year",null,null,null,null,null,null,null,{"$f":"BJ59","v":" TOTAL ENERGY CONSUMPTION"},{"$f":"SUM(BY26:BY55)","v":0},"MMBtu (primary) per year",null,null,null,null,null,null,null,{"$f":"BT59","v":" TOTAL ENERGY CONSUMPTION"},{"$f":"SUM(CI26:CI55)","v":0},"MMBtu (primary) per year",null,null,null,null,null,null,null,{"$f":"CD59","v":" TOTAL ENERGY CONSUMPTION"},{"$f":"SUM(CS26:CS55)","v":0},"MMBtu (primary) per year",null,null,null,null,null,null,null,{"$f":"CN59","v":" TOTAL ENERGY CONSUMPTION"},{"$f":"SUM(DC26:DC55)","v":0},"MMBtu (primary) per year",null,null,null,null,null,null,null,{"$f":"CX59","v":" TOTAL ENERGY CONSUMPTION"},{"$f":"SUM(DM26:DM55)","v":0},"MMBtu (primary) per year",null,null,null,null,null,null,null,{"$f":"DH59","v":" TOTAL ENERGY CONSUMPTION"},{"$f":"SUM(DW26:DW55)","v":0},"MMBtu (primary) per year",null,null,null,null,null,null,null,{"$f":"DR59","v":" TOTAL ENERGY CONSUMPTION"},{"$f":"SUM(EG26:EG55)","v":0},"MMBtu (primary) per year",null,null,null,null,null,null,null,{"$f":"EB59","v":" TOTAL ENERGY CONSUMPTION"},{"$f":"SUM(EQ26:EQ55)","v":0},"MMBtu (primary) per year",null,null,null,null,null,null,null,{"$f":"EL59","v":" TOTAL ENERGY CONSUMPTION"},{"$f":"SUM(FA26:FA55)","v":0},"MMBtu (primary) per year",null,null,null,null,null,null,null,{"$f":"EV59","v":" TOTAL ENERGY CONSUMPTION"},{"$f":"SUM(FK26:FK55)","v":9659.3931128537333},"MMBtu (primary) per year",null,null,null,null,null,null,null,{"$f":"FF59","v":" TOTAL ENERGY CONSUMPTION"},{"$f":"SUM(FU26:FU55)","v":13146.607569041937},"MMBtu (primary) per year",null,null,null,null,null,null,null,{"$f":"FP59","v":" TOTAL ENERGY CONSUMPTION"},{"$f":"SUM(GE26:GE55)","v":13146.607569041937},"MMBtu (primary) per year",null,null,null,null,null,null,null,{"$f":"FZ59","v":" TOTAL ENERGY CONSUMPTION"},{"$f":"SUM(GO26:GO55)","v":0},"MMBtu (primary) per year",null,null,null,null,null,null,null,{"$f":"GJ59","v":" TOTAL ENERGY CONSUMPTION"},{"$f":"SUM(GY26:GY55)","v":0},"MMBtu (primary) per year",null,null,null,null,null,null,null,{"$f":"GT59","v":" TOTAL ENERGY CONSUMPTION"},{"$f":"SUM(HI26:HI55)","v":0},"MMBtu (primary) per year",null,null,null,null,null,null,null,{"$f":"HD59","v":" TOTAL ENERGY CONSUMPTION"},{"$f":"SUM(HS26:HS55)","v":0},"MMBtu (primary) per year",null,null,null,null,null,null,null,{"$f":"HN59","v":" TOTAL ENERGY CONSUMPTION"},{"$f":"SUM(IC26:IC55)","v":0},"MMBtu (primary) per year",null,null,null,null,null,null,null,{"$f":"HX59","v":" TOTAL ENERGY CONSUMPTION"},{"$f":"SUM(IM26:IM55)","v":0},"MMBtu (primary) per year",null,null,null,null,null,null,null,{"$f":"IH59","v":" TOTAL ENERGY CONSUMPTION"},{"$f":"SUM(IW26:IW55)","v":0},"MMBtu (primary) per year",null,null,null,null,null,null,null,{"$f":"IR59","v":" TOTAL ENERGY CONSUMPTION"},{"$f":"SUM(JG26:JG55)","v":0},"MMBtu (primary) per year"]
[null,null,null,null,null,null,null,null,null,null,null,true,true]
[null,null,{"$f":"C20","v":"Energy Use Group"},null,null,null,null,null,null,null,null,{"$f":"L62","v":true},{"$f":"AND(K61:L61)","v":true}]
[null,null,{"$f":"C21+1","v":2},"Grinding Mill","Number of Items ",null,null,2,null,null,null,{"$f":"IF(C62<=NumberofEnergyGroups,TRUE, FALSE)","v":true},true,null,"EUdisplayedYear",2028]
[null,null,"Enter Group notes here",null,null,null,null,null,null,null,null,{"$f":"L62","v":true},true,null,"MaxYear",{"$f":"CurrentYear","v":2015},null,null,null,{"$f":"\"YEAR: \"&AA63","v":"YEAR: 2029"},null,null,null,null,null,null,{"$f":"FinalYear","v":2029},null,null,{"$f":"\"YEAR: \"&AK63","v":"YEAR: 2028"},null,null,null,null,null,null,{"$f":"AA63-1","v":2028},null,null,{"$f":"\"YEAR: \"&AU63","v":"YEAR: 2027"},null,null,null,null,null,null,{"$f":"AK63-1","v":2027},null,null,{"$f":"\"YEAR: \"&BE63","v":"YEAR: 2026"},null,null,null,null,null,null,{"$f":"AU63-1","v":2026},null,null,{"$f":"\"YEAR: \"&BO63","v":"YEAR: 2025"},null,null,null,null,null,null,{"$f":"BE63-1","v":2025},null,null,{"$f":"\"YEAR: \"&BY63","v":"YEAR: 2024"},null,null,null,null,null,null,{"$f":"BO63-1","v":2024},null,null,{"$f":"\"YEAR: \"&CI63","v":"YEAR: 2023"},null,null,null,null,null,null,{"$f":"BY63-1","v":2023},null,null,{"$f":"\"YEAR: \"&CS63","v":"YEAR: 2022"},null,null,null,null,null,null,{"$f":"CI63-1","v":2022},null,null,{"$f":"\"YEAR: \"&DC63","v":"YEAR: 2021"},null,null,null,null,null,null,{"$f":"CS63-1","v":2021},null,null,{"$f":"\"YEAR: \"&DM63","v":"YEAR: 2020"},null,null,null,null,null,null,{"$f":"DC63-1","v":2020},null,null,{"$f":"\"YEAR: \"&DW63","v":"YEAR: 2019"},null,null,null,null,null,null,{"$f":"DM63-1","v":2019},null,null,{"$f":"\"YEAR: \"&EG63","v":"YEAR: 2018"},null,null,null,null,null,null,{"$f":"DW63-1","v":2018},null,null,{"$f":"\"YEAR: \"&EQ63","v":"YEAR: 2017"},null,null,null,null,null,null,{"$f":"EG63-1","v":2017},null,null,{"$f":"\"YEAR: \"&FA63","v":"YEAR: 2016"},null,null,null,null,null,null,{"$f":"EQ63-1","v":2016},null,null,{"$f":"\"YEAR: \"&FK63","v":"YEAR: 2015"},null,null,null,null,null,null,{"$f":"FA63-1","v":2015},null,null,{"$f":"\"YEAR: \"&FU63","v":"YEAR: 2014"},null,null,null,null,null,null,{"$f":"FK63-1","v":2014},null,null,{"$f":"\"YEAR: \"&GE63","v":"YEAR: 2013"},null,null,null,null,null,null,{"$f":"FU63-1","v":2013},null,null,{"$f":"\"YEAR: \"&GO63","v":"YEAR: 2012"},null,null,null,null,null,null,{"$f":"GE63-1","v":2012},null,null,{"$f":"\"YEAR: \"&GY63","v":"YEAR: 2011"},null,null,null,null,null,null,{"$f":"GO63-1","v":2011},null,null,{"$f":"\"YEAR: \"&HI63","v":"YEAR: 2010"},null,null,null,null,null,null,{"$f":"GY63-1","v":2010},null,null,{"$f":"\"YEAR: \"&HS63","v":"YEAR: 2009"},null,null,null,null,null,null,{"$f":"HI63-1","v":2009},null,null,{"$f":"\"YEAR: \"&IC63","v":"YEAR: 2008"},null,null,null,null,null,null,{"$f":"HS63-1","v":2008},null,null,{"$f":"\"YEAR: \"&IM63","v":"YEAR: 2007"},null,null,null,null,null,null,{"$f":"IC63-1","v":2007},null,null,{"$f":"\"YEAR: \"&IW63","v":"YEAR: 2006"},null,null,null,null,null,null,{"$f":"IM63-1","v":2006},null,null,{"$f":"\"YEAR: \"&JG63","v":"YEAR: 2005"},null,null,null,null,null,null,{"$f":"IW63-1","v":2005},null,null,null,null,null,{"$f":"FinalYear","v":2029},{"$f":"JM63-1","v":2028},{"$f":"JN63-1","v":2027},2026,2025,2024,2023,2022,2021,2020,2019,2018,2017,2016,2015,2014,2013,2012,2011,2010,2009,2008,2007,2006,2005]
[null,null,null,null,null,null,null,null,null,null,null,{"$f":"L63","v":true},true,null,"MinYear",{"$f":"CurrentYear-NumberofYears+1","v":2013},null,null,null,"Estimated Hrs/Year","Load Factor (%)","Duty Factor (%)","Energy Consumption","Unit per year","Override Calculated Value","% of Total",null,null,null,"Estimated Hrs/Year","Load Factor (%)","Duty Factor (%)","Energy Consumption","Unit per year","Override Calculated Value","% of Total",null,null,null,"Estimated Hrs/Year","Load Factor (%)","Duty Factor (%)","Energy Consumption","Unit per year","Override Calculated Value","% of Total",null,null,null,"Estimated Hrs/Year","Load Factor (%)","Duty Factor (%)","Energy Consumption","Unit per year","Override Calculated Value","% of Total",null,null,null,"Estimated Hrs/Year","Load Factor (%)","Duty Factor (%)","Energy Consumption","Unit per year","Override Calculated Value","% of Total",null,null,null,"Estimated Hrs/Year","Load Factor (%)","Duty Factor (%)","Energy Consumption","Unit per year","Override Calculated Value","% of Total",null,null,null,"Estimated Hrs/Year","Load Factor (%)","Duty Factor (%)","Energy Consumption","Unit per year","Override Calculated Value","% of Total",null,null,null,"Estimated Hrs/Year","Load Factor (%)","Duty Factor (%)","Energy Consumption","Unit per year","Override Calculated Value","% of Total",null,null,null,"Estimated Hrs/Year","Load Factor (%)","Duty Factor (%)","Energy Consumption","Unit per year","Override Calculated Value","% of Total",null,null,null,"Estimated Hrs/Year","Load Factor (%)","Duty Factor (%)","Energy Consumption","Unit per year","Override Calculated Value","% of Total",null,null,null,"Estimated Hrs/Year","Load Factor (%)","Duty Factor (%)","Energy Consumption","Unit per year","Override Calculated Value","% of Total",null,null,null,"Estimated Hrs/Year","Load Factor (%)","Duty Factor (%)","Energy Consumption","Unit per year","Override Calculated Value","% of Total",null,null,null,"Estimated Hrs/Year","Load Factor (%)","Duty Factor (%)","Energy Consumption","Unit per year","Override Calculated Value","% of Total",null,null,null,"Estimated Hrs/Year","Load Factor (%)","Duty Factor (%)","Energy Consumption","Unit per year","Override Calculated Value","% of Total",null,null,null,"Estimated Hrs/Year","Load Factor (%)","Duty Factor (%)","Energy Consumption","Unit per year","Override Calculated Value","% of Total",null,null,null,"Estimated Hrs/Year","Load Factor (%)","Duty Factor (%)","Energy Consumption","Unit per year","Override Calculated Value","% of Total",null,null,null,"Estimated Hrs/Year","Load Factor (%)","Duty Factor (%)","Energy Consumption","Unit per year","Override Calculated Value","% of Total",null,null,null,"Estimated Hrs/Year","Load Factor (%)","Duty Factor (%)","Energy Consumption","Unit per year","Override Calculated Value","% of Total",null,null,null,"Estimated Hrs/Year","Load Factor (%)","Duty Factor (%)","Energy Consumption","Unit per year","Override Calculated Value","% of Total",null,null,null,"Estimated Hrs/Year","Load Factor (%)","Duty Factor (%)","Energy Consumption","Unit per year","Override Calculated Value","% of Total",null,null,null,"Estimated Hrs/Year","Load Factor (%)","Duty Factor (%)","Energy Consumption","Unit per year","Override Calculated Value","% of Total",null,null,null,"Estimated Hrs/Year","Load Factor (%)","Duty Factor (%)","Energy Consumption","Unit per year","Override Calculated Value","% of Total",null,null,null,"Estimated Hrs/Year","Load Factor (%)","Duty Factor (%)","Energy Consumption","Unit per year","Override Calculated Value","% of Total",null,null,null,"Estimated Hrs/Year","Load Factor (%)","Duty Factor (%)","Energy Consumption","Unit per year","Override Calculated Value","% of Total",null,null,null,"Estimated Hrs/Year","Load Factor (%)","Duty Factor (%)","Energy Consumption","Unit per year","Override Calculated Value","% of Total",null,null,null,null,null,null,"Energy Consumption\nALL VALUES converted to MMBtu per Year (primary)"]
[null,null,null,null,null,null,null,null,null,null,null,true,true]
[null,null,"Energy Using Equipment/Systems Name",null,null,"Energy Type","Total Size/Capacity","Units",null,null,null,true,true,null,"unit","conversion"]
[null,1,"Lights",null,null,"Electricity",50000,"Watts",null,{"$f":"H62","v":2},{"$f":"IF(B67>J67,FALSE,TRUE)","v":true},true,true,null,{"$f":"IF(H67<>\"\",VLOOKUP(H67,EnergyUseConversions,4,),\"\")","v":"kWh site"},{"$f":"IF(H67<>\"\",VLOOKUP(H67,EnergyUseConversions,3,),\"\")","v":1E-3},{"$f":"IFERROR(VLOOKUP(O67,MMBtuConversions,4,),0)","v":1.0228435049437436E-2},{"$f":"C67","v":"Lights"},null,null,null,null,{"$f":"IF($M67,IFERROR(IF(Y67<>\"\",Y67,V67*U67*T67*$G67*$P67),0),0)","v":0},{"$f":"$O67","v":"kWh site"},null,{"$f":"IFERROR(AA67/AB67,0)","v":0},{"$f":"W67*$Q67","v":0},{"$f":"W100","v":0},null,null,null,null,{"$f":"IF($M67,IFERROR(IF(AI67<>\"\",AI67,AF67*AE67*AD67*$G67*$P67),0),0)","v":0},{"$f":"$O67","v":"kWh site"},null,{"$f":"IFERROR(AK67/AL67,0)","v":0},{"$f":"AG67*$Q67","v":0},{"$f":"AG100","v":0},null,null,null,null,{"$f":"IF($M67,IFERROR(IF(AS67<>\"\",AS67,AP67*AO67*AN67*$G67*$P67),0),0)","v":0},{"$f":"$O67","v":"kWh site"},null,{"$f":"IFERROR(AU67/AV67,0)","v":0},{"$f":"AQ67*$Q67","v":0},{"$f":"AQ100","v":0},null,null,null,null,{"$f":"IF($M67,IFERROR(IF(BC67<>\"\",BC67,AZ67*AY67*AX67*$G67*$P67),0),0)","v":0},{"$f":"$O67","v":"kWh site"},null,{"$f":"IFERROR(BE67/BF67,0)","v":0},{"$f":"BA67*$Q67","v":0},{"$f":"BA100","v":0},null,null,null,null,{"$f":"IF($M67,IFERROR(IF(BM67<>\"\",BM67,BJ67*BI67*BH67*$G67*$P67),0),0)","v":0},{"$f":"$O67","v":"kWh site"},null,{"$f":"IFERROR(BO67/BP67,0)","v":0},{"$f":"BK67*$Q67","v":0},{"$f":"BK100","v":0},null,null,null,null,{"$f":"IF($M67,IFERROR(IF(BW67<>\"\",BW67,BT67*BS67*BR67*$G67*$P67),0),0)","v":0},{"$f":"$O67","v":"kWh site"},null,{"$f":"IFERROR(BY67/BZ67,0)","v":0},{"$f":"BU67*$Q67","v":0},{"$f":"BU100","v":0},null,null,null,null,{"$f":"IF($M67,IFERROR(IF(CG67<>\"\",CG67,CD67*CC67*CB67*$G67*$P67),0),0)","v":0},{"$f":"$O67","v":"kWh site"},null,{"$f":"IFERROR(CI67/CJ67,0)","v":0},{"$f":"CE67*$Q67","v":0},{"$f":"CE100","v":0},null,null,null,null,{"$f":"IF($M67,IFERROR(IF(CQ67<>\"\",CQ67,CN67*CM67*CL67*$G67*$P67),0),0)","v":0},{"$f":"$O67","v":"kWh site"},null,{"$f":"IFERROR(CS67/CT67,0)","v":0},{"$f":"CO67*$Q67","v":0},{"$f":"CO100","v":0},null,null,null,null,{"$f":"IF($M67,IFERROR(IF(DA67<>\"\",DA67,CX67*CW67*CV67*$G67*$P67),0),0)","v":0},{"$f":"$O67","v":"kWh site"},null,{"$f":"IFERROR(DC67/DD67,0)","v":0},{"$f":"CY67*$Q67","v":0},{"$f":"CY100","v":0},null,null,null,null,{"$f":"IF($M67,IFERROR(IF(DK67<>\"\",DK67,DH67*DG67*DF67*$G67*$P67),0),0)","v":0},{"$f":"$O67","v":"kWh site"},null,{"$f":"IFERROR(DM67/DN67,0)","v":0},{"$f":"DI67*$Q67","v":0},{"$f":"DI100","v":0},null,null,null,null,{"$f":"IF($M67,IFERROR(IF(DU67<>\"\",DU67,DR67*DQ67*DP67*$G67*$P67),0),0)","v":0},{"$f":"$O67","v":"kWh site"},null,{"$f":"IFERROR(DW67/DX67,0)","v":0},{"$f":"DS67*$Q67","v":0},{"$f":"DS100","v":0},null,null,null,null,{"$f":"IF($M67,IFERROR(IF(EE67<>\"\",EE67,EB67*EA67*DZ67*$G67*$P67),0),0)","v":0},{"$f":"$O67","v":"kWh site"},null,{"$f":"IFERROR(EG67/EH67,0)","v":0},{"$f":"EC67*$Q67","v":0},{"$f":"EC100","v":0},null,null,null,null,{"$f":"IF($M67,IFERROR(IF(EO67<>\"\",EO67,EL67*EK67*EJ67*$G67*$P67),0),0)","v":0},{"$f":"$O67","v":"kWh site"},null,{"$f":"IFERROR(EQ67/ER67,0)","v":0},{"$f":"EM67*$Q67","v":0},{"$f":"EM100","v":0},null,null,null,null,{"$f":"IF($M67,IFERROR(IF(EY67<>\"\",EY67,EV67*EU67*ET67*$G67*$P67),0),0)","v":0},{"$f":"$O67","v":"kWh site"},null,{"$f":"IFERROR(FA67/FB67,0)","v":0},{"$f":"EW67*$Q67","v":0},{"$f":"EW100","v":0},null,6000,1,1,{"$f":"IF($M67,IFERROR(IF(FI67<>\"\",FI67,FF67*FE67*FD67*$G67*$P67),0),0)","v":300000},{"$f":"$O67","v":"kWh site"},null,{"$f":"IFERROR(FK67/FL67,0)","v":0.25},{"$f":"FG67*$Q67","v":3068.5305148312309},{"$f":"FG100","v":12274.122059324924},null,6000,1,1,{"$f":"IF($M67,IFERROR(IF(FS67<>\"\",FS67,FP67*FO67*FN67*$G67*$P67),0),0)","v":300000},{"$f":"$O67","v":"kWh site"},null,{"$f":"IFERROR(FU67/FV67,0)","v":0.25},{"$f":"FQ67*$Q67","v":3068.5305148312309},{"$f":"FQ100","v":12274.122059324924},null,6000,1,1,{"$f":"IF($M67,IFERROR(IF(GC67<>\"\",GC67,FZ67*FY67*FX67*$G67*$P67),0),0)","v":300000},{"$f":"$O67","v":"kWh site"},null,{"$f":"IFERROR(GE67/GF67,0)","v":0.25},{"$f":"GA67*$Q67","v":3068.5305148312309},{"$f":"GA100","v":12274.122059324924},null,null,null,null,{"$f":"IF($M67,IFERROR(IF(GM67<>\"\",GM67,GJ67*GI67*GH67*$G67*$P67),0),0)","v":0},{"$f":"$O67","v":"kWh site"},null,{"$f":"IFERROR(GO67/GP67,0)","v":0},{"$f":"GK67*$Q67","v":0},{"$f":"GK100","v":0},null,null,null,null,{"$f":"IF($M67,IFERROR(IF(GW67<>\"\",GW67,GT67*GS67*GR67*$G67*$P67),0),0)","v":0},{"$f":"$O67","v":"kWh site"},null,{"$f":"IFERROR(GY67/GZ67,0)","v":0},{"$f":"GU67*$Q67","v":0},{"$f":"GU100","v":0},null,null,null,null,{"$f":"IF($M67,IFERROR(IF(HG67<>\"\",HG67,HD67*HC67*HB67*$G67*$P67),0),0)","v":0},{"$f":"$O67","v":"kWh site"},null,{"$f":"IFERROR(HI67/HJ67,0)","v":0},{"$f":"HE67*$Q67","v":0},{"$f":"HE100","v":0},null,null,null,null,{"$f":"IF($M67,IFERROR(IF(HQ67<>\"\",HQ67,HN67*HM67*HL67*$G67*$P67),0),0)","v":0},{"$f":"$O67","v":"kWh site"},null,{"$f":"IFERROR(HS67/HT67,0)","v":0},{"$f":"HO67*$Q67","v":0},{"$f":"HO100","v":0},null,null,null,null,{"$f":"IF($M67,IFERROR(IF(IA67<>\"\",IA67,HX67*HW67*HV67*$G67*$P67),0),0)","v":0},{"$f":"$O67","v":"kWh site"},null,{"$f":"IFERROR(IC67/ID67,0)","v":0},{"$f":"HY67*$Q67","v":0},{"$f":"HY100","v":0},null,null,null,null,{"$f":"IF($M67,IFERROR(IF(IK67<>\"\",IK67,IH67*IG67*IF67*$G67*$P67),0),0)","v":0},{"$f":"$O67","v":"kWh site"},null,{"$f":"IFERROR(IM67/IN67,0)","v":0},{"$f":"II67*$Q67","v":0},{"$f":"II100","v":0},null,null,null,null,{"$f":"IF($M67,IFERROR(IF(IU67<>\"\",IU67,IR67*IQ67*IP67*$G67*$P67),0),0)","v":0},{"$f":"$O67","v":"kWh site"},null,{"$f":"IFERROR(IW67/IX67,0)","v":0},{"$f":"IS67*$Q67","v":0},{"$f":"IS100","v":0},null,null,null,null,{"$f":"IF($M67,IFERROR(IF(JE67<>\"\",JE67,JB67*JA67*IZ67*$G67*$P67),0),0)","v":0},{"$f":"$O67","v":"kWh site"},null,{"$f":"IFERROR(JG67/JH67,0)","v":0},{"$f":"JC67*$Q67","v":0},{"$f":"JC100","v":0},null,null,null,1,{"$f":"AA67","v":0},{"$f":"AK67","v":0},{"$f":"AU67","v":0},{"$f":"BE67","v":0},{"$f":"BO67","v":0},{"$f":"BY67","v":0},{"$f":"CI67","v":0},{"$f":"CS67","v":0},{"$f":"DC67","v":0},{"$f":"DM67","v":0},{"$f":"DW67","v":0},{"$f":"EG67","v":0},{"$f":"EQ67","v":0},{"$f":"FA67","v":0},{"$f":"FK67","v":3068.5305148312309},{"$f":"FU67","v":3068.5305148312309},{"$f":"GE67","v":3068.5305148312309},{"$f":"GO67","v":0},{"$f":"GY67","v":0},{"$f":"HI67","v":0},{"$f":"HS67","v":0},{"$f":"IC67","v":0},{"$f":"IM67","v":0},{"$f":"IW67","v":0},{"$f":"JG67","v":0}," MMBtu/yr"]
[null,2,"Motors",null,null,"Electricity",300,"Kilowatts",null,{"$f":"J67","v":2},true,true,true,null,"kWh site",1,1.0228435049437436E-2,"Motors",null,null,null,null,{"$f":"IF($M68,IFERROR(IF(Y68<>\"\",Y68,V68*U68*T68*$G68*$P68),0),0)","v":0},{"$f":"$O68","v":"kWh site"},null,{"$f":"IFERROR(AA68/AB68,0)","v":0},0,{"$f":"AB67","v":0},null,null,null,null,{"$f":"IF($M68,IFERROR(IF(AI68<>\"\",AI68,AF68*AE68*AD68*$G68*$P68),0),0)","v":0},{"$f":"$O68","v":"kWh site"},null,{"$f":"IFERROR(AK68/AL68,0)","v":0},0,{"$f":"AL67","v":0},null,null,null,null,{"$f":"IF($M68,IFERROR(IF(AS68<>\"\",AS68,AP68*AO68*AN68*$G68*$P68),0),0)","v":0},{"$f":"$O68","v":"kWh site"},null,{"$f":"IFERROR(AU68/AV68,0)","v":0},0,{"$f":"AV67","v":0},null,null,null,null,{"$f":"IF($M68,IFERROR(IF(BC68<>\"\",BC68,AZ68*AY68*AX68*$G68*$P68),0),0)","v":0},{"$f":"$O68","v":"kWh site"},null,{"$f":"IFERROR(BE68/BF68,0)","v":0},0,{"$f":"BF67","v":0},null,null,null,null,{"$f":"IF($M68,IFERROR(IF(BM68<>\"\",BM68,BJ68*BI68*BH68*$G68*$P68),0),0)","v":0},{"$f":"$O68","v":"kWh site"},null,{"$f":"IFERROR(BO68/BP68,0)","v":0},0,{"$f":"BP67","v":0},null,null,null,null,{"$f":"IF($M68,IFERROR(IF(BW68<>\"\",BW68,BT68*BS68*BR68*$G68*$P68),0),0)","v":0},{"$f":"$O68","v":"kWh site"},null,{"$f":"IFERROR(BY68/BZ68,0)","v":0},0,{"$f":"BZ67","v":0},null,null,null,null,{"$f":"IF($M68,IFERROR(IF(CG68<>\"\",CG68,CD68*CC68*CB68*$G68*$P68),0),0)","v":0},{"$f":"$O68","v":"kWh site"},null,{"$f":"IFERROR(CI68/CJ68,0)","v":0},0,{"$f":"CJ67","v":0},null,null,null,null,{"$f":"IF($M68,IFERROR(IF(CQ68<>\"\",CQ68,CN68*CM68*CL68*$G68*$P68),0),0)","v":0},{"$f":"$O68","v":"kWh site"},null,{"$f":"IFERROR(CS68/CT68,0)","v":0},0,{"$f":"CT67","v":0},null,null,null,null,{"$f":"IF($M68,IFERROR(IF(DA68<>\"\",DA68,CX68*CW68*CV68*$G68*$P68),0),0)","v":0},{"$f":"$O68","v":"kWh site"},null,{"$f":"IFERROR(DC68/DD68,0)","v":0},0,{"$f":"DD67","v":0},null,null,null,null,{"$f":"IF($M68,IFERROR(IF(DK68<>\"\",DK68,DH68*DG68*DF68*$G68*$P68),0),0)","v":0},{"$f":"$O68","v":"kWh site"},null,{"$f":"IFERROR(DM68/DN68,0)","v":0},0,{"$f":"DN67","v":0},null,null,null,null,{"$f":"IF($M68,IFERROR(IF(DU68<>\"\",DU68,DR68*DQ68*DP68*$G68*$P68),0),0)","v":0},{"$f":"$O68","v":"kWh site"},null,{"$f":"IFERROR(DW68/DX68,0)","v":0},0,{"$f":"DX67","v":0},null,null,null,null,{"$f":"IF($M68,IFERROR(IF(EE68<>\"\",EE68,EB68*EA68*DZ68*$G68*$P68),0),0)","v":0},{"$f":"$O68","v":"kWh site"},null,{"$f":"IFERROR(EG68/EH68,0)","v":0},0,{"$f":"EH67","v":0},null,null,null,null,{"$f":"IF($M68,IFERROR(IF(EO68<>\"\",EO68,EL68*EK68*EJ68*$G68*$P68),0),0)","v":0},{"$f":"$O68","v":"kWh site"},null,{"$f":"IFERROR(EQ68/ER68,0)","v":0},0,{"$f":"ER67","v":0},null,null,null,null,{"$f":"IF($M68,IFERROR(IF(EY68<>\"\",EY68,EV68*EU68*ET68*$G68*$P68),0),0)","v":0},{"$f":"$O68","v":"kWh site"},null,{"$f":"IFERROR(FA68/FB68,0)","v":0},0,{"$f":"FB67","v":0},null,6000,0.5,1,{"$f":"IF($M68,IFERROR(IF(FI68<>\"\",FI68,FF68*FE68*FD68*$G68*$P68),0),0)","v":900000},{"$f":"$O68","v":"kWh site"},null,{"$f":"IFERROR(FK68/FL68,0)","v":0.75},9205.5915444936927,{"$f":"FL67","v":12274.122059324924},null,6000,0.5,1,{"$f":"IF($M68,IFERROR(IF(FS68<>\"\",FS68,FP68*FO68*FN68*$G68*$P68),0),0)","v":900000},{"$f":"$O68","v":"kWh site"},null,{"$f":"IFERROR(FU68/FV68,0)","v":0.75},9205.5915444936927,{"$f":"FV67","v":12274.122059324924},null,6000,0.5,1,{"$f":"IF($M68,IFERROR(IF(GC68<>\"\",GC68,FZ68*FY68*FX68*$G68*$P68),0),0)","v":900000},{"$f":"$O68","v":"kWh site"},null,{"$f":"IFERROR(GE68/GF68,0)","v":0.75},9205.5915444936927,{"$f":"GF67","v":12274.122059324924},null,null,null,null,{"$f":"IF($M68,IFERROR(IF(GM68<>\"\",GM68,GJ68*GI68*GH68*$G68*$P68),0),0)","v":0},{"$f":"$O68","v":"kWh site"},null,{"$f":"IFERROR(GO68/GP68,0)","v":0},0,{"$f":"GP67","v":0},null,null,null,null,{"$f":"IF($M68,IFERROR(IF(GW68<>\"\",GW68,GT68*GS68*GR68*$G68*$P68),0),0)","v":0},{"$f":"$O68","v":"kWh site"},null,{"$f":"IFERROR(GY68/GZ68,0)","v":0},0,{"$f":"GZ67","v":0},null,null,null,null,{"$f":"IF($M68,IFERROR(IF(HG68<>\"\",HG68,HD68*HC68*HB68*$G68*$P68),0),0)","v":0},{"$f":"$O68","v":"kWh site"},null,{"$f":"IFERROR(HI68/HJ68,0)","v":0},0,{"$f":"HJ67","v":0},null,null,null,null,{"$f":"IF($M68,IFERROR(IF(HQ68<>\"\",HQ68,HN68*HM68*HL68*$G68*$P68),0),0)","v":0},{"$f":"$O68","v":"kWh site"},null,{"$f":"IFERROR(HS68/HT68,0)","v":0},0,{"$f":"HT67","v":0},null,null,null,null,{"$f":"IF($M68,IFERROR(IF(IA68<>\"\",IA68,HX68*HW68*HV68*$G68*$P68),0),0)","v":0},{"$f":"$O68","v":"kWh site"},null,{"$f":"IFERROR(IC68/ID68,0)","v":0},0,{"$f":"ID67","v":0},null,null,null,null,{"$f":"IF($M68,IFERROR(IF(IK68<>\"\",IK68,IH68*IG68*IF68*$G68*$P68),0),0)","v":0},{"$f":"$O68","v":"kWh site"},null,{"$f":"IFERROR(IM68/IN68,0)","v":0},0,{"$f":"IN67","v":0},null,null,null,null,{"$f":"IF($M68,IFERROR(IF(IU68<>\"\",IU68,IR68*IQ68*IP68*$G68*$P68),0),0)","v":0},{"$f":"$O68","v":"kWh site"},null,{"$f":"IFERROR(IW68/IX68,0)","v":0},0,{"$f":"IX67","v":0},null,null,null,null,{"$f":"IF($M68,IFERROR(IF(JE68<>\"\",JE68,JB68*JA68*IZ68*$G68*$P68),0),0)","v":0},{"$f":"$O68","v":"kWh site"},null,{"$f":"IFERROR(JG68/JH68,0)","v":0},0,{"$f":"JH67","v":0},null,null,null,2,0,0,0,0,0,0,0,0,0,0,0,0,0,0,9205.5915444936927,9205.5915444936927,9205.5915444936927,0,0,0,0,0,0,0,0," MMBtu/yr"]
[null,3,null,null,null,null,null,null,null,{"$f":"J68","v":2},false,true,false,null,"","",0,0,null,null,null,null,{"$f":"IF($M69,IFERROR(IF(Y69<>\"\",Y69,V69*U69*T69*$G69*$P69),0),0)","v":0},"",null,0,0,{"$f":"AB68","v":0},null,null,null,null,{"$f":"IF($M69,IFERROR(IF(AI69<>\"\",AI69,AF69*AE69*AD69*$G69*$P69),0),0)","v":0},"",null,0,0,{"$f":"AL68","v":0},null,null,null,null,{"$f":"IF($M69,IFERROR(IF(AS69<>\"\",AS69,AP69*AO69*AN69*$G69*$P69),0),0)","v":0},"",null,0,0,{"$f":"AV68","v":0},null,null,null,null,{"$f":"IF($M69,IFERROR(IF(BC69<>\"\",BC69,AZ69*AY69*AX69*$G69*$P69),0),0)","v":0},"",null,0,0,{"$f":"BF68","v":0},null,null,null,null,{"$f":"IF($M69,IFERROR(IF(BM69<>\"\",BM69,BJ69*BI69*BH69*$G69*$P69),0),0)","v":0},"",null,0,0,{"$f":"BP68","v":0},null,null,null,null,{"$f":"IF($M69,IFERROR(IF(BW69<>\"\",BW69,BT69*BS69*BR69*$G69*$P69),0),0)","v":0},"",null,0,0,{"$f":"BZ68","v":0},null,null,null,null,{"$f":"IF($M69,IFERROR(IF(CG69<>\"\",CG69,CD69*CC69*CB69*$G69*$P69),0),0)","v":0},"",null,0,0,{"$f":"CJ68","v":0},null,null,null,null,{"$f":"IF($M69,IFERROR(IF(CQ69<>\"\",CQ69,CN69*CM69*CL69*$G69*$P69),0),0)","v":0},"",null,0,0,{"$f":"CT68","v":0},null,null,null,null,{"$f":"IF($M69,IFERROR(IF(DA69<>\"\",DA69,CX69*CW69*CV69*$G69*$P69),0),0)","v":0},"",null,0,0,{"$f":"DD68","v":0},null,null,null,null,{"$f":"IF($M69,IFERROR(IF(DK69<>\"\",DK69,DH69*DG69*DF69*$G69*$P69),0),0)","v":0},"",null,0,0,{"$f":"DN68","v":0},null,null,null,null,{"$f":"IF($M69,IFERROR(IF(DU69<>\"\",DU69,DR69*DQ69*DP69*$G69*$P69),0),0)","v":0},"",null,0,0,{"$f":"DX68","v":0},null,null,null,null,{"$f":"IF($M69,IFERROR(IF(EE69<>\"\",EE69,EB69*EA69*DZ69*$G69*$P69),0),0)","v":0},"",null,0,0,{"$f":"EH68","v":0},null,null,null,null,{"$f":"IF($M69,IFERROR(IF(EO69<>\"\",EO69,EL69*EK69*EJ69*$G69*$P69),0),0)","v":0},"",null,0,0,{"$f":"ER68","v":0},null,null,null,null,{"$f":"IF($M69,IFERROR(IF(EY69<>\"\",EY69,EV69*EU69*ET69*$G69*$P69),0),0)","v":0},"",null,0,0,{"$f":"FB68","v":0},null,null,null,null,{"$f":"IF($M69,IFERROR(IF(FI69<>\"\",FI69,FF69*FE69*FD69*$G69*$P69),0),0)","v":0},"",null,0,0,{"$f":"FL68","v":12274.122059324924},null,null,null,null,{"$f":"IF($M69,IFERROR(IF(FS69<>\"\",FS69,FP69*FO69*FN69*$G69*$P69),0),0)","v":0},"",null,0,0,{"$f":"FV68","v":12274.122059324924},null,null,null,null,{"$f":"IF($M69,IFERROR(IF(GC69<>\"\",GC69,FZ69*FY69*FX69*$G69*$P69),0),0)","v":0},"",null,0,0,{"$f":"GF68","v":12274.122059324924},null,null,null,null,{"$f":"IF($M69,IFERROR(IF(GM69<>\"\",GM69,GJ69*GI69*GH69*$G69*$P69),0),0)","v":0},"",null,0,0,{"$f":"GP68","v":0},null,null,null,null,{"$f":"IF($M69,IFERROR(IF(GW69<>\"\",GW69,GT69*GS69*GR69*$G69*$P69),0),0)","v":0},"",null,0,0,{"$f":"GZ68","v":0},null,null,null,null,{"$f":"IF($M69,IFERROR(IF(HG69<>\"\",HG69,HD69*HC69*HB69*$G69*$P69),0),0)","v":0},"",null,0,0,{"$f":"HJ68","v":0},null,null,null,null,{"$f":"IF($M69,IFERROR(IF(HQ69<>\"\",HQ69,HN69*HM69*HL69*$G69*$P69),0),0)","v":0},"",null,0,0,{"$f":"HT68","v":0},null,null,null,null,{"$f":"IF($M69,IFERROR(IF(IA69<>\"\",IA69,HX69*HW69*HV69*$G69*$P69),0),0)","v":0},"",null,0,0,{"$f":"ID68","v":0},null,null,null,null,{"$f":"IF($M69,IFERROR(IF(IK69<>\"\",IK69,IH69*IG69*IF69*$G69*$P69),0),0)","v":0},"",null,0,0,{"$f":"IN68","v":0},null,null,null,null,{"$f":"IF($M69,IFERROR(IF(IU69<>\"\",IU69,IR69*IQ69*IP69*$G69*$P69),0),0)","v":0},"",null,0,0,{"$f":"IX68","v":0},null,null,null,null,{"$f":"IF($M69,IFERROR(IF(JE69<>\"\",JE69,JB69*JA69*IZ69*$G69*$P69),0),0)","v":0},"",null,0,0,{"$f":"JH68","v":0},null,null,null,3,0,0,0,0,0,0,0,0,0,0,0,0,0,0,0,0,0,0,0,0,0,0,0,0,0," MMBtu/yr"]
[null,4,null,null,null,null,null,null,null,2,false,true,false,null,"","",0,0,null,null,null,null,{"$f":"IF($M70,IFERROR(IF(Y70<>\"\",Y70,V70*U70*T70*$G70*$P70),0),0)","v":0},"",null,0,0,0,null,null,null,null,{"$f":"IF($M70,IFERROR(IF(AI70<>\"\",AI70,AF70*AE70*AD70*$G70*$P70),0),0)","v":0},"",null,0,0,0,null,null,null,null,{"$f":"IF($M70,IFERROR(IF(AS70<>\"\",AS70,AP70*AO70*AN70*$G70*$P70),0),0)","v":0},"",null,0,0,0,null,null,null,null,{"$f":"IF($M70,IFERROR(IF(BC70<>\"\",BC70,AZ70*AY70*AX70*$G70*$P70),0),0)","v":0},"",null,0,0,0,null,null,null,null,{"$f":"IF($M70,IFERROR(IF(BM70<>\"\",BM70,BJ70*BI70*BH70*$G70*$P70),0),0)","v":0},"",null,0,0,0,null,null,null,null,{"$f":"IF($M70,IFERROR(IF(BW70<>\"\",BW70,BT70*BS70*BR70*$G70*$P70),0),0)","v":0},"",null,0,0,0,null,null,null,null,{"$f":"IF($M70,IFERROR(IF(CG70<>\"\",CG70,CD70*CC70*CB70*$G70*$P70),0),0)","v":0},"",null,0,0,0,null,null,null,null,{"$f":"IF($M70,IFERROR(IF(CQ70<>\"\",CQ70,CN70*CM70*CL70*$G70*$P70),0),0)","v":0},"",null,0,0,0,null,null,null,null,{"$f":"IF($M70,IFERROR(IF(DA70<>\"\",DA70,CX70*CW70*CV70*$G70*$P70),0),0)","v":0},"",null,0,0,0,null,null,null,null,{"$f":"IF($M70,IFERROR(IF(DK70<>\"\",DK70,DH70*DG70*DF70*$G70*$P70),0),0)","v":0},"",null,0,0,0,null,null,null,null,{"$f":"IF($M70,IFERROR(IF(DU70<>\"\",DU70,DR70*DQ70*DP70*$G70*$P70),0),0)","v":0},"",null,0,0,0,null,null,null,null,{"$f":"IF($M70,IFERROR(IF(EE70<>\"\",EE70,EB70*EA70*DZ70*$G70*$P70),0),0)","v":0},"",null,0,0,0,null,null,null,null,{"$f":"IF($M70,IFERROR(IF(EO70<>\"\",EO70,EL70*EK70*EJ70*$G70*$P70),0),0)","v":0},"",null,0,0,0,null,null,null,null,{"$f":"IF($M70,IFERROR(IF(EY70<>\"\",EY70,EV70*EU70*ET70*$G70*$P70),0),0)","v":0},"",null,0,0,0,null,null,null,null,{"$f":"IF($M70,IFERROR(IF(FI70<>\"\",FI70,FF70*FE70*FD70*$G70*$P70),0),0)","v":0},"",null,0,0,12274.122059324924,null,null,null,null,{"$f":"IF($M70,IFERROR(IF(FS70<>\"\",FS70,FP70*FO70*FN70*$G70*$P70),0),0)","v":0},"",null,0,0,12274.122059324924,null,null,null,null,{"$f":"IF($M70,IFERROR(IF(GC70<>\"\",GC70,FZ70*FY70*FX70*$G70*$P70),0),0)","v":0},"",null,0,0,12274.122059324924,null,null,null,null,{"$f":"IF($M70,IFERROR(IF(GM70<>\"\",GM70,GJ70*GI70*GH70*$G70*$P70),0),0)","v":0},"",null,0,0,0,null,null,null,null,{"$f":"IF($M70,IFERROR(IF(GW70<>\"\",GW70,GT70*GS70*GR70*$G70*$P70),0),0)","v":0},"",null,0,0,0,null,null,null,null,{"$f":"IF($M70,IFERROR(IF(HG70<>\"\",HG70,HD70*HC70*HB70*$G70*$P70),0),0)","v":0},"",null,0,0,0,null,null,null,null,{"$f":"IF($M70,IFERROR(IF(HQ70<>\"\",HQ70,HN70*HM70*HL70*$G70*$P70),0),0)","v":0},"",null,0,0,0,null,null,null,null,{"$f":"IF($M70,IFERROR(IF(IA70<>\"\",IA70,HX70*HW70*HV70*$G70*$P70),0),0)","v":0},"",null,0,0,0,null,null,null,null,{"$f":"IF($M70,IFERROR(IF(IK70<>\"\",IK70,IH70*IG70*IF70*$G70*$P70),0),0)","v":0},"",null,0,0,0,null,null,null,null,{"$f":"IF($M70,IFERROR(IF(IU70<>\"\",IU70,IR70*IQ70*IP70*$G70*$P70),0),0)","v":0},"",null,0,0,0,null,null,null,null,{"$f":"IF($M70,IFERROR(IF(JE70<>\"\",JE70,JB70*JA70*IZ70*$G70*$P70),0),0)","v":0},"",null,0,0,0,null,null,null,4,0,0,0,0,0,0,0,0,0,0,0,0,0,0,0,0,0,0,0,0,0,0,0,0,0," MMBtu/yr"]
[null,5,null,null,null,null,null,null,null,2,false,true,false,null,"","",0,0,null,null,null,null,0,"",null,0,0,0,null,null,null,null,0,"",null,0,0,0,null,null,null,null,0,"",null,0,0,0,null,null,null,null,0,"",null,0,0,0,null,null,null,null,0,"",null,0,0,0,null,null,null,null,0,"",null,0,0,0,null,null,null,null,0,"",null,0,0,0,null,null,null,null,0,"",null,0,0,0,null,null,null,null,0,"",null,0,0,0,null,null,null,null,0,"",null,0,0,0,null,null,null,null,0,"",null,0,0,0,null,null,null,null,0,"",null,0,0,0,null,null,null,null,0,"",null,0,0,0,null,null,null,null,0,"",null,0,0,0,null,null,null,null,0,"",null,0,0,12274.122059324924,null,null,null,null,0,"",null,0,0,12274.122059324924,null,null,null,null,0,"",null,0,0,12274.122059324924,null,null,null,null,0,"",null,0,0,0,null,null,null,null,0,"",null,0,0,0,null,null,null,null,0,"",null,0,0,0,null,null,null,null,0,"",null,0,0,0,null,null,null,null,0,"",null,0,0,0,null,null,null,null,0,"",null,0,0,0,null,null,null,null,0,"",null,0,0,0,null,null,null,null,0,"",null,0,0,0,null,null,null,5,0,0,0,0,0,0,0,0,0,0,0,0,0,0,0,0,0,0,0,0,0,0,0,0,0," MMBtu/yr"]
[null,6,null,null,null,null,null,null,null,2,false,true,false,null,"","",0,0,null,null,null,null,0,"",null,0,0,0,null,null,null,null,0,"",null,0,0,0,null,null,null,null,0,"",null,0,0,0,null,null,null,null,0,"",null,0,0,0,null,null,null,null,0,"",null,0,0,0,null,null,null,null,0,"",null,0,0,0,null,null,null,null,0,"",null,0,0,0,null,null,null,null,0,"",null,0,0,0,null,null,null,null,0,"",null,0,0,0,null,null,null,null,0,"",null,0,0,0,null,null,null,null,0,"",null,0,0,0,null,null,null,null,0,"",null,0,0,0,null,null,null,null,0,"",null,0,0,0,null,null,null,null,0,"",null,0,0,0,null,null,null,null,0,"",null,0,0,12274.122059324924,null,null,null,null,0,"",null,0,0,12274.122059324924,null,null,null,null,0,"",null,0,0,12274.122059324924,null,null,null,null,0,"",null,0,0,0,null,null,null,null,0,"",null,0,0,0,null,null,null,null,0,"",null,0,0,0,null,null,null,null,0,"",null,0,0,0,null,null,null,null,0,"",null,0,0,0,null,null,null,null,0,"",null,0,0,0,null,null,null,null,0,"",null,0,0,0,null,null,null,null,0,"",null,0,0,0,null,null,null,6,0,0,0,0,0,0,0,0,0,0,0,0,0,0,0,0,0,0,0,0,0,0,0,0,0," MMBtu/yr"]
[null,7,null,null,null,null,null,null,null,2,false,true,false,null,"","",0,0,null,null,null,null,0,"",null,0,0,0,null,null,null,null,0,"",null,0,0,0,null,null,null,null,0,"",null,0,0,0,null,null,null,null,0,"",null,0,0,0,null,null,null,null,0,"",null,0,0,0,null,null,null,null,0,"",null,0,0,0,null,null,null,null,0,"",null,0,0,0,null,null,null,null,0,"",null,0,0,0,null,null,null,null,0,"",null,0,0,0,null,null,null,null,0,"",null,0,0,0,null,null,null,null,0,"",null,0,0,0,null,null,null,null,0,"",null,0,0,0,null,null,null,null,0,"",null,0,0,0,null,null,null,null,0,"",null,0,0,0,null,null,null,null,0,"",null,0,0,12274.122059324924,null,null,null,null,0,"",null,0,0,12274.122059324924,null,null,null,null,0,"",null,0,0,12274.122059324924,null,null,null,null,0,"",null,0,0,0,null,null,null,null,0,"",null,0,0,0,null,null,null,null,0,"",null,0,0,0,null,null,null,null,0,"",null,0,0,0,null,null,null,null,0,"",null,0,0,0,null,null,null,null,0,"",null,0,0,0,null,null,null,null,0,"",null,0,0,0,null,null,null,null,0,"",null,0,0,0,null,null,null,7,0,0,0,0,0,0,0,0,0,0,0,0,0,0,0,0,0,0,0,0,0,0,0,0,0," MMBtu/yr"]
[null,8,null,null,null,null,null,null,null,2,false,true,false,null,"","",0,0,null,null,null,null,0,"",null,0,0,0,null,null,null,null,0,"",null,0,0,0,null,null,null,null,0,"",null,0,0,0,null,null,null,null,0,"",null,0,0,0,null,null,null,null,0,"",null,0,0,0,null,null,null,null,0,"",null,0,0,0,null,null,null,null,0,"",null,0,0,0,null,null,null,null,0,"",null,0,0,0,null,null,null,null,0,"",null,0,0,0,null,null,null,null,0,"",null,0,0,0,null,null,null,null,0,"",null,0,0,0,null,null,null,null,0,"",null,0,0,0,null,null,null,null,0,"",null,0,0,0,null,null,null,null,0,"",null,0,0,0,null,null,null,null,0,"",null,0,0,12274.122059324924,null,null,null,null,0,"",null,0,0,12274.122059324924,null,null,null,null,0,"",null,0,0,12274.122059324924,null,null,null,null,0,"",null,0,0,0,null,null,null,null,0,"",null,0,0,0,null,null,null,null,0,"",null,0,0,0,null,null,null,null,0,"",null,0,0,0,null,null,null,null,0,"",null,0,0,0,null,null,null,null,0,"",null,0,0,0,null,null,null,null,0,"",null,0,0,0,null,null,null,null,0,"",null,0,0,0,null,null,null,8,0,0,0,0,0,0,0,0,0,0,0,0,0,0,0,0,0,0,0,0,0,0,0,0,0," MMBtu/yr"]
[null,9,null,null,null,null,null,null,null,2,false,true,false,null,"","",0,0,null,null,null,null,0,"",null,0,0,0,null,null,null,null,0,"",null,0,0,0,null,null,null,null,0,"",null,0,0,0,null,null,null,null,0,"",null,0,0,0,null,null,null,null,0,"",null,0,0,0,null,null,null,null,0,"",null,0,0,0,null,null,null,null,0,"",null,0,0,0,null,null,null,null,0,"",null,0,0,0,null,null,null,null,0,"",null,0,0,0,null,null,null,null,0,"",null,0,0,0,null,null,null,null,0,"",null,0,0,0,null,null,null,null,0,"",null,0,0,0,null,null,null,null,0,"",null,0,0,0,null,null,null,null,0,"",null,0,0,0,null,null,null,null,0,"",null,0,0,12274.122059324924,null,null,null,null,0,"",null,0,0,12274.122059324924,null,null,null,null,0,"",null,0,0,12274.122059324924,null,null,null,null,0,"",null,0,0,0,null,null,null,null,0,"",null,0,0,0,null,null,null,null,0,"",null,0,0,0,null,null,null,null,0,"",null,0,0,0,null,null,null,null,0,"",null,0,0,0,null,null,null,null,0,"",null,0,0,0,null,null,null,null,0,"",null,0,0,0,null,null,null,null,0,"",null,0,0,0,null,null,null,9,0,0,0,0,0,0,0,0,0,0,0,0,0,0,0,0,0,0,0,0,0,0,0,0,0," MMBtu/yr"]
[null,10,null,null,null,null,null,null,null,2,false,true,false,null,"","",0,0,null,null,null,null,0,"",null,0,0,0,null,null,null,null,0,"",null,0,0,0,null,null,null,null,0,"",null,0,0,0,null,null,null,null,0,"",null,0,0,0,null,null,null,null,0,"",null,0,0,0,null,null,null,null,0,"",null,0,0,0,null,null,null,null,0,"",null,0,0,0,null,null,null,null,0,"",null,0,0,0,null,null,null,null,0,"",null,0,0,0,null,null,null,null,0,"",null,0,0,0,null,null,null,null,0,"",null,0,0,0,null,null,null,null,0,"",null,0,0,0,null,null,null,null,0,"",null,0,0,0,null,null,null,null,0,"",null,0,0,0,null,null,null,null,0,"",null,0,0,12274.122059324924,null,null,null,null,0,"",null,0,0,12274.122059324924,null,null,null,null,0,"",null,0,0,12274.122059324924,null,null,null,null,0,"",null,0,0,0,null,null,null,null,0,"",null,0,0,0,null,null,null,null,0,"",null,0,0,0,null,null,null,null,0,"",null,0,0,0,null,null,null,null,0,"",null,0,0,0,null,null,null,null,0,"",null,0,0,0,null,null,null,null,0,"",null,0,0,0,null,null,null,null,0,"",null,0,0,0,null,null,null,10,0,0,0,0,0,0,0,0,0,0,0,0,0,0,0,0,0,0,0,0,0,0,0,0,0," MMBtu/yr"]
[null,11,null,null,null,null,null,null,null,2,false,true,false,null,"","",0,0,null,null,null,null,0,"",null,0,0,0,null,null,null,null,0,"",null,0,0,0,null,null,null,null,0,"",null,0,0,0,null,null,null,null,0,"",null,0,0,0,null,null,null,null,0,"",null,0,0,0,null,null,null,null,0,"",null,0,0,0,null,null,null,null,0,"",null,0,0,0,null,null,null,null,0,"",null,0,0,0,null,null,null,null,0,"",null,0,0,0,null,null,null,null,0,"",null,0,0,0,null,null,null,null,0,"",null,0,0,0,null,null,null,null,0,"",null,0,0,0,null,null,null,null,0,"",null,0,0,0,null,null,null,null,0,"",null,0,0,0,null,null,null,null,0,"",null,0,0,12274.122059324924,null,null,null,null,0,"",null,0,0,12274.122059324924,null,null,null,null,0,"",null,0,0,12274.122059324924,null,null,null,null,0,"",null,0,0,0,null,null,null,null,0,"",null,0,0,0,null,null,null,null,0,"",null,0,0,0,null,null,null,null,0,"",null,0,0,0,null,null,null,null,0,"",null,0,0,0,null,null,null,null,0,"",null,0,0,0,null,null,null,null,0,"",null,0,0,0,null,null,null,null,0,"",null,0,0,0,null,null,null,11,0,0,0,0,0,0,0,0,0,0,0,0,0,0,0,0,0,0,0,0,0,0,0,0,0," MMBtu/yr"]
[null,12,null,null,null,null,null,null,null,2,false,true,false,null,"","",0,0,null,null,null,null,0,"",null,0,0,0,null,null,null,null,0,"",null,0,0,0,null,null,null,null,0,"",null,0,0,0,null,null,null,null,0,"",null,0,0,0,null,null,null,null,0,"",null,0,0,0,null,null,null,null,0,"",null,0,0,0,null,null,null,null,0,"",null,0,0,0,null,null,null,null,0,"",null,0,0,0,null,null,null,null,0,"",null,0,0,0,null,null,null,null,0,"",null,0,0,0,null,null,null,null,0,"",null,0,0,0,null,null,null,null,0,"",null,0,0,0,null,null,null,null,0,"",null,0,0,0,null,null,null,null,0,"",null,0,0,0,null,null,null,null,0,"",null,0,0,12274.122059324924,null,null,null,null,0,"",null,0,0,12274.122059324924,null,null,null,null,0,"",null,0,0,12274.122059324924,null,null,null,null,0,"",null,0,0,0,null,null,null,null,0,"",null,0,0,0,null,null,null,null,0,"",null,0,0,0,null,null,null,null,0,"",null,0,0,0,null,null,null,null,0,"",null,0,0,0,null,null,null,null,0,"",null,0,0,0,null,null,null,null,0,"",null,0,0,0,null,null,null,null,0,"",null,0,0,0,null,null,null,12,0,0,0,0,0,0,0,0,0,0,0,0,0,0,0,0,0,0,0,0,0,0,0,0,0," MMBtu/yr"]
[null,13,null,null,null,null,null,null,null,2,false,true,false,null,"","",0,0,null,null,null,null,0,"",null,0,0,0,null,null,null,null,0,"",null,0,0,0,null,null,null,null,0,"",null,0,0,0,null,null,null,null,0,"",null,0,0,0,null,null,null,null,0,"",null,0,0,0,null,null,null,null,0,"",null,0,0,0,null,null,null,null,0,"",null,0,0,0,null,null,null,null,0,"",null,0,0,0,null,null,null,null,0,"",null,0,0,0,null,null,null,null,0,"",null,0,0,0,null,null,null,null,0,"",null,0,0,0,null,null,null,null,0,"",null,0,0,0,null,null,null,null,0,"",null,0,0,0,null,null,null,null,0,"",null,0,0,0,null,null,null,null,0,"",null,0,0,12274.122059324924,null,null,null,null,0,"",null,0,0,12274.122059324924,null,null,null,null,0,"",null,0,0,12274.122059324924,null,null,null,null,0,"",null,0,0,0,null,null,null,null,0,"",null,0,0,0,null,null,null,null,0,"",null,0,0,0,null,null,null,null,0,"",null,0,0,0,null,null,null,null,0,"",null,0,0,0,null,null,null,null,0,"",null,0,0,0,null,null,null,null,0,"",null,0,0,0,null,null,null,null,0,"",null,0,0,0,null,null,null,13,0,0,0,0,0,0,0,0,0,0,0,0,0,0,0,0,0,0,0,0,0,0,0,0,0," MMBtu/yr"]
[null,14,null,null,null,null,null,null,null,2,false,true,false,null,"","",0,0,null,null,null,null,0,"",null,0,0,0,null,null,null,null,0,"",null,0,0,0,null,null,null,null,0,"",null,0,0,0,null,null,null,null,0,"",null,0,0,0,null,null,null,null,0,"",null,0,0,0,null,null,null,null,0,"",null,0,0,0,null,null,null,null,0,"",null,0,0,0,null,null,null,null,0,"",null,0,0,0,null,null,null,null,0,"",null,0,0,0,null,null,null,null,0,"",null,0,0,0,null,null,null,null,0,"",null,0,0,0,null,null,null,null,0,"",null,0,0,0,null,null,null,null,0,"",null,0,0,0,null,null,null,null,0,"",null,0,0,0,null,null,null,null,0,"",null,0,0,12274.122059324924,null,null,null,null,0,"",null,0,0,12274.122059324924,null,null,null,null,0,"",null,0,0,12274.122059324924,null,null,null,null,0,"",null,0,0,0,null,null,null,null,0,"",null,0,0,0,null,null,null,null,0,"",null,0,0,0,null,null,null,null,0,"",null,0,0,0,null,null,null,null,0,"",null,0,0,0,null,null,null,null,0,"",null,0,0,0,null,null,null,null,0,"",null,0,0,0,null,null,null,null,0,"",null,0,0,0,null,null,null,14,0,0,0,0,0,0,0,0,0,0,0,0,0,0,0,0,0,0,0,0,0,0,0,0,0," MMBtu/yr"]
[null,15,null,null,null,null,null,null,null,2,false,true,false,null,"","",0,0,null,null,null,null,0,"",null,0,0,0,null,null,null,null,0,"",null,0,0,0,null,null,null,null,0,"",null,0,0,0,null,null,null,null,0,"",null,0,0,0,null,null,null,null,0,"",null,0,0,0,null,null,null,null,0,"",null,0,0,0,null,null,null,null,0,"",null,0,0,0,null,null,null,null,0,"",null,0,0,0,null,null,null,null,0,"",null,0,0,0,null,null,null,null,0,"",null,0,0,0,null,null,null,null,0,"",null,0,0,0,null,null,null,null,0,"",null,0,0,0,null,null,null,null,0,"",null,0,0,0,null,null,null,null,0,"",null,0,0,0,null,null,null,null,0,"",null,0,0,12274.122059324924,null,null,null,null,0,"",null,0,0,12274.122059324924,null,null,null,null,0,"",null,0,0,12274.122059324924,null,null,null,null,0,"",null,0,0,0,null,null,null,null,0,"",null,0,0,0,null,null,null,null,0,"",null,0,0,0,null,null,null,null,0,"",null,0,0,0,null,null,null,null,0,"",null,0,0,0,null,null,null,null,0,"",null,0,0,0,null,null,null,null,0,"",null,0,0,0,null,null,null,null,0,"",null,0,0,0,null,null,null,15,0,0,0,0,0,0,0,0,0,0,0,0,0,0,0,0,0,0,0,0,0,0,0,0,0," MMBtu/yr"]
[null,16,null,null,null,null,null,null,null,2,false,true,false,null,"","",0,0,null,null,null,null,0,"",null,0,0,0,null,null,null,null,0,"",null,0,0,0,null,null,null,null,0,"",null,0,0,0,null,null,null,null,0,"",null,0,0,0,null,null,null,null,0,"",null,0,0,0,null,null,null,null,0,"",null,0,0,0,null,null,null,null,0,"",null,0,0,0,null,null,null,null,0,"",null,0,0,0,null,null,null,null,0,"",null,0,0,0,null,null,null,null,0,"",null,0,0,0,null,null,null,null,0,"",null,0,0,0,null,null,null,null,0,"",null,0,0,0,null,null,null,null,0,"",null,0,0,0,null,null,null,null,0,"",null,0,0,0,null,null,null,null,0,"",null,0,0,12274.122059324924,null,null,null,null,0,"",null,0,0,12274.122059324924,null,null,null,null,0,"",null,0,0,12274.122059324924,null,null,null,null,0,"",null,0,0,0,null,null,null,null,0,"",null,0,0,0,null,null,null,null,0,"",null,0,0,0,null,null,null,null,0,"",null,0,0,0,null,null,null,null,0,"",null,0,0,0,null,null,null,null,0,"",null,0,0,0,null,null,null,null,0,"",null,0,0,0,null,null,null,null,0,"",null,0,0,0,null,null,null,16,0,0,0,0,0,0,0,0,0,0,0,0,0,0,0,0,0,0,0,0,0,0,0,0,0," MMBtu/yr"]
[null,17,null,null,null,null,null,null,null,2,false,true,false,null,"","",0,0,null,null,null,null,0,"",null,0,0,0,null,null,null,null,0,"",null,0,0,0,null,null,null,null,0,"",null,0,0,0,null,null,null,null,0,"",null,0,0,0,null,null,null,null,0,"",null,0,0,0,null,null,null,null,0,"",null,0,0,0,null,null,null,null,0,"",null,0,0,0,null,null,null,null,0,"",null,0,0,0,null,null,null,null,0,"",null,0,0,0,null,null,null,null,0,"",null,0,0,0,null,null,null,null,0,"",null,0,0,0,null,null,null,null,0,"",null,0,0,0,null,null,null,null,0,"",null,0,0,0,null,null,null,null,0,"",null,0,0,0,null,null,null,null,0,"",null,0,0,12274.122059324924,null,null,null,null,0,"",null,0,0,12274.122059324924,null,null,null,null,0,"",null,0,0,12274.122059324924,null,null,null,null,0,"",null,0,0,0,null,null,null,null,0,"",null,0,0,0,null,null,null,null,0,"",null,0,0,0,null,null,null,null,0,"",null,0,0,0,null,null,null,null,0,"",null,0,0,0,null,null,null,null,0,"",null,0,0,0,null,null,null,null,0,"",null,0,0,0,null,null,null,null,0,"",null,0,0,0,null,null,null,17,0,0,0,0,0,0,0,0,0,0,0,0,0,0,0,0,0,0,0,0,0,0,0,0,0," MMBtu/yr"]
[null,18,null,null,null,null,null,null,null,2,false,true,false,null,"","",0,0,null,null,null,null,0,"",null,0,0,0,null,null,null,null,0,"",null,0,0,0,null,null,null,null,0,"",null,0,0,0,null,null,null,null,0,"",null,0,0,0,null,null,null,null,0,"",null,0,0,0,null,null,null,null,0,"",null,0,0,0,null,null,null,null,0,"",null,0,0,0,null,null,null,null,0,"",null,0,0,0,null,null,null,null,0,"",null,0,0,0,null,null,null,null,0,"",null,0,0,0,null,null,null,null,0,"",null,0,0,0,null,null,null,null,0,"",null,0,0,0,null,null,null,null,0,"",null,0,0,0,null,null,null,null,0,"",null,0,0,0,null,null,null,null,0,"",null,0,0,12274.122059324924,null,null,null,null,0,"",null,0,0,12274.122059324924,null,null,null,null,0,"",null,0,0,12274.122059324924,null,null,null,null,0,"",null,0,0,0,null,null,null,null,0,"",null,0,0,0,null,null,null,null,0,"",null,0,0,0,null,null,null,null,0,"",null,0,0,0,null,null,null,null,0,"",null,0,0,0,null,null,null,null,0,"",null,0,0,0,null,null,null,null,0,"",null,0,0,0,null,null,null,null,0,"",null,0,0,0,null,null,null,18,0,0,0,0,0,0,0,0,0,0,0,0,0,0,0,0,0,0,0,0,0,0,0,0,0," MMBtu/yr"]
[null,19,null,null,null,null,null,null,null,2,false,true,false,null,"","",0,0,null,null,null,null,0,"",null,0,0,0,null,null,null,null,0,"",null,0,0,0,null,null,null,null,0,"",null,0,0,0,null,null,null,null,0,"",null,0,0,0,null,null,null,null,0,"",null,0,0,0,null,null,null,null,0,"",null,0,0,0,null,null,null,null,0,"",null,0,0,0,null,null,null,null,0,"",null,0,0,0,null,null,null,null,0,"",null,0,0,0,null,null,null,null,0,"",null,0,0,0,null,null,null,null,0,"",null,0,0,0,null,null,null,null,0,"",null,0,0,0,null,null,null,null,0,"",null,0,0,0,null,null,null,null,0,"",null,0,0,0,null,null,null,null,0,"",null,0,0,12274.122059324924,null,null,null,null,0,"",null,0,0,12274.122059324924,null,null,null,null,0,"",null,0,0,12274.122059324924,null,null,null,null,0,"",null,0,0,0,null,null,null,null,0,"",null,0,0,0,null,null,null,null,0,"",null,0,0,0,null,null,null,null,0,"",null,0,0,0,null,null,null,null,0,"",null,0,0,0,null,null,null,null,0,"",null,0,0,0,null,null,null,null,0,"",null,0,0,0,null,null,null,null,0,"",null,0,0,0,null,null,null,19,0,0,0,0,0,0,0,0,0,0,0,0,0,0,0,0,0,0,0,0,0,0,0,0,0," MMBtu/yr"]
[null,20,null,null,null,null,null,null,null,2,false,true,false,null,"","",0,0,null,null,null,null,0,"",null,0,0,0,null,null,null,null,0,"",null,0,0,0,null,null,null,null,0,"",null,0,0,0,null,null,null,null,0,"",null,0,0,0,null,null,null,null,0,"",null,0,0,0,null,null,null,null,0,"",null,0,0,0,null,null,null,null,0,"",null,0,0,0,null,null,null,null,0,"",null,0,0,0,null,null,null,null,0,"",null,0,0,0,null,null,null,null,0,"",null,0,0,0,null,null,null,null,0,"",null,0,0,0,null,null,null,null,0,"",null,0,0,0,null,null,null,null,0,"",null,0,0,0,null,null,null,null,0,"",null,0,0,0,null,null,null,null,0,"",null,0,0,12274.122059324924,null,null,null,null,0,"",null,0,0,12274.122059324924,null,null,null,null,0,"",null,0,0,12274.122059324924,null,null,null,null,0,"",null,0,0,0,null,null,null,null,0,"",null,0,0,0,null,null,null,null,0,"",null,0,0,0,null,null,null,null,0,"",null,0,0,0,null,null,null,null,0,"",null,0,0,0,null,null,null,null,0,"",null,0,0,0,null,null,null,null,0,"",null,0,0,0,null,null,null,null,0,"",null,0,0,0,null,null,null,20,0,0,0,0,0,0,0,0,0,0,0,0,0,0,0,0,0,0,0,0,0,0,0,0,0," MMBtu/yr"]
[null,21,null,null,null,null,null,null,null,2,false,true,false,null,"","",0,0,null,null,null,null,0,"",null,0,0,0,null,null,null,null,0,"",null,0,0,0,null,null,null,null,0,"",null,0,0,0,null,null,null,null,0,"",null,0,0,0,null,null,null,null,0,"",null,0,0,0,null,null,null,null,0,"",null,0,0,0,null,null,null,null,0,"",null,0,0,0,null,null,null,null,0,"",null,0,0,0,null,null,null,null,0,"",null,0,0,0,null,null,null,null,0,"",null,0,0,0,null,null,null,null,0,"",null,0,0,0,null,null,null,null,0,"",null,0,0,0,null,null,null,null,0,"",null,0,0,0,null,null,null,null,0,"",null,0,0,0,null,null,null,null,0,"",null,0,0,12274.122059324924,null,null,null,null,0,"",null,0,0,12274.122059324924,null,null,null,null,0,"",null,0,0,12274.122059324924,null,null,null,null,0,"",null,0,0,0,null,null,null,null,0,"",null,0,0,0,null,null,null,null,0,"",null,0,0,0,null,null,null,null,0,"",null,0,0,0,null,null,null,null,0,"",null,0,0,0,null,null,null,null,0,"",null,0,0,0,null,null,null,null,0,"",null,0,0,0,null,null,null,null,0,"",null,0,0,0,null,null,null,21,0,0,0,0,0,0,0,0,0,0,0,0,0,0,0,0,0,0,0,0,0,0,0,0,0," MMBtu/yr"]
[null,22,null,null,null,null,null,null,null,2,false,true,false,null,"","",0,0,null,null,null,null,0,"",null,0,0,0,null,null,null,null,0,"",null,0,0,0,null,null,null,null,0,"",null,0,0,0,null,null,null,null,0,"",null,0,0,0,null,null,null,null,0,"",null,0,0,0,null,null,null,null,0,"",null,0,0,0,null,null,null,null,0,"",null,0,0,0,null,null,null,null,0,"",null,0,0,0,null,null,null,null,0,"",null,0,0,0,null,null,null,null,0,"",null,0,0,0,null,null,null,null,0,"",null,0,0,0,null,null,null,null,0,"",null,0,0,0,null,null,null,null,0,"",null,0,0,0,null,null,null,null,0,"",null,0,0,0,null,null,null,null,0,"",null,0,0,12274.122059324924,null,null,null,null,0,"",null,0,0,12274.122059324924,null,null,null,null,0,"",null,0,0,12274.122059324924,null,null,null,null,0,"",null,0,0,0,null,null,null,null,0,"",null,0,0,0,null,null,null,null,0,"",null,0,0,0,null,null,null,null,0,"",null,0,0,0,null,null,null,null,0,"",null,0,0,0,null,null,null,null,0,"",null,0,0,0,null,null,null,null,0,"",null,0,0,0,null,null,null,null,0,"",null,0,0,0,null,null,null,22,0,0,0,0,0,0,0,0,0,0,0,0,0,0,0,0,0,0,0,0,0,0,0,0,0," MMBtu/yr"]
[null,23,null,null,null,null,null,null,null,2,false,true,false,null,"","",0,0,null,null,null,null,0,"",null,0,0,0,null,null,null,null,0,"",null,0,0,0,null,null,null,null,0,"",null,0,0,0,null,null,null,null,0,"",null,0,0,0,null,null,null,null,0,"",null,0,0,0,null,null,null,null,0,"",null,0,0,0,null,null,null,null,0,"",null,0,0,0,null,null,null,null,0,"",null,0,0,0,null,null,null,null,0,"",null,0,0,0,null,null,null,null,0,"",null,0,0,0,null,null,null,null,0,"",null,0,0,0,null,null,null,null,0,"",null,0,0,0,null,null,null,null,0,"",null,0,0,0,null,null,null,null,0,"",null,0,0,0,null,null,null,null,0,"",null,0,0,12274.122059324924,null,null,null,null,0,"",null,0,0,12274.122059324924,null,null,null,null,0,"",null,0,0,12274.122059324924,null,null,null,null,0,"",null,0,0,0,null,null,null,null,0,"",null,0,0,0,null,null,null,null,0,"",null,0,0,0,null,null,null,null,0,"",null,0,0,0,null,null,null,null,0,"",null,0,0,0,null,null,null,null,0,"",null,0,0,0,null,null,null,null,0,"",null,0,0,0,null,null,null,null,0,"",null,0,0,0,null,null,null,23,0,0,0,0,0,0,0,0,0,0,0,0,0,0,0,0,0,0,0,0,0,0,0,0,0," MMBtu/yr"]
[null,24,null,null,null,null,null,null,null,2,false,true,false,null,"","",0,0,null,null,null,null,0,"",null,0,0,0,null,null,null,null,0,"",null,0,0,0,null,null,null,null,0,"",null,0,0,0,null,null,null,null,0,"",null,0,0,0,null,null,null,null,0,"",null,0,0,0,null,null,null,null,0,"",null,0,0,0,null,null,null,null,0,"",null,0,0,0,null,null,null,null,0,"",null,0,0,0,null,null,null,null,0,"",null,0,0,0,null,null,null,null,0,"",null,0,0,0,null,null,null,null,0,"",null,0,0,0,null,null,null,null,0,"",null,0,0,0,null,null,null,null,0,"",null,0,0,0,null,null,null,null,0,"",null,0,0,0,null,null,null,null,0,"",null,0,0,12274.122059324924,null,null,null,null,0,"",null,0,0,12274.122059324924,null,null,null,null,0,"",null,0,0,12274.122059324924,null,null,null,null,0,"",null,0,0,0,null,null,null,null,0,"",null,0,0,0,null,null,null,null,0,"",null,0,0,0,null,null,null,null,0,"",null,0,0,0,null,null,null,null,0,"",null,0,0,0,null,null,null,null,0,"",null,0,0,0,null,null,null,null,0,"",null,0,0,0,null,null,null,null,0,"",null,0,0,0,null,null,null,24,0,0,0,0,0,0,0,0,0,0,0,0,0,0,0,0,0,0,0,0,0,0,0,0,0," MMBtu/yr"]
[null,25,null,null,null,null,null,null,null,2,false,true,false,null,"","",0,0,null,null,null,null,0,"",null,0,0,0,null,null,null,null,0,"",null,0,0,0,null,null,null,null,0,"",null,0,0,0,null,null,null,null,0,"",null,0,0,0,null,null,null,null,0,"",null,0,0,0,null,null,null,null,0,"",null,0,0,0,null,null,null,null,0,"",null,0,0,0,null,null,null,null,0,"",null,0,0,0,null,null,null,null,0,"",null,0,0,0,null,null,null,null,0,"",null,0,0,0,null,null,null,null,0,"",null,0,0,0,null,null,null,null,0,"",null,0,0,0,null,null,null,null,0,"",null,0,0,0,null,null,null,null,0,"",null,0,0,0,null,null,null,null,0,"",null,0,0,12274.122059324924,null,null,null,null,0,"",null,0,0,12274.122059324924,null,null,null,null,0,"",null,0,0,12274.122059324924,null,null,null,null,0,"",null,0,0,0,null,null,null,null,0,"",null,0,0,0,null,null,null,null,0,"",null,0,0,0,null,null,null,null,0,"",null,0,0,0,null,null,null,null,0,"",null,0,0,0,null,null,null,null,0,"",null,0,0,0,null,null,null,null,0,"",null,0,0,0,null,null,null,null,0,"",null,0,0,0,null,null,null,25,0,0,0,0,0,0,0,0,0,0,0,0,0,0,0,0,0,0,0,0,0,0,0,0,0," MMBtu/yr"]
[null,26,null,null,null,null,null,null,null,2,false,true,false,null,"","",0,0,null,null,null,null,0,"",null,0,0,0,null,null,null,null,0,"",null,0,0,0,null,null,null,null,0,"",null,0,0,0,null,null,null,null,0,"",null,0,0,0,null,null,null,null,0,"",null,0,0,0,null,null,null,null,0,"",null,0,0,0,null,null,null,null,0,"",null,0,0,0,null,null,null,null,0,"",null,0,0,0,null,null,null,null,0,"",null,0,0,0,null,null,null,null,0,"",null,0,0,0,null,null,null,null,0,"",null,0,0,0,null,null,null,null,0,"",null,0,0,0,null,null,null,null,0,"",null,0,0,0,null,null,null,null,0,"",null,0,0,0,null,null,null,null,0,"",null,0,0,12274.122059324924,null,null,null,null,0,"",null,0,0,12274.122059324924,null,null,null,null,0,"",null,0,0,12274.122059324924,null,null,null,null,0,"",null,0,0,0,null,null,null,null,0,"",null,0,0,0,null,null,null,null,0,"",null,0,0,0,null,null,null,null,0,"",null,0,0,0,null,null,null,null,0,"",null,0,0,0,null,null,null,null,0,"",null,0,0,0,null,null,null,null,0,"",null,0,0,0,null,null,null,null,0,"",null,0,0,0,null,null,null,26,0,0,0,0,0,0,0,0,0,0,0,0,0,0,0,0,0,0,0,0,0,0,0,0,0," MMBtu/yr"]
[null,27,null,null,null,null,null,null,null,2,false,true,false,null,"","",0,0,null,null,null,null,0,"",null,0,0,0,null,null,null,null,0,"",null,0,0,0,null,null,null,null,0,"",null,0,0,0,null,null,null,null,0,"",null,0,0,0,null,null,null,null,0,"",null,0,0,0,null,null,null,null,0,"",null,0,0,0,null,null,null,null,0,"",null,0,0,0,null,null,null,null,0,"",null,0,0,0,null,null,null,null,0,"",null,0,0,0,null,null,null,null,0,"",null,0,0,0,null,null,null,null,0,"",null,0,0,0,null,null,null,null,0,"",null,0,0,0,null,null,null,null,0,"",null,0,0,0,null,null,null,null,0,"",null,0,0,0,null,null,null,null,0,"",null,0,0,12274.122059324924,null,null,null,null,0,"",null,0,0,12274.122059324924,null,null,null,null,0,"",null,0,0,12274.122059324924,null,null,null,null,0,"",null,0,0,0,null,null,null,null,0,"",null,0,0,0,null,null,null,null,0,"",null,0,0,0,null,null,null,null,0,"",null,0,0,0,null,null,null,null,0,"",null,0,0,0,null,null,null,null,0,"",null,0,0,0,null,null,null,null,0,"",null,0,0,0,null,null,null,null,0,"",null,0,0,0,null,null,null,27,0,0,0,0,0,0,0,0,0,0,0,0,0,0,0,0,0,0,0,0,0,0,0,0,0," MMBtu/yr"]
[null,28,null,null,null,null,null,null,null,2,false,true,false,null,"","",0,0,null,null,null,null,0,"",null,0,0,0,null,null,null,null,0,"",null,0,0,0,null,null,null,null,0,"",null,0,0,0,null,null,null,null,0,"",null,0,0,0,null,null,null,null,0,"",null,0,0,0,null,null,null,null,0,"",null,0,0,0,null,null,null,null,0,"",null,0,0,0,null,null,null,null,0,"",null,0,0,0,null,null,null,null,0,"",null,0,0,0,null,null,null,null,0,"",null,0,0,0,null,null,null,null,0,"",null,0,0,0,null,null,null,null,0,"",null,0,0,0,null,null,null,null,0,"",null,0,0,0,null,null,null,null,0,"",null,0,0,0,null,null,null,null,0,"",null,0,0,12274.122059324924,null,null,null,null,0,"",null,0,0,12274.122059324924,null,null,null,null,0,"",null,0,0,12274.122059324924,null,null,null,null,0,"",null,0,0,0,null,null,null,null,0,"",null,0,0,0,null,null,null,null,0,"",null,0,0,0,null,null,null,null,0,"",null,0,0,0,null,null,null,null,0,"",null,0,0,0,null,null,null,null,0,"",null,0,0,0,null,null,null,null,0,"",null,0,0,0,null,null,null,null,0,"",null,0,0,0,null,null,null,28,0,0,0,0,0,0,0,0,0,0,0,0,0,0,0,0,0,0,0,0,0,0,0,0,0," MMBtu/yr"]
[null,29,null,null,null,null,null,null,null,2,false,true,false,null,"","",0,0,null,null,null,null,0,"",null,0,0,0,null,null,null,null,0,"",null,0,0,0,null,null,null,null,0,"",null,0,0,0,null,null,null,null,0,"",null,0,0,0,null,null,null,null,0,"",null,0,0,0,null,null,null,null,0,"",null,0,0,0,null,null,null,null,0,"",null,0,0,0,null,null,null,null,0,"",null,0,0,0,null,null,null,null,0,"",null,0,0,0,null,null,null,null,0,"",null,0,0,0,null,null,null,null,0,"",null,0,0,0,null,null,null,null,0,"",null,0,0,0,null,null,null,null,0,"",null,0,0,0,null,null,null,null,0,"",null,0,0,0,null,null,null,null,0,"",null,0,0,12274.122059324924,null,null,null,null,0,"",null,0,0,12274.122059324924,null,null,null,null,0,"",null,0,0,12274.122059324924,null,null,null,null,0,"",null,0,0,0,null,null,null,null,0,"",null,0,0,0,null,null,null,null,0,"",null,0,0,0,null,null,null,null,0,"",null,0,0,0,null,null,null,null,0,"",null,0,0,0,null,null,null,null,0,"",null,0,0,0,null,null,null,null,0,"",null,0,0,0,null,null,null,null,0,"",null,0,0,0,null,null,null,29,0,0,0,0,0,0,0,0,0,0,0,0,0,0,0,0,0,0,0,0,0,0,0,0,0," MMBtu/yr"]
[null,30,null,null,null,null,null,null,null,2,false,true,false,null,"","",0,0,null,null,null,null,0,"",null,0,0,0,null,null,null,null,0,"",null,0,0,0,null,null,null,null,0,"",null,0,0,0,null,null,null,null,0,"",null,0,0,0,null,null,null,null,0,"",null,0,0,0,null,null,null,null,0,"",null,0,0,0,null,null,null,null,0,"",null,0,0,0,null,null,null,null,0,"",null,0,0,0,null,null,null,null,0,"",null,0,0,0,null,null,null,null,0,"",null,0,0,0,null,null,null,null,0,"",null,0,0,0,null,null,null,null,0,"",null,0,0,0,null,null,null,null,0,"",null,0,0,0,null,null,null,null,0,"",null,0,0,0,null,null,null,null,0,"",null,0,0,12274.122059324924,null,null,null,null,0,"",null,0,0,12274.122059324924,null,null,null,null,0,"",null,0,0,12274.122059324924,null,null,null,null,0,"",null,0,0,0,null,null,null,null,0,"",null,0,0,0,null,null,null,null,0,"",null,0,0,0,null,null,null,null,0,"",null,0,0,0,null,null,null,null,0,"",null,0,0,0,null,null,null,null,0,"",null,0,0,0,null,null,null,null,0,"",null,0,0,0,null,null,null,null,0,"",null,0,0,0,null,null,null,30,0,0,0,0,0,0,0,0,0,0,0,0,0,0,0,0,0,0,0,0,0,0,0,0,0," MMBtu/yr"]
[null,null,null,null,null,null,null,null,null,null,null,true,true]
[null,null,null,null,null,null,null,null,null,null,null,{"$f":"L95","v":true},true,null,null,null,null,null,null,null,null,{"$f":"V57","v":"Total kWh Delivered"},{"$f":"SUMIF(X67:X96,\"kWh site\",W67:W96)","v":0},"per year",null,null,null,null,null,null,null,{"$f":"V98","v":"Total kWh Delivered"},{"$f":"SUMIF(AH67:AH96,\"kWh site\",AG67:AG96)","v":0},"per year",null,null,null,null,null,null,null,{"$f":"AF98","v":"Total kWh Delivered"},{"$f":"SUMIF(AR67:AR96,\"kWh site\",AQ67:AQ96)","v":0},"per year",null,null,null,null,null,null,null,{"$f":"AP98","v":"Total kWh Delivered"},{"$f":"SUMIF(BB67:BB96,\"kWh site\",BA67:BA96)","v":0},"per year",null,null,null,null,null,null,null,{"$f":"AZ98","v":"Total kWh Delivered"},{"$f":"SUMIF(BL67:BL96,\"kWh site\",BK67:BK96)","v":0},"per year",null,null,null,null,null,null,null,{"$f":"BJ98","v":"Total kWh Delivered"},{"$f":"SUMIF(BV67:BV96,\"kWh site\",BU67:BU96)","v":0},"per year",null,null,null,null,null,null,null,{"$f":"BT98","v":"Total kWh Delivered"},{"$f":"SUMIF(CF67:CF96,\"kWh site\",CE67:CE96)","v":0},"per year",null,null,null,null,null,null,null,{"$f":"CD98","v":"Total kWh Delivered"},{"$f":"SUMIF(CP67:CP96,\"kWh site\",CO67:CO96)","v":0},"per year",null,null,null,null,null,null,null,{"$f":"CN98","v":"Total kWh Delivered"},{"$f":"SUMIF(CZ67:CZ96,\"kWh site\",CY67:CY96)","v":0},"per year",null,null,null,null,null,null,null,{"$f":"CX98","v":"Total kWh Delivered"},{"$f":"SUMIF(DJ67:DJ96,\"kWh site\",DI67:DI96)","v":0},"per year",null,null,null,null,null,null,null,{"$f":"DH98","v":"Total kWh Delivered"},{"$f":"SUMIF(DT67:DT96,\"kWh site\",DS67:DS96)","v":0},"per year",null,null,null,null,null,null,null,{"$f":"DR98","v":"Total kWh Delivered"},{"$f":"SUMIF(ED67:ED96,\"kWh site\",EC67:EC96)","v":0},"per year",null,null,null,null,null,null,null,{"$f":"EB98","v":"Total kWh Delivered"},{"$f":"SUMIF(EN67:EN96,\"kWh site\",EM67:EM96)","v":0},"per year",null,null,null,null,null,null,null,{"$f":"EL98","v":"Total kWh Delivered"},{"$f":"SUMIF(EX67:EX96,\"kWh site\",EW67:EW96)","v":0},"per year",null,null,null,null,null,null,null,{"$f":"EV98","v":"Total kWh Delivered"},{"$f":"SUMIF(FH67:FH96,\"kWh site\",FG67:FG96)","v":1200000},"per year",null,null,null,null,null,null,null,{"$f":"FF98","v":"Total kWh Delivered"},{"$f":"SUMIF(FR67:FR96,\"kWh site\",FQ67:FQ96)","v":1200000},"per year",null,null,null,null,null,null,null,{"$f":"FP98","v":"Total kWh Delivered"},{"$f":"SUMIF(GB67:GB96,\"kWh site\",GA67:GA96)","v":1200000},"per year",null,null,null,null,null,null,null,{"$f":"FZ98","v":"Total kWh Delivered"},{"$f":"SUMIF(GL67:GL96,\"kWh site\",GK67:GK96)","v":0},"per year",null,null,null,null,null,null,null,{"$f":"GJ98","v":"Total kWh Delivered"},{"$f":"SUMIF(GV67:GV96,\"kWh site\",GU67:GU96)","v":0},"per year",null,null,null,null,null,null,null,{"$f":"GT98","v":"Total kWh Delivered"},{"$f":"SUMIF(HF67:HF96,\"kWh site\",HE67:HE96)","v":0},"per year",null,null,null,null,null,null,null,{"$f":"HD98","v":"Total kWh Delivered"},{"$f":"SUMIF(HP67:HP96,\"kWh site\",HO67:HO96)","v":0},"per year",null,null,null,null,null,null,null,{"$f":"HN98","v":"Total kWh Delivered"},{"$f":"SUMIF(HZ67:HZ96,\"kWh site\",HY67:HY96)","v":0},"per year",null,null,null,null,null,null,null,{"$f":"HX98","v":"Total kWh Delivered"},{"$f":"SUMIF(IJ67:IJ96,\"kWh site\",II67:II96)","v":0},"per year",null,null,null,null,null,null,null,{"$f":"IH98","v":"Total kWh Delivered"},{"$f":"SUMIF(IT67:IT96,\"kWh site\",IS67:IS96)","v":0},"per year",null,null,null,null,null,null,null,{"$f":"IR98","v":"Total kWh Delivered"},{"$f":"SUMIF(JD67:JD96,\"kWh site\",JC67:JC96)","v":0},"per year",null,null,null,null,null,null,null,"TOTAL",{"$f":"SUM(JM67:JM96)","v":0},{"$f":"SUM(JN67:JN96)","v":0},0,0,0,0,0,0,0,0,0,0,0,0,12274.122059324924,12274.122059324924,12274.122059324924,0,0,0,0,0,0,0,0," MMBtu/yr"]
[null,null,null,null,null,null,null,null,null,null,null,{"$f":"L96","v":true},true,null,null,null,null,null,null,null,null,{"$f":"V58","v":"Total Primary MMBtu"},{"$f":"SUMIF(X67:X96,\"MMBtu\",W67:W96)","v":0},"per year",null,null,null,null,null,null,null,{"$f":"V99","v":"Total Primary MMBtu"},{"$f":"SUMIF(AH67:AH96,\"MMBtu\",AG67:AG96)","v":0},"per year",null,null,null,null,null,null,null,{"$f":"AF99","v":"Total Primary MMBtu"},{"$f":"SUMIF(AR67:AR96,\"MMBtu\",AQ67:AQ96)","v":0},"per year",null,null,null,null,null,null,null,{"$f":"AP99","v":"Total Primary MMBtu"},{"$f":"SUMIF(BB67:BB96,\"MMBtu\",BA67:BA96)","v":0},"per year",null,null,null,null,null,null,null,{"$f":"AZ99","v":"Total Primary MMBtu"},{"$f":"SUMIF(BL67:BL96,\"MMBtu\",BK67:BK96)","v":0},"per year",null,null,null,null,null,null,null,{"$f":"BJ99","v":"Total Primary MMBtu"},{"$f":"SUMIF(BV67:BV96,\"MMBtu\",BU67:BU96)","v":0},"per year",null,null,null,null,null,null,null,{"$f":"BT99","v":"Total Primary MMBtu"},{"$f":"SUMIF(CF67:CF96,\"MMBtu\",CE67:CE96)","v":0},"per year",null,null,null,null,null,null,null,{"$f":"CD99","v":"Total Primary MMBtu"},{"$f":"SUMIF(CP67:CP96,\"MMBtu\",CO67:CO96)","v":0},"per year",null,null,null,null,null,null,null,{"$f":"CN99","v":"Total Primary MMBtu"},{"$f":"SUMIF(CZ67:CZ96,\"MMBtu\",CY67:CY96)","v":0},"per year",null,null,null,null,null,null,null,{"$f":"CX99","v":"Total Primary MMBtu"},{"$f":"SUMIF(DJ67:DJ96,\"MMBtu\",DI67:DI96)","v":0},"per year",null,null,null,null,null,null,null,{"$f":"DH99","v":"Total Primary MMBtu"},{"$f":"SUMIF(DT67:DT96,\"MMBtu\",DS67:DS96)","v":0},"per year",null,null,null,null,null,null,null,{"$f":"DR99","v":"Total Primary MMBtu"},{"$f":"SUMIF(ED67:ED96,\"MMBtu\",EC67:EC96)","v":0},"per year",null,null,null,null,null,null,null,{"$f":"EB99","v":"Total Primary MMBtu"},{"$f":"SUMIF(EN67:EN96,\"MMBtu\",EM67:EM96)","v":0},"per year",null,null,null,null,null,null,null,{"$f":"EL99","v":"Total Primary MMBtu"},{"$f":"SUMIF(EX67:EX96,\"MMBtu\",EW67:EW96)","v":0},"per year",null,null,null,null,null,null,null,{"$f":"EV99","v":"Total Primary MMBtu"},{"$f":"SUMIF(FH67:FH96,\"MMBtu\",FG67:FG96)","v":0},"per year",null,null,null,null,null,null,null,{"$f":"FF99","v":"Total Primary MMBtu"},{"$f":"SUMIF(FR67:FR96,\"MMBtu\",FQ67:FQ96)","v":0},"per year",null,null,null,null,null,null,null,{"$f":"FP99","v":"Total Primary MMBtu"},{"$f":"SUMIF(GB67:GB96,\"MMBtu\",GA67:GA96)","v":0},"per year",null,null,null,null,null,null,null,{"$f":"FZ99","v":"Total Primary MMBtu"},{"$f":"SUMIF(GL67:GL96,\"MMBtu\",GK67:GK96)","v":0},"per year",null,null,null,null,null,null,null,{"$f":"GJ99","v":"Total Primary MMBtu"},{"$f":"SUMIF(GV67:GV96,\"MMBtu\",GU67:GU96)","v":0},"per year",null,null,null,null,null,null,null,{"$f":"GT99","v":"Total Primary MMBtu"},{"$f":"SUMIF(HF67:HF96,\"MMBtu\",HE67:HE96)","v":0},"per year",null,null,null,null,null,null,null,{"$f":"HD99","v":"Total Primary MMBtu"},{"$f":"SUMIF(HP67:HP96,\"MMBtu\",HO67:HO96)","v":0},"per year",null,null,null,null,null,null,null,{"$f":"HN99","v":"Total Primary MMBtu"},{"$f":"SUMIF(HZ67:HZ96,\"MMBtu\",HY67:HY96)","v":0},"per year",null,null,null,null,null,null,null,{"$f":"HX99","v":"Total Primary MMBtu"},{"$f":"SUMIF(IJ67:IJ96,\"MMBtu\",II67:II96)","v":0},"per year",null,null,null,null,null,null,null,{"$f":"IH99","v":"Total Primary MMBtu"},{"$f":"SUMIF(IT67:IT96,\"MMBtu\",IS67:IS96)","v":0},"per year",null,null,null,null,null,null,null,{"$f":"IR99","v":"Total Primary MMBtu"},{"$f":"SUMIF(JD67:JD96,\"MMBtu\",JC67:JC96)","v":0},"per year"]
[null,null,null,null,null,null,null,null,null,null,null,{"$f":"L97","v":true},true,null,null,null,null,null,null,null,null,{"$f":"V59","v":" TOTAL ENERGY CONSUMPTION"},{"$f":"SUM(AA67:AA96)","v":0},"MMBtu (primary) per year",null,null,null,null,null,null,null,{"$f":"V100","v":" TOTAL ENERGY CONSUMPTION"},{"$f":"SUM(AK67:AK96)","v":0},"MMBtu (primary) per year",null,null,null,null,null,null,null,{"$f":"AF100","v":" TOTAL ENERGY CONSUMPTION"},{"$f":"SUM(AU67:AU96)","v":0},"MMBtu (primary) per year",null,null,null,null,null,null,null,{"$f":"AP100","v":" TOTAL ENERGY CONSUMPTION"},{"$f":"SUM(BE67:BE96)","v":0},"MMBtu (primary) per year",null,null,null,null,null,null,null,{"$f":"AZ100","v":" TOTAL ENERGY CONSUMPTION"},{"$f":"SUM(BO67:BO96)","v":0},"MMBtu (primary) per year",null,null,null,null,null,null,null,{"$f":"BJ100","v":" TOTAL ENERGY CONSUMPTION"},{"$f":"SUM(BY67:BY96)","v":0},"MMBtu (primary) per year",null,null,null,null,null,null,null,{"$f":"BT100","v":" TOTAL ENERGY CONSUMPTION"},{"$f":"SUM(CI67:CI96)","v":0},"MMBtu (primary) per year",null,null,null,null,null,null,null,{"$f":"CD100","v":" TOTAL ENERGY CONSUMPTION"},{"$f":"SUM(CS67:CS96)","v":0},"MMBtu (primary) per year",null,null,null,null,null,null,null,{"$f":"CN100","v":" TOTAL ENERGY CONSUMPTION"},{"$f":"SUM(DC67:DC96)","v":0},"MMBtu (primary) per year",null,null,null,null,null,null,null,{"$f":"CX100","v":" TOTAL ENERGY CONSUMPTION"},{"$f":"SUM(DM67:DM96)","v":0},"MMBtu (primary) per year",null,null,null,null,null,null,null,{"$f":"DH100","v":" TOTAL ENERGY CONSUMPTION"},{"$f":"SUM(DW67:DW96)","v":0},"MMBtu (primary) per year",null,null,null,null,null,null,null,{"$f":"DR100","v":" TOTAL ENERGY CONSUMPTION"},{"$f":"SUM(EG67:EG96)","v":0},"MMBtu (primary) per year",null,null,null,null,null,null,null,{"$f":"EB100","v":" TOTAL ENERGY CONSUMPTION"},{"$f":"SUM(EQ67:EQ96)","v":0},"MMBtu (primary) per year",null,null,null,null,null,null,null,{"$f":"EL100","v":" TOTAL ENERGY CONSUMPTION"},{"$f":"SUM(FA67:FA96)","v":0},"MMBtu (primary) per year",null,null,null,null,null,null,null,{"$f":"EV100","v":" TOTAL ENERGY CONSUMPTION"},{"$f":"SUM(FK67:FK96)","v":12274.122059324924},"MMBtu (primary) per year",null,null,null,null,null,null,null,{"$f":"FF100","v":" TOTAL ENERGY CONSUMPTION"},{"$f":"SUM(FU67:FU96)","v":12274.122059324924},"MMBtu (primary) per year",null,null,null,null,null,null,null,{"$f":"FP100","v":" TOTAL ENERGY CONSUMPTION"},{"$f":"SUM(GE67:GE96)","v":12274.122059324924},"MMBtu (primary) per year",null,null,null,null,null,null,null,{"$f":"FZ100","v":" TOTAL ENERGY CONSUMPTION"},{"$f":"SUM(GO67:GO96)","v":0},"MMBtu (primary) per year",null,null,null,null,null,null,null,{"$f":"GJ100","v":" TOTAL ENERGY CONSUMPTION"},{"$f":"SUM(GY67:GY96)","v":0},"MMBtu (primary) per year",null,null,null,null,null,null,null,{"$f":"GT100","v":" TOTAL ENERGY CONSUMPTION"},{"$f":"SUM(HI67:HI96)","v":0},"MMBtu (primary) per year",null,null,null,null,null,null,null,{"$f":"HD100","v":" TOTAL ENERGY CONSUMPTION"},{"$f":"SUM(HS67:HS96)","v":0},"MMBtu (primary) per year",null,null,null,null,null,null,null,{"$f":"HN100","v":" TOTAL ENERGY CONSUMPTION"},{"$f":"SUM(IC67:IC96)","v":0},"MMBtu (primary) per year",null,null,null,null,null,null,null,{"$f":"HX100","v":" TOTAL ENERGY CONSUMPTION"},{"$f":"SUM(IM67:IM96)","v":0},"MMBtu (primary) per year",null,null,null,null,null,null,null,{"$f":"IH100","v":" TOTAL ENERGY CONSUMPTION"},{"$f":"SUM(IW67:IW96)","v":0},"MMBtu (primary) per year",null,null,null,null,null,null,null,{"$f":"IR100","v":" TOTAL ENERGY CONSUMPTION"},{"$f":"SUM(JG67:JG96)","v":0},"MMBtu (primary) per year"]
[null,null,null,null,null,null,null,null,null,null,null,{"$f":"L100","v":true},{"$f":"AND(K101:L101)","v":true}]
[null,null,{"$f":"C61","v":"Energy Use Group"},null,null,null,null,null,null,null,null,{"$f":"L103","v":false},false]
[null,null,{"$f":"C62+1","v":3},"enter group name","Number of Items ",null,null,5,null,null,null,{"$f":"IF(C103<=NumberofEnergyGroups,TRUE, FALSE)","v":false},false,null,"EUdisplayedYear",2028]
[null,null,"Enter Group notes here",null,null,null,null,null,null,null,null,{"$f":"L103","v":false},false,null,"MaxYear",{"$f":"CurrentYear","v":2015},null,null,null,{"$f":"\"YEAR: \"&AA104","v":"YEAR: 2029"},null,null,null,null,null,null,{"$f":"FinalYear","v":2029},null,null,{"$f":"\"YEAR: \"&AK104","v":"YEAR: 2028"},null,null,null,null,null,null,{"$f":"AA104-1","v":2028},null,null,{"$f":"\"YEAR: \"&AU104","v":"YEAR: 2027"},null,null,null,null,null,null,{"$f":"AK104-1","v":2027},null,null,{"$f":"\"YEAR: \"&BE104","v":"YEAR: 2026"},null,null,null,null,null,null,{"$f":"AU104-1","v":2026},null,null,{"$f":"\"YEAR: \"&BO104","v":"YEAR: 2025"},null,null,null,null,null,null,{"$f":"BE104-1","v":2025},null,null,{"$f":"\"YEAR: \"&BY104","v":"YEAR: 2024"},null,null,null,null,null,null,{"$f":"BO104-1","v":2024},null,null,{"$f":"\"YEAR: \"&CI104","v":"YEAR: 2023"},null,null,null,null,null,null,{"$f":"BY104-1","v":2023},null,null,{"$f":"\"YEAR: \"&CS104","v":"YEAR: 2022"},null,null,null,null,null,null,{"$f":"CI104-1","v":2022},null,null,{"$f":"\"YEAR: \"&DC104","v":"YEAR: 2021"},null,null,null,null,null,null,{"$f":"CS104-1","v":2021},null,null,{"$f":"\"YEAR: \"&DM104","v":"YEAR: 2020"},null,null,null,null,null,null,{"$f":"DC104-1","v":2020},null,null,{"$f":"\"YEAR: \"&DW104","v":"YEAR: 2019"},null,null,null,null,null,null,{"$f":"DM104-1","v":2019},null,null,{"$f":"\"YEAR: \"&EG104","v":"YEAR: 2018"},null,null,null,null,null,null,{"$f":"DW104-1","v":2018},null,null,{"$f":"\"YEAR: \"&EQ104","v":"YEAR: 2017"},null,null,null,null,null,null,{"$f":"EG104-1","v":2017},null,null,{"$f":"\"YEAR: \"&FA104","v":"YEAR: 2016"},null,null,null,null,null,null,{"$f":"EQ104-1","v":2016},null,null,{"$f":"\"YEAR: \"&FK104","v":"YEAR: 2015"},null,null,null,null,null,null,{"$f":"FA104-1","v":2015},null,null,{"$f":"\"YEAR: \"&FU104","v":"YEAR: 2014"},null,null,null,null,null,null,{"$f":"FK104-1","v":2014},null,null,{"$f":"\"YEAR: \"&GE104","v":"YEAR: 2013"},null,null,null,null,null,null,{"$f":"FU104-1","v":2013},null,null,{"$f":"\"YEAR: \"&GO104","v":"YEAR: 2012"},null,null,null,null,null,null,{"$f":"GE104-1","v":2012},null,null,{"$f":"\"YEAR: \"&GY104","v":"YEAR: 2011"},null,null,null,null,null,null,{"$f":"GO104-1","v":2011},null,null,{"$f":"\"YEAR: \"&HI104","v":"YEAR: 2010"},null,null,null,null,null,null,{"$f":"GY104-1","v":2010},null,null,{"$f":"\"YEAR: \"&HS104","v":"YEAR: 2009"},null,null,null,null,null,null,{"$f":"HI104-1","v":2009},null,null,{"$f":"\"YEAR: \"&IC104","v":"YEAR: 2008"},null,null,null,null,null,null,{"$f":"HS104-1","v":2008},null,null,{"$f":"\"YEAR: \"&IM104","v":"YEAR: 2007"},null,null,null,null,null,null,{"$f":"IC104-1","v":2007},null,null,{"$f":"\"YEAR: \"&IW104","v":"YEAR: 2006"},null,null,null,null,null,null,{"$f":"IM104-1","v":2006},null,null,{"$f":"\"YEAR: \"&JG104","v":"YEAR: 2005"},null,null,null,null,null,null,{"$f":"IW104-1","v":2005},null,null,null,null,null,{"$f":"FinalYear","v":2029},{"$f":"JM104-1","v":2028},{"$f":"JN104-1","v":2027},2026,2025,2024,2023,2022,2021,2020,2019,2018,2017,2016,2015,2014,2013,2012,2011,2010,2009,2008,2007,2006,2005]
[null,null,null,null,null,null,null,null,null,null,null,{"$f":"L104","v":false},false,null,"MinYear",{"$f":"CurrentYear-NumberofYears+1","v":2013},null,null,null,"Estimated Hrs/Year","Load Factor (%)","Duty Factor (%)","Energy Consumption","Unit per year","Override Calculated Value","% of Total",null,null,null,"Estimated Hrs/Year","Load Factor (%)","Duty Factor (%)","Energy Consumption","Unit per year","Override Calculated Value","% of Total",null,null,null,"Estimated Hrs/Year","Load Factor (%)","Duty Factor (%)","Energy Consumption","Unit per year","Override Calculated Value","% of Total",null,null,null,"Estimated Hrs/Year","Load Factor (%)","Duty Factor (%)","Energy Consumption","Unit per year","Override Calculated Value","% of Total",null,null,null,"Estimated Hrs/Year","Load Factor (%)","Duty Factor (%)","Energy Consumption","Unit per year","Override Calculated Value","% of Total",null,null,null,"Estimated Hrs/Year","Load Factor (%)","Duty Factor (%)","Energy Consumption","Unit per year","Override Calculated Value","% of Total",null,null,null,"Estimated Hrs/Year","Load Factor (%)","Duty Factor (%)","Energy Consumption","Unit per year","Override Calculated Value","% of Total",null,null,null,"Estimated Hrs/Year","Load Factor (%)","Duty Factor (%)","Energy Consumption","Unit per year","Override Calculated Value","% of Total",null,null,null,"Estimated Hrs/Year","Load Factor (%)","Duty Factor (%)","Energy Consumption","Unit per year","Override Calculated Value","% of Total",null,null,null,"Estimated Hrs/Year","Load Factor (%)","Duty Factor (%)","Energy Consumption","Unit per year","Override Calculated Value","% of Total",null,null,null,"Estimated Hrs/Year","Load Factor (%)","Duty Factor (%)","Energy Consumption","Unit per year","Override Calculated Value","% of Total",null,null,null,"Estimated Hrs/Year","Load Factor (%)","Duty Factor (%)","Energy Consumption","Unit per year","Override Calculated Value","% of Total",null,null,null,"Estimated Hrs/Year","Load Factor (%)","Duty Factor (%)","Energy Consumption","Unit per year","Override Calculated Value","% of Total",null,null,null,"Estimated Hrs/Year","Load Factor (%)","Duty Factor (%)","Energy Consumption","Unit per year","Override Calculated Value","% of Total",null,null,null,"Estimated Hrs/Year","Load Factor (%)","Duty Factor (%)","Energy Consumption","Unit per year","Override Calculated Value","% of Total",null,null,null,"Estimated Hrs/Year","Load Factor (%)","Duty Factor (%)","Energy Consumption","Unit per year","Override Calculated Value","% of Total",null,null,null,"Estimated Hrs/Year","Load Factor (%)","Duty Factor (%)","Energy Consumption","Unit per year","Override Calculated Value","% of Total",null,null,null,"Estimated Hrs/Year","Load Factor (%)","Duty Factor (%)","Energy Consumption","Unit per year","Override Calculated Value","% of Total",null,null,null,"Estimated Hrs/Year","Load Factor (%)","Duty Factor (%)","Energy Consumption","Unit per year","Override Calculated Value","% of Total",null,null,null,"Estimated Hrs/Year","Load Factor (%)","Duty Factor (%)","Energy Consumption","Unit per year","Override Calculated Value","% of Total",null,null,null,"Estimated Hrs/Year","Load Factor (%)","Duty Factor (%)","Energy Consumption","Unit per year","Override Calculated Value","% of Total",null,null,null,"Estimated Hrs/Year","Load Factor (%)","Duty Factor (%)","Energy Consumption","Unit per year","Override Calculated Value","% of Total",null,null,null,"Estimated Hrs/Year","Load Factor (%)","Duty Factor (%)","Energy Consumption","Unit per year","Override Calculated Value","% of Total",null,null,null,"Estimated Hrs/Year","Load Factor (%)","Duty Factor (%)","Energy Consumption","Unit per year","Override Calculated Value","% of Total",null,null,null,"Estimated Hrs/Year","Load Factor (%)","Duty Factor (%)","Energy Consumption","Unit per year","Override Calculated Value","% of Total",null,null,null,null,null,null,"Energy Consumption\nALL VALUES converted to MMBtu per Year (primary)"]
[null,null,null,null,null,null,null,null,null,null,null,false,false]
[null,null,"Energy Using Equipment/Systems Name",null,null,"Energy Type","Total Size/Capacity","Units",null,null,null,false,false,null,"unit","conversion"]
[null,1,null,null,null,null,null,null,null,{"$f":"H103","v":5},{"$f":"IF(B108>J108,FALSE,TRUE)","v":true},false,false,null,{"$f":"IF(H108<>\"\",VLOOKUP(H108,EnergyUseConversions,4,),\"\")","v":""},{"$f":"IF(H108<>\"\",VLOOKUP(H108,EnergyUseConversions,3,),\"\")","v":""},{"$f":"IFERROR(VLOOKUP(O108,MMBtuConversions,4,),0)","v":0},{"$f":"C108","v":0},null,null,null,null,{"$f":"IF($M108,IFERROR(IF(Y108<>\"\",Y108,V108*U108*T108*$G108*$P108),0),0)","v":0},{"$f":"$O108","v":""},null,{"$f":"IFERROR(AA108/AB108,0)","v":0},{"$f":"W108*$Q108","v":0},{"$f":"W141","v":0},null,null,null,null,{"$f":"IF($M108,IFERROR(IF(AI108<>\"\",AI108,AF108*AE108*AD108*$G108*$P108),0),0)","v":0},{"$f":"$O108","v":""},null,{"$f":"IFERROR(AK108/AL108,0)","v":0},{"$f":"AG108*$Q108","v":0},{"$f":"AG141","v":0},null,null,null,null,{"$f":"IF($M108,IFERROR(IF(AS108<>\"\",AS108,AP108*AO108*AN108*$G108*$P108),0),0)","v":0},{"$f":"$O108","v":""},null,{"$f":"IFERROR(AU108/AV108,0)","v":0},{"$f":"AQ108*$Q108","v":0},{"$f":"AQ141","v":0},null,null,null,null,{"$f":"IF($M108,IFERROR(IF(BC108<>\"\",BC108,AZ108*AY108*AX108*$G108*$P108),0),0)","v":0},{"$f":"$O108","v":""},null,{"$f":"IFERROR(BE108/BF108,0)","v":0},{"$f":"BA108*$Q108","v":0},{"$f":"BA141","v":0},null,null,null,null,{"$f":"IF($M108,IFERROR(IF(BM108<>\"\",BM108,BJ108*BI108*BH108*$G108*$P108),0),0)","v":0},{"$f":"$O108","v":""},null,{"$f":"IFERROR(BO108/BP108,0)","v":0},{"$f":"BK108*$Q108","v":0},{"$f":"BK141","v":0},null,null,null,null,{"$f":"IF($M108,IFERROR(IF(BW108<>\"\",BW108,BT108*BS108*BR108*$G108*$P108),0),0)","v":0},{"$f":"$O108","v":""},null,{"$f":"IFERROR(BY108/BZ108,0)","v":0},{"$f":"BU108*$Q108","v":0},{"$f":"BU141","v":0},null,null,null,null,{"$f":"IF($M108,IFERROR(IF(CG108<>\"\",CG108,CD108*CC108*CB108*$G108*$P108),0),0)","v":0},{"$f":"$O108","v":""},null,{"$f":"IFERROR(CI108/CJ108,0)","v":0},{"$f":"CE108*$Q108","v":0},{"$f":"CE141","v":0},null,null,null,null,{"$f":"IF($M108,IFERROR(IF(CQ108<>\"\",CQ108,CN108*CM108*CL108*$G108*$P108),0),0)","v":0},{"$f":"$O108","v":""},null,{"$f":"IFERROR(CS108/CT108,0)","v":0},{"$f":"CO108*$Q108","v":0},{"$f":"CO141","v":0},null,null,null,null,{"$f":"IF($M108,IFERROR(IF(DA108<>\"\",DA108,CX108*CW108*CV108*$G108*$P108),0),0)","v":0},{"$f":"$O108","v":""},null,{"$f":"IFERROR(DC108/DD108,0)","v":0},{"$f":"CY108*$Q108","v":0},{"$f":"CY141","v":0},null,null,null,null,{"$f":"IF($M108,IFERROR(IF(DK108<>\"\",DK108,DH108*DG108*DF108*$G108*$P108),0),0)","v":0},{"$f":"$O108","v":""},null,{"$f":"IFERROR(DM108/DN108,0)","v":0},{"$f":"DI108*$Q108","v":0},{"$f":"DI141","v":0},null,null,null,null,{"$f":"IF($M108,IFERROR(IF(DU108<>\"\",DU108,DR108*DQ108*DP108*$G108*$P108),0),0)","v":0},{"$f":"$O108","v":""},null,{"$f":"IFERROR(DW108/DX108,0)","v":0},{"$f":"DS108*$Q108","v":0},{"$f":"DS141","v":0},null,null,null,null,{"$f":"IF($M108,IFERROR(IF(EE108<>\"\",EE108,EB108*EA108*DZ108*$G108*$P108),0),0)","v":0},{"$f":"$O108","v":""},null,{"$f":"IFERROR(EG108/EH108,0)","v":0},{"$f":"EC108*$Q108","v":0},{"$f":"EC141","v":0},null,null,null,null,{"$f":"IF($M108,IFERROR(IF(EO108<>\"\",EO108,EL108*EK108*EJ108*$G108*$P108),0),0)","v":0},{"$f":"$O108","v":""},null,{"$f":"IFERROR(EQ108/ER108,0)","v":0},{"$f":"EM108*$Q108","v":0},{"$f":"EM141","v":0},null,null,null,null,{"$f":"IF($M108,IFERROR(IF(EY108<>\"\",EY108,EV108*EU108*ET108*$G108*$P108),0),0)","v":0},{"$f":"$O108","v":""},null,{"$f":"IFERROR(FA108/FB108,0)","v":0},{"$f":"EW108*$Q108","v":0},{"$f":"EW141","v":0},null,null,null,null,{"$f":"IF($M108,IFERROR(IF(FI108<>\"\",FI108,FF108*FE108*FD108*$G108*$P108),0),0)","v":0},{"$f":"$O108","v":""},null,{"$f":"IFERROR(FK108/FL108,0)","v":0},{"$f":"FG108*$Q108","v":0},{"$f":"FG141","v":0},null,null,null,null,{"$f":"IF($M108,IFERROR(IF(FS108<>\"\",FS108,FP108*FO108*FN108*$G108*$P108),0),0)","v":0},{"$f":"$O108","v":""},null,{"$f":"IFERROR(FU108/FV108,0)","v":0},{"$f":"FQ108*$Q108","v":0},{"$f":"FQ141","v":0},null,null,null,null,{"$f":"IF($M108,IFERROR(IF(GC108<>\"\",GC108,FZ108*FY108*FX108*$G108*$P108),0),0)","v":0},{"$f":"$O108","v":""},null,{"$f":"IFERROR(GE108/GF108,0)","v":0},{"$f":"GA108*$Q108","v":0},{"$f":"GA141","v":0},null,null,null,null,{"$f":"IF($M108,IFERROR(IF(GM108<>\"\",GM108,GJ108*GI108*GH108*$G108*$P108),0),0)","v":0},{"$f":"$O108","v":""},null,{"$f":"IFERROR(GO108/GP108,0)","v":0},{"$f":"GK108*$Q108","v":0},{"$f":"GK141","v":0},null,null,null,null,{"$f":"IF($M108,IFERROR(IF(GW108<>\"\",GW108,GT108*GS108*GR108*$G108*$P108),0),0)","v":0},{"$f":"$O108","v":""},null,{"$f":"IFERROR(GY108/GZ108,0)","v":0},{"$f":"GU108*$Q108","v":0},{"$f":"GU141","v":0},null,null,null,null,{"$f":"IF($M108,IFERROR(IF(HG108<>\"\",HG108,HD108*HC108*HB108*$G108*$P108),0),0)","v":0},{"$f":"$O108","v":""},null,{"$f":"IFERROR(HI108/HJ108,0)","v":0},{"$f":"HE108*$Q108","v":0},{"$f":"HE141","v":0},null,null,null,null,{"$f":"IF($M108,IFERROR(IF(HQ108<>\"\",HQ108,HN108*HM108*HL108*$G108*$P108),0),0)","v":0},{"$f":"$O108","v":""},null,{"$f":"IFERROR(HS108/HT108,0)","v":0},{"$f":"HO108*$Q108","v":0},{"$f":"HO141","v":0},null,null,null,null,{"$f":"IF($M108,IFERROR(IF(IA108<>\"\",IA108,HX108*HW108*HV108*$G108*$P108),0),0)","v":0},{"$f":"$O108","v":""},null,{"$f":"IFERROR(IC108/ID108,0)","v":0},{"$f":"HY108*$Q108","v":0},{"$f":"HY141","v":0},null,null,null,null,{"$f":"IF($M108,IFERROR(IF(IK108<>\"\",IK108,IH108*IG108*IF108*$G108*$P108),0),0)","v":0},{"$f":"$O108","v":""},null,{"$f":"IFERROR(IM108/IN108,0)","v":0},{"$f":"II108*$Q108","v":0},{"$f":"II141","v":0},null,null,null,null,{"$f":"IF($M108,IFERROR(IF(IU108<>\"\",IU108,IR108*IQ108*IP108*$G108*$P108),0),0)","v":0},{"$f":"$O108","v":""},null,{"$f":"IFERROR(IW108/IX108,0)","v":0},{"$f":"IS108*$Q108","v":0},{"$f":"IS141","v":0},null,null,null,null,{"$f":"IF($M108,IFERROR(IF(JE108<>\"\",JE108,JB108*JA108*IZ108*$G108*$P108),0),0)","v":0},{"$f":"$O108","v":""},null,{"$f":"IFERROR(JG108/JH108,0)","v":0},{"$f":"JC108*$Q108","v":0},{"$f":"JC141","v":0},null,null,null,1,{"$f":"AA108","v":0},{"$f":"AK108","v":0},{"$f":"AU108","v":0},{"$f":"BE108","v":0},{"$f":"BO108","v":0},{"$f":"BY108","v":0},{"$f":"CI108","v":0},{"$f":"CS108","v":0},{"$f":"DC108","v":0},{"$f":"DM108","v":0},{"$f":"DW108","v":0},{"$f":"EG108","v":0},{"$f":"EQ108","v":0},{"$f":"FA108","v":0},{"$f":"FK108","v":0},{"$f":"FU108","v":0},{"$f":"GE108","v":0},{"$f":"GO108","v":0},{"$f":"GY108","v":0},{"$f":"HI108","v":0},{"$f":"HS108","v":0},{"$f":"IC108","v":0},{"$f":"IM108","v":0},{"$f":"IW108","v":0},{"$f":"JG108","v":0}," MMBtu/yr"]
[null,2,null,null,null,null,null,null,null,{"$f":"J108","v":5},true,false,false,null,"","",0,0,null,null,null,null,{"$f":"IF($M109,IFERROR(IF(Y109<>\"\",Y109,V109*U109*T109*$G109*$P109),0),0)","v":0},{"$f":"$O109","v":""},null,{"$f":"IFERROR(AA109/AB109,0)","v":0},0,{"$f":"AB108","v":0},null,null,null,null,{"$f":"IF($M109,IFERROR(IF(AI109<>\"\",AI109,AF109*AE109*AD109*$G109*$P109),0),0)","v":0},{"$f":"$O109","v":""},null,{"$f":"IFERROR(AK109/AL109,0)","v":0},0,{"$f":"AL108","v":0},null,null,null,null,{"$f":"IF($M109,IFERROR(IF(AS109<>\"\",AS109,AP109*AO109*AN109*$G109*$P109),0),0)","v":0},{"$f":"$O109","v":""},null,{"$f":"IFERROR(AU109/AV109,0)","v":0},0,{"$f":"AV108","v":0},null,null,null,null,{"$f":"IF($M109,IFERROR(IF(BC109<>\"\",BC109,AZ109*AY109*AX109*$G109*$P109),0),0)","v":0},{"$f":"$O109","v":""},null,{"$f":"IFERROR(BE109/BF109,0)","v":0},0,{"$f":"BF108","v":0},null,null,null,null,{"$f":"IF($M109,IFERROR(IF(BM109<>\"\",BM109,BJ109*BI109*BH109*$G109*$P109),0),0)","v":0},{"$f":"$O109","v":""},null,{"$f":"IFERROR(BO109/BP109,0)","v":0},0,{"$f":"BP108","v":0},null,null,null,null,{"$f":"IF($M109,IFERROR(IF(BW109<>\"\",BW109,BT109*BS109*BR109*$G109*$P109),0),0)","v":0},{"$f":"$O109","v":""},null,{"$f":"IFERROR(BY109/BZ109,0)","v":0},0,{"$f":"BZ108","v":0},null,null,null,null,{"$f":"IF($M109,IFERROR(IF(CG109<>\"\",CG109,CD109*CC109*CB109*$G109*$P109),0),0)","v":0},{"$f":"$O109","v":""},null,{"$f":"IFERROR(CI109/CJ109,0)","v":0},0,{"$f":"CJ108","v":0},null,null,null,null,{"$f":"IF($M109,IFERROR(IF(CQ109<>\"\",CQ109,CN109*CM109*CL109*$G109*$P109),0),0)","v":0},{"$f":"$O109","v":""},null,{"$f":"IFERROR(CS109/CT109,0)","v":0},0,{"$f":"CT108","v":0},null,null,null,null,{"$f":"IF($M109,IFERROR(IF(DA109<>\"\",DA109,CX109*CW109*CV109*$G109*$P109),0),0)","v":0},{"$f":"$O109","v":""},null,{"$f":"IFERROR(DC109/DD109,0)","v":0},0,{"$f":"DD108","v":0},null,null,null,null,{"$f":"IF($M109,IFERROR(IF(DK109<>\"\",DK109,DH109*DG109*DF109*$G109*$P109),0),0)","v":0},{"$f":"$O109","v":""},null,{"$f":"IFERROR(DM109/DN109,0)","v":0},0,{"$f":"DN108","v":0},null,null,null,null,{"$f":"IF($M109,IFERROR(IF(DU109<>\"\",DU109,DR109*DQ109*DP109*$G109*$P109),0),0)","v":0},{"$f":"$O109","v":""},null,{"$f":"IFERROR(DW109/DX109,0)","v":0},0,{"$f":"DX108","v":0},null,null,null,null,{"$f":"IF($M109,IFERROR(IF(EE109<>\"\",EE109,EB109*EA109*DZ109*$G109*$P109),0),0)","v":0},{"$f":"$O109","v":""},null,{"$f":"IFERROR(EG109/EH109,0)","v":0},0,{"$f":"EH108","v":0},null,null,null,null,{"$f":"IF($M109,IFERROR(IF(EO109<>\"\",EO109,EL109*EK109*EJ109*$G109*$P109),0),0)","v":0},{"$f":"$O109","v":""},null,{"$f":"IFERROR(EQ109/ER109,0)","v":0},0,{"$f":"ER108","v":0},null,null,null,null,{"$f":"IF($M109,IFERROR(IF(EY109<>\"\",EY109,EV109*EU109*ET109*$G109*$P109),0),0)","v":0},{"$f":"$O109","v":""},null,{"$f":"IFERROR(FA109/FB109,0)","v":0},0,{"$f":"FB108","v":0},null,null,null,null,{"$f":"IF($M109,IFERROR(IF(FI109<>\"\",FI109,FF109*FE109*FD109*$G109*$P109),0),0)","v":0},{"$f":"$O109","v":""},null,{"$f":"IFERROR(FK109/FL109,0)","v":0},0,{"$f":"FL108","v":0},null,null,null,null,{"$f":"IF($M109,IFERROR(IF(FS109<>\"\",FS109,FP109*FO109*FN109*$G109*$P109),0),0)","v":0},{"$f":"$O109","v":""},null,{"$f":"IFERROR(FU109/FV109,0)","v":0},0,{"$f":"FV108","v":0},null,null,null,null,{"$f":"IF($M109,IFERROR(IF(GC109<>\"\",GC109,FZ109*FY109*FX109*$G109*$P109),0),0)","v":0},{"$f":"$O109","v":""},null,{"$f":"IFERROR(GE109/GF109,0)","v":0},0,{"$f":"GF108","v":0},null,null,null,null,{"$f":"IF($M109,IFERROR(IF(GM109<>\"\",GM109,GJ109*GI109*GH109*$G109*$P109),0),0)","v":0},{"$f":"$O109","v":""},null,{"$f":"IFERROR(GO109/GP109,0)","v":0},0,{"$f":"GP108","v":0},null,null,null,null,{"$f":"IF($M109,IFERROR(IF(GW109<>\"\",GW109,GT109*GS109*GR109*$G109*$P109),0),0)","v":0},{"$f":"$O109","v":""},null,{"$f":"IFERROR(GY109/GZ109,0)","v":0},0,{"$f":"GZ108","v":0},null,null,null,null,{"$f":"IF($M109,IFERROR(IF(HG109<>\"\",HG109,HD109*HC109*HB109*$G109*$P109),0),0)","v":0},{"$f":"$O109","v":""},null,{"$f":"IFERROR(HI109/HJ109,0)","v":0},0,{"$f":"HJ108","v":0},null,null,null,null,{"$f":"IF($M109,IFERROR(IF(HQ109<>\"\",HQ109,HN109*HM109*HL109*$G109*$P109),0),0)","v":0},{"$f":"$O109","v":""},null,{"$f":"IFERROR(HS109/HT109,0)","v":0},0,{"$f":"HT108","v":0},null,null,null,null,{"$f":"IF($M109,IFERROR(IF(IA109<>\"\",IA109,HX109*HW109*HV109*$G109*$P109),0),0)","v":0},{"$f":"$O109","v":""},null,{"$f":"IFERROR(IC109/ID109,0)","v":0},0,{"$f":"ID108","v":0},null,null,null,null,{"$f":"IF($M109,IFERROR(IF(IK109<>\"\",IK109,IH109*IG109*IF109*$G109*$P109),0),0)","v":0},{"$f":"$O109","v":""},null,{"$f":"IFERROR(IM109/IN109,0)","v":0},0,{"$f":"IN108","v":0},null,null,null,null,{"$f":"IF($M109,IFERROR(IF(IU109<>\"\",IU109,IR109*IQ109*IP109*$G109*$P109),0),0)","v":0},{"$f":"$O109","v":""},null,{"$f":"IFERROR(IW109/IX109,0)","v":0},0,{"$f":"IX108","v":0},null,null,null,null,{"$f":"IF($M109,IFERROR(IF(JE109<>\"\",JE109,JB109*JA109*IZ109*$G109*$P109),0),0)","v":0},{"$f":"$O109","v":""},null,{"$f":"IFERROR(JG109/JH109,0)","v":0},0,{"$f":"JH108","v":0},null,null,null,2,0,0,0,0,0,0,0,0,0,0,0,0,0,0,0,0,0,0,0,0,0,0,0,0,0," MMBtu/yr"]
[null,3,null,null,null,null,null,null,null,{"$f":"J109","v":5},true,false,false,null,"","",0,0,null,null,null,null,{"$f":"IF($M110,IFERROR(IF(Y110<>\"\",Y110,V110*U110*T110*$G110*$P110),0),0)","v":0},"",null,0,0,{"$f":"AB109","v":0},null,null,null,null,{"$f":"IF($M110,IFERROR(IF(AI110<>\"\",AI110,AF110*AE110*AD110*$G110*$P110),0),0)","v":0},"",null,0,0,{"$f":"AL109","v":0},null,null,null,null,{"$f":"IF($M110,IFERROR(IF(AS110<>\"\",AS110,AP110*AO110*AN110*$G110*$P110),0),0)","v":0},"",null,0,0,{"$f":"AV109","v":0},null,null,null,null,{"$f":"IF($M110,IFERROR(IF(BC110<>\"\",BC110,AZ110*AY110*AX110*$G110*$P110),0),0)","v":0},"",null,0,0,{"$f":"BF109","v":0},null,null,null,null,{"$f":"IF($M110,IFERROR(IF(BM110<>\"\",BM110,BJ110*BI110*BH110*$G110*$P110),0),0)","v":0},"",null,0,0,{"$f":"BP109","v":0},null,null,null,null,{"$f":"IF($M110,IFERROR(IF(BW110<>\"\",BW110,BT110*BS110*BR110*$G110*$P110),0),0)","v":0},"",null,0,0,{"$f":"BZ109","v":0},null,null,null,null,{"$f":"IF($M110,IFERROR(IF(CG110<>\"\",CG110,CD110*CC110*CB110*$G110*$P110),0),0)","v":0},"",null,0,0,{"$f":"CJ109","v":0},null,null,null,null,{"$f":"IF($M110,IFERROR(IF(CQ110<>\"\",CQ110,CN110*CM110*CL110*$G110*$P110),0),0)","v":0},"",null,0,0,{"$f":"CT109","v":0},null,null,null,null,{"$f":"IF($M110,IFERROR(IF(DA110<>\"\",DA110,CX110*CW110*CV110*$G110*$P110),0),0)","v":0},"",null,0,0,{"$f":"DD109","v":0},null,null,null,null,{"$f":"IF($M110,IFERROR(IF(DK110<>\"\",DK110,DH110*DG110*DF110*$G110*$P110),0),0)","v":0},"",null,0,0,{"$f":"DN109","v":0},null,null,null,null,{"$f":"IF($M110,IFERROR(IF(DU110<>\"\",DU110,DR110*DQ110*DP110*$G110*$P110),0),0)","v":0},"",null,0,0,{"$f":"DX109","v":0},null,null,null,null,{"$f":"IF($M110,IFERROR(IF(EE110<>\"\",EE110,EB110*EA110*DZ110*$G110*$P110),0),0)","v":0},"",null,0,0,{"$f":"EH109","v":0},null,null,null,null,{"$f":"IF($M110,IFERROR(IF(EO110<>\"\",EO110,EL110*EK110*EJ110*$G110*$P110),0),0)","v":0},"",null,0,0,{"$f":"ER109","v":0},null,null,null,null,{"$f":"IF($M110,IFERROR(IF(EY110<>\"\",EY110,EV110*EU110*ET110*$G110*$P110),0),0)","v":0},"",null,0,0,{"$f":"FB109","v":0},null,null,null,null,{"$f":"IF($M110,IFERROR(IF(FI110<>\"\",FI110,FF110*FE110*FD110*$G110*$P110),0),0)","v":0},"",null,0,0,{"$f":"FL109","v":0},null,null,null,null,{"$f":"IF($M110,IFERROR(IF(FS110<>\"\",FS110,FP110*FO110*FN110*$G110*$P110),0),0)","v":0},"",null,0,0,{"$f":"FV109","v":0},null,null,null,null,{"$f":"IF($M110,IFERROR(IF(GC110<>\"\",GC110,FZ110*FY110*FX110*$G110*$P110),0),0)","v":0},"",null,0,0,{"$f":"GF109","v":0},null,null,null,null,{"$f":"IF($M110,IFERROR(IF(GM110<>\"\",GM110,GJ110*GI110*GH110*$G110*$P110),0),0)","v":0},"",null,0,0,{"$f":"GP109","v":0},null,null,null,null,{"$f":"IF($M110,IFERROR(IF(GW110<>\"\",GW110,GT110*GS110*GR110*$G110*$P110),0),0)","v":0},"",null,0,0,{"$f":"GZ109","v":0},null,null,null,null,{"$f":"IF($M110,IFERROR(IF(HG110<>\"\",HG110,HD110*HC110*HB110*$G110*$P110),0),0)","v":0},"",null,0,0,{"$f":"HJ109","v":0},null,null,null,null,{"$f":"IF($M110,IFERROR(IF(HQ110<>\"\",HQ110,HN110*HM110*HL110*$G110*$P110),0),0)","v":0},"",null,0,0,{"$f":"HT109","v":0},null,null,null,null,{"$f":"IF($M110,IFERROR(IF(IA110<>\"\",IA110,HX110*HW110*HV110*$G110*$P110),0),0)","v":0},"",null,0,0,{"$f":"ID109","v":0},null,null,null,null,{"$f":"IF($M110,IFERROR(IF(IK110<>\"\",IK110,IH110*IG110*IF110*$G110*$P110),0),0)","v":0},"",null,0,0,{"$f":"IN109","v":0},null,null,null,null,{"$f":"IF($M110,IFERROR(IF(IU110<>\"\",IU110,IR110*IQ110*IP110*$G110*$P110),0),0)","v":0},"",null,0,0,{"$f":"IX109","v":0},null,null,null,null,{"$f":"IF($M110,IFERROR(IF(JE110<>\"\",JE110,JB110*JA110*IZ110*$G110*$P110),0),0)","v":0},"",null,0,0,{"$f":"JH109","v":0},null,null,null,3,0,0,0,0,0,0,0,0,0,0,0,0,0,0,0,0,0,0,0,0,0,0,0,0,0," MMBtu/yr"]
[null,4,null,null,null,null,null,null,null,5,true,false,false,null,"","",0,0,null,null,null,null,{"$f":"IF($M111,IFERROR(IF(Y111<>\"\",Y111,V111*U111*T111*$G111*$P111),0),0)","v":0},"",null,0,0,0,null,null,null,null,{"$f":"IF($M111,IFERROR(IF(AI111<>\"\",AI111,AF111*AE111*AD111*$G111*$P111),0),0)","v":0},"",null,0,0,0,null,null,null,null,{"$f":"IF($M111,IFERROR(IF(AS111<>\"\",AS111,AP111*AO111*AN111*$G111*$P111),0),0)","v":0},"",null,0,0,0,null,null,null,null,{"$f":"IF($M111,IFERROR(IF(BC111<>\"\",BC111,AZ111*AY111*AX111*$G111*$P111),0),0)","v":0},"",null,0,0,0,null,null,null,null,{"$f":"IF($M111,IFERROR(IF(BM111<>\"\",BM111,BJ111*BI111*BH111*$G111*$P111),0),0)","v":0},"",null,0,0,0,null,null,null,null,{"$f":"IF($M111,IFERROR(IF(BW111<>\"\",BW111,BT111*BS111*BR111*$G111*$P111),0),0)","v":0},"",null,0,0,0,null,null,null,null,{"$f":"IF($M111,IFERROR(IF(CG111<>\"\",CG111,CD111*CC111*CB111*$G111*$P111),0),0)","v":0},"",null,0,0,0,null,null,null,null,{"$f":"IF($M111,IFERROR(IF(CQ111<>\"\",CQ111,CN111*CM111*CL111*$G111*$P111),0),0)","v":0},"",null,0,0,0,null,null,null,null,{"$f":"IF($M111,IFERROR(IF(DA111<>\"\",DA111,CX111*CW111*CV111*$G111*$P111),0),0)","v":0},"",null,0,0,0,null,null,null,null,{"$f":"IF($M111,IFERROR(IF(DK111<>\"\",DK111,DH111*DG111*DF111*$G111*$P111),0),0)","v":0},"",null,0,0,0,null,null,null,null,{"$f":"IF($M111,IFERROR(IF(DU111<>\"\",DU111,DR111*DQ111*DP111*$G111*$P111),0),0)","v":0},"",null,0,0,0,null,null,null,null,{"$f":"IF($M111,IFERROR(IF(EE111<>\"\",EE111,EB111*EA111*DZ111*$G111*$P111),0),0)","v":0},"",null,0,0,0,null,null,null,null,{"$f":"IF($M111,IFERROR(IF(EO111<>\"\",EO111,EL111*EK111*EJ111*$G111*$P111),0),0)","v":0},"",null,0,0,0,null,null,null,null,{"$f":"IF($M111,IFERROR(IF(EY111<>\"\",EY111,EV111*EU111*ET111*$G111*$P111),0),0)","v":0},"",null,0,0,0,null,null,null,null,{"$f":"IF($M111,IFERROR(IF(FI111<>\"\",FI111,FF111*FE111*FD111*$G111*$P111),0),0)","v":0},"",null,0,0,0,null,null,null,null,{"$f":"IF($M111,IFERROR(IF(FS111<>\"\",FS111,FP111*FO111*FN111*$G111*$P111),0),0)","v":0},"",null,0,0,0,null,null,null,null,{"$f":"IF($M111,IFERROR(IF(GC111<>\"\",GC111,FZ111*FY111*FX111*$G111*$P111),0),0)","v":0},"",null,0,0,0,null,null,null,null,{"$f":"IF($M111,IFERROR(IF(GM111<>\"\",GM111,GJ111*GI111*GH111*$G111*$P111),0),0)","v":0},"",null,0,0,0,null,null,null,null,{"$f":"IF($M111,IFERROR(IF(GW111<>\"\",GW111,GT111*GS111*GR111*$G111*$P111),0),0)","v":0},"",null,0,0,0,null,null,null,null,{"$f":"IF($M111,IFERROR(IF(HG111<>\"\",HG111,HD111*HC111*HB111*$G111*$P111),0),0)","v":0},"",null,0,0,0,null,null,null,null,{"$f":"IF($M111,IFERROR(IF(HQ111<>\"\",HQ111,HN111*HM111*HL111*$G111*$P111),0),0)","v":0},"",null,0,0,0,null,null,null,null,{"$f":"IF($M111,IFERROR(IF(IA111<>\"\",IA111,HX111*HW111*HV111*$G111*$P111),0),0)","v":0},"",null,0,0,0,null,null,null,null,{"$f":"IF($M111,IFERROR(IF(IK111<>\"\",IK111,IH111*IG111*IF111*$G111*$P111),0),0)","v":0},"",null,0,0,0,null,null,null,null,{"$f":"IF($M111,IFERROR(IF(IU111<>\"\",IU111,IR111*IQ111*IP111*$G111*$P111),0),0)","v":0},"",null,0,0,0,null,null,null,null,{"$f":"IF($M111,IFERROR(IF(JE111<>\"\",JE111,JB111*JA111*IZ111*$G111*$P111),0),0)","v":0},"",null,0,0,0,null,null,null,4,0,0,0,0,0,0,0,0,0,0,0,0,0,0,0,0,0,0,0,0,0,0,0,0,0," MMBtu/yr"]
[null,5,null,null,null,null,null,null,null,5,true,false,false,null,"","",0,0,null,null,null,null,0,"",null,0,0,0,null,null,null,null,0,"",null,0,0,0,null,null,null,null,0,"",null,0,0,0,null,null,null,null,0,"",null,0,0,0,null,null,null,null,0,"",null,0,0,0,null,null,null,null,0,"",null,0,0,0,null,null,null,null,0,"",null,0,0,0,null,null,null,null,0,"",null,0,0,0,null,null,null,null,0,"",null,0,0,0,null,null,null,null,0,"",null,0,0,0,null,null,null,null,0,"",null,0,0,0,null,null,null,null,0,"",null,0,0,0,null,null,null,null,0,"",null,0,0,0,null,null,null,null,0,"",null,0,0,0,null,null,null,null,0,"",null,0,0,0,null,null,null,null,0,"",null,0,0,0,null,null,null,null,0,"",null,0,0,0,null,null,null,null,0,"",null,0,0,0,null,null,null,null,0,"",null,0,0,0,null,null,null,null,0,"",null,0,0,0,null,null,null,null,0,"",null,0,0,0,null,null,null,null,0,"",null,0,0,0,null,null,null,null,0,"",null,0,0,0,null,null,null,null,0,"",null,0,0,0,null,null,null,null,0,"",null,0,0,0,null,null,null,5,0,0,0,0,0,0,0,0,0,0,0,0,0,0,0,0,0,0,0,0,0,0,0,0,0," MMBtu/yr"]
[null,6,null,null,null,null,null,null,null,5,false,false,false,null,"","",0,0,null,null,null,null,0,"",null,0,0,0,null,null,null,null,0,"",null,0,0,0,null,null,null,null,0,"",null,0,0,0,null,null,null,null,0,"",null,0,0,0,null,null,null,null,0,"",null,0,0,0,null,null,null,null,0,"",null,0,0,0,null,null,null,null,0,"",null,0,0,0,null,null,null,null,0,"",null,0,0,0,null,null,null,null,0,"",null,0,0,0,null,null,null,null,0,"",null,0,0,0,null,null,null,null,0,"",null,0,0,0,null,null,null,null,0,"",null,0,0,0,null,null,null,null,0,"",null,0,0,0,null,null,null,null,0,"",null,0,0,0,null,null,null,null,0,"",null,0,0,0,null,null,null,null,0,"",null,0,0,0,null,null,null,null,0,"",null,0,0,0,null,null,null,null,0,"",null,0,0,0,null,null,null,null,0,"",null,0,0,0,null,null,null,null,0,"",null,0,0,0,null,null,null,null,0,"",null,0,0,0,null,null,null,null,0,"",null,0,0,0,null,null,null,null,0,"",null,0,0,0,null,null,null,null,0,"",null,0,0,0,null,null,null,null,0,"",null,0,0,0,null,null,null,6,0,0,0,0,0,0,0,0,0,0,0,0,0,0,0,0,0,0,0,0,0,0,0,0,0," MMBtu/yr"]
[null,7,null,null,null,null,null,null,null,5,false,false,false,null,"","",0,0,null,null,null,null,0,"",null,0,0,0,null,null,null,null,0,"",null,0,0,0,null,null,null,null,0,"",null,0,0,0,null,null,null,null,0,"",null,0,0,0,null,null,null,null,0,"",null,0,0,0,null,null,null,null,0,"",null,0,0,0,null,null,null,null,0,"",null,0,0,0,null,null,null,null,0,"",null,0,0,0,null,null,null,null,0,"",null,0,0,0,null,null,null,null,0,"",null,0,0,0,null,null,null,null,0,"",null,0,0,0,null,null,null,null,0,"",null,0,0,0,null,null,null,null,0,"",null,0,0,0,null,null,null,null,0,"",null,0,0,0,null,null,null,null,0,"",null,0,0,0,null,null,null,null,0,"",null,0,0,0,null,null,null,null,0,"",null,0,0,0,null,null,null,null,0,"",null,0,0,0,null,null,null,null,0,"",null,0,0,0,null,null,null,null,0,"",null,0,0,0,null,null,null,null,0,"",null,0,0,0,null,null,null,null,0,"",null,0,0,0,null,null,null,null,0,"",null,0,0,0,null,null,null,null,0,"",null,0,0,0,null,null,null,null,0,"",null,0,0,0,null,null,null,7,0,0,0,0,0,0,0,0,0,0,0,0,0,0,0,0,0,0,0,0,0,0,0,0,0," MMBtu/yr"]
[null,8,null,null,null,null,null,null,null,5,false,false,false,null,"","",0,0,null,null,null,null,0,"",null,0,0,0,null,null,null,null,0,"",null,0,0,0,null,null,null,null,0,"",null,0,0,0,null,null,null,null,0,"",null,0,0,0,null,null,null,null,0,"",null,0,0,0,null,null,null,null,0,"",null,0,0,0,null,null,null,null,0,"",null,0,0,0,null,null,null,null,0,"",null,0,0,0,null,null,null,null,0,"",null,0,0,0,null,null,null,null,0,"",null,0,0,0,null,null,null,null,0,"",null,0,0,0,null,null,null,null,0,"",null,0,0,0,null,null,null,null,0,"",null,0,0,0,null,null,null,null,0,"",null,0,0,0,null,null,null,null,0,"",null,0,0,0,null,null,null,null,0,"",null,0,0,0,null,null,null,null,0,"",null,0,0,0,null,null,null,null,0,"",null,0,0,0,null,null,null,null,0,"",null,0,0,0,null,null,null,null,0,"",null,0,0,0,null,null,null,null,0,"",null,0,0,0,null,null,null,null,0,"",null,0,0,0,null,null,null,null,0,"",null,0,0,0,null,null,null,null,0,"",null,0,0,0,null,null,null,null,0,"",null,0,0,0,null,null,null,8,0,0,0,0,0,0,0,0,0,0,0,0,0,0,0,0,0,0,0,0,0,0,0,0,0," MMBtu/yr"]
[null,9,null,null,null,null,null,null,null,5,false,false,false,null,"","",0,0,null,null,null,null,0,"",null,0,0,0,null,null,null,null,0,"",null,0,0,0,null,null,null,null,0,"",null,0,0,0,null,null,null,null,0,"",null,0,0,0,null,null,null,null,0,"",null,0,0,0,null,null,null,null,0,"",null,0,0,0,null,null,null,null,0,"",null,0,0,0,null,null,null,null,0,"",null,0,0,0,null,null,null,null,0,"",null,0,0,0,null,null,null,null,0,"",null,0,0,0,null,null,null,null,0,"",null,0,0,0,null,null,null,null,0,"",null,0,0,0,null,null,null,null,0,"",null,0,0,0,null,null,null,null,0,"",null,0,0,0,null,null,null,null,0,"",null,0,0,0,null,null,null,null,0,"",null,0,0,0,null,null,null,null,0,"",null,0,0,0,null,null,null,null,0,"",null,0,0,0,null,null,null,null,0,"",null,0,0,0,null,null,null,null,0,"",null,0,0,0,null,null,null,null,0,"",null,0,0,0,null,null,null,null,0,"",null,0,0,0,null,null,null,null,0,"",null,0,0,0,null,null,null,null,0,"",null,0,0,0,null,null,null,null,0,"",null,0,0,0,null,null,null,9,0,0,0,0,0,0,0,0,0,0,0,0,0,0,0,0,0,0,0,0,0,0,0,0,0," MMBtu/yr"]
[null,10,null,null,null,null,null,null,null,5,false,false,false,null,"","",0,0,null,null,null,null,0,"",null,0,0,0,null,null,null,null,0,"",null,0,0,0,null,null,null,null,0,"",null,0,0,0,null,null,null,null,0,"",null,0,0,0,null,null,null,null,0,"",null,0,0,0,null,null,null,null,0,"",null,0,0,0,null,null,null,null,0,"",null,0,0,0,null,null,null,null,0,"",null,0,0,0,null,null,null,null,0,"",null,0,0,0,null,null,null,null,0,"",null,0,0,0,null,null,null,null,0,"",null,0,0,0,null,null,null,null,0,"",null,0,0,0,null,null,null,null,0,"",null,0,0,0,null,null,null,null,0,"",null,0,0,0,null,null,null,null,0,"",null,0,0,0,null,null,null,null,0,"",null,0,0,0,null,null,null,null,0,"",null,0,0,0,null,null,null,null,0,"",null,0,0,0,null,null,null,null,0,"",null,0,0,0,null,null,null,null,0,"",null,0,0,0,null,null,null,null,0,"",null,0,0,0,null,null,null,null,0,"",null,0,0,0,null,null,null,null,0,"",null,0,0,0,null,null,null,null,0,"",null,0,0,0,null,null,null,null,0,"",null,0,0,0,null,null,null,10,0,0,0,0,0,0,0,0,0,0,0,0,0,0,0,0,0,0,0,0,0,0,0,0,0," MMBtu/yr"]
[null,11,null,null,null,null,null,null,null,5,false,false,false,null,"","",0,0,null,null,null,null,0,"",null,0,0,0,null,null,null,null,0,"",null,0,0,0,null,null,null,null,0,"",null,0,0,0,null,null,null,null,0,"",null,0,0,0,null,null,null,null,0,"",null,0,0,0,null,null,null,null,0,"",null,0,0,0,null,null,null,null,0,"",null,0,0,0,null,null,null,null,0,"",null,0,0,0,null,null,null,null,0,"",null,0,0,0,null,null,null,null,0,"",null,0,0,0,null,null,null,null,0,"",null,0,0,0,null,null,null,null,0,"",null,0,0,0,null,null,null,null,0,"",null,0,0,0,null,null,null,null,0,"",null,0,0,0,null,null,null,null,0,"",null,0,0,0,null,null,null,null,0,"",null,0,0,0,null,null,null,null,0,"",null,0,0,0,null,null,null,null,0,"",null,0,0,0,null,null,null,null,0,"",null,0,0,0,null,null,null,null,0,"",null,0,0,0,null,null,null,null,0,"",null,0,0,0,null,null,null,null,0,"",null,0,0,0,null,null,null,null,0,"",null,0,0,0,null,null,null,null,0,"",null,0,0,0,null,null,null,null,0,"",null,0,0,0,null,null,null,11,0,0,0,0,0,0,0,0,0,0,0,0,0,0,0,0,0,0,0,0,0,0,0,0,0," MMBtu/yr"]
[null,12,null,null,null,null,null,null,null,5,false,false,false,null,"","",0,0,null,null,null,null,0,"",null,0,0,0,null,null,null,null,0,"",null,0,0,0,null,null,null,null,0,"",null,0,0,0,null,null,null,null,0,"",null,0,0,0,null,null,null,null,0,"",null,0,0,0,null,null,null,null,0,"",null,0,0,0,null,null,null,null,0,"",null,0,0,0,null,null,null,null,0,"",null,0,0,0,null,null,null,null,0,"",null,0,0,0,null,null,null,null,0,"",null,0,0,0,null,null,null,null,0,"",null,0,0,0,null,null,null,null,0,"",null,0,0,0,null,null,null,null,0,"",null,0,0,0,null,null,null,null,0,"",null,0,0,0,null,null,null,null,0,"",null,0,0,0,null,null,null,null,0,"",null,0,0,0,null,null,null,null,0,"",null,0,0,0,null,null,null,null,0,"",null,0,0,0,null,null,null,null,0,"",null,0,0,0,null,null,null,null,0,"",null,0,0,0,null,null,null,null,0,"",null,0,0,0,null,null,null,null,0,"",null,0,0,0,null,null,null,null,0,"",null,0,0,0,null,null,null,null,0,"",null,0,0,0,null,null,null,null,0,"",null,0,0,0,null,null,null,12,0,0,0,0,0,0,0,0,0,0,0,0,0,0,0,0,0,0,0,0,0,0,0,0,0," MMBtu/yr"]
[null,13,null,null,null,null,null,null,null,5,false,false,false,null,"","",0,0,null,null,null,null,0,"",null,0,0,0,null,null,null,null,0,"",null,0,0,0,null,null,null,null,0,"",null,0,0,0,null,null,null,null,0,"",null,0,0,0,null,null,null,null,0,"",null,0,0,0,null,null,null,null,0,"",null,0,0,0,null,null,null,null,0,"",null,0,0,0,null,null,null,null,0,"",null,0,0,0,null,null,null,null,0,"",null,0,0,0,null,null,null,null,0,"",null,0,0,0,null,null,null,null,0,"",null,0,0,0,null,null,null,null,0,"",null,0,0,0,null,null,null,null,0,"",null,0,0,0,null,null,null,null,0,"",null,0,0,0,null,null,null,null,0,"",null,0,0,0,null,null,null,null,0,"",null,0,0,0,null,null,null,null,0,"",null,0,0,0,null,null,null,null,0,"",null,0,0,0,null,null,null,null,0,"",null,0,0,0,null,null,null,null,0,"",null,0,0,0,null,null,null,null,0,"",null,0,0,0,null,null,null,null,0,"",null,0,0,0,null,null,null,null,0,"",null,0,0,0,null,null,null,null,0,"",null,0,0,0,null,null,null,null,0,"",null,0,0,0,null,null,null,13,0,0,0,0,0,0,0,0,0,0,0,0,0,0,0,0,0,0,0,0,0,0,0,0,0," MMBtu/yr"]
[null,14,null,null,null,null,null,null,null,5,false,false,false,null,"","",0,0,null,null,null,null,0,"",null,0,0,0,null,null,null,null,0,"",null,0,0,0,null,null,null,null,0,"",null,0,0,0,null,null,null,null,0,"",null,0,0,0,null,null,null,null,0,"",null,0,0,0,null,null,null,null,0,"",null,0,0,0,null,null,null,null,0,"",null,0,0,0,null,null,null,null,0,"",null,0,0,0,null,null,null,null,0,"",null,0,0,0,null,null,null,null,0,"",null,0,0,0,null,null,null,null,0,"",null,0,0,0,null,null,null,null,0,"",null,0,0,0,null,null,null,null,0,"",null,0,0,0,null,null,null,null,0,"",null,0,0,0,null,null,null,null,0,"",null,0,0,0,null,null,null,null,0,"",null,0,0,0,null,null,null,null,0,"",null,0,0,0,null,null,null,null,0,"",null,0,0,0,null,null,null,null,0,"",null,0,0,0,null,null,null,null,0,"",null,0,0,0,null,null,null,null,0,"",null,0,0,0,null,null,null,null,0,"",null,0,0,0,null,null,null,null,0,"",null,0,0,0,null,null,null,null,0,"",null,0,0,0,null,null,null,null,0,"",null,0,0,0,null,null,null,14,0,0,0,0,0,0,0,0,0,0,0,0,0,0,0,0,0,0,0,0,0,0,0,0,0," MMBtu/yr"]
[null,15,null,null,null,null,null,null,null,5,false,false,false,null,"","",0,0,null,null,null,null,0,"",null,0,0,0,null,null,null,null,0,"",null,0,0,0,null,null,null,null,0,"",null,0,0,0,null,null,null,null,0,"",null,0,0,0,null,null,null,null,0,"",null,0,0,0,null,null,null,null,0,"",null,0,0,0,null,null,null,null,0,"",null,0,0,0,null,null,null,null,0,"",null,0,0,0,null,null,null,null,0,"",null,0,0,0,null,null,null,null,0,"",null,0,0,0,null,null,null,null,0,"",null,0,0,0,null,null,null,null,0,"",null,0,0,0,null,null,null,null,0,"",null,0,0,0,null,null,null,null,0,"",null,0,0,0,null,null,null,null,0,"",null,0,0,0,null,null,null,null,0,"",null,0,0,0,null,null,null,null,0,"",null,0,0,0,null,null,null,null,0,"",null,0,0,0,null,null,null,null,0,"",null,0,0,0,null,null,null,null,0,"",null,0,0,0,null,null,null,null,0,"",null,0,0,0,null,null,null,null,0,"",null,0,0,0,null,null,null,null,0,"",null,0,0,0,null,null,null,null,0,"",null,0,0,0,null,null,null,null,0,"",null,0,0,0,null,null,null,15,0,0,0,0,0,0,0,0,0,0,0,0,0,0,0,0,0,0,0,0,0,0,0,0,0," MMBtu/yr"]
[null,16,null,null,null,null,null,null,null,5,false,false,false,null,"","",0,0,null,null,null,null,0,"",null,0,0,0,null,null,null,null,0,"",null,0,0,0,null,null,null,null,0,"",null,0,0,0,null,null,null,null,0,"",null,0,0,0,null,null,null,null,0,"",null,0,0,0,null,null,null,null,0,"",null,0,0,0,null,null,null,null,0,"",null,0,0,0,null,null,null,null,0,"",null,0,0,0,null,null,null,null,0,"",null,0,0,0,null,null,null,null,0,"",null,0,0,0,null,null,null,null,0,"",null,0,0,0,null,null,null,null,0,"",null,0,0,0,null,null,null,null,0,"",null,0,0,0,null,null,null,null,0,"",null,0,0,0,null,null,null,null,0,"",null,0,0,0,null,null,null,null,0,"",null,0,0,0,null,null,null,null,0,"",null,0,0,0,null,null,null,null,0,"",null,0,0,0,null,null,null,null,0,"",null,0,0,0,null,null,null,null,0,"",null,0,0,0,null,null,null,null,0,"",null,0,0,0,null,null,null,null,0,"",null,0,0,0,null,null,null,null,0,"",null,0,0,0,null,null,null,null,0,"",null,0,0,0,null,null,null,null,0,"",null,0,0,0,null,null,null,16,0,0,0,0,0,0,0,0,0,0,0,0,0,0,0,0,0,0,0,0,0,0,0,0,0," MMBtu/yr"]
[null,17,null,null,null,null,null,null,null,5,false,false,false,null,"","",0,0,null,null,null,null,0,"",null,0,0,0,null,null,null,null,0,"",null,0,0,0,null,null,null,null,0,"",null,0,0,0,null,null,null,null,0,"",null,0,0,0,null,null,null,null,0,"",null,0,0,0,null,null,null,null,0,"",null,0,0,0,null,null,null,null,0,"",null,0,0,0,null,null,null,null,0,"",null,0,0,0,null,null,null,null,0,"",null,0,0,0,null,null,null,null,0,"",null,0,0,0,null,null,null,null,0,"",null,0,0,0,null,null,null,null,0,"",null,0,0,0,null,null,null,null,0,"",null,0,0,0,null,null,null,null,0,"",null,0,0,0,null,null,null,null,0,"",null,0,0,0,null,null,null,null,0,"",null,0,0,0,null,null,null,null,0,"",null,0,0,0,null,null,null,null,0,"",null,0,0,0,null,null,null,null,0,"",null,0,0,0,null,null,null,null,0,"",null,0,0,0,null,null,null,null,0,"",null,0,0,0,null,null,null,null,0,"",null,0,0,0,null,null,null,null,0,"",null,0,0,0,null,null,null,null,0,"",null,0,0,0,null,null,null,null,0,"",null,0,0,0,null,null,null,17,0,0,0,0,0,0,0,0,0,0,0,0,0,0,0,0,0,0,0,0,0,0,0,0,0," MMBtu/yr"]
[null,18,null,null,null,null,null,null,null,5,false,false,false,null,"","",0,0,null,null,null,null,0,"",null,0,0,0,null,null,null,null,0,"",null,0,0,0,null,null,null,null,0,"",null,0,0,0,null,null,null,null,0,"",null,0,0,0,null,null,null,null,0,"",null,0,0,0,null,null,null,null,0,"",null,0,0,0,null,null,null,null,0,"",null,0,0,0,null,null,null,null,0,"",null,0,0,0,null,null,null,null,0,"",null,0,0,0,null,null,null,null,0,"",null,0,0,0,null,null,null,null,0,"",null,0,0,0,null,null,null,null,0,"",null,0,0,0,null,null,null,null,0,"",null,0,0,0,null,null,null,null,0,"",null,0,0,0,null,null,null,null,0,"",null,0,0,0,null,null,null,null,0,"",null,0,0,0,null,null,null,null,0,"",null,0,0,0,null,null,null,null,0,"",null,0,0,0,null,null,null,null,0,"",null,0,0,0,null,null,null,null,0,"",null,0,0,0,null,null,null,null,0,"",null,0,0,0,null,null,null,null,0,"",null,0,0,0,null,null,null,null,0,"",null,0,0,0,null,null,null,null,0,"",null,0,0,0,null,null,null,null,0,"",null,0,0,0,null,null,null,18,0,0,0,0,0,0,0,0,0,0,0,0,0,0,0,0,0,0,0,0,0,0,0,0,0," MMBtu/yr"]
[null,20,null,null,null,null,null,null,null,5,false,false,{"$f":"AND(K127:L127)","v":false},null,"","",0,0,null,null,null,null,0,"",null,0,0,0,null,null,null,null,0,"",null,0,0,0,null,null,null,null,0,"",null,0,0,0,null,null,null,null,0,"",null,0,0,0,null,null,null,null,0,"",null,0,0,0,null,null,null,null,0,"",null,0,0,0,null,null,null,null,0,"",null,0,0,0,null,null,null,null,0,"",null,0,0,0,null,null,null,null,0,"",null,0,0,0,null,null,null,null,0,"",null,0,0,0,null,null,null,null,0,"",null,0,0,0,null,null,null,null,0,"",null,0,0,0,null,null,null,null,0,"",null,0,0,0,null,null,null,null,0,"",null,0,0,0,null,null,null,null,0,"",null,0,0,0,null,null,null,null,0,"",null,0,0,0,null,null,null,null,0,"",null,0,0,0,null,null,null,null,0,"",null,0,0,0,null,null,null,null,0,"",null,0,0,0,null,null,null,null,0,"",null,0,0,0,null,null,null,null,0,"",null,0,0,0,null,null,null,null,0,"",null,0,0,0,null,null,null,null,0,"",null,0,0,0,null,null,null,null,0,"",null,0,0,0,null,null,null,null,0,"",null,0,0,0,null,null,null,20,0,0,0,0,0,0,0,0,0,0,0,0,0,0,0,0,0,0,0,0,0,0,0,0,0," MMBtu/yr"]
[null,21,null,null,null,null,null,null,null,5,false,false,false,null,"","",0,0,null,null,null,null,0,"",null,0,0,0,null,null,null,null,0,"",null,0,0,0,null,null,null,null,0,"",null,0,0,0,null,null,null,null,0,"",null,0,0,0,null,null,null,null,0,"",null,0,0,0,null,null,null,null,0,"",null,0,0,0,null,null,null,null,0,"",null,0,0,0,null,null,null,null,0,"",null,0,0,0,null,null,null,null,0,"",null,0,0,0,null,null,null,null,0,"",null,0,0,0,null,null,null,null,0,"",null,0,0,0,null,null,null,null,0,"",null,0,0,0,null,null,null,null,0,"",null,0,0,0,null,null,null,null,0,"",null,0,0,0,null,null,null,null,0,"",null,0,0,0,null,null,null,null,0,"",null,0,0,0,null,null,null,null,0,"",null,0,0,0,null,null,null,null,0,"",null,0,0,0,null,null,null,null,0,"",null,0,0,0,null,null,null,null,0,"",null,0,0,0,null,null,null,null,0,"",null,0,0,0,null,null,null,null,0,"",null,0,0,0,null,null,null,null,0,"",null,0,0,0,null,null,null,null,0,"",null,0,0,0,null,null,null,null,0,"",null,0,0,0,null,null,null,21,0,0,0,0,0,0,0,0,0,0,0,0,0,0,0,0,0,0,0,0,0,0,0,0,0," MMBtu/yr"]
[null,24,null,null,null,null,null,null,null,5,false,false,false,null,"","",0,0,null,null,null,null,0,"",null,0,0,0,null,null,null,null,0,"",null,0,0,0,null,null,null,null,0,"",null,0,0,0,null,null,null,null,0,"",null,0,0,0,null,null,null,null,0,"",null,0,0,0,null,null,null,null,0,"",null,0,0,0,null,null,null,null,0,"",null,0,0,0,null,null,null,null,0,"",null,0,0,0,null,null,null,null,0,"",null,0,0,0,null,null,null,null,0,"",null,0,0,0,null,null,null,null,0,"",null,0,0,0,null,null,null,null,0,"",null,0,0,0,null,null,null,null,0,"",null,0,0,0,null,null,null,null,0,"",null,0,0,0,null,null,null,null,0,"",null,0,0,0,null,null,null,null,0,"",null,0,0,0,null,null,null,null,0,"",null,0,0,0,null,null,null,null,0,"",null,0,0,0,null,null,null,null,0,"",null,0,0,0,null,null,null,null,0,"",null,0,0,0,null,null,null,null,0,"",null,0,0,0,null,null,null,null,0,"",null,0,0,0,null,null,null,null,0,"",null,0,0,0,null,null,null,null,0,"",null,0,0,0,null,null,null,null,0,"",null,0,0,0,null,null,null,24,0,0,0,0,0,0,0,0,0,0,0,0,0,0,0,0,0,0,0,0,0,0,0,0,0," MMBtu/yr"]
[null,25,null,null,null,null,null,null,null,5,false,false,false,null,"","",0,0,null,null,null,null,0,"",null,0,0,0,null,null,null,null,0,"",null,0,0,0,null,null,null,null,0,"",null,0,0,0,null,null,null,null,0,"",null,0,0,0,null,null,null,null,0,"",null,0,0,0,null,null,null,null,0,"",null,0,0,0,null,null,null,null,0,"",null,0,0,0,null,null,null,null,0,"",null,0,0,0,null,null,null,null,0,"",null,0,0,0,null,null,null,null,0,"",null,0,0,0,null,null,null,null,0,"",null,0,0,0,null,null,null,null,0,"",null,0,0,0,null,null,null,null,0,"",null,0,0,0,null,null,null,null,0,"",null,0,0,0,null,null,null,null,0,"",null,0,0,0,null,null,null,null,0,"",null,0,0,0,null,null,null,null,0,"",null,0,0,0,null,null,null,null,0,"",null,0,0,0,null,null,null,null,0,"",null,0,0,0,null,null,null,null,0,"",null,0,0,0,null,null,null,null,0,"",null,0,0,0,null,null,null,null,0,"",null,0,0,0,null,null,null,null,0,"",null,0,0,0,null,null,null,null,0,"",null,0,0,0,null,null,null,null,0,"",null,0,0,0,null,null,null,25,0,0,0,0,0,0,0,0,0,0,0,0,0,0,0,0,0,0,0,0,0,0,0,0,0," MMBtu/yr"]
[null,28,null,null,null,null,null,null,null,5,false,false,false,null,"","",0,0,null,null,null,null,0,"",null,0,0,0,null,null,null,null,0,"",null,0,0,0,null,null,null,null,0,"",null,0,0,0,null,null,null,null,0,"",null,0,0,0,null,null,null,null,0,"",null,0,0,0,null,null,null,null,0,"",null,0,0,0,null,null,null,null,0,"",null,0,0,0,null,null,null,null,0,"",null,0,0,0,null,null,null,null,0,"",null,0,0,0,null,null,null,null,0,"",null,0,0,0,null,null,null,null,0,"",null,0,0,0,null,null,null,null,0,"",null,0,0,0,null,null,null,null,0,"",null,0,0,0,null,null,null,null,0,"",null,0,0,0,null,null,null,null,0,"",null,0,0,0,null,null,null,null,0,"",null,0,0,0,null,null,null,null,0,"",null,0,0,0,null,null,null,null,0,"",null,0,0,0,null,null,null,null,0,"",null,0,0,0,null,null,null,null,0,"",null,0,0,0,null,null,null,null,0,"",null,0,0,0,null,null,null,null,0,"",null,0,0,0,null,null,null,null,0,"",null,0,0,0,null,null,null,null,0,"",null,0,0,0,null,null,null,null,0,"",null,0,0,0,null,null,null,28,0,0,0,0,0,0,0,0,0,0,0,0,0,0,0,0,0,0,0,0,0,0,0,0,0," MMBtu/yr"]
[null,null,null,null,null,null,null,null,null,null,null,false,false]
[null,null,null,null,null,null,null,null,null,null,null,{"$f":"L137","v":false},false,null,null,null,null,null,null,null,null,{"$f":"V99","v":"Total Primary MMBtu"},{"$f":"SUMIF(X108:X137,\"MMBtu\",W108:W137)","v":0},"per year",null,null,null,null,null,null,null,{"$f":"V140","v":"Total Primary MMBtu"},{"$f":"SUMIF(AH108:AH137,\"MMBtu\",AG108:AG137)","v":0},"per year",null,null,null,null,null,null,null,{"$f":"AF140","v":"Total Primary MMBtu"},{"$f":"SUMIF(AR108:AR137,\"MMBtu\",AQ108:AQ137)","v":0},"per year",null,null,null,null,null,null,null,{"$f":"AP140","v":"Total Primary MMBtu"},{"$f":"SUMIF(BB108:BB137,\"MMBtu\",BA108:BA137)","v":0},"per year",null,null,null,null,null,null,null,{"$f":"AZ140","v":"Total Primary MMBtu"},{"$f":"SUMIF(BL108:BL137,\"MMBtu\",BK108:BK137)","v":0},"per year",null,null,null,null,null,null,null,{"$f":"BJ140","v":"Total Primary MMBtu"},{"$f":"SUMIF(BV108:BV137,\"MMBtu\",BU108:BU137)","v":0},"per year",null,null,null,null,null,null,null,{"$f":"BT140","v":"Total Primary MMBtu"},{"$f":"SUMIF(CF108:CF137,\"MMBtu\",CE108:CE137)","v":0},"per year",null,null,null,null,null,null,null,{"$f":"CD140","v":"Total Primary MMBtu"},{"$f":"SUMIF(CP108:CP137,\"MMBtu\",CO108:CO137)","v":0},"per year",null,null,null,null,null,null,null,{"$f":"CN140","v":"Total Primary MMBtu"},{"$f":"SUMIF(CZ108:CZ137,\"MMBtu\",CY108:CY137)","v":0},"per year",null,null,null,null,null,null,null,{"$f":"CX140","v":"Total Primary MMBtu"},{"$f":"SUMIF(DJ108:DJ137,\"MMBtu\",DI108:DI137)","v":0},"per year",null,null,null,null,null,null,null,{"$f":"DH140","v":"Total Primary MMBtu"},{"$f":"SUMIF(DT108:DT137,\"MMBtu\",DS108:DS137)","v":0},"per year",null,null,null,null,null,null,null,{"$f":"DR140","v":"Total Primary MMBtu"},{"$f":"SUMIF(ED108:ED137,\"MMBtu\",EC108:EC137)","v":0},"per year",null,null,null,null,null,null,null,{"$f":"EB140","v":"Total Primary MMBtu"},{"$f":"SUMIF(EN108:EN137,\"MMBtu\",EM108:EM137)","v":0},"per year",null,null,null,null,null,null,null,{"$f":"EL140","v":"Total Primary MMBtu"},{"$f":"SUMIF(EX108:EX137,\"MMBtu\",EW108:EW137)","v":0},"per year",null,null,null,null,null,null,null,{"$f":"EV140","v":"Total Primary MMBtu"},{"$f":"SUMIF(FH108:FH137,\"MMBtu\",FG108:FG137)","v":0},"per year",null,null,null,null,null,null,null,{"$f":"FF140","v":"Total Primary MMBtu"},{"$f":"SUMIF(FR108:FR137,\"MMBtu\",FQ108:FQ137)","v":0},"per year",null,null,null,null,null,null,null,{"$f":"FP140","v":"Total Primary MMBtu"},{"$f":"SUMIF(GB108:GB137,\"MMBtu\",GA108:GA137)","v":0},"per year",null,null,null,null,null,null,null,{"$f":"FZ140","v":"Total Primary MMBtu"},{"$f":"SUMIF(GL108:GL137,\"MMBtu\",GK108:GK137)","v":0},"per year",null,null,null,null,null,null,null,{"$f":"GJ140","v":"Total Primary MMBtu"},{"$f":"SUMIF(GV108:GV137,\"MMBtu\",GU108:GU137)","v":0},"per year",null,null,null,null,null,null,null,{"$f":"GT140","v":"Total Primary MMBtu"},{"$f":"SUMIF(HF108:HF137,\"MMBtu\",HE108:HE137)","v":0},"per year",null,null,null,null,null,null,null,{"$f":"HD140","v":"Total Primary MMBtu"},{"$f":"SUMIF(HP108:HP137,\"MMBtu\",HO108:HO137)","v":0},"per year",null,null,null,null,null,null,null,{"$f":"HN140","v":"Total Primary MMBtu"},{"$f":"SUMIF(HZ108:HZ137,\"MMBtu\",HY108:HY137)","v":0},"per year",null,null,null,null,null,null,null,{"$f":"HX140","v":"Total Primary MMBtu"},{"$f":"SUMIF(IJ108:IJ137,\"MMBtu\",II108:II137)","v":0},"per year",null,null,null,null,null,null,null,{"$f":"IH140","v":"Total Primary MMBtu"},{"$f":"SUMIF(IT108:IT137,\"MMBtu\",IS108:IS137)","v":0},"per year",null,null,null,null,null,null,null,{"$f":"IR140","v":"Total Primary MMBtu"},{"$f":"SUMIF(JD108:JD137,\"MMBtu\",JC108:JC137)","v":0},"per year"]
[null,null,null,null,null,null,null,null,null,null,null,{"$f":"L138","v":false},false,null,null,null,null,null,null,null,null,{"$f":"V100","v":" TOTAL ENERGY CONSUMPTION"},{"$f":"SUM(AA108:AA137)","v":0},"MMBtu (primary) per year",null,null,null,null,null,null,null,{"$f":"V141","v":" TOTAL ENERGY CONSUMPTION"},{"$f":"SUM(AK108:AK137)","v":0},"MMBtu (primary) per year",null,null,null,null,null,null,null,{"$f":"AF141","v":" TOTAL ENERGY CONSUMPTION"},{"$f":"SUM(AU108:AU137)","v":0},"MMBtu (primary) per year",null,null,null,null,null,null,null,{"$f":"AP141","v":" TOTAL ENERGY CONSUMPTION"},{"$f":"SUM(BE108:BE137)","v":0},"MMBtu (primary) per year",null,null,null,null,null,null,null,{"$f":"AZ141","v":" TOTAL ENERGY CONSUMPTION"},{"$f":"SUM(BO108:BO137)","v":0},"MMBtu (primary) per year",null,null,null,null,null,null,null,{"$f":"BJ141","v":" TOTAL ENERGY CONSUMPTION"},{"$f":"SUM(BY108:BY137)","v":0},"MMBtu (primary) per year",null,null,null,null,null,null,null,{"$f":"BT141","v":" TOTAL ENERGY CONSUMPTION"},{"$f":"SUM(CI108:CI137)","v":0},"MMBtu (primary) per year",null,null,null,null,null,null,null,{"$f":"CD141","v":" TOTAL ENERGY CONSUMPTION"},{"$f":"SUM(CS108:CS137)","v":0},"MMBtu (primary) per year",null,null,null,null,null,null,null,{"$f":"CN141","v":" TOTAL ENERGY CONSUMPTION"},{"$f":"SUM(DC108:DC137)","v":0},"MMBtu (primary) per year",null,null,null,null,null,null,null,{"$f":"CX141","v":" TOTAL ENERGY CONSUMPTION"},{"$f":"SUM(DM108:DM137)","v":0},"MMBtu (primary) per year",null,null,null,null,null,null,null,{"$f":"DH141","v":" TOTAL ENERGY CONSUMPTION"},{"$f":"SUM(DW108:DW137)","v":0},"MMBtu (primary) per year",null,null,null,null,null,null,null,{"$f":"DR141","v":" TOTAL ENERGY CONSUMPTION"},{"$f":"SUM(EG108:EG137)","v":0},"MMBtu (primary) per year",null,null,null,null,null,null,null,{"$f":"EB141","v":" TOTAL ENERGY CONSUMPTION"},{"$f":"SUM(EQ108:EQ137)","v":0},"MMBtu (primary) per year",null,null,null,null,null,null,null,{"$f":"EL141","v":" TOTAL ENERGY CONSUMPTION"},{"$f":"SUM(FA108:FA137)","v":0},"MMBtu (primary) per year",null,null,null,null,null,null,null,{"$f":"EV141","v":" TOTAL ENERGY CONSUMPTION"},{"$f":"SUM(FK108:FK137)","v":0},"MMBtu (primary) per year",null,null,null,null,null,null,null,{"$f":"FF141","v":" TOTAL ENERGY CONSUMPTION"},{"$f":"SUM(FU108:FU137)","v":0},"MMBtu (primary) per year",null,null,null,null,null,null,null,{"$f":"FP141","v":" TOTAL ENERGY CONSUMPTION"},{"$f":"SUM(GE108:GE137)","v":0},"MMBtu (primary) per year",null,null,null,null,null,null,null,{"$f":"FZ141","v":" TOTAL ENERGY CONSUMPTION"},{"$f":"SUM(GO108:GO137)","v":0},"MMBtu (primary) per year",null,null,null,null,null,null,null,{"$f":"GJ141","v":" TOTAL ENERGY CONSUMPTION"},{"$f":"SUM(GY108:GY137)","v":0},"MMBtu (primary) per year",null,null,null,null,null,null,null,{"$f":"GT141","v":" TOTAL ENERGY CONSUMPTION"},{"$f":"SUM(HI108:HI137)","v":0},"MMBtu (primary) per year",null,null,null,null,null,null,null,{"$f":"HD141","v":" TOTAL ENERGY CONSUMPTION"},{"$f":"SUM(HS108:HS137)","v":0},"MMBtu (primary) per year",null,null,null,null,null,null,null,{"$f":"HN141","v":" TOTAL ENERGY CONSUMPTION"},{"$f":"SUM(IC108:IC137)","v":0},"MMBtu (primary) per year",null,null,null,null,null,null,null,{"$f":"HX141","v":" TOTAL ENERGY CONSUMPTION"},{"$f":"SUM(IM108:IM137)","v":0},"MMBtu (primary) per year",null,null,null,null,null,null,null,{"$f":"IH141","v":" TOTAL ENERGY CONSUMPTION"},{"$f":"SUM(IW108:IW137)","v":0},"MMBtu (primary) per year",null,null,null,null,null,null,null,{"$f":"IR141","v":" TOTAL ENERGY CONSUMPTION"},{"$f":"SUM(JG108:JG137)","v":0},"MMBtu (primary) per year"]
[null,null,{"$f":"C103+1","v":4},"enter group name","Number of Items ",null,null,5,null,null,null,{"$f":"IF(C144<=NumberofEnergyGroups,TRUE, FALSE)","v":false},false,null,"EUdisplayedYear",2028]
[null,null,"Enter Group notes here",null,null,null,null,null,null,null,null,{"$f":"L144","v":false},false,null,"MaxYear",{"$f":"CurrentYear","v":2015},null,null,null,{"$f":"\"YEAR: \"&AA145","v":"YEAR: 2029"},null,null,null,null,null,null,{"$f":"FinalYear","v":2029},null,null,{"$f":"\"YEAR: \"&AK145","v":"YEAR: 2028"},null,null,null,null,null,null,{"$f":"AA145-1","v":2028},null,null,{"$f":"\"YEAR: \"&AU145","v":"YEAR: 2027"},null,null,null,null,null,null,{"$f":"AK145-1","v":2027},null,null,{"$f":"\"YEAR: \"&BE145","v":"YEAR: 2026"},null,null,null,null,null,null,{"$f":"AU145-1","v":2026},null,null,{"$f":"\"YEAR: \"&BO145","v":"YEAR: 2025"},null,null,null,null,null,null,{"$f":"BE145-1","v":2025},null,null,{"$f":"\"YEAR: \"&BY145","v":"YEAR: 2024"},null,null,null,null,null,null,{"$f":"BO145-1","v":2024},null,null,{"$f":"\"YEAR: \"&CI145","v":"YEAR: 2023"},null,null,null,null,null,null,{"$f":"BY145-1","v":2023},null,null,{"$f":"\"YEAR: \"&CS145","v":"YEAR: 2022"},null,null,null,null,null,null,{"$f":"CI145-1","v":2022},null,null,{"$f":"\"YEAR: \"&DC145","v":"YEAR: 2021"},null,null,null,null,null,null,{"$f":"CS145-1","v":2021},null,null,{"$f":"\"YEAR: \"&DM145","v":"YEAR: 2020"},null,null,null,null,null,null,{"$f":"DC145-1","v":2020},null,null,{"$f":"\"YEAR: \"&DW145","v":"YEAR: 2019"},null,null,null,null,null,null,{"$f":"DM145-1","v":2019},null,null,{"$f":"\"YEAR: \"&EG145","v":"YEAR: 2018"},null,null,null,null,null,null,{"$f":"DW145-1","v":2018},null,null,{"$f":"\"YEAR: \"&EQ145","v":"YEAR: 2017"},null,null,null,null,null,null,{"$f":"EG145-1","v":2017},null,null,{"$f":"\"YEAR: \"&FA145","v":"YEAR: 2016"},null,null,null,null,null,null,{"$f":"EQ145-1","v":2016},null,null,{"$f":"\"YEAR: \"&FK145","v":"YEAR: 2015"},null,null,null,null,null,null,{"$f":"FA145-1","v":2015},null,null,{"$f":"\"YEAR: \"&FU145","v":"YEAR: 2014"},null,null,null,null,null,null,{"$f":"FK145-1","v":2014},null,null,{"$f":"\"YEAR: \"&GE145","v":"YEAR: 2013"},null,null,null,null,null,null,{"$f":"FU145-1","v":2013},null,null,{"$f":"\"YEAR: \"&GO145","v":"YEAR: 2012"},null,null,null,null,null,null,{"$f":"GE145-1","v":2012},null,null,{"$f":"\"YEAR: \"&GY145","v":"YEAR: 2011"},null,null,null,null,null,null,{"$f":"GO145-1","v":2011},null,null,{"$f":"\"YEAR: \"&HI145","v":"YEAR: 2010"},null,null,null,null,null,null,{"$f":"GY145-1","v":2010},null,null,{"$f":"\"YEAR: \"&HS145","v":"YEAR: 2009"},null,null,null,null,null,null,{"$f":"HI145-1","v":2009},null,null,{"$f":"\"YEAR: \"&IC145","v":"YEAR: 2008"},null,null,null,null,null,null,{"$f":"HS145-1","v":2008},null,null,{"$f":"\"YEAR: \"&IM145","v":"YEAR: 2007"},null,null,null,null,null,null,{"$f":"IC145-1","v":2007},null,null,{"$f":"\"YEAR: \"&IW145","v":"YEAR: 2006"},null,null,null,null,null,null,{"$f":"IM145-1","v":2006},null,null,{"$f":"\"YEAR: \"&JG145","v":"YEAR: 2005"},null,null,null,null,null,null,{"$f":"IW145-1","v":2005},null,null,null,null,null,{"$f":"FinalYear","v":2029},{"$f":"JM145-1","v":2028},{"$f":"JN145-1","v":2027},2026,2025,2024,2023,2022,2021,2020,2019,2018,2017,2016,2015,2014,2013,2012,2011,2010,2009,2008,2007,2006,2005]
[null,null,"Energy Using Equipment/Systems Name",null,null,"Energy Type","Total Size/Capacity","Units",null,null,null,false,false,null,"unit","conversion"]
[null,3,null,null,null,null,null,null,null,{"$f":"J150","v":5},true,false,false,null,"","",0,0,null,null,null,null,{"$f":"IF($M151,IFERROR(IF(Y151<>\"\",Y151,V151*U151*T151*$G151*$P151),0),0)","v":0},"",null,0,0,{"$f":"AB150","v":0},null,null,null,null,{"$f":"IF($M151,IFERROR(IF(AI151<>\"\",AI151,AF151*AE151*AD151*$G151*$P151),0),0)","v":0},"",null,0,0,{"$f":"AL150","v":0},null,null,null,null,{"$f":"IF($M151,IFERROR(IF(AS151<>\"\",AS151,AP151*AO151*AN151*$G151*$P151),0),0)","v":0},"",null,0,0,{"$f":"AV150","v":0},null,null,null,null,{"$f":"IF($M151,IFERROR(IF(BC151<>\"\",BC151,AZ151*AY151*AX151*$G151*$P151),0),0)","v":0},"",null,0,0,{"$f":"BF150","v":0},null,null,null,null,{"$f":"IF($M151,IFERROR(IF(BM151<>\"\",BM151,BJ151*BI151*BH151*$G151*$P151),0),0)","v":0},"",null,0,0,{"$f":"BP150","v":0},null,null,null,null,{"$f":"IF($M151,IFERROR(IF(BW151<>\"\",BW151,BT151*BS151*BR151*$G151*$P151),0),0)","v":0},"",null,0,0,{"$f":"BZ150","v":0},null,null,null,null,{"$f":"IF($M151,IFERROR(IF(CG151<>\"\",CG151,CD151*CC151*CB151*$G151*$P151),0),0)","v":0},"",null,0,0,{"$f":"CJ150","v":0},null,null,null,null,{"$f":"IF($M151,IFERROR(IF(CQ151<>\"\",CQ151,CN151*CM151*CL151*$G151*$P151),0),0)","v":0},"",null,0,0,{"$f":"CT150","v":0},null,null,null,null,{"$f":"IF($M151,IFERROR(IF(DA151<>\"\",DA151,CX151*CW151*CV151*$G151*$P151),0),0)","v":0},"",null,0,0,{"$f":"DD150","v":0},null,null,null,null,{"$f":"IF($M151,IFERROR(IF(DK151<>\"\",DK151,DH151*DG151*DF151*$G151*$P151),0),0)","v":0},"",null,0,0,{"$f":"DN150","v":0},null,null,null,null,{"$f":"IF($M151,IFERROR(IF(DU151<>\"\",DU151,DR151*DQ151*DP151*$G151*$P151),0),0)","v":0},"",null,0,0,{"$f":"DX150","v":0},null,null,null,null,{"$f":"IF($M151,IFERROR(IF(EE151<>\"\",EE151,EB151*EA151*DZ151*$G151*$P151),0),0)","v":0},"",null,0,0,{"$f":"EH150","v":0},null,null,null,null,{"$f":"IF($M151,IFERROR(IF(EO151<>\"\",EO151,EL151*EK151*EJ151*$G151*$P151),0),0)","v":0},"",null,0,0,{"$f":"ER150","v":0},null,null,null,null,{"$f":"IF($M151,IFERROR(IF(EY151<>\"\",EY151,EV151*EU151*ET151*$G151*$P151),0),0)","v":0},"",null,0,0,{"$f":"FB150","v":0},null,null,null,null,{"$f":"IF($M151,IFERROR(IF(FI151<>\"\",FI151,FF151*FE151*FD151*$G151*$P151),0),0)","v":0},"",null,0,0,{"$f":"FL150","v":0},null,null,null,null,{"$f":"IF($M151,IFERROR(IF(FS151<>\"\",FS151,FP151*FO151*FN151*$G151*$P151),0),0)","v":0},"",null,0,0,{"$f":"FV150","v":0},null,null,null,null,{"$f":"IF($M151,IFERROR(IF(GC151<>\"\",GC151,FZ151*FY151*FX151*$G151*$P151),0),0)","v":0},"",null,0,0,{"$f":"GF150","v":0},null,null,null,null,{"$f":"IF($M151,IFERROR(IF(GM151<>\"\",GM151,GJ151*GI151*GH151*$G151*$P151),0),0)","v":0},"",null,0,0,{"$f":"GP150","v":0},null,null,null,null,{"$f":"IF($M151,IFERROR(IF(GW151<>\"\",GW151,GT151*GS151*GR151*$G151*$P151),0),0)","v":0},"",null,0,0,{"$f":"GZ150","v":0},null,null,null,null,{"$f":"IF($M151,IFERROR(IF(HG151<>\"\",HG151,HD151*HC151*HB151*$G151*$P151),0),0)","v":0},"",null,0,0,{"$f":"HJ150","v":0},null,null,null,null,{"$f":"IF($M151,IFERROR(IF(HQ151<>\"\",HQ151,HN151*HM151*HL151*$G151*$P151),0),0)","v":0},"",null,0,0,{"$f":"HT150","v":0},null,null,null,null,{"$f":"IF($M151,IFERROR(IF(IA151<>\"\",IA151,HX151*HW151*HV151*$G151*$P151),0),0)","v":0},"",null,0,0,{"$f":"ID150","v":0},null,null,null,null,{"$f":"IF($M151,IFERROR(IF(IK151<>\"\",IK151,IH151*IG151*IF151*$G151*$P151),0),0)","v":0},"",null,0,0,{"$f":"IN150","v":0},null,null,null,null,{"$f":"IF($M151,IFERROR(IF(IU151<>\"\",IU151,IR151*IQ151*IP151*$G151*$P151),0),0)","v":0},"",null,0,0,{"$f":"IX150","v":0},null,null,null,null,{"$f":"IF($M151,IFERROR(IF(JE151<>\"\",JE151,JB151*JA151*IZ151*$G151*$P151),0),0)","v":0},"",null,0,0,{"$f":"JH150","v":0},null,null,null,3,0,0,0,0,0,0,0,0,0,0,0,0,0,0,0,0,0,0,0,0,0,0,0,0,0," MMBtu/yr"]
[null,5,null,null,null,null,null,null,null,5,true,false,false,null,"","",0,0,null,null,null,null,0,"",null,0,0,0,null,null,null,null,0,"",null,0,0,0,null,null,null,null,0,"",null,0,0,0,null,null,null,null,0,"",null,0,0,0,null,null,null,null,0,"",null,0,0,0,null,null,null,null,0,"",null,0,0,0,null,null,null,null,0,"",null,0,0,0,null,null,null,null,0,"",null,0,0,0,null,null,null,null,0,"",null,0,0,0,null,null,null,null,0,"",null,0,0,0,null,null,null,null,0,"",null,0,0,0,null,null,null,null,0,"",null,0,0,0,null,null,null,null,0,"",null,0,0,0,null,null,null,null,0,"",null,0,0,0,null,null,null,null,0,"",null,0,0,0,null,null,null,null,0,"",null,0,0,0,null,null,null,null,0,"",null,0,0,0,null,null,null,null,0,"",null,0,0,0,null,null,null,null,0,"",null,0,0,0,null,null,null,null,0,"",null,0,0,0,null,null,null,null,0,"",null,0,0,0,null,null,null,null,0,"",null,0,0,0,null,null,null,null,0,"",null,0,0,0,null,null,null,null,0,"",null,0,0,0,null,null,null,null,0,"",null,0,0,0,null,null,null,5,0,0,0,0,0,0,0,0,0,0,0,0,0,0,0,0,0,0,0,0,0,0,0,0,0," MMBtu/yr"]
[null,6,null,null,null,null,null,null,null,5,false,false,false,null,"","",0,0,null,null,null,null,0,"",null,0,0,0,null,null,null,null,0,"",null,0,0,0,null,null,null,null,0,"",null,0,0,0,null,null,null,null,0,"",null,0,0,0,null,null,null,null,0,"",null,0,0,0,null,null,null,null,0,"",null,0,0,0,null,null,null,null,0,"",null,0,0,0,null,null,null,null,0,"",null,0,0,0,null,null,null,null,0,"",null,0,0,0,null,null,null,null,0,"",null,0,0,0,null,null,null,null,0,"",null,0,0,0,null,null,null,null,0,"",null,0,0,0,null,null,null,null,0,"",null,0,0,0,null,null,null,null,0,"",null,0,0,0,null,null,null,null,0,"",null,0,0,0,null,null,null,null,0,"",null,0,0,0,null,null,null,null,0,"",null,0,0,0,null,null,null,null,0,"",null,0,0,0,null,null,null,null,0,"",null,0,0,0,null,null,null,null,0,"",null,0,0,0,null,null,null,null,0,"",null,0,0,0,null,null,null,null,0,"",null,0,0,0,null,null,null,null,0,"",null,0,0,0,null,null,null,null,0,"",null,0,0,0,null,null,null,null,0,"",null,0,0,0,null,null,null,6,0,0,0,0,0,0,0,0,0,0,0,0,0,0,0,0,0,0,0,0,0,0,0,0,0," MMBtu/yr"]
[null,9,null,null,null,null,null,null,null,5,false,false,false,null,"","",0,0,null,null,null,null,0,"",null,0,0,0,null,null,null,null,0,"",null,0,0,0,null,null,null,null,0,"",null,0,0,0,null,null,null,null,0,"",null,0,0,0,null,null,null,null,0,"",null,0,0,0,null,null,null,null,0,"",null,0,0,0,null,null,null,null,0,"",null,0,0,0,null,null,null,null,0,"",null,0,0,0,null,null,null,null,0,"",null,0,0,0,null,null,null,null,0,"",null,0,0,0,null,null,null,null,0,"",null,0,0,0,null,null,null,null,0,"",null,0,0,0,null,null,null,null,0,"",null,0,0,0,null,null,null,null,0,"",null,0,0,0,null,null,null,null,0,"",null,0,0,0,null,null,null,null,0,"",null,0,0,0,null,null,null,null,0,"",null,0,0,0,null,null,null,null,0,"",null,0,0,0,null,null,null,null,0,"",null,0,0,0,null,null,null,null,0,"",null,0,0,0,null,null,null,null,0,"",null,0,0,0,null,null,null,null,0,"",null,0,0,0,null,null,null,null,0,"",null,0,0,0,null,null,null,null,0,"",null,0,0,0,null,null,null,null,0,"",null,0,0,0,null,null,null,9,0,0,0,0,0,0,0,0,0,0,0,0,0,0,0,0,0,0,0,0,0,0,0,0,0," MMBtu/yr"]
[null,10,null,null,null,null,null,null,null,5,false,false,false,null,"","",0,0,null,null,null,null,0,"",null,0,0,0,null,null,null,null,0,"",null,0,0,0,null,null,null,null,0,"",null,0,0,0,null,null,null,null,0,"",null,0,0,0,null,null,null,null,0,"",null,0,0,0,null,null,null,null,0,"",null,0,0,0,null,null,null,null,0,"",null,0,0,0,null,null,null,null,0,"",null,0,0,0,null,null,null,null,0,"",null,0,0,0,null,null,null,null,0,"",null,0,0,0,null,null,null,null,0,"",null,0,0,0,null,null,null,null,0,"",null,0,0,0,null,null,null,null,0,"",null,0,0,0,null,null,null,null,0,"",null,0,0,0,null,null,null,null,0,"",null,0,0,0,null,null,null,null,0,"",null,0,0,0,null,null,null,null,0,"",null,0,0,0,null,null,null,null,0,"",null,0,0,0,null,null,null,null,0,"",null,0,0,0,null,null,null,null,0,"",null,0,0,0,null,null,null,null,0,"",null,0,0,0,null,null,null,null,0,"",null,0,0,0,null,null,null,null,0,"",null,0,0,0,null,null,null,null,0,"",null,0,0,0,null,null,null,null,0,"",null,0,0,0,null,null,null,10,0,0,0,0,0,0,0,0,0,0,0,0,0,0,0,0,0,0,0,0,0,0,0,0,0," MMBtu/yr"]
[null,13,null,null,null,null,null,null,null,5,false,false,false,null,"","",0,0,null,null,null,null,0,"",null,0,0,0,null,null,null,null,0,"",null,0,0,0,null,null,null,null,0,"",null,0,0,0,null,null,null,null,0,"",null,0,0,0,null,null,null,null,0,"",null,0,0,0,null,null,null,null,0,"",null,0,0,0,null,null,null,null,0,"",null,0,0,0,null,null,null,null,0,"",null,0,0,0,null,null,null,null,0,"",null,0,0,0,null,null,null,null,0,"",null,0,0,0,null,null,null,null,0,"",null,0,0,0,null,null,null,null,0,"",null,0,0,0,null,null,null,null,0,"",null,0,0,0,null,null,null,null,0,"",null,0,0,0,null,null,null,null,0,"",null,0,0,0,null,null,null,null,0,"",null,0,0,0,null,null,null,null,0,"",null,0,0,0,null,null,null,null,0,"",null,0,0,0,null,null,null,null,0,"",null,0,0,0,null,null,null,null,0,"",null,0,0,0,null,null,null,null,0,"",null,0,0,0,null,null,null,null,0,"",null,0,0,0,null,null,null,null,0,"",null,0,0,0,null,null,null,null,0,"",null,0,0,0,null,null,null,null,0,"",null,0,0,0,null,null,null,13,0,0,0,0,0,0,0,0,0,0,0,0,0,0,0,0,0,0,0,0,0,0,0,0,0," MMBtu/yr"]
[null,15,null,null,null,null,null,null,null,5,false,false,false,null,"","",0,0,null,null,null,null,0,"",null,0,0,0,null,null,null,null,0,"",null,0,0,0,null,null,null,null,0,"",null,0,0,0,null,null,null,null,0,"",null,0,0,0,null,null,null,null,0,"",null,0,0,0,null,null,null,null,0,"",null,0,0,0,null,null,null,null,0,"",null,0,0,0,null,null,null,null,0,"",null,0,0,0,null,null,null,null,0,"",null,0,0,0,null,null,null,null,0,"",null,0,0,0,null,null,null,null,0,"",null,0,0,0,null,null,null,null,0,"",null,0,0,0,null,null,null,null,0,"",null,0,0,0,null,null,null,null,0,"",null,0,0,0,null,null,null,null,0,"",null,0,0,0,null,null,null,null,0,"",null,0,0,0,null,null,null,null,0,"",null,0,0,0,null,null,null,null,0,"",null,0,0,0,null,null,null,null,0,"",null,0,0,0,null,null,null,null,0,"",null,0,0,0,null,null,null,null,0,"",null,0,0,0,null,null,null,null,0,"",null,0,0,0,null,null,null,null,0,"",null,0,0,0,null,null,null,null,0,"",null,0,0,0,null,null,null,null,0,"",null,0,0,0,null,null,null,15,0,0,0,0,0,0,0,0,0,0,0,0,0,0,0,0,0,0,0,0,0,0,0,0,0," MMBtu/yr"]
[null,18,null,null,null,null,null,null,null,5,false,false,false,null,"","",0,0,null,null,null,null,0,"",null,0,0,0,null,null,null,null,0,"",null,0,0,0,null,null,null,null,0,"",null,0,0,0,null,null,null,null,0,"",null,0,0,0,null,null,null,null,0,"",null,0,0,0,null,null,null,null,0,"",null,0,0,0,null,null,null,null,0,"",null,0,0,0,null,null,null,null,0,"",null,0,0,0,null,null,null,null,0,"",null,0,0,0,null,null,null,null,0,"",null,0,0,0,null,null,null,null,0,"",null,0,0,0,null,null,null,null,0,"",null,0,0,0,null,null,null,null,0,"",null,0,0,0,null,null,null,null,0,"",null,0,0,0,null,null,null,null,0,"",null,0,0,0,null,null,null,null,0,"",null,0,0,0,null,null,null,null,0,"",null,0,0,0,null,null,null,null,0,"",null,0,0,0,null,null,null,null,0,"",null,0,0,0,null,null,null,null,0,"",null,0,0,0,null,null,null,null,0,"",null,0,0,0,null,null,null,null,0,"",null,0,0,0,null,null,null,null,0,"",null,0,0,0,null,null,null,null,0,"",null,0,0,0,null,null,null,null,0,"",null,0,0,0,null,null,null,18,0,0,0,0,0,0,0,0,0,0,0,0,0,0,0,0,0,0,0,0,0,0,0,0,0," MMBtu/yr"]
[null,19,null,null,null,null,null,null,null,5,false,false,false,null,"","",0,0,null,null,null,null,0,"",null,0,0,0,null,null,null,null,0,"",null,0,0,0,null,null,null,null,0,"",null,0,0,0,null,null,null,null,0,"",null,0,0,0,null,null,null,null,0,"",null,0,0,0,null,null,null,null,0,"",null,0,0,0,null,null,null,null,0,"",null,0,0,0,null,null,null,null,0,"",null,0,0,0,null,null,null,null,0,"",null,0,0,0,null,null,null,null,0,"",null,0,0,0,null,null,null,null,0,"",null,0,0,0,null,null,null,null,0,"",null,0,0,0,null,null,null,null,0,"",null,0,0,0,null,null,null,null,0,"",null,0,0,0,null,null,null,null,0,"",null,0,0,0,null,null,null,null,0,"",null,0,0,0,null,null,null,null,0,"",null,0,0,0,null,null,null,null,0,"",null,0,0,0,null,null,null,null,0,"",null,0,0,0,null,null,null,null,0,"",null,0,0,0,null,null,null,null,0,"",null,0,0,0,null,null,null,null,0,"",null,0,0,0,null,null,null,null,0,"",null,0,0,0,null,null,null,null,0,"",null,0,0,0,null,null,null,null,0,"",null,0,0,0,null,null,null,19,0,0,0,0,0,0,0,0,0,0,0,0,0,0,0,0,0,0,0,0,0,0,0,0,0," MMBtu/yr"]
[null,22,null,null,null,null,null,null,null,5,false,false,false,null,"","",0,0,null,null,null,null,0,"",null,0,0,0,null,null,null,null,0,"",null,0,0,0,null,null,null,null,0,"",null,0,0,0,null,null,null,null,0,"",null,0,0,0,null,null,null,null,0,"",null,0,0,0,null,null,null,null,0,"",null,0,0,0,null,null,null,null,0,"",null,0,0,0,null,null,null,null,0,"",null,0,0,0,null,null,null,null,0,"",null,0,0,0,null,null,null,null,0,"",null,0,0,0,null,null,null,null,0,"",null,0,0,0,null,null,null,null,0,"",null,0,0,0,null,null,null,null,0,"",null,0,0,0,null,null,null,null,0,"",null,0,0,0,null,null,null,null,0,"",null,0,0,0,null,null,null,null,0,"",null,0,0,0,null,null,null,null,0,"",null,0,0,0,null,null,null,null,0,"",null,0,0,0,null,null,null,null,0,"",null,0,0,0,null,null,null,null,0,"",null,0,0,0,null,null,null,null,0,"",null,0,0,0,null,null,null,null,0,"",null,0,0,0,null,null,null,null,0,"",null,0,0,0,null,null,null,null,0,"",null,0,0,0,null,null,null,null,0,"",null,0,0,0,null,null,null,22,0,0,0,0,0,0,0,0,0,0,0,0,0,0,0,0,0,0,0,0,0,0,0,0,0," MMBtu/yr"]
[null,23,null,null,null,null,null,null,null,5,false,false,false,null,"","",0,0,null,null,null,null,0,"",null,0,0,0,null,null,null,null,0,"",null,0,0,0,null,null,null,null,0,"",null,0,0,0,null,null,null,null,0,"",null,0,0,0,null,null,null,null,0,"",null,0,0,0,null,null,null,null,0,"",null,0,0,0,null,null,null,null,0,"",null,0,0,0,null,null,null,null,0,"",null,0,0,0,null,null,null,null,0,"",null,0,0,0,null,null,null,null,0,"",null,0,0,0,null,null,null,null,0,"",null,0,0,0,null,null,null,null,0,"",null,0,0,0,null,null,null,null,0,"",null,0,0,0,null,null,null,null,0,"",null,0,0,0,null,null,null,null,0,"",null,0,0,0,null,null,null,null,0,"",null,0,0,0,null,null,null,null,0,"",null,0,0,0,null,null,null,null,0,"",null,0,0,0,null,null,null,null,0,"",null,0,0,0,null,null,null,null,0,"",null,0,0,0,null,null,null,null,0,"",null,0,0,0,null,null,null,null,0,"",null,0,0,0,null,null,null,null,0,"",null,0,0,0,null,null,null,null,0,"",null,0,0,0,null,null,null,null,0,"",null,0,0,0,null,null,null,23,0,0,0,0,0,0,0,0,0,0,0,0,0,0,0,0,0,0,0,0,0,0,0,0,0," MMBtu/yr"]
[null,25,null,null,null,null,null,null,null,5,false,false,false,null,"","",0,0,null,null,null,null,0,"",null,0,0,0,null,null,null,null,0,"",null,0,0,0,null,null,null,null,0,"",null,0,0,0,null,null,null,null,0,"",null,0,0,0,null,null,null,null,0,"",null,0,0,0,null,null,null,null,0,"",null,0,0,0,null,null,null,null,0,"",null,0,0,0,null,null,null,null,0,"",null,0,0,0,null,null,null,null,0,"",null,0,0,0,null,null,null,null,0,"",null,0,0,0,null,null,null,null,0,"",null,0,0,0,null,null,null,null,0,"",null,0,0,0,null,null,null,null,0,"",null,0,0,0,null,null,null,null,0,"",null,0,0,0,null,null,null,null,0,"",null,0,0,0,null,null,null,null,0,"",null,0,0,0,null,null,null,null,0,"",null,0,0,0,null,null,null,null,0,"",null,0,0,0,null,null,null,null,0,"",null,0,0,0,null,null,null,null,0,"",null,0,0,0,null,null,null,null,0,"",null,0,0,0,null,null,null,null,0,"",null,0,0,0,null,null,null,null,0,"",null,0,0,0,null,null,null,null,0,"",null,0,0,0,null,null,null,null,0,"",null,0,0,0,null,null,null,25,0,0,0,0,0,0,0,0,0,0,0,0,0,0,0,0,0,0,0,0,0,0,0,0,0," MMBtu/yr"]
[null,28,null,null,null,null,null,null,null,5,false,false,false,null,"","",0,0,null,null,null,null,0,"",null,0,0,0,null,null,null,null,0,"",null,0,0,0,null,null,null,null,0,"",null,0,0,0,null,null,null,null,0,"",null,0,0,0,null,null,null,null,0,"",null,0,0,0,null,null,null,null,0,"",null,0,0,0,null,null,null,null,0,"",null,0,0,0,null,null,null,null,0,"",null,0,0,0,null,null,null,null,0,"",null,0,0,0,null,null,null,null,0,"",null,0,0,0,null,null,null,null,0,"",null,0,0,0,null,null,null,null,0,"",null,0,0,0,null,null,null,null,0,"",null,0,0,0,null,null,null,null,0,"",null,0,0,0,null,null,null,null,0,"",null,0,0,0,null,null,null,null,0,"",null,0,0,0,null,null,null,null,0,"",null,0,0,0,null,null,null,null,0,"",null,0,0,0,null,null,null,null,0,"",null,0,0,0,null,null,null,null,0,"",null,0,0,0,null,null,null,null,0,"",null,0,0,0,null,null,null,null,0,"",null,0,0,0,null,null,null,null,0,"",null,0,0,0,null,null,null,null,0,"",null,0,0,0,null,null,null,null,0,"",null,0,0,0,null,null,null,28,0,0,0,0,0,0,0,0,0,0,0,0,0,0,0,0,0,0,0,0,0,0,0,0,0," MMBtu/yr"]
[null,null,null,null,null,null,null,null,null,null,null,false,false]
[null,null,null,null,null,null,null,null,null,null,null,{"$f":"L177","v":false},false,null,null,null,null,null,null,null,null,{"$f":"V139","v":"Total kWh Delivered"},{"$f":"SUMIF(X149:X178,\"kWh site\",W149:W178)","v":0},"per year",null,null,null,null,null,null,null,{"$f":"V180","v":"Total kWh Delivered"},{"$f":"SUMIF(AH149:AH178,\"kWh site\",AG149:AG178)","v":0},"per year",null,null,null,null,null,null,null,{"$f":"AF180","v":"Total kWh Delivered"},{"$f":"SUMIF(AR149:AR178,\"kWh site\",AQ149:AQ178)","v":0},"per year",null,null,null,null,null,null,null,{"$f":"AP180","v":"Total kWh Delivered"},{"$f":"SUMIF(BB149:BB178,\"kWh site\",BA149:BA178)","v":0},"per year",null,null,null,null,null,null,null,{"$f":"AZ180","v":"Total kWh Delivered"},{"$f":"SUMIF(BL149:BL178,\"kWh site\",BK149:BK178)","v":0},"per year",null,null,null,null,null,null,null,{"$f":"BJ180","v":"Total kWh Delivered"},{"$f":"SUMIF(BV149:BV178,\"kWh site\",BU149:BU178)","v":0},"per year",null,null,null,null,null,null,null,{"$f":"BT180","v":"Total kWh Delivered"},{"$f":"SUMIF(CF149:CF178,\"kWh site\",CE149:CE178)","v":0},"per year",null,null,null,null,null,null,null,{"$f":"CD180","v":"Total kWh Delivered"},{"$f":"SUMIF(CP149:CP178,\"kWh site\",CO149:CO178)","v":0},"per year",null,null,null,null,null,null,null,{"$f":"CN180","v":"Total kWh Delivered"},{"$f":"SUMIF(CZ149:CZ178,\"kWh site\",CY149:CY178)","v":0},"per year",null,null,null,null,null,null,null,{"$f":"CX180","v":"Total kWh Delivered"},{"$f":"SUMIF(DJ149:DJ178,\"kWh site\",DI149:DI178)","v":0},"per year",null,null,null,null,null,null,null,{"$f":"DH180","v":"Total kWh Delivered"},{"$f":"SUMIF(DT149:DT178,\"kWh site\",DS149:DS178)","v":0},"per year",null,null,null,null,null,null,null,{"$f":"DR180","v":"Total kWh Delivered"},{"$f":"SUMIF(ED149:ED178,\"kWh site\",EC149:EC178)","v":0},"per year",null,null,null,null,null,null,null,{"$f":"EB180","v":"Total kWh Delivered"},{"$f":"SUMIF(EN149:EN178,\"kWh site\",EM149:EM178)","v":0},"per year",null,null,null,null,null,null,null,{"$f":"EL180","v":"Total kWh Delivered"},{"$f":"SUMIF(EX149:EX178,\"kWh site\",EW149:EW178)","v":0},"per year",null,null,null,null,null,null,null,{"$f":"EV180","v":"Total kWh Delivered"},{"$f":"SUMIF(FH149:FH178,\"kWh site\",FG149:FG178)","v":0},"per year",null,null,null,null,null,null,null,{"$f":"FF180","v":"Total kWh Delivered"},{"$f":"SUMIF(FR149:FR178,\"kWh site\",FQ149:FQ178)","v":0},"per year",null,null,null,null,null,null,null,{"$f":"FP180","v":"Total kWh Delivered"},{"$f":"SUMIF(GB149:GB178,\"kWh site\",GA149:GA178)","v":0},"per year",null,null,null,null,null,null,null,{"$f":"FZ180","v":"Total kWh Delivered"},{"$f":"SUMIF(GL149:GL178,\"kWh site\",GK149:GK178)","v":0},"per year",null,null,null,null,null,null,null,{"$f":"GJ180","v":"Total kWh Delivered"},{"$f":"SUMIF(GV149:GV178,\"kWh site\",GU149:GU178)","v":0},"per year",null,null,null,null,null,null,null,{"$f":"GT180","v":"Total kWh Delivered"},{"$f":"SUMIF(HF149:HF178,\"kWh site\",HE149:HE178)","v":0},"per year",null,null,null,null,null,null,null,{"$f":"HD180","v":"Total kWh Delivered"},{"$f":"SUMIF(HP149:HP178,\"kWh site\",HO149:HO178)","v":0},"per year",null,null,null,null,null,null,null,{"$f":"HN180","v":"Total kWh Delivered"},{"$f":"SUMIF(HZ149:HZ178,\"kWh site\",HY149:HY178)","v":0},"per year",null,null,null,null,null,null,null,{"$f":"HX180","v":"Total kWh Delivered"},{"$f":"SUMIF(IJ149:IJ178,\"kWh site\",II149:II178)","v":0},"per year",null,null,null,null,null,null,null,{"$f":"IH180","v":"Total kWh Delivered"},{"$f":"SUMIF(IT149:IT178,\"kWh site\",IS149:IS178)","v":0},"per year",null,null,null,null,null,null,null,{"$f":"IR180","v":"Total kWh Delivered"},{"$f":"SUMIF(JD149:JD178,\"kWh site\",JC149:JC178)","v":0},"per year",null,null,null,null,null,null,null,"TOTAL",{"$f":"SUM(JM149:JM178)","v":0},{"$f":"SUM(JN149:JN178)","v":0},0,0,0,0,0,0,0,0,0,0,0,0,0,0,0,0,0,0,0,0,0,0,0," MMBtu/yr"]
[null,null,null,null,null,null,null,null,null,null,null,{"$f":"L182","v":false},{"$f":"AND(K183:L183)","v":false}]
[null,null,{"$f":"C143","v":"Energy Use Group"},null,null,null,null,null,null,null,null,{"$f":"L185","v":false},false]
[null,null,null,null,null,null,null,null,null,null,null,false,false]
[null,null,"Energy Using Equipment/Systems Name",null,null,"Energy Type","Total Size/Capacity","Units",null,null,null,false,false,null,"unit","conversion"]
[null,3,null,null,null,null,null,null,null,{"$f":"J191","v":5},true,false,false,null,"","",0,0,null,null,null,null,{"$f":"IF($M192,IFERROR(IF(Y192<>\"\",Y192,V192*U192*T192*$G192*$P192),0),0)","v":0},"",null,0,0,{"$f":"AB191","v":0},null,null,null,null,{"$f":"IF($M192,IFERROR(IF(AI192<>\"\",AI192,AF192*AE192*AD192*$G192*$P192),0),0)","v":0},"",null,0,0,{"$f":"AL191","v":0},null,null,null,null,{"$f":"IF($M192,IFERROR(IF(AS192<>\"\",AS192,AP192*AO192*AN192*$G192*$P192),0),0)","v":0},"",null,0,0,{"$f":"AV191","v":0},null,null,null,null,{"$f":"IF($M192,IFERROR(IF(BC192<>\"\",BC192,AZ192*AY192*AX192*$G192*$P192),0),0)","v":0},"",null,0,0,{"$f":"BF191","v":0},null,null,null,null,{"$f":"IF($M192,IFERROR(IF(BM192<>\"\",BM192,BJ192*BI192*BH192*$G192*$P192),0),0)","v":0},"",null,0,0,{"$f":"BP191","v":0},null,null,null,null,{"$f":"IF($M192,IFERROR(IF(BW192<>\"\",BW192,BT192*BS192*BR192*$G192*$P192),0),0)","v":0},"",null,0,0,{"$f":"BZ191","v":0},null,null,null,null,{"$f":"IF($M192,IFERROR(IF(CG192<>\"\",CG192,CD192*CC192*CB192*$G192*$P192),0),0)","v":0},"",null,0,0,{"$f":"CJ191","v":0},null,null,null,null,{"$f":"IF($M192,IFERROR(IF(CQ192<>\"\",CQ192,CN192*CM192*CL192*$G192*$P192),0),0)","v":0},"",null,0,0,{"$f":"CT191","v":0},null,null,null,null,{"$f":"IF($M192,IFERROR(IF(DA192<>\"\",DA192,CX192*CW192*CV192*$G192*$P192),0),0)","v":0},"",null,0,0,{"$f":"DD191","v":0},null,null,null,null,{"$f":"IF($M192,IFERROR(IF(DK192<>\"\",DK192,DH192*DG192*DF192*$G192*$P192),0),0)","v":0},"",null,0,0,{"$f":"DN191","v":0},null,null,null,null,{"$f":"IF($M192,IFERROR(IF(DU192<>\"\",DU192,DR192*DQ192*DP192*$G192*$P192),0),0)","v":0},"",null,0,0,{"$f":"DX191","v":0},null,null,null,null,{"$f":"IF($M192,IFERROR(IF(EE192<>\"\",EE192,EB192*EA192*DZ192*$G192*$P192),0),0)","v":0},"",null,0,0,{"$f":"EH191","v":0},null,null,null,null,{"$f":"IF($M192,IFERROR(IF(EO192<>\"\",EO192,EL192*EK192*EJ192*$G192*$P192),0),0)","v":0},"",null,0,0,{"$f":"ER191","v":0},null,null,null,null,{"$f":"IF($M192,IFERROR(IF(EY192<>\"\",EY192,EV192*EU192*ET192*$G192*$P192),0),0)","v":0},"",null,0,0,{"$f":"FB191","v":0},null,null,null,null,{"$f":"IF($M192,IFERROR(IF(FI192<>\"\",FI192,FF192*FE192*FD192*$G192*$P192),0),0)","v":0},"",null,0,0,{"$f":"FL191","v":0},null,null,null,null,{"$f":"IF($M192,IFERROR(IF(FS192<>\"\",FS192,FP192*FO192*FN192*$G192*$P192),0),0)","v":0},"",null,0,0,{"$f":"FV191","v":0},null,null,null,null,{"$f":"IF($M192,IFERROR(IF(GC192<>\"\",GC192,FZ192*FY192*FX192*$G192*$P192),0),0)","v":0},"",null,0,0,{"$f":"GF191","v":0},null,null,null,null,{"$f":"IF($M192,IFERROR(IF(GM192<>\"\",GM192,GJ192*GI192*GH192*$G192*$P192),0),0)","v":0},"",null,0,0,{"$f":"GP191","v":0},null,null,null,null,{"$f":"IF($M192,IFERROR(IF(GW192<>\"\",GW192,GT192*GS192*GR192*$G192*$P192),0),0)","v":0},"",null,0,0,{"$f":"GZ191","v":0},null,null,null,null,{"$f":"IF($M192,IFERROR(IF(HG192<>\"\",HG192,HD192*HC192*HB192*$G192*$P192),0),0)","v":0},"",null,0,0,{"$f":"HJ191","v":0},null,null,null,null,{"$f":"IF($M192,IFERROR(IF(HQ192<>\"\",HQ192,HN192*HM192*HL192*$G192*$P192),0),0)","v":0},"",null,0,0,{"$f":"HT191","v":0},null,null,null,null,{"$f":"IF($M192,IFERROR(IF(IA192<>\"\",IA192,HX192*HW192*HV192*$G192*$P192),0),0)","v":0},"",null,0,0,{"$f":"ID191","v":0},null,null,null,null,{"$f":"IF($M192,IFERROR(IF(IK192<>\"\",IK192,IH192*IG192*IF192*$G192*$P192),0),0)","v":0},"",null,0,0,{"$f":"IN191","v":0},null,null,null,null,{"$f":"IF($M192,IFERROR(IF(IU192<>\"\",IU192,IR192*IQ192*IP192*$G192*$P192),0),0)","v":0},"",null,0,0,{"$f":"IX191","v":0},null,null,null,null,{"$f":"IF($M192,IFERROR(IF(JE192<>\"\",JE192,JB192*JA192*IZ192*$G192*$P192),0),0)","v":0},"",null,0,0,{"$f":"JH191","v":0},null,null,null,3,0,0,0,0,0,0,0,0,0,0,0,0,0,0,0,0,0,0,0,0,0,0,0,0,0," MMBtu/yr"]
[null,4,null,null,null,null,null,null,null,5,true,false,false,null,"","",0,0,null,null,null,null,{"$f":"IF($M193,IFERROR(IF(Y193<>\"\",Y193,V193*U193*T193*$G193*$P193),0),0)","v":0},"",null,0,0,0,null,null,null,null,{"$f":"IF($M193,IFERROR(IF(AI193<>\"\",AI193,AF193*AE193*AD193*$G193*$P193),0),0)","v":0},"",null,0,0,0,null,null,null,null,{"$f":"IF($M193,IFERROR(IF(AS193<>\"\",AS193,AP193*AO193*AN193*$G193*$P193),0),0)","v":0},"",null,0,0,0,null,null,null,null,{"$f":"IF($M193,IFERROR(IF(BC193<>\"\",BC193,AZ193*AY193*AX193*$G193*$P193),0),0)","v":0},"",null,0,0,0,null,null,null,null,{"$f":"IF($M193,IFERROR(IF(BM193<>\"\",BM193,BJ193*BI193*BH193*$G193*$P193),0),0)","v":0},"",null,0,0,0,null,null,null,null,{"$f":"IF($M193,IFERROR(IF(BW193<>\"\",BW193,BT193*BS193*BR193*$G193*$P193),0),0)","v":0},"",null,0,0,0,null,null,null,null,{"$f":"IF($M193,IFERROR(IF(CG193<>\"\",CG193,CD193*CC193*CB193*$G193*$P193),0),0)","v":0},"",null,0,0,0,null,null,null,null,{"$f":"IF($M193,IFERROR(IF(CQ193<>\"\",CQ193,CN193*CM193*CL193*$G193*$P193),0),0)","v":0},"",null,0,0,0,null,null,null,null,{"$f":"IF($M193,IFERROR(IF(DA193<>\"\",DA193,CX193*CW193*CV193*$G193*$P193),0),0)","v":0},"",null,0,0,0,null,null,null,null,{"$f":"IF($M193,IFERROR(IF(DK193<>\"\",DK193,DH193*DG193*DF193*$G193*$P193),0),0)","v":0},"",null,0,0,0,null,null,null,null,{"$f":"IF($M193,IFERROR(IF(DU193<>\"\",DU193,DR193*DQ193*DP193*$G193*$P193),0),0)","v":0},"",null,0,0,0,null,null,null,null,{"$f":"IF($M193,IFERROR(IF(EE193<>\"\",EE193,EB193*EA193*DZ193*$G193*$P193),0),0)","v":0},"",null,0,0,0,null,null,null,null,{"$f":"IF($M193,IFERROR(IF(EO193<>\"\",EO193,EL193*EK193*EJ193*$G193*$P193),0),0)","v":0},"",null,0,0,0,null,null,null,null,{"$f":"IF($M193,IFERROR(IF(EY193<>\"\",EY193,EV193*EU193*ET193*$G193*$P193),0),0)","v":0},"",null,0,0,0,null,null,null,null,{"$f":"IF($M193,IFERROR(IF(FI193<>\"\",FI193,FF193*FE193*FD193*$G193*$P193),0),0)","v":0},"",null,0,0,0,null,null,null,null,{"$f":"IF($M193,IFERROR(IF(FS193<>\"\",FS193,FP193*FO193*FN193*$G193*$P193),0),0)","v":0},"",null,0,0,0,null,null,null,null,{"$f":"IF($M193,IFERROR(IF(GC193<>\"\",GC193,FZ193*FY193*FX193*$G193*$P193),0),0)","v":0},"",null,0,0,0,null,null,null,null,{"$f":"IF($M193,IFERROR(IF(GM193<>\"\",GM193,GJ193*GI193*GH193*$G193*$P193),0),0)","v":0},"",null,0,0,0,null,null,null,null,{"$f":"IF($M193,IFERROR(IF(GW193<>\"\",GW193,GT193*GS193*GR193*$G193*$P193),0),0)","v":0},"",null,0,0,0,null,null,null,null,{"$f":"IF($M193,IFERROR(IF(HG193<>\"\",HG193,HD193*HC193*HB193*$G193*$P193),0),0)","v":0},"",null,0,0,0,null,null,null,null,{"$f":"IF($M193,IFERROR(IF(HQ193<>\"\",HQ193,HN193*HM193*HL193*$G193*$P193),0),0)","v":0},"",null,0,0,0,null,null,null,null,{"$f":"IF($M193,IFERROR(IF(IA193<>\"\",IA193,HX193*HW193*HV193*$G193*$P193),0),0)","v":0},"",null,0,0,0,null,null,null,null,{"$f":"IF($M193,IFERROR(IF(IK193<>\"\",IK193,IH193*IG193*IF193*$G193*$P193),0),0)","v":0},"",null,0,0,0,null,null,null,null,{"$f":"IF($M193,IFERROR(IF(IU193<>\"\",IU193,IR193*IQ193*IP193*$G193*$P193),0),0)","v":0},"",null,0,0,0,null,null,null,null,{"$f":"IF($M193,IFERROR(IF(JE193<>\"\",JE193,JB193*JA193*IZ193*$G193*$P193),0),0)","v":0},"",null,0,0,0,null,null,null,4,0,0,0,0,0,0,0,0,0,0,0,0,0,0,0,0,0,0,0,0,0,0,0,0,0," MMBtu/yr"]
[null,7,null,null,null,null,null,null,null,5,false,false,false,null,"","",0,0,null,null,null,null,0,"",null,0,0,0,null,null,null,null,0,"",null,0,0,0,null,null,null,null,0,"",null,0,0,0,null,null,null,null,0,"",null,0,0,0,null,null,null,null,0,"",null,0,0,0,null,null,null,null,0,"",null,0,0,0,null,null,null,null,0,"",null,0,0,0,null,null,null,null,0,"",null,0,0,0,null,null,null,null,0,"",null,0,0,0,null,null,null,null,0,"",null,0,0,0,null,null,null,null,0,"",null,0,0,0,null,null,null,null,0,"",null,0,0,0,null,null,null,null,0,"",null,0,0,0,null,null,null,null,0,"",null,0,0,0,null,null,null,null,0,"",null,0,0,0,null,null,null,null,0,"",null,0,0,0,null,null,null,null,0,"",null,0,0,0,null,null,null,null,0,"",null,0,0,0,null,null,null,null,0,"",null,0,0,0,null,null,null,null,0,"",null,0,0,0,null,null,null,null,0,"",null,0,0,0,null,null,null,null,0,"",null,0,0,0,null,null,null,null,0,"",null,0,0,0,null,null,null,null,0,"",null,0,0,0,null,null,null,null,0,"",null,0,0,0,null,null,null,7,0,0,0,0,0,0,0,0,0,0,0,0,0,0,0,0,0,0,0,0,0,0,0,0,0," MMBtu/yr"]
[null,8,null,null,null,null,null,null,null,5,false,false,false,null,"","",0,0,null,null,null,null,0,"",null,0,0,0,null,null,null,null,0,"",null,0,0,0,null,null,null,null,0,"",null,0,0,0,null,null,null,null,0,"",null,0,0,0,null,null,null,null,0,"",null,0,0,0,null,null,null,null,0,"",null,0,0,0,null,null,null,null,0,"",null,0,0,0,null,null,null,null,0,"",null,0,0,0,null,null,null,null,0,"",null,0,0,0,null,null,null,null,0,"",null,0,0,0,null,null,null,null,0,"",null,0,0,0,null,null,null,null,0,"",null,0,0,0,null,null,null,null,0,"",null,0,0,0,null,null,null,null,0,"",null,0,0,0,null,null,null,null,0,"",null,0,0,0,null,null,null,null,0,"",null,0,0,0,null,null,null,null,0,"",null,0,0,0,null,null,null,null,0,"",null,0,0,0,null,null,null,null,0,"",null,0,0,0,null,null,null,null,0,"",null,0,0,0,null,null,null,null,0,"",null,0,0,0,null,null,null,null,0,"",null,0,0,0,null,null,null,null,0,"",null,0,0,0,null,null,null,null,0,"",null,0,0,0,null,null,null,null,0,"",null,0,0,0,null,null,null,8,0,0,0,0,0,0,0,0,0,0,0,0,0,0,0,0,0,0,0,0,0,0,0,0,0," MMBtu/yr"]
[null,11,null,null,null,null,null,null,null,5,false,false,false,null,"","",0,0,null,null,null,null,0,"",null,0,0,0,null,null,null,null,0,"",null,0,0,0,null,null,null,null,0,"",null,0,0,0,null,null,null,null,0,"",null,0,0,0,null,null,null,null,0,"",null,0,0,0,null,null,null,null,0,"",null,0,0,0,null,null,null,null,0,"",null,0,0,0,null,null,null,null,0,"",null,0,0,0,null,null,null,null,0,"",null,0,0,0,null,null,null,null,0,"",null,0,0,0,null,null,null,null,0,"",null,0,0,0,null,null,null,null,0,"",null,0,0,0,null,null,null,null,0,"",null,0,0,0,null,null,null,null,0,"",null,0,0,0,null,null,null,null,0,"",null,0,0,0,null,null,null,null,0,"",null,0,0,0,null,null,null,null,0,"",null,0,0,0,null,null,null,null,0,"",null,0,0,0,null,null,null,null,0,"",null,0,0,0,null,null,null,null,0,"",null,0,0,0,null,null,null,null,0,"",null,0,0,0,null,null,null,null,0,"",null,0,0,0,null,null,null,null,0,"",null,0,0,0,null,null,null,null,0,"",null,0,0,0,null,null,null,null,0,"",null,0,0,0,null,null,null,11,0,0,0,0,0,0,0,0,0,0,0,0,0,0,0,0,0,0,0,0,0,0,0,0,0," MMBtu/yr"]
[null,13,null,null,null,null,null,null,null,5,false,false,false,null,"","",0,0,null,null,null,null,0,"",null,0,0,0,null,null,null,null,0,"",null,0,0,0,null,null,null,null,0,"",null,0,0,0,null,null,null,null,0,"",null,0,0,0,null,null,null,null,0,"",null,0,0,0,null,null,null,null,0,"",null,0,0,0,null,null,null,null,0,"",null,0,0,0,null,null,null,null,0,"",null,0,0,0,null,null,null,null,0,"",null,0,0,0,null,null,null,null,0,"",null,0,0,0,null,null,null,null,0,"",null,0,0,0,null,null,null,null,0,"",null,0,0,0,null,null,null,null,0,"",null,0,0,0,null,null,null,null,0,"",null,0,0,0,null,null,null,null,0,"",null,0,0,0,null,null,null,null,0,"",null,0,0,0,null,null,null,null,0,"",null,0,0,0,null,null,null,null,0,"",null,0,0,0,null,null,null,null,0,"",null,0,0,0,null,null,null,null,0,"",null,0,0,0,null,null,null,null,0,"",null,0,0,0,null,null,null,null,0,"",null,0,0,0,null,null,null,null,0,"",null,0,0,0,null,null,null,null,0,"",null,0,0,0,null,null,null,null,0,"",null,0,0,0,null,null,null,13,0,0,0,0,0,0,0,0,0,0,0,0,0,0,0,0,0,0,0,0,0,0,0,0,0," MMBtu/yr"]
[null,16,null,null,null,null,null,null,null,5,false,false,false,null,"","",0,0,null,null,null,null,0,"",null,0,0,0,null,null,null,null,0,"",null,0,0,0,null,null,null,null,0,"",null,0,0,0,null,null,null,null,0,"",null,0,0,0,null,null,null,null,0,"",null,0,0,0,null,null,null,null,0,"",null,0,0,0,null,null,null,null,0,"",null,0,0,0,null,null,null,null,0,"",null,0,0,0,null,null,null,null,0,"",null,0,0,0,null,null,null,null,0,"",null,0,0,0,null,null,null,null,0,"",null,0,0,0,null,null,null,null,0,"",null,0,0,0,null,null,null,null,0,"",null,0,0,0,null,null,null,null,0,"",null,0,0,0,null,null,null,null,0,"",null,0,0,0,null,null,null,null,0,"",null,0,0,0,null,null,null,null,0,"",null,0,0,0,null,null,null,null,0,"",null,0,0,0,null,null,null,null,0,"",null,0,0,0,null,null,null,null,0,"",null,0,0,0,null,null,null,null,0,"",null,0,0,0,null,null,null,null,0,"",null,0,0,0,null,null,null,null,0,"",null,0,0,0,null,null,null,null,0,"",null,0,0,0,null,null,null,null,0,"",null,0,0,0,null,null,null,16,0,0,0,0,0,0,0,0,0,0,0,0,0,0,0,0,0,0,0,0,0,0,0,0,0," MMBtu/yr"]
[null,17,null,null,null,null,null,null,null,5,false,false,false,null,"","",0,0,null,null,null,null,0,"",null,0,0,0,null,null,null,null,0,"",null,0,0,0,null,null,null,null,0,"",null,0,0,0,null,null,null,null,0,"",null,0,0,0,null,null,null,null,0,"",null,0,0,0,null,null,null,null,0,"",null,0,0,0,null,null,null,null,0,"",null,0,0,0,null,null,null,null,0,"",null,0,0,0,null,null,null,null,0,"",null,0,0,0,null,null,null,null,0,"",null,0,0,0,null,null,null,null,0,"",null,0,0,0,null,null,null,null,0,"",null,0,0,0,null,null,null,null,0,"",null,0,0,0,null,null,null,null,0,"",null,0,0,0,null,null,null,null,0,"",null,0,0,0,null,null,null,null,0,"",null,0,0,0,null,null,null,null,0,"",null,0,0,0,null,null,null,null,0,"",null,0,0,0,null,null,null,null,0,"",null,0,0,0,null,null,null,null,0,"",null,0,0,0,null,null,null,null,0,"",null,0,0,0,null,null,null,null,0,"",null,0,0,0,null,null,null,null,0,"",null,0,0,0,null,null,null,null,0,"",null,0,0,0,null,null,null,null,0,"",null,0,0,0,null,null,null,17,0,0,0,0,0,0,0,0,0,0,0,0,0,0,0,0,0,0,0,0,0,0,0,0,0," MMBtu/yr"]
[null,20,null,null,null,null,null,null,null,5,false,false,false,null,"","",0,0,null,null,null,null,0,"",null,0,0,0,null,null,null,null,0,"",null,0,0,0,null,null,null,null,0,"",null,0,0,0,null,null,null,null,0,"",null,0,0,0,null,null,null,null,0,"",null,0,0,0,null,null,null,null,0,"",null,0,0,0,null,null,null,null,0,"",null,0,0,0,null,null,null,null,0,"",null,0,0,0,null,null,null,null,0,"",null,0,0,0,null,null,null,null,0,"",null,0,0,0,null,null,null,null,0,"",null,0,0,0,null,null,null,null,0,"",null,0,0,0,null,null,null,null,0,"",null,0,0,0,null,null,null,null,0,"",null,0,0,0,null,null,null,null,0,"",null,0,0,0,null,null,null,null,0,"",null,0,0,0,null,null,null,null,0,"",null,0,0,0,null,null,null,null,0,"",null,0,0,0,null,null,null,null,0,"",null,0,0,0,null,null,null,null,0,"",null,0,0,0,null,null,null,null,0,"",null,0,0,0,null,null,null,null,0,"",null,0,0,0,null,null,null,null,0,"",null,0,0,0,null,null,null,null,0,"",null,0,0,0,null,null,null,null,0,"",null,0,0,0,null,null,null,20,0,0,0,0,0,0,0,0,0,0,0,0,0,0,0,0,0,0,0,0,0,0,0,0,0," MMBtu/yr"]
[null,21,null,null,null,null,null,null,null,5,false,false,false,null,"","",0,0,null,null,null,null,0,"",null,0,0,0,null,null,null,null,0,"",null,0,0,0,null,null,null,null,0,"",null,0,0,0,null,null,null,null,0,"",null,0,0,0,null,null,null,null,0,"",null,0,0,0,null,null,null,null,0,"",null,0,0,0,null,null,null,null,0,"",null,0,0,0,null,null,null,null,0,"",null,0,0,0,null,null,null,null,0,"",null,0,0,0,null,null,null,null,0,"",null,0,0,0,null,null,null,null,0,"",null,0,0,0,null,null,null,null,0,"",null,0,0,0,null,null,null,null,0,"",null,0,0,0,null,null,null,null,0,"",null,0,0,0,null,null,null,null,0,"",null,0,0,0,null,null,null,null,0,"",null,0,0,0,null,null,null,null,0,"",null,0,0,0,null,null,null,null,0,"",null,0,0,0,null,null,null,null,0,"",null,0,0,0,null,null,null,null,0,"",null,0,0,0,null,null,null,null,0,"",null,0,0,0,null,null,null,null,0,"",null,0,0,0,null,null,null,null,0,"",null,0,0,0,null,null,null,null,0,"",null,0,0,0,null,null,null,null,0,"",null,0,0,0,null,null,null,21,0,0,0,0,0,0,0,0,0,0,0,0,0,0,0,0,0,0,0,0,0,0,0,0,0," MMBtu/yr"]
[null,25,null,null,null,null,null,null,null,5,false,false,false,null,"","",0,0,null,null,null,null,0,"",null,0,0,0,null,null,null,null,0,"",null,0,0,0,null,null,null,null,0,"",null,0,0,0,null,null,null,null,0,"",null,0,0,0,null,null,null,null,0,"",null,0,0,0,null,null,null,null,0,"",null,0,0,0,null,null,null,null,0,"",null,0,0,0,null,null,null,null,0,"",null,0,0,0,null,null,null,null,0,"",null,0,0,0,null,null,null,null,0,"",null,0,0,0,null,null,null,null,0,"",null,0,0,0,null,null,null,null,0,"",null,0,0,0,null,null,null,null,0,"",null,0,0,0,null,null,null,null,0,"",null,0,0,0,null,null,null,null,0,"",null,0,0,0,null,null,null,null,0,"",null,0,0,0,null,null,null,null,0,"",null,0,0,0,null,null,null,null,0,"",null,0,0,0,null,null,null,null,0,"",null,0,0,0,null,null,null,null,0,"",null,0,0,0,null,null,null,null,0,"",null,0,0,0,null,null,null,null,0,"",null,0,0,0,null,null,null,null,0,"",null,0,0,0,null,null,null,null,0,"",null,0,0,0,null,null,null,null,0,"",null,0,0,0,null,null,null,25,0,0,0,0,0,0,0,0,0,0,0,0,0,0,0,0,0,0,0,0,0,0,0,0,0," MMBtu/yr"]
[null,26,null,null,null,null,null,null,null,5,false,false,false,null,"","",0,0,null,null,null,null,0,"",null,0,0,0,null,null,null,null,0,"",null,0,0,0,null,null,null,null,0,"",null,0,0,0,null,null,null,null,0,"",null,0,0,0,null,null,null,null,0,"",null,0,0,0,null,null,null,null,0,"",null,0,0,0,null,null,null,null,0,"",null,0,0,0,null,null,null,null,0,"",null,0,0,0,null,null,null,null,0,"",null,0,0,0,null,null,null,null,0,"",null,0,0,0,null,null,null,null,0,"",null,0,0,0,null,null,null,null,0,"",null,0,0,0,null,null,null,null,0,"",null,0,0,0,null,null,null,null,0,"",null,0,0,0,null,null,null,null,0,"",null,0,0,0,null,null,null,null,0,"",null,0,0,0,null,null,null,null,0,"",null,0,0,0,null,null,null,null,0,"",null,0,0,0,null,null,null,null,0,"",null,0,0,0,null,null,null,null,0,"",null,0,0,0,null,null,null,null,0,"",null,0,0,0,null,null,null,null,0,"",null,0,0,0,null,null,null,null,0,"",null,0,0,0,null,null,null,null,0,"",null,0,0,0,null,null,null,null,0,"",null,0,0,0,null,null,null,26,0,0,0,0,0,0,0,0,0,0,0,0,0,0,0,0,0,0,0,0,0,0,0,0,0," MMBtu/yr"]
[null,29,null,null,null,null,null,null,null,5,false,false,false,null,"","",0,0,null,null,null,null,0,"",null,0,0,0,null,null,null,null,0,"",null,0,0,0,null,null,null,null,0,"",null,0,0,0,null,null,null,null,0,"",null,0,0,0,null,null,null,null,0,"",null,0,0,0,null,null,null,null,0,"",null,0,0,0,null,null,null,null,0,"",null,0,0,0,null,null,null,null,0,"",null,0,0,0,null,null,null,null,0,"",null,0,0,0,null,null,null,null,0,"",null,0,0,0,null,null,null,null,0,"",null,0,0,0,null,null,null,null,0,"",null,0,0,0,null,null,null,null,0,"",null,0,0,0,null,null,null,null,0,"",null,0,0,0,null,null,null,null,0,"",null,0,0,0,null,null,null,null,0,"",null,0,0,0,null,null,null,null,0,"",null,0,0,0,null,null,null,null,0,"",null,0,0,0,null,null,null,null,0,"",null,0,0,0,null,null,null,null,0,"",null,0,0,0,null,null,null,null,0,"",null,0,0,0,null,null,null,null,0,"",null,0,0,0,null,null,null,null,0,"",null,0,0,0,null,null,null,null,0,"",null,0,0,0,null,null,null,null,0,"",null,0,0,0,null,null,null,29,0,0,0,0,0,0,0,0,0,0,0,0,0,0,0,0,0,0,0,0,0,0,0,0,0," MMBtu/yr"]
[null,30,null,null,null,null,null,null,null,5,false,false,false,null,"","",0,0,null,null,null,null,0,"",null,0,0,0,null,null,null,null,0,"",null,0,0,0,null,null,null,null,0,"",null,0,0,0,null,null,null,null,0,"",null,0,0,0,null,null,null,null,0,"",null,0,0,0,null,null,null,null,0,"",null,0,0,0,null,null,null,null,0,"",null,0,0,0,null,null,null,null,0,"",null,0,0,0,null,null,null,null,0,"",null,0,0,0,null,null,null,null,0,"",null,0,0,0,null,null,null,null,0,"",null,0,0,0,null,null,null,null,0,"",null,0,0,0,null,null,null,null,0,"",null,0,0,0,null,null,null,null,0,"",null,0,0,0,null,null,null,null,0,"",null,0,0,0,null,null,null,null,0,"",null,0,0,0,null,null,null,null,0,"",null,0,0,0,null,null,null,null,0,"",null,0,0,0,null,null,null,null,0,"",null,0,0,0,null,null,null,null,0,"",null,0,0,0,null,null,null,null,0,"",null,0,0,0,null,null,null,null,0,"",null,0,0,0,null,null,null,null,0,"",null,0,0,0,null,null,null,null,0,"",null,0,0,0,null,null,null,null,0,"",null,0,0,0,null,null,null,30,0,0,0,0,0,0,0,0,0,0,0,0,0,0,0,0,0,0,0,0,0,0,0,0,0," MMBtu/yr"]
[null,null,null,null,null,null,null,null,null,null,null,{"$f":"L219","v":false},false,null,null,null,null,null,null,null,null,{"$f":"V181","v":"Total Primary MMBtu"},{"$f":"SUMIF(X190:X219,\"MMBtu\",W190:W219)","v":0},"per year",null,null,null,null,null,null,null,{"$f":"V222","v":"Total Primary MMBtu"},{"$f":"SUMIF(AH190:AH219,\"MMBtu\",AG190:AG219)","v":0},"per year",null,null,null,null,null,null,null,{"$f":"AF222","v":"Total Primary MMBtu"},{"$f":"SUMIF(AR190:AR219,\"MMBtu\",AQ190:AQ219)","v":0},"per year",null,null,null,null,null,null,null,{"$f":"AP222","v":"Total Primary MMBtu"},{"$f":"SUMIF(BB190:BB219,\"MMBtu\",BA190:BA219)","v":0},"per year",null,null,null,null,null,null,null,{"$f":"AZ222","v":"Total Primary MMBtu"},{"$f":"SUMIF(BL190:BL219,\"MMBtu\",BK190:BK219)","v":0},"per year",null,null,null,null,null,null,null,{"$f":"BJ222","v":"Total Primary MMBtu"},{"$f":"SUMIF(BV190:BV219,\"MMBtu\",BU190:BU219)","v":0},"per year",null,null,null,null,null,null,null,{"$f":"BT222","v":"Total Primary MMBtu"},{"$f":"SUMIF(CF190:CF219,\"MMBtu\",CE190:CE219)","v":0},"per year",null,null,null,null,null,null,null,{"$f":"CD222","v":"Total Primary MMBtu"},{"$f":"SUMIF(CP190:CP219,\"MMBtu\",CO190:CO219)","v":0},"per year",null,null,null,null,null,null,null,{"$f":"CN222","v":"Total Primary MMBtu"},{"$f":"SUMIF(CZ190:CZ219,\"MMBtu\",CY190:CY219)","v":0},"per year",null,null,null,null,null,null,null,{"$f":"CX222","v":"Total Primary MMBtu"},{"$f":"SUMIF(DJ190:DJ219,\"MMBtu\",DI190:DI219)","v":0},"per year",null,null,null,null,null,null,null,{"$f":"DH222","v":"Total Primary MMBtu"},{"$f":"SUMIF(DT190:DT219,\"MMBtu\",DS190:DS219)","v":0},"per year",null,null,null,null,null,null,null,{"$f":"DR222","v":"Total Primary MMBtu"},{"$f":"SUMIF(ED190:ED219,\"MMBtu\",EC190:EC219)","v":0},"per year",null,null,null,null,null,null,null,{"$f":"EB222","v":"Total Primary MMBtu"},{"$f":"SUMIF(EN190:EN219,\"MMBtu\",EM190:EM219)","v":0},"per year",null,null,null,null,null,null,null,{"$f":"EL222","v":"Total Primary MMBtu"},{"$f":"SUMIF(EX190:EX219,\"MMBtu\",EW190:EW219)","v":0},"per year",null,null,null,null,null,null,null,{"$f":"EV222","v":"Total Primary MMBtu"},{"$f":"SUMIF(FH190:FH219,\"MMBtu\",FG190:FG219)","v":0},"per year",null,null,null,null,null,null,null,{"$f":"FF222","v":"Total Primary MMBtu"},{"$f":"SUMIF(FR190:FR219,\"MMBtu\",FQ190:FQ219)","v":0},"per year",null,null,null,null,null,null,null,"Total MMBtu",{"$f":"SUMIF(GB190:GB219,\"MMBtu\",GA190:GA219)","v":0},"per year",null,null,null,null,null,null,null,{"$f":"FZ222","v":"Total MMBtu"},{"$f":"SUMIF(GL190:GL219,\"MMBtu\",GK190:GK219)","v":0},"per year",null,null,null,null,null,null,null,{"$f":"GJ222","v":"Total MMBtu"},{"$f":"SUMIF(GV190:GV219,\"MMBtu\",GU190:GU219)","v":0},"per year",null,null,null,null,null,null,null,{"$f":"GT222","v":"Total MMBtu"},{"$f":"SUMIF(HF190:HF219,\"MMBtu\",HE190:HE219)","v":0},"per year",null,null,null,null,null,null,null,{"$f":"HD222","v":"Total MMBtu"},{"$f":"SUMIF(HP190:HP219,\"MMBtu\",HO190:HO219)","v":0},"per year",null,null,null,null,null,null,null,{"$f":"HN222","v":"Total MMBtu"},{"$f":"SUMIF(HZ190:HZ219,\"MMBtu\",HY190:HY219)","v":0},"per year",null,null,null,null,null,null,null,{"$f":"HX222","v":"Total MMBtu"},{"$f":"SUMIF(IJ190:IJ219,\"MMBtu\",II190:II219)","v":0},"per year",null,null,null,null,null,null,null,{"$f":"IH222","v":"Total MMBtu"},{"$f":"SUMIF(IT190:IT219,\"MMBtu\",IS190:IS219)","v":0},"per year",null,null,null,null,null,null,null,{"$f":"IR222","v":"Total MMBtu"},{"$f":"SUMIF(JD190:JD219,\"MMBtu\",JC190:JC219)","v":0},"per year"]
[null,null,null,null,null,null,null,null,null,null,null,{"$f":"L220","v":false},false,null,null,null,null,null,null,null,null,{"$f":"V182","v":" TOTAL ENERGY CONSUMPTION"},{"$f":"SUM(AA190:AA219)","v":0},"MMBtu (primary) per year",null,null,null,null,null,null,null,{"$f":"V223","v":" TOTAL ENERGY CONSUMPTION"},{"$f":"SUM(AK190:AK219)","v":0},"MMBtu (primary) per year",null,null,null,null,null,null,null,{"$f":"AF223","v":" TOTAL ENERGY CONSUMPTION"},{"$f":"SUM(AU190:AU219)","v":0},"MMBtu (primary) per year",null,null,null,null,null,null,null,{"$f":"AP223","v":" TOTAL ENERGY CONSUMPTION"},{"$f":"SUM(BE190:BE219)","v":0},"MMBtu (primary) per year",null,null,null,null,null,null,null,{"$f":"AZ223","v":" TOTAL ENERGY CONSUMPTION"},{"$f":"SUM(BO190:BO219)","v":0},"MMBtu (primary) per year",null,null,null,null,null,null,null,{"$f":"BJ223","v":" TOTAL ENERGY CONSUMPTION"},{"$f":"SUM(BY190:BY219)","v":0},"MMBtu (primary) per year",null,null,null,null,null,null,null,{"$f":"BT223","v":" TOTAL ENERGY CONSUMPTION"},{"$f":"SUM(CI190:CI219)","v":0},"MMBtu (primary) per year",null,null,null,null,null,null,null,{"$f":"CD223","v":" TOTAL ENERGY CONSUMPTION"},{"$f":"SUM(CS190:CS219)","v":0},"MMBtu (primary) per year",null,null,null,null,null,null,null,{"$f":"CN223","v":" TOTAL ENERGY CONSUMPTION"},{"$f":"SUM(DC190:DC219)","v":0},"MMBtu (primary) per year",null,null,null,null,null,null,null,{"$f":"CX223","v":" TOTAL ENERGY CONSUMPTION"},{"$f":"SUM(DM190:DM219)","v":0},"MMBtu (primary) per year",null,null,null,null,null,null,null,{"$f":"DH223","v":" TOTAL ENERGY CONSUMPTION"},{"$f":"SUM(DW190:DW219)","v":0},"MMBtu (primary) per year",null,null,null,null,null,null,null,{"$f":"DR223","v":" TOTAL ENERGY CONSUMPTION"},{"$f":"SUM(EG190:EG219)","v":0},"MMBtu (primary) per year",null,null,null,null,null,null,null,{"$f":"EB223","v":" TOTAL ENERGY CONSUMPTION"},{"$f":"SUM(EQ190:EQ219)","v":0},"MMBtu (primary) per year",null,null,null,null,null,null,null,{"$f":"EL223","v":" TOTAL ENERGY CONSUMPTION"},{"$f":"SUM(FA190:FA219)","v":0},"MMBtu (primary) per year",null,null,null,null,null,null,null,{"$f":"EV223","v":" TOTAL ENERGY CONSUMPTION"},{"$f":"SUM(FK190:FK219)","v":0},"MMBtu (primary) per year",null,null,null,null,null,null,null,{"$f":"FF223","v":" TOTAL ENERGY CONSUMPTION"},{"$f":"SUM(FU190:FU219)","v":0},"MMBtu (primary) per year",null,null,null,null,null,null,null,"OVERALL TOTAL",{"$f":"SUM(GE190:GE219)","v":0},"MMBtu (primary) per year",null,null,null,null,null,null,null,{"$f":"FZ223","v":"OVERALL TOTAL"},{"$f":"SUM(GO190:GO219)","v":0},"MMBtu (primary) per year",null,null,null,null,null,null,null,{"$f":"GJ223","v":"OVERALL TOTAL"},{"$f":"SUM(GY190:GY219)","v":0},"MMBtu (primary) per year",null,null,null,null,null,null,null,{"$f":"GT223","v":"OVERALL TOTAL"},{"$f":"SUM(HI190:HI219)","v":0},"MMBtu (primary) per year",null,null,null,null,null,null,null,{"$f":"HD223","v":"OVERALL TOTAL"},{"$f":"SUM(HS190:HS219)","v":0},"MMBtu (primary) per year",null,null,null,null,null,null,null,{"$f":"HN223","v":"OVERALL TOTAL"},{"$f":"SUM(IC190:IC219)","v":0},"MMBtu (primary) per year",null,null,null,null,null,null,null,{"$f":"HX223","v":"OVERALL TOTAL"},{"$f":"SUM(IM190:IM219)","v":0},"MMBtu (primary) per year",null,null,null,null,null,null,null,{"$f":"IH223","v":"OVERALL TOTAL"},{"$f":"SUM(IW190:IW219)","v":0},"MMBtu (primary) per year",null,null,null,null,null,null,null,{"$f":"IR223","v":"OVERALL TOTAL"},{"$f":"SUM(JG190:JG219)","v":0},"MMBtu (primary) per year"]
[null,null,"Enter Group notes here",null,null,null,null,null,null,null,null,{"$f":"L226","v":false},false,null,"MaxYear",{"$f":"CurrentYear","v":2015},null,null,null,{"$f":"\"YEAR: \"&AA227","v":"YEAR: 2029"},null,null,null,null,null,null,{"$f":"FinalYear","v":2029},null,null,{"$f":"\"YEAR: \"&AK227","v":"YEAR: 2028"},null,null,null,null,null,null,{"$f":"AA227-1","v":2028},null,null,{"$f":"\"YEAR: \"&AU227","v":"YEAR: 2027"},null,null,null,null,null,null,{"$f":"AK227-1","v":2027},null,null,{"$f":"\"YEAR: \"&BE227","v":"YEAR: 2026"},null,null,null,null,null,null,{"$f":"AU227-1","v":2026},null,null,{"$f":"\"YEAR: \"&BO227","v":"YEAR: 2025"},null,null,null,null,null,null,{"$f":"BE227-1","v":2025},null,null,{"$f":"\"YEAR: \"&BY227","v":"YEAR: 2024"},null,null,null,null,null,null,{"$f":"BO227-1","v":2024},null,null,{"$f":"\"YEAR: \"&CI227","v":"YEAR: 2023"},null,null,null,null,null,null,{"$f":"BY227-1","v":2023},null,null,{"$f":"\"YEAR: \"&CS227","v":"YEAR: 2022"},null,null,null,null,null,null,{"$f":"CI227-1","v":2022},null,null,{"$f":"\"YEAR: \"&DC227","v":"YEAR: 2021"},null,null,null,null,null,null,{"$f":"CS227-1","v":2021},null,null,{"$f":"\"YEAR: \"&DM227","v":"YEAR: 2020"},null,null,null,null,null,null,{"$f":"DC227-1","v":2020},null,null,{"$f":"\"YEAR: \"&DW227","v":"YEAR: 2019"},null,null,null,null,null,null,{"$f":"DM227-1","v":2019},null,null,{"$f":"\"YEAR: \"&EG227","v":"YEAR: 2018"},null,null,null,null,null,null,{"$f":"DW227-1","v":2018},null,null,{"$f":"\"YEAR: \"&EQ227","v":"YEAR: 2017"},null,null,null,null,null,null,{"$f":"EG227-1","v":2017},null,null,{"$f":"\"YEAR: \"&FA227","v":"YEAR: 2016"},null,null,null,null,null,null,{"$f":"EQ227-1","v":2016},null,null,{"$f":"\"YEAR: \"&FK227","v":"YEAR: 2015"},null,null,null,null,null,null,{"$f":"FA227-1","v":2015},null,null,{"$f":"\"YEAR: \"&FU227","v":"YEAR: 2014"},null,null,null,null,null,null,{"$f":"FK227-1","v":2014},null,null,{"$f":"\"YEAR: \"&GE227","v":"YEAR: 2013"},null,null,null,null,null,null,{"$f":"FU227-1","v":2013},null,null,{"$f":"\"YEAR: \"&GO227","v":"YEAR: 2012"},null,null,null,null,null,null,{"$f":"GE227-1","v":2012},null,null,{"$f":"\"YEAR: \"&GY227","v":"YEAR: 2011"},null,null,null,null,null,null,{"$f":"GO227-1","v":2011},null,null,{"$f":"\"YEAR: \"&HI227","v":"YEAR: 2010"},null,null,null,null,null,null,{"$f":"GY227-1","v":2010},null,null,{"$f":"\"YEAR: \"&HS227","v":"YEAR: 2009"},null,null,null,null,null,null,{"$f":"HI227-1","v":2009},null,null,{"$f":"\"YEAR: \"&IC227","v":"YEAR: 2008"},null,null,null,null,null,null,{"$f":"HS227-1","v":2008},null,null,{"$f":"\"YEAR: \"&IM227","v":"YEAR: 2007"},null,null,null,null,null,null,{"$f":"IC227-1","v":2007},null,null,{"$f":"\"YEAR: \"&IW227","v":"YEAR: 2006"},null,null,null,null,null,null,{"$f":"IM227-1","v":2006},null,null,{"$f":"\"YEAR: \"&JG227","v":"YEAR: 2005"},null,null,null,null,null,null,{"$f":"IW227-1","v":2005},null,null,null,null,null,{"$f":"FinalYear","v":2029},{"$f":"JM227-1","v":2028},{"$f":"JN227-1","v":2027},2026,2025,2024,2023,2022,2021,2020,2019,2018,2017,2016,2015,2014,2013,2012,2011,2010,2009,2008,2007,2006,2005]
[null,null,null,null,null,null,null,null,null,null,null,{"$f":"L227","v":false},false,null,"MinYear",{"$f":"CurrentYear-NumberofYears+1","v":2013},null,null,null,"Estimated Hrs/Year","Load Factor (%)","Duty Factor (%)","Energy Consumption","Unit per year","Override Calculated Value","% of Total",null,null,null,"Estimated Hrs/Year","Load Factor (%)","Duty Factor (%)","Energy Consumption","Unit per year","Override Calculated Value","% of Total",null,null,null,"Estimated Hrs/Year","Load Factor (%)","Duty Factor (%)","Energy Consumption","Unit per year","Override Calculated Value","% of Total",null,null,null,"Estimated Hrs/Year","Load Factor (%)","Duty Factor (%)","Energy Consumption","Unit per year","Override Calculated Value","% of Total",null,null,null,"Estimated Hrs/Year","Load Factor (%)","Duty Factor (%)","Energy Consumption","Unit per year","Override Calculated Value","% of Total",null,null,null,"Estimated Hrs/Year","Load Factor (%)","Duty Factor (%)","Energy Consumption","Unit per year","Override Calculated Value","% of Total",null,null,null,"Estimated Hrs/Year","Load Factor (%)","Duty Factor (%)","Energy Consumption","Unit per year","Override Calculated Value","% of Total",null,null,null,"Estimated Hrs/Year","Load Factor (%)","Duty Factor (%)","Energy Consumption","Unit per year","Override Calculated Value","% of Total",null,null,null,"Estimated Hrs/Year","Load Factor (%)","Duty Factor (%)","Energy Consumption","Unit per year","Override Calculated Value","% of Total",null,null,null,"Estimated Hrs/Year","Load Factor (%)","Duty Factor (%)","Energy Consumption","Unit per year","Override Calculated Value","% of Total",null,null,null,"Estimated Hrs/Year","Load Factor (%)","Duty Factor (%)","Energy Consumption","Unit per year","Override Calculated Value","% of Total",null,null,null,"Estimated Hrs/Year","Load Factor (%)","Duty Factor (%)","Energy Consumption","Unit per year","Override Calculated Value","% of Total",null,null,null,"Estimated Hrs/Year","Load Factor (%)","Duty Factor (%)","Energy Consumption","Unit per year","Override Calculated Value","% of Total",null,null,null,"Estimated Hrs/Year","Load Factor (%)","Duty Factor (%)","Energy Consumption","Unit per year","Override Calculated Value","% of Total",null,null,null,"Estimated Hrs/Year","Load Factor (%)","Duty Factor (%)","Energy Consumption","Unit per year","Override Calculated Value","% of Total",null,null,null,"Estimated Hrs/Year","Load Factor (%)","Duty Factor (%)","Energy Consumption","Unit per year","Override Calculated Value","% of Total",null,null,null,"Estimated Hrs/Year","Load Factor (%)","Duty Factor (%)","Energy Consumption","Unit per year","Override Calculated Value","% of Total",null,null,null,"Estimated Hrs/Year","Load Factor (%)","Duty Factor (%)","Energy Consumption","Unit per year","Override Calculated Value","% of Total",null,null,null,"Estimated Hrs/Year","Load Factor (%)","Duty Factor (%)","Energy Consumption","Unit per year","Override Calculated Value","% of Total",null,null,null,"Estimated Hrs/Year","Load Factor (%)","Duty Factor (%)","Energy Consumption","Unit per year","Override Calculated Value","% of Total",null,null,null,"Estimated Hrs/Year","Load Factor (%)","Duty Factor (%)","Energy Consumption","Unit per year","Override Calculated Value","% of Total",null,null,null,"Estimated Hrs/Year","Load Factor (%)","Duty Factor (%)","Energy Consumption","Unit per year","Override Calculated Value","% of Total",null,null,null,"Estimated Hrs/Year","Load Factor (%)","Duty Factor (%)","Energy Consumption","Unit per year","Override Calculated Value","% of Total",null,null,null,"Estimated Hrs/Year","Load Factor (%)","Duty Factor (%)","Energy Consumption","Unit per year","Override Calculated Value","% of Total",null,null,null,"Estimated Hrs/Year","Load Factor (%)","Duty Factor (%)","Energy Consumption","Unit per year","Override Calculated Value","% of Total",null,null,null,null,null,null,"Energy Consumption\nALL VALUES converted to MMBtu per Year (primary)"]
[null,1,null,null,null,null,null,null,null,{"$f":"H226","v":5},{"$f":"IF(B231>J231,FALSE,TRUE)","v":true},false,false,null,{"$f":"IF(H231<>\"\",VLOOKUP(H231,EnergyUseConversions,4,),\"\")","v":""},{"$f":"IF(H231<>\"\",VLOOKUP(H231,EnergyUseConversions,3,),\"\")","v":""},{"$f":"IFERROR(VLOOKUP(O231,MMBtuConversions,4,),0)","v":0},{"$f":"C231","v":0},null,null,null,null,{"$f":"IF($M231,IFERROR(IF(Y231<>\"\",Y231,V231*U231*T231*$G231*$P231),0),0)","v":0},{"$f":"$O231","v":""},null,{"$f":"IFERROR(AA231/AB231,0)","v":0},{"$f":"W231*$Q231","v":0},{"$f":"W264","v":0},null,null,null,null,{"$f":"IF($M231,IFERROR(IF(AI231<>\"\",AI231,AF231*AE231*AD231*$G231*$P231),0),0)","v":0},{"$f":"$O231","v":""},null,{"$f":"IFERROR(AK231/AL231,0)","v":0},{"$f":"AG231*$Q231","v":0},{"$f":"AG264","v":0},null,null,null,null,{"$f":"IF($M231,IFERROR(IF(AS231<>\"\",AS231,AP231*AO231*AN231*$G231*$P231),0),0)","v":0},{"$f":"$O231","v":""},null,{"$f":"IFERROR(AU231/AV231,0)","v":0},{"$f":"AQ231*$Q231","v":0},{"$f":"AQ264","v":0},null,null,null,null,{"$f":"IF($M231,IFERROR(IF(BC231<>\"\",BC231,AZ231*AY231*AX231*$G231*$P231),0),0)","v":0},{"$f":"$O231","v":""},null,{"$f":"IFERROR(BE231/BF231,0)","v":0},{"$f":"BA231*$Q231","v":0},{"$f":"BA264","v":0},null,null,null,null,{"$f":"IF($M231,IFERROR(IF(BM231<>\"\",BM231,BJ231*BI231*BH231*$G231*$P231),0),0)","v":0},{"$f":"$O231","v":""},null,{"$f":"IFERROR(BO231/BP231,0)","v":0},{"$f":"BK231*$Q231","v":0},{"$f":"BK264","v":0},null,null,null,null,{"$f":"IF($M231,IFERROR(IF(BW231<>\"\",BW231,BT231*BS231*BR231*$G231*$P231),0),0)","v":0},{"$f":"$O231","v":""},null,{"$f":"IFERROR(BY231/BZ231,0)","v":0},{"$f":"BU231*$Q231","v":0},{"$f":"BU264","v":0},null,null,null,null,{"$f":"IF($M231,IFERROR(IF(CG231<>\"\",CG231,CD231*CC231*CB231*$G231*$P231),0),0)","v":0},{"$f":"$O231","v":""},null,{"$f":"IFERROR(CI231/CJ231,0)","v":0},{"$f":"CE231*$Q231","v":0},{"$f":"CE264","v":0},null,null,null,null,{"$f":"IF($M231,IFERROR(IF(CQ231<>\"\",CQ231,CN231*CM231*CL231*$G231*$P231),0),0)","v":0},{"$f":"$O231","v":""},null,{"$f":"IFERROR(CS231/CT231,0)","v":0},{"$f":"CO231*$Q231","v":0},{"$f":"CO264","v":0},null,null,null,null,{"$f":"IF($M231,IFERROR(IF(DA231<>\"\",DA231,CX231*CW231*CV231*$G231*$P231),0),0)","v":0},{"$f":"$O231","v":""},null,{"$f":"IFERROR(DC231/DD231,0)","v":0},{"$f":"CY231*$Q231","v":0},{"$f":"CY264","v":0},null,null,null,null,{"$f":"IF($M231,IFERROR(IF(DK231<>\"\",DK231,DH231*DG231*DF231*$G231*$P231),0),0)","v":0},{"$f":"$O231","v":""},null,{"$f":"IFERROR(DM231/DN231,0)","v":0},{"$f":"DI231*$Q231","v":0},{"$f":"DI264","v":0},null,null,null,null,{"$f":"IF($M231,IFERROR(IF(DU231<>\"\",DU231,DR231*DQ231*DP231*$G231*$P231),0),0)","v":0},{"$f":"$O231","v":""},null,{"$f":"IFERROR(DW231/DX231,0)","v":0},{"$f":"DS231*$Q231","v":0},{"$f":"DS264","v":0},null,null,null,null,{"$f":"IF($M231,IFERROR(IF(EE231<>\"\",EE231,EB231*EA231*DZ231*$G231*$P231),0),0)","v":0},{"$f":"$O231","v":""},null,{"$f":"IFERROR(EG231/EH231,0)","v":0},{"$f":"EC231*$Q231","v":0},{"$f":"EC264","v":0},null,null,null,null,{"$f":"IF($M231,IFERROR(IF(EO231<>\"\",EO231,EL231*EK231*EJ231*$G231*$P231),0),0)","v":0},{"$f":"$O231","v":""},null,{"$f":"IFERROR(EQ231/ER231,0)","v":0},{"$f":"EM231*$Q231","v":0},{"$f":"EM264","v":0},null,null,null,null,{"$f":"IF($M231,IFERROR(IF(EY231<>\"\",EY231,EV231*EU231*ET231*$G231*$P231),0),0)","v":0},{"$f":"$O231","v":""},null,{"$f":"IFERROR(FA231/FB231,0)","v":0},{"$f":"EW231*$Q231","v":0},{"$f":"EW264","v":0},null,null,null,null,{"$f":"IF($M231,IFERROR(IF(FI231<>\"\",FI231,FF231*FE231*FD231*$G231*$P231),0),0)","v":0},{"$f":"$O231","v":""},null,{"$f":"IFERROR(FK231/FL231,0)","v":0},{"$f":"FG231*$Q231","v":0},{"$f":"FG264","v":0},null,null,null,null,{"$f":"IF($M231,IFERROR(IF(FS231<>\"\",FS231,FP231*FO231*FN231*$G231*$P231),0),0)","v":0},{"$f":"$O231","v":""},null,{"$f":"IFERROR(FU231/FV231,0)","v":0},{"$f":"FQ231*$Q231","v":0},{"$f":"FQ264","v":0},null,null,null,null,{"$f":"IF($M231,IFERROR(IF(GC231<>\"\",GC231,FZ231*FY231*FX231*$G231*$P231),0),0)","v":0},{"$f":"$O231","v":""},null,{"$f":"IFERROR(GE231/GF231,0)","v":0},{"$f":"GA231*$Q231","v":0},{"$f":"GA264","v":0},null,null,null,null,{"$f":"IF($M231,IFERROR(IF(GM231<>\"\",GM231,GJ231*GI231*GH231*$G231*$P231),0),0)","v":0},{"$f":"$O231","v":""},null,{"$f":"IFERROR(GO231/GP231,0)","v":0},{"$f":"GK231*$Q231","v":0},{"$f":"GK264","v":0},null,null,null,null,{"$f":"IF($M231,IFERROR(IF(GW231<>\"\",GW231,GT231*GS231*GR231*$G231*$P231),0),0)","v":0},{"$f":"$O231","v":""},null,{"$f":"IFERROR(GY231/GZ231,0)","v":0},{"$f":"GU231*$Q231","v":0},{"$f":"GU264","v":0},null,null,null,null,{"$f":"IF($M231,IFERROR(IF(HG231<>\"\",HG231,HD231*HC231*HB231*$G231*$P231),0),0)","v":0},{"$f":"$O231","v":""},null,{"$f":"IFERROR(HI231/HJ231,0)","v":0},{"$f":"HE231*$Q231","v":0},{"$f":"HE264","v":0},null,null,null,null,{"$f":"IF($M231,IFERROR(IF(HQ231<>\"\",HQ231,HN231*HM231*HL231*$G231*$P231),0),0)","v":0},{"$f":"$O231","v":""},null,{"$f":"IFERROR(HS231/HT231,0)","v":0},{"$f":"HO231*$Q231","v":0},{"$f":"HO264","v":0},null,null,null,null,{"$f":"IF($M231,IFERROR(IF(IA231<>\"\",IA231,HX231*HW231*HV231*$G231*$P231),0),0)","v":0},{"$f":"$O231","v":""},null,{"$f":"IFERROR(IC231/ID231,0)","v":0},{"$f":"HY231*$Q231","v":0},{"$f":"HY264","v":0},null,null,null,null,{"$f":"IF($M231,IFERROR(IF(IK231<>\"\",IK231,IH231*IG231*IF231*$G231*$P231),0),0)","v":0},{"$f":"$O231","v":""},null,{"$f":"IFERROR(IM231/IN231,0)","v":0},{"$f":"II231*$Q231","v":0},{"$f":"II264","v":0},null,null,null,null,{"$f":"IF($M231,IFERROR(IF(IU231<>\"\",IU231,IR231*IQ231*IP231*$G231*$P231),0),0)","v":0},{"$f":"$O231","v":""},null,{"$f":"IFERROR(IW231/IX231,0)","v":0},{"$f":"IS231*$Q231","v":0},{"$f":"IS264","v":0},null,null,null,null,{"$f":"IF($M231,IFERROR(IF(JE231<>\"\",JE231,JB231*JA231*IZ231*$G231*$P231),0),0)","v":0},{"$f":"$O231","v":""},null,{"$f":"IFERROR(JG231/JH231,0)","v":0},{"$f":"JC231*$Q231","v":0},{"$f":"JC264","v":0},null,null,null,1,{"$f":"AA231","v":0},{"$f":"AK231","v":0},{"$f":"AU231","v":0},{"$f":"BE231","v":0},{"$f":"BO231","v":0},{"$f":"BY231","v":0},{"$f":"CI231","v":0},{"$f":"CS231","v":0},{"$f":"DC231","v":0},{"$f":"DM231","v":0},{"$f":"DW231","v":0},{"$f":"EG231","v":0},{"$f":"EQ231","v":0},{"$f":"FA231","v":0},{"$f":"FK231","v":0},{"$f":"FU231","v":0},{"$f":"GE231","v":0},{"$f":"GO231","v":0},{"$f":"GY231","v":0},{"$f":"HI231","v":0},{"$f":"HS231","v":0},{"$f":"IC231","v":0},{"$f":"IM231","v":0},{"$f":"IW231","v":0},{"$f":"JG231","v":0}," MMBtu/yr"]
[null,2,null,null,null,null,null,null,null,{"$f":"J231","v":5},true,false,false,null,"","",0,0,null,null,null,null,{"$f":"IF($M232,IFERROR(IF(Y232<>\"\",Y232,V232*U232*T232*$G232*$P232),0),0)","v":0},{"$f":"$O232","v":""},null,{"$f":"IFERROR(AA232/AB232,0)","v":0},0,{"$f":"AB231","v":0},null,null,null,null,{"$f":"IF($M232,IFERROR(IF(AI232<>\"\",AI232,AF232*AE232*AD232*$G232*$P232),0),0)","v":0},{"$f":"$O232","v":""},null,{"$f":"IFERROR(AK232/AL232,0)","v":0},0,{"$f":"AL231","v":0},null,null,null,null,{"$f":"IF($M232,IFERROR(IF(AS232<>\"\",AS232,AP232*AO232*AN232*$G232*$P232),0),0)","v":0},{"$f":"$O232","v":""},null,{"$f":"IFERROR(AU232/AV232,0)","v":0},0,{"$f":"AV231","v":0},null,null,null,null,{"$f":"IF($M232,IFERROR(IF(BC232<>\"\",BC232,AZ232*AY232*AX232*$G232*$P232),0),0)","v":0},{"$f":"$O232","v":""},null,{"$f":"IFERROR(BE232/BF232,0)","v":0},0,{"$f":"BF231","v":0},null,null,null,null,{"$f":"IF($M232,IFERROR(IF(BM232<>\"\",BM232,BJ232*BI232*BH232*$G232*$P232),0),0)","v":0},{"$f":"$O232","v":""},null,{"$f":"IFERROR(BO232/BP232,0)","v":0},0,{"$f":"BP231","v":0},null,null,null,null,{"$f":"IF($M232,IFERROR(IF(BW232<>\"\",BW232,BT232*BS232*BR232*$G232*$P232),0),0)","v":0},{"$f":"$O232","v":""},null,{"$f":"IFERROR(BY232/BZ232,0)","v":0},0,{"$f":"BZ231","v":0},null,null,null,null,{"$f":"IF($M232,IFERROR(IF(CG232<>\"\",CG232,CD232*CC232*CB232*$G232*$P232),0),0)","v":0},{"$f":"$O232","v":""},null,{"$f":"IFERROR(CI232/CJ232,0)","v":0},0,{"$f":"CJ231","v":0},null,null,null,null,{"$f":"IF($M232,IFERROR(IF(CQ232<>\"\",CQ232,CN232*CM232*CL232*$G232*$P232),0),0)","v":0},{"$f":"$O232","v":""},null,{"$f":"IFERROR(CS232/CT232,0)","v":0},0,{"$f":"CT231","v":0},null,null,null,null,{"$f":"IF($M232,IFERROR(IF(DA232<>\"\",DA232,CX232*CW232*CV232*$G232*$P232),0),0)","v":0},{"$f":"$O232","v":""},null,{"$f":"IFERROR(DC232/DD232,0)","v":0},0,{"$f":"DD231","v":0},null,null,null,null,{"$f":"IF($M232,IFERROR(IF(DK232<>\"\",DK232,DH232*DG232*DF232*$G232*$P232),0),0)","v":0},{"$f":"$O232","v":""},null,{"$f":"IFERROR(DM232/DN232,0)","v":0},0,{"$f":"DN231","v":0},null,null,null,null,{"$f":"IF($M232,IFERROR(IF(DU232<>\"\",DU232,DR232*DQ232*DP232*$G232*$P232),0),0)","v":0},{"$f":"$O232","v":""},null,{"$f":"IFERROR(DW232/DX232,0)","v":0},0,{"$f":"DX231","v":0},null,null,null,null,{"$f":"IF($M232,IFERROR(IF(EE232<>\"\",EE232,EB232*EA232*DZ232*$G232*$P232),0),0)","v":0},{"$f":"$O232","v":""},null,{"$f":"IFERROR(EG232/EH232,0)","v":0},0,{"$f":"EH231","v":0},null,null,null,null,{"$f":"IF($M232,IFERROR(IF(EO232<>\"\",EO232,EL232*EK232*EJ232*$G232*$P232),0),0)","v":0},{"$f":"$O232","v":""},null,{"$f":"IFERROR(EQ232/ER232,0)","v":0},0,{"$f":"ER231","v":0},null,null,null,null,{"$f":"IF($M232,IFERROR(IF(EY232<>\"\",EY232,EV232*EU232*ET232*$G232*$P232),0),0)","v":0},{"$f":"$O232","v":""},null,{"$f":"IFERROR(FA232/FB232,0)","v":0},0,{"$f":"FB231","v":0},null,null,null,null,{"$f":"IF($M232,IFERROR(IF(FI232<>\"\",FI232,FF232*FE232*FD232*$G232*$P232),0),0)","v":0},{"$f":"$O232","v":""},null,{"$f":"IFERROR(FK232/FL232,0)","v":0},0,{"$f":"FL231","v":0},null,null,null,null,{"$f":"IF($M232,IFERROR(IF(FS232<>\"\",FS232,FP232*FO232*FN232*$G232*$P232),0),0)","v":0},{"$f":"$O232","v":""},null,{"$f":"IFERROR(FU232/FV232,0)","v":0},0,{"$f":"FV231","v":0},null,null,null,null,{"$f":"IF($M232,IFERROR(IF(GC232<>\"\",GC232,FZ232*FY232*FX232*$G232*$P232),0),0)","v":0},{"$f":"$O232","v":""},null,{"$f":"IFERROR(GE232/GF232,0)","v":0},0,{"$f":"GF231","v":0},null,null,null,null,{"$f":"IF($M232,IFERROR(IF(GM232<>\"\",GM232,GJ232*GI232*GH232*$G232*$P232),0),0)","v":0},{"$f":"$O232","v":""},null,{"$f":"IFERROR(GO232/GP232,0)","v":0},0,{"$f":"GP231","v":0},null,null,null,null,{"$f":"IF($M232,IFERROR(IF(GW232<>\"\",GW232,GT232*GS232*GR232*$G232*$P232),0),0)","v":0},{"$f":"$O232","v":""},null,{"$f":"IFERROR(GY232/GZ232,0)","v":0},0,{"$f":"GZ231","v":0},null,null,null,null,{"$f":"IF($M232,IFERROR(IF(HG232<>\"\",HG232,HD232*HC232*HB232*$G232*$P232),0),0)","v":0},{"$f":"$O232","v":""},null,{"$f":"IFERROR(HI232/HJ232,0)","v":0},0,{"$f":"HJ231","v":0},null,null,null,null,{"$f":"IF($M232,IFERROR(IF(HQ232<>\"\",HQ232,HN232*HM232*HL232*$G232*$P232),0),0)","v":0},{"$f":"$O232","v":""},null,{"$f":"IFERROR(HS232/HT232,0)","v":0},0,{"$f":"HT231","v":0},null,null,null,null,{"$f":"IF($M232,IFERROR(IF(IA232<>\"\",IA232,HX232*HW232*HV232*$G232*$P232),0),0)","v":0},{"$f":"$O232","v":""},null,{"$f":"IFERROR(IC232/ID232,0)","v":0},0,{"$f":"ID231","v":0},null,null,null,null,{"$f":"IF($M232,IFERROR(IF(IK232<>\"\",IK232,IH232*IG232*IF232*$G232*$P232),0),0)","v":0},{"$f":"$O232","v":""},null,{"$f":"IFERROR(IM232/IN232,0)","v":0},0,{"$f":"IN231","v":0},null,null,null,null,{"$f":"IF($M232,IFERROR(IF(IU232<>\"\",IU232,IR232*IQ232*IP232*$G232*$P232),0),0)","v":0},{"$f":"$O232","v":""},null,{"$f":"IFERROR(IW232/IX232,0)","v":0},0,{"$f":"IX231","v":0},null,null,null,null,{"$f":"IF($M232,IFERROR(IF(JE232<>\"\",JE232,JB232*JA232*IZ232*$G232*$P232),0),0)","v":0},{"$f":"$O232","v":""},null,{"$f":"IFERROR(JG232/JH232,0)","v":0},0,{"$f":"JH231","v":0},null,null,null,2,0,0,0,0,0,0,0,0,0,0,0,0,0,0,0,0,0,0,0,0,0,0,0,0,0," MMBtu/yr"]
[null,5,null,null,null,null,null,null,null,5,true,false,false,null,"","",0,0,null,null,null,null,0,"",null,0,0,0,null,null,null,null,0,"",null,0,0,0,null,null,null,null,0,"",null,0,0,0,null,null,null,null,0,"",null,0,0,0,null,null,null,null,0,"",null,0,0,0,null,null,null,null,0,"",null,0,0,0,null,null,null,null,0,"",null,0,0,0,null,null,null,null,0,"",null,0,0,0,null,null,null,null,0,"",null,0,0,0,null,null,null,null,0,"",null,0,0,0,null,null,null,null,0,"",null,0,0,0,null,null,null,null,0,"",null,0,0,0,null,null,null,null,0,"",null,0,0,0,null,null,null,null,0,"",null,0,0,0,null,null,null,null,0,"",null,0,0,0,null,null,null,null,0,"",null,0,0,0,null,null,null,null,0,"",null,0,0,0,null,null,null,null,0,"",null,0,0,0,null,null,null,null,0,"",null,0,0,0,null,null,null,null,0,"",null,0,0,0,null,null,null,null,0,"",null,0,0,0,null,null,null,null,0,"",null,0,0,0,null,null,null,null,0,"",null,0,0,0,null,null,null,null,0,"",null,0,0,0,null,null,null,null,0,"",null,0,0,0,null,null,null,5,0,0,0,0,0,0,0,0,0,0,0,0,0,0,0,0,0,0,0,0,0,0,0,0,0," MMBtu/yr"]
[null,8,null,null,null,null,null,null,null,5,false,false,false,null,"","",0,0,null,null,null,null,0,"",null,0,0,0,null,null,null,null,0,"",null,0,0,0,null,null,null,null,0,"",null,0,0,0,null,null,null,null,0,"",null,0,0,0,null,null,null,null,0,"",null,0,0,0,null,null,null,null,0,"",null,0,0,0,null,null,null,null,0,"",null,0,0,0,null,null,null,null,0,"",null,0,0,0,null,null,null,null,0,"",null,0,0,0,null,null,null,null,0,"",null,0,0,0,null,null,null,null,0,"",null,0,0,0,null,null,null,null,0,"",null,0,0,0,null,null,null,null,0,"",null,0,0,0,null,null,null,null,0,"",null,0,0,0,null,null,null,null,0,"",null,0,0,0,null,null,null,null,0,"",null,0,0,0,null,null,null,null,0,"",null,0,0,0,null,null,null,null,0,"",null,0,0,0,null,null,null,null,0,"",null,0,0,0,null,null,null,null,0,"",null,0,0,0,null,null,null,null,0,"",null,0,0,0,null,null,null,null,0,"",null,0,0,0,null,null,null,null,0,"",null,0,0,0,null,null,null,null,0,"",null,0,0,0,null,null,null,null,0,"",null,0,0,0,null,null,null,8,0,0,0,0,0,0,0,0,0,0,0,0,0,0,0,0,0,0,0,0,0,0,0,0,0," MMBtu/yr"]
[null,10,null,null,null,null,null,null,null,5,false,false,false,null,"","",0,0,null,null,null,null,0,"",null,0,0,0,null,null,null,null,0,"",null,0,0,0,null,null,null,null,0,"",null,0,0,0,null,null,null,null,0,"",null,0,0,0,null,null,null,null,0,"",null,0,0,0,null,null,null,null,0,"",null,0,0,0,null,null,null,null,0,"",null,0,0,0,null,null,null,null,0,"",null,0,0,0,null,null,null,null,0,"",null,0,0,0,null,null,null,null,0,"",null,0,0,0,null,null,null,null,0,"",null,0,0,0,null,null,null,null,0,"",null,0,0,0,null,null,null,null,0,"",null,0,0,0,null,null,null,null,0,"",null,0,0,0,null,null,null,null,0,"",null,0,0,0,null,null,null,null,0,"",null,0,0,0,null,null,null,null,0,"",null,0,0,0,null,null,null,null,0,"",null,0,0,0,null,null,null,null,0,"",null,0,0,0,null,null,null,null,0,"",null,0,0,0,null,null,null,null,0,"",null,0,0,0,null,null,null,null,0,"",null,0,0,0,null,null,null,null,0,"",null,0,0,0,null,null,null,null,0,"",null,0,0,0,null,null,null,null,0,"",null,0,0,0,null,null,null,10,0,0,0,0,0,0,0,0,0,0,0,0,0,0,0,0,0,0,0,0,0,0,0,0,0," MMBtu/yr"]
[null,11,null,null,null,null,null,null,null,5,false,false,false,null,"","",0,0,null,null,null,null,0,"",null,0,0,0,null,null,null,null,0,"",null,0,0,0,null,null,null,null,0,"",null,0,0,0,null,null,null,null,0,"",null,0,0,0,null,null,null,null,0,"",null,0,0,0,null,null,null,null,0,"",null,0,0,0,null,null,null,null,0,"",null,0,0,0,null,null,null,null,0,"",null,0,0,0,null,null,null,null,0,"",null,0,0,0,null,null,null,null,0,"",null,0,0,0,null,null,null,null,0,"",null,0,0,0,null,null,null,null,0,"",null,0,0,0,null,null,null,null,0,"",null,0,0,0,null,null,null,null,0,"",null,0,0,0,null,null,null,null,0,"",null,0,0,0,null,null,null,null,0,"",null,0,0,0,null,null,null,null,0,"",null,0,0,0,null,null,null,null,0,"",null,0,0,0,null,null,null,null,0,"",null,0,0,0,null,null,null,null,0,"",null,0,0,0,null,null,null,null,0,"",null,0,0,0,null,null,null,null,0,"",null,0,0,0,null,null,null,null,0,"",null,0,0,0,null,null,null,null,0,"",null,0,0,0,null,null,null,null,0,"",null,0,0,0,null,null,null,11,0,0,0,0,0,0,0,0,0,0,0,0,0,0,0,0,0,0,0,0,0,0,0,0,0," MMBtu/yr"]
[null,14,null,null,null,null,null,null,null,5,false,false,false,null,"","",0,0,null,null,null,null,0,"",null,0,0,0,null,null,null,null,0,"",null,0,0,0,null,null,null,null,0,"",null,0,0,0,null,null,null,null,0,"",null,0,0,0,null,null,null,null,0,"",null,0,0,0,null,null,null,null,0,"",null,0,0,0,null,null,null,null,0,"",null,0,0,0,null,null,null,null,0,"",null,0,0,0,null,null,null,null,0,"",null,0,0,0,null,null,null,null,0,"",null,0,0,0,null,null,null,null,0,"",null,0,0,0,null,null,null,null,0,"",null,0,0,0,null,null,null,null,0,"",null,0,0,0,null,null,null,null,0,"",null,0,0,0,null,null,null,null,0,"",null,0,0,0,null,null,null,null,0,"",null,0,0,0,null,null,null,null,0,"",null,0,0,0,null,null,null,null,0,"",null,0,0,0,null,null,null,null,0,"",null,0,0,0,null,null,null,null,0,"",null,0,0,0,null,null,null,null,0,"",null,0,0,0,null,null,null,null,0,"",null,0,0,0,null,null,null,null,0,"",null,0,0,0,null,null,null,null,0,"",null,0,0,0,null,null,null,null,0,"",null,0,0,0,null,null,null,14,0,0,0,0,0,0,0,0,0,0,0,0,0,0,0,0,0,0,0,0,0,0,0,0,0," MMBtu/yr"]
[null,15,null,null,null,null,null,null,null,5,false,false,false,null,"","",0,0,null,null,null,null,0,"",null,0,0,0,null,null,null,null,0,"",null,0,0,0,null,null,null,null,0,"",null,0,0,0,null,null,null,null,0,"",null,0,0,0,null,null,null,null,0,"",null,0,0,0,null,null,null,null,0,"",null,0,0,0,null,null,null,null,0,"",null,0,0,0,null,null,null,null,0,"",null,0,0,0,null,null,null,null,0,"",null,0,0,0,null,null,null,null,0,"",null,0,0,0,null,null,null,null,0,"",null,0,0,0,null,null,null,null,0,"",null,0,0,0,null,null,null,null,0,"",null,0,0,0,null,null,null,null,0,"",null,0,0,0,null,null,null,null,0,"",null,0,0,0,null,null,null,null,0,"",null,0,0,0,null,null,null,null,0,"",null,0,0,0,null,null,null,null,0,"",null,0,0,0,null,null,null,null,0,"",null,0,0,0,null,null,null,null,0,"",null,0,0,0,null,null,null,null,0,"",null,0,0,0,null,null,null,null,0,"",null,0,0,0,null,null,null,null,0,"",null,0,0,0,null,null,null,null,0,"",null,0,0,0,null,null,null,null,0,"",null,0,0,0,null,null,null,15,0,0,0,0,0,0,0,0,0,0,0,0,0,0,0,0,0,0,0,0,0,0,0,0,0," MMBtu/yr"]
[null,18,null,null,null,null,null,null,null,5,false,false,false,null,"","",0,0,null,null,null,null,0,"",null,0,0,0,null,null,null,null,0,"",null,0,0,0,null,null,null,null,0,"",null,0,0,0,null,null,null,null,0,"",null,0,0,0,null,null,null,null,0,"",null,0,0,0,null,null,null,null,0,"",null,0,0,0,null,null,null,null,0,"",null,0,0,0,null,null,null,null,0,"",null,0,0,0,null,null,null,null,0,"",null,0,0,0,null,null,null,null,0,"",null,0,0,0,null,null,null,null,0,"",null,0,0,0,null,null,null,null,0,"",null,0,0,0,null,null,null,null,0,"",null,0,0,0,null,null,null,null,0,"",null,0,0,0,null,null,null,null,0,"",null,0,0,0,null,null,null,null,0,"",null,0,0,0,null,null,null,null,0,"",null,0,0,0,null,null,null,null,0,"",null,0,0,0,null,null,null,null,0,"",null,0,0,0,null,null,null,null,0,"",null,0,0,0,null,null,null,null,0,"",null,0,0,0,null,null,null,null,0,"",null,0,0,0,null,null,null,null,0,"",null,0,0,0,null,null,null,null,0,"",null,0,0,0,null,null,null,null,0,"",null,0,0,0,null,null,null,18,0,0,0,0,0,0,0,0,0,0,0,0,0,0,0,0,0,0,0,0,0,0,0,0,0," MMBtu/yr"]
[null,20,null,null,null,null,null,null,null,5,false,false,false,null,"","",0,0,null,null,null,null,0,"",null,0,0,0,null,null,null,null,0,"",null,0,0,0,null,null,null,null,0,"",null,0,0,0,null,null,null,null,0,"",null,0,0,0,null,null,null,null,0,"",null,0,0,0,null,null,null,null,0,"",null,0,0,0,null,null,null,null,0,"",null,0,0,0,null,null,null,null,0,"",null,0,0,0,null,null,null,null,0,"",null,0,0,0,null,null,null,null,0,"",null,0,0,0,null,null,null,null,0,"",null,0,0,0,null,null,null,null,0,"",null,0,0,0,null,null,null,null,0,"",null,0,0,0,null,null,null,null,0,"",null,0,0,0,null,null,null,null,0,"",null,0,0,0,null,null,null,null,0,"",null,0,0,0,null,null,null,null,0,"",null,0,0,0,null,null,null,null,0,"",null,0,0,0,null,null,null,null,0,"",null,0,0,0,null,null,null,null,0,"",null,0,0,0,null,null,null,null,0,"",null,0,0,0,null,null,null,null,0,"",null,0,0,0,null,null,null,null,0,"",null,0,0,0,null,null,null,null,0,"",null,0,0,0,null,null,null,null,0,"",null,0,0,0,null,null,null,20,0,0,0,0,0,0,0,0,0,0,0,0,0,0,0,0,0,0,0,0,0,0,0,0,0," MMBtu/yr"]
[null,23,null,null,null,null,null,null,null,5,false,false,false,null,"","",0,0,null,null,null,null,0,"",null,0,0,0,null,null,null,null,0,"",null,0,0,0,null,null,null,null,0,"",null,0,0,0,null,null,null,null,0,"",null,0,0,0,null,null,null,null,0,"",null,0,0,0,null,null,null,null,0,"",null,0,0,0,null,null,null,null,0,"",null,0,0,0,null,null,null,null,0,"",null,0,0,0,null,null,null,null,0,"",null,0,0,0,null,null,null,null,0,"",null,0,0,0,null,null,null,null,0,"",null,0,0,0,null,null,null,null,0,"",null,0,0,0,null,null,null,null,0,"",null,0,0,0,null,null,null,null,0,"",null,0,0,0,null,null,null,null,0,"",null,0,0,0,null,null,null,null,0,"",null,0,0,0,null,null,null,null,0,"",null,0,0,0,null,null,null,null,0,"",null,0,0,0,null,null,null,null,0,"",null,0,0,0,null,null,null,null,0,"",null,0,0,0,null,null,null,null,0,"",null,0,0,0,null,null,null,null,0,"",null,0,0,0,null,null,null,null,0,"",null,0,0,0,null,null,null,null,0,"",null,0,0,0,null,null,null,null,0,"",null,0,0,0,null,null,null,23,0,0,0,0,0,0,0,0,0,0,0,0,0,0,0,0,0,0,0,0,0,0,0,0,0," MMBtu/yr"]
[null,24,null,null,null,null,null,null,null,5,false,false,false,null,"","",0,0,null,null,null,null,0,"",null,0,0,0,null,null,null,null,0,"",null,0,0,0,null,null,null,null,0,"",null,0,0,0,null,null,null,null,0,"",null,0,0,0,null,null,null,null,0,"",null,0,0,0,null,null,null,null,0,"",null,0,0,0,null,null,null,null,0,"",null,0,0,0,null,null,null,null,0,"",null,0,0,0,null,null,null,null,0,"",null,0,0,0,null,null,null,null,0,"",null,0,0,0,null,null,null,null,0,"",null,0,0,0,null,null,null,null,0,"",null,0,0,0,null,null,null,null,0,"",null,0,0,0,null,null,null,null,0,"",null,0,0,0,null,null,null,null,0,"",null,0,0,0,null,null,null,null,0,"",null,0,0,0,null,null,null,null,0,"",null,0,0,0,null,null,null,null,0,"",null,0,0,0,null,null,null,null,0,"",null,0,0,0,null,null,null,null,0,"",null,0,0,0,null,null,null,null,0,"",null,0,0,0,null,null,null,null,0,"",null,0,0,0,null,null,null,null,0,"",null,0,0,0,null,null,null,null,0,"",null,0,0,0,null,null,null,null,0,"",null,0,0,0,null,null,null,24,0,0,0,0,0,0,0,0,0,0,0,0,0,0,0,0,0,0,0,0,0,0,0,0,0," MMBtu/yr"]
[null,27,null,null,null,null,null,null,null,5,false,false,false,null,"","",0,0,null,null,null,null,0,"",null,0,0,0,null,null,null,null,0,"",null,0,0,0,null,null,null,null,0,"",null,0,0,0,null,null,null,null,0,"",null,0,0,0,null,null,null,null,0,"",null,0,0,0,null,null,null,null,0,"",null,0,0,0,null,null,null,null,0,"",null,0,0,0,null,null,null,null,0,"",null,0,0,0,null,null,null,null,0,"",null,0,0,0,null,null,null,null,0,"",null,0,0,0,null,null,null,null,0,"",null,0,0,0,null,null,null,null,0,"",null,0,0,0,null,null,null,null,0,"",null,0,0,0,null,null,null,null,0,"",null,0,0,0,null,null,null,null,0,"",null,0,0,0,null,null,null,null,0,"",null,0,0,0,null,null,null,null,0,"",null,0,0,0,null,null,null,null,0,"",null,0,0,0,null,null,null,null,0,"",null,0,0,0,null,null,null,null,0,"",null,0,0,0,null,null,null,null,0,"",null,0,0,0,null,null,null,null,0,"",null,0,0,0,null,null,null,null,0,"",null,0,0,0,null,null,null,null,0,"",null,0,0,0,null,null,null,null,0,"",null,0,0,0,null,null,null,27,0,0,0,0,0,0,0,0,0,0,0,0,0,0,0,0,0,0,0,0,0,0,0,0,0," MMBtu/yr"]
[null,28,null,null,null,null,null,null,null,5,false,false,false,null,"","",0,0,null,null,null,null,0,"",null,0,0,0,null,null,null,null,0,"",null,0,0,0,null,null,null,null,0,"",null,0,0,0,null,null,null,null,0,"",null,0,0,0,null,null,null,null,0,"",null,0,0,0,null,null,null,null,0,"",null,0,0,0,null,null,null,null,0,"",null,0,0,0,null,null,null,null,0,"",null,0,0,0,null,null,null,null,0,"",null,0,0,0,null,null,null,null,0,"",null,0,0,0,null,null,null,null,0,"",null,0,0,0,null,null,null,null,0,"",null,0,0,0,null,null,null,null,0,"",null,0,0,0,null,null,null,null,0,"",null,0,0,0,null,null,null,null,0,"",null,0,0,0,null,null,null,null,0,"",null,0,0,0,null,null,null,null,0,"",null,0,0,0,null,null,null,null,0,"",null,0,0,0,null,null,null,null,0,"",null,0,0,0,null,null,null,null,0,"",null,0,0,0,null,null,null,null,0,"",null,0,0,0,null,null,null,null,0,"",null,0,0,0,null,null,null,null,0,"",null,0,0,0,null,null,null,null,0,"",null,0,0,0,null,null,null,null,0,"",null,0,0,0,null,null,null,28,0,0,0,0,0,0,0,0,0,0,0,0,0,0,0,0,0,0,0,0,0,0,0,0,0," MMBtu/yr"]
[null,30,null,null,null,null,null,null,null,5,false,false,false,null,"","",0,0,null,null,null,null,0,"",null,0,0,0,null,null,null,null,0,"",null,0,0,0,null,null,null,null,0,"",null,0,0,0,null,null,null,null,0,"",null,0,0,0,null,null,null,null,0,"",null,0,0,0,null,null,null,null,0,"",null,0,0,0,null,null,null,null,0,"",null,0,0,0,null,null,null,null,0,"",null,0,0,0,null,null,null,null,0,"",null,0,0,0,null,null,null,null,0,"",null,0,0,0,null,null,null,null,0,"",null,0,0,0,null,null,null,null,0,"",null,0,0,0,null,null,null,null,0,"",null,0,0,0,null,null,null,null,0,"",null,0,0,0,null,null,null,null,0,"",null,0,0,0,null,null,null,null,0,"",null,0,0,0,null,null,null,null,0,"",null,0,0,0,null,null,null,null,0,"",null,0,0,0,null,null,null,null,0,"",null,0,0,0,null,null,null,null,0,"",null,0,0,0,null,null,null,null,0,"",null,0,0,0,null,null,null,null,0,"",null,0,0,0,null,null,null,null,0,"",null,0,0,0,null,null,null,null,0,"",null,0,0,0,null,null,null,null,0,"",null,0,0,0,null,null,null,30,0,0,0,0,0,0,0,0,0,0,0,0,0,0,0,0,0,0,0,0,0,0,0,0,0," MMBtu/yr"]
[null,null,null,null,null,null,null,null,null,null,null,{"$f":"L260","v":false},false,null,null,null,null,null,null,null,null,{"$f":"V222","v":"Total Primary MMBtu"},{"$f":"SUMIF(X231:X260,\"MMBtu\",W231:W260)","v":0},"per year",null,null,null,null,null,null,null,{"$f":"V263","v":"Total Primary MMBtu"},{"$f":"SUMIF(AH231:AH260,\"MMBtu\",AG231:AG260)","v":0},"per year",null,null,null,null,null,null,null,{"$f":"AF263","v":"Total Primary MMBtu"},{"$f":"SUMIF(AR231:AR260,\"MMBtu\",AQ231:AQ260)","v":0},"per year",null,null,null,null,null,null,null,{"$f":"AP263","v":"Total Primary MMBtu"},{"$f":"SUMIF(BB231:BB260,\"MMBtu\",BA231:BA260)","v":0},"per year",null,null,null,null,null,null,null,{"$f":"AZ263","v":"Total Primary MMBtu"},{"$f":"SUMIF(BL231:BL260,\"MMBtu\",BK231:BK260)","v":0},"per year",null,null,null,null,null,null,null,{"$f":"BJ263","v":"Total Primary MMBtu"},{"$f":"SUMIF(BV231:BV260,\"MMBtu\",BU231:BU260)","v":0},"per year",null,null,null,null,null,null,null,{"$f":"BT263","v":"Total Primary MMBtu"},{"$f":"SUMIF(CF231:CF260,\"MMBtu\",CE231:CE260)","v":0},"per year",null,null,null,null,null,null,null,{"$f":"CD263","v":"Total Primary MMBtu"},{"$f":"SUMIF(CP231:CP260,\"MMBtu\",CO231:CO260)","v":0},"per year",null,null,null,null,null,null,null,{"$f":"CN263","v":"Total Primary MMBtu"},{"$f":"SUMIF(CZ231:CZ260,\"MMBtu\",CY231:CY260)","v":0},"per year",null,null,null,null,null,null,null,{"$f":"CX263","v":"Total Primary MMBtu"},{"$f":"SUMIF(DJ231:DJ260,\"MMBtu\",DI231:DI260)","v":0},"per year",null,null,null,null,null,null,null,{"$f":"DH263","v":"Total Primary MMBtu"},{"$f":"SUMIF(DT231:DT260,\"MMBtu\",DS231:DS260)","v":0},"per year",null,null,null,null,null,null,null,{"$f":"DR263","v":"Total Primary MMBtu"},{"$f":"SUMIF(ED231:ED260,\"MMBtu\",EC231:EC260)","v":0},"per year",null,null,null,null,null,null,null,{"$f":"EB263","v":"Total Primary MMBtu"},{"$f":"SUMIF(EN231:EN260,\"MMBtu\",EM231:EM260)","v":0},"per year",null,null,null,null,null,null,null,{"$f":"EL263","v":"Total Primary MMBtu"},{"$f":"SUMIF(EX231:EX260,\"MMBtu\",EW231:EW260)","v":0},"per year",null,null,null,null,null,null,null,{"$f":"EV263","v":"Total Primary MMBtu"},{"$f":"SUMIF(FH231:FH260,\"MMBtu\",FG231:FG260)","v":0},"per year",null,null,null,null,null,null,null,{"$f":"FF263","v":"Total Primary MMBtu"},{"$f":"SUMIF(FR231:FR260,\"MMBtu\",FQ231:FQ260)","v":0},"per year",null,null,null,null,null,null,null,"Total MMBtu",{"$f":"SUMIF(GB231:GB260,\"MMBtu\",GA231:GA260)","v":0},"per year",null,null,null,null,null,null,null,{"$f":"FZ263","v":"Total MMBtu"},{"$f":"SUMIF(GL231:GL260,\"MMBtu\",GK231:GK260)","v":0},"per year",null,null,null,null,null,null,null,{"$f":"GJ263","v":"Total MMBtu"},{"$f":"SUMIF(GV231:GV260,\"MMBtu\",GU231:GU260)","v":0},"per year",null,null,null,null,null,null,null,{"$f":"GT263","v":"Total MMBtu"},{"$f":"SUMIF(HF231:HF260,\"MMBtu\",HE231:HE260)","v":0},"per year",null,null,null,null,null,null,null,{"$f":"HD263","v":"Total MMBtu"},{"$f":"SUMIF(HP231:HP260,\"MMBtu\",HO231:HO260)","v":0},"per year",null,null,null,null,null,null,null,{"$f":"HN263","v":"Total MMBtu"},{"$f":"SUMIF(HZ231:HZ260,\"MMBtu\",HY231:HY260)","v":0},"per year",null,null,null,null,null,null,null,{"$f":"HX263","v":"Total MMBtu"},{"$f":"SUMIF(IJ231:IJ260,\"MMBtu\",II231:II260)","v":0},"per year",null,null,null,null,null,null,null,{"$f":"IH263","v":"Total MMBtu"},{"$f":"SUMIF(IT231:IT260,\"MMBtu\",IS231:IS260)","v":0},"per year",null,null,null,null,null,null,null,{"$f":"IR263","v":"Total MMBtu"},{"$f":"SUMIF(JD231:JD260,\"MMBtu\",JC231:JC260)","v":0},"per year"]
[null,null,{"$f":"C225","v":"Energy Use Group"},null,null,null,null,null,null,null,null,{"$f":"L267","v":false},false]
[null,null,{"$f":"C226+1","v":7},"enter group name","Number of Items ",null,null,5,null,null,null,{"$f":"IF(C267<=NumberofEnergyGroups,TRUE, FALSE)","v":false},false,null,"EUdisplayedYear",2028]
[null,null,null,null,null,null,null,null,null,null,null,false,false]
[null,null,"Energy Using Equipment/Systems Name",null,null,"Energy Type","Total Size/Capacity","Units",null,null,null,false,false,null,"unit","conversion"]
[null,4,null,null,null,null,null,null,null,5,true,false,false,null,"","",0,0,null,null,null,null,{"$f":"IF($M275,IFERROR(IF(Y275<>\"\",Y275,V275*U275*T275*$G275*$P275),0),0)","v":0},"",null,0,0,0,null,null,null,null,{"$f":"IF($M275,IFERROR(IF(AI275<>\"\",AI275,AF275*AE275*AD275*$G275*$P275),0),0)","v":0},"",null,0,0,0,null,null,null,null,{"$f":"IF($M275,IFERROR(IF(AS275<>\"\",AS275,AP275*AO275*AN275*$G275*$P275),0),0)","v":0},"",null,0,0,0,null,null,null,null,{"$f":"IF($M275,IFERROR(IF(BC275<>\"\",BC275,AZ275*AY275*AX275*$G275*$P275),0),0)","v":0},"",null,0,0,0,null,null,null,null,{"$f":"IF($M275,IFERROR(IF(BM275<>\"\",BM275,BJ275*BI275*BH275*$G275*$P275),0),0)","v":0},"",null,0,0,0,null,null,null,null,{"$f":"IF($M275,IFERROR(IF(BW275<>\"\",BW275,BT275*BS275*BR275*$G275*$P275),0),0)","v":0},"",null,0,0,0,null,null,null,null,{"$f":"IF($M275,IFERROR(IF(CG275<>\"\",CG275,CD275*CC275*CB275*$G275*$P275),0),0)","v":0},"",null,0,0,0,null,null,null,null,{"$f":"IF($M275,IFERROR(IF(CQ275<>\"\",CQ275,CN275*CM275*CL275*$G275*$P275),0),0)","v":0},"",null,0,0,0,null,null,null,null,{"$f":"IF($M275,IFERROR(IF(DA275<>\"\",DA275,CX275*CW275*CV275*$G275*$P275),0),0)","v":0},"",null,0,0,0,null,null,null,null,{"$f":"IF($M275,IFERROR(IF(DK275<>\"\",DK275,DH275*DG275*DF275*$G275*$P275),0),0)","v":0},"",null,0,0,0,null,null,null,null,{"$f":"IF($M275,IFERROR(IF(DU275<>\"\",DU275,DR275*DQ275*DP275*$G275*$P275),0),0)","v":0},"",null,0,0,0,null,null,null,null,{"$f":"IF($M275,IFERROR(IF(EE275<>\"\",EE275,EB275*EA275*DZ275*$G275*$P275),0),0)","v":0},"",null,0,0,0,null,null,null,null,{"$f":"IF($M275,IFERROR(IF(EO275<>\"\",EO275,EL275*EK275*EJ275*$G275*$P275),0),0)","v":0},"",null,0,0,0,null,null,null,null,{"$f":"IF($M275,IFERROR(IF(EY275<>\"\",EY275,EV275*EU275*ET275*$G275*$P275),0),0)","v":0},"",null,0,0,0,null,null,null,null,{"$f":"IF($M275,IFERROR(IF(FI275<>\"\",FI275,FF275*FE275*FD275*$G275*$P275),0),0)","v":0},"",null,0,0,0,null,null,null,null,{"$f":"IF($M275,IFERROR(IF(FS275<>\"\",FS275,FP275*FO275*FN275*$G275*$P275),0),0)","v":0},"",null,0,0,0,null,null,null,null,{"$f":"IF($M275,IFERROR(IF(GC275<>\"\",GC275,FZ275*FY275*FX275*$G275*$P275),0),0)","v":0},"",null,0,0,0,null,null,null,null,{"$f":"IF($M275,IFERROR(IF(GM275<>\"\",GM275,GJ275*GI275*GH275*$G275*$P275),0),0)","v":0},"",null,0,0,0,null,null,null,null,{"$f":"IF($M275,IFERROR(IF(GW275<>\"\",GW275,GT275*GS275*GR275*$G275*$P275),0),0)","v":0},"",null,0,0,0,null,null,null,null,{"$f":"IF($M275,IFERROR(IF(HG275<>\"\",HG275,HD275*HC275*HB275*$G275*$P275),0),0)","v":0},"",null,0,0,0,null,null,null,null,{"$f":"IF($M275,IFERROR(IF(HQ275<>\"\",HQ275,HN275*HM275*HL275*$G275*$P275),0),0)","v":0},"",null,0,0,0,null,null,null,null,{"$f":"IF($M275,IFERROR(IF(IA275<>\"\",IA275,HX275*HW275*HV275*$G275*$P275),0),0)","v":0},"",null,0,0,0,null,null,null,null,{"$f":"IF($M275,IFERROR(IF(IK275<>\"\",IK275,IH275*IG275*IF275*$G275*$P275),0),0)","v":0},"",null,0,0,0,null,null,null,null,{"$f":"IF($M275,IFERROR(IF(IU275<>\"\",IU275,IR275*IQ275*IP275*$G275*$P275),0),0)","v":0},"",null,0,0,0,null,null,null,null,{"$f":"IF($M275,IFERROR(IF(JE275<>\"\",JE275,JB275*JA275*IZ275*$G275*$P275),0),0)","v":0},"",null,0,0,0,null,null,null,4,0,0,0,0,0,0,0,0,0,0,0,0,0,0,0,0,0,0,0,0,0,0,0,0,0," MMBtu/yr"]
[null,5,null,null,null,null,null,null,null,5,true,false,false,null,"","",0,0,null,null,null,null,0,"",null,0,0,0,null,null,null,null,0,"",null,0,0,0,null,null,null,null,0,"",null,0,0,0,null,null,null,null,0,"",null,0,0,0,null,null,null,null,0,"",null,0,0,0,null,null,null,null,0,"",null,0,0,0,null,null,null,null,0,"",null,0,0,0,null,null,null,null,0,"",null,0,0,0,null,null,null,null,0,"",null,0,0,0,null,null,null,null,0,"",null,0,0,0,null,null,null,null,0,"",null,0,0,0,null,null,null,null,0,"",null,0,0,0,null,null,null,null,0,"",null,0,0,0,null,null,null,null,0,"",null,0,0,0,null,null,null,null,0,"",null,0,0,0,null,null,null,null,0,"",null,0,0,0,null,null,null,null,0,"",null,0,0,0,null,null,null,null,0,"",null,0,0,0,null,null,null,null,0,"",null,0,0,0,null,null,null,null,0,"",null,0,0,0,null,null,null,null,0,"",null,0,0,0,null,null,null,null,0,"",null,0,0,0,null,null,null,null,0,"",null,0,0,0,null,null,null,null,0,"",null,0,0,0,null,null,null,null,0,"",null,0,0,0,null,null,null,5,0,0,0,0,0,0,0,0,0,0,0,0,0,0,0,0,0,0,0,0,0,0,0,0,0," MMBtu/yr"]
[null,8,null,null,null,null,null,null,null,5,false,false,false,null,"","",0,0,null,null,null,null,0,"",null,0,0,0,null,null,null,null,0,"",null,0,0,0,null,null,null,null,0,"",null,0,0,0,null,null,null,null,0,"",null,0,0,0,null,null,null,null,0,"",null,0,0,0,null,null,null,null,0,"",null,0,0,0,null,null,null,null,0,"",null,0,0,0,null,null,null,null,0,"",null,0,0,0,null,null,null,null,0,"",null,0,0,0,null,null,null,null,0,"",null,0,0,0,null,null,null,null,0,"",null,0,0,0,null,null,null,null,0,"",null,0,0,0,null,null,null,null,0,"",null,0,0,0,null,null,null,null,0,"",null,0,0,0,null,null,null,null,0,"",null,0,0,0,null,null,null,null,0,"",null,0,0,0,null,null,null,null,0,"",null,0,0,0,null,null,null,null,0,"",null,0,0,0,null,null,null,null,0,"",null,0,0,0,null,null,null,null,0,"",null,0,0,0,null,null,null,null,0,"",null,0,0,0,null,null,null,null,0,"",null,0,0,0,null,null,null,null,0,"",null,0,0,0,null,null,null,null,0,"",null,0,0,0,null,null,null,null,0,"",null,0,0,0,null,null,null,8,0,0,0,0,0,0,0,0,0,0,0,0,0,0,0,0,0,0,0,0,0,0,0,0,0," MMBtu/yr"]
[null,9,null,null,null,null,null,null,null,5,false,false,false,null,"","",0,0,null,null,null,null,0,"",null,0,0,0,null,null,null,null,0,"",null,0,0,0,null,null,null,null,0,"",null,0,0,0,null,null,null,null,0,"",null,0,0,0,null,null,null,null,0,"",null,0,0,0,null,null,null,null,0,"",null,0,0,0,null,null,null,null,0,"",null,0,0,0,null,null,null,null,0,"",null,0,0,0,null,null,null,null,0,"",null,0,0,0,null,null,null,null,0,"",null,0,0,0,null,null,null,null,0,"",null,0,0,0,null,null,null,null,0,"",null,0,0,0,null,null,null,null,0,"",null,0,0,0,null,null,null,null,0,"",null,0,0,0,null,null,null,null,0,"",null,0,0,0,null,null,null,null,0,"",null,0,0,0,null,null,null,null,0,"",null,0,0,0,null,null,null,null,0,"",null,0,0,0,null,null,null,null,0,"",null,0,0,0,null,null,null,null,0,"",null,0,0,0,null,null,null,null,0,"",null,0,0,0,null,null,null,null,0,"",null,0,0,0,null,null,null,null,0,"",null,0,0,0,null,null,null,null,0,"",null,0,0,0,null,null,null,null,0,"",null,0,0,0,null,null,null,9,0,0,0,0,0,0,0,0,0,0,0,0,0,0,0,0,0,0,0,0,0,0,0,0,0," MMBtu/yr"]
[null,12,null,null,null,null,null,null,null,5,false,false,false,null,"","",0,0,null,null,null,null,0,"",null,0,0,0,null,null,null,null,0,"",null,0,0,0,null,null,null,null,0,"",null,0,0,0,null,null,null,null,0,"",null,0,0,0,null,null,null,null,0,"",null,0,0,0,null,null,null,null,0,"",null,0,0,0,null,null,null,null,0,"",null,0,0,0,null,null,null,null,0,"",null,0,0,0,null,null,null,null,0,"",null,0,0,0,null,null,null,null,0,"",null,0,0,0,null,null,null,null,0,"",null,0,0,0,null,null,null,null,0,"",null,0,0,0,null,null,null,null,0,"",null,0,0,0,null,null,null,null,0,"",null,0,0,0,null,null,null,null,0,"",null,0,0,0,null,null,null,null,0,"",null,0,0,0,null,null,null,null,0,"",null,0,0,0,null,null,null,null,0,"",null,0,0,0,null,null,null,null,0,"",null,0,0,0,null,null,null,null,0,"",null,0,0,0,null,null,null,null,0,"",null,0,0,0,null,null,null,null,0,"",null,0,0,0,null,null,null,null,0,"",null,0,0,0,null,null,null,null,0,"",null,0,0,0,null,null,null,null,0,"",null,0,0,0,null,null,null,12,0,0,0,0,0,0,0,0,0,0,0,0,0,0,0,0,0,0,0,0,0,0,0,0,0," MMBtu/yr"]
[null,14,null,null,null,null,null,null,null,5,false,false,false,null,"","",0,0,null,null,null,null,0,"",null,0,0,0,null,null,null,null,0,"",null,0,0,0,null,null,null,null,0,"",null,0,0,0,null,null,null,null,0,"",null,0,0,0,null,null,null,null,0,"",null,0,0,0,null,null,null,null,0,"",null,0,0,0,null,null,null,null,0,"",null,0,0,0,null,null,null,null,0,"",null,0,0,0,null,null,null,null,0,"",null,0,0,0,null,null,null,null,0,"",null,0,0,0,null,null,null,null,0,"",null,0,0,0,null,null,null,null,0,"",null,0,0,0,null,null,null,null,0,"",null,0,0,0,null,null,null,null,0,"",null,0,0,0,null,null,null,null,0,"",null,0,0,0,null,null,null,null,0,"",null,0,0,0,null,null,null,null,0,"",null,0,0,0,null,null,null,null,0,"",null,0,0,0,null,null,null,null,0,"",null,0,0,0,null,null,null,null,0,"",null,0,0,0,null,null,null,null,0,"",null,0,0,0,null,null,null,null,0,"",null,0,0,0,null,null,null,null,0,"",null,0,0,0,null,null,null,null,0,"",null,0,0,0,null,null,null,null,0,"",null,0,0,0,null,null,null,14,0,0,0,0,0,0,0,0,0,0,0,0,0,0,0,0,0,0,0,0,0,0,0,0,0," MMBtu/yr"]
[null,17,null,null,null,null,null,null,null,5,false,false,false,null,"","",0,0,null,null,null,null,0,"",null,0,0,0,null,null,null,null,0,"",null,0,0,0,null,null,null,null,0,"",null,0,0,0,null,null,null,null,0,"",null,0,0,0,null,null,null,null,0,"",null,0,0,0,null,null,null,null,0,"",null,0,0,0,null,null,null,null,0,"",null,0,0,0,null,null,null,null,0,"",null,0,0,0,null,null,null,null,0,"",null,0,0,0,null,null,null,null,0,"",null,0,0,0,null,null,null,null,0,"",null,0,0,0,null,null,null,null,0,"",null,0,0,0,null,null,null,null,0,"",null,0,0,0,null,null,null,null,0,"",null,0,0,0,null,null,null,null,0,"",null,0,0,0,null,null,null,null,0,"",null,0,0,0,null,null,null,null,0,"",null,0,0,0,null,null,null,null,0,"",null,0,0,0,null,null,null,null,0,"",null,0,0,0,null,null,null,null,0,"",null,0,0,0,null,null,null,null,0,"",null,0,0,0,null,null,null,null,0,"",null,0,0,0,null,null,null,null,0,"",null,0,0,0,null,null,null,null,0,"",null,0,0,0,null,null,null,null,0,"",null,0,0,0,null,null,null,17,0,0,0,0,0,0,0,0,0,0,0,0,0,0,0,0,0,0,0,0,0,0,0,0,0," MMBtu/yr"]
[null,18,null,null,null,null,null,null,null,5,false,false,false,null,"","",0,0,null,null,null,null,0,"",null,0,0,0,null,null,null,null,0,"",null,0,0,0,null,null,null,null,0,"",null,0,0,0,null,null,null,null,0,"",null,0,0,0,null,null,null,null,0,"",null,0,0,0,null,null,null,null,0,"",null,0,0,0,null,null,null,null,0,"",null,0,0,0,null,null,null,null,0,"",null,0,0,0,null,null,null,null,0,"",null,0,0,0,null,null,null,null,0,"",null,0,0,0,null,null,null,null,0,"",null,0,0,0,null,null,null,null,0,"",null,0,0,0,null,null,null,null,0,"",null,0,0,0,null,null,null,null,0,"",null,0,0,0,null,null,null,null,0,"",null,0,0,0,null,null,null,null,0,"",null,0,0,0,null,null,null,null,0,"",null,0,0,0,null,null,null,null,0,"",null,0,0,0,null,null,null,null,0,"",null,0,0,0,null,null,null,null,0,"",null,0,0,0,null,null,null,null,0,"",null,0,0,0,null,null,null,null,0,"",null,0,0,0,null,null,null,null,0,"",null,0,0,0,null,null,null,null,0,"",null,0,0,0,null,null,null,null,0,"",null,0,0,0,null,null,null,18,0,0,0,0,0,0,0,0,0,0,0,0,0,0,0,0,0,0,0,0,0,0,0,0,0," MMBtu/yr"]
[null,21,null,null,null,null,null,null,null,5,false,false,false,null,"","",0,0,null,null,null,null,0,"",null,0,0,0,null,null,null,null,0,"",null,0,0,0,null,null,null,null,0,"",null,0,0,0,null,null,null,null,0,"",null,0,0,0,null,null,null,null,0,"",null,0,0,0,null,null,null,null,0,"",null,0,0,0,null,null,null,null,0,"",null,0,0,0,null,null,null,null,0,"",null,0,0,0,null,null,null,null,0,"",null,0,0,0,null,null,null,null,0,"",null,0,0,0,null,null,null,null,0,"",null,0,0,0,null,null,null,null,0,"",null,0,0,0,null,null,null,null,0,"",null,0,0,0,null,null,null,null,0,"",null,0,0,0,null,null,null,null,0,"",null,0,0,0,null,null,null,null,0,"",null,0,0,0,null,null,null,null,0,"",null,0,0,0,null,null,null,null,0,"",null,0,0,0,null,null,null,null,0,"",null,0,0,0,null,null,null,null,0,"",null,0,0,0,null,null,null,null,0,"",null,0,0,0,null,null,null,null,0,"",null,0,0,0,null,null,null,null,0,"",null,0,0,0,null,null,null,null,0,"",null,0,0,0,null,null,null,null,0,"",null,0,0,0,null,null,null,21,0,0,0,0,0,0,0,0,0,0,0,0,0,0,0,0,0,0,0,0,0,0,0,0,0," MMBtu/yr"]
[null,22,null,null,null,null,null,null,null,5,false,false,false,null,"","",0,0,null,null,null,null,0,"",null,0,0,0,null,null,null,null,0,"",null,0,0,0,null,null,null,null,0,"",null,0,0,0,null,null,null,null,0,"",null,0,0,0,null,null,null,null,0,"",null,0,0,0,null,null,null,null,0,"",null,0,0,0,null,null,null,null,0,"",null,0,0,0,null,null,null,null,0,"",null,0,0,0,null,null,null,null,0,"",null,0,0,0,null,null,null,null,0,"",null,0,0,0,null,null,null,null,0,"",null,0,0,0,null,null,null,null,0,"",null,0,0,0,null,null,null,null,0,"",null,0,0,0,null,null,null,null,0,"",null,0,0,0,null,null,null,null,0,"",null,0,0,0,null,null,null,null,0,"",null,0,0,0,null,null,null,null,0,"",null,0,0,0,null,null,null,null,0,"",null,0,0,0,null,null,null,null,0,"",null,0,0,0,null,null,null,null,0,"",null,0,0,0,null,null,null,null,0,"",null,0,0,0,null,null,null,null,0,"",null,0,0,0,null,null,null,null,0,"",null,0,0,0,null,null,null,null,0,"",null,0,0,0,null,null,null,null,0,"",null,0,0,0,null,null,null,22,0,0,0,0,0,0,0,0,0,0,0,0,0,0,0,0,0,0,0,0,0,0,0,0,0," MMBtu/yr"]
[null,25,null,null,null,null,null,null,null,5,false,false,false,null,"","",0,0,null,null,null,null,0,"",null,0,0,0,null,null,null,null,0,"",null,0,0,0,null,null,null,null,0,"",null,0,0,0,null,null,null,null,0,"",null,0,0,0,null,null,null,null,0,"",null,0,0,0,null,null,null,null,0,"",null,0,0,0,null,null,null,null,0,"",null,0,0,0,null,null,null,null,0,"",null,0,0,0,null,null,null,null,0,"",null,0,0,0,null,null,null,null,0,"",null,0,0,0,null,null,null,null,0,"",null,0,0,0,null,null,null,null,0,"",null,0,0,0,null,null,null,null,0,"",null,0,0,0,null,null,null,null,0,"",null,0,0,0,null,null,null,null,0,"",null,0,0,0,null,null,null,null,0,"",null,0,0,0,null,null,null,null,0,"",null,0,0,0,null,null,null,null,0,"",null,0,0,0,null,null,null,null,0,"",null,0,0,0,null,null,null,null,0,"",null,0,0,0,null,null,null,null,0,"",null,0,0,0,null,null,null,null,0,"",null,0,0,0,null,null,null,null,0,"",null,0,0,0,null,null,null,null,0,"",null,0,0,0,null,null,null,null,0,"",null,0,0,0,null,null,null,25,0,0,0,0,0,0,0,0,0,0,0,0,0,0,0,0,0,0,0,0,0,0,0,0,0," MMBtu/yr"]
[null,27,null,null,null,null,null,null,null,5,false,false,false,null,"","",0,0,null,null,null,null,0,"",null,0,0,0,null,null,null,null,0,"",null,0,0,0,null,null,null,null,0,"",null,0,0,0,null,null,null,null,0,"",null,0,0,0,null,null,null,null,0,"",null,0,0,0,null,null,null,null,0,"",null,0,0,0,null,null,null,null,0,"",null,0,0,0,null,null,null,null,0,"",null,0,0,0,null,null,null,null,0,"",null,0,0,0,null,null,null,null,0,"",null,0,0,0,null,null,null,null,0,"",null,0,0,0,null,null,null,null,0,"",null,0,0,0,null,null,null,null,0,"",null,0,0,0,null,null,null,null,0,"",null,0,0,0,null,null,null,null,0,"",null,0,0,0,null,null,null,null,0,"",null,0,0,0,null,null,null,null,0,"",null,0,0,0,null,null,null,null,0,"",null,0,0,0,null,null,null,null,0,"",null,0,0,0,null,null,null,null,0,"",null,0,0,0,null,null,null,null,0,"",null,0,0,0,null,null,null,null,0,"",null,0,0,0,null,null,null,null,0,"",null,0,0,0,null,null,null,null,0,"",null,0,0,0,null,null,null,null,0,"",null,0,0,0,null,null,null,27,0,0,0,0,0,0,0,0,0,0,0,0,0,0,0,0,0,0,0,0,0,0,0,0,0," MMBtu/yr"]
[null,30,null,null,null,null,null,null,null,5,false,false,false,null,"","",0,0,null,null,null,null,0,"",null,0,0,0,null,null,null,null,0,"",null,0,0,0,null,null,null,null,0,"",null,0,0,0,null,null,null,null,0,"",null,0,0,0,null,null,null,null,0,"",null,0,0,0,null,null,null,null,0,"",null,0,0,0,null,null,null,null,0,"",null,0,0,0,null,null,null,null,0,"",null,0,0,0,null,null,null,null,0,"",null,0,0,0,null,null,null,null,0,"",null,0,0,0,null,null,null,null,0,"",null,0,0,0,null,null,null,null,0,"",null,0,0,0,null,null,null,null,0,"",null,0,0,0,null,null,null,null,0,"",null,0,0,0,null,null,null,null,0,"",null,0,0,0,null,null,null,null,0,"",null,0,0,0,null,null,null,null,0,"",null,0,0,0,null,null,null,null,0,"",null,0,0,0,null,null,null,null,0,"",null,0,0,0,null,null,null,null,0,"",null,0,0,0,null,null,null,null,0,"",null,0,0,0,null,null,null,null,0,"",null,0,0,0,null,null,null,null,0,"",null,0,0,0,null,null,null,null,0,"",null,0,0,0,null,null,null,null,0,"",null,0,0,0,null,null,null,30,0,0,0,0,0,0,0,0,0,0,0,0,0,0,0,0,0,0,0,0,0,0,0,0,0," MMBtu/yr"]
[null,null,null,null,null,null,null,null,null,null,null,false,{"$f":"AND(K302:L302)","v":false}]
[null,null,null,null,null,null,null,null,null,null,null,{"$f":"L302","v":false},false,null,null,null,null,null,null,null,null,{"$f":"V264","v":" TOTAL ENERGY CONSUMPTION"},{"$f":"SUM(AA272:AA301)","v":0},"MMBtu (primary) per year",null,null,null,null,null,null,null,{"$f":"V305","v":" TOTAL ENERGY CONSUMPTION"},{"$f":"SUM(AK272:AK301)","v":0},"MMBtu (primary) per year",null,null,null,null,null,null,null,{"$f":"AF305","v":" TOTAL ENERGY CONSUMPTION"},{"$f":"SUM(AU272:AU301)","v":0},"MMBtu (primary) per year",null,null,null,null,null,null,null,{"$f":"AP305","v":" TOTAL ENERGY CONSUMPTION"},{"$f":"SUM(BE272:BE301)","v":0},"MMBtu (primary) per year",null,null,null,null,null,null,null,{"$f":"AZ305","v":" TOTAL ENERGY CONSUMPTION"},{"$f":"SUM(BO272:BO301)","v":0},"MMBtu (primary) per year",null,null,null,null,null,null,null,{"$f":"BJ305","v":" TOTAL ENERGY CONSUMPTION"},{"$f":"SUM(BY272:BY301)","v":0},"MMBtu (primary) per year",null,null,null,null,null,null,null,{"$f":"BT305","v":" TOTAL ENERGY CONSUMPTION"},{"$f":"SUM(CI272:CI301)","v":0},"MMBtu (primary) per year",null,null,null,null,null,null,null,{"$f":"CD305","v":" TOTAL ENERGY CONSUMPTION"},{"$f":"SUM(CS272:CS301)","v":0},"MMBtu (primary) per year",null,null,null,null,null,null,null,{"$f":"CN305","v":" TOTAL ENERGY CONSUMPTION"},{"$f":"SUM(DC272:DC301)","v":0},"MMBtu (primary) per year",null,null,null,null,null,null,null,{"$f":"CX305","v":" TOTAL ENERGY CONSUMPTION"},{"$f":"SUM(DM272:DM301)","v":0},"MMBtu (primary) per year",null,null,null,null,null,null,null,{"$f":"DH305","v":" TOTAL ENERGY CONSUMPTION"},{"$f":"SUM(DW272:DW301)","v":0},"MMBtu (primary) per year",null,null,null,null,null,null,null,{"$f":"DR305","v":" TOTAL ENERGY CONSUMPTION"},{"$f":"SUM(EG272:EG301)","v":0},"MMBtu (primary) per year",null,null,null,null,null,null,null,{"$f":"EB305","v":" TOTAL ENERGY CONSUMPTION"},{"$f":"SUM(EQ272:EQ301)","v":0},"MMBtu (primary) per year",null,null,null,null,null,null,null,{"$f":"EL305","v":" TOTAL ENERGY CONSUMPTION"},{"$f":"SUM(FA272:FA301)","v":0},"MMBtu (primary) per year",null,null,null,null,null,null,null,{"$f":"EV305","v":" TOTAL ENERGY CONSUMPTION"},{"$f":"SUM(FK272:FK301)","v":0},"MMBtu (primary) per year",null,null,null,null,null,null,null,{"$f":"FF305","v":" TOTAL ENERGY CONSUMPTION"},{"$f":"SUM(FU272:FU301)","v":0},"MMBtu (primary) per year",null,null,null,null,null,null,null,"OVERALL TOTAL",{"$f":"SUM(GE272:GE301)","v":0},"MMBtu (primary) per year",null,null,null,null,null,null,null,{"$f":"FZ305","v":"OVERALL TOTAL"},{"$f":"SUM(GO272:GO301)","v":0},"MMBtu (primary) per year",null,null,null,null,null,null,null,{"$f":"GJ305","v":"OVERALL TOTAL"},{"$f":"SUM(GY272:GY301)","v":0},"MMBtu (primary) per year",null,null,null,null,null,null,null,{"$f":"GT305","v":"OVERALL TOTAL"},{"$f":"SUM(HI272:HI301)","v":0},"MMBtu (primary) per year",null,null,null,null,null,null,null,{"$f":"HD305","v":"OVERALL TOTAL"},{"$f":"SUM(HS272:HS301)","v":0},"MMBtu (primary) per year",null,null,null,null,null,null,null,{"$f":"HN305","v":"OVERALL TOTAL"},{"$f":"SUM(IC272:IC301)","v":0},"MMBtu (primary) per year",null,null,null,null,null,null,null,{"$f":"HX305","v":"OVERALL TOTAL"},{"$f":"SUM(IM272:IM301)","v":0},"MMBtu (primary) per year",null,null,null,null,null,null,null,{"$f":"IH305","v":"OVERALL TOTAL"},{"$f":"SUM(IW272:IW301)","v":0},"MMBtu (primary) per year",null,null,null,null,null,null,null,{"$f":"IR305","v":"OVERALL TOTAL"},{"$f":"SUM(JG272:JG301)","v":0},"MMBtu (primary) per year"]
[null,null,null,null,null,null,null,null,null,null,null,{"$f":"L305","v":false},{"$f":"AND(K306:L306)","v":false}]
[null,null,"Enter Group notes here",null,null,null,null,null,null,null,null,{"$f":"L308","v":false},false,null,"MaxYear",{"$f":"CurrentYear","v":2015},null,null,null,{"$f":"\"YEAR: \"&AA309","v":"YEAR: 2029"},null,null,null,null,null,null,{"$f":"FinalYear","v":2029},null,null,{"$f":"\"YEAR: \"&AK309","v":"YEAR: 2028"},null,null,null,null,null,null,{"$f":"AA309-1","v":2028},null,null,{"$f":"\"YEAR: \"&AU309","v":"YEAR: 2027"},null,null,null,null,null,null,{"$f":"AK309-1","v":2027},null,null,{"$f":"\"YEAR: \"&BE309","v":"YEAR: 2026"},null,null,null,null,null,null,{"$f":"AU309-1","v":2026},null,null,{"$f":"\"YEAR: \"&BO309","v":"YEAR: 2025"},null,null,null,null,null,null,{"$f":"BE309-1","v":2025},null,null,{"$f":"\"YEAR: \"&BY309","v":"YEAR: 2024"},null,null,null,null,null,null,{"$f":"BO309-1","v":2024},null,null,{"$f":"\"YEAR: \"&CI309","v":"YEAR: 2023"},null,null,null,null,null,null,{"$f":"BY309-1","v":2023},null,null,{"$f":"\"YEAR: \"&CS309","v":"YEAR: 2022"},null,null,null,null,null,null,{"$f":"CI309-1","v":2022},null,null,{"$f":"\"YEAR: \"&DC309","v":"YEAR: 2021"},null,null,null,null,null,null,{"$f":"CS309-1","v":2021},null,null,{"$f":"\"YEAR: \"&DM309","v":"YEAR: 2020"},null,null,null,null,null,null,{"$f":"DC309-1","v":2020},null,null,{"$f":"\"YEAR: \"&DW309","v":"YEAR: 2019"},null,null,null,null,null,null,{"$f":"DM309-1","v":2019},null,null,{"$f":"\"YEAR: \"&EG309","v":"YEAR: 2018"},null,null,null,null,null,null,{"$f":"DW309-1","v":2018},null,null,{"$f":"\"YEAR: \"&EQ309","v":"YEAR: 2017"},null,null,null,null,null,null,{"$f":"EG309-1","v":2017},null,null,{"$f":"\"YEAR: \"&FA309","v":"YEAR: 2016"},null,null,null,null,null,null,{"$f":"EQ309-1","v":2016},null,null,{"$f":"\"YEAR: \"&FK309","v":"YEAR: 2015"},null,null,null,null,null,null,{"$f":"FA309-1","v":2015},null,null,{"$f":"\"YEAR: \"&FU309","v":"YEAR: 2014"},null,null,null,null,null,null,{"$f":"FK309-1","v":2014},null,null,{"$f":"\"YEAR: \"&GE309","v":"YEAR: 2013"},null,null,null,null,null,null,{"$f":"FU309-1","v":2013},null,null,{"$f":"\"YEAR: \"&GO309","v":"YEAR: 2012"},null,null,null,null,null,null,{"$f":"GE309-1","v":2012},null,null,{"$f":"\"YEAR: \"&GY309","v":"YEAR: 2011"},null,null,null,null,null,null,{"$f":"GO309-1","v":2011},null,null,{"$f":"\"YEAR: \"&HI309","v":"YEAR: 2010"},null,null,null,null,null,null,{"$f":"GY309-1","v":2010},null,null,{"$f":"\"YEAR: \"&HS309","v":"YEAR: 2009"},null,null,null,null,null,null,{"$f":"HI309-1","v":2009},null,null,{"$f":"\"YEAR: \"&IC309","v":"YEAR: 2008"},null,null,null,null,null,null,{"$f":"HS309-1","v":2008},null,null,{"$f":"\"YEAR: \"&IM309","v":"YEAR: 2007"},null,null,null,null,null,null,{"$f":"IC309-1","v":2007},null,null,{"$f":"\"YEAR: \"&IW309","v":"YEAR: 2006"},null,null,null,null,null,null,{"$f":"IM309-1","v":2006},null,null,{"$f":"\"YEAR: \"&JG309","v":"YEAR: 2005"},null,null,null,null,null,null,{"$f":"IW309-1","v":2005},null,null,null,null,null,{"$f":"FinalYear","v":2029},{"$f":"JM309-1","v":2028},{"$f":"JN309-1","v":2027},2026,2025,2024,2023,2022,2021,2020,2019,2018,2017,2016,2015,2014,2013,2012,2011,2010,2009,2008,2007,2006,2005]
[null,null,null,null,null,null,null,null,null,null,null,{"$f":"L309","v":false},false,null,"MinYear",{"$f":"CurrentYear-NumberofYears+1","v":2013},null,null,null,"Estimated Hrs/Year","Load Factor (%)","Duty Factor (%)","Energy Consumption","Unit per year","Override Calculated Value","% of Total",null,null,null,"Estimated Hrs/Year","Load Factor (%)","Duty Factor (%)","Energy Consumption","Unit per year","Override Calculated Value","% of Total",null,null,null,"Estimated Hrs/Year","Load Factor (%)","Duty Factor (%)","Energy Consumption","Unit per year","Override Calculated Value","% of Total",null,null,null,"Estimated Hrs/Year","Load Factor (%)","Duty Factor (%)","Energy Consumption","Unit per year","Override Calculated Value","% of Total",null,null,null,"Estimated Hrs/Year","Load Factor (%)","Duty Factor (%)","Energy Consumption","Unit per year","Override Calculated Value","% of Total",null,null,null,"Estimated Hrs/Year","Load Factor (%)","Duty Factor (%)","Energy Consumption","Unit per year","Override Calculated Value","% of Total",null,null,null,"Estimated Hrs/Year","Load Factor (%)","Duty Factor (%)","Energy Consumption","Unit per year","Override Calculated Value","% of Total",null,null,null,"Estimated Hrs/Year","Load Factor (%)","Duty Factor (%)","Energy Consumption","Unit per year","Override Calculated Value","% of Total",null,null,null,"Estimated Hrs/Year","Load Factor (%)","Duty Factor (%)","Energy Consumption","Unit per year","Override Calculated Value","% of Total",null,null,null,"Estimated Hrs/Year","Load Factor (%)","Duty Factor (%)","Energy Consumption","Unit per year","Override Calculated Value","% of Total",null,null,null,"Estimated Hrs/Year","Load Factor (%)","Duty Factor (%)","Energy Consumption","Unit per year","Override Calculated Value","% of Total",null,null,null,"Estimated Hrs/Year","Load Factor (%)","Duty Factor (%)","Energy Consumption","Unit per year","Override Calculated Value","% of Total",null,null,null,"Estimated Hrs/Year","Load Factor (%)","Duty Factor (%)","Energy Consumption","Unit per year","Override Calculated Value","% of Total",null,null,null,"Estimated Hrs/Year","Load Factor (%)","Duty Factor (%)","Energy Consumption","Unit per year","Override Calculated Value","% of Total",null,null,null,"Estimated Hrs/Year","Load Factor (%)","Duty Factor (%)","Energy Consumption","Unit per year","Override Calculated Value","% of Total",null,null,null,"Estimated Hrs/Year","Load Factor (%)","Duty Factor (%)","Energy Consumption","Unit per year","Override Calculated Value","% of Total",null,null,null,"Estimated Hrs/Year","Load Factor (%)","Duty Factor (%)","Energy Consumption","Unit per year","Override Calculated Value","% of Total",null,null,null,"Estimated Hrs/Year","Load Factor (%)","Duty Factor (%)","Energy Consumption","Unit per year","Override Calculated Value","% of Total",null,null,null,"Estimated Hrs/Year","Load Factor (%)","Duty Factor (%)","Energy Consumption","Unit per year","Override Calculated Value","% of Total",null,null,null,"Estimated Hrs/Year","Load Factor (%)","Duty Factor (%)","Energy Consumption","Unit per year","Override Calculated Value","% of Total",null,null,null,"Estimated Hrs/Year","Load Factor (%)","Duty Factor (%)","Energy Consumption","Unit per year","Override Calculated Value","% of Total",null,null,null,"Estimated Hrs/Year","Load Factor (%)","Duty Factor (%)","Energy Consumption","Unit per year","Override Calculated Value","% of Total",null,null,null,"Estimated Hrs/Year","Load Factor (%)","Duty Factor (%)","Energy Consumption","Unit per year","Override Calculated Value","% of Total",null,null,null,"Estimated Hrs/Year","Load Factor (%)","Duty Factor (%)","Energy Consumption","Unit per year","Override Calculated Value","% of Total",null,null,null,"Estimated Hrs/Year","Load Factor (%)","Duty Factor (%)","Energy Consumption","Unit per year","Override Calculated Value","% of Total",null,null,null,null,null,null,"Energy Consumption\nALL VALUES converted to MMBtu per Year (primary)"]
[null,2,null,null,null,null,null,null,null,{"$f":"J313","v":5},true,false,false,null,"","",0,0,null,null,null,null,{"$f":"IF($M314,IFERROR(IF(Y314<>\"\",Y314,V314*U314*T314*$G314*$P314),0),0)","v":0},{"$f":"$O314","v":""},null,{"$f":"IFERROR(AA314/AB314,0)","v":0},0,{"$f":"AB313","v":0},null,null,null,null,{"$f":"IF($M314,IFERROR(IF(AI314<>\"\",AI314,AF314*AE314*AD314*$G314*$P314),0),0)","v":0},{"$f":"$O314","v":""},null,{"$f":"IFERROR(AK314/AL314,0)","v":0},0,{"$f":"AL313","v":0},null,null,null,null,{"$f":"IF($M314,IFERROR(IF(AS314<>\"\",AS314,AP314*AO314*AN314*$G314*$P314),0),0)","v":0},{"$f":"$O314","v":""},null,{"$f":"IFERROR(AU314/AV314,0)","v":0},0,{"$f":"AV313","v":0},null,null,null,null,{"$f":"IF($M314,IFERROR(IF(BC314<>\"\",BC314,AZ314*AY314*AX314*$G314*$P314),0),0)","v":0},{"$f":"$O314","v":""},null,{"$f":"IFERROR(BE314/BF314,0)","v":0},0,{"$f":"BF313","v":0},null,null,null,null,{"$f":"IF($M314,IFERROR(IF(BM314<>\"\",BM314,BJ314*BI314*BH314*$G314*$P314),0),0)","v":0},{"$f":"$O314","v":""},null,{"$f":"IFERROR(BO314/BP314,0)","v":0},0,{"$f":"BP313","v":0},null,null,null,null,{"$f":"IF($M314,IFERROR(IF(BW314<>\"\",BW314,BT314*BS314*BR314*$G314*$P314),0),0)","v":0},{"$f":"$O314","v":""},null,{"$f":"IFERROR(BY314/BZ314,0)","v":0},0,{"$f":"BZ313","v":0},null,null,null,null,{"$f":"IF($M314,IFERROR(IF(CG314<>\"\",CG314,CD314*CC314*CB314*$G314*$P314),0),0)","v":0},{"$f":"$O314","v":""},null,{"$f":"IFERROR(CI314/CJ314,0)","v":0},0,{"$f":"CJ313","v":0},null,null,null,null,{"$f":"IF($M314,IFERROR(IF(CQ314<>\"\",CQ314,CN314*CM314*CL314*$G314*$P314),0),0)","v":0},{"$f":"$O314","v":""},null,{"$f":"IFERROR(CS314/CT314,0)","v":0},0,{"$f":"CT313","v":0},null,null,null,null,{"$f":"IF($M314,IFERROR(IF(DA314<>\"\",DA314,CX314*CW314*CV314*$G314*$P314),0),0)","v":0},{"$f":"$O314","v":""},null,{"$f":"IFERROR(DC314/DD314,0)","v":0},0,{"$f":"DD313","v":0},null,null,null,null,{"$f":"IF($M314,IFERROR(IF(DK314<>\"\",DK314,DH314*DG314*DF314*$G314*$P314),0),0)","v":0},{"$f":"$O314","v":""},null,{"$f":"IFERROR(DM314/DN314,0)","v":0},0,{"$f":"DN313","v":0},null,null,null,null,{"$f":"IF($M314,IFERROR(IF(DU314<>\"\",DU314,DR314*DQ314*DP314*$G314*$P314),0),0)","v":0},{"$f":"$O314","v":""},null,{"$f":"IFERROR(DW314/DX314,0)","v":0},0,{"$f":"DX313","v":0},null,null,null,null,{"$f":"IF($M314,IFERROR(IF(EE314<>\"\",EE314,EB314*EA314*DZ314*$G314*$P314),0),0)","v":0},{"$f":"$O314","v":""},null,{"$f":"IFERROR(EG314/EH314,0)","v":0},0,{"$f":"EH313","v":0},null,null,null,null,{"$f":"IF($M314,IFERROR(IF(EO314<>\"\",EO314,EL314*EK314*EJ314*$G314*$P314),0),0)","v":0},{"$f":"$O314","v":""},null,{"$f":"IFERROR(EQ314/ER314,0)","v":0},0,{"$f":"ER313","v":0},null,null,null,null,{"$f":"IF($M314,IFERROR(IF(EY314<>\"\",EY314,EV314*EU314*ET314*$G314*$P314),0),0)","v":0},{"$f":"$O314","v":""},null,{"$f":"IFERROR(FA314/FB314,0)","v":0},0,{"$f":"FB313","v":0},null,null,null,null,{"$f":"IF($M314,IFERROR(IF(FI314<>\"\",FI314,FF314*FE314*FD314*$G314*$P314),0),0)","v":0},{"$f":"$O314","v":""},null,{"$f":"IFERROR(FK314/FL314,0)","v":0},0,{"$f":"FL313","v":0},null,null,null,null,{"$f":"IF($M314,IFERROR(IF(FS314<>\"\",FS314,FP314*FO314*FN314*$G314*$P314),0),0)","v":0},{"$f":"$O314","v":""},null,{"$f":"IFERROR(FU314/FV314,0)","v":0},0,{"$f":"FV313","v":0},null,null,null,null,{"$f":"IF($M314,IFERROR(IF(GC314<>\"\",GC314,FZ314*FY314*FX314*$G314*$P314),0),0)","v":0},{"$f":"$O314","v":""},null,{"$f":"IFERROR(GE314/GF314,0)","v":0},0,{"$f":"GF313","v":0},null,null,null,null,{"$f":"IF($M314,IFERROR(IF(GM314<>\"\",GM314,GJ314*GI314*GH314*$G314*$P314),0),0)","v":0},{"$f":"$O314","v":""},null,{"$f":"IFERROR(GO314/GP314,0)","v":0},0,{"$f":"GP313","v":0},null,null,null,null,{"$f":"IF($M314,IFERROR(IF(GW314<>\"\",GW314,GT314*GS314*GR314*$G314*$P314),0),0)","v":0},{"$f":"$O314","v":""},null,{"$f":"IFERROR(GY314/GZ314,0)","v":0},0,{"$f":"GZ313","v":0},null,null,null,null,{"$f":"IF($M314,IFERROR(IF(HG314<>\"\",HG314,HD314*HC314*HB314*$G314*$P314),0),0)","v":0},{"$f":"$O314","v":""},null,{"$f":"IFERROR(HI314/HJ314,0)","v":0},0,{"$f":"HJ313","v":0},null,null,null,null,{"$f":"IF($M314,IFERROR(IF(HQ314<>\"\",HQ314,HN314*HM314*HL314*$G314*$P314),0),0)","v":0},{"$f":"$O314","v":""},null,{"$f":"IFERROR(HS314/HT314,0)","v":0},0,{"$f":"HT313","v":0},null,null,null,null,{"$f":"IF($M314,IFERROR(IF(IA314<>\"\",IA314,HX314*HW314*HV314*$G314*$P314),0),0)","v":0},{"$f":"$O314","v":""},null,{"$f":"IFERROR(IC314/ID314,0)","v":0},0,{"$f":"ID313","v":0},null,null,null,null,{"$f":"IF($M314,IFERROR(IF(IK314<>\"\",IK314,IH314*IG314*IF314*$G314*$P314),0),0)","v":0},{"$f":"$O314","v":""},null,{"$f":"IFERROR(IM314/IN314,0)","v":0},0,{"$f":"IN313","v":0},null,null,null,null,{"$f":"IF($M314,IFERROR(IF(IU314<>\"\",IU314,IR314*IQ314*IP314*$G314*$P314),0),0)","v":0},{"$f":"$O314","v":""},null,{"$f":"IFERROR(IW314/IX314,0)","v":0},0,{"$f":"IX313","v":0},null,null,null,null,{"$f":"IF($M314,IFERROR(IF(JE314<>\"\",JE314,JB314*JA314*IZ314*$G314*$P314),0),0)","v":0},{"$f":"$O314","v":""},null,{"$f":"IFERROR(JG314/JH314,0)","v":0},0,{"$f":"JH313","v":0},null,null,null,2,0,0,0,0,0,0,0,0,0,0,0,0,0,0,0,0,0,0,0,0,0,0,0,0,0," MMBtu/yr"]
[null,3,null,null,null,null,null,null,null,{"$f":"J314","v":5},true,false,false,null,"","",0,0,null,null,null,null,{"$f":"IF($M315,IFERROR(IF(Y315<>\"\",Y315,V315*U315*T315*$G315*$P315),0),0)","v":0},"",null,0,0,{"$f":"AB314","v":0},null,null,null,null,{"$f":"IF($M315,IFERROR(IF(AI315<>\"\",AI315,AF315*AE315*AD315*$G315*$P315),0),0)","v":0},"",null,0,0,{"$f":"AL314","v":0},null,null,null,null,{"$f":"IF($M315,IFERROR(IF(AS315<>\"\",AS315,AP315*AO315*AN315*$G315*$P315),0),0)","v":0},"",null,0,0,{"$f":"AV314","v":0},null,null,null,null,{"$f":"IF($M315,IFERROR(IF(BC315<>\"\",BC315,AZ315*AY315*AX315*$G315*$P315),0),0)","v":0},"",null,0,0,{"$f":"BF314","v":0},null,null,null,null,{"$f":"IF($M315,IFERROR(IF(BM315<>\"\",BM315,BJ315*BI315*BH315*$G315*$P315),0),0)","v":0},"",null,0,0,{"$f":"BP314","v":0},null,null,null,null,{"$f":"IF($M315,IFERROR(IF(BW315<>\"\",BW315,BT315*BS315*BR315*$G315*$P315),0),0)","v":0},"",null,0,0,{"$f":"BZ314","v":0},null,null,null,null,{"$f":"IF($M315,IFERROR(IF(CG315<>\"\",CG315,CD315*CC315*CB315*$G315*$P315),0),0)","v":0},"",null,0,0,{"$f":"CJ314","v":0},null,null,null,null,{"$f":"IF($M315,IFERROR(IF(CQ315<>\"\",CQ315,CN315*CM315*CL315*$G315*$P315),0),0)","v":0},"",null,0,0,{"$f":"CT314","v":0},null,null,null,null,{"$f":"IF($M315,IFERROR(IF(DA315<>\"\",DA315,CX315*CW315*CV315*$G315*$P315),0),0)","v":0},"",null,0,0,{"$f":"DD314","v":0},null,null,null,null,{"$f":"IF($M315,IFERROR(IF(DK315<>\"\",DK315,DH315*DG315*DF315*$G315*$P315),0),0)","v":0},"",null,0,0,{"$f":"DN314","v":0},null,null,null,null,{"$f":"IF($M315,IFERROR(IF(DU315<>\"\",DU315,DR315*DQ315*DP315*$G315*$P315),0),0)","v":0},"",null,0,0,{"$f":"DX314","v":0},null,null,null,null,{"$f":"IF($M315,IFERROR(IF(EE315<>\"\",EE315,EB315*EA315*DZ315*$G315*$P315),0),0)","v":0},"",null,0,0,{"$f":"EH314","v":0},null,null,null,null,{"$f":"IF($M315,IFERROR(IF(EO315<>\"\",EO315,EL315*EK315*EJ315*$G315*$P315),0),0)","v":0},"",null,0,0,{"$f":"ER314","v":0},null,null,null,null,{"$f":"IF($M315,IFERROR(IF(EY315<>\"\",EY315,EV315*EU315*ET315*$G315*$P315),0),0)","v":0},"",null,0,0,{"$f":"FB314","v":0},null,null,null,null,{"$f":"IF($M315,IFERROR(IF(FI315<>\"\",FI315,FF315*FE315*FD315*$G315*$P315),0),0)","v":0},"",null,0,0,{"$f":"FL314","v":0},null,null,null,null,{"$f":"IF($M315,IFERROR(IF(FS315<>\"\",FS315,FP315*FO315*FN315*$G315*$P315),0),0)","v":0},"",null,0,0,{"$f":"FV314","v":0},null,null,null,null,{"$f":"IF($M315,IFERROR(IF(GC315<>\"\",GC315,FZ315*FY315*FX315*$G315*$P315),0),0)","v":0},"",null,0,0,{"$f":"GF314","v":0},null,null,null,null,{"$f":"IF($M315,IFERROR(IF(GM315<>\"\",GM315,GJ315*GI315*GH315*$G315*$P315),0),0)","v":0},"",null,0,0,{"$f":"GP314","v":0},null,null,null,null,{"$f":"IF($M315,IFERROR(IF(GW315<>\"\",GW315,GT315*GS315*GR315*$G315*$P315),0),0)","v":0},"",null,0,0,{"$f":"GZ314","v":0},null,null,null,null,{"$f":"IF($M315,IFERROR(IF(HG315<>\"\",HG315,HD315*HC315*HB315*$G315*$P315),0),0)","v":0},"",null,0,0,{"$f":"HJ314","v":0},null,null,null,null,{"$f":"IF($M315,IFERROR(IF(HQ315<>\"\",HQ315,HN315*HM315*HL315*$G315*$P315),0),0)","v":0},"",null,0,0,{"$f":"HT314","v":0},null,null,null,null,{"$f":"IF($M315,IFERROR(IF(IA315<>\"\",IA315,HX315*HW315*HV315*$G315*$P315),0),0)","v":0},"",null,0,0,{"$f":"ID314","v":0},null,null,null,null,{"$f":"IF($M315,IFERROR(IF(IK315<>\"\",IK315,IH315*IG315*IF315*$G315*$P315),0),0)","v":0},"",null,0,0,{"$f":"IN314","v":0},null,null,null,null,{"$f":"IF($M315,IFERROR(IF(IU315<>\"\",IU315,IR315*IQ315*IP315*$G315*$P315),0),0)","v":0},"",null,0,0,{"$f":"IX314","v":0},null,null,null,null,{"$f":"IF($M315,IFERROR(IF(JE315<>\"\",JE315,JB315*JA315*IZ315*$G315*$P315),0),0)","v":0},"",null,0,0,{"$f":"JH314","v":0},null,null,null,3,0,0,0,0,0,0,0,0,0,0,0,0,0,0,0,0,0,0,0,0,0,0,0,0,0," MMBtu/yr"]
[null,6,null,null,null,null,null,null,null,5,false,false,false,null,"","",0,0,null,null,null,null,0,"",null,0,0,0,null,null,null,null,0,"",null,0,0,0,null,null,null,null,0,"",null,0,0,0,null,null,null,null,0,"",null,0,0,0,null,null,null,null,0,"",null,0,0,0,null,null,null,null,0,"",null,0,0,0,null,null,null,null,0,"",null,0,0,0,null,null,null,null,0,"",null,0,0,0,null,null,null,null,0,"",null,0,0,0,null,null,null,null,0,"",null,0,0,0,null,null,null,null,0,"",null,0,0,0,null,null,null,null,0,"",null,0,0,0,null,null,null,null,0,"",null,0,0,0,null,null,null,null,0,"",null,0,0,0,null,null,null,null,0,"",null,0,0,0,null,null,null,null,0,"",null,0,0,0,null,null,null,null,0,"",null,0,0,0,null,null,null,null,0,"",null,0,0,0,null,null,null,null,0,"",null,0,0,0,null,null,null,null,0,"",null,0,0,0,null,null,null,null,0,"",null,0,0,0,null,null,null,null,0,"",null,0,0,0,null,null,null,null,0,"",null,0,0,0,null,null,null,null,0,"",null,0,0,0,null,null,null,null,0,"",null,0,0,0,null,null,null,6,0,0,0,0,0,0,0,0,0,0,0,0,0,0,0,0,0,0,0,0,0,0,0,0,0," MMBtu/yr"]
[null,7,null,null,null,null,null,null,null,5,false,false,false,null,"","",0,0,null,null,null,null,0,"",null,0,0,0,null,null,null,null,0,"",null,0,0,0,null,null,null,null,0,"",null,0,0,0,null,null,null,null,0,"",null,0,0,0,null,null,null,null,0,"",null,0,0,0,null,null,null,null,0,"",null,0,0,0,null,null,null,null,0,"",null,0,0,0,null,null,null,null,0,"",null,0,0,0,null,null,null,null,0,"",null,0,0,0,null,null,null,null,0,"",null,0,0,0,null,null,null,null,0,"",null,0,0,0,null,null,null,null,0,"",null,0,0,0,null,null,null,null,0,"",null,0,0,0,null,null,null,null,0,"",null,0,0,0,null,null,null,null,0,"",null,0,0,0,null,null,null,null,0,"",null,0,0,0,null,null,null,null,0,"",null,0,0,0,null,null,null,null,0,"",null,0,0,0,null,null,null,null,0,"",null,0,0,0,null,null,null,null,0,"",null,0,0,0,null,null,null,null,0,"",null,0,0,0,null,null,null,null,0,"",null,0,0,0,null,null,null,null,0,"",null,0,0,0,null,null,null,null,0,"",null,0,0,0,null,null,null,null,0,"",null,0,0,0,null,null,null,7,0,0,0,0,0,0,0,0,0,0,0,0,0,0,0,0,0,0,0,0,0,0,0,0,0," MMBtu/yr"]
[null,11,null,null,null,null,null,null,null,5,false,false,false,null,"","",0,0,null,null,null,null,0,"",null,0,0,0,null,null,null,null,0,"",null,0,0,0,null,null,null,null,0,"",null,0,0,0,null,null,null,null,0,"",null,0,0,0,null,null,null,null,0,"",null,0,0,0,null,null,null,null,0,"",null,0,0,0,null,null,null,null,0,"",null,0,0,0,null,null,null,null,0,"",null,0,0,0,null,null,null,null,0,"",null,0,0,0,null,null,null,null,0,"",null,0,0,0,null,null,null,null,0,"",null,0,0,0,null,null,null,null,0,"",null,0,0,0,null,null,null,null,0,"",null,0,0,0,null,null,null,null,0,"",null,0,0,0,null,null,null,null,0,"",null,0,0,0,null,null,null,null,0,"",null,0,0,0,null,null,null,null,0,"",null,0,0,0,null,null,null,null,0,"",null,0,0,0,null,null,null,null,0,"",null,0,0,0,null,null,null,null,0,"",null,0,0,0,null,null,null,null,0,"",null,0,0,0,null,null,null,null,0,"",null,0,0,0,null,null,null,null,0,"",null,0,0,0,null,null,null,null,0,"",null,0,0,0,null,null,null,null,0,"",null,0,0,0,null,null,null,11,0,0,0,0,0,0,0,0,0,0,0,0,0,0,0,0,0,0,0,0,0,0,0,0,0," MMBtu/yr"]
[null,12,null,null,null,null,null,null,null,5,false,false,false,null,"","",0,0,null,null,null,null,0,"",null,0,0,0,null,null,null,null,0,"",null,0,0,0,null,null,null,null,0,"",null,0,0,0,null,null,null,null,0,"",null,0,0,0,null,null,null,null,0,"",null,0,0,0,null,null,null,null,0,"",null,0,0,0,null,null,null,null,0,"",null,0,0,0,null,null,null,null,0,"",null,0,0,0,null,null,null,null,0,"",null,0,0,0,null,null,null,null,0,"",null,0,0,0,null,null,null,null,0,"",null,0,0,0,null,null,null,null,0,"",null,0,0,0,null,null,null,null,0,"",null,0,0,0,null,null,null,null,0,"",null,0,0,0,null,null,null,null,0,"",null,0,0,0,null,null,null,null,0,"",null,0,0,0,null,null,null,null,0,"",null,0,0,0,null,null,null,null,0,"",null,0,0,0,null,null,null,null,0,"",null,0,0,0,null,null,null,null,0,"",null,0,0,0,null,null,null,null,0,"",null,0,0,0,null,null,null,null,0,"",null,0,0,0,null,null,null,null,0,"",null,0,0,0,null,null,null,null,0,"",null,0,0,0,null,null,null,null,0,"",null,0,0,0,null,null,null,12,0,0,0,0,0,0,0,0,0,0,0,0,0,0,0,0,0,0,0,0,0,0,0,0,0," MMBtu/yr"]
[null,15,null,null,null,null,null,null,null,5,false,false,false,null,"","",0,0,null,null,null,null,0,"",null,0,0,0,null,null,null,null,0,"",null,0,0,0,null,null,null,null,0,"",null,0,0,0,null,null,null,null,0,"",null,0,0,0,null,null,null,null,0,"",null,0,0,0,null,null,null,null,0,"",null,0,0,0,null,null,null,null,0,"",null,0,0,0,null,null,null,null,0,"",null,0,0,0,null,null,null,null,0,"",null,0,0,0,null,null,null,null,0,"",null,0,0,0,null,null,null,null,0,"",null,0,0,0,null,null,null,null,0,"",null,0,0,0,null,null,null,null,0,"",null,0,0,0,null,null,null,null,0,"",null,0,0,0,null,null,null,null,0,"",null,0,0,0,null,null,null,null,0,"",null,0,0,0,null,null,null,null,0,"",null,0,0,0,null,null,null,null,0,"",null,0,0,0,null,null,null,null,0,"",null,0,0,0,null,null,null,null,0,"",null,0,0,0,null,null,null,null,0,"",null,0,0,0,null,null,null,null,0,"",null,0,0,0,null,null,null,null,0,"",null,0,0,0,null,null,null,null,0,"",null,0,0,0,null,null,null,null,0,"",null,0,0,0,null,null,null,15,0,0,0,0,0,0,0,0,0,0,0,0,0,0,0,0,0,0,0,0,0,0,0,0,0," MMBtu/yr"]
[null,16,null,null,null,null,null,null,null,5,false,false,false,null,"","",0,0,null,null,null,null,0,"",null,0,0,0,null,null,null,null,0,"",null,0,0,0,null,null,null,null,0,"",null,0,0,0,null,null,null,null,0,"",null,0,0,0,null,null,null,null,0,"",null,0,0,0,null,null,null,null,0,"",null,0,0,0,null,null,null,null,0,"",null,0,0,0,null,null,null,null,0,"",null,0,0,0,null,null,null,null,0,"",null,0,0,0,null,null,null,null,0,"",null,0,0,0,null,null,null,null,0,"",null,0,0,0,null,null,null,null,0,"",null,0,0,0,null,null,null,null,0,"",null,0,0,0,null,null,null,null,0,"",null,0,0,0,null,null,null,null,0,"",null,0,0,0,null,null,null,null,0,"",null,0,0,0,null,null,null,null,0,"",null,0,0,0,null,null,null,null,0,"",null,0,0,0,null,null,null,null,0,"",null,0,0,0,null,null,null,null,0,"",null,0,0,0,null,null,null,null,0,"",null,0,0,0,null,null,null,null,0,"",null,0,0,0,null,null,null,null,0,"",null,0,0,0,null,null,null,null,0,"",null,0,0,0,null,null,null,null,0,"",null,0,0,0,null,null,null,16,0,0,0,0,0,0,0,0,0,0,0,0,0,0,0,0,0,0,0,0,0,0,0,0,0," MMBtu/yr"]
[null,19,null,null,null,null,null,null,null,5,false,false,false,null,"","",0,0,null,null,null,null,0,"",null,0,0,0,null,null,null,null,0,"",null,0,0,0,null,null,null,null,0,"",null,0,0,0,null,null,null,null,0,"",null,0,0,0,null,null,null,null,0,"",null,0,0,0,null,null,null,null,0,"",null,0,0,0,null,null,null,null,0,"",null,0,0,0,null,null,null,null,0,"",null,0,0,0,null,null,null,null,0,"",null,0,0,0,null,null,null,null,0,"",null,0,0,0,null,null,null,null,0,"",null,0,0,0,null,null,null,null,0,"",null,0,0,0,null,null,null,null,0,"",null,0,0,0,null,null,null,null,0,"",null,0,0,0,null,null,null,null,0,"",null,0,0,0,null,null,null,null,0,"",null,0,0,0,null,null,null,null,0,"",null,0,0,0,null,null,null,null,0,"",null,0,0,0,null,null,null,null,0,"",null,0,0,0,null,null,null,null,0,"",null,0,0,0,null,null,null,null,0,"",null,0,0,0,null,null,null,null,0,"",null,0,0,0,null,null,null,null,0,"",null,0,0,0,null,null,null,null,0,"",null,0,0,0,null,null,null,null,0,"",null,0,0,0,null,null,null,19,0,0,0,0,0,0,0,0,0,0,0,0,0,0,0,0,0,0,0,0,0,0,0,0,0," MMBtu/yr"]
[null,20,null,null,null,null,null,null,null,5,false,false,false,null,"","",0,0,null,null,null,null,0,"",null,0,0,0,null,null,null,null,0,"",null,0,0,0,null,null,null,null,0,"",null,0,0,0,null,null,null,null,0,"",null,0,0,0,null,null,null,null,0,"",null,0,0,0,null,null,null,null,0,"",null,0,0,0,null,null,null,null,0,"",null,0,0,0,null,null,null,null,0,"",null,0,0,0,null,null,null,null,0,"",null,0,0,0,null,null,null,null,0,"",null,0,0,0,null,null,null,null,0,"",null,0,0,0,null,null,null,null,0,"",null,0,0,0,null,null,null,null,0,"",null,0,0,0,null,null,null,null,0,"",null,0,0,0,null,null,null,null,0,"",null,0,0,0,null,null,null,null,0,"",null,0,0,0,null,null,null,null,0,"",null,0,0,0,null,null,null,null,0,"",null,0,0,0,null,null,null,null,0,"",null,0,0,0,null,null,null,null,0,"",null,0,0,0,null,null,null,null,0,"",null,0,0,0,null,null,null,null,0,"",null,0,0,0,null,null,null,null,0,"",null,0,0,0,null,null,null,null,0,"",null,0,0,0,null,null,null,null,0,"",null,0,0,0,null,null,null,20,0,0,0,0,0,0,0,0,0,0,0,0,0,0,0,0,0,0,0,0,0,0,0,0,0," MMBtu/yr"]
[null,23,null,null,null,null,null,null,null,5,false,false,false,null,"","",0,0,null,null,null,null,0,"",null,0,0,0,null,null,null,null,0,"",null,0,0,0,null,null,null,null,0,"",null,0,0,0,null,null,null,null,0,"",null,0,0,0,null,null,null,null,0,"",null,0,0,0,null,null,null,null,0,"",null,0,0,0,null,null,null,null,0,"",null,0,0,0,null,null,null,null,0,"",null,0,0,0,null,null,null,null,0,"",null,0,0,0,null,null,null,null,0,"",null,0,0,0,null,null,null,null,0,"",null,0,0,0,null,null,null,null,0,"",null,0,0,0,null,null,null,null,0,"",null,0,0,0,null,null,null,null,0,"",null,0,0,0,null,null,null,null,0,"",null,0,0,0,null,null,null,null,0,"",null,0,0,0,null,null,null,null,0,"",null,0,0,0,null,null,null,null,0,"",null,0,0,0,null,null,null,null,0,"",null,0,0,0,null,null,null,null,0,"",null,0,0,0,null,null,null,null,0,"",null,0,0,0,null,null,null,null,0,"",null,0,0,0,null,null,null,null,0,"",null,0,0,0,null,null,null,null,0,"",null,0,0,0,null,null,null,null,0,"",null,0,0,0,null,null,null,23,0,0,0,0,0,0,0,0,0,0,0,0,0,0,0,0,0,0,0,0,0,0,0,0,0," MMBtu/yr"]
[null,25,null,null,null,null,null,null,null,5,false,false,false,null,"","",0,0,null,null,null,null,0,"",null,0,0,0,null,null,null,null,0,"",null,0,0,0,null,null,null,null,0,"",null,0,0,0,null,null,null,null,0,"",null,0,0,0,null,null,null,null,0,"",null,0,0,0,null,null,null,null,0,"",null,0,0,0,null,null,null,null,0,"",null,0,0,0,null,null,null,null,0,"",null,0,0,0,null,null,null,null,0,"",null,0,0,0,null,null,null,null,0,"",null,0,0,0,null,null,null,null,0,"",null,0,0,0,null,null,null,null,0,"",null,0,0,0,null,null,null,null,0,"",null,0,0,0,null,null,null,null,0,"",null,0,0,0,null,null,null,null,0,"",null,0,0,0,null,null,null,null,0,"",null,0,0,0,null,null,null,null,0,"",null,0,0,0,null,null,null,null,0,"",null,0,0,0,null,null,null,null,0,"",null,0,0,0,null,null,null,null,0,"",null,0,0,0,null,null,null,null,0,"",null,0,0,0,null,null,null,null,0,"",null,0,0,0,null,null,null,null,0,"",null,0,0,0,null,null,null,null,0,"",null,0,0,0,null,null,null,null,0,"",null,0,0,0,null,null,null,25,0,0,0,0,0,0,0,0,0,0,0,0,0,0,0,0,0,0,0,0,0,0,0,0,0," MMBtu/yr"]
[null,28,null,null,null,null,null,null,null,5,false,false,false,null,"","",0,0,null,null,null,null,0,"",null,0,0,0,null,null,null,null,0,"",null,0,0,0,null,null,null,null,0,"",null,0,0,0,null,null,null,null,0,"",null,0,0,0,null,null,null,null,0,"",null,0,0,0,null,null,null,null,0,"",null,0,0,0,null,null,null,null,0,"",null,0,0,0,null,null,null,null,0,"",null,0,0,0,null,null,null,null,0,"",null,0,0,0,null,null,null,null,0,"",null,0,0,0,null,null,null,null,0,"",null,0,0,0,null,null,null,null,0,"",null,0,0,0,null,null,null,null,0,"",null,0,0,0,null,null,null,null,0,"",null,0,0,0,null,null,null,null,0,"",null,0,0,0,null,null,null,null,0,"",null,0,0,0,null,null,null,null,0,"",null,0,0,0,null,null,null,null,0,"",null,0,0,0,null,null,null,null,0,"",null,0,0,0,null,null,null,null,0,"",null,0,0,0,null,null,null,null,0,"",null,0,0,0,null,null,null,null,0,"",null,0,0,0,null,null,null,null,0,"",null,0,0,0,null,null,null,null,0,"",null,0,0,0,null,null,null,null,0,"",null,0,0,0,null,null,null,28,0,0,0,0,0,0,0,0,0,0,0,0,0,0,0,0,0,0,0,0,0,0,0,0,0," MMBtu/yr"]
[null,29,null,null,null,null,null,null,null,5,false,false,false,null,"","",0,0,null,null,null,null,0,"",null,0,0,0,null,null,null,null,0,"",null,0,0,0,null,null,null,null,0,"",null,0,0,0,null,null,null,null,0,"",null,0,0,0,null,null,null,null,0,"",null,0,0,0,null,null,null,null,0,"",null,0,0,0,null,null,null,null,0,"",null,0,0,0,null,null,null,null,0,"",null,0,0,0,null,null,null,null,0,"",null,0,0,0,null,null,null,null,0,"",null,0,0,0,null,null,null,null,0,"",null,0,0,0,null,null,null,null,0,"",null,0,0,0,null,null,null,null,0,"",null,0,0,0,null,null,null,null,0,"",null,0,0,0,null,null,null,null,0,"",null,0,0,0,null,null,null,null,0,"",null,0,0,0,null,null,null,null,0,"",null,0,0,0,null,null,null,null,0,"",null,0,0,0,null,null,null,null,0,"",null,0,0,0,null,null,null,null,0,"",null,0,0,0,null,null,null,null,0,"",null,0,0,0,null,null,null,null,0,"",null,0,0,0,null,null,null,null,0,"",null,0,0,0,null,null,null,null,0,"",null,0,0,0,null,null,null,null,0,"",null,0,0,0,null,null,null,29,0,0,0,0,0,0,0,0,0,0,0,0,0,0,0,0,0,0,0,0,0,0,0,0,0," MMBtu/yr"]
[null,null,null,null,null,null,null,null,null,null,null,{"$f":"L341","v":false},false,null,null,null,null,null,null,null,null,{"$f":"V303","v":"Total kWh Delivered"},{"$f":"SUMIF(X313:X342,\"kWh site\",W313:W342)","v":0},"per year",null,null,null,null,null,null,null,{"$f":"V344","v":"Total kWh Delivered"},{"$f":"SUMIF(AH313:AH342,\"kWh site\",AG313:AG342)","v":0},"per year",null,null,null,null,null,null,null,{"$f":"AF344","v":"Total kWh Delivered"},{"$f":"SUMIF(AR313:AR342,\"kWh site\",AQ313:AQ342)","v":0},"per year",null,null,null,null,null,null,null,{"$f":"AP344","v":"Total kWh Delivered"},{"$f":"SUMIF(BB313:BB342,\"kWh site\",BA313:BA342)","v":0},"per year",null,null,null,null,null,null,null,{"$f":"AZ344","v":"Total kWh Delivered"},{"$f":"SUMIF(BL313:BL342,\"kWh site\",BK313:BK342)","v":0},"per year",null,null,null,null,null,null,null,{"$f":"BJ344","v":"Total kWh Delivered"},{"$f":"SUMIF(BV313:BV342,\"kWh site\",BU313:BU342)","v":0},"per year",null,null,null,null,null,null,null,{"$f":"BT344","v":"Total kWh Delivered"},{"$f":"SUMIF(CF313:CF342,\"kWh site\",CE313:CE342)","v":0},"per year",null,null,null,null,null,null,null,{"$f":"CD344","v":"Total kWh Delivered"},{"$f":"SUMIF(CP313:CP342,\"kWh site\",CO313:CO342)","v":0},"per year",null,null,null,null,null,null,null,{"$f":"CN344","v":"Total kWh Delivered"},{"$f":"SUMIF(CZ313:CZ342,\"kWh site\",CY313:CY342)","v":0},"per year",null,null,null,null,null,null,null,{"$f":"CX344","v":"Total kWh Delivered"},{"$f":"SUMIF(DJ313:DJ342,\"kWh site\",DI313:DI342)","v":0},"per year",null,null,null,null,null,null,null,{"$f":"DH344","v":"Total kWh Delivered"},{"$f":"SUMIF(DT313:DT342,\"kWh site\",DS313:DS342)","v":0},"per year",null,null,null,null,null,null,null,{"$f":"DR344","v":"Total kWh Delivered"},{"$f":"SUMIF(ED313:ED342,\"kWh site\",EC313:EC342)","v":0},"per year",null,null,null,null,null,null,null,{"$f":"EB344","v":"Total kWh Delivered"},{"$f":"SUMIF(EN313:EN342,\"kWh site\",EM313:EM342)","v":0},"per year",null,null,null,null,null,null,null,{"$f":"EL344","v":"Total kWh Delivered"},{"$f":"SUMIF(EX313:EX342,\"kWh site\",EW313:EW342)","v":0},"per year",null,null,null,null,null,null,null,{"$f":"EV344","v":"Total kWh Delivered"},{"$f":"SUMIF(FH313:FH342,\"kWh site\",FG313:FG342)","v":0},"per year",null,null,null,null,null,null,null,{"$f":"FF344","v":"Total kWh Delivered"},{"$f":"SUMIF(FR313:FR342,\"kWh site\",FQ313:FQ342)","v":0},"per year",null,null,null,null,null,null,null,"Total kWh site",{"$f":"SUMIF(GB313:GB342,\"kWh site\",GA313:GA342)","v":0},"per year",null,null,null,null,null,null,null,{"$f":"FZ344","v":"Total kWh site"},{"$f":"SUMIF(GL313:GL342,\"kWh site\",GK313:GK342)","v":0},"per year",null,null,null,null,null,null,null,{"$f":"GJ344","v":"Total kWh site"},{"$f":"SUMIF(GV313:GV342,\"kWh site\",GU313:GU342)","v":0},"per year",null,null,null,null,null,null,null,{"$f":"GT344","v":"Total kWh site"},{"$f":"SUMIF(HF313:HF342,\"kWh site\",HE313:HE342)","v":0},"per year",null,null,null,null,null,null,null,{"$f":"HD344","v":"Total kWh site"},{"$f":"SUMIF(HP313:HP342,\"kWh site\",HO313:HO342)","v":0},"per year",null,null,null,null,null,null,null,{"$f":"HN344","v":"Total kWh site"},{"$f":"SUMIF(HZ313:HZ342,\"kWh site\",HY313:HY342)","v":0},"per year",null,null,null,null,null,null,null,{"$f":"HX344","v":"Total kWh site"},{"$f":"SUMIF(IJ313:IJ342,\"kWh site\",II313:II342)","v":0},"per year",null,null,null,null,null,null,null,{"$f":"IH344","v":"Total kWh site"},{"$f":"SUMIF(IT313:IT342,\"kWh site\",IS313:IS342)","v":0},"per year",null,null,null,null,null,null,null,{"$f":"IR344","v":"Total kWh site"},{"$f":"SUMIF(JD313:JD342,\"kWh site\",JC313:JC342)","v":0},"per year",null,null,null,null,null,null,null,"TOTAL",{"$f":"SUM(JM313:JM342)","v":0},{"$f":"SUM(JN313:JN342)","v":0},0,0,0,0,0,0,0,0,0,0,0,0,0,0,0,0,0,0,0,0,0,0,0," MMBtu/yr"]
[null,null,null,null,null,null,null,null,null,null,null,{"$f":"L342","v":false},false,null,null,null,null,null,null,null,null,{"$f":"V304","v":"Total Primary MMBtu"},{"$f":"SUMIF(X313:X342,\"MMBtu\",W313:W342)","v":0},"per year",null,null,null,null,null,null,null,{"$f":"V345","v":"Total Primary MMBtu"},{"$f":"SUMIF(AH313:AH342,\"MMBtu\",AG313:AG342)","v":0},"per year",null,null,null,null,null,null,null,{"$f":"AF345","v":"Total Primary MMBtu"},{"$f":"SUMIF(AR313:AR342,\"MMBtu\",AQ313:AQ342)","v":0},"per year",null,null,null,null,null,null,null,{"$f":"AP345","v":"Total Primary MMBtu"},{"$f":"SUMIF(BB313:BB342,\"MMBtu\",BA313:BA342)","v":0},"per year",null,null,null,null,null,null,null,{"$f":"AZ345","v":"Total Primary MMBtu"},{"$f":"SUMIF(BL313:BL342,\"MMBtu\",BK313:BK342)","v":0},"per year",null,null,null,null,null,null,null,{"$f":"BJ345","v":"Total Primary MMBtu"},{"$f":"SUMIF(BV313:BV342,\"MMBtu\",BU313:BU342)","v":0},"per year",null,null,null,null,null,null,null,{"$f":"BT345","v":"Total Primary MMBtu"},{"$f":"SUMIF(CF313:CF342,\"MMBtu\",CE313:CE342)","v":0},"per year",null,null,null,null,null,null,null,{"$f":"CD345","v":"Total Primary MMBtu"},{"$f":"SUMIF(CP313:CP342,\"MMBtu\",CO313:CO342)","v":0},"per year",null,null,null,null,null,null,null,{"$f":"CN345","v":"Total Primary MMBtu"},{"$f":"SUMIF(CZ313:CZ342,\"MMBtu\",CY313:CY342)","v":0},"per year",null,null,null,null,null,null,null,{"$f":"CX345","v":"Total Primary MMBtu"},{"$f":"SUMIF(DJ313:DJ342,\"MMBtu\",DI313:DI342)","v":0},"per year",null,null,null,null,null,null,null,{"$f":"DH345","v":"Total Primary MMBtu"},{"$f":"SUMIF(DT313:DT342,\"MMBtu\",DS313:DS342)","v":0},"per year",null,null,null,null,null,null,null,{"$f":"DR345","v":"Total Primary MMBtu"},{"$f":"SUMIF(ED313:ED342,\"MMBtu\",EC313:EC342)","v":0},"per year",null,null,null,null,null,null,null,{"$f":"EB345","v":"Total Primary MMBtu"},{"$f":"SUMIF(EN313:EN342,\"MMBtu\",EM313:EM342)","v":0},"per year",null,null,null,null,null,null,null,{"$f":"EL345","v":"Total Primary MMBtu"},{"$f":"SUMIF(EX313:EX342,\"MMBtu\",EW313:EW342)","v":0},"per year",null,null,null,null,null,null,null,{"$f":"EV345","v":"Total Primary MMBtu"},{"$f":"SUMIF(FH313:FH342,\"MMBtu\",FG313:FG342)","v":0},"per year",null,null,null,null,null,null,null,{"$f":"FF345","v":"Total Primary MMBtu"},{"$f":"SUMIF(FR313:FR342,\"MMBtu\",FQ313:FQ342)","v":0},"per year",null,null,null,null,null,null,null,"Total MMBtu",{"$f":"SUMIF(GB313:GB342,\"MMBtu\",GA313:GA342)","v":0},"per year",null,null,null,null,null,null,null,{"$f":"FZ345","v":"Total MMBtu"},{"$f":"SUMIF(GL313:GL342,\"MMBtu\",GK313:GK342)","v":0},"per year",null,null,null,null,null,null,null,{"$f":"GJ345","v":"Total MMBtu"},{"$f":"SUMIF(GV313:GV342,\"MMBtu\",GU313:GU342)","v":0},"per year",null,null,null,null,null,null,null,{"$f":"GT345","v":"Total MMBtu"},{"$f":"SUMIF(HF313:HF342,\"MMBtu\",HE313:HE342)","v":0},"per year",null,null,null,null,null,null,null,{"$f":"HD345","v":"Total MMBtu"},{"$f":"SUMIF(HP313:HP342,\"MMBtu\",HO313:HO342)","v":0},"per year",null,null,null,null,null,null,null,{"$f":"HN345","v":"Total MMBtu"},{"$f":"SUMIF(HZ313:HZ342,\"MMBtu\",HY313:HY342)","v":0},"per year",null,null,null,null,null,null,null,{"$f":"HX345","v":"Total MMBtu"},{"$f":"SUMIF(IJ313:IJ342,\"MMBtu\",II313:II342)","v":0},"per year",null,null,null,null,null,null,null,{"$f":"IH345","v":"Total MMBtu"},{"$f":"SUMIF(IT313:IT342,\"MMBtu\",IS313:IS342)","v":0},"per year",null,null,null,null,null,null,null,{"$f":"IR345","v":"Total MMBtu"},{"$f":"SUMIF(JD313:JD342,\"MMBtu\",JC313:JC342)","v":0},"per year"]
[null,null,null,null,null,null,null,null,null,null,null,{"$f":"L346","v":false},false]
[null,null,"Enter Group notes here",null,null,null,null,null,null,null,null,{"$f":"L349","v":false},false,null,"MaxYear",{"$f":"CurrentYear","v":2015},null,null,null,{"$f":"\"YEAR: \"&AA350","v":"YEAR: 2029"},null,null,null,null,null,null,{"$f":"FinalYear","v":2029},null,null,{"$f":"\"YEAR: \"&AK350","v":"YEAR: 2028"},null,null,null,null,null,null,{"$f":"AA350-1","v":2028},null,null,{"$f":"\"YEAR: \"&AU350","v":"YEAR: 2027"},null,null,null,null,null,null,{"$f":"AK350-1","v":2027},null,null,{"$f":"\"YEAR: \"&BE350","v":"YEAR: 2026"},null,null,null,null,null,null,{"$f":"AU350-1","v":2026},null,null,{"$f":"\"YEAR: \"&BO350","v":"YEAR: 2025"},null,null,null,null,null,null,{"$f":"BE350-1","v":2025},null,null,{"$f":"\"YEAR: \"&BY350","v":"YEAR: 2024"},null,null,null,null,null,null,{"$f":"BO350-1","v":2024},null,null,{"$f":"\"YEAR: \"&CI350","v":"YEAR: 2023"},null,null,null,null,null,null,{"$f":"BY350-1","v":2023},null,null,{"$f":"\"YEAR: \"&CS350","v":"YEAR: 2022"},null,null,null,null,null,null,{"$f":"CI350-1","v":2022},null,null,{"$f":"\"YEAR: \"&DC350","v":"YEAR: 2021"},null,null,null,null,null,null,{"$f":"CS350-1","v":2021},null,null,{"$f":"\"YEAR: \"&DM350","v":"YEAR: 2020"},null,null,null,null,null,null,{"$f":"DC350-1","v":2020},null,null,{"$f":"\"YEAR: \"&DW350","v":"YEAR: 2019"},null,null,null,null,null,null,{"$f":"DM350-1","v":2019},null,null,{"$f":"\"YEAR: \"&EG350","v":"YEAR: 2018"},null,null,null,null,null,null,{"$f":"DW350-1","v":2018},null,null,{"$f":"\"YEAR: \"&EQ350","v":"YEAR: 2017"},null,null,null,null,null,null,{"$f":"EG350-1","v":2017},null,null,{"$f":"\"YEAR: \"&FA350","v":"YEAR: 2016"},null,null,null,null,null,null,{"$f":"EQ350-1","v":2016},null,null,{"$f":"\"YEAR: \"&FK350","v":"YEAR: 2015"},null,null,null,null,null,null,{"$f":"FA350-1","v":2015},null,null,{"$f":"\"YEAR: \"&FU350","v":"YEAR: 2014"},null,null,null,null,null,null,{"$f":"FK350-1","v":2014},null,null,{"$f":"\"YEAR: \"&GE350","v":"YEAR: 2013"},null,null,null,null,null,null,{"$f":"FU350-1","v":2013},null,null,{"$f":"\"YEAR: \"&GO350","v":"YEAR: 2012"},null,null,null,null,null,null,{"$f":"GE350-1","v":2012},null,null,{"$f":"\"YEAR: \"&GY350","v":"YEAR: 2011"},null,null,null,null,null,null,{"$f":"GO350-1","v":2011},null,null,{"$f":"\"YEAR: \"&HI350","v":"YEAR: 2010"},null,null,null,null,null,null,{"$f":"GY350-1","v":2010},null,null,{"$f":"\"YEAR: \"&HS350","v":"YEAR: 2009"},null,null,null,null,null,null,{"$f":"HI350-1","v":2009},null,null,{"$f":"\"YEAR: \"&IC350","v":"YEAR: 2008"},null,null,null,null,null,null,{"$f":"HS350-1","v":2008},null,null,{"$f":"\"YEAR: \"&IM350","v":"YEAR: 2007"},null,null,null,null,null,null,{"$f":"IC350-1","v":2007},null,null,{"$f":"\"YEAR: \"&IW350","v":"YEAR: 2006"},null,null,null,null,null,null,{"$f":"IM350-1","v":2006},null,null,{"$f":"\"YEAR: \"&JG350","v":"YEAR: 2005"},null,null,null,null,null,null,{"$f":"IW350-1","v":2005},null,null,null,null,null,{"$f":"FinalYear","v":2029},{"$f":"JM350-1","v":2028},{"$f":"JN350-1","v":2027},2026,2025,2024,2023,2022,2021,2020,2019,2018,2017,2016,2015,2014,2013,2012,2011,2010,2009,2008,2007,2006,2005]
[null,null,"Energy Using Equipment/Systems Name",null,null,"Energy Type","Total Size/Capacity","Units",null,null,null,false,false,null,"unit","conversion"]
[null,1,null,null,null,null,null,null,null,{"$f":"H349","v":5},{"$f":"IF(B354>J354,FALSE,TRUE)","v":true},false,false,null,{"$f":"IF(H354<>\"\",VLOOKUP(H354,EnergyUseConversions,4,),\"\")","v":""},{"$f":"IF(H354<>\"\",VLOOKUP(H354,EnergyUseConversions,3,),\"\")","v":""},{"$f":"IFERROR(VLOOKUP(O354,MMBtuConversions,4,),0)","v":0},{"$f":"C354","v":0},null,null,null,null,{"$f":"IF($M354,IFERROR(IF(Y354<>\"\",Y354,V354*U354*T354*$G354*$P354),0),0)","v":0},{"$f":"$O354","v":""},null,{"$f":"IFERROR(AA354/AB354,0)","v":0},{"$f":"W354*$Q354","v":0},{"$f":"W387","v":0},null,null,null,null,{"$f":"IF($M354,IFERROR(IF(AI354<>\"\",AI354,AF354*AE354*AD354*$G354*$P354),0),0)","v":0},{"$f":"$O354","v":""},null,{"$f":"IFERROR(AK354/AL354,0)","v":0},{"$f":"AG354*$Q354","v":0},{"$f":"AG387","v":0},null,null,null,null,{"$f":"IF($M354,IFERROR(IF(AS354<>\"\",AS354,AP354*AO354*AN354*$G354*$P354),0),0)","v":0},{"$f":"$O354","v":""},null,{"$f":"IFERROR(AU354/AV354,0)","v":0},{"$f":"AQ354*$Q354","v":0},{"$f":"AQ387","v":0},null,null,null,null,{"$f":"IF($M354,IFERROR(IF(BC354<>\"\",BC354,AZ354*AY354*AX354*$G354*$P354),0),0)","v":0},{"$f":"$O354","v":""},null,{"$f":"IFERROR(BE354/BF354,0)","v":0},{"$f":"BA354*$Q354","v":0},{"$f":"BA387","v":0},null,null,null,null,{"$f":"IF($M354,IFERROR(IF(BM354<>\"\",BM354,BJ354*BI354*BH354*$G354*$P354),0),0)","v":0},{"$f":"$O354","v":""},null,{"$f":"IFERROR(BO354/BP354,0)","v":0},{"$f":"BK354*$Q354","v":0},{"$f":"BK387","v":0},null,null,null,null,{"$f":"IF($M354,IFERROR(IF(BW354<>\"\",BW354,BT354*BS354*BR354*$G354*$P354),0),0)","v":0},{"$f":"$O354","v":""},null,{"$f":"IFERROR(BY354/BZ354,0)","v":0},{"$f":"BU354*$Q354","v":0},{"$f":"BU387","v":0},null,null,null,null,{"$f":"IF($M354,IFERROR(IF(CG354<>\"\",CG354,CD354*CC354*CB354*$G354*$P354),0),0)","v":0},{"$f":"$O354","v":""},null,{"$f":"IFERROR(CI354/CJ354,0)","v":0},{"$f":"CE354*$Q354","v":0},{"$f":"CE387","v":0},null,null,null,null,{"$f":"IF($M354,IFERROR(IF(CQ354<>\"\",CQ354,CN354*CM354*CL354*$G354*$P354),0),0)","v":0},{"$f":"$O354","v":""},null,{"$f":"IFERROR(CS354/CT354,0)","v":0},{"$f":"CO354*$Q354","v":0},{"$f":"CO387","v":0},null,null,null,null,{"$f":"IF($M354,IFERROR(IF(DA354<>\"\",DA354,CX354*CW354*CV354*$G354*$P354),0),0)","v":0},{"$f":"$O354","v":""},null,{"$f":"IFERROR(DC354/DD354,0)","v":0},{"$f":"CY354*$Q354","v":0},{"$f":"CY387","v":0},null,null,null,null,{"$f":"IF($M354,IFERROR(IF(DK354<>\"\",DK354,DH354*DG354*DF354*$G354*$P354),0),0)","v":0},{"$f":"$O354","v":""},null,{"$f":"IFERROR(DM354/DN354,0)","v":0},{"$f":"DI354*$Q354","v":0},{"$f":"DI387","v":0},null,null,null,null,{"$f":"IF($M354,IFERROR(IF(DU354<>\"\",DU354,DR354*DQ354*DP354*$G354*$P354),0),0)","v":0},{"$f":"$O354","v":""},null,{"$f":"IFERROR(DW354/DX354,0)","v":0},{"$f":"DS354*$Q354","v":0},{"$f":"DS387","v":0},null,null,null,null,{"$f":"IF($M354,IFERROR(IF(EE354<>\"\",EE354,EB354*EA354*DZ354*$G354*$P354),0),0)","v":0},{"$f":"$O354","v":""},null,{"$f":"IFERROR(EG354/EH354,0)","v":0},{"$f":"EC354*$Q354","v":0},{"$f":"EC387","v":0},null,null,null,null,{"$f":"IF($M354,IFERROR(IF(EO354<>\"\",EO354,EL354*EK354*EJ354*$G354*$P354),0),0)","v":0},{"$f":"$O354","v":""},null,{"$f":"IFERROR(EQ354/ER354,0)","v":0},{"$f":"EM354*$Q354","v":0},{"$f":"EM387","v":0},null,null,null,null,{"$f":"IF($M354,IFERROR(IF(EY354<>\"\",EY354,EV354*EU354*ET354*$G354*$P354),0),0)","v":0},{"$f":"$O354","v":""},null,{"$f":"IFERROR(FA354/FB354,0)","v":0},{"$f":"EW354*$Q354","v":0},{"$f":"EW387","v":0},null,null,null,null,{"$f":"IF($M354,IFERROR(IF(FI354<>\"\",FI354,FF354*FE354*FD354*$G354*$P354),0),0)","v":0},{"$f":"$O354","v":""},null,{"$f":"IFERROR(FK354/FL354,0)","v":0},{"$f":"FG354*$Q354","v":0},{"$f":"FG387","v":0},null,null,null,null,{"$f":"IF($M354,IFERROR(IF(FS354<>\"\",FS354,FP354*FO354*FN354*$G354*$P354),0),0)","v":0},{"$f":"$O354","v":""},null,{"$f":"IFERROR(FU354/FV354,0)","v":0},{"$f":"FQ354*$Q354","v":0},{"$f":"FQ387","v":0},null,null,null,null,{"$f":"IF($M354,IFERROR(IF(GC354<>\"\",GC354,FZ354*FY354*FX354*$G354*$P354),0),0)","v":0},{"$f":"$O354","v":""},null,{"$f":"IFERROR(GE354/GF354,0)","v":0},{"$f":"GA354*$Q354","v":0},{"$f":"GA387","v":0},null,null,null,null,{"$f":"IF($M354,IFERROR(IF(GM354<>\"\",GM354,GJ354*GI354*GH354*$G354*$P354),0),0)","v":0},{"$f":"$O354","v":""},null,{"$f":"IFERROR(GO354/GP354,0)","v":0},{"$f":"GK354*$Q354","v":0},{"$f":"GK387","v":0},null,null,null,null,{"$f":"IF($M354,IFERROR(IF(GW354<>\"\",GW354,GT354*GS354*GR354*$G354*$P354),0),0)","v":0},{"$f":"$O354","v":""},null,{"$f":"IFERROR(GY354/GZ354,0)","v":0},{"$f":"GU354*$Q354","v":0},{"$f":"GU387","v":0},null,null,null,null,{"$f":"IF($M354,IFERROR(IF(HG354<>\"\",HG354,HD354*HC354*HB354*$G354*$P354),0),0)","v":0},{"$f":"$O354","v":""},null,{"$f":"IFERROR(HI354/HJ354,0)","v":0},{"$f":"HE354*$Q354","v":0},{"$f":"HE387","v":0},null,null,null,null,{"$f":"IF($M354,IFERROR(IF(HQ354<>\"\",HQ354,HN354*HM354*HL354*$G354*$P354),0),0)","v":0},{"$f":"$O354","v":""},null,{"$f":"IFERROR(HS354/HT354,0)","v":0},{"$f":"HO354*$Q354","v":0},{"$f":"HO387","v":0},null,null,null,null,{"$f":"IF($M354,IFERROR(IF(IA354<>\"\",IA354,HX354*HW354*HV354*$G354*$P354),0),0)","v":0},{"$f":"$O354","v":""},null,{"$f":"IFERROR(IC354/ID354,0)","v":0},{"$f":"HY354*$Q354","v":0},{"$f":"HY387","v":0},null,null,null,null,{"$f":"IF($M354,IFERROR(IF(IK354<>\"\",IK354,IH354*IG354*IF354*$G354*$P354),0),0)","v":0},{"$f":"$O354","v":""},null,{"$f":"IFERROR(IM354/IN354,0)","v":0},{"$f":"II354*$Q354","v":0},{"$f":"II387","v":0},null,null,null,null,{"$f":"IF($M354,IFERROR(IF(IU354<>\"\",IU354,IR354*IQ354*IP354*$G354*$P354),0),0)","v":0},{"$f":"$O354","v":""},null,{"$f":"IFERROR(IW354/IX354,0)","v":0},{"$f":"IS354*$Q354","v":0},{"$f":"IS387","v":0},null,null,null,null,{"$f":"IF($M354,IFERROR(IF(JE354<>\"\",JE354,JB354*JA354*IZ354*$G354*$P354),0),0)","v":0},{"$f":"$O354","v":""},null,{"$f":"IFERROR(JG354/JH354,0)","v":0},{"$f":"JC354*$Q354","v":0},{"$f":"JC387","v":0},null,null,null,1,{"$f":"AA354","v":0},{"$f":"AK354","v":0},{"$f":"AU354","v":0},{"$f":"BE354","v":0},{"$f":"BO354","v":0},{"$f":"BY354","v":0},{"$f":"CI354","v":0},{"$f":"CS354","v":0},{"$f":"DC354","v":0},{"$f":"DM354","v":0},{"$f":"DW354","v":0},{"$f":"EG354","v":0},{"$f":"EQ354","v":0},{"$f":"FA354","v":0},{"$f":"FK354","v":0},{"$f":"FU354","v":0},{"$f":"GE354","v":0},{"$f":"GO354","v":0},{"$f":"GY354","v":0},{"$f":"HI354","v":0},{"$f":"HS354","v":0},{"$f":"IC354","v":0},{"$f":"IM354","v":0},{"$f":"IW354","v":0},{"$f":"JG354","v":0}," MMBtu/yr"]
[null,4,null,null,null,null,null,null,null,5,true,false,false,null,"","",0,0,null,null,null,null,{"$f":"IF($M357,IFERROR(IF(Y357<>\"\",Y357,V357*U357*T357*$G357*$P357),0),0)","v":0},"",null,0,0,0,null,null,null,null,{"$f":"IF($M357,IFERROR(IF(AI357<>\"\",AI357,AF357*AE357*AD357*$G357*$P357),0),0)","v":0},"",null,0,0,0,null,null,null,null,{"$f":"IF($M357,IFERROR(IF(AS357<>\"\",AS357,AP357*AO357*AN357*$G357*$P357),0),0)","v":0},"",null,0,0,0,null,null,null,null,{"$f":"IF($M357,IFERROR(IF(BC357<>\"\",BC357,AZ357*AY357*AX357*$G357*$P357),0),0)","v":0},"",null,0,0,0,null,null,null,null,{"$f":"IF($M357,IFERROR(IF(BM357<>\"\",BM357,BJ357*BI357*BH357*$G357*$P357),0),0)","v":0},"",null,0,0,0,null,null,null,null,{"$f":"IF($M357,IFERROR(IF(BW357<>\"\",BW357,BT357*BS357*BR357*$G357*$P357),0),0)","v":0},"",null,0,0,0,null,null,null,null,{"$f":"IF($M357,IFERROR(IF(CG357<>\"\",CG357,CD357*CC357*CB357*$G357*$P357),0),0)","v":0},"",null,0,0,0,null,null,null,null,{"$f":"IF($M357,IFERROR(IF(CQ357<>\"\",CQ357,CN357*CM357*CL357*$G357*$P357),0),0)","v":0},"",null,0,0,0,null,null,null,null,{"$f":"IF($M357,IFERROR(IF(DA357<>\"\",DA357,CX357*CW357*CV357*$G357*$P357),0),0)","v":0},"",null,0,0,0,null,null,null,null,{"$f":"IF($M357,IFERROR(IF(DK357<>\"\",DK357,DH357*DG357*DF357*$G357*$P357),0),0)","v":0},"",null,0,0,0,null,null,null,null,{"$f":"IF($M357,IFERROR(IF(DU357<>\"\",DU357,DR357*DQ357*DP357*$G357*$P357),0),0)","v":0},"",null,0,0,0,null,null,null,null,{"$f":"IF($M357,IFERROR(IF(EE357<>\"\",EE357,EB357*EA357*DZ357*$G357*$P357),0),0)","v":0},"",null,0,0,0,null,null,null,null,{"$f":"IF($M357,IFERROR(IF(EO357<>\"\",EO357,EL357*EK357*EJ357*$G357*$P357),0),0)","v":0},"",null,0,0,0,null,null,null,null,{"$f":"IF($M357,IFERROR(IF(EY357<>\"\",EY357,EV357*EU357*ET357*$G357*$P357),0),0)","v":0},"",null,0,0,0,null,null,null,null,{"$f":"IF($M357,IFERROR(IF(FI357<>\"\",FI357,FF357*FE357*FD357*$G357*$P357),0),0)","v":0},"",null,0,0,0,null,null,null,null,{"$f":"IF($M357,IFERROR(IF(FS357<>\"\",FS357,FP357*FO357*FN357*$G357*$P357),0),0)","v":0},"",null,0,0,0,null,null,null,null,{"$f":"IF($M357,IFERROR(IF(GC357<>\"\",GC357,FZ357*FY357*FX357*$G357*$P357),0),0)","v":0},"",null,0,0,0,null,null,null,null,{"$f":"IF($M357,IFERROR(IF(GM357<>\"\",GM357,GJ357*GI357*GH357*$G357*$P357),0),0)","v":0},"",null,0,0,0,null,null,null,null,{"$f":"IF($M357,IFERROR(IF(GW357<>\"\",GW357,GT357*GS357*GR357*$G357*$P357),0),0)","v":0},"",null,0,0,0,null,null,null,null,{"$f":"IF($M357,IFERROR(IF(HG357<>\"\",HG357,HD357*HC357*HB357*$G357*$P357),0),0)","v":0},"",null,0,0,0,null,null,null,null,{"$f":"IF($M357,IFERROR(IF(HQ357<>\"\",HQ357,HN357*HM357*HL357*$G357*$P357),0),0)","v":0},"",null,0,0,0,null,null,null,null,{"$f":"IF($M357,IFERROR(IF(IA357<>\"\",IA357,HX357*HW357*HV357*$G357*$P357),0),0)","v":0},"",null,0,0,0,null,null,null,null,{"$f":"IF($M357,IFERROR(IF(IK357<>\"\",IK357,IH357*IG357*IF357*$G357*$P357),0),0)","v":0},"",null,0,0,0,null,null,null,null,{"$f":"IF($M357,IFERROR(IF(IU357<>\"\",IU357,IR357*IQ357*IP357*$G357*$P357),0),0)","v":0},"",null,0,0,0,null,null,null,null,{"$f":"IF($M357,IFERROR(IF(JE357<>\"\",JE357,JB357*JA357*IZ357*$G357*$P357),0),0)","v":0},"",null,0,0,0,null,null,null,4,0,0,0,0,0,0,0,0,0,0,0,0,0,0,0,0,0,0,0,0,0,0,0,0,0," MMBtu/yr"]
[null,7,null,null,null,null,null,null,null,5,false,false,false,null,"","",0,0,null,null,null,null,0,"",null,0,0,0,null,null,null,null,0,"",null,0,0,0,null,null,null,null,0,"",null,0,0,0,null,null,null,null,0,"",null,0,0,0,null,null,null,null,0,"",null,0,0,0,null,null,null,null,0,"",null,0,0,0,null,null,null,null,0,"",null,0,0,0,null,null,null,null,0,"",null,0,0,0,null,null,null,null,0,"",null,0,0,0,null,null,null,null,0,"",null,0,0,0,null,null,null,null,0,"",null,0,0,0,null,null,null,null,0,"",null,0,0,0,null,null,null,null,0,"",null,0,0,0,null,null,null,null,0,"",null,0,0,0,null,null,null,null,0,"",null,0,0,0,null,null,null,null,0,"",null,0,0,0,null,null,null,null,0,"",null,0,0,0,null,null,null,null,0,"",null,0,0,0,null,null,null,null,0,"",null,0,0,0,null,null,null,null,0,"",null,0,0,0,null,null,null,null,0,"",null,0,0,0,null,null,null,null,0,"",null,0,0,0,null,null,null,null,0,"",null,0,0,0,null,null,null,null,0,"",null,0,0,0,null,null,null,null,0,"",null,0,0,0,null,null,null,7,0,0,0,0,0,0,0,0,0,0,0,0,0,0,0,0,0,0,0,0,0,0,0,0,0," MMBtu/yr"]
[null,9,null,null,null,null,null,null,null,5,false,false,false,null,"","",0,0,null,null,null,null,0,"",null,0,0,0,null,null,null,null,0,"",null,0,0,0,null,null,null,null,0,"",null,0,0,0,null,null,null,null,0,"",null,0,0,0,null,null,null,null,0,"",null,0,0,0,null,null,null,null,0,"",null,0,0,0,null,null,null,null,0,"",null,0,0,0,null,null,null,null,0,"",null,0,0,0,null,null,null,null,0,"",null,0,0,0,null,null,null,null,0,"",null,0,0,0,null,null,null,null,0,"",null,0,0,0,null,null,null,null,0,"",null,0,0,0,null,null,null,null,0,"",null,0,0,0,null,null,null,null,0,"",null,0,0,0,null,null,null,null,0,"",null,0,0,0,null,null,null,null,0,"",null,0,0,0,null,null,null,null,0,"",null,0,0,0,null,null,null,null,0,"",null,0,0,0,null,null,null,null,0,"",null,0,0,0,null,null,null,null,0,"",null,0,0,0,null,null,null,null,0,"",null,0,0,0,null,null,null,null,0,"",null,0,0,0,null,null,null,null,0,"",null,0,0,0,null,null,null,null,0,"",null,0,0,0,null,null,null,null,0,"",null,0,0,0,null,null,null,9,0,0,0,0,0,0,0,0,0,0,0,0,0,0,0,0,0,0,0,0,0,0,0,0,0," MMBtu/yr"]
[null,10,null,null,null,null,null,null,null,5,false,false,false,null,"","",0,0,null,null,null,null,0,"",null,0,0,0,null,null,null,null,0,"",null,0,0,0,null,null,null,null,0,"",null,0,0,0,null,null,null,null,0,"",null,0,0,0,null,null,null,null,0,"",null,0,0,0,null,null,null,null,0,"",null,0,0,0,null,null,null,null,0,"",null,0,0,0,null,null,null,null,0,"",null,0,0,0,null,null,null,null,0,"",null,0,0,0,null,null,null,null,0,"",null,0,0,0,null,null,null,null,0,"",null,0,0,0,null,null,null,null,0,"",null,0,0,0,null,null,null,null,0,"",null,0,0,0,null,null,null,null,0,"",null,0,0,0,null,null,null,null,0,"",null,0,0,0,null,null,null,null,0,"",null,0,0,0,null,null,null,null,0,"",null,0,0,0,null,null,null,null,0,"",null,0,0,0,null,null,null,null,0,"",null,0,0,0,null,null,null,null,0,"",null,0,0,0,null,null,null,null,0,"",null,0,0,0,null,null,null,null,0,"",null,0,0,0,null,null,null,null,0,"",null,0,0,0,null,null,null,null,0,"",null,0,0,0,null,null,null,null,0,"",null,0,0,0,null,null,null,10,0,0,0,0,0,0,0,0,0,0,0,0,0,0,0,0,0,0,0,0,0,0,0,0,0," MMBtu/yr"]
[null,13,null,null,null,null,null,null,null,5,false,false,false,null,"","",0,0,null,null,null,null,0,"",null,0,0,0,null,null,null,null,0,"",null,0,0,0,null,null,null,null,0,"",null,0,0,0,null,null,null,null,0,"",null,0,0,0,null,null,null,null,0,"",null,0,0,0,null,null,null,null,0,"",null,0,0,0,null,null,null,null,0,"",null,0,0,0,null,null,null,null,0,"",null,0,0,0,null,null,null,null,0,"",null,0,0,0,null,null,null,null,0,"",null,0,0,0,null,null,null,null,0,"",null,0,0,0,null,null,null,null,0,"",null,0,0,0,null,null,null,null,0,"",null,0,0,0,null,null,null,null,0,"",null,0,0,0,null,null,null,null,0,"",null,0,0,0,null,null,null,null,0,"",null,0,0,0,null,null,null,null,0,"",null,0,0,0,null,null,null,null,0,"",null,0,0,0,null,null,null,null,0,"",null,0,0,0,null,null,null,null,0,"",null,0,0,0,null,null,null,null,0,"",null,0,0,0,null,null,null,null,0,"",null,0,0,0,null,null,null,null,0,"",null,0,0,0,null,null,null,null,0,"",null,0,0,0,null,null,null,null,0,"",null,0,0,0,null,null,null,13,0,0,0,0,0,0,0,0,0,0,0,0,0,0,0,0,0,0,0,0,0,0,0,0,0," MMBtu/yr"]
[null,14,null,null,null,null,null,null,null,5,false,false,false,null,"","",0,0,null,null,null,null,0,"",null,0,0,0,null,null,null,null,0,"",null,0,0,0,null,null,null,null,0,"",null,0,0,0,null,null,null,null,0,"",null,0,0,0,null,null,null,null,0,"",null,0,0,0,null,null,null,null,0,"",null,0,0,0,null,null,null,null,0,"",null,0,0,0,null,null,null,null,0,"",null,0,0,0,null,null,null,null,0,"",null,0,0,0,null,null,null,null,0,"",null,0,0,0,null,null,null,null,0,"",null,0,0,0,null,null,null,null,0,"",null,0,0,0,null,null,null,null,0,"",null,0,0,0,null,null,null,null,0,"",null,0,0,0,null,null,null,null,0,"",null,0,0,0,null,null,null,null,0,"",null,0,0,0,null,null,null,null,0,"",null,0,0,0,null,null,null,null,0,"",null,0,0,0,null,null,null,null,0,"",null,0,0,0,null,null,null,null,0,"",null,0,0,0,null,null,null,null,0,"",null,0,0,0,null,null,null,null,0,"",null,0,0,0,null,null,null,null,0,"",null,0,0,0,null,null,null,null,0,"",null,0,0,0,null,null,null,null,0,"",null,0,0,0,null,null,null,14,0,0,0,0,0,0,0,0,0,0,0,0,0,0,0,0,0,0,0,0,0,0,0,0,0," MMBtu/yr"]
[null,17,null,null,null,null,null,null,null,5,false,false,{"$f":"AND(K370:L370)","v":false},null,"","",0,0,null,null,null,null,0,"",null,0,0,0,null,null,null,null,0,"",null,0,0,0,null,null,null,null,0,"",null,0,0,0,null,null,null,null,0,"",null,0,0,0,null,null,null,null,0,"",null,0,0,0,null,null,null,null,0,"",null,0,0,0,null,null,null,null,0,"",null,0,0,0,null,null,null,null,0,"",null,0,0,0,null,null,null,null,0,"",null,0,0,0,null,null,null,null,0,"",null,0,0,0,null,null,null,null,0,"",null,0,0,0,null,null,null,null,0,"",null,0,0,0,null,null,null,null,0,"",null,0,0,0,null,null,null,null,0,"",null,0,0,0,null,null,null,null,0,"",null,0,0,0,null,null,null,null,0,"",null,0,0,0,null,null,null,null,0,"",null,0,0,0,null,null,null,null,0,"",null,0,0,0,null,null,null,null,0,"",null,0,0,0,null,null,null,null,0,"",null,0,0,0,null,null,null,null,0,"",null,0,0,0,null,null,null,null,0,"",null,0,0,0,null,null,null,null,0,"",null,0,0,0,null,null,null,null,0,"",null,0,0,0,null,null,null,null,0,"",null,0,0,0,null,null,null,17,0,0,0,0,0,0,0,0,0,0,0,0,0,0,0,0,0,0,0,0,0,0,0,0,0," MMBtu/yr"]
[null,20,null,null,null,null,null,null,null,5,false,false,false,null,"","",0,0,null,null,null,null,0,"",null,0,0,0,null,null,null,null,0,"",null,0,0,0,null,null,null,null,0,"",null,0,0,0,null,null,null,null,0,"",null,0,0,0,null,null,null,null,0,"",null,0,0,0,null,null,null,null,0,"",null,0,0,0,null,null,null,null,0,"",null,0,0,0,null,null,null,null,0,"",null,0,0,0,null,null,null,null,0,"",null,0,0,0,null,null,null,null,0,"",null,0,0,0,null,null,null,null,0,"",null,0,0,0,null,null,null,null,0,"",null,0,0,0,null,null,null,null,0,"",null,0,0,0,null,null,null,null,0,"",null,0,0,0,null,null,null,null,0,"",null,0,0,0,null,null,null,null,0,"",null,0,0,0,null,null,null,null,0,"",null,0,0,0,null,null,null,null,0,"",null,0,0,0,null,null,null,null,0,"",null,0,0,0,null,null,null,null,0,"",null,0,0,0,null,null,null,null,0,"",null,0,0,0,null,null,null,null,0,"",null,0,0,0,null,null,null,null,0,"",null,0,0,0,null,null,null,null,0,"",null,0,0,0,null,null,null,null,0,"",null,0,0,0,null,null,null,20,0,0,0,0,0,0,0,0,0,0,0,0,0,0,0,0,0,0,0,0,0,0,0,0,0," MMBtu/yr"]
[null,22,null,null,null,null,null,null,null,5,false,false,false,null,"","",0,0,null,null,null,null,0,"",null,0,0,0,null,null,null,null,0,"",null,0,0,0,null,null,null,null,0,"",null,0,0,0,null,null,null,null,0,"",null,0,0,0,null,null,null,null,0,"",null,0,0,0,null,null,null,null,0,"",null,0,0,0,null,null,null,null,0,"",null,0,0,0,null,null,null,null,0,"",null,0,0,0,null,null,null,null,0,"",null,0,0,0,null,null,null,null,0,"",null,0,0,0,null,null,null,null,0,"",null,0,0,0,null,null,null,null,0,"",null,0,0,0,null,null,null,null,0,"",null,0,0,0,null,null,null,null,0,"",null,0,0,0,null,null,null,null,0,"",null,0,0,0,null,null,null,null,0,"",null,0,0,0,null,null,null,null,0,"",null,0,0,0,null,null,null,null,0,"",null,0,0,0,null,null,null,null,0,"",null,0,0,0,null,null,null,null,0,"",null,0,0,0,null,null,null,null,0,"",null,0,0,0,null,null,null,null,0,"",null,0,0,0,null,null,null,null,0,"",null,0,0,0,null,null,null,null,0,"",null,0,0,0,null,null,null,null,0,"",null,0,0,0,null,null,null,22,0,0,0,0,0,0,0,0,0,0,0,0,0,0,0,0,0,0,0,0,0,0,0,0,0," MMBtu/yr"]
[null,23,null,null,null,null,null,null,null,5,false,false,false,null,"","",0,0,null,null,null,null,0,"",null,0,0,0,null,null,null,null,0,"",null,0,0,0,null,null,null,null,0,"",null,0,0,0,null,null,null,null,0,"",null,0,0,0,null,null,null,null,0,"",null,0,0,0,null,null,null,null,0,"",null,0,0,0,null,null,null,null,0,"",null,0,0,0,null,null,null,null,0,"",null,0,0,0,null,null,null,null,0,"",null,0,0,0,null,null,null,null,0,"",null,0,0,0,null,null,null,null,0,"",null,0,0,0,null,null,null,null,0,"",null,0,0,0,null,null,null,null,0,"",null,0,0,0,null,null,null,null,0,"",null,0,0,0,null,null,null,null,0,"",null,0,0,0,null,null,null,null,0,"",null,0,0,0,null,null,null,null,0,"",null,0,0,0,null,null,null,null,0,"",null,0,0,0,null,null,null,null,0,"",null,0,0,0,null,null,null,null,0,"",null,0,0,0,null,null,null,null,0,"",null,0,0,0,null,null,null,null,0,"",null,0,0,0,null,null,null,null,0,"",null,0,0,0,null,null,null,null,0,"",null,0,0,0,null,null,null,null,0,"",null,0,0,0,null,null,null,23,0,0,0,0,0,0,0,0,0,0,0,0,0,0,0,0,0,0,0,0,0,0,0,0,0," MMBtu/yr"]
[null,26,null,null,null,null,null,null,null,5,false,false,false,null,"","",0,0,null,null,null,null,0,"",null,0,0,0,null,null,null,null,0,"",null,0,0,0,null,null,null,null,0,"",null,0,0,0,null,null,null,null,0,"",null,0,0,0,null,null,null,null,0,"",null,0,0,0,null,null,null,null,0,"",null,0,0,0,null,null,null,null,0,"",null,0,0,0,null,null,null,null,0,"",null,0,0,0,null,null,null,null,0,"",null,0,0,0,null,null,null,null,0,"",null,0,0,0,null,null,null,null,0,"",null,0,0,0,null,null,null,null,0,"",null,0,0,0,null,null,null,null,0,"",null,0,0,0,null,null,null,null,0,"",null,0,0,0,null,null,null,null,0,"",null,0,0,0,null,null,null,null,0,"",null,0,0,0,null,null,null,null,0,"",null,0,0,0,null,null,null,null,0,"",null,0,0,0,null,null,null,null,0,"",null,0,0,0,null,null,null,null,0,"",null,0,0,0,null,null,null,null,0,"",null,0,0,0,null,null,null,null,0,"",null,0,0,0,null,null,null,null,0,"",null,0,0,0,null,null,null,null,0,"",null,0,0,0,null,null,null,null,0,"",null,0,0,0,null,null,null,26,0,0,0,0,0,0,0,0,0,0,0,0,0,0,0,0,0,0,0,0,0,0,0,0,0," MMBtu/yr"]
[null,27,null,null,null,null,null,null,null,5,false,false,false,null,"","",0,0,null,null,null,null,0,"",null,0,0,0,null,null,null,null,0,"",null,0,0,0,null,null,null,null,0,"",null,0,0,0,null,null,null,null,0,"",null,0,0,0,null,null,null,null,0,"",null,0,0,0,null,null,null,null,0,"",null,0,0,0,null,null,null,null,0,"",null,0,0,0,null,null,null,null,0,"",null,0,0,0,null,null,null,null,0,"",null,0,0,0,null,null,null,null,0,"",null,0,0,0,null,null,null,null,0,"",null,0,0,0,null,null,null,null,0,"",null,0,0,0,null,null,null,null,0,"",null,0,0,0,null,null,null,null,0,"",null,0,0,0,null,null,null,null,0,"",null,0,0,0,null,null,null,null,0,"",null,0,0,0,null,null,null,null,0,"",null,0,0,0,null,null,null,null,0,"",null,0,0,0,null,null,null,null,0,"",null,0,0,0,null,null,null,null,0,"",null,0,0,0,null,null,null,null,0,"",null,0,0,0,null,null,null,null,0,"",null,0,0,0,null,null,null,null,0,"",null,0,0,0,null,null,null,null,0,"",null,0,0,0,null,null,null,null,0,"",null,0,0,0,null,null,null,27,0,0,0,0,0,0,0,0,0,0,0,0,0,0,0,0,0,0,0,0,0,0,0,0,0," MMBtu/yr"]
[null,30,null,null,null,null,null,null,null,5,false,false,false,null,"","",0,0,null,null,null,null,0,"",null,0,0,0,null,null,null,null,0,"",null,0,0,0,null,null,null,null,0,"",null,0,0,0,null,null,null,null,0,"",null,0,0,0,null,null,null,null,0,"",null,0,0,0,null,null,null,null,0,"",null,0,0,0,null,null,null,null,0,"",null,0,0,0,null,null,null,null,0,"",null,0,0,0,null,null,null,null,0,"",null,0,0,0,null,null,null,null,0,"",null,0,0,0,null,null,null,null,0,"",null,0,0,0,null,null,null,null,0,"",null,0,0,0,null,null,null,null,0,"",null,0,0,0,null,null,null,null,0,"",null,0,0,0,null,null,null,null,0,"",null,0,0,0,null,null,null,null,0,"",null,0,0,0,null,null,null,null,0,"",null,0,0,0,null,null,null,null,0,"",null,0,0,0,null,null,null,null,0,"",null,0,0,0,null,null,null,null,0,"",null,0,0,0,null,null,null,null,0,"",null,0,0,0,null,null,null,null,0,"",null,0,0,0,null,null,null,null,0,"",null,0,0,0,null,null,null,null,0,"",null,0,0,0,null,null,null,null,0,"",null,0,0,0,null,null,null,30,0,0,0,0,0,0,0,0,0,0,0,0,0,0,0,0,0,0,0,0,0,0,0,0,0," MMBtu/yr"]
[null,null,null,null,null,null,null,null,null,null,null,{"$f":"L382","v":false},false,null,null,null,null,null,null,null,null,{"$f":"V344","v":"Total kWh Delivered"},{"$f":"SUMIF(X354:X383,\"kWh site\",W354:W383)","v":0},"per year",null,null,null,null,null,null,null,{"$f":"V385","v":"Total kWh Delivered"},{"$f":"SUMIF(AH354:AH383,\"kWh site\",AG354:AG383)","v":0},"per year",null,null,null,null,null,null,null,{"$f":"AF385","v":"Total kWh Delivered"},{"$f":"SUMIF(AR354:AR383,\"kWh site\",AQ354:AQ383)","v":0},"per year",null,null,null,null,null,null,null,{"$f":"AP385","v":"Total kWh Delivered"},{"$f":"SUMIF(BB354:BB383,\"kWh site\",BA354:BA383)","v":0},"per year",null,null,null,null,null,null,null,{"$f":"AZ385","v":"Total kWh Delivered"},{"$f":"SUMIF(BL354:BL383,\"kWh site\",BK354:BK383)","v":0},"per year",null,null,null,null,null,null,null,{"$f":"BJ385","v":"Total kWh Delivered"},{"$f":"SUMIF(BV354:BV383,\"kWh site\",BU354:BU383)","v":0},"per year",null,null,null,null,null,null,null,{"$f":"BT385","v":"Total kWh Delivered"},{"$f":"SUMIF(CF354:CF383,\"kWh site\",CE354:CE383)","v":0},"per year",null,null,null,null,null,null,null,{"$f":"CD385","v":"Total kWh Delivered"},{"$f":"SUMIF(CP354:CP383,\"kWh site\",CO354:CO383)","v":0},"per year",null,null,null,null,null,null,null,{"$f":"CN385","v":"Total kWh Delivered"},{"$f":"SUMIF(CZ354:CZ383,\"kWh site\",CY354:CY383)","v":0},"per year",null,null,null,null,null,null,null,{"$f":"CX385","v":"Total kWh Delivered"},{"$f":"SUMIF(DJ354:DJ383,\"kWh site\",DI354:DI383)","v":0},"per year",null,null,null,null,null,null,null,{"$f":"DH385","v":"Total kWh Delivered"},{"$f":"SUMIF(DT354:DT383,\"kWh site\",DS354:DS383)","v":0},"per year",null,null,null,null,null,null,null,{"$f":"DR385","v":"Total kWh Delivered"},{"$f":"SUMIF(ED354:ED383,\"kWh site\",EC354:EC383)","v":0},"per year",null,null,null,null,null,null,null,{"$f":"EB385","v":"Total kWh Delivered"},{"$f":"SUMIF(EN354:EN383,\"kWh site\",EM354:EM383)","v":0},"per year",null,null,null,null,null,null,null,{"$f":"EL385","v":"Total kWh Delivered"},{"$f":"SUMIF(EX354:EX383,\"kWh site\",EW354:EW383)","v":0},"per year",null,null,null,null,null,null,null,{"$f":"EV385","v":"Total kWh Delivered"},{"$f":"SUMIF(FH354:FH383,\"kWh site\",FG354:FG383)","v":0},"per year",null,null,null,null,null,null,null,{"$f":"FF385","v":"Total kWh Delivered"},{"$f":"SUMIF(FR354:FR383,\"kWh site\",FQ354:FQ383)","v":0},"per year",null,null,null,null,null,null,null,"Total kWh site",{"$f":"SUMIF(GB354:GB383,\"kWh site\",GA354:GA383)","v":0},"per year",null,null,null,null,null,null,null,{"$f":"FZ385","v":"Total kWh site"},{"$f":"SUMIF(GL354:GL383,\"kWh site\",GK354:GK383)","v":0},"per year",null,null,null,null,null,null,null,{"$f":"GJ385","v":"Total kWh site"},{"$f":"SUMIF(GV354:GV383,\"kWh site\",GU354:GU383)","v":0},"per year",null,null,null,null,null,null,null,{"$f":"GT385","v":"Total kWh site"},{"$f":"SUMIF(HF354:HF383,\"kWh site\",HE354:HE383)","v":0},"per year",null,null,null,null,null,null,null,{"$f":"HD385","v":"Total kWh site"},{"$f":"SUMIF(HP354:HP383,\"kWh site\",HO354:HO383)","v":0},"per year",null,null,null,null,null,null,null,{"$f":"HN385","v":"Total kWh site"},{"$f":"SUMIF(HZ354:HZ383,\"kWh site\",HY354:HY383)","v":0},"per year",null,null,null,null,null,null,null,{"$f":"HX385","v":"Total kWh site"},{"$f":"SUMIF(IJ354:IJ383,\"kWh site\",II354:II383)","v":0},"per year",null,null,null,null,null,null,null,{"$f":"IH385","v":"Total kWh site"},{"$f":"SUMIF(IT354:IT383,\"kWh site\",IS354:IS383)","v":0},"per year",null,null,null,null,null,null,null,{"$f":"IR385","v":"Total kWh site"},{"$f":"SUMIF(JD354:JD383,\"kWh site\",JC354:JC383)","v":0},"per year",null,null,null,null,null,null,null,"TOTAL",{"$f":"SUM(JM354:JM383)","v":0},{"$f":"SUM(JN354:JN383)","v":0},0,0,0,0,0,0,0,0,0,0,0,0,0,0,0,0,0,0,0,0,0,0,0," MMBtu/yr"]
[null,null,null,null,null,null,null,null,null,null,null,{"$f":"L387","v":false},{"$f":"AND(K388:L388)","v":false}]
[null,null,{"$f":"C348","v":"Energy Use Group"},null,null,null,null,null,null,null,null,{"$f":"L390","v":false},false]
[null,null,null,null,null,null,null,null,null,null,null,{"$f":"L391","v":false},false,null,"MinYear",{"$f":"CurrentYear-NumberofYears+1","v":2013},null,null,null,"Estimated Hrs/Year","Load Factor (%)","Duty Factor (%)","Energy Consumption","Unit per year","Override Calculated Value","% of Total",null,null,null,"Estimated Hrs/Year","Load Factor (%)","Duty Factor (%)","Energy Consumption","Unit per year","Override Calculated Value","% of Total",null,null,null,"Estimated Hrs/Year","Load Factor (%)","Duty Factor (%)","Energy Consumption","Unit per year","Override Calculated Value","% of Total",null,null,null,"Estimated Hrs/Year","Load Factor (%)","Duty Factor (%)","Energy Consumption","Unit per year","Override Calculated Value","% of Total",null,null,null,"Estimated Hrs/Year","Load Factor (%)","Duty Factor (%)","Energy Consumption","Unit per year","Override Calculated Value","% of Total",null,null,null,"Estimated Hrs/Year","Load Factor (%)","Duty Factor (%)","Energy Consumption","Unit per year","Override Calculated Value","% of Total",null,null,null,"Estimated Hrs/Year","Load Factor (%)","Duty Factor (%)","Energy Consumption","Unit per year","Override Calculated Value","% of Total",null,null,null,"Estimated Hrs/Year","Load Factor (%)","Duty Factor (%)","Energy Consumption","Unit per year","Override Calculated Value","% of Total",null,null,null,"Estimated Hrs/Year","Load Factor (%)","Duty Factor (%)","Energy Consumption","Unit per year","Override Calculated Value","% of Total",null,null,null,"Estimated Hrs/Year","Load Factor (%)","Duty Factor (%)","Energy Consumption","Unit per year","Override Calculated Value","% of Total",null,null,null,"Estimated Hrs/Year","Load Factor (%)","Duty Factor (%)","Energy Consumption","Unit per year","Override Calculated Value","% of Total",null,null,null,"Estimated Hrs/Year","Load Factor (%)","Duty Factor (%)","Energy Consumption","Unit per year","Override Calculated Value","% of Total",null,null,null,"Estimated Hrs/Year","Load Factor (%)","Duty Factor (%)","Energy Consumption","Unit per year","Override Calculated Value","% of Total",null,null,null,"Estimated Hrs/Year","Load Factor (%)","Duty Factor (%)","Energy Consumption","Unit per year","Override Calculated Value","% of Total",null,null,null,"Estimated Hrs/Year","Load Factor (%)","Duty Factor (%)","Energy Consumption","Unit per year","Override Calculated Value","% of Total",null,null,null,"Estimated Hrs/Year","Load Factor (%)","Duty Factor (%)","Energy Consumption","Unit per year","Override Calculated Value","% of Total",null,null,null,"Estimated Hrs/Year","Load Factor (%)","Duty Factor (%)","Energy Consumption","Unit per year","Override Calculated Value","% of Total",null,null,null,"Estimated Hrs/Year","Load Factor (%)","Duty Factor (%)","Energy Consumption","Unit per year","Override Calculated Value","% of Total",null,null,null,"Estimated Hrs/Year","Load Factor (%)","Duty Factor (%)","Energy Consumption","Unit per year","Override Calculated Value","% of Total",null,null,null,"Estimated Hrs/Year","Load Factor (%)","Duty Factor (%)","Energy Consumption","Unit per year","Override Calculated Value","% of Total",null,null,null,"Estimated Hrs/Year","Load Factor (%)","Duty Factor (%)","Energy Consumption","Unit per year","Override Calculated Value","% of Total",null,null,null,"Estimated Hrs/Year","Load Factor (%)","Duty Factor (%)","Energy Consumption","Unit per year","Override Calculated Value","% of Total",null,null,null,"Estimated Hrs/Year","Load Factor (%)","Duty Factor (%)","Energy Consumption","Unit per year","Override Calculated Value","% of Total",null,null,null,"Estimated Hrs/Year","Load Factor (%)","Duty Factor (%)","Energy Consumption","Unit per year","Override Calculated Value","% of Total",null,null,null,"Estimated Hrs/Year","Load Factor (%)","Duty Factor (%)","Energy Consumption","Unit per year","Override Calculated Value","% of Total",null,null,null,null,null,null,"Energy Consumption\nALL VALUES converted to MMBtu per Year (primary)"]
[null,null,null,null,null,null,null,null,null,null,null,false,false]
[null,1,null,null,null,null,null,null,null,{"$f":"H390","v":5},{"$f":"IF(B395>J395,FALSE,TRUE)","v":true},false,false,null,{"$f":"IF(H395<>\"\",VLOOKUP(H395,EnergyUseConversions,4,),\"\")","v":""},{"$f":"IF(H395<>\"\",VLOOKUP(H395,EnergyUseConversions,3,),\"\")","v":""},{"$f":"IFERROR(VLOOKUP(O395,MMBtuConversions,4,),0)","v":0},{"$f":"C395","v":0},null,null,null,null,{"$f":"IF($M395,IFERROR(IF(Y395<>\"\",Y395,V395*U395*T395*$G395*$P395),0),0)","v":0},{"$f":"$O395","v":""},null,{"$f":"IFERROR(AA395/AB395,0)","v":0},{"$f":"W395*$Q395","v":0},{"$f":"W426","v":0},null,null,null,null,{"$f":"IF($M395,IFERROR(IF(AI395<>\"\",AI395,AF395*AE395*AD395*$G395*$P395),0),0)","v":0},{"$f":"$O395","v":""},null,{"$f":"IFERROR(AK395/AL395,0)","v":0},{"$f":"AG395*$Q395","v":0},{"$f":"AG426","v":0},null,null,null,null,{"$f":"IF($M395,IFERROR(IF(AS395<>\"\",AS395,AP395*AO395*AN395*$G395*$P395),0),0)","v":0},{"$f":"$O395","v":""},null,{"$f":"IFERROR(AU395/AV395,0)","v":0},{"$f":"AQ395*$Q395","v":0},{"$f":"AQ426","v":0},null,null,null,null,{"$f":"IF($M395,IFERROR(IF(BC395<>\"\",BC395,AZ395*AY395*AX395*$G395*$P395),0),0)","v":0},{"$f":"$O395","v":""},null,{"$f":"IFERROR(BE395/BF395,0)","v":0},{"$f":"BA395*$Q395","v":0},{"$f":"BA426","v":0},null,null,null,null,{"$f":"IF($M395,IFERROR(IF(BM395<>\"\",BM395,BJ395*BI395*BH395*$G395*$P395),0),0)","v":0},{"$f":"$O395","v":""},null,{"$f":"IFERROR(BO395/BP395,0)","v":0},{"$f":"BK395*$Q395","v":0},{"$f":"BK426","v":0},null,null,null,null,{"$f":"IF($M395,IFERROR(IF(BW395<>\"\",BW395,BT395*BS395*BR395*$G395*$P395),0),0)","v":0},{"$f":"$O395","v":""},null,{"$f":"IFERROR(BY395/BZ395,0)","v":0},{"$f":"BU395*$Q395","v":0},{"$f":"BU426","v":0},null,null,null,null,{"$f":"IF($M395,IFERROR(IF(CG395<>\"\",CG395,CD395*CC395*CB395*$G395*$P395),0),0)","v":0},{"$f":"$O395","v":""},null,{"$f":"IFERROR(CI395/CJ395,0)","v":0},{"$f":"CE395*$Q395","v":0},{"$f":"CE426","v":0},null,null,null,null,{"$f":"IF($M395,IFERROR(IF(CQ395<>\"\",CQ395,CN395*CM395*CL395*$G395*$P395),0),0)","v":0},{"$f":"$O395","v":""},null,{"$f":"IFERROR(CS395/CT395,0)","v":0},{"$f":"CO395*$Q395","v":0},{"$f":"CO426","v":0},null,null,null,null,{"$f":"IF($M395,IFERROR(IF(DA395<>\"\",DA395,CX395*CW395*CV395*$G395*$P395),0),0)","v":0},{"$f":"$O395","v":""},null,{"$f":"IFERROR(DC395/DD395,0)","v":0},{"$f":"CY395*$Q395","v":0},{"$f":"CY426","v":0},null,null,null,null,{"$f":"IF($M395,IFERROR(IF(DK395<>\"\",DK395,DH395*DG395*DF395*$G395*$P395),0),0)","v":0},{"$f":"$O395","v":""},null,{"$f":"IFERROR(DM395/DN395,0)","v":0},{"$f":"DI395*$Q395","v":0},{"$f":"DI426","v":0},null,null,null,null,{"$f":"IF($M395,IFERROR(IF(DU395<>\"\",DU395,DR395*DQ395*DP395*$G395*$P395),0),0)","v":0},{"$f":"$O395","v":""},null,{"$f":"IFERROR(DW395/DX395,0)","v":0},{"$f":"DS395*$Q395","v":0},{"$f":"DS426","v":0},null,null,null,null,{"$f":"IF($M395,IFERROR(IF(EE395<>\"\",EE395,EB395*EA395*DZ395*$G395*$P395),0),0)","v":0},{"$f":"$O395","v":""},null,{"$f":"IFERROR(EG395/EH395,0)","v":0},{"$f":"EC395*$Q395","v":0},{"$f":"EC426","v":0},null,null,null,null,{"$f":"IF($M395,IFERROR(IF(EO395<>\"\",EO395,EL395*EK395*EJ395*$G395*$P395),0),0)","v":0},{"$f":"$O395","v":""},null,{"$f":"IFERROR(EQ395/ER395,0)","v":0},{"$f":"EM395*$Q395","v":0},{"$f":"EM426","v":0},null,null,null,null,{"$f":"IF($M395,IFERROR(IF(EY395<>\"\",EY395,EV395*EU395*ET395*$G395*$P395),0),0)","v":0},{"$f":"$O395","v":""},null,{"$f":"IFERROR(FA395/FB395,0)","v":0},{"$f":"EW395*$Q395","v":0},{"$f":"EW426","v":0},null,null,null,null,{"$f":"IF($M395,IFERROR(IF(FI395<>\"\",FI395,FF395*FE395*FD395*$G395*$P395),0),0)","v":0},{"$f":"$O395","v":""},null,{"$f":"IFERROR(FK395/FL395,0)","v":0},{"$f":"FG395*$Q395","v":0},{"$f":"FG426","v":0},null,null,null,null,{"$f":"IF($M395,IFERROR(IF(FS395<>\"\",FS395,FP395*FO395*FN395*$G395*$P395),0),0)","v":0},{"$f":"$O395","v":""},null,{"$f":"IFERROR(FU395/FV395,0)","v":0},{"$f":"FQ395*$Q395","v":0},{"$f":"FQ426","v":0},null,null,null,null,{"$f":"IF($M395,IFERROR(IF(GC395<>\"\",GC395,FZ395*FY395*FX395*$G395*$P395),0),0)","v":0},{"$f":"$O395","v":""},null,{"$f":"IFERROR(GE395/GF395,0)","v":0},{"$f":"GA395*$Q395","v":0},{"$f":"GA426","v":0},null,null,null,null,{"$f":"IF($M395,IFERROR(IF(GM395<>\"\",GM395,GJ395*GI395*GH395*$G395*$P395),0),0)","v":0},{"$f":"$O395","v":""},null,{"$f":"IFERROR(GO395/GP395,0)","v":0},{"$f":"GK395*$Q395","v":0},{"$f":"GK426","v":0},null,null,null,null,{"$f":"IF($M395,IFERROR(IF(GW395<>\"\",GW395,GT395*GS395*GR395*$G395*$P395),0),0)","v":0},{"$f":"$O395","v":""},null,{"$f":"IFERROR(GY395/GZ395,0)","v":0},{"$f":"GU395*$Q395","v":0},{"$f":"GU426","v":0},null,null,null,null,{"$f":"IF($M395,IFERROR(IF(HG395<>\"\",HG395,HD395*HC395*HB395*$G395*$P395),0),0)","v":0},{"$f":"$O395","v":""},null,{"$f":"IFERROR(HI395/HJ395,0)","v":0},{"$f":"HE395*$Q395","v":0},{"$f":"HE426","v":0},null,null,null,null,{"$f":"IF($M395,IFERROR(IF(HQ395<>\"\",HQ395,HN395*HM395*HL395*$G395*$P395),0),0)","v":0},{"$f":"$O395","v":""},null,{"$f":"IFERROR(HS395/HT395,0)","v":0},{"$f":"HO395*$Q395","v":0},{"$f":"HO426","v":0},null,null,null,null,{"$f":"IF($M395,IFERROR(IF(IA395<>\"\",IA395,HX395*HW395*HV395*$G395*$P395),0),0)","v":0},{"$f":"$O395","v":""},null,{"$f":"IFERROR(IC395/ID395,0)","v":0},{"$f":"HY395*$Q395","v":0},{"$f":"HY426","v":0},null,null,null,null,{"$f":"IF($M395,IFERROR(IF(IK395<>\"\",IK395,IH395*IG395*IF395*$G395*$P395),0),0)","v":0},{"$f":"$O395","v":""},null,{"$f":"IFERROR(IM395/IN395,0)","v":0},{"$f":"II395*$Q395","v":0},{"$f":"II426","v":0},null,null,null,null,{"$f":"IF($M395,IFERROR(IF(IU395<>\"\",IU395,IR395*IQ395*IP395*$G395*$P395),0),0)","v":0},{"$f":"$O395","v":""},null,{"$f":"IFERROR(IW395/IX395,0)","v":0},{"$f":"IS395*$Q395","v":0},{"$f":"IS426","v":0},null,null,null,null,{"$f":"IF($M395,IFERROR(IF(JE395<>\"\",JE395,JB395*JA395*IZ395*$G395*$P395),0),0)","v":0},{"$f":"$O395","v":""},null,{"$f":"IFERROR(JG395/JH395,0)","v":0},{"$f":"JC395*$Q395","v":0},{"$f":"JC426","v":0},null,null,null,1,{"$f":"AA395","v":0},{"$f":"AK395","v":0},{"$f":"AU395","v":0},{"$f":"BE395","v":0},{"$f":"BO395","v":0},{"$f":"BY395","v":0},{"$f":"CI395","v":0},{"$f":"CS395","v":0},{"$f":"DC395","v":0},{"$f":"DM395","v":0},{"$f":"DW395","v":0},{"$f":"EG395","v":0},{"$f":"EQ395","v":0},{"$f":"FA395","v":0},{"$f":"FK395","v":0},{"$f":"FU395","v":0},{"$f":"GE395","v":0},{"$f":"GO395","v":0},{"$f":"GY395","v":0},{"$f":"HI395","v":0},{"$f":"HS395","v":0},{"$f":"IC395","v":0},{"$f":"IM395","v":0},{"$f":"IW395","v":0},{"$f":"JG395","v":0}," MMBtu/yr"]
[null,4,null,null,null,null,null,null,null,5,true,false,false,null,"","",0,0,null,null,null,null,{"$f":"IF($M398,IFERROR(IF(Y398<>\"\",Y398,V398*U398*T398*$G398*$P398),0),0)","v":0},"",null,0,0,0,null,null,null,null,{"$f":"IF($M398,IFERROR(IF(AI398<>\"\",AI398,AF398*AE398*AD398*$G398*$P398),0),0)","v":0},"",null,0,0,0,null,null,null,null,{"$f":"IF($M398,IFERROR(IF(AS398<>\"\",AS398,AP398*AO398*AN398*$G398*$P398),0),0)","v":0},"",null,0,0,0,null,null,null,null,{"$f":"IF($M398,IFERROR(IF(BC398<>\"\",BC398,AZ398*AY398*AX398*$G398*$P398),0),0)","v":0},"",null,0,0,0,null,null,null,null,{"$f":"IF($M398,IFERROR(IF(BM398<>\"\",BM398,BJ398*BI398*BH398*$G398*$P398),0),0)","v":0},"",null,0,0,0,null,null,null,null,{"$f":"IF($M398,IFERROR(IF(BW398<>\"\",BW398,BT398*BS398*BR398*$G398*$P398),0),0)","v":0},"",null,0,0,0,null,null,null,null,{"$f":"IF($M398,IFERROR(IF(CG398<>\"\",CG398,CD398*CC398*CB398*$G398*$P398),0),0)","v":0},"",null,0,0,0,null,null,null,null,{"$f":"IF($M398,IFERROR(IF(CQ398<>\"\",CQ398,CN398*CM398*CL398*$G398*$P398),0),0)","v":0},"",null,0,0,0,null,null,null,null,{"$f":"IF($M398,IFERROR(IF(DA398<>\"\",DA398,CX398*CW398*CV398*$G398*$P398),0),0)","v":0},"",null,0,0,0,null,null,null,null,{"$f":"IF($M398,IFERROR(IF(DK398<>\"\",DK398,DH398*DG398*DF398*$G398*$P398),0),0)","v":0},"",null,0,0,0,null,null,null,null,{"$f":"IF($M398,IFERROR(IF(DU398<>\"\",DU398,DR398*DQ398*DP398*$G398*$P398),0),0)","v":0},"",null,0,0,0,null,null,null,null,{"$f":"IF($M398,IFERROR(IF(EE398<>\"\",EE398,EB398*EA398*DZ398*$G398*$P398),0),0)","v":0},"",null,0,0,0,null,null,null,null,{"$f":"IF($M398,IFERROR(IF(EO398<>\"\",EO398,EL398*EK398*EJ398*$G398*$P398),0),0)","v":0},"",null,0,0,0,null,null,null,null,{"$f":"IF($M398,IFERROR(IF(EY398<>\"\",EY398,EV398*EU398*ET398*$G398*$P398),0),0)","v":0},"",null,0,0,0,null,null,null,null,{"$f":"IF($M398,IFERROR(IF(FI398<>\"\",FI398,FF398*FE398*FD398*$G398*$P398),0),0)","v":0},"",null,0,0,0,null,null,null,null,{"$f":"IF($M398,IFERROR(IF(FS398<>\"\",FS398,FP398*FO398*FN398*$G398*$P398),0),0)","v":0},"",null,0,0,0,null,null,null,null,{"$f":"IF($M398,IFERROR(IF(GC398<>\"\",GC398,FZ398*FY398*FX398*$G398*$P398),0),0)","v":0},"",null,0,0,0,null,null,null,null,{"$f":"IF($M398,IFERROR(IF(GM398<>\"\",GM398,GJ398*GI398*GH398*$G398*$P398),0),0)","v":0},"",null,0,0,0,null,null,null,null,{"$f":"IF($M398,IFERROR(IF(GW398<>\"\",GW398,GT398*GS398*GR398*$G398*$P398),0),0)","v":0},"",null,0,0,0,null,null,null,null,{"$f":"IF($M398,IFERROR(IF(HG398<>\"\",HG398,HD398*HC398*HB398*$G398*$P398),0),0)","v":0},"",null,0,0,0,null,null,null,null,{"$f":"IF($M398,IFERROR(IF(HQ398<>\"\",HQ398,HN398*HM398*HL398*$G398*$P398),0),0)","v":0},"",null,0,0,0,null,null,null,null,{"$f":"IF($M398,IFERROR(IF(IA398<>\"\",IA398,HX398*HW398*HV398*$G398*$P398),0),0)","v":0},"",null,0,0,0,null,null,null,null,{"$f":"IF($M398,IFERROR(IF(IK398<>\"\",IK398,IH398*IG398*IF398*$G398*$P398),0),0)","v":0},"",null,0,0,0,null,null,null,null,{"$f":"IF($M398,IFERROR(IF(IU398<>\"\",IU398,IR398*IQ398*IP398*$G398*$P398),0),0)","v":0},"",null,0,0,0,null,null,null,null,{"$f":"IF($M398,IFERROR(IF(JE398<>\"\",JE398,JB398*JA398*IZ398*$G398*$P398),0),0)","v":0},"",null,0,0,0,null,null,null,4,0,0,0,0,0,0,0,0,0,0,0,0,0,0,0,0,0,0,0,0,0,0,0,0,0," MMBtu/yr"]
[null,5,null,null,null,null,null,null,null,5,true,false,false,null,"","",0,0,null,null,null,null,0,"",null,0,0,0,null,null,null,null,0,"",null,0,0,0,null,null,null,null,0,"",null,0,0,0,null,null,null,null,0,"",null,0,0,0,null,null,null,null,0,"",null,0,0,0,null,null,null,null,0,"",null,0,0,0,null,null,null,null,0,"",null,0,0,0,null,null,null,null,0,"",null,0,0,0,null,null,null,null,0,"",null,0,0,0,null,null,null,null,0,"",null,0,0,0,null,null,null,null,0,"",null,0,0,0,null,null,null,null,0,"",null,0,0,0,null,null,null,null,0,"",null,0,0,0,null,null,null,null,0,"",null,0,0,0,null,null,null,null,0,"",null,0,0,0,null,null,null,null,0,"",null,0,0,0,null,null,null,null,0,"",null,0,0,0,null,null,null,null,0,"",null,0,0,0,null,null,null,null,0,"",null,0,0,0,null,null,null,null,0,"",null,0,0,0,null,null,null,null,0,"",null,0,0,0,null,null,null,null,0,"",null,0,0,0,null,null,null,null,0,"",null,0,0,0,null,null,null,null,0,"",null,0,0,0,null,null,null,null,0,"",null,0,0,0,null,null,null,5,0,0,0,0,0,0,0,0,0,0,0,0,0,0,0,0,0,0,0,0,0,0,0,0,0," MMBtu/yr"]
[null,6,null,null,null,null,null,null,null,5,false,false,false,null,"","",0,0,null,null,null,null,0,"",null,0,0,0,null,null,null,null,0,"",null,0,0,0,null,null,null,null,0,"",null,0,0,0,null,null,null,null,0,"",null,0,0,0,null,null,null,null,0,"",null,0,0,0,null,null,null,null,0,"",null,0,0,0,null,null,null,null,0,"",null,0,0,0,null,null,null,null,0,"",null,0,0,0,null,null,null,null,0,"",null,0,0,0,null,null,null,null,0,"",null,0,0,0,null,null,null,null,0,"",null,0,0,0,null,null,null,null,0,"",null,0,0,0,null,null,null,null,0,"",null,0,0,0,null,null,null,null,0,"",null,0,0,0,null,null,null,null,0,"",null,0,0,0,null,null,null,null,0,"",null,0,0,0,null,null,null,null,0,"",null,0,0,0,null,null,null,null,0,"",null,0,0,0,null,null,null,null,0,"",null,0,0,0,null,null,null,null,0,"",null,0,0,0,null,null,null,null,0,"",null,0,0,0,null,null,null,null,0,"",null,0,0,0,null,null,null,null,0,"",null,0,0,0,null,null,null,null,0,"",null,0,0,0,null,null,null,null,0,"",null,0,0,0,null,null,null,6,0,0,0,0,0,0,0,0,0,0,0,0,0,0,0,0,0,0,0,0,0,0,0,0,0," MMBtu/yr"]
[null,7,null,null,null,null,null,null,null,5,false,false,false,null,"","",0,0,null,null,null,null,0,"",null,0,0,0,null,null,null,null,0,"",null,0,0,0,null,null,null,null,0,"",null,0,0,0,null,null,null,null,0,"",null,0,0,0,null,null,null,null,0,"",null,0,0,0,null,null,null,null,0,"",null,0,0,0,null,null,null,null,0,"",null,0,0,0,null,null,null,null,0,"",null,0,0,0,null,null,null,null,0,"",null,0,0,0,null,null,null,null,0,"",null,0,0,0,null,null,null,null,0,"",null,0,0,0,null,null,null,null,0,"",null,0,0,0,null,null,null,null,0,"",null,0,0,0,null,null,null,null,0,"",null,0,0,0,null,null,null,null,0,"",null,0,0,0,null,null,null,null,0,"",null,0,0,0,null,null,null,null,0,"",null,0,0,0,null,null,null,null,0,"",null,0,0,0,null,null,null,null,0,"",null,0,0,0,null,null,null,null,0,"",null,0,0,0,null,null,null,null,0,"",null,0,0,0,null,null,null,null,0,"",null,0,0,0,null,null,null,null,0,"",null,0,0,0,null,null,null,null,0,"",null,0,0,0,null,null,null,null,0,"",null,0,0,0,null,null,null,7,0,0,0,0,0,0,0,0,0,0,0,0,0,0,0,0,0,0,0,0,0,0,0,0,0," MMBtu/yr"]
[null,8,null,null,null,null,null,null,null,5,false,false,false,null,"","",0,0,null,null,null,null,0,"",null,0,0,0,null,null,null,null,0,"",null,0,0,0,null,null,null,null,0,"",null,0,0,0,null,null,null,null,0,"",null,0,0,0,null,null,null,null,0,"",null,0,0,0,null,null,null,null,0,"",null,0,0,0,null,null,null,null,0,"",null,0,0,0,null,null,null,null,0,"",null,0,0,0,null,null,null,null,0,"",null,0,0,0,null,null,null,null,0,"",null,0,0,0,null,null,null,null,0,"",null,0,0,0,null,null,null,null,0,"",null,0,0,0,null,null,null,null,0,"",null,0,0,0,null,null,null,null,0,"",null,0,0,0,null,null,null,null,0,"",null,0,0,0,null,null,null,null,0,"",null,0,0,0,null,null,null,null,0,"",null,0,0,0,null,null,null,null,0,"",null,0,0,0,null,null,null,null,0,"",null,0,0,0,null,null,null,null,0,"",null,0,0,0,null,null,null,null,0,"",null,0,0,0,null,null,null,null,0,"",null,0,0,0,null,null,null,null,0,"",null,0,0,0,null,null,null,null,0,"",null,0,0,0,null,null,null,null,0,"",null,0,0,0,null,null,null,8,0,0,0,0,0,0,0,0,0,0,0,0,0,0,0,0,0,0,0,0,0,0,0,0,0," MMBtu/yr"]
[null,9,null,null,null,null,null,null,null,5,false,false,false,null,"","",0,0,null,null,null,null,0,"",null,0,0,0,null,null,null,null,0,"",null,0,0,0,null,null,null,null,0,"",null,0,0,0,null,null,null,null,0,"",null,0,0,0,null,null,null,null,0,"",null,0,0,0,null,null,null,null,0,"",null,0,0,0,null,null,null,null,0,"",null,0,0,0,null,null,null,null,0,"",null,0,0,0,null,null,null,null,0,"",null,0,0,0,null,null,null,null,0,"",null,0,0,0,null,null,null,null,0,"",null,0,0,0,null,null,null,null,0,"",null,0,0,0,null,null,null,null,0,"",null,0,0,0,null,null,null,null,0,"",null,0,0,0,null,null,null,null,0,"",null,0,0,0,null,null,null,null,0,"",null,0,0,0,null,null,null,null,0,"",null,0,0,0,null,null,null,null,0,"",null,0,0,0,null,null,null,null,0,"",null,0,0,0,null,null,null,null,0,"",null,0,0,0,null,null,null,null,0,"",null,0,0,0,null,null,null,null,0,"",null,0,0,0,null,null,null,null,0,"",null,0,0,0,null,null,null,null,0,"",null,0,0,0,null,null,null,null,0,"",null,0,0,0,null,null,null,9,0,0,0,0,0,0,0,0,0,0,0,0,0,0,0,0,0,0,0,0,0,0,0,0,0," MMBtu/yr"]
[null,10,null,null,null,null,null,null,null,5,false,false,false,null,"","",0,0,null,null,null,null,0,"",null,0,0,0,null,null,null,null,0,"",null,0,0,0,null,null,null,null,0,"",null,0,0,0,null,null,null,null,0,"",null,0,0,0,null,null,null,null,0,"",null,0,0,0,null,null,null,null,0,"",null,0,0,0,null,null,null,null,0,"",null,0,0,0,null,null,null,null,0,"",null,0,0,0,null,null,null,null,0,"",null,0,0,0,null,null,null,null,0,"",null,0,0,0,null,null,null,null,0,"",null,0,0,0,null,null,null,null,0,"",null,0,0,0,null,null,null,null,0,"",null,0,0,0,null,null,null,null,0,"",null,0,0,0,null,null,null,null,0,"",null,0,0,0,null,null,null,null,0,"",null,0,0,0,null,null,null,null,0,"",null,0,0,0,null,null,null,null,0,"",null,0,0,0,null,null,null,null,0,"",null,0,0,0,null,null,null,null,0,"",null,0,0,0,null,null,null,null,0,"",null,0,0,0,null,null,null,null,0,"",null,0,0,0,null,null,null,null,0,"",null,0,0,0,null,null,null,null,0,"",null,0,0,0,null,null,null,null,0,"",null,0,0,0,null,null,null,10,0,0,0,0,0,0,0,0,0,0,0,0,0,0,0,0,0,0,0,0,0,0,0,0,0," MMBtu/yr"]
[null,11,null,null,null,null,null,null,null,5,false,false,false,null,"","",0,0,null,null,null,null,0,"",null,0,0,0,null,null,null,null,0,"",null,0,0,0,null,null,null,null,0,"",null,0,0,0,null,null,null,null,0,"",null,0,0,0,null,null,null,null,0,"",null,0,0,0,null,null,null,null,0,"",null,0,0,0,null,null,null,null,0,"",null,0,0,0,null,null,null,null,0,"",null,0,0,0,null,null,null,null,0,"",null,0,0,0,null,null,null,null,0,"",null,0,0,0,null,null,null,null,0,"",null,0,0,0,null,null,null,null,0,"",null,0,0,0,null,null,null,null,0,"",null,0,0,0,null,null,null,null,0,"",null,0,0,0,null,null,null,null,0,"",null,0,0,0,null,null,null,null,0,"",null,0,0,0,null,null,null,null,0,"",null,0,0,0,null,null,null,null,0,"",null,0,0,0,null,null,null,null,0,"",null,0,0,0,null,null,null,null,0,"",null,0,0,0,null,null,null,null,0,"",null,0,0,0,null,null,null,null,0,"",null,0,0,0,null,null,null,null,0,"",null,0,0,0,null,null,null,null,0,"",null,0,0,0,null,null,null,null,0,"",null,0,0,0,null,null,null,11,0,0,0,0,0,0,0,0,0,0,0,0,0,0,0,0,0,0,0,0,0,0,0,0,0," MMBtu/yr"]
[null,12,null,null,null,null,null,null,null,5,false,false,false,null,"","",0,0,null,null,null,null,0,"",null,0,0,0,null,null,null,null,0,"",null,0,0,0,null,null,null,null,0,"",null,0,0,0,null,null,null,null,0,"",null,0,0,0,null,null,null,null,0,"",null,0,0,0,null,null,null,null,0,"",null,0,0,0,null,null,null,null,0,"",null,0,0,0,null,null,null,null,0,"",null,0,0,0,null,null,null,null,0,"",null,0,0,0,null,null,null,null,0,"",null,0,0,0,null,null,null,null,0,"",null,0,0,0,null,null,null,null,0,"",null,0,0,0,null,null,null,null,0,"",null,0,0,0,null,null,null,null,0,"",null,0,0,0,null,null,null,null,0,"",null,0,0,0,null,null,null,null,0,"",null,0,0,0,null,null,null,null,0,"",null,0,0,0,null,null,null,null,0,"",null,0,0,0,null,null,null,null,0,"",null,0,0,0,null,null,null,null,0,"",null,0,0,0,null,null,null,null,0,"",null,0,0,0,null,null,null,null,0,"",null,0,0,0,null,null,null,null,0,"",null,0,0,0,null,null,null,null,0,"",null,0,0,0,null,null,null,null,0,"",null,0,0,0,null,null,null,12,0,0,0,0,0,0,0,0,0,0,0,0,0,0,0,0,0,0,0,0,0,0,0,0,0," MMBtu/yr"]
[null,13,null,null,null,null,null,null,null,5,false,false,false,null,"","",0,0,null,null,null,null,0,"",null,0,0,0,null,null,null,null,0,"",null,0,0,0,null,null,null,null,0,"",null,0,0,0,null,null,null,null,0,"",null,0,0,0,null,null,null,null,0,"",null,0,0,0,null,null,null,null,0,"",null,0,0,0,null,null,null,null,0,"",null,0,0,0,null,null,null,null,0,"",null,0,0,0,null,null,null,null,0,"",null,0,0,0,null,null,null,null,0,"",null,0,0,0,null,null,null,null,0,"",null,0,0,0,null,null,null,null,0,"",null,0,0,0,null,null,null,null,0,"",null,0,0,0,null,null,null,null,0,"",null,0,0,0,null,null,null,null,0,"",null,0,0,0,null,null,null,null,0,"",null,0,0,0,null,null,null,null,0,"",null,0,0,0,null,null,null,null,0,"",null,0,0,0,null,null,null,null,0,"",null,0,0,0,null,null,null,null,0,"",null,0,0,0,null,null,null,null,0,"",null,0,0,0,null,null,null,null,0,"",null,0,0,0,null,null,null,null,0,"",null,0,0,0,null,null,null,null,0,"",null,0,0,0,null,null,null,null,0,"",null,0,0,0,null,null,null,13,0,0,0,0,0,0,0,0,0,0,0,0,0,0,0,0,0,0,0,0,0,0,0,0,0," MMBtu/yr"]
[null,14,null,null,null,null,null,null,null,5,false,false,false,null,"","",0,0,null,null,null,null,0,"",null,0,0,0,null,null,null,null,0,"",null,0,0,0,null,null,null,null,0,"",null,0,0,0,null,null,null,null,0,"",null,0,0,0,null,null,null,null,0,"",null,0,0,0,null,null,null,null,0,"",null,0,0,0,null,null,null,null,0,"",null,0,0,0,null,null,null,null,0,"",null,0,0,0,null,null,null,null,0,"",null,0,0,0,null,null,null,null,0,"",null,0,0,0,null,null,null,null,0,"",null,0,0,0,null,null,null,null,0,"",null,0,0,0,null,null,null,null,0,"",null,0,0,0,null,null,null,null,0,"",null,0,0,0,null,null,null,null,0,"",null,0,0,0,null,null,null,null,0,"",null,0,0,0,null,null,null,null,0,"",null,0,0,0,null,null,null,null,0,"",null,0,0,0,null,null,null,null,0,"",null,0,0,0,null,null,null,null,0,"",null,0,0,0,null,null,null,null,0,"",null,0,0,0,null,null,null,null,0,"",null,0,0,0,null,null,null,null,0,"",null,0,0,0,null,null,null,null,0,"",null,0,0,0,null,null,null,null,0,"",null,0,0,0,null,null,null,14,0,0,0,0,0,0,0,0,0,0,0,0,0,0,0,0,0,0,0,0,0,0,0,0,0," MMBtu/yr"]
[null,15,null,null,null,null,null,null,null,5,false,false,false,null,"","",0,0,null,null,null,null,0,"",null,0,0,0,null,null,null,null,0,"",null,0,0,0,null,null,null,null,0,"",null,0,0,0,null,null,null,null,0,"",null,0,0,0,null,null,null,null,0,"",null,0,0,0,null,null,null,null,0,"",null,0,0,0,null,null,null,null,0,"",null,0,0,0,null,null,null,null,0,"",null,0,0,0,null,null,null,null,0,"",null,0,0,0,null,null,null,null,0,"",null,0,0,0,null,null,null,null,0,"",null,0,0,0,null,null,null,null,0,"",null,0,0,0,null,null,null,null,0,"",null,0,0,0,null,null,null,null,0,"",null,0,0,0,null,null,null,null,0,"",null,0,0,0,null,null,null,null,0,"",null,0,0,0,null,null,null,null,0,"",null,0,0,0,null,null,null,null,0,"",null,0,0,0,null,null,null,null,0,"",null,0,0,0,null,null,null,null,0,"",null,0,0,0,null,null,null,null,0,"",null,0,0,0,null,null,null,null,0,"",null,0,0,0,null,null,null,null,0,"",null,0,0,0,null,null,null,null,0,"",null,0,0,0,null,null,null,null,0,"",null,0,0,0,null,null,null,15,0,0,0,0,0,0,0,0,0,0,0,0,0,0,0,0,0,0,0,0,0,0,0,0,0," MMBtu/yr"]
[null,16,null,null,null,null,null,null,null,5,false,false,false,null,"","",0,0,null,null,null,null,0,"",null,0,0,0,null,null,null,null,0,"",null,0,0,0,null,null,null,null,0,"",null,0,0,0,null,null,null,null,0,"",null,0,0,0,null,null,null,null,0,"",null,0,0,0,null,null,null,null,0,"",null,0,0,0,null,null,null,null,0,"",null,0,0,0,null,null,null,null,0,"",null,0,0,0,null,null,null,null,0,"",null,0,0,0,null,null,null,null,0,"",null,0,0,0,null,null,null,null,0,"",null,0,0,0,null,null,null,null,0,"",null,0,0,0,null,null,null,null,0,"",null,0,0,0,null,null,null,null,0,"",null,0,0,0,null,null,null,null,0,"",null,0,0,0,null,null,null,null,0,"",null,0,0,0,null,null,null,null,0,"",null,0,0,0,null,null,null,null,0,"",null,0,0,0,null,null,null,null,0,"",null,0,0,0,null,null,null,null,0,"",null,0,0,0,null,null,null,null,0,"",null,0,0,0,null,null,null,null,0,"",null,0,0,0,null,null,null,null,0,"",null,0,0,0,null,null,null,null,0,"",null,0,0,0,null,null,null,null,0,"",null,0,0,0,null,null,null,16,0,0,0,0,0,0,0,0,0,0,0,0,0,0,0,0,0,0,0,0,0,0,0,0,0," MMBtu/yr"]
[null,17,null,null,null,null,null,null,null,5,false,false,false,null,"","",0,0,null,null,null,null,0,"",null,0,0,0,null,null,null,null,0,"",null,0,0,0,null,null,null,null,0,"",null,0,0,0,null,null,null,null,0,"",null,0,0,0,null,null,null,null,0,"",null,0,0,0,null,null,null,null,0,"",null,0,0,0,null,null,null,null,0,"",null,0,0,0,null,null,null,null,0,"",null,0,0,0,null,null,null,null,0,"",null,0,0,0,null,null,null,null,0,"",null,0,0,0,null,null,null,null,0,"",null,0,0,0,null,null,null,null,0,"",null,0,0,0,null,null,null,null,0,"",null,0,0,0,null,null,null,null,0,"",null,0,0,0,null,null,null,null,0,"",null,0,0,0,null,null,null,null,0,"",null,0,0,0,null,null,null,null,0,"",null,0,0,0,null,null,null,null,0,"",null,0,0,0,null,null,null,null,0,"",null,0,0,0,null,null,null,null,0,"",null,0,0,0,null,null,null,null,0,"",null,0,0,0,null,null,null,null,0,"",null,0,0,0,null,null,null,null,0,"",null,0,0,0,null,null,null,null,0,"",null,0,0,0,null,null,null,null,0,"",null,0,0,0,null,null,null,17,0,0,0,0,0,0,0,0,0,0,0,0,0,0,0,0,0,0,0,0,0,0,0,0,0," MMBtu/yr"]
[null,18,null,null,null,null,null,null,null,5,false,false,false,null,"","",0,0,null,null,null,null,0,"",null,0,0,0,null,null,null,null,0,"",null,0,0,0,null,null,null,null,0,"",null,0,0,0,null,null,null,null,0,"",null,0,0,0,null,null,null,null,0,"",null,0,0,0,null,null,null,null,0,"",null,0,0,0,null,null,null,null,0,"",null,0,0,0,null,null,null,null,0,"",null,0,0,0,null,null,null,null,0,"",null,0,0,0,null,null,null,null,0,"",null,0,0,0,null,null,null,null,0,"",null,0,0,0,null,null,null,null,0,"",null,0,0,0,null,null,null,null,0,"",null,0,0,0,null,null,null,null,0,"",null,0,0,0,null,null,null,null,0,"",null,0,0,0,null,null,null,null,0,"",null,0,0,0,null,null,null,null,0,"",null,0,0,0,null,null,null,null,0,"",null,0,0,0,null,null,null,null,0,"",null,0,0,0,null,null,null,null,0,"",null,0,0,0,null,null,null,null,0,"",null,0,0,0,null,null,null,null,0,"",null,0,0,0,null,null,null,null,0,"",null,0,0,0,null,null,null,null,0,"",null,0,0,0,null,null,null,null,0,"",null,0,0,0,null,null,null,18,0,0,0,0,0,0,0,0,0,0,0,0,0,0,0,0,0,0,0,0,0,0,0,0,0," MMBtu/yr"]
[null,19,null,null,null,null,null,null,null,5,false,false,false,null,"","",0,0,null,null,null,null,0,"",null,0,0,0,null,null,null,null,0,"",null,0,0,0,null,null,null,null,0,"",null,0,0,0,null,null,null,null,0,"",null,0,0,0,null,null,null,null,0,"",null,0,0,0,null,null,null,null,0,"",null,0,0,0,null,null,null,null,0,"",null,0,0,0,null,null,null,null,0,"",null,0,0,0,null,null,null,null,0,"",null,0,0,0,null,null,null,null,0,"",null,0,0,0,null,null,null,null,0,"",null,0,0,0,null,null,null,null,0,"",null,0,0,0,null,null,null,null,0,"",null,0,0,0,null,null,null,null,0,"",null,0,0,0,null,null,null,null,0,"",null,0,0,0,null,null,null,null,0,"",null,0,0,0,null,null,null,null,0,"",null,0,0,0,null,null,null,null,0,"",null,0,0,0,null,null,null,null,0,"",null,0,0,0,null,null,null,null,0,"",null,0,0,0,null,null,null,null,0,"",null,0,0,0,null,null,null,null,0,"",null,0,0,0,null,null,null,null,0,"",null,0,0,0,null,null,null,null,0,"",null,0,0,0,null,null,null,null,0,"",null,0,0,0,null,null,null,19,0,0,0,0,0,0,0,0,0,0,0,0,0,0,0,0,0,0,0,0,0,0,0,0,0," MMBtu/yr"]
[null,20,null,null,null,null,null,null,null,5,false,false,false,null,"","",0,0,null,null,null,null,0,"",null,0,0,0,null,null,null,null,0,"",null,0,0,0,null,null,null,null,0,"",null,0,0,0,null,null,null,null,0,"",null,0,0,0,null,null,null,null,0,"",null,0,0,0,null,null,null,null,0,"",null,0,0,0,null,null,null,null,0,"",null,0,0,0,null,null,null,null,0,"",null,0,0,0,null,null,null,null,0,"",null,0,0,0,null,null,null,null,0,"",null,0,0,0,null,null,null,null,0,"",null,0,0,0,null,null,null,null,0,"",null,0,0,0,null,null,null,null,0,"",null,0,0,0,null,null,null,null,0,"",null,0,0,0,null,null,null,null,0,"",null,0,0,0,null,null,null,null,0,"",null,0,0,0,null,null,null,null,0,"",null,0,0,0,null,null,null,null,0,"",null,0,0,0,null,null,null,null,0,"",null,0,0,0,null,null,null,null,0,"",null,0,0,0,null,null,null,null,0,"",null,0,0,0,null,null,null,null,0,"",null,0,0,0,null,null,null,null,0,"",null,0,0,0,null,null,null,null,0,"",null,0,0,0,null,null,null,null,0,"",null,0,0,0,null,null,null,20,0,0,0,0,0,0,0,0,0,0,0,0,0,0,0,0,0,0,0,0,0,0,0,0,0," MMBtu/yr"]
[null,21,null,null,null,null,null,null,null,5,false,false,false,null,"","",0,0,null,null,null,null,0,"",null,0,0,0,null,null,null,null,0,"",null,0,0,0,null,null,null,null,0,"",null,0,0,0,null,null,null,null,0,"",null,0,0,0,null,null,null,null,0,"",null,0,0,0,null,null,null,null,0,"",null,0,0,0,null,null,null,null,0,"",null,0,0,0,null,null,null,null,0,"",null,0,0,0,null,null,null,null,0,"",null,0,0,0,null,null,null,null,0,"",null,0,0,0,null,null,null,null,0,"",null,0,0,0,null,null,null,null,0,"",null,0,0,0,null,null,null,null,0,"",null,0,0,0,null,null,null,null,0,"",null,0,0,0,null,null,null,null,0,"",null,0,0,0,null,null,null,null,0,"",null,0,0,0,null,null,null,null,0,"",null,0,0,0,null,null,null,null,0,"",null,0,0,0,null,null,null,null,0,"",null,0,0,0,null,null,null,null,0,"",null,0,0,0,null,null,null,null,0,"",null,0,0,0,null,null,null,null,0,"",null,0,0,0,null,null,null,null,0,"",null,0,0,0,null,null,null,null,0,"",null,0,0,0,null,null,null,null,0,"",null,0,0,0,null,null,null,21,0,0,0,0,0,0,0,0,0,0,0,0,0,0,0,0,0,0,0,0,0,0,0,0,0," MMBtu/yr"]
[null,22,null,null,null,null,null,null,null,5,false,false,false,null,"","",0,0,null,null,null,null,0,"",null,0,0,0,null,null,null,null,0,"",null,0,0,0,null,null,null,null,0,"",null,0,0,0,null,null,null,null,0,"",null,0,0,0,null,null,null,null,0,"",null,0,0,0,null,null,null,null,0,"",null,0,0,0,null,null,null,null,0,"",null,0,0,0,null,null,null,null,0,"",null,0,0,0,null,null,null,null,0,"",null,0,0,0,null,null,null,null,0,"",null,0,0,0,null,null,null,null,0,"",null,0,0,0,null,null,null,null,0,"",null,0,0,0,null,null,null,null,0,"",null,0,0,0,null,null,null,null,0,"",null,0,0,0,null,null,null,null,0,"",null,0,0,0,null,null,null,null,0,"",null,0,0,0,null,null,null,null,0,"",null,0,0,0,null,null,null,null,0,"",null,0,0,0,null,null,null,null,0,"",null,0,0,0,null,null,null,null,0,"",null,0,0,0,null,null,null,null,0,"",null,0,0,0,null,null,null,null,0,"",null,0,0,0,null,null,null,null,0,"",null,0,0,0,null,null,null,null,0,"",null,0,0,0,null,null,null,null,0,"",null,0,0,0,null,null,null,22,0,0,0,0,0,0,0,0,0,0,0,0,0,0,0,0,0,0,0,0,0,0,0,0,0," MMBtu/yr"]
[null,23,null,null,null,null,null,null,null,5,false,false,false,null,"","",0,0,null,null,null,null,0,"",null,0,0,0,null,null,null,null,0,"",null,0,0,0,null,null,null,null,0,"",null,0,0,0,null,null,null,null,0,"",null,0,0,0,null,null,null,null,0,"",null,0,0,0,null,null,null,null,0,"",null,0,0,0,null,null,null,null,0,"",null,0,0,0,null,null,null,null,0,"",null,0,0,0,null,null,null,null,0,"",null,0,0,0,null,null,null,null,0,"",null,0,0,0,null,null,null,null,0,"",null,0,0,0,null,null,null,null,0,"",null,0,0,0,null,null,null,null,0,"",null,0,0,0,null,null,null,null,0,"",null,0,0,0,null,null,null,null,0,"",null,0,0,0,null,null,null,null,0,"",null,0,0,0,null,null,null,null,0,"",null,0,0,0,null,null,null,null,0,"",null,0,0,0,null,null,null,null,0,"",null,0,0,0,null,null,null,null,0,"",null,0,0,0,null,null,null,null,0,"",null,0,0,0,null,null,null,null,0,"",null,0,0,0,null,null,null,null,0,"",null,0,0,0,null,null,null,null,0,"",null,0,0,0,null,null,null,null,0,"",null,0,0,0,null,null,null,23,0,0,0,0,0,0,0,0,0,0,0,0,0,0,0,0,0,0,0,0,0,0,0,0,0," MMBtu/yr"]
[null,24,null,null,null,null,null,null,null,5,false,false,false,null,"","",0,0,null,null,null,null,0,"",null,0,0,0,null,null,null,null,0,"",null,0,0,0,null,null,null,null,0,"",null,0,0,0,null,null,null,null,0,"",null,0,0,0,null,null,null,null,0,"",null,0,0,0,null,null,null,null,0,"",null,0,0,0,null,null,null,null,0,"",null,0,0,0,null,null,null,null,0,"",null,0,0,0,null,null,null,null,0,"",null,0,0,0,null,null,null,null,0,"",null,0,0,0,null,null,null,null,0,"",null,0,0,0,null,null,null,null,0,"",null,0,0,0,null,null,null,null,0,"",null,0,0,0,null,null,null,null,0,"",null,0,0,0,null,null,null,null,0,"",null,0,0,0,null,null,null,null,0,"",null,0,0,0,null,null,null,null,0,"",null,0,0,0,null,null,null,null,0,"",null,0,0,0,null,null,null,null,0,"",null,0,0,0,null,null,null,null,0,"",null,0,0,0,null,null,null,null,0,"",null,0,0,0,null,null,null,null,0,"",null,0,0,0,null,null,null,null,0,"",null,0,0,0,null,null,null,null,0,"",null,0,0,0,null,null,null,null,0,"",null,0,0,0,null,null,null,24,0,0,0,0,0,0,0,0,0,0,0,0,0,0,0,0,0,0,0,0,0,0,0,0,0," MMBtu/yr"]
[null,25,null,null,null,null,null,null,null,5,false,false,false,null,"","",0,0,null,null,null,null,0,"",null,0,0,0,null,null,null,null,0,"",null,0,0,0,null,null,null,null,0,"",null,0,0,0,null,null,null,null,0,"",null,0,0,0,null,null,null,null,0,"",null,0,0,0,null,null,null,null,0,"",null,0,0,0,null,null,null,null,0,"",null,0,0,0,null,null,null,null,0,"",null,0,0,0,null,null,null,null,0,"",null,0,0,0,null,null,null,null,0,"",null,0,0,0,null,null,null,null,0,"",null,0,0,0,null,null,null,null,0,"",null,0,0,0,null,null,null,null,0,"",null,0,0,0,null,null,null,null,0,"",null,0,0,0,null,null,null,null,0,"",null,0,0,0,null,null,null,null,0,"",null,0,0,0,null,null,null,null,0,"",null,0,0,0,null,null,null,null,0,"",null,0,0,0,null,null,null,null,0,"",null,0,0,0,null,null,null,null,0,"",null,0,0,0,null,null,null,null,0,"",null,0,0,0,null,null,null,null,0,"",null,0,0,0,null,null,null,null,0,"",null,0,0,0,null,null,null,null,0,"",null,0,0,0,null,null,null,null,0,"",null,0,0,0,null,null,null,25,0,0,0,0,0,0,0,0,0,0,0,0,0,0,0,0,0,0,0,0,0,0,0,0,0," MMBtu/yr"]
[null,26,null,null,null,null,null,null,null,5,false,false,false,null,"","",0,0,null,null,null,null,0,"",null,0,0,0,null,null,null,null,0,"",null,0,0,0,null,null,null,null,0,"",null,0,0,0,null,null,null,null,0,"",null,0,0,0,null,null,null,null,0,"",null,0,0,0,null,null,null,null,0,"",null,0,0,0,null,null,null,null,0,"",null,0,0,0,null,null,null,null,0,"",null,0,0,0,null,null,null,null,0,"",null,0,0,0,null,null,null,null,0,"",null,0,0,0,null,null,null,null,0,"",null,0,0,0,null,null,null,null,0,"",null,0,0,0,null,null,null,null,0,"",null,0,0,0,null,null,null,null,0,"",null,0,0,0,null,null,null,null,0,"",null,0,0,0,null,null,null,null,0,"",null,0,0,0,null,null,null,null,0,"",null,0,0,0,null,null,null,null,0,"",null,0,0,0,null,null,null,null,0,"",null,0,0,0,null,null,null,null,0,"",null,0,0,0,null,null,null,null,0,"",null,0,0,0,null,null,null,null,0,"",null,0,0,0,null,null,null,null,0,"",null,0,0,0,null,null,null,null,0,"",null,0,0,0,null,null,null,null,0,"",null,0,0,0,null,null,null,26,0,0,0,0,0,0,0,0,0,0,0,0,0,0,0,0,0,0,0,0,0,0,0,0,0," MMBtu/yr"]
[null,27,null,null,null,null,null,null,null,5,false,false,false,null,"","",0,0,null,null,null,null,0,"",null,0,0,0,null,null,null,null,0,"",null,0,0,0,null,null,null,null,0,"",null,0,0,0,null,null,null,null,0,"",null,0,0,0,null,null,null,null,0,"",null,0,0,0,null,null,null,null,0,"",null,0,0,0,null,null,null,null,0,"",null,0,0,0,null,null,null,null,0,"",null,0,0,0,null,null,null,null,0,"",null,0,0,0,null,null,null,null,0,"",null,0,0,0,null,null,null,null,0,"",null,0,0,0,null,null,null,null,0,"",null,0,0,0,null,null,null,null,0,"",null,0,0,0,null,null,null,null,0,"",null,0,0,0,null,null,null,null,0,"",null,0,0,0,null,null,null,null,0,"",null,0,0,0,null,null,null,null,0,"",null,0,0,0,null,null,null,null,0,"",null,0,0,0,null,null,null,null,0,"",null,0,0,0,null,null,null,null,0,"",null,0,0,0,null,null,null,null,0,"",null,0,0,0,null,null,null,null,0,"",null,0,0,0,null,null,null,null,0,"",null,0,0,0,null,null,null,null,0,"",null,0,0,0,null,null,null,null,0,"",null,0,0,0,null,null,null,27,0,0,0,0,0,0,0,0,0,0,0,0,0,0,0,0,0,0,0,0,0,0,0,0,0," MMBtu/yr"]
[null,28,null,null,null,null,null,null,null,5,false,false,false,null,"","",0,0,null,null,null,null,0,"",null,0,0,0,null,null,null,null,0,"",null,0,0,0,null,null,null,null,0,"",null,0,0,0,null,null,null,null,0,"",null,0,0,0,null,null,null,null,0,"",null,0,0,0,null,null,null,null,0,"",null,0,0,0,null,null,null,null,0,"",null,0,0,0,null,null,null,null,0,"",null,0,0,0,null,null,null,null,0,"",null,0,0,0,null,null,null,null,0,"",null,0,0,0,null,null,null,null,0,"",null,0,0,0,null,null,null,null,0,"",null,0,0,0,null,null,null,null,0,"",null,0,0,0,null,null,null,null,0,"",null,0,0,0,null,null,null,null,0,"",null,0,0,0,null,null,null,null,0,"",null,0,0,0,null,null,null,null,0,"",null,0,0,0,null,null,null,null,0,"",null,0,0,0,null,null,null,null,0,"",null,0,0,0,null,null,null,null,0,"",null,0,0,0,null,null,null,null,0,"",null,0,0,0,null,null,null,null,0,"",null,0,0,0,null,null,null,null,0,"",null,0,0,0,null,null,null,null,0,"",null,0,0,0,null,null,null,null,0,"",null,0,0,0,null,null,null,28,0,0,0,0,0,0,0,0,0,0,0,0,0,0,0,0,0,0,0,0,0,0,0,0,0," MMBtu/yr"]
[null,29,null,null,null,null,null,null,null,5,false,false,false,null,"","",0,0,null,null,null,null,0,"",null,0,0,0,null,null,null,null,0,"",null,0,0,0,null,null,null,null,0,"",null,0,0,0,null,null,null,null,0,"",null,0,0,0,null,null,null,null,0,"",null,0,0,0,null,null,null,null,0,"",null,0,0,0,null,null,null,null,0,"",null,0,0,0,null,null,null,null,0,"",null,0,0,0,null,null,null,null,0,"",null,0,0,0,null,null,null,null,0,"",null,0,0,0,null,null,null,null,0,"",null,0,0,0,null,null,null,null,0,"",null,0,0,0,null,null,null,null,0,"",null,0,0,0,null,null,null,null,0,"",null,0,0,0,null,null,null,null,0,"",null,0,0,0,null,null,null,null,0,"",null,0,0,0,null,null,null,null,0,"",null,0,0,0,null,null,null,null,0,"",null,0,0,0,null,null,null,null,0,"",null,0,0,0,null,null,null,null,0,"",null,0,0,0,null,null,null,null,0,"",null,0,0,0,null,null,null,null,0,"",null,0,0,0,null,null,null,null,0,"",null,0,0,0,null,null,null,null,0,"",null,0,0,0,null,null,null,null,0,"",null,0,0,0,null,null,null,29,0,0,0,0,0,0,0,0,0,0,0,0,0,0,0,0,0,0,0,0,0,0,0,0,0," MMBtu/yr"]
[null,30,null,null,null,null,null,null,null,5,false,false,false,null,"","",0,0,null,null,null,null,0,"",null,0,0,0,null,null,null,null,0,"",null,0,0,0,null,null,null,null,0,"",null,0,0,0,null,null,null,null,0,"",null,0,0,0,null,null,null,null,0,"",null,0,0,0,null,null,null,null,0,"",null,0,0,0,null,null,null,null,0,"",null,0,0,0,null,null,null,null,0,"",null,0,0,0,null,null,null,null,0,"",null,0,0,0,null,null,null,null,0,"",null,0,0,0,null,null,null,null,0,"",null,0,0,0,null,null,null,null,0,"",null,0,0,0,null,null,null,null,0,"",null,0,0,0,null,null,null,null,0,"",null,0,0,0,null,null,null,null,0,"",null,0,0,0,null,null,null,null,0,"",null,0,0,0,null,null,null,null,0,"",null,0,0,0,null,null,null,null,0,"",null,0,0,0,null,null,null,null,0,"",null,0,0,0,null,null,null,null,0,"",null,0,0,0,null,null,null,null,0,"",null,0,0,0,null,null,null,null,0,"",null,0,0,0,null,null,null,null,0,"",null,0,0,0,null,null,null,null,0,"",null,0,0,0,null,null,null,null,0,"",null,0,0,0,null,null,null,30,0,0,0,0,0,0,0,0,0,0,0,0,0,0,0,0,0,0,0,0,0,0,0,0,0," MMBtu/yr"]
[null,null,null,null,null,null,null,null,null,null,null,false,false]
[null,null,null,null,null,null,null,null,null,null,null,{"$f":"L423","v":false},false,null,null,null,null,null,null,null,null,{"$f":"V385","v":"Total kWh Delivered"},{"$f":"SUMIF(X395:X424,\"kWh site\",W395:W424)","v":0},"per year",null,null,null,null,null,null,null,{"$f":"V426","v":"Total kWh Delivered"},{"$f":"SUMIF(AH395:AH424,\"kWh site\",AG395:AG424)","v":0},"per year",null,null,null,null,null,null,null,{"$f":"AF426","v":"Total kWh Delivered"},{"$f":"SUMIF(AR395:AR424,\"kWh site\",AQ395:AQ424)","v":0},"per year",null,null,null,null,null,null,null,{"$f":"AP426","v":"Total kWh Delivered"},{"$f":"SUMIF(BB395:BB424,\"kWh site\",BA395:BA424)","v":0},"per year",null,null,null,null,null,null,null,{"$f":"AZ426","v":"Total kWh Delivered"},{"$f":"SUMIF(BL395:BL424,\"kWh site\",BK395:BK424)","v":0},"per year",null,null,null,null,null,null,null,{"$f":"BJ426","v":"Total kWh Delivered"},{"$f":"SUMIF(BV395:BV424,\"kWh site\",BU395:BU424)","v":0},"per year",null,null,null,null,null,null,null,{"$f":"BT426","v":"Total kWh Delivered"},{"$f":"SUMIF(CF395:CF424,\"kWh site\",CE395:CE424)","v":0},"per year",null,null,null,null,null,null,null,{"$f":"CD426","v":"Total kWh Delivered"},{"$f":"SUMIF(CP395:CP424,\"kWh site\",CO395:CO424)","v":0},"per year",null,null,null,null,null,null,null,{"$f":"CN426","v":"Total kWh Delivered"},{"$f":"SUMIF(CZ395:CZ424,\"kWh site\",CY395:CY424)","v":0},"per year",null,null,null,null,null,null,null,{"$f":"CX426","v":"Total kWh Delivered"},{"$f":"SUMIF(DJ395:DJ424,\"kWh site\",DI395:DI424)","v":0},"per year",null,null,null,null,null,null,null,{"$f":"DH426","v":"Total kWh Delivered"},{"$f":"SUMIF(DT395:DT424,\"kWh site\",DS395:DS424)","v":0},"per year",null,null,null,null,null,null,null,{"$f":"DR426","v":"Total kWh Delivered"},{"$f":"SUMIF(ED395:ED424,\"kWh site\",EC395:EC424)","v":0},"per year",null,null,null,null,null,null,null,{"$f":"EB426","v":"Total kWh Delivered"},{"$f":"SUMIF(EN395:EN424,\"kWh site\",EM395:EM424)","v":0},"per year",null,null,null,null,null,null,null,{"$f":"EL426","v":"Total kWh Delivered"},{"$f":"SUMIF(EX395:EX424,\"kWh site\",EW395:EW424)","v":0},"per year",null,null,null,null,null,null,null,{"$f":"EV426","v":"Total kWh Delivered"},{"$f":"SUMIF(FH395:FH424,\"kWh site\",FG395:FG424)","v":0},"per year",null,null,null,null,null,null,null,{"$f":"FF426","v":"Total kWh Delivered"},{"$f":"SUMIF(FR395:FR424,\"kWh site\",FQ395:FQ424)","v":0},"per year",null,null,null,null,null,null,null,{"$f":"FP426","v":"Total kWh Delivered"},{"$f":"SUMIF(GB395:GB424,\"kWh site\",GA395:GA424)","v":0},"per year",null,null,null,null,null,null,null,{"$f":"FZ426","v":"Total kWh Delivered"},{"$f":"SUMIF(GL395:GL424,\"kWh site\",GK395:GK424)","v":0},"per year",null,null,null,null,null,null,null,{"$f":"GJ426","v":"Total kWh Delivered"},{"$f":"SUMIF(GV395:GV424,\"kWh site\",GU395:GU424)","v":0},"per year",null,null,null,null,null,null,null,{"$f":"GT426","v":"Total kWh Delivered"},{"$f":"SUMIF(HF395:HF424,\"kWh site\",HE395:HE424)","v":0},"per year",null,null,null,null,null,null,null,{"$f":"HD426","v":"Total kWh Delivered"},{"$f":"SUMIF(HP395:HP424,\"kWh site\",HO395:HO424)","v":0},"per year",null,null,null,null,null,null,null,{"$f":"HN426","v":"Total kWh Delivered"},{"$f":"SUMIF(HZ395:HZ424,\"kWh site\",HY395:HY424)","v":0},"per year",null,null,null,null,null,null,null,{"$f":"HX426","v":"Total kWh Delivered"},{"$f":"SUMIF(IJ395:IJ424,\"kWh site\",II395:II424)","v":0},"per year",null,null,null,null,null,null,null,{"$f":"IH426","v":"Total kWh Delivered"},{"$f":"SUMIF(IT395:IT424,\"kWh site\",IS395:IS424)","v":0},"per year",null,null,null,null,null,null,null,{"$f":"IR426","v":"Total kWh Delivered"},{"$f":"SUMIF(JD395:JD424,\"kWh site\",JC395:JC424)","v":0},"per year",null,null,null,null,null,null,null,"TOTAL",{"$f":"SUM(JM395:JM424)","v":0},{"$f":"SUM(JN395:JN424)","v":0},0,0,0,0,0,0,0,0,0,0,0,0,0,0,0,0,0,0,0,0,0,0,0," MMBtu/yr"]
[null,null,null,null,null,null,null,null,null,null,null,{"$f":"L424","v":false},false,null,null,null,null,null,null,null,null,{"$f":"V386","v":"Total Primary MMBtu"},{"$f":"SUMIF(X395:X424,\"MMBtu\",W395:W424)","v":0},"per year",null,null,null,null,null,null,null,{"$f":"V427","v":"Total Primary MMBtu"},{"$f":"SUMIF(AH395:AH424,\"MMBtu\",AG395:AG424)","v":0},"per year",null,null,null,null,null,null,null,{"$f":"AF427","v":"Total Primary MMBtu"},{"$f":"SUMIF(AR395:AR424,\"MMBtu\",AQ395:AQ424)","v":0},"per year",null,null,null,null,null,null,null,{"$f":"AP427","v":"Total Primary MMBtu"},{"$f":"SUMIF(BB395:BB424,\"MMBtu\",BA395:BA424)","v":0},"per year",null,null,null,null,null,null,null,{"$f":"AZ427","v":"Total Primary MMBtu"},{"$f":"SUMIF(BL395:BL424,\"MMBtu\",BK395:BK424)","v":0},"per year",null,null,null,null,null,null,null,{"$f":"BJ427","v":"Total Primary MMBtu"},{"$f":"SUMIF(BV395:BV424,\"MMBtu\",BU395:BU424)","v":0},"per year",null,null,null,null,null,null,null,{"$f":"BT427","v":"Total Primary MMBtu"},{"$f":"SUMIF(CF395:CF424,\"MMBtu\",CE395:CE424)","v":0},"per year",null,null,null,null,null,null,null,{"$f":"CD427","v":"Total Primary MMBtu"},{"$f":"SUMIF(CP395:CP424,\"MMBtu\",CO395:CO424)","v":0},"per year",null,null,null,null,null,null,null,{"$f":"CN427","v":"Total Primary MMBtu"},{"$f":"SUMIF(CZ395:CZ424,\"MMBtu\",CY395:CY424)","v":0},"per year",null,null,null,null,null,null,null,{"$f":"CX427","v":"Total Primary MMBtu"},{"$f":"SUMIF(DJ395:DJ424,\"MMBtu\",DI395:DI424)","v":0},"per year",null,null,null,null,null,null,null,{"$f":"DH427","v":"Total Primary MMBtu"},{"$f":"SUMIF(DT395:DT424,\"MMBtu\",DS395:DS424)","v":0},"per year",null,null,null,null,null,null,null,{"$f":"DR427","v":"Total Primary MMBtu"},{"$f":"SUMIF(ED395:ED424,\"MMBtu\",EC395:EC424)","v":0},"per year",null,null,null,null,null,null,null,{"$f":"EB427","v":"Total Primary MMBtu"},{"$f":"SUMIF(EN395:EN424,\"MMBtu\",EM395:EM424)","v":0},"per year",null,null,null,null,null,null,null,{"$f":"EL427","v":"Total Primary MMBtu"},{"$f":"SUMIF(EX395:EX424,\"MMBtu\",EW395:EW424)","v":0},"per year",null,null,null,null,null,null,null,{"$f":"EV427","v":"Total Primary MMBtu"},{"$f":"SUMIF(FH395:FH424,\"MMBtu\",FG395:FG424)","v":0},"per year",null,null,null,null,null,null,null,{"$f":"FF427","v":"Total Primary MMBtu"},{"$f":"SUMIF(FR395:FR424,\"MMBtu\",FQ395:FQ424)","v":0},"per year",null,null,null,null,null,null,null,{"$f":"FP427","v":"Total Primary MMBtu"},{"$f":"SUMIF(GB395:GB424,\"MMBtu\",GA395:GA424)","v":0},"per year",null,null,null,null,null,null,null,{"$f":"FZ427","v":"Total Primary MMBtu"},{"$f":"SUMIF(GL395:GL424,\"MMBtu\",GK395:GK424)","v":0},"per year",null,null,null,null,null,null,null,{"$f":"GJ427","v":"Total Primary MMBtu"},{"$f":"SUMIF(GV395:GV424,\"MMBtu\",GU395:GU424)","v":0},"per year",null,null,null,null,null,null,null,{"$f":"GT427","v":"Total Primary MMBtu"},{"$f":"SUMIF(HF395:HF424,\"MMBtu\",HE395:HE424)","v":0},"per year",null,null,null,null,null,null,null,{"$f":"HD427","v":"Total Primary MMBtu"},{"$f":"SUMIF(HP395:HP424,\"MMBtu\",HO395:HO424)","v":0},"per year",null,null,null,null,null,null,null,{"$f":"HN427","v":"Total Primary MMBtu"},{"$f":"SUMIF(HZ395:HZ424,\"MMBtu\",HY395:HY424)","v":0},"per year",null,null,null,null,null,null,null,{"$f":"HX427","v":"Total Primary MMBtu"},{"$f":"SUMIF(IJ395:IJ424,\"MMBtu\",II395:II424)","v":0},"per year",null,null,null,null,null,null,null,{"$f":"IH427","v":"Total Primary MMBtu"},{"$f":"SUMIF(IT395:IT424,\"MMBtu\",IS395:IS424)","v":0},"per year",null,null,null,null,null,null,null,{"$f":"IR427","v":"Total Primary MMBtu"},{"$f":"SUMIF(JD395:JD424,\"MMBtu\",JC395:JC424)","v":0},"per year"]
[null,null,null,null,null,null,null,null,null,null,null,{"$f":"L425","v":false},false,null,null,null,null,null,null,null,null,{"$f":"V387","v":" TOTAL ENERGY CONSUMPTION"},{"$f":"SUM(AA395:AA424)","v":0},"MMBtu (primary) per year",null,null,null,null,null,null,null,{"$f":"V428","v":" TOTAL ENERGY CONSUMPTION"},{"$f":"SUM(AK395:AK424)","v":0},"MMBtu (primary) per year",null,null,null,null,null,null,null,{"$f":"AF428","v":" TOTAL ENERGY CONSUMPTION"},{"$f":"SUM(AU395:AU424)","v":0},"MMBtu (primary) per year",null,null,null,null,null,null,null,{"$f":"AP428","v":" TOTAL ENERGY CONSUMPTION"},{"$f":"SUM(BE395:BE424)","v":0},"MMBtu (primary) per year",null,null,null,null,null,null,null,{"$f":"AZ428","v":" TOTAL ENERGY CONSUMPTION"},{"$f":"SUM(BO395:BO424)","v":0},"MMBtu (primary) per year",null,null,null,null,null,null,null,{"$f":"BJ428","v":" TOTAL ENERGY CONSUMPTION"},{"$f":"SUM(BY395:BY424)","v":0},"MMBtu (primary) per year",null,null,null,null,null,null,null,{"$f":"BT428","v":" TOTAL ENERGY CONSUMPTION"},{"$f":"SUM(CI395:CI424)","v":0},"MMBtu (primary) per year",null,null,null,null,null,null,null,{"$f":"CD428","v":" TOTAL ENERGY CONSUMPTION"},{"$f":"SUM(CS395:CS424)","v":0},"MMBtu (primary) per year",null,null,null,null,null,null,null,{"$f":"CN428","v":" TOTAL ENERGY CONSUMPTION"},{"$f":"SUM(DC395:DC424)","v":0},"MMBtu (primary) per year",null,null,null,null,null,null,null,{"$f":"CX428","v":" TOTAL ENERGY CONSUMPTION"},{"$f":"SUM(DM395:DM424)","v":0},"MMBtu (primary) per year",null,null,null,null,null,null,null,{"$f":"DH428","v":" TOTAL ENERGY CONSUMPTION"},{"$f":"SUM(DW395:DW424)","v":0},"MMBtu (primary) per year",null,null,null,null,null,null,null,{"$f":"DR428","v":" TOTAL ENERGY CONSUMPTION"},{"$f":"SUM(EG395:EG424)","v":0},"MMBtu (primary) per year",null,null,null,null,null,null,null,{"$f":"EB428","v":" TOTAL ENERGY CONSUMPTION"},{"$f":"SUM(EQ395:EQ424)","v":0},"MMBtu (primary) per year",null,null,null,null,null,null,null,{"$f":"EL428","v":" TOTAL ENERGY CONSUMPTION"},{"$f":"SUM(FA395:FA424)","v":0},"MMBtu (primary) per year",null,null,null,null,null,null,null,{"$f":"EV428","v":" TOTAL ENERGY CONSUMPTION"},{"$f":"SUM(FK395:FK424)","v":0},"MMBtu (primary) per year",null,null,null,null,null,null,null,{"$f":"FF428","v":" TOTAL ENERGY CONSUMPTION"},{"$f":"SUM(FU395:FU424)","v":0},"MMBtu (primary) per year",null,null,null,null,null,null,null,{"$f":"FP428","v":" TOTAL ENERGY CONSUMPTION"},{"$f":"SUM(GE395:GE424)","v":0},"MMBtu (primary) per year",null,null,null,null,null,null,null,{"$f":"FZ428","v":" TOTAL ENERGY CONSUMPTION"},{"$f":"SUM(GO395:GO424)","v":0},"MMBtu (primary) per year",null,null,null,null,null,null,null,{"$f":"GJ428","v":" TOTAL ENERGY CONSUMPTION"},{"$f":"SUM(GY395:GY424)","v":0},"MMBtu (primary) per year",null,null,null,null,null,null,null,{"$f":"GT428","v":" TOTAL ENERGY CONSUMPTION"},{"$f":"SUM(HI395:HI424)","v":0},"MMBtu (primary) per year",null,null,null,null,null,null,null,{"$f":"HD428","v":" TOTAL ENERGY CONSUMPTION"},{"$f":"SUM(HS395:HS424)","v":0},"MMBtu (primary) per year",null,null,null,null,null,null,null,{"$f":"HN428","v":" TOTAL ENERGY CONSUMPTION"},{"$f":"SUM(IC395:IC424)","v":0},"MMBtu (primary) per year",null,null,null,null,null,null,null,{"$f":"HX428","v":" TOTAL ENERGY CONSUMPTION"},{"$f":"SUM(IM395:IM424)","v":0},"MMBtu (primary) per year",null,null,null,null,null,null,null,{"$f":"IH428","v":" TOTAL ENERGY CONSUMPTION"},{"$f":"SUM(IW395:IW424)","v":0},"MMBtu (primary) per year",null,null,null,null,null,null,null,{"$f":"IR428","v":" TOTAL ENERGY CONSUMPTION"},{"$f":"SUM(JG395:JG424)","v":0},"MMBtu (primary) per year"]

{"sheet":"EU Charts","index":8,"n_rows":223,"n_cols":27,"rows_kept":223,"cut":false,"hidden":false,"merged":[[186,2,186,11],[186,13,186,17],[205,2,205,11],[205,13,205,17],[129,2,129,11],[129,13,129,17],[148,2,148,11],[148,13,148,17],[167,2,167,11],[167,13,167,17],[72,2,72,11],[72,13,72,17],[91,2,91,11],[91,13,91,17],[110,2,110,11],[110,13,110,17],[4,2,4,11],[4,13,4,17],[34,13,34,17],[34,2,34,11],[53,2,53,11],[53,13,53,17]]}
["       DOE Advanced Manufacturing Office"]
["   Energy Footprint - ENERGY USE CHARTS"]
[null,null,null,null,null,null,null,null,null,null,null,null,null,null,null,null,null,null,null,null,null,null,null,null,null,null,2015]
[null,null,null,null,null,null,null,null,null,null,null,null,null,null,null,null,null,null,"select year:"]
[null,null,{"$f":"Z5","v":"Total Energy Consumption by Energy Use Group"},null,null,null,null,null,null,null,null,null,null,{"$f":"AA5","v":"Energy Use Group Breakdown       Year: "},null,null,null,null,2015,null,null,null,null,null,null,"Total Energy Consumption by Energy Use Group",{"$f":"\"Energy Use Group Breakdown       Year: \"","v":"Energy Use Group Breakdown       Year: "}]
[null,null,null,null,null,null,null,null,null,null,null,null,null,null,null,null,null,null,null,null,null,null,null,1,{"$f":"Support!AH69","v":" Boiler House"},{"$f":"\"Group \"&X6&\": \"&Y6","v":"Group 1:  Boiler House"},{"$f":"Z6&\"       Year: \"","v":"Group 1:  Boiler House       Year: "}]
[null,null,null,null,null,null,null,null,null,null,null,null,null,null,null,null,null,null,null,null,null,null,null,2,{"$f":"Support!AH70","v":" Grinding Mill"},{"$f":"\"Group \"&X7&\": \"&Y7","v":"Group 2:  Grinding Mill"},"Group 2:  Grinding Mill       Year: "]
[null,null,null,null,null,null,null,null,null,null,null,null,null,null,null,null,null,null,null,null,null,null,null,3,{"$f":"Support!AH71","v":" enter group name"},"Group 3:  enter group name","Group 3:  enter group name       Year: "]
[null,null,null,null,null,null,null,null,null,null,null,null,null,null,null,null,null,null,null,null,null,null,null,4,{"$f":"Support!AH72","v":" enter group name"},"Group 4:  enter group name","Group 4:  enter group name       Year: "]
[null,null,null,null,null,null,null,null,null,null,null,null,null,null,null,null,null,null,null,null,null,null,null,5,{"$f":"Support!AH73","v":" enter group name"},"Group 5:  enter group name","Group 5:  enter group name       Year: "]
[null,null,null,null,null,null,null,null,null,null,null,null,null,null,null,null,null,null,null,null,null,null,null,6,{"$f":"Support!AH74","v":" enter group name"},"Group 6:  enter group name","Group 6:  enter group name       Year: "]
[null,null,null,null,null,null,null,null,null,null,null,null,null,null,null,null,null,null,null,null,null,null,null,7,{"$f":"Support!AH75","v":" enter group name"},"Group 7:  enter group name","Group 7:  enter group name       Year: "]
[null,null,null,null,null,null,null,null,null,null,null,null,null,null,null,null,null,null,null,null,null,null,null,8,{"$f":"Support!AH76","v":" enter group name"},"Group 8:  enter group name","Group 8:  enter group name       Year: "]
[null,null,null,null,null,null,null,null,null,null,null,null,null,null,null,null,null,null,null,null,null,null,null,9,{"$f":"Support!AH77","v":" enter group name"},"Group 9:  enter group name","Group 9:  enter group name       Year: "]
[null,null,null,null,null,null,null,null,null,null,null,null,null,null,null,null,null,null,null,null,null,null,null,10,{"$f":"Support!AH78","v":" enter group name"},"Group 10:  enter group name","Group 10:  enter group name       Year: "]
[]
[]
[]
[]
[]
[]
[]
[]
[]
[]
[]
[]
[]
[]
[]
[]
[]
[null,null,null,null,null,null,null,null,null,null,null,null,null,null,null,null,null,null,null,null,null,null,"Filter"]
[null,null,null,null,null,null,null,null,null,null,null,null,null,null,null,null,null,null,"select year:",null,null,null,{"$f":"Support!AG69","v":true}]
[null,null,{"$f":"Z6","v":"Group 1:  Boiler House"},null,null,null,null,null,null,null,null,null,null,{"$f":"AA6","v":"Group 1:  Boiler House       Year: "},null,null,null,null,2015,null,null,null,{"$f":"W34","v":true}]
[null,null,null,null,null,null,null,null,null,null,null,null,null,null,null,null,null,null,null,null,null,null,{"$f":"W35","v":true}]
[null,null,null,null,null,null,null,null,null,null,null,null,null,null,null,null,null,null,null,null,null,null,true]
[null,null,null,null,null,null,null,null,null,null,null,null,null,null,null,null,null,null,null,null,null,null,true]
[null,null,null,null,null,null,null,null,null,null,null,null,null,null,null,null,null,null,null,null,null,null,true]
[null,null,null,null,null,null,null,null,null,null,null,null,null,null,null,null,null,null,null,null,null,null,true]
[null,null,null,null,null,null,null,null,null,null,null,null,null,null,null,null,null,null,null,null,null,null,true]
[null,null,null,null,null,null,null,null,null,null,null,null,null,null,null,null,null,null,null,null,null,null,true]
[null,null,null,null,null,null,null,null,null,null,null,null,null,null,null,null,null,null,null,null,null,null,true]
[null,null,null,null,null,null,null,null,null,null,null,null,null,null,null,null,null,null,2011,null,null,null,true]
[null,null,null,null,null,null,null,null,null,null,null,null,null,null,null,null,null,null,null,null,null,null,true]
[null,null,null,null,null,null,null,null,null,null,null,null,null,null,null,null,null,null,null,null,null,null,true]
[null,null,null,null,null,null,null,null,null,null,null,null,null,null,null,null,null,null,null,null,null,null,true]
[null,null,null,null,null,null,null,null,null,null,null,null,null,null,null,null,null,null,null,null,null,null,true]
[null,null,null,null,null,null,null,null,null,null,null,null,null,null,null,null,null,null,null,null,null,null,true]
[null,null,null,null,null,null,null,null,null,null,null,null,null,null,null,null,null,null,null,null,null,null,true]
[null,null,null,null,null,null,null,null,null,null,null,null,null,null,null,null,null,null,null,null,null,null,true]
[null,null,null,null,null,null,null,null,null,null,null,null,null,null,null,null,null,null,null,null,null,null,true]
[null,null,null,null,null,null,null,null,null,null,null,null,null,null,null,null,null,null,"select year:",null,null,null,{"$f":"Support!AG70","v":true}]
[null,null,{"$f":"Z7","v":"Group 2:  Grinding Mill"},null,null,null,null,null,null,null,null,null,null,{"$f":"AA7","v":"Group 2:  Grinding Mill       Year: "},null,null,null,null,2015,null,null,null,{"$f":"W53","v":true}]
[null,null,null,null,null,null,null,null,null,null,null,null,null,null,null,null,null,null,null,null,null,null,{"$f":"W54","v":true}]
[null,null,null,null,null,null,null,null,null,null,null,null,null,null,null,null,null,null,null,null,null,null,true]
[null,null,null,null,null,null,null,null,null,null,null,null,null,null,null,null,null,null,null,null,null,null,true]
[null,null,null,null,null,null,null,null,null,null,null,null,null,null,null,null,null,null,null,null,null,null,true]
[null,null,null,null,null,null,null,null,null,null,null,null,null,null,null,null,null,null,null,null,null,null,true]
[null,null,null,null,null,null,null,null,null,null,null,null,null,null,null,null,null,null,null,null,null,null,true]
[null,null,null,null,null,null,null,null,null,null,null,null,null,null,null,null,null,null,null,null,null,null,true]
[null,null,null,null,null,null,null,null,null,null,null,null,null,null,null,null,null,null,null,null,null,null,true]
[null,null,null,null,null,null,null,null,null,null,null,null,null,null,null,null,null,null,null,null,null,null,true]
[null,null,null,null,null,null,null,null,null,null,null,null,null,null,null,null,null,null,null,null,null,null,true]
[null,null,null,null,null,null,null,null,null,null,null,null,null,null,null,null,null,null,null,null,null,null,true]
[null,null,null,null,null,null,null,null,null,null,null,null,null,null,null,null,null,null,null,null,null,null,true]
[null,null,null,null,null,null,null,null,null,null,null,null,null,null,null,null,null,null,null,null,null,null,true]
[null,null,null,null,null,null,null,null,null,null,null,null,null,null,null,null,null,null,null,null,null,null,true]
[null,null,null,null,null,null,null,null,null,null,null,null,null,null,null,null,null,null,null,null,null,null,true]
[null,null,null,null,null,null,null,null,null,null,null,null,null,null,null,null,null,null,null,null,null,null,true]
[null,null,null,null,null,null,null,null,null,null,null,null,null,null,null,null,null,null,null,null,null,null,true]
[null,null,null,null,null,null,null,null,null,null,null,null,null,null,null,null,null,null,"select year:",null,null,null,{"$f":"Support!AG71","v":false}]
[null,null,{"$f":"Z8","v":"Group 3:  enter group name"},null,null,null,null,null,null,null,null,null,null,{"$f":"AA8","v":"Group 3:  enter group name       Year: "},null,null,null,null,2015,null,null,null,{"$f":"W72","v":false}]
[null,null,null,null,null,null,null,null,null,null,null,null,null,null,null,null,null,null,null,null,null,null,{"$f":"W73","v":false}]
[null,null,null,null,null,null,null,null,null,null,null,null,null,null,null,null,null,null,null,null,null,null,false]
[null,null,null,null,null,null,null,null,null,null,null,null,null,null,null,null,null,null,null,null,null,null,false]
[null,null,null,null,null,null,null,null,null,null,null,null,null,null,null,null,null,null,null,null,null,null,false]
[null,null,null,null,null,null,null,null,null,null,null,null,null,null,null,null,null,null,null,null,null,null,false]
[null,null,null,null,null,null,null,null,null,null,null,null,null,null,null,null,null,null,null,null,null,null,false]
[null,null,null,null,null,null,null,null,null,null,null,null,null,null,null,null,null,null,null,null,null,null,false]
[null,null,null,null,null,null,null,null,null,null,null,null,null,null,null,null,null,null,null,null,null,null,false]
[null,null,null,null,null,null,null,null,null,null,null,null,null,null,null,null,null,null,null,null,null,null,false]
[null,null,null,null,null,null,null,null,null,null,null,null,null,null,null,null,null,null,null,null,null,null,false]
[null,null,null,null,null,null,null,null,null,null,null,null,null,null,null,null,null,null,null,null,null,null,false]
[null,null,null,null,null,null,null,null,null,null,null,null,null,null,null,null,null,null,null,null,null,null,false]
[null,null,null,null,null,null,null,null,null,null,null,null,null,null,null,null,null,null,null,null,null,null,false]
[null,null,null,null,null,null,null,null,null,null,null,null,null,null,null,null,null,null,null,null,null,null,false]
[null,null,null,null,null,null,null,null,null,null,null,null,null,null,null,null,null,null,null,null,null,null,false]
[null,null,null,null,null,null,null,null,null,null,null,null,null,null,null,null,null,null,null,null,null,null,false]
[null,null,null,null,null,null,null,null,null,null,null,null,null,null,null,null,null,null,null,null,null,null,false]
[null,null,null,null,null,null,null,null,null,null,null,null,null,null,null,null,null,null,"select year:",null,null,null,{"$f":"Support!AG72","v":false}]
[null,null,{"$f":"Z9","v":"Group 4:  enter group name"},null,null,null,null,null,null,null,null,null,null,{"$f":"AA9","v":"Group 4:  enter group name       Year: "},null,null,null,null,2015,null,null,null,{"$f":"W91","v":false}]
[null,null,null,null,null,null,null,null,null,null,null,null,null,null,null,null,null,null,null,null,null,null,{"$f":"W92","v":false}]
[null,null,null,null,null,null,null,null,null,null,null,null,null,null,null,null,null,null,null,null,null,null,false]
[null,null,null,null,null,null,null,null,null,null,null,null,null,null,null,null,null,null,null,null,null,null,false]
[null,null,null,null,null,null,null,null,null,null,null,null,null,null,null,null,null,null,null,null,null,null,false]
[null,null,null,null,null,null,null,null,null,null,null,null,null,null,null,null,null,null,null,null,null,null,false]
[null,null,null,null,null,null,null,null,null,null,null,null,null,null,null,null,null,null,null,null,null,null,false]
[null,null,null,null,null,null,null,null,null,null,null,null,null,null,null,null,null,null,null,null,null,null,false]
[null,null,null,null,null,null,null,null,null,null,null,null,null,null,null,null,null,null,null,null,null,null,false]
[null,null,null,null,null,null,null,null,null,null,null,null,null,null,null,null,null,null,null,null,null,null,false]
[null,null,null,null,null,null,null,null,null,null,null,null,null,null,null,null,null,null,null,null,null,null,false]
[null,null,null,null,null,null,null,null,null,null,null,null,null,null,null,null,null,null,null,null,null,null,false]
[null,null,null,null,null,null,null,null,null,null,null,null,null,null,null,null,null,null,null,null,null,null,false]
[null,null,null,null,null,null,null,null,null,null,null,null,null,null,null,null,null,null,null,null,null,null,false]
[null,null,null,null,null,null,null,null,null,null,null,null,null,null,null,null,null,null,null,null,null,null,false]
[null,null,null,null,null,null,null,null,null,null,null,null,null,null,null,null,null,null,null,null,null,null,false]
[null,null,null,null,null,null,null,null,null,null,null,null,null,null,null,null,null,null,null,null,null,null,false]
[null,null,null,null,null,null,null,null,null,null,null,null,null,null,null,null,null,null,null,null,null,null,false]
[null,null,null,null,null,null,null,null,null,null,null,null,null,null,null,null,null,null,"select year:",null,null,null,{"$f":"Support!AG73","v":false}]
[null,null,{"$f":"Z10","v":"Group 5:  enter group name"},null,null,null,null,null,null,null,null,null,null,{"$f":"AA10","v":"Group 5:  enter group name       Year: "},null,null,null,null,2015,null,null,null,{"$f":"W110","v":false}]
[null,null,null,null,null,null,null,null,null,null,null,null,null,null,null,null,null,null,null,null,null,null,{"$f":"W111","v":false}]
[null,null,null,null,null,null,null,null,null,null,null,null,null,null,null,null,null,null,null,null,null,null,false]
[null,null,null,null,null,null,null,null,null,null,null,null,null,null,null,null,null,null,null,null,null,null,false]
[null,null,null,null,null,null,null,null,null,null,null,null,null,null,null,null,null,null,null,null,null,null,false]
[null,null,null,null,null,null,null,null,null,null,null,null,null,null,null,null,null,null,null,null,null,null,false]
[null,null,null,null,null,null,null,null,null,null,null,null,null,null,null,null,null,null,null,null,null,null,false]
[null,null,null,null,null,null,null,null,null,null,null,null,null,null,null,null,null,null,null,null,null,null,false]
[null,null,null,null,null,null,null,null,null,null,null,null,null,null,null,null,null,null,null,null,null,null,false]
[null,null,null,null,null,null,null,null,null,null,null,null,null,null,null,null,null,null,null,null,null,null,false]
[null,null,null,null,null,null,null,null,null,null,null,null,null,null,null,null,null,null,null,null,null,null,false]
[null,null,null,null,null,null,null,null,null,null,null,null,null,null,null,null,null,null,null,null,null,null,false]
[null,null,null,null,null,null,null,null,null,null,null,null,null,null,null,null,null,null,null,null,null,null,false]
[null,null,null,null,null,null,null,null,null,null,null,null,null,null,null,null,null,null,null,null,null,null,false]
[null,null,null,null,null,null,null,null,null,null,null,null,null,null,null,null,null,null,null,null,null,null,false]
[null,null,null,null,null,null,null,null,null,null,null,null,null,null,null,null,null,null,null,null,null,null,false]
[null,null,null,null,null,null,null,null,null,null,null,null,null,null,null,null,null,null,null,null,null,null,false]
[null,null,null,null,null,null,null,null,null,null,null,null,null,null,null,null,null,null,null,null,null,null,false]
[null,null,null,null,null,null,null,null,null,null,null,null,null,null,null,null,null,null,"select year:",null,null,null,{"$f":"Support!AG74","v":false}]
[null,null,{"$f":"Z11","v":"Group 6:  enter group name"},null,null,null,null,null,null,null,null,null,null,{"$f":"AA11","v":"Group 6:  enter group name       Year: "},null,null,null,null,2015,null,null,null,{"$f":"W129","v":false}]
[null,null,null,null,null,null,null,null,null,null,null,null,null,null,null,null,null,null,null,null,null,null,{"$f":"W130","v":false}]
[null,null,null,null,null,null,null,null,null,null,null,null,null,null,null,null,null,null,null,null,null,null,false]
[null,null,null,null,null,null,null,null,null,null,null,null,null,null,null,null,null,null,null,null,null,null,false]
[null,null,null,null,null,null,null,null,null,null,null,null,null,null,null,null,null,null,null,null,null,null,false]
[null,null,null,null,null,null,null,null,null,null,null,null,null,null,null,null,null,null,null,null,null,null,false]
[null,null,null,null,null,null,null,null,null,null,null,null,null,null,null,null,null,null,null,null,null,null,false]
[null,null,null,null,null,null,null,null,null,null,null,null,null,null,null,null,null,null,null,null,null,null,false]
[null,null,null,null,null,null,null,null,null,null,null,null,null,null,null,null,null,null,null,null,null,null,false]
[null,null,null,null,null,null,null,null,null,null,null,null,null,null,null,null,null,null,null,null,null,null,false]
[null,null,null,null,null,null,null,null,null,null,null,null,null,null,null,null,null,null,null,null,null,null,false]
[null,null,null,null,null,null,null,null,null,null,null,null,null,null,null,null,null,null,null,null,null,null,false]
[null,null,null,null,null,null,null,null,null,null,null,null,null,null,null,null,null,null,null,null,null,null,false]
[null,null,null,null,null,null,null,null,null,null,null,null,null,null,null,null,null,null,null,null,null,null,false]
[null,null,null,null,null,null,null,null,null,null,null,null,null,null,null,null,null,null,null,null,null,null,false]
[null,null,null,null,null,null,null,null,null,null,null,null,null,null,null,null,null,null,null,null,null,null,false]
[null,null,null,null,null,null,null,null,null,null,null,null,null,null,null,null,null,null,null,null,null,null,false]
[null,null,null,null,null,null,null,null,null,null,null,null,null,null,null,null,null,null,null,null,null,null,false]
[null,null,null,null,null,null,null,null,null,null,null,null,null,null,null,null,null,null,"select year:",null,null,null,{"$f":"Support!AG75","v":false}]
[null,null,{"$f":"Z12","v":"Group 7:  enter group name"},null,null,null,null,null,null,null,null,null,null,{"$f":"AA12","v":"Group 7:  enter group name       Year: "},null,null,null,null,2015,null,null,null,{"$f":"W148","v":false}]
[null,null,null,null,null,null,null,null,null,null,null,null,null,null,null,null,null,null,null,null,null,null,{"$f":"W149","v":false}]
[null,null,null,null,null,null,null,null,null,null,null,null,null,null,null,null,null,null,null,null,null,null,false]
[null,null,null,null,null,null,null,null,null,null,null,null,null,null,null,null,null,null,null,null,null,null,false]
[null,null,null,null,null,null,null,null,null,null,null,null,null,null,null,null,null,null,null,null,null,null,false]
[null,null,null,null,null,null,null,null,null,null,null,null,null,null,null,null,null,null,null,null,null,null,false]
[null,null,null,null,null,null,null,null,null,null,null,null,null,null,null,null,null,null,null,null,null,null,false]
[null,null,null,null,null,null,null,null,null,null,null,null,null,null,null,null,null,null,null,null,null,null,false]
[null,null,null,null,null,null,null,null,null,null,null,null,null,null,null,null,null,null,null,null,null,null,false]
[null,null,null,null,null,null,null,null,null,null,null,null,null,null,null,null,null,null,null,null,null,null,false]
[null,null,null,null,null,null,null,null,null,null,null,null,null,null,null,null,null,null,null,null,null,null,false]
[null,null,null,null,null,null,null,null,null,null,null,null,null,null,null,null,null,null,null,null,null,null,false]
[null,null,null,null,null,null,null,null,null,null,null,null,null,null,null,null,null,null,null,null,null,null,false]
[null,null,null,null,null,null,null,null,null,null,null,null,null,null,null,null,null,null,null,null,null,null,false]
[null,null,null,null,null,null,null,null,null,null,null,null,null,null,null,null,null,null,null,null,null,null,false]
[null,null,null,null,null,null,null,null,null,null,null,null,null,null,null,null,null,null,null,null,null,null,false]
[null,null,null,null,null,null,null,null,null,null,null,null,null,null,null,null,null,null,null,null,null,null,false]
[null,null,null,null,null,null,null,null,null,null,null,null,null,null,null,null,null,null,null,null,null,null,false]
[null,null,null,null,null,null,null,null,null,null,null,null,null,null,null,null,null,null,"select year:",null,null,null,{"$f":"Support!AG76","v":false}]
[null,null,{"$f":"Z13","v":"Group 8:  enter group name"},null,null,null,null,null,null,null,null,null,null,{"$f":"AA13","v":"Group 8:  enter group name       Year: "},null,null,null,null,2015,null,null,null,{"$f":"W167","v":false}]
[null,null,null,null,null,null,null,null,null,null,null,null,null,null,null,null,null,null,null,null,null,null,{"$f":"W168","v":false}]
[null,null,null,null,null,null,null,null,null,null,null,null,null,null,null,null,null,null,null,null,null,null,false]
[null,null,null,null,null,null,null,null,null,null,null,null,null,null,null,null,null,null,null,null,null,null,false]
[null,null,null,null,null,null,null,null,null,null,null,null,null,null,null,null,null,null,null,null,null,null,false]
[null,null,null,null,null,null,null,null,null,null,null,null,null,null,null,null,null,null,null,null,null,null,false]
[null,null,null,null,null,null,null,null,null,null,null,null,null,null,null,null,null,null,null,null,null,null,false]
[null,null,null,null,null,null,null,null,null,null,null,null,null,null,null,null,null,null,null,null,null,null,false]
[null,null,null,null,null,null,null,null,null,null,null,null,null,null,null,null,null,null,null,null,null,null,false]
[null,null,null,null,null,null,null,null,null,null,null,null,null,null,null,null,null,null,null,null,null,null,false]
[null,null,null,null,null,null,null,null,null,null,null,null,null,null,null,null,null,null,null,null,null,null,false]
[null,null,null,null,null,null,null,null,null,null,null,null,null,null,null,null,null,null,null,null,null,null,false]
[null,null,null,null,null,null,null,null,null,null,null,null,null,null,null,null,null,null,null,null,null,null,false]
[null,null,null,null,null,null,null,null,null,null,null,null,null,null,null,null,null,null,null,null,null,null,false]
[null,null,null,null,null,null,null,null,null,null,null,null,null,null,null,null,null,null,null,null,null,null,false]
[null,null,null,null,null,null,null,null,null,null,null,null,null,null,null,null,null,null,null,null,null,null,false]
[null,null,null,null,null,null,null,null,null,null,null,null,null,null,null,null,null,null,null,null,null,null,false]
[null,null,null,null,null,null,null,null,null,null,null,null,null,null,null,null,null,null,null,null,null,null,false]
[null,null,null,null,null,null,null,null,null,null,null,null,null,null,null,null,null,null,"select year:",null,null,null,{"$f":"Support!AG77","v":false}]
[null,null,{"$f":"Z14","v":"Group 9:  enter group name"},null,null,null,null,null,null,null,null,null,null,{"$f":"AA14","v":"Group 9:  enter group name       Year: "},null,null,null,null,2015,null,null,null,{"$f":"W186","v":false}]
[null,null,null,null,null,null,null,null,null,null,null,null,null,null,null,null,null,null,null,null,null,null,{"$f":"W187","v":false}]
[null,null,null,null,null,null,null,null,null,null,null,null,null,null,null,null,null,null,null,null,null,null,false]
[null,null,null,null,null,null,null,null,null,null,null,null,null,null,null,null,null,null,null,null,null,null,false]
[null,null,null,null,null,null,null,null,null,null,null,null,null,null,null,null,null,null,null,null,null,null,false]
[null,null,null,null,null,null,null,null,null,null,null,null,null,null,null,null,null,null,null,null,null,null,false]
[null,null,null,null,null,null,null,null,null,null,null,null,null,null,null,null,null,null,null,null,null,null,false]
[null,null,null,null,null,null,null,null,null,null,null,null,null,null,null,null,null,null,null,null,null,null,false]
[null,null,null,null,null,null,null,null,null,null,null,null,null,null,null,null,null,null,null,null,null,null,false]
[null,null,null,null,null,null,null,null,null,null,null,null,null,null,null,null,null,null,null,null,null,null,false]
[null,null,null,null,null,null,null,null,null,null,null,null,null,null,null,null,null,null,null,null,null,null,false]
[null,null,null,null,null,null,null,null,null,null,null,null,null,null,null,null,null,null,null,null,null,null,false]
[null,null,null,null,null,null,null,null,null,null,null,null,null,null,null,null,null,null,null,null,null,null,false]
[null,null,null,null,null,null,null,null,null,null,null,null,null,null,null,null,null,null,null,null,null,null,false]
[null,null,null,null,null,null,null,null,null,null,null,null,null,null,null,null,null,null,null,null,null,null,false]
[null,null,null,null,null,null,null,null,null,null,null,null,null,null,null,null,null,null,null,null,null,null,false]
[null,null,null,null,null,null,null,null,null,null,null,null,null,null,null,null,null,null,null,null,null,null,false]
[null,null,null,null,null,null,null,null,null,null,null,null,null,null,null,null,null,null,null,null,null,null,false]
[null,null,null,null,null,null,null,null,null,null,null,null,null,null,null,null,null,null,"select year:",null,null,null,{"$f":"Support!AG78","v":false}]
[null,null,{"$f":"Z15","v":"Group 10:  enter group name"},null,null,null,null,null,null,null,null,null,null,{"$f":"AA15","v":"Group 10:  enter group name       Year: "},null,null,null,null,2015,null,null,null,{"$f":"W205","v":false}]
[null,null,null,null,null,null,null,null,null,null,null,null,null,null,null,null,null,null,null,null,null,null,{"$f":"W206","v":false}]
[null,null,null,null,null,null,null,null,null,null,null,null,null,null,null,null,null,null,null,null,null,null,false]
[null,null,null,null,null,null,null,null,null,null,null,null,null,null,null,null,null,null,null,null,null,null,false]
[null,null,null,null,null,null,null,null,null,null,null,null,null,null,null,null,null,null,null,null,null,null,false]
[null,null,null,null,null,null,null,null,null,null,null,null,null,null,null,null,null,null,null,null,null,null,false]
[null,null,null,null,null,null,null,null,null,null,null,null,null,null,null,null,null,null,null,null,null,null,false]
[null,null,null,null,null,null,null,null,null,null,null,null,null,null,null,null,null,null,null,null,null,null,false]
[null,null,null,null,null,null,null,null,null,null,null,null,null,null,null,null,null,null,null,null,null,null,false]
[null,null,null,null,null,null,null,null,null,null,null,null,null,null,null,null,null,null,null,null,null,null,false]
[null,null,null,null,null,null,null,null,null,null,null,null,null,null,null,null,null,null,null,null,null,null,false]
[null,null,null,null,null,null,null,null,null,null,null,null,null,null,null,null,null,null,null,null,null,null,false]
[null,null,null,null,null,null,null,null,null,null,null,null,null,null,null,null,null,null,null,null,null,null,false]
[null,null,null,null,null,null,null,null,null,null,null,null,null,null,null,null,null,null,null,null,null,null,false]
[null,null,null,null,null,null,null,null,null,null,null,null,null,null,null,null,null,null,null,null,null,null,false]
[null,null,null,null,null,null,null,null,null,null,null,null,null,null,null,null,null,null,null,null,null,null,false]
[null,null,null,null,null,null,null,null,null,null,null,null,null,null,null,null,null,null,null,null,null,null,false]
[null,null,null,null,null,null,null,null,null,null,null,null,null,null,null,null,null,null,null,null,null,null,false]

{"sheet":"EnPI Table","index":9,"n_rows":365,"n_cols":72,"rows_kept":365,"cut":false,"hidden":false,"merged":[[2,0,2,6],[4,0,5,4],[3,1,3,4],[141,29,152,29],[153,29,164,29],[165,29,176,29],[177,29,188,29],[297,29,308,29],[189,29,200,29],[201,29,212,29],[213,29,224,29],[225,29,236,29],[237,29,248,29],[1,0,1,6],[249,29,260,29],[261,29,272,29],[273,29,284,29],[285,29,296,29],[9,29,20,29],[21,29,32,29],[33,29,44,29],[45,29,56,29],[57,29,68,29],[69,29,80,29],[81,29,92,29],[93,29,104,29],[105,29,116,29],[117,29,128,29],[129,29,140,29]]}
["       DOE Advanced Manufacturing Office"]
["   Energy Footprint - EnPI Compatible Table"]
["The following table provides the entered energy and relevant variables data in a format compatible with the DOE EnPI tool.  NOTE: The EnPI Tool MUST FIRST be downloaded and installed."]
["download:","https://ecenter.ee.doe.gov/EM/tools/Pages/EnPI.aspx"]
["Once the EnPI has been installed, click the \"EXPORT TABLE\" button to export this table for use with the EnPI tool"]
[]
[]
["Date","Electricity (kWh site)","Electricity Cost","Natural Gas (Dtherms)","Natural Gas Cost","Other Energy (MMBtu)","Other Energy Cost",{"$f":"'Relevant Variables'!AH5","v":"Heating Degree Days (HDD)"},{"$f":"'Relevant Variables'!AH6","v":" (none)"},{"$f":"'Relevant Variables'!AH7","v":" (none)"},{"$f":"'Relevant Variables'!AH8","v":" (none)"},{"$f":"'Relevant Variables'!AH9","v":" (none)"},{"$f":"'Relevant Variables'!AH10","v":" (none)"},{"$f":"'Relevant Variables'!AH11","v":" (none)"},{"$f":"'Relevant Variables'!AH12","v":" (none)"},{"$f":"'Relevant Variables'!AH13","v":" (none)"},{"$f":"'Relevant Variables'!AH14","v":" (none)"},{"$f":"'Relevant Variables'!AH15","v":" (none)"},{"$f":"'Relevant Variables'!AH16","v":" (none)"},{"$f":"'Relevant Variables'!AH17","v":" (none)"},{"$f":"'Relevant Variables'!AH18","v":" (none)"},{"$f":"'Relevant Variables'!AH19","v":" (none)"},{"$f":"'Relevant Variables'!AH20","v":" (none)"},{"$f":"'Relevant Variables'!AH21","v":" (none)"},{"$f":"'Relevant Variables'!AH22","v":" (none)"},{"$f":"'Relevant Variables'!AH23","v":" (none)"},{"$f":"'Relevant Variables'!AH24","v":" (none)"},null,"Visible",null,null,null,1,2,3,4,5,6,7,8,9,10,11,12,13,14,15,16,17,18,19,20,21,22,23,24,25,26,27,28,29,30,31,32,33,34,35,36,37,38,39,40]
[null,"ECusage","ECcost","E2usage","E2cost","EOusage","EOcost",null,null,null,null,null,null,null,null,null,null,null,null,null,null,null,null,null,null,null,null,null,{"$f":"FALSE","v":false},null,null,null,{"$f":"'Energy Consumption'!Y5","v":"ECcost"},{"$f":"'Energy Consumption'!Z5","v":"ECusage"},{"$f":"'Energy Consumption'!Y6","v":"E2cost"},{"$f":"'Energy Consumption'!Z6","v":"E2usage"},{"$f":"'Energy Consumption'!Y7","v":{"$error":"#N/A"}},{"$f":"'Energy Consumption'!Z7","v":{"$error":"#N/A"}},{"$f":"'Energy Consumption'!Y8","v":{"$error":"#N/A"}},{"$f":"'Energy Consumption'!Z8","v":{"$error":"#N/A"}},{"$f":"'Energy Consumption'!Y9","v":{"$error":"#N/A"}},{"$f":"'Energy Consumption'!Z9","v":{"$error":"#N/A"}},{"$f":"'Energy Consumption'!Y10","v":{"$error":"#N/A"}},{"$f":"'Energy Consumption'!Z10","v":{"$error":"#N/A"}},{"$f":"'Energy Consumption'!Y11","v":{"$error":"#N/A"}},{"$f":"'Energy Consumption'!Z11","v":{"$error":"#N/A"}},{"$f":"'Energy Consumption'!Y12","v":{"$error":"#N/A"}},{"$f":"'Energy Consumption'!Z12","v":{"$error":"#N/A"}},{"$f":"'Energy Consumption'!Y13","v":{"$error":"#N/A"}},{"$f":"'Energy Consumption'!Z13","v":{"$error":"#N/A"}},{"$f":"'Energy Consumption'!Y14","v":{"$error":"#N/A"}},{"$f":"'Energy Consumption'!Z14","v":{"$error":"#N/A"}},{"$f":"'Energy Consumption'!Y15","v":{"$error":"#N/A"}},{"$f":"'Energy Consumption'!Z15","v":{"$error":"#N/A"}},{"$f":"'Energy Consumption'!Y16","v":{"$error":"#N/A"}},{"$f":"'Energy Consumption'!Z16","v":{"$error":"#N/A"}},{"$f":"'Energy Consumption'!Y17","v":{"$error":"#N/A"}},{"$f":"'Energy Consumption'!Z17","v":{"$error":"#N/A"}},{"$f":"'Energy Consumption'!Y18","v":{"$error":"#N/A"}},{"$f":"'Energy Consumption'!Z18","v":{"$error":"#N/A"}},{"$f":"'Energy Consumption'!Y19","v":{"$error":"#N/A"}},{"$f":"'Energy Consumption'!Z19","v":{"$error":"#N/A"}},{"$f":"'Energy Consumption'!Y20","v":{"$error":"#N/A"}},{"$f":"'Energy Consumption'!Z20","v":{"$error":"#N/A"}},{"$f":"'Energy Consumption'!Y21","v":{"$error":"#N/A"}},{"$f":"'Energy Consumption'!Z21","v":{"$error":"#N/A"}},{"$f":"'Energy Consumption'!Y22","v":{"$error":"#N/A"}},{"$f":"'Energy Consumption'!Z22","v":{"$error":"#N/A"}},{"$f":"'Energy Consumption'!Y23","v":{"$error":"#N/A"}},{"$f":"'Energy Consumption'!Z23","v":{"$error":"#N/A"}},{"$f":"'Energy Consumption'!Y24","v":{"$error":"#N/A"}},{"$f":"'Energy Consumption'!Z24","v":{"$error":"#N/A"}}]
[{"$f":"DATE(FirstYear,FirstMonthInt,1)","v":"2005-01-01"},{"$f":"SUMIF($AG$9:$BT$9,\"=\"&B$9,$AG10:$BT10)","v":0},0,0,0,0,0,{"$f":"'Relevant Variables'!$D$55","v":0},{"$f":"'Relevant Variables'!$D$85","v":0},{"$f":"'Relevant Variables'!$D$115","v":0},{"$f":"'Relevant Variables'!$D$145","v":0},{"$f":"'Relevant Variables'!$D$175","v":0},{"$f":"'Relevant Variables'!$D$205","v":0},{"$f":"'Relevant Variables'!$D$235","v":0},{"$f":"'Relevant Variables'!$D$265","v":0},{"$f":"'Relevant Variables'!$D$295","v":0},{"$f":"'Relevant Variables'!$D$325","v":0},{"$f":"'Relevant Variables'!$D$355","v":0},{"$f":"'Relevant Variables'!$D$385","v":0},{"$f":"'Relevant Variables'!$D$415","v":0},{"$f":"'Relevant Variables'!$D$445","v":0},{"$f":"'Relevant Variables'!$D$475","v":0},{"$f":"'Relevant Variables'!$D$505","v":0},{"$f":"'Relevant Variables'!$D$535","v":0},{"$f":"'Relevant Variables'!$D$565","v":0},{"$f":"'Relevant Variables'!$D$595","v":0},{"$f":"'Relevant Variables'!$D$625","v":0},null,{"$f":"VLOOKUP(AD10,ActiveYears,2,)","v":false},{"$f":"FirstYear","v":2005},null,1,{"$f":"'Energy Consumption'!$D$79","v":0},{"$f":"'Energy Consumption'!$D$80","v":0},{"$f":"'Energy Consumption'!$D$161","v":0},{"$f":"'Energy Consumption'!$D$162","v":0},{"$f":"'Energy Consumption'!$D$243","v":0},{"$f":"'Energy Consumption'!$D$244","v":0},{"$f":"'Energy Consumption'!$D$325","v":0},{"$f":"'Energy Consumption'!$D$326","v":0},{"$f":"'Energy Consumption'!$D$407","v":0},{"$f":"'Energy Consumption'!$D$408","v":0},{"$f":"'Energy Consumption'!$D$489","v":0},{"$f":"'Energy Consumption'!$D$490","v":0},{"$f":"'Energy Consumption'!$D$571","v":0},{"$f":"'Energy Consumption'!$D$572","v":0},{"$f":"'Energy Consumption'!$D$653","v":0},{"$f":"'Energy Consumption'!$D$654","v":0},{"$f":"'Energy Consumption'!$D$735","v":0},{"$f":"'Energy Consumption'!$D$736","v":0},{"$f":"'Energy Consumption'!$D$817","v":0},{"$f":"'Energy Consumption'!$D$818","v":0},{"$f":"'Energy Consumption'!$D$899","v":0},{"$f":"'Energy Consumption'!$D$900","v":0},{"$f":"'Energy Consumption'!$D$981","v":0},{"$f":"'Energy Consumption'!$D$982","v":0},{"$f":"'Energy Consumption'!$D$1063","v":0},{"$f":"'Energy Consumption'!$D$1064","v":0},{"$f":"'Energy Consumption'!$D$1145","v":0},{"$f":"'Energy Consumption'!$D$1146","v":0},{"$f":"'Energy Consumption'!$D$1227","v":0},{"$f":"'Energy Consumption'!$D$1228","v":0},{"$f":"'Energy Consumption'!$D$1309","v":0},{"$f":"'Energy Consumption'!$D$1310","v":0},{"$f":"'Energy Consumption'!$D$1391","v":0},{"$f":"'Energy Consumption'!$D$1392","v":0},{"$f":"'Energy Consumption'!$D$1473","v":0},{"$f":"'Energy Consumption'!$D$1474","v":0},{"$f":"'Energy Consumption'!$D$1555","v":0},{"$f":"'Energy Consumption'!$D$1556","v":0},{"$f":"'Energy Consumption'!$D$1637","v":0},{"$f":"'Energy Consumption'!$D$1638","v":0}]
[{"$f":"DATE(YEAR(A10),MONTH(A10)+1,DAY(A10))","v":"2005-02-01"},0,0,0,0,0,0,{"$f":"'Relevant Variables'!$E$55","v":0},{"$f":"'Relevant Variables'!$E$85","v":0},{"$f":"'Relevant Variables'!$E$115","v":0},{"$f":"'Relevant Variables'!$E$145","v":0},{"$f":"'Relevant Variables'!$E$175","v":0},{"$f":"'Relevant Variables'!$E$205","v":0},{"$f":"'Relevant Variables'!$E$235","v":0},{"$f":"'Relevant Variables'!$E$265","v":0},{"$f":"'Relevant Variables'!$E$295","v":0},{"$f":"'Relevant Variables'!$E$325","v":0},{"$f":"'Relevant Variables'!$E$355","v":0},{"$f":"'Relevant Variables'!$E$385","v":0},{"$f":"'Relevant Variables'!$E$415","v":0},{"$f":"'Relevant Variables'!$E$445","v":0},{"$f":"'Relevant Variables'!$E$475","v":0},{"$f":"'Relevant Variables'!$E$505","v":0},{"$f":"'Relevant Variables'!$E$535","v":0},{"$f":"'Relevant Variables'!$E$565","v":0},{"$f":"'Relevant Variables'!$E$595","v":0},{"$f":"'Relevant Variables'!$E$625","v":0},null,{"$f":"AC10","v":false},null,null,2,{"$f":"'Energy Consumption'!$E$79","v":0},{"$f":"'Energy Consumption'!$E$80","v":0},{"$f":"'Energy Consumption'!$E$161","v":0},{"$f":"'Energy Consumption'!$E$162","v":0},{"$f":"'Energy Consumption'!$E$243","v":0},{"$f":"'Energy Consumption'!$E$244","v":0},{"$f":"'Energy Consumption'!$E$325","v":0},{"$f":"'Energy Consumption'!$E$326","v":0},{"$f":"'Energy Consumption'!$E$407","v":0},{"$f":"'Energy Consumption'!$E$408","v":0},{"$f":"'Energy Consumption'!$E$489","v":0},{"$f":"'Energy Consumption'!$E$490","v":0},{"$f":"'Energy Consumption'!$E$571","v":0},{"$f":"'Energy Consumption'!$E$572","v":0},{"$f":"'Energy Consumption'!$E$653","v":0},{"$f":"'Energy Consumption'!$E$654","v":0},{"$f":"'Energy Consumption'!$E$735","v":0},{"$f":"'Energy Consumption'!$E$736","v":0},{"$f":"'Energy Consumption'!$E$817","v":0},{"$f":"'Energy Consumption'!$E$818","v":0},{"$f":"'Energy Consumption'!$E$899","v":0},{"$f":"'Energy Consumption'!$E$900","v":0},{"$f":"'Energy Consumption'!$E$981","v":0},{"$f":"'Energy Consumption'!$E$982","v":0},{"$f":"'Energy Consumption'!$E$1063","v":0},{"$f":"'Energy Consumption'!$E$1064","v":0},{"$f":"'Energy Consumption'!$E$1145","v":0},{"$f":"'Energy Consumption'!$E$1146","v":0},{"$f":"'Energy Consumption'!$E$1227","v":0},{"$f":"'Energy Consumption'!$E$1228","v":0},{"$f":"'Energy Consumption'!$E$1309","v":0},{"$f":"'Energy Consumption'!$E$1310","v":0},{"$f":"'Energy Consumption'!$E$1391","v":0},{"$f":"'Energy Consumption'!$E$1392","v":0},{"$f":"'Energy Consumption'!$E$1473","v":0},{"$f":"'Energy Consumption'!$E$1474","v":0},{"$f":"'Energy Consumption'!$E$1555","v":0},{"$f":"'Energy Consumption'!$E$1556","v":0},{"$f":"'Energy Consumption'!$E$1637","v":0},{"$f":"'Energy Consumption'!$E$1638","v":0}]
[{"$f":"DATE(YEAR(A11),MONTH(A11)+1,DAY(A11))","v":"2005-03-01"},0,0,0,0,0,0,{"$f":"'Relevant Variables'!$F$55","v":0},{"$f":"'Relevant Variables'!$F$85","v":0},{"$f":"'Relevant Variables'!$F$115","v":0},{"$f":"'Relevant Variables'!$F$145","v":0},{"$f":"'Relevant Variables'!$F$175","v":0},{"$f":"'Relevant Variables'!$F$205","v":0},{"$f":"'Relevant Variables'!$F$235","v":0},{"$f":"'Relevant Variables'!$F$265","v":0},{"$f":"'Relevant Variables'!$F$295","v":0},{"$f":"'Relevant Variables'!$F$325","v":0},{"$f":"'Relevant Variables'!$F$355","v":0},{"$f":"'Relevant Variables'!$F$385","v":0},{"$f":"'Relevant Variables'!$F$415","v":0},{"$f":"'Relevant Variables'!$F$445","v":0},{"$f":"'Relevant Variables'!$F$475","v":0},{"$f":"'Relevant Variables'!$F$505","v":0},{"$f":"'Relevant Variables'!$F$535","v":0},{"$f":"'Relevant Variables'!$F$565","v":0},{"$f":"'Relevant Variables'!$F$595","v":0},{"$f":"'Relevant Variables'!$F$625","v":0},null,false,null,null,3,{"$f":"'Energy Consumption'!$F$79","v":0},{"$f":"'Energy Consumption'!$F$80","v":0},{"$f":"'Energy Consumption'!$F$161","v":0},{"$f":"'Energy Consumption'!$F$162","v":0},{"$f":"'Energy Consumption'!$F$243","v":0},{"$f":"'Energy Consumption'!$F$244","v":0},{"$f":"'Energy Consumption'!$F$325","v":0},{"$f":"'Energy Consumption'!$F$326","v":0},{"$f":"'Energy Consumption'!$F$407","v":0},{"$f":"'Energy Consumption'!$F$408","v":0},{"$f":"'Energy Consumption'!$F$489","v":0},{"$f":"'Energy Consumption'!$F$490","v":0},{"$f":"'Energy Consumption'!$F$571","v":0},{"$f":"'Energy Consumption'!$F$572","v":0},{"$f":"'Energy Consumption'!$F$653","v":0},{"$f":"'Energy Consumption'!$F$654","v":0},{"$f":"'Energy Consumption'!$F$735","v":0},{"$f":"'Energy Consumption'!$F$736","v":0},{"$f":"'Energy Consumption'!$F$817","v":0},{"$f":"'Energy Consumption'!$F$818","v":0},{"$f":"'Energy Consumption'!$F$899","v":0},{"$f":"'Energy Consumption'!$F$900","v":0},{"$f":"'Energy Consumption'!$F$981","v":0},{"$f":"'Energy Consumption'!$F$982","v":0},{"$f":"'Energy Consumption'!$F$1063","v":0},{"$f":"'Energy Consumption'!$F$1064","v":0},{"$f":"'Energy Consumption'!$F$1145","v":0},{"$f":"'Energy Consumption'!$F$1146","v":0},{"$f":"'Energy Consumption'!$F$1227","v":0},{"$f":"'Energy Consumption'!$F$1228","v":0},{"$f":"'Energy Consumption'!$F$1309","v":0},{"$f":"'Energy Consumption'!$F$1310","v":0},{"$f":"'Energy Consumption'!$F$1391","v":0},{"$f":"'Energy Consumption'!$F$1392","v":0},{"$f":"'Energy Consumption'!$F$1473","v":0},{"$f":"'Energy Consumption'!$F$1474","v":0},{"$f":"'Energy Consumption'!$F$1555","v":0},{"$f":"'Energy Consumption'!$F$1556","v":0},{"$f":"'Energy Consumption'!$F$1637","v":0},{"$f":"'Energy Consumption'!$F$1638","v":0}]
["2005-04-01",0,0,0,0,0,0,{"$f":"'Relevant Variables'!$G$55","v":0},{"$f":"'Relevant Variables'!$G$85","v":0},{"$f":"'Relevant Variables'!$G$115","v":0},{"$f":"'Relevant Variables'!$G$145","v":0},{"$f":"'Relevant Variables'!$G$175","v":0},{"$f":"'Relevant Variables'!$G$205","v":0},{"$f":"'Relevant Variables'!$G$235","v":0},{"$f":"'Relevant Variables'!$G$265","v":0},{"$f":"'Relevant Variables'!$G$295","v":0},{"$f":"'Relevant Variables'!$G$325","v":0},{"$f":"'Relevant Variables'!$G$355","v":0},{"$f":"'Relevant Variables'!$G$385","v":0},{"$f":"'Relevant Variables'!$G$415","v":0},{"$f":"'Relevant Variables'!$G$445","v":0},{"$f":"'Relevant Variables'!$G$475","v":0},{"$f":"'Relevant Variables'!$G$505","v":0},{"$f":"'Relevant Variables'!$G$535","v":0},{"$f":"'Relevant Variables'!$G$565","v":0},{"$f":"'Relevant Variables'!$G$595","v":0},{"$f":"'Relevant Variables'!$G$625","v":0},null,false,null,null,4,{"$f":"'Energy Consumption'!$G$79","v":0},{"$f":"'Energy Consumption'!$G$80","v":0},{"$f":"'Energy Consumption'!$G$161","v":0},{"$f":"'Energy Consumption'!$G$162","v":0},{"$f":"'Energy Consumption'!$G$243","v":0},{"$f":"'Energy Consumption'!$G$244","v":0},{"$f":"'Energy Consumption'!$G$325","v":0},{"$f":"'Energy Consumption'!$G$326","v":0},{"$f":"'Energy Consumption'!$G$407","v":0},{"$f":"'Energy Consumption'!$G$408","v":0},{"$f":"'Energy Consumption'!$G$489","v":0},{"$f":"'Energy Consumption'!$G$490","v":0},{"$f":"'Energy Consumption'!$G$571","v":0},{"$f":"'Energy Consumption'!$G$572","v":0},{"$f":"'Energy Consumption'!$G$653","v":0},{"$f":"'Energy Consumption'!$G$654","v":0},{"$f":"'Energy Consumption'!$G$735","v":0},{"$f":"'Energy Consumption'!$G$736","v":0},{"$f":"'Energy Consumption'!$G$817","v":0},{"$f":"'Energy Consumption'!$G$818","v":0},{"$f":"'Energy Consumption'!$G$899","v":0},{"$f":"'Energy Consumption'!$G$900","v":0},{"$f":"'Energy Consumption'!$G$981","v":0},{"$f":"'Energy Consumption'!$G$982","v":0},{"$f":"'Energy Consumption'!$G$1063","v":0},{"$f":"'Energy Consumption'!$G$1064","v":0},{"$f":"'Energy Consumption'!$G$1145","v":0},{"$f":"'Energy Consumption'!$G$1146","v":0},{"$f":"'Energy Consumption'!$G$1227","v":0},{"$f":"'Energy Consumption'!$G$1228","v":0},{"$f":"'Energy Consumption'!$G$1309","v":0},{"$f":"'Energy Consumption'!$G$1310","v":0},{"$f":"'Energy Consumption'!$G$1391","v":0},{"$f":"'Energy Consumption'!$G$1392","v":0},{"$f":"'Energy Consumption'!$G$1473","v":0},{"$f":"'Energy Consumption'!$G$1474","v":0},{"$f":"'Energy Consumption'!$G$1555","v":0},{"$f":"'Energy Consumption'!$G$1556","v":0},{"$f":"'Energy Consumption'!$G$1637","v":0},{"$f":"'Energy Consumption'!$G$1638","v":0}]
["2005-05-01",0,0,0,0,0,0,{"$f":"'Relevant Variables'!$H$55","v":0},{"$f":"'Relevant Variables'!$H$85","v":0},{"$f":"'Relevant Variables'!$H$115","v":0},{"$f":"'Relevant Variables'!$H$145","v":0},{"$f":"'Relevant Variables'!$H$175","v":0},{"$f":"'Relevant Variables'!$H$205","v":0},{"$f":"'Relevant Variables'!$H$235","v":0},{"$f":"'Relevant Variables'!$H$265","v":0},{"$f":"'Relevant Variables'!$H$295","v":0},{"$f":"'Relevant Variables'!$H$325","v":0},{"$f":"'Relevant Variables'!$H$355","v":0},{"$f":"'Relevant Variables'!$H$385","v":0},{"$f":"'Relevant Variables'!$H$415","v":0},{"$f":"'Relevant Variables'!$H$445","v":0},{"$f":"'Relevant Variables'!$H$475","v":0},{"$f":"'Relevant Variables'!$H$505","v":0},{"$f":"'Relevant Variables'!$H$535","v":0},{"$f":"'Relevant Variables'!$H$565","v":0},{"$f":"'Relevant Variables'!$H$595","v":0},{"$f":"'Relevant Variables'!$H$625","v":0},null,false,null,null,5,{"$f":"'Energy Consumption'!$H$79","v":0},{"$f":"'Energy Consumption'!$H$80","v":0},{"$f":"'Energy Consumption'!$H$161","v":0},{"$f":"'Energy Consumption'!$H$162","v":0},{"$f":"'Energy Consumption'!$H$243","v":0},{"$f":"'Energy Consumption'!$H$244","v":0},{"$f":"'Energy Consumption'!$H$325","v":0},{"$f":"'Energy Consumption'!$H$326","v":0},{"$f":"'Energy Consumption'!$H$407","v":0},{"$f":"'Energy Consumption'!$H$408","v":0},{"$f":"'Energy Consumption'!$H$489","v":0},{"$f":"'Energy Consumption'!$H$490","v":0},{"$f":"'Energy Consumption'!$H$571","v":0},{"$f":"'Energy Consumption'!$H$572","v":0},{"$f":"'Energy Consumption'!$H$653","v":0},{"$f":"'Energy Consumption'!$H$654","v":0},{"$f":"'Energy Consumption'!$H$735","v":0},{"$f":"'Energy Consumption'!$H$736","v":0},{"$f":"'Energy Consumption'!$H$817","v":0},{"$f":"'Energy Consumption'!$H$818","v":0},{"$f":"'Energy Consumption'!$H$899","v":0},{"$f":"'Energy Consumption'!$H$900","v":0},{"$f":"'Energy Consumption'!$H$981","v":0},{"$f":"'Energy Consumption'!$H$982","v":0},{"$f":"'Energy Consumption'!$H$1063","v":0},{"$f":"'Energy Consumption'!$H$1064","v":0},{"$f":"'Energy Consumption'!$H$1145","v":0},{"$f":"'Energy Consumption'!$H$1146","v":0},{"$f":"'Energy Consumption'!$H$1227","v":0},{"$f":"'Energy Consumption'!$H$1228","v":0},{"$f":"'Energy Consumption'!$H$1309","v":0},{"$f":"'Energy Consumption'!$H$1310","v":0},{"$f":"'Energy Consumption'!$H$1391","v":0},{"$f":"'Energy Consumption'!$H$1392","v":0},{"$f":"'Energy Consumption'!$H$1473","v":0},{"$f":"'Energy Consumption'!$H$1474","v":0},{"$f":"'Energy Consumption'!$H$1555","v":0},{"$f":"'Energy Consumption'!$H$1556","v":0},{"$f":"'Energy Consumption'!$H$1637","v":0},{"$f":"'Energy Consumption'!$H$1638","v":0}]
["2005-06-01",0,0,0,0,0,0,{"$f":"'Relevant Variables'!$I$55","v":0},{"$f":"'Relevant Variables'!$I$85","v":0},{"$f":"'Relevant Variables'!$I$115","v":0},{"$f":"'Relevant Variables'!$I$145","v":0},{"$f":"'Relevant Variables'!$I$175","v":0},{"$f":"'Relevant Variables'!$I$205","v":0},{"$f":"'Relevant Variables'!$I$235","v":0},{"$f":"'Relevant Variables'!$I$265","v":0},{"$f":"'Relevant Variables'!$I$295","v":0},{"$f":"'Relevant Variables'!$I$325","v":0},{"$f":"'Relevant Variables'!$I$355","v":0},{"$f":"'Relevant Variables'!$I$385","v":0},{"$f":"'Relevant Variables'!$I$415","v":0},{"$f":"'Relevant Variables'!$I$445","v":0},{"$f":"'Relevant Variables'!$I$475","v":0},{"$f":"'Relevant Variables'!$I$505","v":0},{"$f":"'Relevant Variables'!$I$535","v":0},{"$f":"'Relevant Variables'!$I$565","v":0},{"$f":"'Relevant Variables'!$I$595","v":0},{"$f":"'Relevant Variables'!$I$625","v":0},null,false,null,null,6,{"$f":"'Energy Consumption'!$I$79","v":0},{"$f":"'Energy Consumption'!$I$80","v":0},{"$f":"'Energy Consumption'!$I$161","v":0},{"$f":"'Energy Consumption'!$I$162","v":0},{"$f":"'Energy Consumption'!$I$243","v":0},{"$f":"'Energy Consumption'!$I$244","v":0},{"$f":"'Energy Consumption'!$I$325","v":0},{"$f":"'Energy Consumption'!$I$326","v":0},{"$f":"'Energy Consumption'!$I$407","v":0},{"$f":"'Energy Consumption'!$I$408","v":0},{"$f":"'Energy Consumption'!$I$489","v":0},{"$f":"'Energy Consumption'!$I$490","v":0},{"$f":"'Energy Consumption'!$I$571","v":0},{"$f":"'Energy Consumption'!$I$572","v":0},{"$f":"'Energy Consumption'!$I$653","v":0},{"$f":"'Energy Consumption'!$I$654","v":0},{"$f":"'Energy Consumption'!$I$735","v":0},{"$f":"'Energy Consumption'!$I$736","v":0},{"$f":"'Energy Consumption'!$I$817","v":0},{"$f":"'Energy Consumption'!$I$818","v":0},{"$f":"'Energy Consumption'!$I$899","v":0},{"$f":"'Energy Consumption'!$I$900","v":0},{"$f":"'Energy Consumption'!$I$981","v":0},{"$f":"'Energy Consumption'!$I$982","v":0},{"$f":"'Energy Consumption'!$I$1063","v":0},{"$f":"'Energy Consumption'!$I$1064","v":0},{"$f":"'Energy Consumption'!$I$1145","v":0},{"$f":"'Energy Consumption'!$I$1146","v":0},{"$f":"'Energy Consumption'!$I$1227","v":0},{"$f":"'Energy Consumption'!$I$1228","v":0},{"$f":"'Energy Consumption'!$I$1309","v":0},{"$f":"'Energy Consumption'!$I$1310","v":0},{"$f":"'Energy Consumption'!$I$1391","v":0},{"$f":"'Energy Consumption'!$I$1392","v":0},{"$f":"'Energy Consumption'!$I$1473","v":0},{"$f":"'Energy Consumption'!$I$1474","v":0},{"$f":"'Energy Consumption'!$I$1555","v":0},{"$f":"'Energy Consumption'!$I$1556","v":0},{"$f":"'Energy Consumption'!$I$1637","v":0},{"$f":"'Energy Consumption'!$I$1638","v":0}]
["2005-07-01",0,0,0,0,0,0,{"$f":"'Relevant Variables'!$J$55","v":0},{"$f":"'Relevant Variables'!$J$85","v":0},{"$f":"'Relevant Variables'!$J$115","v":0},{"$f":"'Relevant Variables'!$J$145","v":0},{"$f":"'Relevant Variables'!$J$175","v":0},{"$f":"'Relevant Variables'!$J$205","v":0},{"$f":"'Relevant Variables'!$J$235","v":0},{"$f":"'Relevant Variables'!$J$265","v":0},{"$f":"'Relevant Variables'!$J$295","v":0},{"$f":"'Relevant Variables'!$J$325","v":0},{"$f":"'Relevant Variables'!$J$355","v":0},{"$f":"'Relevant Variables'!$J$385","v":0},{"$f":"'Relevant Variables'!$J$415","v":0},{"$f":"'Relevant Variables'!$J$445","v":0},{"$f":"'Relevant Variables'!$J$475","v":0},{"$f":"'Relevant Variables'!$J$505","v":0},{"$f":"'Relevant Variables'!$J$535","v":0},{"$f":"'Relevant Variables'!$J$565","v":0},{"$f":"'Relevant Variables'!$J$595","v":0},{"$f":"'Relevant Variables'!$J$625","v":0},null,false,null,null,7,{"$f":"'Energy Consumption'!$J$79","v":0},{"$f":"'Energy Consumption'!$J$80","v":0},{"$f":"'Energy Consumption'!$J$161","v":0},{"$f":"'Energy Consumption'!$J$162","v":0},{"$f":"'Energy Consumption'!$J$243","v":0},{"$f":"'Energy Consumption'!$J$244","v":0},{"$f":"'Energy Consumption'!$J$325","v":0},{"$f":"'Energy Consumption'!$J$326","v":0},{"$f":"'Energy Consumption'!$J$407","v":0},{"$f":"'Energy Consumption'!$J$408","v":0},{"$f":"'Energy Consumption'!$J$489","v":0},{"$f":"'Energy Consumption'!$J$490","v":0},{"$f":"'Energy Consumption'!$J$571","v":0},{"$f":"'Energy Consumption'!$J$572","v":0},{"$f":"'Energy Consumption'!$J$653","v":0},{"$f":"'Energy Consumption'!$J$654","v":0},{"$f":"'Energy Consumption'!$J$735","v":0},{"$f":"'Energy Consumption'!$J$736","v":0},{"$f":"'Energy Consumption'!$J$817","v":0},{"$f":"'Energy Consumption'!$J$818","v":0},{"$f":"'Energy Consumption'!$J$899","v":0},{"$f":"'Energy Consumption'!$J$900","v":0},{"$f":"'Energy Consumption'!$J$981","v":0},{"$f":"'Energy Consumption'!$J$982","v":0},{"$f":"'Energy Consumption'!$J$1063","v":0},{"$f":"'Energy Consumption'!$J$1064","v":0},{"$f":"'Energy Consumption'!$J$1145","v":0},{"$f":"'Energy Consumption'!$J$1146","v":0},{"$f":"'Energy Consumption'!$J$1227","v":0},{"$f":"'Energy Consumption'!$J$1228","v":0},{"$f":"'Energy Consumption'!$J$1309","v":0},{"$f":"'Energy Consumption'!$J$1310","v":0},{"$f":"'Energy Consumption'!$J$1391","v":0},{"$f":"'Energy Consumption'!$J$1392","v":0},{"$f":"'Energy Consumption'!$J$1473","v":0},{"$f":"'Energy Consumption'!$J$1474","v":0},{"$f":"'Energy Consumption'!$J$1555","v":0},{"$f":"'Energy Consumption'!$J$1556","v":0},{"$f":"'Energy Consumption'!$J$1637","v":0},{"$f":"'Energy Consumption'!$J$1638","v":0}]
["2005-08-01",0,0,0,0,0,0,{"$f":"'Relevant Variables'!$K$55","v":0},{"$f":"'Relevant Variables'!$K$85","v":0},{"$f":"'Relevant Variables'!$K$115","v":0},{"$f":"'Relevant Variables'!$K$145","v":0},{"$f":"'Relevant Variables'!$K$175","v":0},{"$f":"'Relevant Variables'!$K$205","v":0},{"$f":"'Relevant Variables'!$K$235","v":0},{"$f":"'Relevant Variables'!$K$265","v":0},{"$f":"'Relevant Variables'!$K$295","v":0},{"$f":"'Relevant Variables'!$K$325","v":0},{"$f":"'Relevant Variables'!$K$355","v":0},{"$f":"'Relevant Variables'!$K$385","v":0},{"$f":"'Relevant Variables'!$K$415","v":0},{"$f":"'Relevant Variables'!$K$445","v":0},{"$f":"'Relevant Variables'!$K$475","v":0},{"$f":"'Relevant Variables'!$K$505","v":0},{"$f":"'Relevant Variables'!$K$535","v":0},{"$f":"'Relevant Variables'!$K$565","v":0},{"$f":"'Relevant Variables'!$K$595","v":0},{"$f":"'Relevant Variables'!$K$625","v":0},null,false,null,null,8,{"$f":"'Energy Consumption'!$K$79","v":0},{"$f":"'Energy Consumption'!$K$80","v":0},{"$f":"'Energy Consumption'!$K$161","v":0},{"$f":"'Energy Consumption'!$K$162","v":0},{"$f":"'Energy Consumption'!$K$243","v":0},{"$f":"'Energy Consumption'!$K$244","v":0},{"$f":"'Energy Consumption'!$K$325","v":0},{"$f":"'Energy Consumption'!$K$326","v":0},{"$f":"'Energy Consumption'!$K$407","v":0},{"$f":"'Energy Consumption'!$K$408","v":0},{"$f":"'Energy Consumption'!$K$489","v":0},{"$f":"'Energy Consumption'!$K$490","v":0},{"$f":"'Energy Consumption'!$K$571","v":0},{"$f":"'Energy Consumption'!$K$572","v":0},{"$f":"'Energy Consumption'!$K$653","v":0},{"$f":"'Energy Consumption'!$K$654","v":0},{"$f":"'Energy Consumption'!$K$735","v":0},{"$f":"'Energy Consumption'!$K$736","v":0},{"$f":"'Energy Consumption'!$K$817","v":0},{"$f":"'Energy Consumption'!$K$818","v":0},{"$f":"'Energy Consumption'!$K$899","v":0},{"$f":"'Energy Consumption'!$K$900","v":0},{"$f":"'Energy Consumption'!$K$981","v":0},{"$f":"'Energy Consumption'!$K$982","v":0},{"$f":"'Energy Consumption'!$K$1063","v":0},{"$f":"'Energy Consumption'!$K$1064","v":0},{"$f":"'Energy Consumption'!$K$1145","v":0},{"$f":"'Energy Consumption'!$K$1146","v":0},{"$f":"'Energy Consumption'!$K$1227","v":0},{"$f":"'Energy Consumption'!$K$1228","v":0},{"$f":"'Energy Consumption'!$K$1309","v":0},{"$f":"'Energy Consumption'!$K$1310","v":0},{"$f":"'Energy Consumption'!$K$1391","v":0},{"$f":"'Energy Consumption'!$K$1392","v":0},{"$f":"'Energy Consumption'!$K$1473","v":0},{"$f":"'Energy Consumption'!$K$1474","v":0},{"$f":"'Energy Consumption'!$K$1555","v":0},{"$f":"'Energy Consumption'!$K$1556","v":0},{"$f":"'Energy Consumption'!$K$1637","v":0},{"$f":"'Energy Consumption'!$K$1638","v":0}]
["2005-09-01",0,0,0,0,0,0,{"$f":"'Relevant Variables'!$L$55","v":0},{"$f":"'Relevant Variables'!$L$85","v":0},{"$f":"'Relevant Variables'!$L$115","v":0},{"$f":"'Relevant Variables'!$L$145","v":0},{"$f":"'Relevant Variables'!$L$175","v":0},{"$f":"'Relevant Variables'!$L$205","v":0},{"$f":"'Relevant Variables'!$L$235","v":0},{"$f":"'Relevant Variables'!$L$265","v":0},{"$f":"'Relevant Variables'!$L$295","v":0},{"$f":"'Relevant Variables'!$L$325","v":0},{"$f":"'Relevant Variables'!$L$355","v":0},{"$f":"'Relevant Variables'!$L$385","v":0},{"$f":"'Relevant Variables'!$L$415","v":0},{"$f":"'Relevant Variables'!$L$445","v":0},{"$f":"'Relevant Variables'!$L$475","v":0},{"$f":"'Relevant Variables'!$L$505","v":0},{"$f":"'Relevant Variables'!$L$535","v":0},{"$f":"'Relevant Variables'!$L$565","v":0},{"$f":"'Relevant Variables'!$L$595","v":0},{"$f":"'Relevant Variables'!$L$625","v":0},null,false,null,null,9,{"$f":"'Energy Consumption'!$L$79","v":0},{"$f":"'Energy Consumption'!$L$80","v":0},{"$f":"'Energy Consumption'!$L$161","v":0},{"$f":"'Energy Consumption'!$L$162","v":0},{"$f":"'Energy Consumption'!$L$243","v":0},{"$f":"'Energy Consumption'!$L$244","v":0},{"$f":"'Energy Consumption'!$L$325","v":0},{"$f":"'Energy Consumption'!$L$326","v":0},{"$f":"'Energy Consumption'!$L$407","v":0},{"$f":"'Energy Consumption'!$L$408","v":0},{"$f":"'Energy Consumption'!$L$489","v":0},{"$f":"'Energy Consumption'!$L$490","v":0},{"$f":"'Energy Consumption'!$L$571","v":0},{"$f":"'Energy Consumption'!$L$572","v":0},{"$f":"'Energy Consumption'!$L$653","v":0},{"$f":"'Energy Consumption'!$L$654","v":0},{"$f":"'Energy Consumption'!$L$735","v":0},{"$f":"'Energy Consumption'!$L$736","v":0},{"$f":"'Energy Consumption'!$L$817","v":0},{"$f":"'Energy Consumption'!$L$818","v":0},{"$f":"'Energy Consumption'!$L$899","v":0},{"$f":"'Energy Consumption'!$L$900","v":0},{"$f":"'Energy Consumption'!$L$981","v":0},{"$f":"'Energy Consumption'!$L$982","v":0},{"$f":"'Energy Consumption'!$L$1063","v":0},{"$f":"'Energy Consumption'!$L$1064","v":0},{"$f":"'Energy Consumption'!$L$1145","v":0},{"$f":"'Energy Consumption'!$L$1146","v":0},{"$f":"'Energy Consumption'!$L$1227","v":0},{"$f":"'Energy Consumption'!$L$1228","v":0},{"$f":"'Energy Consumption'!$L$1309","v":0},{"$f":"'Energy Consumption'!$L$1310","v":0},{"$f":"'Energy Consumption'!$L$1391","v":0},{"$f":"'Energy Consumption'!$L$1392","v":0},{"$f":"'Energy Consumption'!$L$1473","v":0},{"$f":"'Energy Consumption'!$L$1474","v":0},{"$f":"'Energy Consumption'!$L$1555","v":0},{"$f":"'Energy Consumption'!$L$1556","v":0},{"$f":"'Energy Consumption'!$L$1637","v":0},{"$f":"'Energy Consumption'!$L$1638","v":0}]
["2005-10-01",0,0,0,0,0,0,{"$f":"'Relevant Variables'!$M$55","v":0},{"$f":"'Relevant Variables'!$M$85","v":0},{"$f":"'Relevant Variables'!$M$115","v":0},{"$f":"'Relevant Variables'!$M$145","v":0},{"$f":"'Relevant Variables'!$M$175","v":0},{"$f":"'Relevant Variables'!$M$205","v":0},{"$f":"'Relevant Variables'!$M$235","v":0},{"$f":"'Relevant Variables'!$M$265","v":0},{"$f":"'Relevant Variables'!$M$295","v":0},{"$f":"'Relevant Variables'!$M$325","v":0},{"$f":"'Relevant Variables'!$M$355","v":0},{"$f":"'Relevant Variables'!$M$385","v":0},{"$f":"'Relevant Variables'!$M$415","v":0},{"$f":"'Relevant Variables'!$M$445","v":0},{"$f":"'Relevant Variables'!$M$475","v":0},{"$f":"'Relevant Variables'!$M$505","v":0},{"$f":"'Relevant Variables'!$M$535","v":0},{"$f":"'Relevant Variables'!$M$565","v":0},{"$f":"'Relevant Variables'!$M$595","v":0},{"$f":"'Relevant Variables'!$M$625","v":0},null,false,null,null,10,{"$f":"'Energy Consumption'!$M$79","v":0},{"$f":"'Energy Consumption'!$M$80","v":0},{"$f":"'Energy Consumption'!$M$161","v":0},{"$f":"'Energy Consumption'!$M$162","v":0},{"$f":"'Energy Consumption'!$M$243","v":0},{"$f":"'Energy Consumption'!$M$244","v":0},{"$f":"'Energy Consumption'!$M$325","v":0},{"$f":"'Energy Consumption'!$M$326","v":0},{"$f":"'Energy Consumption'!$M$407","v":0},{"$f":"'Energy Consumption'!$M$408","v":0},{"$f":"'Energy Consumption'!$M$489","v":0},{"$f":"'Energy Consumption'!$M$490","v":0},{"$f":"'Energy Consumption'!$M$571","v":0},{"$f":"'Energy Consumption'!$M$572","v":0},{"$f":"'Energy Consumption'!$M$653","v":0},{"$f":"'Energy Consumption'!$M$654","v":0},{"$f":"'Energy Consumption'!$M$735","v":0},{"$f":"'Energy Consumption'!$M$736","v":0},{"$f":"'Energy Consumption'!$M$817","v":0},{"$f":"'Energy Consumption'!$M$818","v":0},{"$f":"'Energy Consumption'!$M$899","v":0},{"$f":"'Energy Consumption'!$M$900","v":0},{"$f":"'Energy Consumption'!$M$981","v":0},{"$f":"'Energy Consumption'!$M$982","v":0},{"$f":"'Energy Consumption'!$M$1063","v":0},{"$f":"'Energy Consumption'!$M$1064","v":0},{"$f":"'Energy Consumption'!$M$1145","v":0},{"$f":"'Energy Consumption'!$M$1146","v":0},{"$f":"'Energy Consumption'!$M$1227","v":0},{"$f":"'Energy Consumption'!$M$1228","v":0},{"$f":"'Energy Consumption'!$M$1309","v":0},{"$f":"'Energy Consumption'!$M$1310","v":0},{"$f":"'Energy Consumption'!$M$1391","v":0},{"$f":"'Energy Consumption'!$M$1392","v":0},{"$f":"'Energy Consumption'!$M$1473","v":0},{"$f":"'Energy Consumption'!$M$1474","v":0},{"$f":"'Energy Consumption'!$M$1555","v":0},{"$f":"'Energy Consumption'!$M$1556","v":0},{"$f":"'Energy Consumption'!$M$1637","v":0},{"$f":"'Energy Consumption'!$M$1638","v":0}]
["2005-11-01",{"$f":"SUMIF($AG$9:$BT$9,\"=\"&B$9,$AG20:$BT20)","v":0},0,0,0,0,0,{"$f":"'Relevant Variables'!$N$55","v":0},{"$f":"'Relevant Variables'!$N$85","v":0},{"$f":"'Relevant Variables'!$N$115","v":0},{"$f":"'Relevant Variables'!$N$145","v":0},{"$f":"'Relevant Variables'!$N$175","v":0},{"$f":"'Relevant Variables'!$N$205","v":0},{"$f":"'Relevant Variables'!$N$235","v":0},{"$f":"'Relevant Variables'!$N$265","v":0},{"$f":"'Relevant Variables'!$N$295","v":0},{"$f":"'Relevant Variables'!$N$325","v":0},{"$f":"'Relevant Variables'!$N$355","v":0},{"$f":"'Relevant Variables'!$N$385","v":0},{"$f":"'Relevant Variables'!$N$415","v":0},{"$f":"'Relevant Variables'!$N$445","v":0},{"$f":"'Relevant Variables'!$N$475","v":0},{"$f":"'Relevant Variables'!$N$505","v":0},{"$f":"'Relevant Variables'!$N$535","v":0},{"$f":"'Relevant Variables'!$N$565","v":0},{"$f":"'Relevant Variables'!$N$595","v":0},{"$f":"'Relevant Variables'!$N$625","v":0},null,false,null,null,11,{"$f":"'Energy Consumption'!$N$79","v":0},{"$f":"'Energy Consumption'!$N$80","v":0},{"$f":"'Energy Consumption'!$N$161","v":0},{"$f":"'Energy Consumption'!$N$162","v":0},{"$f":"'Energy Consumption'!$N$243","v":0},{"$f":"'Energy Consumption'!$N$244","v":0},{"$f":"'Energy Consumption'!$N$325","v":0},{"$f":"'Energy Consumption'!$N$326","v":0},{"$f":"'Energy Consumption'!$N$407","v":0},{"$f":"'Energy Consumption'!$N$408","v":0},{"$f":"'Energy Consumption'!$N$489","v":0},{"$f":"'Energy Consumption'!$N$490","v":0},{"$f":"'Energy Consumption'!$N$571","v":0},{"$f":"'Energy Consumption'!$N$572","v":0},{"$f":"'Energy Consumption'!$N$653","v":0},{"$f":"'Energy Consumption'!$N$654","v":0},{"$f":"'Energy Consumption'!$N$735","v":0},{"$f":"'Energy Consumption'!$N$736","v":0},{"$f":"'Energy Consumption'!$N$817","v":0},{"$f":"'Energy Consumption'!$N$818","v":0},{"$f":"'Energy Consumption'!$N$899","v":0},{"$f":"'Energy Consumption'!$N$900","v":0},{"$f":"'Energy Consumption'!$N$981","v":0},{"$f":"'Energy Consumption'!$N$982","v":0},{"$f":"'Energy Consumption'!$N$1063","v":0},{"$f":"'Energy Consumption'!$N$1064","v":0},{"$f":"'Energy Consumption'!$N$1145","v":0},{"$f":"'Energy Consumption'!$N$1146","v":0},{"$f":"'Energy Consumption'!$N$1227","v":0},{"$f":"'Energy Consumption'!$N$1228","v":0},{"$f":"'Energy Consumption'!$N$1309","v":0},{"$f":"'Energy Consumption'!$N$1310","v":0},{"$f":"'Energy Consumption'!$N$1391","v":0},{"$f":"'Energy Consumption'!$N$1392","v":0},{"$f":"'Energy Consumption'!$N$1473","v":0},{"$f":"'Energy Consumption'!$N$1474","v":0},{"$f":"'Energy Consumption'!$N$1555","v":0},{"$f":"'Energy Consumption'!$N$1556","v":0},{"$f":"'Energy Consumption'!$N$1637","v":0},{"$f":"'Energy Consumption'!$N$1638","v":0}]
["2005-12-01",0,0,0,0,0,0,{"$f":"'Relevant Variables'!$O$55","v":0},{"$f":"'Relevant Variables'!$O$85","v":0},{"$f":"'Relevant Variables'!$O$115","v":0},{"$f":"'Relevant Variables'!$O$145","v":0},{"$f":"'Relevant Variables'!$O$175","v":0},{"$f":"'Relevant Variables'!$O$205","v":0},{"$f":"'Relevant Variables'!$O$235","v":0},{"$f":"'Relevant Variables'!$O$265","v":0},{"$f":"'Relevant Variables'!$O$295","v":0},{"$f":"'Relevant Variables'!$O$325","v":0},{"$f":"'Relevant Variables'!$O$355","v":0},{"$f":"'Relevant Variables'!$O$385","v":0},{"$f":"'Relevant Variables'!$O$415","v":0},{"$f":"'Relevant Variables'!$O$445","v":0},{"$f":"'Relevant Variables'!$O$475","v":0},{"$f":"'Relevant Variables'!$O$505","v":0},{"$f":"'Relevant Variables'!$O$535","v":0},{"$f":"'Relevant Variables'!$O$565","v":0},{"$f":"'Relevant Variables'!$O$595","v":0},{"$f":"'Relevant Variables'!$O$625","v":0},null,false,null,null,12,{"$f":"'Energy Consumption'!$O$79","v":0},{"$f":"'Energy Consumption'!$O$80","v":0},{"$f":"'Energy Consumption'!$O$161","v":0},{"$f":"'Energy Consumption'!$O$162","v":0},{"$f":"'Energy Consumption'!$O$243","v":0},{"$f":"'Energy Consumption'!$O$244","v":0},{"$f":"'Energy Consumption'!$O$325","v":0},{"$f":"'Energy Consumption'!$O$326","v":0},{"$f":"'Energy Consumption'!$O$407","v":0},{"$f":"'Energy Consumption'!$O$408","v":0},{"$f":"'Energy Consumption'!$O$489","v":0},{"$f":"'Energy Consumption'!$O$490","v":0},{"$f":"'Energy Consumption'!$O$571","v":0},{"$f":"'Energy Consumption'!$O$572","v":0},{"$f":"'Energy Consumption'!$O$653","v":0},{"$f":"'Energy Consumption'!$O$654","v":0},{"$f":"'Energy Consumption'!$O$735","v":0},{"$f":"'Energy Consumption'!$O$736","v":0},{"$f":"'Energy Consumption'!$O$817","v":0},{"$f":"'Energy Consumption'!$O$818","v":0},{"$f":"'Energy Consumption'!$O$899","v":0},{"$f":"'Energy Consumption'!$O$900","v":0},{"$f":"'Energy Consumption'!$O$981","v":0},{"$f":"'Energy Consumption'!$O$982","v":0},{"$f":"'Energy Consumption'!$O$1063","v":0},{"$f":"'Energy Consumption'!$O$1064","v":0},{"$f":"'Energy Consumption'!$O$1145","v":0},{"$f":"'Energy Consumption'!$O$1146","v":0},{"$f":"'Energy Consumption'!$O$1227","v":0},{"$f":"'Energy Consumption'!$O$1228","v":0},{"$f":"'Energy Consumption'!$O$1309","v":0},{"$f":"'Energy Consumption'!$O$1310","v":0},{"$f":"'Energy Consumption'!$O$1391","v":0},{"$f":"'Energy Consumption'!$O$1392","v":0},{"$f":"'Energy Consumption'!$O$1473","v":0},{"$f":"'Energy Consumption'!$O$1474","v":0},{"$f":"'Energy Consumption'!$O$1555","v":0},{"$f":"'Energy Consumption'!$O$1556","v":0},{"$f":"'Energy Consumption'!$O$1637","v":0},{"$f":"'Energy Consumption'!$O$1638","v":0}]
["2006-01-01",0,0,0,0,0,0,{"$f":"'Relevant Variables'!$D$54","v":0},{"$f":"'Relevant Variables'!$D$84","v":0},{"$f":"'Relevant Variables'!$D$114","v":0},{"$f":"'Relevant Variables'!$D$144","v":0},{"$f":"'Relevant Variables'!$D$174","v":0},{"$f":"'Relevant Variables'!$D$204","v":0},{"$f":"'Relevant Variables'!$D$234","v":0},{"$f":"'Relevant Variables'!$D$264","v":0},{"$f":"'Relevant Variables'!$D$294","v":0},{"$f":"'Relevant Variables'!$D$324","v":0},{"$f":"'Relevant Variables'!$D$354","v":0},{"$f":"'Relevant Variables'!$D$384","v":0},{"$f":"'Relevant Variables'!$D$414","v":0},{"$f":"'Relevant Variables'!$D$444","v":0},{"$f":"'Relevant Variables'!$D$474","v":0},{"$f":"'Relevant Variables'!$D$504","v":0},{"$f":"'Relevant Variables'!$D$534","v":0},{"$f":"'Relevant Variables'!$D$564","v":0},{"$f":"'Relevant Variables'!$D$594","v":0},{"$f":"'Relevant Variables'!$D$624","v":0},null,{"$f":"VLOOKUP(AD22,ActiveYears,2,)","v":false},{"$f":"AD10+1","v":2006},null,13,{"$f":"'Energy Consumption'!$D$77","v":0},{"$f":"'Energy Consumption'!$D$78","v":0},{"$f":"'Energy Consumption'!$D$159","v":0},{"$f":"'Energy Consumption'!$D$160","v":0},{"$f":"'Energy Consumption'!$D$241","v":0},{"$f":"'Energy Consumption'!$D$242","v":0},{"$f":"'Energy Consumption'!$D$323","v":0},{"$f":"'Energy Consumption'!$D$324","v":0},{"$f":"'Energy Consumption'!$D$405","v":0},{"$f":"'Energy Consumption'!$D$406","v":0},{"$f":"'Energy Consumption'!$D$487","v":0},{"$f":"'Energy Consumption'!$D$488","v":0},{"$f":"'Energy Consumption'!$D$569","v":0},{"$f":"'Energy Consumption'!$D$570","v":0},{"$f":"'Energy Consumption'!$D$651","v":0},{"$f":"'Energy Consumption'!$D$652","v":0},{"$f":"'Energy Consumption'!$D$733","v":0},{"$f":"'Energy Consumption'!$D$734","v":0},{"$f":"'Energy Consumption'!$D$815","v":0},{"$f":"'Energy Consumption'!$D$816","v":0},{"$f":"'Energy Consumption'!$D$897","v":0},{"$f":"'Energy Consumption'!$D$898","v":0},{"$f":"'Energy Consumption'!$D$979","v":0},{"$f":"'Energy Consumption'!$D$980","v":0},{"$f":"'Energy Consumption'!$D$1061","v":0},{"$f":"'Energy Consumption'!$D$1062","v":0},{"$f":"'Energy Consumption'!$D$1143","v":0},{"$f":"'Energy Consumption'!$D$1144","v":0},{"$f":"'Energy Consumption'!$D$1225","v":0},{"$f":"'Energy Consumption'!$D$1226","v":0},{"$f":"'Energy Consumption'!$D$1307","v":0},{"$f":"'Energy Consumption'!$D$1308","v":0},{"$f":"'Energy Consumption'!$D$1389","v":0},{"$f":"'Energy Consumption'!$D$1390","v":0},{"$f":"'Energy Consumption'!$D$1471","v":0},{"$f":"'Energy Consumption'!$D$1472","v":0},{"$f":"'Energy Consumption'!$D$1553","v":0},{"$f":"'Energy Consumption'!$D$1554","v":0},{"$f":"'Energy Consumption'!$D$1635","v":0},{"$f":"'Energy Consumption'!$D$1636","v":0}]
["2006-02-01",0,0,0,0,0,0,{"$f":"'Relevant Variables'!$E$54","v":0},{"$f":"'Relevant Variables'!$E$84","v":0},{"$f":"'Relevant Variables'!$E$114","v":0},{"$f":"'Relevant Variables'!$E$144","v":0},{"$f":"'Relevant Variables'!$E$174","v":0},{"$f":"'Relevant Variables'!$E$204","v":0},{"$f":"'Relevant Variables'!$E$234","v":0},{"$f":"'Relevant Variables'!$E$264","v":0},{"$f":"'Relevant Variables'!$E$294","v":0},{"$f":"'Relevant Variables'!$E$324","v":0},{"$f":"'Relevant Variables'!$E$354","v":0},{"$f":"'Relevant Variables'!$E$384","v":0},{"$f":"'Relevant Variables'!$E$414","v":0},{"$f":"'Relevant Variables'!$E$444","v":0},{"$f":"'Relevant Variables'!$E$474","v":0},{"$f":"'Relevant Variables'!$E$504","v":0},{"$f":"'Relevant Variables'!$E$534","v":0},{"$f":"'Relevant Variables'!$E$564","v":0},{"$f":"'Relevant Variables'!$E$594","v":0},{"$f":"'Relevant Variables'!$E$624","v":0},null,{"$f":"AC22","v":false},null,null,14,{"$f":"'Energy Consumption'!$E$77","v":0},{"$f":"'Energy Consumption'!$E$78","v":0},{"$f":"'Energy Consumption'!$E$159","v":0},{"$f":"'Energy Consumption'!$E$160","v":0},{"$f":"'Energy Consumption'!$E$241","v":0},{"$f":"'Energy Consumption'!$E$242","v":0},{"$f":"'Energy Consumption'!$E$323","v":0},{"$f":"'Energy Consumption'!$E$324","v":0},{"$f":"'Energy Consumption'!$E$405","v":0},{"$f":"'Energy Consumption'!$E$406","v":0},{"$f":"'Energy Consumption'!$E$487","v":0},{"$f":"'Energy Consumption'!$E$488","v":0},{"$f":"'Energy Consumption'!$E$569","v":0},{"$f":"'Energy Consumption'!$E$570","v":0},{"$f":"'Energy Consumption'!$E$651","v":0},{"$f":"'Energy Consumption'!$E$652","v":0},{"$f":"'Energy Consumption'!$E$733","v":0},{"$f":"'Energy Consumption'!$E$734","v":0},{"$f":"'Energy Consumption'!$E$815","v":0},{"$f":"'Energy Consumption'!$E$816","v":0},{"$f":"'Energy Consumption'!$E$897","v":0},{"$f":"'Energy Consumption'!$E$898","v":0},{"$f":"'Energy Consumption'!$E$979","v":0},{"$f":"'Energy Consumption'!$E$980","v":0},{"$f":"'Energy Consumption'!$E$1061","v":0},{"$f":"'Energy Consumption'!$E$1062","v":0},{"$f":"'Energy Consumption'!$E$1143","v":0},{"$f":"'Energy Consumption'!$E$1144","v":0},{"$f":"'Energy Consumption'!$E$1225","v":0},{"$f":"'Energy Consumption'!$E$1226","v":0},{"$f":"'Energy Consumption'!$E$1307","v":0},{"$f":"'Energy Consumption'!$E$1308","v":0},{"$f":"'Energy Consumption'!$E$1389","v":0},{"$f":"'Energy Consumption'!$E$1390","v":0},{"$f":"'Energy Consumption'!$E$1471","v":0},{"$f":"'Energy Consumption'!$E$1472","v":0},{"$f":"'Energy Consumption'!$E$1553","v":0},{"$f":"'Energy Consumption'!$E$1554","v":0},{"$f":"'Energy Consumption'!$E$1635","v":0},{"$f":"'Energy Consumption'!$E$1636","v":0}]
["2006-03-01",0,0,0,0,0,0,{"$f":"'Relevant Variables'!$F$54","v":0},{"$f":"'Relevant Variables'!$F$84","v":0},{"$f":"'Relevant Variables'!$F$114","v":0},{"$f":"'Relevant Variables'!$F$144","v":0},{"$f":"'Relevant Variables'!$F$174","v":0},{"$f":"'Relevant Variables'!$F$204","v":0},{"$f":"'Relevant Variables'!$F$234","v":0},{"$f":"'Relevant Variables'!$F$264","v":0},{"$f":"'Relevant Variables'!$F$294","v":0},{"$f":"'Relevant Variables'!$F$324","v":0},{"$f":"'Relevant Variables'!$F$354","v":0},{"$f":"'Relevant Variables'!$F$384","v":0},{"$f":"'Relevant Variables'!$F$414","v":0},{"$f":"'Relevant Variables'!$F$444","v":0},{"$f":"'Relevant Variables'!$F$474","v":0},{"$f":"'Relevant Variables'!$F$504","v":0},{"$f":"'Relevant Variables'!$F$534","v":0},{"$f":"'Relevant Variables'!$F$564","v":0},{"$f":"'Relevant Variables'!$F$594","v":0},{"$f":"'Relevant Variables'!$F$624","v":0},null,false,null,null,15,{"$f":"'Energy Consumption'!$F$77","v":0},{"$f":"'Energy Consumption'!$F$78","v":0},{"$f":"'Energy Consumption'!$F$159","v":0},{"$f":"'Energy Consumption'!$F$160","v":0},{"$f":"'Energy Consumption'!$F$241","v":0},{"$f":"'Energy Consumption'!$F$242","v":0},{"$f":"'Energy Consumption'!$F$323","v":0},{"$f":"'Energy Consumption'!$F$324","v":0},{"$f":"'Energy Consumption'!$F$405","v":0},{"$f":"'Energy Consumption'!$F$406","v":0},{"$f":"'Energy Consumption'!$F$487","v":0},{"$f":"'Energy Consumption'!$F$488","v":0},{"$f":"'Energy Consumption'!$F$569","v":0},{"$f":"'Energy Consumption'!$F$570","v":0},{"$f":"'Energy Consumption'!$F$651","v":0},{"$f":"'Energy Consumption'!$F$652","v":0},{"$f":"'Energy Consumption'!$F$733","v":0},{"$f":"'Energy Consumption'!$F$734","v":0},{"$f":"'Energy Consumption'!$F$815","v":0},{"$f":"'Energy Consumption'!$F$816","v":0},{"$f":"'Energy Consumption'!$F$897","v":0},{"$f":"'Energy Consumption'!$F$898","v":0},{"$f":"'Energy Consumption'!$F$979","v":0},{"$f":"'Energy Consumption'!$F$980","v":0},{"$f":"'Energy Consumption'!$F$1061","v":0},{"$f":"'Energy Consumption'!$F$1062","v":0},{"$f":"'Energy Consumption'!$F$1143","v":0},{"$f":"'Energy Consumption'!$F$1144","v":0},{"$f":"'Energy Consumption'!$F$1225","v":0},{"$f":"'Energy Consumption'!$F$1226","v":0},{"$f":"'Energy Consumption'!$F$1307","v":0},{"$f":"'Energy Consumption'!$F$1308","v":0},{"$f":"'Energy Consumption'!$F$1389","v":0},{"$f":"'Energy Consumption'!$F$1390","v":0},{"$f":"'Energy Consumption'!$F$1471","v":0},{"$f":"'Energy Consumption'!$F$1472","v":0},{"$f":"'Energy Consumption'!$F$1553","v":0},{"$f":"'Energy Consumption'!$F$1554","v":0},{"$f":"'Energy Consumption'!$F$1635","v":0},{"$f":"'Energy Consumption'!$F$1636","v":0}]
["2006-04-01",0,0,0,0,0,0,{"$f":"'Relevant Variables'!$G$54","v":0},{"$f":"'Relevant Variables'!$G$84","v":0},{"$f":"'Relevant Variables'!$G$114","v":0},{"$f":"'Relevant Variables'!$G$144","v":0},{"$f":"'Relevant Variables'!$G$174","v":0},{"$f":"'Relevant Variables'!$G$204","v":0},{"$f":"'Relevant Variables'!$G$234","v":0},{"$f":"'Relevant Variables'!$G$264","v":0},{"$f":"'Relevant Variables'!$G$294","v":0},{"$f":"'Relevant Variables'!$G$324","v":0},{"$f":"'Relevant Variables'!$G$354","v":0},{"$f":"'Relevant Variables'!$G$384","v":0},{"$f":"'Relevant Variables'!$G$414","v":0},{"$f":"'Relevant Variables'!$G$444","v":0},{"$f":"'Relevant Variables'!$G$474","v":0},{"$f":"'Relevant Variables'!$G$504","v":0},{"$f":"'Relevant Variables'!$G$534","v":0},{"$f":"'Relevant Variables'!$G$564","v":0},{"$f":"'Relevant Variables'!$G$594","v":0},{"$f":"'Relevant Variables'!$G$624","v":0},null,false,null,null,16,{"$f":"'Energy Consumption'!$G$77","v":0},{"$f":"'Energy Consumption'!$G$78","v":0},{"$f":"'Energy Consumption'!$G$159","v":0},{"$f":"'Energy Consumption'!$G$160","v":0},{"$f":"'Energy Consumption'!$G$241","v":0},{"$f":"'Energy Consumption'!$G$242","v":0},{"$f":"'Energy Consumption'!$G$323","v":0},{"$f":"'Energy Consumption'!$G$324","v":0},{"$f":"'Energy Consumption'!$G$405","v":0},{"$f":"'Energy Consumption'!$G$406","v":0},{"$f":"'Energy Consumption'!$G$487","v":0},{"$f":"'Energy Consumption'!$G$488","v":0},{"$f":"'Energy Consumption'!$G$569","v":0},{"$f":"'Energy Consumption'!$G$570","v":0},{"$f":"'Energy Consumption'!$G$651","v":0},{"$f":"'Energy Consumption'!$G$652","v":0},{"$f":"'Energy Consumption'!$G$733","v":0},{"$f":"'Energy Consumption'!$G$734","v":0},{"$f":"'Energy Consumption'!$G$815","v":0},{"$f":"'Energy Consumption'!$G$816","v":0},{"$f":"'Energy Consumption'!$G$897","v":0},{"$f":"'Energy Consumption'!$G$898","v":0},{"$f":"'Energy Consumption'!$G$979","v":0},{"$f":"'Energy Consumption'!$G$980","v":0},{"$f":"'Energy Consumption'!$G$1061","v":0},{"$f":"'Energy Consumption'!$G$1062","v":0},{"$f":"'Energy Consumption'!$G$1143","v":0},{"$f":"'Energy Consumption'!$G$1144","v":0},{"$f":"'Energy Consumption'!$G$1225","v":0},{"$f":"'Energy Consumption'!$G$1226","v":0},{"$f":"'Energy Consumption'!$G$1307","v":0},{"$f":"'Energy Consumption'!$G$1308","v":0},{"$f":"'Energy Consumption'!$G$1389","v":0},{"$f":"'Energy Consumption'!$G$1390","v":0},{"$f":"'Energy Consumption'!$G$1471","v":0},{"$f":"'Energy Consumption'!$G$1472","v":0},{"$f":"'Energy Consumption'!$G$1553","v":0},{"$f":"'Energy Consumption'!$G$1554","v":0},{"$f":"'Energy Consumption'!$G$1635","v":0},{"$f":"'Energy Consumption'!$G$1636","v":0}]
["2006-05-01",0,0,0,0,0,0,{"$f":"'Relevant Variables'!$H$54","v":0},{"$f":"'Relevant Variables'!$H$84","v":0},{"$f":"'Relevant Variables'!$H$114","v":0},{"$f":"'Relevant Variables'!$H$144","v":0},{"$f":"'Relevant Variables'!$H$174","v":0},{"$f":"'Relevant Variables'!$H$204","v":0},{"$f":"'Relevant Variables'!$H$234","v":0},{"$f":"'Relevant Variables'!$H$264","v":0},{"$f":"'Relevant Variables'!$H$294","v":0},{"$f":"'Relevant Variables'!$H$324","v":0},{"$f":"'Relevant Variables'!$H$354","v":0},{"$f":"'Relevant Variables'!$H$384","v":0},{"$f":"'Relevant Variables'!$H$414","v":0},{"$f":"'Relevant Variables'!$H$444","v":0},{"$f":"'Relevant Variables'!$H$474","v":0},{"$f":"'Relevant Variables'!$H$504","v":0},{"$f":"'Relevant Variables'!$H$534","v":0},{"$f":"'Relevant Variables'!$H$564","v":0},{"$f":"'Relevant Variables'!$H$594","v":0},{"$f":"'Relevant Variables'!$H$624","v":0},null,false,null,null,17,{"$f":"'Energy Consumption'!$H$77","v":0},{"$f":"'Energy Consumption'!$H$78","v":0},{"$f":"'Energy Consumption'!$H$159","v":0},{"$f":"'Energy Consumption'!$H$160","v":0},{"$f":"'Energy Consumption'!$H$241","v":0},{"$f":"'Energy Consumption'!$H$242","v":0},{"$f":"'Energy Consumption'!$H$323","v":0},{"$f":"'Energy Consumption'!$H$324","v":0},{"$f":"'Energy Consumption'!$H$405","v":0},{"$f":"'Energy Consumption'!$H$406","v":0},{"$f":"'Energy Consumption'!$H$487","v":0},{"$f":"'Energy Consumption'!$H$488","v":0},{"$f":"'Energy Consumption'!$H$569","v":0},{"$f":"'Energy Consumption'!$H$570","v":0},{"$f":"'Energy Consumption'!$H$651","v":0},{"$f":"'Energy Consumption'!$H$652","v":0},{"$f":"'Energy Consumption'!$H$733","v":0},{"$f":"'Energy Consumption'!$H$734","v":0},{"$f":"'Energy Consumption'!$H$815","v":0},{"$f":"'Energy Consumption'!$H$816","v":0},{"$f":"'Energy Consumption'!$H$897","v":0},{"$f":"'Energy Consumption'!$H$898","v":0},{"$f":"'Energy Consumption'!$H$979","v":0},{"$f":"'Energy Consumption'!$H$980","v":0},{"$f":"'Energy Consumption'!$H$1061","v":0},{"$f":"'Energy Consumption'!$H$1062","v":0},{"$f":"'Energy Consumption'!$H$1143","v":0},{"$f":"'Energy Consumption'!$H$1144","v":0},{"$f":"'Energy Consumption'!$H$1225","v":0},{"$f":"'Energy Consumption'!$H$1226","v":0},{"$f":"'Energy Consumption'!$H$1307","v":0},{"$f":"'Energy Consumption'!$H$1308","v":0},{"$f":"'Energy Consumption'!$H$1389","v":0},{"$f":"'Energy Consumption'!$H$1390","v":0},{"$f":"'Energy Consumption'!$H$1471","v":0},{"$f":"'Energy Consumption'!$H$1472","v":0},{"$f":"'Energy Consumption'!$H$1553","v":0},{"$f":"'Energy Consumption'!$H$1554","v":0},{"$f":"'Energy Consumption'!$H$1635","v":0},{"$f":"'Energy Consumption'!$H$1636","v":0}]
["2006-06-01",0,0,0,0,0,0,{"$f":"'Relevant Variables'!$I$54","v":0},{"$f":"'Relevant Variables'!$I$84","v":0},{"$f":"'Relevant Variables'!$I$114","v":0},{"$f":"'Relevant Variables'!$I$144","v":0},{"$f":"'Relevant Variables'!$I$174","v":0},{"$f":"'Relevant Variables'!$I$204","v":0},{"$f":"'Relevant Variables'!$I$234","v":0},{"$f":"'Relevant Variables'!$I$264","v":0},{"$f":"'Relevant Variables'!$I$294","v":0},{"$f":"'Relevant Variables'!$I$324","v":0},{"$f":"'Relevant Variables'!$I$354","v":0},{"$f":"'Relevant Variables'!$I$384","v":0},{"$f":"'Relevant Variables'!$I$414","v":0},{"$f":"'Relevant Variables'!$I$444","v":0},{"$f":"'Relevant Variables'!$I$474","v":0},{"$f":"'Relevant Variables'!$I$504","v":0},{"$f":"'Relevant Variables'!$I$534","v":0},{"$f":"'Relevant Variables'!$I$564","v":0},{"$f":"'Relevant Variables'!$I$594","v":0},{"$f":"'Relevant Variables'!$I$624","v":0},null,false,null,null,18,{"$f":"'Energy Consumption'!$I$77","v":0},{"$f":"'Energy Consumption'!$I$78","v":0},{"$f":"'Energy Consumption'!$I$159","v":0},{"$f":"'Energy Consumption'!$I$160","v":0},{"$f":"'Energy Consumption'!$I$241","v":0},{"$f":"'Energy Consumption'!$I$242","v":0},{"$f":"'Energy Consumption'!$I$323","v":0},{"$f":"'Energy Consumption'!$I$324","v":0},{"$f":"'Energy Consumption'!$I$405","v":0},{"$f":"'Energy Consumption'!$I$406","v":0},{"$f":"'Energy Consumption'!$I$487","v":0},{"$f":"'Energy Consumption'!$I$488","v":0},{"$f":"'Energy Consumption'!$I$569","v":0},{"$f":"'Energy Consumption'!$I$570","v":0},{"$f":"'Energy Consumption'!$I$651","v":0},{"$f":"'Energy Consumption'!$I$652","v":0},{"$f":"'Energy Consumption'!$I$733","v":0},{"$f":"'Energy Consumption'!$I$734","v":0},{"$f":"'Energy Consumption'!$I$815","v":0},{"$f":"'Energy Consumption'!$I$816","v":0},{"$f":"'Energy Consumption'!$I$897","v":0},{"$f":"'Energy Consumption'!$I$898","v":0},{"$f":"'Energy Consumption'!$I$979","v":0},{"$f":"'Energy Consumption'!$I$980","v":0},{"$f":"'Energy Consumption'!$I$1061","v":0},{"$f":"'Energy Consumption'!$I$1062","v":0},{"$f":"'Energy Consumption'!$I$1143","v":0},{"$f":"'Energy Consumption'!$I$1144","v":0},{"$f":"'Energy Consumption'!$I$1225","v":0},{"$f":"'Energy Consumption'!$I$1226","v":0},{"$f":"'Energy Consumption'!$I$1307","v":0},{"$f":"'Energy Consumption'!$I$1308","v":0},{"$f":"'Energy Consumption'!$I$1389","v":0},{"$f":"'Energy Consumption'!$I$1390","v":0},{"$f":"'Energy Consumption'!$I$1471","v":0},{"$f":"'Energy Consumption'!$I$1472","v":0},{"$f":"'Energy Consumption'!$I$1553","v":0},{"$f":"'Energy Consumption'!$I$1554","v":0},{"$f":"'Energy Consumption'!$I$1635","v":0},{"$f":"'Energy Consumption'!$I$1636","v":0}]
["2006-07-01",0,0,0,0,0,0,{"$f":"'Relevant Variables'!$J$54","v":0},{"$f":"'Relevant Variables'!$J$84","v":0},{"$f":"'Relevant Variables'!$J$114","v":0},{"$f":"'Relevant Variables'!$J$144","v":0},{"$f":"'Relevant Variables'!$J$174","v":0},{"$f":"'Relevant Variables'!$J$204","v":0},{"$f":"'Relevant Variables'!$J$234","v":0},{"$f":"'Relevant Variables'!$J$264","v":0},{"$f":"'Relevant Variables'!$J$294","v":0},{"$f":"'Relevant Variables'!$J$324","v":0},{"$f":"'Relevant Variables'!$J$354","v":0},{"$f":"'Relevant Variables'!$J$384","v":0},{"$f":"'Relevant Variables'!$J$414","v":0},{"$f":"'Relevant Variables'!$J$444","v":0},{"$f":"'Relevant Variables'!$J$474","v":0},{"$f":"'Relevant Variables'!$J$504","v":0},{"$f":"'Relevant Variables'!$J$534","v":0},{"$f":"'Relevant Variables'!$J$564","v":0},{"$f":"'Relevant Variables'!$J$594","v":0},{"$f":"'Relevant Variables'!$J$624","v":0},null,false,null,null,19,{"$f":"'Energy Consumption'!$J$77","v":0},{"$f":"'Energy Consumption'!$J$78","v":0},{"$f":"'Energy Consumption'!$J$159","v":0},{"$f":"'Energy Consumption'!$J$160","v":0},{"$f":"'Energy Consumption'!$J$241","v":0},{"$f":"'Energy Consumption'!$J$242","v":0},{"$f":"'Energy Consumption'!$J$323","v":0},{"$f":"'Energy Consumption'!$J$324","v":0},{"$f":"'Energy Consumption'!$J$405","v":0},{"$f":"'Energy Consumption'!$J$406","v":0},{"$f":"'Energy Consumption'!$J$487","v":0},{"$f":"'Energy Consumption'!$J$488","v":0},{"$f":"'Energy Consumption'!$J$569","v":0},{"$f":"'Energy Consumption'!$J$570","v":0},{"$f":"'Energy Consumption'!$J$651","v":0},{"$f":"'Energy Consumption'!$J$652","v":0},{"$f":"'Energy Consumption'!$J$733","v":0},{"$f":"'Energy Consumption'!$J$734","v":0},{"$f":"'Energy Consumption'!$J$815","v":0},{"$f":"'Energy Consumption'!$J$816","v":0},{"$f":"'Energy Consumption'!$J$897","v":0},{"$f":"'Energy Consumption'!$J$898","v":0},{"$f":"'Energy Consumption'!$J$979","v":0},{"$f":"'Energy Consumption'!$J$980","v":0},{"$f":"'Energy Consumption'!$J$1061","v":0},{"$f":"'Energy Consumption'!$J$1062","v":0},{"$f":"'Energy Consumption'!$J$1143","v":0},{"$f":"'Energy Consumption'!$J$1144","v":0},{"$f":"'Energy Consumption'!$J$1225","v":0},{"$f":"'Energy Consumption'!$J$1226","v":0},{"$f":"'Energy Consumption'!$J$1307","v":0},{"$f":"'Energy Consumption'!$J$1308","v":0},{"$f":"'Energy Consumption'!$J$1389","v":0},{"$f":"'Energy Consumption'!$J$1390","v":0},{"$f":"'Energy Consumption'!$J$1471","v":0},{"$f":"'Energy Consumption'!$J$1472","v":0},{"$f":"'Energy Consumption'!$J$1553","v":0},{"$f":"'Energy Consumption'!$J$1554","v":0},{"$f":"'Energy Consumption'!$J$1635","v":0},{"$f":"'Energy Consumption'!$J$1636","v":0}]
["2006-08-01",0,0,0,0,0,0,{"$f":"'Relevant Variables'!$K$54","v":0},{"$f":"'Relevant Variables'!$K$84","v":0},{"$f":"'Relevant Variables'!$K$114","v":0},{"$f":"'Relevant Variables'!$K$144","v":0},{"$f":"'Relevant Variables'!$K$174","v":0},{"$f":"'Relevant Variables'!$K$204","v":0},{"$f":"'Relevant Variables'!$K$234","v":0},{"$f":"'Relevant Variables'!$K$264","v":0},{"$f":"'Relevant Variables'!$K$294","v":0},{"$f":"'Relevant Variables'!$K$324","v":0},{"$f":"'Relevant Variables'!$K$354","v":0},{"$f":"'Relevant Variables'!$K$384","v":0},{"$f":"'Relevant Variables'!$K$414","v":0},{"$f":"'Relevant Variables'!$K$444","v":0},{"$f":"'Relevant Variables'!$K$474","v":0},{"$f":"'Relevant Variables'!$K$504","v":0},{"$f":"'Relevant Variables'!$K$534","v":0},{"$f":"'Relevant Variables'!$K$564","v":0},{"$f":"'Relevant Variables'!$K$594","v":0},{"$f":"'Relevant Variables'!$K$624","v":0},null,false,null,null,20,{"$f":"'Energy Consumption'!$K$77","v":0},{"$f":"'Energy Consumption'!$K$78","v":0},{"$f":"'Energy Consumption'!$K$159","v":0},{"$f":"'Energy Consumption'!$K$160","v":0},{"$f":"'Energy Consumption'!$K$241","v":0},{"$f":"'Energy Consumption'!$K$242","v":0},{"$f":"'Energy Consumption'!$K$323","v":0},{"$f":"'Energy Consumption'!$K$324","v":0},{"$f":"'Energy Consumption'!$K$405","v":0},{"$f":"'Energy Consumption'!$K$406","v":0},{"$f":"'Energy Consumption'!$K$487","v":0},{"$f":"'Energy Consumption'!$K$488","v":0},{"$f":"'Energy Consumption'!$K$569","v":0},{"$f":"'Energy Consumption'!$K$570","v":0},{"$f":"'Energy Consumption'!$K$651","v":0},{"$f":"'Energy Consumption'!$K$652","v":0},{"$f":"'Energy Consumption'!$K$733","v":0},{"$f":"'Energy Consumption'!$K$734","v":0},{"$f":"'Energy Consumption'!$K$815","v":0},{"$f":"'Energy Consumption'!$K$816","v":0},{"$f":"'Energy Consumption'!$K$897","v":0},{"$f":"'Energy Consumption'!$K$898","v":0},{"$f":"'Energy Consumption'!$K$979","v":0},{"$f":"'Energy Consumption'!$K$980","v":0},{"$f":"'Energy Consumption'!$K$1061","v":0},{"$f":"'Energy Consumption'!$K$1062","v":0},{"$f":"'Energy Consumption'!$K$1143","v":0},{"$f":"'Energy Consumption'!$K$1144","v":0},{"$f":"'Energy Consumption'!$K$1225","v":0},{"$f":"'Energy Consumption'!$K$1226","v":0},{"$f":"'Energy Consumption'!$K$1307","v":0},{"$f":"'Energy Consumption'!$K$1308","v":0},{"$f":"'Energy Consumption'!$K$1389","v":0},{"$f":"'Energy Consumption'!$K$1390","v":0},{"$f":"'Energy Consumption'!$K$1471","v":0},{"$f":"'Energy Consumption'!$K$1472","v":0},{"$f":"'Energy Consumption'!$K$1553","v":0},{"$f":"'Energy Consumption'!$K$1554","v":0},{"$f":"'Energy Consumption'!$K$1635","v":0},{"$f":"'Energy Consumption'!$K$1636","v":0}]
["2006-09-01",{"$f":"SUMIF($AG$9:$BT$9,\"=\"&B$9,$AG30:$BT30)","v":0},0,0,0,0,0,{"$f":"'Relevant Variables'!$L$54","v":0},{"$f":"'Relevant Variables'!$L$84","v":0},{"$f":"'Relevant Variables'!$L$114","v":0},{"$f":"'Relevant Variables'!$L$144","v":0},{"$f":"'Relevant Variables'!$L$174","v":0},{"$f":"'Relevant Variables'!$L$204","v":0},{"$f":"'Relevant Variables'!$L$234","v":0},{"$f":"'Relevant Variables'!$L$264","v":0},{"$f":"'Relevant Variables'!$L$294","v":0},{"$f":"'Relevant Variables'!$L$324","v":0},{"$f":"'Relevant Variables'!$L$354","v":0},{"$f":"'Relevant Variables'!$L$384","v":0},{"$f":"'Relevant Variables'!$L$414","v":0},{"$f":"'Relevant Variables'!$L$444","v":0},{"$f":"'Relevant Variables'!$L$474","v":0},{"$f":"'Relevant Variables'!$L$504","v":0},{"$f":"'Relevant Variables'!$L$534","v":0},{"$f":"'Relevant Variables'!$L$564","v":0},{"$f":"'Relevant Variables'!$L$594","v":0},{"$f":"'Relevant Variables'!$L$624","v":0},null,false,null,null,21,{"$f":"'Energy Consumption'!$L$77","v":0},{"$f":"'Energy Consumption'!$L$78","v":0},{"$f":"'Energy Consumption'!$L$159","v":0},{"$f":"'Energy Consumption'!$L$160","v":0},{"$f":"'Energy Consumption'!$L$241","v":0},{"$f":"'Energy Consumption'!$L$242","v":0},{"$f":"'Energy Consumption'!$L$323","v":0},{"$f":"'Energy Consumption'!$L$324","v":0},{"$f":"'Energy Consumption'!$L$405","v":0},{"$f":"'Energy Consumption'!$L$406","v":0},{"$f":"'Energy Consumption'!$L$487","v":0},{"$f":"'Energy Consumption'!$L$488","v":0},{"$f":"'Energy Consumption'!$L$569","v":0},{"$f":"'Energy Consumption'!$L$570","v":0},{"$f":"'Energy Consumption'!$L$651","v":0},{"$f":"'Energy Consumption'!$L$652","v":0},{"$f":"'Energy Consumption'!$L$733","v":0},{"$f":"'Energy Consumption'!$L$734","v":0},{"$f":"'Energy Consumption'!$L$815","v":0},{"$f":"'Energy Consumption'!$L$816","v":0},{"$f":"'Energy Consumption'!$L$897","v":0},{"$f":"'Energy Consumption'!$L$898","v":0},{"$f":"'Energy Consumption'!$L$979","v":0},{"$f":"'Energy Consumption'!$L$980","v":0},{"$f":"'Energy Consumption'!$L$1061","v":0},{"$f":"'Energy Consumption'!$L$1062","v":0},{"$f":"'Energy Consumption'!$L$1143","v":0},{"$f":"'Energy Consumption'!$L$1144","v":0},{"$f":"'Energy Consumption'!$L$1225","v":0},{"$f":"'Energy Consumption'!$L$1226","v":0},{"$f":"'Energy Consumption'!$L$1307","v":0},{"$f":"'Energy Consumption'!$L$1308","v":0},{"$f":"'Energy Consumption'!$L$1389","v":0},{"$f":"'Energy Consumption'!$L$1390","v":0},{"$f":"'Energy Consumption'!$L$1471","v":0},{"$f":"'Energy Consumption'!$L$1472","v":0},{"$f":"'Energy Consumption'!$L$1553","v":0},{"$f":"'Energy Consumption'!$L$1554","v":0},{"$f":"'Energy Consumption'!$L$1635","v":0},{"$f":"'Energy Consumption'!$L$1636","v":0}]
["2006-10-01",0,0,0,0,0,0,{"$f":"'Relevant Variables'!$M$54","v":0},{"$f":"'Relevant Variables'!$M$84","v":0},{"$f":"'Relevant Variables'!$M$114","v":0},{"$f":"'Relevant Variables'!$M$144","v":0},{"$f":"'Relevant Variables'!$M$174","v":0},{"$f":"'Relevant Variables'!$M$204","v":0},{"$f":"'Relevant Variables'!$M$234","v":0},{"$f":"'Relevant Variables'!$M$264","v":0},{"$f":"'Relevant Variables'!$M$294","v":0},{"$f":"'Relevant Variables'!$M$324","v":0},{"$f":"'Relevant Variables'!$M$354","v":0},{"$f":"'Relevant Variables'!$M$384","v":0},{"$f":"'Relevant Variables'!$M$414","v":0},{"$f":"'Relevant Variables'!$M$444","v":0},{"$f":"'Relevant Variables'!$M$474","v":0},{"$f":"'Relevant Variables'!$M$504","v":0},{"$f":"'Relevant Variables'!$M$534","v":0},{"$f":"'Relevant Variables'!$M$564","v":0},{"$f":"'Relevant Variables'!$M$594","v":0},{"$f":"'Relevant Variables'!$M$624","v":0},null,false,null,null,22,{"$f":"'Energy Consumption'!$M$77","v":0},{"$f":"'Energy Consumption'!$M$78","v":0},{"$f":"'Energy Consumption'!$M$159","v":0},{"$f":"'Energy Consumption'!$M$160","v":0},{"$f":"'Energy Consumption'!$M$241","v":0},{"$f":"'Energy Consumption'!$M$242","v":0},{"$f":"'Energy Consumption'!$M$323","v":0},{"$f":"'Energy Consumption'!$M$324","v":0},{"$f":"'Energy Consumption'!$M$405","v":0},{"$f":"'Energy Consumption'!$M$406","v":0},{"$f":"'Energy Consumption'!$M$487","v":0},{"$f":"'Energy Consumption'!$M$488","v":0},{"$f":"'Energy Consumption'!$M$569","v":0},{"$f":"'Energy Consumption'!$M$570","v":0},{"$f":"'Energy Consumption'!$M$651","v":0},{"$f":"'Energy Consumption'!$M$652","v":0},{"$f":"'Energy Consumption'!$M$733","v":0},{"$f":"'Energy Consumption'!$M$734","v":0},{"$f":"'Energy Consumption'!$M$815","v":0},{"$f":"'Energy Consumption'!$M$816","v":0},{"$f":"'Energy Consumption'!$M$897","v":0},{"$f":"'Energy Consumption'!$M$898","v":0},{"$f":"'Energy Consumption'!$M$979","v":0},{"$f":"'Energy Consumption'!$M$980","v":0},{"$f":"'Energy Consumption'!$M$1061","v":0},{"$f":"'Energy Consumption'!$M$1062","v":0},{"$f":"'Energy Consumption'!$M$1143","v":0},{"$f":"'Energy Consumption'!$M$1144","v":0},{"$f":"'Energy Consumption'!$M$1225","v":0},{"$f":"'Energy Consumption'!$M$1226","v":0},{"$f":"'Energy Consumption'!$M$1307","v":0},{"$f":"'Energy Consumption'!$M$1308","v":0},{"$f":"'Energy Consumption'!$M$1389","v":0},{"$f":"'Energy Consumption'!$M$1390","v":0},{"$f":"'Energy Consumption'!$M$1471","v":0},{"$f":"'Energy Consumption'!$M$1472","v":0},{"$f":"'Energy Consumption'!$M$1553","v":0},{"$f":"'Energy Consumption'!$M$1554","v":0},{"$f":"'Energy Consumption'!$M$1635","v":0},{"$f":"'Energy Consumption'!$M$1636","v":0}]
["2006-11-01",0,0,0,0,0,0,{"$f":"'Relevant Variables'!$N$54","v":0},{"$f":"'Relevant Variables'!$N$84","v":0},{"$f":"'Relevant Variables'!$N$114","v":0},{"$f":"'Relevant Variables'!$N$144","v":0},{"$f":"'Relevant Variables'!$N$174","v":0},{"$f":"'Relevant Variables'!$N$204","v":0},{"$f":"'Relevant Variables'!$N$234","v":0},{"$f":"'Relevant Variables'!$N$264","v":0},{"$f":"'Relevant Variables'!$N$294","v":0},{"$f":"'Relevant Variables'!$N$324","v":0},{"$f":"'Relevant Variables'!$N$354","v":0},{"$f":"'Relevant Variables'!$N$384","v":0},{"$f":"'Relevant Variables'!$N$414","v":0},{"$f":"'Relevant Variables'!$N$444","v":0},{"$f":"'Relevant Variables'!$N$474","v":0},{"$f":"'Relevant Variables'!$N$504","v":0},{"$f":"'Relevant Variables'!$N$534","v":0},{"$f":"'Relevant Variables'!$N$564","v":0},{"$f":"'Relevant Variables'!$N$594","v":0},{"$f":"'Relevant Variables'!$N$624","v":0},null,false,null,null,23,{"$f":"'Energy Consumption'!$N$77","v":0},{"$f":"'Energy Consumption'!$N$78","v":0},{"$f":"'Energy Consumption'!$N$159","v":0},{"$f":"'Energy Consumption'!$N$160","v":0},{"$f":"'Energy Consumption'!$N$241","v":0},{"$f":"'Energy Consumption'!$N$242","v":0},{"$f":"'Energy Consumption'!$N$323","v":0},{"$f":"'Energy Consumption'!$N$324","v":0},{"$f":"'Energy Consumption'!$N$405","v":0},{"$f":"'Energy Consumption'!$N$406","v":0},{"$f":"'Energy Consumption'!$N$487","v":0},{"$f":"'Energy Consumption'!$N$488","v":0},{"$f":"'Energy Consumption'!$N$569","v":0},{"$f":"'Energy Consumption'!$N$570","v":0},{"$f":"'Energy Consumption'!$N$651","v":0},{"$f":"'Energy Consumption'!$N$652","v":0},{"$f":"'Energy Consumption'!$N$733","v":0},{"$f":"'Energy Consumption'!$N$734","v":0},{"$f":"'Energy Consumption'!$N$815","v":0},{"$f":"'Energy Consumption'!$N$816","v":0},{"$f":"'Energy Consumption'!$N$897","v":0},{"$f":"'Energy Consumption'!$N$898","v":0},{"$f":"'Energy Consumption'!$N$979","v":0},{"$f":"'Energy Consumption'!$N$980","v":0},{"$f":"'Energy Consumption'!$N$1061","v":0},{"$f":"'Energy Consumption'!$N$1062","v":0},{"$f":"'Energy Consumption'!$N$1143","v":0},{"$f":"'Energy Consumption'!$N$1144","v":0},{"$f":"'Energy Consumption'!$N$1225","v":0},{"$f":"'Energy Consumption'!$N$1226","v":0},{"$f":"'Energy Consumption'!$N$1307","v":0},{"$f":"'Energy Consumption'!$N$1308","v":0},{"$f":"'Energy Consumption'!$N$1389","v":0},{"$f":"'Energy Consumption'!$N$1390","v":0},{"$f":"'Energy Consumption'!$N$1471","v":0},{"$f":"'Energy Consumption'!$N$1472","v":0},{"$f":"'Energy Consumption'!$N$1553","v":0},{"$f":"'Energy Consumption'!$N$1554","v":0},{"$f":"'Energy Consumption'!$N$1635","v":0},{"$f":"'Energy Consumption'!$N$1636","v":0}]
["2006-12-01",0,0,0,0,0,0,{"$f":"'Relevant Variables'!$O$54","v":0},{"$f":"'Relevant Variables'!$O$84","v":0},{"$f":"'Relevant Variables'!$O$114","v":0},{"$f":"'Relevant Variables'!$O$144","v":0},{"$f":"'Relevant Variables'!$O$174","v":0},{"$f":"'Relevant Variables'!$O$204","v":0},{"$f":"'Relevant Variables'!$O$234","v":0},{"$f":"'Relevant Variables'!$O$264","v":0},{"$f":"'Relevant Variables'!$O$294","v":0},{"$f":"'Relevant Variables'!$O$324","v":0},{"$f":"'Relevant Variables'!$O$354","v":0},{"$f":"'Relevant Variables'!$O$384","v":0},{"$f":"'Relevant Variables'!$O$414","v":0},{"$f":"'Relevant Variables'!$O$444","v":0},{"$f":"'Relevant Variables'!$O$474","v":0},{"$f":"'Relevant Variables'!$O$504","v":0},{"$f":"'Relevant Variables'!$O$534","v":0},{"$f":"'Relevant Variables'!$O$564","v":0},{"$f":"'Relevant Variables'!$O$594","v":0},{"$f":"'Relevant Variables'!$O$624","v":0},null,false,null,null,24,{"$f":"'Energy Consumption'!$O$77","v":0},{"$f":"'Energy Consumption'!$O$78","v":0},{"$f":"'Energy Consumption'!$O$159","v":0},{"$f":"'Energy Consumption'!$O$160","v":0},{"$f":"'Energy Consumption'!$O$241","v":0},{"$f":"'Energy Consumption'!$O$242","v":0},{"$f":"'Energy Consumption'!$O$323","v":0},{"$f":"'Energy Consumption'!$O$324","v":0},{"$f":"'Energy Consumption'!$O$405","v":0},{"$f":"'Energy Consumption'!$O$406","v":0},{"$f":"'Energy Consumption'!$O$487","v":0},{"$f":"'Energy Consumption'!$O$488","v":0},{"$f":"'Energy Consumption'!$O$569","v":0},{"$f":"'Energy Consumption'!$O$570","v":0},{"$f":"'Energy Consumption'!$O$651","v":0},{"$f":"'Energy Consumption'!$O$652","v":0},{"$f":"'Energy Consumption'!$O$733","v":0},{"$f":"'Energy Consumption'!$O$734","v":0},{"$f":"'Energy Consumption'!$O$815","v":0},{"$f":"'Energy Consumption'!$O$816","v":0},{"$f":"'Energy Consumption'!$O$897","v":0},{"$f":"'Energy Consumption'!$O$898","v":0},{"$f":"'Energy Consumption'!$O$979","v":0},{"$f":"'Energy Consumption'!$O$980","v":0},{"$f":"'Energy Consumption'!$O$1061","v":0},{"$f":"'Energy Consumption'!$O$1062","v":0},{"$f":"'Energy Consumption'!$O$1143","v":0},{"$f":"'Energy Consumption'!$O$1144","v":0},{"$f":"'Energy Consumption'!$O$1225","v":0},{"$f":"'Energy Consumption'!$O$1226","v":0},{"$f":"'Energy Consumption'!$O$1307","v":0},{"$f":"'Energy Consumption'!$O$1308","v":0},{"$f":"'Energy Consumption'!$O$1389","v":0},{"$f":"'Energy Consumption'!$O$1390","v":0},{"$f":"'Energy Consumption'!$O$1471","v":0},{"$f":"'Energy Consumption'!$O$1472","v":0},{"$f":"'Energy Consumption'!$O$1553","v":0},{"$f":"'Energy Consumption'!$O$1554","v":0},{"$f":"'Energy Consumption'!$O$1635","v":0},{"$f":"'Energy Consumption'!$O$1636","v":0}]
["2007-01-01",0,0,0,0,0,0,{"$f":"'Relevant Variables'!$D$53","v":0},{"$f":"'Relevant Variables'!$D$83","v":0},{"$f":"'Relevant Variables'!$D$113","v":0},{"$f":"'Relevant Variables'!$D$143","v":0},{"$f":"'Relevant Variables'!$D$173","v":0},{"$f":"'Relevant Variables'!$D$203","v":0},{"$f":"'Relevant Variables'!$D$233","v":0},{"$f":"'Relevant Variables'!$D$263","v":0},{"$f":"'Relevant Variables'!$D$293","v":0},{"$f":"'Relevant Variables'!$D$323","v":0},{"$f":"'Relevant Variables'!$D$353","v":0},{"$f":"'Relevant Variables'!$D$383","v":0},{"$f":"'Relevant Variables'!$D$413","v":0},{"$f":"'Relevant Variables'!$D$443","v":0},{"$f":"'Relevant Variables'!$D$473","v":0},{"$f":"'Relevant Variables'!$D$503","v":0},{"$f":"'Relevant Variables'!$D$533","v":0},{"$f":"'Relevant Variables'!$D$563","v":0},{"$f":"'Relevant Variables'!$D$593","v":0},{"$f":"'Relevant Variables'!$D$623","v":0},null,{"$f":"VLOOKUP(AD34,ActiveYears,2,)","v":false},{"$f":"AD22+1","v":2007},null,25,{"$f":"'Energy Consumption'!$D$75","v":0},{"$f":"'Energy Consumption'!$D$76","v":0},{"$f":"'Energy Consumption'!$D$157","v":0},{"$f":"'Energy Consumption'!$D$158","v":0},{"$f":"'Energy Consumption'!$D$239","v":0},{"$f":"'Energy Consumption'!$D$240","v":0},{"$f":"'Energy Consumption'!$D$321","v":0},{"$f":"'Energy Consumption'!$D$322","v":0},{"$f":"'Energy Consumption'!$D$403","v":0},{"$f":"'Energy Consumption'!$D$404","v":0},{"$f":"'Energy Consumption'!$D$485","v":0},{"$f":"'Energy Consumption'!$D$486","v":0},{"$f":"'Energy Consumption'!$D$567","v":0},{"$f":"'Energy Consumption'!$D$568","v":0},{"$f":"'Energy Consumption'!$D$649","v":0},{"$f":"'Energy Consumption'!$D$650","v":0},{"$f":"'Energy Consumption'!$D$731","v":0},{"$f":"'Energy Consumption'!$D$732","v":0},{"$f":"'Energy Consumption'!$D$813","v":0},{"$f":"'Energy Consumption'!$D$814","v":0},{"$f":"'Energy Consumption'!$D$895","v":0},{"$f":"'Energy Consumption'!$D$896","v":0},{"$f":"'Energy Consumption'!$D$977","v":0},{"$f":"'Energy Consumption'!$D$978","v":0},{"$f":"'Energy Consumption'!$D$1059","v":0},{"$f":"'Energy Consumption'!$D$1060","v":0},{"$f":"'Energy Consumption'!$D$1141","v":0},{"$f":"'Energy Consumption'!$D$1142","v":0},{"$f":"'Energy Consumption'!$D$1223","v":0},{"$f":"'Energy Consumption'!$D$1224","v":0},{"$f":"'Energy Consumption'!$D$1305","v":0},{"$f":"'Energy Consumption'!$D$1306","v":0},{"$f":"'Energy Consumption'!$D$1387","v":0},{"$f":"'Energy Consumption'!$D$1388","v":0},{"$f":"'Energy Consumption'!$D$1469","v":0},{"$f":"'Energy Consumption'!$D$1470","v":0},{"$f":"'Energy Consumption'!$D$1551","v":0},{"$f":"'Energy Consumption'!$D$1552","v":0},{"$f":"'Energy Consumption'!$D$1633","v":0},{"$f":"'Energy Consumption'!$D$1634","v":0}]
["2007-02-01",0,0,0,0,0,0,{"$f":"'Relevant Variables'!$E$53","v":0},{"$f":"'Relevant Variables'!$E$83","v":0},{"$f":"'Relevant Variables'!$E$113","v":0},{"$f":"'Relevant Variables'!$E$143","v":0},{"$f":"'Relevant Variables'!$E$173","v":0},{"$f":"'Relevant Variables'!$E$203","v":0},{"$f":"'Relevant Variables'!$E$233","v":0},{"$f":"'Relevant Variables'!$E$263","v":0},{"$f":"'Relevant Variables'!$E$293","v":0},{"$f":"'Relevant Variables'!$E$323","v":0},{"$f":"'Relevant Variables'!$E$353","v":0},{"$f":"'Relevant Variables'!$E$383","v":0},{"$f":"'Relevant Variables'!$E$413","v":0},{"$f":"'Relevant Variables'!$E$443","v":0},{"$f":"'Relevant Variables'!$E$473","v":0},{"$f":"'Relevant Variables'!$E$503","v":0},{"$f":"'Relevant Variables'!$E$533","v":0},{"$f":"'Relevant Variables'!$E$563","v":0},{"$f":"'Relevant Variables'!$E$593","v":0},{"$f":"'Relevant Variables'!$E$623","v":0},null,{"$f":"AC34","v":false},null,null,26,{"$f":"'Energy Consumption'!$E$75","v":0},{"$f":"'Energy Consumption'!$E$76","v":0},{"$f":"'Energy Consumption'!$E$157","v":0},{"$f":"'Energy Consumption'!$E$158","v":0},{"$f":"'Energy Consumption'!$E$239","v":0},{"$f":"'Energy Consumption'!$E$240","v":0},{"$f":"'Energy Consumption'!$E$321","v":0},{"$f":"'Energy Consumption'!$E$322","v":0},{"$f":"'Energy Consumption'!$E$403","v":0},{"$f":"'Energy Consumption'!$E$404","v":0},{"$f":"'Energy Consumption'!$E$485","v":0},{"$f":"'Energy Consumption'!$E$486","v":0},{"$f":"'Energy Consumption'!$E$567","v":0},{"$f":"'Energy Consumption'!$E$568","v":0},{"$f":"'Energy Consumption'!$E$649","v":0},{"$f":"'Energy Consumption'!$E$650","v":0},{"$f":"'Energy Consumption'!$E$731","v":0},{"$f":"'Energy Consumption'!$E$732","v":0},{"$f":"'Energy Consumption'!$E$813","v":0},{"$f":"'Energy Consumption'!$E$814","v":0},{"$f":"'Energy Consumption'!$E$895","v":0},{"$f":"'Energy Consumption'!$E$896","v":0},{"$f":"'Energy Consumption'!$E$977","v":0},{"$f":"'Energy Consumption'!$E$978","v":0},{"$f":"'Energy Consumption'!$E$1059","v":0},{"$f":"'Energy Consumption'!$E$1060","v":0},{"$f":"'Energy Consumption'!$E$1141","v":0},{"$f":"'Energy Consumption'!$E$1142","v":0},{"$f":"'Energy Consumption'!$E$1223","v":0},{"$f":"'Energy Consumption'!$E$1224","v":0},{"$f":"'Energy Consumption'!$E$1305","v":0},{"$f":"'Energy Consumption'!$E$1306","v":0},{"$f":"'Energy Consumption'!$E$1387","v":0},{"$f":"'Energy Consumption'!$E$1388","v":0},{"$f":"'Energy Consumption'!$E$1469","v":0},{"$f":"'Energy Consumption'!$E$1470","v":0},{"$f":"'Energy Consumption'!$E$1551","v":0},{"$f":"'Energy Consumption'!$E$1552","v":0},{"$f":"'Energy Consumption'!$E$1633","v":0},{"$f":"'Energy Consumption'!$E$1634","v":0}]
["2007-03-01",0,0,0,0,0,0,{"$f":"'Relevant Variables'!$F$53","v":0},{"$f":"'Relevant Variables'!$F$83","v":0},{"$f":"'Relevant Variables'!$F$113","v":0},{"$f":"'Relevant Variables'!$F$143","v":0},{"$f":"'Relevant Variables'!$F$173","v":0},{"$f":"'Relevant Variables'!$F$203","v":0},{"$f":"'Relevant Variables'!$F$233","v":0},{"$f":"'Relevant Variables'!$F$263","v":0},{"$f":"'Relevant Variables'!$F$293","v":0},{"$f":"'Relevant Variables'!$F$323","v":0},{"$f":"'Relevant Variables'!$F$353","v":0},{"$f":"'Relevant Variables'!$F$383","v":0},{"$f":"'Relevant Variables'!$F$413","v":0},{"$f":"'Relevant Variables'!$F$443","v":0},{"$f":"'Relevant Variables'!$F$473","v":0},{"$f":"'Relevant Variables'!$F$503","v":0},{"$f":"'Relevant Variables'!$F$533","v":0},{"$f":"'Relevant Variables'!$F$563","v":0},{"$f":"'Relevant Variables'!$F$593","v":0},{"$f":"'Relevant Variables'!$F$623","v":0},null,false,null,null,27,{"$f":"'Energy Consumption'!$F$75","v":0},{"$f":"'Energy Consumption'!$F$76","v":0},{"$f":"'Energy Consumption'!$F$157","v":0},{"$f":"'Energy Consumption'!$F$158","v":0},{"$f":"'Energy Consumption'!$F$239","v":0},{"$f":"'Energy Consumption'!$F$240","v":0},{"$f":"'Energy Consumption'!$F$321","v":0},{"$f":"'Energy Consumption'!$F$322","v":0},{"$f":"'Energy Consumption'!$F$403","v":0},{"$f":"'Energy Consumption'!$F$404","v":0},{"$f":"'Energy Consumption'!$F$485","v":0},{"$f":"'Energy Consumption'!$F$486","v":0},{"$f":"'Energy Consumption'!$F$567","v":0},{"$f":"'Energy Consumption'!$F$568","v":0},{"$f":"'Energy Consumption'!$F$649","v":0},{"$f":"'Energy Consumption'!$F$650","v":0},{"$f":"'Energy Consumption'!$F$731","v":0},{"$f":"'Energy Consumption'!$F$732","v":0},{"$f":"'Energy Consumption'!$F$813","v":0},{"$f":"'Energy Consumption'!$F$814","v":0},{"$f":"'Energy Consumption'!$F$895","v":0},{"$f":"'Energy Consumption'!$F$896","v":0},{"$f":"'Energy Consumption'!$F$977","v":0},{"$f":"'Energy Consumption'!$F$978","v":0},{"$f":"'Energy Consumption'!$F$1059","v":0},{"$f":"'Energy Consumption'!$F$1060","v":0},{"$f":"'Energy Consumption'!$F$1141","v":0},{"$f":"'Energy Consumption'!$F$1142","v":0},{"$f":"'Energy Consumption'!$F$1223","v":0},{"$f":"'Energy Consumption'!$F$1224","v":0},{"$f":"'Energy Consumption'!$F$1305","v":0},{"$f":"'Energy Consumption'!$F$1306","v":0},{"$f":"'Energy Consumption'!$F$1387","v":0},{"$f":"'Energy Consumption'!$F$1388","v":0},{"$f":"'Energy Consumption'!$F$1469","v":0},{"$f":"'Energy Consumption'!$F$1470","v":0},{"$f":"'Energy Consumption'!$F$1551","v":0},{"$f":"'Energy Consumption'!$F$1552","v":0},{"$f":"'Energy Consumption'!$F$1633","v":0},{"$f":"'Energy Consumption'!$F$1634","v":0}]
["2007-04-01",0,0,0,0,0,0,{"$f":"'Relevant Variables'!$G$53","v":0},{"$f":"'Relevant Variables'!$G$83","v":0},{"$f":"'Relevant Variables'!$G$113","v":0},{"$f":"'Relevant Variables'!$G$143","v":0},{"$f":"'Relevant Variables'!$G$173","v":0},{"$f":"'Relevant Variables'!$G$203","v":0},{"$f":"'Relevant Variables'!$G$233","v":0},{"$f":"'Relevant Variables'!$G$263","v":0},{"$f":"'Relevant Variables'!$G$293","v":0},{"$f":"'Relevant Variables'!$G$323","v":0},{"$f":"'Relevant Variables'!$G$353","v":0},{"$f":"'Relevant Variables'!$G$383","v":0},{"$f":"'Relevant Variables'!$G$413","v":0},{"$f":"'Relevant Variables'!$G$443","v":0},{"$f":"'Relevant Variables'!$G$473","v":0},{"$f":"'Relevant Variables'!$G$503","v":0},{"$f":"'Relevant Variables'!$G$533","v":0},{"$f":"'Relevant Variables'!$G$563","v":0},{"$f":"'Relevant Variables'!$G$593","v":0},{"$f":"'Relevant Variables'!$G$623","v":0},null,false,null,null,28,{"$f":"'Energy Consumption'!$G$75","v":0},{"$f":"'Energy Consumption'!$G$76","v":0},{"$f":"'Energy Consumption'!$G$157","v":0},{"$f":"'Energy Consumption'!$G$158","v":0},{"$f":"'Energy Consumption'!$G$239","v":0},{"$f":"'Energy Consumption'!$G$240","v":0},{"$f":"'Energy Consumption'!$G$321","v":0},{"$f":"'Energy Consumption'!$G$322","v":0},{"$f":"'Energy Consumption'!$G$403","v":0},{"$f":"'Energy Consumption'!$G$404","v":0},{"$f":"'Energy Consumption'!$G$485","v":0},{"$f":"'Energy Consumption'!$G$486","v":0},{"$f":"'Energy Consumption'!$G$567","v":0},{"$f":"'Energy Consumption'!$G$568","v":0},{"$f":"'Energy Consumption'!$G$649","v":0},{"$f":"'Energy Consumption'!$G$650","v":0},{"$f":"'Energy Consumption'!$G$731","v":0},{"$f":"'Energy Consumption'!$G$732","v":0},{"$f":"'Energy Consumption'!$G$813","v":0},{"$f":"'Energy Consumption'!$G$814","v":0},{"$f":"'Energy Consumption'!$G$895","v":0},{"$f":"'Energy Consumption'!$G$896","v":0},{"$f":"'Energy Consumption'!$G$977","v":0},{"$f":"'Energy Consumption'!$G$978","v":0},{"$f":"'Energy Consumption'!$G$1059","v":0},{"$f":"'Energy Consumption'!$G$1060","v":0},{"$f":"'Energy Consumption'!$G$1141","v":0},{"$f":"'Energy Consumption'!$G$1142","v":0},{"$f":"'Energy Consumption'!$G$1223","v":0},{"$f":"'Energy Consumption'!$G$1224","v":0},{"$f":"'Energy Consumption'!$G$1305","v":0},{"$f":"'Energy Consumption'!$G$1306","v":0},{"$f":"'Energy Consumption'!$G$1387","v":0},{"$f":"'Energy Consumption'!$G$1388","v":0},{"$f":"'Energy Consumption'!$G$1469","v":0},{"$f":"'Energy Consumption'!$G$1470","v":0},{"$f":"'Energy Consumption'!$G$1551","v":0},{"$f":"'Energy Consumption'!$G$1552","v":0},{"$f":"'Energy Consumption'!$G$1633","v":0},{"$f":"'Energy Consumption'!$G$1634","v":0}]
["2007-05-01",0,0,0,0,0,0,{"$f":"'Relevant Variables'!$H$53","v":0},{"$f":"'Relevant Variables'!$H$83","v":0},{"$f":"'Relevant Variables'!$H$113","v":0},{"$f":"'Relevant Variables'!$H$143","v":0},{"$f":"'Relevant Variables'!$H$173","v":0},{"$f":"'Relevant Variables'!$H$203","v":0},{"$f":"'Relevant Variables'!$H$233","v":0},{"$f":"'Relevant Variables'!$H$263","v":0},{"$f":"'Relevant Variables'!$H$293","v":0},{"$f":"'Relevant Variables'!$H$323","v":0},{"$f":"'Relevant Variables'!$H$353","v":0},{"$f":"'Relevant Variables'!$H$383","v":0},{"$f":"'Relevant Variables'!$H$413","v":0},{"$f":"'Relevant Variables'!$H$443","v":0},{"$f":"'Relevant Variables'!$H$473","v":0},{"$f":"'Relevant Variables'!$H$503","v":0},{"$f":"'Relevant Variables'!$H$533","v":0},{"$f":"'Relevant Variables'!$H$563","v":0},{"$f":"'Relevant Variables'!$H$593","v":0},{"$f":"'Relevant Variables'!$H$623","v":0},null,false,null,null,29,{"$f":"'Energy Consumption'!$H$75","v":0},{"$f":"'Energy Consumption'!$H$76","v":0},{"$f":"'Energy Consumption'!$H$157","v":0},{"$f":"'Energy Consumption'!$H$158","v":0},{"$f":"'Energy Consumption'!$H$239","v":0},{"$f":"'Energy Consumption'!$H$240","v":0},{"$f":"'Energy Consumption'!$H$321","v":0},{"$f":"'Energy Consumption'!$H$322","v":0},{"$f":"'Energy Consumption'!$H$403","v":0},{"$f":"'Energy Consumption'!$H$404","v":0},{"$f":"'Energy Consumption'!$H$485","v":0},{"$f":"'Energy Consumption'!$H$486","v":0},{"$f":"'Energy Consumption'!$H$567","v":0},{"$f":"'Energy Consumption'!$H$568","v":0},{"$f":"'Energy Consumption'!$H$649","v":0},{"$f":"'Energy Consumption'!$H$650","v":0},{"$f":"'Energy Consumption'!$H$731","v":0},{"$f":"'Energy Consumption'!$H$732","v":0},{"$f":"'Energy Consumption'!$H$813","v":0},{"$f":"'Energy Consumption'!$H$814","v":0},{"$f":"'Energy Consumption'!$H$895","v":0},{"$f":"'Energy Consumption'!$H$896","v":0},{"$f":"'Energy Consumption'!$H$977","v":0},{"$f":"'Energy Consumption'!$H$978","v":0},{"$f":"'Energy Consumption'!$H$1059","v":0},{"$f":"'Energy Consumption'!$H$1060","v":0},{"$f":"'Energy Consumption'!$H$1141","v":0},{"$f":"'Energy Consumption'!$H$1142","v":0},{"$f":"'Energy Consumption'!$H$1223","v":0},{"$f":"'Energy Consumption'!$H$1224","v":0},{"$f":"'Energy Consumption'!$H$1305","v":0},{"$f":"'Energy Consumption'!$H$1306","v":0},{"$f":"'Energy Consumption'!$H$1387","v":0},{"$f":"'Energy Consumption'!$H$1388","v":0},{"$f":"'Energy Consumption'!$H$1469","v":0},{"$f":"'Energy Consumption'!$H$1470","v":0},{"$f":"'Energy Consumption'!$H$1551","v":0},{"$f":"'Energy Consumption'!$H$1552","v":0},{"$f":"'Energy Consumption'!$H$1633","v":0},{"$f":"'Energy Consumption'!$H$1634","v":0}]
["2007-06-01",0,0,0,0,0,0,{"$f":"'Relevant Variables'!$I$53","v":0},{"$f":"'Relevant Variables'!$I$83","v":0},{"$f":"'Relevant Variables'!$I$113","v":0},{"$f":"'Relevant Variables'!$I$143","v":0},{"$f":"'Relevant Variables'!$I$173","v":0},{"$f":"'Relevant Variables'!$I$203","v":0},{"$f":"'Relevant Variables'!$I$233","v":0},{"$f":"'Relevant Variables'!$I$263","v":0},{"$f":"'Relevant Variables'!$I$293","v":0},{"$f":"'Relevant Variables'!$I$323","v":0},{"$f":"'Relevant Variables'!$I$353","v":0},{"$f":"'Relevant Variables'!$I$383","v":0},{"$f":"'Relevant Variables'!$I$413","v":0},{"$f":"'Relevant Variables'!$I$443","v":0},{"$f":"'Relevant Variables'!$I$473","v":0},{"$f":"'Relevant Variables'!$I$503","v":0},{"$f":"'Relevant Variables'!$I$533","v":0},{"$f":"'Relevant Variables'!$I$563","v":0},{"$f":"'Relevant Variables'!$I$593","v":0},{"$f":"'Relevant Variables'!$I$623","v":0},null,false,null,null,30,{"$f":"'Energy Consumption'!$I$75","v":0},{"$f":"'Energy Consumption'!$I$76","v":0},{"$f":"'Energy Consumption'!$I$157","v":0},{"$f":"'Energy Consumption'!$I$158","v":0},{"$f":"'Energy Consumption'!$I$239","v":0},{"$f":"'Energy Consumption'!$I$240","v":0},{"$f":"'Energy Consumption'!$I$321","v":0},{"$f":"'Energy Consumption'!$I$322","v":0},{"$f":"'Energy Consumption'!$I$403","v":0},{"$f":"'Energy Consumption'!$I$404","v":0},{"$f":"'Energy Consumption'!$I$485","v":0},{"$f":"'Energy Consumption'!$I$486","v":0},{"$f":"'Energy Consumption'!$I$567","v":0},{"$f":"'Energy Consumption'!$I$568","v":0},{"$f":"'Energy Consumption'!$I$649","v":0},{"$f":"'Energy Consumption'!$I$650","v":0},{"$f":"'Energy Consumption'!$I$731","v":0},{"$f":"'Energy Consumption'!$I$732","v":0},{"$f":"'Energy Consumption'!$I$813","v":0},{"$f":"'Energy Consumption'!$I$814","v":0},{"$f":"'Energy Consumption'!$I$895","v":0},{"$f":"'Energy Consumption'!$I$896","v":0},{"$f":"'Energy Consumption'!$I$977","v":0},{"$f":"'Energy Consumption'!$I$978","v":0},{"$f":"'Energy Consumption'!$I$1059","v":0},{"$f":"'Energy Consumption'!$I$1060","v":0},{"$f":"'Energy Consumption'!$I$1141","v":0},{"$f":"'Energy Consumption'!$I$1142","v":0},{"$f":"'Energy Consumption'!$I$1223","v":0},{"$f":"'Energy Consumption'!$I$1224","v":0},{"$f":"'Energy Consumption'!$I$1305","v":0},{"$f":"'Energy Consumption'!$I$1306","v":0},{"$f":"'Energy Consumption'!$I$1387","v":0},{"$f":"'Energy Consumption'!$I$1388","v":0},{"$f":"'Energy Consumption'!$I$1469","v":0},{"$f":"'Energy Consumption'!$I$1470","v":0},{"$f":"'Energy Consumption'!$I$1551","v":0},{"$f":"'Energy Consumption'!$I$1552","v":0},{"$f":"'Energy Consumption'!$I$1633","v":0},{"$f":"'Energy Consumption'!$I$1634","v":0}]
["2007-07-01",{"$f":"SUMIF($AG$9:$BT$9,\"=\"&B$9,$AG40:$BT40)","v":0},0,0,0,0,0,{"$f":"'Relevant Variables'!$J$53","v":0},{"$f":"'Relevant Variables'!$J$83","v":0},{"$f":"'Relevant Variables'!$J$113","v":0},{"$f":"'Relevant Variables'!$J$143","v":0},{"$f":"'Relevant Variables'!$J$173","v":0},{"$f":"'Relevant Variables'!$J$203","v":0},{"$f":"'Relevant Variables'!$J$233","v":0},{"$f":"'Relevant Variables'!$J$263","v":0},{"$f":"'Relevant Variables'!$J$293","v":0},{"$f":"'Relevant Variables'!$J$323","v":0},{"$f":"'Relevant Variables'!$J$353","v":0},{"$f":"'Relevant Variables'!$J$383","v":0},{"$f":"'Relevant Variables'!$J$413","v":0},{"$f":"'Relevant Variables'!$J$443","v":0},{"$f":"'Relevant Variables'!$J$473","v":0},{"$f":"'Relevant Variables'!$J$503","v":0},{"$f":"'Relevant Variables'!$J$533","v":0},{"$f":"'Relevant Variables'!$J$563","v":0},{"$f":"'Relevant Variables'!$J$593","v":0},{"$f":"'Relevant Variables'!$J$623","v":0},null,false,null,null,31,{"$f":"'Energy Consumption'!$J$75","v":0},{"$f":"'Energy Consumption'!$J$76","v":0},{"$f":"'Energy Consumption'!$J$157","v":0},{"$f":"'Energy Consumption'!$J$158","v":0},{"$f":"'Energy Consumption'!$J$239","v":0},{"$f":"'Energy Consumption'!$J$240","v":0},{"$f":"'Energy Consumption'!$J$321","v":0},{"$f":"'Energy Consumption'!$J$322","v":0},{"$f":"'Energy Consumption'!$J$403","v":0},{"$f":"'Energy Consumption'!$J$404","v":0},{"$f":"'Energy Consumption'!$J$485","v":0},{"$f":"'Energy Consumption'!$J$486","v":0},{"$f":"'Energy Consumption'!$J$567","v":0},{"$f":"'Energy Consumption'!$J$568","v":0},{"$f":"'Energy Consumption'!$J$649","v":0},{"$f":"'Energy Consumption'!$J$650","v":0},{"$f":"'Energy Consumption'!$J$731","v":0},{"$f":"'Energy Consumption'!$J$732","v":0},{"$f":"'Energy Consumption'!$J$813","v":0},{"$f":"'Energy Consumption'!$J$814","v":0},{"$f":"'Energy Consumption'!$J$895","v":0},{"$f":"'Energy Consumption'!$J$896","v":0},{"$f":"'Energy Consumption'!$J$977","v":0},{"$f":"'Energy Consumption'!$J$978","v":0},{"$f":"'Energy Consumption'!$J$1059","v":0},{"$f":"'Energy Consumption'!$J$1060","v":0},{"$f":"'Energy Consumption'!$J$1141","v":0},{"$f":"'Energy Consumption'!$J$1142","v":0},{"$f":"'Energy Consumption'!$J$1223","v":0},{"$f":"'Energy Consumption'!$J$1224","v":0},{"$f":"'Energy Consumption'!$J$1305","v":0},{"$f":"'Energy Consumption'!$J$1306","v":0},{"$f":"'Energy Consumption'!$J$1387","v":0},{"$f":"'Energy Consumption'!$J$1388","v":0},{"$f":"'Energy Consumption'!$J$1469","v":0},{"$f":"'Energy Consumption'!$J$1470","v":0},{"$f":"'Energy Consumption'!$J$1551","v":0},{"$f":"'Energy Consumption'!$J$1552","v":0},{"$f":"'Energy Consumption'!$J$1633","v":0},{"$f":"'Energy Consumption'!$J$1634","v":0}]
["2007-08-01",0,0,0,0,0,0,{"$f":"'Relevant Variables'!$K$53","v":0},{"$f":"'Relevant Variables'!$K$83","v":0},{"$f":"'Relevant Variables'!$K$113","v":0},{"$f":"'Relevant Variables'!$K$143","v":0},{"$f":"'Relevant Variables'!$K$173","v":0},{"$f":"'Relevant Variables'!$K$203","v":0},{"$f":"'Relevant Variables'!$K$233","v":0},{"$f":"'Relevant Variables'!$K$263","v":0},{"$f":"'Relevant Variables'!$K$293","v":0},{"$f":"'Relevant Variables'!$K$323","v":0},{"$f":"'Relevant Variables'!$K$353","v":0},{"$f":"'Relevant Variables'!$K$383","v":0},{"$f":"'Relevant Variables'!$K$413","v":0},{"$f":"'Relevant Variables'!$K$443","v":0},{"$f":"'Relevant Variables'!$K$473","v":0},{"$f":"'Relevant Variables'!$K$503","v":0},{"$f":"'Relevant Variables'!$K$533","v":0},{"$f":"'Relevant Variables'!$K$563","v":0},{"$f":"'Relevant Variables'!$K$593","v":0},{"$f":"'Relevant Variables'!$K$623","v":0},null,false,null,null,32,{"$f":"'Energy Consumption'!$K$75","v":0},{"$f":"'Energy Consumption'!$K$76","v":0},{"$f":"'Energy Consumption'!$K$157","v":0},{"$f":"'Energy Consumption'!$K$158","v":0},{"$f":"'Energy Consumption'!$K$239","v":0},{"$f":"'Energy Consumption'!$K$240","v":0},{"$f":"'Energy Consumption'!$K$321","v":0},{"$f":"'Energy Consumption'!$K$322","v":0},{"$f":"'Energy Consumption'!$K$403","v":0},{"$f":"'Energy Consumption'!$K$404","v":0},{"$f":"'Energy Consumption'!$K$485","v":0},{"$f":"'Energy Consumption'!$K$486","v":0},{"$f":"'Energy Consumption'!$K$567","v":0},{"$f":"'Energy Consumption'!$K$568","v":0},{"$f":"'Energy Consumption'!$K$649","v":0},{"$f":"'Energy Consumption'!$K$650","v":0},{"$f":"'Energy Consumption'!$K$731","v":0},{"$f":"'Energy Consumption'!$K$732","v":0},{"$f":"'Energy Consumption'!$K$813","v":0},{"$f":"'Energy Consumption'!$K$814","v":0},{"$f":"'Energy Consumption'!$K$895","v":0},{"$f":"'Energy Consumption'!$K$896","v":0},{"$f":"'Energy Consumption'!$K$977","v":0},{"$f":"'Energy Consumption'!$K$978","v":0},{"$f":"'Energy Consumption'!$K$1059","v":0},{"$f":"'Energy Consumption'!$K$1060","v":0},{"$f":"'Energy Consumption'!$K$1141","v":0},{"$f":"'Energy Consumption'!$K$1142","v":0},{"$f":"'Energy Consumption'!$K$1223","v":0},{"$f":"'Energy Consumption'!$K$1224","v":0},{"$f":"'Energy Consumption'!$K$1305","v":0},{"$f":"'Energy Consumption'!$K$1306","v":0},{"$f":"'Energy Consumption'!$K$1387","v":0},{"$f":"'Energy Consumption'!$K$1388","v":0},{"$f":"'Energy Consumption'!$K$1469","v":0},{"$f":"'Energy Consumption'!$K$1470","v":0},{"$f":"'Energy Consumption'!$K$1551","v":0},{"$f":"'Energy Consumption'!$K$1552","v":0},{"$f":"'Energy Consumption'!$K$1633","v":0},{"$f":"'Energy Consumption'!$K$1634","v":0}]
["2007-09-01",0,0,0,0,0,0,{"$f":"'Relevant Variables'!$L$53","v":0},{"$f":"'Relevant Variables'!$L$83","v":0},{"$f":"'Relevant Variables'!$L$113","v":0},{"$f":"'Relevant Variables'!$L$143","v":0},{"$f":"'Relevant Variables'!$L$173","v":0},{"$f":"'Relevant Variables'!$L$203","v":0},{"$f":"'Relevant Variables'!$L$233","v":0},{"$f":"'Relevant Variables'!$L$263","v":0},{"$f":"'Relevant Variables'!$L$293","v":0},{"$f":"'Relevant Variables'!$L$323","v":0},{"$f":"'Relevant Variables'!$L$353","v":0},{"$f":"'Relevant Variables'!$L$383","v":0},{"$f":"'Relevant Variables'!$L$413","v":0},{"$f":"'Relevant Variables'!$L$443","v":0},{"$f":"'Relevant Variables'!$L$473","v":0},{"$f":"'Relevant Variables'!$L$503","v":0},{"$f":"'Relevant Variables'!$L$533","v":0},{"$f":"'Relevant Variables'!$L$563","v":0},{"$f":"'Relevant Variables'!$L$593","v":0},{"$f":"'Relevant Variables'!$L$623","v":0},null,false,null,null,33,{"$f":"'Energy Consumption'!$L$75","v":0},{"$f":"'Energy Consumption'!$L$76","v":0},{"$f":"'Energy Consumption'!$L$157","v":0},{"$f":"'Energy Consumption'!$L$158","v":0},{"$f":"'Energy Consumption'!$L$239","v":0},{"$f":"'Energy Consumption'!$L$240","v":0},{"$f":"'Energy Consumption'!$L$321","v":0},{"$f":"'Energy Consumption'!$L$322","v":0},{"$f":"'Energy Consumption'!$L$403","v":0},{"$f":"'Energy Consumption'!$L$404","v":0},{"$f":"'Energy Consumption'!$L$485","v":0},{"$f":"'Energy Consumption'!$L$486","v":0},{"$f":"'Energy Consumption'!$L$567","v":0},{"$f":"'Energy Consumption'!$L$568","v":0},{"$f":"'Energy Consumption'!$L$649","v":0},{"$f":"'Energy Consumption'!$L$650","v":0},{"$f":"'Energy Consumption'!$L$731","v":0},{"$f":"'Energy Consumption'!$L$732","v":0},{"$f":"'Energy Consumption'!$L$813","v":0},{"$f":"'Energy Consumption'!$L$814","v":0},{"$f":"'Energy Consumption'!$L$895","v":0},{"$f":"'Energy Consumption'!$L$896","v":0},{"$f":"'Energy Consumption'!$L$977","v":0},{"$f":"'Energy Consumption'!$L$978","v":0},{"$f":"'Energy Consumption'!$L$1059","v":0},{"$f":"'Energy Consumption'!$L$1060","v":0},{"$f":"'Energy Consumption'!$L$1141","v":0},{"$f":"'Energy Consumption'!$L$1142","v":0},{"$f":"'Energy Consumption'!$L$1223","v":0},{"$f":"'Energy Consumption'!$L$1224","v":0},{"$f":"'Energy Consumption'!$L$1305","v":0},{"$f":"'Energy Consumption'!$L$1306","v":0},{"$f":"'Energy Consumption'!$L$1387","v":0},{"$f":"'Energy Consumption'!$L$1388","v":0},{"$f":"'Energy Consumption'!$L$1469","v":0},{"$f":"'Energy Consumption'!$L$1470","v":0},{"$f":"'Energy Consumption'!$L$1551","v":0},{"$f":"'Energy Consumption'!$L$1552","v":0},{"$f":"'Energy Consumption'!$L$1633","v":0},{"$f":"'Energy Consumption'!$L$1634","v":0}]
["2007-10-01",0,0,0,0,0,0,{"$f":"'Relevant Variables'!$M$53","v":0},{"$f":"'Relevant Variables'!$M$83","v":0},{"$f":"'Relevant Variables'!$M$113","v":0},{"$f":"'Relevant Variables'!$M$143","v":0},{"$f":"'Relevant Variables'!$M$173","v":0},{"$f":"'Relevant Variables'!$M$203","v":0},{"$f":"'Relevant Variables'!$M$233","v":0},{"$f":"'Relevant Variables'!$M$263","v":0},{"$f":"'Relevant Variables'!$M$293","v":0},{"$f":"'Relevant Variables'!$M$323","v":0},{"$f":"'Relevant Variables'!$M$353","v":0},{"$f":"'Relevant Variables'!$M$383","v":0},{"$f":"'Relevant Variables'!$M$413","v":0},{"$f":"'Relevant Variables'!$M$443","v":0},{"$f":"'Relevant Variables'!$M$473","v":0},{"$f":"'Relevant Variables'!$M$503","v":0},{"$f":"'Relevant Variables'!$M$533","v":0},{"$f":"'Relevant Variables'!$M$563","v":0},{"$f":"'Relevant Variables'!$M$593","v":0},{"$f":"'Relevant Variables'!$M$623","v":0},null,false,null,null,34,{"$f":"'Energy Consumption'!$M$75","v":0},{"$f":"'Energy Consumption'!$M$76","v":0},{"$f":"'Energy Consumption'!$M$157","v":0},{"$f":"'Energy Consumption'!$M$158","v":0},{"$f":"'Energy Consumption'!$M$239","v":0},{"$f":"'Energy Consumption'!$M$240","v":0},{"$f":"'Energy Consumption'!$M$321","v":0},{"$f":"'Energy Consumption'!$M$322","v":0},{"$f":"'Energy Consumption'!$M$403","v":0},{"$f":"'Energy Consumption'!$M$404","v":0},{"$f":"'Energy Consumption'!$M$485","v":0},{"$f":"'Energy Consumption'!$M$486","v":0},{"$f":"'Energy Consumption'!$M$567","v":0},{"$f":"'Energy Consumption'!$M$568","v":0},{"$f":"'Energy Consumption'!$M$649","v":0},{"$f":"'Energy Consumption'!$M$650","v":0},{"$f":"'Energy Consumption'!$M$731","v":0},{"$f":"'Energy Consumption'!$M$732","v":0},{"$f":"'Energy Consumption'!$M$813","v":0},{"$f":"'Energy Consumption'!$M$814","v":0},{"$f":"'Energy Consumption'!$M$895","v":0},{"$f":"'Energy Consumption'!$M$896","v":0},{"$f":"'Energy Consumption'!$M$977","v":0},{"$f":"'Energy Consumption'!$M$978","v":0},{"$f":"'Energy Consumption'!$M$1059","v":0},{"$f":"'Energy Consumption'!$M$1060","v":0},{"$f":"'Energy Consumption'!$M$1141","v":0},{"$f":"'Energy Consumption'!$M$1142","v":0},{"$f":"'Energy Consumption'!$M$1223","v":0},{"$f":"'Energy Consumption'!$M$1224","v":0},{"$f":"'Energy Consumption'!$M$1305","v":0},{"$f":"'Energy Consumption'!$M$1306","v":0},{"$f":"'Energy Consumption'!$M$1387","v":0},{"$f":"'Energy Consumption'!$M$1388","v":0},{"$f":"'Energy Consumption'!$M$1469","v":0},{"$f":"'Energy Consumption'!$M$1470","v":0},{"$f":"'Energy Consumption'!$M$1551","v":0},{"$f":"'Energy Consumption'!$M$1552","v":0},{"$f":"'Energy Consumption'!$M$1633","v":0},{"$f":"'Energy Consumption'!$M$1634","v":0}]
["2007-11-01",0,0,0,0,0,0,{"$f":"'Relevant Variables'!$N$53","v":0},{"$f":"'Relevant Variables'!$N$83","v":0},{"$f":"'Relevant Variables'!$N$113","v":0},{"$f":"'Relevant Variables'!$N$143","v":0},{"$f":"'Relevant Variables'!$N$173","v":0},{"$f":"'Relevant Variables'!$N$203","v":0},{"$f":"'Relevant Variables'!$N$233","v":0},{"$f":"'Relevant Variables'!$N$263","v":0},{"$f":"'Relevant Variables'!$N$293","v":0},{"$f":"'Relevant Variables'!$N$323","v":0},{"$f":"'Relevant Variables'!$N$353","v":0},{"$f":"'Relevant Variables'!$N$383","v":0},{"$f":"'Relevant Variables'!$N$413","v":0},{"$f":"'Relevant Variables'!$N$443","v":0},{"$f":"'Relevant Variables'!$N$473","v":0},{"$f":"'Relevant Variables'!$N$503","v":0},{"$f":"'Relevant Variables'!$N$533","v":0},{"$f":"'Relevant Variables'!$N$563","v":0},{"$f":"'Relevant Variables'!$N$593","v":0},{"$f":"'Relevant Variables'!$N$623","v":0},null,false,null,null,35,{"$f":"'Energy Consumption'!$N$75","v":0},{"$f":"'Energy Consumption'!$N$76","v":0},{"$f":"'Energy Consumption'!$N$157","v":0},{"$f":"'Energy Consumption'!$N$158","v":0},{"$f":"'Energy Consumption'!$N$239","v":0},{"$f":"'Energy Consumption'!$N$240","v":0},{"$f":"'Energy Consumption'!$N$321","v":0},{"$f":"'Energy Consumption'!$N$322","v":0},{"$f":"'Energy Consumption'!$N$403","v":0},{"$f":"'Energy Consumption'!$N$404","v":0},{"$f":"'Energy Consumption'!$N$485","v":0},{"$f":"'Energy Consumption'!$N$486","v":0},{"$f":"'Energy Consumption'!$N$567","v":0},{"$f":"'Energy Consumption'!$N$568","v":0},{"$f":"'Energy Consumption'!$N$649","v":0},{"$f":"'Energy Consumption'!$N$650","v":0},{"$f":"'Energy Consumption'!$N$731","v":0},{"$f":"'Energy Consumption'!$N$732","v":0},{"$f":"'Energy Consumption'!$N$813","v":0},{"$f":"'Energy Consumption'!$N$814","v":0},{"$f":"'Energy Consumption'!$N$895","v":0},{"$f":"'Energy Consumption'!$N$896","v":0},{"$f":"'Energy Consumption'!$N$977","v":0},{"$f":"'Energy Consumption'!$N$978","v":0},{"$f":"'Energy Consumption'!$N$1059","v":0},{"$f":"'Energy Consumption'!$N$1060","v":0},{"$f":"'Energy Consumption'!$N$1141","v":0},{"$f":"'Energy Consumption'!$N$1142","v":0},{"$f":"'Energy Consumption'!$N$1223","v":0},{"$f":"'Energy Consumption'!$N$1224","v":0},{"$f":"'Energy Consumption'!$N$1305","v":0},{"$f":"'Energy Consumption'!$N$1306","v":0},{"$f":"'Energy Consumption'!$N$1387","v":0},{"$f":"'Energy Consumption'!$N$1388","v":0},{"$f":"'Energy Consumption'!$N$1469","v":0},{"$f":"'Energy Consumption'!$N$1470","v":0},{"$f":"'Energy Consumption'!$N$1551","v":0},{"$f":"'Energy Consumption'!$N$1552","v":0},{"$f":"'Energy Consumption'!$N$1633","v":0},{"$f":"'Energy Consumption'!$N$1634","v":0}]
["2007-12-01",0,0,0,0,0,0,{"$f":"'Relevant Variables'!$O$53","v":0},{"$f":"'Relevant Variables'!$O$83","v":0},{"$f":"'Relevant Variables'!$O$113","v":0},{"$f":"'Relevant Variables'!$O$143","v":0},{"$f":"'Relevant Variables'!$O$173","v":0},{"$f":"'Relevant Variables'!$O$203","v":0},{"$f":"'Relevant Variables'!$O$233","v":0},{"$f":"'Relevant Variables'!$O$263","v":0},{"$f":"'Relevant Variables'!$O$293","v":0},{"$f":"'Relevant Variables'!$O$323","v":0},{"$f":"'Relevant Variables'!$O$353","v":0},{"$f":"'Relevant Variables'!$O$383","v":0},{"$f":"'Relevant Variables'!$O$413","v":0},{"$f":"'Relevant Variables'!$O$443","v":0},{"$f":"'Relevant Variables'!$O$473","v":0},{"$f":"'Relevant Variables'!$O$503","v":0},{"$f":"'Relevant Variables'!$O$533","v":0},{"$f":"'Relevant Variables'!$O$563","v":0},{"$f":"'Relevant Variables'!$O$593","v":0},{"$f":"'Relevant Variables'!$O$623","v":0},null,false,null,null,36,{"$f":"'Energy Consumption'!$O$75","v":0},{"$f":"'Energy Consumption'!$O$76","v":0},{"$f":"'Energy Consumption'!$O$157","v":0},{"$f":"'Energy Consumption'!$O$158","v":0},{"$f":"'Energy Consumption'!$O$239","v":0},{"$f":"'Energy Consumption'!$O$240","v":0},{"$f":"'Energy Consumption'!$O$321","v":0},{"$f":"'Energy Consumption'!$O$322","v":0},{"$f":"'Energy Consumption'!$O$403","v":0},{"$f":"'Energy Consumption'!$O$404","v":0},{"$f":"'Energy Consumption'!$O$485","v":0},{"$f":"'Energy Consumption'!$O$486","v":0},{"$f":"'Energy Consumption'!$O$567","v":0},{"$f":"'Energy Consumption'!$O$568","v":0},{"$f":"'Energy Consumption'!$O$649","v":0},{"$f":"'Energy Consumption'!$O$650","v":0},{"$f":"'Energy Consumption'!$O$731","v":0},{"$f":"'Energy Consumption'!$O$732","v":0},{"$f":"'Energy Consumption'!$O$813","v":0},{"$f":"'Energy Consumption'!$O$814","v":0},{"$f":"'Energy Consumption'!$O$895","v":0},{"$f":"'Energy Consumption'!$O$896","v":0},{"$f":"'Energy Consumption'!$O$977","v":0},{"$f":"'Energy Consumption'!$O$978","v":0},{"$f":"'Energy Consumption'!$O$1059","v":0},{"$f":"'Energy Consumption'!$O$1060","v":0},{"$f":"'Energy Consumption'!$O$1141","v":0},{"$f":"'Energy Consumption'!$O$1142","v":0},{"$f":"'Energy Consumption'!$O$1223","v":0},{"$f":"'Energy Consumption'!$O$1224","v":0},{"$f":"'Energy Consumption'!$O$1305","v":0},{"$f":"'Energy Consumption'!$O$1306","v":0},{"$f":"'Energy Consumption'!$O$1387","v":0},{"$f":"'Energy Consumption'!$O$1388","v":0},{"$f":"'Energy Consumption'!$O$1469","v":0},{"$f":"'Energy Consumption'!$O$1470","v":0},{"$f":"'Energy Consumption'!$O$1551","v":0},{"$f":"'Energy Consumption'!$O$1552","v":0},{"$f":"'Energy Consumption'!$O$1633","v":0},{"$f":"'Energy Consumption'!$O$1634","v":0}]
["2008-01-01",0,0,0,0,0,0,{"$f":"'Relevant Variables'!$D$52","v":0},{"$f":"'Relevant Variables'!$D$82","v":0},{"$f":"'Relevant Variables'!$D$112","v":0},{"$f":"'Relevant Variables'!$D$142","v":0},{"$f":"'Relevant Variables'!$D$172","v":0},{"$f":"'Relevant Variables'!$D$202","v":0},{"$f":"'Relevant Variables'!$D$232","v":0},{"$f":"'Relevant Variables'!$D$262","v":0},{"$f":"'Relevant Variables'!$D$292","v":0},{"$f":"'Relevant Variables'!$D$322","v":0},{"$f":"'Relevant Variables'!$D$352","v":0},{"$f":"'Relevant Variables'!$D$382","v":0},{"$f":"'Relevant Variables'!$D$412","v":0},{"$f":"'Relevant Variables'!$D$442","v":0},{"$f":"'Relevant Variables'!$D$472","v":0},{"$f":"'Relevant Variables'!$D$502","v":0},{"$f":"'Relevant Variables'!$D$532","v":0},{"$f":"'Relevant Variables'!$D$562","v":0},{"$f":"'Relevant Variables'!$D$592","v":0},{"$f":"'Relevant Variables'!$D$622","v":0},null,{"$f":"VLOOKUP(AD46,ActiveYears,2,)","v":false},{"$f":"AD34+1","v":2008},null,37,{"$f":"'Energy Consumption'!$D$73","v":0},{"$f":"'Energy Consumption'!$D$74","v":0},{"$f":"'Energy Consumption'!$D$155","v":0},{"$f":"'Energy Consumption'!$D$156","v":0},{"$f":"'Energy Consumption'!$D$237","v":0},{"$f":"'Energy Consumption'!$D$238","v":0},{"$f":"'Energy Consumption'!$D$319","v":0},{"$f":"'Energy Consumption'!$D$320","v":0},{"$f":"'Energy Consumption'!$D$401","v":0},{"$f":"'Energy Consumption'!$D$402","v":0},{"$f":"'Energy Consumption'!$D$483","v":0},{"$f":"'Energy Consumption'!$D$484","v":0},{"$f":"'Energy Consumption'!$D$565","v":0},{"$f":"'Energy Consumption'!$D$566","v":0},{"$f":"'Energy Consumption'!$D$647","v":0},{"$f":"'Energy Consumption'!$D$648","v":0},{"$f":"'Energy Consumption'!$D$729","v":0},{"$f":"'Energy Consumption'!$D$730","v":0},{"$f":"'Energy Consumption'!$D$811","v":0},{"$f":"'Energy Consumption'!$D$812","v":0},{"$f":"'Energy Consumption'!$D$893","v":0},{"$f":"'Energy Consumption'!$D$894","v":0},{"$f":"'Energy Consumption'!$D$975","v":0},{"$f":"'Energy Consumption'!$D$976","v":0},{"$f":"'Energy Consumption'!$D$1057","v":0},{"$f":"'Energy Consumption'!$D$1058","v":0},{"$f":"'Energy Consumption'!$D$1139","v":0},{"$f":"'Energy Consumption'!$D$1140","v":0},{"$f":"'Energy Consumption'!$D$1221","v":0},{"$f":"'Energy Consumption'!$D$1222","v":0},{"$f":"'Energy Consumption'!$D$1303","v":0},{"$f":"'Energy Consumption'!$D$1304","v":0},{"$f":"'Energy Consumption'!$D$1385","v":0},{"$f":"'Energy Consumption'!$D$1386","v":0},{"$f":"'Energy Consumption'!$D$1467","v":0},{"$f":"'Energy Consumption'!$D$1468","v":0},{"$f":"'Energy Consumption'!$D$1549","v":0},{"$f":"'Energy Consumption'!$D$1550","v":0},{"$f":"'Energy Consumption'!$D$1631","v":0},{"$f":"'Energy Consumption'!$D$1632","v":0}]
["2008-02-01",0,0,0,0,0,0,{"$f":"'Relevant Variables'!$E$52","v":0},{"$f":"'Relevant Variables'!$E$82","v":0},{"$f":"'Relevant Variables'!$E$112","v":0},{"$f":"'Relevant Variables'!$E$142","v":0},{"$f":"'Relevant Variables'!$E$172","v":0},{"$f":"'Relevant Variables'!$E$202","v":0},{"$f":"'Relevant Variables'!$E$232","v":0},{"$f":"'Relevant Variables'!$E$262","v":0},{"$f":"'Relevant Variables'!$E$292","v":0},{"$f":"'Relevant Variables'!$E$322","v":0},{"$f":"'Relevant Variables'!$E$352","v":0},{"$f":"'Relevant Variables'!$E$382","v":0},{"$f":"'Relevant Variables'!$E$412","v":0},{"$f":"'Relevant Variables'!$E$442","v":0},{"$f":"'Relevant Variables'!$E$472","v":0},{"$f":"'Relevant Variables'!$E$502","v":0},{"$f":"'Relevant Variables'!$E$532","v":0},{"$f":"'Relevant Variables'!$E$562","v":0},{"$f":"'Relevant Variables'!$E$592","v":0},{"$f":"'Relevant Variables'!$E$622","v":0},null,{"$f":"AC46","v":false},null,null,38,{"$f":"'Energy Consumption'!$E$73","v":0},{"$f":"'Energy Consumption'!$E$74","v":0},{"$f":"'Energy Consumption'!$E$155","v":0},{"$f":"'Energy Consumption'!$E$156","v":0},{"$f":"'Energy Consumption'!$E$237","v":0},{"$f":"'Energy Consumption'!$E$238","v":0},{"$f":"'Energy Consumption'!$E$319","v":0},{"$f":"'Energy Consumption'!$E$320","v":0},{"$f":"'Energy Consumption'!$E$401","v":0},{"$f":"'Energy Consumption'!$E$402","v":0},{"$f":"'Energy Consumption'!$E$483","v":0},{"$f":"'Energy Consumption'!$E$484","v":0},{"$f":"'Energy Consumption'!$E$565","v":0},{"$f":"'Energy Consumption'!$E$566","v":0},{"$f":"'Energy Consumption'!$E$647","v":0},{"$f":"'Energy Consumption'!$E$648","v":0},{"$f":"'Energy Consumption'!$E$729","v":0},{"$f":"'Energy Consumption'!$E$730","v":0},{"$f":"'Energy Consumption'!$E$811","v":0},{"$f":"'Energy Consumption'!$E$812","v":0},{"$f":"'Energy Consumption'!$E$893","v":0},{"$f":"'Energy Consumption'!$E$894","v":0},{"$f":"'Energy Consumption'!$E$975","v":0},{"$f":"'Energy Consumption'!$E$976","v":0},{"$f":"'Energy Consumption'!$E$1057","v":0},{"$f":"'Energy Consumption'!$E$1058","v":0},{"$f":"'Energy Consumption'!$E$1139","v":0},{"$f":"'Energy Consumption'!$E$1140","v":0},{"$f":"'Energy Consumption'!$E$1221","v":0},{"$f":"'Energy Consumption'!$E$1222","v":0},{"$f":"'Energy Consumption'!$E$1303","v":0},{"$f":"'Energy Consumption'!$E$1304","v":0},{"$f":"'Energy Consumption'!$E$1385","v":0},{"$f":"'Energy Consumption'!$E$1386","v":0},{"$f":"'Energy Consumption'!$E$1467","v":0},{"$f":"'Energy Consumption'!$E$1468","v":0},{"$f":"'Energy Consumption'!$E$1549","v":0},{"$f":"'Energy Consumption'!$E$1550","v":0},{"$f":"'Energy Consumption'!$E$1631","v":0},{"$f":"'Energy Consumption'!$E$1632","v":0}]
["2008-03-01",0,0,0,0,0,0,{"$f":"'Relevant Variables'!$F$52","v":0},{"$f":"'Relevant Variables'!$F$82","v":0},{"$f":"'Relevant Variables'!$F$112","v":0},{"$f":"'Relevant Variables'!$F$142","v":0},{"$f":"'Relevant Variables'!$F$172","v":0},{"$f":"'Relevant Variables'!$F$202","v":0},{"$f":"'Relevant Variables'!$F$232","v":0},{"$f":"'Relevant Variables'!$F$262","v":0},{"$f":"'Relevant Variables'!$F$292","v":0},{"$f":"'Relevant Variables'!$F$322","v":0},{"$f":"'Relevant Variables'!$F$352","v":0},{"$f":"'Relevant Variables'!$F$382","v":0},{"$f":"'Relevant Variables'!$F$412","v":0},{"$f":"'Relevant Variables'!$F$442","v":0},{"$f":"'Relevant Variables'!$F$472","v":0},{"$f":"'Relevant Variables'!$F$502","v":0},{"$f":"'Relevant Variables'!$F$532","v":0},{"$f":"'Relevant Variables'!$F$562","v":0},{"$f":"'Relevant Variables'!$F$592","v":0},{"$f":"'Relevant Variables'!$F$622","v":0},null,false,null,null,39,{"$f":"'Energy Consumption'!$F$73","v":0},{"$f":"'Energy Consumption'!$F$74","v":0},{"$f":"'Energy Consumption'!$F$155","v":0},{"$f":"'Energy Consumption'!$F$156","v":0},{"$f":"'Energy Consumption'!$F$237","v":0},{"$f":"'Energy Consumption'!$F$238","v":0},{"$f":"'Energy Consumption'!$F$319","v":0},{"$f":"'Energy Consumption'!$F$320","v":0},{"$f":"'Energy Consumption'!$F$401","v":0},{"$f":"'Energy Consumption'!$F$402","v":0},{"$f":"'Energy Consumption'!$F$483","v":0},{"$f":"'Energy Consumption'!$F$484","v":0},{"$f":"'Energy Consumption'!$F$565","v":0},{"$f":"'Energy Consumption'!$F$566","v":0},{"$f":"'Energy Consumption'!$F$647","v":0},{"$f":"'Energy Consumption'!$F$648","v":0},{"$f":"'Energy Consumption'!$F$729","v":0},{"$f":"'Energy Consumption'!$F$730","v":0},{"$f":"'Energy Consumption'!$F$811","v":0},{"$f":"'Energy Consumption'!$F$812","v":0},{"$f":"'Energy Consumption'!$F$893","v":0},{"$f":"'Energy Consumption'!$F$894","v":0},{"$f":"'Energy Consumption'!$F$975","v":0},{"$f":"'Energy Consumption'!$F$976","v":0},{"$f":"'Energy Consumption'!$F$1057","v":0},{"$f":"'Energy Consumption'!$F$1058","v":0},{"$f":"'Energy Consumption'!$F$1139","v":0},{"$f":"'Energy Consumption'!$F$1140","v":0},{"$f":"'Energy Consumption'!$F$1221","v":0},{"$f":"'Energy Consumption'!$F$1222","v":0},{"$f":"'Energy Consumption'!$F$1303","v":0},{"$f":"'Energy Consumption'!$F$1304","v":0},{"$f":"'Energy Consumption'!$F$1385","v":0},{"$f":"'Energy Consumption'!$F$1386","v":0},{"$f":"'Energy Consumption'!$F$1467","v":0},{"$f":"'Energy Consumption'!$F$1468","v":0},{"$f":"'Energy Consumption'!$F$1549","v":0},{"$f":"'Energy Consumption'!$F$1550","v":0},{"$f":"'Energy Consumption'!$F$1631","v":0},{"$f":"'Energy Consumption'!$F$1632","v":0}]
["2008-04-01",0,0,0,0,0,0,{"$f":"'Relevant Variables'!$G$52","v":0},{"$f":"'Relevant Variables'!$G$82","v":0},{"$f":"'Relevant Variables'!$G$112","v":0},{"$f":"'Relevant Variables'!$G$142","v":0},{"$f":"'Relevant Variables'!$G$172","v":0},{"$f":"'Relevant Variables'!$G$202","v":0},{"$f":"'Relevant Variables'!$G$232","v":0},{"$f":"'Relevant Variables'!$G$262","v":0},{"$f":"'Relevant Variables'!$G$292","v":0},{"$f":"'Relevant Variables'!$G$322","v":0},{"$f":"'Relevant Variables'!$G$352","v":0},{"$f":"'Relevant Variables'!$G$382","v":0},{"$f":"'Relevant Variables'!$G$412","v":0},{"$f":"'Relevant Variables'!$G$442","v":0},{"$f":"'Relevant Variables'!$G$472","v":0},{"$f":"'Relevant Variables'!$G$502","v":0},{"$f":"'Relevant Variables'!$G$532","v":0},{"$f":"'Relevant Variables'!$G$562","v":0},{"$f":"'Relevant Variables'!$G$592","v":0},{"$f":"'Relevant Variables'!$G$622","v":0},null,false,null,null,40,{"$f":"'Energy Consumption'!$G$73","v":0},{"$f":"'Energy Consumption'!$G$74","v":0},{"$f":"'Energy Consumption'!$G$155","v":0},{"$f":"'Energy Consumption'!$G$156","v":0},{"$f":"'Energy Consumption'!$G$237","v":0},{"$f":"'Energy Consumption'!$G$238","v":0},{"$f":"'Energy Consumption'!$G$319","v":0},{"$f":"'Energy Consumption'!$G$320","v":0},{"$f":"'Energy Consumption'!$G$401","v":0},{"$f":"'Energy Consumption'!$G$402","v":0},{"$f":"'Energy Consumption'!$G$483","v":0},{"$f":"'Energy Consumption'!$G$484","v":0},{"$f":"'Energy Consumption'!$G$565","v":0},{"$f":"'Energy Consumption'!$G$566","v":0},{"$f":"'Energy Consumption'!$G$647","v":0},{"$f":"'Energy Consumption'!$G$648","v":0},{"$f":"'Energy Consumption'!$G$729","v":0},{"$f":"'Energy Consumption'!$G$730","v":0},{"$f":"'Energy Consumption'!$G$811","v":0},{"$f":"'Energy Consumption'!$G$812","v":0},{"$f":"'Energy Consumption'!$G$893","v":0},{"$f":"'Energy Consumption'!$G$894","v":0},{"$f":"'Energy Consumption'!$G$975","v":0},{"$f":"'Energy Consumption'!$G$976","v":0},{"$f":"'Energy Consumption'!$G$1057","v":0},{"$f":"'Energy Consumption'!$G$1058","v":0},{"$f":"'Energy Consumption'!$G$1139","v":0},{"$f":"'Energy Consumption'!$G$1140","v":0},{"$f":"'Energy Consumption'!$G$1221","v":0},{"$f":"'Energy Consumption'!$G$1222","v":0},{"$f":"'Energy Consumption'!$G$1303","v":0},{"$f":"'Energy Consumption'!$G$1304","v":0},{"$f":"'Energy Consumption'!$G$1385","v":0},{"$f":"'Energy Consumption'!$G$1386","v":0},{"$f":"'Energy Consumption'!$G$1467","v":0},{"$f":"'Energy Consumption'!$G$1468","v":0},{"$f":"'Energy Consumption'!$G$1549","v":0},{"$f":"'Energy Consumption'!$G$1550","v":0},{"$f":"'Energy Consumption'!$G$1631","v":0},{"$f":"'Energy Consumption'!$G$1632","v":0}]
["2008-05-01",{"$f":"SUMIF($AG$9:$BT$9,\"=\"&B$9,$AG50:$BT50)","v":0},0,0,0,0,0,{"$f":"'Relevant Variables'!$H$52","v":0},{"$f":"'Relevant Variables'!$H$82","v":0},{"$f":"'Relevant Variables'!$H$112","v":0},{"$f":"'Relevant Variables'!$H$142","v":0},{"$f":"'Relevant Variables'!$H$172","v":0},{"$f":"'Relevant Variables'!$H$202","v":0},{"$f":"'Relevant Variables'!$H$232","v":0},{"$f":"'Relevant Variables'!$H$262","v":0},{"$f":"'Relevant Variables'!$H$292","v":0},{"$f":"'Relevant Variables'!$H$322","v":0},{"$f":"'Relevant Variables'!$H$352","v":0},{"$f":"'Relevant Variables'!$H$382","v":0},{"$f":"'Relevant Variables'!$H$412","v":0},{"$f":"'Relevant Variables'!$H$442","v":0},{"$f":"'Relevant Variables'!$H$472","v":0},{"$f":"'Relevant Variables'!$H$502","v":0},{"$f":"'Relevant Variables'!$H$532","v":0},{"$f":"'Relevant Variables'!$H$562","v":0},{"$f":"'Relevant Variables'!$H$592","v":0},{"$f":"'Relevant Variables'!$H$622","v":0},null,false,null,null,41,{"$f":"'Energy Consumption'!$H$73","v":0},{"$f":"'Energy Consumption'!$H$74","v":0},{"$f":"'Energy Consumption'!$H$155","v":0},{"$f":"'Energy Consumption'!$H$156","v":0},{"$f":"'Energy Consumption'!$H$237","v":0},{"$f":"'Energy Consumption'!$H$238","v":0},{"$f":"'Energy Consumption'!$H$319","v":0},{"$f":"'Energy Consumption'!$H$320","v":0},{"$f":"'Energy Consumption'!$H$401","v":0},{"$f":"'Energy Consumption'!$H$402","v":0},{"$f":"'Energy Consumption'!$H$483","v":0},{"$f":"'Energy Consumption'!$H$484","v":0},{"$f":"'Energy Consumption'!$H$565","v":0},{"$f":"'Energy Consumption'!$H$566","v":0},{"$f":"'Energy Consumption'!$H$647","v":0},{"$f":"'Energy Consumption'!$H$648","v":0},{"$f":"'Energy Consumption'!$H$729","v":0},{"$f":"'Energy Consumption'!$H$730","v":0},{"$f":"'Energy Consumption'!$H$811","v":0},{"$f":"'Energy Consumption'!$H$812","v":0},{"$f":"'Energy Consumption'!$H$893","v":0},{"$f":"'Energy Consumption'!$H$894","v":0},{"$f":"'Energy Consumption'!$H$975","v":0},{"$f":"'Energy Consumption'!$H$976","v":0},{"$f":"'Energy Consumption'!$H$1057","v":0},{"$f":"'Energy Consumption'!$H$1058","v":0},{"$f":"'Energy Consumption'!$H$1139","v":0},{"$f":"'Energy Consumption'!$H$1140","v":0},{"$f":"'Energy Consumption'!$H$1221","v":0},{"$f":"'Energy Consumption'!$H$1222","v":0},{"$f":"'Energy Consumption'!$H$1303","v":0},{"$f":"'Energy Consumption'!$H$1304","v":0},{"$f":"'Energy Consumption'!$H$1385","v":0},{"$f":"'Energy Consumption'!$H$1386","v":0},{"$f":"'Energy Consumption'!$H$1467","v":0},{"$f":"'Energy Consumption'!$H$1468","v":0},{"$f":"'Energy Consumption'!$H$1549","v":0},{"$f":"'Energy Consumption'!$H$1550","v":0},{"$f":"'Energy Consumption'!$H$1631","v":0},{"$f":"'Energy Consumption'!$H$1632","v":0}]
["2008-06-01",0,0,0,0,0,0,{"$f":"'Relevant Variables'!$I$52","v":0},{"$f":"'Relevant Variables'!$I$82","v":0},{"$f":"'Relevant Variables'!$I$112","v":0},{"$f":"'Relevant Variables'!$I$142","v":0},{"$f":"'Relevant Variables'!$I$172","v":0},{"$f":"'Relevant Variables'!$I$202","v":0},{"$f":"'Relevant Variables'!$I$232","v":0},{"$f":"'Relevant Variables'!$I$262","v":0},{"$f":"'Relevant Variables'!$I$292","v":0},{"$f":"'Relevant Variables'!$I$322","v":0},{"$f":"'Relevant Variables'!$I$352","v":0},{"$f":"'Relevant Variables'!$I$382","v":0},{"$f":"'Relevant Variables'!$I$412","v":0},{"$f":"'Relevant Variables'!$I$442","v":0},{"$f":"'Relevant Variables'!$I$472","v":0},{"$f":"'Relevant Variables'!$I$502","v":0},{"$f":"'Relevant Variables'!$I$532","v":0},{"$f":"'Relevant Variables'!$I$562","v":0},{"$f":"'Relevant Variables'!$I$592","v":0},{"$f":"'Relevant Variables'!$I$622","v":0},null,false,null,null,42,{"$f":"'Energy Consumption'!$I$73","v":0},{"$f":"'Energy Consumption'!$I$74","v":0},{"$f":"'Energy Consumption'!$I$155","v":0},{"$f":"'Energy Consumption'!$I$156","v":0},{"$f":"'Energy Consumption'!$I$237","v":0},{"$f":"'Energy Consumption'!$I$238","v":0},{"$f":"'Energy Consumption'!$I$319","v":0},{"$f":"'Energy Consumption'!$I$320","v":0},{"$f":"'Energy Consumption'!$I$401","v":0},{"$f":"'Energy Consumption'!$I$402","v":0},{"$f":"'Energy Consumption'!$I$483","v":0},{"$f":"'Energy Consumption'!$I$484","v":0},{"$f":"'Energy Consumption'!$I$565","v":0},{"$f":"'Energy Consumption'!$I$566","v":0},{"$f":"'Energy Consumption'!$I$647","v":0},{"$f":"'Energy Consumption'!$I$648","v":0},{"$f":"'Energy Consumption'!$I$729","v":0},{"$f":"'Energy Consumption'!$I$730","v":0},{"$f":"'Energy Consumption'!$I$811","v":0},{"$f":"'Energy Consumption'!$I$812","v":0},{"$f":"'Energy Consumption'!$I$893","v":0},{"$f":"'Energy Consumption'!$I$894","v":0},{"$f":"'Energy Consumption'!$I$975","v":0},{"$f":"'Energy Consumption'!$I$976","v":0},{"$f":"'Energy Consumption'!$I$1057","v":0},{"$f":"'Energy Consumption'!$I$1058","v":0},{"$f":"'Energy Consumption'!$I$1139","v":0},{"$f":"'Energy Consumption'!$I$1140","v":0},{"$f":"'Energy Consumption'!$I$1221","v":0},{"$f":"'Energy Consumption'!$I$1222","v":0},{"$f":"'Energy Consumption'!$I$1303","v":0},{"$f":"'Energy Consumption'!$I$1304","v":0},{"$f":"'Energy Consumption'!$I$1385","v":0},{"$f":"'Energy Consumption'!$I$1386","v":0},{"$f":"'Energy Consumption'!$I$1467","v":0},{"$f":"'Energy Consumption'!$I$1468","v":0},{"$f":"'Energy Consumption'!$I$1549","v":0},{"$f":"'Energy Consumption'!$I$1550","v":0},{"$f":"'Energy Consumption'!$I$1631","v":0},{"$f":"'Energy Consumption'!$I$1632","v":0}]
["2008-07-01",0,0,0,0,0,0,{"$f":"'Relevant Variables'!$J$52","v":0},{"$f":"'Relevant Variables'!$J$82","v":0},{"$f":"'Relevant Variables'!$J$112","v":0},{"$f":"'Relevant Variables'!$J$142","v":0},{"$f":"'Relevant Variables'!$J$172","v":0},{"$f":"'Relevant Variables'!$J$202","v":0},{"$f":"'Relevant Variables'!$J$232","v":0},{"$f":"'Relevant Variables'!$J$262","v":0},{"$f":"'Relevant Variables'!$J$292","v":0},{"$f":"'Relevant Variables'!$J$322","v":0},{"$f":"'Relevant Variables'!$J$352","v":0},{"$f":"'Relevant Variables'!$J$382","v":0},{"$f":"'Relevant Variables'!$J$412","v":0},{"$f":"'Relevant Variables'!$J$442","v":0},{"$f":"'Relevant Variables'!$J$472","v":0},{"$f":"'Relevant Variables'!$J$502","v":0},{"$f":"'Relevant Variables'!$J$532","v":0},{"$f":"'Relevant Variables'!$J$562","v":0},{"$f":"'Relevant Variables'!$J$592","v":0},{"$f":"'Relevant Variables'!$J$622","v":0},null,false,null,null,43,{"$f":"'Energy Consumption'!$J$73","v":0},{"$f":"'Energy Consumption'!$J$74","v":0},{"$f":"'Energy Consumption'!$J$155","v":0},{"$f":"'Energy Consumption'!$J$156","v":0},{"$f":"'Energy Consumption'!$J$237","v":0},{"$f":"'Energy Consumption'!$J$238","v":0},{"$f":"'Energy Consumption'!$J$319","v":0},{"$f":"'Energy Consumption'!$J$320","v":0},{"$f":"'Energy Consumption'!$J$401","v":0},{"$f":"'Energy Consumption'!$J$402","v":0},{"$f":"'Energy Consumption'!$J$483","v":0},{"$f":"'Energy Consumption'!$J$484","v":0},{"$f":"'Energy Consumption'!$J$565","v":0},{"$f":"'Energy Consumption'!$J$566","v":0},{"$f":"'Energy Consumption'!$J$647","v":0},{"$f":"'Energy Consumption'!$J$648","v":0},{"$f":"'Energy Consumption'!$J$729","v":0},{"$f":"'Energy Consumption'!$J$730","v":0},{"$f":"'Energy Consumption'!$J$811","v":0},{"$f":"'Energy Consumption'!$J$812","v":0},{"$f":"'Energy Consumption'!$J$893","v":0},{"$f":"'Energy Consumption'!$J$894","v":0},{"$f":"'Energy Consumption'!$J$975","v":0},{"$f":"'Energy Consumption'!$J$976","v":0},{"$f":"'Energy Consumption'!$J$1057","v":0},{"$f":"'Energy Consumption'!$J$1058","v":0},{"$f":"'Energy Consumption'!$J$1139","v":0},{"$f":"'Energy Consumption'!$J$1140","v":0},{"$f":"'Energy Consumption'!$J$1221","v":0},{"$f":"'Energy Consumption'!$J$1222","v":0},{"$f":"'Energy Consumption'!$J$1303","v":0},{"$f":"'Energy Consumption'!$J$1304","v":0},{"$f":"'Energy Consumption'!$J$1385","v":0},{"$f":"'Energy Consumption'!$J$1386","v":0},{"$f":"'Energy Consumption'!$J$1467","v":0},{"$f":"'Energy Consumption'!$J$1468","v":0},{"$f":"'Energy Consumption'!$J$1549","v":0},{"$f":"'Energy Consumption'!$J$1550","v":0},{"$f":"'Energy Consumption'!$J$1631","v":0},{"$f":"'Energy Consumption'!$J$1632","v":0}]
["2008-08-01",0,0,0,0,0,0,{"$f":"'Relevant Variables'!$K$52","v":0},{"$f":"'Relevant Variables'!$K$82","v":0},{"$f":"'Relevant Variables'!$K$112","v":0},{"$f":"'Relevant Variables'!$K$142","v":0},{"$f":"'Relevant Variables'!$K$172","v":0},{"$f":"'Relevant Variables'!$K$202","v":0},{"$f":"'Relevant Variables'!$K$232","v":0},{"$f":"'Relevant Variables'!$K$262","v":0},{"$f":"'Relevant Variables'!$K$292","v":0},{"$f":"'Relevant Variables'!$K$322","v":0},{"$f":"'Relevant Variables'!$K$352","v":0},{"$f":"'Relevant Variables'!$K$382","v":0},{"$f":"'Relevant Variables'!$K$412","v":0},{"$f":"'Relevant Variables'!$K$442","v":0},{"$f":"'Relevant Variables'!$K$472","v":0},{"$f":"'Relevant Variables'!$K$502","v":0},{"$f":"'Relevant Variables'!$K$532","v":0},{"$f":"'Relevant Variables'!$K$562","v":0},{"$f":"'Relevant Variables'!$K$592","v":0},{"$f":"'Relevant Variables'!$K$622","v":0},null,false,null,null,44,{"$f":"'Energy Consumption'!$K$73","v":0},{"$f":"'Energy Consumption'!$K$74","v":0},{"$f":"'Energy Consumption'!$K$155","v":0},{"$f":"'Energy Consumption'!$K$156","v":0},{"$f":"'Energy Consumption'!$K$237","v":0},{"$f":"'Energy Consumption'!$K$238","v":0},{"$f":"'Energy Consumption'!$K$319","v":0},{"$f":"'Energy Consumption'!$K$320","v":0},{"$f":"'Energy Consumption'!$K$401","v":0},{"$f":"'Energy Consumption'!$K$402","v":0},{"$f":"'Energy Consumption'!$K$483","v":0},{"$f":"'Energy Consumption'!$K$484","v":0},{"$f":"'Energy Consumption'!$K$565","v":0},{"$f":"'Energy Consumption'!$K$566","v":0},{"$f":"'Energy Consumption'!$K$647","v":0},{"$f":"'Energy Consumption'!$K$648","v":0},{"$f":"'Energy Consumption'!$K$729","v":0},{"$f":"'Energy Consumption'!$K$730","v":0},{"$f":"'Energy Consumption'!$K$811","v":0},{"$f":"'Energy Consumption'!$K$812","v":0},{"$f":"'Energy Consumption'!$K$893","v":0},{"$f":"'Energy Consumption'!$K$894","v":0},{"$f":"'Energy Consumption'!$K$975","v":0},{"$f":"'Energy Consumption'!$K$976","v":0},{"$f":"'Energy Consumption'!$K$1057","v":0},{"$f":"'Energy Consumption'!$K$1058","v":0},{"$f":"'Energy Consumption'!$K$1139","v":0},{"$f":"'Energy Consumption'!$K$1140","v":0},{"$f":"'Energy Consumption'!$K$1221","v":0},{"$f":"'Energy Consumption'!$K$1222","v":0},{"$f":"'Energy Consumption'!$K$1303","v":0},{"$f":"'Energy Consumption'!$K$1304","v":0},{"$f":"'Energy Consumption'!$K$1385","v":0},{"$f":"'Energy Consumption'!$K$1386","v":0},{"$f":"'Energy Consumption'!$K$1467","v":0},{"$f":"'Energy Consumption'!$K$1468","v":0},{"$f":"'Energy Consumption'!$K$1549","v":0},{"$f":"'Energy Consumption'!$K$1550","v":0},{"$f":"'Energy Consumption'!$K$1631","v":0},{"$f":"'Energy Consumption'!$K$1632","v":0}]
["2008-09-01",0,0,0,0,0,0,{"$f":"'Relevant Variables'!$L$52","v":0},{"$f":"'Relevant Variables'!$L$82","v":0},{"$f":"'Relevant Variables'!$L$112","v":0},{"$f":"'Relevant Variables'!$L$142","v":0},{"$f":"'Relevant Variables'!$L$172","v":0},{"$f":"'Relevant Variables'!$L$202","v":0},{"$f":"'Relevant Variables'!$L$232","v":0},{"$f":"'Relevant Variables'!$L$262","v":0},{"$f":"'Relevant Variables'!$L$292","v":0},{"$f":"'Relevant Variables'!$L$322","v":0},{"$f":"'Relevant Variables'!$L$352","v":0},{"$f":"'Relevant Variables'!$L$382","v":0},{"$f":"'Relevant Variables'!$L$412","v":0},{"$f":"'Relevant Variables'!$L$442","v":0},{"$f":"'Relevant Variables'!$L$472","v":0},{"$f":"'Relevant Variables'!$L$502","v":0},{"$f":"'Relevant Variables'!$L$532","v":0},{"$f":"'Relevant Variables'!$L$562","v":0},{"$f":"'Relevant Variables'!$L$592","v":0},{"$f":"'Relevant Variables'!$L$622","v":0},null,false,null,null,45,{"$f":"'Energy Consumption'!$L$73","v":0},{"$f":"'Energy Consumption'!$L$74","v":0},{"$f":"'Energy Consumption'!$L$155","v":0},{"$f":"'Energy Consumption'!$L$156","v":0},{"$f":"'Energy Consumption'!$L$237","v":0},{"$f":"'Energy Consumption'!$L$238","v":0},{"$f":"'Energy Consumption'!$L$319","v":0},{"$f":"'Energy Consumption'!$L$320","v":0},{"$f":"'Energy Consumption'!$L$401","v":0},{"$f":"'Energy Consumption'!$L$402","v":0},{"$f":"'Energy Consumption'!$L$483","v":0},{"$f":"'Energy Consumption'!$L$484","v":0},{"$f":"'Energy Consumption'!$L$565","v":0},{"$f":"'Energy Consumption'!$L$566","v":0},{"$f":"'Energy Consumption'!$L$647","v":0},{"$f":"'Energy Consumption'!$L$648","v":0},{"$f":"'Energy Consumption'!$L$729","v":0},{"$f":"'Energy Consumption'!$L$730","v":0},{"$f":"'Energy Consumption'!$L$811","v":0},{"$f":"'Energy Consumption'!$L$812","v":0},{"$f":"'Energy Consumption'!$L$893","v":0},{"$f":"'Energy Consumption'!$L$894","v":0},{"$f":"'Energy Consumption'!$L$975","v":0},{"$f":"'Energy Consumption'!$L$976","v":0},{"$f":"'Energy Consumption'!$L$1057","v":0},{"$f":"'Energy Consumption'!$L$1058","v":0},{"$f":"'Energy Consumption'!$L$1139","v":0},{"$f":"'Energy Consumption'!$L$1140","v":0},{"$f":"'Energy Consumption'!$L$1221","v":0},{"$f":"'Energy Consumption'!$L$1222","v":0},{"$f":"'Energy Consumption'!$L$1303","v":0},{"$f":"'Energy Consumption'!$L$1304","v":0},{"$f":"'Energy Consumption'!$L$1385","v":0},{"$f":"'Energy Consumption'!$L$1386","v":0},{"$f":"'Energy Consumption'!$L$1467","v":0},{"$f":"'Energy Consumption'!$L$1468","v":0},{"$f":"'Energy Consumption'!$L$1549","v":0},{"$f":"'Energy Consumption'!$L$1550","v":0},{"$f":"'Energy Consumption'!$L$1631","v":0},{"$f":"'Energy Consumption'!$L$1632","v":0}]
["2008-10-01",0,0,0,0,0,0,{"$f":"'Relevant Variables'!$M$52","v":0},{"$f":"'Relevant Variables'!$M$82","v":0},{"$f":"'Relevant Variables'!$M$112","v":0},{"$f":"'Relevant Variables'!$M$142","v":0},{"$f":"'Relevant Variables'!$M$172","v":0},{"$f":"'Relevant Variables'!$M$202","v":0},{"$f":"'Relevant Variables'!$M$232","v":0},{"$f":"'Relevant Variables'!$M$262","v":0},{"$f":"'Relevant Variables'!$M$292","v":0},{"$f":"'Relevant Variables'!$M$322","v":0},{"$f":"'Relevant Variables'!$M$352","v":0},{"$f":"'Relevant Variables'!$M$382","v":0},{"$f":"'Relevant Variables'!$M$412","v":0},{"$f":"'Relevant Variables'!$M$442","v":0},{"$f":"'Relevant Variables'!$M$472","v":0},{"$f":"'Relevant Variables'!$M$502","v":0},{"$f":"'Relevant Variables'!$M$532","v":0},{"$f":"'Relevant Variables'!$M$562","v":0},{"$f":"'Relevant Variables'!$M$592","v":0},{"$f":"'Relevant Variables'!$M$622","v":0},null,false,null,null,46,{"$f":"'Energy Consumption'!$M$73","v":0},{"$f":"'Energy Consumption'!$M$74","v":0},{"$f":"'Energy Consumption'!$M$155","v":0},{"$f":"'Energy Consumption'!$M$156","v":0},{"$f":"'Energy Consumption'!$M$237","v":0},{"$f":"'Energy Consumption'!$M$238","v":0},{"$f":"'Energy Consumption'!$M$319","v":0},{"$f":"'Energy Consumption'!$M$320","v":0},{"$f":"'Energy Consumption'!$M$401","v":0},{"$f":"'Energy Consumption'!$M$402","v":0},{"$f":"'Energy Consumption'!$M$483","v":0},{"$f":"'Energy Consumption'!$M$484","v":0},{"$f":"'Energy Consumption'!$M$565","v":0},{"$f":"'Energy Consumption'!$M$566","v":0},{"$f":"'Energy Consumption'!$M$647","v":0},{"$f":"'Energy Consumption'!$M$648","v":0},{"$f":"'Energy Consumption'!$M$729","v":0},{"$f":"'Energy Consumption'!$M$730","v":0},{"$f":"'Energy Consumption'!$M$811","v":0},{"$f":"'Energy Consumption'!$M$812","v":0},{"$f":"'Energy Consumption'!$M$893","v":0},{"$f":"'Energy Consumption'!$M$894","v":0},{"$f":"'Energy Consumption'!$M$975","v":0},{"$f":"'Energy Consumption'!$M$976","v":0},{"$f":"'Energy Consumption'!$M$1057","v":0},{"$f":"'Energy Consumption'!$M$1058","v":0},{"$f":"'Energy Consumption'!$M$1139","v":0},{"$f":"'Energy Consumption'!$M$1140","v":0},{"$f":"'Energy Consumption'!$M$1221","v":0},{"$f":"'Energy Consumption'!$M$1222","v":0},{"$f":"'Energy Consumption'!$M$1303","v":0},{"$f":"'Energy Consumption'!$M$1304","v":0},{"$f":"'Energy Consumption'!$M$1385","v":0},{"$f":"'Energy Consumption'!$M$1386","v":0},{"$f":"'Energy Consumption'!$M$1467","v":0},{"$f":"'Energy Consumption'!$M$1468","v":0},{"$f":"'Energy Consumption'!$M$1549","v":0},{"$f":"'Energy Consumption'!$M$1550","v":0},{"$f":"'Energy Consumption'!$M$1631","v":0},{"$f":"'Energy Consumption'!$M$1632","v":0}]
["2008-11-01",0,0,0,0,0,0,{"$f":"'Relevant Variables'!$N$52","v":0},{"$f":"'Relevant Variables'!$N$82","v":0},{"$f":"'Relevant Variables'!$N$112","v":0},{"$f":"'Relevant Variables'!$N$142","v":0},{"$f":"'Relevant Variables'!$N$172","v":0},{"$f":"'Relevant Variables'!$N$202","v":0},{"$f":"'Relevant Variables'!$N$232","v":0},{"$f":"'Relevant Variables'!$N$262","v":0},{"$f":"'Relevant Variables'!$N$292","v":0},{"$f":"'Relevant Variables'!$N$322","v":0},{"$f":"'Relevant Variables'!$N$352","v":0},{"$f":"'Relevant Variables'!$N$382","v":0},{"$f":"'Relevant Variables'!$N$412","v":0},{"$f":"'Relevant Variables'!$N$442","v":0},{"$f":"'Relevant Variables'!$N$472","v":0},{"$f":"'Relevant Variables'!$N$502","v":0},{"$f":"'Relevant Variables'!$N$532","v":0},{"$f":"'Relevant Variables'!$N$562","v":0},{"$f":"'Relevant Variables'!$N$592","v":0},{"$f":"'Relevant Variables'!$N$622","v":0},null,false,null,null,47,{"$f":"'Energy Consumption'!$N$73","v":0},{"$f":"'Energy Consumption'!$N$74","v":0},{"$f":"'Energy Consumption'!$N$155","v":0},{"$f":"'Energy Consumption'!$N$156","v":0},{"$f":"'Energy Consumption'!$N$237","v":0},{"$f":"'Energy Consumption'!$N$238","v":0},{"$f":"'Energy Consumption'!$N$319","v":0},{"$f":"'Energy Consumption'!$N$320","v":0},{"$f":"'Energy Consumption'!$N$401","v":0},{"$f":"'Energy Consumption'!$N$402","v":0},{"$f":"'Energy Consumption'!$N$483","v":0},{"$f":"'Energy Consumption'!$N$484","v":0},{"$f":"'Energy Consumption'!$N$565","v":0},{"$f":"'Energy Consumption'!$N$566","v":0},{"$f":"'Energy Consumption'!$N$647","v":0},{"$f":"'Energy Consumption'!$N$648","v":0},{"$f":"'Energy Consumption'!$N$729","v":0},{"$f":"'Energy Consumption'!$N$730","v":0},{"$f":"'Energy Consumption'!$N$811","v":0},{"$f":"'Energy Consumption'!$N$812","v":0},{"$f":"'Energy Consumption'!$N$893","v":0},{"$f":"'Energy Consumption'!$N$894","v":0},{"$f":"'Energy Consumption'!$N$975","v":0},{"$f":"'Energy Consumption'!$N$976","v":0},{"$f":"'Energy Consumption'!$N$1057","v":0},{"$f":"'Energy Consumption'!$N$1058","v":0},{"$f":"'Energy Consumption'!$N$1139","v":0},{"$f":"'Energy Consumption'!$N$1140","v":0},{"$f":"'Energy Consumption'!$N$1221","v":0},{"$f":"'Energy Consumption'!$N$1222","v":0},{"$f":"'Energy Consumption'!$N$1303","v":0},{"$f":"'Energy Consumption'!$N$1304","v":0},{"$f":"'Energy Consumption'!$N$1385","v":0},{"$f":"'Energy Consumption'!$N$1386","v":0},{"$f":"'Energy Consumption'!$N$1467","v":0},{"$f":"'Energy Consumption'!$N$1468","v":0},{"$f":"'Energy Consumption'!$N$1549","v":0},{"$f":"'Energy Consumption'!$N$1550","v":0},{"$f":"'Energy Consumption'!$N$1631","v":0},{"$f":"'Energy Consumption'!$N$1632","v":0}]
["2008-12-01",0,0,0,0,0,0,{"$f":"'Relevant Variables'!$O$52","v":0},{"$f":"'Relevant Variables'!$O$82","v":0},{"$f":"'Relevant Variables'!$O$112","v":0},{"$f":"'Relevant Variables'!$O$142","v":0},{"$f":"'Relevant Variables'!$O$172","v":0},{"$f":"'Relevant Variables'!$O$202","v":0},{"$f":"'Relevant Variables'!$O$232","v":0},{"$f":"'Relevant Variables'!$O$262","v":0},{"$f":"'Relevant Variables'!$O$292","v":0},{"$f":"'Relevant Variables'!$O$322","v":0},{"$f":"'Relevant Variables'!$O$352","v":0},{"$f":"'Relevant Variables'!$O$382","v":0},{"$f":"'Relevant Variables'!$O$412","v":0},{"$f":"'Relevant Variables'!$O$442","v":0},{"$f":"'Relevant Variables'!$O$472","v":0},{"$f":"'Relevant Variables'!$O$502","v":0},{"$f":"'Relevant Variables'!$O$532","v":0},{"$f":"'Relevant Variables'!$O$562","v":0},{"$f":"'Relevant Variables'!$O$592","v":0},{"$f":"'Relevant Variables'!$O$622","v":0},null,false,null,null,48,{"$f":"'Energy Consumption'!$O$73","v":0},{"$f":"'Energy Consumption'!$O$74","v":0},{"$f":"'Energy Consumption'!$O$155","v":0},{"$f":"'Energy Consumption'!$O$156","v":0},{"$f":"'Energy Consumption'!$O$237","v":0},{"$f":"'Energy Consumption'!$O$238","v":0},{"$f":"'Energy Consumption'!$O$319","v":0},{"$f":"'Energy Consumption'!$O$320","v":0},{"$f":"'Energy Consumption'!$O$401","v":0},{"$f":"'Energy Consumption'!$O$402","v":0},{"$f":"'Energy Consumption'!$O$483","v":0},{"$f":"'Energy Consumption'!$O$484","v":0},{"$f":"'Energy Consumption'!$O$565","v":0},{"$f":"'Energy Consumption'!$O$566","v":0},{"$f":"'Energy Consumption'!$O$647","v":0},{"$f":"'Energy Consumption'!$O$648","v":0},{"$f":"'Energy Consumption'!$O$729","v":0},{"$f":"'Energy Consumption'!$O$730","v":0},{"$f":"'Energy Consumption'!$O$811","v":0},{"$f":"'Energy Consumption'!$O$812","v":0},{"$f":"'Energy Consumption'!$O$893","v":0},{"$f":"'Energy Consumption'!$O$894","v":0},{"$f":"'Energy Consumption'!$O$975","v":0},{"$f":"'Energy Consumption'!$O$976","v":0},{"$f":"'Energy Consumption'!$O$1057","v":0},{"$f":"'Energy Consumption'!$O$1058","v":0},{"$f":"'Energy Consumption'!$O$1139","v":0},{"$f":"'Energy Consumption'!$O$1140","v":0},{"$f":"'Energy Consumption'!$O$1221","v":0},{"$f":"'Energy Consumption'!$O$1222","v":0},{"$f":"'Energy Consumption'!$O$1303","v":0},{"$f":"'Energy Consumption'!$O$1304","v":0},{"$f":"'Energy Consumption'!$O$1385","v":0},{"$f":"'Energy Consumption'!$O$1386","v":0},{"$f":"'Energy Consumption'!$O$1467","v":0},{"$f":"'Energy Consumption'!$O$1468","v":0},{"$f":"'Energy Consumption'!$O$1549","v":0},{"$f":"'Energy Consumption'!$O$1550","v":0},{"$f":"'Energy Consumption'!$O$1631","v":0},{"$f":"'Energy Consumption'!$O$1632","v":0}]
["2009-01-01",0,0,0,0,0,0,{"$f":"'Relevant Variables'!$D$51","v":0},{"$f":"'Relevant Variables'!$D$81","v":0},{"$f":"'Relevant Variables'!$D$111","v":0},{"$f":"'Relevant Variables'!$D$141","v":0},{"$f":"'Relevant Variables'!$D$171","v":0},{"$f":"'Relevant Variables'!$D$201","v":0},{"$f":"'Relevant Variables'!$D$231","v":0},{"$f":"'Relevant Variables'!$D$261","v":0},{"$f":"'Relevant Variables'!$D$291","v":0},{"$f":"'Relevant Variables'!$D$321","v":0},{"$f":"'Relevant Variables'!$D$351","v":0},{"$f":"'Relevant Variables'!$D$381","v":0},{"$f":"'Relevant Variables'!$D$411","v":0},{"$f":"'Relevant Variables'!$D$441","v":0},{"$f":"'Relevant Variables'!$D$471","v":0},{"$f":"'Relevant Variables'!$D$501","v":0},{"$f":"'Relevant Variables'!$D$531","v":0},{"$f":"'Relevant Variables'!$D$561","v":0},{"$f":"'Relevant Variables'!$D$591","v":0},{"$f":"'Relevant Variables'!$D$621","v":0},null,{"$f":"VLOOKUP(AD58,ActiveYears,2,)","v":false},{"$f":"AD46+1","v":2009},null,49,{"$f":"'Energy Consumption'!$D$71","v":0},{"$f":"'Energy Consumption'!$D$72","v":0},{"$f":"'Energy Consumption'!$D$153","v":0},{"$f":"'Energy Consumption'!$D$154","v":0},{"$f":"'Energy Consumption'!$D$235","v":0},{"$f":"'Energy Consumption'!$D$236","v":0},{"$f":"'Energy Consumption'!$D$317","v":0},{"$f":"'Energy Consumption'!$D$318","v":0},{"$f":"'Energy Consumption'!$D$399","v":0},{"$f":"'Energy Consumption'!$D$400","v":0},{"$f":"'Energy Consumption'!$D$481","v":0},{"$f":"'Energy Consumption'!$D$482","v":0},{"$f":"'Energy Consumption'!$D$563","v":0},{"$f":"'Energy Consumption'!$D$564","v":0},{"$f":"'Energy Consumption'!$D$645","v":0},{"$f":"'Energy Consumption'!$D$646","v":0},{"$f":"'Energy Consumption'!$D$727","v":0},{"$f":"'Energy Consumption'!$D$728","v":0},{"$f":"'Energy Consumption'!$D$809","v":0},{"$f":"'Energy Consumption'!$D$810","v":0},{"$f":"'Energy Consumption'!$D$891","v":0},{"$f":"'Energy Consumption'!$D$892","v":0},{"$f":"'Energy Consumption'!$D$973","v":0},{"$f":"'Energy Consumption'!$D$974","v":0},{"$f":"'Energy Consumption'!$D$1055","v":0},{"$f":"'Energy Consumption'!$D$1056","v":0},{"$f":"'Energy Consumption'!$D$1137","v":0},{"$f":"'Energy Consumption'!$D$1138","v":0},{"$f":"'Energy Consumption'!$D$1219","v":0},{"$f":"'Energy Consumption'!$D$1220","v":0},{"$f":"'Energy Consumption'!$D$1301","v":0},{"$f":"'Energy Consumption'!$D$1302","v":0},{"$f":"'Energy Consumption'!$D$1383","v":0},{"$f":"'Energy Consumption'!$D$1384","v":0},{"$f":"'Energy Consumption'!$D$1465","v":0},{"$f":"'Energy Consumption'!$D$1466","v":0},{"$f":"'Energy Consumption'!$D$1547","v":0},{"$f":"'Energy Consumption'!$D$1548","v":0},{"$f":"'Energy Consumption'!$D$1629","v":0},{"$f":"'Energy Consumption'!$D$1630","v":0}]
["2009-02-01",0,0,0,0,0,0,{"$f":"'Relevant Variables'!$E$51","v":0},{"$f":"'Relevant Variables'!$E$81","v":0},{"$f":"'Relevant Variables'!$E$111","v":0},{"$f":"'Relevant Variables'!$E$141","v":0},{"$f":"'Relevant Variables'!$E$171","v":0},{"$f":"'Relevant Variables'!$E$201","v":0},{"$f":"'Relevant Variables'!$E$231","v":0},{"$f":"'Relevant Variables'!$E$261","v":0},{"$f":"'Relevant Variables'!$E$291","v":0},{"$f":"'Relevant Variables'!$E$321","v":0},{"$f":"'Relevant Variables'!$E$351","v":0},{"$f":"'Relevant Variables'!$E$381","v":0},{"$f":"'Relevant Variables'!$E$411","v":0},{"$f":"'Relevant Variables'!$E$441","v":0},{"$f":"'Relevant Variables'!$E$471","v":0},{"$f":"'Relevant Variables'!$E$501","v":0},{"$f":"'Relevant Variables'!$E$531","v":0},{"$f":"'Relevant Variables'!$E$561","v":0},{"$f":"'Relevant Variables'!$E$591","v":0},{"$f":"'Relevant Variables'!$E$621","v":0},null,{"$f":"AC58","v":false},null,null,50,{"$f":"'Energy Consumption'!$E$71","v":0},{"$f":"'Energy Consumption'!$E$72","v":0},{"$f":"'Energy Consumption'!$E$153","v":0},{"$f":"'Energy Consumption'!$E$154","v":0},{"$f":"'Energy Consumption'!$E$235","v":0},{"$f":"'Energy Consumption'!$E$236","v":0},{"$f":"'Energy Consumption'!$E$317","v":0},{"$f":"'Energy Consumption'!$E$318","v":0},{"$f":"'Energy Consumption'!$E$399","v":0},{"$f":"'Energy Consumption'!$E$400","v":0},{"$f":"'Energy Consumption'!$E$481","v":0},{"$f":"'Energy Consumption'!$E$482","v":0},{"$f":"'Energy Consumption'!$E$563","v":0},{"$f":"'Energy Consumption'!$E$564","v":0},{"$f":"'Energy Consumption'!$E$645","v":0},{"$f":"'Energy Consumption'!$E$646","v":0},{"$f":"'Energy Consumption'!$E$727","v":0},{"$f":"'Energy Consumption'!$E$728","v":0},{"$f":"'Energy Consumption'!$E$809","v":0},{"$f":"'Energy Consumption'!$E$810","v":0},{"$f":"'Energy Consumption'!$E$891","v":0},{"$f":"'Energy Consumption'!$E$892","v":0},{"$f":"'Energy Consumption'!$E$973","v":0},{"$f":"'Energy Consumption'!$E$974","v":0},{"$f":"'Energy Consumption'!$E$1055","v":0},{"$f":"'Energy Consumption'!$E$1056","v":0},{"$f":"'Energy Consumption'!$E$1137","v":0},{"$f":"'Energy Consumption'!$E$1138","v":0},{"$f":"'Energy Consumption'!$E$1219","v":0},{"$f":"'Energy Consumption'!$E$1220","v":0},{"$f":"'Energy Consumption'!$E$1301","v":0},{"$f":"'Energy Consumption'!$E$1302","v":0},{"$f":"'Energy Consumption'!$E$1383","v":0},{"$f":"'Energy Consumption'!$E$1384","v":0},{"$f":"'Energy Consumption'!$E$1465","v":0},{"$f":"'Energy Consumption'!$E$1466","v":0},{"$f":"'Energy Consumption'!$E$1547","v":0},{"$f":"'Energy Consumption'!$E$1548","v":0},{"$f":"'Energy Consumption'!$E$1629","v":0},{"$f":"'Energy Consumption'!$E$1630","v":0}]
["2009-03-01",{"$f":"SUMIF($AG$9:$BT$9,\"=\"&B$9,$AG60:$BT60)","v":0},0,0,0,0,0,{"$f":"'Relevant Variables'!$F$51","v":0},{"$f":"'Relevant Variables'!$F$81","v":0},{"$f":"'Relevant Variables'!$F$111","v":0},{"$f":"'Relevant Variables'!$F$141","v":0},{"$f":"'Relevant Variables'!$F$171","v":0},{"$f":"'Relevant Variables'!$F$201","v":0},{"$f":"'Relevant Variables'!$F$231","v":0},{"$f":"'Relevant Variables'!$F$261","v":0},{"$f":"'Relevant Variables'!$F$291","v":0},{"$f":"'Relevant Variables'!$F$321","v":0},{"$f":"'Relevant Variables'!$F$351","v":0},{"$f":"'Relevant Variables'!$F$381","v":0},{"$f":"'Relevant Variables'!$F$411","v":0},{"$f":"'Relevant Variables'!$F$441","v":0},{"$f":"'Relevant Variables'!$F$471","v":0},{"$f":"'Relevant Variables'!$F$501","v":0},{"$f":"'Relevant Variables'!$F$531","v":0},{"$f":"'Relevant Variables'!$F$561","v":0},{"$f":"'Relevant Variables'!$F$591","v":0},{"$f":"'Relevant Variables'!$F$621","v":0},null,false,null,null,51,{"$f":"'Energy Consumption'!$F$71","v":0},{"$f":"'Energy Consumption'!$F$72","v":0},{"$f":"'Energy Consumption'!$F$153","v":0},{"$f":"'Energy Consumption'!$F$154","v":0},{"$f":"'Energy Consumption'!$F$235","v":0},{"$f":"'Energy Consumption'!$F$236","v":0},{"$f":"'Energy Consumption'!$F$317","v":0},{"$f":"'Energy Consumption'!$F$318","v":0},{"$f":"'Energy Consumption'!$F$399","v":0},{"$f":"'Energy Consumption'!$F$400","v":0},{"$f":"'Energy Consumption'!$F$481","v":0},{"$f":"'Energy Consumption'!$F$482","v":0},{"$f":"'Energy Consumption'!$F$563","v":0},{"$f":"'Energy Consumption'!$F$564","v":0},{"$f":"'Energy Consumption'!$F$645","v":0},{"$f":"'Energy Consumption'!$F$646","v":0},{"$f":"'Energy Consumption'!$F$727","v":0},{"$f":"'Energy Consumption'!$F$728","v":0},{"$f":"'Energy Consumption'!$F$809","v":0},{"$f":"'Energy Consumption'!$F$810","v":0},{"$f":"'Energy Consumption'!$F$891","v":0},{"$f":"'Energy Consumption'!$F$892","v":0},{"$f":"'Energy Consumption'!$F$973","v":0},{"$f":"'Energy Consumption'!$F$974","v":0},{"$f":"'Energy Consumption'!$F$1055","v":0},{"$f":"'Energy Consumption'!$F$1056","v":0},{"$f":"'Energy Consumption'!$F$1137","v":0},{"$f":"'Energy Consumption'!$F$1138","v":0},{"$f":"'Energy Consumption'!$F$1219","v":0},{"$f":"'Energy Consumption'!$F$1220","v":0},{"$f":"'Energy Consumption'!$F$1301","v":0},{"$f":"'Energy Consumption'!$F$1302","v":0},{"$f":"'Energy Consumption'!$F$1383","v":0},{"$f":"'Energy Consumption'!$F$1384","v":0},{"$f":"'Energy Consumption'!$F$1465","v":0},{"$f":"'Energy Consumption'!$F$1466","v":0},{"$f":"'Energy Consumption'!$F$1547","v":0},{"$f":"'Energy Consumption'!$F$1548","v":0},{"$f":"'Energy Consumption'!$F$1629","v":0},{"$f":"'Energy Consumption'!$F$1630","v":0}]
["2009-04-01",0,0,0,0,0,0,{"$f":"'Relevant Variables'!$G$51","v":0},{"$f":"'Relevant Variables'!$G$81","v":0},{"$f":"'Relevant Variables'!$G$111","v":0},{"$f":"'Relevant Variables'!$G$141","v":0},{"$f":"'Relevant Variables'!$G$171","v":0},{"$f":"'Relevant Variables'!$G$201","v":0},{"$f":"'Relevant Variables'!$G$231","v":0},{"$f":"'Relevant Variables'!$G$261","v":0},{"$f":"'Relevant Variables'!$G$291","v":0},{"$f":"'Relevant Variables'!$G$321","v":0},{"$f":"'Relevant Variables'!$G$351","v":0},{"$f":"'Relevant Variables'!$G$381","v":0},{"$f":"'Relevant Variables'!$G$411","v":0},{"$f":"'Relevant Variables'!$G$441","v":0},{"$f":"'Relevant Variables'!$G$471","v":0},{"$f":"'Relevant Variables'!$G$501","v":0},{"$f":"'Relevant Variables'!$G$531","v":0},{"$f":"'Relevant Variables'!$G$561","v":0},{"$f":"'Relevant Variables'!$G$591","v":0},{"$f":"'Relevant Variables'!$G$621","v":0},null,false,null,null,52,{"$f":"'Energy Consumption'!$G$71","v":0},{"$f":"'Energy Consumption'!$G$72","v":0},{"$f":"'Energy Consumption'!$G$153","v":0},{"$f":"'Energy Consumption'!$G$154","v":0},{"$f":"'Energy Consumption'!$G$235","v":0},{"$f":"'Energy Consumption'!$G$236","v":0},{"$f":"'Energy Consumption'!$G$317","v":0},{"$f":"'Energy Consumption'!$G$318","v":0},{"$f":"'Energy Consumption'!$G$399","v":0},{"$f":"'Energy Consumption'!$G$400","v":0},{"$f":"'Energy Consumption'!$G$481","v":0},{"$f":"'Energy Consumption'!$G$482","v":0},{"$f":"'Energy Consumption'!$G$563","v":0},{"$f":"'Energy Consumption'!$G$564","v":0},{"$f":"'Energy Consumption'!$G$645","v":0},{"$f":"'Energy Consumption'!$G$646","v":0},{"$f":"'Energy Consumption'!$G$727","v":0},{"$f":"'Energy Consumption'!$G$728","v":0},{"$f":"'Energy Consumption'!$G$809","v":0},{"$f":"'Energy Consumption'!$G$810","v":0},{"$f":"'Energy Consumption'!$G$891","v":0},{"$f":"'Energy Consumption'!$G$892","v":0},{"$f":"'Energy Consumption'!$G$973","v":0},{"$f":"'Energy Consumption'!$G$974","v":0},{"$f":"'Energy Consumption'!$G$1055","v":0},{"$f":"'Energy Consumption'!$G$1056","v":0},{"$f":"'Energy Consumption'!$G$1137","v":0},{"$f":"'Energy Consumption'!$G$1138","v":0},{"$f":"'Energy Consumption'!$G$1219","v":0},{"$f":"'Energy Consumption'!$G$1220","v":0},{"$f":"'Energy Consumption'!$G$1301","v":0},{"$f":"'Energy Consumption'!$G$1302","v":0},{"$f":"'Energy Consumption'!$G$1383","v":0},{"$f":"'Energy Consumption'!$G$1384","v":0},{"$f":"'Energy Consumption'!$G$1465","v":0},{"$f":"'Energy Consumption'!$G$1466","v":0},{"$f":"'Energy Consumption'!$G$1547","v":0},{"$f":"'Energy Consumption'!$G$1548","v":0},{"$f":"'Energy Consumption'!$G$1629","v":0},{"$f":"'Energy Consumption'!$G$1630","v":0}]
["2009-05-01",0,0,0,0,0,0,{"$f":"'Relevant Variables'!$H$51","v":0},{"$f":"'Relevant Variables'!$H$81","v":0},{"$f":"'Relevant Variables'!$H$111","v":0},{"$f":"'Relevant Variables'!$H$141","v":0},{"$f":"'Relevant Variables'!$H$171","v":0},{"$f":"'Relevant Variables'!$H$201","v":0},{"$f":"'Relevant Variables'!$H$231","v":0},{"$f":"'Relevant Variables'!$H$261","v":0},{"$f":"'Relevant Variables'!$H$291","v":0},{"$f":"'Relevant Variables'!$H$321","v":0},{"$f":"'Relevant Variables'!$H$351","v":0},{"$f":"'Relevant Variables'!$H$381","v":0},{"$f":"'Relevant Variables'!$H$411","v":0},{"$f":"'Relevant Variables'!$H$441","v":0},{"$f":"'Relevant Variables'!$H$471","v":0},{"$f":"'Relevant Variables'!$H$501","v":0},{"$f":"'Relevant Variables'!$H$531","v":0},{"$f":"'Relevant Variables'!$H$561","v":0},{"$f":"'Relevant Variables'!$H$591","v":0},{"$f":"'Relevant Variables'!$H$621","v":0},null,false,null,null,53,{"$f":"'Energy Consumption'!$H$71","v":0},{"$f":"'Energy Consumption'!$H$72","v":0},{"$f":"'Energy Consumption'!$H$153","v":0},{"$f":"'Energy Consumption'!$H$154","v":0},{"$f":"'Energy Consumption'!$H$235","v":0},{"$f":"'Energy Consumption'!$H$236","v":0},{"$f":"'Energy Consumption'!$H$317","v":0},{"$f":"'Energy Consumption'!$H$318","v":0},{"$f":"'Energy Consumption'!$H$399","v":0},{"$f":"'Energy Consumption'!$H$400","v":0},{"$f":"'Energy Consumption'!$H$481","v":0},{"$f":"'Energy Consumption'!$H$482","v":0},{"$f":"'Energy Consumption'!$H$563","v":0},{"$f":"'Energy Consumption'!$H$564","v":0},{"$f":"'Energy Consumption'!$H$645","v":0},{"$f":"'Energy Consumption'!$H$646","v":0},{"$f":"'Energy Consumption'!$H$727","v":0},{"$f":"'Energy Consumption'!$H$728","v":0},{"$f":"'Energy Consumption'!$H$809","v":0},{"$f":"'Energy Consumption'!$H$810","v":0},{"$f":"'Energy Consumption'!$H$891","v":0},{"$f":"'Energy Consumption'!$H$892","v":0},{"$f":"'Energy Consumption'!$H$973","v":0},{"$f":"'Energy Consumption'!$H$974","v":0},{"$f":"'Energy Consumption'!$H$1055","v":0},{"$f":"'Energy Consumption'!$H$1056","v":0},{"$f":"'Energy Consumption'!$H$1137","v":0},{"$f":"'Energy Consumption'!$H$1138","v":0},{"$f":"'Energy Consumption'!$H$1219","v":0},{"$f":"'Energy Consumption'!$H$1220","v":0},{"$f":"'Energy Consumption'!$H$1301","v":0},{"$f":"'Energy Consumption'!$H$1302","v":0},{"$f":"'Energy Consumption'!$H$1383","v":0},{"$f":"'Energy Consumption'!$H$1384","v":0},{"$f":"'Energy Consumption'!$H$1465","v":0},{"$f":"'Energy Consumption'!$H$1466","v":0},{"$f":"'Energy Consumption'!$H$1547","v":0},{"$f":"'Energy Consumption'!$H$1548","v":0},{"$f":"'Energy Consumption'!$H$1629","v":0},{"$f":"'Energy Consumption'!$H$1630","v":0}]
["2009-06-01",0,0,0,0,0,0,{"$f":"'Relevant Variables'!$I$51","v":0},{"$f":"'Relevant Variables'!$I$81","v":0},{"$f":"'Relevant Variables'!$I$111","v":0},{"$f":"'Relevant Variables'!$I$141","v":0},{"$f":"'Relevant Variables'!$I$171","v":0},{"$f":"'Relevant Variables'!$I$201","v":0},{"$f":"'Relevant Variables'!$I$231","v":0},{"$f":"'Relevant Variables'!$I$261","v":0},{"$f":"'Relevant Variables'!$I$291","v":0},{"$f":"'Relevant Variables'!$I$321","v":0},{"$f":"'Relevant Variables'!$I$351","v":0},{"$f":"'Relevant Variables'!$I$381","v":0},{"$f":"'Relevant Variables'!$I$411","v":0},{"$f":"'Relevant Variables'!$I$441","v":0},{"$f":"'Relevant Variables'!$I$471","v":0},{"$f":"'Relevant Variables'!$I$501","v":0},{"$f":"'Relevant Variables'!$I$531","v":0},{"$f":"'Relevant Variables'!$I$561","v":0},{"$f":"'Relevant Variables'!$I$591","v":0},{"$f":"'Relevant Variables'!$I$621","v":0},null,false,null,null,54,{"$f":"'Energy Consumption'!$I$71","v":0},{"$f":"'Energy Consumption'!$I$72","v":0},{"$f":"'Energy Consumption'!$I$153","v":0},{"$f":"'Energy Consumption'!$I$154","v":0},{"$f":"'Energy Consumption'!$I$235","v":0},{"$f":"'Energy Consumption'!$I$236","v":0},{"$f":"'Energy Consumption'!$I$317","v":0},{"$f":"'Energy Consumption'!$I$318","v":0},{"$f":"'Energy Consumption'!$I$399","v":0},{"$f":"'Energy Consumption'!$I$400","v":0},{"$f":"'Energy Consumption'!$I$481","v":0},{"$f":"'Energy Consumption'!$I$482","v":0},{"$f":"'Energy Consumption'!$I$563","v":0},{"$f":"'Energy Consumption'!$I$564","v":0},{"$f":"'Energy Consumption'!$I$645","v":0},{"$f":"'Energy Consumption'!$I$646","v":0},{"$f":"'Energy Consumption'!$I$727","v":0},{"$f":"'Energy Consumption'!$I$728","v":0},{"$f":"'Energy Consumption'!$I$809","v":0},{"$f":"'Energy Consumption'!$I$810","v":0},{"$f":"'Energy Consumption'!$I$891","v":0},{"$f":"'Energy Consumption'!$I$892","v":0},{"$f":"'Energy Consumption'!$I$973","v":0},{"$f":"'Energy Consumption'!$I$974","v":0},{"$f":"'Energy Consumption'!$I$1055","v":0},{"$f":"'Energy Consumption'!$I$1056","v":0},{"$f":"'Energy Consumption'!$I$1137","v":0},{"$f":"'Energy Consumption'!$I$1138","v":0},{"$f":"'Energy Consumption'!$I$1219","v":0},{"$f":"'Energy Consumption'!$I$1220","v":0},{"$f":"'Energy Consumption'!$I$1301","v":0},{"$f":"'Energy Consumption'!$I$1302","v":0},{"$f":"'Energy Consumption'!$I$1383","v":0},{"$f":"'Energy Consumption'!$I$1384","v":0},{"$f":"'Energy Consumption'!$I$1465","v":0},{"$f":"'Energy Consumption'!$I$1466","v":0},{"$f":"'Energy Consumption'!$I$1547","v":0},{"$f":"'Energy Consumption'!$I$1548","v":0},{"$f":"'Energy Consumption'!$I$1629","v":0},{"$f":"'Energy Consumption'!$I$1630","v":0}]
["2009-07-01",0,0,0,0,0,0,{"$f":"'Relevant Variables'!$J$51","v":0},{"$f":"'Relevant Variables'!$J$81","v":0},{"$f":"'Relevant Variables'!$J$111","v":0},{"$f":"'Relevant Variables'!$J$141","v":0},{"$f":"'Relevant Variables'!$J$171","v":0},{"$f":"'Relevant Variables'!$J$201","v":0},{"$f":"'Relevant Variables'!$J$231","v":0},{"$f":"'Relevant Variables'!$J$261","v":0},{"$f":"'Relevant Variables'!$J$291","v":0},{"$f":"'Relevant Variables'!$J$321","v":0},{"$f":"'Relevant Variables'!$J$351","v":0},{"$f":"'Relevant Variables'!$J$381","v":0},{"$f":"'Relevant Variables'!$J$411","v":0},{"$f":"'Relevant Variables'!$J$441","v":0},{"$f":"'Relevant Variables'!$J$471","v":0},{"$f":"'Relevant Variables'!$J$501","v":0},{"$f":"'Relevant Variables'!$J$531","v":0},{"$f":"'Relevant Variables'!$J$561","v":0},{"$f":"'Relevant Variables'!$J$591","v":0},{"$f":"'Relevant Variables'!$J$621","v":0},null,false,null,null,55,{"$f":"'Energy Consumption'!$J$71","v":0},{"$f":"'Energy Consumption'!$J$72","v":0},{"$f":"'Energy Consumption'!$J$153","v":0},{"$f":"'Energy Consumption'!$J$154","v":0},{"$f":"'Energy Consumption'!$J$235","v":0},{"$f":"'Energy Consumption'!$J$236","v":0},{"$f":"'Energy Consumption'!$J$317","v":0},{"$f":"'Energy Consumption'!$J$318","v":0},{"$f":"'Energy Consumption'!$J$399","v":0},{"$f":"'Energy Consumption'!$J$400","v":0},{"$f":"'Energy Consumption'!$J$481","v":0},{"$f":"'Energy Consumption'!$J$482","v":0},{"$f":"'Energy Consumption'!$J$563","v":0},{"$f":"'Energy Consumption'!$J$564","v":0},{"$f":"'Energy Consumption'!$J$645","v":0},{"$f":"'Energy Consumption'!$J$646","v":0},{"$f":"'Energy Consumption'!$J$727","v":0},{"$f":"'Energy Consumption'!$J$728","v":0},{"$f":"'Energy Consumption'!$J$809","v":0},{"$f":"'Energy Consumption'!$J$810","v":0},{"$f":"'Energy Consumption'!$J$891","v":0},{"$f":"'Energy Consumption'!$J$892","v":0},{"$f":"'Energy Consumption'!$J$973","v":0},{"$f":"'Energy Consumption'!$J$974","v":0},{"$f":"'Energy Consumption'!$J$1055","v":0},{"$f":"'Energy Consumption'!$J$1056","v":0},{"$f":"'Energy Consumption'!$J$1137","v":0},{"$f":"'Energy Consumption'!$J$1138","v":0},{"$f":"'Energy Consumption'!$J$1219","v":0},{"$f":"'Energy Consumption'!$J$1220","v":0},{"$f":"'Energy Consumption'!$J$1301","v":0},{"$f":"'Energy Consumption'!$J$1302","v":0},{"$f":"'Energy Consumption'!$J$1383","v":0},{"$f":"'Energy Consumption'!$J$1384","v":0},{"$f":"'Energy Consumption'!$J$1465","v":0},{"$f":"'Energy Consumption'!$J$1466","v":0},{"$f":"'Energy Consumption'!$J$1547","v":0},{"$f":"'Energy Consumption'!$J$1548","v":0},{"$f":"'Energy Consumption'!$J$1629","v":0},{"$f":"'Energy Consumption'!$J$1630","v":0}]
["2009-08-01",0,0,0,0,0,0,{"$f":"'Relevant Variables'!$K$51","v":0},{"$f":"'Relevant Variables'!$K$81","v":0},{"$f":"'Relevant Variables'!$K$111","v":0},{"$f":"'Relevant Variables'!$K$141","v":0},{"$f":"'Relevant Variables'!$K$171","v":0},{"$f":"'Relevant Variables'!$K$201","v":0},{"$f":"'Relevant Variables'!$K$231","v":0},{"$f":"'Relevant Variables'!$K$261","v":0},{"$f":"'Relevant Variables'!$K$291","v":0},{"$f":"'Relevant Variables'!$K$321","v":0},{"$f":"'Relevant Variables'!$K$351","v":0},{"$f":"'Relevant Variables'!$K$381","v":0},{"$f":"'Relevant Variables'!$K$411","v":0},{"$f":"'Relevant Variables'!$K$441","v":0},{"$f":"'Relevant Variables'!$K$471","v":0},{"$f":"'Relevant Variables'!$K$501","v":0},{"$f":"'Relevant Variables'!$K$531","v":0},{"$f":"'Relevant Variables'!$K$561","v":0},{"$f":"'Relevant Variables'!$K$591","v":0},{"$f":"'Relevant Variables'!$K$621","v":0},null,false,null,null,56,{"$f":"'Energy Consumption'!$K$71","v":0},{"$f":"'Energy Consumption'!$K$72","v":0},{"$f":"'Energy Consumption'!$K$153","v":0},{"$f":"'Energy Consumption'!$K$154","v":0},{"$f":"'Energy Consumption'!$K$235","v":0},{"$f":"'Energy Consumption'!$K$236","v":0},{"$f":"'Energy Consumption'!$K$317","v":0},{"$f":"'Energy Consumption'!$K$318","v":0},{"$f":"'Energy Consumption'!$K$399","v":0},{"$f":"'Energy Consumption'!$K$400","v":0},{"$f":"'Energy Consumption'!$K$481","v":0},{"$f":"'Energy Consumption'!$K$482","v":0},{"$f":"'Energy Consumption'!$K$563","v":0},{"$f":"'Energy Consumption'!$K$564","v":0},{"$f":"'Energy Consumption'!$K$645","v":0},{"$f":"'Energy Consumption'!$K$646","v":0},{"$f":"'Energy Consumption'!$K$727","v":0},{"$f":"'Energy Consumption'!$K$728","v":0},{"$f":"'Energy Consumption'!$K$809","v":0},{"$f":"'Energy Consumption'!$K$810","v":0},{"$f":"'Energy Consumption'!$K$891","v":0},{"$f":"'Energy Consumption'!$K$892","v":0},{"$f":"'Energy Consumption'!$K$973","v":0},{"$f":"'Energy Consumption'!$K$974","v":0},{"$f":"'Energy Consumption'!$K$1055","v":0},{"$f":"'Energy Consumption'!$K$1056","v":0},{"$f":"'Energy Consumption'!$K$1137","v":0},{"$f":"'Energy Consumption'!$K$1138","v":0},{"$f":"'Energy Consumption'!$K$1219","v":0},{"$f":"'Energy Consumption'!$K$1220","v":0},{"$f":"'Energy Consumption'!$K$1301","v":0},{"$f":"'Energy Consumption'!$K$1302","v":0},{"$f":"'Energy Consumption'!$K$1383","v":0},{"$f":"'Energy Consumption'!$K$1384","v":0},{"$f":"'Energy Consumption'!$K$1465","v":0},{"$f":"'Energy Consumption'!$K$1466","v":0},{"$f":"'Energy Consumption'!$K$1547","v":0},{"$f":"'Energy Consumption'!$K$1548","v":0},{"$f":"'Energy Consumption'!$K$1629","v":0},{"$f":"'Energy Consumption'!$K$1630","v":0}]
["2009-09-01",0,0,0,0,0,0,{"$f":"'Relevant Variables'!$L$51","v":0},{"$f":"'Relevant Variables'!$L$81","v":0},{"$f":"'Relevant Variables'!$L$111","v":0},{"$f":"'Relevant Variables'!$L$141","v":0},{"$f":"'Relevant Variables'!$L$171","v":0},{"$f":"'Relevant Variables'!$L$201","v":0},{"$f":"'Relevant Variables'!$L$231","v":0},{"$f":"'Relevant Variables'!$L$261","v":0},{"$f":"'Relevant Variables'!$L$291","v":0},{"$f":"'Relevant Variables'!$L$321","v":0},{"$f":"'Relevant Variables'!$L$351","v":0},{"$f":"'Relevant Variables'!$L$381","v":0},{"$f":"'Relevant Variables'!$L$411","v":0},{"$f":"'Relevant Variables'!$L$441","v":0},{"$f":"'Relevant Variables'!$L$471","v":0},{"$f":"'Relevant Variables'!$L$501","v":0},{"$f":"'Relevant Variables'!$L$531","v":0},{"$f":"'Relevant Variables'!$L$561","v":0},{"$f":"'Relevant Variables'!$L$591","v":0},{"$f":"'Relevant Variables'!$L$621","v":0},null,false,null,null,57,{"$f":"'Energy Consumption'!$L$71","v":0},{"$f":"'Energy Consumption'!$L$72","v":0},{"$f":"'Energy Consumption'!$L$153","v":0},{"$f":"'Energy Consumption'!$L$154","v":0},{"$f":"'Energy Consumption'!$L$235","v":0},{"$f":"'Energy Consumption'!$L$236","v":0},{"$f":"'Energy Consumption'!$L$317","v":0},{"$f":"'Energy Consumption'!$L$318","v":0},{"$f":"'Energy Consumption'!$L$399","v":0},{"$f":"'Energy Consumption'!$L$400","v":0},{"$f":"'Energy Consumption'!$L$481","v":0},{"$f":"'Energy Consumption'!$L$482","v":0},{"$f":"'Energy Consumption'!$L$563","v":0},{"$f":"'Energy Consumption'!$L$564","v":0},{"$f":"'Energy Consumption'!$L$645","v":0},{"$f":"'Energy Consumption'!$L$646","v":0},{"$f":"'Energy Consumption'!$L$727","v":0},{"$f":"'Energy Consumption'!$L$728","v":0},{"$f":"'Energy Consumption'!$L$809","v":0},{"$f":"'Energy Consumption'!$L$810","v":0},{"$f":"'Energy Consumption'!$L$891","v":0},{"$f":"'Energy Consumption'!$L$892","v":0},{"$f":"'Energy Consumption'!$L$973","v":0},{"$f":"'Energy Consumption'!$L$974","v":0},{"$f":"'Energy Consumption'!$L$1055","v":0},{"$f":"'Energy Consumption'!$L$1056","v":0},{"$f":"'Energy Consumption'!$L$1137","v":0},{"$f":"'Energy Consumption'!$L$1138","v":0},{"$f":"'Energy Consumption'!$L$1219","v":0},{"$f":"'Energy Consumption'!$L$1220","v":0},{"$f":"'Energy Consumption'!$L$1301","v":0},{"$f":"'Energy Consumption'!$L$1302","v":0},{"$f":"'Energy Consumption'!$L$1383","v":0},{"$f":"'Energy Consumption'!$L$1384","v":0},{"$f":"'Energy Consumption'!$L$1465","v":0},{"$f":"'Energy Consumption'!$L$1466","v":0},{"$f":"'Energy Consumption'!$L$1547","v":0},{"$f":"'Energy Consumption'!$L$1548","v":0},{"$f":"'Energy Consumption'!$L$1629","v":0},{"$f":"'Energy Consumption'!$L$1630","v":0}]
["2009-10-01",0,0,0,0,0,0,{"$f":"'Relevant Variables'!$M$51","v":0},{"$f":"'Relevant Variables'!$M$81","v":0},{"$f":"'Relevant Variables'!$M$111","v":0},{"$f":"'Relevant Variables'!$M$141","v":0},{"$f":"'Relevant Variables'!$M$171","v":0},{"$f":"'Relevant Variables'!$M$201","v":0},{"$f":"'Relevant Variables'!$M$231","v":0},{"$f":"'Relevant Variables'!$M$261","v":0},{"$f":"'Relevant Variables'!$M$291","v":0},{"$f":"'Relevant Variables'!$M$321","v":0},{"$f":"'Relevant Variables'!$M$351","v":0},{"$f":"'Relevant Variables'!$M$381","v":0},{"$f":"'Relevant Variables'!$M$411","v":0},{"$f":"'Relevant Variables'!$M$441","v":0},{"$f":"'Relevant Variables'!$M$471","v":0},{"$f":"'Relevant Variables'!$M$501","v":0},{"$f":"'Relevant Variables'!$M$531","v":0},{"$f":"'Relevant Variables'!$M$561","v":0},{"$f":"'Relevant Variables'!$M$591","v":0},{"$f":"'Relevant Variables'!$M$621","v":0},null,false,null,null,58,{"$f":"'Energy Consumption'!$M$71","v":0},{"$f":"'Energy Consumption'!$M$72","v":0},{"$f":"'Energy Consumption'!$M$153","v":0},{"$f":"'Energy Consumption'!$M$154","v":0},{"$f":"'Energy Consumption'!$M$235","v":0},{"$f":"'Energy Consumption'!$M$236","v":0},{"$f":"'Energy Consumption'!$M$317","v":0},{"$f":"'Energy Consumption'!$M$318","v":0},{"$f":"'Energy Consumption'!$M$399","v":0},{"$f":"'Energy Consumption'!$M$400","v":0},{"$f":"'Energy Consumption'!$M$481","v":0},{"$f":"'Energy Consumption'!$M$482","v":0},{"$f":"'Energy Consumption'!$M$563","v":0},{"$f":"'Energy Consumption'!$M$564","v":0},{"$f":"'Energy Consumption'!$M$645","v":0},{"$f":"'Energy Consumption'!$M$646","v":0},{"$f":"'Energy Consumption'!$M$727","v":0},{"$f":"'Energy Consumption'!$M$728","v":0},{"$f":"'Energy Consumption'!$M$809","v":0},{"$f":"'Energy Consumption'!$M$810","v":0},{"$f":"'Energy Consumption'!$M$891","v":0},{"$f":"'Energy Consumption'!$M$892","v":0},{"$f":"'Energy Consumption'!$M$973","v":0},{"$f":"'Energy Consumption'!$M$974","v":0},{"$f":"'Energy Consumption'!$M$1055","v":0},{"$f":"'Energy Consumption'!$M$1056","v":0},{"$f":"'Energy Consumption'!$M$1137","v":0},{"$f":"'Energy Consumption'!$M$1138","v":0},{"$f":"'Energy Consumption'!$M$1219","v":0},{"$f":"'Energy Consumption'!$M$1220","v":0},{"$f":"'Energy Consumption'!$M$1301","v":0},{"$f":"'Energy Consumption'!$M$1302","v":0},{"$f":"'Energy Consumption'!$M$1383","v":0},{"$f":"'Energy Consumption'!$M$1384","v":0},{"$f":"'Energy Consumption'!$M$1465","v":0},{"$f":"'Energy Consumption'!$M$1466","v":0},{"$f":"'Energy Consumption'!$M$1547","v":0},{"$f":"'Energy Consumption'!$M$1548","v":0},{"$f":"'Energy Consumption'!$M$1629","v":0},{"$f":"'Energy Consumption'!$M$1630","v":0}]
["2009-11-01",0,0,0,0,0,0,{"$f":"'Relevant Variables'!$N$51","v":0},{"$f":"'Relevant Variables'!$N$81","v":0},{"$f":"'Relevant Variables'!$N$111","v":0},{"$f":"'Relevant Variables'!$N$141","v":0},{"$f":"'Relevant Variables'!$N$171","v":0},{"$f":"'Relevant Variables'!$N$201","v":0},{"$f":"'Relevant Variables'!$N$231","v":0},{"$f":"'Relevant Variables'!$N$261","v":0},{"$f":"'Relevant Variables'!$N$291","v":0},{"$f":"'Relevant Variables'!$N$321","v":0},{"$f":"'Relevant Variables'!$N$351","v":0},{"$f":"'Relevant Variables'!$N$381","v":0},{"$f":"'Relevant Variables'!$N$411","v":0},{"$f":"'Relevant Variables'!$N$441","v":0},{"$f":"'Relevant Variables'!$N$471","v":0},{"$f":"'Relevant Variables'!$N$501","v":0},{"$f":"'Relevant Variables'!$N$531","v":0},{"$f":"'Relevant Variables'!$N$561","v":0},{"$f":"'Relevant Variables'!$N$591","v":0},{"$f":"'Relevant Variables'!$N$621","v":0},null,false,null,null,59,{"$f":"'Energy Consumption'!$N$71","v":0},{"$f":"'Energy Consumption'!$N$72","v":0},{"$f":"'Energy Consumption'!$N$153","v":0},{"$f":"'Energy Consumption'!$N$154","v":0},{"$f":"'Energy Consumption'!$N$235","v":0},{"$f":"'Energy Consumption'!$N$236","v":0},{"$f":"'Energy Consumption'!$N$317","v":0},{"$f":"'Energy Consumption'!$N$318","v":0},{"$f":"'Energy Consumption'!$N$399","v":0},{"$f":"'Energy Consumption'!$N$400","v":0},{"$f":"'Energy Consumption'!$N$481","v":0},{"$f":"'Energy Consumption'!$N$482","v":0},{"$f":"'Energy Consumption'!$N$563","v":0},{"$f":"'Energy Consumption'!$N$564","v":0},{"$f":"'Energy Consumption'!$N$645","v":0},{"$f":"'Energy Consumption'!$N$646","v":0},{"$f":"'Energy Consumption'!$N$727","v":0},{"$f":"'Energy Consumption'!$N$728","v":0},{"$f":"'Energy Consumption'!$N$809","v":0},{"$f":"'Energy Consumption'!$N$810","v":0},{"$f":"'Energy Consumption'!$N$891","v":0},{"$f":"'Energy Consumption'!$N$892","v":0},{"$f":"'Energy Consumption'!$N$973","v":0},{"$f":"'Energy Consumption'!$N$974","v":0},{"$f":"'Energy Consumption'!$N$1055","v":0},{"$f":"'Energy Consumption'!$N$1056","v":0},{"$f":"'Energy Consumption'!$N$1137","v":0},{"$f":"'Energy Consumption'!$N$1138","v":0},{"$f":"'Energy Consumption'!$N$1219","v":0},{"$f":"'Energy Consumption'!$N$1220","v":0},{"$f":"'Energy Consumption'!$N$1301","v":0},{"$f":"'Energy Consumption'!$N$1302","v":0},{"$f":"'Energy Consumption'!$N$1383","v":0},{"$f":"'Energy Consumption'!$N$1384","v":0},{"$f":"'Energy Consumption'!$N$1465","v":0},{"$f":"'Energy Consumption'!$N$1466","v":0},{"$f":"'Energy Consumption'!$N$1547","v":0},{"$f":"'Energy Consumption'!$N$1548","v":0},{"$f":"'Energy Consumption'!$N$1629","v":0},{"$f":"'Energy Consumption'!$N$1630","v":0}]
["2009-12-01",0,0,0,0,0,0,{"$f":"'Relevant Variables'!$O$51","v":0},{"$f":"'Relevant Variables'!$O$81","v":0},{"$f":"'Relevant Variables'!$O$111","v":0},{"$f":"'Relevant Variables'!$O$141","v":0},{"$f":"'Relevant Variables'!$O$171","v":0},{"$f":"'Relevant Variables'!$O$201","v":0},{"$f":"'Relevant Variables'!$O$231","v":0},{"$f":"'Relevant Variables'!$O$261","v":0},{"$f":"'Relevant Variables'!$O$291","v":0},{"$f":"'Relevant Variables'!$O$321","v":0},{"$f":"'Relevant Variables'!$O$351","v":0},{"$f":"'Relevant Variables'!$O$381","v":0},{"$f":"'Relevant Variables'!$O$411","v":0},{"$f":"'Relevant Variables'!$O$441","v":0},{"$f":"'Relevant Variables'!$O$471","v":0},{"$f":"'Relevant Variables'!$O$501","v":0},{"$f":"'Relevant Variables'!$O$531","v":0},{"$f":"'Relevant Variables'!$O$561","v":0},{"$f":"'Relevant Variables'!$O$591","v":0},{"$f":"'Relevant Variables'!$O$621","v":0},null,false,null,null,60,{"$f":"'Energy Consumption'!$O$71","v":0},{"$f":"'Energy Consumption'!$O$72","v":0},{"$f":"'Energy Consumption'!$O$153","v":0},{"$f":"'Energy Consumption'!$O$154","v":0},{"$f":"'Energy Consumption'!$O$235","v":0},{"$f":"'Energy Consumption'!$O$236","v":0},{"$f":"'Energy Consumption'!$O$317","v":0},{"$f":"'Energy Consumption'!$O$318","v":0},{"$f":"'Energy Consumption'!$O$399","v":0},{"$f":"'Energy Consumption'!$O$400","v":0},{"$f":"'Energy Consumption'!$O$481","v":0},{"$f":"'Energy Consumption'!$O$482","v":0},{"$f":"'Energy Consumption'!$O$563","v":0},{"$f":"'Energy Consumption'!$O$564","v":0},{"$f":"'Energy Consumption'!$O$645","v":0},{"$f":"'Energy Consumption'!$O$646","v":0},{"$f":"'Energy Consumption'!$O$727","v":0},{"$f":"'Energy Consumption'!$O$728","v":0},{"$f":"'Energy Consumption'!$O$809","v":0},{"$f":"'Energy Consumption'!$O$810","v":0},{"$f":"'Energy Consumption'!$O$891","v":0},{"$f":"'Energy Consumption'!$O$892","v":0},{"$f":"'Energy Consumption'!$O$973","v":0},{"$f":"'Energy Consumption'!$O$974","v":0},{"$f":"'Energy Consumption'!$O$1055","v":0},{"$f":"'Energy Consumption'!$O$1056","v":0},{"$f":"'Energy Consumption'!$O$1137","v":0},{"$f":"'Energy Consumption'!$O$1138","v":0},{"$f":"'Energy Consumption'!$O$1219","v":0},{"$f":"'Energy Consumption'!$O$1220","v":0},{"$f":"'Energy Consumption'!$O$1301","v":0},{"$f":"'Energy Consumption'!$O$1302","v":0},{"$f":"'Energy Consumption'!$O$1383","v":0},{"$f":"'Energy Consumption'!$O$1384","v":0},{"$f":"'Energy Consumption'!$O$1465","v":0},{"$f":"'Energy Consumption'!$O$1466","v":0},{"$f":"'Energy Consumption'!$O$1547","v":0},{"$f":"'Energy Consumption'!$O$1548","v":0},{"$f":"'Energy Consumption'!$O$1629","v":0},{"$f":"'Energy Consumption'!$O$1630","v":0}]
["2010-01-01",{"$f":"SUMIF($AG$9:$BT$9,\"=\"&B$9,$AG70:$BT70)","v":0},0,0,0,0,0,{"$f":"'Relevant Variables'!$D$50","v":0},{"$f":"'Relevant Variables'!$D$80","v":0},{"$f":"'Relevant Variables'!$D$110","v":0},{"$f":"'Relevant Variables'!$D$140","v":0},{"$f":"'Relevant Variables'!$D$170","v":0},{"$f":"'Relevant Variables'!$D$200","v":0},{"$f":"'Relevant Variables'!$D$230","v":0},{"$f":"'Relevant Variables'!$D$260","v":0},{"$f":"'Relevant Variables'!$D$290","v":0},{"$f":"'Relevant Variables'!$D$320","v":0},{"$f":"'Relevant Variables'!$D$350","v":0},{"$f":"'Relevant Variables'!$D$380","v":0},{"$f":"'Relevant Variables'!$D$410","v":0},{"$f":"'Relevant Variables'!$D$440","v":0},{"$f":"'Relevant Variables'!$D$470","v":0},{"$f":"'Relevant Variables'!$D$500","v":0},{"$f":"'Relevant Variables'!$D$530","v":0},{"$f":"'Relevant Variables'!$D$560","v":0},{"$f":"'Relevant Variables'!$D$590","v":0},{"$f":"'Relevant Variables'!$D$620","v":0},null,{"$f":"VLOOKUP(AD70,ActiveYears,2,)","v":false},{"$f":"AD58+1","v":2010},null,61,{"$f":"'Energy Consumption'!$D$69","v":0},{"$f":"'Energy Consumption'!$D$70","v":0},{"$f":"'Energy Consumption'!$D$151","v":0},{"$f":"'Energy Consumption'!$D$152","v":0},{"$f":"'Energy Consumption'!$D$233","v":0},{"$f":"'Energy Consumption'!$D$234","v":0},{"$f":"'Energy Consumption'!$D$315","v":0},{"$f":"'Energy Consumption'!$D$316","v":0},{"$f":"'Energy Consumption'!$D$397","v":0},{"$f":"'Energy Consumption'!$D$398","v":0},{"$f":"'Energy Consumption'!$D$479","v":0},{"$f":"'Energy Consumption'!$D$480","v":0},{"$f":"'Energy Consumption'!$D$561","v":0},{"$f":"'Energy Consumption'!$D$562","v":0},{"$f":"'Energy Consumption'!$D$643","v":0},{"$f":"'Energy Consumption'!$D$644","v":0},{"$f":"'Energy Consumption'!$D$725","v":0},{"$f":"'Energy Consumption'!$D$726","v":0},{"$f":"'Energy Consumption'!$D$807","v":0},{"$f":"'Energy Consumption'!$D$808","v":0},{"$f":"'Energy Consumption'!$D$889","v":0},{"$f":"'Energy Consumption'!$D$890","v":0},{"$f":"'Energy Consumption'!$D$971","v":0},{"$f":"'Energy Consumption'!$D$972","v":0},{"$f":"'Energy Consumption'!$D$1053","v":0},{"$f":"'Energy Consumption'!$D$1054","v":0},{"$f":"'Energy Consumption'!$D$1135","v":0},{"$f":"'Energy Consumption'!$D$1136","v":0},{"$f":"'Energy Consumption'!$D$1217","v":0},{"$f":"'Energy Consumption'!$D$1218","v":0},{"$f":"'Energy Consumption'!$D$1299","v":0},{"$f":"'Energy Consumption'!$D$1300","v":0},{"$f":"'Energy Consumption'!$D$1381","v":0},{"$f":"'Energy Consumption'!$D$1382","v":0},{"$f":"'Energy Consumption'!$D$1463","v":0},{"$f":"'Energy Consumption'!$D$1464","v":0},{"$f":"'Energy Consumption'!$D$1545","v":0},{"$f":"'Energy Consumption'!$D$1546","v":0},{"$f":"'Energy Consumption'!$D$1627","v":0},{"$f":"'Energy Consumption'!$D$1628","v":0}]
["2010-02-01",0,0,0,0,0,0,{"$f":"'Relevant Variables'!$E$50","v":0},{"$f":"'Relevant Variables'!$E$80","v":0},{"$f":"'Relevant Variables'!$E$110","v":0},{"$f":"'Relevant Variables'!$E$140","v":0},{"$f":"'Relevant Variables'!$E$170","v":0},{"$f":"'Relevant Variables'!$E$200","v":0},{"$f":"'Relevant Variables'!$E$230","v":0},{"$f":"'Relevant Variables'!$E$260","v":0},{"$f":"'Relevant Variables'!$E$290","v":0},{"$f":"'Relevant Variables'!$E$320","v":0},{"$f":"'Relevant Variables'!$E$350","v":0},{"$f":"'Relevant Variables'!$E$380","v":0},{"$f":"'Relevant Variables'!$E$410","v":0},{"$f":"'Relevant Variables'!$E$440","v":0},{"$f":"'Relevant Variables'!$E$470","v":0},{"$f":"'Relevant Variables'!$E$500","v":0},{"$f":"'Relevant Variables'!$E$530","v":0},{"$f":"'Relevant Variables'!$E$560","v":0},{"$f":"'Relevant Variables'!$E$590","v":0},{"$f":"'Relevant Variables'!$E$620","v":0},null,{"$f":"AC70","v":false},null,null,62,{"$f":"'Energy Consumption'!$E$69","v":0},{"$f":"'Energy Consumption'!$E$70","v":0},{"$f":"'Energy Consumption'!$E$151","v":0},{"$f":"'Energy Consumption'!$E$152","v":0},{"$f":"'Energy Consumption'!$E$233","v":0},{"$f":"'Energy Consumption'!$E$234","v":0},{"$f":"'Energy Consumption'!$E$315","v":0},{"$f":"'Energy Consumption'!$E$316","v":0},{"$f":"'Energy Consumption'!$E$397","v":0},{"$f":"'Energy Consumption'!$E$398","v":0},{"$f":"'Energy Consumption'!$E$479","v":0},{"$f":"'Energy Consumption'!$E$480","v":0},{"$f":"'Energy Consumption'!$E$561","v":0},{"$f":"'Energy Consumption'!$E$562","v":0},{"$f":"'Energy Consumption'!$E$643","v":0},{"$f":"'Energy Consumption'!$E$644","v":0},{"$f":"'Energy Consumption'!$E$725","v":0},{"$f":"'Energy Consumption'!$E$726","v":0},{"$f":"'Energy Consumption'!$E$807","v":0},{"$f":"'Energy Consumption'!$E$808","v":0},{"$f":"'Energy Consumption'!$E$889","v":0},{"$f":"'Energy Consumption'!$E$890","v":0},{"$f":"'Energy Consumption'!$E$971","v":0},{"$f":"'Energy Consumption'!$E$972","v":0},{"$f":"'Energy Consumption'!$E$1053","v":0},{"$f":"'Energy Consumption'!$E$1054","v":0},{"$f":"'Energy Consumption'!$E$1135","v":0},{"$f":"'Energy Consumption'!$E$1136","v":0},{"$f":"'Energy Consumption'!$E$1217","v":0},{"$f":"'Energy Consumption'!$E$1218","v":0},{"$f":"'Energy Consumption'!$E$1299","v":0},{"$f":"'Energy Consumption'!$E$1300","v":0},{"$f":"'Energy Consumption'!$E$1381","v":0},{"$f":"'Energy Consumption'!$E$1382","v":0},{"$f":"'Energy Consumption'!$E$1463","v":0},{"$f":"'Energy Consumption'!$E$1464","v":0},{"$f":"'Energy Consumption'!$E$1545","v":0},{"$f":"'Energy Consumption'!$E$1546","v":0},{"$f":"'Energy Consumption'!$E$1627","v":0},{"$f":"'Energy Consumption'!$E$1628","v":0}]
["2010-03-01",0,0,0,0,0,0,{"$f":"'Relevant Variables'!$F$50","v":0},{"$f":"'Relevant Variables'!$F$80","v":0},{"$f":"'Relevant Variables'!$F$110","v":0},{"$f":"'Relevant Variables'!$F$140","v":0},{"$f":"'Relevant Variables'!$F$170","v":0},{"$f":"'Relevant Variables'!$F$200","v":0},{"$f":"'Relevant Variables'!$F$230","v":0},{"$f":"'Relevant Variables'!$F$260","v":0},{"$f":"'Relevant Variables'!$F$290","v":0},{"$f":"'Relevant Variables'!$F$320","v":0},{"$f":"'Relevant Variables'!$F$350","v":0},{"$f":"'Relevant Variables'!$F$380","v":0},{"$f":"'Relevant Variables'!$F$410","v":0},{"$f":"'Relevant Variables'!$F$440","v":0},{"$f":"'Relevant Variables'!$F$470","v":0},{"$f":"'Relevant Variables'!$F$500","v":0},{"$f":"'Relevant Variables'!$F$530","v":0},{"$f":"'Relevant Variables'!$F$560","v":0},{"$f":"'Relevant Variables'!$F$590","v":0},{"$f":"'Relevant Variables'!$F$620","v":0},null,false,null,null,63,{"$f":"'Energy Consumption'!$F$69","v":0},{"$f":"'Energy Consumption'!$F$70","v":0},{"$f":"'Energy Consumption'!$F$151","v":0},{"$f":"'Energy Consumption'!$F$152","v":0},{"$f":"'Energy Consumption'!$F$233","v":0},{"$f":"'Energy Consumption'!$F$234","v":0},{"$f":"'Energy Consumption'!$F$315","v":0},{"$f":"'Energy Consumption'!$F$316","v":0},{"$f":"'Energy Consumption'!$F$397","v":0},{"$f":"'Energy Consumption'!$F$398","v":0},{"$f":"'Energy Consumption'!$F$479","v":0},{"$f":"'Energy Consumption'!$F$480","v":0},{"$f":"'Energy Consumption'!$F$561","v":0},{"$f":"'Energy Consumption'!$F$562","v":0},{"$f":"'Energy Consumption'!$F$643","v":0},{"$f":"'Energy Consumption'!$F$644","v":0},{"$f":"'Energy Consumption'!$F$725","v":0},{"$f":"'Energy Consumption'!$F$726","v":0},{"$f":"'Energy Consumption'!$F$807","v":0},{"$f":"'Energy Consumption'!$F$808","v":0},{"$f":"'Energy Consumption'!$F$889","v":0},{"$f":"'Energy Consumption'!$F$890","v":0},{"$f":"'Energy Consumption'!$F$971","v":0},{"$f":"'Energy Consumption'!$F$972","v":0},{"$f":"'Energy Consumption'!$F$1053","v":0},{"$f":"'Energy Consumption'!$F$1054","v":0},{"$f":"'Energy Consumption'!$F$1135","v":0},{"$f":"'Energy Consumption'!$F$1136","v":0},{"$f":"'Energy Consumption'!$F$1217","v":0},{"$f":"'Energy Consumption'!$F$1218","v":0},{"$f":"'Energy Consumption'!$F$1299","v":0},{"$f":"'Energy Consumption'!$F$1300","v":0},{"$f":"'Energy Consumption'!$F$1381","v":0},{"$f":"'Energy Consumption'!$F$1382","v":0},{"$f":"'Energy Consumption'!$F$1463","v":0},{"$f":"'Energy Consumption'!$F$1464","v":0},{"$f":"'Energy Consumption'!$F$1545","v":0},{"$f":"'Energy Consumption'!$F$1546","v":0},{"$f":"'Energy Consumption'!$F$1627","v":0},{"$f":"'Energy Consumption'!$F$1628","v":0}]
["2010-04-01",0,0,0,0,0,0,{"$f":"'Relevant Variables'!$G$50","v":0},{"$f":"'Relevant Variables'!$G$80","v":0},{"$f":"'Relevant Variables'!$G$110","v":0},{"$f":"'Relevant Variables'!$G$140","v":0},{"$f":"'Relevant Variables'!$G$170","v":0},{"$f":"'Relevant Variables'!$G$200","v":0},{"$f":"'Relevant Variables'!$G$230","v":0},{"$f":"'Relevant Variables'!$G$260","v":0},{"$f":"'Relevant Variables'!$G$290","v":0},{"$f":"'Relevant Variables'!$G$320","v":0},{"$f":"'Relevant Variables'!$G$350","v":0},{"$f":"'Relevant Variables'!$G$380","v":0},{"$f":"'Relevant Variables'!$G$410","v":0},{"$f":"'Relevant Variables'!$G$440","v":0},{"$f":"'Relevant Variables'!$G$470","v":0},{"$f":"'Relevant Variables'!$G$500","v":0},{"$f":"'Relevant Variables'!$G$530","v":0},{"$f":"'Relevant Variables'!$G$560","v":0},{"$f":"'Relevant Variables'!$G$590","v":0},{"$f":"'Relevant Variables'!$G$620","v":0},null,false,null,null,64,{"$f":"'Energy Consumption'!$G$69","v":0},{"$f":"'Energy Consumption'!$G$70","v":0},{"$f":"'Energy Consumption'!$G$151","v":0},{"$f":"'Energy Consumption'!$G$152","v":0},{"$f":"'Energy Consumption'!$G$233","v":0},{"$f":"'Energy Consumption'!$G$234","v":0},{"$f":"'Energy Consumption'!$G$315","v":0},{"$f":"'Energy Consumption'!$G$316","v":0},{"$f":"'Energy Consumption'!$G$397","v":0},{"$f":"'Energy Consumption'!$G$398","v":0},{"$f":"'Energy Consumption'!$G$479","v":0},{"$f":"'Energy Consumption'!$G$480","v":0},{"$f":"'Energy Consumption'!$G$561","v":0},{"$f":"'Energy Consumption'!$G$562","v":0},{"$f":"'Energy Consumption'!$G$643","v":0},{"$f":"'Energy Consumption'!$G$644","v":0},{"$f":"'Energy Consumption'!$G$725","v":0},{"$f":"'Energy Consumption'!$G$726","v":0},{"$f":"'Energy Consumption'!$G$807","v":0},{"$f":"'Energy Consumption'!$G$808","v":0},{"$f":"'Energy Consumption'!$G$889","v":0},{"$f":"'Energy Consumption'!$G$890","v":0},{"$f":"'Energy Consumption'!$G$971","v":0},{"$f":"'Energy Consumption'!$G$972","v":0},{"$f":"'Energy Consumption'!$G$1053","v":0},{"$f":"'Energy Consumption'!$G$1054","v":0},{"$f":"'Energy Consumption'!$G$1135","v":0},{"$f":"'Energy Consumption'!$G$1136","v":0},{"$f":"'Energy Consumption'!$G$1217","v":0},{"$f":"'Energy Consumption'!$G$1218","v":0},{"$f":"'Energy Consumption'!$G$1299","v":0},{"$f":"'Energy Consumption'!$G$1300","v":0},{"$f":"'Energy Consumption'!$G$1381","v":0},{"$f":"'Energy Consumption'!$G$1382","v":0},{"$f":"'Energy Consumption'!$G$1463","v":0},{"$f":"'Energy Consumption'!$G$1464","v":0},{"$f":"'Energy Consumption'!$G$1545","v":0},{"$f":"'Energy Consumption'!$G$1546","v":0},{"$f":"'Energy Consumption'!$G$1627","v":0},{"$f":"'Energy Consumption'!$G$1628","v":0}]
["2010-05-01",0,0,0,0,0,0,{"$f":"'Relevant Variables'!$H$50","v":0},{"$f":"'Relevant Variables'!$H$80","v":0},{"$f":"'Relevant Variables'!$H$110","v":0},{"$f":"'Relevant Variables'!$H$140","v":0},{"$f":"'Relevant Variables'!$H$170","v":0},{"$f":"'Relevant Variables'!$H$200","v":0},{"$f":"'Relevant Variables'!$H$230","v":0},{"$f":"'Relevant Variables'!$H$260","v":0},{"$f":"'Relevant Variables'!$H$290","v":0},{"$f":"'Relevant Variables'!$H$320","v":0},{"$f":"'Relevant Variables'!$H$350","v":0},{"$f":"'Relevant Variables'!$H$380","v":0},{"$f":"'Relevant Variables'!$H$410","v":0},{"$f":"'Relevant Variables'!$H$440","v":0},{"$f":"'Relevant Variables'!$H$470","v":0},{"$f":"'Relevant Variables'!$H$500","v":0},{"$f":"'Relevant Variables'!$H$530","v":0},{"$f":"'Relevant Variables'!$H$560","v":0},{"$f":"'Relevant Variables'!$H$590","v":0},{"$f":"'Relevant Variables'!$H$620","v":0},null,false,null,null,65,{"$f":"'Energy Consumption'!$H$69","v":0},{"$f":"'Energy Consumption'!$H$70","v":0},{"$f":"'Energy Consumption'!$H$151","v":0},{"$f":"'Energy Consumption'!$H$152","v":0},{"$f":"'Energy Consumption'!$H$233","v":0},{"$f":"'Energy Consumption'!$H$234","v":0},{"$f":"'Energy Consumption'!$H$315","v":0},{"$f":"'Energy Consumption'!$H$316","v":0},{"$f":"'Energy Consumption'!$H$397","v":0},{"$f":"'Energy Consumption'!$H$398","v":0},{"$f":"'Energy Consumption'!$H$479","v":0},{"$f":"'Energy Consumption'!$H$480","v":0},{"$f":"'Energy Consumption'!$H$561","v":0},{"$f":"'Energy Consumption'!$H$562","v":0},{"$f":"'Energy Consumption'!$H$643","v":0},{"$f":"'Energy Consumption'!$H$644","v":0},{"$f":"'Energy Consumption'!$H$725","v":0},{"$f":"'Energy Consumption'!$H$726","v":0},{"$f":"'Energy Consumption'!$H$807","v":0},{"$f":"'Energy Consumption'!$H$808","v":0},{"$f":"'Energy Consumption'!$H$889","v":0},{"$f":"'Energy Consumption'!$H$890","v":0},{"$f":"'Energy Consumption'!$H$971","v":0},{"$f":"'Energy Consumption'!$H$972","v":0},{"$f":"'Energy Consumption'!$H$1053","v":0},{"$f":"'Energy Consumption'!$H$1054","v":0},{"$f":"'Energy Consumption'!$H$1135","v":0},{"$f":"'Energy Consumption'!$H$1136","v":0},{"$f":"'Energy Consumption'!$H$1217","v":0},{"$f":"'Energy Consumption'!$H$1218","v":0},{"$f":"'Energy Consumption'!$H$1299","v":0},{"$f":"'Energy Consumption'!$H$1300","v":0},{"$f":"'Energy Consumption'!$H$1381","v":0},{"$f":"'Energy Consumption'!$H$1382","v":0},{"$f":"'Energy Consumption'!$H$1463","v":0},{"$f":"'Energy Consumption'!$H$1464","v":0},{"$f":"'Energy Consumption'!$H$1545","v":0},{"$f":"'Energy Consumption'!$H$1546","v":0},{"$f":"'Energy Consumption'!$H$1627","v":0},{"$f":"'Energy Consumption'!$H$1628","v":0}]
["2010-06-01",0,0,0,0,0,0,{"$f":"'Relevant Variables'!$I$50","v":0},{"$f":"'Relevant Variables'!$I$80","v":0},{"$f":"'Relevant Variables'!$I$110","v":0},{"$f":"'Relevant Variables'!$I$140","v":0},{"$f":"'Relevant Variables'!$I$170","v":0},{"$f":"'Relevant Variables'!$I$200","v":0},{"$f":"'Relevant Variables'!$I$230","v":0},{"$f":"'Relevant Variables'!$I$260","v":0},{"$f":"'Relevant Variables'!$I$290","v":0},{"$f":"'Relevant Variables'!$I$320","v":0},{"$f":"'Relevant Variables'!$I$350","v":0},{"$f":"'Relevant Variables'!$I$380","v":0},{"$f":"'Relevant Variables'!$I$410","v":0},{"$f":"'Relevant Variables'!$I$440","v":0},{"$f":"'Relevant Variables'!$I$470","v":0},{"$f":"'Relevant Variables'!$I$500","v":0},{"$f":"'Relevant Variables'!$I$530","v":0},{"$f":"'Relevant Variables'!$I$560","v":0},{"$f":"'Relevant Variables'!$I$590","v":0},{"$f":"'Relevant Variables'!$I$620","v":0},null,false,null,null,66,{"$f":"'Energy Consumption'!$I$69","v":0},{"$f":"'Energy Consumption'!$I$70","v":0},{"$f":"'Energy Consumption'!$I$151","v":0},{"$f":"'Energy Consumption'!$I$152","v":0},{"$f":"'Energy Consumption'!$I$233","v":0},{"$f":"'Energy Consumption'!$I$234","v":0},{"$f":"'Energy Consumption'!$I$315","v":0},{"$f":"'Energy Consumption'!$I$316","v":0},{"$f":"'Energy Consumption'!$I$397","v":0},{"$f":"'Energy Consumption'!$I$398","v":0},{"$f":"'Energy Consumption'!$I$479","v":0},{"$f":"'Energy Consumption'!$I$480","v":0},{"$f":"'Energy Consumption'!$I$561","v":0},{"$f":"'Energy Consumption'!$I$562","v":0},{"$f":"'Energy Consumption'!$I$643","v":0},{"$f":"'Energy Consumption'!$I$644","v":0},{"$f":"'Energy Consumption'!$I$725","v":0},{"$f":"'Energy Consumption'!$I$726","v":0},{"$f":"'Energy Consumption'!$I$807","v":0},{"$f":"'Energy Consumption'!$I$808","v":0},{"$f":"'Energy Consumption'!$I$889","v":0},{"$f":"'Energy Consumption'!$I$890","v":0},{"$f":"'Energy Consumption'!$I$971","v":0},{"$f":"'Energy Consumption'!$I$972","v":0},{"$f":"'Energy Consumption'!$I$1053","v":0},{"$f":"'Energy Consumption'!$I$1054","v":0},{"$f":"'Energy Consumption'!$I$1135","v":0},{"$f":"'Energy Consumption'!$I$1136","v":0},{"$f":"'Energy Consumption'!$I$1217","v":0},{"$f":"'Energy Consumption'!$I$1218","v":0},{"$f":"'Energy Consumption'!$I$1299","v":0},{"$f":"'Energy Consumption'!$I$1300","v":0},{"$f":"'Energy Consumption'!$I$1381","v":0},{"$f":"'Energy Consumption'!$I$1382","v":0},{"$f":"'Energy Consumption'!$I$1463","v":0},{"$f":"'Energy Consumption'!$I$1464","v":0},{"$f":"'Energy Consumption'!$I$1545","v":0},{"$f":"'Energy Consumption'!$I$1546","v":0},{"$f":"'Energy Consumption'!$I$1627","v":0},{"$f":"'Energy Consumption'!$I$1628","v":0}]
[{"$f":"DATE(YEAR(A75),MONTH(A75)+1,DAY(A75))","v":"2010-07-01"},0,0,0,0,0,0,{"$f":"'Relevant Variables'!$J$50","v":0},{"$f":"'Relevant Variables'!$J$80","v":0},{"$f":"'Relevant Variables'!$J$110","v":0},{"$f":"'Relevant Variables'!$J$140","v":0},{"$f":"'Relevant Variables'!$J$170","v":0},{"$f":"'Relevant Variables'!$J$200","v":0},{"$f":"'Relevant Variables'!$J$230","v":0},{"$f":"'Relevant Variables'!$J$260","v":0},{"$f":"'Relevant Variables'!$J$290","v":0},{"$f":"'Relevant Variables'!$J$320","v":0},{"$f":"'Relevant Variables'!$J$350","v":0},{"$f":"'Relevant Variables'!$J$380","v":0},{"$f":"'Relevant Variables'!$J$410","v":0},{"$f":"'Relevant Variables'!$J$440","v":0},{"$f":"'Relevant Variables'!$J$470","v":0},{"$f":"'Relevant Variables'!$J$500","v":0},{"$f":"'Relevant Variables'!$J$530","v":0},{"$f":"'Relevant Variables'!$J$560","v":0},{"$f":"'Relevant Variables'!$J$590","v":0},{"$f":"'Relevant Variables'!$J$620","v":0},null,false,null,null,67,{"$f":"'Energy Consumption'!$J$69","v":0},{"$f":"'Energy Consumption'!$J$70","v":0},{"$f":"'Energy Consumption'!$J$151","v":0},{"$f":"'Energy Consumption'!$J$152","v":0},{"$f":"'Energy Consumption'!$J$233","v":0},{"$f":"'Energy Consumption'!$J$234","v":0},{"$f":"'Energy Consumption'!$J$315","v":0},{"$f":"'Energy Consumption'!$J$316","v":0},{"$f":"'Energy Consumption'!$J$397","v":0},{"$f":"'Energy Consumption'!$J$398","v":0},{"$f":"'Energy Consumption'!$J$479","v":0},{"$f":"'Energy Consumption'!$J$480","v":0},{"$f":"'Energy Consumption'!$J$561","v":0},{"$f":"'Energy Consumption'!$J$562","v":0},{"$f":"'Energy Consumption'!$J$643","v":0},{"$f":"'Energy Consumption'!$J$644","v":0},{"$f":"'Energy Consumption'!$J$725","v":0},{"$f":"'Energy Consumption'!$J$726","v":0},{"$f":"'Energy Consumption'!$J$807","v":0},{"$f":"'Energy Consumption'!$J$808","v":0},{"$f":"'Energy Consumption'!$J$889","v":0},{"$f":"'Energy Consumption'!$J$890","v":0},{"$f":"'Energy Consumption'!$J$971","v":0},{"$f":"'Energy Consumption'!$J$972","v":0},{"$f":"'Energy Consumption'!$J$1053","v":0},{"$f":"'Energy Consumption'!$J$1054","v":0},{"$f":"'Energy Consumption'!$J$1135","v":0},{"$f":"'Energy Consumption'!$J$1136","v":0},{"$f":"'Energy Consumption'!$J$1217","v":0},{"$f":"'Energy Consumption'!$J$1218","v":0},{"$f":"'Energy Consumption'!$J$1299","v":0},{"$f":"'Energy Consumption'!$J$1300","v":0},{"$f":"'Energy Consumption'!$J$1381","v":0},{"$f":"'Energy Consumption'!$J$1382","v":0},{"$f":"'Energy Consumption'!$J$1463","v":0},{"$f":"'Energy Consumption'!$J$1464","v":0},{"$f":"'Energy Consumption'!$J$1545","v":0},{"$f":"'Energy Consumption'!$J$1546","v":0},{"$f":"'Energy Consumption'!$J$1627","v":0},{"$f":"'Energy Consumption'!$J$1628","v":0}]
["2010-08-01",0,0,0,0,0,0,{"$f":"'Relevant Variables'!$K$50","v":0},{"$f":"'Relevant Variables'!$K$80","v":0},{"$f":"'Relevant Variables'!$K$110","v":0},{"$f":"'Relevant Variables'!$K$140","v":0},{"$f":"'Relevant Variables'!$K$170","v":0},{"$f":"'Relevant Variables'!$K$200","v":0},{"$f":"'Relevant Variables'!$K$230","v":0},{"$f":"'Relevant Variables'!$K$260","v":0},{"$f":"'Relevant Variables'!$K$290","v":0},{"$f":"'Relevant Variables'!$K$320","v":0},{"$f":"'Relevant Variables'!$K$350","v":0},{"$f":"'Relevant Variables'!$K$380","v":0},{"$f":"'Relevant Variables'!$K$410","v":0},{"$f":"'Relevant Variables'!$K$440","v":0},{"$f":"'Relevant Variables'!$K$470","v":0},{"$f":"'Relevant Variables'!$K$500","v":0},{"$f":"'Relevant Variables'!$K$530","v":0},{"$f":"'Relevant Variables'!$K$560","v":0},{"$f":"'Relevant Variables'!$K$590","v":0},{"$f":"'Relevant Variables'!$K$620","v":0},null,false,null,null,68,{"$f":"'Energy Consumption'!$K$69","v":0},{"$f":"'Energy Consumption'!$K$70","v":0},{"$f":"'Energy Consumption'!$K$151","v":0},{"$f":"'Energy Consumption'!$K$152","v":0},{"$f":"'Energy Consumption'!$K$233","v":0},{"$f":"'Energy Consumption'!$K$234","v":0},{"$f":"'Energy Consumption'!$K$315","v":0},{"$f":"'Energy Consumption'!$K$316","v":0},{"$f":"'Energy Consumption'!$K$397","v":0},{"$f":"'Energy Consumption'!$K$398","v":0},{"$f":"'Energy Consumption'!$K$479","v":0},{"$f":"'Energy Consumption'!$K$480","v":0},{"$f":"'Energy Consumption'!$K$561","v":0},{"$f":"'Energy Consumption'!$K$562","v":0},{"$f":"'Energy Consumption'!$K$643","v":0},{"$f":"'Energy Consumption'!$K$644","v":0},{"$f":"'Energy Consumption'!$K$725","v":0},{"$f":"'Energy Consumption'!$K$726","v":0},{"$f":"'Energy Consumption'!$K$807","v":0},{"$f":"'Energy Consumption'!$K$808","v":0},{"$f":"'Energy Consumption'!$K$889","v":0},{"$f":"'Energy Consumption'!$K$890","v":0},{"$f":"'Energy Consumption'!$K$971","v":0},{"$f":"'Energy Consumption'!$K$972","v":0},{"$f":"'Energy Consumption'!$K$1053","v":0},{"$f":"'Energy Consumption'!$K$1054","v":0},{"$f":"'Energy Consumption'!$K$1135","v":0},{"$f":"'Energy Consumption'!$K$1136","v":0},{"$f":"'Energy Consumption'!$K$1217","v":0},{"$f":"'Energy Consumption'!$K$1218","v":0},{"$f":"'Energy Consumption'!$K$1299","v":0},{"$f":"'Energy Consumption'!$K$1300","v":0},{"$f":"'Energy Consumption'!$K$1381","v":0},{"$f":"'Energy Consumption'!$K$1382","v":0},{"$f":"'Energy Consumption'!$K$1463","v":0},{"$f":"'Energy Consumption'!$K$1464","v":0},{"$f":"'Energy Consumption'!$K$1545","v":0},{"$f":"'Energy Consumption'!$K$1546","v":0},{"$f":"'Energy Consumption'!$K$1627","v":0},{"$f":"'Energy Consumption'!$K$1628","v":0}]
["2010-09-01",0,0,0,0,0,0,{"$f":"'Relevant Variables'!$L$50","v":0},{"$f":"'Relevant Variables'!$L$80","v":0},{"$f":"'Relevant Variables'!$L$110","v":0},{"$f":"'Relevant Variables'!$L$140","v":0},{"$f":"'Relevant Variables'!$L$170","v":0},{"$f":"'Relevant Variables'!$L$200","v":0},{"$f":"'Relevant Variables'!$L$230","v":0},{"$f":"'Relevant Variables'!$L$260","v":0},{"$f":"'Relevant Variables'!$L$290","v":0},{"$f":"'Relevant Variables'!$L$320","v":0},{"$f":"'Relevant Variables'!$L$350","v":0},{"$f":"'Relevant Variables'!$L$380","v":0},{"$f":"'Relevant Variables'!$L$410","v":0},{"$f":"'Relevant Variables'!$L$440","v":0},{"$f":"'Relevant Variables'!$L$470","v":0},{"$f":"'Relevant Variables'!$L$500","v":0},{"$f":"'Relevant Variables'!$L$530","v":0},{"$f":"'Relevant Variables'!$L$560","v":0},{"$f":"'Relevant Variables'!$L$590","v":0},{"$f":"'Relevant Variables'!$L$620","v":0},null,false,null,null,69,{"$f":"'Energy Consumption'!$L$69","v":0},{"$f":"'Energy Consumption'!$L$70","v":0},{"$f":"'Energy Consumption'!$L$151","v":0},{"$f":"'Energy Consumption'!$L$152","v":0},{"$f":"'Energy Consumption'!$L$233","v":0},{"$f":"'Energy Consumption'!$L$234","v":0},{"$f":"'Energy Consumption'!$L$315","v":0},{"$f":"'Energy Consumption'!$L$316","v":0},{"$f":"'Energy Consumption'!$L$397","v":0},{"$f":"'Energy Consumption'!$L$398","v":0},{"$f":"'Energy Consumption'!$L$479","v":0},{"$f":"'Energy Consumption'!$L$480","v":0},{"$f":"'Energy Consumption'!$L$561","v":0},{"$f":"'Energy Consumption'!$L$562","v":0},{"$f":"'Energy Consumption'!$L$643","v":0},{"$f":"'Energy Consumption'!$L$644","v":0},{"$f":"'Energy Consumption'!$L$725","v":0},{"$f":"'Energy Consumption'!$L$726","v":0},{"$f":"'Energy Consumption'!$L$807","v":0},{"$f":"'Energy Consumption'!$L$808","v":0},{"$f":"'Energy Consumption'!$L$889","v":0},{"$f":"'Energy Consumption'!$L$890","v":0},{"$f":"'Energy Consumption'!$L$971","v":0},{"$f":"'Energy Consumption'!$L$972","v":0},{"$f":"'Energy Consumption'!$L$1053","v":0},{"$f":"'Energy Consumption'!$L$1054","v":0},{"$f":"'Energy Consumption'!$L$1135","v":0},{"$f":"'Energy Consumption'!$L$1136","v":0},{"$f":"'Energy Consumption'!$L$1217","v":0},{"$f":"'Energy Consumption'!$L$1218","v":0},{"$f":"'Energy Consumption'!$L$1299","v":0},{"$f":"'Energy Consumption'!$L$1300","v":0},{"$f":"'Energy Consumption'!$L$1381","v":0},{"$f":"'Energy Consumption'!$L$1382","v":0},{"$f":"'Energy Consumption'!$L$1463","v":0},{"$f":"'Energy Consumption'!$L$1464","v":0},{"$f":"'Energy Consumption'!$L$1545","v":0},{"$f":"'Energy Consumption'!$L$1546","v":0},{"$f":"'Energy Consumption'!$L$1627","v":0},{"$f":"'Energy Consumption'!$L$1628","v":0}]
["2010-10-01",0,0,0,0,0,0,{"$f":"'Relevant Variables'!$M$50","v":0},{"$f":"'Relevant Variables'!$M$80","v":0},{"$f":"'Relevant Variables'!$M$110","v":0},{"$f":"'Relevant Variables'!$M$140","v":0},{"$f":"'Relevant Variables'!$M$170","v":0},{"$f":"'Relevant Variables'!$M$200","v":0},{"$f":"'Relevant Variables'!$M$230","v":0},{"$f":"'Relevant Variables'!$M$260","v":0},{"$f":"'Relevant Variables'!$M$290","v":0},{"$f":"'Relevant Variables'!$M$320","v":0},{"$f":"'Relevant Variables'!$M$350","v":0},{"$f":"'Relevant Variables'!$M$380","v":0},{"$f":"'Relevant Variables'!$M$410","v":0},{"$f":"'Relevant Variables'!$M$440","v":0},{"$f":"'Relevant Variables'!$M$470","v":0},{"$f":"'Relevant Variables'!$M$500","v":0},{"$f":"'Relevant Variables'!$M$530","v":0},{"$f":"'Relevant Variables'!$M$560","v":0},{"$f":"'Relevant Variables'!$M$590","v":0},{"$f":"'Relevant Variables'!$M$620","v":0},null,false,null,null,70,{"$f":"'Energy Consumption'!$M$69","v":0},{"$f":"'Energy Consumption'!$M$70","v":0},{"$f":"'Energy Consumption'!$M$151","v":0},{"$f":"'Energy Consumption'!$M$152","v":0},{"$f":"'Energy Consumption'!$M$233","v":0},{"$f":"'Energy Consumption'!$M$234","v":0},{"$f":"'Energy Consumption'!$M$315","v":0},{"$f":"'Energy Consumption'!$M$316","v":0},{"$f":"'Energy Consumption'!$M$397","v":0},{"$f":"'Energy Consumption'!$M$398","v":0},{"$f":"'Energy Consumption'!$M$479","v":0},{"$f":"'Energy Consumption'!$M$480","v":0},{"$f":"'Energy Consumption'!$M$561","v":0},{"$f":"'Energy Consumption'!$M$562","v":0},{"$f":"'Energy Consumption'!$M$643","v":0},{"$f":"'Energy Consumption'!$M$644","v":0},{"$f":"'Energy Consumption'!$M$725","v":0},{"$f":"'Energy Consumption'!$M$726","v":0},{"$f":"'Energy Consumption'!$M$807","v":0},{"$f":"'Energy Consumption'!$M$808","v":0},{"$f":"'Energy Consumption'!$M$889","v":0},{"$f":"'Energy Consumption'!$M$890","v":0},{"$f":"'Energy Consumption'!$M$971","v":0},{"$f":"'Energy Consumption'!$M$972","v":0},{"$f":"'Energy Consumption'!$M$1053","v":0},{"$f":"'Energy Consumption'!$M$1054","v":0},{"$f":"'Energy Consumption'!$M$1135","v":0},{"$f":"'Energy Consumption'!$M$1136","v":0},{"$f":"'Energy Consumption'!$M$1217","v":0},{"$f":"'Energy Consumption'!$M$1218","v":0},{"$f":"'Energy Consumption'!$M$1299","v":0},{"$f":"'Energy Consumption'!$M$1300","v":0},{"$f":"'Energy Consumption'!$M$1381","v":0},{"$f":"'Energy Consumption'!$M$1382","v":0},{"$f":"'Energy Consumption'!$M$1463","v":0},{"$f":"'Energy Consumption'!$M$1464","v":0},{"$f":"'Energy Consumption'!$M$1545","v":0},{"$f":"'Energy Consumption'!$M$1546","v":0},{"$f":"'Energy Consumption'!$M$1627","v":0},{"$f":"'Energy Consumption'!$M$1628","v":0}]
["2010-11-01",{"$f":"SUMIF($AG$9:$BT$9,\"=\"&B$9,$AG80:$BT80)","v":0},0,0,0,0,0,{"$f":"'Relevant Variables'!$N$50","v":0},{"$f":"'Relevant Variables'!$N$80","v":0},{"$f":"'Relevant Variables'!$N$110","v":0},{"$f":"'Relevant Variables'!$N$140","v":0},{"$f":"'Relevant Variables'!$N$170","v":0},{"$f":"'Relevant Variables'!$N$200","v":0},{"$f":"'Relevant Variables'!$N$230","v":0},{"$f":"'Relevant Variables'!$N$260","v":0},{"$f":"'Relevant Variables'!$N$290","v":0},{"$f":"'Relevant Variables'!$N$320","v":0},{"$f":"'Relevant Variables'!$N$350","v":0},{"$f":"'Relevant Variables'!$N$380","v":0},{"$f":"'Relevant Variables'!$N$410","v":0},{"$f":"'Relevant Variables'!$N$440","v":0},{"$f":"'Relevant Variables'!$N$470","v":0},{"$f":"'Relevant Variables'!$N$500","v":0},{"$f":"'Relevant Variables'!$N$530","v":0},{"$f":"'Relevant Variables'!$N$560","v":0},{"$f":"'Relevant Variables'!$N$590","v":0},{"$f":"'Relevant Variables'!$N$620","v":0},null,false,null,null,71,{"$f":"'Energy Consumption'!$N$69","v":0},{"$f":"'Energy Consumption'!$N$70","v":0},{"$f":"'Energy Consumption'!$N$151","v":0},{"$f":"'Energy Consumption'!$N$152","v":0},{"$f":"'Energy Consumption'!$N$233","v":0},{"$f":"'Energy Consumption'!$N$234","v":0},{"$f":"'Energy Consumption'!$N$315","v":0},{"$f":"'Energy Consumption'!$N$316","v":0},{"$f":"'Energy Consumption'!$N$397","v":0},{"$f":"'Energy Consumption'!$N$398","v":0},{"$f":"'Energy Consumption'!$N$479","v":0},{"$f":"'Energy Consumption'!$N$480","v":0},{"$f":"'Energy Consumption'!$N$561","v":0},{"$f":"'Energy Consumption'!$N$562","v":0},{"$f":"'Energy Consumption'!$N$643","v":0},{"$f":"'Energy Consumption'!$N$644","v":0},{"$f":"'Energy Consumption'!$N$725","v":0},{"$f":"'Energy Consumption'!$N$726","v":0},{"$f":"'Energy Consumption'!$N$807","v":0},{"$f":"'Energy Consumption'!$N$808","v":0},{"$f":"'Energy Consumption'!$N$889","v":0},{"$f":"'Energy Consumption'!$N$890","v":0},{"$f":"'Energy Consumption'!$N$971","v":0},{"$f":"'Energy Consumption'!$N$972","v":0},{"$f":"'Energy Consumption'!$N$1053","v":0},{"$f":"'Energy Consumption'!$N$1054","v":0},{"$f":"'Energy Consumption'!$N$1135","v":0},{"$f":"'Energy Consumption'!$N$1136","v":0},{"$f":"'Energy Consumption'!$N$1217","v":0},{"$f":"'Energy Consumption'!$N$1218","v":0},{"$f":"'Energy Consumption'!$N$1299","v":0},{"$f":"'Energy Consumption'!$N$1300","v":0},{"$f":"'Energy Consumption'!$N$1381","v":0},{"$f":"'Energy Consumption'!$N$1382","v":0},{"$f":"'Energy Consumption'!$N$1463","v":0},{"$f":"'Energy Consumption'!$N$1464","v":0},{"$f":"'Energy Consumption'!$N$1545","v":0},{"$f":"'Energy Consumption'!$N$1546","v":0},{"$f":"'Energy Consumption'!$N$1627","v":0},{"$f":"'Energy Consumption'!$N$1628","v":0}]
["2010-12-01",0,0,0,0,0,0,{"$f":"'Relevant Variables'!$O$50","v":0},{"$f":"'Relevant Variables'!$O$80","v":0},{"$f":"'Relevant Variables'!$O$110","v":0},{"$f":"'Relevant Variables'!$O$140","v":0},{"$f":"'Relevant Variables'!$O$170","v":0},{"$f":"'Relevant Variables'!$O$200","v":0},{"$f":"'Relevant Variables'!$O$230","v":0},{"$f":"'Relevant Variables'!$O$260","v":0},{"$f":"'Relevant Variables'!$O$290","v":0},{"$f":"'Relevant Variables'!$O$320","v":0},{"$f":"'Relevant Variables'!$O$350","v":0},{"$f":"'Relevant Variables'!$O$380","v":0},{"$f":"'Relevant Variables'!$O$410","v":0},{"$f":"'Relevant Variables'!$O$440","v":0},{"$f":"'Relevant Variables'!$O$470","v":0},{"$f":"'Relevant Variables'!$O$500","v":0},{"$f":"'Relevant Variables'!$O$530","v":0},{"$f":"'Relevant Variables'!$O$560","v":0},{"$f":"'Relevant Variables'!$O$590","v":0},{"$f":"'Relevant Variables'!$O$620","v":0},null,false,null,null,72,{"$f":"'Energy Consumption'!$O$69","v":0},{"$f":"'Energy Consumption'!$O$70","v":0},{"$f":"'Energy Consumption'!$O$151","v":0},{"$f":"'Energy Consumption'!$O$152","v":0},{"$f":"'Energy Consumption'!$O$233","v":0},{"$f":"'Energy Consumption'!$O$234","v":0},{"$f":"'Energy Consumption'!$O$315","v":0},{"$f":"'Energy Consumption'!$O$316","v":0},{"$f":"'Energy Consumption'!$O$397","v":0},{"$f":"'Energy Consumption'!$O$398","v":0},{"$f":"'Energy Consumption'!$O$479","v":0},{"$f":"'Energy Consumption'!$O$480","v":0},{"$f":"'Energy Consumption'!$O$561","v":0},{"$f":"'Energy Consumption'!$O$562","v":0},{"$f":"'Energy Consumption'!$O$643","v":0},{"$f":"'Energy Consumption'!$O$644","v":0},{"$f":"'Energy Consumption'!$O$725","v":0},{"$f":"'Energy Consumption'!$O$726","v":0},{"$f":"'Energy Consumption'!$O$807","v":0},{"$f":"'Energy Consumption'!$O$808","v":0},{"$f":"'Energy Consumption'!$O$889","v":0},{"$f":"'Energy Consumption'!$O$890","v":0},{"$f":"'Energy Consumption'!$O$971","v":0},{"$f":"'Energy Consumption'!$O$972","v":0},{"$f":"'Energy Consumption'!$O$1053","v":0},{"$f":"'Energy Consumption'!$O$1054","v":0},{"$f":"'Energy Consumption'!$O$1135","v":0},{"$f":"'Energy Consumption'!$O$1136","v":0},{"$f":"'Energy Consumption'!$O$1217","v":0},{"$f":"'Energy Consumption'!$O$1218","v":0},{"$f":"'Energy Consumption'!$O$1299","v":0},{"$f":"'Energy Consumption'!$O$1300","v":0},{"$f":"'Energy Consumption'!$O$1381","v":0},{"$f":"'Energy Consumption'!$O$1382","v":0},{"$f":"'Energy Consumption'!$O$1463","v":0},{"$f":"'Energy Consumption'!$O$1464","v":0},{"$f":"'Energy Consumption'!$O$1545","v":0},{"$f":"'Energy Consumption'!$O$1546","v":0},{"$f":"'Energy Consumption'!$O$1627","v":0},{"$f":"'Energy Consumption'!$O$1628","v":0}]
["2011-01-01",0,0,0,0,0,0,{"$f":"'Relevant Variables'!$D$49","v":0},{"$f":"'Relevant Variables'!$D$79","v":0},{"$f":"'Relevant Variables'!$D$109","v":0},{"$f":"'Relevant Variables'!$D$139","v":0},{"$f":"'Relevant Variables'!$D$169","v":0},{"$f":"'Relevant Variables'!$D$199","v":0},{"$f":"'Relevant Variables'!$D$229","v":0},{"$f":"'Relevant Variables'!$D$259","v":0},{"$f":"'Relevant Variables'!$D$289","v":0},{"$f":"'Relevant Variables'!$D$319","v":0},{"$f":"'Relevant Variables'!$D$349","v":0},{"$f":"'Relevant Variables'!$D$379","v":0},{"$f":"'Relevant Variables'!$D$409","v":0},{"$f":"'Relevant Variables'!$D$439","v":0},{"$f":"'Relevant Variables'!$D$469","v":0},{"$f":"'Relevant Variables'!$D$499","v":0},{"$f":"'Relevant Variables'!$D$529","v":0},{"$f":"'Relevant Variables'!$D$559","v":0},{"$f":"'Relevant Variables'!$D$589","v":0},{"$f":"'Relevant Variables'!$D$619","v":0},null,{"$f":"VLOOKUP(AD82,ActiveYears,2,)","v":false},{"$f":"AD70+1","v":2011},null,73,{"$f":"'Energy Consumption'!$D$67","v":0},{"$f":"'Energy Consumption'!$D$68","v":0},{"$f":"'Energy Consumption'!$D$149","v":0},{"$f":"'Energy Consumption'!$D$150","v":0},{"$f":"'Energy Consumption'!$D$231","v":0},{"$f":"'Energy Consumption'!$D$232","v":0},{"$f":"'Energy Consumption'!$D$313","v":0},{"$f":"'Energy Consumption'!$D$314","v":0},{"$f":"'Energy Consumption'!$D$395","v":0},{"$f":"'Energy Consumption'!$D$396","v":0},{"$f":"'Energy Consumption'!$D$477","v":0},{"$f":"'Energy Consumption'!$D$478","v":0},{"$f":"'Energy Consumption'!$D$559","v":0},{"$f":"'Energy Consumption'!$D$560","v":0},{"$f":"'Energy Consumption'!$D$641","v":0},{"$f":"'Energy Consumption'!$D$642","v":0},{"$f":"'Energy Consumption'!$D$723","v":0},{"$f":"'Energy Consumption'!$D$724","v":0},{"$f":"'Energy Consumption'!$D$805","v":0},{"$f":"'Energy Consumption'!$D$806","v":0},{"$f":"'Energy Consumption'!$D$887","v":0},{"$f":"'Energy Consumption'!$D$888","v":0},{"$f":"'Energy Consumption'!$D$969","v":0},{"$f":"'Energy Consumption'!$D$970","v":0},{"$f":"'Energy Consumption'!$D$1051","v":0},{"$f":"'Energy Consumption'!$D$1052","v":0},{"$f":"'Energy Consumption'!$D$1133","v":0},{"$f":"'Energy Consumption'!$D$1134","v":0},{"$f":"'Energy Consumption'!$D$1215","v":0},{"$f":"'Energy Consumption'!$D$1216","v":0},{"$f":"'Energy Consumption'!$D$1297","v":0},{"$f":"'Energy Consumption'!$D$1298","v":0},{"$f":"'Energy Consumption'!$D$1379","v":0},{"$f":"'Energy Consumption'!$D$1380","v":0},{"$f":"'Energy Consumption'!$D$1461","v":0},{"$f":"'Energy Consumption'!$D$1462","v":0},{"$f":"'Energy Consumption'!$D$1543","v":0},{"$f":"'Energy Consumption'!$D$1544","v":0},{"$f":"'Energy Consumption'!$D$1625","v":0},{"$f":"'Energy Consumption'!$D$1626","v":0}]
["2011-02-01",0,0,0,0,0,0,{"$f":"'Relevant Variables'!$E$49","v":0},{"$f":"'Relevant Variables'!$E$79","v":0},{"$f":"'Relevant Variables'!$E$109","v":0},{"$f":"'Relevant Variables'!$E$139","v":0},{"$f":"'Relevant Variables'!$E$169","v":0},{"$f":"'Relevant Variables'!$E$199","v":0},{"$f":"'Relevant Variables'!$E$229","v":0},{"$f":"'Relevant Variables'!$E$259","v":0},{"$f":"'Relevant Variables'!$E$289","v":0},{"$f":"'Relevant Variables'!$E$319","v":0},{"$f":"'Relevant Variables'!$E$349","v":0},{"$f":"'Relevant Variables'!$E$379","v":0},{"$f":"'Relevant Variables'!$E$409","v":0},{"$f":"'Relevant Variables'!$E$439","v":0},{"$f":"'Relevant Variables'!$E$469","v":0},{"$f":"'Relevant Variables'!$E$499","v":0},{"$f":"'Relevant Variables'!$E$529","v":0},{"$f":"'Relevant Variables'!$E$559","v":0},{"$f":"'Relevant Variables'!$E$589","v":0},{"$f":"'Relevant Variables'!$E$619","v":0},null,{"$f":"AC82","v":false},null,null,74,{"$f":"'Energy Consumption'!$E$67","v":0},{"$f":"'Energy Consumption'!$E$68","v":0},{"$f":"'Energy Consumption'!$E$149","v":0},{"$f":"'Energy Consumption'!$E$150","v":0},{"$f":"'Energy Consumption'!$E$231","v":0},{"$f":"'Energy Consumption'!$E$232","v":0},{"$f":"'Energy Consumption'!$E$313","v":0},{"$f":"'Energy Consumption'!$E$314","v":0},{"$f":"'Energy Consumption'!$E$395","v":0},{"$f":"'Energy Consumption'!$E$396","v":0},{"$f":"'Energy Consumption'!$E$477","v":0},{"$f":"'Energy Consumption'!$E$478","v":0},{"$f":"'Energy Consumption'!$E$559","v":0},{"$f":"'Energy Consumption'!$E$560","v":0},{"$f":"'Energy Consumption'!$E$641","v":0},{"$f":"'Energy Consumption'!$E$642","v":0},{"$f":"'Energy Consumption'!$E$723","v":0},{"$f":"'Energy Consumption'!$E$724","v":0},{"$f":"'Energy Consumption'!$E$805","v":0},{"$f":"'Energy Consumption'!$E$806","v":0},{"$f":"'Energy Consumption'!$E$887","v":0},{"$f":"'Energy Consumption'!$E$888","v":0},{"$f":"'Energy Consumption'!$E$969","v":0},{"$f":"'Energy Consumption'!$E$970","v":0},{"$f":"'Energy Consumption'!$E$1051","v":0},{"$f":"'Energy Consumption'!$E$1052","v":0},{"$f":"'Energy Consumption'!$E$1133","v":0},{"$f":"'Energy Consumption'!$E$1134","v":0},{"$f":"'Energy Consumption'!$E$1215","v":0},{"$f":"'Energy Consumption'!$E$1216","v":0},{"$f":"'Energy Consumption'!$E$1297","v":0},{"$f":"'Energy Consumption'!$E$1298","v":0},{"$f":"'Energy Consumption'!$E$1379","v":0},{"$f":"'Energy Consumption'!$E$1380","v":0},{"$f":"'Energy Consumption'!$E$1461","v":0},{"$f":"'Energy Consumption'!$E$1462","v":0},{"$f":"'Energy Consumption'!$E$1543","v":0},{"$f":"'Energy Consumption'!$E$1544","v":0},{"$f":"'Energy Consumption'!$E$1625","v":0},{"$f":"'Energy Consumption'!$E$1626","v":0}]
["2011-03-01",0,0,0,0,0,0,{"$f":"'Relevant Variables'!$F$49","v":0},{"$f":"'Relevant Variables'!$F$79","v":0},{"$f":"'Relevant Variables'!$F$109","v":0},{"$f":"'Relevant Variables'!$F$139","v":0},{"$f":"'Relevant Variables'!$F$169","v":0},{"$f":"'Relevant Variables'!$F$199","v":0},{"$f":"'Relevant Variables'!$F$229","v":0},{"$f":"'Relevant Variables'!$F$259","v":0},{"$f":"'Relevant Variables'!$F$289","v":0},{"$f":"'Relevant Variables'!$F$319","v":0},{"$f":"'Relevant Variables'!$F$349","v":0},{"$f":"'Relevant Variables'!$F$379","v":0},{"$f":"'Relevant Variables'!$F$409","v":0},{"$f":"'Relevant Variables'!$F$439","v":0},{"$f":"'Relevant Variables'!$F$469","v":0},{"$f":"'Relevant Variables'!$F$499","v":0},{"$f":"'Relevant Variables'!$F$529","v":0},{"$f":"'Relevant Variables'!$F$559","v":0},{"$f":"'Relevant Variables'!$F$589","v":0},{"$f":"'Relevant Variables'!$F$619","v":0},null,false,null,null,75,{"$f":"'Energy Consumption'!$F$67","v":0},{"$f":"'Energy Consumption'!$F$68","v":0},{"$f":"'Energy Consumption'!$F$149","v":0},{"$f":"'Energy Consumption'!$F$150","v":0},{"$f":"'Energy Consumption'!$F$231","v":0},{"$f":"'Energy Consumption'!$F$232","v":0},{"$f":"'Energy Consumption'!$F$313","v":0},{"$f":"'Energy Consumption'!$F$314","v":0},{"$f":"'Energy Consumption'!$F$395","v":0},{"$f":"'Energy Consumption'!$F$396","v":0},{"$f":"'Energy Consumption'!$F$477","v":0},{"$f":"'Energy Consumption'!$F$478","v":0},{"$f":"'Energy Consumption'!$F$559","v":0},{"$f":"'Energy Consumption'!$F$560","v":0},{"$f":"'Energy Consumption'!$F$641","v":0},{"$f":"'Energy Consumption'!$F$642","v":0},{"$f":"'Energy Consumption'!$F$723","v":0},{"$f":"'Energy Consumption'!$F$724","v":0},{"$f":"'Energy Consumption'!$F$805","v":0},{"$f":"'Energy Consumption'!$F$806","v":0},{"$f":"'Energy Consumption'!$F$887","v":0},{"$f":"'Energy Consumption'!$F$888","v":0},{"$f":"'Energy Consumption'!$F$969","v":0},{"$f":"'Energy Consumption'!$F$970","v":0},{"$f":"'Energy Consumption'!$F$1051","v":0},{"$f":"'Energy Consumption'!$F$1052","v":0},{"$f":"'Energy Consumption'!$F$1133","v":0},{"$f":"'Energy Consumption'!$F$1134","v":0},{"$f":"'Energy Consumption'!$F$1215","v":0},{"$f":"'Energy Consumption'!$F$1216","v":0},{"$f":"'Energy Consumption'!$F$1297","v":0},{"$f":"'Energy Consumption'!$F$1298","v":0},{"$f":"'Energy Consumption'!$F$1379","v":0},{"$f":"'Energy Consumption'!$F$1380","v":0},{"$f":"'Energy Consumption'!$F$1461","v":0},{"$f":"'Energy Consumption'!$F$1462","v":0},{"$f":"'Energy Consumption'!$F$1543","v":0},{"$f":"'Energy Consumption'!$F$1544","v":0},{"$f":"'Energy Consumption'!$F$1625","v":0},{"$f":"'Energy Consumption'!$F$1626","v":0}]
["2011-04-01",0,0,0,0,0,0,{"$f":"'Relevant Variables'!$G$49","v":0},{"$f":"'Relevant Variables'!$G$79","v":0},{"$f":"'Relevant Variables'!$G$109","v":0},{"$f":"'Relevant Variables'!$G$139","v":0},{"$f":"'Relevant Variables'!$G$169","v":0},{"$f":"'Relevant Variables'!$G$199","v":0},{"$f":"'Relevant Variables'!$G$229","v":0},{"$f":"'Relevant Variables'!$G$259","v":0},{"$f":"'Relevant Variables'!$G$289","v":0},{"$f":"'Relevant Variables'!$G$319","v":0},{"$f":"'Relevant Variables'!$G$349","v":0},{"$f":"'Relevant Variables'!$G$379","v":0},{"$f":"'Relevant Variables'!$G$409","v":0},{"$f":"'Relevant Variables'!$G$439","v":0},{"$f":"'Relevant Variables'!$G$469","v":0},{"$f":"'Relevant Variables'!$G$499","v":0},{"$f":"'Relevant Variables'!$G$529","v":0},{"$f":"'Relevant Variables'!$G$559","v":0},{"$f":"'Relevant Variables'!$G$589","v":0},{"$f":"'Relevant Variables'!$G$619","v":0},null,false,null,null,76,{"$f":"'Energy Consumption'!$G$67","v":0},{"$f":"'Energy Consumption'!$G$68","v":0},{"$f":"'Energy Consumption'!$G$149","v":0},{"$f":"'Energy Consumption'!$G$150","v":0},{"$f":"'Energy Consumption'!$G$231","v":0},{"$f":"'Energy Consumption'!$G$232","v":0},{"$f":"'Energy Consumption'!$G$313","v":0},{"$f":"'Energy Consumption'!$G$314","v":0},{"$f":"'Energy Consumption'!$G$395","v":0},{"$f":"'Energy Consumption'!$G$396","v":0},{"$f":"'Energy Consumption'!$G$477","v":0},{"$f":"'Energy Consumption'!$G$478","v":0},{"$f":"'Energy Consumption'!$G$559","v":0},{"$f":"'Energy Consumption'!$G$560","v":0},{"$f":"'Energy Consumption'!$G$641","v":0},{"$f":"'Energy Consumption'!$G$642","v":0},{"$f":"'Energy Consumption'!$G$723","v":0},{"$f":"'Energy Consumption'!$G$724","v":0},{"$f":"'Energy Consumption'!$G$805","v":0},{"$f":"'Energy Consumption'!$G$806","v":0},{"$f":"'Energy Consumption'!$G$887","v":0},{"$f":"'Energy Consumption'!$G$888","v":0},{"$f":"'Energy Consumption'!$G$969","v":0},{"$f":"'Energy Consumption'!$G$970","v":0},{"$f":"'Energy Consumption'!$G$1051","v":0},{"$f":"'Energy Consumption'!$G$1052","v":0},{"$f":"'Energy Consumption'!$G$1133","v":0},{"$f":"'Energy Consumption'!$G$1134","v":0},{"$f":"'Energy Consumption'!$G$1215","v":0},{"$f":"'Energy Consumption'!$G$1216","v":0},{"$f":"'Energy Consumption'!$G$1297","v":0},{"$f":"'Energy Consumption'!$G$1298","v":0},{"$f":"'Energy Consumption'!$G$1379","v":0},{"$f":"'Energy Consumption'!$G$1380","v":0},{"$f":"'Energy Consumption'!$G$1461","v":0},{"$f":"'Energy Consumption'!$G$1462","v":0},{"$f":"'Energy Consumption'!$G$1543","v":0},{"$f":"'Energy Consumption'!$G$1544","v":0},{"$f":"'Energy Consumption'!$G$1625","v":0},{"$f":"'Energy Consumption'!$G$1626","v":0}]
["2011-05-01",0,0,0,0,0,0,{"$f":"'Relevant Variables'!$H$49","v":0},{"$f":"'Relevant Variables'!$H$79","v":0},{"$f":"'Relevant Variables'!$H$109","v":0},{"$f":"'Relevant Variables'!$H$139","v":0},{"$f":"'Relevant Variables'!$H$169","v":0},{"$f":"'Relevant Variables'!$H$199","v":0},{"$f":"'Relevant Variables'!$H$229","v":0},{"$f":"'Relevant Variables'!$H$259","v":0},{"$f":"'Relevant Variables'!$H$289","v":0},{"$f":"'Relevant Variables'!$H$319","v":0},{"$f":"'Relevant Variables'!$H$349","v":0},{"$f":"'Relevant Variables'!$H$379","v":0},{"$f":"'Relevant Variables'!$H$409","v":0},{"$f":"'Relevant Variables'!$H$439","v":0},{"$f":"'Relevant Variables'!$H$469","v":0},{"$f":"'Relevant Variables'!$H$499","v":0},{"$f":"'Relevant Variables'!$H$529","v":0},{"$f":"'Relevant Variables'!$H$559","v":0},{"$f":"'Relevant Variables'!$H$589","v":0},{"$f":"'Relevant Variables'!$H$619","v":0},null,false,null,null,77,{"$f":"'Energy Consumption'!$H$67","v":0},{"$f":"'Energy Consumption'!$H$68","v":0},{"$f":"'Energy Consumption'!$H$149","v":0},{"$f":"'Energy Consumption'!$H$150","v":0},{"$f":"'Energy Consumption'!$H$231","v":0},{"$f":"'Energy Consumption'!$H$232","v":0},{"$f":"'Energy Consumption'!$H$313","v":0},{"$f":"'Energy Consumption'!$H$314","v":0},{"$f":"'Energy Consumption'!$H$395","v":0},{"$f":"'Energy Consumption'!$H$396","v":0},{"$f":"'Energy Consumption'!$H$477","v":0},{"$f":"'Energy Consumption'!$H$478","v":0},{"$f":"'Energy Consumption'!$H$559","v":0},{"$f":"'Energy Consumption'!$H$560","v":0},{"$f":"'Energy Consumption'!$H$641","v":0},{"$f":"'Energy Consumption'!$H$642","v":0},{"$f":"'Energy Consumption'!$H$723","v":0},{"$f":"'Energy Consumption'!$H$724","v":0},{"$f":"'Energy Consumption'!$H$805","v":0},{"$f":"'Energy Consumption'!$H$806","v":0},{"$f":"'Energy Consumption'!$H$887","v":0},{"$f":"'Energy Consumption'!$H$888","v":0},{"$f":"'Energy Consumption'!$H$969","v":0},{"$f":"'Energy Consumption'!$H$970","v":0},{"$f":"'Energy Consumption'!$H$1051","v":0},{"$f":"'Energy Consumption'!$H$1052","v":0},{"$f":"'Energy Consumption'!$H$1133","v":0},{"$f":"'Energy Consumption'!$H$1134","v":0},{"$f":"'Energy Consumption'!$H$1215","v":0},{"$f":"'Energy Consumption'!$H$1216","v":0},{"$f":"'Energy Consumption'!$H$1297","v":0},{"$f":"'Energy Consumption'!$H$1298","v":0},{"$f":"'Energy Consumption'!$H$1379","v":0},{"$f":"'Energy Consumption'!$H$1380","v":0},{"$f":"'Energy Consumption'!$H$1461","v":0},{"$f":"'Energy Consumption'!$H$1462","v":0},{"$f":"'Energy Consumption'!$H$1543","v":0},{"$f":"'Energy Consumption'!$H$1544","v":0},{"$f":"'Energy Consumption'!$H$1625","v":0},{"$f":"'Energy Consumption'!$H$1626","v":0}]
["2011-06-01",0,0,0,0,0,0,{"$f":"'Relevant Variables'!$I$49","v":0},{"$f":"'Relevant Variables'!$I$79","v":0},{"$f":"'Relevant Variables'!$I$109","v":0},{"$f":"'Relevant Variables'!$I$139","v":0},{"$f":"'Relevant Variables'!$I$169","v":0},{"$f":"'Relevant Variables'!$I$199","v":0},{"$f":"'Relevant Variables'!$I$229","v":0},{"$f":"'Relevant Variables'!$I$259","v":0},{"$f":"'Relevant Variables'!$I$289","v":0},{"$f":"'Relevant Variables'!$I$319","v":0},{"$f":"'Relevant Variables'!$I$349","v":0},{"$f":"'Relevant Variables'!$I$379","v":0},{"$f":"'Relevant Variables'!$I$409","v":0},{"$f":"'Relevant Variables'!$I$439","v":0},{"$f":"'Relevant Variables'!$I$469","v":0},{"$f":"'Relevant Variables'!$I$499","v":0},{"$f":"'Relevant Variables'!$I$529","v":0},{"$f":"'Relevant Variables'!$I$559","v":0},{"$f":"'Relevant Variables'!$I$589","v":0},{"$f":"'Relevant Variables'!$I$619","v":0},null,false,null,null,78,{"$f":"'Energy Consumption'!$I$67","v":0},{"$f":"'Energy Consumption'!$I$68","v":0},{"$f":"'Energy Consumption'!$I$149","v":0},{"$f":"'Energy Consumption'!$I$150","v":0},{"$f":"'Energy Consumption'!$I$231","v":0},{"$f":"'Energy Consumption'!$I$232","v":0},{"$f":"'Energy Consumption'!$I$313","v":0},{"$f":"'Energy Consumption'!$I$314","v":0},{"$f":"'Energy Consumption'!$I$395","v":0},{"$f":"'Energy Consumption'!$I$396","v":0},{"$f":"'Energy Consumption'!$I$477","v":0},{"$f":"'Energy Consumption'!$I$478","v":0},{"$f":"'Energy Consumption'!$I$559","v":0},{"$f":"'Energy Consumption'!$I$560","v":0},{"$f":"'Energy Consumption'!$I$641","v":0},{"$f":"'Energy Consumption'!$I$642","v":0},{"$f":"'Energy Consumption'!$I$723","v":0},{"$f":"'Energy Consumption'!$I$724","v":0},{"$f":"'Energy Consumption'!$I$805","v":0},{"$f":"'Energy Consumption'!$I$806","v":0},{"$f":"'Energy Consumption'!$I$887","v":0},{"$f":"'Energy Consumption'!$I$888","v":0},{"$f":"'Energy Consumption'!$I$969","v":0},{"$f":"'Energy Consumption'!$I$970","v":0},{"$f":"'Energy Consumption'!$I$1051","v":0},{"$f":"'Energy Consumption'!$I$1052","v":0},{"$f":"'Energy Consumption'!$I$1133","v":0},{"$f":"'Energy Consumption'!$I$1134","v":0},{"$f":"'Energy Consumption'!$I$1215","v":0},{"$f":"'Energy Consumption'!$I$1216","v":0},{"$f":"'Energy Consumption'!$I$1297","v":0},{"$f":"'Energy Consumption'!$I$1298","v":0},{"$f":"'Energy Consumption'!$I$1379","v":0},{"$f":"'Energy Consumption'!$I$1380","v":0},{"$f":"'Energy Consumption'!$I$1461","v":0},{"$f":"'Energy Consumption'!$I$1462","v":0},{"$f":"'Energy Consumption'!$I$1543","v":0},{"$f":"'Energy Consumption'!$I$1544","v":0},{"$f":"'Energy Consumption'!$I$1625","v":0},{"$f":"'Energy Consumption'!$I$1626","v":0}]
["2011-07-01",0,0,0,0,0,0,{"$f":"'Relevant Variables'!$J$49","v":0},{"$f":"'Relevant Variables'!$J$79","v":0},{"$f":"'Relevant Variables'!$J$109","v":0},{"$f":"'Relevant Variables'!$J$139","v":0},{"$f":"'Relevant Variables'!$J$169","v":0},{"$f":"'Relevant Variables'!$J$199","v":0},{"$f":"'Relevant Variables'!$J$229","v":0},{"$f":"'Relevant Variables'!$J$259","v":0},{"$f":"'Relevant Variables'!$J$289","v":0},{"$f":"'Relevant Variables'!$J$319","v":0},{"$f":"'Relevant Variables'!$J$349","v":0},{"$f":"'Relevant Variables'!$J$379","v":0},{"$f":"'Relevant Variables'!$J$409","v":0},{"$f":"'Relevant Variables'!$J$439","v":0},{"$f":"'Relevant Variables'!$J$469","v":0},{"$f":"'Relevant Variables'!$J$499","v":0},{"$f":"'Relevant Variables'!$J$529","v":0},{"$f":"'Relevant Variables'!$J$559","v":0},{"$f":"'Relevant Variables'!$J$589","v":0},{"$f":"'Relevant Variables'!$J$619","v":0},null,false,null,null,79,{"$f":"'Energy Consumption'!$J$67","v":0},{"$f":"'Energy Consumption'!$J$68","v":0},{"$f":"'Energy Consumption'!$J$149","v":0},{"$f":"'Energy Consumption'!$J$150","v":0},{"$f":"'Energy Consumption'!$J$231","v":0},{"$f":"'Energy Consumption'!$J$232","v":0},{"$f":"'Energy Consumption'!$J$313","v":0},{"$f":"'Energy Consumption'!$J$314","v":0},{"$f":"'Energy Consumption'!$J$395","v":0},{"$f":"'Energy Consumption'!$J$396","v":0},{"$f":"'Energy Consumption'!$J$477","v":0},{"$f":"'Energy Consumption'!$J$478","v":0},{"$f":"'Energy Consumption'!$J$559","v":0},{"$f":"'Energy Consumption'!$J$560","v":0},{"$f":"'Energy Consumption'!$J$641","v":0},{"$f":"'Energy Consumption'!$J$642","v":0},{"$f":"'Energy Consumption'!$J$723","v":0},{"$f":"'Energy Consumption'!$J$724","v":0},{"$f":"'Energy Consumption'!$J$805","v":0},{"$f":"'Energy Consumption'!$J$806","v":0},{"$f":"'Energy Consumption'!$J$887","v":0},{"$f":"'Energy Consumption'!$J$888","v":0},{"$f":"'Energy Consumption'!$J$969","v":0},{"$f":"'Energy Consumption'!$J$970","v":0},{"$f":"'Energy Consumption'!$J$1051","v":0},{"$f":"'Energy Consumption'!$J$1052","v":0},{"$f":"'Energy Consumption'!$J$1133","v":0},{"$f":"'Energy Consumption'!$J$1134","v":0},{"$f":"'Energy Consumption'!$J$1215","v":0},{"$f":"'Energy Consumption'!$J$1216","v":0},{"$f":"'Energy Consumption'!$J$1297","v":0},{"$f":"'Energy Consumption'!$J$1298","v":0},{"$f":"'Energy Consumption'!$J$1379","v":0},{"$f":"'Energy Consumption'!$J$1380","v":0},{"$f":"'Energy Consumption'!$J$1461","v":0},{"$f":"'Energy Consumption'!$J$1462","v":0},{"$f":"'Energy Consumption'!$J$1543","v":0},{"$f":"'Energy Consumption'!$J$1544","v":0},{"$f":"'Energy Consumption'!$J$1625","v":0},{"$f":"'Energy Consumption'!$J$1626","v":0}]
["2011-08-01",0,0,0,0,0,0,{"$f":"'Relevant Variables'!$K$49","v":0},{"$f":"'Relevant Variables'!$K$79","v":0},{"$f":"'Relevant Variables'!$K$109","v":0},{"$f":"'Relevant Variables'!$K$139","v":0},{"$f":"'Relevant Variables'!$K$169","v":0},{"$f":"'Relevant Variables'!$K$199","v":0},{"$f":"'Relevant Variables'!$K$229","v":0},{"$f":"'Relevant Variables'!$K$259","v":0},{"$f":"'Relevant Variables'!$K$289","v":0},{"$f":"'Relevant Variables'!$K$319","v":0},{"$f":"'Relevant Variables'!$K$349","v":0},{"$f":"'Relevant Variables'!$K$379","v":0},{"$f":"'Relevant Variables'!$K$409","v":0},{"$f":"'Relevant Variables'!$K$439","v":0},{"$f":"'Relevant Variables'!$K$469","v":0},{"$f":"'Relevant Variables'!$K$499","v":0},{"$f":"'Relevant Variables'!$K$529","v":0},{"$f":"'Relevant Variables'!$K$559","v":0},{"$f":"'Relevant Variables'!$K$589","v":0},{"$f":"'Relevant Variables'!$K$619","v":0},null,false,null,null,80,{"$f":"'Energy Consumption'!$K$67","v":0},{"$f":"'Energy Consumption'!$K$68","v":0},{"$f":"'Energy Consumption'!$K$149","v":0},{"$f":"'Energy Consumption'!$K$150","v":0},{"$f":"'Energy Consumption'!$K$231","v":0},{"$f":"'Energy Consumption'!$K$232","v":0},{"$f":"'Energy Consumption'!$K$313","v":0},{"$f":"'Energy Consumption'!$K$314","v":0},{"$f":"'Energy Consumption'!$K$395","v":0},{"$f":"'Energy Consumption'!$K$396","v":0},{"$f":"'Energy Consumption'!$K$477","v":0},{"$f":"'Energy Consumption'!$K$478","v":0},{"$f":"'Energy Consumption'!$K$559","v":0},{"$f":"'Energy Consumption'!$K$560","v":0},{"$f":"'Energy Consumption'!$K$641","v":0},{"$f":"'Energy Consumption'!$K$642","v":0},{"$f":"'Energy Consumption'!$K$723","v":0},{"$f":"'Energy Consumption'!$K$724","v":0},{"$f":"'Energy Consumption'!$K$805","v":0},{"$f":"'Energy Consumption'!$K$806","v":0},{"$f":"'Energy Consumption'!$K$887","v":0},{"$f":"'Energy Consumption'!$K$888","v":0},{"$f":"'Energy Consumption'!$K$969","v":0},{"$f":"'Energy Consumption'!$K$970","v":0},{"$f":"'Energy Consumption'!$K$1051","v":0},{"$f":"'Energy Consumption'!$K$1052","v":0},{"$f":"'Energy Consumption'!$K$1133","v":0},{"$f":"'Energy Consumption'!$K$1134","v":0},{"$f":"'Energy Consumption'!$K$1215","v":0},{"$f":"'Energy Consumption'!$K$1216","v":0},{"$f":"'Energy Consumption'!$K$1297","v":0},{"$f":"'Energy Consumption'!$K$1298","v":0},{"$f":"'Energy Consumption'!$K$1379","v":0},{"$f":"'Energy Consumption'!$K$1380","v":0},{"$f":"'Energy Consumption'!$K$1461","v":0},{"$f":"'Energy Consumption'!$K$1462","v":0},{"$f":"'Energy Consumption'!$K$1543","v":0},{"$f":"'Energy Consumption'!$K$1544","v":0},{"$f":"'Energy Consumption'!$K$1625","v":0},{"$f":"'Energy Consumption'!$K$1626","v":0}]
["2011-09-01",{"$f":"SUMIF($AG$9:$BT$9,\"=\"&B$9,$AG90:$BT90)","v":0},0,0,0,0,0,{"$f":"'Relevant Variables'!$L$49","v":0},{"$f":"'Relevant Variables'!$L$79","v":0},{"$f":"'Relevant Variables'!$L$109","v":0},{"$f":"'Relevant Variables'!$L$139","v":0},{"$f":"'Relevant Variables'!$L$169","v":0},{"$f":"'Relevant Variables'!$L$199","v":0},{"$f":"'Relevant Variables'!$L$229","v":0},{"$f":"'Relevant Variables'!$L$259","v":0},{"$f":"'Relevant Variables'!$L$289","v":0},{"$f":"'Relevant Variables'!$L$319","v":0},{"$f":"'Relevant Variables'!$L$349","v":0},{"$f":"'Relevant Variables'!$L$379","v":0},{"$f":"'Relevant Variables'!$L$409","v":0},{"$f":"'Relevant Variables'!$L$439","v":0},{"$f":"'Relevant Variables'!$L$469","v":0},{"$f":"'Relevant Variables'!$L$499","v":0},{"$f":"'Relevant Variables'!$L$529","v":0},{"$f":"'Relevant Variables'!$L$559","v":0},{"$f":"'Relevant Variables'!$L$589","v":0},{"$f":"'Relevant Variables'!$L$619","v":0},null,false,null,null,81,{"$f":"'Energy Consumption'!$L$67","v":0},{"$f":"'Energy Consumption'!$L$68","v":0},{"$f":"'Energy Consumption'!$L$149","v":0},{"$f":"'Energy Consumption'!$L$150","v":0},{"$f":"'Energy Consumption'!$L$231","v":0},{"$f":"'Energy Consumption'!$L$232","v":0},{"$f":"'Energy Consumption'!$L$313","v":0},{"$f":"'Energy Consumption'!$L$314","v":0},{"$f":"'Energy Consumption'!$L$395","v":0},{"$f":"'Energy Consumption'!$L$396","v":0},{"$f":"'Energy Consumption'!$L$477","v":0},{"$f":"'Energy Consumption'!$L$478","v":0},{"$f":"'Energy Consumption'!$L$559","v":0},{"$f":"'Energy Consumption'!$L$560","v":0},{"$f":"'Energy Consumption'!$L$641","v":0},{"$f":"'Energy Consumption'!$L$642","v":0},{"$f":"'Energy Consumption'!$L$723","v":0},{"$f":"'Energy Consumption'!$L$724","v":0},{"$f":"'Energy Consumption'!$L$805","v":0},{"$f":"'Energy Consumption'!$L$806","v":0},{"$f":"'Energy Consumption'!$L$887","v":0},{"$f":"'Energy Consumption'!$L$888","v":0},{"$f":"'Energy Consumption'!$L$969","v":0},{"$f":"'Energy Consumption'!$L$970","v":0},{"$f":"'Energy Consumption'!$L$1051","v":0},{"$f":"'Energy Consumption'!$L$1052","v":0},{"$f":"'Energy Consumption'!$L$1133","v":0},{"$f":"'Energy Consumption'!$L$1134","v":0},{"$f":"'Energy Consumption'!$L$1215","v":0},{"$f":"'Energy Consumption'!$L$1216","v":0},{"$f":"'Energy Consumption'!$L$1297","v":0},{"$f":"'Energy Consumption'!$L$1298","v":0},{"$f":"'Energy Consumption'!$L$1379","v":0},{"$f":"'Energy Consumption'!$L$1380","v":0},{"$f":"'Energy Consumption'!$L$1461","v":0},{"$f":"'Energy Consumption'!$L$1462","v":0},{"$f":"'Energy Consumption'!$L$1543","v":0},{"$f":"'Energy Consumption'!$L$1544","v":0},{"$f":"'Energy Consumption'!$L$1625","v":0},{"$f":"'Energy Consumption'!$L$1626","v":0}]
["2011-10-01",0,0,0,0,0,0,{"$f":"'Relevant Variables'!$M$49","v":0},{"$f":"'Relevant Variables'!$M$79","v":0},{"$f":"'Relevant Variables'!$M$109","v":0},{"$f":"'Relevant Variables'!$M$139","v":0},{"$f":"'Relevant Variables'!$M$169","v":0},{"$f":"'Relevant Variables'!$M$199","v":0},{"$f":"'Relevant Variables'!$M$229","v":0},{"$f":"'Relevant Variables'!$M$259","v":0},{"$f":"'Relevant Variables'!$M$289","v":0},{"$f":"'Relevant Variables'!$M$319","v":0},{"$f":"'Relevant Variables'!$M$349","v":0},{"$f":"'Relevant Variables'!$M$379","v":0},{"$f":"'Relevant Variables'!$M$409","v":0},{"$f":"'Relevant Variables'!$M$439","v":0},{"$f":"'Relevant Variables'!$M$469","v":0},{"$f":"'Relevant Variables'!$M$499","v":0},{"$f":"'Relevant Variables'!$M$529","v":0},{"$f":"'Relevant Variables'!$M$559","v":0},{"$f":"'Relevant Variables'!$M$589","v":0},{"$f":"'Relevant Variables'!$M$619","v":0},null,false,null,null,82,{"$f":"'Energy Consumption'!$M$67","v":0},{"$f":"'Energy Consumption'!$M$68","v":0},{"$f":"'Energy Consumption'!$M$149","v":0},{"$f":"'Energy Consumption'!$M$150","v":0},{"$f":"'Energy Consumption'!$M$231","v":0},{"$f":"'Energy Consumption'!$M$232","v":0},{"$f":"'Energy Consumption'!$M$313","v":0},{"$f":"'Energy Consumption'!$M$314","v":0},{"$f":"'Energy Consumption'!$M$395","v":0},{"$f":"'Energy Consumption'!$M$396","v":0},{"$f":"'Energy Consumption'!$M$477","v":0},{"$f":"'Energy Consumption'!$M$478","v":0},{"$f":"'Energy Consumption'!$M$559","v":0},{"$f":"'Energy Consumption'!$M$560","v":0},{"$f":"'Energy Consumption'!$M$641","v":0},{"$f":"'Energy Consumption'!$M$642","v":0},{"$f":"'Energy Consumption'!$M$723","v":0},{"$f":"'Energy Consumption'!$M$724","v":0},{"$f":"'Energy Consumption'!$M$805","v":0},{"$f":"'Energy Consumption'!$M$806","v":0},{"$f":"'Energy Consumption'!$M$887","v":0},{"$f":"'Energy Consumption'!$M$888","v":0},{"$f":"'Energy Consumption'!$M$969","v":0},{"$f":"'Energy Consumption'!$M$970","v":0},{"$f":"'Energy Consumption'!$M$1051","v":0},{"$f":"'Energy Consumption'!$M$1052","v":0},{"$f":"'Energy Consumption'!$M$1133","v":0},{"$f":"'Energy Consumption'!$M$1134","v":0},{"$f":"'Energy Consumption'!$M$1215","v":0},{"$f":"'Energy Consumption'!$M$1216","v":0},{"$f":"'Energy Consumption'!$M$1297","v":0},{"$f":"'Energy Consumption'!$M$1298","v":0},{"$f":"'Energy Consumption'!$M$1379","v":0},{"$f":"'Energy Consumption'!$M$1380","v":0},{"$f":"'Energy Consumption'!$M$1461","v":0},{"$f":"'Energy Consumption'!$M$1462","v":0},{"$f":"'Energy Consumption'!$M$1543","v":0},{"$f":"'Energy Consumption'!$M$1544","v":0},{"$f":"'Energy Consumption'!$M$1625","v":0},{"$f":"'Energy Consumption'!$M$1626","v":0}]
["2011-11-01",0,0,0,0,0,0,{"$f":"'Relevant Variables'!$N$49","v":0},{"$f":"'Relevant Variables'!$N$79","v":0},{"$f":"'Relevant Variables'!$N$109","v":0},{"$f":"'Relevant Variables'!$N$139","v":0},{"$f":"'Relevant Variables'!$N$169","v":0},{"$f":"'Relevant Variables'!$N$199","v":0},{"$f":"'Relevant Variables'!$N$229","v":0},{"$f":"'Relevant Variables'!$N$259","v":0},{"$f":"'Relevant Variables'!$N$289","v":0},{"$f":"'Relevant Variables'!$N$319","v":0},{"$f":"'Relevant Variables'!$N$349","v":0},{"$f":"'Relevant Variables'!$N$379","v":0},{"$f":"'Relevant Variables'!$N$409","v":0},{"$f":"'Relevant Variables'!$N$439","v":0},{"$f":"'Relevant Variables'!$N$469","v":0},{"$f":"'Relevant Variables'!$N$499","v":0},{"$f":"'Relevant Variables'!$N$529","v":0},{"$f":"'Relevant Variables'!$N$559","v":0},{"$f":"'Relevant Variables'!$N$589","v":0},{"$f":"'Relevant Variables'!$N$619","v":0},null,false,null,null,83,{"$f":"'Energy Consumption'!$N$67","v":0},{"$f":"'Energy Consumption'!$N$68","v":0},{"$f":"'Energy Consumption'!$N$149","v":0},{"$f":"'Energy Consumption'!$N$150","v":0},{"$f":"'Energy Consumption'!$N$231","v":0},{"$f":"'Energy Consumption'!$N$232","v":0},{"$f":"'Energy Consumption'!$N$313","v":0},{"$f":"'Energy Consumption'!$N$314","v":0},{"$f":"'Energy Consumption'!$N$395","v":0},{"$f":"'Energy Consumption'!$N$396","v":0},{"$f":"'Energy Consumption'!$N$477","v":0},{"$f":"'Energy Consumption'!$N$478","v":0},{"$f":"'Energy Consumption'!$N$559","v":0},{"$f":"'Energy Consumption'!$N$560","v":0},{"$f":"'Energy Consumption'!$N$641","v":0},{"$f":"'Energy Consumption'!$N$642","v":0},{"$f":"'Energy Consumption'!$N$723","v":0},{"$f":"'Energy Consumption'!$N$724","v":0},{"$f":"'Energy Consumption'!$N$805","v":0},{"$f":"'Energy Consumption'!$N$806","v":0},{"$f":"'Energy Consumption'!$N$887","v":0},{"$f":"'Energy Consumption'!$N$888","v":0},{"$f":"'Energy Consumption'!$N$969","v":0},{"$f":"'Energy Consumption'!$N$970","v":0},{"$f":"'Energy Consumption'!$N$1051","v":0},{"$f":"'Energy Consumption'!$N$1052","v":0},{"$f":"'Energy Consumption'!$N$1133","v":0},{"$f":"'Energy Consumption'!$N$1134","v":0},{"$f":"'Energy Consumption'!$N$1215","v":0},{"$f":"'Energy Consumption'!$N$1216","v":0},{"$f":"'Energy Consumption'!$N$1297","v":0},{"$f":"'Energy Consumption'!$N$1298","v":0},{"$f":"'Energy Consumption'!$N$1379","v":0},{"$f":"'Energy Consumption'!$N$1380","v":0},{"$f":"'Energy Consumption'!$N$1461","v":0},{"$f":"'Energy Consumption'!$N$1462","v":0},{"$f":"'Energy Consumption'!$N$1543","v":0},{"$f":"'Energy Consumption'!$N$1544","v":0},{"$f":"'Energy Consumption'!$N$1625","v":0},{"$f":"'Energy Consumption'!$N$1626","v":0}]
["2011-12-01",0,0,0,0,0,0,{"$f":"'Relevant Variables'!$O$49","v":0},{"$f":"'Relevant Variables'!$O$79","v":0},{"$f":"'Relevant Variables'!$O$109","v":0},{"$f":"'Relevant Variables'!$O$139","v":0},{"$f":"'Relevant Variables'!$O$169","v":0},{"$f":"'Relevant Variables'!$O$199","v":0},{"$f":"'Relevant Variables'!$O$229","v":0},{"$f":"'Relevant Variables'!$O$259","v":0},{"$f":"'Relevant Variables'!$O$289","v":0},{"$f":"'Relevant Variables'!$O$319","v":0},{"$f":"'Relevant Variables'!$O$349","v":0},{"$f":"'Relevant Variables'!$O$379","v":0},{"$f":"'Relevant Variables'!$O$409","v":0},{"$f":"'Relevant Variables'!$O$439","v":0},{"$f":"'Relevant Variables'!$O$469","v":0},{"$f":"'Relevant Variables'!$O$499","v":0},{"$f":"'Relevant Variables'!$O$529","v":0},{"$f":"'Relevant Variables'!$O$559","v":0},{"$f":"'Relevant Variables'!$O$589","v":0},{"$f":"'Relevant Variables'!$O$619","v":0},null,false,null,null,84,{"$f":"'Energy Consumption'!$O$67","v":0},{"$f":"'Energy Consumption'!$O$68","v":0},{"$f":"'Energy Consumption'!$O$149","v":0},{"$f":"'Energy Consumption'!$O$150","v":0},{"$f":"'Energy Consumption'!$O$231","v":0},{"$f":"'Energy Consumption'!$O$232","v":0},{"$f":"'Energy Consumption'!$O$313","v":0},{"$f":"'Energy Consumption'!$O$314","v":0},{"$f":"'Energy Consumption'!$O$395","v":0},{"$f":"'Energy Consumption'!$O$396","v":0},{"$f":"'Energy Consumption'!$O$477","v":0},{"$f":"'Energy Consumption'!$O$478","v":0},{"$f":"'Energy Consumption'!$O$559","v":0},{"$f":"'Energy Consumption'!$O$560","v":0},{"$f":"'Energy Consumption'!$O$641","v":0},{"$f":"'Energy Consumption'!$O$642","v":0},{"$f":"'Energy Consumption'!$O$723","v":0},{"$f":"'Energy Consumption'!$O$724","v":0},{"$f":"'Energy Consumption'!$O$805","v":0},{"$f":"'Energy Consumption'!$O$806","v":0},{"$f":"'Energy Consumption'!$O$887","v":0},{"$f":"'Energy Consumption'!$O$888","v":0},{"$f":"'Energy Consumption'!$O$969","v":0},{"$f":"'Energy Consumption'!$O$970","v":0},{"$f":"'Energy Consumption'!$O$1051","v":0},{"$f":"'Energy Consumption'!$O$1052","v":0},{"$f":"'Energy Consumption'!$O$1133","v":0},{"$f":"'Energy Consumption'!$O$1134","v":0},{"$f":"'Energy Consumption'!$O$1215","v":0},{"$f":"'Energy Consumption'!$O$1216","v":0},{"$f":"'Energy Consumption'!$O$1297","v":0},{"$f":"'Energy Consumption'!$O$1298","v":0},{"$f":"'Energy Consumption'!$O$1379","v":0},{"$f":"'Energy Consumption'!$O$1380","v":0},{"$f":"'Energy Consumption'!$O$1461","v":0},{"$f":"'Energy Consumption'!$O$1462","v":0},{"$f":"'Energy Consumption'!$O$1543","v":0},{"$f":"'Energy Consumption'!$O$1544","v":0},{"$f":"'Energy Consumption'!$O$1625","v":0},{"$f":"'Energy Consumption'!$O$1626","v":0}]
["2012-01-01",0,0,0,0,0,0,{"$f":"'Relevant Variables'!$D$48","v":0},{"$f":"'Relevant Variables'!$D$78","v":0},{"$f":"'Relevant Variables'!$D$108","v":0},{"$f":"'Relevant Variables'!$D$138","v":0},{"$f":"'Relevant Variables'!$D$168","v":0},{"$f":"'Relevant Variables'!$D$198","v":0},{"$f":"'Relevant Variables'!$D$228","v":0},{"$f":"'Relevant Variables'!$D$258","v":0},{"$f":"'Relevant Variables'!$D$288","v":0},{"$f":"'Relevant Variables'!$D$318","v":0},{"$f":"'Relevant Variables'!$D$348","v":0},{"$f":"'Relevant Variables'!$D$378","v":0},{"$f":"'Relevant Variables'!$D$408","v":0},{"$f":"'Relevant Variables'!$D$438","v":0},{"$f":"'Relevant Variables'!$D$468","v":0},{"$f":"'Relevant Variables'!$D$498","v":0},{"$f":"'Relevant Variables'!$D$528","v":0},{"$f":"'Relevant Variables'!$D$558","v":0},{"$f":"'Relevant Variables'!$D$588","v":0},{"$f":"'Relevant Variables'!$D$618","v":0},null,{"$f":"VLOOKUP(AD94,ActiveYears,2,)","v":false},{"$f":"AD82+1","v":2012},null,85,{"$f":"'Energy Consumption'!$D$65","v":0},{"$f":"'Energy Consumption'!$D$66","v":0},{"$f":"'Energy Consumption'!$D$147","v":0},{"$f":"'Energy Consumption'!$D$148","v":0},{"$f":"'Energy Consumption'!$D$229","v":0},{"$f":"'Energy Consumption'!$D$230","v":0},{"$f":"'Energy Consumption'!$D$311","v":0},{"$f":"'Energy Consumption'!$D$312","v":0},{"$f":"'Energy Consumption'!$D$393","v":0},{"$f":"'Energy Consumption'!$D$394","v":0},{"$f":"'Energy Consumption'!$D$475","v":0},{"$f":"'Energy Consumption'!$D$476","v":0},{"$f":"'Energy Consumption'!$D$557","v":0},{"$f":"'Energy Consumption'!$D$558","v":0},{"$f":"'Energy Consumption'!$D$639","v":0},{"$f":"'Energy Consumption'!$D$640","v":0},{"$f":"'Energy Consumption'!$D$721","v":0},{"$f":"'Energy Consumption'!$D$722","v":0},{"$f":"'Energy Consumption'!$D$803","v":0},{"$f":"'Energy Consumption'!$D$804","v":0},{"$f":"'Energy Consumption'!$D$885","v":0},{"$f":"'Energy Consumption'!$D$886","v":0},{"$f":"'Energy Consumption'!$D$967","v":0},{"$f":"'Energy Consumption'!$D$968","v":0},{"$f":"'Energy Consumption'!$D$1049","v":0},{"$f":"'Energy Consumption'!$D$1050","v":0},{"$f":"'Energy Consumption'!$D$1131","v":0},{"$f":"'Energy Consumption'!$D$1132","v":0},{"$f":"'Energy Consumption'!$D$1213","v":0},{"$f":"'Energy Consumption'!$D$1214","v":0},{"$f":"'Energy Consumption'!$D$1295","v":0},{"$f":"'Energy Consumption'!$D$1296","v":0},{"$f":"'Energy Consumption'!$D$1377","v":0},{"$f":"'Energy Consumption'!$D$1378","v":0},{"$f":"'Energy Consumption'!$D$1459","v":0},{"$f":"'Energy Consumption'!$D$1460","v":0},{"$f":"'Energy Consumption'!$D$1541","v":0},{"$f":"'Energy Consumption'!$D$1542","v":0},{"$f":"'Energy Consumption'!$D$1623","v":0},{"$f":"'Energy Consumption'!$D$1624","v":0}]
["2012-02-01",0,0,0,0,0,0,{"$f":"'Relevant Variables'!$E$48","v":0},{"$f":"'Relevant Variables'!$E$78","v":0},{"$f":"'Relevant Variables'!$E$108","v":0},{"$f":"'Relevant Variables'!$E$138","v":0},{"$f":"'Relevant Variables'!$E$168","v":0},{"$f":"'Relevant Variables'!$E$198","v":0},{"$f":"'Relevant Variables'!$E$228","v":0},{"$f":"'Relevant Variables'!$E$258","v":0},{"$f":"'Relevant Variables'!$E$288","v":0},{"$f":"'Relevant Variables'!$E$318","v":0},{"$f":"'Relevant Variables'!$E$348","v":0},{"$f":"'Relevant Variables'!$E$378","v":0},{"$f":"'Relevant Variables'!$E$408","v":0},{"$f":"'Relevant Variables'!$E$438","v":0},{"$f":"'Relevant Variables'!$E$468","v":0},{"$f":"'Relevant Variables'!$E$498","v":0},{"$f":"'Relevant Variables'!$E$528","v":0},{"$f":"'Relevant Variables'!$E$558","v":0},{"$f":"'Relevant Variables'!$E$588","v":0},{"$f":"'Relevant Variables'!$E$618","v":0},null,{"$f":"AC94","v":false},null,null,86,{"$f":"'Energy Consumption'!$E$65","v":0},{"$f":"'Energy Consumption'!$E$66","v":0},{"$f":"'Energy Consumption'!$E$147","v":0},{"$f":"'Energy Consumption'!$E$148","v":0},{"$f":"'Energy Consumption'!$E$229","v":0},{"$f":"'Energy Consumption'!$E$230","v":0},{"$f":"'Energy Consumption'!$E$311","v":0},{"$f":"'Energy Consumption'!$E$312","v":0},{"$f":"'Energy Consumption'!$E$393","v":0},{"$f":"'Energy Consumption'!$E$394","v":0},{"$f":"'Energy Consumption'!$E$475","v":0},{"$f":"'Energy Consumption'!$E$476","v":0},{"$f":"'Energy Consumption'!$E$557","v":0},{"$f":"'Energy Consumption'!$E$558","v":0},{"$f":"'Energy Consumption'!$E$639","v":0},{"$f":"'Energy Consumption'!$E$640","v":0},{"$f":"'Energy Consumption'!$E$721","v":0},{"$f":"'Energy Consumption'!$E$722","v":0},{"$f":"'Energy Consumption'!$E$803","v":0},{"$f":"'Energy Consumption'!$E$804","v":0},{"$f":"'Energy Consumption'!$E$885","v":0},{"$f":"'Energy Consumption'!$E$886","v":0},{"$f":"'Energy Consumption'!$E$967","v":0},{"$f":"'Energy Consumption'!$E$968","v":0},{"$f":"'Energy Consumption'!$E$1049","v":0},{"$f":"'Energy Consumption'!$E$1050","v":0},{"$f":"'Energy Consumption'!$E$1131","v":0},{"$f":"'Energy Consumption'!$E$1132","v":0},{"$f":"'Energy Consumption'!$E$1213","v":0},{"$f":"'Energy Consumption'!$E$1214","v":0},{"$f":"'Energy Consumption'!$E$1295","v":0},{"$f":"'Energy Consumption'!$E$1296","v":0},{"$f":"'Energy Consumption'!$E$1377","v":0},{"$f":"'Energy Consumption'!$E$1378","v":0},{"$f":"'Energy Consumption'!$E$1459","v":0},{"$f":"'Energy Consumption'!$E$1460","v":0},{"$f":"'Energy Consumption'!$E$1541","v":0},{"$f":"'Energy Consumption'!$E$1542","v":0},{"$f":"'Energy Consumption'!$E$1623","v":0},{"$f":"'Energy Consumption'!$E$1624","v":0}]
["2012-03-01",0,0,0,0,0,0,{"$f":"'Relevant Variables'!$F$48","v":0},{"$f":"'Relevant Variables'!$F$78","v":0},{"$f":"'Relevant Variables'!$F$108","v":0},{"$f":"'Relevant Variables'!$F$138","v":0},{"$f":"'Relevant Variables'!$F$168","v":0},{"$f":"'Relevant Variables'!$F$198","v":0},{"$f":"'Relevant Variables'!$F$228","v":0},{"$f":"'Relevant Variables'!$F$258","v":0},{"$f":"'Relevant Variables'!$F$288","v":0},{"$f":"'Relevant Variables'!$F$318","v":0},{"$f":"'Relevant Variables'!$F$348","v":0},{"$f":"'Relevant Variables'!$F$378","v":0},{"$f":"'Relevant Variables'!$F$408","v":0},{"$f":"'Relevant Variables'!$F$438","v":0},{"$f":"'Relevant Variables'!$F$468","v":0},{"$f":"'Relevant Variables'!$F$498","v":0},{"$f":"'Relevant Variables'!$F$528","v":0},{"$f":"'Relevant Variables'!$F$558","v":0},{"$f":"'Relevant Variables'!$F$588","v":0},{"$f":"'Relevant Variables'!$F$618","v":0},null,false,null,null,87,{"$f":"'Energy Consumption'!$F$65","v":0},{"$f":"'Energy Consumption'!$F$66","v":0},{"$f":"'Energy Consumption'!$F$147","v":0},{"$f":"'Energy Consumption'!$F$148","v":0},{"$f":"'Energy Consumption'!$F$229","v":0},{"$f":"'Energy Consumption'!$F$230","v":0},{"$f":"'Energy Consumption'!$F$311","v":0},{"$f":"'Energy Consumption'!$F$312","v":0},{"$f":"'Energy Consumption'!$F$393","v":0},{"$f":"'Energy Consumption'!$F$394","v":0},{"$f":"'Energy Consumption'!$F$475","v":0},{"$f":"'Energy Consumption'!$F$476","v":0},{"$f":"'Energy Consumption'!$F$557","v":0},{"$f":"'Energy Consumption'!$F$558","v":0},{"$f":"'Energy Consumption'!$F$639","v":0},{"$f":"'Energy Consumption'!$F$640","v":0},{"$f":"'Energy Consumption'!$F$721","v":0},{"$f":"'Energy Consumption'!$F$722","v":0},{"$f":"'Energy Consumption'!$F$803","v":0},{"$f":"'Energy Consumption'!$F$804","v":0},{"$f":"'Energy Consumption'!$F$885","v":0},{"$f":"'Energy Consumption'!$F$886","v":0},{"$f":"'Energy Consumption'!$F$967","v":0},{"$f":"'Energy Consumption'!$F$968","v":0},{"$f":"'Energy Consumption'!$F$1049","v":0},{"$f":"'Energy Consumption'!$F$1050","v":0},{"$f":"'Energy Consumption'!$F$1131","v":0},{"$f":"'Energy Consumption'!$F$1132","v":0},{"$f":"'Energy Consumption'!$F$1213","v":0},{"$f":"'Energy Consumption'!$F$1214","v":0},{"$f":"'Energy Consumption'!$F$1295","v":0},{"$f":"'Energy Consumption'!$F$1296","v":0},{"$f":"'Energy Consumption'!$F$1377","v":0},{"$f":"'Energy Consumption'!$F$1378","v":0},{"$f":"'Energy Consumption'!$F$1459","v":0},{"$f":"'Energy Consumption'!$F$1460","v":0},{"$f":"'Energy Consumption'!$F$1541","v":0},{"$f":"'Energy Consumption'!$F$1542","v":0},{"$f":"'Energy Consumption'!$F$1623","v":0},{"$f":"'Energy Consumption'!$F$1624","v":0}]
["2012-04-01",0,0,0,0,0,0,{"$f":"'Relevant Variables'!$G$48","v":0},{"$f":"'Relevant Variables'!$G$78","v":0},{"$f":"'Relevant Variables'!$G$108","v":0},{"$f":"'Relevant Variables'!$G$138","v":0},{"$f":"'Relevant Variables'!$G$168","v":0},{"$f":"'Relevant Variables'!$G$198","v":0},{"$f":"'Relevant Variables'!$G$228","v":0},{"$f":"'Relevant Variables'!$G$258","v":0},{"$f":"'Relevant Variables'!$G$288","v":0},{"$f":"'Relevant Variables'!$G$318","v":0},{"$f":"'Relevant Variables'!$G$348","v":0},{"$f":"'Relevant Variables'!$G$378","v":0},{"$f":"'Relevant Variables'!$G$408","v":0},{"$f":"'Relevant Variables'!$G$438","v":0},{"$f":"'Relevant Variables'!$G$468","v":0},{"$f":"'Relevant Variables'!$G$498","v":0},{"$f":"'Relevant Variables'!$G$528","v":0},{"$f":"'Relevant Variables'!$G$558","v":0},{"$f":"'Relevant Variables'!$G$588","v":0},{"$f":"'Relevant Variables'!$G$618","v":0},null,false,null,null,88,{"$f":"'Energy Consumption'!$G$65","v":0},{"$f":"'Energy Consumption'!$G$66","v":0},{"$f":"'Energy Consumption'!$G$147","v":0},{"$f":"'Energy Consumption'!$G$148","v":0},{"$f":"'Energy Consumption'!$G$229","v":0},{"$f":"'Energy Consumption'!$G$230","v":0},{"$f":"'Energy Consumption'!$G$311","v":0},{"$f":"'Energy Consumption'!$G$312","v":0},{"$f":"'Energy Consumption'!$G$393","v":0},{"$f":"'Energy Consumption'!$G$394","v":0},{"$f":"'Energy Consumption'!$G$475","v":0},{"$f":"'Energy Consumption'!$G$476","v":0},{"$f":"'Energy Consumption'!$G$557","v":0},{"$f":"'Energy Consumption'!$G$558","v":0},{"$f":"'Energy Consumption'!$G$639","v":0},{"$f":"'Energy Consumption'!$G$640","v":0},{"$f":"'Energy Consumption'!$G$721","v":0},{"$f":"'Energy Consumption'!$G$722","v":0},{"$f":"'Energy Consumption'!$G$803","v":0},{"$f":"'Energy Consumption'!$G$804","v":0},{"$f":"'Energy Consumption'!$G$885","v":0},{"$f":"'Energy Consumption'!$G$886","v":0},{"$f":"'Energy Consumption'!$G$967","v":0},{"$f":"'Energy Consumption'!$G$968","v":0},{"$f":"'Energy Consumption'!$G$1049","v":0},{"$f":"'Energy Consumption'!$G$1050","v":0},{"$f":"'Energy Consumption'!$G$1131","v":0},{"$f":"'Energy Consumption'!$G$1132","v":0},{"$f":"'Energy Consumption'!$G$1213","v":0},{"$f":"'Energy Consumption'!$G$1214","v":0},{"$f":"'Energy Consumption'!$G$1295","v":0},{"$f":"'Energy Consumption'!$G$1296","v":0},{"$f":"'Energy Consumption'!$G$1377","v":0},{"$f":"'Energy Consumption'!$G$1378","v":0},{"$f":"'Energy Consumption'!$G$1459","v":0},{"$f":"'Energy Consumption'!$G$1460","v":0},{"$f":"'Energy Consumption'!$G$1541","v":0},{"$f":"'Energy Consumption'!$G$1542","v":0},{"$f":"'Energy Consumption'!$G$1623","v":0},{"$f":"'Energy Consumption'!$G$1624","v":0}]
["2012-05-01",0,0,0,0,0,0,{"$f":"'Relevant Variables'!$H$48","v":0},{"$f":"'Relevant Variables'!$H$78","v":0},{"$f":"'Relevant Variables'!$H$108","v":0},{"$f":"'Relevant Variables'!$H$138","v":0},{"$f":"'Relevant Variables'!$H$168","v":0},{"$f":"'Relevant Variables'!$H$198","v":0},{"$f":"'Relevant Variables'!$H$228","v":0},{"$f":"'Relevant Variables'!$H$258","v":0},{"$f":"'Relevant Variables'!$H$288","v":0},{"$f":"'Relevant Variables'!$H$318","v":0},{"$f":"'Relevant Variables'!$H$348","v":0},{"$f":"'Relevant Variables'!$H$378","v":0},{"$f":"'Relevant Variables'!$H$408","v":0},{"$f":"'Relevant Variables'!$H$438","v":0},{"$f":"'Relevant Variables'!$H$468","v":0},{"$f":"'Relevant Variables'!$H$498","v":0},{"$f":"'Relevant Variables'!$H$528","v":0},{"$f":"'Relevant Variables'!$H$558","v":0},{"$f":"'Relevant Variables'!$H$588","v":0},{"$f":"'Relevant Variables'!$H$618","v":0},null,false,null,null,89,{"$f":"'Energy Consumption'!$H$65","v":0},{"$f":"'Energy Consumption'!$H$66","v":0},{"$f":"'Energy Consumption'!$H$147","v":0},{"$f":"'Energy Consumption'!$H$148","v":0},{"$f":"'Energy Consumption'!$H$229","v":0},{"$f":"'Energy Consumption'!$H$230","v":0},{"$f":"'Energy Consumption'!$H$311","v":0},{"$f":"'Energy Consumption'!$H$312","v":0},{"$f":"'Energy Consumption'!$H$393","v":0},{"$f":"'Energy Consumption'!$H$394","v":0},{"$f":"'Energy Consumption'!$H$475","v":0},{"$f":"'Energy Consumption'!$H$476","v":0},{"$f":"'Energy Consumption'!$H$557","v":0},{"$f":"'Energy Consumption'!$H$558","v":0},{"$f":"'Energy Consumption'!$H$639","v":0},{"$f":"'Energy Consumption'!$H$640","v":0},{"$f":"'Energy Consumption'!$H$721","v":0},{"$f":"'Energy Consumption'!$H$722","v":0},{"$f":"'Energy Consumption'!$H$803","v":0},{"$f":"'Energy Consumption'!$H$804","v":0},{"$f":"'Energy Consumption'!$H$885","v":0},{"$f":"'Energy Consumption'!$H$886","v":0},{"$f":"'Energy Consumption'!$H$967","v":0},{"$f":"'Energy Consumption'!$H$968","v":0},{"$f":"'Energy Consumption'!$H$1049","v":0},{"$f":"'Energy Consumption'!$H$1050","v":0},{"$f":"'Energy Consumption'!$H$1131","v":0},{"$f":"'Energy Consumption'!$H$1132","v":0},{"$f":"'Energy Consumption'!$H$1213","v":0},{"$f":"'Energy Consumption'!$H$1214","v":0},{"$f":"'Energy Consumption'!$H$1295","v":0},{"$f":"'Energy Consumption'!$H$1296","v":0},{"$f":"'Energy Consumption'!$H$1377","v":0},{"$f":"'Energy Consumption'!$H$1378","v":0},{"$f":"'Energy Consumption'!$H$1459","v":0},{"$f":"'Energy Consumption'!$H$1460","v":0},{"$f":"'Energy Consumption'!$H$1541","v":0},{"$f":"'Energy Consumption'!$H$1542","v":0},{"$f":"'Energy Consumption'!$H$1623","v":0},{"$f":"'Energy Consumption'!$H$1624","v":0}]
["2012-06-01",0,0,0,0,0,0,{"$f":"'Relevant Variables'!$I$48","v":0},{"$f":"'Relevant Variables'!$I$78","v":0},{"$f":"'Relevant Variables'!$I$108","v":0},{"$f":"'Relevant Variables'!$I$138","v":0},{"$f":"'Relevant Variables'!$I$168","v":0},{"$f":"'Relevant Variables'!$I$198","v":0},{"$f":"'Relevant Variables'!$I$228","v":0},{"$f":"'Relevant Variables'!$I$258","v":0},{"$f":"'Relevant Variables'!$I$288","v":0},{"$f":"'Relevant Variables'!$I$318","v":0},{"$f":"'Relevant Variables'!$I$348","v":0},{"$f":"'Relevant Variables'!$I$378","v":0},{"$f":"'Relevant Variables'!$I$408","v":0},{"$f":"'Relevant Variables'!$I$438","v":0},{"$f":"'Relevant Variables'!$I$468","v":0},{"$f":"'Relevant Variables'!$I$498","v":0},{"$f":"'Relevant Variables'!$I$528","v":0},{"$f":"'Relevant Variables'!$I$558","v":0},{"$f":"'Relevant Variables'!$I$588","v":0},{"$f":"'Relevant Variables'!$I$618","v":0},null,false,null,null,90,{"$f":"'Energy Consumption'!$I$65","v":0},{"$f":"'Energy Consumption'!$I$66","v":0},{"$f":"'Energy Consumption'!$I$147","v":0},{"$f":"'Energy Consumption'!$I$148","v":0},{"$f":"'Energy Consumption'!$I$229","v":0},{"$f":"'Energy Consumption'!$I$230","v":0},{"$f":"'Energy Consumption'!$I$311","v":0},{"$f":"'Energy Consumption'!$I$312","v":0},{"$f":"'Energy Consumption'!$I$393","v":0},{"$f":"'Energy Consumption'!$I$394","v":0},{"$f":"'Energy Consumption'!$I$475","v":0},{"$f":"'Energy Consumption'!$I$476","v":0},{"$f":"'Energy Consumption'!$I$557","v":0},{"$f":"'Energy Consumption'!$I$558","v":0},{"$f":"'Energy Consumption'!$I$639","v":0},{"$f":"'Energy Consumption'!$I$640","v":0},{"$f":"'Energy Consumption'!$I$721","v":0},{"$f":"'Energy Consumption'!$I$722","v":0},{"$f":"'Energy Consumption'!$I$803","v":0},{"$f":"'Energy Consumption'!$I$804","v":0},{"$f":"'Energy Consumption'!$I$885","v":0},{"$f":"'Energy Consumption'!$I$886","v":0},{"$f":"'Energy Consumption'!$I$967","v":0},{"$f":"'Energy Consumption'!$I$968","v":0},{"$f":"'Energy Consumption'!$I$1049","v":0},{"$f":"'Energy Consumption'!$I$1050","v":0},{"$f":"'Energy Consumption'!$I$1131","v":0},{"$f":"'Energy Consumption'!$I$1132","v":0},{"$f":"'Energy Consumption'!$I$1213","v":0},{"$f":"'Energy Consumption'!$I$1214","v":0},{"$f":"'Energy Consumption'!$I$1295","v":0},{"$f":"'Energy Consumption'!$I$1296","v":0},{"$f":"'Energy Consumption'!$I$1377","v":0},{"$f":"'Energy Consumption'!$I$1378","v":0},{"$f":"'Energy Consumption'!$I$1459","v":0},{"$f":"'Energy Consumption'!$I$1460","v":0},{"$f":"'Energy Consumption'!$I$1541","v":0},{"$f":"'Energy Consumption'!$I$1542","v":0},{"$f":"'Energy Consumption'!$I$1623","v":0},{"$f":"'Energy Consumption'!$I$1624","v":0}]
["2012-07-01",{"$f":"SUMIF($AG$9:$BT$9,\"=\"&B$9,$AG100:$BT100)","v":0},0,0,0,0,0,{"$f":"'Relevant Variables'!$J$48","v":0},{"$f":"'Relevant Variables'!$J$78","v":0},{"$f":"'Relevant Variables'!$J$108","v":0},{"$f":"'Relevant Variables'!$J$138","v":0},{"$f":"'Relevant Variables'!$J$168","v":0},{"$f":"'Relevant Variables'!$J$198","v":0},{"$f":"'Relevant Variables'!$J$228","v":0},{"$f":"'Relevant Variables'!$J$258","v":0},{"$f":"'Relevant Variables'!$J$288","v":0},{"$f":"'Relevant Variables'!$J$318","v":0},{"$f":"'Relevant Variables'!$J$348","v":0},{"$f":"'Relevant Variables'!$J$378","v":0},{"$f":"'Relevant Variables'!$J$408","v":0},{"$f":"'Relevant Variables'!$J$438","v":0},{"$f":"'Relevant Variables'!$J$468","v":0},{"$f":"'Relevant Variables'!$J$498","v":0},{"$f":"'Relevant Variables'!$J$528","v":0},{"$f":"'Relevant Variables'!$J$558","v":0},{"$f":"'Relevant Variables'!$J$588","v":0},{"$f":"'Relevant Variables'!$J$618","v":0},null,false,null,null,91,{"$f":"'Energy Consumption'!$J$65","v":0},{"$f":"'Energy Consumption'!$J$66","v":0},{"$f":"'Energy Consumption'!$J$147","v":0},{"$f":"'Energy Consumption'!$J$148","v":0},{"$f":"'Energy Consumption'!$J$229","v":0},{"$f":"'Energy Consumption'!$J$230","v":0},{"$f":"'Energy Consumption'!$J$311","v":0},{"$f":"'Energy Consumption'!$J$312","v":0},{"$f":"'Energy Consumption'!$J$393","v":0},{"$f":"'Energy Consumption'!$J$394","v":0},{"$f":"'Energy Consumption'!$J$475","v":0},{"$f":"'Energy Consumption'!$J$476","v":0},{"$f":"'Energy Consumption'!$J$557","v":0},{"$f":"'Energy Consumption'!$J$558","v":0},{"$f":"'Energy Consumption'!$J$639","v":0},{"$f":"'Energy Consumption'!$J$640","v":0},{"$f":"'Energy Consumption'!$J$721","v":0},{"$f":"'Energy Consumption'!$J$722","v":0},{"$f":"'Energy Consumption'!$J$803","v":0},{"$f":"'Energy Consumption'!$J$804","v":0},{"$f":"'Energy Consumption'!$J$885","v":0},{"$f":"'Energy Consumption'!$J$886","v":0},{"$f":"'Energy Consumption'!$J$967","v":0},{"$f":"'Energy Consumption'!$J$968","v":0},{"$f":"'Energy Consumption'!$J$1049","v":0},{"$f":"'Energy Consumption'!$J$1050","v":0},{"$f":"'Energy Consumption'!$J$1131","v":0},{"$f":"'Energy Consumption'!$J$1132","v":0},{"$f":"'Energy Consumption'!$J$1213","v":0},{"$f":"'Energy Consumption'!$J$1214","v":0},{"$f":"'Energy Consumption'!$J$1295","v":0},{"$f":"'Energy Consumption'!$J$1296","v":0},{"$f":"'Energy Consumption'!$J$1377","v":0},{"$f":"'Energy Consumption'!$J$1378","v":0},{"$f":"'Energy Consumption'!$J$1459","v":0},{"$f":"'Energy Consumption'!$J$1460","v":0},{"$f":"'Energy Consumption'!$J$1541","v":0},{"$f":"'Energy Consumption'!$J$1542","v":0},{"$f":"'Energy Consumption'!$J$1623","v":0},{"$f":"'Energy Consumption'!$J$1624","v":0}]
["2012-08-01",0,0,0,0,0,0,{"$f":"'Relevant Variables'!$K$48","v":0},{"$f":"'Relevant Variables'!$K$78","v":0},{"$f":"'Relevant Variables'!$K$108","v":0},{"$f":"'Relevant Variables'!$K$138","v":0},{"$f":"'Relevant Variables'!$K$168","v":0},{"$f":"'Relevant Variables'!$K$198","v":0},{"$f":"'Relevant Variables'!$K$228","v":0},{"$f":"'Relevant Variables'!$K$258","v":0},{"$f":"'Relevant Variables'!$K$288","v":0},{"$f":"'Relevant Variables'!$K$318","v":0},{"$f":"'Relevant Variables'!$K$348","v":0},{"$f":"'Relevant Variables'!$K$378","v":0},{"$f":"'Relevant Variables'!$K$408","v":0},{"$f":"'Relevant Variables'!$K$438","v":0},{"$f":"'Relevant Variables'!$K$468","v":0},{"$f":"'Relevant Variables'!$K$498","v":0},{"$f":"'Relevant Variables'!$K$528","v":0},{"$f":"'Relevant Variables'!$K$558","v":0},{"$f":"'Relevant Variables'!$K$588","v":0},{"$f":"'Relevant Variables'!$K$618","v":0},null,false,null,null,92,{"$f":"'Energy Consumption'!$K$65","v":0},{"$f":"'Energy Consumption'!$K$66","v":0},{"$f":"'Energy Consumption'!$K$147","v":0},{"$f":"'Energy Consumption'!$K$148","v":0},{"$f":"'Energy Consumption'!$K$229","v":0},{"$f":"'Energy Consumption'!$K$230","v":0},{"$f":"'Energy Consumption'!$K$311","v":0},{"$f":"'Energy Consumption'!$K$312","v":0},{"$f":"'Energy Consumption'!$K$393","v":0},{"$f":"'Energy Consumption'!$K$394","v":0},{"$f":"'Energy Consumption'!$K$475","v":0},{"$f":"'Energy Consumption'!$K$476","v":0},{"$f":"'Energy Consumption'!$K$557","v":0},{"$f":"'Energy Consumption'!$K$558","v":0},{"$f":"'Energy Consumption'!$K$639","v":0},{"$f":"'Energy Consumption'!$K$640","v":0},{"$f":"'Energy Consumption'!$K$721","v":0},{"$f":"'Energy Consumption'!$K$722","v":0},{"$f":"'Energy Consumption'!$K$803","v":0},{"$f":"'Energy Consumption'!$K$804","v":0},{"$f":"'Energy Consumption'!$K$885","v":0},{"$f":"'Energy Consumption'!$K$886","v":0},{"$f":"'Energy Consumption'!$K$967","v":0},{"$f":"'Energy Consumption'!$K$968","v":0},{"$f":"'Energy Consumption'!$K$1049","v":0},{"$f":"'Energy Consumption'!$K$1050","v":0},{"$f":"'Energy Consumption'!$K$1131","v":0},{"$f":"'Energy Consumption'!$K$1132","v":0},{"$f":"'Energy Consumption'!$K$1213","v":0},{"$f":"'Energy Consumption'!$K$1214","v":0},{"$f":"'Energy Consumption'!$K$1295","v":0},{"$f":"'Energy Consumption'!$K$1296","v":0},{"$f":"'Energy Consumption'!$K$1377","v":0},{"$f":"'Energy Consumption'!$K$1378","v":0},{"$f":"'Energy Consumption'!$K$1459","v":0},{"$f":"'Energy Consumption'!$K$1460","v":0},{"$f":"'Energy Consumption'!$K$1541","v":0},{"$f":"'Energy Consumption'!$K$1542","v":0},{"$f":"'Energy Consumption'!$K$1623","v":0},{"$f":"'Energy Consumption'!$K$1624","v":0}]
["2012-09-01",0,0,0,0,0,0,{"$f":"'Relevant Variables'!$L$48","v":0},{"$f":"'Relevant Variables'!$L$78","v":0},{"$f":"'Relevant Variables'!$L$108","v":0},{"$f":"'Relevant Variables'!$L$138","v":0},{"$f":"'Relevant Variables'!$L$168","v":0},{"$f":"'Relevant Variables'!$L$198","v":0},{"$f":"'Relevant Variables'!$L$228","v":0},{"$f":"'Relevant Variables'!$L$258","v":0},{"$f":"'Relevant Variables'!$L$288","v":0},{"$f":"'Relevant Variables'!$L$318","v":0},{"$f":"'Relevant Variables'!$L$348","v":0},{"$f":"'Relevant Variables'!$L$378","v":0},{"$f":"'Relevant Variables'!$L$408","v":0},{"$f":"'Relevant Variables'!$L$438","v":0},{"$f":"'Relevant Variables'!$L$468","v":0},{"$f":"'Relevant Variables'!$L$498","v":0},{"$f":"'Relevant Variables'!$L$528","v":0},{"$f":"'Relevant Variables'!$L$558","v":0},{"$f":"'Relevant Variables'!$L$588","v":0},{"$f":"'Relevant Variables'!$L$618","v":0},null,false,null,null,93,{"$f":"'Energy Consumption'!$L$65","v":0},{"$f":"'Energy Consumption'!$L$66","v":0},{"$f":"'Energy Consumption'!$L$147","v":0},{"$f":"'Energy Consumption'!$L$148","v":0},{"$f":"'Energy Consumption'!$L$229","v":0},{"$f":"'Energy Consumption'!$L$230","v":0},{"$f":"'Energy Consumption'!$L$311","v":0},{"$f":"'Energy Consumption'!$L$312","v":0},{"$f":"'Energy Consumption'!$L$393","v":0},{"$f":"'Energy Consumption'!$L$394","v":0},{"$f":"'Energy Consumption'!$L$475","v":0},{"$f":"'Energy Consumption'!$L$476","v":0},{"$f":"'Energy Consumption'!$L$557","v":0},{"$f":"'Energy Consumption'!$L$558","v":0},{"$f":"'Energy Consumption'!$L$639","v":0},{"$f":"'Energy Consumption'!$L$640","v":0},{"$f":"'Energy Consumption'!$L$721","v":0},{"$f":"'Energy Consumption'!$L$722","v":0},{"$f":"'Energy Consumption'!$L$803","v":0},{"$f":"'Energy Consumption'!$L$804","v":0},{"$f":"'Energy Consumption'!$L$885","v":0},{"$f":"'Energy Consumption'!$L$886","v":0},{"$f":"'Energy Consumption'!$L$967","v":0},{"$f":"'Energy Consumption'!$L$968","v":0},{"$f":"'Energy Consumption'!$L$1049","v":0},{"$f":"'Energy Consumption'!$L$1050","v":0},{"$f":"'Energy Consumption'!$L$1131","v":0},{"$f":"'Energy Consumption'!$L$1132","v":0},{"$f":"'Energy Consumption'!$L$1213","v":0},{"$f":"'Energy Consumption'!$L$1214","v":0},{"$f":"'Energy Consumption'!$L$1295","v":0},{"$f":"'Energy Consumption'!$L$1296","v":0},{"$f":"'Energy Consumption'!$L$1377","v":0},{"$f":"'Energy Consumption'!$L$1378","v":0},{"$f":"'Energy Consumption'!$L$1459","v":0},{"$f":"'Energy Consumption'!$L$1460","v":0},{"$f":"'Energy Consumption'!$L$1541","v":0},{"$f":"'Energy Consumption'!$L$1542","v":0},{"$f":"'Energy Consumption'!$L$1623","v":0},{"$f":"'Energy Consumption'!$L$1624","v":0}]
["2012-10-01",0,0,0,0,0,0,{"$f":"'Relevant Variables'!$M$48","v":0},{"$f":"'Relevant Variables'!$M$78","v":0},{"$f":"'Relevant Variables'!$M$108","v":0},{"$f":"'Relevant Variables'!$M$138","v":0},{"$f":"'Relevant Variables'!$M$168","v":0},{"$f":"'Relevant Variables'!$M$198","v":0},{"$f":"'Relevant Variables'!$M$228","v":0},{"$f":"'Relevant Variables'!$M$258","v":0},{"$f":"'Relevant Variables'!$M$288","v":0},{"$f":"'Relevant Variables'!$M$318","v":0},{"$f":"'Relevant Variables'!$M$348","v":0},{"$f":"'Relevant Variables'!$M$378","v":0},{"$f":"'Relevant Variables'!$M$408","v":0},{"$f":"'Relevant Variables'!$M$438","v":0},{"$f":"'Relevant Variables'!$M$468","v":0},{"$f":"'Relevant Variables'!$M$498","v":0},{"$f":"'Relevant Variables'!$M$528","v":0},{"$f":"'Relevant Variables'!$M$558","v":0},{"$f":"'Relevant Variables'!$M$588","v":0},{"$f":"'Relevant Variables'!$M$618","v":0},null,false,null,null,94,{"$f":"'Energy Consumption'!$M$65","v":0},{"$f":"'Energy Consumption'!$M$66","v":0},{"$f":"'Energy Consumption'!$M$147","v":0},{"$f":"'Energy Consumption'!$M$148","v":0},{"$f":"'Energy Consumption'!$M$229","v":0},{"$f":"'Energy Consumption'!$M$230","v":0},{"$f":"'Energy Consumption'!$M$311","v":0},{"$f":"'Energy Consumption'!$M$312","v":0},{"$f":"'Energy Consumption'!$M$393","v":0},{"$f":"'Energy Consumption'!$M$394","v":0},{"$f":"'Energy Consumption'!$M$475","v":0},{"$f":"'Energy Consumption'!$M$476","v":0},{"$f":"'Energy Consumption'!$M$557","v":0},{"$f":"'Energy Consumption'!$M$558","v":0},{"$f":"'Energy Consumption'!$M$639","v":0},{"$f":"'Energy Consumption'!$M$640","v":0},{"$f":"'Energy Consumption'!$M$721","v":0},{"$f":"'Energy Consumption'!$M$722","v":0},{"$f":"'Energy Consumption'!$M$803","v":0},{"$f":"'Energy Consumption'!$M$804","v":0},{"$f":"'Energy Consumption'!$M$885","v":0},{"$f":"'Energy Consumption'!$M$886","v":0},{"$f":"'Energy Consumption'!$M$967","v":0},{"$f":"'Energy Consumption'!$M$968","v":0},{"$f":"'Energy Consumption'!$M$1049","v":0},{"$f":"'Energy Consumption'!$M$1050","v":0},{"$f":"'Energy Consumption'!$M$1131","v":0},{"$f":"'Energy Consumption'!$M$1132","v":0},{"$f":"'Energy Consumption'!$M$1213","v":0},{"$f":"'Energy Consumption'!$M$1214","v":0},{"$f":"'Energy Consumption'!$M$1295","v":0},{"$f":"'Energy Consumption'!$M$1296","v":0},{"$f":"'Energy Consumption'!$M$1377","v":0},{"$f":"'Energy Consumption'!$M$1378","v":0},{"$f":"'Energy Consumption'!$M$1459","v":0},{"$f":"'Energy Consumption'!$M$1460","v":0},{"$f":"'Energy Consumption'!$M$1541","v":0},{"$f":"'Energy Consumption'!$M$1542","v":0},{"$f":"'Energy Consumption'!$M$1623","v":0},{"$f":"'Energy Consumption'!$M$1624","v":0}]
["2012-11-01",0,0,0,0,0,0,{"$f":"'Relevant Variables'!$N$48","v":0},{"$f":"'Relevant Variables'!$N$78","v":0},{"$f":"'Relevant Variables'!$N$108","v":0},{"$f":"'Relevant Variables'!$N$138","v":0},{"$f":"'Relevant Variables'!$N$168","v":0},{"$f":"'Relevant Variables'!$N$198","v":0},{"$f":"'Relevant Variables'!$N$228","v":0},{"$f":"'Relevant Variables'!$N$258","v":0},{"$f":"'Relevant Variables'!$N$288","v":0},{"$f":"'Relevant Variables'!$N$318","v":0},{"$f":"'Relevant Variables'!$N$348","v":0},{"$f":"'Relevant Variables'!$N$378","v":0},{"$f":"'Relevant Variables'!$N$408","v":0},{"$f":"'Relevant Variables'!$N$438","v":0},{"$f":"'Relevant Variables'!$N$468","v":0},{"$f":"'Relevant Variables'!$N$498","v":0},{"$f":"'Relevant Variables'!$N$528","v":0},{"$f":"'Relevant Variables'!$N$558","v":0},{"$f":"'Relevant Variables'!$N$588","v":0},{"$f":"'Relevant Variables'!$N$618","v":0},null,false,null,null,95,{"$f":"'Energy Consumption'!$N$65","v":0},{"$f":"'Energy Consumption'!$N$66","v":0},{"$f":"'Energy Consumption'!$N$147","v":0},{"$f":"'Energy Consumption'!$N$148","v":0},{"$f":"'Energy Consumption'!$N$229","v":0},{"$f":"'Energy Consumption'!$N$230","v":0},{"$f":"'Energy Consumption'!$N$311","v":0},{"$f":"'Energy Consumption'!$N$312","v":0},{"$f":"'Energy Consumption'!$N$393","v":0},{"$f":"'Energy Consumption'!$N$394","v":0},{"$f":"'Energy Consumption'!$N$475","v":0},{"$f":"'Energy Consumption'!$N$476","v":0},{"$f":"'Energy Consumption'!$N$557","v":0},{"$f":"'Energy Consumption'!$N$558","v":0},{"$f":"'Energy Consumption'!$N$639","v":0},{"$f":"'Energy Consumption'!$N$640","v":0},{"$f":"'Energy Consumption'!$N$721","v":0},{"$f":"'Energy Consumption'!$N$722","v":0},{"$f":"'Energy Consumption'!$N$803","v":0},{"$f":"'Energy Consumption'!$N$804","v":0},{"$f":"'Energy Consumption'!$N$885","v":0},{"$f":"'Energy Consumption'!$N$886","v":0},{"$f":"'Energy Consumption'!$N$967","v":0},{"$f":"'Energy Consumption'!$N$968","v":0},{"$f":"'Energy Consumption'!$N$1049","v":0},{"$f":"'Energy Consumption'!$N$1050","v":0},{"$f":"'Energy Consumption'!$N$1131","v":0},{"$f":"'Energy Consumption'!$N$1132","v":0},{"$f":"'Energy Consumption'!$N$1213","v":0},{"$f":"'Energy Consumption'!$N$1214","v":0},{"$f":"'Energy Consumption'!$N$1295","v":0},{"$f":"'Energy Consumption'!$N$1296","v":0},{"$f":"'Energy Consumption'!$N$1377","v":0},{"$f":"'Energy Consumption'!$N$1378","v":0},{"$f":"'Energy Consumption'!$N$1459","v":0},{"$f":"'Energy Consumption'!$N$1460","v":0},{"$f":"'Energy Consumption'!$N$1541","v":0},{"$f":"'Energy Consumption'!$N$1542","v":0},{"$f":"'Energy Consumption'!$N$1623","v":0},{"$f":"'Energy Consumption'!$N$1624","v":0}]
["2012-12-01",0,0,0,0,0,0,{"$f":"'Relevant Variables'!$O$48","v":0},{"$f":"'Relevant Variables'!$O$78","v":0},{"$f":"'Relevant Variables'!$O$108","v":0},{"$f":"'Relevant Variables'!$O$138","v":0},{"$f":"'Relevant Variables'!$O$168","v":0},{"$f":"'Relevant Variables'!$O$198","v":0},{"$f":"'Relevant Variables'!$O$228","v":0},{"$f":"'Relevant Variables'!$O$258","v":0},{"$f":"'Relevant Variables'!$O$288","v":0},{"$f":"'Relevant Variables'!$O$318","v":0},{"$f":"'Relevant Variables'!$O$348","v":0},{"$f":"'Relevant Variables'!$O$378","v":0},{"$f":"'Relevant Variables'!$O$408","v":0},{"$f":"'Relevant Variables'!$O$438","v":0},{"$f":"'Relevant Variables'!$O$468","v":0},{"$f":"'Relevant Variables'!$O$498","v":0},{"$f":"'Relevant Variables'!$O$528","v":0},{"$f":"'Relevant Variables'!$O$558","v":0},{"$f":"'Relevant Variables'!$O$588","v":0},{"$f":"'Relevant Variables'!$O$618","v":0},null,false,null,null,96,{"$f":"'Energy Consumption'!$O$65","v":0},{"$f":"'Energy Consumption'!$O$66","v":0},{"$f":"'Energy Consumption'!$O$147","v":0},{"$f":"'Energy Consumption'!$O$148","v":0},{"$f":"'Energy Consumption'!$O$229","v":0},{"$f":"'Energy Consumption'!$O$230","v":0},{"$f":"'Energy Consumption'!$O$311","v":0},{"$f":"'Energy Consumption'!$O$312","v":0},{"$f":"'Energy Consumption'!$O$393","v":0},{"$f":"'Energy Consumption'!$O$394","v":0},{"$f":"'Energy Consumption'!$O$475","v":0},{"$f":"'Energy Consumption'!$O$476","v":0},{"$f":"'Energy Consumption'!$O$557","v":0},{"$f":"'Energy Consumption'!$O$558","v":0},{"$f":"'Energy Consumption'!$O$639","v":0},{"$f":"'Energy Consumption'!$O$640","v":0},{"$f":"'Energy Consumption'!$O$721","v":0},{"$f":"'Energy Consumption'!$O$722","v":0},{"$f":"'Energy Consumption'!$O$803","v":0},{"$f":"'Energy Consumption'!$O$804","v":0},{"$f":"'Energy Consumption'!$O$885","v":0},{"$f":"'Energy Consumption'!$O$886","v":0},{"$f":"'Energy Consumption'!$O$967","v":0},{"$f":"'Energy Consumption'!$O$968","v":0},{"$f":"'Energy Consumption'!$O$1049","v":0},{"$f":"'Energy Consumption'!$O$1050","v":0},{"$f":"'Energy Consumption'!$O$1131","v":0},{"$f":"'Energy Consumption'!$O$1132","v":0},{"$f":"'Energy Consumption'!$O$1213","v":0},{"$f":"'Energy Consumption'!$O$1214","v":0},{"$f":"'Energy Consumption'!$O$1295","v":0},{"$f":"'Energy Consumption'!$O$1296","v":0},{"$f":"'Energy Consumption'!$O$1377","v":0},{"$f":"'Energy Consumption'!$O$1378","v":0},{"$f":"'Energy Consumption'!$O$1459","v":0},{"$f":"'Energy Consumption'!$O$1460","v":0},{"$f":"'Energy Consumption'!$O$1541","v":0},{"$f":"'Energy Consumption'!$O$1542","v":0},{"$f":"'Energy Consumption'!$O$1623","v":0},{"$f":"'Energy Consumption'!$O$1624","v":0}]
["2013-01-01",81480,13541.3,795.6,7489.25,0,0,{"$f":"'Relevant Variables'!$D$47","v":12240},{"$f":"'Relevant Variables'!$D$77","v":0},{"$f":"'Relevant Variables'!$D$107","v":0},{"$f":"'Relevant Variables'!$D$137","v":0},{"$f":"'Relevant Variables'!$D$167","v":0},{"$f":"'Relevant Variables'!$D$197","v":0},{"$f":"'Relevant Variables'!$D$227","v":0},{"$f":"'Relevant Variables'!$D$257","v":0},{"$f":"'Relevant Variables'!$D$287","v":0},{"$f":"'Relevant Variables'!$D$317","v":0},{"$f":"'Relevant Variables'!$D$347","v":0},{"$f":"'Relevant Variables'!$D$377","v":0},{"$f":"'Relevant Variables'!$D$407","v":0},{"$f":"'Relevant Variables'!$D$437","v":0},{"$f":"'Relevant Variables'!$D$467","v":0},{"$f":"'Relevant Variables'!$D$497","v":0},{"$f":"'Relevant Variables'!$D$527","v":0},{"$f":"'Relevant Variables'!$D$557","v":0},{"$f":"'Relevant Variables'!$D$587","v":0},{"$f":"'Relevant Variables'!$D$617","v":0},null,{"$f":"VLOOKUP(AD106,ActiveYears,2,)","v":true},{"$f":"AD94+1","v":2013},null,97,{"$f":"'Energy Consumption'!$D$63","v":13541.3},{"$f":"'Energy Consumption'!$D$64","v":81480},{"$f":"'Energy Consumption'!$D$145","v":7489.25},{"$f":"'Energy Consumption'!$D$146","v":795.6},{"$f":"'Energy Consumption'!$D$227","v":0},{"$f":"'Energy Consumption'!$D$228","v":0},{"$f":"'Energy Consumption'!$D$309","v":0},{"$f":"'Energy Consumption'!$D$310","v":0},{"$f":"'Energy Consumption'!$D$391","v":0},{"$f":"'Energy Consumption'!$D$392","v":0},{"$f":"'Energy Consumption'!$D$473","v":0},{"$f":"'Energy Consumption'!$D$474","v":0},{"$f":"'Energy Consumption'!$D$555","v":0},{"$f":"'Energy Consumption'!$D$556","v":0},{"$f":"'Energy Consumption'!$D$637","v":0},{"$f":"'Energy Consumption'!$D$638","v":0},{"$f":"'Energy Consumption'!$D$719","v":0},{"$f":"'Energy Consumption'!$D$720","v":0},{"$f":"'Energy Consumption'!$D$801","v":0},{"$f":"'Energy Consumption'!$D$802","v":0},{"$f":"'Energy Consumption'!$D$883","v":0},{"$f":"'Energy Consumption'!$D$884","v":0},{"$f":"'Energy Consumption'!$D$965","v":0},{"$f":"'Energy Consumption'!$D$966","v":0},{"$f":"'Energy Consumption'!$D$1047","v":0},{"$f":"'Energy Consumption'!$D$1048","v":0},{"$f":"'Energy Consumption'!$D$1129","v":0},{"$f":"'Energy Consumption'!$D$1130","v":0},{"$f":"'Energy Consumption'!$D$1211","v":0},{"$f":"'Energy Consumption'!$D$1212","v":0},{"$f":"'Energy Consumption'!$D$1293","v":0},{"$f":"'Energy Consumption'!$D$1294","v":0},{"$f":"'Energy Consumption'!$D$1375","v":0},{"$f":"'Energy Consumption'!$D$1376","v":0},{"$f":"'Energy Consumption'!$D$1457","v":0},{"$f":"'Energy Consumption'!$D$1458","v":0},{"$f":"'Energy Consumption'!$D$1539","v":0},{"$f":"'Energy Consumption'!$D$1540","v":0},{"$f":"'Energy Consumption'!$D$1621","v":0},{"$f":"'Energy Consumption'!$D$1622","v":0}]
["2013-02-01",80640,15088,271.89999999999998,2391.9,0,0,{"$f":"'Relevant Variables'!$E$47","v":2160},{"$f":"'Relevant Variables'!$E$77","v":0},{"$f":"'Relevant Variables'!$E$107","v":0},{"$f":"'Relevant Variables'!$E$137","v":0},{"$f":"'Relevant Variables'!$E$167","v":0},{"$f":"'Relevant Variables'!$E$197","v":0},{"$f":"'Relevant Variables'!$E$227","v":0},{"$f":"'Relevant Variables'!$E$257","v":0},{"$f":"'Relevant Variables'!$E$287","v":0},{"$f":"'Relevant Variables'!$E$317","v":0},{"$f":"'Relevant Variables'!$E$347","v":0},{"$f":"'Relevant Variables'!$E$377","v":0},{"$f":"'Relevant Variables'!$E$407","v":0},{"$f":"'Relevant Variables'!$E$437","v":0},{"$f":"'Relevant Variables'!$E$467","v":0},{"$f":"'Relevant Variables'!$E$497","v":0},{"$f":"'Relevant Variables'!$E$527","v":0},{"$f":"'Relevant Variables'!$E$557","v":0},{"$f":"'Relevant Variables'!$E$587","v":0},{"$f":"'Relevant Variables'!$E$617","v":0},null,{"$f":"AC106","v":true},null,null,98,{"$f":"'Energy Consumption'!$E$63","v":15088},{"$f":"'Energy Consumption'!$E$64","v":80640},{"$f":"'Energy Consumption'!$E$145","v":2391.9},{"$f":"'Energy Consumption'!$E$146","v":271.89999999999998},{"$f":"'Energy Consumption'!$E$227","v":0},{"$f":"'Energy Consumption'!$E$228","v":0},{"$f":"'Energy Consumption'!$E$309","v":0},{"$f":"'Energy Consumption'!$E$310","v":0},{"$f":"'Energy Consumption'!$E$391","v":0},{"$f":"'Energy Consumption'!$E$392","v":0},{"$f":"'Energy Consumption'!$E$473","v":0},{"$f":"'Energy Consumption'!$E$474","v":0},{"$f":"'Energy Consumption'!$E$555","v":0},{"$f":"'Energy Consumption'!$E$556","v":0},{"$f":"'Energy Consumption'!$E$637","v":0},{"$f":"'Energy Consumption'!$E$638","v":0},{"$f":"'Energy Consumption'!$E$719","v":0},{"$f":"'Energy Consumption'!$E$720","v":0},{"$f":"'Energy Consumption'!$E$801","v":0},{"$f":"'Energy Consumption'!$E$802","v":0},{"$f":"'Energy Consumption'!$E$883","v":0},{"$f":"'Energy Consumption'!$E$884","v":0},{"$f":"'Energy Consumption'!$E$965","v":0},{"$f":"'Energy Consumption'!$E$966","v":0},{"$f":"'Energy Consumption'!$E$1047","v":0},{"$f":"'Energy Consumption'!$E$1048","v":0},{"$f":"'Energy Consumption'!$E$1129","v":0},{"$f":"'Energy Consumption'!$E$1130","v":0},{"$f":"'Energy Consumption'!$E$1211","v":0},{"$f":"'Energy Consumption'!$E$1212","v":0},{"$f":"'Energy Consumption'!$E$1293","v":0},{"$f":"'Energy Consumption'!$E$1294","v":0},{"$f":"'Energy Consumption'!$E$1375","v":0},{"$f":"'Energy Consumption'!$E$1376","v":0},{"$f":"'Energy Consumption'!$E$1457","v":0},{"$f":"'Energy Consumption'!$E$1458","v":0},{"$f":"'Energy Consumption'!$E$1539","v":0},{"$f":"'Energy Consumption'!$E$1540","v":0},{"$f":"'Energy Consumption'!$E$1621","v":0},{"$f":"'Energy Consumption'!$E$1622","v":0}]
["2013-03-01",149600,25365,252.2,2084.7199999999998,0,0,{"$f":"'Relevant Variables'!$F$47","v":0},{"$f":"'Relevant Variables'!$F$77","v":0},{"$f":"'Relevant Variables'!$F$107","v":0},{"$f":"'Relevant Variables'!$F$137","v":0},{"$f":"'Relevant Variables'!$F$167","v":0},{"$f":"'Relevant Variables'!$F$197","v":0},{"$f":"'Relevant Variables'!$F$227","v":0},{"$f":"'Relevant Variables'!$F$257","v":0},{"$f":"'Relevant Variables'!$F$287","v":0},{"$f":"'Relevant Variables'!$F$317","v":0},{"$f":"'Relevant Variables'!$F$347","v":0},{"$f":"'Relevant Variables'!$F$377","v":0},{"$f":"'Relevant Variables'!$F$407","v":0},{"$f":"'Relevant Variables'!$F$437","v":0},{"$f":"'Relevant Variables'!$F$467","v":0},{"$f":"'Relevant Variables'!$F$497","v":0},{"$f":"'Relevant Variables'!$F$527","v":0},{"$f":"'Relevant Variables'!$F$557","v":0},{"$f":"'Relevant Variables'!$F$587","v":0},{"$f":"'Relevant Variables'!$F$617","v":0},null,true,null,null,99,{"$f":"'Energy Consumption'!$F$63","v":25365},{"$f":"'Energy Consumption'!$F$64","v":149600},{"$f":"'Energy Consumption'!$F$145","v":2084.7199999999998},{"$f":"'Energy Consumption'!$F$146","v":252.2},{"$f":"'Energy Consumption'!$F$227","v":0},{"$f":"'Energy Consumption'!$F$228","v":0},{"$f":"'Energy Consumption'!$F$309","v":0},{"$f":"'Energy Consumption'!$F$310","v":0},{"$f":"'Energy Consumption'!$F$391","v":0},{"$f":"'Energy Consumption'!$F$392","v":0},{"$f":"'Energy Consumption'!$F$473","v":0},{"$f":"'Energy Consumption'!$F$474","v":0},{"$f":"'Energy Consumption'!$F$555","v":0},{"$f":"'Energy Consumption'!$F$556","v":0},{"$f":"'Energy Consumption'!$F$637","v":0},{"$f":"'Energy Consumption'!$F$638","v":0},{"$f":"'Energy Consumption'!$F$719","v":0},{"$f":"'Energy Consumption'!$F$720","v":0},{"$f":"'Energy Consumption'!$F$801","v":0},{"$f":"'Energy Consumption'!$F$802","v":0},{"$f":"'Energy Consumption'!$F$883","v":0},{"$f":"'Energy Consumption'!$F$884","v":0},{"$f":"'Energy Consumption'!$F$965","v":0},{"$f":"'Energy Consumption'!$F$966","v":0},{"$f":"'Energy Consumption'!$F$1047","v":0},{"$f":"'Energy Consumption'!$F$1048","v":0},{"$f":"'Energy Consumption'!$F$1129","v":0},{"$f":"'Energy Consumption'!$F$1130","v":0},{"$f":"'Energy Consumption'!$F$1211","v":0},{"$f":"'Energy Consumption'!$F$1212","v":0},{"$f":"'Energy Consumption'!$F$1293","v":0},{"$f":"'Energy Consumption'!$F$1294","v":0},{"$f":"'Energy Consumption'!$F$1375","v":0},{"$f":"'Energy Consumption'!$F$1376","v":0},{"$f":"'Energy Consumption'!$F$1457","v":0},{"$f":"'Energy Consumption'!$F$1458","v":0},{"$f":"'Energy Consumption'!$F$1539","v":0},{"$f":"'Energy Consumption'!$F$1540","v":0},{"$f":"'Energy Consumption'!$F$1621","v":0},{"$f":"'Energy Consumption'!$F$1622","v":0}]
["2013-04-01",135975,22205.3,192.6,1365.6,0,0,{"$f":"'Relevant Variables'!$G$47","v":0},{"$f":"'Relevant Variables'!$G$77","v":0},{"$f":"'Relevant Variables'!$G$107","v":0},{"$f":"'Relevant Variables'!$G$137","v":0},{"$f":"'Relevant Variables'!$G$167","v":0},{"$f":"'Relevant Variables'!$G$197","v":0},{"$f":"'Relevant Variables'!$G$227","v":0},{"$f":"'Relevant Variables'!$G$257","v":0},{"$f":"'Relevant Variables'!$G$287","v":0},{"$f":"'Relevant Variables'!$G$317","v":0},{"$f":"'Relevant Variables'!$G$347","v":0},{"$f":"'Relevant Variables'!$G$377","v":0},{"$f":"'Relevant Variables'!$G$407","v":0},{"$f":"'Relevant Variables'!$G$437","v":0},{"$f":"'Relevant Variables'!$G$467","v":0},{"$f":"'Relevant Variables'!$G$497","v":0},{"$f":"'Relevant Variables'!$G$527","v":0},{"$f":"'Relevant Variables'!$G$557","v":0},{"$f":"'Relevant Variables'!$G$587","v":0},{"$f":"'Relevant Variables'!$G$617","v":0},null,true,null,null,100,{"$f":"'Energy Consumption'!$G$63","v":22205.3},{"$f":"'Energy Consumption'!$G$64","v":135975},{"$f":"'Energy Consumption'!$G$145","v":1365.6},{"$f":"'Energy Consumption'!$G$146","v":192.6},{"$f":"'Energy Consumption'!$G$227","v":0},{"$f":"'Energy Consumption'!$G$228","v":0},{"$f":"'Energy Consumption'!$G$309","v":0},{"$f":"'Energy Consumption'!$G$310","v":0},{"$f":"'Energy Consumption'!$G$391","v":0},{"$f":"'Energy Consumption'!$G$392","v":0},{"$f":"'Energy Consumption'!$G$473","v":0},{"$f":"'Energy Consumption'!$G$474","v":0},{"$f":"'Energy Consumption'!$G$555","v":0},{"$f":"'Energy Consumption'!$G$556","v":0},{"$f":"'Energy Consumption'!$G$637","v":0},{"$f":"'Energy Consumption'!$G$638","v":0},{"$f":"'Energy Consumption'!$G$719","v":0},{"$f":"'Energy Consumption'!$G$720","v":0},{"$f":"'Energy Consumption'!$G$801","v":0},{"$f":"'Energy Consumption'!$G$802","v":0},{"$f":"'Energy Consumption'!$G$883","v":0},{"$f":"'Energy Consumption'!$G$884","v":0},{"$f":"'Energy Consumption'!$G$965","v":0},{"$f":"'Energy Consumption'!$G$966","v":0},{"$f":"'Energy Consumption'!$G$1047","v":0},{"$f":"'Energy Consumption'!$G$1048","v":0},{"$f":"'Energy Consumption'!$G$1129","v":0},{"$f":"'Energy Consumption'!$G$1130","v":0},{"$f":"'Energy Consumption'!$G$1211","v":0},{"$f":"'Energy Consumption'!$G$1212","v":0},{"$f":"'Energy Consumption'!$G$1293","v":0},{"$f":"'Energy Consumption'!$G$1294","v":0},{"$f":"'Energy Consumption'!$G$1375","v":0},{"$f":"'Energy Consumption'!$G$1376","v":0},{"$f":"'Energy Consumption'!$G$1457","v":0},{"$f":"'Energy Consumption'!$G$1458","v":0},{"$f":"'Energy Consumption'!$G$1539","v":0},{"$f":"'Energy Consumption'!$G$1540","v":0},{"$f":"'Energy Consumption'!$G$1621","v":0},{"$f":"'Energy Consumption'!$G$1622","v":0}]
["2013-05-01",{"$f":"SUMIF($AG$9:$BT$9,\"=\"&B$9,$AG110:$BT110)","v":137072},22526.400000000001,206.7,1454.51,0,0,{"$f":"'Relevant Variables'!$H$47","v":0},{"$f":"'Relevant Variables'!$H$77","v":0},{"$f":"'Relevant Variables'!$H$107","v":0},{"$f":"'Relevant Variables'!$H$137","v":0},{"$f":"'Relevant Variables'!$H$167","v":0},{"$f":"'Relevant Variables'!$H$197","v":0},{"$f":"'Relevant Variables'!$H$227","v":0},{"$f":"'Relevant Variables'!$H$257","v":0},{"$f":"'Relevant Variables'!$H$287","v":0},{"$f":"'Relevant Variables'!$H$317","v":0},{"$f":"'Relevant Variables'!$H$347","v":0},{"$f":"'Relevant Variables'!$H$377","v":0},{"$f":"'Relevant Variables'!$H$407","v":0},{"$f":"'Relevant Variables'!$H$437","v":0},{"$f":"'Relevant Variables'!$H$467","v":0},{"$f":"'Relevant Variables'!$H$497","v":0},{"$f":"'Relevant Variables'!$H$527","v":0},{"$f":"'Relevant Variables'!$H$557","v":0},{"$f":"'Relevant Variables'!$H$587","v":0},{"$f":"'Relevant Variables'!$H$617","v":0},null,true,null,null,101,{"$f":"'Energy Consumption'!$H$63","v":22526.400000000001},{"$f":"'Energy Consumption'!$H$64","v":137072},{"$f":"'Energy Consumption'!$H$145","v":1454.51},{"$f":"'Energy Consumption'!$H$146","v":206.7},{"$f":"'Energy Consumption'!$H$227","v":0},{"$f":"'Energy Consumption'!$H$228","v":0},{"$f":"'Energy Consumption'!$H$309","v":0},{"$f":"'Energy Consumption'!$H$310","v":0},{"$f":"'Energy Consumption'!$H$391","v":0},{"$f":"'Energy Consumption'!$H$392","v":0},{"$f":"'Energy Consumption'!$H$473","v":0},{"$f":"'Energy Consumption'!$H$474","v":0},{"$f":"'Energy Consumption'!$H$555","v":0},{"$f":"'Energy Consumption'!$H$556","v":0},{"$f":"'Energy Consumption'!$H$637","v":0},{"$f":"'Energy Consumption'!$H$638","v":0},{"$f":"'Energy Consumption'!$H$719","v":0},{"$f":"'Energy Consumption'!$H$720","v":0},{"$f":"'Energy Consumption'!$H$801","v":0},{"$f":"'Energy Consumption'!$H$802","v":0},{"$f":"'Energy Consumption'!$H$883","v":0},{"$f":"'Energy Consumption'!$H$884","v":0},{"$f":"'Energy Consumption'!$H$965","v":0},{"$f":"'Energy Consumption'!$H$966","v":0},{"$f":"'Energy Consumption'!$H$1047","v":0},{"$f":"'Energy Consumption'!$H$1048","v":0},{"$f":"'Energy Consumption'!$H$1129","v":0},{"$f":"'Energy Consumption'!$H$1130","v":0},{"$f":"'Energy Consumption'!$H$1211","v":0},{"$f":"'Energy Consumption'!$H$1212","v":0},{"$f":"'Energy Consumption'!$H$1293","v":0},{"$f":"'Energy Consumption'!$H$1294","v":0},{"$f":"'Energy Consumption'!$H$1375","v":0},{"$f":"'Energy Consumption'!$H$1376","v":0},{"$f":"'Energy Consumption'!$H$1457","v":0},{"$f":"'Energy Consumption'!$H$1458","v":0},{"$f":"'Energy Consumption'!$H$1539","v":0},{"$f":"'Energy Consumption'!$H$1540","v":0},{"$f":"'Energy Consumption'!$H$1621","v":0},{"$f":"'Energy Consumption'!$H$1622","v":0}]
["2013-06-01",101178,18001.169999999998,216.4,1574.2,0,0,{"$f":"'Relevant Variables'!$I$47","v":1440},{"$f":"'Relevant Variables'!$I$77","v":0},{"$f":"'Relevant Variables'!$I$107","v":0},{"$f":"'Relevant Variables'!$I$137","v":0},{"$f":"'Relevant Variables'!$I$167","v":0},{"$f":"'Relevant Variables'!$I$197","v":0},{"$f":"'Relevant Variables'!$I$227","v":0},{"$f":"'Relevant Variables'!$I$257","v":0},{"$f":"'Relevant Variables'!$I$287","v":0},{"$f":"'Relevant Variables'!$I$317","v":0},{"$f":"'Relevant Variables'!$I$347","v":0},{"$f":"'Relevant Variables'!$I$377","v":0},{"$f":"'Relevant Variables'!$I$407","v":0},{"$f":"'Relevant Variables'!$I$437","v":0},{"$f":"'Relevant Variables'!$I$467","v":0},{"$f":"'Relevant Variables'!$I$497","v":0},{"$f":"'Relevant Variables'!$I$527","v":0},{"$f":"'Relevant Variables'!$I$557","v":0},{"$f":"'Relevant Variables'!$I$587","v":0},{"$f":"'Relevant Variables'!$I$617","v":0},null,true,null,null,102,{"$f":"'Energy Consumption'!$I$63","v":18001.169999999998},{"$f":"'Energy Consumption'!$I$64","v":101178},{"$f":"'Energy Consumption'!$I$145","v":1574.2},{"$f":"'Energy Consumption'!$I$146","v":216.4},{"$f":"'Energy Consumption'!$I$227","v":0},{"$f":"'Energy Consumption'!$I$228","v":0},{"$f":"'Energy Consumption'!$I$309","v":0},{"$f":"'Energy Consumption'!$I$310","v":0},{"$f":"'Energy Consumption'!$I$391","v":0},{"$f":"'Energy Consumption'!$I$392","v":0},{"$f":"'Energy Consumption'!$I$473","v":0},{"$f":"'Energy Consumption'!$I$474","v":0},{"$f":"'Energy Consumption'!$I$555","v":0},{"$f":"'Energy Consumption'!$I$556","v":0},{"$f":"'Energy Consumption'!$I$637","v":0},{"$f":"'Energy Consumption'!$I$638","v":0},{"$f":"'Energy Consumption'!$I$719","v":0},{"$f":"'Energy Consumption'!$I$720","v":0},{"$f":"'Energy Consumption'!$I$801","v":0},{"$f":"'Energy Consumption'!$I$802","v":0},{"$f":"'Energy Consumption'!$I$883","v":0},{"$f":"'Energy Consumption'!$I$884","v":0},{"$f":"'Energy Consumption'!$I$965","v":0},{"$f":"'Energy Consumption'!$I$966","v":0},{"$f":"'Energy Consumption'!$I$1047","v":0},{"$f":"'Energy Consumption'!$I$1048","v":0},{"$f":"'Energy Consumption'!$I$1129","v":0},{"$f":"'Energy Consumption'!$I$1130","v":0},{"$f":"'Energy Consumption'!$I$1211","v":0},{"$f":"'Energy Consumption'!$I$1212","v":0},{"$f":"'Energy Consumption'!$I$1293","v":0},{"$f":"'Energy Consumption'!$I$1294","v":0},{"$f":"'Energy Consumption'!$I$1375","v":0},{"$f":"'Energy Consumption'!$I$1376","v":0},{"$f":"'Energy Consumption'!$I$1457","v":0},{"$f":"'Energy Consumption'!$I$1458","v":0},{"$f":"'Energy Consumption'!$I$1539","v":0},{"$f":"'Energy Consumption'!$I$1540","v":0},{"$f":"'Energy Consumption'!$I$1621","v":0},{"$f":"'Energy Consumption'!$I$1622","v":0}]
["2013-07-01",99372,18395.8,336,2716.86,0,0,{"$f":"'Relevant Variables'!$J$47","v":7920},{"$f":"'Relevant Variables'!$J$77","v":0},{"$f":"'Relevant Variables'!$J$107","v":0},{"$f":"'Relevant Variables'!$J$137","v":0},{"$f":"'Relevant Variables'!$J$167","v":0},{"$f":"'Relevant Variables'!$J$197","v":0},{"$f":"'Relevant Variables'!$J$227","v":0},{"$f":"'Relevant Variables'!$J$257","v":0},{"$f":"'Relevant Variables'!$J$287","v":0},{"$f":"'Relevant Variables'!$J$317","v":0},{"$f":"'Relevant Variables'!$J$347","v":0},{"$f":"'Relevant Variables'!$J$377","v":0},{"$f":"'Relevant Variables'!$J$407","v":0},{"$f":"'Relevant Variables'!$J$437","v":0},{"$f":"'Relevant Variables'!$J$467","v":0},{"$f":"'Relevant Variables'!$J$497","v":0},{"$f":"'Relevant Variables'!$J$527","v":0},{"$f":"'Relevant Variables'!$J$557","v":0},{"$f":"'Relevant Variables'!$J$587","v":0},{"$f":"'Relevant Variables'!$J$617","v":0},null,true,null,null,103,{"$f":"'Energy Consumption'!$J$63","v":18395.8},{"$f":"'Energy Consumption'!$J$64","v":99372},{"$f":"'Energy Consumption'!$J$145","v":2716.86},{"$f":"'Energy Consumption'!$J$146","v":336},{"$f":"'Energy Consumption'!$J$227","v":0},{"$f":"'Energy Consumption'!$J$228","v":0},{"$f":"'Energy Consumption'!$J$309","v":0},{"$f":"'Energy Consumption'!$J$310","v":0},{"$f":"'Energy Consumption'!$J$391","v":0},{"$f":"'Energy Consumption'!$J$392","v":0},{"$f":"'Energy Consumption'!$J$473","v":0},{"$f":"'Energy Consumption'!$J$474","v":0},{"$f":"'Energy Consumption'!$J$555","v":0},{"$f":"'Energy Consumption'!$J$556","v":0},{"$f":"'Energy Consumption'!$J$637","v":0},{"$f":"'Energy Consumption'!$J$638","v":0},{"$f":"'Energy Consumption'!$J$719","v":0},{"$f":"'Energy Consumption'!$J$720","v":0},{"$f":"'Energy Consumption'!$J$801","v":0},{"$f":"'Energy Consumption'!$J$802","v":0},{"$f":"'Energy Consumption'!$J$883","v":0},{"$f":"'Energy Consumption'!$J$884","v":0},{"$f":"'Energy Consumption'!$J$965","v":0},{"$f":"'Energy Consumption'!$J$966","v":0},{"$f":"'Energy Consumption'!$J$1047","v":0},{"$f":"'Energy Consumption'!$J$1048","v":0},{"$f":"'Energy Consumption'!$J$1129","v":0},{"$f":"'Energy Consumption'!$J$1130","v":0},{"$f":"'Energy Consumption'!$J$1211","v":0},{"$f":"'Energy Consumption'!$J$1212","v":0},{"$f":"'Energy Consumption'!$J$1293","v":0},{"$f":"'Energy Consumption'!$J$1294","v":0},{"$f":"'Energy Consumption'!$J$1375","v":0},{"$f":"'Energy Consumption'!$J$1376","v":0},{"$f":"'Energy Consumption'!$J$1457","v":0},{"$f":"'Energy Consumption'!$J$1458","v":0},{"$f":"'Energy Consumption'!$J$1539","v":0},{"$f":"'Energy Consumption'!$J$1540","v":0},{"$f":"'Energy Consumption'!$J$1621","v":0},{"$f":"'Energy Consumption'!$J$1622","v":0}]
["2013-08-01",78106,13787.62,1588.6,14805.6,0,0,{"$f":"'Relevant Variables'!$K$47","v":18720},{"$f":"'Relevant Variables'!$K$77","v":0},{"$f":"'Relevant Variables'!$K$107","v":0},{"$f":"'Relevant Variables'!$K$137","v":0},{"$f":"'Relevant Variables'!$K$167","v":0},{"$f":"'Relevant Variables'!$K$197","v":0},{"$f":"'Relevant Variables'!$K$227","v":0},{"$f":"'Relevant Variables'!$K$257","v":0},{"$f":"'Relevant Variables'!$K$287","v":0},{"$f":"'Relevant Variables'!$K$317","v":0},{"$f":"'Relevant Variables'!$K$347","v":0},{"$f":"'Relevant Variables'!$K$377","v":0},{"$f":"'Relevant Variables'!$K$407","v":0},{"$f":"'Relevant Variables'!$K$437","v":0},{"$f":"'Relevant Variables'!$K$467","v":0},{"$f":"'Relevant Variables'!$K$497","v":0},{"$f":"'Relevant Variables'!$K$527","v":0},{"$f":"'Relevant Variables'!$K$557","v":0},{"$f":"'Relevant Variables'!$K$587","v":0},{"$f":"'Relevant Variables'!$K$617","v":0},null,true,null,null,104,{"$f":"'Energy Consumption'!$K$63","v":13787.62},{"$f":"'Energy Consumption'!$K$64","v":78106},{"$f":"'Energy Consumption'!$K$145","v":14805.6},{"$f":"'Energy Consumption'!$K$146","v":1588.6},{"$f":"'Energy Consumption'!$K$227","v":0},{"$f":"'Energy Consumption'!$K$228","v":0},{"$f":"'Energy Consumption'!$K$309","v":0},{"$f":"'Energy Consumption'!$K$310","v":0},{"$f":"'Energy Consumption'!$K$391","v":0},{"$f":"'Energy Consumption'!$K$392","v":0},{"$f":"'Energy Consumption'!$K$473","v":0},{"$f":"'Energy Consumption'!$K$474","v":0},{"$f":"'Energy Consumption'!$K$555","v":0},{"$f":"'Energy Consumption'!$K$556","v":0},{"$f":"'Energy Consumption'!$K$637","v":0},{"$f":"'Energy Consumption'!$K$638","v":0},{"$f":"'Energy Consumption'!$K$719","v":0},{"$f":"'Energy Consumption'!$K$720","v":0},{"$f":"'Energy Consumption'!$K$801","v":0},{"$f":"'Energy Consumption'!$K$802","v":0},{"$f":"'Energy Consumption'!$K$883","v":0},{"$f":"'Energy Consumption'!$K$884","v":0},{"$f":"'Energy Consumption'!$K$965","v":0},{"$f":"'Energy Consumption'!$K$966","v":0},{"$f":"'Energy Consumption'!$K$1047","v":0},{"$f":"'Energy Consumption'!$K$1048","v":0},{"$f":"'Energy Consumption'!$K$1129","v":0},{"$f":"'Energy Consumption'!$K$1130","v":0},{"$f":"'Energy Consumption'!$K$1211","v":0},{"$f":"'Energy Consumption'!$K$1212","v":0},{"$f":"'Energy Consumption'!$K$1293","v":0},{"$f":"'Energy Consumption'!$K$1294","v":0},{"$f":"'Energy Consumption'!$K$1375","v":0},{"$f":"'Energy Consumption'!$K$1376","v":0},{"$f":"'Energy Consumption'!$K$1457","v":0},{"$f":"'Energy Consumption'!$K$1458","v":0},{"$f":"'Energy Consumption'!$K$1539","v":0},{"$f":"'Energy Consumption'!$K$1540","v":0},{"$f":"'Energy Consumption'!$K$1621","v":0},{"$f":"'Energy Consumption'!$K$1622","v":0}]
["2013-09-01",123930,22373.4,1532.4,15002.7,0,0,{"$f":"'Relevant Variables'!$L$47","v":22320},{"$f":"'Relevant Variables'!$L$77","v":0},{"$f":"'Relevant Variables'!$L$107","v":0},{"$f":"'Relevant Variables'!$L$137","v":0},{"$f":"'Relevant Variables'!$L$167","v":0},{"$f":"'Relevant Variables'!$L$197","v":0},{"$f":"'Relevant Variables'!$L$227","v":0},{"$f":"'Relevant Variables'!$L$257","v":0},{"$f":"'Relevant Variables'!$L$287","v":0},{"$f":"'Relevant Variables'!$L$317","v":0},{"$f":"'Relevant Variables'!$L$347","v":0},{"$f":"'Relevant Variables'!$L$377","v":0},{"$f":"'Relevant Variables'!$L$407","v":0},{"$f":"'Relevant Variables'!$L$437","v":0},{"$f":"'Relevant Variables'!$L$467","v":0},{"$f":"'Relevant Variables'!$L$497","v":0},{"$f":"'Relevant Variables'!$L$527","v":0},{"$f":"'Relevant Variables'!$L$557","v":0},{"$f":"'Relevant Variables'!$L$587","v":0},{"$f":"'Relevant Variables'!$L$617","v":0},null,true,null,null,105,{"$f":"'Energy Consumption'!$L$63","v":22373.4},{"$f":"'Energy Consumption'!$L$64","v":123930},{"$f":"'Energy Consumption'!$L$145","v":15002.7},{"$f":"'Energy Consumption'!$L$146","v":1532.4},{"$f":"'Energy Consumption'!$L$227","v":0},{"$f":"'Energy Consumption'!$L$228","v":0},{"$f":"'Energy Consumption'!$L$309","v":0},{"$f":"'Energy Consumption'!$L$310","v":0},{"$f":"'Energy Consumption'!$L$391","v":0},{"$f":"'Energy Consumption'!$L$392","v":0},{"$f":"'Energy Consumption'!$L$473","v":0},{"$f":"'Energy Consumption'!$L$474","v":0},{"$f":"'Energy Consumption'!$L$555","v":0},{"$f":"'Energy Consumption'!$L$556","v":0},{"$f":"'Energy Consumption'!$L$637","v":0},{"$f":"'Energy Consumption'!$L$638","v":0},{"$f":"'Energy Consumption'!$L$719","v":0},{"$f":"'Energy Consumption'!$L$720","v":0},{"$f":"'Energy Consumption'!$L$801","v":0},{"$f":"'Energy Consumption'!$L$802","v":0},{"$f":"'Energy Consumption'!$L$883","v":0},{"$f":"'Energy Consumption'!$L$884","v":0},{"$f":"'Energy Consumption'!$L$965","v":0},{"$f":"'Energy Consumption'!$L$966","v":0},{"$f":"'Energy Consumption'!$L$1047","v":0},{"$f":"'Energy Consumption'!$L$1048","v":0},{"$f":"'Energy Consumption'!$L$1129","v":0},{"$f":"'Energy Consumption'!$L$1130","v":0},{"$f":"'Energy Consumption'!$L$1211","v":0},{"$f":"'Energy Consumption'!$L$1212","v":0},{"$f":"'Energy Consumption'!$L$1293","v":0},{"$f":"'Energy Consumption'!$L$1294","v":0},{"$f":"'Energy Consumption'!$L$1375","v":0},{"$f":"'Energy Consumption'!$L$1376","v":0},{"$f":"'Energy Consumption'!$L$1457","v":0},{"$f":"'Energy Consumption'!$L$1458","v":0},{"$f":"'Energy Consumption'!$L$1539","v":0},{"$f":"'Energy Consumption'!$L$1540","v":0},{"$f":"'Energy Consumption'!$L$1621","v":0},{"$f":"'Energy Consumption'!$L$1622","v":0}]
["2013-10-01",89991,15670.2,2065.1999999999998,19376.490000000002,0,0,{"$f":"'Relevant Variables'!$M$47","v":24480},{"$f":"'Relevant Variables'!$M$77","v":0},{"$f":"'Relevant Variables'!$M$107","v":0},{"$f":"'Relevant Variables'!$M$137","v":0},{"$f":"'Relevant Variables'!$M$167","v":0},{"$f":"'Relevant Variables'!$M$197","v":0},{"$f":"'Relevant Variables'!$M$227","v":0},{"$f":"'Relevant Variables'!$M$257","v":0},{"$f":"'Relevant Variables'!$M$287","v":0},{"$f":"'Relevant Variables'!$M$317","v":0},{"$f":"'Relevant Variables'!$M$347","v":0},{"$f":"'Relevant Variables'!$M$377","v":0},{"$f":"'Relevant Variables'!$M$407","v":0},{"$f":"'Relevant Variables'!$M$437","v":0},{"$f":"'Relevant Variables'!$M$467","v":0},{"$f":"'Relevant Variables'!$M$497","v":0},{"$f":"'Relevant Variables'!$M$527","v":0},{"$f":"'Relevant Variables'!$M$557","v":0},{"$f":"'Relevant Variables'!$M$587","v":0},{"$f":"'Relevant Variables'!$M$617","v":0},null,true,null,null,106,{"$f":"'Energy Consumption'!$M$63","v":15670.2},{"$f":"'Energy Consumption'!$M$64","v":89991},{"$f":"'Energy Consumption'!$M$145","v":19376.490000000002},{"$f":"'Energy Consumption'!$M$146","v":2065.1999999999998},{"$f":"'Energy Consumption'!$M$227","v":0},{"$f":"'Energy Consumption'!$M$228","v":0},{"$f":"'Energy Consumption'!$M$309","v":0},{"$f":"'Energy Consumption'!$M$310","v":0},{"$f":"'Energy Consumption'!$M$391","v":0},{"$f":"'Energy Consumption'!$M$392","v":0},{"$f":"'Energy Consumption'!$M$473","v":0},{"$f":"'Energy Consumption'!$M$474","v":0},{"$f":"'Energy Consumption'!$M$555","v":0},{"$f":"'Energy Consumption'!$M$556","v":0},{"$f":"'Energy Consumption'!$M$637","v":0},{"$f":"'Energy Consumption'!$M$638","v":0},{"$f":"'Energy Consumption'!$M$719","v":0},{"$f":"'Energy Consumption'!$M$720","v":0},{"$f":"'Energy Consumption'!$M$801","v":0},{"$f":"'Energy Consumption'!$M$802","v":0},{"$f":"'Energy Consumption'!$M$883","v":0},{"$f":"'Energy Consumption'!$M$884","v":0},{"$f":"'Energy Consumption'!$M$965","v":0},{"$f":"'Energy Consumption'!$M$966","v":0},{"$f":"'Energy Consumption'!$M$1047","v":0},{"$f":"'Energy Consumption'!$M$1048","v":0},{"$f":"'Energy Consumption'!$M$1129","v":0},{"$f":"'Energy Consumption'!$M$1130","v":0},{"$f":"'Energy Consumption'!$M$1211","v":0},{"$f":"'Energy Consumption'!$M$1212","v":0},{"$f":"'Energy Consumption'!$M$1293","v":0},{"$f":"'Energy Consumption'!$M$1294","v":0},{"$f":"'Energy Consumption'!$M$1375","v":0},{"$f":"'Energy Consumption'!$M$1376","v":0},{"$f":"'Energy Consumption'!$M$1457","v":0},{"$f":"'Energy Consumption'!$M$1458","v":0},{"$f":"'Energy Consumption'!$M$1539","v":0},{"$f":"'Energy Consumption'!$M$1540","v":0},{"$f":"'Energy Consumption'!$M$1621","v":0},{"$f":"'Energy Consumption'!$M$1622","v":0}]
["2013-11-01",107565,18955.68,2448.6,21091.29,0,0,{"$f":"'Relevant Variables'!$N$47","v":24480},{"$f":"'Relevant Variables'!$N$77","v":0},{"$f":"'Relevant Variables'!$N$107","v":0},{"$f":"'Relevant Variables'!$N$137","v":0},{"$f":"'Relevant Variables'!$N$167","v":0},{"$f":"'Relevant Variables'!$N$197","v":0},{"$f":"'Relevant Variables'!$N$227","v":0},{"$f":"'Relevant Variables'!$N$257","v":0},{"$f":"'Relevant Variables'!$N$287","v":0},{"$f":"'Relevant Variables'!$N$317","v":0},{"$f":"'Relevant Variables'!$N$347","v":0},{"$f":"'Relevant Variables'!$N$377","v":0},{"$f":"'Relevant Variables'!$N$407","v":0},{"$f":"'Relevant Variables'!$N$437","v":0},{"$f":"'Relevant Variables'!$N$467","v":0},{"$f":"'Relevant Variables'!$N$497","v":0},{"$f":"'Relevant Variables'!$N$527","v":0},{"$f":"'Relevant Variables'!$N$557","v":0},{"$f":"'Relevant Variables'!$N$587","v":0},{"$f":"'Relevant Variables'!$N$617","v":0},null,true,null,null,107,{"$f":"'Energy Consumption'!$N$63","v":18955.68},{"$f":"'Energy Consumption'!$N$64","v":107565},{"$f":"'Energy Consumption'!$N$145","v":21091.29},{"$f":"'Energy Consumption'!$N$146","v":2448.6},{"$f":"'Energy Consumption'!$N$227","v":0},{"$f":"'Energy Consumption'!$N$228","v":0},{"$f":"'Energy Consumption'!$N$309","v":0},{"$f":"'Energy Consumption'!$N$310","v":0},{"$f":"'Energy Consumption'!$N$391","v":0},{"$f":"'Energy Consumption'!$N$392","v":0},{"$f":"'Energy Consumption'!$N$473","v":0},{"$f":"'Energy Consumption'!$N$474","v":0},{"$f":"'Energy Consumption'!$N$555","v":0},{"$f":"'Energy Consumption'!$N$556","v":0},{"$f":"'Energy Consumption'!$N$637","v":0},{"$f":"'Energy Consumption'!$N$638","v":0},{"$f":"'Energy Consumption'!$N$719","v":0},{"$f":"'Energy Consumption'!$N$720","v":0},{"$f":"'Energy Consumption'!$N$801","v":0},{"$f":"'Energy Consumption'!$N$802","v":0},{"$f":"'Energy Consumption'!$N$883","v":0},{"$f":"'Energy Consumption'!$N$884","v":0},{"$f":"'Energy Consumption'!$N$965","v":0},{"$f":"'Energy Consumption'!$N$966","v":0},{"$f":"'Energy Consumption'!$N$1047","v":0},{"$f":"'Energy Consumption'!$N$1048","v":0},{"$f":"'Energy Consumption'!$N$1129","v":0},{"$f":"'Energy Consumption'!$N$1130","v":0},{"$f":"'Energy Consumption'!$N$1211","v":0},{"$f":"'Energy Consumption'!$N$1212","v":0},{"$f":"'Energy Consumption'!$N$1293","v":0},{"$f":"'Energy Consumption'!$N$1294","v":0},{"$f":"'Energy Consumption'!$N$1375","v":0},{"$f":"'Energy Consumption'!$N$1376","v":0},{"$f":"'Energy Consumption'!$N$1457","v":0},{"$f":"'Energy Consumption'!$N$1458","v":0},{"$f":"'Energy Consumption'!$N$1539","v":0},{"$f":"'Energy Consumption'!$N$1540","v":0},{"$f":"'Energy Consumption'!$N$1621","v":0},{"$f":"'Energy Consumption'!$N$1622","v":0}]
["2013-12-01",99200,17884.68,1535.1,17018.61,0,0,{"$f":"'Relevant Variables'!$O$47","v":20880},{"$f":"'Relevant Variables'!$O$77","v":0},{"$f":"'Relevant Variables'!$O$107","v":0},{"$f":"'Relevant Variables'!$O$137","v":0},{"$f":"'Relevant Variables'!$O$167","v":0},{"$f":"'Relevant Variables'!$O$197","v":0},{"$f":"'Relevant Variables'!$O$227","v":0},{"$f":"'Relevant Variables'!$O$257","v":0},{"$f":"'Relevant Variables'!$O$287","v":0},{"$f":"'Relevant Variables'!$O$317","v":0},{"$f":"'Relevant Variables'!$O$347","v":0},{"$f":"'Relevant Variables'!$O$377","v":0},{"$f":"'Relevant Variables'!$O$407","v":0},{"$f":"'Relevant Variables'!$O$437","v":0},{"$f":"'Relevant Variables'!$O$467","v":0},{"$f":"'Relevant Variables'!$O$497","v":0},{"$f":"'Relevant Variables'!$O$527","v":0},{"$f":"'Relevant Variables'!$O$557","v":0},{"$f":"'Relevant Variables'!$O$587","v":0},{"$f":"'Relevant Variables'!$O$617","v":0},null,true,null,null,108,{"$f":"'Energy Consumption'!$O$63","v":17884.68},{"$f":"'Energy Consumption'!$O$64","v":99200},{"$f":"'Energy Consumption'!$O$145","v":17018.61},{"$f":"'Energy Consumption'!$O$146","v":1535.1},{"$f":"'Energy Consumption'!$O$227","v":0},{"$f":"'Energy Consumption'!$O$228","v":0},{"$f":"'Energy Consumption'!$O$309","v":0},{"$f":"'Energy Consumption'!$O$310","v":0},{"$f":"'Energy Consumption'!$O$391","v":0},{"$f":"'Energy Consumption'!$O$392","v":0},{"$f":"'Energy Consumption'!$O$473","v":0},{"$f":"'Energy Consumption'!$O$474","v":0},{"$f":"'Energy Consumption'!$O$555","v":0},{"$f":"'Energy Consumption'!$O$556","v":0},{"$f":"'Energy Consumption'!$O$637","v":0},{"$f":"'Energy Consumption'!$O$638","v":0},{"$f":"'Energy Consumption'!$O$719","v":0},{"$f":"'Energy Consumption'!$O$720","v":0},{"$f":"'Energy Consumption'!$O$801","v":0},{"$f":"'Energy Consumption'!$O$802","v":0},{"$f":"'Energy Consumption'!$O$883","v":0},{"$f":"'Energy Consumption'!$O$884","v":0},{"$f":"'Energy Consumption'!$O$965","v":0},{"$f":"'Energy Consumption'!$O$966","v":0},{"$f":"'Energy Consumption'!$O$1047","v":0},{"$f":"'Energy Consumption'!$O$1048","v":0},{"$f":"'Energy Consumption'!$O$1129","v":0},{"$f":"'Energy Consumption'!$O$1130","v":0},{"$f":"'Energy Consumption'!$O$1211","v":0},{"$f":"'Energy Consumption'!$O$1212","v":0},{"$f":"'Energy Consumption'!$O$1293","v":0},{"$f":"'Energy Consumption'!$O$1294","v":0},{"$f":"'Energy Consumption'!$O$1375","v":0},{"$f":"'Energy Consumption'!$O$1376","v":0},{"$f":"'Energy Consumption'!$O$1457","v":0},{"$f":"'Energy Consumption'!$O$1458","v":0},{"$f":"'Energy Consumption'!$O$1539","v":0},{"$f":"'Energy Consumption'!$O$1540","v":0},{"$f":"'Energy Consumption'!$O$1621","v":0},{"$f":"'Energy Consumption'!$O$1622","v":0}]
["2014-01-01",67776,12292.81,613.5,6176.65,0,0,{"$f":"'Relevant Variables'!$D$46","v":10800},{"$f":"'Relevant Variables'!$D$76","v":0},{"$f":"'Relevant Variables'!$D$106","v":0},{"$f":"'Relevant Variables'!$D$136","v":0},{"$f":"'Relevant Variables'!$D$166","v":0},{"$f":"'Relevant Variables'!$D$196","v":0},{"$f":"'Relevant Variables'!$D$226","v":0},{"$f":"'Relevant Variables'!$D$256","v":0},{"$f":"'Relevant Variables'!$D$286","v":0},{"$f":"'Relevant Variables'!$D$316","v":0},{"$f":"'Relevant Variables'!$D$346","v":0},{"$f":"'Relevant Variables'!$D$376","v":0},{"$f":"'Relevant Variables'!$D$406","v":0},{"$f":"'Relevant Variables'!$D$436","v":0},{"$f":"'Relevant Variables'!$D$466","v":0},{"$f":"'Relevant Variables'!$D$496","v":0},{"$f":"'Relevant Variables'!$D$526","v":0},{"$f":"'Relevant Variables'!$D$556","v":0},{"$f":"'Relevant Variables'!$D$586","v":0},{"$f":"'Relevant Variables'!$D$616","v":0},null,{"$f":"VLOOKUP(AD118,ActiveYears,2,)","v":true},{"$f":"AD106+1","v":2014},null,109,{"$f":"'Energy Consumption'!$D$61","v":12292.81},{"$f":"'Energy Consumption'!$D$62","v":67776},{"$f":"'Energy Consumption'!$D$143","v":6176.65},{"$f":"'Energy Consumption'!$D$144","v":613.5},{"$f":"'Energy Consumption'!$D$225","v":0},{"$f":"'Energy Consumption'!$D$226","v":0},{"$f":"'Energy Consumption'!$D$307","v":0},{"$f":"'Energy Consumption'!$D$308","v":0},{"$f":"'Energy Consumption'!$D$389","v":0},{"$f":"'Energy Consumption'!$D$390","v":0},{"$f":"'Energy Consumption'!$D$471","v":0},{"$f":"'Energy Consumption'!$D$472","v":0},{"$f":"'Energy Consumption'!$D$553","v":0},{"$f":"'Energy Consumption'!$D$554","v":0},{"$f":"'Energy Consumption'!$D$635","v":0},{"$f":"'Energy Consumption'!$D$636","v":0},{"$f":"'Energy Consumption'!$D$717","v":0},{"$f":"'Energy Consumption'!$D$718","v":0},{"$f":"'Energy Consumption'!$D$799","v":0},{"$f":"'Energy Consumption'!$D$800","v":0},{"$f":"'Energy Consumption'!$D$881","v":0},{"$f":"'Energy Consumption'!$D$882","v":0},{"$f":"'Energy Consumption'!$D$963","v":0},{"$f":"'Energy Consumption'!$D$964","v":0},{"$f":"'Energy Consumption'!$D$1045","v":0},{"$f":"'Energy Consumption'!$D$1046","v":0},{"$f":"'Energy Consumption'!$D$1127","v":0},{"$f":"'Energy Consumption'!$D$1128","v":0},{"$f":"'Energy Consumption'!$D$1209","v":0},{"$f":"'Energy Consumption'!$D$1210","v":0},{"$f":"'Energy Consumption'!$D$1291","v":0},{"$f":"'Energy Consumption'!$D$1292","v":0},{"$f":"'Energy Consumption'!$D$1373","v":0},{"$f":"'Energy Consumption'!$D$1374","v":0},{"$f":"'Energy Consumption'!$D$1455","v":0},{"$f":"'Energy Consumption'!$D$1456","v":0},{"$f":"'Energy Consumption'!$D$1537","v":0},{"$f":"'Energy Consumption'!$D$1538","v":0},{"$f":"'Energy Consumption'!$D$1619","v":0},{"$f":"'Energy Consumption'!$D$1620","v":0}]
["2014-02-01",113500,21077.279999999999,375.5,3650.33,0,0,{"$f":"'Relevant Variables'!$E$46","v":2160},{"$f":"'Relevant Variables'!$E$76","v":0},{"$f":"'Relevant Variables'!$E$106","v":0},{"$f":"'Relevant Variables'!$E$136","v":0},{"$f":"'Relevant Variables'!$E$166","v":0},{"$f":"'Relevant Variables'!$E$196","v":0},{"$f":"'Relevant Variables'!$E$226","v":0},{"$f":"'Relevant Variables'!$E$256","v":0},{"$f":"'Relevant Variables'!$E$286","v":0},{"$f":"'Relevant Variables'!$E$316","v":0},{"$f":"'Relevant Variables'!$E$346","v":0},{"$f":"'Relevant Variables'!$E$376","v":0},{"$f":"'Relevant Variables'!$E$406","v":0},{"$f":"'Relevant Variables'!$E$436","v":0},{"$f":"'Relevant Variables'!$E$466","v":0},{"$f":"'Relevant Variables'!$E$496","v":0},{"$f":"'Relevant Variables'!$E$526","v":0},{"$f":"'Relevant Variables'!$E$556","v":0},{"$f":"'Relevant Variables'!$E$586","v":0},{"$f":"'Relevant Variables'!$E$616","v":0},null,{"$f":"AC118","v":true},null,null,110,{"$f":"'Energy Consumption'!$E$61","v":21077.279999999999},{"$f":"'Energy Consumption'!$E$62","v":113500},{"$f":"'Energy Consumption'!$E$143","v":3650.33},{"$f":"'Energy Consumption'!$E$144","v":375.5},{"$f":"'Energy Consumption'!$E$225","v":0},{"$f":"'Energy Consumption'!$E$226","v":0},{"$f":"'Energy Consumption'!$E$307","v":0},{"$f":"'Energy Consumption'!$E$308","v":0},{"$f":"'Energy Consumption'!$E$389","v":0},{"$f":"'Energy Consumption'!$E$390","v":0},{"$f":"'Energy Consumption'!$E$471","v":0},{"$f":"'Energy Consumption'!$E$472","v":0},{"$f":"'Energy Consumption'!$E$553","v":0},{"$f":"'Energy Consumption'!$E$554","v":0},{"$f":"'Energy Consumption'!$E$635","v":0},{"$f":"'Energy Consumption'!$E$636","v":0},{"$f":"'Energy Consumption'!$E$717","v":0},{"$f":"'Energy Consumption'!$E$718","v":0},{"$f":"'Energy Consumption'!$E$799","v":0},{"$f":"'Energy Consumption'!$E$800","v":0},{"$f":"'Energy Consumption'!$E$881","v":0},{"$f":"'Energy Consumption'!$E$882","v":0},{"$f":"'Energy Consumption'!$E$963","v":0},{"$f":"'Energy Consumption'!$E$964","v":0},{"$f":"'Energy Consumption'!$E$1045","v":0},{"$f":"'Energy Consumption'!$E$1046","v":0},{"$f":"'Energy Consumption'!$E$1127","v":0},{"$f":"'Energy Consumption'!$E$1128","v":0},{"$f":"'Energy Consumption'!$E$1209","v":0},{"$f":"'Energy Consumption'!$E$1210","v":0},{"$f":"'Energy Consumption'!$E$1291","v":0},{"$f":"'Energy Consumption'!$E$1292","v":0},{"$f":"'Energy Consumption'!$E$1373","v":0},{"$f":"'Energy Consumption'!$E$1374","v":0},{"$f":"'Energy Consumption'!$E$1455","v":0},{"$f":"'Energy Consumption'!$E$1456","v":0},{"$f":"'Energy Consumption'!$E$1537","v":0},{"$f":"'Energy Consumption'!$E$1538","v":0},{"$f":"'Energy Consumption'!$E$1619","v":0},{"$f":"'Energy Consumption'!$E$1620","v":0}]
["2014-03-01",{"$f":"SUMIF($AG$9:$BT$9,\"=\"&B$9,$AG120:$BT120)","v":131047},24305.75,188,1405.15,0,0,{"$f":"'Relevant Variables'!$F$46","v":0},{"$f":"'Relevant Variables'!$F$76","v":0},{"$f":"'Relevant Variables'!$F$106","v":0},{"$f":"'Relevant Variables'!$F$136","v":0},{"$f":"'Relevant Variables'!$F$166","v":0},{"$f":"'Relevant Variables'!$F$196","v":0},{"$f":"'Relevant Variables'!$F$226","v":0},{"$f":"'Relevant Variables'!$F$256","v":0},{"$f":"'Relevant Variables'!$F$286","v":0},{"$f":"'Relevant Variables'!$F$316","v":0},{"$f":"'Relevant Variables'!$F$346","v":0},{"$f":"'Relevant Variables'!$F$376","v":0},{"$f":"'Relevant Variables'!$F$406","v":0},{"$f":"'Relevant Variables'!$F$436","v":0},{"$f":"'Relevant Variables'!$F$466","v":0},{"$f":"'Relevant Variables'!$F$496","v":0},{"$f":"'Relevant Variables'!$F$526","v":0},{"$f":"'Relevant Variables'!$F$556","v":0},{"$f":"'Relevant Variables'!$F$586","v":0},{"$f":"'Relevant Variables'!$F$616","v":0},null,true,null,null,111,{"$f":"'Energy Consumption'!$F$61","v":24305.75},{"$f":"'Energy Consumption'!$F$62","v":131047},{"$f":"'Energy Consumption'!$F$143","v":1405.15},{"$f":"'Energy Consumption'!$F$144","v":188},{"$f":"'Energy Consumption'!$F$225","v":0},{"$f":"'Energy Consumption'!$F$226","v":0},{"$f":"'Energy Consumption'!$F$307","v":0},{"$f":"'Energy Consumption'!$F$308","v":0},{"$f":"'Energy Consumption'!$F$389","v":0},{"$f":"'Energy Consumption'!$F$390","v":0},{"$f":"'Energy Consumption'!$F$471","v":0},{"$f":"'Energy Consumption'!$F$472","v":0},{"$f":"'Energy Consumption'!$F$553","v":0},{"$f":"'Energy Consumption'!$F$554","v":0},{"$f":"'Energy Consumption'!$F$635","v":0},{"$f":"'Energy Consumption'!$F$636","v":0},{"$f":"'Energy Consumption'!$F$717","v":0},{"$f":"'Energy Consumption'!$F$718","v":0},{"$f":"'Energy Consumption'!$F$799","v":0},{"$f":"'Energy Consumption'!$F$800","v":0},{"$f":"'Energy Consumption'!$F$881","v":0},{"$f":"'Energy Consumption'!$F$882","v":0},{"$f":"'Energy Consumption'!$F$963","v":0},{"$f":"'Energy Consumption'!$F$964","v":0},{"$f":"'Energy Consumption'!$F$1045","v":0},{"$f":"'Energy Consumption'!$F$1046","v":0},{"$f":"'Energy Consumption'!$F$1127","v":0},{"$f":"'Energy Consumption'!$F$1128","v":0},{"$f":"'Energy Consumption'!$F$1209","v":0},{"$f":"'Energy Consumption'!$F$1210","v":0},{"$f":"'Energy Consumption'!$F$1291","v":0},{"$f":"'Energy Consumption'!$F$1292","v":0},{"$f":"'Energy Consumption'!$F$1373","v":0},{"$f":"'Energy Consumption'!$F$1374","v":0},{"$f":"'Energy Consumption'!$F$1455","v":0},{"$f":"'Energy Consumption'!$F$1456","v":0},{"$f":"'Energy Consumption'!$F$1537","v":0},{"$f":"'Energy Consumption'!$F$1538","v":0},{"$f":"'Energy Consumption'!$F$1619","v":0},{"$f":"'Energy Consumption'!$F$1620","v":0}]
["2014-04-01",151925,28685.279999999999,171.7,1224.0999999999999,0,0,{"$f":"'Relevant Variables'!$G$46","v":0},{"$f":"'Relevant Variables'!$G$76","v":0},{"$f":"'Relevant Variables'!$G$106","v":0},{"$f":"'Relevant Variables'!$G$136","v":0},{"$f":"'Relevant Variables'!$G$166","v":0},{"$f":"'Relevant Variables'!$G$196","v":0},{"$f":"'Relevant Variables'!$G$226","v":0},{"$f":"'Relevant Variables'!$G$256","v":0},{"$f":"'Relevant Variables'!$G$286","v":0},{"$f":"'Relevant Variables'!$G$316","v":0},{"$f":"'Relevant Variables'!$G$346","v":0},{"$f":"'Relevant Variables'!$G$376","v":0},{"$f":"'Relevant Variables'!$G$406","v":0},{"$f":"'Relevant Variables'!$G$436","v":0},{"$f":"'Relevant Variables'!$G$466","v":0},{"$f":"'Relevant Variables'!$G$496","v":0},{"$f":"'Relevant Variables'!$G$526","v":0},{"$f":"'Relevant Variables'!$G$556","v":0},{"$f":"'Relevant Variables'!$G$586","v":0},{"$f":"'Relevant Variables'!$G$616","v":0},null,true,null,null,112,{"$f":"'Energy Consumption'!$G$61","v":28685.279999999999},{"$f":"'Energy Consumption'!$G$62","v":151925},{"$f":"'Energy Consumption'!$G$143","v":1224.0999999999999},{"$f":"'Energy Consumption'!$G$144","v":171.7},{"$f":"'Energy Consumption'!$G$225","v":0},{"$f":"'Energy Consumption'!$G$226","v":0},{"$f":"'Energy Consumption'!$G$307","v":0},{"$f":"'Energy Consumption'!$G$308","v":0},{"$f":"'Energy Consumption'!$G$389","v":0},{"$f":"'Energy Consumption'!$G$390","v":0},{"$f":"'Energy Consumption'!$G$471","v":0},{"$f":"'Energy Consumption'!$G$472","v":0},{"$f":"'Energy Consumption'!$G$553","v":0},{"$f":"'Energy Consumption'!$G$554","v":0},{"$f":"'Energy Consumption'!$G$635","v":0},{"$f":"'Energy Consumption'!$G$636","v":0},{"$f":"'Energy Consumption'!$G$717","v":0},{"$f":"'Energy Consumption'!$G$718","v":0},{"$f":"'Energy Consumption'!$G$799","v":0},{"$f":"'Energy Consumption'!$G$800","v":0},{"$f":"'Energy Consumption'!$G$881","v":0},{"$f":"'Energy Consumption'!$G$882","v":0},{"$f":"'Energy Consumption'!$G$963","v":0},{"$f":"'Energy Consumption'!$G$964","v":0},{"$f":"'Energy Consumption'!$G$1045","v":0},{"$f":"'Energy Consumption'!$G$1046","v":0},{"$f":"'Energy Consumption'!$G$1127","v":0},{"$f":"'Energy Consumption'!$G$1128","v":0},{"$f":"'Energy Consumption'!$G$1209","v":0},{"$f":"'Energy Consumption'!$G$1210","v":0},{"$f":"'Energy Consumption'!$G$1291","v":0},{"$f":"'Energy Consumption'!$G$1292","v":0},{"$f":"'Energy Consumption'!$G$1373","v":0},{"$f":"'Energy Consumption'!$G$1374","v":0},{"$f":"'Energy Consumption'!$G$1455","v":0},{"$f":"'Energy Consumption'!$G$1456","v":0},{"$f":"'Energy Consumption'!$G$1537","v":0},{"$f":"'Energy Consumption'!$G$1538","v":0},{"$f":"'Energy Consumption'!$G$1619","v":0},{"$f":"'Energy Consumption'!$G$1620","v":0}]
["2014-05-01",133400,24219.360000000001,183.3,1370.16,0,0,{"$f":"'Relevant Variables'!$H$46","v":0},{"$f":"'Relevant Variables'!$H$76","v":0},{"$f":"'Relevant Variables'!$H$106","v":0},{"$f":"'Relevant Variables'!$H$136","v":0},{"$f":"'Relevant Variables'!$H$166","v":0},{"$f":"'Relevant Variables'!$H$196","v":0},{"$f":"'Relevant Variables'!$H$226","v":0},{"$f":"'Relevant Variables'!$H$256","v":0},{"$f":"'Relevant Variables'!$H$286","v":0},{"$f":"'Relevant Variables'!$H$316","v":0},{"$f":"'Relevant Variables'!$H$346","v":0},{"$f":"'Relevant Variables'!$H$376","v":0},{"$f":"'Relevant Variables'!$H$406","v":0},{"$f":"'Relevant Variables'!$H$436","v":0},{"$f":"'Relevant Variables'!$H$466","v":0},{"$f":"'Relevant Variables'!$H$496","v":0},{"$f":"'Relevant Variables'!$H$526","v":0},{"$f":"'Relevant Variables'!$H$556","v":0},{"$f":"'Relevant Variables'!$H$586","v":0},{"$f":"'Relevant Variables'!$H$616","v":0},null,true,null,null,113,{"$f":"'Energy Consumption'!$H$61","v":24219.360000000001},{"$f":"'Energy Consumption'!$H$62","v":133400},{"$f":"'Energy Consumption'!$H$143","v":1370.16},{"$f":"'Energy Consumption'!$H$144","v":183.3},{"$f":"'Energy Consumption'!$H$225","v":0},{"$f":"'Energy Consumption'!$H$226","v":0},{"$f":"'Energy Consumption'!$H$307","v":0},{"$f":"'Energy Consumption'!$H$308","v":0},{"$f":"'Energy Consumption'!$H$389","v":0},{"$f":"'Energy Consumption'!$H$390","v":0},{"$f":"'Energy Consumption'!$H$471","v":0},{"$f":"'Energy Consumption'!$H$472","v":0},{"$f":"'Energy Consumption'!$H$553","v":0},{"$f":"'Energy Consumption'!$H$554","v":0},{"$f":"'Energy Consumption'!$H$635","v":0},{"$f":"'Energy Consumption'!$H$636","v":0},{"$f":"'Energy Consumption'!$H$717","v":0},{"$f":"'Energy Consumption'!$H$718","v":0},{"$f":"'Energy Consumption'!$H$799","v":0},{"$f":"'Energy Consumption'!$H$800","v":0},{"$f":"'Energy Consumption'!$H$881","v":0},{"$f":"'Energy Consumption'!$H$882","v":0},{"$f":"'Energy Consumption'!$H$963","v":0},{"$f":"'Energy Consumption'!$H$964","v":0},{"$f":"'Energy Consumption'!$H$1045","v":0},{"$f":"'Energy Consumption'!$H$1046","v":0},{"$f":"'Energy Consumption'!$H$1127","v":0},{"$f":"'Energy Consumption'!$H$1128","v":0},{"$f":"'Energy Consumption'!$H$1209","v":0},{"$f":"'Energy Consumption'!$H$1210","v":0},{"$f":"'Energy Consumption'!$H$1291","v":0},{"$f":"'Energy Consumption'!$H$1292","v":0},{"$f":"'Energy Consumption'!$H$1373","v":0},{"$f":"'Energy Consumption'!$H$1374","v":0},{"$f":"'Energy Consumption'!$H$1455","v":0},{"$f":"'Energy Consumption'!$H$1456","v":0},{"$f":"'Energy Consumption'!$H$1537","v":0},{"$f":"'Energy Consumption'!$H$1538","v":0},{"$f":"'Energy Consumption'!$H$1619","v":0},{"$f":"'Energy Consumption'!$H$1620","v":0}]
["2014-06-01",92640,18381.3,180.8,1290.28,0,0,{"$f":"'Relevant Variables'!$I$46","v":2160},{"$f":"'Relevant Variables'!$I$76","v":0},{"$f":"'Relevant Variables'!$I$106","v":0},{"$f":"'Relevant Variables'!$I$136","v":0},{"$f":"'Relevant Variables'!$I$166","v":0},{"$f":"'Relevant Variables'!$I$196","v":0},{"$f":"'Relevant Variables'!$I$226","v":0},{"$f":"'Relevant Variables'!$I$256","v":0},{"$f":"'Relevant Variables'!$I$286","v":0},{"$f":"'Relevant Variables'!$I$316","v":0},{"$f":"'Relevant Variables'!$I$346","v":0},{"$f":"'Relevant Variables'!$I$376","v":0},{"$f":"'Relevant Variables'!$I$406","v":0},{"$f":"'Relevant Variables'!$I$436","v":0},{"$f":"'Relevant Variables'!$I$466","v":0},{"$f":"'Relevant Variables'!$I$496","v":0},{"$f":"'Relevant Variables'!$I$526","v":0},{"$f":"'Relevant Variables'!$I$556","v":0},{"$f":"'Relevant Variables'!$I$586","v":0},{"$f":"'Relevant Variables'!$I$616","v":0},null,true,null,null,114,{"$f":"'Energy Consumption'!$I$61","v":18381.3},{"$f":"'Energy Consumption'!$I$62","v":92640},{"$f":"'Energy Consumption'!$I$143","v":1290.28},{"$f":"'Energy Consumption'!$I$144","v":180.8},{"$f":"'Energy Consumption'!$I$225","v":0},{"$f":"'Energy Consumption'!$I$226","v":0},{"$f":"'Energy Consumption'!$I$307","v":0},{"$f":"'Energy Consumption'!$I$308","v":0},{"$f":"'Energy Consumption'!$I$389","v":0},{"$f":"'Energy Consumption'!$I$390","v":0},{"$f":"'Energy Consumption'!$I$471","v":0},{"$f":"'Energy Consumption'!$I$472","v":0},{"$f":"'Energy Consumption'!$I$553","v":0},{"$f":"'Energy Consumption'!$I$554","v":0},{"$f":"'Energy Consumption'!$I$635","v":0},{"$f":"'Energy Consumption'!$I$636","v":0},{"$f":"'Energy Consumption'!$I$717","v":0},{"$f":"'Energy Consumption'!$I$718","v":0},{"$f":"'Energy Consumption'!$I$799","v":0},{"$f":"'Energy Consumption'!$I$800","v":0},{"$f":"'Energy Consumption'!$I$881","v":0},{"$f":"'Energy Consumption'!$I$882","v":0},{"$f":"'Energy Consumption'!$I$963","v":0},{"$f":"'Energy Consumption'!$I$964","v":0},{"$f":"'Energy Consumption'!$I$1045","v":0},{"$f":"'Energy Consumption'!$I$1046","v":0},{"$f":"'Energy Consumption'!$I$1127","v":0},{"$f":"'Energy Consumption'!$I$1128","v":0},{"$f":"'Energy Consumption'!$I$1209","v":0},{"$f":"'Energy Consumption'!$I$1210","v":0},{"$f":"'Energy Consumption'!$I$1291","v":0},{"$f":"'Energy Consumption'!$I$1292","v":0},{"$f":"'Energy Consumption'!$I$1373","v":0},{"$f":"'Energy Consumption'!$I$1374","v":0},{"$f":"'Energy Consumption'!$I$1455","v":0},{"$f":"'Energy Consumption'!$I$1456","v":0},{"$f":"'Energy Consumption'!$I$1537","v":0},{"$f":"'Energy Consumption'!$I$1538","v":0},{"$f":"'Energy Consumption'!$I$1619","v":0},{"$f":"'Energy Consumption'!$I$1620","v":0}]
["2014-07-01",84348,14477.05,410.2,3303.78,0,0,{"$f":"'Relevant Variables'!$J$46","v":7920},{"$f":"'Relevant Variables'!$J$76","v":0},{"$f":"'Relevant Variables'!$J$106","v":0},{"$f":"'Relevant Variables'!$J$136","v":0},{"$f":"'Relevant Variables'!$J$166","v":0},{"$f":"'Relevant Variables'!$J$196","v":0},{"$f":"'Relevant Variables'!$J$226","v":0},{"$f":"'Relevant Variables'!$J$256","v":0},{"$f":"'Relevant Variables'!$J$286","v":0},{"$f":"'Relevant Variables'!$J$316","v":0},{"$f":"'Relevant Variables'!$J$346","v":0},{"$f":"'Relevant Variables'!$J$376","v":0},{"$f":"'Relevant Variables'!$J$406","v":0},{"$f":"'Relevant Variables'!$J$436","v":0},{"$f":"'Relevant Variables'!$J$466","v":0},{"$f":"'Relevant Variables'!$J$496","v":0},{"$f":"'Relevant Variables'!$J$526","v":0},{"$f":"'Relevant Variables'!$J$556","v":0},{"$f":"'Relevant Variables'!$J$586","v":0},{"$f":"'Relevant Variables'!$J$616","v":0},null,true,null,null,115,{"$f":"'Energy Consumption'!$J$61","v":14477.05},{"$f":"'Energy Consumption'!$J$62","v":84348},{"$f":"'Energy Consumption'!$J$143","v":3303.78},{"$f":"'Energy Consumption'!$J$144","v":410.2},{"$f":"'Energy Consumption'!$J$225","v":0},{"$f":"'Energy Consumption'!$J$226","v":0},{"$f":"'Energy Consumption'!$J$307","v":0},{"$f":"'Energy Consumption'!$J$308","v":0},{"$f":"'Energy Consumption'!$J$389","v":0},{"$f":"'Energy Consumption'!$J$390","v":0},{"$f":"'Energy Consumption'!$J$471","v":0},{"$f":"'Energy Consumption'!$J$472","v":0},{"$f":"'Energy Consumption'!$J$553","v":0},{"$f":"'Energy Consumption'!$J$554","v":0},{"$f":"'Energy Consumption'!$J$635","v":0},{"$f":"'Energy Consumption'!$J$636","v":0},{"$f":"'Energy Consumption'!$J$717","v":0},{"$f":"'Energy Consumption'!$J$718","v":0},{"$f":"'Energy Consumption'!$J$799","v":0},{"$f":"'Energy Consumption'!$J$800","v":0},{"$f":"'Energy Consumption'!$J$881","v":0},{"$f":"'Energy Consumption'!$J$882","v":0},{"$f":"'Energy Consumption'!$J$963","v":0},{"$f":"'Energy Consumption'!$J$964","v":0},{"$f":"'Energy Consumption'!$J$1045","v":0},{"$f":"'Energy Consumption'!$J$1046","v":0},{"$f":"'Energy Consumption'!$J$1127","v":0},{"$f":"'Energy Consumption'!$J$1128","v":0},{"$f":"'Energy Consumption'!$J$1209","v":0},{"$f":"'Energy Consumption'!$J$1210","v":0},{"$f":"'Energy Consumption'!$J$1291","v":0},{"$f":"'Energy Consumption'!$J$1292","v":0},{"$f":"'Energy Consumption'!$J$1373","v":0},{"$f":"'Energy Consumption'!$J$1374","v":0},{"$f":"'Energy Consumption'!$J$1455","v":0},{"$f":"'Energy Consumption'!$J$1456","v":0},{"$f":"'Energy Consumption'!$J$1537","v":0},{"$f":"'Energy Consumption'!$J$1538","v":0},{"$f":"'Energy Consumption'!$J$1619","v":0},{"$f":"'Energy Consumption'!$J$1620","v":0}]
["2014-08-01",90889,17243.23,809.9,10788.72,0,0,{"$f":"'Relevant Variables'!$K$46","v":19440},{"$f":"'Relevant Variables'!$K$76","v":0},{"$f":"'Relevant Variables'!$K$106","v":0},{"$f":"'Relevant Variables'!$K$136","v":0},{"$f":"'Relevant Variables'!$K$166","v":0},{"$f":"'Relevant Variables'!$K$196","v":0},{"$f":"'Relevant Variables'!$K$226","v":0},{"$f":"'Relevant Variables'!$K$256","v":0},{"$f":"'Relevant Variables'!$K$286","v":0},{"$f":"'Relevant Variables'!$K$316","v":0},{"$f":"'Relevant Variables'!$K$346","v":0},{"$f":"'Relevant Variables'!$K$376","v":0},{"$f":"'Relevant Variables'!$K$406","v":0},{"$f":"'Relevant Variables'!$K$436","v":0},{"$f":"'Relevant Variables'!$K$466","v":0},{"$f":"'Relevant Variables'!$K$496","v":0},{"$f":"'Relevant Variables'!$K$526","v":0},{"$f":"'Relevant Variables'!$K$556","v":0},{"$f":"'Relevant Variables'!$K$586","v":0},{"$f":"'Relevant Variables'!$K$616","v":0},null,true,null,null,116,{"$f":"'Energy Consumption'!$K$61","v":17243.23},{"$f":"'Energy Consumption'!$K$62","v":90889},{"$f":"'Energy Consumption'!$K$143","v":10788.72},{"$f":"'Energy Consumption'!$K$144","v":809.9},{"$f":"'Energy Consumption'!$K$225","v":0},{"$f":"'Energy Consumption'!$K$226","v":0},{"$f":"'Energy Consumption'!$K$307","v":0},{"$f":"'Energy Consumption'!$K$308","v":0},{"$f":"'Energy Consumption'!$K$389","v":0},{"$f":"'Energy Consumption'!$K$390","v":0},{"$f":"'Energy Consumption'!$K$471","v":0},{"$f":"'Energy Consumption'!$K$472","v":0},{"$f":"'Energy Consumption'!$K$553","v":0},{"$f":"'Energy Consumption'!$K$554","v":0},{"$f":"'Energy Consumption'!$K$635","v":0},{"$f":"'Energy Consumption'!$K$636","v":0},{"$f":"'Energy Consumption'!$K$717","v":0},{"$f":"'Energy Consumption'!$K$718","v":0},{"$f":"'Energy Consumption'!$K$799","v":0},{"$f":"'Energy Consumption'!$K$800","v":0},{"$f":"'Energy Consumption'!$K$881","v":0},{"$f":"'Energy Consumption'!$K$882","v":0},{"$f":"'Energy Consumption'!$K$963","v":0},{"$f":"'Energy Consumption'!$K$964","v":0},{"$f":"'Energy Consumption'!$K$1045","v":0},{"$f":"'Energy Consumption'!$K$1046","v":0},{"$f":"'Energy Consumption'!$K$1127","v":0},{"$f":"'Energy Consumption'!$K$1128","v":0},{"$f":"'Energy Consumption'!$K$1209","v":0},{"$f":"'Energy Consumption'!$K$1210","v":0},{"$f":"'Energy Consumption'!$K$1291","v":0},{"$f":"'Energy Consumption'!$K$1292","v":0},{"$f":"'Energy Consumption'!$K$1373","v":0},{"$f":"'Energy Consumption'!$K$1374","v":0},{"$f":"'Energy Consumption'!$K$1455","v":0},{"$f":"'Energy Consumption'!$K$1456","v":0},{"$f":"'Energy Consumption'!$K$1537","v":0},{"$f":"'Energy Consumption'!$K$1538","v":0},{"$f":"'Energy Consumption'!$K$1619","v":0},{"$f":"'Energy Consumption'!$K$1620","v":0}]
["2014-09-01",100400,17742.78,1284.0999999999999,18571.240000000002,0,0,{"$f":"'Relevant Variables'!$L$46","v":25200},{"$f":"'Relevant Variables'!$L$76","v":0},{"$f":"'Relevant Variables'!$L$106","v":0},{"$f":"'Relevant Variables'!$L$136","v":0},{"$f":"'Relevant Variables'!$L$166","v":0},{"$f":"'Relevant Variables'!$L$196","v":0},{"$f":"'Relevant Variables'!$L$226","v":0},{"$f":"'Relevant Variables'!$L$256","v":0},{"$f":"'Relevant Variables'!$L$286","v":0},{"$f":"'Relevant Variables'!$L$316","v":0},{"$f":"'Relevant Variables'!$L$346","v":0},{"$f":"'Relevant Variables'!$L$376","v":0},{"$f":"'Relevant Variables'!$L$406","v":0},{"$f":"'Relevant Variables'!$L$436","v":0},{"$f":"'Relevant Variables'!$L$466","v":0},{"$f":"'Relevant Variables'!$L$496","v":0},{"$f":"'Relevant Variables'!$L$526","v":0},{"$f":"'Relevant Variables'!$L$556","v":0},{"$f":"'Relevant Variables'!$L$586","v":0},{"$f":"'Relevant Variables'!$L$616","v":0},null,true,null,null,117,{"$f":"'Energy Consumption'!$L$61","v":17742.78},{"$f":"'Energy Consumption'!$L$62","v":100400},{"$f":"'Energy Consumption'!$L$143","v":18571.240000000002},{"$f":"'Energy Consumption'!$L$144","v":1284.0999999999999},{"$f":"'Energy Consumption'!$L$225","v":0},{"$f":"'Energy Consumption'!$L$226","v":0},{"$f":"'Energy Consumption'!$L$307","v":0},{"$f":"'Energy Consumption'!$L$308","v":0},{"$f":"'Energy Consumption'!$L$389","v":0},{"$f":"'Energy Consumption'!$L$390","v":0},{"$f":"'Energy Consumption'!$L$471","v":0},{"$f":"'Energy Consumption'!$L$472","v":0},{"$f":"'Energy Consumption'!$L$553","v":0},{"$f":"'Energy Consumption'!$L$554","v":0},{"$f":"'Energy Consumption'!$L$635","v":0},{"$f":"'Energy Consumption'!$L$636","v":0},{"$f":"'Energy Consumption'!$L$717","v":0},{"$f":"'Energy Consumption'!$L$718","v":0},{"$f":"'Energy Consumption'!$L$799","v":0},{"$f":"'Energy Consumption'!$L$800","v":0},{"$f":"'Energy Consumption'!$L$881","v":0},{"$f":"'Energy Consumption'!$L$882","v":0},{"$f":"'Energy Consumption'!$L$963","v":0},{"$f":"'Energy Consumption'!$L$964","v":0},{"$f":"'Energy Consumption'!$L$1045","v":0},{"$f":"'Energy Consumption'!$L$1046","v":0},{"$f":"'Energy Consumption'!$L$1127","v":0},{"$f":"'Energy Consumption'!$L$1128","v":0},{"$f":"'Energy Consumption'!$L$1209","v":0},{"$f":"'Energy Consumption'!$L$1210","v":0},{"$f":"'Energy Consumption'!$L$1291","v":0},{"$f":"'Energy Consumption'!$L$1292","v":0},{"$f":"'Energy Consumption'!$L$1373","v":0},{"$f":"'Energy Consumption'!$L$1374","v":0},{"$f":"'Energy Consumption'!$L$1455","v":0},{"$f":"'Energy Consumption'!$L$1456","v":0},{"$f":"'Energy Consumption'!$L$1537","v":0},{"$f":"'Energy Consumption'!$L$1538","v":0},{"$f":"'Energy Consumption'!$L$1619","v":0},{"$f":"'Energy Consumption'!$L$1620","v":0}]
["2014-10-01",121824,21551.040000000001,2312.6999999999998,22473.31,0,0,{"$f":"'Relevant Variables'!$M$46","v":29520},{"$f":"'Relevant Variables'!$M$76","v":0},{"$f":"'Relevant Variables'!$M$106","v":0},{"$f":"'Relevant Variables'!$M$136","v":0},{"$f":"'Relevant Variables'!$M$166","v":0},{"$f":"'Relevant Variables'!$M$196","v":0},{"$f":"'Relevant Variables'!$M$226","v":0},{"$f":"'Relevant Variables'!$M$256","v":0},{"$f":"'Relevant Variables'!$M$286","v":0},{"$f":"'Relevant Variables'!$M$316","v":0},{"$f":"'Relevant Variables'!$M$346","v":0},{"$f":"'Relevant Variables'!$M$376","v":0},{"$f":"'Relevant Variables'!$M$406","v":0},{"$f":"'Relevant Variables'!$M$436","v":0},{"$f":"'Relevant Variables'!$M$466","v":0},{"$f":"'Relevant Variables'!$M$496","v":0},{"$f":"'Relevant Variables'!$M$526","v":0},{"$f":"'Relevant Variables'!$M$556","v":0},{"$f":"'Relevant Variables'!$M$586","v":0},{"$f":"'Relevant Variables'!$M$616","v":0},null,true,null,null,118,{"$f":"'Energy Consumption'!$M$61","v":21551.040000000001},{"$f":"'Energy Consumption'!$M$62","v":121824},{"$f":"'Energy Consumption'!$M$143","v":22473.31},{"$f":"'Energy Consumption'!$M$144","v":2312.6999999999998},{"$f":"'Energy Consumption'!$M$225","v":0},{"$f":"'Energy Consumption'!$M$226","v":0},{"$f":"'Energy Consumption'!$M$307","v":0},{"$f":"'Energy Consumption'!$M$308","v":0},{"$f":"'Energy Consumption'!$M$389","v":0},{"$f":"'Energy Consumption'!$M$390","v":0},{"$f":"'Energy Consumption'!$M$471","v":0},{"$f":"'Energy Consumption'!$M$472","v":0},{"$f":"'Energy Consumption'!$M$553","v":0},{"$f":"'Energy Consumption'!$M$554","v":0},{"$f":"'Energy Consumption'!$M$635","v":0},{"$f":"'Energy Consumption'!$M$636","v":0},{"$f":"'Energy Consumption'!$M$717","v":0},{"$f":"'Energy Consumption'!$M$718","v":0},{"$f":"'Energy Consumption'!$M$799","v":0},{"$f":"'Energy Consumption'!$M$800","v":0},{"$f":"'Energy Consumption'!$M$881","v":0},{"$f":"'Energy Consumption'!$M$882","v":0},{"$f":"'Energy Consumption'!$M$963","v":0},{"$f":"'Energy Consumption'!$M$964","v":0},{"$f":"'Energy Consumption'!$M$1045","v":0},{"$f":"'Energy Consumption'!$M$1046","v":0},{"$f":"'Energy Consumption'!$M$1127","v":0},{"$f":"'Energy Consumption'!$M$1128","v":0},{"$f":"'Energy Consumption'!$M$1209","v":0},{"$f":"'Energy Consumption'!$M$1210","v":0},{"$f":"'Energy Consumption'!$M$1291","v":0},{"$f":"'Energy Consumption'!$M$1292","v":0},{"$f":"'Energy Consumption'!$M$1373","v":0},{"$f":"'Energy Consumption'!$M$1374","v":0},{"$f":"'Energy Consumption'!$M$1455","v":0},{"$f":"'Energy Consumption'!$M$1456","v":0},{"$f":"'Energy Consumption'!$M$1537","v":0},{"$f":"'Energy Consumption'!$M$1538","v":0},{"$f":"'Energy Consumption'!$M$1619","v":0},{"$f":"'Energy Consumption'!$M$1620","v":0}]
["2014-11-01",93394,16666.560000000001,1577.2,20868.12,0,0,{"$f":"'Relevant Variables'!$N$46","v":29520},{"$f":"'Relevant Variables'!$N$76","v":0},{"$f":"'Relevant Variables'!$N$106","v":0},{"$f":"'Relevant Variables'!$N$136","v":0},{"$f":"'Relevant Variables'!$N$166","v":0},{"$f":"'Relevant Variables'!$N$196","v":0},{"$f":"'Relevant Variables'!$N$226","v":0},{"$f":"'Relevant Variables'!$N$256","v":0},{"$f":"'Relevant Variables'!$N$286","v":0},{"$f":"'Relevant Variables'!$N$316","v":0},{"$f":"'Relevant Variables'!$N$346","v":0},{"$f":"'Relevant Variables'!$N$376","v":0},{"$f":"'Relevant Variables'!$N$406","v":0},{"$f":"'Relevant Variables'!$N$436","v":0},{"$f":"'Relevant Variables'!$N$466","v":0},{"$f":"'Relevant Variables'!$N$496","v":0},{"$f":"'Relevant Variables'!$N$526","v":0},{"$f":"'Relevant Variables'!$N$556","v":0},{"$f":"'Relevant Variables'!$N$586","v":0},{"$f":"'Relevant Variables'!$N$616","v":0},null,true,null,null,119,{"$f":"'Energy Consumption'!$N$61","v":16666.560000000001},{"$f":"'Energy Consumption'!$N$62","v":93394},{"$f":"'Energy Consumption'!$N$143","v":20868.12},{"$f":"'Energy Consumption'!$N$144","v":1577.2},{"$f":"'Energy Consumption'!$N$225","v":0},{"$f":"'Energy Consumption'!$N$226","v":0},{"$f":"'Energy Consumption'!$N$307","v":0},{"$f":"'Energy Consumption'!$N$308","v":0},{"$f":"'Energy Consumption'!$N$389","v":0},{"$f":"'Energy Consumption'!$N$390","v":0},{"$f":"'Energy Consumption'!$N$471","v":0},{"$f":"'Energy Consumption'!$N$472","v":0},{"$f":"'Energy Consumption'!$N$553","v":0},{"$f":"'Energy Consumption'!$N$554","v":0},{"$f":"'Energy Consumption'!$N$635","v":0},{"$f":"'Energy Consumption'!$N$636","v":0},{"$f":"'Energy Consumption'!$N$717","v":0},{"$f":"'Energy Consumption'!$N$718","v":0},{"$f":"'Energy Consumption'!$N$799","v":0},{"$f":"'Energy Consumption'!$N$800","v":0},{"$f":"'Energy Consumption'!$N$881","v":0},{"$f":"'Energy Consumption'!$N$882","v":0},{"$f":"'Energy Consumption'!$N$963","v":0},{"$f":"'Energy Consumption'!$N$964","v":0},{"$f":"'Energy Consumption'!$N$1045","v":0},{"$f":"'Energy Consumption'!$N$1046","v":0},{"$f":"'Energy Consumption'!$N$1127","v":0},{"$f":"'Energy Consumption'!$N$1128","v":0},{"$f":"'Energy Consumption'!$N$1209","v":0},{"$f":"'Energy Consumption'!$N$1210","v":0},{"$f":"'Energy Consumption'!$N$1291","v":0},{"$f":"'Energy Consumption'!$N$1292","v":0},{"$f":"'Energy Consumption'!$N$1373","v":0},{"$f":"'Energy Consumption'!$N$1374","v":0},{"$f":"'Energy Consumption'!$N$1455","v":0},{"$f":"'Energy Consumption'!$N$1456","v":0},{"$f":"'Energy Consumption'!$N$1537","v":0},{"$f":"'Energy Consumption'!$N$1538","v":0},{"$f":"'Energy Consumption'!$N$1619","v":0},{"$f":"'Energy Consumption'!$N$1620","v":0}]
["2014-12-01",88896,17028,1121.9000000000001,16513.400000000001,0,0,{"$f":"'Relevant Variables'!$O$46","v":21600},{"$f":"'Relevant Variables'!$O$76","v":0},{"$f":"'Relevant Variables'!$O$106","v":0},{"$f":"'Relevant Variables'!$O$136","v":0},{"$f":"'Relevant Variables'!$O$166","v":0},{"$f":"'Relevant Variables'!$O$196","v":0},{"$f":"'Relevant Variables'!$O$226","v":0},{"$f":"'Relevant Variables'!$O$256","v":0},{"$f":"'Relevant Variables'!$O$286","v":0},{"$f":"'Relevant Variables'!$O$316","v":0},{"$f":"'Relevant Variables'!$O$346","v":0},{"$f":"'Relevant Variables'!$O$376","v":0},{"$f":"'Relevant Variables'!$O$406","v":0},{"$f":"'Relevant Variables'!$O$436","v":0},{"$f":"'Relevant Variables'!$O$466","v":0},{"$f":"'Relevant Variables'!$O$496","v":0},{"$f":"'Relevant Variables'!$O$526","v":0},{"$f":"'Relevant Variables'!$O$556","v":0},{"$f":"'Relevant Variables'!$O$586","v":0},{"$f":"'Relevant Variables'!$O$616","v":0},null,true,null,null,120,{"$f":"'Energy Consumption'!$O$61","v":17028},{"$f":"'Energy Consumption'!$O$62","v":88896},{"$f":"'Energy Consumption'!$O$143","v":16513.400000000001},{"$f":"'Energy Consumption'!$O$144","v":1121.9000000000001},{"$f":"'Energy Consumption'!$O$225","v":0},{"$f":"'Energy Consumption'!$O$226","v":0},{"$f":"'Energy Consumption'!$O$307","v":0},{"$f":"'Energy Consumption'!$O$308","v":0},{"$f":"'Energy Consumption'!$O$389","v":0},{"$f":"'Energy Consumption'!$O$390","v":0},{"$f":"'Energy Consumption'!$O$471","v":0},{"$f":"'Energy Consumption'!$O$472","v":0},{"$f":"'Energy Consumption'!$O$553","v":0},{"$f":"'Energy Consumption'!$O$554","v":0},{"$f":"'Energy Consumption'!$O$635","v":0},{"$f":"'Energy Consumption'!$O$636","v":0},{"$f":"'Energy Consumption'!$O$717","v":0},{"$f":"'Energy Consumption'!$O$718","v":0},{"$f":"'Energy Consumption'!$O$799","v":0},{"$f":"'Energy Consumption'!$O$800","v":0},{"$f":"'Energy Consumption'!$O$881","v":0},{"$f":"'Energy Consumption'!$O$882","v":0},{"$f":"'Energy Consumption'!$O$963","v":0},{"$f":"'Energy Consumption'!$O$964","v":0},{"$f":"'Energy Consumption'!$O$1045","v":0},{"$f":"'Energy Consumption'!$O$1046","v":0},{"$f":"'Energy Consumption'!$O$1127","v":0},{"$f":"'Energy Consumption'!$O$1128","v":0},{"$f":"'Energy Consumption'!$O$1209","v":0},{"$f":"'Energy Consumption'!$O$1210","v":0},{"$f":"'Energy Consumption'!$O$1291","v":0},{"$f":"'Energy Consumption'!$O$1292","v":0},{"$f":"'Energy Consumption'!$O$1373","v":0},{"$f":"'Energy Consumption'!$O$1374","v":0},{"$f":"'Energy Consumption'!$O$1455","v":0},{"$f":"'Energy Consumption'!$O$1456","v":0},{"$f":"'Energy Consumption'!$O$1537","v":0},{"$f":"'Energy Consumption'!$O$1538","v":0},{"$f":"'Energy Consumption'!$O$1619","v":0},{"$f":"'Energy Consumption'!$O$1620","v":0}]
["2015-01-01",{"$f":"SUMIF($AG$9:$BT$9,\"=\"&B$9,$AG130:$BT130)","v":109282},18799.57,953.5,9718.14,0,0,{"$f":"'Relevant Variables'!$D$45","v":10800},{"$f":"'Relevant Variables'!$D$75","v":0},{"$f":"'Relevant Variables'!$D$105","v":0},{"$f":"'Relevant Variables'!$D$135","v":0},{"$f":"'Relevant Variables'!$D$165","v":0},{"$f":"'Relevant Variables'!$D$195","v":0},{"$f":"'Relevant Variables'!$D$225","v":0},{"$f":"'Relevant Variables'!$D$255","v":0},{"$f":"'Relevant Variables'!$D$285","v":0},{"$f":"'Relevant Variables'!$D$315","v":0},{"$f":"'Relevant Variables'!$D$345","v":0},{"$f":"'Relevant Variables'!$D$375","v":0},{"$f":"'Relevant Variables'!$D$405","v":0},{"$f":"'Relevant Variables'!$D$435","v":0},{"$f":"'Relevant Variables'!$D$465","v":0},{"$f":"'Relevant Variables'!$D$495","v":0},{"$f":"'Relevant Variables'!$D$525","v":0},{"$f":"'Relevant Variables'!$D$555","v":0},{"$f":"'Relevant Variables'!$D$585","v":0},{"$f":"'Relevant Variables'!$D$615","v":0},null,{"$f":"VLOOKUP(AD130,ActiveYears,2,)","v":true},{"$f":"AD118+1","v":2015},null,121,{"$f":"'Energy Consumption'!$D$59","v":18799.57},{"$f":"'Energy Consumption'!$D$60","v":109282},{"$f":"'Energy Consumption'!$D$141","v":9718.14},{"$f":"'Energy Consumption'!$D$142","v":953.5},{"$f":"'Energy Consumption'!$D$223","v":0},{"$f":"'Energy Consumption'!$D$224","v":0},{"$f":"'Energy Consumption'!$D$305","v":0},{"$f":"'Energy Consumption'!$D$306","v":0},{"$f":"'Energy Consumption'!$D$387","v":0},{"$f":"'Energy Consumption'!$D$388","v":0},{"$f":"'Energy Consumption'!$D$469","v":0},{"$f":"'Energy Consumption'!$D$470","v":0},{"$f":"'Energy Consumption'!$D$551","v":0},{"$f":"'Energy Consumption'!$D$552","v":0},{"$f":"'Energy Consumption'!$D$633","v":0},{"$f":"'Energy Consumption'!$D$634","v":0},{"$f":"'Energy Consumption'!$D$715","v":0},{"$f":"'Energy Consumption'!$D$716","v":0},{"$f":"'Energy Consumption'!$D$797","v":0},{"$f":"'Energy Consumption'!$D$798","v":0},{"$f":"'Energy Consumption'!$D$879","v":0},{"$f":"'Energy Consumption'!$D$880","v":0},{"$f":"'Energy Consumption'!$D$961","v":0},{"$f":"'Energy Consumption'!$D$962","v":0},{"$f":"'Energy Consumption'!$D$1043","v":0},{"$f":"'Energy Consumption'!$D$1044","v":0},{"$f":"'Energy Consumption'!$D$1125","v":0},{"$f":"'Energy Consumption'!$D$1126","v":0},{"$f":"'Energy Consumption'!$D$1207","v":0},{"$f":"'Energy Consumption'!$D$1208","v":0},{"$f":"'Energy Consumption'!$D$1289","v":0},{"$f":"'Energy Consumption'!$D$1290","v":0},{"$f":"'Energy Consumption'!$D$1371","v":0},{"$f":"'Energy Consumption'!$D$1372","v":0},{"$f":"'Energy Consumption'!$D$1453","v":0},{"$f":"'Energy Consumption'!$D$1454","v":0},{"$f":"'Energy Consumption'!$D$1535","v":0},{"$f":"'Energy Consumption'!$D$1536","v":0},{"$f":"'Energy Consumption'!$D$1617","v":0},{"$f":"'Energy Consumption'!$D$1618","v":0}]
["2015-02-01",98838,17111.78,268.3,2280.94,0,0,{"$f":"'Relevant Variables'!$E$45","v":2880},{"$f":"'Relevant Variables'!$E$75","v":0},{"$f":"'Relevant Variables'!$E$105","v":0},{"$f":"'Relevant Variables'!$E$135","v":0},{"$f":"'Relevant Variables'!$E$165","v":0},{"$f":"'Relevant Variables'!$E$195","v":0},{"$f":"'Relevant Variables'!$E$225","v":0},{"$f":"'Relevant Variables'!$E$255","v":0},{"$f":"'Relevant Variables'!$E$285","v":0},{"$f":"'Relevant Variables'!$E$315","v":0},{"$f":"'Relevant Variables'!$E$345","v":0},{"$f":"'Relevant Variables'!$E$375","v":0},{"$f":"'Relevant Variables'!$E$405","v":0},{"$f":"'Relevant Variables'!$E$435","v":0},{"$f":"'Relevant Variables'!$E$465","v":0},{"$f":"'Relevant Variables'!$E$495","v":0},{"$f":"'Relevant Variables'!$E$525","v":0},{"$f":"'Relevant Variables'!$E$555","v":0},{"$f":"'Relevant Variables'!$E$585","v":0},{"$f":"'Relevant Variables'!$E$615","v":0},null,{"$f":"AC130","v":true},null,null,122,{"$f":"'Energy Consumption'!$E$59","v":17111.78},{"$f":"'Energy Consumption'!$E$60","v":98838},{"$f":"'Energy Consumption'!$E$141","v":2280.94},{"$f":"'Energy Consumption'!$E$142","v":268.3},{"$f":"'Energy Consumption'!$E$223","v":0},{"$f":"'Energy Consumption'!$E$224","v":0},{"$f":"'Energy Consumption'!$E$305","v":0},{"$f":"'Energy Consumption'!$E$306","v":0},{"$f":"'Energy Consumption'!$E$387","v":0},{"$f":"'Energy Consumption'!$E$388","v":0},{"$f":"'Energy Consumption'!$E$469","v":0},{"$f":"'Energy Consumption'!$E$470","v":0},{"$f":"'Energy Consumption'!$E$551","v":0},{"$f":"'Energy Consumption'!$E$552","v":0},{"$f":"'Energy Consumption'!$E$633","v":0},{"$f":"'Energy Consumption'!$E$634","v":0},{"$f":"'Energy Consumption'!$E$715","v":0},{"$f":"'Energy Consumption'!$E$716","v":0},{"$f":"'Energy Consumption'!$E$797","v":0},{"$f":"'Energy Consumption'!$E$798","v":0},{"$f":"'Energy Consumption'!$E$879","v":0},{"$f":"'Energy Consumption'!$E$880","v":0},{"$f":"'Energy Consumption'!$E$961","v":0},{"$f":"'Energy Consumption'!$E$962","v":0},{"$f":"'Energy Consumption'!$E$1043","v":0},{"$f":"'Energy Consumption'!$E$1044","v":0},{"$f":"'Energy Consumption'!$E$1125","v":0},{"$f":"'Energy Consumption'!$E$1126","v":0},{"$f":"'Energy Consumption'!$E$1207","v":0},{"$f":"'Energy Consumption'!$E$1208","v":0},{"$f":"'Energy Consumption'!$E$1289","v":0},{"$f":"'Energy Consumption'!$E$1290","v":0},{"$f":"'Energy Consumption'!$E$1371","v":0},{"$f":"'Energy Consumption'!$E$1372","v":0},{"$f":"'Energy Consumption'!$E$1453","v":0},{"$f":"'Energy Consumption'!$E$1454","v":0},{"$f":"'Energy Consumption'!$E$1535","v":0},{"$f":"'Energy Consumption'!$E$1536","v":0},{"$f":"'Energy Consumption'!$E$1617","v":0},{"$f":"'Energy Consumption'!$E$1618","v":0}]
["2015-03-01",123900,23615.84,204.4,1595.15,0,0,{"$f":"'Relevant Variables'!$F$45","v":0},{"$f":"'Relevant Variables'!$F$75","v":0},{"$f":"'Relevant Variables'!$F$105","v":0},{"$f":"'Relevant Variables'!$F$135","v":0},{"$f":"'Relevant Variables'!$F$165","v":0},{"$f":"'Relevant Variables'!$F$195","v":0},{"$f":"'Relevant Variables'!$F$225","v":0},{"$f":"'Relevant Variables'!$F$255","v":0},{"$f":"'Relevant Variables'!$F$285","v":0},{"$f":"'Relevant Variables'!$F$315","v":0},{"$f":"'Relevant Variables'!$F$345","v":0},{"$f":"'Relevant Variables'!$F$375","v":0},{"$f":"'Relevant Variables'!$F$405","v":0},{"$f":"'Relevant Variables'!$F$435","v":0},{"$f":"'Relevant Variables'!$F$465","v":0},{"$f":"'Relevant Variables'!$F$495","v":0},{"$f":"'Relevant Variables'!$F$525","v":0},{"$f":"'Relevant Variables'!$F$555","v":0},{"$f":"'Relevant Variables'!$F$585","v":0},{"$f":"'Relevant Variables'!$F$615","v":0},null,true,null,null,123,{"$f":"'Energy Consumption'!$F$59","v":23615.84},{"$f":"'Energy Consumption'!$F$60","v":123900},{"$f":"'Energy Consumption'!$F$141","v":1595.15},{"$f":"'Energy Consumption'!$F$142","v":204.4},{"$f":"'Energy Consumption'!$F$223","v":0},{"$f":"'Energy Consumption'!$F$224","v":0},{"$f":"'Energy Consumption'!$F$305","v":0},{"$f":"'Energy Consumption'!$F$306","v":0},{"$f":"'Energy Consumption'!$F$387","v":0},{"$f":"'Energy Consumption'!$F$388","v":0},{"$f":"'Energy Consumption'!$F$469","v":0},{"$f":"'Energy Consumption'!$F$470","v":0},{"$f":"'Energy Consumption'!$F$551","v":0},{"$f":"'Energy Consumption'!$F$552","v":0},{"$f":"'Energy Consumption'!$F$633","v":0},{"$f":"'Energy Consumption'!$F$634","v":0},{"$f":"'Energy Consumption'!$F$715","v":0},{"$f":"'Energy Consumption'!$F$716","v":0},{"$f":"'Energy Consumption'!$F$797","v":0},{"$f":"'Energy Consumption'!$F$798","v":0},{"$f":"'Energy Consumption'!$F$879","v":0},{"$f":"'Energy Consumption'!$F$880","v":0},{"$f":"'Energy Consumption'!$F$961","v":0},{"$f":"'Energy Consumption'!$F$962","v":0},{"$f":"'Energy Consumption'!$F$1043","v":0},{"$f":"'Energy Consumption'!$F$1044","v":0},{"$f":"'Energy Consumption'!$F$1125","v":0},{"$f":"'Energy Consumption'!$F$1126","v":0},{"$f":"'Energy Consumption'!$F$1207","v":0},{"$f":"'Energy Consumption'!$F$1208","v":0},{"$f":"'Energy Consumption'!$F$1289","v":0},{"$f":"'Energy Consumption'!$F$1290","v":0},{"$f":"'Energy Consumption'!$F$1371","v":0},{"$f":"'Energy Consumption'!$F$1372","v":0},{"$f":"'Energy Consumption'!$F$1453","v":0},{"$f":"'Energy Consumption'!$F$1454","v":0},{"$f":"'Energy Consumption'!$F$1535","v":0},{"$f":"'Energy Consumption'!$F$1536","v":0},{"$f":"'Energy Consumption'!$F$1617","v":0},{"$f":"'Energy Consumption'!$F$1618","v":0}]
["2015-04-01",144960,28495.46,191.5,1538.21,0,0,{"$f":"'Relevant Variables'!$G$45","v":0},{"$f":"'Relevant Variables'!$G$75","v":0},{"$f":"'Relevant Variables'!$G$105","v":0},{"$f":"'Relevant Variables'!$G$135","v":0},{"$f":"'Relevant Variables'!$G$165","v":0},{"$f":"'Relevant Variables'!$G$195","v":0},{"$f":"'Relevant Variables'!$G$225","v":0},{"$f":"'Relevant Variables'!$G$255","v":0},{"$f":"'Relevant Variables'!$G$285","v":0},{"$f":"'Relevant Variables'!$G$315","v":0},{"$f":"'Relevant Variables'!$G$345","v":0},{"$f":"'Relevant Variables'!$G$375","v":0},{"$f":"'Relevant Variables'!$G$405","v":0},{"$f":"'Relevant Variables'!$G$435","v":0},{"$f":"'Relevant Variables'!$G$465","v":0},{"$f":"'Relevant Variables'!$G$495","v":0},{"$f":"'Relevant Variables'!$G$525","v":0},{"$f":"'Relevant Variables'!$G$555","v":0},{"$f":"'Relevant Variables'!$G$585","v":0},{"$f":"'Relevant Variables'!$G$615","v":0},null,true,null,null,124,{"$f":"'Energy Consumption'!$G$59","v":28495.46},{"$f":"'Energy Consumption'!$G$60","v":144960},{"$f":"'Energy Consumption'!$G$141","v":1538.21},{"$f":"'Energy Consumption'!$G$142","v":191.5},{"$f":"'Energy Consumption'!$G$223","v":0},{"$f":"'Energy Consumption'!$G$224","v":0},{"$f":"'Energy Consumption'!$G$305","v":0},{"$f":"'Energy Consumption'!$G$306","v":0},{"$f":"'Energy Consumption'!$G$387","v":0},{"$f":"'Energy Consumption'!$G$388","v":0},{"$f":"'Energy Consumption'!$G$469","v":0},{"$f":"'Energy Consumption'!$G$470","v":0},{"$f":"'Energy Consumption'!$G$551","v":0},{"$f":"'Energy Consumption'!$G$552","v":0},{"$f":"'Energy Consumption'!$G$633","v":0},{"$f":"'Energy Consumption'!$G$634","v":0},{"$f":"'Energy Consumption'!$G$715","v":0},{"$f":"'Energy Consumption'!$G$716","v":0},{"$f":"'Energy Consumption'!$G$797","v":0},{"$f":"'Energy Consumption'!$G$798","v":0},{"$f":"'Energy Consumption'!$G$879","v":0},{"$f":"'Energy Consumption'!$G$880","v":0},{"$f":"'Energy Consumption'!$G$961","v":0},{"$f":"'Energy Consumption'!$G$962","v":0},{"$f":"'Energy Consumption'!$G$1043","v":0},{"$f":"'Energy Consumption'!$G$1044","v":0},{"$f":"'Energy Consumption'!$G$1125","v":0},{"$f":"'Energy Consumption'!$G$1126","v":0},{"$f":"'Energy Consumption'!$G$1207","v":0},{"$f":"'Energy Consumption'!$G$1208","v":0},{"$f":"'Energy Consumption'!$G$1289","v":0},{"$f":"'Energy Consumption'!$G$1290","v":0},{"$f":"'Energy Consumption'!$G$1371","v":0},{"$f":"'Energy Consumption'!$G$1372","v":0},{"$f":"'Energy Consumption'!$G$1453","v":0},{"$f":"'Energy Consumption'!$G$1454","v":0},{"$f":"'Energy Consumption'!$G$1535","v":0},{"$f":"'Energy Consumption'!$G$1536","v":0},{"$f":"'Energy Consumption'!$G$1617","v":0},{"$f":"'Energy Consumption'!$G$1618","v":0}]
["2015-05-01",128352,24430.42,173.8,1296.0899999999999,0,0,{"$f":"'Relevant Variables'!$H$45","v":0},{"$f":"'Relevant Variables'!$H$75","v":0},{"$f":"'Relevant Variables'!$H$105","v":0},{"$f":"'Relevant Variables'!$H$135","v":0},{"$f":"'Relevant Variables'!$H$165","v":0},{"$f":"'Relevant Variables'!$H$195","v":0},{"$f":"'Relevant Variables'!$H$225","v":0},{"$f":"'Relevant Variables'!$H$255","v":0},{"$f":"'Relevant Variables'!$H$285","v":0},{"$f":"'Relevant Variables'!$H$315","v":0},{"$f":"'Relevant Variables'!$H$345","v":0},{"$f":"'Relevant Variables'!$H$375","v":0},{"$f":"'Relevant Variables'!$H$405","v":0},{"$f":"'Relevant Variables'!$H$435","v":0},{"$f":"'Relevant Variables'!$H$465","v":0},{"$f":"'Relevant Variables'!$H$495","v":0},{"$f":"'Relevant Variables'!$H$525","v":0},{"$f":"'Relevant Variables'!$H$555","v":0},{"$f":"'Relevant Variables'!$H$585","v":0},{"$f":"'Relevant Variables'!$H$615","v":0},null,true,null,null,125,{"$f":"'Energy Consumption'!$H$59","v":24430.42},{"$f":"'Energy Consumption'!$H$60","v":128352},{"$f":"'Energy Consumption'!$H$141","v":1296.0899999999999},{"$f":"'Energy Consumption'!$H$142","v":173.8},{"$f":"'Energy Consumption'!$H$223","v":0},{"$f":"'Energy Consumption'!$H$224","v":0},{"$f":"'Energy Consumption'!$H$305","v":0},{"$f":"'Energy Consumption'!$H$306","v":0},{"$f":"'Energy Consumption'!$H$387","v":0},{"$f":"'Energy Consumption'!$H$388","v":0},{"$f":"'Energy Consumption'!$H$469","v":0},{"$f":"'Energy Consumption'!$H$470","v":0},{"$f":"'Energy Consumption'!$H$551","v":0},{"$f":"'Energy Consumption'!$H$552","v":0},{"$f":"'Energy Consumption'!$H$633","v":0},{"$f":"'Energy Consumption'!$H$634","v":0},{"$f":"'Energy Consumption'!$H$715","v":0},{"$f":"'Energy Consumption'!$H$716","v":0},{"$f":"'Energy Consumption'!$H$797","v":0},{"$f":"'Energy Consumption'!$H$798","v":0},{"$f":"'Energy Consumption'!$H$879","v":0},{"$f":"'Energy Consumption'!$H$880","v":0},{"$f":"'Energy Consumption'!$H$961","v":0},{"$f":"'Energy Consumption'!$H$962","v":0},{"$f":"'Energy Consumption'!$H$1043","v":0},{"$f":"'Energy Consumption'!$H$1044","v":0},{"$f":"'Energy Consumption'!$H$1125","v":0},{"$f":"'Energy Consumption'!$H$1126","v":0},{"$f":"'Energy Consumption'!$H$1207","v":0},{"$f":"'Energy Consumption'!$H$1208","v":0},{"$f":"'Energy Consumption'!$H$1289","v":0},{"$f":"'Energy Consumption'!$H$1290","v":0},{"$f":"'Energy Consumption'!$H$1371","v":0},{"$f":"'Energy Consumption'!$H$1372","v":0},{"$f":"'Energy Consumption'!$H$1453","v":0},{"$f":"'Energy Consumption'!$H$1454","v":0},{"$f":"'Energy Consumption'!$H$1535","v":0},{"$f":"'Energy Consumption'!$H$1536","v":0},{"$f":"'Energy Consumption'!$H$1617","v":0},{"$f":"'Energy Consumption'!$H$1618","v":0}]
["2015-06-01",104215,19004.75,173.3,1314.72,0,0,{"$f":"'Relevant Variables'!$I$45","v":720},{"$f":"'Relevant Variables'!$I$75","v":0},{"$f":"'Relevant Variables'!$I$105","v":0},{"$f":"'Relevant Variables'!$I$135","v":0},{"$f":"'Relevant Variables'!$I$165","v":0},{"$f":"'Relevant Variables'!$I$195","v":0},{"$f":"'Relevant Variables'!$I$225","v":0},{"$f":"'Relevant Variables'!$I$255","v":0},{"$f":"'Relevant Variables'!$I$285","v":0},{"$f":"'Relevant Variables'!$I$315","v":0},{"$f":"'Relevant Variables'!$I$345","v":0},{"$f":"'Relevant Variables'!$I$375","v":0},{"$f":"'Relevant Variables'!$I$405","v":0},{"$f":"'Relevant Variables'!$I$435","v":0},{"$f":"'Relevant Variables'!$I$465","v":0},{"$f":"'Relevant Variables'!$I$495","v":0},{"$f":"'Relevant Variables'!$I$525","v":0},{"$f":"'Relevant Variables'!$I$555","v":0},{"$f":"'Relevant Variables'!$I$585","v":0},{"$f":"'Relevant Variables'!$I$615","v":0},null,true,null,null,126,{"$f":"'Energy Consumption'!$I$59","v":19004.75},{"$f":"'Energy Consumption'!$I$60","v":104215},{"$f":"'Energy Consumption'!$I$141","v":1314.72},{"$f":"'Energy Consumption'!$I$142","v":173.3},{"$f":"'Energy Consumption'!$I$223","v":0},{"$f":"'Energy Consumption'!$I$224","v":0},{"$f":"'Energy Consumption'!$I$305","v":0},{"$f":"'Energy Consumption'!$I$306","v":0},{"$f":"'Energy Consumption'!$I$387","v":0},{"$f":"'Energy Consumption'!$I$388","v":0},{"$f":"'Energy Consumption'!$I$469","v":0},{"$f":"'Energy Consumption'!$I$470","v":0},{"$f":"'Energy Consumption'!$I$551","v":0},{"$f":"'Energy Consumption'!$I$552","v":0},{"$f":"'Energy Consumption'!$I$633","v":0},{"$f":"'Energy Consumption'!$I$634","v":0},{"$f":"'Energy Consumption'!$I$715","v":0},{"$f":"'Energy Consumption'!$I$716","v":0},{"$f":"'Energy Consumption'!$I$797","v":0},{"$f":"'Energy Consumption'!$I$798","v":0},{"$f":"'Energy Consumption'!$I$879","v":0},{"$f":"'Energy Consumption'!$I$880","v":0},{"$f":"'Energy Consumption'!$I$961","v":0},{"$f":"'Energy Consumption'!$I$962","v":0},{"$f":"'Energy Consumption'!$I$1043","v":0},{"$f":"'Energy Consumption'!$I$1044","v":0},{"$f":"'Energy Consumption'!$I$1125","v":0},{"$f":"'Energy Consumption'!$I$1126","v":0},{"$f":"'Energy Consumption'!$I$1207","v":0},{"$f":"'Energy Consumption'!$I$1208","v":0},{"$f":"'Energy Consumption'!$I$1289","v":0},{"$f":"'Energy Consumption'!$I$1290","v":0},{"$f":"'Energy Consumption'!$I$1371","v":0},{"$f":"'Energy Consumption'!$I$1372","v":0},{"$f":"'Energy Consumption'!$I$1453","v":0},{"$f":"'Energy Consumption'!$I$1454","v":0},{"$f":"'Energy Consumption'!$I$1535","v":0},{"$f":"'Energy Consumption'!$I$1536","v":0},{"$f":"'Energy Consumption'!$I$1617","v":0},{"$f":"'Energy Consumption'!$I$1618","v":0}]
["2015-07-01",83224,14554.98,342.5,3549.5,0,0,{"$f":"'Relevant Variables'!$J$45","v":7920},{"$f":"'Relevant Variables'!$J$75","v":0},{"$f":"'Relevant Variables'!$J$105","v":0},{"$f":"'Relevant Variables'!$J$135","v":0},{"$f":"'Relevant Variables'!$J$165","v":0},{"$f":"'Relevant Variables'!$J$195","v":0},{"$f":"'Relevant Variables'!$J$225","v":0},{"$f":"'Relevant Variables'!$J$255","v":0},{"$f":"'Relevant Variables'!$J$285","v":0},{"$f":"'Relevant Variables'!$J$315","v":0},{"$f":"'Relevant Variables'!$J$345","v":0},{"$f":"'Relevant Variables'!$J$375","v":0},{"$f":"'Relevant Variables'!$J$405","v":0},{"$f":"'Relevant Variables'!$J$435","v":0},{"$f":"'Relevant Variables'!$J$465","v":0},{"$f":"'Relevant Variables'!$J$495","v":0},{"$f":"'Relevant Variables'!$J$525","v":0},{"$f":"'Relevant Variables'!$J$555","v":0},{"$f":"'Relevant Variables'!$J$585","v":0},{"$f":"'Relevant Variables'!$J$615","v":0},null,true,null,null,127,{"$f":"'Energy Consumption'!$J$59","v":14554.98},{"$f":"'Energy Consumption'!$J$60","v":83224},{"$f":"'Energy Consumption'!$J$141","v":3549.5},{"$f":"'Energy Consumption'!$J$142","v":342.5},{"$f":"'Energy Consumption'!$J$223","v":0},{"$f":"'Energy Consumption'!$J$224","v":0},{"$f":"'Energy Consumption'!$J$305","v":0},{"$f":"'Energy Consumption'!$J$306","v":0},{"$f":"'Energy Consumption'!$J$387","v":0},{"$f":"'Energy Consumption'!$J$388","v":0},{"$f":"'Energy Consumption'!$J$469","v":0},{"$f":"'Energy Consumption'!$J$470","v":0},{"$f":"'Energy Consumption'!$J$551","v":0},{"$f":"'Energy Consumption'!$J$552","v":0},{"$f":"'Energy Consumption'!$J$633","v":0},{"$f":"'Energy Consumption'!$J$634","v":0},{"$f":"'Energy Consumption'!$J$715","v":0},{"$f":"'Energy Consumption'!$J$716","v":0},{"$f":"'Energy Consumption'!$J$797","v":0},{"$f":"'Energy Consumption'!$J$798","v":0},{"$f":"'Energy Consumption'!$J$879","v":0},{"$f":"'Energy Consumption'!$J$880","v":0},{"$f":"'Energy Consumption'!$J$961","v":0},{"$f":"'Energy Consumption'!$J$962","v":0},{"$f":"'Energy Consumption'!$J$1043","v":0},{"$f":"'Energy Consumption'!$J$1044","v":0},{"$f":"'Energy Consumption'!$J$1125","v":0},{"$f":"'Energy Consumption'!$J$1126","v":0},{"$f":"'Energy Consumption'!$J$1207","v":0},{"$f":"'Energy Consumption'!$J$1208","v":0},{"$f":"'Energy Consumption'!$J$1289","v":0},{"$f":"'Energy Consumption'!$J$1290","v":0},{"$f":"'Energy Consumption'!$J$1371","v":0},{"$f":"'Energy Consumption'!$J$1372","v":0},{"$f":"'Energy Consumption'!$J$1453","v":0},{"$f":"'Energy Consumption'!$J$1454","v":0},{"$f":"'Energy Consumption'!$J$1535","v":0},{"$f":"'Energy Consumption'!$J$1536","v":0},{"$f":"'Energy Consumption'!$J$1617","v":0},{"$f":"'Energy Consumption'!$J$1618","v":0}]
["2015-08-01",106890,17746.82,760.6,12560.28,0,0,{"$f":"'Relevant Variables'!$K$45","v":18720},{"$f":"'Relevant Variables'!$K$75","v":0},{"$f":"'Relevant Variables'!$K$105","v":0},{"$f":"'Relevant Variables'!$K$135","v":0},{"$f":"'Relevant Variables'!$K$165","v":0},{"$f":"'Relevant Variables'!$K$195","v":0},{"$f":"'Relevant Variables'!$K$225","v":0},{"$f":"'Relevant Variables'!$K$255","v":0},{"$f":"'Relevant Variables'!$K$285","v":0},{"$f":"'Relevant Variables'!$K$315","v":0},{"$f":"'Relevant Variables'!$K$345","v":0},{"$f":"'Relevant Variables'!$K$375","v":0},{"$f":"'Relevant Variables'!$K$405","v":0},{"$f":"'Relevant Variables'!$K$435","v":0},{"$f":"'Relevant Variables'!$K$465","v":0},{"$f":"'Relevant Variables'!$K$495","v":0},{"$f":"'Relevant Variables'!$K$525","v":0},{"$f":"'Relevant Variables'!$K$555","v":0},{"$f":"'Relevant Variables'!$K$585","v":0},{"$f":"'Relevant Variables'!$K$615","v":0},null,true,null,null,128,{"$f":"'Energy Consumption'!$K$59","v":17746.82},{"$f":"'Energy Consumption'!$K$60","v":106890},{"$f":"'Energy Consumption'!$K$141","v":12560.28},{"$f":"'Energy Consumption'!$K$142","v":760.6},{"$f":"'Energy Consumption'!$K$223","v":0},{"$f":"'Energy Consumption'!$K$224","v":0},{"$f":"'Energy Consumption'!$K$305","v":0},{"$f":"'Energy Consumption'!$K$306","v":0},{"$f":"'Energy Consumption'!$K$387","v":0},{"$f":"'Energy Consumption'!$K$388","v":0},{"$f":"'Energy Consumption'!$K$469","v":0},{"$f":"'Energy Consumption'!$K$470","v":0},{"$f":"'Energy Consumption'!$K$551","v":0},{"$f":"'Energy Consumption'!$K$552","v":0},{"$f":"'Energy Consumption'!$K$633","v":0},{"$f":"'Energy Consumption'!$K$634","v":0},{"$f":"'Energy Consumption'!$K$715","v":0},{"$f":"'Energy Consumption'!$K$716","v":0},{"$f":"'Energy Consumption'!$K$797","v":0},{"$f":"'Energy Consumption'!$K$798","v":0},{"$f":"'Energy Consumption'!$K$879","v":0},{"$f":"'Energy Consumption'!$K$880","v":0},{"$f":"'Energy Consumption'!$K$961","v":0},{"$f":"'Energy Consumption'!$K$962","v":0},{"$f":"'Energy Consumption'!$K$1043","v":0},{"$f":"'Energy Consumption'!$K$1044","v":0},{"$f":"'Energy Consumption'!$K$1125","v":0},{"$f":"'Energy Consumption'!$K$1126","v":0},{"$f":"'Energy Consumption'!$K$1207","v":0},{"$f":"'Energy Consumption'!$K$1208","v":0},{"$f":"'Energy Consumption'!$K$1289","v":0},{"$f":"'Energy Consumption'!$K$1290","v":0},{"$f":"'Energy Consumption'!$K$1371","v":0},{"$f":"'Energy Consumption'!$K$1372","v":0},{"$f":"'Energy Consumption'!$K$1453","v":0},{"$f":"'Energy Consumption'!$K$1454","v":0},{"$f":"'Energy Consumption'!$K$1535","v":0},{"$f":"'Energy Consumption'!$K$1536","v":0},{"$f":"'Energy Consumption'!$K$1617","v":0},{"$f":"'Energy Consumption'!$K$1618","v":0}]
["2015-09-01",119200,21895.119999999999,942.7,15972.56,0,0,{"$f":"'Relevant Variables'!$L$45","v":22320},{"$f":"'Relevant Variables'!$L$75","v":0},{"$f":"'Relevant Variables'!$L$105","v":0},{"$f":"'Relevant Variables'!$L$135","v":0},{"$f":"'Relevant Variables'!$L$165","v":0},{"$f":"'Relevant Variables'!$L$195","v":0},{"$f":"'Relevant Variables'!$L$225","v":0},{"$f":"'Relevant Variables'!$L$255","v":0},{"$f":"'Relevant Variables'!$L$285","v":0},{"$f":"'Relevant Variables'!$L$315","v":0},{"$f":"'Relevant Variables'!$L$345","v":0},{"$f":"'Relevant Variables'!$L$375","v":0},{"$f":"'Relevant Variables'!$L$405","v":0},{"$f":"'Relevant Variables'!$L$435","v":0},{"$f":"'Relevant Variables'!$L$465","v":0},{"$f":"'Relevant Variables'!$L$495","v":0},{"$f":"'Relevant Variables'!$L$525","v":0},{"$f":"'Relevant Variables'!$L$555","v":0},{"$f":"'Relevant Variables'!$L$585","v":0},{"$f":"'Relevant Variables'!$L$615","v":0},null,true,null,null,129,{"$f":"'Energy Consumption'!$L$59","v":21895.119999999999},{"$f":"'Energy Consumption'!$L$60","v":119200},{"$f":"'Energy Consumption'!$L$141","v":15972.56},{"$f":"'Energy Consumption'!$L$142","v":942.7},{"$f":"'Energy Consumption'!$L$223","v":0},{"$f":"'Energy Consumption'!$L$224","v":0},{"$f":"'Energy Consumption'!$L$305","v":0},{"$f":"'Energy Consumption'!$L$306","v":0},{"$f":"'Energy Consumption'!$L$387","v":0},{"$f":"'Energy Consumption'!$L$388","v":0},{"$f":"'Energy Consumption'!$L$469","v":0},{"$f":"'Energy Consumption'!$L$470","v":0},{"$f":"'Energy Consumption'!$L$551","v":0},{"$f":"'Energy Consumption'!$L$552","v":0},{"$f":"'Energy Consumption'!$L$633","v":0},{"$f":"'Energy Consumption'!$L$634","v":0},{"$f":"'Energy Consumption'!$L$715","v":0},{"$f":"'Energy Consumption'!$L$716","v":0},{"$f":"'Energy Consumption'!$L$797","v":0},{"$f":"'Energy Consumption'!$L$798","v":0},{"$f":"'Energy Consumption'!$L$879","v":0},{"$f":"'Energy Consumption'!$L$880","v":0},{"$f":"'Energy Consumption'!$L$961","v":0},{"$f":"'Energy Consumption'!$L$962","v":0},{"$f":"'Energy Consumption'!$L$1043","v":0},{"$f":"'Energy Consumption'!$L$1044","v":0},{"$f":"'Energy Consumption'!$L$1125","v":0},{"$f":"'Energy Consumption'!$L$1126","v":0},{"$f":"'Energy Consumption'!$L$1207","v":0},{"$f":"'Energy Consumption'!$L$1208","v":0},{"$f":"'Energy Consumption'!$L$1289","v":0},{"$f":"'Energy Consumption'!$L$1290","v":0},{"$f":"'Energy Consumption'!$L$1371","v":0},{"$f":"'Energy Consumption'!$L$1372","v":0},{"$f":"'Energy Consumption'!$L$1453","v":0},{"$f":"'Energy Consumption'!$L$1454","v":0},{"$f":"'Energy Consumption'!$L$1535","v":0},{"$f":"'Energy Consumption'!$L$1536","v":0},{"$f":"'Energy Consumption'!$L$1617","v":0},{"$f":"'Energy Consumption'!$L$1618","v":0}]
["2015-10-01",95445,15587.6,1277.8,22091.98,0,0,{"$f":"'Relevant Variables'!$M$45","v":30960},{"$f":"'Relevant Variables'!$M$75","v":0},{"$f":"'Relevant Variables'!$M$105","v":0},{"$f":"'Relevant Variables'!$M$135","v":0},{"$f":"'Relevant Variables'!$M$165","v":0},{"$f":"'Relevant Variables'!$M$195","v":0},{"$f":"'Relevant Variables'!$M$225","v":0},{"$f":"'Relevant Variables'!$M$255","v":0},{"$f":"'Relevant Variables'!$M$285","v":0},{"$f":"'Relevant Variables'!$M$315","v":0},{"$f":"'Relevant Variables'!$M$345","v":0},{"$f":"'Relevant Variables'!$M$375","v":0},{"$f":"'Relevant Variables'!$M$405","v":0},{"$f":"'Relevant Variables'!$M$435","v":0},{"$f":"'Relevant Variables'!$M$465","v":0},{"$f":"'Relevant Variables'!$M$495","v":0},{"$f":"'Relevant Variables'!$M$525","v":0},{"$f":"'Relevant Variables'!$M$555","v":0},{"$f":"'Relevant Variables'!$M$585","v":0},{"$f":"'Relevant Variables'!$M$615","v":0},null,true,null,null,130,{"$f":"'Energy Consumption'!$M$59","v":15587.6},{"$f":"'Energy Consumption'!$M$60","v":95445},{"$f":"'Energy Consumption'!$M$141","v":22091.98},{"$f":"'Energy Consumption'!$M$142","v":1277.8},{"$f":"'Energy Consumption'!$M$223","v":0},{"$f":"'Energy Consumption'!$M$224","v":0},{"$f":"'Energy Consumption'!$M$305","v":0},{"$f":"'Energy Consumption'!$M$306","v":0},{"$f":"'Energy Consumption'!$M$387","v":0},{"$f":"'Energy Consumption'!$M$388","v":0},{"$f":"'Energy Consumption'!$M$469","v":0},{"$f":"'Energy Consumption'!$M$470","v":0},{"$f":"'Energy Consumption'!$M$551","v":0},{"$f":"'Energy Consumption'!$M$552","v":0},{"$f":"'Energy Consumption'!$M$633","v":0},{"$f":"'Energy Consumption'!$M$634","v":0},{"$f":"'Energy Consumption'!$M$715","v":0},{"$f":"'Energy Consumption'!$M$716","v":0},{"$f":"'Energy Consumption'!$M$797","v":0},{"$f":"'Energy Consumption'!$M$798","v":0},{"$f":"'Energy Consumption'!$M$879","v":0},{"$f":"'Energy Consumption'!$M$880","v":0},{"$f":"'Energy Consumption'!$M$961","v":0},{"$f":"'Energy Consumption'!$M$962","v":0},{"$f":"'Energy Consumption'!$M$1043","v":0},{"$f":"'Energy Consumption'!$M$1044","v":0},{"$f":"'Energy Consumption'!$M$1125","v":0},{"$f":"'Energy Consumption'!$M$1126","v":0},{"$f":"'Energy Consumption'!$M$1207","v":0},{"$f":"'Energy Consumption'!$M$1208","v":0},{"$f":"'Energy Consumption'!$M$1289","v":0},{"$f":"'Energy Consumption'!$M$1290","v":0},{"$f":"'Energy Consumption'!$M$1371","v":0},{"$f":"'Energy Consumption'!$M$1372","v":0},{"$f":"'Energy Consumption'!$M$1453","v":0},{"$f":"'Energy Consumption'!$M$1454","v":0},{"$f":"'Energy Consumption'!$M$1535","v":0},{"$f":"'Energy Consumption'!$M$1536","v":0},{"$f":"'Energy Consumption'!$M$1617","v":0},{"$f":"'Energy Consumption'!$M$1618","v":0}]
[{"$f":"DATE(YEAR(A139),MONTH(A139)+1,DAY(A139))","v":"2015-11-01"},{"$f":"SUMIF($AG$9:$BT$9,\"=\"&B$9,$AG140:$BT140)","v":93670},16663,1559.4,26033.46,0,0,{"$f":"'Relevant Variables'!$N$45","v":33120},{"$f":"'Relevant Variables'!$N$75","v":0},{"$f":"'Relevant Variables'!$N$105","v":0},{"$f":"'Relevant Variables'!$N$135","v":0},{"$f":"'Relevant Variables'!$N$165","v":0},{"$f":"'Relevant Variables'!$N$195","v":0},{"$f":"'Relevant Variables'!$N$225","v":0},{"$f":"'Relevant Variables'!$N$255","v":0},{"$f":"'Relevant Variables'!$N$285","v":0},{"$f":"'Relevant Variables'!$N$315","v":0},{"$f":"'Relevant Variables'!$N$345","v":0},{"$f":"'Relevant Variables'!$N$375","v":0},{"$f":"'Relevant Variables'!$N$405","v":0},{"$f":"'Relevant Variables'!$N$435","v":0},{"$f":"'Relevant Variables'!$N$465","v":0},{"$f":"'Relevant Variables'!$N$495","v":0},{"$f":"'Relevant Variables'!$N$525","v":0},{"$f":"'Relevant Variables'!$N$555","v":0},{"$f":"'Relevant Variables'!$N$585","v":0},{"$f":"'Relevant Variables'!$N$615","v":0},null,true,null,null,131,{"$f":"'Energy Consumption'!$N$59","v":16663},{"$f":"'Energy Consumption'!$N$60","v":93670},{"$f":"'Energy Consumption'!$N$141","v":26033.46},{"$f":"'Energy Consumption'!$N$142","v":1559.4},{"$f":"'Energy Consumption'!$N$223","v":0},{"$f":"'Energy Consumption'!$N$224","v":0},{"$f":"'Energy Consumption'!$N$305","v":0},{"$f":"'Energy Consumption'!$N$306","v":0},{"$f":"'Energy Consumption'!$N$387","v":0},{"$f":"'Energy Consumption'!$N$388","v":0},{"$f":"'Energy Consumption'!$N$469","v":0},{"$f":"'Energy Consumption'!$N$470","v":0},{"$f":"'Energy Consumption'!$N$551","v":0},{"$f":"'Energy Consumption'!$N$552","v":0},{"$f":"'Energy Consumption'!$N$633","v":0},{"$f":"'Energy Consumption'!$N$634","v":0},{"$f":"'Energy Consumption'!$N$715","v":0},{"$f":"'Energy Consumption'!$N$716","v":0},{"$f":"'Energy Consumption'!$N$797","v":0},{"$f":"'Energy Consumption'!$N$798","v":0},{"$f":"'Energy Consumption'!$N$879","v":0},{"$f":"'Energy Consumption'!$N$880","v":0},{"$f":"'Energy Consumption'!$N$961","v":0},{"$f":"'Energy Consumption'!$N$962","v":0},{"$f":"'Energy Consumption'!$N$1043","v":0},{"$f":"'Energy Consumption'!$N$1044","v":0},{"$f":"'Energy Consumption'!$N$1125","v":0},{"$f":"'Energy Consumption'!$N$1126","v":0},{"$f":"'Energy Consumption'!$N$1207","v":0},{"$f":"'Energy Consumption'!$N$1208","v":0},{"$f":"'Energy Consumption'!$N$1289","v":0},{"$f":"'Energy Consumption'!$N$1290","v":0},{"$f":"'Energy Consumption'!$N$1371","v":0},{"$f":"'Energy Consumption'!$N$1372","v":0},{"$f":"'Energy Consumption'!$N$1453","v":0},{"$f":"'Energy Consumption'!$N$1454","v":0},{"$f":"'Energy Consumption'!$N$1535","v":0},{"$f":"'Energy Consumption'!$N$1536","v":0},{"$f":"'Energy Consumption'!$N$1617","v":0},{"$f":"'Energy Consumption'!$N$1618","v":0}]
["2015-12-01",102588,18281.47,908.1,15243.17,0,0,{"$f":"'Relevant Variables'!$O$45","v":19440},{"$f":"'Relevant Variables'!$O$75","v":0},{"$f":"'Relevant Variables'!$O$105","v":0},{"$f":"'Relevant Variables'!$O$135","v":0},{"$f":"'Relevant Variables'!$O$165","v":0},{"$f":"'Relevant Variables'!$O$195","v":0},{"$f":"'Relevant Variables'!$O$225","v":0},{"$f":"'Relevant Variables'!$O$255","v":0},{"$f":"'Relevant Variables'!$O$285","v":0},{"$f":"'Relevant Variables'!$O$315","v":0},{"$f":"'Relevant Variables'!$O$345","v":0},{"$f":"'Relevant Variables'!$O$375","v":0},{"$f":"'Relevant Variables'!$O$405","v":0},{"$f":"'Relevant Variables'!$O$435","v":0},{"$f":"'Relevant Variables'!$O$465","v":0},{"$f":"'Relevant Variables'!$O$495","v":0},{"$f":"'Relevant Variables'!$O$525","v":0},{"$f":"'Relevant Variables'!$O$555","v":0},{"$f":"'Relevant Variables'!$O$585","v":0},{"$f":"'Relevant Variables'!$O$615","v":0},null,true,null,null,132,{"$f":"'Energy Consumption'!$O$59","v":18281.47},{"$f":"'Energy Consumption'!$O$60","v":102588},{"$f":"'Energy Consumption'!$O$141","v":15243.17},{"$f":"'Energy Consumption'!$O$142","v":908.1},{"$f":"'Energy Consumption'!$O$223","v":0},{"$f":"'Energy Consumption'!$O$224","v":0},{"$f":"'Energy Consumption'!$O$305","v":0},{"$f":"'Energy Consumption'!$O$306","v":0},{"$f":"'Energy Consumption'!$O$387","v":0},{"$f":"'Energy Consumption'!$O$388","v":0},{"$f":"'Energy Consumption'!$O$469","v":0},{"$f":"'Energy Consumption'!$O$470","v":0},{"$f":"'Energy Consumption'!$O$551","v":0},{"$f":"'Energy Consumption'!$O$552","v":0},{"$f":"'Energy Consumption'!$O$633","v":0},{"$f":"'Energy Consumption'!$O$634","v":0},{"$f":"'Energy Consumption'!$O$715","v":0},{"$f":"'Energy Consumption'!$O$716","v":0},{"$f":"'Energy Consumption'!$O$797","v":0},{"$f":"'Energy Consumption'!$O$798","v":0},{"$f":"'Energy Consumption'!$O$879","v":0},{"$f":"'Energy Consumption'!$O$880","v":0},{"$f":"'Energy Consumption'!$O$961","v":0},{"$f":"'Energy Consumption'!$O$962","v":0},{"$f":"'Energy Consumption'!$O$1043","v":0},{"$f":"'Energy Consumption'!$O$1044","v":0},{"$f":"'Energy Consumption'!$O$1125","v":0},{"$f":"'Energy Consumption'!$O$1126","v":0},{"$f":"'Energy Consumption'!$O$1207","v":0},{"$f":"'Energy Consumption'!$O$1208","v":0},{"$f":"'Energy Consumption'!$O$1289","v":0},{"$f":"'Energy Consumption'!$O$1290","v":0},{"$f":"'Energy Consumption'!$O$1371","v":0},{"$f":"'Energy Consumption'!$O$1372","v":0},{"$f":"'Energy Consumption'!$O$1453","v":0},{"$f":"'Energy Consumption'!$O$1454","v":0},{"$f":"'Energy Consumption'!$O$1535","v":0},{"$f":"'Energy Consumption'!$O$1536","v":0},{"$f":"'Energy Consumption'!$O$1617","v":0},{"$f":"'Energy Consumption'!$O$1618","v":0}]
["2016-01-01",0,0,0,0,0,0,{"$f":"'Relevant Variables'!$D$44","v":0},{"$f":"'Relevant Variables'!$D$74","v":0},{"$f":"'Relevant Variables'!$D$104","v":0},{"$f":"'Relevant Variables'!$D$134","v":0},{"$f":"'Relevant Variables'!$D$164","v":0},{"$f":"'Relevant Variables'!$D$194","v":0},{"$f":"'Relevant Variables'!$D$224","v":0},{"$f":"'Relevant Variables'!$D$254","v":0},{"$f":"'Relevant Variables'!$D$284","v":0},{"$f":"'Relevant Variables'!$D$314","v":0},{"$f":"'Relevant Variables'!$D$344","v":0},{"$f":"'Relevant Variables'!$D$374","v":0},{"$f":"'Relevant Variables'!$D$404","v":0},{"$f":"'Relevant Variables'!$D$434","v":0},{"$f":"'Relevant Variables'!$D$464","v":0},{"$f":"'Relevant Variables'!$D$494","v":0},{"$f":"'Relevant Variables'!$D$524","v":0},{"$f":"'Relevant Variables'!$D$554","v":0},{"$f":"'Relevant Variables'!$D$584","v":0},{"$f":"'Relevant Variables'!$D$614","v":0},null,{"$f":"VLOOKUP(AD142,ActiveYears,2,)","v":false},{"$f":"AD130+1","v":2016},null,109,{"$f":"'Energy Consumption'!$D$57","v":0},{"$f":"'Energy Consumption'!$D$58","v":0},{"$f":"'Energy Consumption'!$D$139","v":0},{"$f":"'Energy Consumption'!$D$140","v":0},{"$f":"'Energy Consumption'!$D$221","v":0},{"$f":"'Energy Consumption'!$D$222","v":0},{"$f":"'Energy Consumption'!$D$303","v":0},{"$f":"'Energy Consumption'!$D$304","v":0},{"$f":"'Energy Consumption'!$D$385","v":0},{"$f":"'Energy Consumption'!$D$386","v":0},{"$f":"'Energy Consumption'!$D$467","v":0},{"$f":"'Energy Consumption'!$D$468","v":0},{"$f":"'Energy Consumption'!$D$549","v":0},{"$f":"'Energy Consumption'!$D$550","v":0},{"$f":"'Energy Consumption'!$D$631","v":0},{"$f":"'Energy Consumption'!$D$632","v":0},{"$f":"'Energy Consumption'!$D$713","v":0},{"$f":"'Energy Consumption'!$D$714","v":0},{"$f":"'Energy Consumption'!$D$795","v":0},{"$f":"'Energy Consumption'!$D$796","v":0},{"$f":"'Energy Consumption'!$D$877","v":0},{"$f":"'Energy Consumption'!$D$878","v":0},{"$f":"'Energy Consumption'!$D$959","v":0},{"$f":"'Energy Consumption'!$D$960","v":0},{"$f":"'Energy Consumption'!$D$1041","v":0},{"$f":"'Energy Consumption'!$D$1042","v":0},{"$f":"'Energy Consumption'!$D$1123","v":0},{"$f":"'Energy Consumption'!$D$1124","v":0},{"$f":"'Energy Consumption'!$D$1205","v":0},{"$f":"'Energy Consumption'!$D$1206","v":0},{"$f":"'Energy Consumption'!$D$1287","v":0},{"$f":"'Energy Consumption'!$D$1288","v":0},{"$f":"'Energy Consumption'!$D$1369","v":0},{"$f":"'Energy Consumption'!$D$1370","v":0},{"$f":"'Energy Consumption'!$D$1451","v":0},{"$f":"'Energy Consumption'!$D$1452","v":0},{"$f":"'Energy Consumption'!$D$1533","v":0},{"$f":"'Energy Consumption'!$D$1534","v":0},{"$f":"'Energy Consumption'!$D$1615","v":0},{"$f":"'Energy Consumption'!$D$1616","v":0}]
["2016-02-01",0,0,0,0,0,0,{"$f":"'Relevant Variables'!$E$44","v":0},{"$f":"'Relevant Variables'!$E$74","v":0},{"$f":"'Relevant Variables'!$E$104","v":0},{"$f":"'Relevant Variables'!$E$134","v":0},{"$f":"'Relevant Variables'!$E$164","v":0},{"$f":"'Relevant Variables'!$E$194","v":0},{"$f":"'Relevant Variables'!$E$224","v":0},{"$f":"'Relevant Variables'!$E$254","v":0},{"$f":"'Relevant Variables'!$E$284","v":0},{"$f":"'Relevant Variables'!$E$314","v":0},{"$f":"'Relevant Variables'!$E$344","v":0},{"$f":"'Relevant Variables'!$E$374","v":0},{"$f":"'Relevant Variables'!$E$404","v":0},{"$f":"'Relevant Variables'!$E$434","v":0},{"$f":"'Relevant Variables'!$E$464","v":0},{"$f":"'Relevant Variables'!$E$494","v":0},{"$f":"'Relevant Variables'!$E$524","v":0},{"$f":"'Relevant Variables'!$E$554","v":0},{"$f":"'Relevant Variables'!$E$584","v":0},{"$f":"'Relevant Variables'!$E$614","v":0},null,{"$f":"AC142","v":false},null,null,110,{"$f":"'Energy Consumption'!$E$57","v":0},{"$f":"'Energy Consumption'!$E$58","v":0},{"$f":"'Energy Consumption'!$E$139","v":0},{"$f":"'Energy Consumption'!$E$140","v":0},{"$f":"'Energy Consumption'!$E$221","v":0},{"$f":"'Energy Consumption'!$E$222","v":0},{"$f":"'Energy Consumption'!$E$303","v":0},{"$f":"'Energy Consumption'!$E$304","v":0},{"$f":"'Energy Consumption'!$E$385","v":0},{"$f":"'Energy Consumption'!$E$386","v":0},{"$f":"'Energy Consumption'!$E$467","v":0},{"$f":"'Energy Consumption'!$E$468","v":0},{"$f":"'Energy Consumption'!$E$549","v":0},{"$f":"'Energy Consumption'!$E$550","v":0},{"$f":"'Energy Consumption'!$E$631","v":0},{"$f":"'Energy Consumption'!$E$632","v":0},{"$f":"'Energy Consumption'!$E$713","v":0},{"$f":"'Energy Consumption'!$E$714","v":0},{"$f":"'Energy Consumption'!$E$795","v":0},{"$f":"'Energy Consumption'!$E$796","v":0},{"$f":"'Energy Consumption'!$E$877","v":0},{"$f":"'Energy Consumption'!$E$878","v":0},{"$f":"'Energy Consumption'!$E$959","v":0},{"$f":"'Energy Consumption'!$E$960","v":0},{"$f":"'Energy Consumption'!$E$1041","v":0},{"$f":"'Energy Consumption'!$E$1042","v":0},{"$f":"'Energy Consumption'!$E$1123","v":0},{"$f":"'Energy Consumption'!$E$1124","v":0},{"$f":"'Energy Consumption'!$E$1205","v":0},{"$f":"'Energy Consumption'!$E$1206","v":0},{"$f":"'Energy Consumption'!$E$1287","v":0},{"$f":"'Energy Consumption'!$E$1288","v":0},{"$f":"'Energy Consumption'!$E$1369","v":0},{"$f":"'Energy Consumption'!$E$1370","v":0},{"$f":"'Energy Consumption'!$E$1451","v":0},{"$f":"'Energy Consumption'!$E$1452","v":0},{"$f":"'Energy Consumption'!$E$1533","v":0},{"$f":"'Energy Consumption'!$E$1534","v":0},{"$f":"'Energy Consumption'!$E$1615","v":0},{"$f":"'Energy Consumption'!$E$1616","v":0}]
["2016-03-01",0,0,0,0,0,0,{"$f":"'Relevant Variables'!$F$44","v":0},{"$f":"'Relevant Variables'!$F$74","v":0},{"$f":"'Relevant Variables'!$F$104","v":0},{"$f":"'Relevant Variables'!$F$134","v":0},{"$f":"'Relevant Variables'!$F$164","v":0},{"$f":"'Relevant Variables'!$F$194","v":0},{"$f":"'Relevant Variables'!$F$224","v":0},{"$f":"'Relevant Variables'!$F$254","v":0},{"$f":"'Relevant Variables'!$F$284","v":0},{"$f":"'Relevant Variables'!$F$314","v":0},{"$f":"'Relevant Variables'!$F$344","v":0},{"$f":"'Relevant Variables'!$F$374","v":0},{"$f":"'Relevant Variables'!$F$404","v":0},{"$f":"'Relevant Variables'!$F$434","v":0},{"$f":"'Relevant Variables'!$F$464","v":0},{"$f":"'Relevant Variables'!$F$494","v":0},{"$f":"'Relevant Variables'!$F$524","v":0},{"$f":"'Relevant Variables'!$F$554","v":0},{"$f":"'Relevant Variables'!$F$584","v":0},{"$f":"'Relevant Variables'!$F$614","v":0},null,false,null,null,111,{"$f":"'Energy Consumption'!$F$57","v":0},{"$f":"'Energy Consumption'!$F$58","v":0},{"$f":"'Energy Consumption'!$F$139","v":0},{"$f":"'Energy Consumption'!$F$140","v":0},{"$f":"'Energy Consumption'!$F$221","v":0},{"$f":"'Energy Consumption'!$F$222","v":0},{"$f":"'Energy Consumption'!$F$303","v":0},{"$f":"'Energy Consumption'!$F$304","v":0},{"$f":"'Energy Consumption'!$F$385","v":0},{"$f":"'Energy Consumption'!$F$386","v":0},{"$f":"'Energy Consumption'!$F$467","v":0},{"$f":"'Energy Consumption'!$F$468","v":0},{"$f":"'Energy Consumption'!$F$549","v":0},{"$f":"'Energy Consumption'!$F$550","v":0},{"$f":"'Energy Consumption'!$F$631","v":0},{"$f":"'Energy Consumption'!$F$632","v":0},{"$f":"'Energy Consumption'!$F$713","v":0},{"$f":"'Energy Consumption'!$F$714","v":0},{"$f":"'Energy Consumption'!$F$795","v":0},{"$f":"'Energy Consumption'!$F$796","v":0},{"$f":"'Energy Consumption'!$F$877","v":0},{"$f":"'Energy Consumption'!$F$878","v":0},{"$f":"'Energy Consumption'!$F$959","v":0},{"$f":"'Energy Consumption'!$F$960","v":0},{"$f":"'Energy Consumption'!$F$1041","v":0},{"$f":"'Energy Consumption'!$F$1042","v":0},{"$f":"'Energy Consumption'!$F$1123","v":0},{"$f":"'Energy Consumption'!$F$1124","v":0},{"$f":"'Energy Consumption'!$F$1205","v":0},{"$f":"'Energy Consumption'!$F$1206","v":0},{"$f":"'Energy Consumption'!$F$1287","v":0},{"$f":"'Energy Consumption'!$F$1288","v":0},{"$f":"'Energy Consumption'!$F$1369","v":0},{"$f":"'Energy Consumption'!$F$1370","v":0},{"$f":"'Energy Consumption'!$F$1451","v":0},{"$f":"'Energy Consumption'!$F$1452","v":0},{"$f":"'Energy Consumption'!$F$1533","v":0},{"$f":"'Energy Consumption'!$F$1534","v":0},{"$f":"'Energy Consumption'!$F$1615","v":0},{"$f":"'Energy Consumption'!$F$1616","v":0}]
["2016-04-01",0,0,0,0,0,0,{"$f":"'Relevant Variables'!$G$44","v":0},{"$f":"'Relevant Variables'!$G$74","v":0},{"$f":"'Relevant Variables'!$G$104","v":0},{"$f":"'Relevant Variables'!$G$134","v":0},{"$f":"'Relevant Variables'!$G$164","v":0},{"$f":"'Relevant Variables'!$G$194","v":0},{"$f":"'Relevant Variables'!$G$224","v":0},{"$f":"'Relevant Variables'!$G$254","v":0},{"$f":"'Relevant Variables'!$G$284","v":0},{"$f":"'Relevant Variables'!$G$314","v":0},{"$f":"'Relevant Variables'!$G$344","v":0},{"$f":"'Relevant Variables'!$G$374","v":0},{"$f":"'Relevant Variables'!$G$404","v":0},{"$f":"'Relevant Variables'!$G$434","v":0},{"$f":"'Relevant Variables'!$G$464","v":0},{"$f":"'Relevant Variables'!$G$494","v":0},{"$f":"'Relevant Variables'!$G$524","v":0},{"$f":"'Relevant Variables'!$G$554","v":0},{"$f":"'Relevant Variables'!$G$584","v":0},{"$f":"'Relevant Variables'!$G$614","v":0},null,false,null,null,112,{"$f":"'Energy Consumption'!$G$57","v":0},{"$f":"'Energy Consumption'!$G$58","v":0},{"$f":"'Energy Consumption'!$G$139","v":0},{"$f":"'Energy Consumption'!$G$140","v":0},{"$f":"'Energy Consumption'!$G$221","v":0},{"$f":"'Energy Consumption'!$G$222","v":0},{"$f":"'Energy Consumption'!$G$303","v":0},{"$f":"'Energy Consumption'!$G$304","v":0},{"$f":"'Energy Consumption'!$G$385","v":0},{"$f":"'Energy Consumption'!$G$386","v":0},{"$f":"'Energy Consumption'!$G$467","v":0},{"$f":"'Energy Consumption'!$G$468","v":0},{"$f":"'Energy Consumption'!$G$549","v":0},{"$f":"'Energy Consumption'!$G$550","v":0},{"$f":"'Energy Consumption'!$G$631","v":0},{"$f":"'Energy Consumption'!$G$632","v":0},{"$f":"'Energy Consumption'!$G$713","v":0},{"$f":"'Energy Consumption'!$G$714","v":0},{"$f":"'Energy Consumption'!$G$795","v":0},{"$f":"'Energy Consumption'!$G$796","v":0},{"$f":"'Energy Consumption'!$G$877","v":0},{"$f":"'Energy Consumption'!$G$878","v":0},{"$f":"'Energy Consumption'!$G$959","v":0},{"$f":"'Energy Consumption'!$G$960","v":0},{"$f":"'Energy Consumption'!$G$1041","v":0},{"$f":"'Energy Consumption'!$G$1042","v":0},{"$f":"'Energy Consumption'!$G$1123","v":0},{"$f":"'Energy Consumption'!$G$1124","v":0},{"$f":"'Energy Consumption'!$G$1205","v":0},{"$f":"'Energy Consumption'!$G$1206","v":0},{"$f":"'Energy Consumption'!$G$1287","v":0},{"$f":"'Energy Consumption'!$G$1288","v":0},{"$f":"'Energy Consumption'!$G$1369","v":0},{"$f":"'Energy Consumption'!$G$1370","v":0},{"$f":"'Energy Consumption'!$G$1451","v":0},{"$f":"'Energy Consumption'!$G$1452","v":0},{"$f":"'Energy Consumption'!$G$1533","v":0},{"$f":"'Energy Consumption'!$G$1534","v":0},{"$f":"'Energy Consumption'!$G$1615","v":0},{"$f":"'Energy Consumption'!$G$1616","v":0}]
["2016-05-01",0,0,0,0,0,0,{"$f":"'Relevant Variables'!$H$44","v":0},{"$f":"'Relevant Variables'!$H$74","v":0},{"$f":"'Relevant Variables'!$H$104","v":0},{"$f":"'Relevant Variables'!$H$134","v":0},{"$f":"'Relevant Variables'!$H$164","v":0},{"$f":"'Relevant Variables'!$H$194","v":0},{"$f":"'Relevant Variables'!$H$224","v":0},{"$f":"'Relevant Variables'!$H$254","v":0},{"$f":"'Relevant Variables'!$H$284","v":0},{"$f":"'Relevant Variables'!$H$314","v":0},{"$f":"'Relevant Variables'!$H$344","v":0},{"$f":"'Relevant Variables'!$H$374","v":0},{"$f":"'Relevant Variables'!$H$404","v":0},{"$f":"'Relevant Variables'!$H$434","v":0},{"$f":"'Relevant Variables'!$H$464","v":0},{"$f":"'Relevant Variables'!$H$494","v":0},{"$f":"'Relevant Variables'!$H$524","v":0},{"$f":"'Relevant Variables'!$H$554","v":0},{"$f":"'Relevant Variables'!$H$584","v":0},{"$f":"'Relevant Variables'!$H$614","v":0},null,false,null,null,113,{"$f":"'Energy Consumption'!$H$57","v":0},{"$f":"'Energy Consumption'!$H$58","v":0},{"$f":"'Energy Consumption'!$H$139","v":0},{"$f":"'Energy Consumption'!$H$140","v":0},{"$f":"'Energy Consumption'!$H$221","v":0},{"$f":"'Energy Consumption'!$H$222","v":0},{"$f":"'Energy Consumption'!$H$303","v":0},{"$f":"'Energy Consumption'!$H$304","v":0},{"$f":"'Energy Consumption'!$H$385","v":0},{"$f":"'Energy Consumption'!$H$386","v":0},{"$f":"'Energy Consumption'!$H$467","v":0},{"$f":"'Energy Consumption'!$H$468","v":0},{"$f":"'Energy Consumption'!$H$549","v":0},{"$f":"'Energy Consumption'!$H$550","v":0},{"$f":"'Energy Consumption'!$H$631","v":0},{"$f":"'Energy Consumption'!$H$632","v":0},{"$f":"'Energy Consumption'!$H$713","v":0},{"$f":"'Energy Consumption'!$H$714","v":0},{"$f":"'Energy Consumption'!$H$795","v":0},{"$f":"'Energy Consumption'!$H$796","v":0},{"$f":"'Energy Consumption'!$H$877","v":0},{"$f":"'Energy Consumption'!$H$878","v":0},{"$f":"'Energy Consumption'!$H$959","v":0},{"$f":"'Energy Consumption'!$H$960","v":0},{"$f":"'Energy Consumption'!$H$1041","v":0},{"$f":"'Energy Consumption'!$H$1042","v":0},{"$f":"'Energy Consumption'!$H$1123","v":0},{"$f":"'Energy Consumption'!$H$1124","v":0},{"$f":"'Energy Consumption'!$H$1205","v":0},{"$f":"'Energy Consumption'!$H$1206","v":0},{"$f":"'Energy Consumption'!$H$1287","v":0},{"$f":"'Energy Consumption'!$H$1288","v":0},{"$f":"'Energy Consumption'!$H$1369","v":0},{"$f":"'Energy Consumption'!$H$1370","v":0},{"$f":"'Energy Consumption'!$H$1451","v":0},{"$f":"'Energy Consumption'!$H$1452","v":0},{"$f":"'Energy Consumption'!$H$1533","v":0},{"$f":"'Energy Consumption'!$H$1534","v":0},{"$f":"'Energy Consumption'!$H$1615","v":0},{"$f":"'Energy Consumption'!$H$1616","v":0}]
["2016-06-01",0,0,0,0,0,0,{"$f":"'Relevant Variables'!$I$44","v":0},{"$f":"'Relevant Variables'!$I$74","v":0},{"$f":"'Relevant Variables'!$I$104","v":0},{"$f":"'Relevant Variables'!$I$134","v":0},{"$f":"'Relevant Variables'!$I$164","v":0},{"$f":"'Relevant Variables'!$I$194","v":0},{"$f":"'Relevant Variables'!$I$224","v":0},{"$f":"'Relevant Variables'!$I$254","v":0},{"$f":"'Relevant Variables'!$I$284","v":0},{"$f":"'Relevant Variables'!$I$314","v":0},{"$f":"'Relevant Variables'!$I$344","v":0},{"$f":"'Relevant Variables'!$I$374","v":0},{"$f":"'Relevant Variables'!$I$404","v":0},{"$f":"'Relevant Variables'!$I$434","v":0},{"$f":"'Relevant Variables'!$I$464","v":0},{"$f":"'Relevant Variables'!$I$494","v":0},{"$f":"'Relevant Variables'!$I$524","v":0},{"$f":"'Relevant Variables'!$I$554","v":0},{"$f":"'Relevant Variables'!$I$584","v":0},{"$f":"'Relevant Variables'!$I$614","v":0},null,false,null,null,114,{"$f":"'Energy Consumption'!$I$57","v":0},{"$f":"'Energy Consumption'!$I$58","v":0},{"$f":"'Energy Consumption'!$I$139","v":0},{"$f":"'Energy Consumption'!$I$140","v":0},{"$f":"'Energy Consumption'!$I$221","v":0},{"$f":"'Energy Consumption'!$I$222","v":0},{"$f":"'Energy Consumption'!$I$303","v":0},{"$f":"'Energy Consumption'!$I$304","v":0},{"$f":"'Energy Consumption'!$I$385","v":0},{"$f":"'Energy Consumption'!$I$386","v":0},{"$f":"'Energy Consumption'!$I$467","v":0},{"$f":"'Energy Consumption'!$I$468","v":0},{"$f":"'Energy Consumption'!$I$549","v":0},{"$f":"'Energy Consumption'!$I$550","v":0},{"$f":"'Energy Consumption'!$I$631","v":0},{"$f":"'Energy Consumption'!$I$632","v":0},{"$f":"'Energy Consumption'!$I$713","v":0},{"$f":"'Energy Consumption'!$I$714","v":0},{"$f":"'Energy Consumption'!$I$795","v":0},{"$f":"'Energy Consumption'!$I$796","v":0},{"$f":"'Energy Consumption'!$I$877","v":0},{"$f":"'Energy Consumption'!$I$878","v":0},{"$f":"'Energy Consumption'!$I$959","v":0},{"$f":"'Energy Consumption'!$I$960","v":0},{"$f":"'Energy Consumption'!$I$1041","v":0},{"$f":"'Energy Consumption'!$I$1042","v":0},{"$f":"'Energy Consumption'!$I$1123","v":0},{"$f":"'Energy Consumption'!$I$1124","v":0},{"$f":"'Energy Consumption'!$I$1205","v":0},{"$f":"'Energy Consumption'!$I$1206","v":0},{"$f":"'Energy Consumption'!$I$1287","v":0},{"$f":"'Energy Consumption'!$I$1288","v":0},{"$f":"'Energy Consumption'!$I$1369","v":0},{"$f":"'Energy Consumption'!$I$1370","v":0},{"$f":"'Energy Consumption'!$I$1451","v":0},{"$f":"'Energy Consumption'!$I$1452","v":0},{"$f":"'Energy Consumption'!$I$1533","v":0},{"$f":"'Energy Consumption'!$I$1534","v":0},{"$f":"'Energy Consumption'!$I$1615","v":0},{"$f":"'Energy Consumption'!$I$1616","v":0}]
["2016-07-01",0,0,0,0,0,0,{"$f":"'Relevant Variables'!$J$44","v":0},{"$f":"'Relevant Variables'!$J$74","v":0},{"$f":"'Relevant Variables'!$J$104","v":0},{"$f":"'Relevant Variables'!$J$134","v":0},{"$f":"'Relevant Variables'!$J$164","v":0},{"$f":"'Relevant Variables'!$J$194","v":0},{"$f":"'Relevant Variables'!$J$224","v":0},{"$f":"'Relevant Variables'!$J$254","v":0},{"$f":"'Relevant Variables'!$J$284","v":0},{"$f":"'Relevant Variables'!$J$314","v":0},{"$f":"'Relevant Variables'!$J$344","v":0},{"$f":"'Relevant Variables'!$J$374","v":0},{"$f":"'Relevant Variables'!$J$404","v":0},{"$f":"'Relevant Variables'!$J$434","v":0},{"$f":"'Relevant Variables'!$J$464","v":0},{"$f":"'Relevant Variables'!$J$494","v":0},{"$f":"'Relevant Variables'!$J$524","v":0},{"$f":"'Relevant Variables'!$J$554","v":0},{"$f":"'Relevant Variables'!$J$584","v":0},{"$f":"'Relevant Variables'!$J$614","v":0},null,false,null,null,115,{"$f":"'Energy Consumption'!$J$57","v":0},{"$f":"'Energy Consumption'!$J$58","v":0},{"$f":"'Energy Consumption'!$J$139","v":0},{"$f":"'Energy Consumption'!$J$140","v":0},{"$f":"'Energy Consumption'!$J$221","v":0},{"$f":"'Energy Consumption'!$J$222","v":0},{"$f":"'Energy Consumption'!$J$303","v":0},{"$f":"'Energy Consumption'!$J$304","v":0},{"$f":"'Energy Consumption'!$J$385","v":0},{"$f":"'Energy Consumption'!$J$386","v":0},{"$f":"'Energy Consumption'!$J$467","v":0},{"$f":"'Energy Consumption'!$J$468","v":0},{"$f":"'Energy Consumption'!$J$549","v":0},{"$f":"'Energy Consumption'!$J$550","v":0},{"$f":"'Energy Consumption'!$J$631","v":0},{"$f":"'Energy Consumption'!$J$632","v":0},{"$f":"'Energy Consumption'!$J$713","v":0},{"$f":"'Energy Consumption'!$J$714","v":0},{"$f":"'Energy Consumption'!$J$795","v":0},{"$f":"'Energy Consumption'!$J$796","v":0},{"$f":"'Energy Consumption'!$J$877","v":0},{"$f":"'Energy Consumption'!$J$878","v":0},{"$f":"'Energy Consumption'!$J$959","v":0},{"$f":"'Energy Consumption'!$J$960","v":0},{"$f":"'Energy Consumption'!$J$1041","v":0},{"$f":"'Energy Consumption'!$J$1042","v":0},{"$f":"'Energy Consumption'!$J$1123","v":0},{"$f":"'Energy Consumption'!$J$1124","v":0},{"$f":"'Energy Consumption'!$J$1205","v":0},{"$f":"'Energy Consumption'!$J$1206","v":0},{"$f":"'Energy Consumption'!$J$1287","v":0},{"$f":"'Energy Consumption'!$J$1288","v":0},{"$f":"'Energy Consumption'!$J$1369","v":0},{"$f":"'Energy Consumption'!$J$1370","v":0},{"$f":"'Energy Consumption'!$J$1451","v":0},{"$f":"'Energy Consumption'!$J$1452","v":0},{"$f":"'Energy Consumption'!$J$1533","v":0},{"$f":"'Energy Consumption'!$J$1534","v":0},{"$f":"'Energy Consumption'!$J$1615","v":0},{"$f":"'Energy Consumption'!$J$1616","v":0}]
["2016-08-01",0,0,0,0,0,0,{"$f":"'Relevant Variables'!$K$44","v":0},{"$f":"'Relevant Variables'!$K$74","v":0},{"$f":"'Relevant Variables'!$K$104","v":0},{"$f":"'Relevant Variables'!$K$134","v":0},{"$f":"'Relevant Variables'!$K$164","v":0},{"$f":"'Relevant Variables'!$K$194","v":0},{"$f":"'Relevant Variables'!$K$224","v":0},{"$f":"'Relevant Variables'!$K$254","v":0},{"$f":"'Relevant Variables'!$K$284","v":0},{"$f":"'Relevant Variables'!$K$314","v":0},{"$f":"'Relevant Variables'!$K$344","v":0},{"$f":"'Relevant Variables'!$K$374","v":0},{"$f":"'Relevant Variables'!$K$404","v":0},{"$f":"'Relevant Variables'!$K$434","v":0},{"$f":"'Relevant Variables'!$K$464","v":0},{"$f":"'Relevant Variables'!$K$494","v":0},{"$f":"'Relevant Variables'!$K$524","v":0},{"$f":"'Relevant Variables'!$K$554","v":0},{"$f":"'Relevant Variables'!$K$584","v":0},{"$f":"'Relevant Variables'!$K$614","v":0},null,false,null,null,116,{"$f":"'Energy Consumption'!$K$57","v":0},{"$f":"'Energy Consumption'!$K$58","v":0},{"$f":"'Energy Consumption'!$K$139","v":0},{"$f":"'Energy Consumption'!$K$140","v":0},{"$f":"'Energy Consumption'!$K$221","v":0},{"$f":"'Energy Consumption'!$K$222","v":0},{"$f":"'Energy Consumption'!$K$303","v":0},{"$f":"'Energy Consumption'!$K$304","v":0},{"$f":"'Energy Consumption'!$K$385","v":0},{"$f":"'Energy Consumption'!$K$386","v":0},{"$f":"'Energy Consumption'!$K$467","v":0},{"$f":"'Energy Consumption'!$K$468","v":0},{"$f":"'Energy Consumption'!$K$549","v":0},{"$f":"'Energy Consumption'!$K$550","v":0},{"$f":"'Energy Consumption'!$K$631","v":0},{"$f":"'Energy Consumption'!$K$632","v":0},{"$f":"'Energy Consumption'!$K$713","v":0},{"$f":"'Energy Consumption'!$K$714","v":0},{"$f":"'Energy Consumption'!$K$795","v":0},{"$f":"'Energy Consumption'!$K$796","v":0},{"$f":"'Energy Consumption'!$K$877","v":0},{"$f":"'Energy Consumption'!$K$878","v":0},{"$f":"'Energy Consumption'!$K$959","v":0},{"$f":"'Energy Consumption'!$K$960","v":0},{"$f":"'Energy Consumption'!$K$1041","v":0},{"$f":"'Energy Consumption'!$K$1042","v":0},{"$f":"'Energy Consumption'!$K$1123","v":0},{"$f":"'Energy Consumption'!$K$1124","v":0},{"$f":"'Energy Consumption'!$K$1205","v":0},{"$f":"'Energy Consumption'!$K$1206","v":0},{"$f":"'Energy Consumption'!$K$1287","v":0},{"$f":"'Energy Consumption'!$K$1288","v":0},{"$f":"'Energy Consumption'!$K$1369","v":0},{"$f":"'Energy Consumption'!$K$1370","v":0},{"$f":"'Energy Consumption'!$K$1451","v":0},{"$f":"'Energy Consumption'!$K$1452","v":0},{"$f":"'Energy Consumption'!$K$1533","v":0},{"$f":"'Energy Consumption'!$K$1534","v":0},{"$f":"'Energy Consumption'!$K$1615","v":0},{"$f":"'Energy Consumption'!$K$1616","v":0}]
["2016-09-01",{"$f":"SUMIF($AG$9:$BT$9,\"=\"&B$9,$AG150:$BT150)","v":0},0,0,0,0,0,{"$f":"'Relevant Variables'!$L$44","v":0},{"$f":"'Relevant Variables'!$L$74","v":0},{"$f":"'Relevant Variables'!$L$104","v":0},{"$f":"'Relevant Variables'!$L$134","v":0},{"$f":"'Relevant Variables'!$L$164","v":0},{"$f":"'Relevant Variables'!$L$194","v":0},{"$f":"'Relevant Variables'!$L$224","v":0},{"$f":"'Relevant Variables'!$L$254","v":0},{"$f":"'Relevant Variables'!$L$284","v":0},{"$f":"'Relevant Variables'!$L$314","v":0},{"$f":"'Relevant Variables'!$L$344","v":0},{"$f":"'Relevant Variables'!$L$374","v":0},{"$f":"'Relevant Variables'!$L$404","v":0},{"$f":"'Relevant Variables'!$L$434","v":0},{"$f":"'Relevant Variables'!$L$464","v":0},{"$f":"'Relevant Variables'!$L$494","v":0},{"$f":"'Relevant Variables'!$L$524","v":0},{"$f":"'Relevant Variables'!$L$554","v":0},{"$f":"'Relevant Variables'!$L$584","v":0},{"$f":"'Relevant Variables'!$L$614","v":0},null,false,null,null,117,{"$f":"'Energy Consumption'!$L$57","v":0},{"$f":"'Energy Consumption'!$L$58","v":0},{"$f":"'Energy Consumption'!$L$139","v":0},{"$f":"'Energy Consumption'!$L$140","v":0},{"$f":"'Energy Consumption'!$L$221","v":0},{"$f":"'Energy Consumption'!$L$222","v":0},{"$f":"'Energy Consumption'!$L$303","v":0},{"$f":"'Energy Consumption'!$L$304","v":0},{"$f":"'Energy Consumption'!$L$385","v":0},{"$f":"'Energy Consumption'!$L$386","v":0},{"$f":"'Energy Consumption'!$L$467","v":0},{"$f":"'Energy Consumption'!$L$468","v":0},{"$f":"'Energy Consumption'!$L$549","v":0},{"$f":"'Energy Consumption'!$L$550","v":0},{"$f":"'Energy Consumption'!$L$631","v":0},{"$f":"'Energy Consumption'!$L$632","v":0},{"$f":"'Energy Consumption'!$L$713","v":0},{"$f":"'Energy Consumption'!$L$714","v":0},{"$f":"'Energy Consumption'!$L$795","v":0},{"$f":"'Energy Consumption'!$L$796","v":0},{"$f":"'Energy Consumption'!$L$877","v":0},{"$f":"'Energy Consumption'!$L$878","v":0},{"$f":"'Energy Consumption'!$L$959","v":0},{"$f":"'Energy Consumption'!$L$960","v":0},{"$f":"'Energy Consumption'!$L$1041","v":0},{"$f":"'Energy Consumption'!$L$1042","v":0},{"$f":"'Energy Consumption'!$L$1123","v":0},{"$f":"'Energy Consumption'!$L$1124","v":0},{"$f":"'Energy Consumption'!$L$1205","v":0},{"$f":"'Energy Consumption'!$L$1206","v":0},{"$f":"'Energy Consumption'!$L$1287","v":0},{"$f":"'Energy Consumption'!$L$1288","v":0},{"$f":"'Energy Consumption'!$L$1369","v":0},{"$f":"'Energy Consumption'!$L$1370","v":0},{"$f":"'Energy Consumption'!$L$1451","v":0},{"$f":"'Energy Consumption'!$L$1452","v":0},{"$f":"'Energy Consumption'!$L$1533","v":0},{"$f":"'Energy Consumption'!$L$1534","v":0},{"$f":"'Energy Consumption'!$L$1615","v":0},{"$f":"'Energy Consumption'!$L$1616","v":0}]
["2016-10-01",0,0,0,0,0,0,{"$f":"'Relevant Variables'!$M$44","v":0},{"$f":"'Relevant Variables'!$M$74","v":0},{"$f":"'Relevant Variables'!$M$104","v":0},{"$f":"'Relevant Variables'!$M$134","v":0},{"$f":"'Relevant Variables'!$M$164","v":0},{"$f":"'Relevant Variables'!$M$194","v":0},{"$f":"'Relevant Variables'!$M$224","v":0},{"$f":"'Relevant Variables'!$M$254","v":0},{"$f":"'Relevant Variables'!$M$284","v":0},{"$f":"'Relevant Variables'!$M$314","v":0},{"$f":"'Relevant Variables'!$M$344","v":0},{"$f":"'Relevant Variables'!$M$374","v":0},{"$f":"'Relevant Variables'!$M$404","v":0},{"$f":"'Relevant Variables'!$M$434","v":0},{"$f":"'Relevant Variables'!$M$464","v":0},{"$f":"'Relevant Variables'!$M$494","v":0},{"$f":"'Relevant Variables'!$M$524","v":0},{"$f":"'Relevant Variables'!$M$554","v":0},{"$f":"'Relevant Variables'!$M$584","v":0},{"$f":"'Relevant Variables'!$M$614","v":0},null,false,null,null,118,{"$f":"'Energy Consumption'!$M$57","v":0},{"$f":"'Energy Consumption'!$M$58","v":0},{"$f":"'Energy Consumption'!$M$139","v":0},{"$f":"'Energy Consumption'!$M$140","v":0},{"$f":"'Energy Consumption'!$M$221","v":0},{"$f":"'Energy Consumption'!$M$222","v":0},{"$f":"'Energy Consumption'!$M$303","v":0},{"$f":"'Energy Consumption'!$M$304","v":0},{"$f":"'Energy Consumption'!$M$385","v":0},{"$f":"'Energy Consumption'!$M$386","v":0},{"$f":"'Energy Consumption'!$M$467","v":0},{"$f":"'Energy Consumption'!$M$468","v":0},{"$f":"'Energy Consumption'!$M$549","v":0},{"$f":"'Energy Consumption'!$M$550","v":0},{"$f":"'Energy Consumption'!$M$631","v":0},{"$f":"'Energy Consumption'!$M$632","v":0},{"$f":"'Energy Consumption'!$M$713","v":0},{"$f":"'Energy Consumption'!$M$714","v":0},{"$f":"'Energy Consumption'!$M$795","v":0},{"$f":"'Energy Consumption'!$M$796","v":0},{"$f":"'Energy Consumption'!$M$877","v":0},{"$f":"'Energy Consumption'!$M$878","v":0},{"$f":"'Energy Consumption'!$M$959","v":0},{"$f":"'Energy Consumption'!$M$960","v":0},{"$f":"'Energy Consumption'!$M$1041","v":0},{"$f":"'Energy Consumption'!$M$1042","v":0},{"$f":"'Energy Consumption'!$M$1123","v":0},{"$f":"'Energy Consumption'!$M$1124","v":0},{"$f":"'Energy Consumption'!$M$1205","v":0},{"$f":"'Energy Consumption'!$M$1206","v":0},{"$f":"'Energy Consumption'!$M$1287","v":0},{"$f":"'Energy Consumption'!$M$1288","v":0},{"$f":"'Energy Consumption'!$M$1369","v":0},{"$f":"'Energy Consumption'!$M$1370","v":0},{"$f":"'Energy Consumption'!$M$1451","v":0},{"$f":"'Energy Consumption'!$M$1452","v":0},{"$f":"'Energy Consumption'!$M$1533","v":0},{"$f":"'Energy Consumption'!$M$1534","v":0},{"$f":"'Energy Consumption'!$M$1615","v":0},{"$f":"'Energy Consumption'!$M$1616","v":0}]
["2016-11-01",0,0,0,0,0,0,{"$f":"'Relevant Variables'!$N$44","v":0},{"$f":"'Relevant Variables'!$N$74","v":0},{"$f":"'Relevant Variables'!$N$104","v":0},{"$f":"'Relevant Variables'!$N$134","v":0},{"$f":"'Relevant Variables'!$N$164","v":0},{"$f":"'Relevant Variables'!$N$194","v":0},{"$f":"'Relevant Variables'!$N$224","v":0},{"$f":"'Relevant Variables'!$N$254","v":0},{"$f":"'Relevant Variables'!$N$284","v":0},{"$f":"'Relevant Variables'!$N$314","v":0},{"$f":"'Relevant Variables'!$N$344","v":0},{"$f":"'Relevant Variables'!$N$374","v":0},{"$f":"'Relevant Variables'!$N$404","v":0},{"$f":"'Relevant Variables'!$N$434","v":0},{"$f":"'Relevant Variables'!$N$464","v":0},{"$f":"'Relevant Variables'!$N$494","v":0},{"$f":"'Relevant Variables'!$N$524","v":0},{"$f":"'Relevant Variables'!$N$554","v":0},{"$f":"'Relevant Variables'!$N$584","v":0},{"$f":"'Relevant Variables'!$N$614","v":0},null,false,null,null,119,{"$f":"'Energy Consumption'!$N$57","v":0},{"$f":"'Energy Consumption'!$N$58","v":0},{"$f":"'Energy Consumption'!$N$139","v":0},{"$f":"'Energy Consumption'!$N$140","v":0},{"$f":"'Energy Consumption'!$N$221","v":0},{"$f":"'Energy Consumption'!$N$222","v":0},{"$f":"'Energy Consumption'!$N$303","v":0},{"$f":"'Energy Consumption'!$N$304","v":0},{"$f":"'Energy Consumption'!$N$385","v":0},{"$f":"'Energy Consumption'!$N$386","v":0},{"$f":"'Energy Consumption'!$N$467","v":0},{"$f":"'Energy Consumption'!$N$468","v":0},{"$f":"'Energy Consumption'!$N$549","v":0},{"$f":"'Energy Consumption'!$N$550","v":0},{"$f":"'Energy Consumption'!$N$631","v":0},{"$f":"'Energy Consumption'!$N$632","v":0},{"$f":"'Energy Consumption'!$N$713","v":0},{"$f":"'Energy Consumption'!$N$714","v":0},{"$f":"'Energy Consumption'!$N$795","v":0},{"$f":"'Energy Consumption'!$N$796","v":0},{"$f":"'Energy Consumption'!$N$877","v":0},{"$f":"'Energy Consumption'!$N$878","v":0},{"$f":"'Energy Consumption'!$N$959","v":0},{"$f":"'Energy Consumption'!$N$960","v":0},{"$f":"'Energy Consumption'!$N$1041","v":0},{"$f":"'Energy Consumption'!$N$1042","v":0},{"$f":"'Energy Consumption'!$N$1123","v":0},{"$f":"'Energy Consumption'!$N$1124","v":0},{"$f":"'Energy Consumption'!$N$1205","v":0},{"$f":"'Energy Consumption'!$N$1206","v":0},{"$f":"'Energy Consumption'!$N$1287","v":0},{"$f":"'Energy Consumption'!$N$1288","v":0},{"$f":"'Energy Consumption'!$N$1369","v":0},{"$f":"'Energy Consumption'!$N$1370","v":0},{"$f":"'Energy Consumption'!$N$1451","v":0},{"$f":"'Energy Consumption'!$N$1452","v":0},{"$f":"'Energy Consumption'!$N$1533","v":0},{"$f":"'Energy Consumption'!$N$1534","v":0},{"$f":"'Energy Consumption'!$N$1615","v":0},{"$f":"'Energy Consumption'!$N$1616","v":0}]
["2016-12-01",0,0,0,0,0,0,{"$f":"'Relevant Variables'!$O$44","v":0},{"$f":"'Relevant Variables'!$O$74","v":0},{"$f":"'Relevant Variables'!$O$104","v":0},{"$f":"'Relevant Variables'!$O$134","v":0},{"$f":"'Relevant Variables'!$O$164","v":0},{"$f":"'Relevant Variables'!$O$194","v":0},{"$f":"'Relevant Variables'!$O$224","v":0},{"$f":"'Relevant Variables'!$O$254","v":0},{"$f":"'Relevant Variables'!$O$284","v":0},{"$f":"'Relevant Variables'!$O$314","v":0},{"$f":"'Relevant Variables'!$O$344","v":0},{"$f":"'Relevant Variables'!$O$374","v":0},{"$f":"'Relevant Variables'!$O$404","v":0},{"$f":"'Relevant Variables'!$O$434","v":0},{"$f":"'Relevant Variables'!$O$464","v":0},{"$f":"'Relevant Variables'!$O$494","v":0},{"$f":"'Relevant Variables'!$O$524","v":0},{"$f":"'Relevant Variables'!$O$554","v":0},{"$f":"'Relevant Variables'!$O$584","v":0},{"$f":"'Relevant Variables'!$O$614","v":0},null,false,null,null,120,{"$f":"'Energy Consumption'!$O$57","v":0},{"$f":"'Energy Consumption'!$O$58","v":0},{"$f":"'Energy Consumption'!$O$139","v":0},{"$f":"'Energy Consumption'!$O$140","v":0},{"$f":"'Energy Consumption'!$O$221","v":0},{"$f":"'Energy Consumption'!$O$222","v":0},{"$f":"'Energy Consumption'!$O$303","v":0},{"$f":"'Energy Consumption'!$O$304","v":0},{"$f":"'Energy Consumption'!$O$385","v":0},{"$f":"'Energy Consumption'!$O$386","v":0},{"$f":"'Energy Consumption'!$O$467","v":0},{"$f":"'Energy Consumption'!$O$468","v":0},{"$f":"'Energy Consumption'!$O$549","v":0},{"$f":"'Energy Consumption'!$O$550","v":0},{"$f":"'Energy Consumption'!$O$631","v":0},{"$f":"'Energy Consumption'!$O$632","v":0},{"$f":"'Energy Consumption'!$O$713","v":0},{"$f":"'Energy Consumption'!$O$714","v":0},{"$f":"'Energy Consumption'!$O$795","v":0},{"$f":"'Energy Consumption'!$O$796","v":0},{"$f":"'Energy Consumption'!$O$877","v":0},{"$f":"'Energy Consumption'!$O$878","v":0},{"$f":"'Energy Consumption'!$O$959","v":0},{"$f":"'Energy Consumption'!$O$960","v":0},{"$f":"'Energy Consumption'!$O$1041","v":0},{"$f":"'Energy Consumption'!$O$1042","v":0},{"$f":"'Energy Consumption'!$O$1123","v":0},{"$f":"'Energy Consumption'!$O$1124","v":0},{"$f":"'Energy Consumption'!$O$1205","v":0},{"$f":"'Energy Consumption'!$O$1206","v":0},{"$f":"'Energy Consumption'!$O$1287","v":0},{"$f":"'Energy Consumption'!$O$1288","v":0},{"$f":"'Energy Consumption'!$O$1369","v":0},{"$f":"'Energy Consumption'!$O$1370","v":0},{"$f":"'Energy Consumption'!$O$1451","v":0},{"$f":"'Energy Consumption'!$O$1452","v":0},{"$f":"'Energy Consumption'!$O$1533","v":0},{"$f":"'Energy Consumption'!$O$1534","v":0},{"$f":"'Energy Consumption'!$O$1615","v":0},{"$f":"'Energy Consumption'!$O$1616","v":0}]
["2017-01-01",0,0,0,0,0,0,{"$f":"'Relevant Variables'!$D$43","v":0},{"$f":"'Relevant Variables'!$D$73","v":0},{"$f":"'Relevant Variables'!$D$103","v":0},{"$f":"'Relevant Variables'!$D$133","v":0},{"$f":"'Relevant Variables'!$D$163","v":0},{"$f":"'Relevant Variables'!$D$193","v":0},{"$f":"'Relevant Variables'!$D$223","v":0},{"$f":"'Relevant Variables'!$D$253","v":0},{"$f":"'Relevant Variables'!$D$283","v":0},{"$f":"'Relevant Variables'!$D$313","v":0},{"$f":"'Relevant Variables'!$D$343","v":0},{"$f":"'Relevant Variables'!$D$373","v":0},{"$f":"'Relevant Variables'!$D$403","v":0},{"$f":"'Relevant Variables'!$D$433","v":0},{"$f":"'Relevant Variables'!$D$463","v":0},{"$f":"'Relevant Variables'!$D$493","v":0},{"$f":"'Relevant Variables'!$D$523","v":0},{"$f":"'Relevant Variables'!$D$553","v":0},{"$f":"'Relevant Variables'!$D$583","v":0},{"$f":"'Relevant Variables'!$D$613","v":0},null,{"$f":"VLOOKUP(AD154,ActiveYears,2,)","v":false},{"$f":"AD142+1","v":2017},null,121,{"$f":"'Energy Consumption'!$D$55","v":0},{"$f":"'Energy Consumption'!$D$56","v":0},{"$f":"'Energy Consumption'!$D$137","v":0},{"$f":"'Energy Consumption'!$D$138","v":0},{"$f":"'Energy Consumption'!$D$219","v":0},{"$f":"'Energy Consumption'!$D$220","v":0},{"$f":"'Energy Consumption'!$D$301","v":0},{"$f":"'Energy Consumption'!$D$302","v":0},{"$f":"'Energy Consumption'!$D$383","v":0},{"$f":"'Energy Consumption'!$D$384","v":0},{"$f":"'Energy Consumption'!$D$465","v":0},{"$f":"'Energy Consumption'!$D$466","v":0},{"$f":"'Energy Consumption'!$D$547","v":0},{"$f":"'Energy Consumption'!$D$548","v":0},{"$f":"'Energy Consumption'!$D$629","v":0},{"$f":"'Energy Consumption'!$D$630","v":0},{"$f":"'Energy Consumption'!$D$711","v":0},{"$f":"'Energy Consumption'!$D$712","v":0},{"$f":"'Energy Consumption'!$D$793","v":0},{"$f":"'Energy Consumption'!$D$794","v":0},{"$f":"'Energy Consumption'!$D$875","v":0},{"$f":"'Energy Consumption'!$D$876","v":0},{"$f":"'Energy Consumption'!$D$957","v":0},{"$f":"'Energy Consumption'!$D$958","v":0},{"$f":"'Energy Consumption'!$D$1039","v":0},{"$f":"'Energy Consumption'!$D$1040","v":0},{"$f":"'Energy Consumption'!$D$1121","v":0},{"$f":"'Energy Consumption'!$D$1122","v":0},{"$f":"'Energy Consumption'!$D$1203","v":0},{"$f":"'Energy Consumption'!$D$1204","v":0},{"$f":"'Energy Consumption'!$D$1285","v":0},{"$f":"'Energy Consumption'!$D$1286","v":0},{"$f":"'Energy Consumption'!$D$1367","v":0},{"$f":"'Energy Consumption'!$D$1368","v":0},{"$f":"'Energy Consumption'!$D$1449","v":0},{"$f":"'Energy Consumption'!$D$1450","v":0},{"$f":"'Energy Consumption'!$D$1531","v":0},{"$f":"'Energy Consumption'!$D$1532","v":0},{"$f":"'Energy Consumption'!$D$1613","v":0},{"$f":"'Energy Consumption'!$D$1614","v":0}]
["2017-02-01",0,0,0,0,0,0,{"$f":"'Relevant Variables'!$E$43","v":0},{"$f":"'Relevant Variables'!$E$73","v":0},{"$f":"'Relevant Variables'!$E$103","v":0},{"$f":"'Relevant Variables'!$E$133","v":0},{"$f":"'Relevant Variables'!$E$163","v":0},{"$f":"'Relevant Variables'!$E$193","v":0},{"$f":"'Relevant Variables'!$E$223","v":0},{"$f":"'Relevant Variables'!$E$253","v":0},{"$f":"'Relevant Variables'!$E$283","v":0},{"$f":"'Relevant Variables'!$E$313","v":0},{"$f":"'Relevant Variables'!$E$343","v":0},{"$f":"'Relevant Variables'!$E$373","v":0},{"$f":"'Relevant Variables'!$E$403","v":0},{"$f":"'Relevant Variables'!$E$433","v":0},{"$f":"'Relevant Variables'!$E$463","v":0},{"$f":"'Relevant Variables'!$E$493","v":0},{"$f":"'Relevant Variables'!$E$523","v":0},{"$f":"'Relevant Variables'!$E$553","v":0},{"$f":"'Relevant Variables'!$E$583","v":0},{"$f":"'Relevant Variables'!$E$613","v":0},null,{"$f":"AC154","v":false},null,null,122,{"$f":"'Energy Consumption'!$E$55","v":0},{"$f":"'Energy Consumption'!$E$56","v":0},{"$f":"'Energy Consumption'!$E$137","v":0},{"$f":"'Energy Consumption'!$E$138","v":0},{"$f":"'Energy Consumption'!$E$219","v":0},{"$f":"'Energy Consumption'!$E$220","v":0},{"$f":"'Energy Consumption'!$E$301","v":0},{"$f":"'Energy Consumption'!$E$302","v":0},{"$f":"'Energy Consumption'!$E$383","v":0},{"$f":"'Energy Consumption'!$E$384","v":0},{"$f":"'Energy Consumption'!$E$465","v":0},{"$f":"'Energy Consumption'!$E$466","v":0},{"$f":"'Energy Consumption'!$E$547","v":0},{"$f":"'Energy Consumption'!$E$548","v":0},{"$f":"'Energy Consumption'!$E$629","v":0},{"$f":"'Energy Consumption'!$E$630","v":0},{"$f":"'Energy Consumption'!$E$711","v":0},{"$f":"'Energy Consumption'!$E$712","v":0},{"$f":"'Energy Consumption'!$E$793","v":0},{"$f":"'Energy Consumption'!$E$794","v":0},{"$f":"'Energy Consumption'!$E$875","v":0},{"$f":"'Energy Consumption'!$E$876","v":0},{"$f":"'Energy Consumption'!$E$957","v":0},{"$f":"'Energy Consumption'!$E$958","v":0},{"$f":"'Energy Consumption'!$E$1039","v":0},{"$f":"'Energy Consumption'!$E$1040","v":0},{"$f":"'Energy Consumption'!$E$1121","v":0},{"$f":"'Energy Consumption'!$E$1122","v":0},{"$f":"'Energy Consumption'!$E$1203","v":0},{"$f":"'Energy Consumption'!$E$1204","v":0},{"$f":"'Energy Consumption'!$E$1285","v":0},{"$f":"'Energy Consumption'!$E$1286","v":0},{"$f":"'Energy Consumption'!$E$1367","v":0},{"$f":"'Energy Consumption'!$E$1368","v":0},{"$f":"'Energy Consumption'!$E$1449","v":0},{"$f":"'Energy Consumption'!$E$1450","v":0},{"$f":"'Energy Consumption'!$E$1531","v":0},{"$f":"'Energy Consumption'!$E$1532","v":0},{"$f":"'Energy Consumption'!$E$1613","v":0},{"$f":"'Energy Consumption'!$E$1614","v":0}]
["2017-03-01",0,0,0,0,0,0,{"$f":"'Relevant Variables'!$F$43","v":0},{"$f":"'Relevant Variables'!$F$73","v":0},{"$f":"'Relevant Variables'!$F$103","v":0},{"$f":"'Relevant Variables'!$F$133","v":0},{"$f":"'Relevant Variables'!$F$163","v":0},{"$f":"'Relevant Variables'!$F$193","v":0},{"$f":"'Relevant Variables'!$F$223","v":0},{"$f":"'Relevant Variables'!$F$253","v":0},{"$f":"'Relevant Variables'!$F$283","v":0},{"$f":"'Relevant Variables'!$F$313","v":0},{"$f":"'Relevant Variables'!$F$343","v":0},{"$f":"'Relevant Variables'!$F$373","v":0},{"$f":"'Relevant Variables'!$F$403","v":0},{"$f":"'Relevant Variables'!$F$433","v":0},{"$f":"'Relevant Variables'!$F$463","v":0},{"$f":"'Relevant Variables'!$F$493","v":0},{"$f":"'Relevant Variables'!$F$523","v":0},{"$f":"'Relevant Variables'!$F$553","v":0},{"$f":"'Relevant Variables'!$F$583","v":0},{"$f":"'Relevant Variables'!$F$613","v":0},null,false,null,null,123,{"$f":"'Energy Consumption'!$F$55","v":0},{"$f":"'Energy Consumption'!$F$56","v":0},{"$f":"'Energy Consumption'!$F$137","v":0},{"$f":"'Energy Consumption'!$F$138","v":0},{"$f":"'Energy Consumption'!$F$219","v":0},{"$f":"'Energy Consumption'!$F$220","v":0},{"$f":"'Energy Consumption'!$F$301","v":0},{"$f":"'Energy Consumption'!$F$302","v":0},{"$f":"'Energy Consumption'!$F$383","v":0},{"$f":"'Energy Consumption'!$F$384","v":0},{"$f":"'Energy Consumption'!$F$465","v":0},{"$f":"'Energy Consumption'!$F$466","v":0},{"$f":"'Energy Consumption'!$F$547","v":0},{"$f":"'Energy Consumption'!$F$548","v":0},{"$f":"'Energy Consumption'!$F$629","v":0},{"$f":"'Energy Consumption'!$F$630","v":0},{"$f":"'Energy Consumption'!$F$711","v":0},{"$f":"'Energy Consumption'!$F$712","v":0},{"$f":"'Energy Consumption'!$F$793","v":0},{"$f":"'Energy Consumption'!$F$794","v":0},{"$f":"'Energy Consumption'!$F$875","v":0},{"$f":"'Energy Consumption'!$F$876","v":0},{"$f":"'Energy Consumption'!$F$957","v":0},{"$f":"'Energy Consumption'!$F$958","v":0},{"$f":"'Energy Consumption'!$F$1039","v":0},{"$f":"'Energy Consumption'!$F$1040","v":0},{"$f":"'Energy Consumption'!$F$1121","v":0},{"$f":"'Energy Consumption'!$F$1122","v":0},{"$f":"'Energy Consumption'!$F$1203","v":0},{"$f":"'Energy Consumption'!$F$1204","v":0},{"$f":"'Energy Consumption'!$F$1285","v":0},{"$f":"'Energy Consumption'!$F$1286","v":0},{"$f":"'Energy Consumption'!$F$1367","v":0},{"$f":"'Energy Consumption'!$F$1368","v":0},{"$f":"'Energy Consumption'!$F$1449","v":0},{"$f":"'Energy Consumption'!$F$1450","v":0},{"$f":"'Energy Consumption'!$F$1531","v":0},{"$f":"'Energy Consumption'!$F$1532","v":0},{"$f":"'Energy Consumption'!$F$1613","v":0},{"$f":"'Energy Consumption'!$F$1614","v":0}]
["2017-04-01",0,0,0,0,0,0,{"$f":"'Relevant Variables'!$G$43","v":0},{"$f":"'Relevant Variables'!$G$73","v":0},{"$f":"'Relevant Variables'!$G$103","v":0},{"$f":"'Relevant Variables'!$G$133","v":0},{"$f":"'Relevant Variables'!$G$163","v":0},{"$f":"'Relevant Variables'!$G$193","v":0},{"$f":"'Relevant Variables'!$G$223","v":0},{"$f":"'Relevant Variables'!$G$253","v":0},{"$f":"'Relevant Variables'!$G$283","v":0},{"$f":"'Relevant Variables'!$G$313","v":0},{"$f":"'Relevant Variables'!$G$343","v":0},{"$f":"'Relevant Variables'!$G$373","v":0},{"$f":"'Relevant Variables'!$G$403","v":0},{"$f":"'Relevant Variables'!$G$433","v":0},{"$f":"'Relevant Variables'!$G$463","v":0},{"$f":"'Relevant Variables'!$G$493","v":0},{"$f":"'Relevant Variables'!$G$523","v":0},{"$f":"'Relevant Variables'!$G$553","v":0},{"$f":"'Relevant Variables'!$G$583","v":0},{"$f":"'Relevant Variables'!$G$613","v":0},null,false,null,null,124,{"$f":"'Energy Consumption'!$G$55","v":0},{"$f":"'Energy Consumption'!$G$56","v":0},{"$f":"'Energy Consumption'!$G$137","v":0},{"$f":"'Energy Consumption'!$G$138","v":0},{"$f":"'Energy Consumption'!$G$219","v":0},{"$f":"'Energy Consumption'!$G$220","v":0},{"$f":"'Energy Consumption'!$G$301","v":0},{"$f":"'Energy Consumption'!$G$302","v":0},{"$f":"'Energy Consumption'!$G$383","v":0},{"$f":"'Energy Consumption'!$G$384","v":0},{"$f":"'Energy Consumption'!$G$465","v":0},{"$f":"'Energy Consumption'!$G$466","v":0},{"$f":"'Energy Consumption'!$G$547","v":0},{"$f":"'Energy Consumption'!$G$548","v":0},{"$f":"'Energy Consumption'!$G$629","v":0},{"$f":"'Energy Consumption'!$G$630","v":0},{"$f":"'Energy Consumption'!$G$711","v":0},{"$f":"'Energy Consumption'!$G$712","v":0},{"$f":"'Energy Consumption'!$G$793","v":0},{"$f":"'Energy Consumption'!$G$794","v":0},{"$f":"'Energy Consumption'!$G$875","v":0},{"$f":"'Energy Consumption'!$G$876","v":0},{"$f":"'Energy Consumption'!$G$957","v":0},{"$f":"'Energy Consumption'!$G$958","v":0},{"$f":"'Energy Consumption'!$G$1039","v":0},{"$f":"'Energy Consumption'!$G$1040","v":0},{"$f":"'Energy Consumption'!$G$1121","v":0},{"$f":"'Energy Consumption'!$G$1122","v":0},{"$f":"'Energy Consumption'!$G$1203","v":0},{"$f":"'Energy Consumption'!$G$1204","v":0},{"$f":"'Energy Consumption'!$G$1285","v":0},{"$f":"'Energy Consumption'!$G$1286","v":0},{"$f":"'Energy Consumption'!$G$1367","v":0},{"$f":"'Energy Consumption'!$G$1368","v":0},{"$f":"'Energy Consumption'!$G$1449","v":0},{"$f":"'Energy Consumption'!$G$1450","v":0},{"$f":"'Energy Consumption'!$G$1531","v":0},{"$f":"'Energy Consumption'!$G$1532","v":0},{"$f":"'Energy Consumption'!$G$1613","v":0},{"$f":"'Energy Consumption'!$G$1614","v":0}]
["2017-05-01",0,0,0,0,0,0,{"$f":"'Relevant Variables'!$H$43","v":0},{"$f":"'Relevant Variables'!$H$73","v":0},{"$f":"'Relevant Variables'!$H$103","v":0},{"$f":"'Relevant Variables'!$H$133","v":0},{"$f":"'Relevant Variables'!$H$163","v":0},{"$f":"'Relevant Variables'!$H$193","v":0},{"$f":"'Relevant Variables'!$H$223","v":0},{"$f":"'Relevant Variables'!$H$253","v":0},{"$f":"'Relevant Variables'!$H$283","v":0},{"$f":"'Relevant Variables'!$H$313","v":0},{"$f":"'Relevant Variables'!$H$343","v":0},{"$f":"'Relevant Variables'!$H$373","v":0},{"$f":"'Relevant Variables'!$H$403","v":0},{"$f":"'Relevant Variables'!$H$433","v":0},{"$f":"'Relevant Variables'!$H$463","v":0},{"$f":"'Relevant Variables'!$H$493","v":0},{"$f":"'Relevant Variables'!$H$523","v":0},{"$f":"'Relevant Variables'!$H$553","v":0},{"$f":"'Relevant Variables'!$H$583","v":0},{"$f":"'Relevant Variables'!$H$613","v":0},null,false,null,null,125,{"$f":"'Energy Consumption'!$H$55","v":0},{"$f":"'Energy Consumption'!$H$56","v":0},{"$f":"'Energy Consumption'!$H$137","v":0},{"$f":"'Energy Consumption'!$H$138","v":0},{"$f":"'Energy Consumption'!$H$219","v":0},{"$f":"'Energy Consumption'!$H$220","v":0},{"$f":"'Energy Consumption'!$H$301","v":0},{"$f":"'Energy Consumption'!$H$302","v":0},{"$f":"'Energy Consumption'!$H$383","v":0},{"$f":"'Energy Consumption'!$H$384","v":0},{"$f":"'Energy Consumption'!$H$465","v":0},{"$f":"'Energy Consumption'!$H$466","v":0},{"$f":"'Energy Consumption'!$H$547","v":0},{"$f":"'Energy Consumption'!$H$548","v":0},{"$f":"'Energy Consumption'!$H$629","v":0},{"$f":"'Energy Consumption'!$H$630","v":0},{"$f":"'Energy Consumption'!$H$711","v":0},{"$f":"'Energy Consumption'!$H$712","v":0},{"$f":"'Energy Consumption'!$H$793","v":0},{"$f":"'Energy Consumption'!$H$794","v":0},{"$f":"'Energy Consumption'!$H$875","v":0},{"$f":"'Energy Consumption'!$H$876","v":0},{"$f":"'Energy Consumption'!$H$957","v":0},{"$f":"'Energy Consumption'!$H$958","v":0},{"$f":"'Energy Consumption'!$H$1039","v":0},{"$f":"'Energy Consumption'!$H$1040","v":0},{"$f":"'Energy Consumption'!$H$1121","v":0},{"$f":"'Energy Consumption'!$H$1122","v":0},{"$f":"'Energy Consumption'!$H$1203","v":0},{"$f":"'Energy Consumption'!$H$1204","v":0},{"$f":"'Energy Consumption'!$H$1285","v":0},{"$f":"'Energy Consumption'!$H$1286","v":0},{"$f":"'Energy Consumption'!$H$1367","v":0},{"$f":"'Energy Consumption'!$H$1368","v":0},{"$f":"'Energy Consumption'!$H$1449","v":0},{"$f":"'Energy Consumption'!$H$1450","v":0},{"$f":"'Energy Consumption'!$H$1531","v":0},{"$f":"'Energy Consumption'!$H$1532","v":0},{"$f":"'Energy Consumption'!$H$1613","v":0},{"$f":"'Energy Consumption'!$H$1614","v":0}]
["2017-06-01",0,0,0,0,0,0,{"$f":"'Relevant Variables'!$I$43","v":0},{"$f":"'Relevant Variables'!$I$73","v":0},{"$f":"'Relevant Variables'!$I$103","v":0},{"$f":"'Relevant Variables'!$I$133","v":0},{"$f":"'Relevant Variables'!$I$163","v":0},{"$f":"'Relevant Variables'!$I$193","v":0},{"$f":"'Relevant Variables'!$I$223","v":0},{"$f":"'Relevant Variables'!$I$253","v":0},{"$f":"'Relevant Variables'!$I$283","v":0},{"$f":"'Relevant Variables'!$I$313","v":0},{"$f":"'Relevant Variables'!$I$343","v":0},{"$f":"'Relevant Variables'!$I$373","v":0},{"$f":"'Relevant Variables'!$I$403","v":0},{"$f":"'Relevant Variables'!$I$433","v":0},{"$f":"'Relevant Variables'!$I$463","v":0},{"$f":"'Relevant Variables'!$I$493","v":0},{"$f":"'Relevant Variables'!$I$523","v":0},{"$f":"'Relevant Variables'!$I$553","v":0},{"$f":"'Relevant Variables'!$I$583","v":0},{"$f":"'Relevant Variables'!$I$613","v":0},null,false,null,null,126,{"$f":"'Energy Consumption'!$I$55","v":0},{"$f":"'Energy Consumption'!$I$56","v":0},{"$f":"'Energy Consumption'!$I$137","v":0},{"$f":"'Energy Consumption'!$I$138","v":0},{"$f":"'Energy Consumption'!$I$219","v":0},{"$f":"'Energy Consumption'!$I$220","v":0},{"$f":"'Energy Consumption'!$I$301","v":0},{"$f":"'Energy Consumption'!$I$302","v":0},{"$f":"'Energy Consumption'!$I$383","v":0},{"$f":"'Energy Consumption'!$I$384","v":0},{"$f":"'Energy Consumption'!$I$465","v":0},{"$f":"'Energy Consumption'!$I$466","v":0},{"$f":"'Energy Consumption'!$I$547","v":0},{"$f":"'Energy Consumption'!$I$548","v":0},{"$f":"'Energy Consumption'!$I$629","v":0},{"$f":"'Energy Consumption'!$I$630","v":0},{"$f":"'Energy Consumption'!$I$711","v":0},{"$f":"'Energy Consumption'!$I$712","v":0},{"$f":"'Energy Consumption'!$I$793","v":0},{"$f":"'Energy Consumption'!$I$794","v":0},{"$f":"'Energy Consumption'!$I$875","v":0},{"$f":"'Energy Consumption'!$I$876","v":0},{"$f":"'Energy Consumption'!$I$957","v":0},{"$f":"'Energy Consumption'!$I$958","v":0},{"$f":"'Energy Consumption'!$I$1039","v":0},{"$f":"'Energy Consumption'!$I$1040","v":0},{"$f":"'Energy Consumption'!$I$1121","v":0},{"$f":"'Energy Consumption'!$I$1122","v":0},{"$f":"'Energy Consumption'!$I$1203","v":0},{"$f":"'Energy Consumption'!$I$1204","v":0},{"$f":"'Energy Consumption'!$I$1285","v":0},{"$f":"'Energy Consumption'!$I$1286","v":0},{"$f":"'Energy Consumption'!$I$1367","v":0},{"$f":"'Energy Consumption'!$I$1368","v":0},{"$f":"'Energy Consumption'!$I$1449","v":0},{"$f":"'Energy Consumption'!$I$1450","v":0},{"$f":"'Energy Consumption'!$I$1531","v":0},{"$f":"'Energy Consumption'!$I$1532","v":0},{"$f":"'Energy Consumption'!$I$1613","v":0},{"$f":"'Energy Consumption'!$I$1614","v":0}]
["2017-07-01",{"$f":"SUMIF($AG$9:$BT$9,\"=\"&B$9,$AG160:$BT160)","v":0},0,0,0,0,0,{"$f":"'Relevant Variables'!$J$43","v":0},{"$f":"'Relevant Variables'!$J$73","v":0},{"$f":"'Relevant Variables'!$J$103","v":0},{"$f":"'Relevant Variables'!$J$133","v":0},{"$f":"'Relevant Variables'!$J$163","v":0},{"$f":"'Relevant Variables'!$J$193","v":0},{"$f":"'Relevant Variables'!$J$223","v":0},{"$f":"'Relevant Variables'!$J$253","v":0},{"$f":"'Relevant Variables'!$J$283","v":0},{"$f":"'Relevant Variables'!$J$313","v":0},{"$f":"'Relevant Variables'!$J$343","v":0},{"$f":"'Relevant Variables'!$J$373","v":0},{"$f":"'Relevant Variables'!$J$403","v":0},{"$f":"'Relevant Variables'!$J$433","v":0},{"$f":"'Relevant Variables'!$J$463","v":0},{"$f":"'Relevant Variables'!$J$493","v":0},{"$f":"'Relevant Variables'!$J$523","v":0},{"$f":"'Relevant Variables'!$J$553","v":0},{"$f":"'Relevant Variables'!$J$583","v":0},{"$f":"'Relevant Variables'!$J$613","v":0},null,false,null,null,127,{"$f":"'Energy Consumption'!$J$55","v":0},{"$f":"'Energy Consumption'!$J$56","v":0},{"$f":"'Energy Consumption'!$J$137","v":0},{"$f":"'Energy Consumption'!$J$138","v":0},{"$f":"'Energy Consumption'!$J$219","v":0},{"$f":"'Energy Consumption'!$J$220","v":0},{"$f":"'Energy Consumption'!$J$301","v":0},{"$f":"'Energy Consumption'!$J$302","v":0},{"$f":"'Energy Consumption'!$J$383","v":0},{"$f":"'Energy Consumption'!$J$384","v":0},{"$f":"'Energy Consumption'!$J$465","v":0},{"$f":"'Energy Consumption'!$J$466","v":0},{"$f":"'Energy Consumption'!$J$547","v":0},{"$f":"'Energy Consumption'!$J$548","v":0},{"$f":"'Energy Consumption'!$J$629","v":0},{"$f":"'Energy Consumption'!$J$630","v":0},{"$f":"'Energy Consumption'!$J$711","v":0},{"$f":"'Energy Consumption'!$J$712","v":0},{"$f":"'Energy Consumption'!$J$793","v":0},{"$f":"'Energy Consumption'!$J$794","v":0},{"$f":"'Energy Consumption'!$J$875","v":0},{"$f":"'Energy Consumption'!$J$876","v":0},{"$f":"'Energy Consumption'!$J$957","v":0},{"$f":"'Energy Consumption'!$J$958","v":0},{"$f":"'Energy Consumption'!$J$1039","v":0},{"$f":"'Energy Consumption'!$J$1040","v":0},{"$f":"'Energy Consumption'!$J$1121","v":0},{"$f":"'Energy Consumption'!$J$1122","v":0},{"$f":"'Energy Consumption'!$J$1203","v":0},{"$f":"'Energy Consumption'!$J$1204","v":0},{"$f":"'Energy Consumption'!$J$1285","v":0},{"$f":"'Energy Consumption'!$J$1286","v":0},{"$f":"'Energy Consumption'!$J$1367","v":0},{"$f":"'Energy Consumption'!$J$1368","v":0},{"$f":"'Energy Consumption'!$J$1449","v":0},{"$f":"'Energy Consumption'!$J$1450","v":0},{"$f":"'Energy Consumption'!$J$1531","v":0},{"$f":"'Energy Consumption'!$J$1532","v":0},{"$f":"'Energy Consumption'!$J$1613","v":0},{"$f":"'Energy Consumption'!$J$1614","v":0}]
["2017-08-01",0,0,0,0,0,0,{"$f":"'Relevant Variables'!$K$43","v":0},{"$f":"'Relevant Variables'!$K$73","v":0},{"$f":"'Relevant Variables'!$K$103","v":0},{"$f":"'Relevant Variables'!$K$133","v":0},{"$f":"'Relevant Variables'!$K$163","v":0},{"$f":"'Relevant Variables'!$K$193","v":0},{"$f":"'Relevant Variables'!$K$223","v":0},{"$f":"'Relevant Variables'!$K$253","v":0},{"$f":"'Relevant Variables'!$K$283","v":0},{"$f":"'Relevant Variables'!$K$313","v":0},{"$f":"'Relevant Variables'!$K$343","v":0},{"$f":"'Relevant Variables'!$K$373","v":0},{"$f":"'Relevant Variables'!$K$403","v":0},{"$f":"'Relevant Variables'!$K$433","v":0},{"$f":"'Relevant Variables'!$K$463","v":0},{"$f":"'Relevant Variables'!$K$493","v":0},{"$f":"'Relevant Variables'!$K$523","v":0},{"$f":"'Relevant Variables'!$K$553","v":0},{"$f":"'Relevant Variables'!$K$583","v":0},{"$f":"'Relevant Variables'!$K$613","v":0},null,false,null,null,128,{"$f":"'Energy Consumption'!$K$55","v":0},{"$f":"'Energy Consumption'!$K$56","v":0},{"$f":"'Energy Consumption'!$K$137","v":0},{"$f":"'Energy Consumption'!$K$138","v":0},{"$f":"'Energy Consumption'!$K$219","v":0},{"$f":"'Energy Consumption'!$K$220","v":0},{"$f":"'Energy Consumption'!$K$301","v":0},{"$f":"'Energy Consumption'!$K$302","v":0},{"$f":"'Energy Consumption'!$K$383","v":0},{"$f":"'Energy Consumption'!$K$384","v":0},{"$f":"'Energy Consumption'!$K$465","v":0},{"$f":"'Energy Consumption'!$K$466","v":0},{"$f":"'Energy Consumption'!$K$547","v":0},{"$f":"'Energy Consumption'!$K$548","v":0},{"$f":"'Energy Consumption'!$K$629","v":0},{"$f":"'Energy Consumption'!$K$630","v":0},{"$f":"'Energy Consumption'!$K$711","v":0},{"$f":"'Energy Consumption'!$K$712","v":0},{"$f":"'Energy Consumption'!$K$793","v":0},{"$f":"'Energy Consumption'!$K$794","v":0},{"$f":"'Energy Consumption'!$K$875","v":0},{"$f":"'Energy Consumption'!$K$876","v":0},{"$f":"'Energy Consumption'!$K$957","v":0},{"$f":"'Energy Consumption'!$K$958","v":0},{"$f":"'Energy Consumption'!$K$1039","v":0},{"$f":"'Energy Consumption'!$K$1040","v":0},{"$f":"'Energy Consumption'!$K$1121","v":0},{"$f":"'Energy Consumption'!$K$1122","v":0},{"$f":"'Energy Consumption'!$K$1203","v":0},{"$f":"'Energy Consumption'!$K$1204","v":0},{"$f":"'Energy Consumption'!$K$1285","v":0},{"$f":"'Energy Consumption'!$K$1286","v":0},{"$f":"'Energy Consumption'!$K$1367","v":0},{"$f":"'Energy Consumption'!$K$1368","v":0},{"$f":"'Energy Consumption'!$K$1449","v":0},{"$f":"'Energy Consumption'!$K$1450","v":0},{"$f":"'Energy Consumption'!$K$1531","v":0},{"$f":"'Energy Consumption'!$K$1532","v":0},{"$f":"'Energy Consumption'!$K$1613","v":0},{"$f":"'Energy Consumption'!$K$1614","v":0}]
["2017-09-01",0,0,0,0,0,0,{"$f":"'Relevant Variables'!$L$43","v":0},{"$f":"'Relevant Variables'!$L$73","v":0},{"$f":"'Relevant Variables'!$L$103","v":0},{"$f":"'Relevant Variables'!$L$133","v":0},{"$f":"'Relevant Variables'!$L$163","v":0},{"$f":"'Relevant Variables'!$L$193","v":0},{"$f":"'Relevant Variables'!$L$223","v":0},{"$f":"'Relevant Variables'!$L$253","v":0},{"$f":"'Relevant Variables'!$L$283","v":0},{"$f":"'Relevant Variables'!$L$313","v":0},{"$f":"'Relevant Variables'!$L$343","v":0},{"$f":"'Relevant Variables'!$L$373","v":0},{"$f":"'Relevant Variables'!$L$403","v":0},{"$f":"'Relevant Variables'!$L$433","v":0},{"$f":"'Relevant Variables'!$L$463","v":0},{"$f":"'Relevant Variables'!$L$493","v":0},{"$f":"'Relevant Variables'!$L$523","v":0},{"$f":"'Relevant Variables'!$L$553","v":0},{"$f":"'Relevant Variables'!$L$583","v":0},{"$f":"'Relevant Variables'!$L$613","v":0},null,false,null,null,129,{"$f":"'Energy Consumption'!$L$55","v":0},{"$f":"'Energy Consumption'!$L$56","v":0},{"$f":"'Energy Consumption'!$L$137","v":0},{"$f":"'Energy Consumption'!$L$138","v":0},{"$f":"'Energy Consumption'!$L$219","v":0},{"$f":"'Energy Consumption'!$L$220","v":0},{"$f":"'Energy Consumption'!$L$301","v":0},{"$f":"'Energy Consumption'!$L$302","v":0},{"$f":"'Energy Consumption'!$L$383","v":0},{"$f":"'Energy Consumption'!$L$384","v":0},{"$f":"'Energy Consumption'!$L$465","v":0},{"$f":"'Energy Consumption'!$L$466","v":0},{"$f":"'Energy Consumption'!$L$547","v":0},{"$f":"'Energy Consumption'!$L$548","v":0},{"$f":"'Energy Consumption'!$L$629","v":0},{"$f":"'Energy Consumption'!$L$630","v":0},{"$f":"'Energy Consumption'!$L$711","v":0},{"$f":"'Energy Consumption'!$L$712","v":0},{"$f":"'Energy Consumption'!$L$793","v":0},{"$f":"'Energy Consumption'!$L$794","v":0},{"$f":"'Energy Consumption'!$L$875","v":0},{"$f":"'Energy Consumption'!$L$876","v":0},{"$f":"'Energy Consumption'!$L$957","v":0},{"$f":"'Energy Consumption'!$L$958","v":0},{"$f":"'Energy Consumption'!$L$1039","v":0},{"$f":"'Energy Consumption'!$L$1040","v":0},{"$f":"'Energy Consumption'!$L$1121","v":0},{"$f":"'Energy Consumption'!$L$1122","v":0},{"$f":"'Energy Consumption'!$L$1203","v":0},{"$f":"'Energy Consumption'!$L$1204","v":0},{"$f":"'Energy Consumption'!$L$1285","v":0},{"$f":"'Energy Consumption'!$L$1286","v":0},{"$f":"'Energy Consumption'!$L$1367","v":0},{"$f":"'Energy Consumption'!$L$1368","v":0},{"$f":"'Energy Consumption'!$L$1449","v":0},{"$f":"'Energy Consumption'!$L$1450","v":0},{"$f":"'Energy Consumption'!$L$1531","v":0},{"$f":"'Energy Consumption'!$L$1532","v":0},{"$f":"'Energy Consumption'!$L$1613","v":0},{"$f":"'Energy Consumption'!$L$1614","v":0}]
["2017-10-01",0,0,0,0,0,0,{"$f":"'Relevant Variables'!$M$43","v":0},{"$f":"'Relevant Variables'!$M$73","v":0},{"$f":"'Relevant Variables'!$M$103","v":0},{"$f":"'Relevant Variables'!$M$133","v":0},{"$f":"'Relevant Variables'!$M$163","v":0},{"$f":"'Relevant Variables'!$M$193","v":0},{"$f":"'Relevant Variables'!$M$223","v":0},{"$f":"'Relevant Variables'!$M$253","v":0},{"$f":"'Relevant Variables'!$M$283","v":0},{"$f":"'Relevant Variables'!$M$313","v":0},{"$f":"'Relevant Variables'!$M$343","v":0},{"$f":"'Relevant Variables'!$M$373","v":0},{"$f":"'Relevant Variables'!$M$403","v":0},{"$f":"'Relevant Variables'!$M$433","v":0},{"$f":"'Relevant Variables'!$M$463","v":0},{"$f":"'Relevant Variables'!$M$493","v":0},{"$f":"'Relevant Variables'!$M$523","v":0},{"$f":"'Relevant Variables'!$M$553","v":0},{"$f":"'Relevant Variables'!$M$583","v":0},{"$f":"'Relevant Variables'!$M$613","v":0},null,false,null,null,130,{"$f":"'Energy Consumption'!$M$55","v":0},{"$f":"'Energy Consumption'!$M$56","v":0},{"$f":"'Energy Consumption'!$M$137","v":0},{"$f":"'Energy Consumption'!$M$138","v":0},{"$f":"'Energy Consumption'!$M$219","v":0},{"$f":"'Energy Consumption'!$M$220","v":0},{"$f":"'Energy Consumption'!$M$301","v":0},{"$f":"'Energy Consumption'!$M$302","v":0},{"$f":"'Energy Consumption'!$M$383","v":0},{"$f":"'Energy Consumption'!$M$384","v":0},{"$f":"'Energy Consumption'!$M$465","v":0},{"$f":"'Energy Consumption'!$M$466","v":0},{"$f":"'Energy Consumption'!$M$547","v":0},{"$f":"'Energy Consumption'!$M$548","v":0},{"$f":"'Energy Consumption'!$M$629","v":0},{"$f":"'Energy Consumption'!$M$630","v":0},{"$f":"'Energy Consumption'!$M$711","v":0},{"$f":"'Energy Consumption'!$M$712","v":0},{"$f":"'Energy Consumption'!$M$793","v":0},{"$f":"'Energy Consumption'!$M$794","v":0},{"$f":"'Energy Consumption'!$M$875","v":0},{"$f":"'Energy Consumption'!$M$876","v":0},{"$f":"'Energy Consumption'!$M$957","v":0},{"$f":"'Energy Consumption'!$M$958","v":0},{"$f":"'Energy Consumption'!$M$1039","v":0},{"$f":"'Energy Consumption'!$M$1040","v":0},{"$f":"'Energy Consumption'!$M$1121","v":0},{"$f":"'Energy Consumption'!$M$1122","v":0},{"$f":"'Energy Consumption'!$M$1203","v":0},{"$f":"'Energy Consumption'!$M$1204","v":0},{"$f":"'Energy Consumption'!$M$1285","v":0},{"$f":"'Energy Consumption'!$M$1286","v":0},{"$f":"'Energy Consumption'!$M$1367","v":0},{"$f":"'Energy Consumption'!$M$1368","v":0},{"$f":"'Energy Consumption'!$M$1449","v":0},{"$f":"'Energy Consumption'!$M$1450","v":0},{"$f":"'Energy Consumption'!$M$1531","v":0},{"$f":"'Energy Consumption'!$M$1532","v":0},{"$f":"'Energy Consumption'!$M$1613","v":0},{"$f":"'Energy Consumption'!$M$1614","v":0}]
["2017-11-01",0,0,0,0,0,0,{"$f":"'Relevant Variables'!$N$43","v":0},{"$f":"'Relevant Variables'!$N$73","v":0},{"$f":"'Relevant Variables'!$N$103","v":0},{"$f":"'Relevant Variables'!$N$133","v":0},{"$f":"'Relevant Variables'!$N$163","v":0},{"$f":"'Relevant Variables'!$N$193","v":0},{"$f":"'Relevant Variables'!$N$223","v":0},{"$f":"'Relevant Variables'!$N$253","v":0},{"$f":"'Relevant Variables'!$N$283","v":0},{"$f":"'Relevant Variables'!$N$313","v":0},{"$f":"'Relevant Variables'!$N$343","v":0},{"$f":"'Relevant Variables'!$N$373","v":0},{"$f":"'Relevant Variables'!$N$403","v":0},{"$f":"'Relevant Variables'!$N$433","v":0},{"$f":"'Relevant Variables'!$N$463","v":0},{"$f":"'Relevant Variables'!$N$493","v":0},{"$f":"'Relevant Variables'!$N$523","v":0},{"$f":"'Relevant Variables'!$N$553","v":0},{"$f":"'Relevant Variables'!$N$583","v":0},{"$f":"'Relevant Variables'!$N$613","v":0},null,false,null,null,131,{"$f":"'Energy Consumption'!$N$55","v":0},{"$f":"'Energy Consumption'!$N$56","v":0},{"$f":"'Energy Consumption'!$N$137","v":0},{"$f":"'Energy Consumption'!$N$138","v":0},{"$f":"'Energy Consumption'!$N$219","v":0},{"$f":"'Energy Consumption'!$N$220","v":0},{"$f":"'Energy Consumption'!$N$301","v":0},{"$f":"'Energy Consumption'!$N$302","v":0},{"$f":"'Energy Consumption'!$N$383","v":0},{"$f":"'Energy Consumption'!$N$384","v":0},{"$f":"'Energy Consumption'!$N$465","v":0},{"$f":"'Energy Consumption'!$N$466","v":0},{"$f":"'Energy Consumption'!$N$547","v":0},{"$f":"'Energy Consumption'!$N$548","v":0},{"$f":"'Energy Consumption'!$N$629","v":0},{"$f":"'Energy Consumption'!$N$630","v":0},{"$f":"'Energy Consumption'!$N$711","v":0},{"$f":"'Energy Consumption'!$N$712","v":0},{"$f":"'Energy Consumption'!$N$793","v":0},{"$f":"'Energy Consumption'!$N$794","v":0},{"$f":"'Energy Consumption'!$N$875","v":0},{"$f":"'Energy Consumption'!$N$876","v":0},{"$f":"'Energy Consumption'!$N$957","v":0},{"$f":"'Energy Consumption'!$N$958","v":0},{"$f":"'Energy Consumption'!$N$1039","v":0},{"$f":"'Energy Consumption'!$N$1040","v":0},{"$f":"'Energy Consumption'!$N$1121","v":0},{"$f":"'Energy Consumption'!$N$1122","v":0},{"$f":"'Energy Consumption'!$N$1203","v":0},{"$f":"'Energy Consumption'!$N$1204","v":0},{"$f":"'Energy Consumption'!$N$1285","v":0},{"$f":"'Energy Consumption'!$N$1286","v":0},{"$f":"'Energy Consumption'!$N$1367","v":0},{"$f":"'Energy Consumption'!$N$1368","v":0},{"$f":"'Energy Consumption'!$N$1449","v":0},{"$f":"'Energy Consumption'!$N$1450","v":0},{"$f":"'Energy Consumption'!$N$1531","v":0},{"$f":"'Energy Consumption'!$N$1532","v":0},{"$f":"'Energy Consumption'!$N$1613","v":0},{"$f":"'Energy Consumption'!$N$1614","v":0}]
["2017-12-01",0,0,0,0,0,0,{"$f":"'Relevant Variables'!$O$43","v":0},{"$f":"'Relevant Variables'!$O$73","v":0},{"$f":"'Relevant Variables'!$O$103","v":0},{"$f":"'Relevant Variables'!$O$133","v":0},{"$f":"'Relevant Variables'!$O$163","v":0},{"$f":"'Relevant Variables'!$O$193","v":0},{"$f":"'Relevant Variables'!$O$223","v":0},{"$f":"'Relevant Variables'!$O$253","v":0},{"$f":"'Relevant Variables'!$O$283","v":0},{"$f":"'Relevant Variables'!$O$313","v":0},{"$f":"'Relevant Variables'!$O$343","v":0},{"$f":"'Relevant Variables'!$O$373","v":0},{"$f":"'Relevant Variables'!$O$403","v":0},{"$f":"'Relevant Variables'!$O$433","v":0},{"$f":"'Relevant Variables'!$O$463","v":0},{"$f":"'Relevant Variables'!$O$493","v":0},{"$f":"'Relevant Variables'!$O$523","v":0},{"$f":"'Relevant Variables'!$O$553","v":0},{"$f":"'Relevant Variables'!$O$583","v":0},{"$f":"'Relevant Variables'!$O$613","v":0},null,false,null,null,132,{"$f":"'Energy Consumption'!$O$55","v":0},{"$f":"'Energy Consumption'!$O$56","v":0},{"$f":"'Energy Consumption'!$O$137","v":0},{"$f":"'Energy Consumption'!$O$138","v":0},{"$f":"'Energy Consumption'!$O$219","v":0},{"$f":"'Energy Consumption'!$O$220","v":0},{"$f":"'Energy Consumption'!$O$301","v":0},{"$f":"'Energy Consumption'!$O$302","v":0},{"$f":"'Energy Consumption'!$O$383","v":0},{"$f":"'Energy Consumption'!$O$384","v":0},{"$f":"'Energy Consumption'!$O$465","v":0},{"$f":"'Energy Consumption'!$O$466","v":0},{"$f":"'Energy Consumption'!$O$547","v":0},{"$f":"'Energy Consumption'!$O$548","v":0},{"$f":"'Energy Consumption'!$O$629","v":0},{"$f":"'Energy Consumption'!$O$630","v":0},{"$f":"'Energy Consumption'!$O$711","v":0},{"$f":"'Energy Consumption'!$O$712","v":0},{"$f":"'Energy Consumption'!$O$793","v":0},{"$f":"'Energy Consumption'!$O$794","v":0},{"$f":"'Energy Consumption'!$O$875","v":0},{"$f":"'Energy Consumption'!$O$876","v":0},{"$f":"'Energy Consumption'!$O$957","v":0},{"$f":"'Energy Consumption'!$O$958","v":0},{"$f":"'Energy Consumption'!$O$1039","v":0},{"$f":"'Energy Consumption'!$O$1040","v":0},{"$f":"'Energy Consumption'!$O$1121","v":0},{"$f":"'Energy Consumption'!$O$1122","v":0},{"$f":"'Energy Consumption'!$O$1203","v":0},{"$f":"'Energy Consumption'!$O$1204","v":0},{"$f":"'Energy Consumption'!$O$1285","v":0},{"$f":"'Energy Consumption'!$O$1286","v":0},{"$f":"'Energy Consumption'!$O$1367","v":0},{"$f":"'Energy Consumption'!$O$1368","v":0},{"$f":"'Energy Consumption'!$O$1449","v":0},{"$f":"'Energy Consumption'!$O$1450","v":0},{"$f":"'Energy Consumption'!$O$1531","v":0},{"$f":"'Energy Consumption'!$O$1532","v":0},{"$f":"'Energy Consumption'!$O$1613","v":0},{"$f":"'Energy Consumption'!$O$1614","v":0}]
["2018-01-01",0,0,0,0,0,0,{"$f":"'Relevant Variables'!$D$42","v":0},{"$f":"'Relevant Variables'!$D$72","v":0},{"$f":"'Relevant Variables'!$D$102","v":0},{"$f":"'Relevant Variables'!$D$132","v":0},{"$f":"'Relevant Variables'!$D$162","v":0},{"$f":"'Relevant Variables'!$D$192","v":0},{"$f":"'Relevant Variables'!$D$222","v":0},{"$f":"'Relevant Variables'!$D$252","v":0},{"$f":"'Relevant Variables'!$D$282","v":0},{"$f":"'Relevant Variables'!$D$312","v":0},{"$f":"'Relevant Variables'!$D$342","v":0},{"$f":"'Relevant Variables'!$D$372","v":0},{"$f":"'Relevant Variables'!$D$402","v":0},{"$f":"'Relevant Variables'!$D$432","v":0},{"$f":"'Relevant Variables'!$D$462","v":0},{"$f":"'Relevant Variables'!$D$492","v":0},{"$f":"'Relevant Variables'!$D$522","v":0},{"$f":"'Relevant Variables'!$D$552","v":0},{"$f":"'Relevant Variables'!$D$582","v":0},{"$f":"'Relevant Variables'!$D$612","v":0},null,{"$f":"VLOOKUP(AD166,ActiveYears,2,)","v":false},{"$f":"AD154+1","v":2018},null,109,{"$f":"'Energy Consumption'!$D$53","v":0},{"$f":"'Energy Consumption'!$D$54","v":0},{"$f":"'Energy Consumption'!$D$135","v":0},{"$f":"'Energy Consumption'!$D$136","v":0},{"$f":"'Energy Consumption'!$D$217","v":0},{"$f":"'Energy Consumption'!$D$218","v":0},{"$f":"'Energy Consumption'!$D$299","v":0},{"$f":"'Energy Consumption'!$D$300","v":0},{"$f":"'Energy Consumption'!$D$381","v":0},{"$f":"'Energy Consumption'!$D$382","v":0},{"$f":"'Energy Consumption'!$D$463","v":0},{"$f":"'Energy Consumption'!$D$464","v":0},{"$f":"'Energy Consumption'!$D$545","v":0},{"$f":"'Energy Consumption'!$D$546","v":0},{"$f":"'Energy Consumption'!$D$627","v":0},{"$f":"'Energy Consumption'!$D$628","v":0},{"$f":"'Energy Consumption'!$D$709","v":0},{"$f":"'Energy Consumption'!$D$710","v":0},{"$f":"'Energy Consumption'!$D$791","v":0},{"$f":"'Energy Consumption'!$D$792","v":0},{"$f":"'Energy Consumption'!$D$873","v":0},{"$f":"'Energy Consumption'!$D$874","v":0},{"$f":"'Energy Consumption'!$D$955","v":0},{"$f":"'Energy Consumption'!$D$956","v":0},{"$f":"'Energy Consumption'!$D$1037","v":0},{"$f":"'Energy Consumption'!$D$1038","v":0},{"$f":"'Energy Consumption'!$D$1119","v":0},{"$f":"'Energy Consumption'!$D$1120","v":0},{"$f":"'Energy Consumption'!$D$1201","v":0},{"$f":"'Energy Consumption'!$D$1202","v":0},{"$f":"'Energy Consumption'!$D$1283","v":0},{"$f":"'Energy Consumption'!$D$1284","v":0},{"$f":"'Energy Consumption'!$D$1365","v":0},{"$f":"'Energy Consumption'!$D$1366","v":0},{"$f":"'Energy Consumption'!$D$1447","v":0},{"$f":"'Energy Consumption'!$D$1448","v":0},{"$f":"'Energy Consumption'!$D$1529","v":0},{"$f":"'Energy Consumption'!$D$1530","v":0},{"$f":"'Energy Consumption'!$D$1611","v":0},{"$f":"'Energy Consumption'!$D$1612","v":0}]
["2018-02-01",0,0,0,0,0,0,{"$f":"'Relevant Variables'!$E$42","v":0},{"$f":"'Relevant Variables'!$E$72","v":0},{"$f":"'Relevant Variables'!$E$102","v":0},{"$f":"'Relevant Variables'!$E$132","v":0},{"$f":"'Relevant Variables'!$E$162","v":0},{"$f":"'Relevant Variables'!$E$192","v":0},{"$f":"'Relevant Variables'!$E$222","v":0},{"$f":"'Relevant Variables'!$E$252","v":0},{"$f":"'Relevant Variables'!$E$282","v":0},{"$f":"'Relevant Variables'!$E$312","v":0},{"$f":"'Relevant Variables'!$E$342","v":0},{"$f":"'Relevant Variables'!$E$372","v":0},{"$f":"'Relevant Variables'!$E$402","v":0},{"$f":"'Relevant Variables'!$E$432","v":0},{"$f":"'Relevant Variables'!$E$462","v":0},{"$f":"'Relevant Variables'!$E$492","v":0},{"$f":"'Relevant Variables'!$E$522","v":0},{"$f":"'Relevant Variables'!$E$552","v":0},{"$f":"'Relevant Variables'!$E$582","v":0},{"$f":"'Relevant Variables'!$E$612","v":0},null,{"$f":"AC166","v":false},null,null,110,{"$f":"'Energy Consumption'!$E$53","v":0},{"$f":"'Energy Consumption'!$E$54","v":0},{"$f":"'Energy Consumption'!$E$135","v":0},{"$f":"'Energy Consumption'!$E$136","v":0},{"$f":"'Energy Consumption'!$E$217","v":0},{"$f":"'Energy Consumption'!$E$218","v":0},{"$f":"'Energy Consumption'!$E$299","v":0},{"$f":"'Energy Consumption'!$E$300","v":0},{"$f":"'Energy Consumption'!$E$381","v":0},{"$f":"'Energy Consumption'!$E$382","v":0},{"$f":"'Energy Consumption'!$E$463","v":0},{"$f":"'Energy Consumption'!$E$464","v":0},{"$f":"'Energy Consumption'!$E$545","v":0},{"$f":"'Energy Consumption'!$E$546","v":0},{"$f":"'Energy Consumption'!$E$627","v":0},{"$f":"'Energy Consumption'!$E$628","v":0},{"$f":"'Energy Consumption'!$E$709","v":0},{"$f":"'Energy Consumption'!$E$710","v":0},{"$f":"'Energy Consumption'!$E$791","v":0},{"$f":"'Energy Consumption'!$E$792","v":0},{"$f":"'Energy Consumption'!$E$873","v":0},{"$f":"'Energy Consumption'!$E$874","v":0},{"$f":"'Energy Consumption'!$E$955","v":0},{"$f":"'Energy Consumption'!$E$956","v":0},{"$f":"'Energy Consumption'!$E$1037","v":0},{"$f":"'Energy Consumption'!$E$1038","v":0},{"$f":"'Energy Consumption'!$E$1119","v":0},{"$f":"'Energy Consumption'!$E$1120","v":0},{"$f":"'Energy Consumption'!$E$1201","v":0},{"$f":"'Energy Consumption'!$E$1202","v":0},{"$f":"'Energy Consumption'!$E$1283","v":0},{"$f":"'Energy Consumption'!$E$1284","v":0},{"$f":"'Energy Consumption'!$E$1365","v":0},{"$f":"'Energy Consumption'!$E$1366","v":0},{"$f":"'Energy Consumption'!$E$1447","v":0},{"$f":"'Energy Consumption'!$E$1448","v":0},{"$f":"'Energy Consumption'!$E$1529","v":0},{"$f":"'Energy Consumption'!$E$1530","v":0},{"$f":"'Energy Consumption'!$E$1611","v":0},{"$f":"'Energy Consumption'!$E$1612","v":0}]
["2018-03-01",0,0,0,0,0,0,{"$f":"'Relevant Variables'!$F$42","v":0},{"$f":"'Relevant Variables'!$F$72","v":0},{"$f":"'Relevant Variables'!$F$102","v":0},{"$f":"'Relevant Variables'!$F$132","v":0},{"$f":"'Relevant Variables'!$F$162","v":0},{"$f":"'Relevant Variables'!$F$192","v":0},{"$f":"'Relevant Variables'!$F$222","v":0},{"$f":"'Relevant Variables'!$F$252","v":0},{"$f":"'Relevant Variables'!$F$282","v":0},{"$f":"'Relevant Variables'!$F$312","v":0},{"$f":"'Relevant Variables'!$F$342","v":0},{"$f":"'Relevant Variables'!$F$372","v":0},{"$f":"'Relevant Variables'!$F$402","v":0},{"$f":"'Relevant Variables'!$F$432","v":0},{"$f":"'Relevant Variables'!$F$462","v":0},{"$f":"'Relevant Variables'!$F$492","v":0},{"$f":"'Relevant Variables'!$F$522","v":0},{"$f":"'Relevant Variables'!$F$552","v":0},{"$f":"'Relevant Variables'!$F$582","v":0},{"$f":"'Relevant Variables'!$F$612","v":0},null,false,null,null,111,{"$f":"'Energy Consumption'!$F$53","v":0},{"$f":"'Energy Consumption'!$F$54","v":0},{"$f":"'Energy Consumption'!$F$135","v":0},{"$f":"'Energy Consumption'!$F$136","v":0},{"$f":"'Energy Consumption'!$F$217","v":0},{"$f":"'Energy Consumption'!$F$218","v":0},{"$f":"'Energy Consumption'!$F$299","v":0},{"$f":"'Energy Consumption'!$F$300","v":0},{"$f":"'Energy Consumption'!$F$381","v":0},{"$f":"'Energy Consumption'!$F$382","v":0},{"$f":"'Energy Consumption'!$F$463","v":0},{"$f":"'Energy Consumption'!$F$464","v":0},{"$f":"'Energy Consumption'!$F$545","v":0},{"$f":"'Energy Consumption'!$F$546","v":0},{"$f":"'Energy Consumption'!$F$627","v":0},{"$f":"'Energy Consumption'!$F$628","v":0},{"$f":"'Energy Consumption'!$F$709","v":0},{"$f":"'Energy Consumption'!$F$710","v":0},{"$f":"'Energy Consumption'!$F$791","v":0},{"$f":"'Energy Consumption'!$F$792","v":0},{"$f":"'Energy Consumption'!$F$873","v":0},{"$f":"'Energy Consumption'!$F$874","v":0},{"$f":"'Energy Consumption'!$F$955","v":0},{"$f":"'Energy Consumption'!$F$956","v":0},{"$f":"'Energy Consumption'!$F$1037","v":0},{"$f":"'Energy Consumption'!$F$1038","v":0},{"$f":"'Energy Consumption'!$F$1119","v":0},{"$f":"'Energy Consumption'!$F$1120","v":0},{"$f":"'Energy Consumption'!$F$1201","v":0},{"$f":"'Energy Consumption'!$F$1202","v":0},{"$f":"'Energy Consumption'!$F$1283","v":0},{"$f":"'Energy Consumption'!$F$1284","v":0},{"$f":"'Energy Consumption'!$F$1365","v":0},{"$f":"'Energy Consumption'!$F$1366","v":0},{"$f":"'Energy Consumption'!$F$1447","v":0},{"$f":"'Energy Consumption'!$F$1448","v":0},{"$f":"'Energy Consumption'!$F$1529","v":0},{"$f":"'Energy Consumption'!$F$1530","v":0},{"$f":"'Energy Consumption'!$F$1611","v":0},{"$f":"'Energy Consumption'!$F$1612","v":0}]
["2018-04-01",0,0,0,0,0,0,{"$f":"'Relevant Variables'!$G$42","v":0},{"$f":"'Relevant Variables'!$G$72","v":0},{"$f":"'Relevant Variables'!$G$102","v":0},{"$f":"'Relevant Variables'!$G$132","v":0},{"$f":"'Relevant Variables'!$G$162","v":0},{"$f":"'Relevant Variables'!$G$192","v":0},{"$f":"'Relevant Variables'!$G$222","v":0},{"$f":"'Relevant Variables'!$G$252","v":0},{"$f":"'Relevant Variables'!$G$282","v":0},{"$f":"'Relevant Variables'!$G$312","v":0},{"$f":"'Relevant Variables'!$G$342","v":0},{"$f":"'Relevant Variables'!$G$372","v":0},{"$f":"'Relevant Variables'!$G$402","v":0},{"$f":"'Relevant Variables'!$G$432","v":0},{"$f":"'Relevant Variables'!$G$462","v":0},{"$f":"'Relevant Variables'!$G$492","v":0},{"$f":"'Relevant Variables'!$G$522","v":0},{"$f":"'Relevant Variables'!$G$552","v":0},{"$f":"'Relevant Variables'!$G$582","v":0},{"$f":"'Relevant Variables'!$G$612","v":0},null,false,null,null,112,{"$f":"'Energy Consumption'!$G$53","v":0},{"$f":"'Energy Consumption'!$G$54","v":0},{"$f":"'Energy Consumption'!$G$135","v":0},{"$f":"'Energy Consumption'!$G$136","v":0},{"$f":"'Energy Consumption'!$G$217","v":0},{"$f":"'Energy Consumption'!$G$218","v":0},{"$f":"'Energy Consumption'!$G$299","v":0},{"$f":"'Energy Consumption'!$G$300","v":0},{"$f":"'Energy Consumption'!$G$381","v":0},{"$f":"'Energy Consumption'!$G$382","v":0},{"$f":"'Energy Consumption'!$G$463","v":0},{"$f":"'Energy Consumption'!$G$464","v":0},{"$f":"'Energy Consumption'!$G$545","v":0},{"$f":"'Energy Consumption'!$G$546","v":0},{"$f":"'Energy Consumption'!$G$627","v":0},{"$f":"'Energy Consumption'!$G$628","v":0},{"$f":"'Energy Consumption'!$G$709","v":0},{"$f":"'Energy Consumption'!$G$710","v":0},{"$f":"'Energy Consumption'!$G$791","v":0},{"$f":"'Energy Consumption'!$G$792","v":0},{"$f":"'Energy Consumption'!$G$873","v":0},{"$f":"'Energy Consumption'!$G$874","v":0},{"$f":"'Energy Consumption'!$G$955","v":0},{"$f":"'Energy Consumption'!$G$956","v":0},{"$f":"'Energy Consumption'!$G$1037","v":0},{"$f":"'Energy Consumption'!$G$1038","v":0},{"$f":"'Energy Consumption'!$G$1119","v":0},{"$f":"'Energy Consumption'!$G$1120","v":0},{"$f":"'Energy Consumption'!$G$1201","v":0},{"$f":"'Energy Consumption'!$G$1202","v":0},{"$f":"'Energy Consumption'!$G$1283","v":0},{"$f":"'Energy Consumption'!$G$1284","v":0},{"$f":"'Energy Consumption'!$G$1365","v":0},{"$f":"'Energy Consumption'!$G$1366","v":0},{"$f":"'Energy Consumption'!$G$1447","v":0},{"$f":"'Energy Consumption'!$G$1448","v":0},{"$f":"'Energy Consumption'!$G$1529","v":0},{"$f":"'Energy Consumption'!$G$1530","v":0},{"$f":"'Energy Consumption'!$G$1611","v":0},{"$f":"'Energy Consumption'!$G$1612","v":0}]
["2018-05-01",{"$f":"SUMIF($AG$9:$BT$9,\"=\"&B$9,$AG170:$BT170)","v":0},0,0,0,0,0,{"$f":"'Relevant Variables'!$H$42","v":0},{"$f":"'Relevant Variables'!$H$72","v":0},{"$f":"'Relevant Variables'!$H$102","v":0},{"$f":"'Relevant Variables'!$H$132","v":0},{"$f":"'Relevant Variables'!$H$162","v":0},{"$f":"'Relevant Variables'!$H$192","v":0},{"$f":"'Relevant Variables'!$H$222","v":0},{"$f":"'Relevant Variables'!$H$252","v":0},{"$f":"'Relevant Variables'!$H$282","v":0},{"$f":"'Relevant Variables'!$H$312","v":0},{"$f":"'Relevant Variables'!$H$342","v":0},{"$f":"'Relevant Variables'!$H$372","v":0},{"$f":"'Relevant Variables'!$H$402","v":0},{"$f":"'Relevant Variables'!$H$432","v":0},{"$f":"'Relevant Variables'!$H$462","v":0},{"$f":"'Relevant Variables'!$H$492","v":0},{"$f":"'Relevant Variables'!$H$522","v":0},{"$f":"'Relevant Variables'!$H$552","v":0},{"$f":"'Relevant Variables'!$H$582","v":0},{"$f":"'Relevant Variables'!$H$612","v":0},null,false,null,null,113,{"$f":"'Energy Consumption'!$H$53","v":0},{"$f":"'Energy Consumption'!$H$54","v":0},{"$f":"'Energy Consumption'!$H$135","v":0},{"$f":"'Energy Consumption'!$H$136","v":0},{"$f":"'Energy Consumption'!$H$217","v":0},{"$f":"'Energy Consumption'!$H$218","v":0},{"$f":"'Energy Consumption'!$H$299","v":0},{"$f":"'Energy Consumption'!$H$300","v":0},{"$f":"'Energy Consumption'!$H$381","v":0},{"$f":"'Energy Consumption'!$H$382","v":0},{"$f":"'Energy Consumption'!$H$463","v":0},{"$f":"'Energy Consumption'!$H$464","v":0},{"$f":"'Energy Consumption'!$H$545","v":0},{"$f":"'Energy Consumption'!$H$546","v":0},{"$f":"'Energy Consumption'!$H$627","v":0},{"$f":"'Energy Consumption'!$H$628","v":0},{"$f":"'Energy Consumption'!$H$709","v":0},{"$f":"'Energy Consumption'!$H$710","v":0},{"$f":"'Energy Consumption'!$H$791","v":0},{"$f":"'Energy Consumption'!$H$792","v":0},{"$f":"'Energy Consumption'!$H$873","v":0},{"$f":"'Energy Consumption'!$H$874","v":0},{"$f":"'Energy Consumption'!$H$955","v":0},{"$f":"'Energy Consumption'!$H$956","v":0},{"$f":"'Energy Consumption'!$H$1037","v":0},{"$f":"'Energy Consumption'!$H$1038","v":0},{"$f":"'Energy Consumption'!$H$1119","v":0},{"$f":"'Energy Consumption'!$H$1120","v":0},{"$f":"'Energy Consumption'!$H$1201","v":0},{"$f":"'Energy Consumption'!$H$1202","v":0},{"$f":"'Energy Consumption'!$H$1283","v":0},{"$f":"'Energy Consumption'!$H$1284","v":0},{"$f":"'Energy Consumption'!$H$1365","v":0},{"$f":"'Energy Consumption'!$H$1366","v":0},{"$f":"'Energy Consumption'!$H$1447","v":0},{"$f":"'Energy Consumption'!$H$1448","v":0},{"$f":"'Energy Consumption'!$H$1529","v":0},{"$f":"'Energy Consumption'!$H$1530","v":0},{"$f":"'Energy Consumption'!$H$1611","v":0},{"$f":"'Energy Consumption'!$H$1612","v":0}]
["2018-06-01",0,0,0,0,0,0,{"$f":"'Relevant Variables'!$I$42","v":0},{"$f":"'Relevant Variables'!$I$72","v":0},{"$f":"'Relevant Variables'!$I$102","v":0},{"$f":"'Relevant Variables'!$I$132","v":0},{"$f":"'Relevant Variables'!$I$162","v":0},{"$f":"'Relevant Variables'!$I$192","v":0},{"$f":"'Relevant Variables'!$I$222","v":0},{"$f":"'Relevant Variables'!$I$252","v":0},{"$f":"'Relevant Variables'!$I$282","v":0},{"$f":"'Relevant Variables'!$I$312","v":0},{"$f":"'Relevant Variables'!$I$342","v":0},{"$f":"'Relevant Variables'!$I$372","v":0},{"$f":"'Relevant Variables'!$I$402","v":0},{"$f":"'Relevant Variables'!$I$432","v":0},{"$f":"'Relevant Variables'!$I$462","v":0},{"$f":"'Relevant Variables'!$I$492","v":0},{"$f":"'Relevant Variables'!$I$522","v":0},{"$f":"'Relevant Variables'!$I$552","v":0},{"$f":"'Relevant Variables'!$I$582","v":0},{"$f":"'Relevant Variables'!$I$612","v":0},null,false,null,null,114,{"$f":"'Energy Consumption'!$I$53","v":0},{"$f":"'Energy Consumption'!$I$54","v":0},{"$f":"'Energy Consumption'!$I$135","v":0},{"$f":"'Energy Consumption'!$I$136","v":0},{"$f":"'Energy Consumption'!$I$217","v":0},{"$f":"'Energy Consumption'!$I$218","v":0},{"$f":"'Energy Consumption'!$I$299","v":0},{"$f":"'Energy Consumption'!$I$300","v":0},{"$f":"'Energy Consumption'!$I$381","v":0},{"$f":"'Energy Consumption'!$I$382","v":0},{"$f":"'Energy Consumption'!$I$463","v":0},{"$f":"'Energy Consumption'!$I$464","v":0},{"$f":"'Energy Consumption'!$I$545","v":0},{"$f":"'Energy Consumption'!$I$546","v":0},{"$f":"'Energy Consumption'!$I$627","v":0},{"$f":"'Energy Consumption'!$I$628","v":0},{"$f":"'Energy Consumption'!$I$709","v":0},{"$f":"'Energy Consumption'!$I$710","v":0},{"$f":"'Energy Consumption'!$I$791","v":0},{"$f":"'Energy Consumption'!$I$792","v":0},{"$f":"'Energy Consumption'!$I$873","v":0},{"$f":"'Energy Consumption'!$I$874","v":0},{"$f":"'Energy Consumption'!$I$955","v":0},{"$f":"'Energy Consumption'!$I$956","v":0},{"$f":"'Energy Consumption'!$I$1037","v":0},{"$f":"'Energy Consumption'!$I$1038","v":0},{"$f":"'Energy Consumption'!$I$1119","v":0},{"$f":"'Energy Consumption'!$I$1120","v":0},{"$f":"'Energy Consumption'!$I$1201","v":0},{"$f":"'Energy Consumption'!$I$1202","v":0},{"$f":"'Energy Consumption'!$I$1283","v":0},{"$f":"'Energy Consumption'!$I$1284","v":0},{"$f":"'Energy Consumption'!$I$1365","v":0},{"$f":"'Energy Consumption'!$I$1366","v":0},{"$f":"'Energy Consumption'!$I$1447","v":0},{"$f":"'Energy Consumption'!$I$1448","v":0},{"$f":"'Energy Consumption'!$I$1529","v":0},{"$f":"'Energy Consumption'!$I$1530","v":0},{"$f":"'Energy Consumption'!$I$1611","v":0},{"$f":"'Energy Consumption'!$I$1612","v":0}]
["2018-07-01",0,0,0,0,0,0,{"$f":"'Relevant Variables'!$J$42","v":0},{"$f":"'Relevant Variables'!$J$72","v":0},{"$f":"'Relevant Variables'!$J$102","v":0},{"$f":"'Relevant Variables'!$J$132","v":0},{"$f":"'Relevant Variables'!$J$162","v":0},{"$f":"'Relevant Variables'!$J$192","v":0},{"$f":"'Relevant Variables'!$J$222","v":0},{"$f":"'Relevant Variables'!$J$252","v":0},{"$f":"'Relevant Variables'!$J$282","v":0},{"$f":"'Relevant Variables'!$J$312","v":0},{"$f":"'Relevant Variables'!$J$342","v":0},{"$f":"'Relevant Variables'!$J$372","v":0},{"$f":"'Relevant Variables'!$J$402","v":0},{"$f":"'Relevant Variables'!$J$432","v":0},{"$f":"'Relevant Variables'!$J$462","v":0},{"$f":"'Relevant Variables'!$J$492","v":0},{"$f":"'Relevant Variables'!$J$522","v":0},{"$f":"'Relevant Variables'!$J$552","v":0},{"$f":"'Relevant Variables'!$J$582","v":0},{"$f":"'Relevant Variables'!$J$612","v":0},null,false,null,null,115,{"$f":"'Energy Consumption'!$J$53","v":0},{"$f":"'Energy Consumption'!$J$54","v":0},{"$f":"'Energy Consumption'!$J$135","v":0},{"$f":"'Energy Consumption'!$J$136","v":0},{"$f":"'Energy Consumption'!$J$217","v":0},{"$f":"'Energy Consumption'!$J$218","v":0},{"$f":"'Energy Consumption'!$J$299","v":0},{"$f":"'Energy Consumption'!$J$300","v":0},{"$f":"'Energy Consumption'!$J$381","v":0},{"$f":"'Energy Consumption'!$J$382","v":0},{"$f":"'Energy Consumption'!$J$463","v":0},{"$f":"'Energy Consumption'!$J$464","v":0},{"$f":"'Energy Consumption'!$J$545","v":0},{"$f":"'Energy Consumption'!$J$546","v":0},{"$f":"'Energy Consumption'!$J$627","v":0},{"$f":"'Energy Consumption'!$J$628","v":0},{"$f":"'Energy Consumption'!$J$709","v":0},{"$f":"'Energy Consumption'!$J$710","v":0},{"$f":"'Energy Consumption'!$J$791","v":0},{"$f":"'Energy Consumption'!$J$792","v":0},{"$f":"'Energy Consumption'!$J$873","v":0},{"$f":"'Energy Consumption'!$J$874","v":0},{"$f":"'Energy Consumption'!$J$955","v":0},{"$f":"'Energy Consumption'!$J$956","v":0},{"$f":"'Energy Consumption'!$J$1037","v":0},{"$f":"'Energy Consumption'!$J$1038","v":0},{"$f":"'Energy Consumption'!$J$1119","v":0},{"$f":"'Energy Consumption'!$J$1120","v":0},{"$f":"'Energy Consumption'!$J$1201","v":0},{"$f":"'Energy Consumption'!$J$1202","v":0},{"$f":"'Energy Consumption'!$J$1283","v":0},{"$f":"'Energy Consumption'!$J$1284","v":0},{"$f":"'Energy Consumption'!$J$1365","v":0},{"$f":"'Energy Consumption'!$J$1366","v":0},{"$f":"'Energy Consumption'!$J$1447","v":0},{"$f":"'Energy Consumption'!$J$1448","v":0},{"$f":"'Energy Consumption'!$J$1529","v":0},{"$f":"'Energy Consumption'!$J$1530","v":0},{"$f":"'Energy Consumption'!$J$1611","v":0},{"$f":"'Energy Consumption'!$J$1612","v":0}]
["2018-08-01",0,0,0,0,0,0,{"$f":"'Relevant Variables'!$K$42","v":0},{"$f":"'Relevant Variables'!$K$72","v":0},{"$f":"'Relevant Variables'!$K$102","v":0},{"$f":"'Relevant Variables'!$K$132","v":0},{"$f":"'Relevant Variables'!$K$162","v":0},{"$f":"'Relevant Variables'!$K$192","v":0},{"$f":"'Relevant Variables'!$K$222","v":0},{"$f":"'Relevant Variables'!$K$252","v":0},{"$f":"'Relevant Variables'!$K$282","v":0},{"$f":"'Relevant Variables'!$K$312","v":0},{"$f":"'Relevant Variables'!$K$342","v":0},{"$f":"'Relevant Variables'!$K$372","v":0},{"$f":"'Relevant Variables'!$K$402","v":0},{"$f":"'Relevant Variables'!$K$432","v":0},{"$f":"'Relevant Variables'!$K$462","v":0},{"$f":"'Relevant Variables'!$K$492","v":0},{"$f":"'Relevant Variables'!$K$522","v":0},{"$f":"'Relevant Variables'!$K$552","v":0},{"$f":"'Relevant Variables'!$K$582","v":0},{"$f":"'Relevant Variables'!$K$612","v":0},null,false,null,null,116,{"$f":"'Energy Consumption'!$K$53","v":0},{"$f":"'Energy Consumption'!$K$54","v":0},{"$f":"'Energy Consumption'!$K$135","v":0},{"$f":"'Energy Consumption'!$K$136","v":0},{"$f":"'Energy Consumption'!$K$217","v":0},{"$f":"'Energy Consumption'!$K$218","v":0},{"$f":"'Energy Consumption'!$K$299","v":0},{"$f":"'Energy Consumption'!$K$300","v":0},{"$f":"'Energy Consumption'!$K$381","v":0},{"$f":"'Energy Consumption'!$K$382","v":0},{"$f":"'Energy Consumption'!$K$463","v":0},{"$f":"'Energy Consumption'!$K$464","v":0},{"$f":"'Energy Consumption'!$K$545","v":0},{"$f":"'Energy Consumption'!$K$546","v":0},{"$f":"'Energy Consumption'!$K$627","v":0},{"$f":"'Energy Consumption'!$K$628","v":0},{"$f":"'Energy Consumption'!$K$709","v":0},{"$f":"'Energy Consumption'!$K$710","v":0},{"$f":"'Energy Consumption'!$K$791","v":0},{"$f":"'Energy Consumption'!$K$792","v":0},{"$f":"'Energy Consumption'!$K$873","v":0},{"$f":"'Energy Consumption'!$K$874","v":0},{"$f":"'Energy Consumption'!$K$955","v":0},{"$f":"'Energy Consumption'!$K$956","v":0},{"$f":"'Energy Consumption'!$K$1037","v":0},{"$f":"'Energy Consumption'!$K$1038","v":0},{"$f":"'Energy Consumption'!$K$1119","v":0},{"$f":"'Energy Consumption'!$K$1120","v":0},{"$f":"'Energy Consumption'!$K$1201","v":0},{"$f":"'Energy Consumption'!$K$1202","v":0},{"$f":"'Energy Consumption'!$K$1283","v":0},{"$f":"'Energy Consumption'!$K$1284","v":0},{"$f":"'Energy Consumption'!$K$1365","v":0},{"$f":"'Energy Consumption'!$K$1366","v":0},{"$f":"'Energy Consumption'!$K$1447","v":0},{"$f":"'Energy Consumption'!$K$1448","v":0},{"$f":"'Energy Consumption'!$K$1529","v":0},{"$f":"'Energy Consumption'!$K$1530","v":0},{"$f":"'Energy Consumption'!$K$1611","v":0},{"$f":"'Energy Consumption'!$K$1612","v":0}]
["2018-09-01",0,0,0,0,0,0,{"$f":"'Relevant Variables'!$L$42","v":0},{"$f":"'Relevant Variables'!$L$72","v":0},{"$f":"'Relevant Variables'!$L$102","v":0},{"$f":"'Relevant Variables'!$L$132","v":0},{"$f":"'Relevant Variables'!$L$162","v":0},{"$f":"'Relevant Variables'!$L$192","v":0},{"$f":"'Relevant Variables'!$L$222","v":0},{"$f":"'Relevant Variables'!$L$252","v":0},{"$f":"'Relevant Variables'!$L$282","v":0},{"$f":"'Relevant Variables'!$L$312","v":0},{"$f":"'Relevant Variables'!$L$342","v":0},{"$f":"'Relevant Variables'!$L$372","v":0},{"$f":"'Relevant Variables'!$L$402","v":0},{"$f":"'Relevant Variables'!$L$432","v":0},{"$f":"'Relevant Variables'!$L$462","v":0},{"$f":"'Relevant Variables'!$L$492","v":0},{"$f":"'Relevant Variables'!$L$522","v":0},{"$f":"'Relevant Variables'!$L$552","v":0},{"$f":"'Relevant Variables'!$L$582","v":0},{"$f":"'Relevant Variables'!$L$612","v":0},null,false,null,null,117,{"$f":"'Energy Consumption'!$L$53","v":0},{"$f":"'Energy Consumption'!$L$54","v":0},{"$f":"'Energy Consumption'!$L$135","v":0},{"$f":"'Energy Consumption'!$L$136","v":0},{"$f":"'Energy Consumption'!$L$217","v":0},{"$f":"'Energy Consumption'!$L$218","v":0},{"$f":"'Energy Consumption'!$L$299","v":0},{"$f":"'Energy Consumption'!$L$300","v":0},{"$f":"'Energy Consumption'!$L$381","v":0},{"$f":"'Energy Consumption'!$L$382","v":0},{"$f":"'Energy Consumption'!$L$463","v":0},{"$f":"'Energy Consumption'!$L$464","v":0},{"$f":"'Energy Consumption'!$L$545","v":0},{"$f":"'Energy Consumption'!$L$546","v":0},{"$f":"'Energy Consumption'!$L$627","v":0},{"$f":"'Energy Consumption'!$L$628","v":0},{"$f":"'Energy Consumption'!$L$709","v":0},{"$f":"'Energy Consumption'!$L$710","v":0},{"$f":"'Energy Consumption'!$L$791","v":0},{"$f":"'Energy Consumption'!$L$792","v":0},{"$f":"'Energy Consumption'!$L$873","v":0},{"$f":"'Energy Consumption'!$L$874","v":0},{"$f":"'Energy Consumption'!$L$955","v":0},{"$f":"'Energy Consumption'!$L$956","v":0},{"$f":"'Energy Consumption'!$L$1037","v":0},{"$f":"'Energy Consumption'!$L$1038","v":0},{"$f":"'Energy Consumption'!$L$1119","v":0},{"$f":"'Energy Consumption'!$L$1120","v":0},{"$f":"'Energy Consumption'!$L$1201","v":0},{"$f":"'Energy Consumption'!$L$1202","v":0},{"$f":"'Energy Consumption'!$L$1283","v":0},{"$f":"'Energy Consumption'!$L$1284","v":0},{"$f":"'Energy Consumption'!$L$1365","v":0},{"$f":"'Energy Consumption'!$L$1366","v":0},{"$f":"'Energy Consumption'!$L$1447","v":0},{"$f":"'Energy Consumption'!$L$1448","v":0},{"$f":"'Energy Consumption'!$L$1529","v":0},{"$f":"'Energy Consumption'!$L$1530","v":0},{"$f":"'Energy Consumption'!$L$1611","v":0},{"$f":"'Energy Consumption'!$L$1612","v":0}]
["2018-10-01",0,0,0,0,0,0,{"$f":"'Relevant Variables'!$M$42","v":0},{"$f":"'Relevant Variables'!$M$72","v":0},{"$f":"'Relevant Variables'!$M$102","v":0},{"$f":"'Relevant Variables'!$M$132","v":0},{"$f":"'Relevant Variables'!$M$162","v":0},{"$f":"'Relevant Variables'!$M$192","v":0},{"$f":"'Relevant Variables'!$M$222","v":0},{"$f":"'Relevant Variables'!$M$252","v":0},{"$f":"'Relevant Variables'!$M$282","v":0},{"$f":"'Relevant Variables'!$M$312","v":0},{"$f":"'Relevant Variables'!$M$342","v":0},{"$f":"'Relevant Variables'!$M$372","v":0},{"$f":"'Relevant Variables'!$M$402","v":0},{"$f":"'Relevant Variables'!$M$432","v":0},{"$f":"'Relevant Variables'!$M$462","v":0},{"$f":"'Relevant Variables'!$M$492","v":0},{"$f":"'Relevant Variables'!$M$522","v":0},{"$f":"'Relevant Variables'!$M$552","v":0},{"$f":"'Relevant Variables'!$M$582","v":0},{"$f":"'Relevant Variables'!$M$612","v":0},null,false,null,null,118,{"$f":"'Energy Consumption'!$M$53","v":0},{"$f":"'Energy Consumption'!$M$54","v":0},{"$f":"'Energy Consumption'!$M$135","v":0},{"$f":"'Energy Consumption'!$M$136","v":0},{"$f":"'Energy Consumption'!$M$217","v":0},{"$f":"'Energy Consumption'!$M$218","v":0},{"$f":"'Energy Consumption'!$M$299","v":0},{"$f":"'Energy Consumption'!$M$300","v":0},{"$f":"'Energy Consumption'!$M$381","v":0},{"$f":"'Energy Consumption'!$M$382","v":0},{"$f":"'Energy Consumption'!$M$463","v":0},{"$f":"'Energy Consumption'!$M$464","v":0},{"$f":"'Energy Consumption'!$M$545","v":0},{"$f":"'Energy Consumption'!$M$546","v":0},{"$f":"'Energy Consumption'!$M$627","v":0},{"$f":"'Energy Consumption'!$M$628","v":0},{"$f":"'Energy Consumption'!$M$709","v":0},{"$f":"'Energy Consumption'!$M$710","v":0},{"$f":"'Energy Consumption'!$M$791","v":0},{"$f":"'Energy Consumption'!$M$792","v":0},{"$f":"'Energy Consumption'!$M$873","v":0},{"$f":"'Energy Consumption'!$M$874","v":0},{"$f":"'Energy Consumption'!$M$955","v":0},{"$f":"'Energy Consumption'!$M$956","v":0},{"$f":"'Energy Consumption'!$M$1037","v":0},{"$f":"'Energy Consumption'!$M$1038","v":0},{"$f":"'Energy Consumption'!$M$1119","v":0},{"$f":"'Energy Consumption'!$M$1120","v":0},{"$f":"'Energy Consumption'!$M$1201","v":0},{"$f":"'Energy Consumption'!$M$1202","v":0},{"$f":"'Energy Consumption'!$M$1283","v":0},{"$f":"'Energy Consumption'!$M$1284","v":0},{"$f":"'Energy Consumption'!$M$1365","v":0},{"$f":"'Energy Consumption'!$M$1366","v":0},{"$f":"'Energy Consumption'!$M$1447","v":0},{"$f":"'Energy Consumption'!$M$1448","v":0},{"$f":"'Energy Consumption'!$M$1529","v":0},{"$f":"'Energy Consumption'!$M$1530","v":0},{"$f":"'Energy Consumption'!$M$1611","v":0},{"$f":"'Energy Consumption'!$M$1612","v":0}]
["2018-11-01",0,0,0,0,0,0,{"$f":"'Relevant Variables'!$N$42","v":0},{"$f":"'Relevant Variables'!$N$72","v":0},{"$f":"'Relevant Variables'!$N$102","v":0},{"$f":"'Relevant Variables'!$N$132","v":0},{"$f":"'Relevant Variables'!$N$162","v":0},{"$f":"'Relevant Variables'!$N$192","v":0},{"$f":"'Relevant Variables'!$N$222","v":0},{"$f":"'Relevant Variables'!$N$252","v":0},{"$f":"'Relevant Variables'!$N$282","v":0},{"$f":"'Relevant Variables'!$N$312","v":0},{"$f":"'Relevant Variables'!$N$342","v":0},{"$f":"'Relevant Variables'!$N$372","v":0},{"$f":"'Relevant Variables'!$N$402","v":0},{"$f":"'Relevant Variables'!$N$432","v":0},{"$f":"'Relevant Variables'!$N$462","v":0},{"$f":"'Relevant Variables'!$N$492","v":0},{"$f":"'Relevant Variables'!$N$522","v":0},{"$f":"'Relevant Variables'!$N$552","v":0},{"$f":"'Relevant Variables'!$N$582","v":0},{"$f":"'Relevant Variables'!$N$612","v":0},null,false,null,null,119,{"$f":"'Energy Consumption'!$N$53","v":0},{"$f":"'Energy Consumption'!$N$54","v":0},{"$f":"'Energy Consumption'!$N$135","v":0},{"$f":"'Energy Consumption'!$N$136","v":0},{"$f":"'Energy Consumption'!$N$217","v":0},{"$f":"'Energy Consumption'!$N$218","v":0},{"$f":"'Energy Consumption'!$N$299","v":0},{"$f":"'Energy Consumption'!$N$300","v":0},{"$f":"'Energy Consumption'!$N$381","v":0},{"$f":"'Energy Consumption'!$N$382","v":0},{"$f":"'Energy Consumption'!$N$463","v":0},{"$f":"'Energy Consumption'!$N$464","v":0},{"$f":"'Energy Consumption'!$N$545","v":0},{"$f":"'Energy Consumption'!$N$546","v":0},{"$f":"'Energy Consumption'!$N$627","v":0},{"$f":"'Energy Consumption'!$N$628","v":0},{"$f":"'Energy Consumption'!$N$709","v":0},{"$f":"'Energy Consumption'!$N$710","v":0},{"$f":"'Energy Consumption'!$N$791","v":0},{"$f":"'Energy Consumption'!$N$792","v":0},{"$f":"'Energy Consumption'!$N$873","v":0},{"$f":"'Energy Consumption'!$N$874","v":0},{"$f":"'Energy Consumption'!$N$955","v":0},{"$f":"'Energy Consumption'!$N$956","v":0},{"$f":"'Energy Consumption'!$N$1037","v":0},{"$f":"'Energy Consumption'!$N$1038","v":0},{"$f":"'Energy Consumption'!$N$1119","v":0},{"$f":"'Energy Consumption'!$N$1120","v":0},{"$f":"'Energy Consumption'!$N$1201","v":0},{"$f":"'Energy Consumption'!$N$1202","v":0},{"$f":"'Energy Consumption'!$N$1283","v":0},{"$f":"'Energy Consumption'!$N$1284","v":0},{"$f":"'Energy Consumption'!$N$1365","v":0},{"$f":"'Energy Consumption'!$N$1366","v":0},{"$f":"'Energy Consumption'!$N$1447","v":0},{"$f":"'Energy Consumption'!$N$1448","v":0},{"$f":"'Energy Consumption'!$N$1529","v":0},{"$f":"'Energy Consumption'!$N$1530","v":0},{"$f":"'Energy Consumption'!$N$1611","v":0},{"$f":"'Energy Consumption'!$N$1612","v":0}]
["2018-12-01",0,0,0,0,0,0,{"$f":"'Relevant Variables'!$O$42","v":0},{"$f":"'Relevant Variables'!$O$72","v":0},{"$f":"'Relevant Variables'!$O$102","v":0},{"$f":"'Relevant Variables'!$O$132","v":0},{"$f":"'Relevant Variables'!$O$162","v":0},{"$f":"'Relevant Variables'!$O$192","v":0},{"$f":"'Relevant Variables'!$O$222","v":0},{"$f":"'Relevant Variables'!$O$252","v":0},{"$f":"'Relevant Variables'!$O$282","v":0},{"$f":"'Relevant Variables'!$O$312","v":0},{"$f":"'Relevant Variables'!$O$342","v":0},{"$f":"'Relevant Variables'!$O$372","v":0},{"$f":"'Relevant Variables'!$O$402","v":0},{"$f":"'Relevant Variables'!$O$432","v":0},{"$f":"'Relevant Variables'!$O$462","v":0},{"$f":"'Relevant Variables'!$O$492","v":0},{"$f":"'Relevant Variables'!$O$522","v":0},{"$f":"'Relevant Variables'!$O$552","v":0},{"$f":"'Relevant Variables'!$O$582","v":0},{"$f":"'Relevant Variables'!$O$612","v":0},null,false,null,null,120,{"$f":"'Energy Consumption'!$O$53","v":0},{"$f":"'Energy Consumption'!$O$54","v":0},{"$f":"'Energy Consumption'!$O$135","v":0},{"$f":"'Energy Consumption'!$O$136","v":0},{"$f":"'Energy Consumption'!$O$217","v":0},{"$f":"'Energy Consumption'!$O$218","v":0},{"$f":"'Energy Consumption'!$O$299","v":0},{"$f":"'Energy Consumption'!$O$300","v":0},{"$f":"'Energy Consumption'!$O$381","v":0},{"$f":"'Energy Consumption'!$O$382","v":0},{"$f":"'Energy Consumption'!$O$463","v":0},{"$f":"'Energy Consumption'!$O$464","v":0},{"$f":"'Energy Consumption'!$O$545","v":0},{"$f":"'Energy Consumption'!$O$546","v":0},{"$f":"'Energy Consumption'!$O$627","v":0},{"$f":"'Energy Consumption'!$O$628","v":0},{"$f":"'Energy Consumption'!$O$709","v":0},{"$f":"'Energy Consumption'!$O$710","v":0},{"$f":"'Energy Consumption'!$O$791","v":0},{"$f":"'Energy Consumption'!$O$792","v":0},{"$f":"'Energy Consumption'!$O$873","v":0},{"$f":"'Energy Consumption'!$O$874","v":0},{"$f":"'Energy Consumption'!$O$955","v":0},{"$f":"'Energy Consumption'!$O$956","v":0},{"$f":"'Energy Consumption'!$O$1037","v":0},{"$f":"'Energy Consumption'!$O$1038","v":0},{"$f":"'Energy Consumption'!$O$1119","v":0},{"$f":"'Energy Consumption'!$O$1120","v":0},{"$f":"'Energy Consumption'!$O$1201","v":0},{"$f":"'Energy Consumption'!$O$1202","v":0},{"$f":"'Energy Consumption'!$O$1283","v":0},{"$f":"'Energy Consumption'!$O$1284","v":0},{"$f":"'Energy Consumption'!$O$1365","v":0},{"$f":"'Energy Consumption'!$O$1366","v":0},{"$f":"'Energy Consumption'!$O$1447","v":0},{"$f":"'Energy Consumption'!$O$1448","v":0},{"$f":"'Energy Consumption'!$O$1529","v":0},{"$f":"'Energy Consumption'!$O$1530","v":0},{"$f":"'Energy Consumption'!$O$1611","v":0},{"$f":"'Energy Consumption'!$O$1612","v":0}]
["2019-01-01",0,0,0,0,0,0,{"$f":"'Relevant Variables'!$D$41","v":0},{"$f":"'Relevant Variables'!$D$71","v":0},{"$f":"'Relevant Variables'!$D$101","v":0},{"$f":"'Relevant Variables'!$D$131","v":0},{"$f":"'Relevant Variables'!$D$161","v":0},{"$f":"'Relevant Variables'!$D$191","v":0},{"$f":"'Relevant Variables'!$D$221","v":0},{"$f":"'Relevant Variables'!$D$251","v":0},{"$f":"'Relevant Variables'!$D$281","v":0},{"$f":"'Relevant Variables'!$D$311","v":0},{"$f":"'Relevant Variables'!$D$341","v":0},{"$f":"'Relevant Variables'!$D$371","v":0},{"$f":"'Relevant Variables'!$D$401","v":0},{"$f":"'Relevant Variables'!$D$431","v":0},{"$f":"'Relevant Variables'!$D$461","v":0},{"$f":"'Relevant Variables'!$D$491","v":0},{"$f":"'Relevant Variables'!$D$521","v":0},{"$f":"'Relevant Variables'!$D$551","v":0},{"$f":"'Relevant Variables'!$D$581","v":0},{"$f":"'Relevant Variables'!$D$611","v":0},null,{"$f":"VLOOKUP(AD178,ActiveYears,2,)","v":false},{"$f":"AD166+1","v":2019},null,121,{"$f":"'Energy Consumption'!$D$51","v":0},{"$f":"'Energy Consumption'!$D$52","v":0},{"$f":"'Energy Consumption'!$D$133","v":0},{"$f":"'Energy Consumption'!$D$134","v":0},{"$f":"'Energy Consumption'!$D$215","v":0},{"$f":"'Energy Consumption'!$D$216","v":0},{"$f":"'Energy Consumption'!$D$297","v":0},{"$f":"'Energy Consumption'!$D$298","v":0},{"$f":"'Energy Consumption'!$D$379","v":0},{"$f":"'Energy Consumption'!$D$380","v":0},{"$f":"'Energy Consumption'!$D$461","v":0},{"$f":"'Energy Consumption'!$D$462","v":0},{"$f":"'Energy Consumption'!$D$543","v":0},{"$f":"'Energy Consumption'!$D$544","v":0},{"$f":"'Energy Consumption'!$D$625","v":0},{"$f":"'Energy Consumption'!$D$626","v":0},{"$f":"'Energy Consumption'!$D$707","v":0},{"$f":"'Energy Consumption'!$D$708","v":0},{"$f":"'Energy Consumption'!$D$789","v":0},{"$f":"'Energy Consumption'!$D$790","v":0},{"$f":"'Energy Consumption'!$D$871","v":0},{"$f":"'Energy Consumption'!$D$872","v":0},{"$f":"'Energy Consumption'!$D$953","v":0},{"$f":"'Energy Consumption'!$D$954","v":0},{"$f":"'Energy Consumption'!$D$1035","v":0},{"$f":"'Energy Consumption'!$D$1036","v":0},{"$f":"'Energy Consumption'!$D$1117","v":0},{"$f":"'Energy Consumption'!$D$1118","v":0},{"$f":"'Energy Consumption'!$D$1199","v":0},{"$f":"'Energy Consumption'!$D$1200","v":0},{"$f":"'Energy Consumption'!$D$1281","v":0},{"$f":"'Energy Consumption'!$D$1282","v":0},{"$f":"'Energy Consumption'!$D$1363","v":0},{"$f":"'Energy Consumption'!$D$1364","v":0},{"$f":"'Energy Consumption'!$D$1445","v":0},{"$f":"'Energy Consumption'!$D$1446","v":0},{"$f":"'Energy Consumption'!$D$1527","v":0},{"$f":"'Energy Consumption'!$D$1528","v":0},{"$f":"'Energy Consumption'!$D$1609","v":0},{"$f":"'Energy Consumption'!$D$1610","v":0}]
["2019-02-01",0,0,0,0,0,0,{"$f":"'Relevant Variables'!$E$41","v":0},{"$f":"'Relevant Variables'!$E$71","v":0},{"$f":"'Relevant Variables'!$E$101","v":0},{"$f":"'Relevant Variables'!$E$131","v":0},{"$f":"'Relevant Variables'!$E$161","v":0},{"$f":"'Relevant Variables'!$E$191","v":0},{"$f":"'Relevant Variables'!$E$221","v":0},{"$f":"'Relevant Variables'!$E$251","v":0},{"$f":"'Relevant Variables'!$E$281","v":0},{"$f":"'Relevant Variables'!$E$311","v":0},{"$f":"'Relevant Variables'!$E$341","v":0},{"$f":"'Relevant Variables'!$E$371","v":0},{"$f":"'Relevant Variables'!$E$401","v":0},{"$f":"'Relevant Variables'!$E$431","v":0},{"$f":"'Relevant Variables'!$E$461","v":0},{"$f":"'Relevant Variables'!$E$491","v":0},{"$f":"'Relevant Variables'!$E$521","v":0},{"$f":"'Relevant Variables'!$E$551","v":0},{"$f":"'Relevant Variables'!$E$581","v":0},{"$f":"'Relevant Variables'!$E$611","v":0},null,{"$f":"AC178","v":false},null,null,122,{"$f":"'Energy Consumption'!$E$51","v":0},{"$f":"'Energy Consumption'!$E$52","v":0},{"$f":"'Energy Consumption'!$E$133","v":0},{"$f":"'Energy Consumption'!$E$134","v":0},{"$f":"'Energy Consumption'!$E$215","v":0},{"$f":"'Energy Consumption'!$E$216","v":0},{"$f":"'Energy Consumption'!$E$297","v":0},{"$f":"'Energy Consumption'!$E$298","v":0},{"$f":"'Energy Consumption'!$E$379","v":0},{"$f":"'Energy Consumption'!$E$380","v":0},{"$f":"'Energy Consumption'!$E$461","v":0},{"$f":"'Energy Consumption'!$E$462","v":0},{"$f":"'Energy Consumption'!$E$543","v":0},{"$f":"'Energy Consumption'!$E$544","v":0},{"$f":"'Energy Consumption'!$E$625","v":0},{"$f":"'Energy Consumption'!$E$626","v":0},{"$f":"'Energy Consumption'!$E$707","v":0},{"$f":"'Energy Consumption'!$E$708","v":0},{"$f":"'Energy Consumption'!$E$789","v":0},{"$f":"'Energy Consumption'!$E$790","v":0},{"$f":"'Energy Consumption'!$E$871","v":0},{"$f":"'Energy Consumption'!$E$872","v":0},{"$f":"'Energy Consumption'!$E$953","v":0},{"$f":"'Energy Consumption'!$E$954","v":0},{"$f":"'Energy Consumption'!$E$1035","v":0},{"$f":"'Energy Consumption'!$E$1036","v":0},{"$f":"'Energy Consumption'!$E$1117","v":0},{"$f":"'Energy Consumption'!$E$1118","v":0},{"$f":"'Energy Consumption'!$E$1199","v":0},{"$f":"'Energy Consumption'!$E$1200","v":0},{"$f":"'Energy Consumption'!$E$1281","v":0},{"$f":"'Energy Consumption'!$E$1282","v":0},{"$f":"'Energy Consumption'!$E$1363","v":0},{"$f":"'Energy Consumption'!$E$1364","v":0},{"$f":"'Energy Consumption'!$E$1445","v":0},{"$f":"'Energy Consumption'!$E$1446","v":0},{"$f":"'Energy Consumption'!$E$1527","v":0},{"$f":"'Energy Consumption'!$E$1528","v":0},{"$f":"'Energy Consumption'!$E$1609","v":0},{"$f":"'Energy Consumption'!$E$1610","v":0}]
["2019-03-01",{"$f":"SUMIF($AG$9:$BT$9,\"=\"&B$9,$AG180:$BT180)","v":0},0,0,0,0,0,{"$f":"'Relevant Variables'!$F$41","v":0},{"$f":"'Relevant Variables'!$F$71","v":0},{"$f":"'Relevant Variables'!$F$101","v":0},{"$f":"'Relevant Variables'!$F$131","v":0},{"$f":"'Relevant Variables'!$F$161","v":0},{"$f":"'Relevant Variables'!$F$191","v":0},{"$f":"'Relevant Variables'!$F$221","v":0},{"$f":"'Relevant Variables'!$F$251","v":0},{"$f":"'Relevant Variables'!$F$281","v":0},{"$f":"'Relevant Variables'!$F$311","v":0},{"$f":"'Relevant Variables'!$F$341","v":0},{"$f":"'Relevant Variables'!$F$371","v":0},{"$f":"'Relevant Variables'!$F$401","v":0},{"$f":"'Relevant Variables'!$F$431","v":0},{"$f":"'Relevant Variables'!$F$461","v":0},{"$f":"'Relevant Variables'!$F$491","v":0},{"$f":"'Relevant Variables'!$F$521","v":0},{"$f":"'Relevant Variables'!$F$551","v":0},{"$f":"'Relevant Variables'!$F$581","v":0},{"$f":"'Relevant Variables'!$F$611","v":0},null,false,null,null,123,{"$f":"'Energy Consumption'!$F$51","v":0},{"$f":"'Energy Consumption'!$F$52","v":0},{"$f":"'Energy Consumption'!$F$133","v":0},{"$f":"'Energy Consumption'!$F$134","v":0},{"$f":"'Energy Consumption'!$F$215","v":0},{"$f":"'Energy Consumption'!$F$216","v":0},{"$f":"'Energy Consumption'!$F$297","v":0},{"$f":"'Energy Consumption'!$F$298","v":0},{"$f":"'Energy Consumption'!$F$379","v":0},{"$f":"'Energy Consumption'!$F$380","v":0},{"$f":"'Energy Consumption'!$F$461","v":0},{"$f":"'Energy Consumption'!$F$462","v":0},{"$f":"'Energy Consumption'!$F$543","v":0},{"$f":"'Energy Consumption'!$F$544","v":0},{"$f":"'Energy Consumption'!$F$625","v":0},{"$f":"'Energy Consumption'!$F$626","v":0},{"$f":"'Energy Consumption'!$F$707","v":0},{"$f":"'Energy Consumption'!$F$708","v":0},{"$f":"'Energy Consumption'!$F$789","v":0},{"$f":"'Energy Consumption'!$F$790","v":0},{"$f":"'Energy Consumption'!$F$871","v":0},{"$f":"'Energy Consumption'!$F$872","v":0},{"$f":"'Energy Consumption'!$F$953","v":0},{"$f":"'Energy Consumption'!$F$954","v":0},{"$f":"'Energy Consumption'!$F$1035","v":0},{"$f":"'Energy Consumption'!$F$1036","v":0},{"$f":"'Energy Consumption'!$F$1117","v":0},{"$f":"'Energy Consumption'!$F$1118","v":0},{"$f":"'Energy Consumption'!$F$1199","v":0},{"$f":"'Energy Consumption'!$F$1200","v":0},{"$f":"'Energy Consumption'!$F$1281","v":0},{"$f":"'Energy Consumption'!$F$1282","v":0},{"$f":"'Energy Consumption'!$F$1363","v":0},{"$f":"'Energy Consumption'!$F$1364","v":0},{"$f":"'Energy Consumption'!$F$1445","v":0},{"$f":"'Energy Consumption'!$F$1446","v":0},{"$f":"'Energy Consumption'!$F$1527","v":0},{"$f":"'Energy Consumption'!$F$1528","v":0},{"$f":"'Energy Consumption'!$F$1609","v":0},{"$f":"'Energy Consumption'!$F$1610","v":0}]
["2019-04-01",0,0,0,0,0,0,{"$f":"'Relevant Variables'!$G$41","v":0},{"$f":"'Relevant Variables'!$G$71","v":0},{"$f":"'Relevant Variables'!$G$101","v":0},{"$f":"'Relevant Variables'!$G$131","v":0},{"$f":"'Relevant Variables'!$G$161","v":0},{"$f":"'Relevant Variables'!$G$191","v":0},{"$f":"'Relevant Variables'!$G$221","v":0},{"$f":"'Relevant Variables'!$G$251","v":0},{"$f":"'Relevant Variables'!$G$281","v":0},{"$f":"'Relevant Variables'!$G$311","v":0},{"$f":"'Relevant Variables'!$G$341","v":0},{"$f":"'Relevant Variables'!$G$371","v":0},{"$f":"'Relevant Variables'!$G$401","v":0},{"$f":"'Relevant Variables'!$G$431","v":0},{"$f":"'Relevant Variables'!$G$461","v":0},{"$f":"'Relevant Variables'!$G$491","v":0},{"$f":"'Relevant Variables'!$G$521","v":0},{"$f":"'Relevant Variables'!$G$551","v":0},{"$f":"'Relevant Variables'!$G$581","v":0},{"$f":"'Relevant Variables'!$G$611","v":0},null,false,null,null,124,{"$f":"'Energy Consumption'!$G$51","v":0},{"$f":"'Energy Consumption'!$G$52","v":0},{"$f":"'Energy Consumption'!$G$133","v":0},{"$f":"'Energy Consumption'!$G$134","v":0},{"$f":"'Energy Consumption'!$G$215","v":0},{"$f":"'Energy Consumption'!$G$216","v":0},{"$f":"'Energy Consumption'!$G$297","v":0},{"$f":"'Energy Consumption'!$G$298","v":0},{"$f":"'Energy Consumption'!$G$379","v":0},{"$f":"'Energy Consumption'!$G$380","v":0},{"$f":"'Energy Consumption'!$G$461","v":0},{"$f":"'Energy Consumption'!$G$462","v":0},{"$f":"'Energy Consumption'!$G$543","v":0},{"$f":"'Energy Consumption'!$G$544","v":0},{"$f":"'Energy Consumption'!$G$625","v":0},{"$f":"'Energy Consumption'!$G$626","v":0},{"$f":"'Energy Consumption'!$G$707","v":0},{"$f":"'Energy Consumption'!$G$708","v":0},{"$f":"'Energy Consumption'!$G$789","v":0},{"$f":"'Energy Consumption'!$G$790","v":0},{"$f":"'Energy Consumption'!$G$871","v":0},{"$f":"'Energy Consumption'!$G$872","v":0},{"$f":"'Energy Consumption'!$G$953","v":0},{"$f":"'Energy Consumption'!$G$954","v":0},{"$f":"'Energy Consumption'!$G$1035","v":0},{"$f":"'Energy Consumption'!$G$1036","v":0},{"$f":"'Energy Consumption'!$G$1117","v":0},{"$f":"'Energy Consumption'!$G$1118","v":0},{"$f":"'Energy Consumption'!$G$1199","v":0},{"$f":"'Energy Consumption'!$G$1200","v":0},{"$f":"'Energy Consumption'!$G$1281","v":0},{"$f":"'Energy Consumption'!$G$1282","v":0},{"$f":"'Energy Consumption'!$G$1363","v":0},{"$f":"'Energy Consumption'!$G$1364","v":0},{"$f":"'Energy Consumption'!$G$1445","v":0},{"$f":"'Energy Consumption'!$G$1446","v":0},{"$f":"'Energy Consumption'!$G$1527","v":0},{"$f":"'Energy Consumption'!$G$1528","v":0},{"$f":"'Energy Consumption'!$G$1609","v":0},{"$f":"'Energy Consumption'!$G$1610","v":0}]
["2019-05-01",0,0,0,0,0,0,{"$f":"'Relevant Variables'!$H$41","v":0},{"$f":"'Relevant Variables'!$H$71","v":0},{"$f":"'Relevant Variables'!$H$101","v":0},{"$f":"'Relevant Variables'!$H$131","v":0},{"$f":"'Relevant Variables'!$H$161","v":0},{"$f":"'Relevant Variables'!$H$191","v":0},{"$f":"'Relevant Variables'!$H$221","v":0},{"$f":"'Relevant Variables'!$H$251","v":0},{"$f":"'Relevant Variables'!$H$281","v":0},{"$f":"'Relevant Variables'!$H$311","v":0},{"$f":"'Relevant Variables'!$H$341","v":0},{"$f":"'Relevant Variables'!$H$371","v":0},{"$f":"'Relevant Variables'!$H$401","v":0},{"$f":"'Relevant Variables'!$H$431","v":0},{"$f":"'Relevant Variables'!$H$461","v":0},{"$f":"'Relevant Variables'!$H$491","v":0},{"$f":"'Relevant Variables'!$H$521","v":0},{"$f":"'Relevant Variables'!$H$551","v":0},{"$f":"'Relevant Variables'!$H$581","v":0},{"$f":"'Relevant Variables'!$H$611","v":0},null,false,null,null,125,{"$f":"'Energy Consumption'!$H$51","v":0},{"$f":"'Energy Consumption'!$H$52","v":0},{"$f":"'Energy Consumption'!$H$133","v":0},{"$f":"'Energy Consumption'!$H$134","v":0},{"$f":"'Energy Consumption'!$H$215","v":0},{"$f":"'Energy Consumption'!$H$216","v":0},{"$f":"'Energy Consumption'!$H$297","v":0},{"$f":"'Energy Consumption'!$H$298","v":0},{"$f":"'Energy Consumption'!$H$379","v":0},{"$f":"'Energy Consumption'!$H$380","v":0},{"$f":"'Energy Consumption'!$H$461","v":0},{"$f":"'Energy Consumption'!$H$462","v":0},{"$f":"'Energy Consumption'!$H$543","v":0},{"$f":"'Energy Consumption'!$H$544","v":0},{"$f":"'Energy Consumption'!$H$625","v":0},{"$f":"'Energy Consumption'!$H$626","v":0},{"$f":"'Energy Consumption'!$H$707","v":0},{"$f":"'Energy Consumption'!$H$708","v":0},{"$f":"'Energy Consumption'!$H$789","v":0},{"$f":"'Energy Consumption'!$H$790","v":0},{"$f":"'Energy Consumption'!$H$871","v":0},{"$f":"'Energy Consumption'!$H$872","v":0},{"$f":"'Energy Consumption'!$H$953","v":0},{"$f":"'Energy Consumption'!$H$954","v":0},{"$f":"'Energy Consumption'!$H$1035","v":0},{"$f":"'Energy Consumption'!$H$1036","v":0},{"$f":"'Energy Consumption'!$H$1117","v":0},{"$f":"'Energy Consumption'!$H$1118","v":0},{"$f":"'Energy Consumption'!$H$1199","v":0},{"$f":"'Energy Consumption'!$H$1200","v":0},{"$f":"'Energy Consumption'!$H$1281","v":0},{"$f":"'Energy Consumption'!$H$1282","v":0},{"$f":"'Energy Consumption'!$H$1363","v":0},{"$f":"'Energy Consumption'!$H$1364","v":0},{"$f":"'Energy Consumption'!$H$1445","v":0},{"$f":"'Energy Consumption'!$H$1446","v":0},{"$f":"'Energy Consumption'!$H$1527","v":0},{"$f":"'Energy Consumption'!$H$1528","v":0},{"$f":"'Energy Consumption'!$H$1609","v":0},{"$f":"'Energy Consumption'!$H$1610","v":0}]
["2019-06-01",0,0,0,0,0,0,{"$f":"'Relevant Variables'!$I$41","v":0},{"$f":"'Relevant Variables'!$I$71","v":0},{"$f":"'Relevant Variables'!$I$101","v":0},{"$f":"'Relevant Variables'!$I$131","v":0},{"$f":"'Relevant Variables'!$I$161","v":0},{"$f":"'Relevant Variables'!$I$191","v":0},{"$f":"'Relevant Variables'!$I$221","v":0},{"$f":"'Relevant Variables'!$I$251","v":0},{"$f":"'Relevant Variables'!$I$281","v":0},{"$f":"'Relevant Variables'!$I$311","v":0},{"$f":"'Relevant Variables'!$I$341","v":0},{"$f":"'Relevant Variables'!$I$371","v":0},{"$f":"'Relevant Variables'!$I$401","v":0},{"$f":"'Relevant Variables'!$I$431","v":0},{"$f":"'Relevant Variables'!$I$461","v":0},{"$f":"'Relevant Variables'!$I$491","v":0},{"$f":"'Relevant Variables'!$I$521","v":0},{"$f":"'Relevant Variables'!$I$551","v":0},{"$f":"'Relevant Variables'!$I$581","v":0},{"$f":"'Relevant Variables'!$I$611","v":0},null,false,null,null,126,{"$f":"'Energy Consumption'!$I$51","v":0},{"$f":"'Energy Consumption'!$I$52","v":0},{"$f":"'Energy Consumption'!$I$133","v":0},{"$f":"'Energy Consumption'!$I$134","v":0},{"$f":"'Energy Consumption'!$I$215","v":0},{"$f":"'Energy Consumption'!$I$216","v":0},{"$f":"'Energy Consumption'!$I$297","v":0},{"$f":"'Energy Consumption'!$I$298","v":0},{"$f":"'Energy Consumption'!$I$379","v":0},{"$f":"'Energy Consumption'!$I$380","v":0},{"$f":"'Energy Consumption'!$I$461","v":0},{"$f":"'Energy Consumption'!$I$462","v":0},{"$f":"'Energy Consumption'!$I$543","v":0},{"$f":"'Energy Consumption'!$I$544","v":0},{"$f":"'Energy Consumption'!$I$625","v":0},{"$f":"'Energy Consumption'!$I$626","v":0},{"$f":"'Energy Consumption'!$I$707","v":0},{"$f":"'Energy Consumption'!$I$708","v":0},{"$f":"'Energy Consumption'!$I$789","v":0},{"$f":"'Energy Consumption'!$I$790","v":0},{"$f":"'Energy Consumption'!$I$871","v":0},{"$f":"'Energy Consumption'!$I$872","v":0},{"$f":"'Energy Consumption'!$I$953","v":0},{"$f":"'Energy Consumption'!$I$954","v":0},{"$f":"'Energy Consumption'!$I$1035","v":0},{"$f":"'Energy Consumption'!$I$1036","v":0},{"$f":"'Energy Consumption'!$I$1117","v":0},{"$f":"'Energy Consumption'!$I$1118","v":0},{"$f":"'Energy Consumption'!$I$1199","v":0},{"$f":"'Energy Consumption'!$I$1200","v":0},{"$f":"'Energy Consumption'!$I$1281","v":0},{"$f":"'Energy Consumption'!$I$1282","v":0},{"$f":"'Energy Consumption'!$I$1363","v":0},{"$f":"'Energy Consumption'!$I$1364","v":0},{"$f":"'Energy Consumption'!$I$1445","v":0},{"$f":"'Energy Consumption'!$I$1446","v":0},{"$f":"'Energy Consumption'!$I$1527","v":0},{"$f":"'Energy Consumption'!$I$1528","v":0},{"$f":"'Energy Consumption'!$I$1609","v":0},{"$f":"'Energy Consumption'!$I$1610","v":0}]
["2019-07-01",0,0,0,0,0,0,{"$f":"'Relevant Variables'!$J$41","v":0},{"$f":"'Relevant Variables'!$J$71","v":0},{"$f":"'Relevant Variables'!$J$101","v":0},{"$f":"'Relevant Variables'!$J$131","v":0},{"$f":"'Relevant Variables'!$J$161","v":0},{"$f":"'Relevant Variables'!$J$191","v":0},{"$f":"'Relevant Variables'!$J$221","v":0},{"$f":"'Relevant Variables'!$J$251","v":0},{"$f":"'Relevant Variables'!$J$281","v":0},{"$f":"'Relevant Variables'!$J$311","v":0},{"$f":"'Relevant Variables'!$J$341","v":0},{"$f":"'Relevant Variables'!$J$371","v":0},{"$f":"'Relevant Variables'!$J$401","v":0},{"$f":"'Relevant Variables'!$J$431","v":0},{"$f":"'Relevant Variables'!$J$461","v":0},{"$f":"'Relevant Variables'!$J$491","v":0},{"$f":"'Relevant Variables'!$J$521","v":0},{"$f":"'Relevant Variables'!$J$551","v":0},{"$f":"'Relevant Variables'!$J$581","v":0},{"$f":"'Relevant Variables'!$J$611","v":0},null,false,null,null,127,{"$f":"'Energy Consumption'!$J$51","v":0},{"$f":"'Energy Consumption'!$J$52","v":0},{"$f":"'Energy Consumption'!$J$133","v":0},{"$f":"'Energy Consumption'!$J$134","v":0},{"$f":"'Energy Consumption'!$J$215","v":0},{"$f":"'Energy Consumption'!$J$216","v":0},{"$f":"'Energy Consumption'!$J$297","v":0},{"$f":"'Energy Consumption'!$J$298","v":0},{"$f":"'Energy Consumption'!$J$379","v":0},{"$f":"'Energy Consumption'!$J$380","v":0},{"$f":"'Energy Consumption'!$J$461","v":0},{"$f":"'Energy Consumption'!$J$462","v":0},{"$f":"'Energy Consumption'!$J$543","v":0},{"$f":"'Energy Consumption'!$J$544","v":0},{"$f":"'Energy Consumption'!$J$625","v":0},{"$f":"'Energy Consumption'!$J$626","v":0},{"$f":"'Energy Consumption'!$J$707","v":0},{"$f":"'Energy Consumption'!$J$708","v":0},{"$f":"'Energy Consumption'!$J$789","v":0},{"$f":"'Energy Consumption'!$J$790","v":0},{"$f":"'Energy Consumption'!$J$871","v":0},{"$f":"'Energy Consumption'!$J$872","v":0},{"$f":"'Energy Consumption'!$J$953","v":0},{"$f":"'Energy Consumption'!$J$954","v":0},{"$f":"'Energy Consumption'!$J$1035","v":0},{"$f":"'Energy Consumption'!$J$1036","v":0},{"$f":"'Energy Consumption'!$J$1117","v":0},{"$f":"'Energy Consumption'!$J$1118","v":0},{"$f":"'Energy Consumption'!$J$1199","v":0},{"$f":"'Energy Consumption'!$J$1200","v":0},{"$f":"'Energy Consumption'!$J$1281","v":0},{"$f":"'Energy Consumption'!$J$1282","v":0},{"$f":"'Energy Consumption'!$J$1363","v":0},{"$f":"'Energy Consumption'!$J$1364","v":0},{"$f":"'Energy Consumption'!$J$1445","v":0},{"$f":"'Energy Consumption'!$J$1446","v":0},{"$f":"'Energy Consumption'!$J$1527","v":0},{"$f":"'Energy Consumption'!$J$1528","v":0},{"$f":"'Energy Consumption'!$J$1609","v":0},{"$f":"'Energy Consumption'!$J$1610","v":0}]
["2019-08-01",0,0,0,0,0,0,{"$f":"'Relevant Variables'!$K$41","v":0},{"$f":"'Relevant Variables'!$K$71","v":0},{"$f":"'Relevant Variables'!$K$101","v":0},{"$f":"'Relevant Variables'!$K$131","v":0},{"$f":"'Relevant Variables'!$K$161","v":0},{"$f":"'Relevant Variables'!$K$191","v":0},{"$f":"'Relevant Variables'!$K$221","v":0},{"$f":"'Relevant Variables'!$K$251","v":0},{"$f":"'Relevant Variables'!$K$281","v":0},{"$f":"'Relevant Variables'!$K$311","v":0},{"$f":"'Relevant Variables'!$K$341","v":0},{"$f":"'Relevant Variables'!$K$371","v":0},{"$f":"'Relevant Variables'!$K$401","v":0},{"$f":"'Relevant Variables'!$K$431","v":0},{"$f":"'Relevant Variables'!$K$461","v":0},{"$f":"'Relevant Variables'!$K$491","v":0},{"$f":"'Relevant Variables'!$K$521","v":0},{"$f":"'Relevant Variables'!$K$551","v":0},{"$f":"'Relevant Variables'!$K$581","v":0},{"$f":"'Relevant Variables'!$K$611","v":0},null,false,null,null,128,{"$f":"'Energy Consumption'!$K$51","v":0},{"$f":"'Energy Consumption'!$K$52","v":0},{"$f":"'Energy Consumption'!$K$133","v":0},{"$f":"'Energy Consumption'!$K$134","v":0},{"$f":"'Energy Consumption'!$K$215","v":0},{"$f":"'Energy Consumption'!$K$216","v":0},{"$f":"'Energy Consumption'!$K$297","v":0},{"$f":"'Energy Consumption'!$K$298","v":0},{"$f":"'Energy Consumption'!$K$379","v":0},{"$f":"'Energy Consumption'!$K$380","v":0},{"$f":"'Energy Consumption'!$K$461","v":0},{"$f":"'Energy Consumption'!$K$462","v":0},{"$f":"'Energy Consumption'!$K$543","v":0},{"$f":"'Energy Consumption'!$K$544","v":0},{"$f":"'Energy Consumption'!$K$625","v":0},{"$f":"'Energy Consumption'!$K$626","v":0},{"$f":"'Energy Consumption'!$K$707","v":0},{"$f":"'Energy Consumption'!$K$708","v":0},{"$f":"'Energy Consumption'!$K$789","v":0},{"$f":"'Energy Consumption'!$K$790","v":0},{"$f":"'Energy Consumption'!$K$871","v":0},{"$f":"'Energy Consumption'!$K$872","v":0},{"$f":"'Energy Consumption'!$K$953","v":0},{"$f":"'Energy Consumption'!$K$954","v":0},{"$f":"'Energy Consumption'!$K$1035","v":0},{"$f":"'Energy Consumption'!$K$1036","v":0},{"$f":"'Energy Consumption'!$K$1117","v":0},{"$f":"'Energy Consumption'!$K$1118","v":0},{"$f":"'Energy Consumption'!$K$1199","v":0},{"$f":"'Energy Consumption'!$K$1200","v":0},{"$f":"'Energy Consumption'!$K$1281","v":0},{"$f":"'Energy Consumption'!$K$1282","v":0},{"$f":"'Energy Consumption'!$K$1363","v":0},{"$f":"'Energy Consumption'!$K$1364","v":0},{"$f":"'Energy Consumption'!$K$1445","v":0},{"$f":"'Energy Consumption'!$K$1446","v":0},{"$f":"'Energy Consumption'!$K$1527","v":0},{"$f":"'Energy Consumption'!$K$1528","v":0},{"$f":"'Energy Consumption'!$K$1609","v":0},{"$f":"'Energy Consumption'!$K$1610","v":0}]
["2019-09-01",0,0,0,0,0,0,{"$f":"'Relevant Variables'!$L$41","v":0},{"$f":"'Relevant Variables'!$L$71","v":0},{"$f":"'Relevant Variables'!$L$101","v":0},{"$f":"'Relevant Variables'!$L$131","v":0},{"$f":"'Relevant Variables'!$L$161","v":0},{"$f":"'Relevant Variables'!$L$191","v":0},{"$f":"'Relevant Variables'!$L$221","v":0},{"$f":"'Relevant Variables'!$L$251","v":0},{"$f":"'Relevant Variables'!$L$281","v":0},{"$f":"'Relevant Variables'!$L$311","v":0},{"$f":"'Relevant Variables'!$L$341","v":0},{"$f":"'Relevant Variables'!$L$371","v":0},{"$f":"'Relevant Variables'!$L$401","v":0},{"$f":"'Relevant Variables'!$L$431","v":0},{"$f":"'Relevant Variables'!$L$461","v":0},{"$f":"'Relevant Variables'!$L$491","v":0},{"$f":"'Relevant Variables'!$L$521","v":0},{"$f":"'Relevant Variables'!$L$551","v":0},{"$f":"'Relevant Variables'!$L$581","v":0},{"$f":"'Relevant Variables'!$L$611","v":0},null,false,null,null,129,{"$f":"'Energy Consumption'!$L$51","v":0},{"$f":"'Energy Consumption'!$L$52","v":0},{"$f":"'Energy Consumption'!$L$133","v":0},{"$f":"'Energy Consumption'!$L$134","v":0},{"$f":"'Energy Consumption'!$L$215","v":0},{"$f":"'Energy Consumption'!$L$216","v":0},{"$f":"'Energy Consumption'!$L$297","v":0},{"$f":"'Energy Consumption'!$L$298","v":0},{"$f":"'Energy Consumption'!$L$379","v":0},{"$f":"'Energy Consumption'!$L$380","v":0},{"$f":"'Energy Consumption'!$L$461","v":0},{"$f":"'Energy Consumption'!$L$462","v":0},{"$f":"'Energy Consumption'!$L$543","v":0},{"$f":"'Energy Consumption'!$L$544","v":0},{"$f":"'Energy Consumption'!$L$625","v":0},{"$f":"'Energy Consumption'!$L$626","v":0},{"$f":"'Energy Consumption'!$L$707","v":0},{"$f":"'Energy Consumption'!$L$708","v":0},{"$f":"'Energy Consumption'!$L$789","v":0},{"$f":"'Energy Consumption'!$L$790","v":0},{"$f":"'Energy Consumption'!$L$871","v":0},{"$f":"'Energy Consumption'!$L$872","v":0},{"$f":"'Energy Consumption'!$L$953","v":0},{"$f":"'Energy Consumption'!$L$954","v":0},{"$f":"'Energy Consumption'!$L$1035","v":0},{"$f":"'Energy Consumption'!$L$1036","v":0},{"$f":"'Energy Consumption'!$L$1117","v":0},{"$f":"'Energy Consumption'!$L$1118","v":0},{"$f":"'Energy Consumption'!$L$1199","v":0},{"$f":"'Energy Consumption'!$L$1200","v":0},{"$f":"'Energy Consumption'!$L$1281","v":0},{"$f":"'Energy Consumption'!$L$1282","v":0},{"$f":"'Energy Consumption'!$L$1363","v":0},{"$f":"'Energy Consumption'!$L$1364","v":0},{"$f":"'Energy Consumption'!$L$1445","v":0},{"$f":"'Energy Consumption'!$L$1446","v":0},{"$f":"'Energy Consumption'!$L$1527","v":0},{"$f":"'Energy Consumption'!$L$1528","v":0},{"$f":"'Energy Consumption'!$L$1609","v":0},{"$f":"'Energy Consumption'!$L$1610","v":0}]
["2019-10-01",0,0,0,0,0,0,{"$f":"'Relevant Variables'!$M$41","v":0},{"$f":"'Relevant Variables'!$M$71","v":0},{"$f":"'Relevant Variables'!$M$101","v":0},{"$f":"'Relevant Variables'!$M$131","v":0},{"$f":"'Relevant Variables'!$M$161","v":0},{"$f":"'Relevant Variables'!$M$191","v":0},{"$f":"'Relevant Variables'!$M$221","v":0},{"$f":"'Relevant Variables'!$M$251","v":0},{"$f":"'Relevant Variables'!$M$281","v":0},{"$f":"'Relevant Variables'!$M$311","v":0},{"$f":"'Relevant Variables'!$M$341","v":0},{"$f":"'Relevant Variables'!$M$371","v":0},{"$f":"'Relevant Variables'!$M$401","v":0},{"$f":"'Relevant Variables'!$M$431","v":0},{"$f":"'Relevant Variables'!$M$461","v":0},{"$f":"'Relevant Variables'!$M$491","v":0},{"$f":"'Relevant Variables'!$M$521","v":0},{"$f":"'Relevant Variables'!$M$551","v":0},{"$f":"'Relevant Variables'!$M$581","v":0},{"$f":"'Relevant Variables'!$M$611","v":0},null,false,null,null,130,{"$f":"'Energy Consumption'!$M$51","v":0},{"$f":"'Energy Consumption'!$M$52","v":0},{"$f":"'Energy Consumption'!$M$133","v":0},{"$f":"'Energy Consumption'!$M$134","v":0},{"$f":"'Energy Consumption'!$M$215","v":0},{"$f":"'Energy Consumption'!$M$216","v":0},{"$f":"'Energy Consumption'!$M$297","v":0},{"$f":"'Energy Consumption'!$M$298","v":0},{"$f":"'Energy Consumption'!$M$379","v":0},{"$f":"'Energy Consumption'!$M$380","v":0},{"$f":"'Energy Consumption'!$M$461","v":0},{"$f":"'Energy Consumption'!$M$462","v":0},{"$f":"'Energy Consumption'!$M$543","v":0},{"$f":"'Energy Consumption'!$M$544","v":0},{"$f":"'Energy Consumption'!$M$625","v":0},{"$f":"'Energy Consumption'!$M$626","v":0},{"$f":"'Energy Consumption'!$M$707","v":0},{"$f":"'Energy Consumption'!$M$708","v":0},{"$f":"'Energy Consumption'!$M$789","v":0},{"$f":"'Energy Consumption'!$M$790","v":0},{"$f":"'Energy Consumption'!$M$871","v":0},{"$f":"'Energy Consumption'!$M$872","v":0},{"$f":"'Energy Consumption'!$M$953","v":0},{"$f":"'Energy Consumption'!$M$954","v":0},{"$f":"'Energy Consumption'!$M$1035","v":0},{"$f":"'Energy Consumption'!$M$1036","v":0},{"$f":"'Energy Consumption'!$M$1117","v":0},{"$f":"'Energy Consumption'!$M$1118","v":0},{"$f":"'Energy Consumption'!$M$1199","v":0},{"$f":"'Energy Consumption'!$M$1200","v":0},{"$f":"'Energy Consumption'!$M$1281","v":0},{"$f":"'Energy Consumption'!$M$1282","v":0},{"$f":"'Energy Consumption'!$M$1363","v":0},{"$f":"'Energy Consumption'!$M$1364","v":0},{"$f":"'Energy Consumption'!$M$1445","v":0},{"$f":"'Energy Consumption'!$M$1446","v":0},{"$f":"'Energy Consumption'!$M$1527","v":0},{"$f":"'Energy Consumption'!$M$1528","v":0},{"$f":"'Energy Consumption'!$M$1609","v":0},{"$f":"'Energy Consumption'!$M$1610","v":0}]
["2019-11-01",0,0,0,0,0,0,{"$f":"'Relevant Variables'!$N$41","v":0},{"$f":"'Relevant Variables'!$N$71","v":0},{"$f":"'Relevant Variables'!$N$101","v":0},{"$f":"'Relevant Variables'!$N$131","v":0},{"$f":"'Relevant Variables'!$N$161","v":0},{"$f":"'Relevant Variables'!$N$191","v":0},{"$f":"'Relevant Variables'!$N$221","v":0},{"$f":"'Relevant Variables'!$N$251","v":0},{"$f":"'Relevant Variables'!$N$281","v":0},{"$f":"'Relevant Variables'!$N$311","v":0},{"$f":"'Relevant Variables'!$N$341","v":0},{"$f":"'Relevant Variables'!$N$371","v":0},{"$f":"'Relevant Variables'!$N$401","v":0},{"$f":"'Relevant Variables'!$N$431","v":0},{"$f":"'Relevant Variables'!$N$461","v":0},{"$f":"'Relevant Variables'!$N$491","v":0},{"$f":"'Relevant Variables'!$N$521","v":0},{"$f":"'Relevant Variables'!$N$551","v":0},{"$f":"'Relevant Variables'!$N$581","v":0},{"$f":"'Relevant Variables'!$N$611","v":0},null,false,null,null,131,{"$f":"'Energy Consumption'!$N$51","v":0},{"$f":"'Energy Consumption'!$N$52","v":0},{"$f":"'Energy Consumption'!$N$133","v":0},{"$f":"'Energy Consumption'!$N$134","v":0},{"$f":"'Energy Consumption'!$N$215","v":0},{"$f":"'Energy Consumption'!$N$216","v":0},{"$f":"'Energy Consumption'!$N$297","v":0},{"$f":"'Energy Consumption'!$N$298","v":0},{"$f":"'Energy Consumption'!$N$379","v":0},{"$f":"'Energy Consumption'!$N$380","v":0},{"$f":"'Energy Consumption'!$N$461","v":0},{"$f":"'Energy Consumption'!$N$462","v":0},{"$f":"'Energy Consumption'!$N$543","v":0},{"$f":"'Energy Consumption'!$N$544","v":0},{"$f":"'Energy Consumption'!$N$625","v":0},{"$f":"'Energy Consumption'!$N$626","v":0},{"$f":"'Energy Consumption'!$N$707","v":0},{"$f":"'Energy Consumption'!$N$708","v":0},{"$f":"'Energy Consumption'!$N$789","v":0},{"$f":"'Energy Consumption'!$N$790","v":0},{"$f":"'Energy Consumption'!$N$871","v":0},{"$f":"'Energy Consumption'!$N$872","v":0},{"$f":"'Energy Consumption'!$N$953","v":0},{"$f":"'Energy Consumption'!$N$954","v":0},{"$f":"'Energy Consumption'!$N$1035","v":0},{"$f":"'Energy Consumption'!$N$1036","v":0},{"$f":"'Energy Consumption'!$N$1117","v":0},{"$f":"'Energy Consumption'!$N$1118","v":0},{"$f":"'Energy Consumption'!$N$1199","v":0},{"$f":"'Energy Consumption'!$N$1200","v":0},{"$f":"'Energy Consumption'!$N$1281","v":0},{"$f":"'Energy Consumption'!$N$1282","v":0},{"$f":"'Energy Consumption'!$N$1363","v":0},{"$f":"'Energy Consumption'!$N$1364","v":0},{"$f":"'Energy Consumption'!$N$1445","v":0},{"$f":"'Energy Consumption'!$N$1446","v":0},{"$f":"'Energy Consumption'!$N$1527","v":0},{"$f":"'Energy Consumption'!$N$1528","v":0},{"$f":"'Energy Consumption'!$N$1609","v":0},{"$f":"'Energy Consumption'!$N$1610","v":0}]
["2019-12-01",0,0,0,0,0,0,{"$f":"'Relevant Variables'!$O$41","v":0},{"$f":"'Relevant Variables'!$O$71","v":0},{"$f":"'Relevant Variables'!$O$101","v":0},{"$f":"'Relevant Variables'!$O$131","v":0},{"$f":"'Relevant Variables'!$O$161","v":0},{"$f":"'Relevant Variables'!$O$191","v":0},{"$f":"'Relevant Variables'!$O$221","v":0},{"$f":"'Relevant Variables'!$O$251","v":0},{"$f":"'Relevant Variables'!$O$281","v":0},{"$f":"'Relevant Variables'!$O$311","v":0},{"$f":"'Relevant Variables'!$O$341","v":0},{"$f":"'Relevant Variables'!$O$371","v":0},{"$f":"'Relevant Variables'!$O$401","v":0},{"$f":"'Relevant Variables'!$O$431","v":0},{"$f":"'Relevant Variables'!$O$461","v":0},{"$f":"'Relevant Variables'!$O$491","v":0},{"$f":"'Relevant Variables'!$O$521","v":0},{"$f":"'Relevant Variables'!$O$551","v":0},{"$f":"'Relevant Variables'!$O$581","v":0},{"$f":"'Relevant Variables'!$O$611","v":0},null,false,null,null,132,{"$f":"'Energy Consumption'!$O$51","v":0},{"$f":"'Energy Consumption'!$O$52","v":0},{"$f":"'Energy Consumption'!$O$133","v":0},{"$f":"'Energy Consumption'!$O$134","v":0},{"$f":"'Energy Consumption'!$O$215","v":0},{"$f":"'Energy Consumption'!$O$216","v":0},{"$f":"'Energy Consumption'!$O$297","v":0},{"$f":"'Energy Consumption'!$O$298","v":0},{"$f":"'Energy Consumption'!$O$379","v":0},{"$f":"'Energy Consumption'!$O$380","v":0},{"$f":"'Energy Consumption'!$O$461","v":0},{"$f":"'Energy Consumption'!$O$462","v":0},{"$f":"'Energy Consumption'!$O$543","v":0},{"$f":"'Energy Consumption'!$O$544","v":0},{"$f":"'Energy Consumption'!$O$625","v":0},{"$f":"'Energy Consumption'!$O$626","v":0},{"$f":"'Energy Consumption'!$O$707","v":0},{"$f":"'Energy Consumption'!$O$708","v":0},{"$f":"'Energy Consumption'!$O$789","v":0},{"$f":"'Energy Consumption'!$O$790","v":0},{"$f":"'Energy Consumption'!$O$871","v":0},{"$f":"'Energy Consumption'!$O$872","v":0},{"$f":"'Energy Consumption'!$O$953","v":0},{"$f":"'Energy Consumption'!$O$954","v":0},{"$f":"'Energy Consumption'!$O$1035","v":0},{"$f":"'Energy Consumption'!$O$1036","v":0},{"$f":"'Energy Consumption'!$O$1117","v":0},{"$f":"'Energy Consumption'!$O$1118","v":0},{"$f":"'Energy Consumption'!$O$1199","v":0},{"$f":"'Energy Consumption'!$O$1200","v":0},{"$f":"'Energy Consumption'!$O$1281","v":0},{"$f":"'Energy Consumption'!$O$1282","v":0},{"$f":"'Energy Consumption'!$O$1363","v":0},{"$f":"'Energy Consumption'!$O$1364","v":0},{"$f":"'Energy Consumption'!$O$1445","v":0},{"$f":"'Energy Consumption'!$O$1446","v":0},{"$f":"'Energy Consumption'!$O$1527","v":0},{"$f":"'Energy Consumption'!$O$1528","v":0},{"$f":"'Energy Consumption'!$O$1609","v":0},{"$f":"'Energy Consumption'!$O$1610","v":0}]
["2020-01-01",{"$f":"SUMIF($AG$9:$BT$9,\"=\"&B$9,$AG190:$BT190)","v":0},0,0,0,0,0,{"$f":"'Relevant Variables'!$D$40","v":0},{"$f":"'Relevant Variables'!$D$70","v":0},{"$f":"'Relevant Variables'!$D$100","v":0},{"$f":"'Relevant Variables'!$D$130","v":0},{"$f":"'Relevant Variables'!$D$160","v":0},{"$f":"'Relevant Variables'!$D$190","v":0},{"$f":"'Relevant Variables'!$D$220","v":0},{"$f":"'Relevant Variables'!$D$250","v":0},{"$f":"'Relevant Variables'!$D$280","v":0},{"$f":"'Relevant Variables'!$D$310","v":0},{"$f":"'Relevant Variables'!$D$340","v":0},{"$f":"'Relevant Variables'!$D$370","v":0},{"$f":"'Relevant Variables'!$D$400","v":0},{"$f":"'Relevant Variables'!$D$430","v":0},{"$f":"'Relevant Variables'!$D$460","v":0},{"$f":"'Relevant Variables'!$D$490","v":0},{"$f":"'Relevant Variables'!$D$520","v":0},{"$f":"'Relevant Variables'!$D$550","v":0},{"$f":"'Relevant Variables'!$D$580","v":0},{"$f":"'Relevant Variables'!$D$610","v":0},null,{"$f":"VLOOKUP(AD190,ActiveYears,2,)","v":false},{"$f":"AD178+1","v":2020},null,109,{"$f":"'Energy Consumption'!$D$49","v":0},{"$f":"'Energy Consumption'!$D$50","v":0},{"$f":"'Energy Consumption'!$D$131","v":0},{"$f":"'Energy Consumption'!$D$132","v":0},{"$f":"'Energy Consumption'!$D$213","v":0},{"$f":"'Energy Consumption'!$D$214","v":0},{"$f":"'Energy Consumption'!$D$295","v":0},{"$f":"'Energy Consumption'!$D$296","v":0},{"$f":"'Energy Consumption'!$D$377","v":0},{"$f":"'Energy Consumption'!$D$378","v":0},{"$f":"'Energy Consumption'!$D$459","v":0},{"$f":"'Energy Consumption'!$D$460","v":0},{"$f":"'Energy Consumption'!$D$541","v":0},{"$f":"'Energy Consumption'!$D$542","v":0},{"$f":"'Energy Consumption'!$D$623","v":0},{"$f":"'Energy Consumption'!$D$624","v":0},{"$f":"'Energy Consumption'!$D$705","v":0},{"$f":"'Energy Consumption'!$D$706","v":0},{"$f":"'Energy Consumption'!$D$787","v":0},{"$f":"'Energy Consumption'!$D$788","v":0},{"$f":"'Energy Consumption'!$D$869","v":0},{"$f":"'Energy Consumption'!$D$870","v":0},{"$f":"'Energy Consumption'!$D$951","v":0},{"$f":"'Energy Consumption'!$D$952","v":0},{"$f":"'Energy Consumption'!$D$1033","v":0},{"$f":"'Energy Consumption'!$D$1034","v":0},{"$f":"'Energy Consumption'!$D$1115","v":0},{"$f":"'Energy Consumption'!$D$1116","v":0},{"$f":"'Energy Consumption'!$D$1197","v":0},{"$f":"'Energy Consumption'!$D$1198","v":0},{"$f":"'Energy Consumption'!$D$1279","v":0},{"$f":"'Energy Consumption'!$D$1280","v":0},{"$f":"'Energy Consumption'!$D$1361","v":0},{"$f":"'Energy Consumption'!$D$1362","v":0},{"$f":"'Energy Consumption'!$D$1443","v":0},{"$f":"'Energy Consumption'!$D$1444","v":0},{"$f":"'Energy Consumption'!$D$1525","v":0},{"$f":"'Energy Consumption'!$D$1526","v":0},{"$f":"'Energy Consumption'!$D$1607","v":0},{"$f":"'Energy Consumption'!$D$1608","v":0}]
["2020-02-01",0,0,0,0,0,0,{"$f":"'Relevant Variables'!$E$40","v":0},{"$f":"'Relevant Variables'!$E$70","v":0},{"$f":"'Relevant Variables'!$E$100","v":0},{"$f":"'Relevant Variables'!$E$130","v":0},{"$f":"'Relevant Variables'!$E$160","v":0},{"$f":"'Relevant Variables'!$E$190","v":0},{"$f":"'Relevant Variables'!$E$220","v":0},{"$f":"'Relevant Variables'!$E$250","v":0},{"$f":"'Relevant Variables'!$E$280","v":0},{"$f":"'Relevant Variables'!$E$310","v":0},{"$f":"'Relevant Variables'!$E$340","v":0},{"$f":"'Relevant Variables'!$E$370","v":0},{"$f":"'Relevant Variables'!$E$400","v":0},{"$f":"'Relevant Variables'!$E$430","v":0},{"$f":"'Relevant Variables'!$E$460","v":0},{"$f":"'Relevant Variables'!$E$490","v":0},{"$f":"'Relevant Variables'!$E$520","v":0},{"$f":"'Relevant Variables'!$E$550","v":0},{"$f":"'Relevant Variables'!$E$580","v":0},{"$f":"'Relevant Variables'!$E$610","v":0},null,{"$f":"AC190","v":false},null,null,110,{"$f":"'Energy Consumption'!$E$49","v":0},{"$f":"'Energy Consumption'!$E$50","v":0},{"$f":"'Energy Consumption'!$E$131","v":0},{"$f":"'Energy Consumption'!$E$132","v":0},{"$f":"'Energy Consumption'!$E$213","v":0},{"$f":"'Energy Consumption'!$E$214","v":0},{"$f":"'Energy Consumption'!$E$295","v":0},{"$f":"'Energy Consumption'!$E$296","v":0},{"$f":"'Energy Consumption'!$E$377","v":0},{"$f":"'Energy Consumption'!$E$378","v":0},{"$f":"'Energy Consumption'!$E$459","v":0},{"$f":"'Energy Consumption'!$E$460","v":0},{"$f":"'Energy Consumption'!$E$541","v":0},{"$f":"'Energy Consumption'!$E$542","v":0},{"$f":"'Energy Consumption'!$E$623","v":0},{"$f":"'Energy Consumption'!$E$624","v":0},{"$f":"'Energy Consumption'!$E$705","v":0},{"$f":"'Energy Consumption'!$E$706","v":0},{"$f":"'Energy Consumption'!$E$787","v":0},{"$f":"'Energy Consumption'!$E$788","v":0},{"$f":"'Energy Consumption'!$E$869","v":0},{"$f":"'Energy Consumption'!$E$870","v":0},{"$f":"'Energy Consumption'!$E$951","v":0},{"$f":"'Energy Consumption'!$E$952","v":0},{"$f":"'Energy Consumption'!$E$1033","v":0},{"$f":"'Energy Consumption'!$E$1034","v":0},{"$f":"'Energy Consumption'!$E$1115","v":0},{"$f":"'Energy Consumption'!$E$1116","v":0},{"$f":"'Energy Consumption'!$E$1197","v":0},{"$f":"'Energy Consumption'!$E$1198","v":0},{"$f":"'Energy Consumption'!$E$1279","v":0},{"$f":"'Energy Consumption'!$E$1280","v":0},{"$f":"'Energy Consumption'!$E$1361","v":0},{"$f":"'Energy Consumption'!$E$1362","v":0},{"$f":"'Energy Consumption'!$E$1443","v":0},{"$f":"'Energy Consumption'!$E$1444","v":0},{"$f":"'Energy Consumption'!$E$1525","v":0},{"$f":"'Energy Consumption'!$E$1526","v":0},{"$f":"'Energy Consumption'!$E$1607","v":0},{"$f":"'Energy Consumption'!$E$1608","v":0}]
["2020-03-01",0,0,0,0,0,0,{"$f":"'Relevant Variables'!$F$40","v":0},{"$f":"'Relevant Variables'!$F$70","v":0},{"$f":"'Relevant Variables'!$F$100","v":0},{"$f":"'Relevant Variables'!$F$130","v":0},{"$f":"'Relevant Variables'!$F$160","v":0},{"$f":"'Relevant Variables'!$F$190","v":0},{"$f":"'Relevant Variables'!$F$220","v":0},{"$f":"'Relevant Variables'!$F$250","v":0},{"$f":"'Relevant Variables'!$F$280","v":0},{"$f":"'Relevant Variables'!$F$310","v":0},{"$f":"'Relevant Variables'!$F$340","v":0},{"$f":"'Relevant Variables'!$F$370","v":0},{"$f":"'Relevant Variables'!$F$400","v":0},{"$f":"'Relevant Variables'!$F$430","v":0},{"$f":"'Relevant Variables'!$F$460","v":0},{"$f":"'Relevant Variables'!$F$490","v":0},{"$f":"'Relevant Variables'!$F$520","v":0},{"$f":"'Relevant Variables'!$F$550","v":0},{"$f":"'Relevant Variables'!$F$580","v":0},{"$f":"'Relevant Variables'!$F$610","v":0},null,false,null,null,111,{"$f":"'Energy Consumption'!$F$49","v":0},{"$f":"'Energy Consumption'!$F$50","v":0},{"$f":"'Energy Consumption'!$F$131","v":0},{"$f":"'Energy Consumption'!$F$132","v":0},{"$f":"'Energy Consumption'!$F$213","v":0},{"$f":"'Energy Consumption'!$F$214","v":0},{"$f":"'Energy Consumption'!$F$295","v":0},{"$f":"'Energy Consumption'!$F$296","v":0},{"$f":"'Energy Consumption'!$F$377","v":0},{"$f":"'Energy Consumption'!$F$378","v":0},{"$f":"'Energy Consumption'!$F$459","v":0},{"$f":"'Energy Consumption'!$F$460","v":0},{"$f":"'Energy Consumption'!$F$541","v":0},{"$f":"'Energy Consumption'!$F$542","v":0},{"$f":"'Energy Consumption'!$F$623","v":0},{"$f":"'Energy Consumption'!$F$624","v":0},{"$f":"'Energy Consumption'!$F$705","v":0},{"$f":"'Energy Consumption'!$F$706","v":0},{"$f":"'Energy Consumption'!$F$787","v":0},{"$f":"'Energy Consumption'!$F$788","v":0},{"$f":"'Energy Consumption'!$F$869","v":0},{"$f":"'Energy Consumption'!$F$870","v":0},{"$f":"'Energy Consumption'!$F$951","v":0},{"$f":"'Energy Consumption'!$F$952","v":0},{"$f":"'Energy Consumption'!$F$1033","v":0},{"$f":"'Energy Consumption'!$F$1034","v":0},{"$f":"'Energy Consumption'!$F$1115","v":0},{"$f":"'Energy Consumption'!$F$1116","v":0},{"$f":"'Energy Consumption'!$F$1197","v":0},{"$f":"'Energy Consumption'!$F$1198","v":0},{"$f":"'Energy Consumption'!$F$1279","v":0},{"$f":"'Energy Consumption'!$F$1280","v":0},{"$f":"'Energy Consumption'!$F$1361","v":0},{"$f":"'Energy Consumption'!$F$1362","v":0},{"$f":"'Energy Consumption'!$F$1443","v":0},{"$f":"'Energy Consumption'!$F$1444","v":0},{"$f":"'Energy Consumption'!$F$1525","v":0},{"$f":"'Energy Consumption'!$F$1526","v":0},{"$f":"'Energy Consumption'!$F$1607","v":0},{"$f":"'Energy Consumption'!$F$1608","v":0}]
["2020-04-01",0,0,0,0,0,0,{"$f":"'Relevant Variables'!$G$40","v":0},{"$f":"'Relevant Variables'!$G$70","v":0},{"$f":"'Relevant Variables'!$G$100","v":0},{"$f":"'Relevant Variables'!$G$130","v":0},{"$f":"'Relevant Variables'!$G$160","v":0},{"$f":"'Relevant Variables'!$G$190","v":0},{"$f":"'Relevant Variables'!$G$220","v":0},{"$f":"'Relevant Variables'!$G$250","v":0},{"$f":"'Relevant Variables'!$G$280","v":0},{"$f":"'Relevant Variables'!$G$310","v":0},{"$f":"'Relevant Variables'!$G$340","v":0},{"$f":"'Relevant Variables'!$G$370","v":0},{"$f":"'Relevant Variables'!$G$400","v":0},{"$f":"'Relevant Variables'!$G$430","v":0},{"$f":"'Relevant Variables'!$G$460","v":0},{"$f":"'Relevant Variables'!$G$490","v":0},{"$f":"'Relevant Variables'!$G$520","v":0},{"$f":"'Relevant Variables'!$G$550","v":0},{"$f":"'Relevant Variables'!$G$580","v":0},{"$f":"'Relevant Variables'!$G$610","v":0},null,false,null,null,112,{"$f":"'Energy Consumption'!$G$49","v":0},{"$f":"'Energy Consumption'!$G$50","v":0},{"$f":"'Energy Consumption'!$G$131","v":0},{"$f":"'Energy Consumption'!$G$132","v":0},{"$f":"'Energy Consumption'!$G$213","v":0},{"$f":"'Energy Consumption'!$G$214","v":0},{"$f":"'Energy Consumption'!$G$295","v":0},{"$f":"'Energy Consumption'!$G$296","v":0},{"$f":"'Energy Consumption'!$G$377","v":0},{"$f":"'Energy Consumption'!$G$378","v":0},{"$f":"'Energy Consumption'!$G$459","v":0},{"$f":"'Energy Consumption'!$G$460","v":0},{"$f":"'Energy Consumption'!$G$541","v":0},{"$f":"'Energy Consumption'!$G$542","v":0},{"$f":"'Energy Consumption'!$G$623","v":0},{"$f":"'Energy Consumption'!$G$624","v":0},{"$f":"'Energy Consumption'!$G$705","v":0},{"$f":"'Energy Consumption'!$G$706","v":0},{"$f":"'Energy Consumption'!$G$787","v":0},{"$f":"'Energy Consumption'!$G$788","v":0},{"$f":"'Energy Consumption'!$G$869","v":0},{"$f":"'Energy Consumption'!$G$870","v":0},{"$f":"'Energy Consumption'!$G$951","v":0},{"$f":"'Energy Consumption'!$G$952","v":0},{"$f":"'Energy Consumption'!$G$1033","v":0},{"$f":"'Energy Consumption'!$G$1034","v":0},{"$f":"'Energy Consumption'!$G$1115","v":0},{"$f":"'Energy Consumption'!$G$1116","v":0},{"$f":"'Energy Consumption'!$G$1197","v":0},{"$f":"'Energy Consumption'!$G$1198","v":0},{"$f":"'Energy Consumption'!$G$1279","v":0},{"$f":"'Energy Consumption'!$G$1280","v":0},{"$f":"'Energy Consumption'!$G$1361","v":0},{"$f":"'Energy Consumption'!$G$1362","v":0},{"$f":"'Energy Consumption'!$G$1443","v":0},{"$f":"'Energy Consumption'!$G$1444","v":0},{"$f":"'Energy Consumption'!$G$1525","v":0},{"$f":"'Energy Consumption'!$G$1526","v":0},{"$f":"'Energy Consumption'!$G$1607","v":0},{"$f":"'Energy Consumption'!$G$1608","v":0}]
["2020-05-01",0,0,0,0,0,0,{"$f":"'Relevant Variables'!$H$40","v":0},{"$f":"'Relevant Variables'!$H$70","v":0},{"$f":"'Relevant Variables'!$H$100","v":0},{"$f":"'Relevant Variables'!$H$130","v":0},{"$f":"'Relevant Variables'!$H$160","v":0},{"$f":"'Relevant Variables'!$H$190","v":0},{"$f":"'Relevant Variables'!$H$220","v":0},{"$f":"'Relevant Variables'!$H$250","v":0},{"$f":"'Relevant Variables'!$H$280","v":0},{"$f":"'Relevant Variables'!$H$310","v":0},{"$f":"'Relevant Variables'!$H$340","v":0},{"$f":"'Relevant Variables'!$H$370","v":0},{"$f":"'Relevant Variables'!$H$400","v":0},{"$f":"'Relevant Variables'!$H$430","v":0},{"$f":"'Relevant Variables'!$H$460","v":0},{"$f":"'Relevant Variables'!$H$490","v":0},{"$f":"'Relevant Variables'!$H$520","v":0},{"$f":"'Relevant Variables'!$H$550","v":0},{"$f":"'Relevant Variables'!$H$580","v":0},{"$f":"'Relevant Variables'!$H$610","v":0},null,false,null,null,113,{"$f":"'Energy Consumption'!$H$49","v":0},{"$f":"'Energy Consumption'!$H$50","v":0},{"$f":"'Energy Consumption'!$H$131","v":0},{"$f":"'Energy Consumption'!$H$132","v":0},{"$f":"'Energy Consumption'!$H$213","v":0},{"$f":"'Energy Consumption'!$H$214","v":0},{"$f":"'Energy Consumption'!$H$295","v":0},{"$f":"'Energy Consumption'!$H$296","v":0},{"$f":"'Energy Consumption'!$H$377","v":0},{"$f":"'Energy Consumption'!$H$378","v":0},{"$f":"'Energy Consumption'!$H$459","v":0},{"$f":"'Energy Consumption'!$H$460","v":0},{"$f":"'Energy Consumption'!$H$541","v":0},{"$f":"'Energy Consumption'!$H$542","v":0},{"$f":"'Energy Consumption'!$H$623","v":0},{"$f":"'Energy Consumption'!$H$624","v":0},{"$f":"'Energy Consumption'!$H$705","v":0},{"$f":"'Energy Consumption'!$H$706","v":0},{"$f":"'Energy Consumption'!$H$787","v":0},{"$f":"'Energy Consumption'!$H$788","v":0},{"$f":"'Energy Consumption'!$H$869","v":0},{"$f":"'Energy Consumption'!$H$870","v":0},{"$f":"'Energy Consumption'!$H$951","v":0},{"$f":"'Energy Consumption'!$H$952","v":0},{"$f":"'Energy Consumption'!$H$1033","v":0},{"$f":"'Energy Consumption'!$H$1034","v":0},{"$f":"'Energy Consumption'!$H$1115","v":0},{"$f":"'Energy Consumption'!$H$1116","v":0},{"$f":"'Energy Consumption'!$H$1197","v":0},{"$f":"'Energy Consumption'!$H$1198","v":0},{"$f":"'Energy Consumption'!$H$1279","v":0},{"$f":"'Energy Consumption'!$H$1280","v":0},{"$f":"'Energy Consumption'!$H$1361","v":0},{"$f":"'Energy Consumption'!$H$1362","v":0},{"$f":"'Energy Consumption'!$H$1443","v":0},{"$f":"'Energy Consumption'!$H$1444","v":0},{"$f":"'Energy Consumption'!$H$1525","v":0},{"$f":"'Energy Consumption'!$H$1526","v":0},{"$f":"'Energy Consumption'!$H$1607","v":0},{"$f":"'Energy Consumption'!$H$1608","v":0}]
["2020-06-01",0,0,0,0,0,0,{"$f":"'Relevant Variables'!$I$40","v":0},{"$f":"'Relevant Variables'!$I$70","v":0},{"$f":"'Relevant Variables'!$I$100","v":0},{"$f":"'Relevant Variables'!$I$130","v":0},{"$f":"'Relevant Variables'!$I$160","v":0},{"$f":"'Relevant Variables'!$I$190","v":0},{"$f":"'Relevant Variables'!$I$220","v":0},{"$f":"'Relevant Variables'!$I$250","v":0},{"$f":"'Relevant Variables'!$I$280","v":0},{"$f":"'Relevant Variables'!$I$310","v":0},{"$f":"'Relevant Variables'!$I$340","v":0},{"$f":"'Relevant Variables'!$I$370","v":0},{"$f":"'Relevant Variables'!$I$400","v":0},{"$f":"'Relevant Variables'!$I$430","v":0},{"$f":"'Relevant Variables'!$I$460","v":0},{"$f":"'Relevant Variables'!$I$490","v":0},{"$f":"'Relevant Variables'!$I$520","v":0},{"$f":"'Relevant Variables'!$I$550","v":0},{"$f":"'Relevant Variables'!$I$580","v":0},{"$f":"'Relevant Variables'!$I$610","v":0},null,false,null,null,114,{"$f":"'Energy Consumption'!$I$49","v":0},{"$f":"'Energy Consumption'!$I$50","v":0},{"$f":"'Energy Consumption'!$I$131","v":0},{"$f":"'Energy Consumption'!$I$132","v":0},{"$f":"'Energy Consumption'!$I$213","v":0},{"$f":"'Energy Consumption'!$I$214","v":0},{"$f":"'Energy Consumption'!$I$295","v":0},{"$f":"'Energy Consumption'!$I$296","v":0},{"$f":"'Energy Consumption'!$I$377","v":0},{"$f":"'Energy Consumption'!$I$378","v":0},{"$f":"'Energy Consumption'!$I$459","v":0},{"$f":"'Energy Consumption'!$I$460","v":0},{"$f":"'Energy Consumption'!$I$541","v":0},{"$f":"'Energy Consumption'!$I$542","v":0},{"$f":"'Energy Consumption'!$I$623","v":0},{"$f":"'Energy Consumption'!$I$624","v":0},{"$f":"'Energy Consumption'!$I$705","v":0},{"$f":"'Energy Consumption'!$I$706","v":0},{"$f":"'Energy Consumption'!$I$787","v":0},{"$f":"'Energy Consumption'!$I$788","v":0},{"$f":"'Energy Consumption'!$I$869","v":0},{"$f":"'Energy Consumption'!$I$870","v":0},{"$f":"'Energy Consumption'!$I$951","v":0},{"$f":"'Energy Consumption'!$I$952","v":0},{"$f":"'Energy Consumption'!$I$1033","v":0},{"$f":"'Energy Consumption'!$I$1034","v":0},{"$f":"'Energy Consumption'!$I$1115","v":0},{"$f":"'Energy Consumption'!$I$1116","v":0},{"$f":"'Energy Consumption'!$I$1197","v":0},{"$f":"'Energy Consumption'!$I$1198","v":0},{"$f":"'Energy Consumption'!$I$1279","v":0},{"$f":"'Energy Consumption'!$I$1280","v":0},{"$f":"'Energy Consumption'!$I$1361","v":0},{"$f":"'Energy Consumption'!$I$1362","v":0},{"$f":"'Energy Consumption'!$I$1443","v":0},{"$f":"'Energy Consumption'!$I$1444","v":0},{"$f":"'Energy Consumption'!$I$1525","v":0},{"$f":"'Energy Consumption'!$I$1526","v":0},{"$f":"'Energy Consumption'!$I$1607","v":0},{"$f":"'Energy Consumption'!$I$1608","v":0}]
["2020-07-01",0,0,0,0,0,0,{"$f":"'Relevant Variables'!$J$40","v":0},{"$f":"'Relevant Variables'!$J$70","v":0},{"$f":"'Relevant Variables'!$J$100","v":0},{"$f":"'Relevant Variables'!$J$130","v":0},{"$f":"'Relevant Variables'!$J$160","v":0},{"$f":"'Relevant Variables'!$J$190","v":0},{"$f":"'Relevant Variables'!$J$220","v":0},{"$f":"'Relevant Variables'!$J$250","v":0},{"$f":"'Relevant Variables'!$J$280","v":0},{"$f":"'Relevant Variables'!$J$310","v":0},{"$f":"'Relevant Variables'!$J$340","v":0},{"$f":"'Relevant Variables'!$J$370","v":0},{"$f":"'Relevant Variables'!$J$400","v":0},{"$f":"'Relevant Variables'!$J$430","v":0},{"$f":"'Relevant Variables'!$J$460","v":0},{"$f":"'Relevant Variables'!$J$490","v":0},{"$f":"'Relevant Variables'!$J$520","v":0},{"$f":"'Relevant Variables'!$J$550","v":0},{"$f":"'Relevant Variables'!$J$580","v":0},{"$f":"'Relevant Variables'!$J$610","v":0},null,false,null,null,115,{"$f":"'Energy Consumption'!$J$49","v":0},{"$f":"'Energy Consumption'!$J$50","v":0},{"$f":"'Energy Consumption'!$J$131","v":0},{"$f":"'Energy Consumption'!$J$132","v":0},{"$f":"'Energy Consumption'!$J$213","v":0},{"$f":"'Energy Consumption'!$J$214","v":0},{"$f":"'Energy Consumption'!$J$295","v":0},{"$f":"'Energy Consumption'!$J$296","v":0},{"$f":"'Energy Consumption'!$J$377","v":0},{"$f":"'Energy Consumption'!$J$378","v":0},{"$f":"'Energy Consumption'!$J$459","v":0},{"$f":"'Energy Consumption'!$J$460","v":0},{"$f":"'Energy Consumption'!$J$541","v":0},{"$f":"'Energy Consumption'!$J$542","v":0},{"$f":"'Energy Consumption'!$J$623","v":0},{"$f":"'Energy Consumption'!$J$624","v":0},{"$f":"'Energy Consumption'!$J$705","v":0},{"$f":"'Energy Consumption'!$J$706","v":0},{"$f":"'Energy Consumption'!$J$787","v":0},{"$f":"'Energy Consumption'!$J$788","v":0},{"$f":"'Energy Consumption'!$J$869","v":0},{"$f":"'Energy Consumption'!$J$870","v":0},{"$f":"'Energy Consumption'!$J$951","v":0},{"$f":"'Energy Consumption'!$J$952","v":0},{"$f":"'Energy Consumption'!$J$1033","v":0},{"$f":"'Energy Consumption'!$J$1034","v":0},{"$f":"'Energy Consumption'!$J$1115","v":0},{"$f":"'Energy Consumption'!$J$1116","v":0},{"$f":"'Energy Consumption'!$J$1197","v":0},{"$f":"'Energy Consumption'!$J$1198","v":0},{"$f":"'Energy Consumption'!$J$1279","v":0},{"$f":"'Energy Consumption'!$J$1280","v":0},{"$f":"'Energy Consumption'!$J$1361","v":0},{"$f":"'Energy Consumption'!$J$1362","v":0},{"$f":"'Energy Consumption'!$J$1443","v":0},{"$f":"'Energy Consumption'!$J$1444","v":0},{"$f":"'Energy Consumption'!$J$1525","v":0},{"$f":"'Energy Consumption'!$J$1526","v":0},{"$f":"'Energy Consumption'!$J$1607","v":0},{"$f":"'Energy Consumption'!$J$1608","v":0}]
["2020-08-01",0,0,0,0,0,0,{"$f":"'Relevant Variables'!$K$40","v":0},{"$f":"'Relevant Variables'!$K$70","v":0},{"$f":"'Relevant Variables'!$K$100","v":0},{"$f":"'Relevant Variables'!$K$130","v":0},{"$f":"'Relevant Variables'!$K$160","v":0},{"$f":"'Relevant Variables'!$K$190","v":0},{"$f":"'Relevant Variables'!$K$220","v":0},{"$f":"'Relevant Variables'!$K$250","v":0},{"$f":"'Relevant Variables'!$K$280","v":0},{"$f":"'Relevant Variables'!$K$310","v":0},{"$f":"'Relevant Variables'!$K$340","v":0},{"$f":"'Relevant Variables'!$K$370","v":0},{"$f":"'Relevant Variables'!$K$400","v":0},{"$f":"'Relevant Variables'!$K$430","v":0},{"$f":"'Relevant Variables'!$K$460","v":0},{"$f":"'Relevant Variables'!$K$490","v":0},{"$f":"'Relevant Variables'!$K$520","v":0},{"$f":"'Relevant Variables'!$K$550","v":0},{"$f":"'Relevant Variables'!$K$580","v":0},{"$f":"'Relevant Variables'!$K$610","v":0},null,false,null,null,116,{"$f":"'Energy Consumption'!$K$49","v":0},{"$f":"'Energy Consumption'!$K$50","v":0},{"$f":"'Energy Consumption'!$K$131","v":0},{"$f":"'Energy Consumption'!$K$132","v":0},{"$f":"'Energy Consumption'!$K$213","v":0},{"$f":"'Energy Consumption'!$K$214","v":0},{"$f":"'Energy Consumption'!$K$295","v":0},{"$f":"'Energy Consumption'!$K$296","v":0},{"$f":"'Energy Consumption'!$K$377","v":0},{"$f":"'Energy Consumption'!$K$378","v":0},{"$f":"'Energy Consumption'!$K$459","v":0},{"$f":"'Energy Consumption'!$K$460","v":0},{"$f":"'Energy Consumption'!$K$541","v":0},{"$f":"'Energy Consumption'!$K$542","v":0},{"$f":"'Energy Consumption'!$K$623","v":0},{"$f":"'Energy Consumption'!$K$624","v":0},{"$f":"'Energy Consumption'!$K$705","v":0},{"$f":"'Energy Consumption'!$K$706","v":0},{"$f":"'Energy Consumption'!$K$787","v":0},{"$f":"'Energy Consumption'!$K$788","v":0},{"$f":"'Energy Consumption'!$K$869","v":0},{"$f":"'Energy Consumption'!$K$870","v":0},{"$f":"'Energy Consumption'!$K$951","v":0},{"$f":"'Energy Consumption'!$K$952","v":0},{"$f":"'Energy Consumption'!$K$1033","v":0},{"$f":"'Energy Consumption'!$K$1034","v":0},{"$f":"'Energy Consumption'!$K$1115","v":0},{"$f":"'Energy Consumption'!$K$1116","v":0},{"$f":"'Energy Consumption'!$K$1197","v":0},{"$f":"'Energy Consumption'!$K$1198","v":0},{"$f":"'Energy Consumption'!$K$1279","v":0},{"$f":"'Energy Consumption'!$K$1280","v":0},{"$f":"'Energy Consumption'!$K$1361","v":0},{"$f":"'Energy Consumption'!$K$1362","v":0},{"$f":"'Energy Consumption'!$K$1443","v":0},{"$f":"'Energy Consumption'!$K$1444","v":0},{"$f":"'Energy Consumption'!$K$1525","v":0},{"$f":"'Energy Consumption'!$K$1526","v":0},{"$f":"'Energy Consumption'!$K$1607","v":0},{"$f":"'Energy Consumption'!$K$1608","v":0}]
["2020-09-01",0,0,0,0,0,0,{"$f":"'Relevant Variables'!$L$40","v":0},{"$f":"'Relevant Variables'!$L$70","v":0},{"$f":"'Relevant Variables'!$L$100","v":0},{"$f":"'Relevant Variables'!$L$130","v":0},{"$f":"'Relevant Variables'!$L$160","v":0},{"$f":"'Relevant Variables'!$L$190","v":0},{"$f":"'Relevant Variables'!$L$220","v":0},{"$f":"'Relevant Variables'!$L$250","v":0},{"$f":"'Relevant Variables'!$L$280","v":0},{"$f":"'Relevant Variables'!$L$310","v":0},{"$f":"'Relevant Variables'!$L$340","v":0},{"$f":"'Relevant Variables'!$L$370","v":0},{"$f":"'Relevant Variables'!$L$400","v":0},{"$f":"'Relevant Variables'!$L$430","v":0},{"$f":"'Relevant Variables'!$L$460","v":0},{"$f":"'Relevant Variables'!$L$490","v":0},{"$f":"'Relevant Variables'!$L$520","v":0},{"$f":"'Relevant Variables'!$L$550","v":0},{"$f":"'Relevant Variables'!$L$580","v":0},{"$f":"'Relevant Variables'!$L$610","v":0},null,false,null,null,117,{"$f":"'Energy Consumption'!$L$49","v":0},{"$f":"'Energy Consumption'!$L$50","v":0},{"$f":"'Energy Consumption'!$L$131","v":0},{"$f":"'Energy Consumption'!$L$132","v":0},{"$f":"'Energy Consumption'!$L$213","v":0},{"$f":"'Energy Consumption'!$L$214","v":0},{"$f":"'Energy Consumption'!$L$295","v":0},{"$f":"'Energy Consumption'!$L$296","v":0},{"$f":"'Energy Consumption'!$L$377","v":0},{"$f":"'Energy Consumption'!$L$378","v":0},{"$f":"'Energy Consumption'!$L$459","v":0},{"$f":"'Energy Consumption'!$L$460","v":0},{"$f":"'Energy Consumption'!$L$541","v":0},{"$f":"'Energy Consumption'!$L$542","v":0},{"$f":"'Energy Consumption'!$L$623","v":0},{"$f":"'Energy Consumption'!$L$624","v":0},{"$f":"'Energy Consumption'!$L$705","v":0},{"$f":"'Energy Consumption'!$L$706","v":0},{"$f":"'Energy Consumption'!$L$787","v":0},{"$f":"'Energy Consumption'!$L$788","v":0},{"$f":"'Energy Consumption'!$L$869","v":0},{"$f":"'Energy Consumption'!$L$870","v":0},{"$f":"'Energy Consumption'!$L$951","v":0},{"$f":"'Energy Consumption'!$L$952","v":0},{"$f":"'Energy Consumption'!$L$1033","v":0},{"$f":"'Energy Consumption'!$L$1034","v":0},{"$f":"'Energy Consumption'!$L$1115","v":0},{"$f":"'Energy Consumption'!$L$1116","v":0},{"$f":"'Energy Consumption'!$L$1197","v":0},{"$f":"'Energy Consumption'!$L$1198","v":0},{"$f":"'Energy Consumption'!$L$1279","v":0},{"$f":"'Energy Consumption'!$L$1280","v":0},{"$f":"'Energy Consumption'!$L$1361","v":0},{"$f":"'Energy Consumption'!$L$1362","v":0},{"$f":"'Energy Consumption'!$L$1443","v":0},{"$f":"'Energy Consumption'!$L$1444","v":0},{"$f":"'Energy Consumption'!$L$1525","v":0},{"$f":"'Energy Consumption'!$L$1526","v":0},{"$f":"'Energy Consumption'!$L$1607","v":0},{"$f":"'Energy Consumption'!$L$1608","v":0}]
["2020-10-01",0,0,0,0,0,0,{"$f":"'Relevant Variables'!$M$40","v":0},{"$f":"'Relevant Variables'!$M$70","v":0},{"$f":"'Relevant Variables'!$M$100","v":0},{"$f":"'Relevant Variables'!$M$130","v":0},{"$f":"'Relevant Variables'!$M$160","v":0},{"$f":"'Relevant Variables'!$M$190","v":0},{"$f":"'Relevant Variables'!$M$220","v":0},{"$f":"'Relevant Variables'!$M$250","v":0},{"$f":"'Relevant Variables'!$M$280","v":0},{"$f":"'Relevant Variables'!$M$310","v":0},{"$f":"'Relevant Variables'!$M$340","v":0},{"$f":"'Relevant Variables'!$M$370","v":0},{"$f":"'Relevant Variables'!$M$400","v":0},{"$f":"'Relevant Variables'!$M$430","v":0},{"$f":"'Relevant Variables'!$M$460","v":0},{"$f":"'Relevant Variables'!$M$490","v":0},{"$f":"'Relevant Variables'!$M$520","v":0},{"$f":"'Relevant Variables'!$M$550","v":0},{"$f":"'Relevant Variables'!$M$580","v":0},{"$f":"'Relevant Variables'!$M$610","v":0},null,false,null,null,118,{"$f":"'Energy Consumption'!$M$49","v":0},{"$f":"'Energy Consumption'!$M$50","v":0},{"$f":"'Energy Consumption'!$M$131","v":0},{"$f":"'Energy Consumption'!$M$132","v":0},{"$f":"'Energy Consumption'!$M$213","v":0},{"$f":"'Energy Consumption'!$M$214","v":0},{"$f":"'Energy Consumption'!$M$295","v":0},{"$f":"'Energy Consumption'!$M$296","v":0},{"$f":"'Energy Consumption'!$M$377","v":0},{"$f":"'Energy Consumption'!$M$378","v":0},{"$f":"'Energy Consumption'!$M$459","v":0},{"$f":"'Energy Consumption'!$M$460","v":0},{"$f":"'Energy Consumption'!$M$541","v":0},{"$f":"'Energy Consumption'!$M$542","v":0},{"$f":"'Energy Consumption'!$M$623","v":0},{"$f":"'Energy Consumption'!$M$624","v":0},{"$f":"'Energy Consumption'!$M$705","v":0},{"$f":"'Energy Consumption'!$M$706","v":0},{"$f":"'Energy Consumption'!$M$787","v":0},{"$f":"'Energy Consumption'!$M$788","v":0},{"$f":"'Energy Consumption'!$M$869","v":0},{"$f":"'Energy Consumption'!$M$870","v":0},{"$f":"'Energy Consumption'!$M$951","v":0},{"$f":"'Energy Consumption'!$M$952","v":0},{"$f":"'Energy Consumption'!$M$1033","v":0},{"$f":"'Energy Consumption'!$M$1034","v":0},{"$f":"'Energy Consumption'!$M$1115","v":0},{"$f":"'Energy Consumption'!$M$1116","v":0},{"$f":"'Energy Consumption'!$M$1197","v":0},{"$f":"'Energy Consumption'!$M$1198","v":0},{"$f":"'Energy Consumption'!$M$1279","v":0},{"$f":"'Energy Consumption'!$M$1280","v":0},{"$f":"'Energy Consumption'!$M$1361","v":0},{"$f":"'Energy Consumption'!$M$1362","v":0},{"$f":"'Energy Consumption'!$M$1443","v":0},{"$f":"'Energy Consumption'!$M$1444","v":0},{"$f":"'Energy Consumption'!$M$1525","v":0},{"$f":"'Energy Consumption'!$M$1526","v":0},{"$f":"'Energy Consumption'!$M$1607","v":0},{"$f":"'Energy Consumption'!$M$1608","v":0}]
["2020-11-01",{"$f":"SUMIF($AG$9:$BT$9,\"=\"&B$9,$AG200:$BT200)","v":0},0,0,0,0,0,{"$f":"'Relevant Variables'!$N$40","v":0},{"$f":"'Relevant Variables'!$N$70","v":0},{"$f":"'Relevant Variables'!$N$100","v":0},{"$f":"'Relevant Variables'!$N$130","v":0},{"$f":"'Relevant Variables'!$N$160","v":0},{"$f":"'Relevant Variables'!$N$190","v":0},{"$f":"'Relevant Variables'!$N$220","v":0},{"$f":"'Relevant Variables'!$N$250","v":0},{"$f":"'Relevant Variables'!$N$280","v":0},{"$f":"'Relevant Variables'!$N$310","v":0},{"$f":"'Relevant Variables'!$N$340","v":0},{"$f":"'Relevant Variables'!$N$370","v":0},{"$f":"'Relevant Variables'!$N$400","v":0},{"$f":"'Relevant Variables'!$N$430","v":0},{"$f":"'Relevant Variables'!$N$460","v":0},{"$f":"'Relevant Variables'!$N$490","v":0},{"$f":"'Relevant Variables'!$N$520","v":0},{"$f":"'Relevant Variables'!$N$550","v":0},{"$f":"'Relevant Variables'!$N$580","v":0},{"$f":"'Relevant Variables'!$N$610","v":0},null,false,null,null,119,{"$f":"'Energy Consumption'!$N$49","v":0},{"$f":"'Energy Consumption'!$N$50","v":0},{"$f":"'Energy Consumption'!$N$131","v":0},{"$f":"'Energy Consumption'!$N$132","v":0},{"$f":"'Energy Consumption'!$N$213","v":0},{"$f":"'Energy Consumption'!$N$214","v":0},{"$f":"'Energy Consumption'!$N$295","v":0},{"$f":"'Energy Consumption'!$N$296","v":0},{"$f":"'Energy Consumption'!$N$377","v":0},{"$f":"'Energy Consumption'!$N$378","v":0},{"$f":"'Energy Consumption'!$N$459","v":0},{"$f":"'Energy Consumption'!$N$460","v":0},{"$f":"'Energy Consumption'!$N$541","v":0},{"$f":"'Energy Consumption'!$N$542","v":0},{"$f":"'Energy Consumption'!$N$623","v":0},{"$f":"'Energy Consumption'!$N$624","v":0},{"$f":"'Energy Consumption'!$N$705","v":0},{"$f":"'Energy Consumption'!$N$706","v":0},{"$f":"'Energy Consumption'!$N$787","v":0},{"$f":"'Energy Consumption'!$N$788","v":0},{"$f":"'Energy Consumption'!$N$869","v":0},{"$f":"'Energy Consumption'!$N$870","v":0},{"$f":"'Energy Consumption'!$N$951","v":0},{"$f":"'Energy Consumption'!$N$952","v":0},{"$f":"'Energy Consumption'!$N$1033","v":0},{"$f":"'Energy Consumption'!$N$1034","v":0},{"$f":"'Energy Consumption'!$N$1115","v":0},{"$f":"'Energy Consumption'!$N$1116","v":0},{"$f":"'Energy Consumption'!$N$1197","v":0},{"$f":"'Energy Consumption'!$N$1198","v":0},{"$f":"'Energy Consumption'!$N$1279","v":0},{"$f":"'Energy Consumption'!$N$1280","v":0},{"$f":"'Energy Consumption'!$N$1361","v":0},{"$f":"'Energy Consumption'!$N$1362","v":0},{"$f":"'Energy Consumption'!$N$1443","v":0},{"$f":"'Energy Consumption'!$N$1444","v":0},{"$f":"'Energy Consumption'!$N$1525","v":0},{"$f":"'Energy Consumption'!$N$1526","v":0},{"$f":"'Energy Consumption'!$N$1607","v":0},{"$f":"'Energy Consumption'!$N$1608","v":0}]
["2020-12-01",0,0,0,0,0,0,{"$f":"'Relevant Variables'!$O$40","v":0},{"$f":"'Relevant Variables'!$O$70","v":0},{"$f":"'Relevant Variables'!$O$100","v":0},{"$f":"'Relevant Variables'!$O$130","v":0},{"$f":"'Relevant Variables'!$O$160","v":0},{"$f":"'Relevant Variables'!$O$190","v":0},{"$f":"'Relevant Variables'!$O$220","v":0},{"$f":"'Relevant Variables'!$O$250","v":0},{"$f":"'Relevant Variables'!$O$280","v":0},{"$f":"'Relevant Variables'!$O$310","v":0},{"$f":"'Relevant Variables'!$O$340","v":0},{"$f":"'Relevant Variables'!$O$370","v":0},{"$f":"'Relevant Variables'!$O$400","v":0},{"$f":"'Relevant Variables'!$O$430","v":0},{"$f":"'Relevant Variables'!$O$460","v":0},{"$f":"'Relevant Variables'!$O$490","v":0},{"$f":"'Relevant Variables'!$O$520","v":0},{"$f":"'Relevant Variables'!$O$550","v":0},{"$f":"'Relevant Variables'!$O$580","v":0},{"$f":"'Relevant Variables'!$O$610","v":0},null,false,null,null,120,{"$f":"'Energy Consumption'!$O$49","v":0},{"$f":"'Energy Consumption'!$O$50","v":0},{"$f":"'Energy Consumption'!$O$131","v":0},{"$f":"'Energy Consumption'!$O$132","v":0},{"$f":"'Energy Consumption'!$O$213","v":0},{"$f":"'Energy Consumption'!$O$214","v":0},{"$f":"'Energy Consumption'!$O$295","v":0},{"$f":"'Energy Consumption'!$O$296","v":0},{"$f":"'Energy Consumption'!$O$377","v":0},{"$f":"'Energy Consumption'!$O$378","v":0},{"$f":"'Energy Consumption'!$O$459","v":0},{"$f":"'Energy Consumption'!$O$460","v":0},{"$f":"'Energy Consumption'!$O$541","v":0},{"$f":"'Energy Consumption'!$O$542","v":0},{"$f":"'Energy Consumption'!$O$623","v":0},{"$f":"'Energy Consumption'!$O$624","v":0},{"$f":"'Energy Consumption'!$O$705","v":0},{"$f":"'Energy Consumption'!$O$706","v":0},{"$f":"'Energy Consumption'!$O$787","v":0},{"$f":"'Energy Consumption'!$O$788","v":0},{"$f":"'Energy Consumption'!$O$869","v":0},{"$f":"'Energy Consumption'!$O$870","v":0},{"$f":"'Energy Consumption'!$O$951","v":0},{"$f":"'Energy Consumption'!$O$952","v":0},{"$f":"'Energy Consumption'!$O$1033","v":0},{"$f":"'Energy Consumption'!$O$1034","v":0},{"$f":"'Energy Consumption'!$O$1115","v":0},{"$f":"'Energy Consumption'!$O$1116","v":0},{"$f":"'Energy Consumption'!$O$1197","v":0},{"$f":"'Energy Consumption'!$O$1198","v":0},{"$f":"'Energy Consumption'!$O$1279","v":0},{"$f":"'Energy Consumption'!$O$1280","v":0},{"$f":"'Energy Consumption'!$O$1361","v":0},{"$f":"'Energy Consumption'!$O$1362","v":0},{"$f":"'Energy Consumption'!$O$1443","v":0},{"$f":"'Energy Consumption'!$O$1444","v":0},{"$f":"'Energy Consumption'!$O$1525","v":0},{"$f":"'Energy Consumption'!$O$1526","v":0},{"$f":"'Energy Consumption'!$O$1607","v":0},{"$f":"'Energy Consumption'!$O$1608","v":0}]
["2021-01-01",0,0,0,0,0,0,{"$f":"'Relevant Variables'!$D$39","v":0},{"$f":"'Relevant Variables'!$D$69","v":0},{"$f":"'Relevant Variables'!$D$99","v":0},{"$f":"'Relevant Variables'!$D$129","v":0},{"$f":"'Relevant Variables'!$D$159","v":0},{"$f":"'Relevant Variables'!$D$189","v":0},{"$f":"'Relevant Variables'!$D$219","v":0},{"$f":"'Relevant Variables'!$D$249","v":0},{"$f":"'Relevant Variables'!$D$279","v":0},{"$f":"'Relevant Variables'!$D$309","v":0},{"$f":"'Relevant Variables'!$D$339","v":0},{"$f":"'Relevant Variables'!$D$369","v":0},{"$f":"'Relevant Variables'!$D$399","v":0},{"$f":"'Relevant Variables'!$D$429","v":0},{"$f":"'Relevant Variables'!$D$459","v":0},{"$f":"'Relevant Variables'!$D$489","v":0},{"$f":"'Relevant Variables'!$D$519","v":0},{"$f":"'Relevant Variables'!$D$549","v":0},{"$f":"'Relevant Variables'!$D$579","v":0},{"$f":"'Relevant Variables'!$D$609","v":0},null,{"$f":"VLOOKUP(AD202,ActiveYears,2,)","v":false},{"$f":"AD190+1","v":2021},null,121,{"$f":"'Energy Consumption'!$D$47","v":0},{"$f":"'Energy Consumption'!$D$48","v":0},{"$f":"'Energy Consumption'!$D$129","v":0},{"$f":"'Energy Consumption'!$D$130","v":0},{"$f":"'Energy Consumption'!$D$211","v":0},{"$f":"'Energy Consumption'!$D$212","v":0},{"$f":"'Energy Consumption'!$D$293","v":0},{"$f":"'Energy Consumption'!$D$294","v":0},{"$f":"'Energy Consumption'!$D$375","v":0},{"$f":"'Energy Consumption'!$D$376","v":0},{"$f":"'Energy Consumption'!$D$457","v":0},{"$f":"'Energy Consumption'!$D$458","v":0},{"$f":"'Energy Consumption'!$D$539","v":0},{"$f":"'Energy Consumption'!$D$540","v":0},{"$f":"'Energy Consumption'!$D$621","v":0},{"$f":"'Energy Consumption'!$D$622","v":0},{"$f":"'Energy Consumption'!$D$703","v":0},{"$f":"'Energy Consumption'!$D$704","v":0},{"$f":"'Energy Consumption'!$D$785","v":0},{"$f":"'Energy Consumption'!$D$786","v":0},{"$f":"'Energy Consumption'!$D$867","v":0},{"$f":"'Energy Consumption'!$D$868","v":0},{"$f":"'Energy Consumption'!$D$949","v":0},{"$f":"'Energy Consumption'!$D$950","v":0},{"$f":"'Energy Consumption'!$D$1031","v":0},{"$f":"'Energy Consumption'!$D$1032","v":0},{"$f":"'Energy Consumption'!$D$1113","v":0},{"$f":"'Energy Consumption'!$D$1114","v":0},{"$f":"'Energy Consumption'!$D$1195","v":0},{"$f":"'Energy Consumption'!$D$1196","v":0},{"$f":"'Energy Consumption'!$D$1277","v":0},{"$f":"'Energy Consumption'!$D$1278","v":0},{"$f":"'Energy Consumption'!$D$1359","v":0},{"$f":"'Energy Consumption'!$D$1360","v":0},{"$f":"'Energy Consumption'!$D$1441","v":0},{"$f":"'Energy Consumption'!$D$1442","v":0},{"$f":"'Energy Consumption'!$D$1523","v":0},{"$f":"'Energy Consumption'!$D$1524","v":0},{"$f":"'Energy Consumption'!$D$1605","v":0},{"$f":"'Energy Consumption'!$D$1606","v":0}]
["2021-02-01",0,0,0,0,0,0,{"$f":"'Relevant Variables'!$E$39","v":0},{"$f":"'Relevant Variables'!$E$69","v":0},{"$f":"'Relevant Variables'!$E$99","v":0},{"$f":"'Relevant Variables'!$E$129","v":0},{"$f":"'Relevant Variables'!$E$159","v":0},{"$f":"'Relevant Variables'!$E$189","v":0},{"$f":"'Relevant Variables'!$E$219","v":0},{"$f":"'Relevant Variables'!$E$249","v":0},{"$f":"'Relevant Variables'!$E$279","v":0},{"$f":"'Relevant Variables'!$E$309","v":0},{"$f":"'Relevant Variables'!$E$339","v":0},{"$f":"'Relevant Variables'!$E$369","v":0},{"$f":"'Relevant Variables'!$E$399","v":0},{"$f":"'Relevant Variables'!$E$429","v":0},{"$f":"'Relevant Variables'!$E$459","v":0},{"$f":"'Relevant Variables'!$E$489","v":0},{"$f":"'Relevant Variables'!$E$519","v":0},{"$f":"'Relevant Variables'!$E$549","v":0},{"$f":"'Relevant Variables'!$E$579","v":0},{"$f":"'Relevant Variables'!$E$609","v":0},null,{"$f":"AC202","v":false},null,null,122,{"$f":"'Energy Consumption'!$E$47","v":0},{"$f":"'Energy Consumption'!$E$48","v":0},{"$f":"'Energy Consumption'!$E$129","v":0},{"$f":"'Energy Consumption'!$E$130","v":0},{"$f":"'Energy Consumption'!$E$211","v":0},{"$f":"'Energy Consumption'!$E$212","v":0},{"$f":"'Energy Consumption'!$E$293","v":0},{"$f":"'Energy Consumption'!$E$294","v":0},{"$f":"'Energy Consumption'!$E$375","v":0},{"$f":"'Energy Consumption'!$E$376","v":0},{"$f":"'Energy Consumption'!$E$457","v":0},{"$f":"'Energy Consumption'!$E$458","v":0},{"$f":"'Energy Consumption'!$E$539","v":0},{"$f":"'Energy Consumption'!$E$540","v":0},{"$f":"'Energy Consumption'!$E$621","v":0},{"$f":"'Energy Consumption'!$E$622","v":0},{"$f":"'Energy Consumption'!$E$703","v":0},{"$f":"'Energy Consumption'!$E$704","v":0},{"$f":"'Energy Consumption'!$E$785","v":0},{"$f":"'Energy Consumption'!$E$786","v":0},{"$f":"'Energy Consumption'!$E$867","v":0},{"$f":"'Energy Consumption'!$E$868","v":0},{"$f":"'Energy Consumption'!$E$949","v":0},{"$f":"'Energy Consumption'!$E$950","v":0},{"$f":"'Energy Consumption'!$E$1031","v":0},{"$f":"'Energy Consumption'!$E$1032","v":0},{"$f":"'Energy Consumption'!$E$1113","v":0},{"$f":"'Energy Consumption'!$E$1114","v":0},{"$f":"'Energy Consumption'!$E$1195","v":0},{"$f":"'Energy Consumption'!$E$1196","v":0},{"$f":"'Energy Consumption'!$E$1277","v":0},{"$f":"'Energy Consumption'!$E$1278","v":0},{"$f":"'Energy Consumption'!$E$1359","v":0},{"$f":"'Energy Consumption'!$E$1360","v":0},{"$f":"'Energy Consumption'!$E$1441","v":0},{"$f":"'Energy Consumption'!$E$1442","v":0},{"$f":"'Energy Consumption'!$E$1523","v":0},{"$f":"'Energy Consumption'!$E$1524","v":0},{"$f":"'Energy Consumption'!$E$1605","v":0},{"$f":"'Energy Consumption'!$E$1606","v":0}]
[{"$f":"DATE(YEAR(A203),MONTH(A203)+1,DAY(A203))","v":"2021-03-01"},0,0,0,0,0,0,{"$f":"'Relevant Variables'!$F$39","v":0},{"$f":"'Relevant Variables'!$F$69","v":0},{"$f":"'Relevant Variables'!$F$99","v":0},{"$f":"'Relevant Variables'!$F$129","v":0},{"$f":"'Relevant Variables'!$F$159","v":0},{"$f":"'Relevant Variables'!$F$189","v":0},{"$f":"'Relevant Variables'!$F$219","v":0},{"$f":"'Relevant Variables'!$F$249","v":0},{"$f":"'Relevant Variables'!$F$279","v":0},{"$f":"'Relevant Variables'!$F$309","v":0},{"$f":"'Relevant Variables'!$F$339","v":0},{"$f":"'Relevant Variables'!$F$369","v":0},{"$f":"'Relevant Variables'!$F$399","v":0},{"$f":"'Relevant Variables'!$F$429","v":0},{"$f":"'Relevant Variables'!$F$459","v":0},{"$f":"'Relevant Variables'!$F$489","v":0},{"$f":"'Relevant Variables'!$F$519","v":0},{"$f":"'Relevant Variables'!$F$549","v":0},{"$f":"'Relevant Variables'!$F$579","v":0},{"$f":"'Relevant Variables'!$F$609","v":0},null,false,null,null,123,{"$f":"'Energy Consumption'!$F$47","v":0},{"$f":"'Energy Consumption'!$F$48","v":0},{"$f":"'Energy Consumption'!$F$129","v":0},{"$f":"'Energy Consumption'!$F$130","v":0},{"$f":"'Energy Consumption'!$F$211","v":0},{"$f":"'Energy Consumption'!$F$212","v":0},{"$f":"'Energy Consumption'!$F$293","v":0},{"$f":"'Energy Consumption'!$F$294","v":0},{"$f":"'Energy Consumption'!$F$375","v":0},{"$f":"'Energy Consumption'!$F$376","v":0},{"$f":"'Energy Consumption'!$F$457","v":0},{"$f":"'Energy Consumption'!$F$458","v":0},{"$f":"'Energy Consumption'!$F$539","v":0},{"$f":"'Energy Consumption'!$F$540","v":0},{"$f":"'Energy Consumption'!$F$621","v":0},{"$f":"'Energy Consumption'!$F$622","v":0},{"$f":"'Energy Consumption'!$F$703","v":0},{"$f":"'Energy Consumption'!$F$704","v":0},{"$f":"'Energy Consumption'!$F$785","v":0},{"$f":"'Energy Consumption'!$F$786","v":0},{"$f":"'Energy Consumption'!$F$867","v":0},{"$f":"'Energy Consumption'!$F$868","v":0},{"$f":"'Energy Consumption'!$F$949","v":0},{"$f":"'Energy Consumption'!$F$950","v":0},{"$f":"'Energy Consumption'!$F$1031","v":0},{"$f":"'Energy Consumption'!$F$1032","v":0},{"$f":"'Energy Consumption'!$F$1113","v":0},{"$f":"'Energy Consumption'!$F$1114","v":0},{"$f":"'Energy Consumption'!$F$1195","v":0},{"$f":"'Energy Consumption'!$F$1196","v":0},{"$f":"'Energy Consumption'!$F$1277","v":0},{"$f":"'Energy Consumption'!$F$1278","v":0},{"$f":"'Energy Consumption'!$F$1359","v":0},{"$f":"'Energy Consumption'!$F$1360","v":0},{"$f":"'Energy Consumption'!$F$1441","v":0},{"$f":"'Energy Consumption'!$F$1442","v":0},{"$f":"'Energy Consumption'!$F$1523","v":0},{"$f":"'Energy Consumption'!$F$1524","v":0},{"$f":"'Energy Consumption'!$F$1605","v":0},{"$f":"'Energy Consumption'!$F$1606","v":0}]
["2021-04-01",0,0,0,0,0,0,{"$f":"'Relevant Variables'!$G$39","v":0},{"$f":"'Relevant Variables'!$G$69","v":0},{"$f":"'Relevant Variables'!$G$99","v":0},{"$f":"'Relevant Variables'!$G$129","v":0},{"$f":"'Relevant Variables'!$G$159","v":0},{"$f":"'Relevant Variables'!$G$189","v":0},{"$f":"'Relevant Variables'!$G$219","v":0},{"$f":"'Relevant Variables'!$G$249","v":0},{"$f":"'Relevant Variables'!$G$279","v":0},{"$f":"'Relevant Variables'!$G$309","v":0},{"$f":"'Relevant Variables'!$G$339","v":0},{"$f":"'Relevant Variables'!$G$369","v":0},{"$f":"'Relevant Variables'!$G$399","v":0},{"$f":"'Relevant Variables'!$G$429","v":0},{"$f":"'Relevant Variables'!$G$459","v":0},{"$f":"'Relevant Variables'!$G$489","v":0},{"$f":"'Relevant Variables'!$G$519","v":0},{"$f":"'Relevant Variables'!$G$549","v":0},{"$f":"'Relevant Variables'!$G$579","v":0},{"$f":"'Relevant Variables'!$G$609","v":0},null,false,null,null,124,{"$f":"'Energy Consumption'!$G$47","v":0},{"$f":"'Energy Consumption'!$G$48","v":0},{"$f":"'Energy Consumption'!$G$129","v":0},{"$f":"'Energy Consumption'!$G$130","v":0},{"$f":"'Energy Consumption'!$G$211","v":0},{"$f":"'Energy Consumption'!$G$212","v":0},{"$f":"'Energy Consumption'!$G$293","v":0},{"$f":"'Energy Consumption'!$G$294","v":0},{"$f":"'Energy Consumption'!$G$375","v":0},{"$f":"'Energy Consumption'!$G$376","v":0},{"$f":"'Energy Consumption'!$G$457","v":0},{"$f":"'Energy Consumption'!$G$458","v":0},{"$f":"'Energy Consumption'!$G$539","v":0},{"$f":"'Energy Consumption'!$G$540","v":0},{"$f":"'Energy Consumption'!$G$621","v":0},{"$f":"'Energy Consumption'!$G$622","v":0},{"$f":"'Energy Consumption'!$G$703","v":0},{"$f":"'Energy Consumption'!$G$704","v":0},{"$f":"'Energy Consumption'!$G$785","v":0},{"$f":"'Energy Consumption'!$G$786","v":0},{"$f":"'Energy Consumption'!$G$867","v":0},{"$f":"'Energy Consumption'!$G$868","v":0},{"$f":"'Energy Consumption'!$G$949","v":0},{"$f":"'Energy Consumption'!$G$950","v":0},{"$f":"'Energy Consumption'!$G$1031","v":0},{"$f":"'Energy Consumption'!$G$1032","v":0},{"$f":"'Energy Consumption'!$G$1113","v":0},{"$f":"'Energy Consumption'!$G$1114","v":0},{"$f":"'Energy Consumption'!$G$1195","v":0},{"$f":"'Energy Consumption'!$G$1196","v":0},{"$f":"'Energy Consumption'!$G$1277","v":0},{"$f":"'Energy Consumption'!$G$1278","v":0},{"$f":"'Energy Consumption'!$G$1359","v":0},{"$f":"'Energy Consumption'!$G$1360","v":0},{"$f":"'Energy Consumption'!$G$1441","v":0},{"$f":"'Energy Consumption'!$G$1442","v":0},{"$f":"'Energy Consumption'!$G$1523","v":0},{"$f":"'Energy Consumption'!$G$1524","v":0},{"$f":"'Energy Consumption'!$G$1605","v":0},{"$f":"'Energy Consumption'!$G$1606","v":0}]
["2021-05-01",0,0,0,0,0,0,{"$f":"'Relevant Variables'!$H$39","v":0},{"$f":"'Relevant Variables'!$H$69","v":0},{"$f":"'Relevant Variables'!$H$99","v":0},{"$f":"'Relevant Variables'!$H$129","v":0},{"$f":"'Relevant Variables'!$H$159","v":0},{"$f":"'Relevant Variables'!$H$189","v":0},{"$f":"'Relevant Variables'!$H$219","v":0},{"$f":"'Relevant Variables'!$H$249","v":0},{"$f":"'Relevant Variables'!$H$279","v":0},{"$f":"'Relevant Variables'!$H$309","v":0},{"$f":"'Relevant Variables'!$H$339","v":0},{"$f":"'Relevant Variables'!$H$369","v":0},{"$f":"'Relevant Variables'!$H$399","v":0},{"$f":"'Relevant Variables'!$H$429","v":0},{"$f":"'Relevant Variables'!$H$459","v":0},{"$f":"'Relevant Variables'!$H$489","v":0},{"$f":"'Relevant Variables'!$H$519","v":0},{"$f":"'Relevant Variables'!$H$549","v":0},{"$f":"'Relevant Variables'!$H$579","v":0},{"$f":"'Relevant Variables'!$H$609","v":0},null,false,null,null,125,{"$f":"'Energy Consumption'!$H$47","v":0},{"$f":"'Energy Consumption'!$H$48","v":0},{"$f":"'Energy Consumption'!$H$129","v":0},{"$f":"'Energy Consumption'!$H$130","v":0},{"$f":"'Energy Consumption'!$H$211","v":0},{"$f":"'Energy Consumption'!$H$212","v":0},{"$f":"'Energy Consumption'!$H$293","v":0},{"$f":"'Energy Consumption'!$H$294","v":0},{"$f":"'Energy Consumption'!$H$375","v":0},{"$f":"'Energy Consumption'!$H$376","v":0},{"$f":"'Energy Consumption'!$H$457","v":0},{"$f":"'Energy Consumption'!$H$458","v":0},{"$f":"'Energy Consumption'!$H$539","v":0},{"$f":"'Energy Consumption'!$H$540","v":0},{"$f":"'Energy Consumption'!$H$621","v":0},{"$f":"'Energy Consumption'!$H$622","v":0},{"$f":"'Energy Consumption'!$H$703","v":0},{"$f":"'Energy Consumption'!$H$704","v":0},{"$f":"'Energy Consumption'!$H$785","v":0},{"$f":"'Energy Consumption'!$H$786","v":0},{"$f":"'Energy Consumption'!$H$867","v":0},{"$f":"'Energy Consumption'!$H$868","v":0},{"$f":"'Energy Consumption'!$H$949","v":0},{"$f":"'Energy Consumption'!$H$950","v":0},{"$f":"'Energy Consumption'!$H$1031","v":0},{"$f":"'Energy Consumption'!$H$1032","v":0},{"$f":"'Energy Consumption'!$H$1113","v":0},{"$f":"'Energy Consumption'!$H$1114","v":0},{"$f":"'Energy Consumption'!$H$1195","v":0},{"$f":"'Energy Consumption'!$H$1196","v":0},{"$f":"'Energy Consumption'!$H$1277","v":0},{"$f":"'Energy Consumption'!$H$1278","v":0},{"$f":"'Energy Consumption'!$H$1359","v":0},{"$f":"'Energy Consumption'!$H$1360","v":0},{"$f":"'Energy Consumption'!$H$1441","v":0},{"$f":"'Energy Consumption'!$H$1442","v":0},{"$f":"'Energy Consumption'!$H$1523","v":0},{"$f":"'Energy Consumption'!$H$1524","v":0},{"$f":"'Energy Consumption'!$H$1605","v":0},{"$f":"'Energy Consumption'!$H$1606","v":0}]
["2021-06-01",0,0,0,0,0,0,{"$f":"'Relevant Variables'!$I$39","v":0},{"$f":"'Relevant Variables'!$I$69","v":0},{"$f":"'Relevant Variables'!$I$99","v":0},{"$f":"'Relevant Variables'!$I$129","v":0},{"$f":"'Relevant Variables'!$I$159","v":0},{"$f":"'Relevant Variables'!$I$189","v":0},{"$f":"'Relevant Variables'!$I$219","v":0},{"$f":"'Relevant Variables'!$I$249","v":0},{"$f":"'Relevant Variables'!$I$279","v":0},{"$f":"'Relevant Variables'!$I$309","v":0},{"$f":"'Relevant Variables'!$I$339","v":0},{"$f":"'Relevant Variables'!$I$369","v":0},{"$f":"'Relevant Variables'!$I$399","v":0},{"$f":"'Relevant Variables'!$I$429","v":0},{"$f":"'Relevant Variables'!$I$459","v":0},{"$f":"'Relevant Variables'!$I$489","v":0},{"$f":"'Relevant Variables'!$I$519","v":0},{"$f":"'Relevant Variables'!$I$549","v":0},{"$f":"'Relevant Variables'!$I$579","v":0},{"$f":"'Relevant Variables'!$I$609","v":0},null,false,null,null,126,{"$f":"'Energy Consumption'!$I$47","v":0},{"$f":"'Energy Consumption'!$I$48","v":0},{"$f":"'Energy Consumption'!$I$129","v":0},{"$f":"'Energy Consumption'!$I$130","v":0},{"$f":"'Energy Consumption'!$I$211","v":0},{"$f":"'Energy Consumption'!$I$212","v":0},{"$f":"'Energy Consumption'!$I$293","v":0},{"$f":"'Energy Consumption'!$I$294","v":0},{"$f":"'Energy Consumption'!$I$375","v":0},{"$f":"'Energy Consumption'!$I$376","v":0},{"$f":"'Energy Consumption'!$I$457","v":0},{"$f":"'Energy Consumption'!$I$458","v":0},{"$f":"'Energy Consumption'!$I$539","v":0},{"$f":"'Energy Consumption'!$I$540","v":0},{"$f":"'Energy Consumption'!$I$621","v":0},{"$f":"'Energy Consumption'!$I$622","v":0},{"$f":"'Energy Consumption'!$I$703","v":0},{"$f":"'Energy Consumption'!$I$704","v":0},{"$f":"'Energy Consumption'!$I$785","v":0},{"$f":"'Energy Consumption'!$I$786","v":0},{"$f":"'Energy Consumption'!$I$867","v":0},{"$f":"'Energy Consumption'!$I$868","v":0},{"$f":"'Energy Consumption'!$I$949","v":0},{"$f":"'Energy Consumption'!$I$950","v":0},{"$f":"'Energy Consumption'!$I$1031","v":0},{"$f":"'Energy Consumption'!$I$1032","v":0},{"$f":"'Energy Consumption'!$I$1113","v":0},{"$f":"'Energy Consumption'!$I$1114","v":0},{"$f":"'Energy Consumption'!$I$1195","v":0},{"$f":"'Energy Consumption'!$I$1196","v":0},{"$f":"'Energy Consumption'!$I$1277","v":0},{"$f":"'Energy Consumption'!$I$1278","v":0},{"$f":"'Energy Consumption'!$I$1359","v":0},{"$f":"'Energy Consumption'!$I$1360","v":0},{"$f":"'Energy Consumption'!$I$1441","v":0},{"$f":"'Energy Consumption'!$I$1442","v":0},{"$f":"'Energy Consumption'!$I$1523","v":0},{"$f":"'Energy Consumption'!$I$1524","v":0},{"$f":"'Energy Consumption'!$I$1605","v":0},{"$f":"'Energy Consumption'!$I$1606","v":0}]
["2021-07-01",0,0,0,0,0,0,{"$f":"'Relevant Variables'!$J$39","v":0},{"$f":"'Relevant Variables'!$J$69","v":0},{"$f":"'Relevant Variables'!$J$99","v":0},{"$f":"'Relevant Variables'!$J$129","v":0},{"$f":"'Relevant Variables'!$J$159","v":0},{"$f":"'Relevant Variables'!$J$189","v":0},{"$f":"'Relevant Variables'!$J$219","v":0},{"$f":"'Relevant Variables'!$J$249","v":0},{"$f":"'Relevant Variables'!$J$279","v":0},{"$f":"'Relevant Variables'!$J$309","v":0},{"$f":"'Relevant Variables'!$J$339","v":0},{"$f":"'Relevant Variables'!$J$369","v":0},{"$f":"'Relevant Variables'!$J$399","v":0},{"$f":"'Relevant Variables'!$J$429","v":0},{"$f":"'Relevant Variables'!$J$459","v":0},{"$f":"'Relevant Variables'!$J$489","v":0},{"$f":"'Relevant Variables'!$J$519","v":0},{"$f":"'Relevant Variables'!$J$549","v":0},{"$f":"'Relevant Variables'!$J$579","v":0},{"$f":"'Relevant Variables'!$J$609","v":0},null,false,null,null,127,{"$f":"'Energy Consumption'!$J$47","v":0},{"$f":"'Energy Consumption'!$J$48","v":0},{"$f":"'Energy Consumption'!$J$129","v":0},{"$f":"'Energy Consumption'!$J$130","v":0},{"$f":"'Energy Consumption'!$J$211","v":0},{"$f":"'Energy Consumption'!$J$212","v":0},{"$f":"'Energy Consumption'!$J$293","v":0},{"$f":"'Energy Consumption'!$J$294","v":0},{"$f":"'Energy Consumption'!$J$375","v":0},{"$f":"'Energy Consumption'!$J$376","v":0},{"$f":"'Energy Consumption'!$J$457","v":0},{"$f":"'Energy Consumption'!$J$458","v":0},{"$f":"'Energy Consumption'!$J$539","v":0},{"$f":"'Energy Consumption'!$J$540","v":0},{"$f":"'Energy Consumption'!$J$621","v":0},{"$f":"'Energy Consumption'!$J$622","v":0},{"$f":"'Energy Consumption'!$J$703","v":0},{"$f":"'Energy Consumption'!$J$704","v":0},{"$f":"'Energy Consumption'!$J$785","v":0},{"$f":"'Energy Consumption'!$J$786","v":0},{"$f":"'Energy Consumption'!$J$867","v":0},{"$f":"'Energy Consumption'!$J$868","v":0},{"$f":"'Energy Consumption'!$J$949","v":0},{"$f":"'Energy Consumption'!$J$950","v":0},{"$f":"'Energy Consumption'!$J$1031","v":0},{"$f":"'Energy Consumption'!$J$1032","v":0},{"$f":"'Energy Consumption'!$J$1113","v":0},{"$f":"'Energy Consumption'!$J$1114","v":0},{"$f":"'Energy Consumption'!$J$1195","v":0},{"$f":"'Energy Consumption'!$J$1196","v":0},{"$f":"'Energy Consumption'!$J$1277","v":0},{"$f":"'Energy Consumption'!$J$1278","v":0},{"$f":"'Energy Consumption'!$J$1359","v":0},{"$f":"'Energy Consumption'!$J$1360","v":0},{"$f":"'Energy Consumption'!$J$1441","v":0},{"$f":"'Energy Consumption'!$J$1442","v":0},{"$f":"'Energy Consumption'!$J$1523","v":0},{"$f":"'Energy Consumption'!$J$1524","v":0},{"$f":"'Energy Consumption'!$J$1605","v":0},{"$f":"'Energy Consumption'!$J$1606","v":0}]
["2021-08-01",0,0,0,0,0,0,{"$f":"'Relevant Variables'!$K$39","v":0},{"$f":"'Relevant Variables'!$K$69","v":0},{"$f":"'Relevant Variables'!$K$99","v":0},{"$f":"'Relevant Variables'!$K$129","v":0},{"$f":"'Relevant Variables'!$K$159","v":0},{"$f":"'Relevant Variables'!$K$189","v":0},{"$f":"'Relevant Variables'!$K$219","v":0},{"$f":"'Relevant Variables'!$K$249","v":0},{"$f":"'Relevant Variables'!$K$279","v":0},{"$f":"'Relevant Variables'!$K$309","v":0},{"$f":"'Relevant Variables'!$K$339","v":0},{"$f":"'Relevant Variables'!$K$369","v":0},{"$f":"'Relevant Variables'!$K$399","v":0},{"$f":"'Relevant Variables'!$K$429","v":0},{"$f":"'Relevant Variables'!$K$459","v":0},{"$f":"'Relevant Variables'!$K$489","v":0},{"$f":"'Relevant Variables'!$K$519","v":0},{"$f":"'Relevant Variables'!$K$549","v":0},{"$f":"'Relevant Variables'!$K$579","v":0},{"$f":"'Relevant Variables'!$K$609","v":0},null,false,null,null,128,{"$f":"'Energy Consumption'!$K$47","v":0},{"$f":"'Energy Consumption'!$K$48","v":0},{"$f":"'Energy Consumption'!$K$129","v":0},{"$f":"'Energy Consumption'!$K$130","v":0},{"$f":"'Energy Consumption'!$K$211","v":0},{"$f":"'Energy Consumption'!$K$212","v":0},{"$f":"'Energy Consumption'!$K$293","v":0},{"$f":"'Energy Consumption'!$K$294","v":0},{"$f":"'Energy Consumption'!$K$375","v":0},{"$f":"'Energy Consumption'!$K$376","v":0},{"$f":"'Energy Consumption'!$K$457","v":0},{"$f":"'Energy Consumption'!$K$458","v":0},{"$f":"'Energy Consumption'!$K$539","v":0},{"$f":"'Energy Consumption'!$K$540","v":0},{"$f":"'Energy Consumption'!$K$621","v":0},{"$f":"'Energy Consumption'!$K$622","v":0},{"$f":"'Energy Consumption'!$K$703","v":0},{"$f":"'Energy Consumption'!$K$704","v":0},{"$f":"'Energy Consumption'!$K$785","v":0},{"$f":"'Energy Consumption'!$K$786","v":0},{"$f":"'Energy Consumption'!$K$867","v":0},{"$f":"'Energy Consumption'!$K$868","v":0},{"$f":"'Energy Consumption'!$K$949","v":0},{"$f":"'Energy Consumption'!$K$950","v":0},{"$f":"'Energy Consumption'!$K$1031","v":0},{"$f":"'Energy Consumption'!$K$1032","v":0},{"$f":"'Energy Consumption'!$K$1113","v":0},{"$f":"'Energy Consumption'!$K$1114","v":0},{"$f":"'Energy Consumption'!$K$1195","v":0},{"$f":"'Energy Consumption'!$K$1196","v":0},{"$f":"'Energy Consumption'!$K$1277","v":0},{"$f":"'Energy Consumption'!$K$1278","v":0},{"$f":"'Energy Consumption'!$K$1359","v":0},{"$f":"'Energy Consumption'!$K$1360","v":0},{"$f":"'Energy Consumption'!$K$1441","v":0},{"$f":"'Energy Consumption'!$K$1442","v":0},{"$f":"'Energy Consumption'!$K$1523","v":0},{"$f":"'Energy Consumption'!$K$1524","v":0},{"$f":"'Energy Consumption'!$K$1605","v":0},{"$f":"'Energy Consumption'!$K$1606","v":0}]
["2021-09-01",{"$f":"SUMIF($AG$9:$BT$9,\"=\"&B$9,$AG210:$BT210)","v":0},0,0,0,0,0,{"$f":"'Relevant Variables'!$L$39","v":0},{"$f":"'Relevant Variables'!$L$69","v":0},{"$f":"'Relevant Variables'!$L$99","v":0},{"$f":"'Relevant Variables'!$L$129","v":0},{"$f":"'Relevant Variables'!$L$159","v":0},{"$f":"'Relevant Variables'!$L$189","v":0},{"$f":"'Relevant Variables'!$L$219","v":0},{"$f":"'Relevant Variables'!$L$249","v":0},{"$f":"'Relevant Variables'!$L$279","v":0},{"$f":"'Relevant Variables'!$L$309","v":0},{"$f":"'Relevant Variables'!$L$339","v":0},{"$f":"'Relevant Variables'!$L$369","v":0},{"$f":"'Relevant Variables'!$L$399","v":0},{"$f":"'Relevant Variables'!$L$429","v":0},{"$f":"'Relevant Variables'!$L$459","v":0},{"$f":"'Relevant Variables'!$L$489","v":0},{"$f":"'Relevant Variables'!$L$519","v":0},{"$f":"'Relevant Variables'!$L$549","v":0},{"$f":"'Relevant Variables'!$L$579","v":0},{"$f":"'Relevant Variables'!$L$609","v":0},null,false,null,null,129,{"$f":"'Energy Consumption'!$L$47","v":0},{"$f":"'Energy Consumption'!$L$48","v":0},{"$f":"'Energy Consumption'!$L$129","v":0},{"$f":"'Energy Consumption'!$L$130","v":0},{"$f":"'Energy Consumption'!$L$211","v":0},{"$f":"'Energy Consumption'!$L$212","v":0},{"$f":"'Energy Consumption'!$L$293","v":0},{"$f":"'Energy Consumption'!$L$294","v":0},{"$f":"'Energy Consumption'!$L$375","v":0},{"$f":"'Energy Consumption'!$L$376","v":0},{"$f":"'Energy Consumption'!$L$457","v":0},{"$f":"'Energy Consumption'!$L$458","v":0},{"$f":"'Energy Consumption'!$L$539","v":0},{"$f":"'Energy Consumption'!$L$540","v":0},{"$f":"'Energy Consumption'!$L$621","v":0},{"$f":"'Energy Consumption'!$L$622","v":0},{"$f":"'Energy Consumption'!$L$703","v":0},{"$f":"'Energy Consumption'!$L$704","v":0},{"$f":"'Energy Consumption'!$L$785","v":0},{"$f":"'Energy Consumption'!$L$786","v":0},{"$f":"'Energy Consumption'!$L$867","v":0},{"$f":"'Energy Consumption'!$L$868","v":0},{"$f":"'Energy Consumption'!$L$949","v":0},{"$f":"'Energy Consumption'!$L$950","v":0},{"$f":"'Energy Consumption'!$L$1031","v":0},{"$f":"'Energy Consumption'!$L$1032","v":0},{"$f":"'Energy Consumption'!$L$1113","v":0},{"$f":"'Energy Consumption'!$L$1114","v":0},{"$f":"'Energy Consumption'!$L$1195","v":0},{"$f":"'Energy Consumption'!$L$1196","v":0},{"$f":"'Energy Consumption'!$L$1277","v":0},{"$f":"'Energy Consumption'!$L$1278","v":0},{"$f":"'Energy Consumption'!$L$1359","v":0},{"$f":"'Energy Consumption'!$L$1360","v":0},{"$f":"'Energy Consumption'!$L$1441","v":0},{"$f":"'Energy Consumption'!$L$1442","v":0},{"$f":"'Energy Consumption'!$L$1523","v":0},{"$f":"'Energy Consumption'!$L$1524","v":0},{"$f":"'Energy Consumption'!$L$1605","v":0},{"$f":"'Energy Consumption'!$L$1606","v":0}]
["2021-10-01",0,0,0,0,0,0,{"$f":"'Relevant Variables'!$M$39","v":0},{"$f":"'Relevant Variables'!$M$69","v":0},{"$f":"'Relevant Variables'!$M$99","v":0},{"$f":"'Relevant Variables'!$M$129","v":0},{"$f":"'Relevant Variables'!$M$159","v":0},{"$f":"'Relevant Variables'!$M$189","v":0},{"$f":"'Relevant Variables'!$M$219","v":0},{"$f":"'Relevant Variables'!$M$249","v":0},{"$f":"'Relevant Variables'!$M$279","v":0},{"$f":"'Relevant Variables'!$M$309","v":0},{"$f":"'Relevant Variables'!$M$339","v":0},{"$f":"'Relevant Variables'!$M$369","v":0},{"$f":"'Relevant Variables'!$M$399","v":0},{"$f":"'Relevant Variables'!$M$429","v":0},{"$f":"'Relevant Variables'!$M$459","v":0},{"$f":"'Relevant Variables'!$M$489","v":0},{"$f":"'Relevant Variables'!$M$519","v":0},{"$f":"'Relevant Variables'!$M$549","v":0},{"$f":"'Relevant Variables'!$M$579","v":0},{"$f":"'Relevant Variables'!$M$609","v":0},null,false,null,null,130,{"$f":"'Energy Consumption'!$M$47","v":0},{"$f":"'Energy Consumption'!$M$48","v":0},{"$f":"'Energy Consumption'!$M$129","v":0},{"$f":"'Energy Consumption'!$M$130","v":0},{"$f":"'Energy Consumption'!$M$211","v":0},{"$f":"'Energy Consumption'!$M$212","v":0},{"$f":"'Energy Consumption'!$M$293","v":0},{"$f":"'Energy Consumption'!$M$294","v":0},{"$f":"'Energy Consumption'!$M$375","v":0},{"$f":"'Energy Consumption'!$M$376","v":0},{"$f":"'Energy Consumption'!$M$457","v":0},{"$f":"'Energy Consumption'!$M$458","v":0},{"$f":"'Energy Consumption'!$M$539","v":0},{"$f":"'Energy Consumption'!$M$540","v":0},{"$f":"'Energy Consumption'!$M$621","v":0},{"$f":"'Energy Consumption'!$M$622","v":0},{"$f":"'Energy Consumption'!$M$703","v":0},{"$f":"'Energy Consumption'!$M$704","v":0},{"$f":"'Energy Consumption'!$M$785","v":0},{"$f":"'Energy Consumption'!$M$786","v":0},{"$f":"'Energy Consumption'!$M$867","v":0},{"$f":"'Energy Consumption'!$M$868","v":0},{"$f":"'Energy Consumption'!$M$949","v":0},{"$f":"'Energy Consumption'!$M$950","v":0},{"$f":"'Energy Consumption'!$M$1031","v":0},{"$f":"'Energy Consumption'!$M$1032","v":0},{"$f":"'Energy Consumption'!$M$1113","v":0},{"$f":"'Energy Consumption'!$M$1114","v":0},{"$f":"'Energy Consumption'!$M$1195","v":0},{"$f":"'Energy Consumption'!$M$1196","v":0},{"$f":"'Energy Consumption'!$M$1277","v":0},{"$f":"'Energy Consumption'!$M$1278","v":0},{"$f":"'Energy Consumption'!$M$1359","v":0},{"$f":"'Energy Consumption'!$M$1360","v":0},{"$f":"'Energy Consumption'!$M$1441","v":0},{"$f":"'Energy Consumption'!$M$1442","v":0},{"$f":"'Energy Consumption'!$M$1523","v":0},{"$f":"'Energy Consumption'!$M$1524","v":0},{"$f":"'Energy Consumption'!$M$1605","v":0},{"$f":"'Energy Consumption'!$M$1606","v":0}]
["2021-11-01",0,0,0,0,0,0,{"$f":"'Relevant Variables'!$N$39","v":0},{"$f":"'Relevant Variables'!$N$69","v":0},{"$f":"'Relevant Variables'!$N$99","v":0},{"$f":"'Relevant Variables'!$N$129","v":0},{"$f":"'Relevant Variables'!$N$159","v":0},{"$f":"'Relevant Variables'!$N$189","v":0},{"$f":"'Relevant Variables'!$N$219","v":0},{"$f":"'Relevant Variables'!$N$249","v":0},{"$f":"'Relevant Variables'!$N$279","v":0},{"$f":"'Relevant Variables'!$N$309","v":0},{"$f":"'Relevant Variables'!$N$339","v":0},{"$f":"'Relevant Variables'!$N$369","v":0},{"$f":"'Relevant Variables'!$N$399","v":0},{"$f":"'Relevant Variables'!$N$429","v":0},{"$f":"'Relevant Variables'!$N$459","v":0},{"$f":"'Relevant Variables'!$N$489","v":0},{"$f":"'Relevant Variables'!$N$519","v":0},{"$f":"'Relevant Variables'!$N$549","v":0},{"$f":"'Relevant Variables'!$N$579","v":0},{"$f":"'Relevant Variables'!$N$609","v":0},null,false,null,null,131,{"$f":"'Energy Consumption'!$N$47","v":0},{"$f":"'Energy Consumption'!$N$48","v":0},{"$f":"'Energy Consumption'!$N$129","v":0},{"$f":"'Energy Consumption'!$N$130","v":0},{"$f":"'Energy Consumption'!$N$211","v":0},{"$f":"'Energy Consumption'!$N$212","v":0},{"$f":"'Energy Consumption'!$N$293","v":0},{"$f":"'Energy Consumption'!$N$294","v":0},{"$f":"'Energy Consumption'!$N$375","v":0},{"$f":"'Energy Consumption'!$N$376","v":0},{"$f":"'Energy Consumption'!$N$457","v":0},{"$f":"'Energy Consumption'!$N$458","v":0},{"$f":"'Energy Consumption'!$N$539","v":0},{"$f":"'Energy Consumption'!$N$540","v":0},{"$f":"'Energy Consumption'!$N$621","v":0},{"$f":"'Energy Consumption'!$N$622","v":0},{"$f":"'Energy Consumption'!$N$703","v":0},{"$f":"'Energy Consumption'!$N$704","v":0},{"$f":"'Energy Consumption'!$N$785","v":0},{"$f":"'Energy Consumption'!$N$786","v":0},{"$f":"'Energy Consumption'!$N$867","v":0},{"$f":"'Energy Consumption'!$N$868","v":0},{"$f":"'Energy Consumption'!$N$949","v":0},{"$f":"'Energy Consumption'!$N$950","v":0},{"$f":"'Energy Consumption'!$N$1031","v":0},{"$f":"'Energy Consumption'!$N$1032","v":0},{"$f":"'Energy Consumption'!$N$1113","v":0},{"$f":"'Energy Consumption'!$N$1114","v":0},{"$f":"'Energy Consumption'!$N$1195","v":0},{"$f":"'Energy Consumption'!$N$1196","v":0},{"$f":"'Energy Consumption'!$N$1277","v":0},{"$f":"'Energy Consumption'!$N$1278","v":0},{"$f":"'Energy Consumption'!$N$1359","v":0},{"$f":"'Energy Consumption'!$N$1360","v":0},{"$f":"'Energy Consumption'!$N$1441","v":0},{"$f":"'Energy Consumption'!$N$1442","v":0},{"$f":"'Energy Consumption'!$N$1523","v":0},{"$f":"'Energy Consumption'!$N$1524","v":0},{"$f":"'Energy Consumption'!$N$1605","v":0},{"$f":"'Energy Consumption'!$N$1606","v":0}]
["2021-12-01",0,0,0,0,0,0,{"$f":"'Relevant Variables'!$O$39","v":0},{"$f":"'Relevant Variables'!$O$69","v":0},{"$f":"'Relevant Variables'!$O$99","v":0},{"$f":"'Relevant Variables'!$O$129","v":0},{"$f":"'Relevant Variables'!$O$159","v":0},{"$f":"'Relevant Variables'!$O$189","v":0},{"$f":"'Relevant Variables'!$O$219","v":0},{"$f":"'Relevant Variables'!$O$249","v":0},{"$f":"'Relevant Variables'!$O$279","v":0},{"$f":"'Relevant Variables'!$O$309","v":0},{"$f":"'Relevant Variables'!$O$339","v":0},{"$f":"'Relevant Variables'!$O$369","v":0},{"$f":"'Relevant Variables'!$O$399","v":0},{"$f":"'Relevant Variables'!$O$429","v":0},{"$f":"'Relevant Variables'!$O$459","v":0},{"$f":"'Relevant Variables'!$O$489","v":0},{"$f":"'Relevant Variables'!$O$519","v":0},{"$f":"'Relevant Variables'!$O$549","v":0},{"$f":"'Relevant Variables'!$O$579","v":0},{"$f":"'Relevant Variables'!$O$609","v":0},null,false,null,null,132,{"$f":"'Energy Consumption'!$O$47","v":0},{"$f":"'Energy Consumption'!$O$48","v":0},{"$f":"'Energy Consumption'!$O$129","v":0},{"$f":"'Energy Consumption'!$O$130","v":0},{"$f":"'Energy Consumption'!$O$211","v":0},{"$f":"'Energy Consumption'!$O$212","v":0},{"$f":"'Energy Consumption'!$O$293","v":0},{"$f":"'Energy Consumption'!$O$294","v":0},{"$f":"'Energy Consumption'!$O$375","v":0},{"$f":"'Energy Consumption'!$O$376","v":0},{"$f":"'Energy Consumption'!$O$457","v":0},{"$f":"'Energy Consumption'!$O$458","v":0},{"$f":"'Energy Consumption'!$O$539","v":0},{"$f":"'Energy Consumption'!$O$540","v":0},{"$f":"'Energy Consumption'!$O$621","v":0},{"$f":"'Energy Consumption'!$O$622","v":0},{"$f":"'Energy Consumption'!$O$703","v":0},{"$f":"'Energy Consumption'!$O$704","v":0},{"$f":"'Energy Consumption'!$O$785","v":0},{"$f":"'Energy Consumption'!$O$786","v":0},{"$f":"'Energy Consumption'!$O$867","v":0},{"$f":"'Energy Consumption'!$O$868","v":0},{"$f":"'Energy Consumption'!$O$949","v":0},{"$f":"'Energy Consumption'!$O$950","v":0},{"$f":"'Energy Consumption'!$O$1031","v":0},{"$f":"'Energy Consumption'!$O$1032","v":0},{"$f":"'Energy Consumption'!$O$1113","v":0},{"$f":"'Energy Consumption'!$O$1114","v":0},{"$f":"'Energy Consumption'!$O$1195","v":0},{"$f":"'Energy Consumption'!$O$1196","v":0},{"$f":"'Energy Consumption'!$O$1277","v":0},{"$f":"'Energy Consumption'!$O$1278","v":0},{"$f":"'Energy Consumption'!$O$1359","v":0},{"$f":"'Energy Consumption'!$O$1360","v":0},{"$f":"'Energy Consumption'!$O$1441","v":0},{"$f":"'Energy Consumption'!$O$1442","v":0},{"$f":"'Energy Consumption'!$O$1523","v":0},{"$f":"'Energy Consumption'!$O$1524","v":0},{"$f":"'Energy Consumption'!$O$1605","v":0},{"$f":"'Energy Consumption'!$O$1606","v":0}]
["2022-01-01",0,0,0,0,0,0,{"$f":"'Relevant Variables'!$D$38","v":0},{"$f":"'Relevant Variables'!$D$68","v":0},{"$f":"'Relevant Variables'!$D$98","v":0},{"$f":"'Relevant Variables'!$D$128","v":0},{"$f":"'Relevant Variables'!$D$158","v":0},{"$f":"'Relevant Variables'!$D$188","v":0},{"$f":"'Relevant Variables'!$D$218","v":0},{"$f":"'Relevant Variables'!$D$248","v":0},{"$f":"'Relevant Variables'!$D$278","v":0},{"$f":"'Relevant Variables'!$D$308","v":0},{"$f":"'Relevant Variables'!$D$338","v":0},{"$f":"'Relevant Variables'!$D$368","v":0},{"$f":"'Relevant Variables'!$D$398","v":0},{"$f":"'Relevant Variables'!$D$428","v":0},{"$f":"'Relevant Variables'!$D$458","v":0},{"$f":"'Relevant Variables'!$D$488","v":0},{"$f":"'Relevant Variables'!$D$518","v":0},{"$f":"'Relevant Variables'!$D$548","v":0},{"$f":"'Relevant Variables'!$D$578","v":0},{"$f":"'Relevant Variables'!$D$608","v":0},null,{"$f":"VLOOKUP(AD214,ActiveYears,2,)","v":false},{"$f":"AD202+1","v":2022},null,109,{"$f":"'Energy Consumption'!$D$45","v":0},{"$f":"'Energy Consumption'!$D$46","v":0},{"$f":"'Energy Consumption'!$D$127","v":0},{"$f":"'Energy Consumption'!$D$128","v":0},{"$f":"'Energy Consumption'!$D$209","v":0},{"$f":"'Energy Consumption'!$D$210","v":0},{"$f":"'Energy Consumption'!$D$291","v":0},{"$f":"'Energy Consumption'!$D$292","v":0},{"$f":"'Energy Consumption'!$D$373","v":0},{"$f":"'Energy Consumption'!$D$374","v":0},{"$f":"'Energy Consumption'!$D$455","v":0},{"$f":"'Energy Consumption'!$D$456","v":0},{"$f":"'Energy Consumption'!$D$537","v":0},{"$f":"'Energy Consumption'!$D$538","v":0},{"$f":"'Energy Consumption'!$D$619","v":0},{"$f":"'Energy Consumption'!$D$620","v":0},{"$f":"'Energy Consumption'!$D$701","v":0},{"$f":"'Energy Consumption'!$D$702","v":0},{"$f":"'Energy Consumption'!$D$783","v":0},{"$f":"'Energy Consumption'!$D$784","v":0},{"$f":"'Energy Consumption'!$D$865","v":0},{"$f":"'Energy Consumption'!$D$866","v":0},{"$f":"'Energy Consumption'!$D$947","v":0},{"$f":"'Energy Consumption'!$D$948","v":0},{"$f":"'Energy Consumption'!$D$1029","v":0},{"$f":"'Energy Consumption'!$D$1030","v":0},{"$f":"'Energy Consumption'!$D$1111","v":0},{"$f":"'Energy Consumption'!$D$1112","v":0},{"$f":"'Energy Consumption'!$D$1193","v":0},{"$f":"'Energy Consumption'!$D$1194","v":0},{"$f":"'Energy Consumption'!$D$1275","v":0},{"$f":"'Energy Consumption'!$D$1276","v":0},{"$f":"'Energy Consumption'!$D$1357","v":0},{"$f":"'Energy Consumption'!$D$1358","v":0},{"$f":"'Energy Consumption'!$D$1439","v":0},{"$f":"'Energy Consumption'!$D$1440","v":0},{"$f":"'Energy Consumption'!$D$1521","v":0},{"$f":"'Energy Consumption'!$D$1522","v":0},{"$f":"'Energy Consumption'!$D$1603","v":0},{"$f":"'Energy Consumption'!$D$1604","v":0}]
["2022-02-01",0,0,0,0,0,0,{"$f":"'Relevant Variables'!$E$38","v":0},{"$f":"'Relevant Variables'!$E$68","v":0},{"$f":"'Relevant Variables'!$E$98","v":0},{"$f":"'Relevant Variables'!$E$128","v":0},{"$f":"'Relevant Variables'!$E$158","v":0},{"$f":"'Relevant Variables'!$E$188","v":0},{"$f":"'Relevant Variables'!$E$218","v":0},{"$f":"'Relevant Variables'!$E$248","v":0},{"$f":"'Relevant Variables'!$E$278","v":0},{"$f":"'Relevant Variables'!$E$308","v":0},{"$f":"'Relevant Variables'!$E$338","v":0},{"$f":"'Relevant Variables'!$E$368","v":0},{"$f":"'Relevant Variables'!$E$398","v":0},{"$f":"'Relevant Variables'!$E$428","v":0},{"$f":"'Relevant Variables'!$E$458","v":0},{"$f":"'Relevant Variables'!$E$488","v":0},{"$f":"'Relevant Variables'!$E$518","v":0},{"$f":"'Relevant Variables'!$E$548","v":0},{"$f":"'Relevant Variables'!$E$578","v":0},{"$f":"'Relevant Variables'!$E$608","v":0},null,{"$f":"AC214","v":false},null,null,110,{"$f":"'Energy Consumption'!$E$45","v":0},{"$f":"'Energy Consumption'!$E$46","v":0},{"$f":"'Energy Consumption'!$E$127","v":0},{"$f":"'Energy Consumption'!$E$128","v":0},{"$f":"'Energy Consumption'!$E$209","v":0},{"$f":"'Energy Consumption'!$E$210","v":0},{"$f":"'Energy Consumption'!$E$291","v":0},{"$f":"'Energy Consumption'!$E$292","v":0},{"$f":"'Energy Consumption'!$E$373","v":0},{"$f":"'Energy Consumption'!$E$374","v":0},{"$f":"'Energy Consumption'!$E$455","v":0},{"$f":"'Energy Consumption'!$E$456","v":0},{"$f":"'Energy Consumption'!$E$537","v":0},{"$f":"'Energy Consumption'!$E$538","v":0},{"$f":"'Energy Consumption'!$E$619","v":0},{"$f":"'Energy Consumption'!$E$620","v":0},{"$f":"'Energy Consumption'!$E$701","v":0},{"$f":"'Energy Consumption'!$E$702","v":0},{"$f":"'Energy Consumption'!$E$783","v":0},{"$f":"'Energy Consumption'!$E$784","v":0},{"$f":"'Energy Consumption'!$E$865","v":0},{"$f":"'Energy Consumption'!$E$866","v":0},{"$f":"'Energy Consumption'!$E$947","v":0},{"$f":"'Energy Consumption'!$E$948","v":0},{"$f":"'Energy Consumption'!$E$1029","v":0},{"$f":"'Energy Consumption'!$E$1030","v":0},{"$f":"'Energy Consumption'!$E$1111","v":0},{"$f":"'Energy Consumption'!$E$1112","v":0},{"$f":"'Energy Consumption'!$E$1193","v":0},{"$f":"'Energy Consumption'!$E$1194","v":0},{"$f":"'Energy Consumption'!$E$1275","v":0},{"$f":"'Energy Consumption'!$E$1276","v":0},{"$f":"'Energy Consumption'!$E$1357","v":0},{"$f":"'Energy Consumption'!$E$1358","v":0},{"$f":"'Energy Consumption'!$E$1439","v":0},{"$f":"'Energy Consumption'!$E$1440","v":0},{"$f":"'Energy Consumption'!$E$1521","v":0},{"$f":"'Energy Consumption'!$E$1522","v":0},{"$f":"'Energy Consumption'!$E$1603","v":0},{"$f":"'Energy Consumption'!$E$1604","v":0}]
["2022-03-01",0,0,0,0,0,0,{"$f":"'Relevant Variables'!$F$38","v":0},{"$f":"'Relevant Variables'!$F$68","v":0},{"$f":"'Relevant Variables'!$F$98","v":0},{"$f":"'Relevant Variables'!$F$128","v":0},{"$f":"'Relevant Variables'!$F$158","v":0},{"$f":"'Relevant Variables'!$F$188","v":0},{"$f":"'Relevant Variables'!$F$218","v":0},{"$f":"'Relevant Variables'!$F$248","v":0},{"$f":"'Relevant Variables'!$F$278","v":0},{"$f":"'Relevant Variables'!$F$308","v":0},{"$f":"'Relevant Variables'!$F$338","v":0},{"$f":"'Relevant Variables'!$F$368","v":0},{"$f":"'Relevant Variables'!$F$398","v":0},{"$f":"'Relevant Variables'!$F$428","v":0},{"$f":"'Relevant Variables'!$F$458","v":0},{"$f":"'Relevant Variables'!$F$488","v":0},{"$f":"'Relevant Variables'!$F$518","v":0},{"$f":"'Relevant Variables'!$F$548","v":0},{"$f":"'Relevant Variables'!$F$578","v":0},{"$f":"'Relevant Variables'!$F$608","v":0},null,false,null,null,111,{"$f":"'Energy Consumption'!$F$45","v":0},{"$f":"'Energy Consumption'!$F$46","v":0},{"$f":"'Energy Consumption'!$F$127","v":0},{"$f":"'Energy Consumption'!$F$128","v":0},{"$f":"'Energy Consumption'!$F$209","v":0},{"$f":"'Energy Consumption'!$F$210","v":0},{"$f":"'Energy Consumption'!$F$291","v":0},{"$f":"'Energy Consumption'!$F$292","v":0},{"$f":"'Energy Consumption'!$F$373","v":0},{"$f":"'Energy Consumption'!$F$374","v":0},{"$f":"'Energy Consumption'!$F$455","v":0},{"$f":"'Energy Consumption'!$F$456","v":0},{"$f":"'Energy Consumption'!$F$537","v":0},{"$f":"'Energy Consumption'!$F$538","v":0},{"$f":"'Energy Consumption'!$F$619","v":0},{"$f":"'Energy Consumption'!$F$620","v":0},{"$f":"'Energy Consumption'!$F$701","v":0},{"$f":"'Energy Consumption'!$F$702","v":0},{"$f":"'Energy Consumption'!$F$783","v":0},{"$f":"'Energy Consumption'!$F$784","v":0},{"$f":"'Energy Consumption'!$F$865","v":0},{"$f":"'Energy Consumption'!$F$866","v":0},{"$f":"'Energy Consumption'!$F$947","v":0},{"$f":"'Energy Consumption'!$F$948","v":0},{"$f":"'Energy Consumption'!$F$1029","v":0},{"$f":"'Energy Consumption'!$F$1030","v":0},{"$f":"'Energy Consumption'!$F$1111","v":0},{"$f":"'Energy Consumption'!$F$1112","v":0},{"$f":"'Energy Consumption'!$F$1193","v":0},{"$f":"'Energy Consumption'!$F$1194","v":0},{"$f":"'Energy Consumption'!$F$1275","v":0},{"$f":"'Energy Consumption'!$F$1276","v":0},{"$f":"'Energy Consumption'!$F$1357","v":0},{"$f":"'Energy Consumption'!$F$1358","v":0},{"$f":"'Energy Consumption'!$F$1439","v":0},{"$f":"'Energy Consumption'!$F$1440","v":0},{"$f":"'Energy Consumption'!$F$1521","v":0},{"$f":"'Energy Consumption'!$F$1522","v":0},{"$f":"'Energy Consumption'!$F$1603","v":0},{"$f":"'Energy Consumption'!$F$1604","v":0}]
["2022-04-01",0,0,0,0,0,0,{"$f":"'Relevant Variables'!$G$38","v":0},{"$f":"'Relevant Variables'!$G$68","v":0},{"$f":"'Relevant Variables'!$G$98","v":0},{"$f":"'Relevant Variables'!$G$128","v":0},{"$f":"'Relevant Variables'!$G$158","v":0},{"$f":"'Relevant Variables'!$G$188","v":0},{"$f":"'Relevant Variables'!$G$218","v":0},{"$f":"'Relevant Variables'!$G$248","v":0},{"$f":"'Relevant Variables'!$G$278","v":0},{"$f":"'Relevant Variables'!$G$308","v":0},{"$f":"'Relevant Variables'!$G$338","v":0},{"$f":"'Relevant Variables'!$G$368","v":0},{"$f":"'Relevant Variables'!$G$398","v":0},{"$f":"'Relevant Variables'!$G$428","v":0},{"$f":"'Relevant Variables'!$G$458","v":0},{"$f":"'Relevant Variables'!$G$488","v":0},{"$f":"'Relevant Variables'!$G$518","v":0},{"$f":"'Relevant Variables'!$G$548","v":0},{"$f":"'Relevant Variables'!$G$578","v":0},{"$f":"'Relevant Variables'!$G$608","v":0},null,false,null,null,112,{"$f":"'Energy Consumption'!$G$45","v":0},{"$f":"'Energy Consumption'!$G$46","v":0},{"$f":"'Energy Consumption'!$G$127","v":0},{"$f":"'Energy Consumption'!$G$128","v":0},{"$f":"'Energy Consumption'!$G$209","v":0},{"$f":"'Energy Consumption'!$G$210","v":0},{"$f":"'Energy Consumption'!$G$291","v":0},{"$f":"'Energy Consumption'!$G$292","v":0},{"$f":"'Energy Consumption'!$G$373","v":0},{"$f":"'Energy Consumption'!$G$374","v":0},{"$f":"'Energy Consumption'!$G$455","v":0},{"$f":"'Energy Consumption'!$G$456","v":0},{"$f":"'Energy Consumption'!$G$537","v":0},{"$f":"'Energy Consumption'!$G$538","v":0},{"$f":"'Energy Consumption'!$G$619","v":0},{"$f":"'Energy Consumption'!$G$620","v":0},{"$f":"'Energy Consumption'!$G$701","v":0},{"$f":"'Energy Consumption'!$G$702","v":0},{"$f":"'Energy Consumption'!$G$783","v":0},{"$f":"'Energy Consumption'!$G$784","v":0},{"$f":"'Energy Consumption'!$G$865","v":0},{"$f":"'Energy Consumption'!$G$866","v":0},{"$f":"'Energy Consumption'!$G$947","v":0},{"$f":"'Energy Consumption'!$G$948","v":0},{"$f":"'Energy Consumption'!$G$1029","v":0},{"$f":"'Energy Consumption'!$G$1030","v":0},{"$f":"'Energy Consumption'!$G$1111","v":0},{"$f":"'Energy Consumption'!$G$1112","v":0},{"$f":"'Energy Consumption'!$G$1193","v":0},{"$f":"'Energy Consumption'!$G$1194","v":0},{"$f":"'Energy Consumption'!$G$1275","v":0},{"$f":"'Energy Consumption'!$G$1276","v":0},{"$f":"'Energy Consumption'!$G$1357","v":0},{"$f":"'Energy Consumption'!$G$1358","v":0},{"$f":"'Energy Consumption'!$G$1439","v":0},{"$f":"'Energy Consumption'!$G$1440","v":0},{"$f":"'Energy Consumption'!$G$1521","v":0},{"$f":"'Energy Consumption'!$G$1522","v":0},{"$f":"'Energy Consumption'!$G$1603","v":0},{"$f":"'Energy Consumption'!$G$1604","v":0}]
["2022-05-01",0,0,0,0,0,0,{"$f":"'Relevant Variables'!$H$38","v":0},{"$f":"'Relevant Variables'!$H$68","v":0},{"$f":"'Relevant Variables'!$H$98","v":0},{"$f":"'Relevant Variables'!$H$128","v":0},{"$f":"'Relevant Variables'!$H$158","v":0},{"$f":"'Relevant Variables'!$H$188","v":0},{"$f":"'Relevant Variables'!$H$218","v":0},{"$f":"'Relevant Variables'!$H$248","v":0},{"$f":"'Relevant Variables'!$H$278","v":0},{"$f":"'Relevant Variables'!$H$308","v":0},{"$f":"'Relevant Variables'!$H$338","v":0},{"$f":"'Relevant Variables'!$H$368","v":0},{"$f":"'Relevant Variables'!$H$398","v":0},{"$f":"'Relevant Variables'!$H$428","v":0},{"$f":"'Relevant Variables'!$H$458","v":0},{"$f":"'Relevant Variables'!$H$488","v":0},{"$f":"'Relevant Variables'!$H$518","v":0},{"$f":"'Relevant Variables'!$H$548","v":0},{"$f":"'Relevant Variables'!$H$578","v":0},{"$f":"'Relevant Variables'!$H$608","v":0},null,false,null,null,113,{"$f":"'Energy Consumption'!$H$45","v":0},{"$f":"'Energy Consumption'!$H$46","v":0},{"$f":"'Energy Consumption'!$H$127","v":0},{"$f":"'Energy Consumption'!$H$128","v":0},{"$f":"'Energy Consumption'!$H$209","v":0},{"$f":"'Energy Consumption'!$H$210","v":0},{"$f":"'Energy Consumption'!$H$291","v":0},{"$f":"'Energy Consumption'!$H$292","v":0},{"$f":"'Energy Consumption'!$H$373","v":0},{"$f":"'Energy Consumption'!$H$374","v":0},{"$f":"'Energy Consumption'!$H$455","v":0},{"$f":"'Energy Consumption'!$H$456","v":0},{"$f":"'Energy Consumption'!$H$537","v":0},{"$f":"'Energy Consumption'!$H$538","v":0},{"$f":"'Energy Consumption'!$H$619","v":0},{"$f":"'Energy Consumption'!$H$620","v":0},{"$f":"'Energy Consumption'!$H$701","v":0},{"$f":"'Energy Consumption'!$H$702","v":0},{"$f":"'Energy Consumption'!$H$783","v":0},{"$f":"'Energy Consumption'!$H$784","v":0},{"$f":"'Energy Consumption'!$H$865","v":0},{"$f":"'Energy Consumption'!$H$866","v":0},{"$f":"'Energy Consumption'!$H$947","v":0},{"$f":"'Energy Consumption'!$H$948","v":0},{"$f":"'Energy Consumption'!$H$1029","v":0},{"$f":"'Energy Consumption'!$H$1030","v":0},{"$f":"'Energy Consumption'!$H$1111","v":0},{"$f":"'Energy Consumption'!$H$1112","v":0},{"$f":"'Energy Consumption'!$H$1193","v":0},{"$f":"'Energy Consumption'!$H$1194","v":0},{"$f":"'Energy Consumption'!$H$1275","v":0},{"$f":"'Energy Consumption'!$H$1276","v":0},{"$f":"'Energy Consumption'!$H$1357","v":0},{"$f":"'Energy Consumption'!$H$1358","v":0},{"$f":"'Energy Consumption'!$H$1439","v":0},{"$f":"'Energy Consumption'!$H$1440","v":0},{"$f":"'Energy Consumption'!$H$1521","v":0},{"$f":"'Energy Consumption'!$H$1522","v":0},{"$f":"'Energy Consumption'!$H$1603","v":0},{"$f":"'Energy Consumption'!$H$1604","v":0}]
["2022-06-01",0,0,0,0,0,0,{"$f":"'Relevant Variables'!$I$38","v":0},{"$f":"'Relevant Variables'!$I$68","v":0},{"$f":"'Relevant Variables'!$I$98","v":0},{"$f":"'Relevant Variables'!$I$128","v":0},{"$f":"'Relevant Variables'!$I$158","v":0},{"$f":"'Relevant Variables'!$I$188","v":0},{"$f":"'Relevant Variables'!$I$218","v":0},{"$f":"'Relevant Variables'!$I$248","v":0},{"$f":"'Relevant Variables'!$I$278","v":0},{"$f":"'Relevant Variables'!$I$308","v":0},{"$f":"'Relevant Variables'!$I$338","v":0},{"$f":"'Relevant Variables'!$I$368","v":0},{"$f":"'Relevant Variables'!$I$398","v":0},{"$f":"'Relevant Variables'!$I$428","v":0},{"$f":"'Relevant Variables'!$I$458","v":0},{"$f":"'Relevant Variables'!$I$488","v":0},{"$f":"'Relevant Variables'!$I$518","v":0},{"$f":"'Relevant Variables'!$I$548","v":0},{"$f":"'Relevant Variables'!$I$578","v":0},{"$f":"'Relevant Variables'!$I$608","v":0},null,false,null,null,114,{"$f":"'Energy Consumption'!$I$45","v":0},{"$f":"'Energy Consumption'!$I$46","v":0},{"$f":"'Energy Consumption'!$I$127","v":0},{"$f":"'Energy Consumption'!$I$128","v":0},{"$f":"'Energy Consumption'!$I$209","v":0},{"$f":"'Energy Consumption'!$I$210","v":0},{"$f":"'Energy Consumption'!$I$291","v":0},{"$f":"'Energy Consumption'!$I$292","v":0},{"$f":"'Energy Consumption'!$I$373","v":0},{"$f":"'Energy Consumption'!$I$374","v":0},{"$f":"'Energy Consumption'!$I$455","v":0},{"$f":"'Energy Consumption'!$I$456","v":0},{"$f":"'Energy Consumption'!$I$537","v":0},{"$f":"'Energy Consumption'!$I$538","v":0},{"$f":"'Energy Consumption'!$I$619","v":0},{"$f":"'Energy Consumption'!$I$620","v":0},{"$f":"'Energy Consumption'!$I$701","v":0},{"$f":"'Energy Consumption'!$I$702","v":0},{"$f":"'Energy Consumption'!$I$783","v":0},{"$f":"'Energy Consumption'!$I$784","v":0},{"$f":"'Energy Consumption'!$I$865","v":0},{"$f":"'Energy Consumption'!$I$866","v":0},{"$f":"'Energy Consumption'!$I$947","v":0},{"$f":"'Energy Consumption'!$I$948","v":0},{"$f":"'Energy Consumption'!$I$1029","v":0},{"$f":"'Energy Consumption'!$I$1030","v":0},{"$f":"'Energy Consumption'!$I$1111","v":0},{"$f":"'Energy Consumption'!$I$1112","v":0},{"$f":"'Energy Consumption'!$I$1193","v":0},{"$f":"'Energy Consumption'!$I$1194","v":0},{"$f":"'Energy Consumption'!$I$1275","v":0},{"$f":"'Energy Consumption'!$I$1276","v":0},{"$f":"'Energy Consumption'!$I$1357","v":0},{"$f":"'Energy Consumption'!$I$1358","v":0},{"$f":"'Energy Consumption'!$I$1439","v":0},{"$f":"'Energy Consumption'!$I$1440","v":0},{"$f":"'Energy Consumption'!$I$1521","v":0},{"$f":"'Energy Consumption'!$I$1522","v":0},{"$f":"'Energy Consumption'!$I$1603","v":0},{"$f":"'Energy Consumption'!$I$1604","v":0}]
["2022-07-01",{"$f":"SUMIF($AG$9:$BT$9,\"=\"&B$9,$AG220:$BT220)","v":0},0,0,0,0,0,{"$f":"'Relevant Variables'!$J$38","v":0},{"$f":"'Relevant Variables'!$J$68","v":0},{"$f":"'Relevant Variables'!$J$98","v":0},{"$f":"'Relevant Variables'!$J$128","v":0},{"$f":"'Relevant Variables'!$J$158","v":0},{"$f":"'Relevant Variables'!$J$188","v":0},{"$f":"'Relevant Variables'!$J$218","v":0},{"$f":"'Relevant Variables'!$J$248","v":0},{"$f":"'Relevant Variables'!$J$278","v":0},{"$f":"'Relevant Variables'!$J$308","v":0},{"$f":"'Relevant Variables'!$J$338","v":0},{"$f":"'Relevant Variables'!$J$368","v":0},{"$f":"'Relevant Variables'!$J$398","v":0},{"$f":"'Relevant Variables'!$J$428","v":0},{"$f":"'Relevant Variables'!$J$458","v":0},{"$f":"'Relevant Variables'!$J$488","v":0},{"$f":"'Relevant Variables'!$J$518","v":0},{"$f":"'Relevant Variables'!$J$548","v":0},{"$f":"'Relevant Variables'!$J$578","v":0},{"$f":"'Relevant Variables'!$J$608","v":0},null,false,null,null,115,{"$f":"'Energy Consumption'!$J$45","v":0},{"$f":"'Energy Consumption'!$J$46","v":0},{"$f":"'Energy Consumption'!$J$127","v":0},{"$f":"'Energy Consumption'!$J$128","v":0},{"$f":"'Energy Consumption'!$J$209","v":0},{"$f":"'Energy Consumption'!$J$210","v":0},{"$f":"'Energy Consumption'!$J$291","v":0},{"$f":"'Energy Consumption'!$J$292","v":0},{"$f":"'Energy Consumption'!$J$373","v":0},{"$f":"'Energy Consumption'!$J$374","v":0},{"$f":"'Energy Consumption'!$J$455","v":0},{"$f":"'Energy Consumption'!$J$456","v":0},{"$f":"'Energy Consumption'!$J$537","v":0},{"$f":"'Energy Consumption'!$J$538","v":0},{"$f":"'Energy Consumption'!$J$619","v":0},{"$f":"'Energy Consumption'!$J$620","v":0},{"$f":"'Energy Consumption'!$J$701","v":0},{"$f":"'Energy Consumption'!$J$702","v":0},{"$f":"'Energy Consumption'!$J$783","v":0},{"$f":"'Energy Consumption'!$J$784","v":0},{"$f":"'Energy Consumption'!$J$865","v":0},{"$f":"'Energy Consumption'!$J$866","v":0},{"$f":"'Energy Consumption'!$J$947","v":0},{"$f":"'Energy Consumption'!$J$948","v":0},{"$f":"'Energy Consumption'!$J$1029","v":0},{"$f":"'Energy Consumption'!$J$1030","v":0},{"$f":"'Energy Consumption'!$J$1111","v":0},{"$f":"'Energy Consumption'!$J$1112","v":0},{"$f":"'Energy Consumption'!$J$1193","v":0},{"$f":"'Energy Consumption'!$J$1194","v":0},{"$f":"'Energy Consumption'!$J$1275","v":0},{"$f":"'Energy Consumption'!$J$1276","v":0},{"$f":"'Energy Consumption'!$J$1357","v":0},{"$f":"'Energy Consumption'!$J$1358","v":0},{"$f":"'Energy Consumption'!$J$1439","v":0},{"$f":"'Energy Consumption'!$J$1440","v":0},{"$f":"'Energy Consumption'!$J$1521","v":0},{"$f":"'Energy Consumption'!$J$1522","v":0},{"$f":"'Energy Consumption'!$J$1603","v":0},{"$f":"'Energy Consumption'!$J$1604","v":0}]
["2022-08-01",0,0,0,0,0,0,{"$f":"'Relevant Variables'!$K$38","v":0},{"$f":"'Relevant Variables'!$K$68","v":0},{"$f":"'Relevant Variables'!$K$98","v":0},{"$f":"'Relevant Variables'!$K$128","v":0},{"$f":"'Relevant Variables'!$K$158","v":0},{"$f":"'Relevant Variables'!$K$188","v":0},{"$f":"'Relevant Variables'!$K$218","v":0},{"$f":"'Relevant Variables'!$K$248","v":0},{"$f":"'Relevant Variables'!$K$278","v":0},{"$f":"'Relevant Variables'!$K$308","v":0},{"$f":"'Relevant Variables'!$K$338","v":0},{"$f":"'Relevant Variables'!$K$368","v":0},{"$f":"'Relevant Variables'!$K$398","v":0},{"$f":"'Relevant Variables'!$K$428","v":0},{"$f":"'Relevant Variables'!$K$458","v":0},{"$f":"'Relevant Variables'!$K$488","v":0},{"$f":"'Relevant Variables'!$K$518","v":0},{"$f":"'Relevant Variables'!$K$548","v":0},{"$f":"'Relevant Variables'!$K$578","v":0},{"$f":"'Relevant Variables'!$K$608","v":0},null,false,null,null,116,{"$f":"'Energy Consumption'!$K$45","v":0},{"$f":"'Energy Consumption'!$K$46","v":0},{"$f":"'Energy Consumption'!$K$127","v":0},{"$f":"'Energy Consumption'!$K$128","v":0},{"$f":"'Energy Consumption'!$K$209","v":0},{"$f":"'Energy Consumption'!$K$210","v":0},{"$f":"'Energy Consumption'!$K$291","v":0},{"$f":"'Energy Consumption'!$K$292","v":0},{"$f":"'Energy Consumption'!$K$373","v":0},{"$f":"'Energy Consumption'!$K$374","v":0},{"$f":"'Energy Consumption'!$K$455","v":0},{"$f":"'Energy Consumption'!$K$456","v":0},{"$f":"'Energy Consumption'!$K$537","v":0},{"$f":"'Energy Consumption'!$K$538","v":0},{"$f":"'Energy Consumption'!$K$619","v":0},{"$f":"'Energy Consumption'!$K$620","v":0},{"$f":"'Energy Consumption'!$K$701","v":0},{"$f":"'Energy Consumption'!$K$702","v":0},{"$f":"'Energy Consumption'!$K$783","v":0},{"$f":"'Energy Consumption'!$K$784","v":0},{"$f":"'Energy Consumption'!$K$865","v":0},{"$f":"'Energy Consumption'!$K$866","v":0},{"$f":"'Energy Consumption'!$K$947","v":0},{"$f":"'Energy Consumption'!$K$948","v":0},{"$f":"'Energy Consumption'!$K$1029","v":0},{"$f":"'Energy Consumption'!$K$1030","v":0},{"$f":"'Energy Consumption'!$K$1111","v":0},{"$f":"'Energy Consumption'!$K$1112","v":0},{"$f":"'Energy Consumption'!$K$1193","v":0},{"$f":"'Energy Consumption'!$K$1194","v":0},{"$f":"'Energy Consumption'!$K$1275","v":0},{"$f":"'Energy Consumption'!$K$1276","v":0},{"$f":"'Energy Consumption'!$K$1357","v":0},{"$f":"'Energy Consumption'!$K$1358","v":0},{"$f":"'Energy Consumption'!$K$1439","v":0},{"$f":"'Energy Consumption'!$K$1440","v":0},{"$f":"'Energy Consumption'!$K$1521","v":0},{"$f":"'Energy Consumption'!$K$1522","v":0},{"$f":"'Energy Consumption'!$K$1603","v":0},{"$f":"'Energy Consumption'!$K$1604","v":0}]
["2022-09-01",0,0,0,0,0,0,{"$f":"'Relevant Variables'!$L$38","v":0},{"$f":"'Relevant Variables'!$L$68","v":0},{"$f":"'Relevant Variables'!$L$98","v":0},{"$f":"'Relevant Variables'!$L$128","v":0},{"$f":"'Relevant Variables'!$L$158","v":0},{"$f":"'Relevant Variables'!$L$188","v":0},{"$f":"'Relevant Variables'!$L$218","v":0},{"$f":"'Relevant Variables'!$L$248","v":0},{"$f":"'Relevant Variables'!$L$278","v":0},{"$f":"'Relevant Variables'!$L$308","v":0},{"$f":"'Relevant Variables'!$L$338","v":0},{"$f":"'Relevant Variables'!$L$368","v":0},{"$f":"'Relevant Variables'!$L$398","v":0},{"$f":"'Relevant Variables'!$L$428","v":0},{"$f":"'Relevant Variables'!$L$458","v":0},{"$f":"'Relevant Variables'!$L$488","v":0},{"$f":"'Relevant Variables'!$L$518","v":0},{"$f":"'Relevant Variables'!$L$548","v":0},{"$f":"'Relevant Variables'!$L$578","v":0},{"$f":"'Relevant Variables'!$L$608","v":0},null,false,null,null,117,{"$f":"'Energy Consumption'!$L$45","v":0},{"$f":"'Energy Consumption'!$L$46","v":0},{"$f":"'Energy Consumption'!$L$127","v":0},{"$f":"'Energy Consumption'!$L$128","v":0},{"$f":"'Energy Consumption'!$L$209","v":0},{"$f":"'Energy Consumption'!$L$210","v":0},{"$f":"'Energy Consumption'!$L$291","v":0},{"$f":"'Energy Consumption'!$L$292","v":0},{"$f":"'Energy Consumption'!$L$373","v":0},{"$f":"'Energy Consumption'!$L$374","v":0},{"$f":"'Energy Consumption'!$L$455","v":0},{"$f":"'Energy Consumption'!$L$456","v":0},{"$f":"'Energy Consumption'!$L$537","v":0},{"$f":"'Energy Consumption'!$L$538","v":0},{"$f":"'Energy Consumption'!$L$619","v":0},{"$f":"'Energy Consumption'!$L$620","v":0},{"$f":"'Energy Consumption'!$L$701","v":0},{"$f":"'Energy Consumption'!$L$702","v":0},{"$f":"'Energy Consumption'!$L$783","v":0},{"$f":"'Energy Consumption'!$L$784","v":0},{"$f":"'Energy Consumption'!$L$865","v":0},{"$f":"'Energy Consumption'!$L$866","v":0},{"$f":"'Energy Consumption'!$L$947","v":0},{"$f":"'Energy Consumption'!$L$948","v":0},{"$f":"'Energy Consumption'!$L$1029","v":0},{"$f":"'Energy Consumption'!$L$1030","v":0},{"$f":"'Energy Consumption'!$L$1111","v":0},{"$f":"'Energy Consumption'!$L$1112","v":0},{"$f":"'Energy Consumption'!$L$1193","v":0},{"$f":"'Energy Consumption'!$L$1194","v":0},{"$f":"'Energy Consumption'!$L$1275","v":0},{"$f":"'Energy Consumption'!$L$1276","v":0},{"$f":"'Energy Consumption'!$L$1357","v":0},{"$f":"'Energy Consumption'!$L$1358","v":0},{"$f":"'Energy Consumption'!$L$1439","v":0},{"$f":"'Energy Consumption'!$L$1440","v":0},{"$f":"'Energy Consumption'!$L$1521","v":0},{"$f":"'Energy Consumption'!$L$1522","v":0},{"$f":"'Energy Consumption'!$L$1603","v":0},{"$f":"'Energy Consumption'!$L$1604","v":0}]
["2022-10-01",0,0,0,0,0,0,{"$f":"'Relevant Variables'!$M$38","v":0},{"$f":"'Relevant Variables'!$M$68","v":0},{"$f":"'Relevant Variables'!$M$98","v":0},{"$f":"'Relevant Variables'!$M$128","v":0},{"$f":"'Relevant Variables'!$M$158","v":0},{"$f":"'Relevant Variables'!$M$188","v":0},{"$f":"'Relevant Variables'!$M$218","v":0},{"$f":"'Relevant Variables'!$M$248","v":0},{"$f":"'Relevant Variables'!$M$278","v":0},{"$f":"'Relevant Variables'!$M$308","v":0},{"$f":"'Relevant Variables'!$M$338","v":0},{"$f":"'Relevant Variables'!$M$368","v":0},{"$f":"'Relevant Variables'!$M$398","v":0},{"$f":"'Relevant Variables'!$M$428","v":0},{"$f":"'Relevant Variables'!$M$458","v":0},{"$f":"'Relevant Variables'!$M$488","v":0},{"$f":"'Relevant Variables'!$M$518","v":0},{"$f":"'Relevant Variables'!$M$548","v":0},{"$f":"'Relevant Variables'!$M$578","v":0},{"$f":"'Relevant Variables'!$M$608","v":0},null,false,null,null,118,{"$f":"'Energy Consumption'!$M$45","v":0},{"$f":"'Energy Consumption'!$M$46","v":0},{"$f":"'Energy Consumption'!$M$127","v":0},{"$f":"'Energy Consumption'!$M$128","v":0},{"$f":"'Energy Consumption'!$M$209","v":0},{"$f":"'Energy Consumption'!$M$210","v":0},{"$f":"'Energy Consumption'!$M$291","v":0},{"$f":"'Energy Consumption'!$M$292","v":0},{"$f":"'Energy Consumption'!$M$373","v":0},{"$f":"'Energy Consumption'!$M$374","v":0},{"$f":"'Energy Consumption'!$M$455","v":0},{"$f":"'Energy Consumption'!$M$456","v":0},{"$f":"'Energy Consumption'!$M$537","v":0},{"$f":"'Energy Consumption'!$M$538","v":0},{"$f":"'Energy Consumption'!$M$619","v":0},{"$f":"'Energy Consumption'!$M$620","v":0},{"$f":"'Energy Consumption'!$M$701","v":0},{"$f":"'Energy Consumption'!$M$702","v":0},{"$f":"'Energy Consumption'!$M$783","v":0},{"$f":"'Energy Consumption'!$M$784","v":0},{"$f":"'Energy Consumption'!$M$865","v":0},{"$f":"'Energy Consumption'!$M$866","v":0},{"$f":"'Energy Consumption'!$M$947","v":0},{"$f":"'Energy Consumption'!$M$948","v":0},{"$f":"'Energy Consumption'!$M$1029","v":0},{"$f":"'Energy Consumption'!$M$1030","v":0},{"$f":"'Energy Consumption'!$M$1111","v":0},{"$f":"'Energy Consumption'!$M$1112","v":0},{"$f":"'Energy Consumption'!$M$1193","v":0},{"$f":"'Energy Consumption'!$M$1194","v":0},{"$f":"'Energy Consumption'!$M$1275","v":0},{"$f":"'Energy Consumption'!$M$1276","v":0},{"$f":"'Energy Consumption'!$M$1357","v":0},{"$f":"'Energy Consumption'!$M$1358","v":0},{"$f":"'Energy Consumption'!$M$1439","v":0},{"$f":"'Energy Consumption'!$M$1440","v":0},{"$f":"'Energy Consumption'!$M$1521","v":0},{"$f":"'Energy Consumption'!$M$1522","v":0},{"$f":"'Energy Consumption'!$M$1603","v":0},{"$f":"'Energy Consumption'!$M$1604","v":0}]
["2022-11-01",0,0,0,0,0,0,{"$f":"'Relevant Variables'!$N$38","v":0},{"$f":"'Relevant Variables'!$N$68","v":0},{"$f":"'Relevant Variables'!$N$98","v":0},{"$f":"'Relevant Variables'!$N$128","v":0},{"$f":"'Relevant Variables'!$N$158","v":0},{"$f":"'Relevant Variables'!$N$188","v":0},{"$f":"'Relevant Variables'!$N$218","v":0},{"$f":"'Relevant Variables'!$N$248","v":0},{"$f":"'Relevant Variables'!$N$278","v":0},{"$f":"'Relevant Variables'!$N$308","v":0},{"$f":"'Relevant Variables'!$N$338","v":0},{"$f":"'Relevant Variables'!$N$368","v":0},{"$f":"'Relevant Variables'!$N$398","v":0},{"$f":"'Relevant Variables'!$N$428","v":0},{"$f":"'Relevant Variables'!$N$458","v":0},{"$f":"'Relevant Variables'!$N$488","v":0},{"$f":"'Relevant Variables'!$N$518","v":0},{"$f":"'Relevant Variables'!$N$548","v":0},{"$f":"'Relevant Variables'!$N$578","v":0},{"$f":"'Relevant Variables'!$N$608","v":0},null,false,null,null,119,{"$f":"'Energy Consumption'!$N$45","v":0},{"$f":"'Energy Consumption'!$N$46","v":0},{"$f":"'Energy Consumption'!$N$127","v":0},{"$f":"'Energy Consumption'!$N$128","v":0},{"$f":"'Energy Consumption'!$N$209","v":0},{"$f":"'Energy Consumption'!$N$210","v":0},{"$f":"'Energy Consumption'!$N$291","v":0},{"$f":"'Energy Consumption'!$N$292","v":0},{"$f":"'Energy Consumption'!$N$373","v":0},{"$f":"'Energy Consumption'!$N$374","v":0},{"$f":"'Energy Consumption'!$N$455","v":0},{"$f":"'Energy Consumption'!$N$456","v":0},{"$f":"'Energy Consumption'!$N$537","v":0},{"$f":"'Energy Consumption'!$N$538","v":0},{"$f":"'Energy Consumption'!$N$619","v":0},{"$f":"'Energy Consumption'!$N$620","v":0},{"$f":"'Energy Consumption'!$N$701","v":0},{"$f":"'Energy Consumption'!$N$702","v":0},{"$f":"'Energy Consumption'!$N$783","v":0},{"$f":"'Energy Consumption'!$N$784","v":0},{"$f":"'Energy Consumption'!$N$865","v":0},{"$f":"'Energy Consumption'!$N$866","v":0},{"$f":"'Energy Consumption'!$N$947","v":0},{"$f":"'Energy Consumption'!$N$948","v":0},{"$f":"'Energy Consumption'!$N$1029","v":0},{"$f":"'Energy Consumption'!$N$1030","v":0},{"$f":"'Energy Consumption'!$N$1111","v":0},{"$f":"'Energy Consumption'!$N$1112","v":0},{"$f":"'Energy Consumption'!$N$1193","v":0},{"$f":"'Energy Consumption'!$N$1194","v":0},{"$f":"'Energy Consumption'!$N$1275","v":0},{"$f":"'Energy Consumption'!$N$1276","v":0},{"$f":"'Energy Consumption'!$N$1357","v":0},{"$f":"'Energy Consumption'!$N$1358","v":0},{"$f":"'Energy Consumption'!$N$1439","v":0},{"$f":"'Energy Consumption'!$N$1440","v":0},{"$f":"'Energy Consumption'!$N$1521","v":0},{"$f":"'Energy Consumption'!$N$1522","v":0},{"$f":"'Energy Consumption'!$N$1603","v":0},{"$f":"'Energy Consumption'!$N$1604","v":0}]
["2022-12-01",0,0,0,0,0,0,{"$f":"'Relevant Variables'!$O$38","v":0},{"$f":"'Relevant Variables'!$O$68","v":0},{"$f":"'Relevant Variables'!$O$98","v":0},{"$f":"'Relevant Variables'!$O$128","v":0},{"$f":"'Relevant Variables'!$O$158","v":0},{"$f":"'Relevant Variables'!$O$188","v":0},{"$f":"'Relevant Variables'!$O$218","v":0},{"$f":"'Relevant Variables'!$O$248","v":0},{"$f":"'Relevant Variables'!$O$278","v":0},{"$f":"'Relevant Variables'!$O$308","v":0},{"$f":"'Relevant Variables'!$O$338","v":0},{"$f":"'Relevant Variables'!$O$368","v":0},{"$f":"'Relevant Variables'!$O$398","v":0},{"$f":"'Relevant Variables'!$O$428","v":0},{"$f":"'Relevant Variables'!$O$458","v":0},{"$f":"'Relevant Variables'!$O$488","v":0},{"$f":"'Relevant Variables'!$O$518","v":0},{"$f":"'Relevant Variables'!$O$548","v":0},{"$f":"'Relevant Variables'!$O$578","v":0},{"$f":"'Relevant Variables'!$O$608","v":0},null,false,null,null,120,{"$f":"'Energy Consumption'!$O$45","v":0},{"$f":"'Energy Consumption'!$O$46","v":0},{"$f":"'Energy Consumption'!$O$127","v":0},{"$f":"'Energy Consumption'!$O$128","v":0},{"$f":"'Energy Consumption'!$O$209","v":0},{"$f":"'Energy Consumption'!$O$210","v":0},{"$f":"'Energy Consumption'!$O$291","v":0},{"$f":"'Energy Consumption'!$O$292","v":0},{"$f":"'Energy Consumption'!$O$373","v":0},{"$f":"'Energy Consumption'!$O$374","v":0},{"$f":"'Energy Consumption'!$O$455","v":0},{"$f":"'Energy Consumption'!$O$456","v":0},{"$f":"'Energy Consumption'!$O$537","v":0},{"$f":"'Energy Consumption'!$O$538","v":0},{"$f":"'Energy Consumption'!$O$619","v":0},{"$f":"'Energy Consumption'!$O$620","v":0},{"$f":"'Energy Consumption'!$O$701","v":0},{"$f":"'Energy Consumption'!$O$702","v":0},{"$f":"'Energy Consumption'!$O$783","v":0},{"$f":"'Energy Consumption'!$O$784","v":0},{"$f":"'Energy Consumption'!$O$865","v":0},{"$f":"'Energy Consumption'!$O$866","v":0},{"$f":"'Energy Consumption'!$O$947","v":0},{"$f":"'Energy Consumption'!$O$948","v":0},{"$f":"'Energy Consumption'!$O$1029","v":0},{"$f":"'Energy Consumption'!$O$1030","v":0},{"$f":"'Energy Consumption'!$O$1111","v":0},{"$f":"'Energy Consumption'!$O$1112","v":0},{"$f":"'Energy Consumption'!$O$1193","v":0},{"$f":"'Energy Consumption'!$O$1194","v":0},{"$f":"'Energy Consumption'!$O$1275","v":0},{"$f":"'Energy Consumption'!$O$1276","v":0},{"$f":"'Energy Consumption'!$O$1357","v":0},{"$f":"'Energy Consumption'!$O$1358","v":0},{"$f":"'Energy Consumption'!$O$1439","v":0},{"$f":"'Energy Consumption'!$O$1440","v":0},{"$f":"'Energy Consumption'!$O$1521","v":0},{"$f":"'Energy Consumption'!$O$1522","v":0},{"$f":"'Energy Consumption'!$O$1603","v":0},{"$f":"'Energy Consumption'!$O$1604","v":0}]
["2023-01-01",0,0,0,0,0,0,{"$f":"'Relevant Variables'!$D$37","v":0},{"$f":"'Relevant Variables'!$D$67","v":0},{"$f":"'Relevant Variables'!$D$97","v":0},{"$f":"'Relevant Variables'!$D$127","v":0},{"$f":"'Relevant Variables'!$D$157","v":0},{"$f":"'Relevant Variables'!$D$187","v":0},{"$f":"'Relevant Variables'!$D$217","v":0},{"$f":"'Relevant Variables'!$D$247","v":0},{"$f":"'Relevant Variables'!$D$277","v":0},{"$f":"'Relevant Variables'!$D$307","v":0},{"$f":"'Relevant Variables'!$D$337","v":0},{"$f":"'Relevant Variables'!$D$367","v":0},{"$f":"'Relevant Variables'!$D$397","v":0},{"$f":"'Relevant Variables'!$D$427","v":0},{"$f":"'Relevant Variables'!$D$457","v":0},{"$f":"'Relevant Variables'!$D$487","v":0},{"$f":"'Relevant Variables'!$D$517","v":0},{"$f":"'Relevant Variables'!$D$547","v":0},{"$f":"'Relevant Variables'!$D$577","v":0},{"$f":"'Relevant Variables'!$D$607","v":0},null,{"$f":"VLOOKUP(AD226,ActiveYears,2,)","v":false},{"$f":"AD214+1","v":2023},null,121,{"$f":"'Energy Consumption'!$D$43","v":0},{"$f":"'Energy Consumption'!$D$44","v":0},{"$f":"'Energy Consumption'!$D$125","v":0},{"$f":"'Energy Consumption'!$D$126","v":0},{"$f":"'Energy Consumption'!$D$207","v":0},{"$f":"'Energy Consumption'!$D$208","v":0},{"$f":"'Energy Consumption'!$D$289","v":0},{"$f":"'Energy Consumption'!$D$290","v":0},{"$f":"'Energy Consumption'!$D$371","v":0},{"$f":"'Energy Consumption'!$D$372","v":0},{"$f":"'Energy Consumption'!$D$453","v":0},{"$f":"'Energy Consumption'!$D$454","v":0},{"$f":"'Energy Consumption'!$D$535","v":0},{"$f":"'Energy Consumption'!$D$536","v":0},{"$f":"'Energy Consumption'!$D$617","v":0},{"$f":"'Energy Consumption'!$D$618","v":0},{"$f":"'Energy Consumption'!$D$699","v":0},{"$f":"'Energy Consumption'!$D$700","v":0},{"$f":"'Energy Consumption'!$D$781","v":0},{"$f":"'Energy Consumption'!$D$782","v":0},{"$f":"'Energy Consumption'!$D$863","v":0},{"$f":"'Energy Consumption'!$D$864","v":0},{"$f":"'Energy Consumption'!$D$945","v":0},{"$f":"'Energy Consumption'!$D$946","v":0},{"$f":"'Energy Consumption'!$D$1027","v":0},{"$f":"'Energy Consumption'!$D$1028","v":0},{"$f":"'Energy Consumption'!$D$1109","v":0},{"$f":"'Energy Consumption'!$D$1110","v":0},{"$f":"'Energy Consumption'!$D$1191","v":0},{"$f":"'Energy Consumption'!$D$1192","v":0},{"$f":"'Energy Consumption'!$D$1273","v":0},{"$f":"'Energy Consumption'!$D$1274","v":0},{"$f":"'Energy Consumption'!$D$1355","v":0},{"$f":"'Energy Consumption'!$D$1356","v":0},{"$f":"'Energy Consumption'!$D$1437","v":0},{"$f":"'Energy Consumption'!$D$1438","v":0},{"$f":"'Energy Consumption'!$D$1519","v":0},{"$f":"'Energy Consumption'!$D$1520","v":0},{"$f":"'Energy Consumption'!$D$1601","v":0},{"$f":"'Energy Consumption'!$D$1602","v":0}]
["2023-02-01",0,0,0,0,0,0,{"$f":"'Relevant Variables'!$E$37","v":0},{"$f":"'Relevant Variables'!$E$67","v":0},{"$f":"'Relevant Variables'!$E$97","v":0},{"$f":"'Relevant Variables'!$E$127","v":0},{"$f":"'Relevant Variables'!$E$157","v":0},{"$f":"'Relevant Variables'!$E$187","v":0},{"$f":"'Relevant Variables'!$E$217","v":0},{"$f":"'Relevant Variables'!$E$247","v":0},{"$f":"'Relevant Variables'!$E$277","v":0},{"$f":"'Relevant Variables'!$E$307","v":0},{"$f":"'Relevant Variables'!$E$337","v":0},{"$f":"'Relevant Variables'!$E$367","v":0},{"$f":"'Relevant Variables'!$E$397","v":0},{"$f":"'Relevant Variables'!$E$427","v":0},{"$f":"'Relevant Variables'!$E$457","v":0},{"$f":"'Relevant Variables'!$E$487","v":0},{"$f":"'Relevant Variables'!$E$517","v":0},{"$f":"'Relevant Variables'!$E$547","v":0},{"$f":"'Relevant Variables'!$E$577","v":0},{"$f":"'Relevant Variables'!$E$607","v":0},null,{"$f":"AC226","v":false},null,null,122,{"$f":"'Energy Consumption'!$E$43","v":0},{"$f":"'Energy Consumption'!$E$44","v":0},{"$f":"'Energy Consumption'!$E$125","v":0},{"$f":"'Energy Consumption'!$E$126","v":0},{"$f":"'Energy Consumption'!$E$207","v":0},{"$f":"'Energy Consumption'!$E$208","v":0},{"$f":"'Energy Consumption'!$E$289","v":0},{"$f":"'Energy Consumption'!$E$290","v":0},{"$f":"'Energy Consumption'!$E$371","v":0},{"$f":"'Energy Consumption'!$E$372","v":0},{"$f":"'Energy Consumption'!$E$453","v":0},{"$f":"'Energy Consumption'!$E$454","v":0},{"$f":"'Energy Consumption'!$E$535","v":0},{"$f":"'Energy Consumption'!$E$536","v":0},{"$f":"'Energy Consumption'!$E$617","v":0},{"$f":"'Energy Consumption'!$E$618","v":0},{"$f":"'Energy Consumption'!$E$699","v":0},{"$f":"'Energy Consumption'!$E$700","v":0},{"$f":"'Energy Consumption'!$E$781","v":0},{"$f":"'Energy Consumption'!$E$782","v":0},{"$f":"'Energy Consumption'!$E$863","v":0},{"$f":"'Energy Consumption'!$E$864","v":0},{"$f":"'Energy Consumption'!$E$945","v":0},{"$f":"'Energy Consumption'!$E$946","v":0},{"$f":"'Energy Consumption'!$E$1027","v":0},{"$f":"'Energy Consumption'!$E$1028","v":0},{"$f":"'Energy Consumption'!$E$1109","v":0},{"$f":"'Energy Consumption'!$E$1110","v":0},{"$f":"'Energy Consumption'!$E$1191","v":0},{"$f":"'Energy Consumption'!$E$1192","v":0},{"$f":"'Energy Consumption'!$E$1273","v":0},{"$f":"'Energy Consumption'!$E$1274","v":0},{"$f":"'Energy Consumption'!$E$1355","v":0},{"$f":"'Energy Consumption'!$E$1356","v":0},{"$f":"'Energy Consumption'!$E$1437","v":0},{"$f":"'Energy Consumption'!$E$1438","v":0},{"$f":"'Energy Consumption'!$E$1519","v":0},{"$f":"'Energy Consumption'!$E$1520","v":0},{"$f":"'Energy Consumption'!$E$1601","v":0},{"$f":"'Energy Consumption'!$E$1602","v":0}]
["2023-03-01",0,0,0,0,0,0,{"$f":"'Relevant Variables'!$F$37","v":0},{"$f":"'Relevant Variables'!$F$67","v":0},{"$f":"'Relevant Variables'!$F$97","v":0},{"$f":"'Relevant Variables'!$F$127","v":0},{"$f":"'Relevant Variables'!$F$157","v":0},{"$f":"'Relevant Variables'!$F$187","v":0},{"$f":"'Relevant Variables'!$F$217","v":0},{"$f":"'Relevant Variables'!$F$247","v":0},{"$f":"'Relevant Variables'!$F$277","v":0},{"$f":"'Relevant Variables'!$F$307","v":0},{"$f":"'Relevant Variables'!$F$337","v":0},{"$f":"'Relevant Variables'!$F$367","v":0},{"$f":"'Relevant Variables'!$F$397","v":0},{"$f":"'Relevant Variables'!$F$427","v":0},{"$f":"'Relevant Variables'!$F$457","v":0},{"$f":"'Relevant Variables'!$F$487","v":0},{"$f":"'Relevant Variables'!$F$517","v":0},{"$f":"'Relevant Variables'!$F$547","v":0},{"$f":"'Relevant Variables'!$F$577","v":0},{"$f":"'Relevant Variables'!$F$607","v":0},null,false,null,null,123,{"$f":"'Energy Consumption'!$F$43","v":0},{"$f":"'Energy Consumption'!$F$44","v":0},{"$f":"'Energy Consumption'!$F$125","v":0},{"$f":"'Energy Consumption'!$F$126","v":0},{"$f":"'Energy Consumption'!$F$207","v":0},{"$f":"'Energy Consumption'!$F$208","v":0},{"$f":"'Energy Consumption'!$F$289","v":0},{"$f":"'Energy Consumption'!$F$290","v":0},{"$f":"'Energy Consumption'!$F$371","v":0},{"$f":"'Energy Consumption'!$F$372","v":0},{"$f":"'Energy Consumption'!$F$453","v":0},{"$f":"'Energy Consumption'!$F$454","v":0},{"$f":"'Energy Consumption'!$F$535","v":0},{"$f":"'Energy Consumption'!$F$536","v":0},{"$f":"'Energy Consumption'!$F$617","v":0},{"$f":"'Energy Consumption'!$F$618","v":0},{"$f":"'Energy Consumption'!$F$699","v":0},{"$f":"'Energy Consumption'!$F$700","v":0},{"$f":"'Energy Consumption'!$F$781","v":0},{"$f":"'Energy Consumption'!$F$782","v":0},{"$f":"'Energy Consumption'!$F$863","v":0},{"$f":"'Energy Consumption'!$F$864","v":0},{"$f":"'Energy Consumption'!$F$945","v":0},{"$f":"'Energy Consumption'!$F$946","v":0},{"$f":"'Energy Consumption'!$F$1027","v":0},{"$f":"'Energy Consumption'!$F$1028","v":0},{"$f":"'Energy Consumption'!$F$1109","v":0},{"$f":"'Energy Consumption'!$F$1110","v":0},{"$f":"'Energy Consumption'!$F$1191","v":0},{"$f":"'Energy Consumption'!$F$1192","v":0},{"$f":"'Energy Consumption'!$F$1273","v":0},{"$f":"'Energy Consumption'!$F$1274","v":0},{"$f":"'Energy Consumption'!$F$1355","v":0},{"$f":"'Energy Consumption'!$F$1356","v":0},{"$f":"'Energy Consumption'!$F$1437","v":0},{"$f":"'Energy Consumption'!$F$1438","v":0},{"$f":"'Energy Consumption'!$F$1519","v":0},{"$f":"'Energy Consumption'!$F$1520","v":0},{"$f":"'Energy Consumption'!$F$1601","v":0},{"$f":"'Energy Consumption'!$F$1602","v":0}]
["2023-04-01",0,0,0,0,0,0,{"$f":"'Relevant Variables'!$G$37","v":0},{"$f":"'Relevant Variables'!$G$67","v":0},{"$f":"'Relevant Variables'!$G$97","v":0},{"$f":"'Relevant Variables'!$G$127","v":0},{"$f":"'Relevant Variables'!$G$157","v":0},{"$f":"'Relevant Variables'!$G$187","v":0},{"$f":"'Relevant Variables'!$G$217","v":0},{"$f":"'Relevant Variables'!$G$247","v":0},{"$f":"'Relevant Variables'!$G$277","v":0},{"$f":"'Relevant Variables'!$G$307","v":0},{"$f":"'Relevant Variables'!$G$337","v":0},{"$f":"'Relevant Variables'!$G$367","v":0},{"$f":"'Relevant Variables'!$G$397","v":0},{"$f":"'Relevant Variables'!$G$427","v":0},{"$f":"'Relevant Variables'!$G$457","v":0},{"$f":"'Relevant Variables'!$G$487","v":0},{"$f":"'Relevant Variables'!$G$517","v":0},{"$f":"'Relevant Variables'!$G$547","v":0},{"$f":"'Relevant Variables'!$G$577","v":0},{"$f":"'Relevant Variables'!$G$607","v":0},null,false,null,null,124,{"$f":"'Energy Consumption'!$G$43","v":0},{"$f":"'Energy Consumption'!$G$44","v":0},{"$f":"'Energy Consumption'!$G$125","v":0},{"$f":"'Energy Consumption'!$G$126","v":0},{"$f":"'Energy Consumption'!$G$207","v":0},{"$f":"'Energy Consumption'!$G$208","v":0},{"$f":"'Energy Consumption'!$G$289","v":0},{"$f":"'Energy Consumption'!$G$290","v":0},{"$f":"'Energy Consumption'!$G$371","v":0},{"$f":"'Energy Consumption'!$G$372","v":0},{"$f":"'Energy Consumption'!$G$453","v":0},{"$f":"'Energy Consumption'!$G$454","v":0},{"$f":"'Energy Consumption'!$G$535","v":0},{"$f":"'Energy Consumption'!$G$536","v":0},{"$f":"'Energy Consumption'!$G$617","v":0},{"$f":"'Energy Consumption'!$G$618","v":0},{"$f":"'Energy Consumption'!$G$699","v":0},{"$f":"'Energy Consumption'!$G$700","v":0},{"$f":"'Energy Consumption'!$G$781","v":0},{"$f":"'Energy Consumption'!$G$782","v":0},{"$f":"'Energy Consumption'!$G$863","v":0},{"$f":"'Energy Consumption'!$G$864","v":0},{"$f":"'Energy Consumption'!$G$945","v":0},{"$f":"'Energy Consumption'!$G$946","v":0},{"$f":"'Energy Consumption'!$G$1027","v":0},{"$f":"'Energy Consumption'!$G$1028","v":0},{"$f":"'Energy Consumption'!$G$1109","v":0},{"$f":"'Energy Consumption'!$G$1110","v":0},{"$f":"'Energy Consumption'!$G$1191","v":0},{"$f":"'Energy Consumption'!$G$1192","v":0},{"$f":"'Energy Consumption'!$G$1273","v":0},{"$f":"'Energy Consumption'!$G$1274","v":0},{"$f":"'Energy Consumption'!$G$1355","v":0},{"$f":"'Energy Consumption'!$G$1356","v":0},{"$f":"'Energy Consumption'!$G$1437","v":0},{"$f":"'Energy Consumption'!$G$1438","v":0},{"$f":"'Energy Consumption'!$G$1519","v":0},{"$f":"'Energy Consumption'!$G$1520","v":0},{"$f":"'Energy Consumption'!$G$1601","v":0},{"$f":"'Energy Consumption'!$G$1602","v":0}]
["2023-05-01",{"$f":"SUMIF($AG$9:$BT$9,\"=\"&B$9,$AG230:$BT230)","v":0},0,0,0,0,0,{"$f":"'Relevant Variables'!$H$37","v":0},{"$f":"'Relevant Variables'!$H$67","v":0},{"$f":"'Relevant Variables'!$H$97","v":0},{"$f":"'Relevant Variables'!$H$127","v":0},{"$f":"'Relevant Variables'!$H$157","v":0},{"$f":"'Relevant Variables'!$H$187","v":0},{"$f":"'Relevant Variables'!$H$217","v":0},{"$f":"'Relevant Variables'!$H$247","v":0},{"$f":"'Relevant Variables'!$H$277","v":0},{"$f":"'Relevant Variables'!$H$307","v":0},{"$f":"'Relevant Variables'!$H$337","v":0},{"$f":"'Relevant Variables'!$H$367","v":0},{"$f":"'Relevant Variables'!$H$397","v":0},{"$f":"'Relevant Variables'!$H$427","v":0},{"$f":"'Relevant Variables'!$H$457","v":0},{"$f":"'Relevant Variables'!$H$487","v":0},{"$f":"'Relevant Variables'!$H$517","v":0},{"$f":"'Relevant Variables'!$H$547","v":0},{"$f":"'Relevant Variables'!$H$577","v":0},{"$f":"'Relevant Variables'!$H$607","v":0},null,false,null,null,125,{"$f":"'Energy Consumption'!$H$43","v":0},{"$f":"'Energy Consumption'!$H$44","v":0},{"$f":"'Energy Consumption'!$H$125","v":0},{"$f":"'Energy Consumption'!$H$126","v":0},{"$f":"'Energy Consumption'!$H$207","v":0},{"$f":"'Energy Consumption'!$H$208","v":0},{"$f":"'Energy Consumption'!$H$289","v":0},{"$f":"'Energy Consumption'!$H$290","v":0},{"$f":"'Energy Consumption'!$H$371","v":0},{"$f":"'Energy Consumption'!$H$372","v":0},{"$f":"'Energy Consumption'!$H$453","v":0},{"$f":"'Energy Consumption'!$H$454","v":0},{"$f":"'Energy Consumption'!$H$535","v":0},{"$f":"'Energy Consumption'!$H$536","v":0},{"$f":"'Energy Consumption'!$H$617","v":0},{"$f":"'Energy Consumption'!$H$618","v":0},{"$f":"'Energy Consumption'!$H$699","v":0},{"$f":"'Energy Consumption'!$H$700","v":0},{"$f":"'Energy Consumption'!$H$781","v":0},{"$f":"'Energy Consumption'!$H$782","v":0},{"$f":"'Energy Consumption'!$H$863","v":0},{"$f":"'Energy Consumption'!$H$864","v":0},{"$f":"'Energy Consumption'!$H$945","v":0},{"$f":"'Energy Consumption'!$H$946","v":0},{"$f":"'Energy Consumption'!$H$1027","v":0},{"$f":"'Energy Consumption'!$H$1028","v":0},{"$f":"'Energy Consumption'!$H$1109","v":0},{"$f":"'Energy Consumption'!$H$1110","v":0},{"$f":"'Energy Consumption'!$H$1191","v":0},{"$f":"'Energy Consumption'!$H$1192","v":0},{"$f":"'Energy Consumption'!$H$1273","v":0},{"$f":"'Energy Consumption'!$H$1274","v":0},{"$f":"'Energy Consumption'!$H$1355","v":0},{"$f":"'Energy Consumption'!$H$1356","v":0},{"$f":"'Energy Consumption'!$H$1437","v":0},{"$f":"'Energy Consumption'!$H$1438","v":0},{"$f":"'Energy Consumption'!$H$1519","v":0},{"$f":"'Energy Consumption'!$H$1520","v":0},{"$f":"'Energy Consumption'!$H$1601","v":0},{"$f":"'Energy Consumption'!$H$1602","v":0}]
["2023-06-01",0,0,0,0,0,0,{"$f":"'Relevant Variables'!$I$37","v":0},{"$f":"'Relevant Variables'!$I$67","v":0},{"$f":"'Relevant Variables'!$I$97","v":0},{"$f":"'Relevant Variables'!$I$127","v":0},{"$f":"'Relevant Variables'!$I$157","v":0},{"$f":"'Relevant Variables'!$I$187","v":0},{"$f":"'Relevant Variables'!$I$217","v":0},{"$f":"'Relevant Variables'!$I$247","v":0},{"$f":"'Relevant Variables'!$I$277","v":0},{"$f":"'Relevant Variables'!$I$307","v":0},{"$f":"'Relevant Variables'!$I$337","v":0},{"$f":"'Relevant Variables'!$I$367","v":0},{"$f":"'Relevant Variables'!$I$397","v":0},{"$f":"'Relevant Variables'!$I$427","v":0},{"$f":"'Relevant Variables'!$I$457","v":0},{"$f":"'Relevant Variables'!$I$487","v":0},{"$f":"'Relevant Variables'!$I$517","v":0},{"$f":"'Relevant Variables'!$I$547","v":0},{"$f":"'Relevant Variables'!$I$577","v":0},{"$f":"'Relevant Variables'!$I$607","v":0},null,false,null,null,126,{"$f":"'Energy Consumption'!$I$43","v":0},{"$f":"'Energy Consumption'!$I$44","v":0},{"$f":"'Energy Consumption'!$I$125","v":0},{"$f":"'Energy Consumption'!$I$126","v":0},{"$f":"'Energy Consumption'!$I$207","v":0},{"$f":"'Energy Consumption'!$I$208","v":0},{"$f":"'Energy Consumption'!$I$289","v":0},{"$f":"'Energy Consumption'!$I$290","v":0},{"$f":"'Energy Consumption'!$I$371","v":0},{"$f":"'Energy Consumption'!$I$372","v":0},{"$f":"'Energy Consumption'!$I$453","v":0},{"$f":"'Energy Consumption'!$I$454","v":0},{"$f":"'Energy Consumption'!$I$535","v":0},{"$f":"'Energy Consumption'!$I$536","v":0},{"$f":"'Energy Consumption'!$I$617","v":0},{"$f":"'Energy Consumption'!$I$618","v":0},{"$f":"'Energy Consumption'!$I$699","v":0},{"$f":"'Energy Consumption'!$I$700","v":0},{"$f":"'Energy Consumption'!$I$781","v":0},{"$f":"'Energy Consumption'!$I$782","v":0},{"$f":"'Energy Consumption'!$I$863","v":0},{"$f":"'Energy Consumption'!$I$864","v":0},{"$f":"'Energy Consumption'!$I$945","v":0},{"$f":"'Energy Consumption'!$I$946","v":0},{"$f":"'Energy Consumption'!$I$1027","v":0},{"$f":"'Energy Consumption'!$I$1028","v":0},{"$f":"'Energy Consumption'!$I$1109","v":0},{"$f":"'Energy Consumption'!$I$1110","v":0},{"$f":"'Energy Consumption'!$I$1191","v":0},{"$f":"'Energy Consumption'!$I$1192","v":0},{"$f":"'Energy Consumption'!$I$1273","v":0},{"$f":"'Energy Consumption'!$I$1274","v":0},{"$f":"'Energy Consumption'!$I$1355","v":0},{"$f":"'Energy Consumption'!$I$1356","v":0},{"$f":"'Energy Consumption'!$I$1437","v":0},{"$f":"'Energy Consumption'!$I$1438","v":0},{"$f":"'Energy Consumption'!$I$1519","v":0},{"$f":"'Energy Consumption'!$I$1520","v":0},{"$f":"'Energy Consumption'!$I$1601","v":0},{"$f":"'Energy Consumption'!$I$1602","v":0}]
["2023-07-01",0,0,0,0,0,0,{"$f":"'Relevant Variables'!$J$37","v":0},{"$f":"'Relevant Variables'!$J$67","v":0},{"$f":"'Relevant Variables'!$J$97","v":0},{"$f":"'Relevant Variables'!$J$127","v":0},{"$f":"'Relevant Variables'!$J$157","v":0},{"$f":"'Relevant Variables'!$J$187","v":0},{"$f":"'Relevant Variables'!$J$217","v":0},{"$f":"'Relevant Variables'!$J$247","v":0},{"$f":"'Relevant Variables'!$J$277","v":0},{"$f":"'Relevant Variables'!$J$307","v":0},{"$f":"'Relevant Variables'!$J$337","v":0},{"$f":"'Relevant Variables'!$J$367","v":0},{"$f":"'Relevant Variables'!$J$397","v":0},{"$f":"'Relevant Variables'!$J$427","v":0},{"$f":"'Relevant Variables'!$J$457","v":0},{"$f":"'Relevant Variables'!$J$487","v":0},{"$f":"'Relevant Variables'!$J$517","v":0},{"$f":"'Relevant Variables'!$J$547","v":0},{"$f":"'Relevant Variables'!$J$577","v":0},{"$f":"'Relevant Variables'!$J$607","v":0},null,false,null,null,127,{"$f":"'Energy Consumption'!$J$43","v":0},{"$f":"'Energy Consumption'!$J$44","v":0},{"$f":"'Energy Consumption'!$J$125","v":0},{"$f":"'Energy Consumption'!$J$126","v":0},{"$f":"'Energy Consumption'!$J$207","v":0},{"$f":"'Energy Consumption'!$J$208","v":0},{"$f":"'Energy Consumption'!$J$289","v":0},{"$f":"'Energy Consumption'!$J$290","v":0},{"$f":"'Energy Consumption'!$J$371","v":0},{"$f":"'Energy Consumption'!$J$372","v":0},{"$f":"'Energy Consumption'!$J$453","v":0},{"$f":"'Energy Consumption'!$J$454","v":0},{"$f":"'Energy Consumption'!$J$535","v":0},{"$f":"'Energy Consumption'!$J$536","v":0},{"$f":"'Energy Consumption'!$J$617","v":0},{"$f":"'Energy Consumption'!$J$618","v":0},{"$f":"'Energy Consumption'!$J$699","v":0},{"$f":"'Energy Consumption'!$J$700","v":0},{"$f":"'Energy Consumption'!$J$781","v":0},{"$f":"'Energy Consumption'!$J$782","v":0},{"$f":"'Energy Consumption'!$J$863","v":0},{"$f":"'Energy Consumption'!$J$864","v":0},{"$f":"'Energy Consumption'!$J$945","v":0},{"$f":"'Energy Consumption'!$J$946","v":0},{"$f":"'Energy Consumption'!$J$1027","v":0},{"$f":"'Energy Consumption'!$J$1028","v":0},{"$f":"'Energy Consumption'!$J$1109","v":0},{"$f":"'Energy Consumption'!$J$1110","v":0},{"$f":"'Energy Consumption'!$J$1191","v":0},{"$f":"'Energy Consumption'!$J$1192","v":0},{"$f":"'Energy Consumption'!$J$1273","v":0},{"$f":"'Energy Consumption'!$J$1274","v":0},{"$f":"'Energy Consumption'!$J$1355","v":0},{"$f":"'Energy Consumption'!$J$1356","v":0},{"$f":"'Energy Consumption'!$J$1437","v":0},{"$f":"'Energy Consumption'!$J$1438","v":0},{"$f":"'Energy Consumption'!$J$1519","v":0},{"$f":"'Energy Consumption'!$J$1520","v":0},{"$f":"'Energy Consumption'!$J$1601","v":0},{"$f":"'Energy Consumption'!$J$1602","v":0}]
["2023-08-01",0,0,0,0,0,0,{"$f":"'Relevant Variables'!$K$37","v":0},{"$f":"'Relevant Variables'!$K$67","v":0},{"$f":"'Relevant Variables'!$K$97","v":0},{"$f":"'Relevant Variables'!$K$127","v":0},{"$f":"'Relevant Variables'!$K$157","v":0},{"$f":"'Relevant Variables'!$K$187","v":0},{"$f":"'Relevant Variables'!$K$217","v":0},{"$f":"'Relevant Variables'!$K$247","v":0},{"$f":"'Relevant Variables'!$K$277","v":0},{"$f":"'Relevant Variables'!$K$307","v":0},{"$f":"'Relevant Variables'!$K$337","v":0},{"$f":"'Relevant Variables'!$K$367","v":0},{"$f":"'Relevant Variables'!$K$397","v":0},{"$f":"'Relevant Variables'!$K$427","v":0},{"$f":"'Relevant Variables'!$K$457","v":0},{"$f":"'Relevant Variables'!$K$487","v":0},{"$f":"'Relevant Variables'!$K$517","v":0},{"$f":"'Relevant Variables'!$K$547","v":0},{"$f":"'Relevant Variables'!$K$577","v":0},{"$f":"'Relevant Variables'!$K$607","v":0},null,false,null,null,128,{"$f":"'Energy Consumption'!$K$43","v":0},{"$f":"'Energy Consumption'!$K$44","v":0},{"$f":"'Energy Consumption'!$K$125","v":0},{"$f":"'Energy Consumption'!$K$126","v":0},{"$f":"'Energy Consumption'!$K$207","v":0},{"$f":"'Energy Consumption'!$K$208","v":0},{"$f":"'Energy Consumption'!$K$289","v":0},{"$f":"'Energy Consumption'!$K$290","v":0},{"$f":"'Energy Consumption'!$K$371","v":0},{"$f":"'Energy Consumption'!$K$372","v":0},{"$f":"'Energy Consumption'!$K$453","v":0},{"$f":"'Energy Consumption'!$K$454","v":0},{"$f":"'Energy Consumption'!$K$535","v":0},{"$f":"'Energy Consumption'!$K$536","v":0},{"$f":"'Energy Consumption'!$K$617","v":0},{"$f":"'Energy Consumption'!$K$618","v":0},{"$f":"'Energy Consumption'!$K$699","v":0},{"$f":"'Energy Consumption'!$K$700","v":0},{"$f":"'Energy Consumption'!$K$781","v":0},{"$f":"'Energy Consumption'!$K$782","v":0},{"$f":"'Energy Consumption'!$K$863","v":0},{"$f":"'Energy Consumption'!$K$864","v":0},{"$f":"'Energy Consumption'!$K$945","v":0},{"$f":"'Energy Consumption'!$K$946","v":0},{"$f":"'Energy Consumption'!$K$1027","v":0},{"$f":"'Energy Consumption'!$K$1028","v":0},{"$f":"'Energy Consumption'!$K$1109","v":0},{"$f":"'Energy Consumption'!$K$1110","v":0},{"$f":"'Energy Consumption'!$K$1191","v":0},{"$f":"'Energy Consumption'!$K$1192","v":0},{"$f":"'Energy Consumption'!$K$1273","v":0},{"$f":"'Energy Consumption'!$K$1274","v":0},{"$f":"'Energy Consumption'!$K$1355","v":0},{"$f":"'Energy Consumption'!$K$1356","v":0},{"$f":"'Energy Consumption'!$K$1437","v":0},{"$f":"'Energy Consumption'!$K$1438","v":0},{"$f":"'Energy Consumption'!$K$1519","v":0},{"$f":"'Energy Consumption'!$K$1520","v":0},{"$f":"'Energy Consumption'!$K$1601","v":0},{"$f":"'Energy Consumption'!$K$1602","v":0}]
["2023-09-01",0,0,0,0,0,0,{"$f":"'Relevant Variables'!$L$37","v":0},{"$f":"'Relevant Variables'!$L$67","v":0},{"$f":"'Relevant Variables'!$L$97","v":0},{"$f":"'Relevant Variables'!$L$127","v":0},{"$f":"'Relevant Variables'!$L$157","v":0},{"$f":"'Relevant Variables'!$L$187","v":0},{"$f":"'Relevant Variables'!$L$217","v":0},{"$f":"'Relevant Variables'!$L$247","v":0},{"$f":"'Relevant Variables'!$L$277","v":0},{"$f":"'Relevant Variables'!$L$307","v":0},{"$f":"'Relevant Variables'!$L$337","v":0},{"$f":"'Relevant Variables'!$L$367","v":0},{"$f":"'Relevant Variables'!$L$397","v":0},{"$f":"'Relevant Variables'!$L$427","v":0},{"$f":"'Relevant Variables'!$L$457","v":0},{"$f":"'Relevant Variables'!$L$487","v":0},{"$f":"'Relevant Variables'!$L$517","v":0},{"$f":"'Relevant Variables'!$L$547","v":0},{"$f":"'Relevant Variables'!$L$577","v":0},{"$f":"'Relevant Variables'!$L$607","v":0},null,false,null,null,129,{"$f":"'Energy Consumption'!$L$43","v":0},{"$f":"'Energy Consumption'!$L$44","v":0},{"$f":"'Energy Consumption'!$L$125","v":0},{"$f":"'Energy Consumption'!$L$126","v":0},{"$f":"'Energy Consumption'!$L$207","v":0},{"$f":"'Energy Consumption'!$L$208","v":0},{"$f":"'Energy Consumption'!$L$289","v":0},{"$f":"'Energy Consumption'!$L$290","v":0},{"$f":"'Energy Consumption'!$L$371","v":0},{"$f":"'Energy Consumption'!$L$372","v":0},{"$f":"'Energy Consumption'!$L$453","v":0},{"$f":"'Energy Consumption'!$L$454","v":0},{"$f":"'Energy Consumption'!$L$535","v":0},{"$f":"'Energy Consumption'!$L$536","v":0},{"$f":"'Energy Consumption'!$L$617","v":0},{"$f":"'Energy Consumption'!$L$618","v":0},{"$f":"'Energy Consumption'!$L$699","v":0},{"$f":"'Energy Consumption'!$L$700","v":0},{"$f":"'Energy Consumption'!$L$781","v":0},{"$f":"'Energy Consumption'!$L$782","v":0},{"$f":"'Energy Consumption'!$L$863","v":0},{"$f":"'Energy Consumption'!$L$864","v":0},{"$f":"'Energy Consumption'!$L$945","v":0},{"$f":"'Energy Consumption'!$L$946","v":0},{"$f":"'Energy Consumption'!$L$1027","v":0},{"$f":"'Energy Consumption'!$L$1028","v":0},{"$f":"'Energy Consumption'!$L$1109","v":0},{"$f":"'Energy Consumption'!$L$1110","v":0},{"$f":"'Energy Consumption'!$L$1191","v":0},{"$f":"'Energy Consumption'!$L$1192","v":0},{"$f":"'Energy Consumption'!$L$1273","v":0},{"$f":"'Energy Consumption'!$L$1274","v":0},{"$f":"'Energy Consumption'!$L$1355","v":0},{"$f":"'Energy Consumption'!$L$1356","v":0},{"$f":"'Energy Consumption'!$L$1437","v":0},{"$f":"'Energy Consumption'!$L$1438","v":0},{"$f":"'Energy Consumption'!$L$1519","v":0},{"$f":"'Energy Consumption'!$L$1520","v":0},{"$f":"'Energy Consumption'!$L$1601","v":0},{"$f":"'Energy Consumption'!$L$1602","v":0}]
["2023-10-01",0,0,0,0,0,0,{"$f":"'Relevant Variables'!$M$37","v":0},{"$f":"'Relevant Variables'!$M$67","v":0},{"$f":"'Relevant Variables'!$M$97","v":0},{"$f":"'Relevant Variables'!$M$127","v":0},{"$f":"'Relevant Variables'!$M$157","v":0},{"$f":"'Relevant Variables'!$M$187","v":0},{"$f":"'Relevant Variables'!$M$217","v":0},{"$f":"'Relevant Variables'!$M$247","v":0},{"$f":"'Relevant Variables'!$M$277","v":0},{"$f":"'Relevant Variables'!$M$307","v":0},{"$f":"'Relevant Variables'!$M$337","v":0},{"$f":"'Relevant Variables'!$M$367","v":0},{"$f":"'Relevant Variables'!$M$397","v":0},{"$f":"'Relevant Variables'!$M$427","v":0},{"$f":"'Relevant Variables'!$M$457","v":0},{"$f":"'Relevant Variables'!$M$487","v":0},{"$f":"'Relevant Variables'!$M$517","v":0},{"$f":"'Relevant Variables'!$M$547","v":0},{"$f":"'Relevant Variables'!$M$577","v":0},{"$f":"'Relevant Variables'!$M$607","v":0},null,false,null,null,130,{"$f":"'Energy Consumption'!$M$43","v":0},{"$f":"'Energy Consumption'!$M$44","v":0},{"$f":"'Energy Consumption'!$M$125","v":0},{"$f":"'Energy Consumption'!$M$126","v":0},{"$f":"'Energy Consumption'!$M$207","v":0},{"$f":"'Energy Consumption'!$M$208","v":0},{"$f":"'Energy Consumption'!$M$289","v":0},{"$f":"'Energy Consumption'!$M$290","v":0},{"$f":"'Energy Consumption'!$M$371","v":0},{"$f":"'Energy Consumption'!$M$372","v":0},{"$f":"'Energy Consumption'!$M$453","v":0},{"$f":"'Energy Consumption'!$M$454","v":0},{"$f":"'Energy Consumption'!$M$535","v":0},{"$f":"'Energy Consumption'!$M$536","v":0},{"$f":"'Energy Consumption'!$M$617","v":0},{"$f":"'Energy Consumption'!$M$618","v":0},{"$f":"'Energy Consumption'!$M$699","v":0},{"$f":"'Energy Consumption'!$M$700","v":0},{"$f":"'Energy Consumption'!$M$781","v":0},{"$f":"'Energy Consumption'!$M$782","v":0},{"$f":"'Energy Consumption'!$M$863","v":0},{"$f":"'Energy Consumption'!$M$864","v":0},{"$f":"'Energy Consumption'!$M$945","v":0},{"$f":"'Energy Consumption'!$M$946","v":0},{"$f":"'Energy Consumption'!$M$1027","v":0},{"$f":"'Energy Consumption'!$M$1028","v":0},{"$f":"'Energy Consumption'!$M$1109","v":0},{"$f":"'Energy Consumption'!$M$1110","v":0},{"$f":"'Energy Consumption'!$M$1191","v":0},{"$f":"'Energy Consumption'!$M$1192","v":0},{"$f":"'Energy Consumption'!$M$1273","v":0},{"$f":"'Energy Consumption'!$M$1274","v":0},{"$f":"'Energy Consumption'!$M$1355","v":0},{"$f":"'Energy Consumption'!$M$1356","v":0},{"$f":"'Energy Consumption'!$M$1437","v":0},{"$f":"'Energy Consumption'!$M$1438","v":0},{"$f":"'Energy Consumption'!$M$1519","v":0},{"$f":"'Energy Consumption'!$M$1520","v":0},{"$f":"'Energy Consumption'!$M$1601","v":0},{"$f":"'Energy Consumption'!$M$1602","v":0}]
["2023-11-01",0,0,0,0,0,0,{"$f":"'Relevant Variables'!$N$37","v":0},{"$f":"'Relevant Variables'!$N$67","v":0},{"$f":"'Relevant Variables'!$N$97","v":0},{"$f":"'Relevant Variables'!$N$127","v":0},{"$f":"'Relevant Variables'!$N$157","v":0},{"$f":"'Relevant Variables'!$N$187","v":0},{"$f":"'Relevant Variables'!$N$217","v":0},{"$f":"'Relevant Variables'!$N$247","v":0},{"$f":"'Relevant Variables'!$N$277","v":0},{"$f":"'Relevant Variables'!$N$307","v":0},{"$f":"'Relevant Variables'!$N$337","v":0},{"$f":"'Relevant Variables'!$N$367","v":0},{"$f":"'Relevant Variables'!$N$397","v":0},{"$f":"'Relevant Variables'!$N$427","v":0},{"$f":"'Relevant Variables'!$N$457","v":0},{"$f":"'Relevant Variables'!$N$487","v":0},{"$f":"'Relevant Variables'!$N$517","v":0},{"$f":"'Relevant Variables'!$N$547","v":0},{"$f":"'Relevant Variables'!$N$577","v":0},{"$f":"'Relevant Variables'!$N$607","v":0},null,false,null,null,131,{"$f":"'Energy Consumption'!$N$43","v":0},{"$f":"'Energy Consumption'!$N$44","v":0},{"$f":"'Energy Consumption'!$N$125","v":0},{"$f":"'Energy Consumption'!$N$126","v":0},{"$f":"'Energy Consumption'!$N$207","v":0},{"$f":"'Energy Consumption'!$N$208","v":0},{"$f":"'Energy Consumption'!$N$289","v":0},{"$f":"'Energy Consumption'!$N$290","v":0},{"$f":"'Energy Consumption'!$N$371","v":0},{"$f":"'Energy Consumption'!$N$372","v":0},{"$f":"'Energy Consumption'!$N$453","v":0},{"$f":"'Energy Consumption'!$N$454","v":0},{"$f":"'Energy Consumption'!$N$535","v":0},{"$f":"'Energy Consumption'!$N$536","v":0},{"$f":"'Energy Consumption'!$N$617","v":0},{"$f":"'Energy Consumption'!$N$618","v":0},{"$f":"'Energy Consumption'!$N$699","v":0},{"$f":"'Energy Consumption'!$N$700","v":0},{"$f":"'Energy Consumption'!$N$781","v":0},{"$f":"'Energy Consumption'!$N$782","v":0},{"$f":"'Energy Consumption'!$N$863","v":0},{"$f":"'Energy Consumption'!$N$864","v":0},{"$f":"'Energy Consumption'!$N$945","v":0},{"$f":"'Energy Consumption'!$N$946","v":0},{"$f":"'Energy Consumption'!$N$1027","v":0},{"$f":"'Energy Consumption'!$N$1028","v":0},{"$f":"'Energy Consumption'!$N$1109","v":0},{"$f":"'Energy Consumption'!$N$1110","v":0},{"$f":"'Energy Consumption'!$N$1191","v":0},{"$f":"'Energy Consumption'!$N$1192","v":0},{"$f":"'Energy Consumption'!$N$1273","v":0},{"$f":"'Energy Consumption'!$N$1274","v":0},{"$f":"'Energy Consumption'!$N$1355","v":0},{"$f":"'Energy Consumption'!$N$1356","v":0},{"$f":"'Energy Consumption'!$N$1437","v":0},{"$f":"'Energy Consumption'!$N$1438","v":0},{"$f":"'Energy Consumption'!$N$1519","v":0},{"$f":"'Energy Consumption'!$N$1520","v":0},{"$f":"'Energy Consumption'!$N$1601","v":0},{"$f":"'Energy Consumption'!$N$1602","v":0}]
["2023-12-01",0,0,0,0,0,0,{"$f":"'Relevant Variables'!$O$37","v":0},{"$f":"'Relevant Variables'!$O$67","v":0},{"$f":"'Relevant Variables'!$O$97","v":0},{"$f":"'Relevant Variables'!$O$127","v":0},{"$f":"'Relevant Variables'!$O$157","v":0},{"$f":"'Relevant Variables'!$O$187","v":0},{"$f":"'Relevant Variables'!$O$217","v":0},{"$f":"'Relevant Variables'!$O$247","v":0},{"$f":"'Relevant Variables'!$O$277","v":0},{"$f":"'Relevant Variables'!$O$307","v":0},{"$f":"'Relevant Variables'!$O$337","v":0},{"$f":"'Relevant Variables'!$O$367","v":0},{"$f":"'Relevant Variables'!$O$397","v":0},{"$f":"'Relevant Variables'!$O$427","v":0},{"$f":"'Relevant Variables'!$O$457","v":0},{"$f":"'Relevant Variables'!$O$487","v":0},{"$f":"'Relevant Variables'!$O$517","v":0},{"$f":"'Relevant Variables'!$O$547","v":0},{"$f":"'Relevant Variables'!$O$577","v":0},{"$f":"'Relevant Variables'!$O$607","v":0},null,false,null,null,132,{"$f":"'Energy Consumption'!$O$43","v":0},{"$f":"'Energy Consumption'!$O$44","v":0},{"$f":"'Energy Consumption'!$O$125","v":0},{"$f":"'Energy Consumption'!$O$126","v":0},{"$f":"'Energy Consumption'!$O$207","v":0},{"$f":"'Energy Consumption'!$O$208","v":0},{"$f":"'Energy Consumption'!$O$289","v":0},{"$f":"'Energy Consumption'!$O$290","v":0},{"$f":"'Energy Consumption'!$O$371","v":0},{"$f":"'Energy Consumption'!$O$372","v":0},{"$f":"'Energy Consumption'!$O$453","v":0},{"$f":"'Energy Consumption'!$O$454","v":0},{"$f":"'Energy Consumption'!$O$535","v":0},{"$f":"'Energy Consumption'!$O$536","v":0},{"$f":"'Energy Consumption'!$O$617","v":0},{"$f":"'Energy Consumption'!$O$618","v":0},{"$f":"'Energy Consumption'!$O$699","v":0},{"$f":"'Energy Consumption'!$O$700","v":0},{"$f":"'Energy Consumption'!$O$781","v":0},{"$f":"'Energy Consumption'!$O$782","v":0},{"$f":"'Energy Consumption'!$O$863","v":0},{"$f":"'Energy Consumption'!$O$864","v":0},{"$f":"'Energy Consumption'!$O$945","v":0},{"$f":"'Energy Consumption'!$O$946","v":0},{"$f":"'Energy Consumption'!$O$1027","v":0},{"$f":"'Energy Consumption'!$O$1028","v":0},{"$f":"'Energy Consumption'!$O$1109","v":0},{"$f":"'Energy Consumption'!$O$1110","v":0},{"$f":"'Energy Consumption'!$O$1191","v":0},{"$f":"'Energy Consumption'!$O$1192","v":0},{"$f":"'Energy Consumption'!$O$1273","v":0},{"$f":"'Energy Consumption'!$O$1274","v":0},{"$f":"'Energy Consumption'!$O$1355","v":0},{"$f":"'Energy Consumption'!$O$1356","v":0},{"$f":"'Energy Consumption'!$O$1437","v":0},{"$f":"'Energy Consumption'!$O$1438","v":0},{"$f":"'Energy Consumption'!$O$1519","v":0},{"$f":"'Energy Consumption'!$O$1520","v":0},{"$f":"'Energy Consumption'!$O$1601","v":0},{"$f":"'Energy Consumption'!$O$1602","v":0}]
["2024-01-01",0,0,0,0,0,0,{"$f":"'Relevant Variables'!$D$36","v":0},{"$f":"'Relevant Variables'!$D$66","v":0},{"$f":"'Relevant Variables'!$D$96","v":0},{"$f":"'Relevant Variables'!$D$126","v":0},{"$f":"'Relevant Variables'!$D$156","v":0},{"$f":"'Relevant Variables'!$D$186","v":0},{"$f":"'Relevant Variables'!$D$216","v":0},{"$f":"'Relevant Variables'!$D$246","v":0},{"$f":"'Relevant Variables'!$D$276","v":0},{"$f":"'Relevant Variables'!$D$306","v":0},{"$f":"'Relevant Variables'!$D$336","v":0},{"$f":"'Relevant Variables'!$D$366","v":0},{"$f":"'Relevant Variables'!$D$396","v":0},{"$f":"'Relevant Variables'!$D$426","v":0},{"$f":"'Relevant Variables'!$D$456","v":0},{"$f":"'Relevant Variables'!$D$486","v":0},{"$f":"'Relevant Variables'!$D$516","v":0},{"$f":"'Relevant Variables'!$D$546","v":0},{"$f":"'Relevant Variables'!$D$576","v":0},{"$f":"'Relevant Variables'!$D$606","v":0},null,{"$f":"VLOOKUP(AD238,ActiveYears,2,)","v":false},{"$f":"AD226+1","v":2024},null,109,{"$f":"'Energy Consumption'!$D$41","v":0},{"$f":"'Energy Consumption'!$D$42","v":0},{"$f":"'Energy Consumption'!$D$123","v":0},{"$f":"'Energy Consumption'!$D$124","v":0},{"$f":"'Energy Consumption'!$D$205","v":0},{"$f":"'Energy Consumption'!$D$206","v":0},{"$f":"'Energy Consumption'!$D$287","v":0},{"$f":"'Energy Consumption'!$D$288","v":0},{"$f":"'Energy Consumption'!$D$369","v":0},{"$f":"'Energy Consumption'!$D$370","v":0},{"$f":"'Energy Consumption'!$D$451","v":0},{"$f":"'Energy Consumption'!$D$452","v":0},{"$f":"'Energy Consumption'!$D$533","v":0},{"$f":"'Energy Consumption'!$D$534","v":0},{"$f":"'Energy Consumption'!$D$615","v":0},{"$f":"'Energy Consumption'!$D$616","v":0},{"$f":"'Energy Consumption'!$D$697","v":0},{"$f":"'Energy Consumption'!$D$698","v":0},{"$f":"'Energy Consumption'!$D$779","v":0},{"$f":"'Energy Consumption'!$D$780","v":0},{"$f":"'Energy Consumption'!$D$861","v":0},{"$f":"'Energy Consumption'!$D$862","v":0},{"$f":"'Energy Consumption'!$D$943","v":0},{"$f":"'Energy Consumption'!$D$944","v":0},{"$f":"'Energy Consumption'!$D$1025","v":0},{"$f":"'Energy Consumption'!$D$1026","v":0},{"$f":"'Energy Consumption'!$D$1107","v":0},{"$f":"'Energy Consumption'!$D$1108","v":0},{"$f":"'Energy Consumption'!$D$1189","v":0},{"$f":"'Energy Consumption'!$D$1190","v":0},{"$f":"'Energy Consumption'!$D$1271","v":0},{"$f":"'Energy Consumption'!$D$1272","v":0},{"$f":"'Energy Consumption'!$D$1353","v":0},{"$f":"'Energy Consumption'!$D$1354","v":0},{"$f":"'Energy Consumption'!$D$1435","v":0},{"$f":"'Energy Consumption'!$D$1436","v":0},{"$f":"'Energy Consumption'!$D$1517","v":0},{"$f":"'Energy Consumption'!$D$1518","v":0},{"$f":"'Energy Consumption'!$D$1599","v":0},{"$f":"'Energy Consumption'!$D$1600","v":0}]
["2024-02-01",0,0,0,0,0,0,{"$f":"'Relevant Variables'!$E$36","v":0},{"$f":"'Relevant Variables'!$E$66","v":0},{"$f":"'Relevant Variables'!$E$96","v":0},{"$f":"'Relevant Variables'!$E$126","v":0},{"$f":"'Relevant Variables'!$E$156","v":0},{"$f":"'Relevant Variables'!$E$186","v":0},{"$f":"'Relevant Variables'!$E$216","v":0},{"$f":"'Relevant Variables'!$E$246","v":0},{"$f":"'Relevant Variables'!$E$276","v":0},{"$f":"'Relevant Variables'!$E$306","v":0},{"$f":"'Relevant Variables'!$E$336","v":0},{"$f":"'Relevant Variables'!$E$366","v":0},{"$f":"'Relevant Variables'!$E$396","v":0},{"$f":"'Relevant Variables'!$E$426","v":0},{"$f":"'Relevant Variables'!$E$456","v":0},{"$f":"'Relevant Variables'!$E$486","v":0},{"$f":"'Relevant Variables'!$E$516","v":0},{"$f":"'Relevant Variables'!$E$546","v":0},{"$f":"'Relevant Variables'!$E$576","v":0},{"$f":"'Relevant Variables'!$E$606","v":0},null,{"$f":"AC238","v":false},null,null,110,{"$f":"'Energy Consumption'!$E$41","v":0},{"$f":"'Energy Consumption'!$E$42","v":0},{"$f":"'Energy Consumption'!$E$123","v":0},{"$f":"'Energy Consumption'!$E$124","v":0},{"$f":"'Energy Consumption'!$E$205","v":0},{"$f":"'Energy Consumption'!$E$206","v":0},{"$f":"'Energy Consumption'!$E$287","v":0},{"$f":"'Energy Consumption'!$E$288","v":0},{"$f":"'Energy Consumption'!$E$369","v":0},{"$f":"'Energy Consumption'!$E$370","v":0},{"$f":"'Energy Consumption'!$E$451","v":0},{"$f":"'Energy Consumption'!$E$452","v":0},{"$f":"'Energy Consumption'!$E$533","v":0},{"$f":"'Energy Consumption'!$E$534","v":0},{"$f":"'Energy Consumption'!$E$615","v":0},{"$f":"'Energy Consumption'!$E$616","v":0},{"$f":"'Energy Consumption'!$E$697","v":0},{"$f":"'Energy Consumption'!$E$698","v":0},{"$f":"'Energy Consumption'!$E$779","v":0},{"$f":"'Energy Consumption'!$E$780","v":0},{"$f":"'Energy Consumption'!$E$861","v":0},{"$f":"'Energy Consumption'!$E$862","v":0},{"$f":"'Energy Consumption'!$E$943","v":0},{"$f":"'Energy Consumption'!$E$944","v":0},{"$f":"'Energy Consumption'!$E$1025","v":0},{"$f":"'Energy Consumption'!$E$1026","v":0},{"$f":"'Energy Consumption'!$E$1107","v":0},{"$f":"'Energy Consumption'!$E$1108","v":0},{"$f":"'Energy Consumption'!$E$1189","v":0},{"$f":"'Energy Consumption'!$E$1190","v":0},{"$f":"'Energy Consumption'!$E$1271","v":0},{"$f":"'Energy Consumption'!$E$1272","v":0},{"$f":"'Energy Consumption'!$E$1353","v":0},{"$f":"'Energy Consumption'!$E$1354","v":0},{"$f":"'Energy Consumption'!$E$1435","v":0},{"$f":"'Energy Consumption'!$E$1436","v":0},{"$f":"'Energy Consumption'!$E$1517","v":0},{"$f":"'Energy Consumption'!$E$1518","v":0},{"$f":"'Energy Consumption'!$E$1599","v":0},{"$f":"'Energy Consumption'!$E$1600","v":0}]
["2024-03-01",{"$f":"SUMIF($AG$9:$BT$9,\"=\"&B$9,$AG240:$BT240)","v":0},0,0,0,0,0,{"$f":"'Relevant Variables'!$F$36","v":0},{"$f":"'Relevant Variables'!$F$66","v":0},{"$f":"'Relevant Variables'!$F$96","v":0},{"$f":"'Relevant Variables'!$F$126","v":0},{"$f":"'Relevant Variables'!$F$156","v":0},{"$f":"'Relevant Variables'!$F$186","v":0},{"$f":"'Relevant Variables'!$F$216","v":0},{"$f":"'Relevant Variables'!$F$246","v":0},{"$f":"'Relevant Variables'!$F$276","v":0},{"$f":"'Relevant Variables'!$F$306","v":0},{"$f":"'Relevant Variables'!$F$336","v":0},{"$f":"'Relevant Variables'!$F$366","v":0},{"$f":"'Relevant Variables'!$F$396","v":0},{"$f":"'Relevant Variables'!$F$426","v":0},{"$f":"'Relevant Variables'!$F$456","v":0},{"$f":"'Relevant Variables'!$F$486","v":0},{"$f":"'Relevant Variables'!$F$516","v":0},{"$f":"'Relevant Variables'!$F$546","v":0},{"$f":"'Relevant Variables'!$F$576","v":0},{"$f":"'Relevant Variables'!$F$606","v":0},null,false,null,null,111,{"$f":"'Energy Consumption'!$F$41","v":0},{"$f":"'Energy Consumption'!$F$42","v":0},{"$f":"'Energy Consumption'!$F$123","v":0},{"$f":"'Energy Consumption'!$F$124","v":0},{"$f":"'Energy Consumption'!$F$205","v":0},{"$f":"'Energy Consumption'!$F$206","v":0},{"$f":"'Energy Consumption'!$F$287","v":0},{"$f":"'Energy Consumption'!$F$288","v":0},{"$f":"'Energy Consumption'!$F$369","v":0},{"$f":"'Energy Consumption'!$F$370","v":0},{"$f":"'Energy Consumption'!$F$451","v":0},{"$f":"'Energy Consumption'!$F$452","v":0},{"$f":"'Energy Consumption'!$F$533","v":0},{"$f":"'Energy Consumption'!$F$534","v":0},{"$f":"'Energy Consumption'!$F$615","v":0},{"$f":"'Energy Consumption'!$F$616","v":0},{"$f":"'Energy Consumption'!$F$697","v":0},{"$f":"'Energy Consumption'!$F$698","v":0},{"$f":"'Energy Consumption'!$F$779","v":0},{"$f":"'Energy Consumption'!$F$780","v":0},{"$f":"'Energy Consumption'!$F$861","v":0},{"$f":"'Energy Consumption'!$F$862","v":0},{"$f":"'Energy Consumption'!$F$943","v":0},{"$f":"'Energy Consumption'!$F$944","v":0},{"$f":"'Energy Consumption'!$F$1025","v":0},{"$f":"'Energy Consumption'!$F$1026","v":0},{"$f":"'Energy Consumption'!$F$1107","v":0},{"$f":"'Energy Consumption'!$F$1108","v":0},{"$f":"'Energy Consumption'!$F$1189","v":0},{"$f":"'Energy Consumption'!$F$1190","v":0},{"$f":"'Energy Consumption'!$F$1271","v":0},{"$f":"'Energy Consumption'!$F$1272","v":0},{"$f":"'Energy Consumption'!$F$1353","v":0},{"$f":"'Energy Consumption'!$F$1354","v":0},{"$f":"'Energy Consumption'!$F$1435","v":0},{"$f":"'Energy Consumption'!$F$1436","v":0},{"$f":"'Energy Consumption'!$F$1517","v":0},{"$f":"'Energy Consumption'!$F$1518","v":0},{"$f":"'Energy Consumption'!$F$1599","v":0},{"$f":"'Energy Consumption'!$F$1600","v":0}]
["2024-04-01",0,0,0,0,0,0,{"$f":"'Relevant Variables'!$G$36","v":0},{"$f":"'Relevant Variables'!$G$66","v":0},{"$f":"'Relevant Variables'!$G$96","v":0},{"$f":"'Relevant Variables'!$G$126","v":0},{"$f":"'Relevant Variables'!$G$156","v":0},{"$f":"'Relevant Variables'!$G$186","v":0},{"$f":"'Relevant Variables'!$G$216","v":0},{"$f":"'Relevant Variables'!$G$246","v":0},{"$f":"'Relevant Variables'!$G$276","v":0},{"$f":"'Relevant Variables'!$G$306","v":0},{"$f":"'Relevant Variables'!$G$336","v":0},{"$f":"'Relevant Variables'!$G$366","v":0},{"$f":"'Relevant Variables'!$G$396","v":0},{"$f":"'Relevant Variables'!$G$426","v":0},{"$f":"'Relevant Variables'!$G$456","v":0},{"$f":"'Relevant Variables'!$G$486","v":0},{"$f":"'Relevant Variables'!$G$516","v":0},{"$f":"'Relevant Variables'!$G$546","v":0},{"$f":"'Relevant Variables'!$G$576","v":0},{"$f":"'Relevant Variables'!$G$606","v":0},null,false,null,null,112,{"$f":"'Energy Consumption'!$G$41","v":0},{"$f":"'Energy Consumption'!$G$42","v":0},{"$f":"'Energy Consumption'!$G$123","v":0},{"$f":"'Energy Consumption'!$G$124","v":0},{"$f":"'Energy Consumption'!$G$205","v":0},{"$f":"'Energy Consumption'!$G$206","v":0},{"$f":"'Energy Consumption'!$G$287","v":0},{"$f":"'Energy Consumption'!$G$288","v":0},{"$f":"'Energy Consumption'!$G$369","v":0},{"$f":"'Energy Consumption'!$G$370","v":0},{"$f":"'Energy Consumption'!$G$451","v":0},{"$f":"'Energy Consumption'!$G$452","v":0},{"$f":"'Energy Consumption'!$G$533","v":0},{"$f":"'Energy Consumption'!$G$534","v":0},{"$f":"'Energy Consumption'!$G$615","v":0},{"$f":"'Energy Consumption'!$G$616","v":0},{"$f":"'Energy Consumption'!$G$697","v":0},{"$f":"'Energy Consumption'!$G$698","v":0},{"$f":"'Energy Consumption'!$G$779","v":0},{"$f":"'Energy Consumption'!$G$780","v":0},{"$f":"'Energy Consumption'!$G$861","v":0},{"$f":"'Energy Consumption'!$G$862","v":0},{"$f":"'Energy Consumption'!$G$943","v":0},{"$f":"'Energy Consumption'!$G$944","v":0},{"$f":"'Energy Consumption'!$G$1025","v":0},{"$f":"'Energy Consumption'!$G$1026","v":0},{"$f":"'Energy Consumption'!$G$1107","v":0},{"$f":"'Energy Consumption'!$G$1108","v":0},{"$f":"'Energy Consumption'!$G$1189","v":0},{"$f":"'Energy Consumption'!$G$1190","v":0},{"$f":"'Energy Consumption'!$G$1271","v":0},{"$f":"'Energy Consumption'!$G$1272","v":0},{"$f":"'Energy Consumption'!$G$1353","v":0},{"$f":"'Energy Consumption'!$G$1354","v":0},{"$f":"'Energy Consumption'!$G$1435","v":0},{"$f":"'Energy Consumption'!$G$1436","v":0},{"$f":"'Energy Consumption'!$G$1517","v":0},{"$f":"'Energy Consumption'!$G$1518","v":0},{"$f":"'Energy Consumption'!$G$1599","v":0},{"$f":"'Energy Consumption'!$G$1600","v":0}]
["2024-05-01",0,0,0,0,0,0,{"$f":"'Relevant Variables'!$H$36","v":0},{"$f":"'Relevant Variables'!$H$66","v":0},{"$f":"'Relevant Variables'!$H$96","v":0},{"$f":"'Relevant Variables'!$H$126","v":0},{"$f":"'Relevant Variables'!$H$156","v":0},{"$f":"'Relevant Variables'!$H$186","v":0},{"$f":"'Relevant Variables'!$H$216","v":0},{"$f":"'Relevant Variables'!$H$246","v":0},{"$f":"'Relevant Variables'!$H$276","v":0},{"$f":"'Relevant Variables'!$H$306","v":0},{"$f":"'Relevant Variables'!$H$336","v":0},{"$f":"'Relevant Variables'!$H$366","v":0},{"$f":"'Relevant Variables'!$H$396","v":0},{"$f":"'Relevant Variables'!$H$426","v":0},{"$f":"'Relevant Variables'!$H$456","v":0},{"$f":"'Relevant Variables'!$H$486","v":0},{"$f":"'Relevant Variables'!$H$516","v":0},{"$f":"'Relevant Variables'!$H$546","v":0},{"$f":"'Relevant Variables'!$H$576","v":0},{"$f":"'Relevant Variables'!$H$606","v":0},null,false,null,null,113,{"$f":"'Energy Consumption'!$H$41","v":0},{"$f":"'Energy Consumption'!$H$42","v":0},{"$f":"'Energy Consumption'!$H$123","v":0},{"$f":"'Energy Consumption'!$H$124","v":0},{"$f":"'Energy Consumption'!$H$205","v":0},{"$f":"'Energy Consumption'!$H$206","v":0},{"$f":"'Energy Consumption'!$H$287","v":0},{"$f":"'Energy Consumption'!$H$288","v":0},{"$f":"'Energy Consumption'!$H$369","v":0},{"$f":"'Energy Consumption'!$H$370","v":0},{"$f":"'Energy Consumption'!$H$451","v":0},{"$f":"'Energy Consumption'!$H$452","v":0},{"$f":"'Energy Consumption'!$H$533","v":0},{"$f":"'Energy Consumption'!$H$534","v":0},{"$f":"'Energy Consumption'!$H$615","v":0},{"$f":"'Energy Consumption'!$H$616","v":0},{"$f":"'Energy Consumption'!$H$697","v":0},{"$f":"'Energy Consumption'!$H$698","v":0},{"$f":"'Energy Consumption'!$H$779","v":0},{"$f":"'Energy Consumption'!$H$780","v":0},{"$f":"'Energy Consumption'!$H$861","v":0},{"$f":"'Energy Consumption'!$H$862","v":0},{"$f":"'Energy Consumption'!$H$943","v":0},{"$f":"'Energy Consumption'!$H$944","v":0},{"$f":"'Energy Consumption'!$H$1025","v":0},{"$f":"'Energy Consumption'!$H$1026","v":0},{"$f":"'Energy Consumption'!$H$1107","v":0},{"$f":"'Energy Consumption'!$H$1108","v":0},{"$f":"'Energy Consumption'!$H$1189","v":0},{"$f":"'Energy Consumption'!$H$1190","v":0},{"$f":"'Energy Consumption'!$H$1271","v":0},{"$f":"'Energy Consumption'!$H$1272","v":0},{"$f":"'Energy Consumption'!$H$1353","v":0},{"$f":"'Energy Consumption'!$H$1354","v":0},{"$f":"'Energy Consumption'!$H$1435","v":0},{"$f":"'Energy Consumption'!$H$1436","v":0},{"$f":"'Energy Consumption'!$H$1517","v":0},{"$f":"'Energy Consumption'!$H$1518","v":0},{"$f":"'Energy Consumption'!$H$1599","v":0},{"$f":"'Energy Consumption'!$H$1600","v":0}]
["2024-06-01",0,0,0,0,0,0,{"$f":"'Relevant Variables'!$I$36","v":0},{"$f":"'Relevant Variables'!$I$66","v":0},{"$f":"'Relevant Variables'!$I$96","v":0},{"$f":"'Relevant Variables'!$I$126","v":0},{"$f":"'Relevant Variables'!$I$156","v":0},{"$f":"'Relevant Variables'!$I$186","v":0},{"$f":"'Relevant Variables'!$I$216","v":0},{"$f":"'Relevant Variables'!$I$246","v":0},{"$f":"'Relevant Variables'!$I$276","v":0},{"$f":"'Relevant Variables'!$I$306","v":0},{"$f":"'Relevant Variables'!$I$336","v":0},{"$f":"'Relevant Variables'!$I$366","v":0},{"$f":"'Relevant Variables'!$I$396","v":0},{"$f":"'Relevant Variables'!$I$426","v":0},{"$f":"'Relevant Variables'!$I$456","v":0},{"$f":"'Relevant Variables'!$I$486","v":0},{"$f":"'Relevant Variables'!$I$516","v":0},{"$f":"'Relevant Variables'!$I$546","v":0},{"$f":"'Relevant Variables'!$I$576","v":0},{"$f":"'Relevant Variables'!$I$606","v":0},null,false,null,null,114,{"$f":"'Energy Consumption'!$I$41","v":0},{"$f":"'Energy Consumption'!$I$42","v":0},{"$f":"'Energy Consumption'!$I$123","v":0},{"$f":"'Energy Consumption'!$I$124","v":0},{"$f":"'Energy Consumption'!$I$205","v":0},{"$f":"'Energy Consumption'!$I$206","v":0},{"$f":"'Energy Consumption'!$I$287","v":0},{"$f":"'Energy Consumption'!$I$288","v":0},{"$f":"'Energy Consumption'!$I$369","v":0},{"$f":"'Energy Consumption'!$I$370","v":0},{"$f":"'Energy Consumption'!$I$451","v":0},{"$f":"'Energy Consumption'!$I$452","v":0},{"$f":"'Energy Consumption'!$I$533","v":0},{"$f":"'Energy Consumption'!$I$534","v":0},{"$f":"'Energy Consumption'!$I$615","v":0},{"$f":"'Energy Consumption'!$I$616","v":0},{"$f":"'Energy Consumption'!$I$697","v":0},{"$f":"'Energy Consumption'!$I$698","v":0},{"$f":"'Energy Consumption'!$I$779","v":0},{"$f":"'Energy Consumption'!$I$780","v":0},{"$f":"'Energy Consumption'!$I$861","v":0},{"$f":"'Energy Consumption'!$I$862","v":0},{"$f":"'Energy Consumption'!$I$943","v":0},{"$f":"'Energy Consumption'!$I$944","v":0},{"$f":"'Energy Consumption'!$I$1025","v":0},{"$f":"'Energy Consumption'!$I$1026","v":0},{"$f":"'Energy Consumption'!$I$1107","v":0},{"$f":"'Energy Consumption'!$I$1108","v":0},{"$f":"'Energy Consumption'!$I$1189","v":0},{"$f":"'Energy Consumption'!$I$1190","v":0},{"$f":"'Energy Consumption'!$I$1271","v":0},{"$f":"'Energy Consumption'!$I$1272","v":0},{"$f":"'Energy Consumption'!$I$1353","v":0},{"$f":"'Energy Consumption'!$I$1354","v":0},{"$f":"'Energy Consumption'!$I$1435","v":0},{"$f":"'Energy Consumption'!$I$1436","v":0},{"$f":"'Energy Consumption'!$I$1517","v":0},{"$f":"'Energy Consumption'!$I$1518","v":0},{"$f":"'Energy Consumption'!$I$1599","v":0},{"$f":"'Energy Consumption'!$I$1600","v":0}]
["2024-07-01",0,0,0,0,0,0,{"$f":"'Relevant Variables'!$J$36","v":0},{"$f":"'Relevant Variables'!$J$66","v":0},{"$f":"'Relevant Variables'!$J$96","v":0},{"$f":"'Relevant Variables'!$J$126","v":0},{"$f":"'Relevant Variables'!$J$156","v":0},{"$f":"'Relevant Variables'!$J$186","v":0},{"$f":"'Relevant Variables'!$J$216","v":0},{"$f":"'Relevant Variables'!$J$246","v":0},{"$f":"'Relevant Variables'!$J$276","v":0},{"$f":"'Relevant Variables'!$J$306","v":0},{"$f":"'Relevant Variables'!$J$336","v":0},{"$f":"'Relevant Variables'!$J$366","v":0},{"$f":"'Relevant Variables'!$J$396","v":0},{"$f":"'Relevant Variables'!$J$426","v":0},{"$f":"'Relevant Variables'!$J$456","v":0},{"$f":"'Relevant Variables'!$J$486","v":0},{"$f":"'Relevant Variables'!$J$516","v":0},{"$f":"'Relevant Variables'!$J$546","v":0},{"$f":"'Relevant Variables'!$J$576","v":0},{"$f":"'Relevant Variables'!$J$606","v":0},null,false,null,null,115,{"$f":"'Energy Consumption'!$J$41","v":0},{"$f":"'Energy Consumption'!$J$42","v":0},{"$f":"'Energy Consumption'!$J$123","v":0},{"$f":"'Energy Consumption'!$J$124","v":0},{"$f":"'Energy Consumption'!$J$205","v":0},{"$f":"'Energy Consumption'!$J$206","v":0},{"$f":"'Energy Consumption'!$J$287","v":0},{"$f":"'Energy Consumption'!$J$288","v":0},{"$f":"'Energy Consumption'!$J$369","v":0},{"$f":"'Energy Consumption'!$J$370","v":0},{"$f":"'Energy Consumption'!$J$451","v":0},{"$f":"'Energy Consumption'!$J$452","v":0},{"$f":"'Energy Consumption'!$J$533","v":0},{"$f":"'Energy Consumption'!$J$534","v":0},{"$f":"'Energy Consumption'!$J$615","v":0},{"$f":"'Energy Consumption'!$J$616","v":0},{"$f":"'Energy Consumption'!$J$697","v":0},{"$f":"'Energy Consumption'!$J$698","v":0},{"$f":"'Energy Consumption'!$J$779","v":0},{"$f":"'Energy Consumption'!$J$780","v":0},{"$f":"'Energy Consumption'!$J$861","v":0},{"$f":"'Energy Consumption'!$J$862","v":0},{"$f":"'Energy Consumption'!$J$943","v":0},{"$f":"'Energy Consumption'!$J$944","v":0},{"$f":"'Energy Consumption'!$J$1025","v":0},{"$f":"'Energy Consumption'!$J$1026","v":0},{"$f":"'Energy Consumption'!$J$1107","v":0},{"$f":"'Energy Consumption'!$J$1108","v":0},{"$f":"'Energy Consumption'!$J$1189","v":0},{"$f":"'Energy Consumption'!$J$1190","v":0},{"$f":"'Energy Consumption'!$J$1271","v":0},{"$f":"'Energy Consumption'!$J$1272","v":0},{"$f":"'Energy Consumption'!$J$1353","v":0},{"$f":"'Energy Consumption'!$J$1354","v":0},{"$f":"'Energy Consumption'!$J$1435","v":0},{"$f":"'Energy Consumption'!$J$1436","v":0},{"$f":"'Energy Consumption'!$J$1517","v":0},{"$f":"'Energy Consumption'!$J$1518","v":0},{"$f":"'Energy Consumption'!$J$1599","v":0},{"$f":"'Energy Consumption'!$J$1600","v":0}]
["2024-08-01",0,0,0,0,0,0,{"$f":"'Relevant Variables'!$K$36","v":0},{"$f":"'Relevant Variables'!$K$66","v":0},{"$f":"'Relevant Variables'!$K$96","v":0},{"$f":"'Relevant Variables'!$K$126","v":0},{"$f":"'Relevant Variables'!$K$156","v":0},{"$f":"'Relevant Variables'!$K$186","v":0},{"$f":"'Relevant Variables'!$K$216","v":0},{"$f":"'Relevant Variables'!$K$246","v":0},{"$f":"'Relevant Variables'!$K$276","v":0},{"$f":"'Relevant Variables'!$K$306","v":0},{"$f":"'Relevant Variables'!$K$336","v":0},{"$f":"'Relevant Variables'!$K$366","v":0},{"$f":"'Relevant Variables'!$K$396","v":0},{"$f":"'Relevant Variables'!$K$426","v":0},{"$f":"'Relevant Variables'!$K$456","v":0},{"$f":"'Relevant Variables'!$K$486","v":0},{"$f":"'Relevant Variables'!$K$516","v":0},{"$f":"'Relevant Variables'!$K$546","v":0},{"$f":"'Relevant Variables'!$K$576","v":0},{"$f":"'Relevant Variables'!$K$606","v":0},null,false,null,null,116,{"$f":"'Energy Consumption'!$K$41","v":0},{"$f":"'Energy Consumption'!$K$42","v":0},{"$f":"'Energy Consumption'!$K$123","v":0},{"$f":"'Energy Consumption'!$K$124","v":0},{"$f":"'Energy Consumption'!$K$205","v":0},{"$f":"'Energy Consumption'!$K$206","v":0},{"$f":"'Energy Consumption'!$K$287","v":0},{"$f":"'Energy Consumption'!$K$288","v":0},{"$f":"'Energy Consumption'!$K$369","v":0},{"$f":"'Energy Consumption'!$K$370","v":0},{"$f":"'Energy Consumption'!$K$451","v":0},{"$f":"'Energy Consumption'!$K$452","v":0},{"$f":"'Energy Consumption'!$K$533","v":0},{"$f":"'Energy Consumption'!$K$534","v":0},{"$f":"'Energy Consumption'!$K$615","v":0},{"$f":"'Energy Consumption'!$K$616","v":0},{"$f":"'Energy Consumption'!$K$697","v":0},{"$f":"'Energy Consumption'!$K$698","v":0},{"$f":"'Energy Consumption'!$K$779","v":0},{"$f":"'Energy Consumption'!$K$780","v":0},{"$f":"'Energy Consumption'!$K$861","v":0},{"$f":"'Energy Consumption'!$K$862","v":0},{"$f":"'Energy Consumption'!$K$943","v":0},{"$f":"'Energy Consumption'!$K$944","v":0},{"$f":"'Energy Consumption'!$K$1025","v":0},{"$f":"'Energy Consumption'!$K$1026","v":0},{"$f":"'Energy Consumption'!$K$1107","v":0},{"$f":"'Energy Consumption'!$K$1108","v":0},{"$f":"'Energy Consumption'!$K$1189","v":0},{"$f":"'Energy Consumption'!$K$1190","v":0},{"$f":"'Energy Consumption'!$K$1271","v":0},{"$f":"'Energy Consumption'!$K$1272","v":0},{"$f":"'Energy Consumption'!$K$1353","v":0},{"$f":"'Energy Consumption'!$K$1354","v":0},{"$f":"'Energy Consumption'!$K$1435","v":0},{"$f":"'Energy Consumption'!$K$1436","v":0},{"$f":"'Energy Consumption'!$K$1517","v":0},{"$f":"'Energy Consumption'!$K$1518","v":0},{"$f":"'Energy Consumption'!$K$1599","v":0},{"$f":"'Energy Consumption'!$K$1600","v":0}]
["2024-09-01",0,0,0,0,0,0,{"$f":"'Relevant Variables'!$L$36","v":0},{"$f":"'Relevant Variables'!$L$66","v":0},{"$f":"'Relevant Variables'!$L$96","v":0},{"$f":"'Relevant Variables'!$L$126","v":0},{"$f":"'Relevant Variables'!$L$156","v":0},{"$f":"'Relevant Variables'!$L$186","v":0},{"$f":"'Relevant Variables'!$L$216","v":0},{"$f":"'Relevant Variables'!$L$246","v":0},{"$f":"'Relevant Variables'!$L$276","v":0},{"$f":"'Relevant Variables'!$L$306","v":0},{"$f":"'Relevant Variables'!$L$336","v":0},{"$f":"'Relevant Variables'!$L$366","v":0},{"$f":"'Relevant Variables'!$L$396","v":0},{"$f":"'Relevant Variables'!$L$426","v":0},{"$f":"'Relevant Variables'!$L$456","v":0},{"$f":"'Relevant Variables'!$L$486","v":0},{"$f":"'Relevant Variables'!$L$516","v":0},{"$f":"'Relevant Variables'!$L$546","v":0},{"$f":"'Relevant Variables'!$L$576","v":0},{"$f":"'Relevant Variables'!$L$606","v":0},null,false,null,null,117,{"$f":"'Energy Consumption'!$L$41","v":0},{"$f":"'Energy Consumption'!$L$42","v":0},{"$f":"'Energy Consumption'!$L$123","v":0},{"$f":"'Energy Consumption'!$L$124","v":0},{"$f":"'Energy Consumption'!$L$205","v":0},{"$f":"'Energy Consumption'!$L$206","v":0},{"$f":"'Energy Consumption'!$L$287","v":0},{"$f":"'Energy Consumption'!$L$288","v":0},{"$f":"'Energy Consumption'!$L$369","v":0},{"$f":"'Energy Consumption'!$L$370","v":0},{"$f":"'Energy Consumption'!$L$451","v":0},{"$f":"'Energy Consumption'!$L$452","v":0},{"$f":"'Energy Consumption'!$L$533","v":0},{"$f":"'Energy Consumption'!$L$534","v":0},{"$f":"'Energy Consumption'!$L$615","v":0},{"$f":"'Energy Consumption'!$L$616","v":0},{"$f":"'Energy Consumption'!$L$697","v":0},{"$f":"'Energy Consumption'!$L$698","v":0},{"$f":"'Energy Consumption'!$L$779","v":0},{"$f":"'Energy Consumption'!$L$780","v":0},{"$f":"'Energy Consumption'!$L$861","v":0},{"$f":"'Energy Consumption'!$L$862","v":0},{"$f":"'Energy Consumption'!$L$943","v":0},{"$f":"'Energy Consumption'!$L$944","v":0},{"$f":"'Energy Consumption'!$L$1025","v":0},{"$f":"'Energy Consumption'!$L$1026","v":0},{"$f":"'Energy Consumption'!$L$1107","v":0},{"$f":"'Energy Consumption'!$L$1108","v":0},{"$f":"'Energy Consumption'!$L$1189","v":0},{"$f":"'Energy Consumption'!$L$1190","v":0},{"$f":"'Energy Consumption'!$L$1271","v":0},{"$f":"'Energy Consumption'!$L$1272","v":0},{"$f":"'Energy Consumption'!$L$1353","v":0},{"$f":"'Energy Consumption'!$L$1354","v":0},{"$f":"'Energy Consumption'!$L$1435","v":0},{"$f":"'Energy Consumption'!$L$1436","v":0},{"$f":"'Energy Consumption'!$L$1517","v":0},{"$f":"'Energy Consumption'!$L$1518","v":0},{"$f":"'Energy Consumption'!$L$1599","v":0},{"$f":"'Energy Consumption'!$L$1600","v":0}]
["2024-10-01",0,0,0,0,0,0,{"$f":"'Relevant Variables'!$M$36","v":0},{"$f":"'Relevant Variables'!$M$66","v":0},{"$f":"'Relevant Variables'!$M$96","v":0},{"$f":"'Relevant Variables'!$M$126","v":0},{"$f":"'Relevant Variables'!$M$156","v":0},{"$f":"'Relevant Variables'!$M$186","v":0},{"$f":"'Relevant Variables'!$M$216","v":0},{"$f":"'Relevant Variables'!$M$246","v":0},{"$f":"'Relevant Variables'!$M$276","v":0},{"$f":"'Relevant Variables'!$M$306","v":0},{"$f":"'Relevant Variables'!$M$336","v":0},{"$f":"'Relevant Variables'!$M$366","v":0},{"$f":"'Relevant Variables'!$M$396","v":0},{"$f":"'Relevant Variables'!$M$426","v":0},{"$f":"'Relevant Variables'!$M$456","v":0},{"$f":"'Relevant Variables'!$M$486","v":0},{"$f":"'Relevant Variables'!$M$516","v":0},{"$f":"'Relevant Variables'!$M$546","v":0},{"$f":"'Relevant Variables'!$M$576","v":0},{"$f":"'Relevant Variables'!$M$606","v":0},null,false,null,null,118,{"$f":"'Energy Consumption'!$M$41","v":0},{"$f":"'Energy Consumption'!$M$42","v":0},{"$f":"'Energy Consumption'!$M$123","v":0},{"$f":"'Energy Consumption'!$M$124","v":0},{"$f":"'Energy Consumption'!$M$205","v":0},{"$f":"'Energy Consumption'!$M$206","v":0},{"$f":"'Energy Consumption'!$M$287","v":0},{"$f":"'Energy Consumption'!$M$288","v":0},{"$f":"'Energy Consumption'!$M$369","v":0},{"$f":"'Energy Consumption'!$M$370","v":0},{"$f":"'Energy Consumption'!$M$451","v":0},{"$f":"'Energy Consumption'!$M$452","v":0},{"$f":"'Energy Consumption'!$M$533","v":0},{"$f":"'Energy Consumption'!$M$534","v":0},{"$f":"'Energy Consumption'!$M$615","v":0},{"$f":"'Energy Consumption'!$M$616","v":0},{"$f":"'Energy Consumption'!$M$697","v":0},{"$f":"'Energy Consumption'!$M$698","v":0},{"$f":"'Energy Consumption'!$M$779","v":0},{"$f":"'Energy Consumption'!$M$780","v":0},{"$f":"'Energy Consumption'!$M$861","v":0},{"$f":"'Energy Consumption'!$M$862","v":0},{"$f":"'Energy Consumption'!$M$943","v":0},{"$f":"'Energy Consumption'!$M$944","v":0},{"$f":"'Energy Consumption'!$M$1025","v":0},{"$f":"'Energy Consumption'!$M$1026","v":0},{"$f":"'Energy Consumption'!$M$1107","v":0},{"$f":"'Energy Consumption'!$M$1108","v":0},{"$f":"'Energy Consumption'!$M$1189","v":0},{"$f":"'Energy Consumption'!$M$1190","v":0},{"$f":"'Energy Consumption'!$M$1271","v":0},{"$f":"'Energy Consumption'!$M$1272","v":0},{"$f":"'Energy Consumption'!$M$1353","v":0},{"$f":"'Energy Consumption'!$M$1354","v":0},{"$f":"'Energy Consumption'!$M$1435","v":0},{"$f":"'Energy Consumption'!$M$1436","v":0},{"$f":"'Energy Consumption'!$M$1517","v":0},{"$f":"'Energy Consumption'!$M$1518","v":0},{"$f":"'Energy Consumption'!$M$1599","v":0},{"$f":"'Energy Consumption'!$M$1600","v":0}]
["2024-11-01",0,0,0,0,0,0,{"$f":"'Relevant Variables'!$N$36","v":0},{"$f":"'Relevant Variables'!$N$66","v":0},{"$f":"'Relevant Variables'!$N$96","v":0},{"$f":"'Relevant Variables'!$N$126","v":0},{"$f":"'Relevant Variables'!$N$156","v":0},{"$f":"'Relevant Variables'!$N$186","v":0},{"$f":"'Relevant Variables'!$N$216","v":0},{"$f":"'Relevant Variables'!$N$246","v":0},{"$f":"'Relevant Variables'!$N$276","v":0},{"$f":"'Relevant Variables'!$N$306","v":0},{"$f":"'Relevant Variables'!$N$336","v":0},{"$f":"'Relevant Variables'!$N$366","v":0},{"$f":"'Relevant Variables'!$N$396","v":0},{"$f":"'Relevant Variables'!$N$426","v":0},{"$f":"'Relevant Variables'!$N$456","v":0},{"$f":"'Relevant Variables'!$N$486","v":0},{"$f":"'Relevant Variables'!$N$516","v":0},{"$f":"'Relevant Variables'!$N$546","v":0},{"$f":"'Relevant Variables'!$N$576","v":0},{"$f":"'Relevant Variables'!$N$606","v":0},null,false,null,null,119,{"$f":"'Energy Consumption'!$N$41","v":0},{"$f":"'Energy Consumption'!$N$42","v":0},{"$f":"'Energy Consumption'!$N$123","v":0},{"$f":"'Energy Consumption'!$N$124","v":0},{"$f":"'Energy Consumption'!$N$205","v":0},{"$f":"'Energy Consumption'!$N$206","v":0},{"$f":"'Energy Consumption'!$N$287","v":0},{"$f":"'Energy Consumption'!$N$288","v":0},{"$f":"'Energy Consumption'!$N$369","v":0},{"$f":"'Energy Consumption'!$N$370","v":0},{"$f":"'Energy Consumption'!$N$451","v":0},{"$f":"'Energy Consumption'!$N$452","v":0},{"$f":"'Energy Consumption'!$N$533","v":0},{"$f":"'Energy Consumption'!$N$534","v":0},{"$f":"'Energy Consumption'!$N$615","v":0},{"$f":"'Energy Consumption'!$N$616","v":0},{"$f":"'Energy Consumption'!$N$697","v":0},{"$f":"'Energy Consumption'!$N$698","v":0},{"$f":"'Energy Consumption'!$N$779","v":0},{"$f":"'Energy Consumption'!$N$780","v":0},{"$f":"'Energy Consumption'!$N$861","v":0},{"$f":"'Energy Consumption'!$N$862","v":0},{"$f":"'Energy Consumption'!$N$943","v":0},{"$f":"'Energy Consumption'!$N$944","v":0},{"$f":"'Energy Consumption'!$N$1025","v":0},{"$f":"'Energy Consumption'!$N$1026","v":0},{"$f":"'Energy Consumption'!$N$1107","v":0},{"$f":"'Energy Consumption'!$N$1108","v":0},{"$f":"'Energy Consumption'!$N$1189","v":0},{"$f":"'Energy Consumption'!$N$1190","v":0},{"$f":"'Energy Consumption'!$N$1271","v":0},{"$f":"'Energy Consumption'!$N$1272","v":0},{"$f":"'Energy Consumption'!$N$1353","v":0},{"$f":"'Energy Consumption'!$N$1354","v":0},{"$f":"'Energy Consumption'!$N$1435","v":0},{"$f":"'Energy Consumption'!$N$1436","v":0},{"$f":"'Energy Consumption'!$N$1517","v":0},{"$f":"'Energy Consumption'!$N$1518","v":0},{"$f":"'Energy Consumption'!$N$1599","v":0},{"$f":"'Energy Consumption'!$N$1600","v":0}]
["2024-12-01",0,0,0,0,0,0,{"$f":"'Relevant Variables'!$O$36","v":0},{"$f":"'Relevant Variables'!$O$66","v":0},{"$f":"'Relevant Variables'!$O$96","v":0},{"$f":"'Relevant Variables'!$O$126","v":0},{"$f":"'Relevant Variables'!$O$156","v":0},{"$f":"'Relevant Variables'!$O$186","v":0},{"$f":"'Relevant Variables'!$O$216","v":0},{"$f":"'Relevant Variables'!$O$246","v":0},{"$f":"'Relevant Variables'!$O$276","v":0},{"$f":"'Relevant Variables'!$O$306","v":0},{"$f":"'Relevant Variables'!$O$336","v":0},{"$f":"'Relevant Variables'!$O$366","v":0},{"$f":"'Relevant Variables'!$O$396","v":0},{"$f":"'Relevant Variables'!$O$426","v":0},{"$f":"'Relevant Variables'!$O$456","v":0},{"$f":"'Relevant Variables'!$O$486","v":0},{"$f":"'Relevant Variables'!$O$516","v":0},{"$f":"'Relevant Variables'!$O$546","v":0},{"$f":"'Relevant Variables'!$O$576","v":0},{"$f":"'Relevant Variables'!$O$606","v":0},null,false,null,null,120,{"$f":"'Energy Consumption'!$O$41","v":0},{"$f":"'Energy Consumption'!$O$42","v":0},{"$f":"'Energy Consumption'!$O$123","v":0},{"$f":"'Energy Consumption'!$O$124","v":0},{"$f":"'Energy Consumption'!$O$205","v":0},{"$f":"'Energy Consumption'!$O$206","v":0},{"$f":"'Energy Consumption'!$O$287","v":0},{"$f":"'Energy Consumption'!$O$288","v":0},{"$f":"'Energy Consumption'!$O$369","v":0},{"$f":"'Energy Consumption'!$O$370","v":0},{"$f":"'Energy Consumption'!$O$451","v":0},{"$f":"'Energy Consumption'!$O$452","v":0},{"$f":"'Energy Consumption'!$O$533","v":0},{"$f":"'Energy Consumption'!$O$534","v":0},{"$f":"'Energy Consumption'!$O$615","v":0},{"$f":"'Energy Consumption'!$O$616","v":0},{"$f":"'Energy Consumption'!$O$697","v":0},{"$f":"'Energy Consumption'!$O$698","v":0},{"$f":"'Energy Consumption'!$O$779","v":0},{"$f":"'Energy Consumption'!$O$780","v":0},{"$f":"'Energy Consumption'!$O$861","v":0},{"$f":"'Energy Consumption'!$O$862","v":0},{"$f":"'Energy Consumption'!$O$943","v":0},{"$f":"'Energy Consumption'!$O$944","v":0},{"$f":"'Energy Consumption'!$O$1025","v":0},{"$f":"'Energy Consumption'!$O$1026","v":0},{"$f":"'Energy Consumption'!$O$1107","v":0},{"$f":"'Energy Consumption'!$O$1108","v":0},{"$f":"'Energy Consumption'!$O$1189","v":0},{"$f":"'Energy Consumption'!$O$1190","v":0},{"$f":"'Energy Consumption'!$O$1271","v":0},{"$f":"'Energy Consumption'!$O$1272","v":0},{"$f":"'Energy Consumption'!$O$1353","v":0},{"$f":"'Energy Consumption'!$O$1354","v":0},{"$f":"'Energy Consumption'!$O$1435","v":0},{"$f":"'Energy Consumption'!$O$1436","v":0},{"$f":"'Energy Consumption'!$O$1517","v":0},{"$f":"'Energy Consumption'!$O$1518","v":0},{"$f":"'Energy Consumption'!$O$1599","v":0},{"$f":"'Energy Consumption'!$O$1600","v":0}]
["2025-01-01",{"$f":"SUMIF($AG$9:$BT$9,\"=\"&B$9,$AG250:$BT250)","v":0},0,0,0,0,0,{"$f":"'Relevant Variables'!$D$35","v":0},{"$f":"'Relevant Variables'!$D$65","v":0},{"$f":"'Relevant Variables'!$D$95","v":0},{"$f":"'Relevant Variables'!$D$125","v":0},{"$f":"'Relevant Variables'!$D$155","v":0},{"$f":"'Relevant Variables'!$D$185","v":0},{"$f":"'Relevant Variables'!$D$215","v":0},{"$f":"'Relevant Variables'!$D$245","v":0},{"$f":"'Relevant Variables'!$D$275","v":0},{"$f":"'Relevant Variables'!$D$305","v":0},{"$f":"'Relevant Variables'!$D$335","v":0},{"$f":"'Relevant Variables'!$D$365","v":0},{"$f":"'Relevant Variables'!$D$395","v":0},{"$f":"'Relevant Variables'!$D$425","v":0},{"$f":"'Relevant Variables'!$D$455","v":0},{"$f":"'Relevant Variables'!$D$485","v":0},{"$f":"'Relevant Variables'!$D$515","v":0},{"$f":"'Relevant Variables'!$D$545","v":0},{"$f":"'Relevant Variables'!$D$575","v":0},{"$f":"'Relevant Variables'!$D$605","v":0},null,{"$f":"VLOOKUP(AD250,ActiveYears,2,)","v":false},{"$f":"AD238+1","v":2025},null,121,{"$f":"'Energy Consumption'!$D$39","v":0},{"$f":"'Energy Consumption'!$D$40","v":0},{"$f":"'Energy Consumption'!$D$121","v":0},{"$f":"'Energy Consumption'!$D$122","v":0},{"$f":"'Energy Consumption'!$D$203","v":0},{"$f":"'Energy Consumption'!$D$204","v":0},{"$f":"'Energy Consumption'!$D$285","v":0},{"$f":"'Energy Consumption'!$D$286","v":0},{"$f":"'Energy Consumption'!$D$367","v":0},{"$f":"'Energy Consumption'!$D$368","v":0},{"$f":"'Energy Consumption'!$D$449","v":0},{"$f":"'Energy Consumption'!$D$450","v":0},{"$f":"'Energy Consumption'!$D$531","v":0},{"$f":"'Energy Consumption'!$D$532","v":0},{"$f":"'Energy Consumption'!$D$613","v":0},{"$f":"'Energy Consumption'!$D$614","v":0},{"$f":"'Energy Consumption'!$D$695","v":0},{"$f":"'Energy Consumption'!$D$696","v":0},{"$f":"'Energy Consumption'!$D$777","v":0},{"$f":"'Energy Consumption'!$D$778","v":0},{"$f":"'Energy Consumption'!$D$859","v":0},{"$f":"'Energy Consumption'!$D$860","v":0},{"$f":"'Energy Consumption'!$D$941","v":0},{"$f":"'Energy Consumption'!$D$942","v":0},{"$f":"'Energy Consumption'!$D$1023","v":0},{"$f":"'Energy Consumption'!$D$1024","v":0},{"$f":"'Energy Consumption'!$D$1105","v":0},{"$f":"'Energy Consumption'!$D$1106","v":0},{"$f":"'Energy Consumption'!$D$1187","v":0},{"$f":"'Energy Consumption'!$D$1188","v":0},{"$f":"'Energy Consumption'!$D$1269","v":0},{"$f":"'Energy Consumption'!$D$1270","v":0},{"$f":"'Energy Consumption'!$D$1351","v":0},{"$f":"'Energy Consumption'!$D$1352","v":0},{"$f":"'Energy Consumption'!$D$1433","v":0},{"$f":"'Energy Consumption'!$D$1434","v":0},{"$f":"'Energy Consumption'!$D$1515","v":0},{"$f":"'Energy Consumption'!$D$1516","v":0},{"$f":"'Energy Consumption'!$D$1597","v":0},{"$f":"'Energy Consumption'!$D$1598","v":0}]
["2025-02-01",0,0,0,0,0,0,{"$f":"'Relevant Variables'!$E$35","v":0},{"$f":"'Relevant Variables'!$E$65","v":0},{"$f":"'Relevant Variables'!$E$95","v":0},{"$f":"'Relevant Variables'!$E$125","v":0},{"$f":"'Relevant Variables'!$E$155","v":0},{"$f":"'Relevant Variables'!$E$185","v":0},{"$f":"'Relevant Variables'!$E$215","v":0},{"$f":"'Relevant Variables'!$E$245","v":0},{"$f":"'Relevant Variables'!$E$275","v":0},{"$f":"'Relevant Variables'!$E$305","v":0},{"$f":"'Relevant Variables'!$E$335","v":0},{"$f":"'Relevant Variables'!$E$365","v":0},{"$f":"'Relevant Variables'!$E$395","v":0},{"$f":"'Relevant Variables'!$E$425","v":0},{"$f":"'Relevant Variables'!$E$455","v":0},{"$f":"'Relevant Variables'!$E$485","v":0},{"$f":"'Relevant Variables'!$E$515","v":0},{"$f":"'Relevant Variables'!$E$545","v":0},{"$f":"'Relevant Variables'!$E$575","v":0},{"$f":"'Relevant Variables'!$E$605","v":0},null,{"$f":"AC250","v":false},null,null,122,{"$f":"'Energy Consumption'!$E$39","v":0},{"$f":"'Energy Consumption'!$E$40","v":0},{"$f":"'Energy Consumption'!$E$121","v":0},{"$f":"'Energy Consumption'!$E$122","v":0},{"$f":"'Energy Consumption'!$E$203","v":0},{"$f":"'Energy Consumption'!$E$204","v":0},{"$f":"'Energy Consumption'!$E$285","v":0},{"$f":"'Energy Consumption'!$E$286","v":0},{"$f":"'Energy Consumption'!$E$367","v":0},{"$f":"'Energy Consumption'!$E$368","v":0},{"$f":"'Energy Consumption'!$E$449","v":0},{"$f":"'Energy Consumption'!$E$450","v":0},{"$f":"'Energy Consumption'!$E$531","v":0},{"$f":"'Energy Consumption'!$E$532","v":0},{"$f":"'Energy Consumption'!$E$613","v":0},{"$f":"'Energy Consumption'!$E$614","v":0},{"$f":"'Energy Consumption'!$E$695","v":0},{"$f":"'Energy Consumption'!$E$696","v":0},{"$f":"'Energy Consumption'!$E$777","v":0},{"$f":"'Energy Consumption'!$E$778","v":0},{"$f":"'Energy Consumption'!$E$859","v":0},{"$f":"'Energy Consumption'!$E$860","v":0},{"$f":"'Energy Consumption'!$E$941","v":0},{"$f":"'Energy Consumption'!$E$942","v":0},{"$f":"'Energy Consumption'!$E$1023","v":0},{"$f":"'Energy Consumption'!$E$1024","v":0},{"$f":"'Energy Consumption'!$E$1105","v":0},{"$f":"'Energy Consumption'!$E$1106","v":0},{"$f":"'Energy Consumption'!$E$1187","v":0},{"$f":"'Energy Consumption'!$E$1188","v":0},{"$f":"'Energy Consumption'!$E$1269","v":0},{"$f":"'Energy Consumption'!$E$1270","v":0},{"$f":"'Energy Consumption'!$E$1351","v":0},{"$f":"'Energy Consumption'!$E$1352","v":0},{"$f":"'Energy Consumption'!$E$1433","v":0},{"$f":"'Energy Consumption'!$E$1434","v":0},{"$f":"'Energy Consumption'!$E$1515","v":0},{"$f":"'Energy Consumption'!$E$1516","v":0},{"$f":"'Energy Consumption'!$E$1597","v":0},{"$f":"'Energy Consumption'!$E$1598","v":0}]
["2025-03-01",0,0,0,0,0,0,{"$f":"'Relevant Variables'!$F$35","v":0},{"$f":"'Relevant Variables'!$F$65","v":0},{"$f":"'Relevant Variables'!$F$95","v":0},{"$f":"'Relevant Variables'!$F$125","v":0},{"$f":"'Relevant Variables'!$F$155","v":0},{"$f":"'Relevant Variables'!$F$185","v":0},{"$f":"'Relevant Variables'!$F$215","v":0},{"$f":"'Relevant Variables'!$F$245","v":0},{"$f":"'Relevant Variables'!$F$275","v":0},{"$f":"'Relevant Variables'!$F$305","v":0},{"$f":"'Relevant Variables'!$F$335","v":0},{"$f":"'Relevant Variables'!$F$365","v":0},{"$f":"'Relevant Variables'!$F$395","v":0},{"$f":"'Relevant Variables'!$F$425","v":0},{"$f":"'Relevant Variables'!$F$455","v":0},{"$f":"'Relevant Variables'!$F$485","v":0},{"$f":"'Relevant Variables'!$F$515","v":0},{"$f":"'Relevant Variables'!$F$545","v":0},{"$f":"'Relevant Variables'!$F$575","v":0},{"$f":"'Relevant Variables'!$F$605","v":0},null,false,null,null,123,{"$f":"'Energy Consumption'!$F$39","v":0},{"$f":"'Energy Consumption'!$F$40","v":0},{"$f":"'Energy Consumption'!$F$121","v":0},{"$f":"'Energy Consumption'!$F$122","v":0},{"$f":"'Energy Consumption'!$F$203","v":0},{"$f":"'Energy Consumption'!$F$204","v":0},{"$f":"'Energy Consumption'!$F$285","v":0},{"$f":"'Energy Consumption'!$F$286","v":0},{"$f":"'Energy Consumption'!$F$367","v":0},{"$f":"'Energy Consumption'!$F$368","v":0},{"$f":"'Energy Consumption'!$F$449","v":0},{"$f":"'Energy Consumption'!$F$450","v":0},{"$f":"'Energy Consumption'!$F$531","v":0},{"$f":"'Energy Consumption'!$F$532","v":0},{"$f":"'Energy Consumption'!$F$613","v":0},{"$f":"'Energy Consumption'!$F$614","v":0},{"$f":"'Energy Consumption'!$F$695","v":0},{"$f":"'Energy Consumption'!$F$696","v":0},{"$f":"'Energy Consumption'!$F$777","v":0},{"$f":"'Energy Consumption'!$F$778","v":0},{"$f":"'Energy Consumption'!$F$859","v":0},{"$f":"'Energy Consumption'!$F$860","v":0},{"$f":"'Energy Consumption'!$F$941","v":0},{"$f":"'Energy Consumption'!$F$942","v":0},{"$f":"'Energy Consumption'!$F$1023","v":0},{"$f":"'Energy Consumption'!$F$1024","v":0},{"$f":"'Energy Consumption'!$F$1105","v":0},{"$f":"'Energy Consumption'!$F$1106","v":0},{"$f":"'Energy Consumption'!$F$1187","v":0},{"$f":"'Energy Consumption'!$F$1188","v":0},{"$f":"'Energy Consumption'!$F$1269","v":0},{"$f":"'Energy Consumption'!$F$1270","v":0},{"$f":"'Energy Consumption'!$F$1351","v":0},{"$f":"'Energy Consumption'!$F$1352","v":0},{"$f":"'Energy Consumption'!$F$1433","v":0},{"$f":"'Energy Consumption'!$F$1434","v":0},{"$f":"'Energy Consumption'!$F$1515","v":0},{"$f":"'Energy Consumption'!$F$1516","v":0},{"$f":"'Energy Consumption'!$F$1597","v":0},{"$f":"'Energy Consumption'!$F$1598","v":0}]
["2025-04-01",0,0,0,0,0,0,{"$f":"'Relevant Variables'!$G$35","v":0},{"$f":"'Relevant Variables'!$G$65","v":0},{"$f":"'Relevant Variables'!$G$95","v":0},{"$f":"'Relevant Variables'!$G$125","v":0},{"$f":"'Relevant Variables'!$G$155","v":0},{"$f":"'Relevant Variables'!$G$185","v":0},{"$f":"'Relevant Variables'!$G$215","v":0},{"$f":"'Relevant Variables'!$G$245","v":0},{"$f":"'Relevant Variables'!$G$275","v":0},{"$f":"'Relevant Variables'!$G$305","v":0},{"$f":"'Relevant Variables'!$G$335","v":0},{"$f":"'Relevant Variables'!$G$365","v":0},{"$f":"'Relevant Variables'!$G$395","v":0},{"$f":"'Relevant Variables'!$G$425","v":0},{"$f":"'Relevant Variables'!$G$455","v":0},{"$f":"'Relevant Variables'!$G$485","v":0},{"$f":"'Relevant Variables'!$G$515","v":0},{"$f":"'Relevant Variables'!$G$545","v":0},{"$f":"'Relevant Variables'!$G$575","v":0},{"$f":"'Relevant Variables'!$G$605","v":0},null,false,null,null,124,{"$f":"'Energy Consumption'!$G$39","v":0},{"$f":"'Energy Consumption'!$G$40","v":0},{"$f":"'Energy Consumption'!$G$121","v":0},{"$f":"'Energy Consumption'!$G$122","v":0},{"$f":"'Energy Consumption'!$G$203","v":0},{"$f":"'Energy Consumption'!$G$204","v":0},{"$f":"'Energy Consumption'!$G$285","v":0},{"$f":"'Energy Consumption'!$G$286","v":0},{"$f":"'Energy Consumption'!$G$367","v":0},{"$f":"'Energy Consumption'!$G$368","v":0},{"$f":"'Energy Consumption'!$G$449","v":0},{"$f":"'Energy Consumption'!$G$450","v":0},{"$f":"'Energy Consumption'!$G$531","v":0},{"$f":"'Energy Consumption'!$G$532","v":0},{"$f":"'Energy Consumption'!$G$613","v":0},{"$f":"'Energy Consumption'!$G$614","v":0},{"$f":"'Energy Consumption'!$G$695","v":0},{"$f":"'Energy Consumption'!$G$696","v":0},{"$f":"'Energy Consumption'!$G$777","v":0},{"$f":"'Energy Consumption'!$G$778","v":0},{"$f":"'Energy Consumption'!$G$859","v":0},{"$f":"'Energy Consumption'!$G$860","v":0},{"$f":"'Energy Consumption'!$G$941","v":0},{"$f":"'Energy Consumption'!$G$942","v":0},{"$f":"'Energy Consumption'!$G$1023","v":0},{"$f":"'Energy Consumption'!$G$1024","v":0},{"$f":"'Energy Consumption'!$G$1105","v":0},{"$f":"'Energy Consumption'!$G$1106","v":0},{"$f":"'Energy Consumption'!$G$1187","v":0},{"$f":"'Energy Consumption'!$G$1188","v":0},{"$f":"'Energy Consumption'!$G$1269","v":0},{"$f":"'Energy Consumption'!$G$1270","v":0},{"$f":"'Energy Consumption'!$G$1351","v":0},{"$f":"'Energy Consumption'!$G$1352","v":0},{"$f":"'Energy Consumption'!$G$1433","v":0},{"$f":"'Energy Consumption'!$G$1434","v":0},{"$f":"'Energy Consumption'!$G$1515","v":0},{"$f":"'Energy Consumption'!$G$1516","v":0},{"$f":"'Energy Consumption'!$G$1597","v":0},{"$f":"'Energy Consumption'!$G$1598","v":0}]
["2025-05-01",0,0,0,0,0,0,{"$f":"'Relevant Variables'!$H$35","v":0},{"$f":"'Relevant Variables'!$H$65","v":0},{"$f":"'Relevant Variables'!$H$95","v":0},{"$f":"'Relevant Variables'!$H$125","v":0},{"$f":"'Relevant Variables'!$H$155","v":0},{"$f":"'Relevant Variables'!$H$185","v":0},{"$f":"'Relevant Variables'!$H$215","v":0},{"$f":"'Relevant Variables'!$H$245","v":0},{"$f":"'Relevant Variables'!$H$275","v":0},{"$f":"'Relevant Variables'!$H$305","v":0},{"$f":"'Relevant Variables'!$H$335","v":0},{"$f":"'Relevant Variables'!$H$365","v":0},{"$f":"'Relevant Variables'!$H$395","v":0},{"$f":"'Relevant Variables'!$H$425","v":0},{"$f":"'Relevant Variables'!$H$455","v":0},{"$f":"'Relevant Variables'!$H$485","v":0},{"$f":"'Relevant Variables'!$H$515","v":0},{"$f":"'Relevant Variables'!$H$545","v":0},{"$f":"'Relevant Variables'!$H$575","v":0},{"$f":"'Relevant Variables'!$H$605","v":0},null,false,null,null,125,{"$f":"'Energy Consumption'!$H$39","v":0},{"$f":"'Energy Consumption'!$H$40","v":0},{"$f":"'Energy Consumption'!$H$121","v":0},{"$f":"'Energy Consumption'!$H$122","v":0},{"$f":"'Energy Consumption'!$H$203","v":0},{"$f":"'Energy Consumption'!$H$204","v":0},{"$f":"'Energy Consumption'!$H$285","v":0},{"$f":"'Energy Consumption'!$H$286","v":0},{"$f":"'Energy Consumption'!$H$367","v":0},{"$f":"'Energy Consumption'!$H$368","v":0},{"$f":"'Energy Consumption'!$H$449","v":0},{"$f":"'Energy Consumption'!$H$450","v":0},{"$f":"'Energy Consumption'!$H$531","v":0},{"$f":"'Energy Consumption'!$H$532","v":0},{"$f":"'Energy Consumption'!$H$613","v":0},{"$f":"'Energy Consumption'!$H$614","v":0},{"$f":"'Energy Consumption'!$H$695","v":0},{"$f":"'Energy Consumption'!$H$696","v":0},{"$f":"'Energy Consumption'!$H$777","v":0},{"$f":"'Energy Consumption'!$H$778","v":0},{"$f":"'Energy Consumption'!$H$859","v":0},{"$f":"'Energy Consumption'!$H$860","v":0},{"$f":"'Energy Consumption'!$H$941","v":0},{"$f":"'Energy Consumption'!$H$942","v":0},{"$f":"'Energy Consumption'!$H$1023","v":0},{"$f":"'Energy Consumption'!$H$1024","v":0},{"$f":"'Energy Consumption'!$H$1105","v":0},{"$f":"'Energy Consumption'!$H$1106","v":0},{"$f":"'Energy Consumption'!$H$1187","v":0},{"$f":"'Energy Consumption'!$H$1188","v":0},{"$f":"'Energy Consumption'!$H$1269","v":0},{"$f":"'Energy Consumption'!$H$1270","v":0},{"$f":"'Energy Consumption'!$H$1351","v":0},{"$f":"'Energy Consumption'!$H$1352","v":0},{"$f":"'Energy Consumption'!$H$1433","v":0},{"$f":"'Energy Consumption'!$H$1434","v":0},{"$f":"'Energy Consumption'!$H$1515","v":0},{"$f":"'Energy Consumption'!$H$1516","v":0},{"$f":"'Energy Consumption'!$H$1597","v":0},{"$f":"'Energy Consumption'!$H$1598","v":0}]
["2025-06-01",0,0,0,0,0,0,{"$f":"'Relevant Variables'!$I$35","v":0},{"$f":"'Relevant Variables'!$I$65","v":0},{"$f":"'Relevant Variables'!$I$95","v":0},{"$f":"'Relevant Variables'!$I$125","v":0},{"$f":"'Relevant Variables'!$I$155","v":0},{"$f":"'Relevant Variables'!$I$185","v":0},{"$f":"'Relevant Variables'!$I$215","v":0},{"$f":"'Relevant Variables'!$I$245","v":0},{"$f":"'Relevant Variables'!$I$275","v":0},{"$f":"'Relevant Variables'!$I$305","v":0},{"$f":"'Relevant Variables'!$I$335","v":0},{"$f":"'Relevant Variables'!$I$365","v":0},{"$f":"'Relevant Variables'!$I$395","v":0},{"$f":"'Relevant Variables'!$I$425","v":0},{"$f":"'Relevant Variables'!$I$455","v":0},{"$f":"'Relevant Variables'!$I$485","v":0},{"$f":"'Relevant Variables'!$I$515","v":0},{"$f":"'Relevant Variables'!$I$545","v":0},{"$f":"'Relevant Variables'!$I$575","v":0},{"$f":"'Relevant Variables'!$I$605","v":0},null,false,null,null,126,{"$f":"'Energy Consumption'!$I$39","v":0},{"$f":"'Energy Consumption'!$I$40","v":0},{"$f":"'Energy Consumption'!$I$121","v":0},{"$f":"'Energy Consumption'!$I$122","v":0},{"$f":"'Energy Consumption'!$I$203","v":0},{"$f":"'Energy Consumption'!$I$204","v":0},{"$f":"'Energy Consumption'!$I$285","v":0},{"$f":"'Energy Consumption'!$I$286","v":0},{"$f":"'Energy Consumption'!$I$367","v":0},{"$f":"'Energy Consumption'!$I$368","v":0},{"$f":"'Energy Consumption'!$I$449","v":0},{"$f":"'Energy Consumption'!$I$450","v":0},{"$f":"'Energy Consumption'!$I$531","v":0},{"$f":"'Energy Consumption'!$I$532","v":0},{"$f":"'Energy Consumption'!$I$613","v":0},{"$f":"'Energy Consumption'!$I$614","v":0},{"$f":"'Energy Consumption'!$I$695","v":0},{"$f":"'Energy Consumption'!$I$696","v":0},{"$f":"'Energy Consumption'!$I$777","v":0},{"$f":"'Energy Consumption'!$I$778","v":0},{"$f":"'Energy Consumption'!$I$859","v":0},{"$f":"'Energy Consumption'!$I$860","v":0},{"$f":"'Energy Consumption'!$I$941","v":0},{"$f":"'Energy Consumption'!$I$942","v":0},{"$f":"'Energy Consumption'!$I$1023","v":0},{"$f":"'Energy Consumption'!$I$1024","v":0},{"$f":"'Energy Consumption'!$I$1105","v":0},{"$f":"'Energy Consumption'!$I$1106","v":0},{"$f":"'Energy Consumption'!$I$1187","v":0},{"$f":"'Energy Consumption'!$I$1188","v":0},{"$f":"'Energy Consumption'!$I$1269","v":0},{"$f":"'Energy Consumption'!$I$1270","v":0},{"$f":"'Energy Consumption'!$I$1351","v":0},{"$f":"'Energy Consumption'!$I$1352","v":0},{"$f":"'Energy Consumption'!$I$1433","v":0},{"$f":"'Energy Consumption'!$I$1434","v":0},{"$f":"'Energy Consumption'!$I$1515","v":0},{"$f":"'Energy Consumption'!$I$1516","v":0},{"$f":"'Energy Consumption'!$I$1597","v":0},{"$f":"'Energy Consumption'!$I$1598","v":0}]
["2025-07-01",0,0,0,0,0,0,{"$f":"'Relevant Variables'!$J$35","v":0},{"$f":"'Relevant Variables'!$J$65","v":0},{"$f":"'Relevant Variables'!$J$95","v":0},{"$f":"'Relevant Variables'!$J$125","v":0},{"$f":"'Relevant Variables'!$J$155","v":0},{"$f":"'Relevant Variables'!$J$185","v":0},{"$f":"'Relevant Variables'!$J$215","v":0},{"$f":"'Relevant Variables'!$J$245","v":0},{"$f":"'Relevant Variables'!$J$275","v":0},{"$f":"'Relevant Variables'!$J$305","v":0},{"$f":"'Relevant Variables'!$J$335","v":0},{"$f":"'Relevant Variables'!$J$365","v":0},{"$f":"'Relevant Variables'!$J$395","v":0},{"$f":"'Relevant Variables'!$J$425","v":0},{"$f":"'Relevant Variables'!$J$455","v":0},{"$f":"'Relevant Variables'!$J$485","v":0},{"$f":"'Relevant Variables'!$J$515","v":0},{"$f":"'Relevant Variables'!$J$545","v":0},{"$f":"'Relevant Variables'!$J$575","v":0},{"$f":"'Relevant Variables'!$J$605","v":0},null,false,null,null,127,{"$f":"'Energy Consumption'!$J$39","v":0},{"$f":"'Energy Consumption'!$J$40","v":0},{"$f":"'Energy Consumption'!$J$121","v":0},{"$f":"'Energy Consumption'!$J$122","v":0},{"$f":"'Energy Consumption'!$J$203","v":0},{"$f":"'Energy Consumption'!$J$204","v":0},{"$f":"'Energy Consumption'!$J$285","v":0},{"$f":"'Energy Consumption'!$J$286","v":0},{"$f":"'Energy Consumption'!$J$367","v":0},{"$f":"'Energy Consumption'!$J$368","v":0},{"$f":"'Energy Consumption'!$J$449","v":0},{"$f":"'Energy Consumption'!$J$450","v":0},{"$f":"'Energy Consumption'!$J$531","v":0},{"$f":"'Energy Consumption'!$J$532","v":0},{"$f":"'Energy Consumption'!$J$613","v":0},{"$f":"'Energy Consumption'!$J$614","v":0},{"$f":"'Energy Consumption'!$J$695","v":0},{"$f":"'Energy Consumption'!$J$696","v":0},{"$f":"'Energy Consumption'!$J$777","v":0},{"$f":"'Energy Consumption'!$J$778","v":0},{"$f":"'Energy Consumption'!$J$859","v":0},{"$f":"'Energy Consumption'!$J$860","v":0},{"$f":"'Energy Consumption'!$J$941","v":0},{"$f":"'Energy Consumption'!$J$942","v":0},{"$f":"'Energy Consumption'!$J$1023","v":0},{"$f":"'Energy Consumption'!$J$1024","v":0},{"$f":"'Energy Consumption'!$J$1105","v":0},{"$f":"'Energy Consumption'!$J$1106","v":0},{"$f":"'Energy Consumption'!$J$1187","v":0},{"$f":"'Energy Consumption'!$J$1188","v":0},{"$f":"'Energy Consumption'!$J$1269","v":0},{"$f":"'Energy Consumption'!$J$1270","v":0},{"$f":"'Energy Consumption'!$J$1351","v":0},{"$f":"'Energy Consumption'!$J$1352","v":0},{"$f":"'Energy Consumption'!$J$1433","v":0},{"$f":"'Energy Consumption'!$J$1434","v":0},{"$f":"'Energy Consumption'!$J$1515","v":0},{"$f":"'Energy Consumption'!$J$1516","v":0},{"$f":"'Energy Consumption'!$J$1597","v":0},{"$f":"'Energy Consumption'!$J$1598","v":0}]
["2025-08-01",0,0,0,0,0,0,{"$f":"'Relevant Variables'!$K$35","v":0},{"$f":"'Relevant Variables'!$K$65","v":0},{"$f":"'Relevant Variables'!$K$95","v":0},{"$f":"'Relevant Variables'!$K$125","v":0},{"$f":"'Relevant Variables'!$K$155","v":0},{"$f":"'Relevant Variables'!$K$185","v":0},{"$f":"'Relevant Variables'!$K$215","v":0},{"$f":"'Relevant Variables'!$K$245","v":0},{"$f":"'Relevant Variables'!$K$275","v":0},{"$f":"'Relevant Variables'!$K$305","v":0},{"$f":"'Relevant Variables'!$K$335","v":0},{"$f":"'Relevant Variables'!$K$365","v":0},{"$f":"'Relevant Variables'!$K$395","v":0},{"$f":"'Relevant Variables'!$K$425","v":0},{"$f":"'Relevant Variables'!$K$455","v":0},{"$f":"'Relevant Variables'!$K$485","v":0},{"$f":"'Relevant Variables'!$K$515","v":0},{"$f":"'Relevant Variables'!$K$545","v":0},{"$f":"'Relevant Variables'!$K$575","v":0},{"$f":"'Relevant Variables'!$K$605","v":0},null,false,null,null,128,{"$f":"'Energy Consumption'!$K$39","v":0},{"$f":"'Energy Consumption'!$K$40","v":0},{"$f":"'Energy Consumption'!$K$121","v":0},{"$f":"'Energy Consumption'!$K$122","v":0},{"$f":"'Energy Consumption'!$K$203","v":0},{"$f":"'Energy Consumption'!$K$204","v":0},{"$f":"'Energy Consumption'!$K$285","v":0},{"$f":"'Energy Consumption'!$K$286","v":0},{"$f":"'Energy Consumption'!$K$367","v":0},{"$f":"'Energy Consumption'!$K$368","v":0},{"$f":"'Energy Consumption'!$K$449","v":0},{"$f":"'Energy Consumption'!$K$450","v":0},{"$f":"'Energy Consumption'!$K$531","v":0},{"$f":"'Energy Consumption'!$K$532","v":0},{"$f":"'Energy Consumption'!$K$613","v":0},{"$f":"'Energy Consumption'!$K$614","v":0},{"$f":"'Energy Consumption'!$K$695","v":0},{"$f":"'Energy Consumption'!$K$696","v":0},{"$f":"'Energy Consumption'!$K$777","v":0},{"$f":"'Energy Consumption'!$K$778","v":0},{"$f":"'Energy Consumption'!$K$859","v":0},{"$f":"'Energy Consumption'!$K$860","v":0},{"$f":"'Energy Consumption'!$K$941","v":0},{"$f":"'Energy Consumption'!$K$942","v":0},{"$f":"'Energy Consumption'!$K$1023","v":0},{"$f":"'Energy Consumption'!$K$1024","v":0},{"$f":"'Energy Consumption'!$K$1105","v":0},{"$f":"'Energy Consumption'!$K$1106","v":0},{"$f":"'Energy Consumption'!$K$1187","v":0},{"$f":"'Energy Consumption'!$K$1188","v":0},{"$f":"'Energy Consumption'!$K$1269","v":0},{"$f":"'Energy Consumption'!$K$1270","v":0},{"$f":"'Energy Consumption'!$K$1351","v":0},{"$f":"'Energy Consumption'!$K$1352","v":0},{"$f":"'Energy Consumption'!$K$1433","v":0},{"$f":"'Energy Consumption'!$K$1434","v":0},{"$f":"'Energy Consumption'!$K$1515","v":0},{"$f":"'Energy Consumption'!$K$1516","v":0},{"$f":"'Energy Consumption'!$K$1597","v":0},{"$f":"'Energy Consumption'!$K$1598","v":0}]
["2025-09-01",0,0,0,0,0,0,{"$f":"'Relevant Variables'!$L$35","v":0},{"$f":"'Relevant Variables'!$L$65","v":0},{"$f":"'Relevant Variables'!$L$95","v":0},{"$f":"'Relevant Variables'!$L$125","v":0},{"$f":"'Relevant Variables'!$L$155","v":0},{"$f":"'Relevant Variables'!$L$185","v":0},{"$f":"'Relevant Variables'!$L$215","v":0},{"$f":"'Relevant Variables'!$L$245","v":0},{"$f":"'Relevant Variables'!$L$275","v":0},{"$f":"'Relevant Variables'!$L$305","v":0},{"$f":"'Relevant Variables'!$L$335","v":0},{"$f":"'Relevant Variables'!$L$365","v":0},{"$f":"'Relevant Variables'!$L$395","v":0},{"$f":"'Relevant Variables'!$L$425","v":0},{"$f":"'Relevant Variables'!$L$455","v":0},{"$f":"'Relevant Variables'!$L$485","v":0},{"$f":"'Relevant Variables'!$L$515","v":0},{"$f":"'Relevant Variables'!$L$545","v":0},{"$f":"'Relevant Variables'!$L$575","v":0},{"$f":"'Relevant Variables'!$L$605","v":0},null,false,null,null,129,{"$f":"'Energy Consumption'!$L$39","v":0},{"$f":"'Energy Consumption'!$L$40","v":0},{"$f":"'Energy Consumption'!$L$121","v":0},{"$f":"'Energy Consumption'!$L$122","v":0},{"$f":"'Energy Consumption'!$L$203","v":0},{"$f":"'Energy Consumption'!$L$204","v":0},{"$f":"'Energy Consumption'!$L$285","v":0},{"$f":"'Energy Consumption'!$L$286","v":0},{"$f":"'Energy Consumption'!$L$367","v":0},{"$f":"'Energy Consumption'!$L$368","v":0},{"$f":"'Energy Consumption'!$L$449","v":0},{"$f":"'Energy Consumption'!$L$450","v":0},{"$f":"'Energy Consumption'!$L$531","v":0},{"$f":"'Energy Consumption'!$L$532","v":0},{"$f":"'Energy Consumption'!$L$613","v":0},{"$f":"'Energy Consumption'!$L$614","v":0},{"$f":"'Energy Consumption'!$L$695","v":0},{"$f":"'Energy Consumption'!$L$696","v":0},{"$f":"'Energy Consumption'!$L$777","v":0},{"$f":"'Energy Consumption'!$L$778","v":0},{"$f":"'Energy Consumption'!$L$859","v":0},{"$f":"'Energy Consumption'!$L$860","v":0},{"$f":"'Energy Consumption'!$L$941","v":0},{"$f":"'Energy Consumption'!$L$942","v":0},{"$f":"'Energy Consumption'!$L$1023","v":0},{"$f":"'Energy Consumption'!$L$1024","v":0},{"$f":"'Energy Consumption'!$L$1105","v":0},{"$f":"'Energy Consumption'!$L$1106","v":0},{"$f":"'Energy Consumption'!$L$1187","v":0},{"$f":"'Energy Consumption'!$L$1188","v":0},{"$f":"'Energy Consumption'!$L$1269","v":0},{"$f":"'Energy Consumption'!$L$1270","v":0},{"$f":"'Energy Consumption'!$L$1351","v":0},{"$f":"'Energy Consumption'!$L$1352","v":0},{"$f":"'Energy Consumption'!$L$1433","v":0},{"$f":"'Energy Consumption'!$L$1434","v":0},{"$f":"'Energy Consumption'!$L$1515","v":0},{"$f":"'Energy Consumption'!$L$1516","v":0},{"$f":"'Energy Consumption'!$L$1597","v":0},{"$f":"'Energy Consumption'!$L$1598","v":0}]
["2025-10-01",0,0,0,0,0,0,{"$f":"'Relevant Variables'!$M$35","v":0},{"$f":"'Relevant Variables'!$M$65","v":0},{"$f":"'Relevant Variables'!$M$95","v":0},{"$f":"'Relevant Variables'!$M$125","v":0},{"$f":"'Relevant Variables'!$M$155","v":0},{"$f":"'Relevant Variables'!$M$185","v":0},{"$f":"'Relevant Variables'!$M$215","v":0},{"$f":"'Relevant Variables'!$M$245","v":0},{"$f":"'Relevant Variables'!$M$275","v":0},{"$f":"'Relevant Variables'!$M$305","v":0},{"$f":"'Relevant Variables'!$M$335","v":0},{"$f":"'Relevant Variables'!$M$365","v":0},{"$f":"'Relevant Variables'!$M$395","v":0},{"$f":"'Relevant Variables'!$M$425","v":0},{"$f":"'Relevant Variables'!$M$455","v":0},{"$f":"'Relevant Variables'!$M$485","v":0},{"$f":"'Relevant Variables'!$M$515","v":0},{"$f":"'Relevant Variables'!$M$545","v":0},{"$f":"'Relevant Variables'!$M$575","v":0},{"$f":"'Relevant Variables'!$M$605","v":0},null,false,null,null,130,{"$f":"'Energy Consumption'!$M$39","v":0},{"$f":"'Energy Consumption'!$M$40","v":0},{"$f":"'Energy Consumption'!$M$121","v":0},{"$f":"'Energy Consumption'!$M$122","v":0},{"$f":"'Energy Consumption'!$M$203","v":0},{"$f":"'Energy Consumption'!$M$204","v":0},{"$f":"'Energy Consumption'!$M$285","v":0},{"$f":"'Energy Consumption'!$M$286","v":0},{"$f":"'Energy Consumption'!$M$367","v":0},{"$f":"'Energy Consumption'!$M$368","v":0},{"$f":"'Energy Consumption'!$M$449","v":0},{"$f":"'Energy Consumption'!$M$450","v":0},{"$f":"'Energy Consumption'!$M$531","v":0},{"$f":"'Energy Consumption'!$M$532","v":0},{"$f":"'Energy Consumption'!$M$613","v":0},{"$f":"'Energy Consumption'!$M$614","v":0},{"$f":"'Energy Consumption'!$M$695","v":0},{"$f":"'Energy Consumption'!$M$696","v":0},{"$f":"'Energy Consumption'!$M$777","v":0},{"$f":"'Energy Consumption'!$M$778","v":0},{"$f":"'Energy Consumption'!$M$859","v":0},{"$f":"'Energy Consumption'!$M$860","v":0},{"$f":"'Energy Consumption'!$M$941","v":0},{"$f":"'Energy Consumption'!$M$942","v":0},{"$f":"'Energy Consumption'!$M$1023","v":0},{"$f":"'Energy Consumption'!$M$1024","v":0},{"$f":"'Energy Consumption'!$M$1105","v":0},{"$f":"'Energy Consumption'!$M$1106","v":0},{"$f":"'Energy Consumption'!$M$1187","v":0},{"$f":"'Energy Consumption'!$M$1188","v":0},{"$f":"'Energy Consumption'!$M$1269","v":0},{"$f":"'Energy Consumption'!$M$1270","v":0},{"$f":"'Energy Consumption'!$M$1351","v":0},{"$f":"'Energy Consumption'!$M$1352","v":0},{"$f":"'Energy Consumption'!$M$1433","v":0},{"$f":"'Energy Consumption'!$M$1434","v":0},{"$f":"'Energy Consumption'!$M$1515","v":0},{"$f":"'Energy Consumption'!$M$1516","v":0},{"$f":"'Energy Consumption'!$M$1597","v":0},{"$f":"'Energy Consumption'!$M$1598","v":0}]
["2025-11-01",{"$f":"SUMIF($AG$9:$BT$9,\"=\"&B$9,$AG260:$BT260)","v":0},0,0,0,0,0,{"$f":"'Relevant Variables'!$N$35","v":0},{"$f":"'Relevant Variables'!$N$65","v":0},{"$f":"'Relevant Variables'!$N$95","v":0},{"$f":"'Relevant Variables'!$N$125","v":0},{"$f":"'Relevant Variables'!$N$155","v":0},{"$f":"'Relevant Variables'!$N$185","v":0},{"$f":"'Relevant Variables'!$N$215","v":0},{"$f":"'Relevant Variables'!$N$245","v":0},{"$f":"'Relevant Variables'!$N$275","v":0},{"$f":"'Relevant Variables'!$N$305","v":0},{"$f":"'Relevant Variables'!$N$335","v":0},{"$f":"'Relevant Variables'!$N$365","v":0},{"$f":"'Relevant Variables'!$N$395","v":0},{"$f":"'Relevant Variables'!$N$425","v":0},{"$f":"'Relevant Variables'!$N$455","v":0},{"$f":"'Relevant Variables'!$N$485","v":0},{"$f":"'Relevant Variables'!$N$515","v":0},{"$f":"'Relevant Variables'!$N$545","v":0},{"$f":"'Relevant Variables'!$N$575","v":0},{"$f":"'Relevant Variables'!$N$605","v":0},null,false,null,null,131,{"$f":"'Energy Consumption'!$N$39","v":0},{"$f":"'Energy Consumption'!$N$40","v":0},{"$f":"'Energy Consumption'!$N$121","v":0},{"$f":"'Energy Consumption'!$N$122","v":0},{"$f":"'Energy Consumption'!$N$203","v":0},{"$f":"'Energy Consumption'!$N$204","v":0},{"$f":"'Energy Consumption'!$N$285","v":0},{"$f":"'Energy Consumption'!$N$286","v":0},{"$f":"'Energy Consumption'!$N$367","v":0},{"$f":"'Energy Consumption'!$N$368","v":0},{"$f":"'Energy Consumption'!$N$449","v":0},{"$f":"'Energy Consumption'!$N$450","v":0},{"$f":"'Energy Consumption'!$N$531","v":0},{"$f":"'Energy Consumption'!$N$532","v":0},{"$f":"'Energy Consumption'!$N$613","v":0},{"$f":"'Energy Consumption'!$N$614","v":0},{"$f":"'Energy Consumption'!$N$695","v":0},{"$f":"'Energy Consumption'!$N$696","v":0},{"$f":"'Energy Consumption'!$N$777","v":0},{"$f":"'Energy Consumption'!$N$778","v":0},{"$f":"'Energy Consumption'!$N$859","v":0},{"$f":"'Energy Consumption'!$N$860","v":0},{"$f":"'Energy Consumption'!$N$941","v":0},{"$f":"'Energy Consumption'!$N$942","v":0},{"$f":"'Energy Consumption'!$N$1023","v":0},{"$f":"'Energy Consumption'!$N$1024","v":0},{"$f":"'Energy Consumption'!$N$1105","v":0},{"$f":"'Energy Consumption'!$N$1106","v":0},{"$f":"'Energy Consumption'!$N$1187","v":0},{"$f":"'Energy Consumption'!$N$1188","v":0},{"$f":"'Energy Consumption'!$N$1269","v":0},{"$f":"'Energy Consumption'!$N$1270","v":0},{"$f":"'Energy Consumption'!$N$1351","v":0},{"$f":"'Energy Consumption'!$N$1352","v":0},{"$f":"'Energy Consumption'!$N$1433","v":0},{"$f":"'Energy Consumption'!$N$1434","v":0},{"$f":"'Energy Consumption'!$N$1515","v":0},{"$f":"'Energy Consumption'!$N$1516","v":0},{"$f":"'Energy Consumption'!$N$1597","v":0},{"$f":"'Energy Consumption'!$N$1598","v":0}]
["2025-12-01",0,0,0,0,0,0,{"$f":"'Relevant Variables'!$O$35","v":0},{"$f":"'Relevant Variables'!$O$65","v":0},{"$f":"'Relevant Variables'!$O$95","v":0},{"$f":"'Relevant Variables'!$O$125","v":0},{"$f":"'Relevant Variables'!$O$155","v":0},{"$f":"'Relevant Variables'!$O$185","v":0},{"$f":"'Relevant Variables'!$O$215","v":0},{"$f":"'Relevant Variables'!$O$245","v":0},{"$f":"'Relevant Variables'!$O$275","v":0},{"$f":"'Relevant Variables'!$O$305","v":0},{"$f":"'Relevant Variables'!$O$335","v":0},{"$f":"'Relevant Variables'!$O$365","v":0},{"$f":"'Relevant Variables'!$O$395","v":0},{"$f":"'Relevant Variables'!$O$425","v":0},{"$f":"'Relevant Variables'!$O$455","v":0},{"$f":"'Relevant Variables'!$O$485","v":0},{"$f":"'Relevant Variables'!$O$515","v":0},{"$f":"'Relevant Variables'!$O$545","v":0},{"$f":"'Relevant Variables'!$O$575","v":0},{"$f":"'Relevant Variables'!$O$605","v":0},null,false,null,null,132,{"$f":"'Energy Consumption'!$O$39","v":0},{"$f":"'Energy Consumption'!$O$40","v":0},{"$f":"'Energy Consumption'!$O$121","v":0},{"$f":"'Energy Consumption'!$O$122","v":0},{"$f":"'Energy Consumption'!$O$203","v":0},{"$f":"'Energy Consumption'!$O$204","v":0},{"$f":"'Energy Consumption'!$O$285","v":0},{"$f":"'Energy Consumption'!$O$286","v":0},{"$f":"'Energy Consumption'!$O$367","v":0},{"$f":"'Energy Consumption'!$O$368","v":0},{"$f":"'Energy Consumption'!$O$449","v":0},{"$f":"'Energy Consumption'!$O$450","v":0},{"$f":"'Energy Consumption'!$O$531","v":0},{"$f":"'Energy Consumption'!$O$532","v":0},{"$f":"'Energy Consumption'!$O$613","v":0},{"$f":"'Energy Consumption'!$O$614","v":0},{"$f":"'Energy Consumption'!$O$695","v":0},{"$f":"'Energy Consumption'!$O$696","v":0},{"$f":"'Energy Consumption'!$O$777","v":0},{"$f":"'Energy Consumption'!$O$778","v":0},{"$f":"'Energy Consumption'!$O$859","v":0},{"$f":"'Energy Consumption'!$O$860","v":0},{"$f":"'Energy Consumption'!$O$941","v":0},{"$f":"'Energy Consumption'!$O$942","v":0},{"$f":"'Energy Consumption'!$O$1023","v":0},{"$f":"'Energy Consumption'!$O$1024","v":0},{"$f":"'Energy Consumption'!$O$1105","v":0},{"$f":"'Energy Consumption'!$O$1106","v":0},{"$f":"'Energy Consumption'!$O$1187","v":0},{"$f":"'Energy Consumption'!$O$1188","v":0},{"$f":"'Energy Consumption'!$O$1269","v":0},{"$f":"'Energy Consumption'!$O$1270","v":0},{"$f":"'Energy Consumption'!$O$1351","v":0},{"$f":"'Energy Consumption'!$O$1352","v":0},{"$f":"'Energy Consumption'!$O$1433","v":0},{"$f":"'Energy Consumption'!$O$1434","v":0},{"$f":"'Energy Consumption'!$O$1515","v":0},{"$f":"'Energy Consumption'!$O$1516","v":0},{"$f":"'Energy Consumption'!$O$1597","v":0},{"$f":"'Energy Consumption'!$O$1598","v":0}]
["2026-01-01",0,0,0,0,0,0,{"$f":"'Relevant Variables'!$D$34","v":0},{"$f":"'Relevant Variables'!$D$64","v":0},{"$f":"'Relevant Variables'!$D$94","v":0},{"$f":"'Relevant Variables'!$D$124","v":0},{"$f":"'Relevant Variables'!$D$154","v":0},{"$f":"'Relevant Variables'!$D$184","v":0},{"$f":"'Relevant Variables'!$D$214","v":0},{"$f":"'Relevant Variables'!$D$244","v":0},{"$f":"'Relevant Variables'!$D$274","v":0},{"$f":"'Relevant Variables'!$D$304","v":0},{"$f":"'Relevant Variables'!$D$334","v":0},{"$f":"'Relevant Variables'!$D$364","v":0},{"$f":"'Relevant Variables'!$D$394","v":0},{"$f":"'Relevant Variables'!$D$424","v":0},{"$f":"'Relevant Variables'!$D$454","v":0},{"$f":"'Relevant Variables'!$D$484","v":0},{"$f":"'Relevant Variables'!$D$514","v":0},{"$f":"'Relevant Variables'!$D$544","v":0},{"$f":"'Relevant Variables'!$D$574","v":0},{"$f":"'Relevant Variables'!$D$604","v":0},null,{"$f":"VLOOKUP(AD262,ActiveYears,2,)","v":false},{"$f":"AD250+1","v":2026},null,109,{"$f":"'Energy Consumption'!$D$37","v":0},{"$f":"'Energy Consumption'!$D$38","v":0},{"$f":"'Energy Consumption'!$D$119","v":0},{"$f":"'Energy Consumption'!$D$120","v":0},{"$f":"'Energy Consumption'!$D$201","v":0},{"$f":"'Energy Consumption'!$D$202","v":0},{"$f":"'Energy Consumption'!$D$283","v":0},{"$f":"'Energy Consumption'!$D$284","v":0},{"$f":"'Energy Consumption'!$D$365","v":0},{"$f":"'Energy Consumption'!$D$366","v":0},{"$f":"'Energy Consumption'!$D$447","v":0},{"$f":"'Energy Consumption'!$D$448","v":0},{"$f":"'Energy Consumption'!$D$529","v":0},{"$f":"'Energy Consumption'!$D$530","v":0},{"$f":"'Energy Consumption'!$D$611","v":0},{"$f":"'Energy Consumption'!$D$612","v":0},{"$f":"'Energy Consumption'!$D$693","v":0},{"$f":"'Energy Consumption'!$D$694","v":0},{"$f":"'Energy Consumption'!$D$775","v":0},{"$f":"'Energy Consumption'!$D$776","v":0},{"$f":"'Energy Consumption'!$D$857","v":0},{"$f":"'Energy Consumption'!$D$858","v":0},{"$f":"'Energy Consumption'!$D$939","v":0},{"$f":"'Energy Consumption'!$D$940","v":0},{"$f":"'Energy Consumption'!$D$1021","v":0},{"$f":"'Energy Consumption'!$D$1022","v":0},{"$f":"'Energy Consumption'!$D$1103","v":0},{"$f":"'Energy Consumption'!$D$1104","v":0},{"$f":"'Energy Consumption'!$D$1185","v":0},{"$f":"'Energy Consumption'!$D$1186","v":0},{"$f":"'Energy Consumption'!$D$1267","v":0},{"$f":"'Energy Consumption'!$D$1268","v":0},{"$f":"'Energy Consumption'!$D$1349","v":0},{"$f":"'Energy Consumption'!$D$1350","v":0},{"$f":"'Energy Consumption'!$D$1431","v":0},{"$f":"'Energy Consumption'!$D$1432","v":0},{"$f":"'Energy Consumption'!$D$1513","v":0},{"$f":"'Energy Consumption'!$D$1514","v":0},{"$f":"'Energy Consumption'!$D$1595","v":0},{"$f":"'Energy Consumption'!$D$1596","v":0}]
["2026-02-01",0,0,0,0,0,0,{"$f":"'Relevant Variables'!$E$34","v":0},{"$f":"'Relevant Variables'!$E$64","v":0},{"$f":"'Relevant Variables'!$E$94","v":0},{"$f":"'Relevant Variables'!$E$124","v":0},{"$f":"'Relevant Variables'!$E$154","v":0},{"$f":"'Relevant Variables'!$E$184","v":0},{"$f":"'Relevant Variables'!$E$214","v":0},{"$f":"'Relevant Variables'!$E$244","v":0},{"$f":"'Relevant Variables'!$E$274","v":0},{"$f":"'Relevant Variables'!$E$304","v":0},{"$f":"'Relevant Variables'!$E$334","v":0},{"$f":"'Relevant Variables'!$E$364","v":0},{"$f":"'Relevant Variables'!$E$394","v":0},{"$f":"'Relevant Variables'!$E$424","v":0},{"$f":"'Relevant Variables'!$E$454","v":0},{"$f":"'Relevant Variables'!$E$484","v":0},{"$f":"'Relevant Variables'!$E$514","v":0},{"$f":"'Relevant Variables'!$E$544","v":0},{"$f":"'Relevant Variables'!$E$574","v":0},{"$f":"'Relevant Variables'!$E$604","v":0},null,{"$f":"AC262","v":false},null,null,110,{"$f":"'Energy Consumption'!$E$37","v":0},{"$f":"'Energy Consumption'!$E$38","v":0},{"$f":"'Energy Consumption'!$E$119","v":0},{"$f":"'Energy Consumption'!$E$120","v":0},{"$f":"'Energy Consumption'!$E$201","v":0},{"$f":"'Energy Consumption'!$E$202","v":0},{"$f":"'Energy Consumption'!$E$283","v":0},{"$f":"'Energy Consumption'!$E$284","v":0},{"$f":"'Energy Consumption'!$E$365","v":0},{"$f":"'Energy Consumption'!$E$366","v":0},{"$f":"'Energy Consumption'!$E$447","v":0},{"$f":"'Energy Consumption'!$E$448","v":0},{"$f":"'Energy Consumption'!$E$529","v":0},{"$f":"'Energy Consumption'!$E$530","v":0},{"$f":"'Energy Consumption'!$E$611","v":0},{"$f":"'Energy Consumption'!$E$612","v":0},{"$f":"'Energy Consumption'!$E$693","v":0},{"$f":"'Energy Consumption'!$E$694","v":0},{"$f":"'Energy Consumption'!$E$775","v":0},{"$f":"'Energy Consumption'!$E$776","v":0},{"$f":"'Energy Consumption'!$E$857","v":0},{"$f":"'Energy Consumption'!$E$858","v":0},{"$f":"'Energy Consumption'!$E$939","v":0},{"$f":"'Energy Consumption'!$E$940","v":0},{"$f":"'Energy Consumption'!$E$1021","v":0},{"$f":"'Energy Consumption'!$E$1022","v":0},{"$f":"'Energy Consumption'!$E$1103","v":0},{"$f":"'Energy Consumption'!$E$1104","v":0},{"$f":"'Energy Consumption'!$E$1185","v":0},{"$f":"'Energy Consumption'!$E$1186","v":0},{"$f":"'Energy Consumption'!$E$1267","v":0},{"$f":"'Energy Consumption'!$E$1268","v":0},{"$f":"'Energy Consumption'!$E$1349","v":0},{"$f":"'Energy Consumption'!$E$1350","v":0},{"$f":"'Energy Consumption'!$E$1431","v":0},{"$f":"'Energy Consumption'!$E$1432","v":0},{"$f":"'Energy Consumption'!$E$1513","v":0},{"$f":"'Energy Consumption'!$E$1514","v":0},{"$f":"'Energy Consumption'!$E$1595","v":0},{"$f":"'Energy Consumption'!$E$1596","v":0}]
["2026-03-01",0,0,0,0,0,0,{"$f":"'Relevant Variables'!$F$34","v":0},{"$f":"'Relevant Variables'!$F$64","v":0},{"$f":"'Relevant Variables'!$F$94","v":0},{"$f":"'Relevant Variables'!$F$124","v":0},{"$f":"'Relevant Variables'!$F$154","v":0},{"$f":"'Relevant Variables'!$F$184","v":0},{"$f":"'Relevant Variables'!$F$214","v":0},{"$f":"'Relevant Variables'!$F$244","v":0},{"$f":"'Relevant Variables'!$F$274","v":0},{"$f":"'Relevant Variables'!$F$304","v":0},{"$f":"'Relevant Variables'!$F$334","v":0},{"$f":"'Relevant Variables'!$F$364","v":0},{"$f":"'Relevant Variables'!$F$394","v":0},{"$f":"'Relevant Variables'!$F$424","v":0},{"$f":"'Relevant Variables'!$F$454","v":0},{"$f":"'Relevant Variables'!$F$484","v":0},{"$f":"'Relevant Variables'!$F$514","v":0},{"$f":"'Relevant Variables'!$F$544","v":0},{"$f":"'Relevant Variables'!$F$574","v":0},{"$f":"'Relevant Variables'!$F$604","v":0},null,false,null,null,111,{"$f":"'Energy Consumption'!$F$37","v":0},{"$f":"'Energy Consumption'!$F$38","v":0},{"$f":"'Energy Consumption'!$F$119","v":0},{"$f":"'Energy Consumption'!$F$120","v":0},{"$f":"'Energy Consumption'!$F$201","v":0},{"$f":"'Energy Consumption'!$F$202","v":0},{"$f":"'Energy Consumption'!$F$283","v":0},{"$f":"'Energy Consumption'!$F$284","v":0},{"$f":"'Energy Consumption'!$F$365","v":0},{"$f":"'Energy Consumption'!$F$366","v":0},{"$f":"'Energy Consumption'!$F$447","v":0},{"$f":"'Energy Consumption'!$F$448","v":0},{"$f":"'Energy Consumption'!$F$529","v":0},{"$f":"'Energy Consumption'!$F$530","v":0},{"$f":"'Energy Consumption'!$F$611","v":0},{"$f":"'Energy Consumption'!$F$612","v":0},{"$f":"'Energy Consumption'!$F$693","v":0},{"$f":"'Energy Consumption'!$F$694","v":0},{"$f":"'Energy Consumption'!$F$775","v":0},{"$f":"'Energy Consumption'!$F$776","v":0},{"$f":"'Energy Consumption'!$F$857","v":0},{"$f":"'Energy Consumption'!$F$858","v":0},{"$f":"'Energy Consumption'!$F$939","v":0},{"$f":"'Energy Consumption'!$F$940","v":0},{"$f":"'Energy Consumption'!$F$1021","v":0},{"$f":"'Energy Consumption'!$F$1022","v":0},{"$f":"'Energy Consumption'!$F$1103","v":0},{"$f":"'Energy Consumption'!$F$1104","v":0},{"$f":"'Energy Consumption'!$F$1185","v":0},{"$f":"'Energy Consumption'!$F$1186","v":0},{"$f":"'Energy Consumption'!$F$1267","v":0},{"$f":"'Energy Consumption'!$F$1268","v":0},{"$f":"'Energy Consumption'!$F$1349","v":0},{"$f":"'Energy Consumption'!$F$1350","v":0},{"$f":"'Energy Consumption'!$F$1431","v":0},{"$f":"'Energy Consumption'!$F$1432","v":0},{"$f":"'Energy Consumption'!$F$1513","v":0},{"$f":"'Energy Consumption'!$F$1514","v":0},{"$f":"'Energy Consumption'!$F$1595","v":0},{"$f":"'Energy Consumption'!$F$1596","v":0}]
["2026-04-01",0,0,0,0,0,0,{"$f":"'Relevant Variables'!$G$34","v":0},{"$f":"'Relevant Variables'!$G$64","v":0},{"$f":"'Relevant Variables'!$G$94","v":0},{"$f":"'Relevant Variables'!$G$124","v":0},{"$f":"'Relevant Variables'!$G$154","v":0},{"$f":"'Relevant Variables'!$G$184","v":0},{"$f":"'Relevant Variables'!$G$214","v":0},{"$f":"'Relevant Variables'!$G$244","v":0},{"$f":"'Relevant Variables'!$G$274","v":0},{"$f":"'Relevant Variables'!$G$304","v":0},{"$f":"'Relevant Variables'!$G$334","v":0},{"$f":"'Relevant Variables'!$G$364","v":0},{"$f":"'Relevant Variables'!$G$394","v":0},{"$f":"'Relevant Variables'!$G$424","v":0},{"$f":"'Relevant Variables'!$G$454","v":0},{"$f":"'Relevant Variables'!$G$484","v":0},{"$f":"'Relevant Variables'!$G$514","v":0},{"$f":"'Relevant Variables'!$G$544","v":0},{"$f":"'Relevant Variables'!$G$574","v":0},{"$f":"'Relevant Variables'!$G$604","v":0},null,false,null,null,112,{"$f":"'Energy Consumption'!$G$37","v":0},{"$f":"'Energy Consumption'!$G$38","v":0},{"$f":"'Energy Consumption'!$G$119","v":0},{"$f":"'Energy Consumption'!$G$120","v":0},{"$f":"'Energy Consumption'!$G$201","v":0},{"$f":"'Energy Consumption'!$G$202","v":0},{"$f":"'Energy Consumption'!$G$283","v":0},{"$f":"'Energy Consumption'!$G$284","v":0},{"$f":"'Energy Consumption'!$G$365","v":0},{"$f":"'Energy Consumption'!$G$366","v":0},{"$f":"'Energy Consumption'!$G$447","v":0},{"$f":"'Energy Consumption'!$G$448","v":0},{"$f":"'Energy Consumption'!$G$529","v":0},{"$f":"'Energy Consumption'!$G$530","v":0},{"$f":"'Energy Consumption'!$G$611","v":0},{"$f":"'Energy Consumption'!$G$612","v":0},{"$f":"'Energy Consumption'!$G$693","v":0},{"$f":"'Energy Consumption'!$G$694","v":0},{"$f":"'Energy Consumption'!$G$775","v":0},{"$f":"'Energy Consumption'!$G$776","v":0},{"$f":"'Energy Consumption'!$G$857","v":0},{"$f":"'Energy Consumption'!$G$858","v":0},{"$f":"'Energy Consumption'!$G$939","v":0},{"$f":"'Energy Consumption'!$G$940","v":0},{"$f":"'Energy Consumption'!$G$1021","v":0},{"$f":"'Energy Consumption'!$G$1022","v":0},{"$f":"'Energy Consumption'!$G$1103","v":0},{"$f":"'Energy Consumption'!$G$1104","v":0},{"$f":"'Energy Consumption'!$G$1185","v":0},{"$f":"'Energy Consumption'!$G$1186","v":0},{"$f":"'Energy Consumption'!$G$1267","v":0},{"$f":"'Energy Consumption'!$G$1268","v":0},{"$f":"'Energy Consumption'!$G$1349","v":0},{"$f":"'Energy Consumption'!$G$1350","v":0},{"$f":"'Energy Consumption'!$G$1431","v":0},{"$f":"'Energy Consumption'!$G$1432","v":0},{"$f":"'Energy Consumption'!$G$1513","v":0},{"$f":"'Energy Consumption'!$G$1514","v":0},{"$f":"'Energy Consumption'!$G$1595","v":0},{"$f":"'Energy Consumption'!$G$1596","v":0}]
["2026-05-01",0,0,0,0,0,0,{"$f":"'Relevant Variables'!$H$34","v":0},{"$f":"'Relevant Variables'!$H$64","v":0},{"$f":"'Relevant Variables'!$H$94","v":0},{"$f":"'Relevant Variables'!$H$124","v":0},{"$f":"'Relevant Variables'!$H$154","v":0},{"$f":"'Relevant Variables'!$H$184","v":0},{"$f":"'Relevant Variables'!$H$214","v":0},{"$f":"'Relevant Variables'!$H$244","v":0},{"$f":"'Relevant Variables'!$H$274","v":0},{"$f":"'Relevant Variables'!$H$304","v":0},{"$f":"'Relevant Variables'!$H$334","v":0},{"$f":"'Relevant Variables'!$H$364","v":0},{"$f":"'Relevant Variables'!$H$394","v":0},{"$f":"'Relevant Variables'!$H$424","v":0},{"$f":"'Relevant Variables'!$H$454","v":0},{"$f":"'Relevant Variables'!$H$484","v":0},{"$f":"'Relevant Variables'!$H$514","v":0},{"$f":"'Relevant Variables'!$H$544","v":0},{"$f":"'Relevant Variables'!$H$574","v":0},{"$f":"'Relevant Variables'!$H$604","v":0},null,false,null,null,113,{"$f":"'Energy Consumption'!$H$37","v":0},{"$f":"'Energy Consumption'!$H$38","v":0},{"$f":"'Energy Consumption'!$H$119","v":0},{"$f":"'Energy Consumption'!$H$120","v":0},{"$f":"'Energy Consumption'!$H$201","v":0},{"$f":"'Energy Consumption'!$H$202","v":0},{"$f":"'Energy Consumption'!$H$283","v":0},{"$f":"'Energy Consumption'!$H$284","v":0},{"$f":"'Energy Consumption'!$H$365","v":0},{"$f":"'Energy Consumption'!$H$366","v":0},{"$f":"'Energy Consumption'!$H$447","v":0},{"$f":"'Energy Consumption'!$H$448","v":0},{"$f":"'Energy Consumption'!$H$529","v":0},{"$f":"'Energy Consumption'!$H$530","v":0},{"$f":"'Energy Consumption'!$H$611","v":0},{"$f":"'Energy Consumption'!$H$612","v":0},{"$f":"'Energy Consumption'!$H$693","v":0},{"$f":"'Energy Consumption'!$H$694","v":0},{"$f":"'Energy Consumption'!$H$775","v":0},{"$f":"'Energy Consumption'!$H$776","v":0},{"$f":"'Energy Consumption'!$H$857","v":0},{"$f":"'Energy Consumption'!$H$858","v":0},{"$f":"'Energy Consumption'!$H$939","v":0},{"$f":"'Energy Consumption'!$H$940","v":0},{"$f":"'Energy Consumption'!$H$1021","v":0},{"$f":"'Energy Consumption'!$H$1022","v":0},{"$f":"'Energy Consumption'!$H$1103","v":0},{"$f":"'Energy Consumption'!$H$1104","v":0},{"$f":"'Energy Consumption'!$H$1185","v":0},{"$f":"'Energy Consumption'!$H$1186","v":0},{"$f":"'Energy Consumption'!$H$1267","v":0},{"$f":"'Energy Consumption'!$H$1268","v":0},{"$f":"'Energy Consumption'!$H$1349","v":0},{"$f":"'Energy Consumption'!$H$1350","v":0},{"$f":"'Energy Consumption'!$H$1431","v":0},{"$f":"'Energy Consumption'!$H$1432","v":0},{"$f":"'Energy Consumption'!$H$1513","v":0},{"$f":"'Energy Consumption'!$H$1514","v":0},{"$f":"'Energy Consumption'!$H$1595","v":0},{"$f":"'Energy Consumption'!$H$1596","v":0}]
["2026-06-01",0,0,0,0,0,0,{"$f":"'Relevant Variables'!$I$34","v":0},{"$f":"'Relevant Variables'!$I$64","v":0},{"$f":"'Relevant Variables'!$I$94","v":0},{"$f":"'Relevant Variables'!$I$124","v":0},{"$f":"'Relevant Variables'!$I$154","v":0},{"$f":"'Relevant Variables'!$I$184","v":0},{"$f":"'Relevant Variables'!$I$214","v":0},{"$f":"'Relevant Variables'!$I$244","v":0},{"$f":"'Relevant Variables'!$I$274","v":0},{"$f":"'Relevant Variables'!$I$304","v":0},{"$f":"'Relevant Variables'!$I$334","v":0},{"$f":"'Relevant Variables'!$I$364","v":0},{"$f":"'Relevant Variables'!$I$394","v":0},{"$f":"'Relevant Variables'!$I$424","v":0},{"$f":"'Relevant Variables'!$I$454","v":0},{"$f":"'Relevant Variables'!$I$484","v":0},{"$f":"'Relevant Variables'!$I$514","v":0},{"$f":"'Relevant Variables'!$I$544","v":0},{"$f":"'Relevant Variables'!$I$574","v":0},{"$f":"'Relevant Variables'!$I$604","v":0},null,false,null,null,114,{"$f":"'Energy Consumption'!$I$37","v":0},{"$f":"'Energy Consumption'!$I$38","v":0},{"$f":"'Energy Consumption'!$I$119","v":0},{"$f":"'Energy Consumption'!$I$120","v":0},{"$f":"'Energy Consumption'!$I$201","v":0},{"$f":"'Energy Consumption'!$I$202","v":0},{"$f":"'Energy Consumption'!$I$283","v":0},{"$f":"'Energy Consumption'!$I$284","v":0},{"$f":"'Energy Consumption'!$I$365","v":0},{"$f":"'Energy Consumption'!$I$366","v":0},{"$f":"'Energy Consumption'!$I$447","v":0},{"$f":"'Energy Consumption'!$I$448","v":0},{"$f":"'Energy Consumption'!$I$529","v":0},{"$f":"'Energy Consumption'!$I$530","v":0},{"$f":"'Energy Consumption'!$I$611","v":0},{"$f":"'Energy Consumption'!$I$612","v":0},{"$f":"'Energy Consumption'!$I$693","v":0},{"$f":"'Energy Consumption'!$I$694","v":0},{"$f":"'Energy Consumption'!$I$775","v":0},{"$f":"'Energy Consumption'!$I$776","v":0},{"$f":"'Energy Consumption'!$I$857","v":0},{"$f":"'Energy Consumption'!$I$858","v":0},{"$f":"'Energy Consumption'!$I$939","v":0},{"$f":"'Energy Consumption'!$I$940","v":0},{"$f":"'Energy Consumption'!$I$1021","v":0},{"$f":"'Energy Consumption'!$I$1022","v":0},{"$f":"'Energy Consumption'!$I$1103","v":0},{"$f":"'Energy Consumption'!$I$1104","v":0},{"$f":"'Energy Consumption'!$I$1185","v":0},{"$f":"'Energy Consumption'!$I$1186","v":0},{"$f":"'Energy Consumption'!$I$1267","v":0},{"$f":"'Energy Consumption'!$I$1268","v":0},{"$f":"'Energy Consumption'!$I$1349","v":0},{"$f":"'Energy Consumption'!$I$1350","v":0},{"$f":"'Energy Consumption'!$I$1431","v":0},{"$f":"'Energy Consumption'!$I$1432","v":0},{"$f":"'Energy Consumption'!$I$1513","v":0},{"$f":"'Energy Consumption'!$I$1514","v":0},{"$f":"'Energy Consumption'!$I$1595","v":0},{"$f":"'Energy Consumption'!$I$1596","v":0}]
[{"$f":"DATE(YEAR(A267),MONTH(A267)+1,DAY(A267))","v":"2026-07-01"},0,0,0,0,0,0,{"$f":"'Relevant Variables'!$J$34","v":0},{"$f":"'Relevant Variables'!$J$64","v":0},{"$f":"'Relevant Variables'!$J$94","v":0},{"$f":"'Relevant Variables'!$J$124","v":0},{"$f":"'Relevant Variables'!$J$154","v":0},{"$f":"'Relevant Variables'!$J$184","v":0},{"$f":"'Relevant Variables'!$J$214","v":0},{"$f":"'Relevant Variables'!$J$244","v":0},{"$f":"'Relevant Variables'!$J$274","v":0},{"$f":"'Relevant Variables'!$J$304","v":0},{"$f":"'Relevant Variables'!$J$334","v":0},{"$f":"'Relevant Variables'!$J$364","v":0},{"$f":"'Relevant Variables'!$J$394","v":0},{"$f":"'Relevant Variables'!$J$424","v":0},{"$f":"'Relevant Variables'!$J$454","v":0},{"$f":"'Relevant Variables'!$J$484","v":0},{"$f":"'Relevant Variables'!$J$514","v":0},{"$f":"'Relevant Variables'!$J$544","v":0},{"$f":"'Relevant Variables'!$J$574","v":0},{"$f":"'Relevant Variables'!$J$604","v":0},null,false,null,null,115,{"$f":"'Energy Consumption'!$J$37","v":0},{"$f":"'Energy Consumption'!$J$38","v":0},{"$f":"'Energy Consumption'!$J$119","v":0},{"$f":"'Energy Consumption'!$J$120","v":0},{"$f":"'Energy Consumption'!$J$201","v":0},{"$f":"'Energy Consumption'!$J$202","v":0},{"$f":"'Energy Consumption'!$J$283","v":0},{"$f":"'Energy Consumption'!$J$284","v":0},{"$f":"'Energy Consumption'!$J$365","v":0},{"$f":"'Energy Consumption'!$J$366","v":0},{"$f":"'Energy Consumption'!$J$447","v":0},{"$f":"'Energy Consumption'!$J$448","v":0},{"$f":"'Energy Consumption'!$J$529","v":0},{"$f":"'Energy Consumption'!$J$530","v":0},{"$f":"'Energy Consumption'!$J$611","v":0},{"$f":"'Energy Consumption'!$J$612","v":0},{"$f":"'Energy Consumption'!$J$693","v":0},{"$f":"'Energy Consumption'!$J$694","v":0},{"$f":"'Energy Consumption'!$J$775","v":0},{"$f":"'Energy Consumption'!$J$776","v":0},{"$f":"'Energy Consumption'!$J$857","v":0},{"$f":"'Energy Consumption'!$J$858","v":0},{"$f":"'Energy Consumption'!$J$939","v":0},{"$f":"'Energy Consumption'!$J$940","v":0},{"$f":"'Energy Consumption'!$J$1021","v":0},{"$f":"'Energy Consumption'!$J$1022","v":0},{"$f":"'Energy Consumption'!$J$1103","v":0},{"$f":"'Energy Consumption'!$J$1104","v":0},{"$f":"'Energy Consumption'!$J$1185","v":0},{"$f":"'Energy Consumption'!$J$1186","v":0},{"$f":"'Energy Consumption'!$J$1267","v":0},{"$f":"'Energy Consumption'!$J$1268","v":0},{"$f":"'Energy Consumption'!$J$1349","v":0},{"$f":"'Energy Consumption'!$J$1350","v":0},{"$f":"'Energy Consumption'!$J$1431","v":0},{"$f":"'Energy Consumption'!$J$1432","v":0},{"$f":"'Energy Consumption'!$J$1513","v":0},{"$f":"'Energy Consumption'!$J$1514","v":0},{"$f":"'Energy Consumption'!$J$1595","v":0},{"$f":"'Energy Consumption'!$J$1596","v":0}]
["2026-08-01",0,0,0,0,0,0,{"$f":"'Relevant Variables'!$K$34","v":0},{"$f":"'Relevant Variables'!$K$64","v":0},{"$f":"'Relevant Variables'!$K$94","v":0},{"$f":"'Relevant Variables'!$K$124","v":0},{"$f":"'Relevant Variables'!$K$154","v":0},{"$f":"'Relevant Variables'!$K$184","v":0},{"$f":"'Relevant Variables'!$K$214","v":0},{"$f":"'Relevant Variables'!$K$244","v":0},{"$f":"'Relevant Variables'!$K$274","v":0},{"$f":"'Relevant Variables'!$K$304","v":0},{"$f":"'Relevant Variables'!$K$334","v":0},{"$f":"'Relevant Variables'!$K$364","v":0},{"$f":"'Relevant Variables'!$K$394","v":0},{"$f":"'Relevant Variables'!$K$424","v":0},{"$f":"'Relevant Variables'!$K$454","v":0},{"$f":"'Relevant Variables'!$K$484","v":0},{"$f":"'Relevant Variables'!$K$514","v":0},{"$f":"'Relevant Variables'!$K$544","v":0},{"$f":"'Relevant Variables'!$K$574","v":0},{"$f":"'Relevant Variables'!$K$604","v":0},null,false,null,null,116,{"$f":"'Energy Consumption'!$K$37","v":0},{"$f":"'Energy Consumption'!$K$38","v":0},{"$f":"'Energy Consumption'!$K$119","v":0},{"$f":"'Energy Consumption'!$K$120","v":0},{"$f":"'Energy Consumption'!$K$201","v":0},{"$f":"'Energy Consumption'!$K$202","v":0},{"$f":"'Energy Consumption'!$K$283","v":0},{"$f":"'Energy Consumption'!$K$284","v":0},{"$f":"'Energy Consumption'!$K$365","v":0},{"$f":"'Energy Consumption'!$K$366","v":0},{"$f":"'Energy Consumption'!$K$447","v":0},{"$f":"'Energy Consumption'!$K$448","v":0},{"$f":"'Energy Consumption'!$K$529","v":0},{"$f":"'Energy Consumption'!$K$530","v":0},{"$f":"'Energy Consumption'!$K$611","v":0},{"$f":"'Energy Consumption'!$K$612","v":0},{"$f":"'Energy Consumption'!$K$693","v":0},{"$f":"'Energy Consumption'!$K$694","v":0},{"$f":"'Energy Consumption'!$K$775","v":0},{"$f":"'Energy Consumption'!$K$776","v":0},{"$f":"'Energy Consumption'!$K$857","v":0},{"$f":"'Energy Consumption'!$K$858","v":0},{"$f":"'Energy Consumption'!$K$939","v":0},{"$f":"'Energy Consumption'!$K$940","v":0},{"$f":"'Energy Consumption'!$K$1021","v":0},{"$f":"'Energy Consumption'!$K$1022","v":0},{"$f":"'Energy Consumption'!$K$1103","v":0},{"$f":"'Energy Consumption'!$K$1104","v":0},{"$f":"'Energy Consumption'!$K$1185","v":0},{"$f":"'Energy Consumption'!$K$1186","v":0},{"$f":"'Energy Consumption'!$K$1267","v":0},{"$f":"'Energy Consumption'!$K$1268","v":0},{"$f":"'Energy Consumption'!$K$1349","v":0},{"$f":"'Energy Consumption'!$K$1350","v":0},{"$f":"'Energy Consumption'!$K$1431","v":0},{"$f":"'Energy Consumption'!$K$1432","v":0},{"$f":"'Energy Consumption'!$K$1513","v":0},{"$f":"'Energy Consumption'!$K$1514","v":0},{"$f":"'Energy Consumption'!$K$1595","v":0},{"$f":"'Energy Consumption'!$K$1596","v":0}]
["2026-09-01",{"$f":"SUMIF($AG$9:$BT$9,\"=\"&B$9,$AG270:$BT270)","v":0},0,0,0,0,0,{"$f":"'Relevant Variables'!$L$34","v":0},{"$f":"'Relevant Variables'!$L$64","v":0},{"$f":"'Relevant Variables'!$L$94","v":0},{"$f":"'Relevant Variables'!$L$124","v":0},{"$f":"'Relevant Variables'!$L$154","v":0},{"$f":"'Relevant Variables'!$L$184","v":0},{"$f":"'Relevant Variables'!$L$214","v":0},{"$f":"'Relevant Variables'!$L$244","v":0},{"$f":"'Relevant Variables'!$L$274","v":0},{"$f":"'Relevant Variables'!$L$304","v":0},{"$f":"'Relevant Variables'!$L$334","v":0},{"$f":"'Relevant Variables'!$L$364","v":0},{"$f":"'Relevant Variables'!$L$394","v":0},{"$f":"'Relevant Variables'!$L$424","v":0},{"$f":"'Relevant Variables'!$L$454","v":0},{"$f":"'Relevant Variables'!$L$484","v":0},{"$f":"'Relevant Variables'!$L$514","v":0},{"$f":"'Relevant Variables'!$L$544","v":0},{"$f":"'Relevant Variables'!$L$574","v":0},{"$f":"'Relevant Variables'!$L$604","v":0},null,false,null,null,117,{"$f":"'Energy Consumption'!$L$37","v":0},{"$f":"'Energy Consumption'!$L$38","v":0},{"$f":"'Energy Consumption'!$L$119","v":0},{"$f":"'Energy Consumption'!$L$120","v":0},{"$f":"'Energy Consumption'!$L$201","v":0},{"$f":"'Energy Consumption'!$L$202","v":0},{"$f":"'Energy Consumption'!$L$283","v":0},{"$f":"'Energy Consumption'!$L$284","v":0},{"$f":"'Energy Consumption'!$L$365","v":0},{"$f":"'Energy Consumption'!$L$366","v":0},{"$f":"'Energy Consumption'!$L$447","v":0},{"$f":"'Energy Consumption'!$L$448","v":0},{"$f":"'Energy Consumption'!$L$529","v":0},{"$f":"'Energy Consumption'!$L$530","v":0},{"$f":"'Energy Consumption'!$L$611","v":0},{"$f":"'Energy Consumption'!$L$612","v":0},{"$f":"'Energy Consumption'!$L$693","v":0},{"$f":"'Energy Consumption'!$L$694","v":0},{"$f":"'Energy Consumption'!$L$775","v":0},{"$f":"'Energy Consumption'!$L$776","v":0},{"$f":"'Energy Consumption'!$L$857","v":0},{"$f":"'Energy Consumption'!$L$858","v":0},{"$f":"'Energy Consumption'!$L$939","v":0},{"$f":"'Energy Consumption'!$L$940","v":0},{"$f":"'Energy Consumption'!$L$1021","v":0},{"$f":"'Energy Consumption'!$L$1022","v":0},{"$f":"'Energy Consumption'!$L$1103","v":0},{"$f":"'Energy Consumption'!$L$1104","v":0},{"$f":"'Energy Consumption'!$L$1185","v":0},{"$f":"'Energy Consumption'!$L$1186","v":0},{"$f":"'Energy Consumption'!$L$1267","v":0},{"$f":"'Energy Consumption'!$L$1268","v":0},{"$f":"'Energy Consumption'!$L$1349","v":0},{"$f":"'Energy Consumption'!$L$1350","v":0},{"$f":"'Energy Consumption'!$L$1431","v":0},{"$f":"'Energy Consumption'!$L$1432","v":0},{"$f":"'Energy Consumption'!$L$1513","v":0},{"$f":"'Energy Consumption'!$L$1514","v":0},{"$f":"'Energy Consumption'!$L$1595","v":0},{"$f":"'Energy Consumption'!$L$1596","v":0}]
["2026-10-01",0,0,0,0,0,0,{"$f":"'Relevant Variables'!$M$34","v":0},{"$f":"'Relevant Variables'!$M$64","v":0},{"$f":"'Relevant Variables'!$M$94","v":0},{"$f":"'Relevant Variables'!$M$124","v":0},{"$f":"'Relevant Variables'!$M$154","v":0},{"$f":"'Relevant Variables'!$M$184","v":0},{"$f":"'Relevant Variables'!$M$214","v":0},{"$f":"'Relevant Variables'!$M$244","v":0},{"$f":"'Relevant Variables'!$M$274","v":0},{"$f":"'Relevant Variables'!$M$304","v":0},{"$f":"'Relevant Variables'!$M$334","v":0},{"$f":"'Relevant Variables'!$M$364","v":0},{"$f":"'Relevant Variables'!$M$394","v":0},{"$f":"'Relevant Variables'!$M$424","v":0},{"$f":"'Relevant Variables'!$M$454","v":0},{"$f":"'Relevant Variables'!$M$484","v":0},{"$f":"'Relevant Variables'!$M$514","v":0},{"$f":"'Relevant Variables'!$M$544","v":0},{"$f":"'Relevant Variables'!$M$574","v":0},{"$f":"'Relevant Variables'!$M$604","v":0},null,false,null,null,118,{"$f":"'Energy Consumption'!$M$37","v":0},{"$f":"'Energy Consumption'!$M$38","v":0},{"$f":"'Energy Consumption'!$M$119","v":0},{"$f":"'Energy Consumption'!$M$120","v":0},{"$f":"'Energy Consumption'!$M$201","v":0},{"$f":"'Energy Consumption'!$M$202","v":0},{"$f":"'Energy Consumption'!$M$283","v":0},{"$f":"'Energy Consumption'!$M$284","v":0},{"$f":"'Energy Consumption'!$M$365","v":0},{"$f":"'Energy Consumption'!$M$366","v":0},{"$f":"'Energy Consumption'!$M$447","v":0},{"$f":"'Energy Consumption'!$M$448","v":0},{"$f":"'Energy Consumption'!$M$529","v":0},{"$f":"'Energy Consumption'!$M$530","v":0},{"$f":"'Energy Consumption'!$M$611","v":0},{"$f":"'Energy Consumption'!$M$612","v":0},{"$f":"'Energy Consumption'!$M$693","v":0},{"$f":"'Energy Consumption'!$M$694","v":0},{"$f":"'Energy Consumption'!$M$775","v":0},{"$f":"'Energy Consumption'!$M$776","v":0},{"$f":"'Energy Consumption'!$M$857","v":0},{"$f":"'Energy Consumption'!$M$858","v":0},{"$f":"'Energy Consumption'!$M$939","v":0},{"$f":"'Energy Consumption'!$M$940","v":0},{"$f":"'Energy Consumption'!$M$1021","v":0},{"$f":"'Energy Consumption'!$M$1022","v":0},{"$f":"'Energy Consumption'!$M$1103","v":0},{"$f":"'Energy Consumption'!$M$1104","v":0},{"$f":"'Energy Consumption'!$M$1185","v":0},{"$f":"'Energy Consumption'!$M$1186","v":0},{"$f":"'Energy Consumption'!$M$1267","v":0},{"$f":"'Energy Consumption'!$M$1268","v":0},{"$f":"'Energy Consumption'!$M$1349","v":0},{"$f":"'Energy Consumption'!$M$1350","v":0},{"$f":"'Energy Consumption'!$M$1431","v":0},{"$f":"'Energy Consumption'!$M$1432","v":0},{"$f":"'Energy Consumption'!$M$1513","v":0},{"$f":"'Energy Consumption'!$M$1514","v":0},{"$f":"'Energy Consumption'!$M$1595","v":0},{"$f":"'Energy Consumption'!$M$1596","v":0}]
["2026-11-01",0,0,0,0,0,0,{"$f":"'Relevant Variables'!$N$34","v":0},{"$f":"'Relevant Variables'!$N$64","v":0},{"$f":"'Relevant Variables'!$N$94","v":0},{"$f":"'Relevant Variables'!$N$124","v":0},{"$f":"'Relevant Variables'!$N$154","v":0},{"$f":"'Relevant Variables'!$N$184","v":0},{"$f":"'Relevant Variables'!$N$214","v":0},{"$f":"'Relevant Variables'!$N$244","v":0},{"$f":"'Relevant Variables'!$N$274","v":0},{"$f":"'Relevant Variables'!$N$304","v":0},{"$f":"'Relevant Variables'!$N$334","v":0},{"$f":"'Relevant Variables'!$N$364","v":0},{"$f":"'Relevant Variables'!$N$394","v":0},{"$f":"'Relevant Variables'!$N$424","v":0},{"$f":"'Relevant Variables'!$N$454","v":0},{"$f":"'Relevant Variables'!$N$484","v":0},{"$f":"'Relevant Variables'!$N$514","v":0},{"$f":"'Relevant Variables'!$N$544","v":0},{"$f":"'Relevant Variables'!$N$574","v":0},{"$f":"'Relevant Variables'!$N$604","v":0},null,false,null,null,119,{"$f":"'Energy Consumption'!$N$37","v":0},{"$f":"'Energy Consumption'!$N$38","v":0},{"$f":"'Energy Consumption'!$N$119","v":0},{"$f":"'Energy Consumption'!$N$120","v":0},{"$f":"'Energy Consumption'!$N$201","v":0},{"$f":"'Energy Consumption'!$N$202","v":0},{"$f":"'Energy Consumption'!$N$283","v":0},{"$f":"'Energy Consumption'!$N$284","v":0},{"$f":"'Energy Consumption'!$N$365","v":0},{"$f":"'Energy Consumption'!$N$366","v":0},{"$f":"'Energy Consumption'!$N$447","v":0},{"$f":"'Energy Consumption'!$N$448","v":0},{"$f":"'Energy Consumption'!$N$529","v":0},{"$f":"'Energy Consumption'!$N$530","v":0},{"$f":"'Energy Consumption'!$N$611","v":0},{"$f":"'Energy Consumption'!$N$612","v":0},{"$f":"'Energy Consumption'!$N$693","v":0},{"$f":"'Energy Consumption'!$N$694","v":0},{"$f":"'Energy Consumption'!$N$775","v":0},{"$f":"'Energy Consumption'!$N$776","v":0},{"$f":"'Energy Consumption'!$N$857","v":0},{"$f":"'Energy Consumption'!$N$858","v":0},{"$f":"'Energy Consumption'!$N$939","v":0},{"$f":"'Energy Consumption'!$N$940","v":0},{"$f":"'Energy Consumption'!$N$1021","v":0},{"$f":"'Energy Consumption'!$N$1022","v":0},{"$f":"'Energy Consumption'!$N$1103","v":0},{"$f":"'Energy Consumption'!$N$1104","v":0},{"$f":"'Energy Consumption'!$N$1185","v":0},{"$f":"'Energy Consumption'!$N$1186","v":0},{"$f":"'Energy Consumption'!$N$1267","v":0},{"$f":"'Energy Consumption'!$N$1268","v":0},{"$f":"'Energy Consumption'!$N$1349","v":0},{"$f":"'Energy Consumption'!$N$1350","v":0},{"$f":"'Energy Consumption'!$N$1431","v":0},{"$f":"'Energy Consumption'!$N$1432","v":0},{"$f":"'Energy Consumption'!$N$1513","v":0},{"$f":"'Energy Consumption'!$N$1514","v":0},{"$f":"'Energy Consumption'!$N$1595","v":0},{"$f":"'Energy Consumption'!$N$1596","v":0}]
["2026-12-01",0,0,0,0,0,0,{"$f":"'Relevant Variables'!$O$34","v":0},{"$f":"'Relevant Variables'!$O$64","v":0},{"$f":"'Relevant Variables'!$O$94","v":0},{"$f":"'Relevant Variables'!$O$124","v":0},{"$f":"'Relevant Variables'!$O$154","v":0},{"$f":"'Relevant Variables'!$O$184","v":0},{"$f":"'Relevant Variables'!$O$214","v":0},{"$f":"'Relevant Variables'!$O$244","v":0},{"$f":"'Relevant Variables'!$O$274","v":0},{"$f":"'Relevant Variables'!$O$304","v":0},{"$f":"'Relevant Variables'!$O$334","v":0},{"$f":"'Relevant Variables'!$O$364","v":0},{"$f":"'Relevant Variables'!$O$394","v":0},{"$f":"'Relevant Variables'!$O$424","v":0},{"$f":"'Relevant Variables'!$O$454","v":0},{"$f":"'Relevant Variables'!$O$484","v":0},{"$f":"'Relevant Variables'!$O$514","v":0},{"$f":"'Relevant Variables'!$O$544","v":0},{"$f":"'Relevant Variables'!$O$574","v":0},{"$f":"'Relevant Variables'!$O$604","v":0},null,false,null,null,120,{"$f":"'Energy Consumption'!$O$37","v":0},{"$f":"'Energy Consumption'!$O$38","v":0},{"$f":"'Energy Consumption'!$O$119","v":0},{"$f":"'Energy Consumption'!$O$120","v":0},{"$f":"'Energy Consumption'!$O$201","v":0},{"$f":"'Energy Consumption'!$O$202","v":0},{"$f":"'Energy Consumption'!$O$283","v":0},{"$f":"'Energy Consumption'!$O$284","v":0},{"$f":"'Energy Consumption'!$O$365","v":0},{"$f":"'Energy Consumption'!$O$366","v":0},{"$f":"'Energy Consumption'!$O$447","v":0},{"$f":"'Energy Consumption'!$O$448","v":0},{"$f":"'Energy Consumption'!$O$529","v":0},{"$f":"'Energy Consumption'!$O$530","v":0},{"$f":"'Energy Consumption'!$O$611","v":0},{"$f":"'Energy Consumption'!$O$612","v":0},{"$f":"'Energy Consumption'!$O$693","v":0},{"$f":"'Energy Consumption'!$O$694","v":0},{"$f":"'Energy Consumption'!$O$775","v":0},{"$f":"'Energy Consumption'!$O$776","v":0},{"$f":"'Energy Consumption'!$O$857","v":0},{"$f":"'Energy Consumption'!$O$858","v":0},{"$f":"'Energy Consumption'!$O$939","v":0},{"$f":"'Energy Consumption'!$O$940","v":0},{"$f":"'Energy Consumption'!$O$1021","v":0},{"$f":"'Energy Consumption'!$O$1022","v":0},{"$f":"'Energy Consumption'!$O$1103","v":0},{"$f":"'Energy Consumption'!$O$1104","v":0},{"$f":"'Energy Consumption'!$O$1185","v":0},{"$f":"'Energy Consumption'!$O$1186","v":0},{"$f":"'Energy Consumption'!$O$1267","v":0},{"$f":"'Energy Consumption'!$O$1268","v":0},{"$f":"'Energy Consumption'!$O$1349","v":0},{"$f":"'Energy Consumption'!$O$1350","v":0},{"$f":"'Energy Consumption'!$O$1431","v":0},{"$f":"'Energy Consumption'!$O$1432","v":0},{"$f":"'Energy Consumption'!$O$1513","v":0},{"$f":"'Energy Consumption'!$O$1514","v":0},{"$f":"'Energy Consumption'!$O$1595","v":0},{"$f":"'Energy Consumption'!$O$1596","v":0}]
["2027-01-01",0,0,0,0,0,0,{"$f":"'Relevant Variables'!$D$33","v":0},{"$f":"'Relevant Variables'!$D$63","v":0},{"$f":"'Relevant Variables'!$D$93","v":0},{"$f":"'Relevant Variables'!$D$123","v":0},{"$f":"'Relevant Variables'!$D$153","v":0},{"$f":"'Relevant Variables'!$D$183","v":0},{"$f":"'Relevant Variables'!$D$213","v":0},{"$f":"'Relevant Variables'!$D$243","v":0},{"$f":"'Relevant Variables'!$D$273","v":0},{"$f":"'Relevant Variables'!$D$303","v":0},{"$f":"'Relevant Variables'!$D$333","v":0},{"$f":"'Relevant Variables'!$D$363","v":0},{"$f":"'Relevant Variables'!$D$393","v":0},{"$f":"'Relevant Variables'!$D$423","v":0},{"$f":"'Relevant Variables'!$D$453","v":0},{"$f":"'Relevant Variables'!$D$483","v":0},{"$f":"'Relevant Variables'!$D$513","v":0},{"$f":"'Relevant Variables'!$D$543","v":0},{"$f":"'Relevant Variables'!$D$573","v":0},{"$f":"'Relevant Variables'!$D$603","v":0},null,{"$f":"VLOOKUP(AD274,ActiveYears,2,)","v":false},{"$f":"AD262+1","v":2027},null,121,{"$f":"'Energy Consumption'!$D$35","v":0},{"$f":"'Energy Consumption'!$D$36","v":0},{"$f":"'Energy Consumption'!$D$117","v":0},{"$f":"'Energy Consumption'!$D$118","v":0},{"$f":"'Energy Consumption'!$D$199","v":0},{"$f":"'Energy Consumption'!$D$200","v":0},{"$f":"'Energy Consumption'!$D$281","v":0},{"$f":"'Energy Consumption'!$D$282","v":0},{"$f":"'Energy Consumption'!$D$363","v":0},{"$f":"'Energy Consumption'!$D$364","v":0},{"$f":"'Energy Consumption'!$D$445","v":0},{"$f":"'Energy Consumption'!$D$446","v":0},{"$f":"'Energy Consumption'!$D$527","v":0},{"$f":"'Energy Consumption'!$D$528","v":0},{"$f":"'Energy Consumption'!$D$609","v":0},{"$f":"'Energy Consumption'!$D$610","v":0},{"$f":"'Energy Consumption'!$D$691","v":0},{"$f":"'Energy Consumption'!$D$692","v":0},{"$f":"'Energy Consumption'!$D$773","v":0},{"$f":"'Energy Consumption'!$D$774","v":0},{"$f":"'Energy Consumption'!$D$855","v":0},{"$f":"'Energy Consumption'!$D$856","v":0},{"$f":"'Energy Consumption'!$D$937","v":0},{"$f":"'Energy Consumption'!$D$938","v":0},{"$f":"'Energy Consumption'!$D$1019","v":0},{"$f":"'Energy Consumption'!$D$1020","v":0},{"$f":"'Energy Consumption'!$D$1101","v":0},{"$f":"'Energy Consumption'!$D$1102","v":0},{"$f":"'Energy Consumption'!$D$1183","v":0},{"$f":"'Energy Consumption'!$D$1184","v":0},{"$f":"'Energy Consumption'!$D$1265","v":0},{"$f":"'Energy Consumption'!$D$1266","v":0},{"$f":"'Energy Consumption'!$D$1347","v":0},{"$f":"'Energy Consumption'!$D$1348","v":0},{"$f":"'Energy Consumption'!$D$1429","v":0},{"$f":"'Energy Consumption'!$D$1430","v":0},{"$f":"'Energy Consumption'!$D$1511","v":0},{"$f":"'Energy Consumption'!$D$1512","v":0},{"$f":"'Energy Consumption'!$D$1593","v":0},{"$f":"'Energy Consumption'!$D$1594","v":0}]
["2027-02-01",0,0,0,0,0,0,{"$f":"'Relevant Variables'!$E$33","v":0},{"$f":"'Relevant Variables'!$E$63","v":0},{"$f":"'Relevant Variables'!$E$93","v":0},{"$f":"'Relevant Variables'!$E$123","v":0},{"$f":"'Relevant Variables'!$E$153","v":0},{"$f":"'Relevant Variables'!$E$183","v":0},{"$f":"'Relevant Variables'!$E$213","v":0},{"$f":"'Relevant Variables'!$E$243","v":0},{"$f":"'Relevant Variables'!$E$273","v":0},{"$f":"'Relevant Variables'!$E$303","v":0},{"$f":"'Relevant Variables'!$E$333","v":0},{"$f":"'Relevant Variables'!$E$363","v":0},{"$f":"'Relevant Variables'!$E$393","v":0},{"$f":"'Relevant Variables'!$E$423","v":0},{"$f":"'Relevant Variables'!$E$453","v":0},{"$f":"'Relevant Variables'!$E$483","v":0},{"$f":"'Relevant Variables'!$E$513","v":0},{"$f":"'Relevant Variables'!$E$543","v":0},{"$f":"'Relevant Variables'!$E$573","v":0},{"$f":"'Relevant Variables'!$E$603","v":0},null,{"$f":"AC274","v":false},null,null,122,{"$f":"'Energy Consumption'!$E$35","v":0},{"$f":"'Energy Consumption'!$E$36","v":0},{"$f":"'Energy Consumption'!$E$117","v":0},{"$f":"'Energy Consumption'!$E$118","v":0},{"$f":"'Energy Consumption'!$E$199","v":0},{"$f":"'Energy Consumption'!$E$200","v":0},{"$f":"'Energy Consumption'!$E$281","v":0},{"$f":"'Energy Consumption'!$E$282","v":0},{"$f":"'Energy Consumption'!$E$363","v":0},{"$f":"'Energy Consumption'!$E$364","v":0},{"$f":"'Energy Consumption'!$E$445","v":0},{"$f":"'Energy Consumption'!$E$446","v":0},{"$f":"'Energy Consumption'!$E$527","v":0},{"$f":"'Energy Consumption'!$E$528","v":0},{"$f":"'Energy Consumption'!$E$609","v":0},{"$f":"'Energy Consumption'!$E$610","v":0},{"$f":"'Energy Consumption'!$E$691","v":0},{"$f":"'Energy Consumption'!$E$692","v":0},{"$f":"'Energy Consumption'!$E$773","v":0},{"$f":"'Energy Consumption'!$E$774","v":0},{"$f":"'Energy Consumption'!$E$855","v":0},{"$f":"'Energy Consumption'!$E$856","v":0},{"$f":"'Energy Consumption'!$E$937","v":0},{"$f":"'Energy Consumption'!$E$938","v":0},{"$f":"'Energy Consumption'!$E$1019","v":0},{"$f":"'Energy Consumption'!$E$1020","v":0},{"$f":"'Energy Consumption'!$E$1101","v":0},{"$f":"'Energy Consumption'!$E$1102","v":0},{"$f":"'Energy Consumption'!$E$1183","v":0},{"$f":"'Energy Consumption'!$E$1184","v":0},{"$f":"'Energy Consumption'!$E$1265","v":0},{"$f":"'Energy Consumption'!$E$1266","v":0},{"$f":"'Energy Consumption'!$E$1347","v":0},{"$f":"'Energy Consumption'!$E$1348","v":0},{"$f":"'Energy Consumption'!$E$1429","v":0},{"$f":"'Energy Consumption'!$E$1430","v":0},{"$f":"'Energy Consumption'!$E$1511","v":0},{"$f":"'Energy Consumption'!$E$1512","v":0},{"$f":"'Energy Consumption'!$E$1593","v":0},{"$f":"'Energy Consumption'!$E$1594","v":0}]
["2027-03-01",0,0,0,0,0,0,{"$f":"'Relevant Variables'!$F$33","v":0},{"$f":"'Relevant Variables'!$F$63","v":0},{"$f":"'Relevant Variables'!$F$93","v":0},{"$f":"'Relevant Variables'!$F$123","v":0},{"$f":"'Relevant Variables'!$F$153","v":0},{"$f":"'Relevant Variables'!$F$183","v":0},{"$f":"'Relevant Variables'!$F$213","v":0},{"$f":"'Relevant Variables'!$F$243","v":0},{"$f":"'Relevant Variables'!$F$273","v":0},{"$f":"'Relevant Variables'!$F$303","v":0},{"$f":"'Relevant Variables'!$F$333","v":0},{"$f":"'Relevant Variables'!$F$363","v":0},{"$f":"'Relevant Variables'!$F$393","v":0},{"$f":"'Relevant Variables'!$F$423","v":0},{"$f":"'Relevant Variables'!$F$453","v":0},{"$f":"'Relevant Variables'!$F$483","v":0},{"$f":"'Relevant Variables'!$F$513","v":0},{"$f":"'Relevant Variables'!$F$543","v":0},{"$f":"'Relevant Variables'!$F$573","v":0},{"$f":"'Relevant Variables'!$F$603","v":0},null,false,null,null,123,{"$f":"'Energy Consumption'!$F$35","v":0},{"$f":"'Energy Consumption'!$F$36","v":0},{"$f":"'Energy Consumption'!$F$117","v":0},{"$f":"'Energy Consumption'!$F$118","v":0},{"$f":"'Energy Consumption'!$F$199","v":0},{"$f":"'Energy Consumption'!$F$200","v":0},{"$f":"'Energy Consumption'!$F$281","v":0},{"$f":"'Energy Consumption'!$F$282","v":0},{"$f":"'Energy Consumption'!$F$363","v":0},{"$f":"'Energy Consumption'!$F$364","v":0},{"$f":"'Energy Consumption'!$F$445","v":0},{"$f":"'Energy Consumption'!$F$446","v":0},{"$f":"'Energy Consumption'!$F$527","v":0},{"$f":"'Energy Consumption'!$F$528","v":0},{"$f":"'Energy Consumption'!$F$609","v":0},{"$f":"'Energy Consumption'!$F$610","v":0},{"$f":"'Energy Consumption'!$F$691","v":0},{"$f":"'Energy Consumption'!$F$692","v":0},{"$f":"'Energy Consumption'!$F$773","v":0},{"$f":"'Energy Consumption'!$F$774","v":0},{"$f":"'Energy Consumption'!$F$855","v":0},{"$f":"'Energy Consumption'!$F$856","v":0},{"$f":"'Energy Consumption'!$F$937","v":0},{"$f":"'Energy Consumption'!$F$938","v":0},{"$f":"'Energy Consumption'!$F$1019","v":0},{"$f":"'Energy Consumption'!$F$1020","v":0},{"$f":"'Energy Consumption'!$F$1101","v":0},{"$f":"'Energy Consumption'!$F$1102","v":0},{"$f":"'Energy Consumption'!$F$1183","v":0},{"$f":"'Energy Consumption'!$F$1184","v":0},{"$f":"'Energy Consumption'!$F$1265","v":0},{"$f":"'Energy Consumption'!$F$1266","v":0},{"$f":"'Energy Consumption'!$F$1347","v":0},{"$f":"'Energy Consumption'!$F$1348","v":0},{"$f":"'Energy Consumption'!$F$1429","v":0},{"$f":"'Energy Consumption'!$F$1430","v":0},{"$f":"'Energy Consumption'!$F$1511","v":0},{"$f":"'Energy Consumption'!$F$1512","v":0},{"$f":"'Energy Consumption'!$F$1593","v":0},{"$f":"'Energy Consumption'!$F$1594","v":0}]
["2027-04-01",0,0,0,0,0,0,{"$f":"'Relevant Variables'!$G$33","v":0},{"$f":"'Relevant Variables'!$G$63","v":0},{"$f":"'Relevant Variables'!$G$93","v":0},{"$f":"'Relevant Variables'!$G$123","v":0},{"$f":"'Relevant Variables'!$G$153","v":0},{"$f":"'Relevant Variables'!$G$183","v":0},{"$f":"'Relevant Variables'!$G$213","v":0},{"$f":"'Relevant Variables'!$G$243","v":0},{"$f":"'Relevant Variables'!$G$273","v":0},{"$f":"'Relevant Variables'!$G$303","v":0},{"$f":"'Relevant Variables'!$G$333","v":0},{"$f":"'Relevant Variables'!$G$363","v":0},{"$f":"'Relevant Variables'!$G$393","v":0},{"$f":"'Relevant Variables'!$G$423","v":0},{"$f":"'Relevant Variables'!$G$453","v":0},{"$f":"'Relevant Variables'!$G$483","v":0},{"$f":"'Relevant Variables'!$G$513","v":0},{"$f":"'Relevant Variables'!$G$543","v":0},{"$f":"'Relevant Variables'!$G$573","v":0},{"$f":"'Relevant Variables'!$G$603","v":0},null,false,null,null,124,{"$f":"'Energy Consumption'!$G$35","v":0},{"$f":"'Energy Consumption'!$G$36","v":0},{"$f":"'Energy Consumption'!$G$117","v":0},{"$f":"'Energy Consumption'!$G$118","v":0},{"$f":"'Energy Consumption'!$G$199","v":0},{"$f":"'Energy Consumption'!$G$200","v":0},{"$f":"'Energy Consumption'!$G$281","v":0},{"$f":"'Energy Consumption'!$G$282","v":0},{"$f":"'Energy Consumption'!$G$363","v":0},{"$f":"'Energy Consumption'!$G$364","v":0},{"$f":"'Energy Consumption'!$G$445","v":0},{"$f":"'Energy Consumption'!$G$446","v":0},{"$f":"'Energy Consumption'!$G$527","v":0},{"$f":"'Energy Consumption'!$G$528","v":0},{"$f":"'Energy Consumption'!$G$609","v":0},{"$f":"'Energy Consumption'!$G$610","v":0},{"$f":"'Energy Consumption'!$G$691","v":0},{"$f":"'Energy Consumption'!$G$692","v":0},{"$f":"'Energy Consumption'!$G$773","v":0},{"$f":"'Energy Consumption'!$G$774","v":0},{"$f":"'Energy Consumption'!$G$855","v":0},{"$f":"'Energy Consumption'!$G$856","v":0},{"$f":"'Energy Consumption'!$G$937","v":0},{"$f":"'Energy Consumption'!$G$938","v":0},{"$f":"'Energy Consumption'!$G$1019","v":0},{"$f":"'Energy Consumption'!$G$1020","v":0},{"$f":"'Energy Consumption'!$G$1101","v":0},{"$f":"'Energy Consumption'!$G$1102","v":0},{"$f":"'Energy Consumption'!$G$1183","v":0},{"$f":"'Energy Consumption'!$G$1184","v":0},{"$f":"'Energy Consumption'!$G$1265","v":0},{"$f":"'Energy Consumption'!$G$1266","v":0},{"$f":"'Energy Consumption'!$G$1347","v":0},{"$f":"'Energy Consumption'!$G$1348","v":0},{"$f":"'Energy Consumption'!$G$1429","v":0},{"$f":"'Energy Consumption'!$G$1430","v":0},{"$f":"'Energy Consumption'!$G$1511","v":0},{"$f":"'Energy Consumption'!$G$1512","v":0},{"$f":"'Energy Consumption'!$G$1593","v":0},{"$f":"'Energy Consumption'!$G$1594","v":0}]
["2027-05-01",0,0,0,0,0,0,{"$f":"'Relevant Variables'!$H$33","v":0},{"$f":"'Relevant Variables'!$H$63","v":0},{"$f":"'Relevant Variables'!$H$93","v":0},{"$f":"'Relevant Variables'!$H$123","v":0},{"$f":"'Relevant Variables'!$H$153","v":0},{"$f":"'Relevant Variables'!$H$183","v":0},{"$f":"'Relevant Variables'!$H$213","v":0},{"$f":"'Relevant Variables'!$H$243","v":0},{"$f":"'Relevant Variables'!$H$273","v":0},{"$f":"'Relevant Variables'!$H$303","v":0},{"$f":"'Relevant Variables'!$H$333","v":0},{"$f":"'Relevant Variables'!$H$363","v":0},{"$f":"'Relevant Variables'!$H$393","v":0},{"$f":"'Relevant Variables'!$H$423","v":0},{"$f":"'Relevant Variables'!$H$453","v":0},{"$f":"'Relevant Variables'!$H$483","v":0},{"$f":"'Relevant Variables'!$H$513","v":0},{"$f":"'Relevant Variables'!$H$543","v":0},{"$f":"'Relevant Variables'!$H$573","v":0},{"$f":"'Relevant Variables'!$H$603","v":0},null,false,null,null,125,{"$f":"'Energy Consumption'!$H$35","v":0},{"$f":"'Energy Consumption'!$H$36","v":0},{"$f":"'Energy Consumption'!$H$117","v":0},{"$f":"'Energy Consumption'!$H$118","v":0},{"$f":"'Energy Consumption'!$H$199","v":0},{"$f":"'Energy Consumption'!$H$200","v":0},{"$f":"'Energy Consumption'!$H$281","v":0},{"$f":"'Energy Consumption'!$H$282","v":0},{"$f":"'Energy Consumption'!$H$363","v":0},{"$f":"'Energy Consumption'!$H$364","v":0},{"$f":"'Energy Consumption'!$H$445","v":0},{"$f":"'Energy Consumption'!$H$446","v":0},{"$f":"'Energy Consumption'!$H$527","v":0},{"$f":"'Energy Consumption'!$H$528","v":0},{"$f":"'Energy Consumption'!$H$609","v":0},{"$f":"'Energy Consumption'!$H$610","v":0},{"$f":"'Energy Consumption'!$H$691","v":0},{"$f":"'Energy Consumption'!$H$692","v":0},{"$f":"'Energy Consumption'!$H$773","v":0},{"$f":"'Energy Consumption'!$H$774","v":0},{"$f":"'Energy Consumption'!$H$855","v":0},{"$f":"'Energy Consumption'!$H$856","v":0},{"$f":"'Energy Consumption'!$H$937","v":0},{"$f":"'Energy Consumption'!$H$938","v":0},{"$f":"'Energy Consumption'!$H$1019","v":0},{"$f":"'Energy Consumption'!$H$1020","v":0},{"$f":"'Energy Consumption'!$H$1101","v":0},{"$f":"'Energy Consumption'!$H$1102","v":0},{"$f":"'Energy Consumption'!$H$1183","v":0},{"$f":"'Energy Consumption'!$H$1184","v":0},{"$f":"'Energy Consumption'!$H$1265","v":0},{"$f":"'Energy Consumption'!$H$1266","v":0},{"$f":"'Energy Consumption'!$H$1347","v":0},{"$f":"'Energy Consumption'!$H$1348","v":0},{"$f":"'Energy Consumption'!$H$1429","v":0},{"$f":"'Energy Consumption'!$H$1430","v":0},{"$f":"'Energy Consumption'!$H$1511","v":0},{"$f":"'Energy Consumption'!$H$1512","v":0},{"$f":"'Energy Consumption'!$H$1593","v":0},{"$f":"'Energy Consumption'!$H$1594","v":0}]
["2027-06-01",0,0,0,0,0,0,{"$f":"'Relevant Variables'!$I$33","v":0},{"$f":"'Relevant Variables'!$I$63","v":0},{"$f":"'Relevant Variables'!$I$93","v":0},{"$f":"'Relevant Variables'!$I$123","v":0},{"$f":"'Relevant Variables'!$I$153","v":0},{"$f":"'Relevant Variables'!$I$183","v":0},{"$f":"'Relevant Variables'!$I$213","v":0},{"$f":"'Relevant Variables'!$I$243","v":0},{"$f":"'Relevant Variables'!$I$273","v":0},{"$f":"'Relevant Variables'!$I$303","v":0},{"$f":"'Relevant Variables'!$I$333","v":0},{"$f":"'Relevant Variables'!$I$363","v":0},{"$f":"'Relevant Variables'!$I$393","v":0},{"$f":"'Relevant Variables'!$I$423","v":0},{"$f":"'Relevant Variables'!$I$453","v":0},{"$f":"'Relevant Variables'!$I$483","v":0},{"$f":"'Relevant Variables'!$I$513","v":0},{"$f":"'Relevant Variables'!$I$543","v":0},{"$f":"'Relevant Variables'!$I$573","v":0},{"$f":"'Relevant Variables'!$I$603","v":0},null,false,null,null,126,{"$f":"'Energy Consumption'!$I$35","v":0},{"$f":"'Energy Consumption'!$I$36","v":0},{"$f":"'Energy Consumption'!$I$117","v":0},{"$f":"'Energy Consumption'!$I$118","v":0},{"$f":"'Energy Consumption'!$I$199","v":0},{"$f":"'Energy Consumption'!$I$200","v":0},{"$f":"'Energy Consumption'!$I$281","v":0},{"$f":"'Energy Consumption'!$I$282","v":0},{"$f":"'Energy Consumption'!$I$363","v":0},{"$f":"'Energy Consumption'!$I$364","v":0},{"$f":"'Energy Consumption'!$I$445","v":0},{"$f":"'Energy Consumption'!$I$446","v":0},{"$f":"'Energy Consumption'!$I$527","v":0},{"$f":"'Energy Consumption'!$I$528","v":0},{"$f":"'Energy Consumption'!$I$609","v":0},{"$f":"'Energy Consumption'!$I$610","v":0},{"$f":"'Energy Consumption'!$I$691","v":0},{"$f":"'Energy Consumption'!$I$692","v":0},{"$f":"'Energy Consumption'!$I$773","v":0},{"$f":"'Energy Consumption'!$I$774","v":0},{"$f":"'Energy Consumption'!$I$855","v":0},{"$f":"'Energy Consumption'!$I$856","v":0},{"$f":"'Energy Consumption'!$I$937","v":0},{"$f":"'Energy Consumption'!$I$938","v":0},{"$f":"'Energy Consumption'!$I$1019","v":0},{"$f":"'Energy Consumption'!$I$1020","v":0},{"$f":"'Energy Consumption'!$I$1101","v":0},{"$f":"'Energy Consumption'!$I$1102","v":0},{"$f":"'Energy Consumption'!$I$1183","v":0},{"$f":"'Energy Consumption'!$I$1184","v":0},{"$f":"'Energy Consumption'!$I$1265","v":0},{"$f":"'Energy Consumption'!$I$1266","v":0},{"$f":"'Energy Consumption'!$I$1347","v":0},{"$f":"'Energy Consumption'!$I$1348","v":0},{"$f":"'Energy Consumption'!$I$1429","v":0},{"$f":"'Energy Consumption'!$I$1430","v":0},{"$f":"'Energy Consumption'!$I$1511","v":0},{"$f":"'Energy Consumption'!$I$1512","v":0},{"$f":"'Energy Consumption'!$I$1593","v":0},{"$f":"'Energy Consumption'!$I$1594","v":0}]
["2027-07-01",{"$f":"SUMIF($AG$9:$BT$9,\"=\"&B$9,$AG280:$BT280)","v":0},0,0,0,0,0,{"$f":"'Relevant Variables'!$J$33","v":0},{"$f":"'Relevant Variables'!$J$63","v":0},{"$f":"'Relevant Variables'!$J$93","v":0},{"$f":"'Relevant Variables'!$J$123","v":0},{"$f":"'Relevant Variables'!$J$153","v":0},{"$f":"'Relevant Variables'!$J$183","v":0},{"$f":"'Relevant Variables'!$J$213","v":0},{"$f":"'Relevant Variables'!$J$243","v":0},{"$f":"'Relevant Variables'!$J$273","v":0},{"$f":"'Relevant Variables'!$J$303","v":0},{"$f":"'Relevant Variables'!$J$333","v":0},{"$f":"'Relevant Variables'!$J$363","v":0},{"$f":"'Relevant Variables'!$J$393","v":0},{"$f":"'Relevant Variables'!$J$423","v":0},{"$f":"'Relevant Variables'!$J$453","v":0},{"$f":"'Relevant Variables'!$J$483","v":0},{"$f":"'Relevant Variables'!$J$513","v":0},{"$f":"'Relevant Variables'!$J$543","v":0},{"$f":"'Relevant Variables'!$J$573","v":0},{"$f":"'Relevant Variables'!$J$603","v":0},null,false,null,null,127,{"$f":"'Energy Consumption'!$J$35","v":0},{"$f":"'Energy Consumption'!$J$36","v":0},{"$f":"'Energy Consumption'!$J$117","v":0},{"$f":"'Energy Consumption'!$J$118","v":0},{"$f":"'Energy Consumption'!$J$199","v":0},{"$f":"'Energy Consumption'!$J$200","v":0},{"$f":"'Energy Consumption'!$J$281","v":0},{"$f":"'Energy Consumption'!$J$282","v":0},{"$f":"'Energy Consumption'!$J$363","v":0},{"$f":"'Energy Consumption'!$J$364","v":0},{"$f":"'Energy Consumption'!$J$445","v":0},{"$f":"'Energy Consumption'!$J$446","v":0},{"$f":"'Energy Consumption'!$J$527","v":0},{"$f":"'Energy Consumption'!$J$528","v":0},{"$f":"'Energy Consumption'!$J$609","v":0},{"$f":"'Energy Consumption'!$J$610","v":0},{"$f":"'Energy Consumption'!$J$691","v":0},{"$f":"'Energy Consumption'!$J$692","v":0},{"$f":"'Energy Consumption'!$J$773","v":0},{"$f":"'Energy Consumption'!$J$774","v":0},{"$f":"'Energy Consumption'!$J$855","v":0},{"$f":"'Energy Consumption'!$J$856","v":0},{"$f":"'Energy Consumption'!$J$937","v":0},{"$f":"'Energy Consumption'!$J$938","v":0},{"$f":"'Energy Consumption'!$J$1019","v":0},{"$f":"'Energy Consumption'!$J$1020","v":0},{"$f":"'Energy Consumption'!$J$1101","v":0},{"$f":"'Energy Consumption'!$J$1102","v":0},{"$f":"'Energy Consumption'!$J$1183","v":0},{"$f":"'Energy Consumption'!$J$1184","v":0},{"$f":"'Energy Consumption'!$J$1265","v":0},{"$f":"'Energy Consumption'!$J$1266","v":0},{"$f":"'Energy Consumption'!$J$1347","v":0},{"$f":"'Energy Consumption'!$J$1348","v":0},{"$f":"'Energy Consumption'!$J$1429","v":0},{"$f":"'Energy Consumption'!$J$1430","v":0},{"$f":"'Energy Consumption'!$J$1511","v":0},{"$f":"'Energy Consumption'!$J$1512","v":0},{"$f":"'Energy Consumption'!$J$1593","v":0},{"$f":"'Energy Consumption'!$J$1594","v":0}]
["2027-08-01",0,0,0,0,0,0,{"$f":"'Relevant Variables'!$K$33","v":0},{"$f":"'Relevant Variables'!$K$63","v":0},{"$f":"'Relevant Variables'!$K$93","v":0},{"$f":"'Relevant Variables'!$K$123","v":0},{"$f":"'Relevant Variables'!$K$153","v":0},{"$f":"'Relevant Variables'!$K$183","v":0},{"$f":"'Relevant Variables'!$K$213","v":0},{"$f":"'Relevant Variables'!$K$243","v":0},{"$f":"'Relevant Variables'!$K$273","v":0},{"$f":"'Relevant Variables'!$K$303","v":0},{"$f":"'Relevant Variables'!$K$333","v":0},{"$f":"'Relevant Variables'!$K$363","v":0},{"$f":"'Relevant Variables'!$K$393","v":0},{"$f":"'Relevant Variables'!$K$423","v":0},{"$f":"'Relevant Variables'!$K$453","v":0},{"$f":"'Relevant Variables'!$K$483","v":0},{"$f":"'Relevant Variables'!$K$513","v":0},{"$f":"'Relevant Variables'!$K$543","v":0},{"$f":"'Relevant Variables'!$K$573","v":0},{"$f":"'Relevant Variables'!$K$603","v":0},null,false,null,null,128,{"$f":"'Energy Consumption'!$K$35","v":0},{"$f":"'Energy Consumption'!$K$36","v":0},{"$f":"'Energy Consumption'!$K$117","v":0},{"$f":"'Energy Consumption'!$K$118","v":0},{"$f":"'Energy Consumption'!$K$199","v":0},{"$f":"'Energy Consumption'!$K$200","v":0},{"$f":"'Energy Consumption'!$K$281","v":0},{"$f":"'Energy Consumption'!$K$282","v":0},{"$f":"'Energy Consumption'!$K$363","v":0},{"$f":"'Energy Consumption'!$K$364","v":0},{"$f":"'Energy Consumption'!$K$445","v":0},{"$f":"'Energy Consumption'!$K$446","v":0},{"$f":"'Energy Consumption'!$K$527","v":0},{"$f":"'Energy Consumption'!$K$528","v":0},{"$f":"'Energy Consumption'!$K$609","v":0},{"$f":"'Energy Consumption'!$K$610","v":0},{"$f":"'Energy Consumption'!$K$691","v":0},{"$f":"'Energy Consumption'!$K$692","v":0},{"$f":"'Energy Consumption'!$K$773","v":0},{"$f":"'Energy Consumption'!$K$774","v":0},{"$f":"'Energy Consumption'!$K$855","v":0},{"$f":"'Energy Consumption'!$K$856","v":0},{"$f":"'Energy Consumption'!$K$937","v":0},{"$f":"'Energy Consumption'!$K$938","v":0},{"$f":"'Energy Consumption'!$K$1019","v":0},{"$f":"'Energy Consumption'!$K$1020","v":0},{"$f":"'Energy Consumption'!$K$1101","v":0},{"$f":"'Energy Consumption'!$K$1102","v":0},{"$f":"'Energy Consumption'!$K$1183","v":0},{"$f":"'Energy Consumption'!$K$1184","v":0},{"$f":"'Energy Consumption'!$K$1265","v":0},{"$f":"'Energy Consumption'!$K$1266","v":0},{"$f":"'Energy Consumption'!$K$1347","v":0},{"$f":"'Energy Consumption'!$K$1348","v":0},{"$f":"'Energy Consumption'!$K$1429","v":0},{"$f":"'Energy Consumption'!$K$1430","v":0},{"$f":"'Energy Consumption'!$K$1511","v":0},{"$f":"'Energy Consumption'!$K$1512","v":0},{"$f":"'Energy Consumption'!$K$1593","v":0},{"$f":"'Energy Consumption'!$K$1594","v":0}]
["2027-09-01",0,0,0,0,0,0,{"$f":"'Relevant Variables'!$L$33","v":0},{"$f":"'Relevant Variables'!$L$63","v":0},{"$f":"'Relevant Variables'!$L$93","v":0},{"$f":"'Relevant Variables'!$L$123","v":0},{"$f":"'Relevant Variables'!$L$153","v":0},{"$f":"'Relevant Variables'!$L$183","v":0},{"$f":"'Relevant Variables'!$L$213","v":0},{"$f":"'Relevant Variables'!$L$243","v":0},{"$f":"'Relevant Variables'!$L$273","v":0},{"$f":"'Relevant Variables'!$L$303","v":0},{"$f":"'Relevant Variables'!$L$333","v":0},{"$f":"'Relevant Variables'!$L$363","v":0},{"$f":"'Relevant Variables'!$L$393","v":0},{"$f":"'Relevant Variables'!$L$423","v":0},{"$f":"'Relevant Variables'!$L$453","v":0},{"$f":"'Relevant Variables'!$L$483","v":0},{"$f":"'Relevant Variables'!$L$513","v":0},{"$f":"'Relevant Variables'!$L$543","v":0},{"$f":"'Relevant Variables'!$L$573","v":0},{"$f":"'Relevant Variables'!$L$603","v":0},null,false,null,null,129,{"$f":"'Energy Consumption'!$L$35","v":0},{"$f":"'Energy Consumption'!$L$36","v":0},{"$f":"'Energy Consumption'!$L$117","v":0},{"$f":"'Energy Consumption'!$L$118","v":0},{"$f":"'Energy Consumption'!$L$199","v":0},{"$f":"'Energy Consumption'!$L$200","v":0},{"$f":"'Energy Consumption'!$L$281","v":0},{"$f":"'Energy Consumption'!$L$282","v":0},{"$f":"'Energy Consumption'!$L$363","v":0},{"$f":"'Energy Consumption'!$L$364","v":0},{"$f":"'Energy Consumption'!$L$445","v":0},{"$f":"'Energy Consumption'!$L$446","v":0},{"$f":"'Energy Consumption'!$L$527","v":0},{"$f":"'Energy Consumption'!$L$528","v":0},{"$f":"'Energy Consumption'!$L$609","v":0},{"$f":"'Energy Consumption'!$L$610","v":0},{"$f":"'Energy Consumption'!$L$691","v":0},{"$f":"'Energy Consumption'!$L$692","v":0},{"$f":"'Energy Consumption'!$L$773","v":0},{"$f":"'Energy Consumption'!$L$774","v":0},{"$f":"'Energy Consumption'!$L$855","v":0},{"$f":"'Energy Consumption'!$L$856","v":0},{"$f":"'Energy Consumption'!$L$937","v":0},{"$f":"'Energy Consumption'!$L$938","v":0},{"$f":"'Energy Consumption'!$L$1019","v":0},{"$f":"'Energy Consumption'!$L$1020","v":0},{"$f":"'Energy Consumption'!$L$1101","v":0},{"$f":"'Energy Consumption'!$L$1102","v":0},{"$f":"'Energy Consumption'!$L$1183","v":0},{"$f":"'Energy Consumption'!$L$1184","v":0},{"$f":"'Energy Consumption'!$L$1265","v":0},{"$f":"'Energy Consumption'!$L$1266","v":0},{"$f":"'Energy Consumption'!$L$1347","v":0},{"$f":"'Energy Consumption'!$L$1348","v":0},{"$f":"'Energy Consumption'!$L$1429","v":0},{"$f":"'Energy Consumption'!$L$1430","v":0},{"$f":"'Energy Consumption'!$L$1511","v":0},{"$f":"'Energy Consumption'!$L$1512","v":0},{"$f":"'Energy Consumption'!$L$1593","v":0},{"$f":"'Energy Consumption'!$L$1594","v":0}]
["2027-10-01",0,0,0,0,0,0,{"$f":"'Relevant Variables'!$M$33","v":0},{"$f":"'Relevant Variables'!$M$63","v":0},{"$f":"'Relevant Variables'!$M$93","v":0},{"$f":"'Relevant Variables'!$M$123","v":0},{"$f":"'Relevant Variables'!$M$153","v":0},{"$f":"'Relevant Variables'!$M$183","v":0},{"$f":"'Relevant Variables'!$M$213","v":0},{"$f":"'Relevant Variables'!$M$243","v":0},{"$f":"'Relevant Variables'!$M$273","v":0},{"$f":"'Relevant Variables'!$M$303","v":0},{"$f":"'Relevant Variables'!$M$333","v":0},{"$f":"'Relevant Variables'!$M$363","v":0},{"$f":"'Relevant Variables'!$M$393","v":0},{"$f":"'Relevant Variables'!$M$423","v":0},{"$f":"'Relevant Variables'!$M$453","v":0},{"$f":"'Relevant Variables'!$M$483","v":0},{"$f":"'Relevant Variables'!$M$513","v":0},{"$f":"'Relevant Variables'!$M$543","v":0},{"$f":"'Relevant Variables'!$M$573","v":0},{"$f":"'Relevant Variables'!$M$603","v":0},null,false,null,null,130,{"$f":"'Energy Consumption'!$M$35","v":0},{"$f":"'Energy Consumption'!$M$36","v":0},{"$f":"'Energy Consumption'!$M$117","v":0},{"$f":"'Energy Consumption'!$M$118","v":0},{"$f":"'Energy Consumption'!$M$199","v":0},{"$f":"'Energy Consumption'!$M$200","v":0},{"$f":"'Energy Consumption'!$M$281","v":0},{"$f":"'Energy Consumption'!$M$282","v":0},{"$f":"'Energy Consumption'!$M$363","v":0},{"$f":"'Energy Consumption'!$M$364","v":0},{"$f":"'Energy Consumption'!$M$445","v":0},{"$f":"'Energy Consumption'!$M$446","v":0},{"$f":"'Energy Consumption'!$M$527","v":0},{"$f":"'Energy Consumption'!$M$528","v":0},{"$f":"'Energy Consumption'!$M$609","v":0},{"$f":"'Energy Consumption'!$M$610","v":0},{"$f":"'Energy Consumption'!$M$691","v":0},{"$f":"'Energy Consumption'!$M$692","v":0},{"$f":"'Energy Consumption'!$M$773","v":0},{"$f":"'Energy Consumption'!$M$774","v":0},{"$f":"'Energy Consumption'!$M$855","v":0},{"$f":"'Energy Consumption'!$M$856","v":0},{"$f":"'Energy Consumption'!$M$937","v":0},{"$f":"'Energy Consumption'!$M$938","v":0},{"$f":"'Energy Consumption'!$M$1019","v":0},{"$f":"'Energy Consumption'!$M$1020","v":0},{"$f":"'Energy Consumption'!$M$1101","v":0},{"$f":"'Energy Consumption'!$M$1102","v":0},{"$f":"'Energy Consumption'!$M$1183","v":0},{"$f":"'Energy Consumption'!$M$1184","v":0},{"$f":"'Energy Consumption'!$M$1265","v":0},{"$f":"'Energy Consumption'!$M$1266","v":0},{"$f":"'Energy Consumption'!$M$1347","v":0},{"$f":"'Energy Consumption'!$M$1348","v":0},{"$f":"'Energy Consumption'!$M$1429","v":0},{"$f":"'Energy Consumption'!$M$1430","v":0},{"$f":"'Energy Consumption'!$M$1511","v":0},{"$f":"'Energy Consumption'!$M$1512","v":0},{"$f":"'Energy Consumption'!$M$1593","v":0},{"$f":"'Energy Consumption'!$M$1594","v":0}]
["2027-11-01",0,0,0,0,0,0,{"$f":"'Relevant Variables'!$N$33","v":0},{"$f":"'Relevant Variables'!$N$63","v":0},{"$f":"'Relevant Variables'!$N$93","v":0},{"$f":"'Relevant Variables'!$N$123","v":0},{"$f":"'Relevant Variables'!$N$153","v":0},{"$f":"'Relevant Variables'!$N$183","v":0},{"$f":"'Relevant Variables'!$N$213","v":0},{"$f":"'Relevant Variables'!$N$243","v":0},{"$f":"'Relevant Variables'!$N$273","v":0},{"$f":"'Relevant Variables'!$N$303","v":0},{"$f":"'Relevant Variables'!$N$333","v":0},{"$f":"'Relevant Variables'!$N$363","v":0},{"$f":"'Relevant Variables'!$N$393","v":0},{"$f":"'Relevant Variables'!$N$423","v":0},{"$f":"'Relevant Variables'!$N$453","v":0},{"$f":"'Relevant Variables'!$N$483","v":0},{"$f":"'Relevant Variables'!$N$513","v":0},{"$f":"'Relevant Variables'!$N$543","v":0},{"$f":"'Relevant Variables'!$N$573","v":0},{"$f":"'Relevant Variables'!$N$603","v":0},null,false,null,null,131,{"$f":"'Energy Consumption'!$N$35","v":0},{"$f":"'Energy Consumption'!$N$36","v":0},{"$f":"'Energy Consumption'!$N$117","v":0},{"$f":"'Energy Consumption'!$N$118","v":0},{"$f":"'Energy Consumption'!$N$199","v":0},{"$f":"'Energy Consumption'!$N$200","v":0},{"$f":"'Energy Consumption'!$N$281","v":0},{"$f":"'Energy Consumption'!$N$282","v":0},{"$f":"'Energy Consumption'!$N$363","v":0},{"$f":"'Energy Consumption'!$N$364","v":0},{"$f":"'Energy Consumption'!$N$445","v":0},{"$f":"'Energy Consumption'!$N$446","v":0},{"$f":"'Energy Consumption'!$N$527","v":0},{"$f":"'Energy Consumption'!$N$528","v":0},{"$f":"'Energy Consumption'!$N$609","v":0},{"$f":"'Energy Consumption'!$N$610","v":0},{"$f":"'Energy Consumption'!$N$691","v":0},{"$f":"'Energy Consumption'!$N$692","v":0},{"$f":"'Energy Consumption'!$N$773","v":0},{"$f":"'Energy Consumption'!$N$774","v":0},{"$f":"'Energy Consumption'!$N$855","v":0},{"$f":"'Energy Consumption'!$N$856","v":0},{"$f":"'Energy Consumption'!$N$937","v":0},{"$f":"'Energy Consumption'!$N$938","v":0},{"$f":"'Energy Consumption'!$N$1019","v":0},{"$f":"'Energy Consumption'!$N$1020","v":0},{"$f":"'Energy Consumption'!$N$1101","v":0},{"$f":"'Energy Consumption'!$N$1102","v":0},{"$f":"'Energy Consumption'!$N$1183","v":0},{"$f":"'Energy Consumption'!$N$1184","v":0},{"$f":"'Energy Consumption'!$N$1265","v":0},{"$f":"'Energy Consumption'!$N$1266","v":0},{"$f":"'Energy Consumption'!$N$1347","v":0},{"$f":"'Energy Consumption'!$N$1348","v":0},{"$f":"'Energy Consumption'!$N$1429","v":0},{"$f":"'Energy Consumption'!$N$1430","v":0},{"$f":"'Energy Consumption'!$N$1511","v":0},{"$f":"'Energy Consumption'!$N$1512","v":0},{"$f":"'Energy Consumption'!$N$1593","v":0},{"$f":"'Energy Consumption'!$N$1594","v":0}]
["2027-12-01",0,0,0,0,0,0,{"$f":"'Relevant Variables'!$O$33","v":0},{"$f":"'Relevant Variables'!$O$63","v":0},{"$f":"'Relevant Variables'!$O$93","v":0},{"$f":"'Relevant Variables'!$O$123","v":0},{"$f":"'Relevant Variables'!$O$153","v":0},{"$f":"'Relevant Variables'!$O$183","v":0},{"$f":"'Relevant Variables'!$O$213","v":0},{"$f":"'Relevant Variables'!$O$243","v":0},{"$f":"'Relevant Variables'!$O$273","v":0},{"$f":"'Relevant Variables'!$O$303","v":0},{"$f":"'Relevant Variables'!$O$333","v":0},{"$f":"'Relevant Variables'!$O$363","v":0},{"$f":"'Relevant Variables'!$O$393","v":0},{"$f":"'Relevant Variables'!$O$423","v":0},{"$f":"'Relevant Variables'!$O$453","v":0},{"$f":"'Relevant Variables'!$O$483","v":0},{"$f":"'Relevant Variables'!$O$513","v":0},{"$f":"'Relevant Variables'!$O$543","v":0},{"$f":"'Relevant Variables'!$O$573","v":0},{"$f":"'Relevant Variables'!$O$603","v":0},null,false,null,null,132,{"$f":"'Energy Consumption'!$O$35","v":0},{"$f":"'Energy Consumption'!$O$36","v":0},{"$f":"'Energy Consumption'!$O$117","v":0},{"$f":"'Energy Consumption'!$O$118","v":0},{"$f":"'Energy Consumption'!$O$199","v":0},{"$f":"'Energy Consumption'!$O$200","v":0},{"$f":"'Energy Consumption'!$O$281","v":0},{"$f":"'Energy Consumption'!$O$282","v":0},{"$f":"'Energy Consumption'!$O$363","v":0},{"$f":"'Energy Consumption'!$O$364","v":0},{"$f":"'Energy Consumption'!$O$445","v":0},{"$f":"'Energy Consumption'!$O$446","v":0},{"$f":"'Energy Consumption'!$O$527","v":0},{"$f":"'Energy Consumption'!$O$528","v":0},{"$f":"'Energy Consumption'!$O$609","v":0},{"$f":"'Energy Consumption'!$O$610","v":0},{"$f":"'Energy Consumption'!$O$691","v":0},{"$f":"'Energy Consumption'!$O$692","v":0},{"$f":"'Energy Consumption'!$O$773","v":0},{"$f":"'Energy Consumption'!$O$774","v":0},{"$f":"'Energy Consumption'!$O$855","v":0},{"$f":"'Energy Consumption'!$O$856","v":0},{"$f":"'Energy Consumption'!$O$937","v":0},{"$f":"'Energy Consumption'!$O$938","v":0},{"$f":"'Energy Consumption'!$O$1019","v":0},{"$f":"'Energy Consumption'!$O$1020","v":0},{"$f":"'Energy Consumption'!$O$1101","v":0},{"$f":"'Energy Consumption'!$O$1102","v":0},{"$f":"'Energy Consumption'!$O$1183","v":0},{"$f":"'Energy Consumption'!$O$1184","v":0},{"$f":"'Energy Consumption'!$O$1265","v":0},{"$f":"'Energy Consumption'!$O$1266","v":0},{"$f":"'Energy Consumption'!$O$1347","v":0},{"$f":"'Energy Consumption'!$O$1348","v":0},{"$f":"'Energy Consumption'!$O$1429","v":0},{"$f":"'Energy Consumption'!$O$1430","v":0},{"$f":"'Energy Consumption'!$O$1511","v":0},{"$f":"'Energy Consumption'!$O$1512","v":0},{"$f":"'Energy Consumption'!$O$1593","v":0},{"$f":"'Energy Consumption'!$O$1594","v":0}]
["2028-01-01",0,0,0,0,0,0,{"$f":"'Relevant Variables'!$D$32","v":0},{"$f":"'Relevant Variables'!$D$62","v":0},{"$f":"'Relevant Variables'!$D$92","v":0},{"$f":"'Relevant Variables'!$D$122","v":0},{"$f":"'Relevant Variables'!$D$152","v":0},{"$f":"'Relevant Variables'!$D$182","v":0},{"$f":"'Relevant Variables'!$D$212","v":0},{"$f":"'Relevant Variables'!$D$242","v":0},{"$f":"'Relevant Variables'!$D$272","v":0},{"$f":"'Relevant Variables'!$D$302","v":0},{"$f":"'Relevant Variables'!$D$332","v":0},{"$f":"'Relevant Variables'!$D$362","v":0},{"$f":"'Relevant Variables'!$D$392","v":0},{"$f":"'Relevant Variables'!$D$422","v":0},{"$f":"'Relevant Variables'!$D$452","v":0},{"$f":"'Relevant Variables'!$D$482","v":0},{"$f":"'Relevant Variables'!$D$512","v":0},{"$f":"'Relevant Variables'!$D$542","v":0},{"$f":"'Relevant Variables'!$D$572","v":0},{"$f":"'Relevant Variables'!$D$602","v":0},null,{"$f":"VLOOKUP(AD286,ActiveYears,2,)","v":false},{"$f":"AD274+1","v":2028},null,109,{"$f":"'Energy Consumption'!$D$33","v":0},{"$f":"'Energy Consumption'!$D$34","v":0},{"$f":"'Energy Consumption'!$D$115","v":0},{"$f":"'Energy Consumption'!$D$116","v":0},{"$f":"'Energy Consumption'!$D$197","v":0},{"$f":"'Energy Consumption'!$D$198","v":0},{"$f":"'Energy Consumption'!$D$279","v":0},{"$f":"'Energy Consumption'!$D$280","v":0},{"$f":"'Energy Consumption'!$D$361","v":0},{"$f":"'Energy Consumption'!$D$362","v":0},{"$f":"'Energy Consumption'!$D$443","v":0},{"$f":"'Energy Consumption'!$D$444","v":0},{"$f":"'Energy Consumption'!$D$525","v":0},{"$f":"'Energy Consumption'!$D$526","v":0},{"$f":"'Energy Consumption'!$D$607","v":0},{"$f":"'Energy Consumption'!$D$608","v":0},{"$f":"'Energy Consumption'!$D$689","v":0},{"$f":"'Energy Consumption'!$D$690","v":0},{"$f":"'Energy Consumption'!$D$771","v":0},{"$f":"'Energy Consumption'!$D$772","v":0},{"$f":"'Energy Consumption'!$D$853","v":0},{"$f":"'Energy Consumption'!$D$854","v":0},{"$f":"'Energy Consumption'!$D$935","v":0},{"$f":"'Energy Consumption'!$D$936","v":0},{"$f":"'Energy Consumption'!$D$1017","v":0},{"$f":"'Energy Consumption'!$D$1018","v":0},{"$f":"'Energy Consumption'!$D$1099","v":0},{"$f":"'Energy Consumption'!$D$1100","v":0},{"$f":"'Energy Consumption'!$D$1181","v":0},{"$f":"'Energy Consumption'!$D$1182","v":0},{"$f":"'Energy Consumption'!$D$1263","v":0},{"$f":"'Energy Consumption'!$D$1264","v":0},{"$f":"'Energy Consumption'!$D$1345","v":0},{"$f":"'Energy Consumption'!$D$1346","v":0},{"$f":"'Energy Consumption'!$D$1427","v":0},{"$f":"'Energy Consumption'!$D$1428","v":0},{"$f":"'Energy Consumption'!$D$1509","v":0},{"$f":"'Energy Consumption'!$D$1510","v":0},{"$f":"'Energy Consumption'!$D$1591","v":0},{"$f":"'Energy Consumption'!$D$1592","v":0}]
["2028-02-01",0,0,0,0,0,0,{"$f":"'Relevant Variables'!$E$32","v":0},{"$f":"'Relevant Variables'!$E$62","v":0},{"$f":"'Relevant Variables'!$E$92","v":0},{"$f":"'Relevant Variables'!$E$122","v":0},{"$f":"'Relevant Variables'!$E$152","v":0},{"$f":"'Relevant Variables'!$E$182","v":0},{"$f":"'Relevant Variables'!$E$212","v":0},{"$f":"'Relevant Variables'!$E$242","v":0},{"$f":"'Relevant Variables'!$E$272","v":0},{"$f":"'Relevant Variables'!$E$302","v":0},{"$f":"'Relevant Variables'!$E$332","v":0},{"$f":"'Relevant Variables'!$E$362","v":0},{"$f":"'Relevant Variables'!$E$392","v":0},{"$f":"'Relevant Variables'!$E$422","v":0},{"$f":"'Relevant Variables'!$E$452","v":0},{"$f":"'Relevant Variables'!$E$482","v":0},{"$f":"'Relevant Variables'!$E$512","v":0},{"$f":"'Relevant Variables'!$E$542","v":0},{"$f":"'Relevant Variables'!$E$572","v":0},{"$f":"'Relevant Variables'!$E$602","v":0},null,{"$f":"AC286","v":false},null,null,110,{"$f":"'Energy Consumption'!$E$33","v":0},{"$f":"'Energy Consumption'!$E$34","v":0},{"$f":"'Energy Consumption'!$E$115","v":0},{"$f":"'Energy Consumption'!$E$116","v":0},{"$f":"'Energy Consumption'!$E$197","v":0},{"$f":"'Energy Consumption'!$E$198","v":0},{"$f":"'Energy Consumption'!$E$279","v":0},{"$f":"'Energy Consumption'!$E$280","v":0},{"$f":"'Energy Consumption'!$E$361","v":0},{"$f":"'Energy Consumption'!$E$362","v":0},{"$f":"'Energy Consumption'!$E$443","v":0},{"$f":"'Energy Consumption'!$E$444","v":0},{"$f":"'Energy Consumption'!$E$525","v":0},{"$f":"'Energy Consumption'!$E$526","v":0},{"$f":"'Energy Consumption'!$E$607","v":0},{"$f":"'Energy Consumption'!$E$608","v":0},{"$f":"'Energy Consumption'!$E$689","v":0},{"$f":"'Energy Consumption'!$E$690","v":0},{"$f":"'Energy Consumption'!$E$771","v":0},{"$f":"'Energy Consumption'!$E$772","v":0},{"$f":"'Energy Consumption'!$E$853","v":0},{"$f":"'Energy Consumption'!$E$854","v":0},{"$f":"'Energy Consumption'!$E$935","v":0},{"$f":"'Energy Consumption'!$E$936","v":0},{"$f":"'Energy Consumption'!$E$1017","v":0},{"$f":"'Energy Consumption'!$E$1018","v":0},{"$f":"'Energy Consumption'!$E$1099","v":0},{"$f":"'Energy Consumption'!$E$1100","v":0},{"$f":"'Energy Consumption'!$E$1181","v":0},{"$f":"'Energy Consumption'!$E$1182","v":0},{"$f":"'Energy Consumption'!$E$1263","v":0},{"$f":"'Energy Consumption'!$E$1264","v":0},{"$f":"'Energy Consumption'!$E$1345","v":0},{"$f":"'Energy Consumption'!$E$1346","v":0},{"$f":"'Energy Consumption'!$E$1427","v":0},{"$f":"'Energy Consumption'!$E$1428","v":0},{"$f":"'Energy Consumption'!$E$1509","v":0},{"$f":"'Energy Consumption'!$E$1510","v":0},{"$f":"'Energy Consumption'!$E$1591","v":0},{"$f":"'Energy Consumption'!$E$1592","v":0}]
["2028-03-01",0,0,0,0,0,0,{"$f":"'Relevant Variables'!$F$32","v":0},{"$f":"'Relevant Variables'!$F$62","v":0},{"$f":"'Relevant Variables'!$F$92","v":0},{"$f":"'Relevant Variables'!$F$122","v":0},{"$f":"'Relevant Variables'!$F$152","v":0},{"$f":"'Relevant Variables'!$F$182","v":0},{"$f":"'Relevant Variables'!$F$212","v":0},{"$f":"'Relevant Variables'!$F$242","v":0},{"$f":"'Relevant Variables'!$F$272","v":0},{"$f":"'Relevant Variables'!$F$302","v":0},{"$f":"'Relevant Variables'!$F$332","v":0},{"$f":"'Relevant Variables'!$F$362","v":0},{"$f":"'Relevant Variables'!$F$392","v":0},{"$f":"'Relevant Variables'!$F$422","v":0},{"$f":"'Relevant Variables'!$F$452","v":0},{"$f":"'Relevant Variables'!$F$482","v":0},{"$f":"'Relevant Variables'!$F$512","v":0},{"$f":"'Relevant Variables'!$F$542","v":0},{"$f":"'Relevant Variables'!$F$572","v":0},{"$f":"'Relevant Variables'!$F$602","v":0},null,false,null,null,111,{"$f":"'Energy Consumption'!$F$33","v":0},{"$f":"'Energy Consumption'!$F$34","v":0},{"$f":"'Energy Consumption'!$F$115","v":0},{"$f":"'Energy Consumption'!$F$116","v":0},{"$f":"'Energy Consumption'!$F$197","v":0},{"$f":"'Energy Consumption'!$F$198","v":0},{"$f":"'Energy Consumption'!$F$279","v":0},{"$f":"'Energy Consumption'!$F$280","v":0},{"$f":"'Energy Consumption'!$F$361","v":0},{"$f":"'Energy Consumption'!$F$362","v":0},{"$f":"'Energy Consumption'!$F$443","v":0},{"$f":"'Energy Consumption'!$F$444","v":0},{"$f":"'Energy Consumption'!$F$525","v":0},{"$f":"'Energy Consumption'!$F$526","v":0},{"$f":"'Energy Consumption'!$F$607","v":0},{"$f":"'Energy Consumption'!$F$608","v":0},{"$f":"'Energy Consumption'!$F$689","v":0},{"$f":"'Energy Consumption'!$F$690","v":0},{"$f":"'Energy Consumption'!$F$771","v":0},{"$f":"'Energy Consumption'!$F$772","v":0},{"$f":"'Energy Consumption'!$F$853","v":0},{"$f":"'Energy Consumption'!$F$854","v":0},{"$f":"'Energy Consumption'!$F$935","v":0},{"$f":"'Energy Consumption'!$F$936","v":0},{"$f":"'Energy Consumption'!$F$1017","v":0},{"$f":"'Energy Consumption'!$F$1018","v":0},{"$f":"'Energy Consumption'!$F$1099","v":0},{"$f":"'Energy Consumption'!$F$1100","v":0},{"$f":"'Energy Consumption'!$F$1181","v":0},{"$f":"'Energy Consumption'!$F$1182","v":0},{"$f":"'Energy Consumption'!$F$1263","v":0},{"$f":"'Energy Consumption'!$F$1264","v":0},{"$f":"'Energy Consumption'!$F$1345","v":0},{"$f":"'Energy Consumption'!$F$1346","v":0},{"$f":"'Energy Consumption'!$F$1427","v":0},{"$f":"'Energy Consumption'!$F$1428","v":0},{"$f":"'Energy Consumption'!$F$1509","v":0},{"$f":"'Energy Consumption'!$F$1510","v":0},{"$f":"'Energy Consumption'!$F$1591","v":0},{"$f":"'Energy Consumption'!$F$1592","v":0}]
["2028-04-01",0,0,0,0,0,0,{"$f":"'Relevant Variables'!$G$32","v":0},{"$f":"'Relevant Variables'!$G$62","v":0},{"$f":"'Relevant Variables'!$G$92","v":0},{"$f":"'Relevant Variables'!$G$122","v":0},{"$f":"'Relevant Variables'!$G$152","v":0},{"$f":"'Relevant Variables'!$G$182","v":0},{"$f":"'Relevant Variables'!$G$212","v":0},{"$f":"'Relevant Variables'!$G$242","v":0},{"$f":"'Relevant Variables'!$G$272","v":0},{"$f":"'Relevant Variables'!$G$302","v":0},{"$f":"'Relevant Variables'!$G$332","v":0},{"$f":"'Relevant Variables'!$G$362","v":0},{"$f":"'Relevant Variables'!$G$392","v":0},{"$f":"'Relevant Variables'!$G$422","v":0},{"$f":"'Relevant Variables'!$G$452","v":0},{"$f":"'Relevant Variables'!$G$482","v":0},{"$f":"'Relevant Variables'!$G$512","v":0},{"$f":"'Relevant Variables'!$G$542","v":0},{"$f":"'Relevant Variables'!$G$572","v":0},{"$f":"'Relevant Variables'!$G$602","v":0},null,false,null,null,112,{"$f":"'Energy Consumption'!$G$33","v":0},{"$f":"'Energy Consumption'!$G$34","v":0},{"$f":"'Energy Consumption'!$G$115","v":0},{"$f":"'Energy Consumption'!$G$116","v":0},{"$f":"'Energy Consumption'!$G$197","v":0},{"$f":"'Energy Consumption'!$G$198","v":0},{"$f":"'Energy Consumption'!$G$279","v":0},{"$f":"'Energy Consumption'!$G$280","v":0},{"$f":"'Energy Consumption'!$G$361","v":0},{"$f":"'Energy Consumption'!$G$362","v":0},{"$f":"'Energy Consumption'!$G$443","v":0},{"$f":"'Energy Consumption'!$G$444","v":0},{"$f":"'Energy Consumption'!$G$525","v":0},{"$f":"'Energy Consumption'!$G$526","v":0},{"$f":"'Energy Consumption'!$G$607","v":0},{"$f":"'Energy Consumption'!$G$608","v":0},{"$f":"'Energy Consumption'!$G$689","v":0},{"$f":"'Energy Consumption'!$G$690","v":0},{"$f":"'Energy Consumption'!$G$771","v":0},{"$f":"'Energy Consumption'!$G$772","v":0},{"$f":"'Energy Consumption'!$G$853","v":0},{"$f":"'Energy Consumption'!$G$854","v":0},{"$f":"'Energy Consumption'!$G$935","v":0},{"$f":"'Energy Consumption'!$G$936","v":0},{"$f":"'Energy Consumption'!$G$1017","v":0},{"$f":"'Energy Consumption'!$G$1018","v":0},{"$f":"'Energy Consumption'!$G$1099","v":0},{"$f":"'Energy Consumption'!$G$1100","v":0},{"$f":"'Energy Consumption'!$G$1181","v":0},{"$f":"'Energy Consumption'!$G$1182","v":0},{"$f":"'Energy Consumption'!$G$1263","v":0},{"$f":"'Energy Consumption'!$G$1264","v":0},{"$f":"'Energy Consumption'!$G$1345","v":0},{"$f":"'Energy Consumption'!$G$1346","v":0},{"$f":"'Energy Consumption'!$G$1427","v":0},{"$f":"'Energy Consumption'!$G$1428","v":0},{"$f":"'Energy Consumption'!$G$1509","v":0},{"$f":"'Energy Consumption'!$G$1510","v":0},{"$f":"'Energy Consumption'!$G$1591","v":0},{"$f":"'Energy Consumption'!$G$1592","v":0}]
["2028-05-01",{"$f":"SUMIF($AG$9:$BT$9,\"=\"&B$9,$AG290:$BT290)","v":0},0,0,0,0,0,{"$f":"'Relevant Variables'!$H$32","v":0},{"$f":"'Relevant Variables'!$H$62","v":0},{"$f":"'Relevant Variables'!$H$92","v":0},{"$f":"'Relevant Variables'!$H$122","v":0},{"$f":"'Relevant Variables'!$H$152","v":0},{"$f":"'Relevant Variables'!$H$182","v":0},{"$f":"'Relevant Variables'!$H$212","v":0},{"$f":"'Relevant Variables'!$H$242","v":0},{"$f":"'Relevant Variables'!$H$272","v":0},{"$f":"'Relevant Variables'!$H$302","v":0},{"$f":"'Relevant Variables'!$H$332","v":0},{"$f":"'Relevant Variables'!$H$362","v":0},{"$f":"'Relevant Variables'!$H$392","v":0},{"$f":"'Relevant Variables'!$H$422","v":0},{"$f":"'Relevant Variables'!$H$452","v":0},{"$f":"'Relevant Variables'!$H$482","v":0},{"$f":"'Relevant Variables'!$H$512","v":0},{"$f":"'Relevant Variables'!$H$542","v":0},{"$f":"'Relevant Variables'!$H$572","v":0},{"$f":"'Relevant Variables'!$H$602","v":0},null,false,null,null,113,{"$f":"'Energy Consumption'!$H$33","v":0},{"$f":"'Energy Consumption'!$H$34","v":0},{"$f":"'Energy Consumption'!$H$115","v":0},{"$f":"'Energy Consumption'!$H$116","v":0},{"$f":"'Energy Consumption'!$H$197","v":0},{"$f":"'Energy Consumption'!$H$198","v":0},{"$f":"'Energy Consumption'!$H$279","v":0},{"$f":"'Energy Consumption'!$H$280","v":0},{"$f":"'Energy Consumption'!$H$361","v":0},{"$f":"'Energy Consumption'!$H$362","v":0},{"$f":"'Energy Consumption'!$H$443","v":0},{"$f":"'Energy Consumption'!$H$444","v":0},{"$f":"'Energy Consumption'!$H$525","v":0},{"$f":"'Energy Consumption'!$H$526","v":0},{"$f":"'Energy Consumption'!$H$607","v":0},{"$f":"'Energy Consumption'!$H$608","v":0},{"$f":"'Energy Consumption'!$H$689","v":0},{"$f":"'Energy Consumption'!$H$690","v":0},{"$f":"'Energy Consumption'!$H$771","v":0},{"$f":"'Energy Consumption'!$H$772","v":0},{"$f":"'Energy Consumption'!$H$853","v":0},{"$f":"'Energy Consumption'!$H$854","v":0},{"$f":"'Energy Consumption'!$H$935","v":0},{"$f":"'Energy Consumption'!$H$936","v":0},{"$f":"'Energy Consumption'!$H$1017","v":0},{"$f":"'Energy Consumption'!$H$1018","v":0},{"$f":"'Energy Consumption'!$H$1099","v":0},{"$f":"'Energy Consumption'!$H$1100","v":0},{"$f":"'Energy Consumption'!$H$1181","v":0},{"$f":"'Energy Consumption'!$H$1182","v":0},{"$f":"'Energy Consumption'!$H$1263","v":0},{"$f":"'Energy Consumption'!$H$1264","v":0},{"$f":"'Energy Consumption'!$H$1345","v":0},{"$f":"'Energy Consumption'!$H$1346","v":0},{"$f":"'Energy Consumption'!$H$1427","v":0},{"$f":"'Energy Consumption'!$H$1428","v":0},{"$f":"'Energy Consumption'!$H$1509","v":0},{"$f":"'Energy Consumption'!$H$1510","v":0},{"$f":"'Energy Consumption'!$H$1591","v":0},{"$f":"'Energy Consumption'!$H$1592","v":0}]
["2028-06-01",0,0,0,0,0,0,{"$f":"'Relevant Variables'!$I$32","v":0},{"$f":"'Relevant Variables'!$I$62","v":0},{"$f":"'Relevant Variables'!$I$92","v":0},{"$f":"'Relevant Variables'!$I$122","v":0},{"$f":"'Relevant Variables'!$I$152","v":0},{"$f":"'Relevant Variables'!$I$182","v":0},{"$f":"'Relevant Variables'!$I$212","v":0},{"$f":"'Relevant Variables'!$I$242","v":0},{"$f":"'Relevant Variables'!$I$272","v":0},{"$f":"'Relevant Variables'!$I$302","v":0},{"$f":"'Relevant Variables'!$I$332","v":0},{"$f":"'Relevant Variables'!$I$362","v":0},{"$f":"'Relevant Variables'!$I$392","v":0},{"$f":"'Relevant Variables'!$I$422","v":0},{"$f":"'Relevant Variables'!$I$452","v":0},{"$f":"'Relevant Variables'!$I$482","v":0},{"$f":"'Relevant Variables'!$I$512","v":0},{"$f":"'Relevant Variables'!$I$542","v":0},{"$f":"'Relevant Variables'!$I$572","v":0},{"$f":"'Relevant Variables'!$I$602","v":0},null,false,null,null,114,{"$f":"'Energy Consumption'!$I$33","v":0},{"$f":"'Energy Consumption'!$I$34","v":0},{"$f":"'Energy Consumption'!$I$115","v":0},{"$f":"'Energy Consumption'!$I$116","v":0},{"$f":"'Energy Consumption'!$I$197","v":0},{"$f":"'Energy Consumption'!$I$198","v":0},{"$f":"'Energy Consumption'!$I$279","v":0},{"$f":"'Energy Consumption'!$I$280","v":0},{"$f":"'Energy Consumption'!$I$361","v":0},{"$f":"'Energy Consumption'!$I$362","v":0},{"$f":"'Energy Consumption'!$I$443","v":0},{"$f":"'Energy Consumption'!$I$444","v":0},{"$f":"'Energy Consumption'!$I$525","v":0},{"$f":"'Energy Consumption'!$I$526","v":0},{"$f":"'Energy Consumption'!$I$607","v":0},{"$f":"'Energy Consumption'!$I$608","v":0},{"$f":"'Energy Consumption'!$I$689","v":0},{"$f":"'Energy Consumption'!$I$690","v":0},{"$f":"'Energy Consumption'!$I$771","v":0},{"$f":"'Energy Consumption'!$I$772","v":0},{"$f":"'Energy Consumption'!$I$853","v":0},{"$f":"'Energy Consumption'!$I$854","v":0},{"$f":"'Energy Consumption'!$I$935","v":0},{"$f":"'Energy Consumption'!$I$936","v":0},{"$f":"'Energy Consumption'!$I$1017","v":0},{"$f":"'Energy Consumption'!$I$1018","v":0},{"$f":"'Energy Consumption'!$I$1099","v":0},{"$f":"'Energy Consumption'!$I$1100","v":0},{"$f":"'Energy Consumption'!$I$1181","v":0},{"$f":"'Energy Consumption'!$I$1182","v":0},{"$f":"'Energy Consumption'!$I$1263","v":0},{"$f":"'Energy Consumption'!$I$1264","v":0},{"$f":"'Energy Consumption'!$I$1345","v":0},{"$f":"'Energy Consumption'!$I$1346","v":0},{"$f":"'Energy Consumption'!$I$1427","v":0},{"$f":"'Energy Consumption'!$I$1428","v":0},{"$f":"'Energy Consumption'!$I$1509","v":0},{"$f":"'Energy Consumption'!$I$1510","v":0},{"$f":"'Energy Consumption'!$I$1591","v":0},{"$f":"'Energy Consumption'!$I$1592","v":0}]
["2028-07-01",0,0,0,0,0,0,{"$f":"'Relevant Variables'!$J$32","v":0},{"$f":"'Relevant Variables'!$J$62","v":0},{"$f":"'Relevant Variables'!$J$92","v":0},{"$f":"'Relevant Variables'!$J$122","v":0},{"$f":"'Relevant Variables'!$J$152","v":0},{"$f":"'Relevant Variables'!$J$182","v":0},{"$f":"'Relevant Variables'!$J$212","v":0},{"$f":"'Relevant Variables'!$J$242","v":0},{"$f":"'Relevant Variables'!$J$272","v":0},{"$f":"'Relevant Variables'!$J$302","v":0},{"$f":"'Relevant Variables'!$J$332","v":0},{"$f":"'Relevant Variables'!$J$362","v":0},{"$f":"'Relevant Variables'!$J$392","v":0},{"$f":"'Relevant Variables'!$J$422","v":0},{"$f":"'Relevant Variables'!$J$452","v":0},{"$f":"'Relevant Variables'!$J$482","v":0},{"$f":"'Relevant Variables'!$J$512","v":0},{"$f":"'Relevant Variables'!$J$542","v":0},{"$f":"'Relevant Variables'!$J$572","v":0},{"$f":"'Relevant Variables'!$J$602","v":0},null,false,null,null,115,{"$f":"'Energy Consumption'!$J$33","v":0},{"$f":"'Energy Consumption'!$J$34","v":0},{"$f":"'Energy Consumption'!$J$115","v":0},{"$f":"'Energy Consumption'!$J$116","v":0},{"$f":"'Energy Consumption'!$J$197","v":0},{"$f":"'Energy Consumption'!$J$198","v":0},{"$f":"'Energy Consumption'!$J$279","v":0},{"$f":"'Energy Consumption'!$J$280","v":0},{"$f":"'Energy Consumption'!$J$361","v":0},{"$f":"'Energy Consumption'!$J$362","v":0},{"$f":"'Energy Consumption'!$J$443","v":0},{"$f":"'Energy Consumption'!$J$444","v":0},{"$f":"'Energy Consumption'!$J$525","v":0},{"$f":"'Energy Consumption'!$J$526","v":0},{"$f":"'Energy Consumption'!$J$607","v":0},{"$f":"'Energy Consumption'!$J$608","v":0},{"$f":"'Energy Consumption'!$J$689","v":0},{"$f":"'Energy Consumption'!$J$690","v":0},{"$f":"'Energy Consumption'!$J$771","v":0},{"$f":"'Energy Consumption'!$J$772","v":0},{"$f":"'Energy Consumption'!$J$853","v":0},{"$f":"'Energy Consumption'!$J$854","v":0},{"$f":"'Energy Consumption'!$J$935","v":0},{"$f":"'Energy Consumption'!$J$936","v":0},{"$f":"'Energy Consumption'!$J$1017","v":0},{"$f":"'Energy Consumption'!$J$1018","v":0},{"$f":"'Energy Consumption'!$J$1099","v":0},{"$f":"'Energy Consumption'!$J$1100","v":0},{"$f":"'Energy Consumption'!$J$1181","v":0},{"$f":"'Energy Consumption'!$J$1182","v":0},{"$f":"'Energy Consumption'!$J$1263","v":0},{"$f":"'Energy Consumption'!$J$1264","v":0},{"$f":"'Energy Consumption'!$J$1345","v":0},{"$f":"'Energy Consumption'!$J$1346","v":0},{"$f":"'Energy Consumption'!$J$1427","v":0},{"$f":"'Energy Consumption'!$J$1428","v":0},{"$f":"'Energy Consumption'!$J$1509","v":0},{"$f":"'Energy Consumption'!$J$1510","v":0},{"$f":"'Energy Consumption'!$J$1591","v":0},{"$f":"'Energy Consumption'!$J$1592","v":0}]
["2028-08-01",0,0,0,0,0,0,{"$f":"'Relevant Variables'!$K$32","v":0},{"$f":"'Relevant Variables'!$K$62","v":0},{"$f":"'Relevant Variables'!$K$92","v":0},{"$f":"'Relevant Variables'!$K$122","v":0},{"$f":"'Relevant Variables'!$K$152","v":0},{"$f":"'Relevant Variables'!$K$182","v":0},{"$f":"'Relevant Variables'!$K$212","v":0},{"$f":"'Relevant Variables'!$K$242","v":0},{"$f":"'Relevant Variables'!$K$272","v":0},{"$f":"'Relevant Variables'!$K$302","v":0},{"$f":"'Relevant Variables'!$K$332","v":0},{"$f":"'Relevant Variables'!$K$362","v":0},{"$f":"'Relevant Variables'!$K$392","v":0},{"$f":"'Relevant Variables'!$K$422","v":0},{"$f":"'Relevant Variables'!$K$452","v":0},{"$f":"'Relevant Variables'!$K$482","v":0},{"$f":"'Relevant Variables'!$K$512","v":0},{"$f":"'Relevant Variables'!$K$542","v":0},{"$f":"'Relevant Variables'!$K$572","v":0},{"$f":"'Relevant Variables'!$K$602","v":0},null,false,null,null,116,{"$f":"'Energy Consumption'!$K$33","v":0},{"$f":"'Energy Consumption'!$K$34","v":0},{"$f":"'Energy Consumption'!$K$115","v":0},{"$f":"'Energy Consumption'!$K$116","v":0},{"$f":"'Energy Consumption'!$K$197","v":0},{"$f":"'Energy Consumption'!$K$198","v":0},{"$f":"'Energy Consumption'!$K$279","v":0},{"$f":"'Energy Consumption'!$K$280","v":0},{"$f":"'Energy Consumption'!$K$361","v":0},{"$f":"'Energy Consumption'!$K$362","v":0},{"$f":"'Energy Consumption'!$K$443","v":0},{"$f":"'Energy Consumption'!$K$444","v":0},{"$f":"'Energy Consumption'!$K$525","v":0},{"$f":"'Energy Consumption'!$K$526","v":0},{"$f":"'Energy Consumption'!$K$607","v":0},{"$f":"'Energy Consumption'!$K$608","v":0},{"$f":"'Energy Consumption'!$K$689","v":0},{"$f":"'Energy Consumption'!$K$690","v":0},{"$f":"'Energy Consumption'!$K$771","v":0},{"$f":"'Energy Consumption'!$K$772","v":0},{"$f":"'Energy Consumption'!$K$853","v":0},{"$f":"'Energy Consumption'!$K$854","v":0},{"$f":"'Energy Consumption'!$K$935","v":0},{"$f":"'Energy Consumption'!$K$936","v":0},{"$f":"'Energy Consumption'!$K$1017","v":0},{"$f":"'Energy Consumption'!$K$1018","v":0},{"$f":"'Energy Consumption'!$K$1099","v":0},{"$f":"'Energy Consumption'!$K$1100","v":0},{"$f":"'Energy Consumption'!$K$1181","v":0},{"$f":"'Energy Consumption'!$K$1182","v":0},{"$f":"'Energy Consumption'!$K$1263","v":0},{"$f":"'Energy Consumption'!$K$1264","v":0},{"$f":"'Energy Consumption'!$K$1345","v":0},{"$f":"'Energy Consumption'!$K$1346","v":0},{"$f":"'Energy Consumption'!$K$1427","v":0},{"$f":"'Energy Consumption'!$K$1428","v":0},{"$f":"'Energy Consumption'!$K$1509","v":0},{"$f":"'Energy Consumption'!$K$1510","v":0},{"$f":"'Energy Consumption'!$K$1591","v":0},{"$f":"'Energy Consumption'!$K$1592","v":0}]
["2028-09-01",0,0,0,0,0,0,{"$f":"'Relevant Variables'!$L$32","v":0},{"$f":"'Relevant Variables'!$L$62","v":0},{"$f":"'Relevant Variables'!$L$92","v":0},{"$f":"'Relevant Variables'!$L$122","v":0},{"$f":"'Relevant Variables'!$L$152","v":0},{"$f":"'Relevant Variables'!$L$182","v":0},{"$f":"'Relevant Variables'!$L$212","v":0},{"$f":"'Relevant Variables'!$L$242","v":0},{"$f":"'Relevant Variables'!$L$272","v":0},{"$f":"'Relevant Variables'!$L$302","v":0},{"$f":"'Relevant Variables'!$L$332","v":0},{"$f":"'Relevant Variables'!$L$362","v":0},{"$f":"'Relevant Variables'!$L$392","v":0},{"$f":"'Relevant Variables'!$L$422","v":0},{"$f":"'Relevant Variables'!$L$452","v":0},{"$f":"'Relevant Variables'!$L$482","v":0},{"$f":"'Relevant Variables'!$L$512","v":0},{"$f":"'Relevant Variables'!$L$542","v":0},{"$f":"'Relevant Variables'!$L$572","v":0},{"$f":"'Relevant Variables'!$L$602","v":0},null,false,null,null,117,{"$f":"'Energy Consumption'!$L$33","v":0},{"$f":"'Energy Consumption'!$L$34","v":0},{"$f":"'Energy Consumption'!$L$115","v":0},{"$f":"'Energy Consumption'!$L$116","v":0},{"$f":"'Energy Consumption'!$L$197","v":0},{"$f":"'Energy Consumption'!$L$198","v":0},{"$f":"'Energy Consumption'!$L$279","v":0},{"$f":"'Energy Consumption'!$L$280","v":0},{"$f":"'Energy Consumption'!$L$361","v":0},{"$f":"'Energy Consumption'!$L$362","v":0},{"$f":"'Energy Consumption'!$L$443","v":0},{"$f":"'Energy Consumption'!$L$444","v":0},{"$f":"'Energy Consumption'!$L$525","v":0},{"$f":"'Energy Consumption'!$L$526","v":0},{"$f":"'Energy Consumption'!$L$607","v":0},{"$f":"'Energy Consumption'!$L$608","v":0},{"$f":"'Energy Consumption'!$L$689","v":0},{"$f":"'Energy Consumption'!$L$690","v":0},{"$f":"'Energy Consumption'!$L$771","v":0},{"$f":"'Energy Consumption'!$L$772","v":0},{"$f":"'Energy Consumption'!$L$853","v":0},{"$f":"'Energy Consumption'!$L$854","v":0},{"$f":"'Energy Consumption'!$L$935","v":0},{"$f":"'Energy Consumption'!$L$936","v":0},{"$f":"'Energy Consumption'!$L$1017","v":0},{"$f":"'Energy Consumption'!$L$1018","v":0},{"$f":"'Energy Consumption'!$L$1099","v":0},{"$f":"'Energy Consumption'!$L$1100","v":0},{"$f":"'Energy Consumption'!$L$1181","v":0},{"$f":"'Energy Consumption'!$L$1182","v":0},{"$f":"'Energy Consumption'!$L$1263","v":0},{"$f":"'Energy Consumption'!$L$1264","v":0},{"$f":"'Energy Consumption'!$L$1345","v":0},{"$f":"'Energy Consumption'!$L$1346","v":0},{"$f":"'Energy Consumption'!$L$1427","v":0},{"$f":"'Energy Consumption'!$L$1428","v":0},{"$f":"'Energy Consumption'!$L$1509","v":0},{"$f":"'Energy Consumption'!$L$1510","v":0},{"$f":"'Energy Consumption'!$L$1591","v":0},{"$f":"'Energy Consumption'!$L$1592","v":0}]
["2028-10-01",0,0,0,0,0,0,{"$f":"'Relevant Variables'!$M$32","v":0},{"$f":"'Relevant Variables'!$M$62","v":0},{"$f":"'Relevant Variables'!$M$92","v":0},{"$f":"'Relevant Variables'!$M$122","v":0},{"$f":"'Relevant Variables'!$M$152","v":0},{"$f":"'Relevant Variables'!$M$182","v":0},{"$f":"'Relevant Variables'!$M$212","v":0},{"$f":"'Relevant Variables'!$M$242","v":0},{"$f":"'Relevant Variables'!$M$272","v":0},{"$f":"'Relevant Variables'!$M$302","v":0},{"$f":"'Relevant Variables'!$M$332","v":0},{"$f":"'Relevant Variables'!$M$362","v":0},{"$f":"'Relevant Variables'!$M$392","v":0},{"$f":"'Relevant Variables'!$M$422","v":0},{"$f":"'Relevant Variables'!$M$452","v":0},{"$f":"'Relevant Variables'!$M$482","v":0},{"$f":"'Relevant Variables'!$M$512","v":0},{"$f":"'Relevant Variables'!$M$542","v":0},{"$f":"'Relevant Variables'!$M$572","v":0},{"$f":"'Relevant Variables'!$M$602","v":0},null,false,null,null,118,{"$f":"'Energy Consumption'!$M$33","v":0},{"$f":"'Energy Consumption'!$M$34","v":0},{"$f":"'Energy Consumption'!$M$115","v":0},{"$f":"'Energy Consumption'!$M$116","v":0},{"$f":"'Energy Consumption'!$M$197","v":0},{"$f":"'Energy Consumption'!$M$198","v":0},{"$f":"'Energy Consumption'!$M$279","v":0},{"$f":"'Energy Consumption'!$M$280","v":0},{"$f":"'Energy Consumption'!$M$361","v":0},{"$f":"'Energy Consumption'!$M$362","v":0},{"$f":"'Energy Consumption'!$M$443","v":0},{"$f":"'Energy Consumption'!$M$444","v":0},{"$f":"'Energy Consumption'!$M$525","v":0},{"$f":"'Energy Consumption'!$M$526","v":0},{"$f":"'Energy Consumption'!$M$607","v":0},{"$f":"'Energy Consumption'!$M$608","v":0},{"$f":"'Energy Consumption'!$M$689","v":0},{"$f":"'Energy Consumption'!$M$690","v":0},{"$f":"'Energy Consumption'!$M$771","v":0},{"$f":"'Energy Consumption'!$M$772","v":0},{"$f":"'Energy Consumption'!$M$853","v":0},{"$f":"'Energy Consumption'!$M$854","v":0},{"$f":"'Energy Consumption'!$M$935","v":0},{"$f":"'Energy Consumption'!$M$936","v":0},{"$f":"'Energy Consumption'!$M$1017","v":0},{"$f":"'Energy Consumption'!$M$1018","v":0},{"$f":"'Energy Consumption'!$M$1099","v":0},{"$f":"'Energy Consumption'!$M$1100","v":0},{"$f":"'Energy Consumption'!$M$1181","v":0},{"$f":"'Energy Consumption'!$M$1182","v":0},{"$f":"'Energy Consumption'!$M$1263","v":0},{"$f":"'Energy Consumption'!$M$1264","v":0},{"$f":"'Energy Consumption'!$M$1345","v":0},{"$f":"'Energy Consumption'!$M$1346","v":0},{"$f":"'Energy Consumption'!$M$1427","v":0},{"$f":"'Energy Consumption'!$M$1428","v":0},{"$f":"'Energy Consumption'!$M$1509","v":0},{"$f":"'Energy Consumption'!$M$1510","v":0},{"$f":"'Energy Consumption'!$M$1591","v":0},{"$f":"'Energy Consumption'!$M$1592","v":0}]
["2028-11-01",0,0,0,0,0,0,{"$f":"'Relevant Variables'!$N$32","v":0},{"$f":"'Relevant Variables'!$N$62","v":0},{"$f":"'Relevant Variables'!$N$92","v":0},{"$f":"'Relevant Variables'!$N$122","v":0},{"$f":"'Relevant Variables'!$N$152","v":0},{"$f":"'Relevant Variables'!$N$182","v":0},{"$f":"'Relevant Variables'!$N$212","v":0},{"$f":"'Relevant Variables'!$N$242","v":0},{"$f":"'Relevant Variables'!$N$272","v":0},{"$f":"'Relevant Variables'!$N$302","v":0},{"$f":"'Relevant Variables'!$N$332","v":0},{"$f":"'Relevant Variables'!$N$362","v":0},{"$f":"'Relevant Variables'!$N$392","v":0},{"$f":"'Relevant Variables'!$N$422","v":0},{"$f":"'Relevant Variables'!$N$452","v":0},{"$f":"'Relevant Variables'!$N$482","v":0},{"$f":"'Relevant Variables'!$N$512","v":0},{"$f":"'Relevant Variables'!$N$542","v":0},{"$f":"'Relevant Variables'!$N$572","v":0},{"$f":"'Relevant Variables'!$N$602","v":0},null,false,null,null,119,{"$f":"'Energy Consumption'!$N$33","v":0},{"$f":"'Energy Consumption'!$N$34","v":0},{"$f":"'Energy Consumption'!$N$115","v":0},{"$f":"'Energy Consumption'!$N$116","v":0},{"$f":"'Energy Consumption'!$N$197","v":0},{"$f":"'Energy Consumption'!$N$198","v":0},{"$f":"'Energy Consumption'!$N$279","v":0},{"$f":"'Energy Consumption'!$N$280","v":0},{"$f":"'Energy Consumption'!$N$361","v":0},{"$f":"'Energy Consumption'!$N$362","v":0},{"$f":"'Energy Consumption'!$N$443","v":0},{"$f":"'Energy Consumption'!$N$444","v":0},{"$f":"'Energy Consumption'!$N$525","v":0},{"$f":"'Energy Consumption'!$N$526","v":0},{"$f":"'Energy Consumption'!$N$607","v":0},{"$f":"'Energy Consumption'!$N$608","v":0},{"$f":"'Energy Consumption'!$N$689","v":0},{"$f":"'Energy Consumption'!$N$690","v":0},{"$f":"'Energy Consumption'!$N$771","v":0},{"$f":"'Energy Consumption'!$N$772","v":0},{"$f":"'Energy Consumption'!$N$853","v":0},{"$f":"'Energy Consumption'!$N$854","v":0},{"$f":"'Energy Consumption'!$N$935","v":0},{"$f":"'Energy Consumption'!$N$936","v":0},{"$f":"'Energy Consumption'!$N$1017","v":0},{"$f":"'Energy Consumption'!$N$1018","v":0},{"$f":"'Energy Consumption'!$N$1099","v":0},{"$f":"'Energy Consumption'!$N$1100","v":0},{"$f":"'Energy Consumption'!$N$1181","v":0},{"$f":"'Energy Consumption'!$N$1182","v":0},{"$f":"'Energy Consumption'!$N$1263","v":0},{"$f":"'Energy Consumption'!$N$1264","v":0},{"$f":"'Energy Consumption'!$N$1345","v":0},{"$f":"'Energy Consumption'!$N$1346","v":0},{"$f":"'Energy Consumption'!$N$1427","v":0},{"$f":"'Energy Consumption'!$N$1428","v":0},{"$f":"'Energy Consumption'!$N$1509","v":0},{"$f":"'Energy Consumption'!$N$1510","v":0},{"$f":"'Energy Consumption'!$N$1591","v":0},{"$f":"'Energy Consumption'!$N$1592","v":0}]
["2028-12-01",0,0,0,0,0,0,{"$f":"'Relevant Variables'!$O$32","v":0},{"$f":"'Relevant Variables'!$O$62","v":0},{"$f":"'Relevant Variables'!$O$92","v":0},{"$f":"'Relevant Variables'!$O$122","v":0},{"$f":"'Relevant Variables'!$O$152","v":0},{"$f":"'Relevant Variables'!$O$182","v":0},{"$f":"'Relevant Variables'!$O$212","v":0},{"$f":"'Relevant Variables'!$O$242","v":0},{"$f":"'Relevant Variables'!$O$272","v":0},{"$f":"'Relevant Variables'!$O$302","v":0},{"$f":"'Relevant Variables'!$O$332","v":0},{"$f":"'Relevant Variables'!$O$362","v":0},{"$f":"'Relevant Variables'!$O$392","v":0},{"$f":"'Relevant Variables'!$O$422","v":0},{"$f":"'Relevant Variables'!$O$452","v":0},{"$f":"'Relevant Variables'!$O$482","v":0},{"$f":"'Relevant Variables'!$O$512","v":0},{"$f":"'Relevant Variables'!$O$542","v":0},{"$f":"'Relevant Variables'!$O$572","v":0},{"$f":"'Relevant Variables'!$O$602","v":0},null,false,null,null,120,{"$f":"'Energy Consumption'!$O$33","v":0},{"$f":"'Energy Consumption'!$O$34","v":0},{"$f":"'Energy Consumption'!$O$115","v":0},{"$f":"'Energy Consumption'!$O$116","v":0},{"$f":"'Energy Consumption'!$O$197","v":0},{"$f":"'Energy Consumption'!$O$198","v":0},{"$f":"'Energy Consumption'!$O$279","v":0},{"$f":"'Energy Consumption'!$O$280","v":0},{"$f":"'Energy Consumption'!$O$361","v":0},{"$f":"'Energy Consumption'!$O$362","v":0},{"$f":"'Energy Consumption'!$O$443","v":0},{"$f":"'Energy Consumption'!$O$444","v":0},{"$f":"'Energy Consumption'!$O$525","v":0},{"$f":"'Energy Consumption'!$O$526","v":0},{"$f":"'Energy Consumption'!$O$607","v":0},{"$f":"'Energy Consumption'!$O$608","v":0},{"$f":"'Energy Consumption'!$O$689","v":0},{"$f":"'Energy Consumption'!$O$690","v":0},{"$f":"'Energy Consumption'!$O$771","v":0},{"$f":"'Energy Consumption'!$O$772","v":0},{"$f":"'Energy Consumption'!$O$853","v":0},{"$f":"'Energy Consumption'!$O$854","v":0},{"$f":"'Energy Consumption'!$O$935","v":0},{"$f":"'Energy Consumption'!$O$936","v":0},{"$f":"'Energy Consumption'!$O$1017","v":0},{"$f":"'Energy Consumption'!$O$1018","v":0},{"$f":"'Energy Consumption'!$O$1099","v":0},{"$f":"'Energy Consumption'!$O$1100","v":0},{"$f":"'Energy Consumption'!$O$1181","v":0},{"$f":"'Energy Consumption'!$O$1182","v":0},{"$f":"'Energy Consumption'!$O$1263","v":0},{"$f":"'Energy Consumption'!$O$1264","v":0},{"$f":"'Energy Consumption'!$O$1345","v":0},{"$f":"'Energy Consumption'!$O$1346","v":0},{"$f":"'Energy Consumption'!$O$1427","v":0},{"$f":"'Energy Consumption'!$O$1428","v":0},{"$f":"'Energy Consumption'!$O$1509","v":0},{"$f":"'Energy Consumption'!$O$1510","v":0},{"$f":"'Energy Consumption'!$O$1591","v":0},{"$f":"'Energy Consumption'!$O$1592","v":0}]
["2029-01-01",0,0,0,0,0,0,{"$f":"'Relevant Variables'!$D$31","v":0},{"$f":"'Relevant Variables'!$D$61","v":0},{"$f":"'Relevant Variables'!$D$91","v":0},{"$f":"'Relevant Variables'!$D$121","v":0},{"$f":"'Relevant Variables'!$D$151","v":0},{"$f":"'Relevant Variables'!$D$181","v":0},{"$f":"'Relevant Variables'!$D$211","v":0},{"$f":"'Relevant Variables'!$D$241","v":0},{"$f":"'Relevant Variables'!$D$271","v":0},{"$f":"'Relevant Variables'!$D$301","v":0},{"$f":"'Relevant Variables'!$D$331","v":0},{"$f":"'Relevant Variables'!$D$361","v":0},{"$f":"'Relevant Variables'!$D$391","v":0},{"$f":"'Relevant Variables'!$D$421","v":0},{"$f":"'Relevant Variables'!$D$451","v":0},{"$f":"'Relevant Variables'!$D$481","v":0},{"$f":"'Relevant Variables'!$D$511","v":0},{"$f":"'Relevant Variables'!$D$541","v":0},{"$f":"'Relevant Variables'!$D$571","v":0},{"$f":"'Relevant Variables'!$D$601","v":0},null,{"$f":"VLOOKUP(AD298,ActiveYears,2,)","v":false},{"$f":"AD286+1","v":2029},null,121,{"$f":"'Energy Consumption'!$D$31","v":0},{"$f":"'Energy Consumption'!$D$32","v":0},{"$f":"'Energy Consumption'!$D$113","v":0},{"$f":"'Energy Consumption'!$D$114","v":0},{"$f":"'Energy Consumption'!$D$195","v":0},{"$f":"'Energy Consumption'!$D$196","v":0},{"$f":"'Energy Consumption'!$D$277","v":0},{"$f":"'Energy Consumption'!$D$278","v":0},{"$f":"'Energy Consumption'!$D$359","v":0},{"$f":"'Energy Consumption'!$D$360","v":0},{"$f":"'Energy Consumption'!$D$441","v":0},{"$f":"'Energy Consumption'!$D$442","v":0},{"$f":"'Energy Consumption'!$D$523","v":0},{"$f":"'Energy Consumption'!$D$524","v":0},{"$f":"'Energy Consumption'!$D$605","v":0},{"$f":"'Energy Consumption'!$D$606","v":0},{"$f":"'Energy Consumption'!$D$687","v":0},{"$f":"'Energy Consumption'!$D$688","v":0},{"$f":"'Energy Consumption'!$D$769","v":0},{"$f":"'Energy Consumption'!$D$770","v":0},{"$f":"'Energy Consumption'!$D$851","v":0},{"$f":"'Energy Consumption'!$D$852","v":0},{"$f":"'Energy Consumption'!$D$933","v":0},{"$f":"'Energy Consumption'!$D$934","v":0},{"$f":"'Energy Consumption'!$D$1015","v":0},{"$f":"'Energy Consumption'!$D$1016","v":0},{"$f":"'Energy Consumption'!$D$1097","v":0},{"$f":"'Energy Consumption'!$D$1098","v":0},{"$f":"'Energy Consumption'!$D$1179","v":0},{"$f":"'Energy Consumption'!$D$1180","v":0},{"$f":"'Energy Consumption'!$D$1261","v":0},{"$f":"'Energy Consumption'!$D$1262","v":0},{"$f":"'Energy Consumption'!$D$1343","v":0},{"$f":"'Energy Consumption'!$D$1344","v":0},{"$f":"'Energy Consumption'!$D$1425","v":0},{"$f":"'Energy Consumption'!$D$1426","v":0},{"$f":"'Energy Consumption'!$D$1507","v":0},{"$f":"'Energy Consumption'!$D$1508","v":0},{"$f":"'Energy Consumption'!$D$1589","v":0},{"$f":"'Energy Consumption'!$D$1590","v":0}]
["2029-02-01",0,0,0,0,0,0,{"$f":"'Relevant Variables'!$E$31","v":0},{"$f":"'Relevant Variables'!$E$61","v":0},{"$f":"'Relevant Variables'!$E$91","v":0},{"$f":"'Relevant Variables'!$E$121","v":0},{"$f":"'Relevant Variables'!$E$151","v":0},{"$f":"'Relevant Variables'!$E$181","v":0},{"$f":"'Relevant Variables'!$E$211","v":0},{"$f":"'Relevant Variables'!$E$241","v":0},{"$f":"'Relevant Variables'!$E$271","v":0},{"$f":"'Relevant Variables'!$E$301","v":0},{"$f":"'Relevant Variables'!$E$331","v":0},{"$f":"'Relevant Variables'!$E$361","v":0},{"$f":"'Relevant Variables'!$E$391","v":0},{"$f":"'Relevant Variables'!$E$421","v":0},{"$f":"'Relevant Variables'!$E$451","v":0},{"$f":"'Relevant Variables'!$E$481","v":0},{"$f":"'Relevant Variables'!$E$511","v":0},{"$f":"'Relevant Variables'!$E$541","v":0},{"$f":"'Relevant Variables'!$E$571","v":0},{"$f":"'Relevant Variables'!$E$601","v":0},null,{"$f":"AC298","v":false},null,null,122,{"$f":"'Energy Consumption'!$E$31","v":0},{"$f":"'Energy Consumption'!$E$32","v":0},{"$f":"'Energy Consumption'!$E$113","v":0},{"$f":"'Energy Consumption'!$E$114","v":0},{"$f":"'Energy Consumption'!$E$195","v":0},{"$f":"'Energy Consumption'!$E$196","v":0},{"$f":"'Energy Consumption'!$E$277","v":0},{"$f":"'Energy Consumption'!$E$278","v":0},{"$f":"'Energy Consumption'!$E$359","v":0},{"$f":"'Energy Consumption'!$E$360","v":0},{"$f":"'Energy Consumption'!$E$441","v":0},{"$f":"'Energy Consumption'!$E$442","v":0},{"$f":"'Energy Consumption'!$E$523","v":0},{"$f":"'Energy Consumption'!$E$524","v":0},{"$f":"'Energy Consumption'!$E$605","v":0},{"$f":"'Energy Consumption'!$E$606","v":0},{"$f":"'Energy Consumption'!$E$687","v":0},{"$f":"'Energy Consumption'!$E$688","v":0},{"$f":"'Energy Consumption'!$E$769","v":0},{"$f":"'Energy Consumption'!$E$770","v":0},{"$f":"'Energy Consumption'!$E$851","v":0},{"$f":"'Energy Consumption'!$E$852","v":0},{"$f":"'Energy Consumption'!$E$933","v":0},{"$f":"'Energy Consumption'!$E$934","v":0},{"$f":"'Energy Consumption'!$E$1015","v":0},{"$f":"'Energy Consumption'!$E$1016","v":0},{"$f":"'Energy Consumption'!$E$1097","v":0},{"$f":"'Energy Consumption'!$E$1098","v":0},{"$f":"'Energy Consumption'!$E$1179","v":0},{"$f":"'Energy Consumption'!$E$1180","v":0},{"$f":"'Energy Consumption'!$E$1261","v":0},{"$f":"'Energy Consumption'!$E$1262","v":0},{"$f":"'Energy Consumption'!$E$1343","v":0},{"$f":"'Energy Consumption'!$E$1344","v":0},{"$f":"'Energy Consumption'!$E$1425","v":0},{"$f":"'Energy Consumption'!$E$1426","v":0},{"$f":"'Energy Consumption'!$E$1507","v":0},{"$f":"'Energy Consumption'!$E$1508","v":0},{"$f":"'Energy Consumption'!$E$1589","v":0},{"$f":"'Energy Consumption'!$E$1590","v":0}]
["2029-03-01",{"$f":"SUMIF($AG$9:$BT$9,\"=\"&B$9,$AG300:$BT300)","v":0},0,0,0,0,0,{"$f":"'Relevant Variables'!$F$31","v":0},{"$f":"'Relevant Variables'!$F$61","v":0},{"$f":"'Relevant Variables'!$F$91","v":0},{"$f":"'Relevant Variables'!$F$121","v":0},{"$f":"'Relevant Variables'!$F$151","v":0},{"$f":"'Relevant Variables'!$F$181","v":0},{"$f":"'Relevant Variables'!$F$211","v":0},{"$f":"'Relevant Variables'!$F$241","v":0},{"$f":"'Relevant Variables'!$F$271","v":0},{"$f":"'Relevant Variables'!$F$301","v":0},{"$f":"'Relevant Variables'!$F$331","v":0},{"$f":"'Relevant Variables'!$F$361","v":0},{"$f":"'Relevant Variables'!$F$391","v":0},{"$f":"'Relevant Variables'!$F$421","v":0},{"$f":"'Relevant Variables'!$F$451","v":0},{"$f":"'Relevant Variables'!$F$481","v":0},{"$f":"'Relevant Variables'!$F$511","v":0},{"$f":"'Relevant Variables'!$F$541","v":0},{"$f":"'Relevant Variables'!$F$571","v":0},{"$f":"'Relevant Variables'!$F$601","v":0},null,false,null,null,123,{"$f":"'Energy Consumption'!$F$31","v":0},{"$f":"'Energy Consumption'!$F$32","v":0},{"$f":"'Energy Consumption'!$F$113","v":0},{"$f":"'Energy Consumption'!$F$114","v":0},{"$f":"'Energy Consumption'!$F$195","v":0},{"$f":"'Energy Consumption'!$F$196","v":0},{"$f":"'Energy Consumption'!$F$277","v":0},{"$f":"'Energy Consumption'!$F$278","v":0},{"$f":"'Energy Consumption'!$F$359","v":0},{"$f":"'Energy Consumption'!$F$360","v":0},{"$f":"'Energy Consumption'!$F$441","v":0},{"$f":"'Energy Consumption'!$F$442","v":0},{"$f":"'Energy Consumption'!$F$523","v":0},{"$f":"'Energy Consumption'!$F$524","v":0},{"$f":"'Energy Consumption'!$F$605","v":0},{"$f":"'Energy Consumption'!$F$606","v":0},{"$f":"'Energy Consumption'!$F$687","v":0},{"$f":"'Energy Consumption'!$F$688","v":0},{"$f":"'Energy Consumption'!$F$769","v":0},{"$f":"'Energy Consumption'!$F$770","v":0},{"$f":"'Energy Consumption'!$F$851","v":0},{"$f":"'Energy Consumption'!$F$852","v":0},{"$f":"'Energy Consumption'!$F$933","v":0},{"$f":"'Energy Consumption'!$F$934","v":0},{"$f":"'Energy Consumption'!$F$1015","v":0},{"$f":"'Energy Consumption'!$F$1016","v":0},{"$f":"'Energy Consumption'!$F$1097","v":0},{"$f":"'Energy Consumption'!$F$1098","v":0},{"$f":"'Energy Consumption'!$F$1179","v":0},{"$f":"'Energy Consumption'!$F$1180","v":0},{"$f":"'Energy Consumption'!$F$1261","v":0},{"$f":"'Energy Consumption'!$F$1262","v":0},{"$f":"'Energy Consumption'!$F$1343","v":0},{"$f":"'Energy Consumption'!$F$1344","v":0},{"$f":"'Energy Consumption'!$F$1425","v":0},{"$f":"'Energy Consumption'!$F$1426","v":0},{"$f":"'Energy Consumption'!$F$1507","v":0},{"$f":"'Energy Consumption'!$F$1508","v":0},{"$f":"'Energy Consumption'!$F$1589","v":0},{"$f":"'Energy Consumption'!$F$1590","v":0}]
["2029-04-01",0,0,0,0,0,0,{"$f":"'Relevant Variables'!$G$31","v":0},{"$f":"'Relevant Variables'!$G$61","v":0},{"$f":"'Relevant Variables'!$G$91","v":0},{"$f":"'Relevant Variables'!$G$121","v":0},{"$f":"'Relevant Variables'!$G$151","v":0},{"$f":"'Relevant Variables'!$G$181","v":0},{"$f":"'Relevant Variables'!$G$211","v":0},{"$f":"'Relevant Variables'!$G$241","v":0},{"$f":"'Relevant Variables'!$G$271","v":0},{"$f":"'Relevant Variables'!$G$301","v":0},{"$f":"'Relevant Variables'!$G$331","v":0},{"$f":"'Relevant Variables'!$G$361","v":0},{"$f":"'Relevant Variables'!$G$391","v":0},{"$f":"'Relevant Variables'!$G$421","v":0},{"$f":"'Relevant Variables'!$G$451","v":0},{"$f":"'Relevant Variables'!$G$481","v":0},{"$f":"'Relevant Variables'!$G$511","v":0},{"$f":"'Relevant Variables'!$G$541","v":0},{"$f":"'Relevant Variables'!$G$571","v":0},{"$f":"'Relevant Variables'!$G$601","v":0},null,false,null,null,124,{"$f":"'Energy Consumption'!$G$31","v":0},{"$f":"'Energy Consumption'!$G$32","v":0},{"$f":"'Energy Consumption'!$G$113","v":0},{"$f":"'Energy Consumption'!$G$114","v":0},{"$f":"'Energy Consumption'!$G$195","v":0},{"$f":"'Energy Consumption'!$G$196","v":0},{"$f":"'Energy Consumption'!$G$277","v":0},{"$f":"'Energy Consumption'!$G$278","v":0},{"$f":"'Energy Consumption'!$G$359","v":0},{"$f":"'Energy Consumption'!$G$360","v":0},{"$f":"'Energy Consumption'!$G$441","v":0},{"$f":"'Energy Consumption'!$G$442","v":0},{"$f":"'Energy Consumption'!$G$523","v":0},{"$f":"'Energy Consumption'!$G$524","v":0},{"$f":"'Energy Consumption'!$G$605","v":0},{"$f":"'Energy Consumption'!$G$606","v":0},{"$f":"'Energy Consumption'!$G$687","v":0},{"$f":"'Energy Consumption'!$G$688","v":0},{"$f":"'Energy Consumption'!$G$769","v":0},{"$f":"'Energy Consumption'!$G$770","v":0},{"$f":"'Energy Consumption'!$G$851","v":0},{"$f":"'Energy Consumption'!$G$852","v":0},{"$f":"'Energy Consumption'!$G$933","v":0},{"$f":"'Energy Consumption'!$G$934","v":0},{"$f":"'Energy Consumption'!$G$1015","v":0},{"$f":"'Energy Consumption'!$G$1016","v":0},{"$f":"'Energy Consumption'!$G$1097","v":0},{"$f":"'Energy Consumption'!$G$1098","v":0},{"$f":"'Energy Consumption'!$G$1179","v":0},{"$f":"'Energy Consumption'!$G$1180","v":0},{"$f":"'Energy Consumption'!$G$1261","v":0},{"$f":"'Energy Consumption'!$G$1262","v":0},{"$f":"'Energy Consumption'!$G$1343","v":0},{"$f":"'Energy Consumption'!$G$1344","v":0},{"$f":"'Energy Consumption'!$G$1425","v":0},{"$f":"'Energy Consumption'!$G$1426","v":0},{"$f":"'Energy Consumption'!$G$1507","v":0},{"$f":"'Energy Consumption'!$G$1508","v":0},{"$f":"'Energy Consumption'!$G$1589","v":0},{"$f":"'Energy Consumption'!$G$1590","v":0}]
["2029-05-01",0,0,0,0,0,0,{"$f":"'Relevant Variables'!$H$31","v":0},{"$f":"'Relevant Variables'!$H$61","v":0},{"$f":"'Relevant Variables'!$H$91","v":0},{"$f":"'Relevant Variables'!$H$121","v":0},{"$f":"'Relevant Variables'!$H$151","v":0},{"$f":"'Relevant Variables'!$H$181","v":0},{"$f":"'Relevant Variables'!$H$211","v":0},{"$f":"'Relevant Variables'!$H$241","v":0},{"$f":"'Relevant Variables'!$H$271","v":0},{"$f":"'Relevant Variables'!$H$301","v":0},{"$f":"'Relevant Variables'!$H$331","v":0},{"$f":"'Relevant Variables'!$H$361","v":0},{"$f":"'Relevant Variables'!$H$391","v":0},{"$f":"'Relevant Variables'!$H$421","v":0},{"$f":"'Relevant Variables'!$H$451","v":0},{"$f":"'Relevant Variables'!$H$481","v":0},{"$f":"'Relevant Variables'!$H$511","v":0},{"$f":"'Relevant Variables'!$H$541","v":0},{"$f":"'Relevant Variables'!$H$571","v":0},{"$f":"'Relevant Variables'!$H$601","v":0},null,false,null,null,125,{"$f":"'Energy Consumption'!$H$31","v":0},{"$f":"'Energy Consumption'!$H$32","v":0},{"$f":"'Energy Consumption'!$H$113","v":0},{"$f":"'Energy Consumption'!$H$114","v":0},{"$f":"'Energy Consumption'!$H$195","v":0},{"$f":"'Energy Consumption'!$H$196","v":0},{"$f":"'Energy Consumption'!$H$277","v":0},{"$f":"'Energy Consumption'!$H$278","v":0},{"$f":"'Energy Consumption'!$H$359","v":0},{"$f":"'Energy Consumption'!$H$360","v":0},{"$f":"'Energy Consumption'!$H$441","v":0},{"$f":"'Energy Consumption'!$H$442","v":0},{"$f":"'Energy Consumption'!$H$523","v":0},{"$f":"'Energy Consumption'!$H$524","v":0},{"$f":"'Energy Consumption'!$H$605","v":0},{"$f":"'Energy Consumption'!$H$606","v":0},{"$f":"'Energy Consumption'!$H$687","v":0},{"$f":"'Energy Consumption'!$H$688","v":0},{"$f":"'Energy Consumption'!$H$769","v":0},{"$f":"'Energy Consumption'!$H$770","v":0},{"$f":"'Energy Consumption'!$H$851","v":0},{"$f":"'Energy Consumption'!$H$852","v":0},{"$f":"'Energy Consumption'!$H$933","v":0},{"$f":"'Energy Consumption'!$H$934","v":0},{"$f":"'Energy Consumption'!$H$1015","v":0},{"$f":"'Energy Consumption'!$H$1016","v":0},{"$f":"'Energy Consumption'!$H$1097","v":0},{"$f":"'Energy Consumption'!$H$1098","v":0},{"$f":"'Energy Consumption'!$H$1179","v":0},{"$f":"'Energy Consumption'!$H$1180","v":0},{"$f":"'Energy Consumption'!$H$1261","v":0},{"$f":"'Energy Consumption'!$H$1262","v":0},{"$f":"'Energy Consumption'!$H$1343","v":0},{"$f":"'Energy Consumption'!$H$1344","v":0},{"$f":"'Energy Consumption'!$H$1425","v":0},{"$f":"'Energy Consumption'!$H$1426","v":0},{"$f":"'Energy Consumption'!$H$1507","v":0},{"$f":"'Energy Consumption'!$H$1508","v":0},{"$f":"'Energy Consumption'!$H$1589","v":0},{"$f":"'Energy Consumption'!$H$1590","v":0}]
["2029-06-01",0,0,0,0,0,0,{"$f":"'Relevant Variables'!$I$31","v":0},{"$f":"'Relevant Variables'!$I$61","v":0},{"$f":"'Relevant Variables'!$I$91","v":0},{"$f":"'Relevant Variables'!$I$121","v":0},{"$f":"'Relevant Variables'!$I$151","v":0},{"$f":"'Relevant Variables'!$I$181","v":0},{"$f":"'Relevant Variables'!$I$211","v":0},{"$f":"'Relevant Variables'!$I$241","v":0},{"$f":"'Relevant Variables'!$I$271","v":0},{"$f":"'Relevant Variables'!$I$301","v":0},{"$f":"'Relevant Variables'!$I$331","v":0},{"$f":"'Relevant Variables'!$I$361","v":0},{"$f":"'Relevant Variables'!$I$391","v":0},{"$f":"'Relevant Variables'!$I$421","v":0},{"$f":"'Relevant Variables'!$I$451","v":0},{"$f":"'Relevant Variables'!$I$481","v":0},{"$f":"'Relevant Variables'!$I$511","v":0},{"$f":"'Relevant Variables'!$I$541","v":0},{"$f":"'Relevant Variables'!$I$571","v":0},{"$f":"'Relevant Variables'!$I$601","v":0},null,false,null,null,126,{"$f":"'Energy Consumption'!$I$31","v":0},{"$f":"'Energy Consumption'!$I$32","v":0},{"$f":"'Energy Consumption'!$I$113","v":0},{"$f":"'Energy Consumption'!$I$114","v":0},{"$f":"'Energy Consumption'!$I$195","v":0},{"$f":"'Energy Consumption'!$I$196","v":0},{"$f":"'Energy Consumption'!$I$277","v":0},{"$f":"'Energy Consumption'!$I$278","v":0},{"$f":"'Energy Consumption'!$I$359","v":0},{"$f":"'Energy Consumption'!$I$360","v":0},{"$f":"'Energy Consumption'!$I$441","v":0},{"$f":"'Energy Consumption'!$I$442","v":0},{"$f":"'Energy Consumption'!$I$523","v":0},{"$f":"'Energy Consumption'!$I$524","v":0},{"$f":"'Energy Consumption'!$I$605","v":0},{"$f":"'Energy Consumption'!$I$606","v":0},{"$f":"'Energy Consumption'!$I$687","v":0},{"$f":"'Energy Consumption'!$I$688","v":0},{"$f":"'Energy Consumption'!$I$769","v":0},{"$f":"'Energy Consumption'!$I$770","v":0},{"$f":"'Energy Consumption'!$I$851","v":0},{"$f":"'Energy Consumption'!$I$852","v":0},{"$f":"'Energy Consumption'!$I$933","v":0},{"$f":"'Energy Consumption'!$I$934","v":0},{"$f":"'Energy Consumption'!$I$1015","v":0},{"$f":"'Energy Consumption'!$I$1016","v":0},{"$f":"'Energy Consumption'!$I$1097","v":0},{"$f":"'Energy Consumption'!$I$1098","v":0},{"$f":"'Energy Consumption'!$I$1179","v":0},{"$f":"'Energy Consumption'!$I$1180","v":0},{"$f":"'Energy Consumption'!$I$1261","v":0},{"$f":"'Energy Consumption'!$I$1262","v":0},{"$f":"'Energy Consumption'!$I$1343","v":0},{"$f":"'Energy Consumption'!$I$1344","v":0},{"$f":"'Energy Consumption'!$I$1425","v":0},{"$f":"'Energy Consumption'!$I$1426","v":0},{"$f":"'Energy Consumption'!$I$1507","v":0},{"$f":"'Energy Consumption'!$I$1508","v":0},{"$f":"'Energy Consumption'!$I$1589","v":0},{"$f":"'Energy Consumption'!$I$1590","v":0}]
["2029-07-01",0,0,0,0,0,0,{"$f":"'Relevant Variables'!$J$31","v":0},{"$f":"'Relevant Variables'!$J$61","v":0},{"$f":"'Relevant Variables'!$J$91","v":0},{"$f":"'Relevant Variables'!$J$121","v":0},{"$f":"'Relevant Variables'!$J$151","v":0},{"$f":"'Relevant Variables'!$J$181","v":0},{"$f":"'Relevant Variables'!$J$211","v":0},{"$f":"'Relevant Variables'!$J$241","v":0},{"$f":"'Relevant Variables'!$J$271","v":0},{"$f":"'Relevant Variables'!$J$301","v":0},{"$f":"'Relevant Variables'!$J$331","v":0},{"$f":"'Relevant Variables'!$J$361","v":0},{"$f":"'Relevant Variables'!$J$391","v":0},{"$f":"'Relevant Variables'!$J$421","v":0},{"$f":"'Relevant Variables'!$J$451","v":0},{"$f":"'Relevant Variables'!$J$481","v":0},{"$f":"'Relevant Variables'!$J$511","v":0},{"$f":"'Relevant Variables'!$J$541","v":0},{"$f":"'Relevant Variables'!$J$571","v":0},{"$f":"'Relevant Variables'!$J$601","v":0},null,false,null,null,127,{"$f":"'Energy Consumption'!$J$31","v":0},{"$f":"'Energy Consumption'!$J$32","v":0},{"$f":"'Energy Consumption'!$J$113","v":0},{"$f":"'Energy Consumption'!$J$114","v":0},{"$f":"'Energy Consumption'!$J$195","v":0},{"$f":"'Energy Consumption'!$J$196","v":0},{"$f":"'Energy Consumption'!$J$277","v":0},{"$f":"'Energy Consumption'!$J$278","v":0},{"$f":"'Energy Consumption'!$J$359","v":0},{"$f":"'Energy Consumption'!$J$360","v":0},{"$f":"'Energy Consumption'!$J$441","v":0},{"$f":"'Energy Consumption'!$J$442","v":0},{"$f":"'Energy Consumption'!$J$523","v":0},{"$f":"'Energy Consumption'!$J$524","v":0},{"$f":"'Energy Consumption'!$J$605","v":0},{"$f":"'Energy Consumption'!$J$606","v":0},{"$f":"'Energy Consumption'!$J$687","v":0},{"$f":"'Energy Consumption'!$J$688","v":0},{"$f":"'Energy Consumption'!$J$769","v":0},{"$f":"'Energy Consumption'!$J$770","v":0},{"$f":"'Energy Consumption'!$J$851","v":0},{"$f":"'Energy Consumption'!$J$852","v":0},{"$f":"'Energy Consumption'!$J$933","v":0},{"$f":"'Energy Consumption'!$J$934","v":0},{"$f":"'Energy Consumption'!$J$1015","v":0},{"$f":"'Energy Consumption'!$J$1016","v":0},{"$f":"'Energy Consumption'!$J$1097","v":0},{"$f":"'Energy Consumption'!$J$1098","v":0},{"$f":"'Energy Consumption'!$J$1179","v":0},{"$f":"'Energy Consumption'!$J$1180","v":0},{"$f":"'Energy Consumption'!$J$1261","v":0},{"$f":"'Energy Consumption'!$J$1262","v":0},{"$f":"'Energy Consumption'!$J$1343","v":0},{"$f":"'Energy Consumption'!$J$1344","v":0},{"$f":"'Energy Consumption'!$J$1425","v":0},{"$f":"'Energy Consumption'!$J$1426","v":0},{"$f":"'Energy Consumption'!$J$1507","v":0},{"$f":"'Energy Consumption'!$J$1508","v":0},{"$f":"'Energy Consumption'!$J$1589","v":0},{"$f":"'Energy Consumption'!$J$1590","v":0}]
["2029-08-01",0,0,0,0,0,0,{"$f":"'Relevant Variables'!$K$31","v":0},{"$f":"'Relevant Variables'!$K$61","v":0},{"$f":"'Relevant Variables'!$K$91","v":0},{"$f":"'Relevant Variables'!$K$121","v":0},{"$f":"'Relevant Variables'!$K$151","v":0},{"$f":"'Relevant Variables'!$K$181","v":0},{"$f":"'Relevant Variables'!$K$211","v":0},{"$f":"'Relevant Variables'!$K$241","v":0},{"$f":"'Relevant Variables'!$K$271","v":0},{"$f":"'Relevant Variables'!$K$301","v":0},{"$f":"'Relevant Variables'!$K$331","v":0},{"$f":"'Relevant Variables'!$K$361","v":0},{"$f":"'Relevant Variables'!$K$391","v":0},{"$f":"'Relevant Variables'!$K$421","v":0},{"$f":"'Relevant Variables'!$K$451","v":0},{"$f":"'Relevant Variables'!$K$481","v":0},{"$f":"'Relevant Variables'!$K$511","v":0},{"$f":"'Relevant Variables'!$K$541","v":0},{"$f":"'Relevant Variables'!$K$571","v":0},{"$f":"'Relevant Variables'!$K$601","v":0},null,false,null,null,128,{"$f":"'Energy Consumption'!$K$31","v":0},{"$f":"'Energy Consumption'!$K$32","v":0},{"$f":"'Energy Consumption'!$K$113","v":0},{"$f":"'Energy Consumption'!$K$114","v":0},{"$f":"'Energy Consumption'!$K$195","v":0},{"$f":"'Energy Consumption'!$K$196","v":0},{"$f":"'Energy Consumption'!$K$277","v":0},{"$f":"'Energy Consumption'!$K$278","v":0},{"$f":"'Energy Consumption'!$K$359","v":0},{"$f":"'Energy Consumption'!$K$360","v":0},{"$f":"'Energy Consumption'!$K$441","v":0},{"$f":"'Energy Consumption'!$K$442","v":0},{"$f":"'Energy Consumption'!$K$523","v":0},{"$f":"'Energy Consumption'!$K$524","v":0},{"$f":"'Energy Consumption'!$K$605","v":0},{"$f":"'Energy Consumption'!$K$606","v":0},{"$f":"'Energy Consumption'!$K$687","v":0},{"$f":"'Energy Consumption'!$K$688","v":0},{"$f":"'Energy Consumption'!$K$769","v":0},{"$f":"'Energy Consumption'!$K$770","v":0},{"$f":"'Energy Consumption'!$K$851","v":0},{"$f":"'Energy Consumption'!$K$852","v":0},{"$f":"'Energy Consumption'!$K$933","v":0},{"$f":"'Energy Consumption'!$K$934","v":0},{"$f":"'Energy Consumption'!$K$1015","v":0},{"$f":"'Energy Consumption'!$K$1016","v":0},{"$f":"'Energy Consumption'!$K$1097","v":0},{"$f":"'Energy Consumption'!$K$1098","v":0},{"$f":"'Energy Consumption'!$K$1179","v":0},{"$f":"'Energy Consumption'!$K$1180","v":0},{"$f":"'Energy Consumption'!$K$1261","v":0},{"$f":"'Energy Consumption'!$K$1262","v":0},{"$f":"'Energy Consumption'!$K$1343","v":0},{"$f":"'Energy Consumption'!$K$1344","v":0},{"$f":"'Energy Consumption'!$K$1425","v":0},{"$f":"'Energy Consumption'!$K$1426","v":0},{"$f":"'Energy Consumption'!$K$1507","v":0},{"$f":"'Energy Consumption'!$K$1508","v":0},{"$f":"'Energy Consumption'!$K$1589","v":0},{"$f":"'Energy Consumption'!$K$1590","v":0}]
["2029-09-01",0,0,0,0,0,0,{"$f":"'Relevant Variables'!$L$31","v":0},{"$f":"'Relevant Variables'!$L$61","v":0},{"$f":"'Relevant Variables'!$L$91","v":0},{"$f":"'Relevant Variables'!$L$121","v":0},{"$f":"'Relevant Variables'!$L$151","v":0},{"$f":"'Relevant Variables'!$L$181","v":0},{"$f":"'Relevant Variables'!$L$211","v":0},{"$f":"'Relevant Variables'!$L$241","v":0},{"$f":"'Relevant Variables'!$L$271","v":0},{"$f":"'Relevant Variables'!$L$301","v":0},{"$f":"'Relevant Variables'!$L$331","v":0},{"$f":"'Relevant Variables'!$L$361","v":0},{"$f":"'Relevant Variables'!$L$391","v":0},{"$f":"'Relevant Variables'!$L$421","v":0},{"$f":"'Relevant Variables'!$L$451","v":0},{"$f":"'Relevant Variables'!$L$481","v":0},{"$f":"'Relevant Variables'!$L$511","v":0},{"$f":"'Relevant Variables'!$L$541","v":0},{"$f":"'Relevant Variables'!$L$571","v":0},{"$f":"'Relevant Variables'!$L$601","v":0},null,false,null,null,129,{"$f":"'Energy Consumption'!$L$31","v":0},{"$f":"'Energy Consumption'!$L$32","v":0},{"$f":"'Energy Consumption'!$L$113","v":0},{"$f":"'Energy Consumption'!$L$114","v":0},{"$f":"'Energy Consumption'!$L$195","v":0},{"$f":"'Energy Consumption'!$L$196","v":0},{"$f":"'Energy Consumption'!$L$277","v":0},{"$f":"'Energy Consumption'!$L$278","v":0},{"$f":"'Energy Consumption'!$L$359","v":0},{"$f":"'Energy Consumption'!$L$360","v":0},{"$f":"'Energy Consumption'!$L$441","v":0},{"$f":"'Energy Consumption'!$L$442","v":0},{"$f":"'Energy Consumption'!$L$523","v":0},{"$f":"'Energy Consumption'!$L$524","v":0},{"$f":"'Energy Consumption'!$L$605","v":0},{"$f":"'Energy Consumption'!$L$606","v":0},{"$f":"'Energy Consumption'!$L$687","v":0},{"$f":"'Energy Consumption'!$L$688","v":0},{"$f":"'Energy Consumption'!$L$769","v":0},{"$f":"'Energy Consumption'!$L$770","v":0},{"$f":"'Energy Consumption'!$L$851","v":0},{"$f":"'Energy Consumption'!$L$852","v":0},{"$f":"'Energy Consumption'!$L$933","v":0},{"$f":"'Energy Consumption'!$L$934","v":0},{"$f":"'Energy Consumption'!$L$1015","v":0},{"$f":"'Energy Consumption'!$L$1016","v":0},{"$f":"'Energy Consumption'!$L$1097","v":0},{"$f":"'Energy Consumption'!$L$1098","v":0},{"$f":"'Energy Consumption'!$L$1179","v":0},{"$f":"'Energy Consumption'!$L$1180","v":0},{"$f":"'Energy Consumption'!$L$1261","v":0},{"$f":"'Energy Consumption'!$L$1262","v":0},{"$f":"'Energy Consumption'!$L$1343","v":0},{"$f":"'Energy Consumption'!$L$1344","v":0},{"$f":"'Energy Consumption'!$L$1425","v":0},{"$f":"'Energy Consumption'!$L$1426","v":0},{"$f":"'Energy Consumption'!$L$1507","v":0},{"$f":"'Energy Consumption'!$L$1508","v":0},{"$f":"'Energy Consumption'!$L$1589","v":0},{"$f":"'Energy Consumption'!$L$1590","v":0}]
["2029-10-01",0,0,0,0,0,0,{"$f":"'Relevant Variables'!$M$31","v":0},{"$f":"'Relevant Variables'!$M$61","v":0},{"$f":"'Relevant Variables'!$M$91","v":0},{"$f":"'Relevant Variables'!$M$121","v":0},{"$f":"'Relevant Variables'!$M$151","v":0},{"$f":"'Relevant Variables'!$M$181","v":0},{"$f":"'Relevant Variables'!$M$211","v":0},{"$f":"'Relevant Variables'!$M$241","v":0},{"$f":"'Relevant Variables'!$M$271","v":0},{"$f":"'Relevant Variables'!$M$301","v":0},{"$f":"'Relevant Variables'!$M$331","v":0},{"$f":"'Relevant Variables'!$M$361","v":0},{"$f":"'Relevant Variables'!$M$391","v":0},{"$f":"'Relevant Variables'!$M$421","v":0},{"$f":"'Relevant Variables'!$M$451","v":0},{"$f":"'Relevant Variables'!$M$481","v":0},{"$f":"'Relevant Variables'!$M$511","v":0},{"$f":"'Relevant Variables'!$M$541","v":0},{"$f":"'Relevant Variables'!$M$571","v":0},{"$f":"'Relevant Variables'!$M$601","v":0},null,false,null,null,130,{"$f":"'Energy Consumption'!$M$31","v":0},{"$f":"'Energy Consumption'!$M$32","v":0},{"$f":"'Energy Consumption'!$M$113","v":0},{"$f":"'Energy Consumption'!$M$114","v":0},{"$f":"'Energy Consumption'!$M$195","v":0},{"$f":"'Energy Consumption'!$M$196","v":0},{"$f":"'Energy Consumption'!$M$277","v":0},{"$f":"'Energy Consumption'!$M$278","v":0},{"$f":"'Energy Consumption'!$M$359","v":0},{"$f":"'Energy Consumption'!$M$360","v":0},{"$f":"'Energy Consumption'!$M$441","v":0},{"$f":"'Energy Consumption'!$M$442","v":0},{"$f":"'Energy Consumption'!$M$523","v":0},{"$f":"'Energy Consumption'!$M$524","v":0},{"$f":"'Energy Consumption'!$M$605","v":0},{"$f":"'Energy Consumption'!$M$606","v":0},{"$f":"'Energy Consumption'!$M$687","v":0},{"$f":"'Energy Consumption'!$M$688","v":0},{"$f":"'Energy Consumption'!$M$769","v":0},{"$f":"'Energy Consumption'!$M$770","v":0},{"$f":"'Energy Consumption'!$M$851","v":0},{"$f":"'Energy Consumption'!$M$852","v":0},{"$f":"'Energy Consumption'!$M$933","v":0},{"$f":"'Energy Consumption'!$M$934","v":0},{"$f":"'Energy Consumption'!$M$1015","v":0},{"$f":"'Energy Consumption'!$M$1016","v":0},{"$f":"'Energy Consumption'!$M$1097","v":0},{"$f":"'Energy Consumption'!$M$1098","v":0},{"$f":"'Energy Consumption'!$M$1179","v":0},{"$f":"'Energy Consumption'!$M$1180","v":0},{"$f":"'Energy Consumption'!$M$1261","v":0},{"$f":"'Energy Consumption'!$M$1262","v":0},{"$f":"'Energy Consumption'!$M$1343","v":0},{"$f":"'Energy Consumption'!$M$1344","v":0},{"$f":"'Energy Consumption'!$M$1425","v":0},{"$f":"'Energy Consumption'!$M$1426","v":0},{"$f":"'Energy Consumption'!$M$1507","v":0},{"$f":"'Energy Consumption'!$M$1508","v":0},{"$f":"'Energy Consumption'!$M$1589","v":0},{"$f":"'Energy Consumption'!$M$1590","v":0}]
["2029-11-01",0,0,0,0,0,0,{"$f":"'Relevant Variables'!$N$31","v":0},{"$f":"'Relevant Variables'!$N$61","v":0},{"$f":"'Relevant Variables'!$N$91","v":0},{"$f":"'Relevant Variables'!$N$121","v":0},{"$f":"'Relevant Variables'!$N$151","v":0},{"$f":"'Relevant Variables'!$N$181","v":0},{"$f":"'Relevant Variables'!$N$211","v":0},{"$f":"'Relevant Variables'!$N$241","v":0},{"$f":"'Relevant Variables'!$N$271","v":0},{"$f":"'Relevant Variables'!$N$301","v":0},{"$f":"'Relevant Variables'!$N$331","v":0},{"$f":"'Relevant Variables'!$N$361","v":0},{"$f":"'Relevant Variables'!$N$391","v":0},{"$f":"'Relevant Variables'!$N$421","v":0},{"$f":"'Relevant Variables'!$N$451","v":0},{"$f":"'Relevant Variables'!$N$481","v":0},{"$f":"'Relevant Variables'!$N$511","v":0},{"$f":"'Relevant Variables'!$N$541","v":0},{"$f":"'Relevant Variables'!$N$571","v":0},{"$f":"'Relevant Variables'!$N$601","v":0},null,false,null,null,131,{"$f":"'Energy Consumption'!$N$31","v":0},{"$f":"'Energy Consumption'!$N$32","v":0},{"$f":"'Energy Consumption'!$N$113","v":0},{"$f":"'Energy Consumption'!$N$114","v":0},{"$f":"'Energy Consumption'!$N$195","v":0},{"$f":"'Energy Consumption'!$N$196","v":0},{"$f":"'Energy Consumption'!$N$277","v":0},{"$f":"'Energy Consumption'!$N$278","v":0},{"$f":"'Energy Consumption'!$N$359","v":0},{"$f":"'Energy Consumption'!$N$360","v":0},{"$f":"'Energy Consumption'!$N$441","v":0},{"$f":"'Energy Consumption'!$N$442","v":0},{"$f":"'Energy Consumption'!$N$523","v":0},{"$f":"'Energy Consumption'!$N$524","v":0},{"$f":"'Energy Consumption'!$N$605","v":0},{"$f":"'Energy Consumption'!$N$606","v":0},{"$f":"'Energy Consumption'!$N$687","v":0},{"$f":"'Energy Consumption'!$N$688","v":0},{"$f":"'Energy Consumption'!$N$769","v":0},{"$f":"'Energy Consumption'!$N$770","v":0},{"$f":"'Energy Consumption'!$N$851","v":0},{"$f":"'Energy Consumption'!$N$852","v":0},{"$f":"'Energy Consumption'!$N$933","v":0},{"$f":"'Energy Consumption'!$N$934","v":0},{"$f":"'Energy Consumption'!$N$1015","v":0},{"$f":"'Energy Consumption'!$N$1016","v":0},{"$f":"'Energy Consumption'!$N$1097","v":0},{"$f":"'Energy Consumption'!$N$1098","v":0},{"$f":"'Energy Consumption'!$N$1179","v":0},{"$f":"'Energy Consumption'!$N$1180","v":0},{"$f":"'Energy Consumption'!$N$1261","v":0},{"$f":"'Energy Consumption'!$N$1262","v":0},{"$f":"'Energy Consumption'!$N$1343","v":0},{"$f":"'Energy Consumption'!$N$1344","v":0},{"$f":"'Energy Consumption'!$N$1425","v":0},{"$f":"'Energy Consumption'!$N$1426","v":0},{"$f":"'Energy Consumption'!$N$1507","v":0},{"$f":"'Energy Consumption'!$N$1508","v":0},{"$f":"'Energy Consumption'!$N$1589","v":0},{"$f":"'Energy Consumption'!$N$1590","v":0}]
["2029-12-01",0,0,0,0,0,0,{"$f":"'Relevant Variables'!$O$31","v":0},{"$f":"'Relevant Variables'!$O$61","v":0},{"$f":"'Relevant Variables'!$O$91","v":0},{"$f":"'Relevant Variables'!$O$121","v":0},{"$f":"'Relevant Variables'!$O$151","v":0},{"$f":"'Relevant Variables'!$O$181","v":0},{"$f":"'Relevant Variables'!$O$211","v":0},{"$f":"'Relevant Variables'!$O$241","v":0},{"$f":"'Relevant Variables'!$O$271","v":0},{"$f":"'Relevant Variables'!$O$301","v":0},{"$f":"'Relevant Variables'!$O$331","v":0},{"$f":"'Relevant Variables'!$O$361","v":0},{"$f":"'Relevant Variables'!$O$391","v":0},{"$f":"'Relevant Variables'!$O$421","v":0},{"$f":"'Relevant Variables'!$O$451","v":0},{"$f":"'Relevant Variables'!$O$481","v":0},{"$f":"'Relevant Variables'!$O$511","v":0},{"$f":"'Relevant Variables'!$O$541","v":0},{"$f":"'Relevant Variables'!$O$571","v":0},{"$f":"'Relevant Variables'!$O$601","v":0},null,false,null,null,132,{"$f":"'Energy Consumption'!$O$31","v":0},{"$f":"'Energy Consumption'!$O$32","v":0},{"$f":"'Energy Consumption'!$O$113","v":0},{"$f":"'Energy Consumption'!$O$114","v":0},{"$f":"'Energy Consumption'!$O$195","v":0},{"$f":"'Energy Consumption'!$O$196","v":0},{"$f":"'Energy Consumption'!$O$277","v":0},{"$f":"'Energy Consumption'!$O$278","v":0},{"$f":"'Energy Consumption'!$O$359","v":0},{"$f":"'Energy Consumption'!$O$360","v":0},{"$f":"'Energy Consumption'!$O$441","v":0},{"$f":"'Energy Consumption'!$O$442","v":0},{"$f":"'Energy Consumption'!$O$523","v":0},{"$f":"'Energy Consumption'!$O$524","v":0},{"$f":"'Energy Consumption'!$O$605","v":0},{"$f":"'Energy Consumption'!$O$606","v":0},{"$f":"'Energy Consumption'!$O$687","v":0},{"$f":"'Energy Consumption'!$O$688","v":0},{"$f":"'Energy Consumption'!$O$769","v":0},{"$f":"'Energy Consumption'!$O$770","v":0},{"$f":"'Energy Consumption'!$O$851","v":0},{"$f":"'Energy Consumption'!$O$852","v":0},{"$f":"'Energy Consumption'!$O$933","v":0},{"$f":"'Energy Consumption'!$O$934","v":0},{"$f":"'Energy Consumption'!$O$1015","v":0},{"$f":"'Energy Consumption'!$O$1016","v":0},{"$f":"'Energy Consumption'!$O$1097","v":0},{"$f":"'Energy Consumption'!$O$1098","v":0},{"$f":"'Energy Consumption'!$O$1179","v":0},{"$f":"'Energy Consumption'!$O$1180","v":0},{"$f":"'Energy Consumption'!$O$1261","v":0},{"$f":"'Energy Consumption'!$O$1262","v":0},{"$f":"'Energy Consumption'!$O$1343","v":0},{"$f":"'Energy Consumption'!$O$1344","v":0},{"$f":"'Energy Consumption'!$O$1425","v":0},{"$f":"'Energy Consumption'!$O$1426","v":0},{"$f":"'Energy Consumption'!$O$1507","v":0},{"$f":"'Energy Consumption'!$O$1508","v":0},{"$f":"'Energy Consumption'!$O$1589","v":0},{"$f":"'Energy Consumption'!$O$1590","v":0}]
[]
[]
[null,null,null,null,null,null,null,null,null,null,null,null,null,null,null,null,null,null,null,null,null,null,null,null,null,null,null,null,null,null,null,{"$f":"FirstYear","v":2005},{"$f":"SUM(AG10:AG21)","v":0},0,0,0,0,0,0,0,0,0,0,0,0,0,0,0,0,0,0,0,0,0,0,0,0,0,0,0,0,0,0,0,0,0,0,0,0,0,0,0]
[null,null,null,null,null,null,null,null,null,null,null,null,null,null,null,null,null,null,null,null,null,null,null,null,null,null,null,null,null,null,null,{"$f":"AF312+1","v":2006},{"$f":"SUM(AG22:AG33)","v":0},0,0,0,0,0,0,0,0,0,0,0,0,0,0,0,0,0,0,0,0,0,0,0,0,0,0,0,0,0,0,0,0,0,0,0,0,0,0,0]
[null,null,null,null,null,null,null,null,null,null,null,null,null,null,null,null,null,null,null,null,null,null,null,null,null,null,null,null,null,null,null,{"$f":"AF313+1","v":2007},{"$f":"SUM(AG34:AG45)","v":0},0,0,0,0,0,0,0,0,0,0,0,0,0,0,0,0,0,0,0,0,0,0,0,0,0,0,0,0,0,0,0,0,0,0,0,0,0,0,0]
[null,null,null,null,null,null,null,null,null,null,null,null,null,null,null,null,null,null,null,null,null,null,null,null,null,null,null,null,null,null,null,2008,{"$f":"SUM(AG46:AG57)","v":0},0,0,0,0,0,0,0,0,0,0,0,0,0,0,0,0,0,0,0,0,0,0,0,0,0,0,0,0,0,0,0,0,0,0,0,0,0,0,0]
[null,null,null,null,null,null,null,null,null,null,null,null,null,null,null,null,null,null,null,null,null,null,null,null,null,null,null,null,null,null,null,2009,{"$f":"SUM(AG58:AG69)","v":0},0,0,0,0,0,0,0,0,0,0,0,0,0,0,0,0,0,0,0,0,0,0,0,0,0,0,0,0,0,0,0,0,0,0,0,0,0,0,0]
[null,null,null,null,null,null,null,null,null,null,null,null,null,null,null,null,null,null,null,null,null,null,null,null,null,null,null,null,null,null,null,2010,{"$f":"SUM(AG70:AG81)","v":0},0,0,0,0,0,0,0,0,0,0,0,0,0,0,0,0,0,0,0,0,0,0,0,0,0,0,0,0,0,0,0,0,0,0,0,0,0,0,0]
[null,null,null,null,null,null,null,null,null,null,null,null,null,null,null,null,null,null,null,null,null,null,null,null,null,null,null,null,null,null,null,2011,{"$f":"SUM(AG82:AG93)","v":0},0,0,0,0,0,0,0,0,0,0,0,0,0,0,0,0,0,0,0,0,0,0,0,0,0,0,0,0,0,0,0,0,0,0,0,0,0,0,0]
[null,null,null,null,null,null,null,null,null,null,null,null,null,null,null,null,null,null,null,null,null,null,null,null,null,null,null,null,null,null,null,2012,{"$f":"SUM(AG94:AG105)","v":0},0,0,0,0,0,0,0,0,0,0,0,0,0,0,0,0,0,0,0,0,0,0,0,0,0,0,0,0,0,0,0,0,0,0,0,0,0,0,0]
[null,null,null,null,null,null,null,null,null,null,null,null,null,null,null,null,null,null,null,null,null,null,null,null,null,null,null,null,null,null,null,2013,{"$f":"SUM(AG106:AG117)","v":223794.55},1284109,106371.73,11441.3,0,0,0,0,0,0,0,0,0,0,0,0,0,0,0,0,0,0,0,0,0,0,0,0,0,0,0,0,0,0,0,0,0,0,0,0]
[null,null,null,null,null,null,null,null,null,null,null,null,null,null,null,null,null,null,null,null,null,null,null,null,null,null,null,null,null,null,null,2014,{"$f":"SUM(AG118:AG129)","v":233670.44},1270039,107635.23999999999,9228.7999999999993,0,0,0,0,0,0,0,0,0,0,0,0,0,0,0,0,0,0,0,0,0,0,0,0,0,0,0,0,0,0,0,0,0,0,0,0]
[null,null,null,null,null,null,null,null,null,null,null,null,null,null,null,null,null,null,null,null,null,null,null,null,null,null,null,null,null,null,null,2015,{"$f":"SUM(AG130:AG141)","v":236186.81000000003},1310564,113194.2,7755.9000000000015,0,0,0,0,0,0,0,0,0,0,0,0,0,0,0,0,0,0,0,0,0,0,0,0,0,0,0,0,0,0,0,0,0,0,0,0]
[null,null,null,null,null,null,null,null,null,null,null,null,null,null,null,null,null,null,null,null,null,null,null,null,null,null,null,null,null,null,null,2016,{"$f":"SUM(AG142:AG153)","v":0},0,0,0,0,0,0,0,0,0,0,0,0,0,0,0,0,0,0,0,0,0,0,0,0,0,0,0,0,0,0,0,0,0,0,0,0,0,0,0]
[null,null,null,null,null,null,null,null,null,null,null,null,null,null,null,null,null,null,null,null,null,null,null,null,null,null,null,null,null,null,null,2017,{"$f":"SUM(AG154:AG165)","v":0},0,0,0,0,0,0,0,0,0,0,0,0,0,0,0,0,0,0,0,0,0,0,0,0,0,0,0,0,0,0,0,0,0,0,0,0,0,0,0]
[null,null,null,null,null,null,null,null,null,null,null,null,null,null,null,null,null,null,null,null,null,null,null,null,null,null,null,null,null,null,null,2018,{"$f":"SUM(AG166:AG177)","v":0},0,0,0,0,0,0,0,0,0,0,0,0,0,0,0,0,0,0,0,0,0,0,0,0,0,0,0,0,0,0,0,0,0,0,0,0,0,0,0]
[null,null,null,null,null,null,null,null,null,null,null,null,null,null,null,null,null,null,null,null,null,null,null,null,null,null,null,null,null,null,null,2019,{"$f":"SUM(AG178:AG189)","v":0},0,0,0,0,0,0,0,0,0,0,0,0,0,0,0,0,0,0,0,0,0,0,0,0,0,0,0,0,0,0,0,0,0,0,0,0,0,0,0]
[null,null,null,null,null,null,null,null,null,null,null,null,null,null,null,null,null,null,null,null,null,null,null,null,null,null,null,null,null,null,null,2020,{"$f":"SUM(AG190:AG201)","v":0},0,0,0,0,0,0,0,0,0,0,0,0,0,0,0,0,0,0,0,0,0,0,0,0,0,0,0,0,0,0,0,0,0,0,0,0,0,0,0]
[null,null,null,null,null,null,null,null,null,null,null,null,null,null,null,null,null,null,null,null,null,null,null,null,null,null,null,null,null,null,null,2021,{"$f":"SUM(AG202:AG213)","v":0},0,0,0,0,0,0,0,0,0,0,0,0,0,0,0,0,0,0,0,0,0,0,0,0,0,0,0,0,0,0,0,0,0,0,0,0,0,0,0]
[null,null,null,null,null,null,null,null,null,null,null,null,null,null,null,null,null,null,null,null,null,null,null,null,null,null,null,null,null,null,null,2022,{"$f":"SUM(AG214:AG225)","v":0},0,0,0,0,0,0,0,0,0,0,0,0,0,0,0,0,0,0,0,0,0,0,0,0,0,0,0,0,0,0,0,0,0,0,0,0,0,0,0]
[null,null,null,null,null,null,null,null,null,null,null,null,null,null,null,null,null,null,null,null,null,null,null,null,null,null,null,null,null,null,null,2023,{"$f":"SUM(AG226:AG237)","v":0},0,0,0,0,0,0,0,0,0,0,0,0,0,0,0,0,0,0,0,0,0,0,0,0,0,0,0,0,0,0,0,0,0,0,0,0,0,0,0]
[null,null,null,null,null,null,null,null,null,null,null,null,null,null,null,null,null,null,null,null,null,null,null,null,null,null,null,null,null,null,null,2024,{"$f":"SUM(AG238:AG249)","v":0},0,0,0,0,0,0,0,0,0,0,0,0,0,0,0,0,0,0,0,0,0,0,0,0,0,0,0,0,0,0,0,0,0,0,0,0,0,0,0]
[null,null,null,null,null,null,null,null,null,null,null,null,null,null,null,null,null,null,null,null,null,null,null,null,null,null,null,null,null,null,null,2025,{"$f":"SUM(AG250:AG261)","v":0},0,0,0,0,0,0,0,0,0,0,0,0,0,0,0,0,0,0,0,0,0,0,0,0,0,0,0,0,0,0,0,0,0,0,0,0,0,0,0]
[null,null,null,null,null,null,null,null,null,null,null,null,null,null,null,null,null,null,null,null,null,null,null,null,null,null,null,null,null,null,null,2026,{"$f":"SUM(AG262:AG273)","v":0},0,0,0,0,0,0,0,0,0,0,0,0,0,0,0,0,0,0,0,0,0,0,0,0,0,0,0,0,0,0,0,0,0,0,0,0,0,0,0]
[null,null,null,null,null,null,null,null,null,null,null,null,null,null,null,null,null,null,null,null,null,null,null,null,null,null,null,null,null,null,null,2027,{"$f":"SUM(AG274:AG285)","v":0},0,0,0,0,0,0,0,0,0,0,0,0,0,0,0,0,0,0,0,0,0,0,0,0,0,0,0,0,0,0,0,0,0,0,0,0,0,0,0]
[null,null,null,null,null,null,null,null,null,null,null,null,null,null,null,null,null,null,null,null,null,null,null,null,null,null,null,null,null,null,null,2028,{"$f":"SUM(AG286:AG297)","v":0},0,0,0,0,0,0,0,0,0,0,0,0,0,0,0,0,0,0,0,0,0,0,0,0,0,0,0,0,0,0,0,0,0,0,0,0,0,0,0]
[null,null,null,null,null,null,null,null,null,null,null,null,null,null,null,null,null,null,null,null,null,null,null,null,null,null,null,null,null,null,null,2029,{"$f":"SUM(AG298:AG309)","v":0},0,0,0,0,0,0,0,0,0,0,0,0,0,0,0,0,0,0,0,0,0,0,0,0,0,0,0,0,0,0,0,0,0,0,0,0,0,0,0]
[]
[null,null,null,null,null,null,null,null,null,null,null,null,null,null,null,null,null,null,null,null,null,null,null,null,null,null,null,null,null,null,null,null,null,{"$f":"'Energy Consumption'!F28","v":"kWh site"},null,{"$f":"'Energy Consumption'!F110","v":"Dtherm"},null,{"$f":"'Energy Consumption'!F192","v":"none"},null,{"$f":"'Energy Consumption'!F274","v":"none"},null,{"$f":"'Energy Consumption'!F356","v":"none"},null,{"$f":"'Energy Consumption'!F438","v":"none"},null,{"$f":"'Energy Consumption'!F520","v":"none"},null,{"$f":"'Energy Consumption'!F602","v":"none"},null,{"$f":"'Energy Consumption'!F684","v":"none"},null,{"$f":"'Energy Consumption'!F766","v":"none"},null,{"$f":"'Energy Consumption'!F848","v":"none"},null,{"$f":"'Energy Consumption'!F930","v":"none"},null,{"$f":"'Energy Consumption'!F1012","v":"none"},null,{"$f":"'Energy Consumption'!F1094","v":"none"},null,{"$f":"'Energy Consumption'!F1176","v":"none"},null,{"$f":"'Energy Consumption'!F1258","v":"none"},null,{"$f":"'Energy Consumption'!F1340","v":"none"},null,{"$f":"'Energy Consumption'!F1422","v":"none"},null,{"$f":"'Energy Consumption'!F1504","v":"none"},null,{"$f":"'Energy Consumption'!F1586","v":"none"}]
[null,null,null,null,null,null,null,null,null,null,null,null,null,null,null,null,null,null,null,null,null,null,null,null,null,null,null,null,null,null,null,null,null,{"$f":"VLOOKUP(AH338, MMBtuConversions, 4,)","v":1.0228435049437436E-2},null,{"$f":"VLOOKUP(AJ338, MMBtuConversions, 4,)","v":1},null,{"$f":"VLOOKUP(AL338, MMBtuConversions, 4,)","v":0},null,{"$f":"VLOOKUP(AN338, MMBtuConversions, 4,)","v":0},null,{"$f":"VLOOKUP(AP338, MMBtuConversions, 4,)","v":0},null,{"$f":"VLOOKUP(AR338, MMBtuConversions, 4,)","v":0},null,{"$f":"VLOOKUP(AT338, MMBtuConversions, 4,)","v":0},null,{"$f":"VLOOKUP(AV338, MMBtuConversions, 4,)","v":0},null,{"$f":"VLOOKUP(AX338, MMBtuConversions, 4,)","v":0},null,{"$f":"VLOOKUP(AZ338, MMBtuConversions, 4,)","v":0},null,{"$f":"VLOOKUP(BB338, MMBtuConversions, 4,)","v":0},null,{"$f":"VLOOKUP(BD338, MMBtuConversions, 4,)","v":0},null,{"$f":"VLOOKUP(BF338, MMBtuConversions, 4,)","v":0},null,{"$f":"VLOOKUP(BH338, MMBtuConversions, 4,)","v":0},null,{"$f":"VLOOKUP(BJ338, MMBtuConversions, 4,)","v":0},null,{"$f":"VLOOKUP(BL338, MMBtuConversions, 4,)","v":0},null,{"$f":"VLOOKUP(BN338, MMBtuConversions, 4,)","v":0},null,{"$f":"VLOOKUP(BP338, MMBtuConversions, 4,)","v":0},null,{"$f":"VLOOKUP(BR338, MMBtuConversions, 4,)","v":0},null,{"$f":"VLOOKUP(BT338, MMBtuConversions, 4,)","v":0}]
[]
[null,null,null,null,null,null,null,null,null,null,null,null,null,null,null,null,null,null,null,null,null,null,null,null,null,null,null,null,null,null,{"$f":"SUM(AG341:BT341)","v":0},{"$f":"FirstYear","v":2005},null,{"$f":"AH312*AH$339","v":0},null,{"$f":"AJ312*AJ$339","v":0},null,{"$f":"AL312*AL$339","v":0},null,{"$f":"AN312*AN$339","v":0},null,{"$f":"AP312*AP$339","v":0},null,{"$f":"AR312*AR$339","v":0},null,{"$f":"AT312*AT$339","v":0},null,{"$f":"AV312*AV$339","v":0},null,{"$f":"AX312*AX$339","v":0},null,{"$f":"AZ312*AZ$339","v":0},null,{"$f":"BB312*BB$339","v":0},null,{"$f":"BD312*BD$339","v":0},null,{"$f":"BF312*BF$339","v":0},null,{"$f":"BH312*BH$339","v":0},null,{"$f":"BJ312*BJ$339","v":0},null,{"$f":"BL312*BL$339","v":0},null,{"$f":"BN312*BN$339","v":0},null,{"$f":"BP312*BP$339","v":0},null,{"$f":"BR312*BR$339","v":0},null,{"$f":"BT312*BT$339","v":0}]
[null,null,null,null,null,null,null,null,null,null,null,null,null,null,null,null,null,null,null,null,null,null,null,null,null,null,null,null,null,null,{"$f":"SUM(AG342:BT342)","v":0},{"$f":"AF341+1","v":2006},null,0,null,0,null,0,null,0,null,0,null,0,null,0,null,0,null,0,null,0,null,0,null,0,null,0,null,0,null,0,null,0,null,0,null,0,null,0,null,0]
[null,null,null,null,null,null,null,null,null,null,null,null,null,null,null,null,null,null,null,null,null,null,null,null,null,null,null,null,null,null,0,2007,null,0,null,0,null,0,null,0,null,0,null,0,null,0,null,0,null,0,null,0,null,0,null,0,null,0,null,0,null,0,null,0,null,0,null,0,null,0,null,0]
[null,null,null,null,null,null,null,null,null,null,null,null,null,null,null,null,null,null,null,null,null,null,null,null,null,null,null,null,null,null,0,2008,null,0,null,0,null,0,null,0,null,0,null,0,null,0,null,0,null,0,null,0,null,0,null,0,null,0,null,0,null,0,null,0,null,0,null,0,null,0,null,0]
[null,null,null,null,null,null,null,null,null,null,null,null,null,null,null,null,null,null,null,null,null,null,null,null,null,null,null,null,null,null,0,2009,null,0,null,0,null,0,null,0,null,0,null,0,null,0,null,0,null,0,null,0,null,0,null,0,null,0,null,0,null,0,null,0,null,0,null,0,null,0,null,0]
[null,null,null,null,null,null,null,null,null,null,null,null,null,null,null,null,null,null,null,null,null,null,null,null,null,null,null,null,null,null,0,2010,null,0,null,0,null,0,null,0,null,0,null,0,null,0,null,0,null,0,null,0,null,0,null,0,null,0,null,0,null,0,null,0,null,0,null,0,null,0,null,0]
[null,null,null,null,null,null,null,null,null,null,null,null,null,null,null,null,null,null,null,null,null,null,null,null,null,null,null,null,null,null,0,2011,null,0,null,0,null,0,null,0,null,0,null,0,null,0,null,0,null,0,null,0,null,0,null,0,null,0,null,0,null,0,null,0,null,0,null,0,null,0,null,0]
[null,null,null,null,null,null,null,null,null,null,null,null,null,null,null,null,null,null,null,null,null,null,null,null,null,null,null,null,null,null,0,2012,null,0,null,0,null,0,null,0,null,0,null,0,null,0,null,0,null,0,null,0,null,0,null,0,null,0,null,0,null,0,null,0,null,0,null,0,null,0,null,0]
[null,null,null,null,null,null,null,null,null,null,null,null,null,null,null,null,null,null,null,null,null,null,null,null,null,null,null,null,null,null,24575.725502898058,2013,null,13134.425502898057,null,11441.3,null,0,null,0,null,0,null,0,null,0,null,0,null,0,null,0,null,0,null,0,null,0,null,0,null,0,null,0,null,0,null,0,null,0,null,0]
[null,null,null,null,null,null,null,null,null,null,null,null,null,null,null,null,null,null,null,null,null,null,null,null,null,null,null,null,null,null,22219.311421752471,2014,null,12990.511421752472,null,9228.7999999999993,null,0,null,0,null,0,null,0,null,0,null,0,null,0,null,0,null,0,null,0,null,0,null,0,null,0,null,0,null,0,null,0,null,0,null,0]
[null,null,null,null,null,null,null,null,null,null,null,null,null,null,null,null,null,null,null,null,null,null,null,null,null,null,null,null,null,null,21160.918752130925,2015,null,13405.018752130924,null,7755.9000000000015,null,0,null,0,null,0,null,0,null,0,null,0,null,0,null,0,null,0,null,0,null,0,null,0,null,0,null,0,null,0,null,0,null,0,null,0]
[null,null,null,null,null,null,null,null,null,null,null,null,null,null,null,null,null,null,null,null,null,null,null,null,null,null,null,null,null,null,0,2016,null,0,null,0,null,0,null,0,null,0,null,0,null,0,null,0,null,0,null,0,null,0,null,0,null,0,null,0,null,0,null,0,null,0,null,0,null,0,null,0]
[null,null,null,null,null,null,null,null,null,null,null,null,null,null,null,null,null,null,null,null,null,null,null,null,null,null,null,null,null,null,0,2017,null,0,null,0,null,0,null,0,null,0,null,0,null,0,null,0,null,0,null,0,null,0,null,0,null,0,null,0,null,0,null,0,null,0,null,0,null,0,null,0]
[null,null,null,null,null,null,null,null,null,null,null,null,null,null,null,null,null,null,null,null,null,null,null,null,null,null,null,null,null,null,0,2018,null,0,null,0,null,0,null,0,null,0,null,0,null,0,null,0,null,0,null,0,null,0,null,0,null,0,null,0,null,0,null,0,null,0,null,0,null,0,null,0]
[null,null,null,null,null,null,null,null,null,null,null,null,null,null,null,null,null,null,null,null,null,null,null,null,null,null,null,null,null,null,0,2019,null,0,null,0,null,0,null,0,null,0,null,0,null,0,null,0,null,0,null,0,null,0,null,0,null,0,null,0,null,0,null,0,null,0,null,0,null,0,null,0]
[null,null,null,null,null,null,null,null,null,null,null,null,null,null,null,null,null,null,null,null,null,null,null,null,null,null,null,null,null,null,0,2020,null,0,null,0,null,0,null,0,null,0,null,0,null,0,null,0,null,0,null,0,null,0,null,0,null,0,null,0,null,0,null,0,null,0,null,0,null,0,null,0]
[null,null,null,null,null,null,null,null,null,null,null,null,null,null,null,null,null,null,null,null,null,null,null,null,null,null,null,null,null,null,0,2021,null,0,null,0,null,0,null,0,null,0,null,0,null,0,null,0,null,0,null,0,null,0,null,0,null,0,null,0,null,0,null,0,null,0,null,0,null,0,null,0]
[null,null,null,null,null,null,null,null,null,null,null,null,null,null,null,null,null,null,null,null,null,null,null,null,null,null,null,null,null,null,0,2022,null,0,null,0,null,0,null,0,null,0,null,0,null,0,null,0,null,0,null,0,null,0,null,0,null,0,null,0,null,0,null,0,null,0,null,0,null,0,null,0]
[null,null,null,null,null,null,null,null,null,null,null,null,null,null,null,null,null,null,null,null,null,null,null,null,null,null,null,null,null,null,0,2023,null,0,null,0,null,0,null,0,null,0,null,0,null,0,null,0,null,0,null,0,null,0,null,0,null,0,null,0,null,0,null,0,null,0,null,0,null,0,null,0]
[null,null,null,null,null,null,null,null,null,null,null,null,null,null,null,null,null,null,null,null,null,null,null,null,null,null,null,null,null,null,0,2024,null,0,null,0,null,0,null,0,null,0,null,0,null,0,null,0,null,0,null,0,null,0,null,0,null,0,null,0,null,0,null,0,null,0,null,0,null,0,null,0]
[null,null,null,null,null,null,null,null,null,null,null,null,null,null,null,null,null,null,null,null,null,null,null,null,null,null,null,null,null,null,0,2025,null,0,null,0,null,0,null,0,null,0,null,0,null,0,null,0,null,0,null,0,null,0,null,0,null,0,null,0,null,0,null,0,null,0,null,0,null,0,null,0]
[null,null,null,null,null,null,null,null,null,null,null,null,null,null,null,null,null,null,null,null,null,null,null,null,null,null,null,null,null,null,0,2026,null,0,null,0,null,0,null,0,null,0,null,0,null,0,null,0,null,0,null,0,null,0,null,0,null,0,null,0,null,0,null,0,null,0,null,0,null,0,null,0]
[null,null,null,null,null,null,null,null,null,null,null,null,null,null,null,null,null,null,null,null,null,null,null,null,null,null,null,null,null,null,0,2027,null,0,null,0,null,0,null,0,null,0,null,0,null,0,null,0,null,0,null,0,null,0,null,0,null,0,null,0,null,0,null,0,null,0,null,0,null,0,null,0]
[null,null,null,null,null,null,null,null,null,null,null,null,null,null,null,null,null,null,null,null,null,null,null,null,null,null,null,null,null,null,0,2028,null,0,null,0,null,0,null,0,null,0,null,0,null,0,null,0,null,0,null,0,null,0,null,0,null,0,null,0,null,0,null,0,null,0,null,0,null,0,null,0]
[null,null,null,null,null,null,null,null,null,null,null,null,null,null,null,null,null,null,null,null,null,null,null,null,null,null,null,null,null,null,0,2029,null,0,null,0,null,0,null,0,null,0,null,0,null,0,null,0,null,0,null,0,null,0,null,0,null,0,null,0,null,0,null,0,null,0,null,0,null,0,null,0]

{"sheet":"Raw Data","index":10,"n_rows":311,"n_cols":63,"rows_kept":311,"cut":false,"hidden":false,"merged":[]}
["The following is a list of all data entered into this tool (both visible and hidden)"]
[null,null,null,null,null,"--------------------------------------------------------------------------------"]
[null,null,null,null,null,"Current Year",{"$f":"CurrentYear","v":2015},null,null,null,null,null,"Plant Name ",{"$f":"Main!E8","v":0}]
[null,null,null,null,null,"First Month",{"$f":"FirstMonth","v":"Jan"},null,null,null,null,null,"Additional Details ",{"$f":"Main!E9","v":0}]
[null,null,null,null,null,"Number for Displayed Years",{"$f":"NumberofYears","v":3}]
[null,null,null,null,null,"--------------------------------------------------------------------------------"]
["DATA_START","RowNum",{"$f":"\"EC\"&C11&\"_cost\"","v":"EC1_cost"},{"$f":"\"EC\"&D11&\"_unit\"","v":"EC1_unit"},{"$f":"\"EC\"&E11&\"_cost\"","v":"EC2_cost"},{"$f":"\"EC\"&F11&\"_unit\"","v":"EC2_unit"},{"$f":"\"EC\"&G11&\"_cost\"","v":"EC3_cost"},{"$f":"\"EC\"&H11&\"_unit\"","v":"EC3_unit"},{"$f":"\"EC\"&I11&\"_cost\"","v":"EC4_cost"},{"$f":"\"EC\"&J11&\"_unit\"","v":"EC4_unit"},{"$f":"\"EC\"&K11&\"_cost\"","v":"EC5_cost"},{"$f":"\"EC\"&L11&\"_unit\"","v":"EC5_unit"},{"$f":"\"EC\"&M11&\"_cost\"","v":"EC6_cost"},{"$f":"\"EC\"&N11&\"_unit\"","v":"EC6_unit"},{"$f":"\"EC\"&O11&\"_cost\"","v":"EC7_cost"},{"$f":"\"EC\"&P11&\"_unit\"","v":"EC7_unit"},{"$f":"\"EC\"&Q11&\"_cost\"","v":"EC8_cost"},{"$f":"\"EC\"&R11&\"_unit\"","v":"EC8_unit"},{"$f":"\"EC\"&S11&\"_cost\"","v":"EC9_cost"},{"$f":"\"EC\"&T11&\"_unit\"","v":"EC9_unit"},{"$f":"\"EC\"&U11&\"_cost\"","v":"EC10_cost"},{"$f":"\"EC\"&V11&\"_unit\"","v":"EC10_unit"},{"$f":"\"EC\"&W11&\"_cost\"","v":"EC11_cost"},{"$f":"\"EC\"&X11&\"_unit\"","v":"EC11_unit"},{"$f":"\"EC\"&Y11&\"_cost\"","v":"EC12_cost"},{"$f":"\"EC\"&Z11&\"_unit\"","v":"EC12_unit"},{"$f":"\"EC\"&AA11&\"_cost\"","v":"EC13_cost"},{"$f":"\"EC\"&AB11&\"_unit\"","v":"EC13_unit"},{"$f":"\"EC\"&AC11&\"_cost\"","v":"EC14_cost"},{"$f":"\"EC\"&AD11&\"_unit\"","v":"EC14_unit"},{"$f":"\"EC\"&AE11&\"_cost\"","v":"EC15_cost"},{"$f":"\"EC\"&AF11&\"_unit\"","v":"EC15_unit"},{"$f":"\"EC\"&AG11&\"_cost\"","v":"EC16_cost"},{"$f":"\"EC\"&AH11&\"_unit\"","v":"EC16_unit"},{"$f":"\"EC\"&AI11&\"_cost\"","v":"EC17_cost"},{"$f":"\"EC\"&AJ11&\"_unit\"","v":"EC17_unit"},{"$f":"\"EC\"&AK11&\"_cost\"","v":"EC18_cost"},{"$f":"\"EC\"&AL11&\"_unit\"","v":"EC18_unit"},{"$f":"\"EC\"&AM11&\"_cost\"","v":"EC19_cost"},{"$f":"\"EC\"&AN11&\"_unit\"","v":"EC19_unit"},{"$f":"\"EC\"&AO11&\"_cost\"","v":"EC20_cost"},{"$f":"\"EC\"&AP11&\"_unit\"","v":"EC20_unit"},"space",{"$f":"\"RF\"&AR11&\"_unit\"","v":"RF1_unit"},"RF2_unit","RF3_unit","RF4_unit","RF5_unit","RF6_unit","RF7_unit","RF8_unit","RF9_unit","RF10_unit","RF11_unit","RF12_unit","RF13_unit","RF14_unit","RF15_unit","RF16_unit","RF17_unit","RF18_unit","RF19_unit","RF20_unit"]
[null,null,{"$f":"'Energy Consumption'!C5","v":"Electricity"},null,{"$f":"'Energy Consumption'!C6","v":"Natural Gas"},null,{"$f":"'Energy Consumption'!C7","v":0},null,{"$f":"'Energy Consumption'!C8","v":0},null,{"$f":"'Energy Consumption'!C9","v":0},null,{"$f":"'Energy Consumption'!C10","v":0},null,{"$f":"'Energy Consumption'!C11","v":0},null,{"$f":"'Energy Consumption'!C12","v":0},null,{"$f":"'Energy Consumption'!C13","v":0},null,{"$f":"'Energy Consumption'!C14","v":0},null,{"$f":"'Energy Consumption'!C15","v":0},null,{"$f":"'Energy Consumption'!C16","v":0},null,{"$f":"'Energy Consumption'!C17","v":0},null,{"$f":"'Energy Consumption'!C18","v":0},null,{"$f":"'Energy Consumption'!C19","v":0},null,{"$f":"'Energy Consumption'!C20","v":0},null,{"$f":"'Energy Consumption'!C21","v":0},null,{"$f":"'Energy Consumption'!C22","v":0},null,{"$f":"'Energy Consumption'!C23","v":0},null,{"$f":"'Energy Consumption'!C24","v":0},null,null,{"$f":"'Relevant Variables'!C5","v":"Heating Degree Days"},{"$f":"'Relevant Variables'!C6","v":0},{"$f":"'Relevant Variables'!C7","v":0},{"$f":"'Relevant Variables'!C8","v":0},{"$f":"'Relevant Variables'!C9","v":0},{"$f":"'Relevant Variables'!C10","v":0},{"$f":"'Relevant Variables'!C11","v":0},{"$f":"'Relevant Variables'!C12","v":0},{"$f":"'Relevant Variables'!C13","v":0},{"$f":"'Relevant Variables'!C14","v":0},{"$f":"'Relevant Variables'!C15","v":0},{"$f":"'Relevant Variables'!C16","v":0},{"$f":"'Relevant Variables'!C17","v":0},{"$f":"'Relevant Variables'!C18","v":0},{"$f":"'Relevant Variables'!C19","v":0},{"$f":"'Relevant Variables'!C20","v":0},{"$f":"'Relevant Variables'!C21","v":0},{"$f":"'Relevant Variables'!C22","v":0},{"$f":"'Relevant Variables'!C23","v":0},{"$f":"'Relevant Variables'!C24","v":0}]
[null,null,{"$f":"'Energy Consumption'!G28","v":"Location, day of month read, etc"},null,{"$f":"'Energy Consumption'!G110","v":"Location, day of month read, etc"},null,{"$f":"'Energy Consumption'!G192","v":"Location, day of month read, etc"},null,{"$f":"'Energy Consumption'!G274","v":"Location, day of month read, etc"},null,{"$f":"'Energy Consumption'!G356","v":"Location, day of month read, etc"},null,{"$f":"'Energy Consumption'!G438","v":"Location, day of month read, etc"},null,{"$f":"'Energy Consumption'!G520","v":"Location, day of month read, etc"},null,{"$f":"'Energy Consumption'!G602","v":"Location, day of month read, etc"},null,{"$f":"'Energy Consumption'!G684","v":"Location, day of month read, etc"},null,{"$f":"'Energy Consumption'!G766","v":"Location, day of month read, etc"},null,{"$f":"'Energy Consumption'!G848","v":"Location, day of month read, etc"},null,{"$f":"'Energy Consumption'!G930","v":"Location, day of month read, etc"},null,{"$f":"'Energy Consumption'!G1012","v":"Location, day of month read, etc"},null,{"$f":"'Energy Consumption'!G1094","v":"Location, day of month read, etc"},null,{"$f":"'Energy Consumption'!G1176","v":"Location, day of month read, etc"},null,{"$f":"'Energy Consumption'!G1258","v":"Location, day of month read, etc"},null,{"$f":"'Energy Consumption'!G1340","v":"Location, day of month read, etc"},null,{"$f":"'Energy Consumption'!G1422","v":"Location, day of month read, etc"},null,{"$f":"'Energy Consumption'!G1504","v":"Location, day of month read, etc"},null,{"$f":"'Energy Consumption'!G1586","v":"Location, day of month read, etc"},null,null,{"$f":"'Relevant Variables'!G28","v":"Location, day of month read, etc"},{"$f":"'Relevant Variables'!G58","v":"Location, day of month read, etc"},{"$f":"'Relevant Variables'!G88","v":"Location, day of month read, etc"},{"$f":"'Relevant Variables'!G118","v":"Location, day of month read, etc"},{"$f":"'Relevant Variables'!G148","v":"Location, day of month read, etc"},{"$f":"'Relevant Variables'!G178","v":"Location, day of month read, etc"},{"$f":"'Relevant Variables'!G208","v":"Location, day of month read, etc"},{"$f":"'Relevant Variables'!G238","v":"Location, day of month read, etc"},{"$f":"'Relevant Variables'!G268","v":"Location, day of month read, etc"},{"$f":"'Relevant Variables'!G298","v":"Location, day of month read, etc"},{"$f":"'Relevant Variables'!G328","v":"Location, day of month read, etc"},{"$f":"'Relevant Variables'!G358","v":"Location, day of month read, etc"},{"$f":"'Relevant Variables'!G388","v":"Location, day of month read, etc"},{"$f":"'Relevant Variables'!G418","v":"Location, day of month read, etc"},{"$f":"'Relevant Variables'!G448","v":"Location, day of month read, etc"},{"$f":"'Relevant Variables'!G478","v":"Location, day of month read, etc"},{"$f":"'Relevant Variables'!G508","v":"Location, day of month read, etc"},{"$f":"'Relevant Variables'!G538","v":"Location, day of month read, etc"},{"$f":"'Relevant Variables'!G568","v":"Location, day of month read, etc"},{"$f":"'Relevant Variables'!G598","v":"Location, day of month read, etc"}]
[null,null,"$",{"$f":"'Energy Consumption'!F28","v":"kWh site"},"$",{"$f":"'Energy Consumption'!F110","v":"Dtherm"},"$",{"$f":"'Energy Consumption'!F192","v":"none"},"$",{"$f":"'Energy Consumption'!F274","v":"none"},"$",{"$f":"'Energy Consumption'!F356","v":"none"},"$",{"$f":"'Energy Consumption'!F438","v":"none"},"$",{"$f":"'Energy Consumption'!F520","v":"none"},"$",{"$f":"'Energy Consumption'!F602","v":"none"},"$",{"$f":"'Energy Consumption'!F684","v":"none"},"$",{"$f":"'Energy Consumption'!F766","v":"none"},"$",{"$f":"'Energy Consumption'!F848","v":"none"},"$",{"$f":"'Energy Consumption'!F930","v":"none"},"$",{"$f":"'Energy Consumption'!F1012","v":"none"},"$",{"$f":"'Energy Consumption'!F1094","v":"none"},"$",{"$f":"'Energy Consumption'!F1176","v":"none"},"$",{"$f":"'Energy Consumption'!F1258","v":"none"},"$",{"$f":"'Energy Consumption'!F1340","v":"none"},"$",{"$f":"'Energy Consumption'!F1422","v":"none"},"$",{"$f":"'Energy Consumption'!F1504","v":"none"},"$",{"$f":"'Energy Consumption'!F1586","v":"none"},null,{"$f":"'Relevant Variables'!F28","v":"HDD"},{"$f":"'Relevant Variables'!F58","v":"none"},{"$f":"'Relevant Variables'!F88","v":"none"},{"$f":"'Relevant Variables'!F118","v":"none"},{"$f":"'Relevant Variables'!F148","v":"none"},{"$f":"'Relevant Variables'!F178","v":"none"},{"$f":"'Relevant Variables'!F208","v":"none"},{"$f":"'Relevant Variables'!F238","v":"none"},{"$f":"'Relevant Variables'!F268","v":"none"},{"$f":"'Relevant Variables'!F298","v":"none"},{"$f":"'Relevant Variables'!F328","v":"none"},{"$f":"'Relevant Variables'!F358","v":"none"},{"$f":"'Relevant Variables'!F388","v":"none"},{"$f":"'Relevant Variables'!F418","v":"none"},{"$f":"'Relevant Variables'!F448","v":"none"},{"$f":"'Relevant Variables'!F478","v":"none"},{"$f":"'Relevant Variables'!F508","v":"none"},{"$f":"'Relevant Variables'!F538","v":"none"},{"$f":"'Relevant Variables'!F568","v":"none"},{"$f":"'Relevant Variables'!F598","v":"none"}]
[null,null,1,1,2,2,3,3,4,4,5,5,6,6,7,7,8,8,9,9,10,10,11,11,12,12,13,13,14,14,15,15,16,16,17,17,18,18,19,19,20,20,null,1,2,3,4,5,6,7,8,9,10,11,12,13,14,15,16,17,18,19,20]
[{"$f":"'EnPI Table'!A10","v":"2005-01-01"},{"$f":"'EnPI Table'!AF10","v":1},{"$f":"'EnPI Table'!AG10","v":0},{"$f":"'EnPI Table'!AH10","v":0},{"$f":"'EnPI Table'!AI10","v":0},{"$f":"'EnPI Table'!AJ10","v":0},{"$f":"'EnPI Table'!AK10","v":0},{"$f":"'EnPI Table'!AL10","v":0},{"$f":"'EnPI Table'!AM10","v":0},{"$f":"'EnPI Table'!AN10","v":0},{"$f":"'EnPI Table'!AO10","v":0},{"$f":"'EnPI Table'!AP10","v":0},{"$f":"'EnPI Table'!AQ10","v":0},{"$f":"'EnPI Table'!AR10","v":0},{"$f":"'EnPI Table'!AS10","v":0},{"$f":"'EnPI Table'!AT10","v":0},{"$f":"'EnPI Table'!AU10","v":0},{"$f":"'EnPI Table'!AV10","v":0},{"$f":"'EnPI Table'!AW10","v":0},{"$f":"'EnPI Table'!AX10","v":0},{"$f":"'EnPI Table'!AY10","v":0},{"$f":"'EnPI Table'!AZ10","v":0},{"$f":"'EnPI Table'!BA10","v":0},{"$f":"'EnPI Table'!BB10","v":0},{"$f":"'EnPI Table'!BC10","v":0},{"$f":"'EnPI Table'!BD10","v":0},{"$f":"'EnPI Table'!BE10","v":0},{"$f":"'EnPI Table'!BF10","v":0},{"$f":"'EnPI Table'!BG10","v":0},{"$f":"'EnPI Table'!BH10","v":0},{"$f":"'EnPI Table'!BI10","v":0},{"$f":"'EnPI Table'!BJ10","v":0},{"$f":"'EnPI Table'!BK10","v":0},{"$f":"'EnPI Table'!BL10","v":0},{"$f":"'EnPI Table'!BM10","v":0},{"$f":"'EnPI Table'!BN10","v":0},{"$f":"'EnPI Table'!BO10","v":0},{"$f":"'EnPI Table'!BP10","v":0},{"$f":"'EnPI Table'!BQ10","v":0},{"$f":"'EnPI Table'!BR10","v":0},{"$f":"'EnPI Table'!BS10","v":0},{"$f":"'EnPI Table'!BT10","v":0},null,{"$f":"'EnPI Table'!H10","v":0},{"$f":"'EnPI Table'!I10","v":0},{"$f":"'EnPI Table'!J10","v":0},{"$f":"'EnPI Table'!K10","v":0},{"$f":"'EnPI Table'!L10","v":0},{"$f":"'EnPI Table'!M10","v":0},{"$f":"'EnPI Table'!N10","v":0},{"$f":"'EnPI Table'!O10","v":0},{"$f":"'EnPI Table'!P10","v":0},{"$f":"'EnPI Table'!Q10","v":0},{"$f":"'EnPI Table'!R10","v":0},{"$f":"'EnPI Table'!S10","v":0},{"$f":"'EnPI Table'!T10","v":0},{"$f":"'EnPI Table'!U10","v":0},{"$f":"'EnPI Table'!V10","v":0},{"$f":"'EnPI Table'!W10","v":0},{"$f":"'EnPI Table'!X10","v":0},{"$f":"'EnPI Table'!Y10","v":0},{"$f":"'EnPI Table'!Z10","v":0},{"$f":"'EnPI Table'!AA10","v":0}]
[{"$f":"'EnPI Table'!A11","v":"2005-02-01"},{"$f":"'EnPI Table'!AF11","v":2},{"$f":"'EnPI Table'!AG11","v":0},{"$f":"'EnPI Table'!AH11","v":0},{"$f":"'EnPI Table'!AI11","v":0},{"$f":"'EnPI Table'!AJ11","v":0},{"$f":"'EnPI Table'!AK11","v":0},{"$f":"'EnPI Table'!AL11","v":0},{"$f":"'EnPI Table'!AM11","v":0},{"$f":"'EnPI Table'!AN11","v":0},{"$f":"'EnPI Table'!AO11","v":0},{"$f":"'EnPI Table'!AP11","v":0},{"$f":"'EnPI Table'!AQ11","v":0},{"$f":"'EnPI Table'!AR11","v":0},{"$f":"'EnPI Table'!AS11","v":0},{"$f":"'EnPI Table'!AT11","v":0},{"$f":"'EnPI Table'!AU11","v":0},{"$f":"'EnPI Table'!AV11","v":0},{"$f":"'EnPI Table'!AW11","v":0},{"$f":"'EnPI Table'!AX11","v":0},{"$f":"'EnPI Table'!AY11","v":0},{"$f":"'EnPI Table'!AZ11","v":0},{"$f":"'EnPI Table'!BA11","v":0},{"$f":"'EnPI Table'!BB11","v":0},{"$f":"'EnPI Table'!BC11","v":0},{"$f":"'EnPI Table'!BD11","v":0},{"$f":"'EnPI Table'!BE11","v":0},{"$f":"'EnPI Table'!BF11","v":0},{"$f":"'EnPI Table'!BG11","v":0},{"$f":"'EnPI Table'!BH11","v":0},{"$f":"'EnPI Table'!BI11","v":0},{"$f":"'EnPI Table'!BJ11","v":0},{"$f":"'EnPI Table'!BK11","v":0},{"$f":"'EnPI Table'!BL11","v":0},{"$f":"'EnPI Table'!BM11","v":0},{"$f":"'EnPI Table'!BN11","v":0},{"$f":"'EnPI Table'!BO11","v":0},{"$f":"'EnPI Table'!BP11","v":0},{"$f":"'EnPI Table'!BQ11","v":0},{"$f":"'EnPI Table'!BR11","v":0},{"$f":"'EnPI Table'!BS11","v":0},{"$f":"'EnPI Table'!BT11","v":0},null,{"$f":"'EnPI Table'!H11","v":0},{"$f":"'EnPI Table'!I11","v":0},{"$f":"'EnPI Table'!J11","v":0},{"$f":"'EnPI Table'!K11","v":0},{"$f":"'EnPI Table'!L11","v":0},{"$f":"'EnPI Table'!M11","v":0},{"$f":"'EnPI Table'!N11","v":0},{"$f":"'EnPI Table'!O11","v":0},{"$f":"'EnPI Table'!P11","v":0},{"$f":"'EnPI Table'!Q11","v":0},{"$f":"'EnPI Table'!R11","v":0},{"$f":"'EnPI Table'!S11","v":0},{"$f":"'EnPI Table'!T11","v":0},{"$f":"'EnPI Table'!U11","v":0},{"$f":"'EnPI Table'!V11","v":0},{"$f":"'EnPI Table'!W11","v":0},{"$f":"'EnPI Table'!X11","v":0},{"$f":"'EnPI Table'!Y11","v":0},{"$f":"'EnPI Table'!Z11","v":0},{"$f":"'EnPI Table'!AA11","v":0}]
[{"$f":"'EnPI Table'!A12","v":"2005-03-01"},{"$f":"'EnPI Table'!AF12","v":3},{"$f":"'EnPI Table'!AG12","v":0},{"$f":"'EnPI Table'!AH12","v":0},{"$f":"'EnPI Table'!AI12","v":0},{"$f":"'EnPI Table'!AJ12","v":0},{"$f":"'EnPI Table'!AK12","v":0},{"$f":"'EnPI Table'!AL12","v":0},{"$f":"'EnPI Table'!AM12","v":0},{"$f":"'EnPI Table'!AN12","v":0},{"$f":"'EnPI Table'!AO12","v":0},{"$f":"'EnPI Table'!AP12","v":0},{"$f":"'EnPI Table'!AQ12","v":0},{"$f":"'EnPI Table'!AR12","v":0},{"$f":"'EnPI Table'!AS12","v":0},{"$f":"'EnPI Table'!AT12","v":0},{"$f":"'EnPI Table'!AU12","v":0},{"$f":"'EnPI Table'!AV12","v":0},{"$f":"'EnPI Table'!AW12","v":0},{"$f":"'EnPI Table'!AX12","v":0},{"$f":"'EnPI Table'!AY12","v":0},{"$f":"'EnPI Table'!AZ12","v":0},{"$f":"'EnPI Table'!BA12","v":0},{"$f":"'EnPI Table'!BB12","v":0},{"$f":"'EnPI Table'!BC12","v":0},{"$f":"'EnPI Table'!BD12","v":0},{"$f":"'EnPI Table'!BE12","v":0},{"$f":"'EnPI Table'!BF12","v":0},{"$f":"'EnPI Table'!BG12","v":0},{"$f":"'EnPI Table'!BH12","v":0},{"$f":"'EnPI Table'!BI12","v":0},{"$f":"'EnPI Table'!BJ12","v":0},{"$f":"'EnPI Table'!BK12","v":0},{"$f":"'EnPI Table'!BL12","v":0},{"$f":"'EnPI Table'!BM12","v":0},{"$f":"'EnPI Table'!BN12","v":0},{"$f":"'EnPI Table'!BO12","v":0},{"$f":"'EnPI Table'!BP12","v":0},{"$f":"'EnPI Table'!BQ12","v":0},{"$f":"'EnPI Table'!BR12","v":0},{"$f":"'EnPI Table'!BS12","v":0},{"$f":"'EnPI Table'!BT12","v":0},null,{"$f":"'EnPI Table'!H12","v":0},{"$f":"'EnPI Table'!I12","v":0},{"$f":"'EnPI Table'!J12","v":0},{"$f":"'EnPI Table'!K12","v":0},{"$f":"'EnPI Table'!L12","v":0},{"$f":"'EnPI Table'!M12","v":0},{"$f":"'EnPI Table'!N12","v":0},{"$f":"'EnPI Table'!O12","v":0},{"$f":"'EnPI Table'!P12","v":0},{"$f":"'EnPI Table'!Q12","v":0},{"$f":"'EnPI Table'!R12","v":0},{"$f":"'EnPI Table'!S12","v":0},{"$f":"'EnPI Table'!T12","v":0},{"$f":"'EnPI Table'!U12","v":0},{"$f":"'EnPI Table'!V12","v":0},{"$f":"'EnPI Table'!W12","v":0},{"$f":"'EnPI Table'!X12","v":0},{"$f":"'EnPI Table'!Y12","v":0},{"$f":"'EnPI Table'!Z12","v":0},{"$f":"'EnPI Table'!AA12","v":0}]
[{"$f":"'EnPI Table'!A13","v":"2005-04-01"},{"$f":"'EnPI Table'!AF13","v":4},{"$f":"'EnPI Table'!AG13","v":0},{"$f":"'EnPI Table'!AH13","v":0},{"$f":"'EnPI Table'!AI13","v":0},{"$f":"'EnPI Table'!AJ13","v":0},{"$f":"'EnPI Table'!AK13","v":0},{"$f":"'EnPI Table'!AL13","v":0},{"$f":"'EnPI Table'!AM13","v":0},{"$f":"'EnPI Table'!AN13","v":0},{"$f":"'EnPI Table'!AO13","v":0},{"$f":"'EnPI Table'!AP13","v":0},{"$f":"'EnPI Table'!AQ13","v":0},{"$f":"'EnPI Table'!AR13","v":0},{"$f":"'EnPI Table'!AS13","v":0},{"$f":"'EnPI Table'!AT13","v":0},{"$f":"'EnPI Table'!AU13","v":0},{"$f":"'EnPI Table'!AV13","v":0},{"$f":"'EnPI Table'!AW13","v":0},{"$f":"'EnPI Table'!AX13","v":0},{"$f":"'EnPI Table'!AY13","v":0},{"$f":"'EnPI Table'!AZ13","v":0},{"$f":"'EnPI Table'!BA13","v":0},{"$f":"'EnPI Table'!BB13","v":0},{"$f":"'EnPI Table'!BC13","v":0},{"$f":"'EnPI Table'!BD13","v":0},{"$f":"'EnPI Table'!BE13","v":0},{"$f":"'EnPI Table'!BF13","v":0},{"$f":"'EnPI Table'!BG13","v":0},{"$f":"'EnPI Table'!BH13","v":0},{"$f":"'EnPI Table'!BI13","v":0},{"$f":"'EnPI Table'!BJ13","v":0},{"$f":"'EnPI Table'!BK13","v":0},{"$f":"'EnPI Table'!BL13","v":0},{"$f":"'EnPI Table'!BM13","v":0},{"$f":"'EnPI Table'!BN13","v":0},{"$f":"'EnPI Table'!BO13","v":0},{"$f":"'EnPI Table'!BP13","v":0},{"$f":"'EnPI Table'!BQ13","v":0},{"$f":"'EnPI Table'!BR13","v":0},{"$f":"'EnPI Table'!BS13","v":0},{"$f":"'EnPI Table'!BT13","v":0},null,{"$f":"'EnPI Table'!H13","v":0},{"$f":"'EnPI Table'!I13","v":0},{"$f":"'EnPI Table'!J13","v":0},{"$f":"'EnPI Table'!K13","v":0},{"$f":"'EnPI Table'!L13","v":0},{"$f":"'EnPI Table'!M13","v":0},{"$f":"'EnPI Table'!N13","v":0},{"$f":"'EnPI Table'!O13","v":0},{"$f":"'EnPI Table'!P13","v":0},{"$f":"'EnPI Table'!Q13","v":0},{"$f":"'EnPI Table'!R13","v":0},{"$f":"'EnPI Table'!S13","v":0},{"$f":"'EnPI Table'!T13","v":0},{"$f":"'EnPI Table'!U13","v":0},{"$f":"'EnPI Table'!V13","v":0},{"$f":"'EnPI Table'!W13","v":0},{"$f":"'EnPI Table'!X13","v":0},{"$f":"'EnPI Table'!Y13","v":0},{"$f":"'EnPI Table'!Z13","v":0},{"$f":"'EnPI Table'!AA13","v":0}]
[{"$f":"'EnPI Table'!A14","v":"2005-05-01"},{"$f":"'EnPI Table'!AF14","v":5},{"$f":"'EnPI Table'!AG14","v":0},{"$f":"'EnPI Table'!AH14","v":0},{"$f":"'EnPI Table'!AI14","v":0},{"$f":"'EnPI Table'!AJ14","v":0},{"$f":"'EnPI Table'!AK14","v":0},{"$f":"'EnPI Table'!AL14","v":0},{"$f":"'EnPI Table'!AM14","v":0},{"$f":"'EnPI Table'!AN14","v":0},{"$f":"'EnPI Table'!AO14","v":0},{"$f":"'EnPI Table'!AP14","v":0},{"$f":"'EnPI Table'!AQ14","v":0},{"$f":"'EnPI Table'!AR14","v":0},{"$f":"'EnPI Table'!AS14","v":0},{"$f":"'EnPI Table'!AT14","v":0},{"$f":"'EnPI Table'!AU14","v":0},{"$f":"'EnPI Table'!AV14","v":0},{"$f":"'EnPI Table'!AW14","v":0},{"$f":"'EnPI Table'!AX14","v":0},{"$f":"'EnPI Table'!AY14","v":0},{"$f":"'EnPI Table'!AZ14","v":0},{"$f":"'EnPI Table'!BA14","v":0},{"$f":"'EnPI Table'!BB14","v":0},{"$f":"'EnPI Table'!BC14","v":0},{"$f":"'EnPI Table'!BD14","v":0},{"$f":"'EnPI Table'!BE14","v":0},{"$f":"'EnPI Table'!BF14","v":0},{"$f":"'EnPI Table'!BG14","v":0},{"$f":"'EnPI Table'!BH14","v":0},{"$f":"'EnPI Table'!BI14","v":0},{"$f":"'EnPI Table'!BJ14","v":0},{"$f":"'EnPI Table'!BK14","v":0},{"$f":"'EnPI Table'!BL14","v":0},{"$f":"'EnPI Table'!BM14","v":0},{"$f":"'EnPI Table'!BN14","v":0},{"$f":"'EnPI Table'!BO14","v":0},{"$f":"'EnPI Table'!BP14","v":0},{"$f":"'EnPI Table'!BQ14","v":0},{"$f":"'EnPI Table'!BR14","v":0},{"$f":"'EnPI Table'!BS14","v":0},{"$f":"'EnPI Table'!BT14","v":0},null,{"$f":"'EnPI Table'!H14","v":0},{"$f":"'EnPI Table'!I14","v":0},{"$f":"'EnPI Table'!J14","v":0},{"$f":"'EnPI Table'!K14","v":0},{"$f":"'EnPI Table'!L14","v":0},{"$f":"'EnPI Table'!M14","v":0},{"$f":"'EnPI Table'!N14","v":0},{"$f":"'EnPI Table'!O14","v":0},{"$f":"'EnPI Table'!P14","v":0},{"$f":"'EnPI Table'!Q14","v":0},{"$f":"'EnPI Table'!R14","v":0},{"$f":"'EnPI Table'!S14","v":0},{"$f":"'EnPI Table'!T14","v":0},{"$f":"'EnPI Table'!U14","v":0},{"$f":"'EnPI Table'!V14","v":0},{"$f":"'EnPI Table'!W14","v":0},{"$f":"'EnPI Table'!X14","v":0},{"$f":"'EnPI Table'!Y14","v":0},{"$f":"'EnPI Table'!Z14","v":0},{"$f":"'EnPI Table'!AA14","v":0}]
[{"$f":"'EnPI Table'!A15","v":"2005-06-01"},{"$f":"'EnPI Table'!AF15","v":6},{"$f":"'EnPI Table'!AG15","v":0},{"$f":"'EnPI Table'!AH15","v":0},{"$f":"'EnPI Table'!AI15","v":0},{"$f":"'EnPI Table'!AJ15","v":0},{"$f":"'EnPI Table'!AK15","v":0},{"$f":"'EnPI Table'!AL15","v":0},{"$f":"'EnPI Table'!AM15","v":0},{"$f":"'EnPI Table'!AN15","v":0},{"$f":"'EnPI Table'!AO15","v":0},{"$f":"'EnPI Table'!AP15","v":0},{"$f":"'EnPI Table'!AQ15","v":0},{"$f":"'EnPI Table'!AR15","v":0},{"$f":"'EnPI Table'!AS15","v":0},{"$f":"'EnPI Table'!AT15","v":0},{"$f":"'EnPI Table'!AU15","v":0},{"$f":"'EnPI Table'!AV15","v":0},{"$f":"'EnPI Table'!AW15","v":0},{"$f":"'EnPI Table'!AX15","v":0},{"$f":"'EnPI Table'!AY15","v":0},{"$f":"'EnPI Table'!AZ15","v":0},{"$f":"'EnPI Table'!BA15","v":0},{"$f":"'EnPI Table'!BB15","v":0},{"$f":"'EnPI Table'!BC15","v":0},{"$f":"'EnPI Table'!BD15","v":0},{"$f":"'EnPI Table'!BE15","v":0},{"$f":"'EnPI Table'!BF15","v":0},{"$f":"'EnPI Table'!BG15","v":0},{"$f":"'EnPI Table'!BH15","v":0},{"$f":"'EnPI Table'!BI15","v":0},{"$f":"'EnPI Table'!BJ15","v":0},{"$f":"'EnPI Table'!BK15","v":0},{"$f":"'EnPI Table'!BL15","v":0},{"$f":"'EnPI Table'!BM15","v":0},{"$f":"'EnPI Table'!BN15","v":0},{"$f":"'EnPI Table'!BO15","v":0},{"$f":"'EnPI Table'!BP15","v":0},{"$f":"'EnPI Table'!BQ15","v":0},{"$f":"'EnPI Table'!BR15","v":0},{"$f":"'EnPI Table'!BS15","v":0},{"$f":"'EnPI Table'!BT15","v":0},null,{"$f":"'EnPI Table'!H15","v":0},{"$f":"'EnPI Table'!I15","v":0},{"$f":"'EnPI Table'!J15","v":0},{"$f":"'EnPI Table'!K15","v":0},{"$f":"'EnPI Table'!L15","v":0},{"$f":"'EnPI Table'!M15","v":0},{"$f":"'EnPI Table'!N15","v":0},{"$f":"'EnPI Table'!O15","v":0},{"$f":"'EnPI Table'!P15","v":0},{"$f":"'EnPI Table'!Q15","v":0},{"$f":"'EnPI Table'!R15","v":0},{"$f":"'EnPI Table'!S15","v":0},{"$f":"'EnPI Table'!T15","v":0},{"$f":"'EnPI Table'!U15","v":0},{"$f":"'EnPI Table'!V15","v":0},{"$f":"'EnPI Table'!W15","v":0},{"$f":"'EnPI Table'!X15","v":0},{"$f":"'EnPI Table'!Y15","v":0},{"$f":"'EnPI Table'!Z15","v":0},{"$f":"'EnPI Table'!AA15","v":0}]
[{"$f":"'EnPI Table'!A16","v":"2005-07-01"},{"$f":"'EnPI Table'!AF16","v":7},{"$f":"'EnPI Table'!AG16","v":0},{"$f":"'EnPI Table'!AH16","v":0},{"$f":"'EnPI Table'!AI16","v":0},{"$f":"'EnPI Table'!AJ16","v":0},{"$f":"'EnPI Table'!AK16","v":0},{"$f":"'EnPI Table'!AL16","v":0},{"$f":"'EnPI Table'!AM16","v":0},{"$f":"'EnPI Table'!AN16","v":0},{"$f":"'EnPI Table'!AO16","v":0},{"$f":"'EnPI Table'!AP16","v":0},{"$f":"'EnPI Table'!AQ16","v":0},{"$f":"'EnPI Table'!AR16","v":0},{"$f":"'EnPI Table'!AS16","v":0},{"$f":"'EnPI Table'!AT16","v":0},{"$f":"'EnPI Table'!AU16","v":0},{"$f":"'EnPI Table'!AV16","v":0},{"$f":"'EnPI Table'!AW16","v":0},{"$f":"'EnPI Table'!AX16","v":0},{"$f":"'EnPI Table'!AY16","v":0},{"$f":"'EnPI Table'!AZ16","v":0},{"$f":"'EnPI Table'!BA16","v":0},{"$f":"'EnPI Table'!BB16","v":0},{"$f":"'EnPI Table'!BC16","v":0},{"$f":"'EnPI Table'!BD16","v":0},{"$f":"'EnPI Table'!BE16","v":0},{"$f":"'EnPI Table'!BF16","v":0},{"$f":"'EnPI Table'!BG16","v":0},{"$f":"'EnPI Table'!BH16","v":0},{"$f":"'EnPI Table'!BI16","v":0},{"$f":"'EnPI Table'!BJ16","v":0},{"$f":"'EnPI Table'!BK16","v":0},{"$f":"'EnPI Table'!BL16","v":0},{"$f":"'EnPI Table'!BM16","v":0},{"$f":"'EnPI Table'!BN16","v":0},{"$f":"'EnPI Table'!BO16","v":0},{"$f":"'EnPI Table'!BP16","v":0},{"$f":"'EnPI Table'!BQ16","v":0},{"$f":"'EnPI Table'!BR16","v":0},{"$f":"'EnPI Table'!BS16","v":0},{"$f":"'EnPI Table'!BT16","v":0},null,{"$f":"'EnPI Table'!H16","v":0},{"$f":"'EnPI Table'!I16","v":0},{"$f":"'EnPI Table'!J16","v":0},{"$f":"'EnPI Table'!K16","v":0},{"$f":"'EnPI Table'!L16","v":0},{"$f":"'EnPI Table'!M16","v":0},{"$f":"'EnPI Table'!N16","v":0},{"$f":"'EnPI Table'!O16","v":0},{"$f":"'EnPI Table'!P16","v":0},{"$f":"'EnPI Table'!Q16","v":0},{"$f":"'EnPI Table'!R16","v":0},{"$f":"'EnPI Table'!S16","v":0},{"$f":"'EnPI Table'!T16","v":0},{"$f":"'EnPI Table'!U16","v":0},{"$f":"'EnPI Table'!V16","v":0},{"$f":"'EnPI Table'!W16","v":0},{"$f":"'EnPI Table'!X16","v":0},{"$f":"'EnPI Table'!Y16","v":0},{"$f":"'EnPI Table'!Z16","v":0},{"$f":"'EnPI Table'!AA16","v":0}]
[{"$f":"'EnPI Table'!A17","v":"2005-08-01"},{"$f":"'EnPI Table'!AF17","v":8},{"$f":"'EnPI Table'!AG17","v":0},{"$f":"'EnPI Table'!AH17","v":0},{"$f":"'EnPI Table'!AI17","v":0},{"$f":"'EnPI Table'!AJ17","v":0},{"$f":"'EnPI Table'!AK17","v":0},{"$f":"'EnPI Table'!AL17","v":0},{"$f":"'EnPI Table'!AM17","v":0},{"$f":"'EnPI Table'!AN17","v":0},{"$f":"'EnPI Table'!AO17","v":0},{"$f":"'EnPI Table'!AP17","v":0},{"$f":"'EnPI Table'!AQ17","v":0},{"$f":"'EnPI Table'!AR17","v":0},{"$f":"'EnPI Table'!AS17","v":0},{"$f":"'EnPI Table'!AT17","v":0},{"$f":"'EnPI Table'!AU17","v":0},{"$f":"'EnPI Table'!AV17","v":0},{"$f":"'EnPI Table'!AW17","v":0},{"$f":"'EnPI Table'!AX17","v":0},{"$f":"'EnPI Table'!AY17","v":0},{"$f":"'EnPI Table'!AZ17","v":0},{"$f":"'EnPI Table'!BA17","v":0},{"$f":"'EnPI Table'!BB17","v":0},{"$f":"'EnPI Table'!BC17","v":0},{"$f":"'EnPI Table'!BD17","v":0},{"$f":"'EnPI Table'!BE17","v":0},{"$f":"'EnPI Table'!BF17","v":0},{"$f":"'EnPI Table'!BG17","v":0},{"$f":"'EnPI Table'!BH17","v":0},{"$f":"'EnPI Table'!BI17","v":0},{"$f":"'EnPI Table'!BJ17","v":0},{"$f":"'EnPI Table'!BK17","v":0},{"$f":"'EnPI Table'!BL17","v":0},{"$f":"'EnPI Table'!BM17","v":0},{"$f":"'EnPI Table'!BN17","v":0},{"$f":"'EnPI Table'!BO17","v":0},{"$f":"'EnPI Table'!BP17","v":0},{"$f":"'EnPI Table'!BQ17","v":0},{"$f":"'EnPI Table'!BR17","v":0},{"$f":"'EnPI Table'!BS17","v":0},{"$f":"'EnPI Table'!BT17","v":0},null,{"$f":"'EnPI Table'!H17","v":0},{"$f":"'EnPI Table'!I17","v":0},{"$f":"'EnPI Table'!J17","v":0},{"$f":"'EnPI Table'!K17","v":0},{"$f":"'EnPI Table'!L17","v":0},{"$f":"'EnPI Table'!M17","v":0},{"$f":"'EnPI Table'!N17","v":0},{"$f":"'EnPI Table'!O17","v":0},{"$f":"'EnPI Table'!P17","v":0},{"$f":"'EnPI Table'!Q17","v":0},{"$f":"'EnPI Table'!R17","v":0},{"$f":"'EnPI Table'!S17","v":0},{"$f":"'EnPI Table'!T17","v":0},{"$f":"'EnPI Table'!U17","v":0},{"$f":"'EnPI Table'!V17","v":0},{"$f":"'EnPI Table'!W17","v":0},{"$f":"'EnPI Table'!X17","v":0},{"$f":"'EnPI Table'!Y17","v":0},{"$f":"'EnPI Table'!Z17","v":0},{"$f":"'EnPI Table'!AA17","v":0}]
[{"$f":"'EnPI Table'!A18","v":"2005-09-01"},{"$f":"'EnPI Table'!AF18","v":9},{"$f":"'EnPI Table'!AG18","v":0},{"$f":"'EnPI Table'!AH18","v":0},{"$f":"'EnPI Table'!AI18","v":0},{"$f":"'EnPI Table'!AJ18","v":0},{"$f":"'EnPI Table'!AK18","v":0},{"$f":"'EnPI Table'!AL18","v":0},{"$f":"'EnPI Table'!AM18","v":0},{"$f":"'EnPI Table'!AN18","v":0},{"$f":"'EnPI Table'!AO18","v":0},{"$f":"'EnPI Table'!AP18","v":0},{"$f":"'EnPI Table'!AQ18","v":0},{"$f":"'EnPI Table'!AR18","v":0},{"$f":"'EnPI Table'!AS18","v":0},{"$f":"'EnPI Table'!AT18","v":0},{"$f":"'EnPI Table'!AU18","v":0},{"$f":"'EnPI Table'!AV18","v":0},{"$f":"'EnPI Table'!AW18","v":0},{"$f":"'EnPI Table'!AX18","v":0},{"$f":"'EnPI Table'!AY18","v":0},{"$f":"'EnPI Table'!AZ18","v":0},{"$f":"'EnPI Table'!BA18","v":0},{"$f":"'EnPI Table'!BB18","v":0},{"$f":"'EnPI Table'!BC18","v":0},{"$f":"'EnPI Table'!BD18","v":0},{"$f":"'EnPI Table'!BE18","v":0},{"$f":"'EnPI Table'!BF18","v":0},{"$f":"'EnPI Table'!BG18","v":0},{"$f":"'EnPI Table'!BH18","v":0},{"$f":"'EnPI Table'!BI18","v":0},{"$f":"'EnPI Table'!BJ18","v":0},{"$f":"'EnPI Table'!BK18","v":0},{"$f":"'EnPI Table'!BL18","v":0},{"$f":"'EnPI Table'!BM18","v":0},{"$f":"'EnPI Table'!BN18","v":0},{"$f":"'EnPI Table'!BO18","v":0},{"$f":"'EnPI Table'!BP18","v":0},{"$f":"'EnPI Table'!BQ18","v":0},{"$f":"'EnPI Table'!BR18","v":0},{"$f":"'EnPI Table'!BS18","v":0},{"$f":"'EnPI Table'!BT18","v":0},null,{"$f":"'EnPI Table'!H18","v":0},{"$f":"'EnPI Table'!I18","v":0},{"$f":"'EnPI Table'!J18","v":0},{"$f":"'EnPI Table'!K18","v":0},{"$f":"'EnPI Table'!L18","v":0},{"$f":"'EnPI Table'!M18","v":0},{"$f":"'EnPI Table'!N18","v":0},{"$f":"'EnPI Table'!O18","v":0},{"$f":"'EnPI Table'!P18","v":0},{"$f":"'EnPI Table'!Q18","v":0},{"$f":"'EnPI Table'!R18","v":0},{"$f":"'EnPI Table'!S18","v":0},{"$f":"'EnPI Table'!T18","v":0},{"$f":"'EnPI Table'!U18","v":0},{"$f":"'EnPI Table'!V18","v":0},{"$f":"'EnPI Table'!W18","v":0},{"$f":"'EnPI Table'!X18","v":0},{"$f":"'EnPI Table'!Y18","v":0},{"$f":"'EnPI Table'!Z18","v":0},{"$f":"'EnPI Table'!AA18","v":0}]
[{"$f":"'EnPI Table'!A19","v":"2005-10-01"},{"$f":"'EnPI Table'!AF19","v":10},{"$f":"'EnPI Table'!AG19","v":0},{"$f":"'EnPI Table'!AH19","v":0},{"$f":"'EnPI Table'!AI19","v":0},{"$f":"'EnPI Table'!AJ19","v":0},{"$f":"'EnPI Table'!AK19","v":0},{"$f":"'EnPI Table'!AL19","v":0},{"$f":"'EnPI Table'!AM19","v":0},{"$f":"'EnPI Table'!AN19","v":0},{"$f":"'EnPI Table'!AO19","v":0},{"$f":"'EnPI Table'!AP19","v":0},{"$f":"'EnPI Table'!AQ19","v":0},{"$f":"'EnPI Table'!AR19","v":0},{"$f":"'EnPI Table'!AS19","v":0},{"$f":"'EnPI Table'!AT19","v":0},{"$f":"'EnPI Table'!AU19","v":0},{"$f":"'EnPI Table'!AV19","v":0},{"$f":"'EnPI Table'!AW19","v":0},{"$f":"'EnPI Table'!AX19","v":0},{"$f":"'EnPI Table'!AY19","v":0},{"$f":"'EnPI Table'!AZ19","v":0},{"$f":"'EnPI Table'!BA19","v":0},{"$f":"'EnPI Table'!BB19","v":0},{"$f":"'EnPI Table'!BC19","v":0},{"$f":"'EnPI Table'!BD19","v":0},{"$f":"'EnPI Table'!BE19","v":0},{"$f":"'EnPI Table'!BF19","v":0},{"$f":"'EnPI Table'!BG19","v":0},{"$f":"'EnPI Table'!BH19","v":0},{"$f":"'EnPI Table'!BI19","v":0},{"$f":"'EnPI Table'!BJ19","v":0},{"$f":"'EnPI Table'!BK19","v":0},{"$f":"'EnPI Table'!BL19","v":0},{"$f":"'EnPI Table'!BM19","v":0},{"$f":"'EnPI Table'!BN19","v":0},{"$f":"'EnPI Table'!BO19","v":0},{"$f":"'EnPI Table'!BP19","v":0},{"$f":"'EnPI Table'!BQ19","v":0},{"$f":"'EnPI Table'!BR19","v":0},{"$f":"'EnPI Table'!BS19","v":0},{"$f":"'EnPI Table'!BT19","v":0},null,{"$f":"'EnPI Table'!H19","v":0},{"$f":"'EnPI Table'!I19","v":0},{"$f":"'EnPI Table'!J19","v":0},{"$f":"'EnPI Table'!K19","v":0},{"$f":"'EnPI Table'!L19","v":0},{"$f":"'EnPI Table'!M19","v":0},{"$f":"'EnPI Table'!N19","v":0},{"$f":"'EnPI Table'!O19","v":0},{"$f":"'EnPI Table'!P19","v":0},{"$f":"'EnPI Table'!Q19","v":0},{"$f":"'EnPI Table'!R19","v":0},{"$f":"'EnPI Table'!S19","v":0},{"$f":"'EnPI Table'!T19","v":0},{"$f":"'EnPI Table'!U19","v":0},{"$f":"'EnPI Table'!V19","v":0},{"$f":"'EnPI Table'!W19","v":0},{"$f":"'EnPI Table'!X19","v":0},{"$f":"'EnPI Table'!Y19","v":0},{"$f":"'EnPI Table'!Z19","v":0},{"$f":"'EnPI Table'!AA19","v":0}]
[{"$f":"'EnPI Table'!A20","v":"2005-11-01"},{"$f":"'EnPI Table'!AF20","v":11},{"$f":"'EnPI Table'!AG20","v":0},{"$f":"'EnPI Table'!AH20","v":0},{"$f":"'EnPI Table'!AI20","v":0},{"$f":"'EnPI Table'!AJ20","v":0},{"$f":"'EnPI Table'!AK20","v":0},{"$f":"'EnPI Table'!AL20","v":0},{"$f":"'EnPI Table'!AM20","v":0},{"$f":"'EnPI Table'!AN20","v":0},{"$f":"'EnPI Table'!AO20","v":0},{"$f":"'EnPI Table'!AP20","v":0},{"$f":"'EnPI Table'!AQ20","v":0},{"$f":"'EnPI Table'!AR20","v":0},{"$f":"'EnPI Table'!AS20","v":0},{"$f":"'EnPI Table'!AT20","v":0},{"$f":"'EnPI Table'!AU20","v":0},{"$f":"'EnPI Table'!AV20","v":0},{"$f":"'EnPI Table'!AW20","v":0},{"$f":"'EnPI Table'!AX20","v":0},{"$f":"'EnPI Table'!AY20","v":0},{"$f":"'EnPI Table'!AZ20","v":0},{"$f":"'EnPI Table'!BA20","v":0},{"$f":"'EnPI Table'!BB20","v":0},{"$f":"'EnPI Table'!BC20","v":0},{"$f":"'EnPI Table'!BD20","v":0},{"$f":"'EnPI Table'!BE20","v":0},{"$f":"'EnPI Table'!BF20","v":0},{"$f":"'EnPI Table'!BG20","v":0},{"$f":"'EnPI Table'!BH20","v":0},{"$f":"'EnPI Table'!BI20","v":0},{"$f":"'EnPI Table'!BJ20","v":0},{"$f":"'EnPI Table'!BK20","v":0},{"$f":"'EnPI Table'!BL20","v":0},{"$f":"'EnPI Table'!BM20","v":0},{"$f":"'EnPI Table'!BN20","v":0},{"$f":"'EnPI Table'!BO20","v":0},{"$f":"'EnPI Table'!BP20","v":0},{"$f":"'EnPI Table'!BQ20","v":0},{"$f":"'EnPI Table'!BR20","v":0},{"$f":"'EnPI Table'!BS20","v":0},{"$f":"'EnPI Table'!BT20","v":0},null,{"$f":"'EnPI Table'!H20","v":0},{"$f":"'EnPI Table'!I20","v":0},{"$f":"'EnPI Table'!J20","v":0},{"$f":"'EnPI Table'!K20","v":0},{"$f":"'EnPI Table'!L20","v":0},{"$f":"'EnPI Table'!M20","v":0},{"$f":"'EnPI Table'!N20","v":0},{"$f":"'EnPI Table'!O20","v":0},{"$f":"'EnPI Table'!P20","v":0},{"$f":"'EnPI Table'!Q20","v":0},{"$f":"'EnPI Table'!R20","v":0},{"$f":"'EnPI Table'!S20","v":0},{"$f":"'EnPI Table'!T20","v":0},{"$f":"'EnPI Table'!U20","v":0},{"$f":"'EnPI Table'!V20","v":0},{"$f":"'EnPI Table'!W20","v":0},{"$f":"'EnPI Table'!X20","v":0},{"$f":"'EnPI Table'!Y20","v":0},{"$f":"'EnPI Table'!Z20","v":0},{"$f":"'EnPI Table'!AA20","v":0}]
[{"$f":"'EnPI Table'!A21","v":"2005-12-01"},{"$f":"'EnPI Table'!AF21","v":12},{"$f":"'EnPI Table'!AG21","v":0},{"$f":"'EnPI Table'!AH21","v":0},{"$f":"'EnPI Table'!AI21","v":0},{"$f":"'EnPI Table'!AJ21","v":0},{"$f":"'EnPI Table'!AK21","v":0},{"$f":"'EnPI Table'!AL21","v":0},{"$f":"'EnPI Table'!AM21","v":0},{"$f":"'EnPI Table'!AN21","v":0},{"$f":"'EnPI Table'!AO21","v":0},{"$f":"'EnPI Table'!AP21","v":0},{"$f":"'EnPI Table'!AQ21","v":0},{"$f":"'EnPI Table'!AR21","v":0},{"$f":"'EnPI Table'!AS21","v":0},{"$f":"'EnPI Table'!AT21","v":0},{"$f":"'EnPI Table'!AU21","v":0},{"$f":"'EnPI Table'!AV21","v":0},{"$f":"'EnPI Table'!AW21","v":0},{"$f":"'EnPI Table'!AX21","v":0},{"$f":"'EnPI Table'!AY21","v":0},{"$f":"'EnPI Table'!AZ21","v":0},{"$f":"'EnPI Table'!BA21","v":0},{"$f":"'EnPI Table'!BB21","v":0},{"$f":"'EnPI Table'!BC21","v":0},{"$f":"'EnPI Table'!BD21","v":0},{"$f":"'EnPI Table'!BE21","v":0},{"$f":"'EnPI Table'!BF21","v":0},{"$f":"'EnPI Table'!BG21","v":0},{"$f":"'EnPI Table'!BH21","v":0},{"$f":"'EnPI Table'!BI21","v":0},{"$f":"'EnPI Table'!BJ21","v":0},{"$f":"'EnPI Table'!BK21","v":0},{"$f":"'EnPI Table'!BL21","v":0},{"$f":"'EnPI Table'!BM21","v":0},{"$f":"'EnPI Table'!BN21","v":0},{"$f":"'EnPI Table'!BO21","v":0},{"$f":"'EnPI Table'!BP21","v":0},{"$f":"'EnPI Table'!BQ21","v":0},{"$f":"'EnPI Table'!BR21","v":0},{"$f":"'EnPI Table'!BS21","v":0},{"$f":"'EnPI Table'!BT21","v":0},null,{"$f":"'EnPI Table'!H21","v":0},{"$f":"'EnPI Table'!I21","v":0},{"$f":"'EnPI Table'!J21","v":0},{"$f":"'EnPI Table'!K21","v":0},{"$f":"'EnPI Table'!L21","v":0},{"$f":"'EnPI Table'!M21","v":0},{"$f":"'EnPI Table'!N21","v":0},{"$f":"'EnPI Table'!O21","v":0},{"$f":"'EnPI Table'!P21","v":0},{"$f":"'EnPI Table'!Q21","v":0},{"$f":"'EnPI Table'!R21","v":0},{"$f":"'EnPI Table'!S21","v":0},{"$f":"'EnPI Table'!T21","v":0},{"$f":"'EnPI Table'!U21","v":0},{"$f":"'EnPI Table'!V21","v":0},{"$f":"'EnPI Table'!W21","v":0},{"$f":"'EnPI Table'!X21","v":0},{"$f":"'EnPI Table'!Y21","v":0},{"$f":"'EnPI Table'!Z21","v":0},{"$f":"'EnPI Table'!AA21","v":0}]
[{"$f":"'EnPI Table'!A22","v":"2006-01-01"},{"$f":"'EnPI Table'!AF22","v":13},{"$f":"'EnPI Table'!AG22","v":0},{"$f":"'EnPI Table'!AH22","v":0},{"$f":"'EnPI Table'!AI22","v":0},{"$f":"'EnPI Table'!AJ22","v":0},{"$f":"'EnPI Table'!AK22","v":0},{"$f":"'EnPI Table'!AL22","v":0},{"$f":"'EnPI Table'!AM22","v":0},{"$f":"'EnPI Table'!AN22","v":0},{"$f":"'EnPI Table'!AO22","v":0},{"$f":"'EnPI Table'!AP22","v":0},{"$f":"'EnPI Table'!AQ22","v":0},{"$f":"'EnPI Table'!AR22","v":0},{"$f":"'EnPI Table'!AS22","v":0},{"$f":"'EnPI Table'!AT22","v":0},{"$f":"'EnPI Table'!AU22","v":0},{"$f":"'EnPI Table'!AV22","v":0},{"$f":"'EnPI Table'!AW22","v":0},{"$f":"'EnPI Table'!AX22","v":0},{"$f":"'EnPI Table'!AY22","v":0},{"$f":"'EnPI Table'!AZ22","v":0},{"$f":"'EnPI Table'!BA22","v":0},{"$f":"'EnPI Table'!BB22","v":0},{"$f":"'EnPI Table'!BC22","v":0},{"$f":"'EnPI Table'!BD22","v":0},{"$f":"'EnPI Table'!BE22","v":0},{"$f":"'EnPI Table'!BF22","v":0},{"$f":"'EnPI Table'!BG22","v":0},{"$f":"'EnPI Table'!BH22","v":0},{"$f":"'EnPI Table'!BI22","v":0},{"$f":"'EnPI Table'!BJ22","v":0},{"$f":"'EnPI Table'!BK22","v":0},{"$f":"'EnPI Table'!BL22","v":0},{"$f":"'EnPI Table'!BM22","v":0},{"$f":"'EnPI Table'!BN22","v":0},{"$f":"'EnPI Table'!BO22","v":0},{"$f":"'EnPI Table'!BP22","v":0},{"$f":"'EnPI Table'!BQ22","v":0},{"$f":"'EnPI Table'!BR22","v":0},{"$f":"'EnPI Table'!BS22","v":0},{"$f":"'EnPI Table'!BT22","v":0},null,{"$f":"'EnPI Table'!H22","v":0},{"$f":"'EnPI Table'!I22","v":0},{"$f":"'EnPI Table'!J22","v":0},{"$f":"'EnPI Table'!K22","v":0},{"$f":"'EnPI Table'!L22","v":0},{"$f":"'EnPI Table'!M22","v":0},{"$f":"'EnPI Table'!N22","v":0},{"$f":"'EnPI Table'!O22","v":0},{"$f":"'EnPI Table'!P22","v":0},{"$f":"'EnPI Table'!Q22","v":0},{"$f":"'EnPI Table'!R22","v":0},{"$f":"'EnPI Table'!S22","v":0},{"$f":"'EnPI Table'!T22","v":0},{"$f":"'EnPI Table'!U22","v":0},{"$f":"'EnPI Table'!V22","v":0},{"$f":"'EnPI Table'!W22","v":0},{"$f":"'EnPI Table'!X22","v":0},{"$f":"'EnPI Table'!Y22","v":0},{"$f":"'EnPI Table'!Z22","v":0},{"$f":"'EnPI Table'!AA22","v":0}]
[{"$f":"'EnPI Table'!A23","v":"2006-02-01"},{"$f":"'EnPI Table'!AF23","v":14},{"$f":"'EnPI Table'!AG23","v":0},{"$f":"'EnPI Table'!AH23","v":0},{"$f":"'EnPI Table'!AI23","v":0},{"$f":"'EnPI Table'!AJ23","v":0},{"$f":"'EnPI Table'!AK23","v":0},{"$f":"'EnPI Table'!AL23","v":0},{"$f":"'EnPI Table'!AM23","v":0},{"$f":"'EnPI Table'!AN23","v":0},{"$f":"'EnPI Table'!AO23","v":0},{"$f":"'EnPI Table'!AP23","v":0},{"$f":"'EnPI Table'!AQ23","v":0},{"$f":"'EnPI Table'!AR23","v":0},{"$f":"'EnPI Table'!AS23","v":0},{"$f":"'EnPI Table'!AT23","v":0},{"$f":"'EnPI Table'!AU23","v":0},{"$f":"'EnPI Table'!AV23","v":0},{"$f":"'EnPI Table'!AW23","v":0},{"$f":"'EnPI Table'!AX23","v":0},{"$f":"'EnPI Table'!AY23","v":0},{"$f":"'EnPI Table'!AZ23","v":0},{"$f":"'EnPI Table'!BA23","v":0},{"$f":"'EnPI Table'!BB23","v":0},{"$f":"'EnPI Table'!BC23","v":0},{"$f":"'EnPI Table'!BD23","v":0},{"$f":"'EnPI Table'!BE23","v":0},{"$f":"'EnPI Table'!BF23","v":0},{"$f":"'EnPI Table'!BG23","v":0},{"$f":"'EnPI Table'!BH23","v":0},{"$f":"'EnPI Table'!BI23","v":0},{"$f":"'EnPI Table'!BJ23","v":0},{"$f":"'EnPI Table'!BK23","v":0},{"$f":"'EnPI Table'!BL23","v":0},{"$f":"'EnPI Table'!BM23","v":0},{"$f":"'EnPI Table'!BN23","v":0},{"$f":"'EnPI Table'!BO23","v":0},{"$f":"'EnPI Table'!BP23","v":0},{"$f":"'EnPI Table'!BQ23","v":0},{"$f":"'EnPI Table'!BR23","v":0},{"$f":"'EnPI Table'!BS23","v":0},{"$f":"'EnPI Table'!BT23","v":0},null,{"$f":"'EnPI Table'!H23","v":0},{"$f":"'EnPI Table'!I23","v":0},{"$f":"'EnPI Table'!J23","v":0},{"$f":"'EnPI Table'!K23","v":0},{"$f":"'EnPI Table'!L23","v":0},{"$f":"'EnPI Table'!M23","v":0},{"$f":"'EnPI Table'!N23","v":0},{"$f":"'EnPI Table'!O23","v":0},{"$f":"'EnPI Table'!P23","v":0},{"$f":"'EnPI Table'!Q23","v":0},{"$f":"'EnPI Table'!R23","v":0},{"$f":"'EnPI Table'!S23","v":0},{"$f":"'EnPI Table'!T23","v":0},{"$f":"'EnPI Table'!U23","v":0},{"$f":"'EnPI Table'!V23","v":0},{"$f":"'EnPI Table'!W23","v":0},{"$f":"'EnPI Table'!X23","v":0},{"$f":"'EnPI Table'!Y23","v":0},{"$f":"'EnPI Table'!Z23","v":0},{"$f":"'EnPI Table'!AA23","v":0}]
[{"$f":"'EnPI Table'!A24","v":"2006-03-01"},{"$f":"'EnPI Table'!AF24","v":15},{"$f":"'EnPI Table'!AG24","v":0},{"$f":"'EnPI Table'!AH24","v":0},{"$f":"'EnPI Table'!AI24","v":0},{"$f":"'EnPI Table'!AJ24","v":0},{"$f":"'EnPI Table'!AK24","v":0},{"$f":"'EnPI Table'!AL24","v":0},{"$f":"'EnPI Table'!AM24","v":0},{"$f":"'EnPI Table'!AN24","v":0},{"$f":"'EnPI Table'!AO24","v":0},{"$f":"'EnPI Table'!AP24","v":0},{"$f":"'EnPI Table'!AQ24","v":0},{"$f":"'EnPI Table'!AR24","v":0},{"$f":"'EnPI Table'!AS24","v":0},{"$f":"'EnPI Table'!AT24","v":0},{"$f":"'EnPI Table'!AU24","v":0},{"$f":"'EnPI Table'!AV24","v":0},{"$f":"'EnPI Table'!AW24","v":0},{"$f":"'EnPI Table'!AX24","v":0},{"$f":"'EnPI Table'!AY24","v":0},{"$f":"'EnPI Table'!AZ24","v":0},{"$f":"'EnPI Table'!BA24","v":0},{"$f":"'EnPI Table'!BB24","v":0},{"$f":"'EnPI Table'!BC24","v":0},{"$f":"'EnPI Table'!BD24","v":0},{"$f":"'EnPI Table'!BE24","v":0},{"$f":"'EnPI Table'!BF24","v":0},{"$f":"'EnPI Table'!BG24","v":0},{"$f":"'EnPI Table'!BH24","v":0},{"$f":"'EnPI Table'!BI24","v":0},{"$f":"'EnPI Table'!BJ24","v":0},{"$f":"'EnPI Table'!BK24","v":0},{"$f":"'EnPI Table'!BL24","v":0},{"$f":"'EnPI Table'!BM24","v":0},{"$f":"'EnPI Table'!BN24","v":0},{"$f":"'EnPI Table'!BO24","v":0},{"$f":"'EnPI Table'!BP24","v":0},{"$f":"'EnPI Table'!BQ24","v":0},{"$f":"'EnPI Table'!BR24","v":0},{"$f":"'EnPI Table'!BS24","v":0},{"$f":"'EnPI Table'!BT24","v":0},null,{"$f":"'EnPI Table'!H24","v":0},{"$f":"'EnPI Table'!I24","v":0},{"$f":"'EnPI Table'!J24","v":0},{"$f":"'EnPI Table'!K24","v":0},{"$f":"'EnPI Table'!L24","v":0},{"$f":"'EnPI Table'!M24","v":0},{"$f":"'EnPI Table'!N24","v":0},{"$f":"'EnPI Table'!O24","v":0},{"$f":"'EnPI Table'!P24","v":0},{"$f":"'EnPI Table'!Q24","v":0},{"$f":"'EnPI Table'!R24","v":0},{"$f":"'EnPI Table'!S24","v":0},{"$f":"'EnPI Table'!T24","v":0},{"$f":"'EnPI Table'!U24","v":0},{"$f":"'EnPI Table'!V24","v":0},{"$f":"'EnPI Table'!W24","v":0},{"$f":"'EnPI Table'!X24","v":0},{"$f":"'EnPI Table'!Y24","v":0},{"$f":"'EnPI Table'!Z24","v":0},{"$f":"'EnPI Table'!AA24","v":0}]
[{"$f":"'EnPI Table'!A25","v":"2006-04-01"},{"$f":"'EnPI Table'!AF25","v":16},{"$f":"'EnPI Table'!AG25","v":0},{"$f":"'EnPI Table'!AH25","v":0},{"$f":"'EnPI Table'!AI25","v":0},{"$f":"'EnPI Table'!AJ25","v":0},{"$f":"'EnPI Table'!AK25","v":0},{"$f":"'EnPI Table'!AL25","v":0},{"$f":"'EnPI Table'!AM25","v":0},{"$f":"'EnPI Table'!AN25","v":0},{"$f":"'EnPI Table'!AO25","v":0},{"$f":"'EnPI Table'!AP25","v":0},{"$f":"'EnPI Table'!AQ25","v":0},{"$f":"'EnPI Table'!AR25","v":0},{"$f":"'EnPI Table'!AS25","v":0},{"$f":"'EnPI Table'!AT25","v":0},{"$f":"'EnPI Table'!AU25","v":0},{"$f":"'EnPI Table'!AV25","v":0},{"$f":"'EnPI Table'!AW25","v":0},{"$f":"'EnPI Table'!AX25","v":0},{"$f":"'EnPI Table'!AY25","v":0},{"$f":"'EnPI Table'!AZ25","v":0},{"$f":"'EnPI Table'!BA25","v":0},{"$f":"'EnPI Table'!BB25","v":0},{"$f":"'EnPI Table'!BC25","v":0},{"$f":"'EnPI Table'!BD25","v":0},{"$f":"'EnPI Table'!BE25","v":0},{"$f":"'EnPI Table'!BF25","v":0},{"$f":"'EnPI Table'!BG25","v":0},{"$f":"'EnPI Table'!BH25","v":0},{"$f":"'EnPI Table'!BI25","v":0},{"$f":"'EnPI Table'!BJ25","v":0},{"$f":"'EnPI Table'!BK25","v":0},{"$f":"'EnPI Table'!BL25","v":0},{"$f":"'EnPI Table'!BM25","v":0},{"$f":"'EnPI Table'!BN25","v":0},{"$f":"'EnPI Table'!BO25","v":0},{"$f":"'EnPI Table'!BP25","v":0},{"$f":"'EnPI Table'!BQ25","v":0},{"$f":"'EnPI Table'!BR25","v":0},{"$f":"'EnPI Table'!BS25","v":0},{"$f":"'EnPI Table'!BT25","v":0},null,{"$f":"'EnPI Table'!H25","v":0},{"$f":"'EnPI Table'!I25","v":0},{"$f":"'EnPI Table'!J25","v":0},{"$f":"'EnPI Table'!K25","v":0},{"$f":"'EnPI Table'!L25","v":0},{"$f":"'EnPI Table'!M25","v":0},{"$f":"'EnPI Table'!N25","v":0},{"$f":"'EnPI Table'!O25","v":0},{"$f":"'EnPI Table'!P25","v":0},{"$f":"'EnPI Table'!Q25","v":0},{"$f":"'EnPI Table'!R25","v":0},{"$f":"'EnPI Table'!S25","v":0},{"$f":"'EnPI Table'!T25","v":0},{"$f":"'EnPI Table'!U25","v":0},{"$f":"'EnPI Table'!V25","v":0},{"$f":"'EnPI Table'!W25","v":0},{"$f":"'EnPI Table'!X25","v":0},{"$f":"'EnPI Table'!Y25","v":0},{"$f":"'EnPI Table'!Z25","v":0},{"$f":"'EnPI Table'!AA25","v":0}]
[{"$f":"'EnPI Table'!A26","v":"2006-05-01"},{"$f":"'EnPI Table'!AF26","v":17},{"$f":"'EnPI Table'!AG26","v":0},{"$f":"'EnPI Table'!AH26","v":0},{"$f":"'EnPI Table'!AI26","v":0},{"$f":"'EnPI Table'!AJ26","v":0},{"$f":"'EnPI Table'!AK26","v":0},{"$f":"'EnPI Table'!AL26","v":0},{"$f":"'EnPI Table'!AM26","v":0},{"$f":"'EnPI Table'!AN26","v":0},{"$f":"'EnPI Table'!AO26","v":0},{"$f":"'EnPI Table'!AP26","v":0},{"$f":"'EnPI Table'!AQ26","v":0},{"$f":"'EnPI Table'!AR26","v":0},{"$f":"'EnPI Table'!AS26","v":0},{"$f":"'EnPI Table'!AT26","v":0},{"$f":"'EnPI Table'!AU26","v":0},{"$f":"'EnPI Table'!AV26","v":0},{"$f":"'EnPI Table'!AW26","v":0},{"$f":"'EnPI Table'!AX26","v":0},{"$f":"'EnPI Table'!AY26","v":0},{"$f":"'EnPI Table'!AZ26","v":0},{"$f":"'EnPI Table'!BA26","v":0},{"$f":"'EnPI Table'!BB26","v":0},{"$f":"'EnPI Table'!BC26","v":0},{"$f":"'EnPI Table'!BD26","v":0},{"$f":"'EnPI Table'!BE26","v":0},{"$f":"'EnPI Table'!BF26","v":0},{"$f":"'EnPI Table'!BG26","v":0},{"$f":"'EnPI Table'!BH26","v":0},{"$f":"'EnPI Table'!BI26","v":0},{"$f":"'EnPI Table'!BJ26","v":0},{"$f":"'EnPI Table'!BK26","v":0},{"$f":"'EnPI Table'!BL26","v":0},{"$f":"'EnPI Table'!BM26","v":0},{"$f":"'EnPI Table'!BN26","v":0},{"$f":"'EnPI Table'!BO26","v":0},{"$f":"'EnPI Table'!BP26","v":0},{"$f":"'EnPI Table'!BQ26","v":0},{"$f":"'EnPI Table'!BR26","v":0},{"$f":"'EnPI Table'!BS26","v":0},{"$f":"'EnPI Table'!BT26","v":0},null,{"$f":"'EnPI Table'!H26","v":0},{"$f":"'EnPI Table'!I26","v":0},{"$f":"'EnPI Table'!J26","v":0},{"$f":"'EnPI Table'!K26","v":0},{"$f":"'EnPI Table'!L26","v":0},{"$f":"'EnPI Table'!M26","v":0},{"$f":"'EnPI Table'!N26","v":0},{"$f":"'EnPI Table'!O26","v":0},{"$f":"'EnPI Table'!P26","v":0},{"$f":"'EnPI Table'!Q26","v":0},{"$f":"'EnPI Table'!R26","v":0},{"$f":"'EnPI Table'!S26","v":0},{"$f":"'EnPI Table'!T26","v":0},{"$f":"'EnPI Table'!U26","v":0},{"$f":"'EnPI Table'!V26","v":0},{"$f":"'EnPI Table'!W26","v":0},{"$f":"'EnPI Table'!X26","v":0},{"$f":"'EnPI Table'!Y26","v":0},{"$f":"'EnPI Table'!Z26","v":0},{"$f":"'EnPI Table'!AA26","v":0}]
[{"$f":"'EnPI Table'!A27","v":"2006-06-01"},{"$f":"'EnPI Table'!AF27","v":18},{"$f":"'EnPI Table'!AG27","v":0},{"$f":"'EnPI Table'!AH27","v":0},{"$f":"'EnPI Table'!AI27","v":0},{"$f":"'EnPI Table'!AJ27","v":0},{"$f":"'EnPI Table'!AK27","v":0},{"$f":"'EnPI Table'!AL27","v":0},{"$f":"'EnPI Table'!AM27","v":0},{"$f":"'EnPI Table'!AN27","v":0},{"$f":"'EnPI Table'!AO27","v":0},{"$f":"'EnPI Table'!AP27","v":0},{"$f":"'EnPI Table'!AQ27","v":0},{"$f":"'EnPI Table'!AR27","v":0},{"$f":"'EnPI Table'!AS27","v":0},{"$f":"'EnPI Table'!AT27","v":0},{"$f":"'EnPI Table'!AU27","v":0},{"$f":"'EnPI Table'!AV27","v":0},{"$f":"'EnPI Table'!AW27","v":0},{"$f":"'EnPI Table'!AX27","v":0},{"$f":"'EnPI Table'!AY27","v":0},{"$f":"'EnPI Table'!AZ27","v":0},{"$f":"'EnPI Table'!BA27","v":0},{"$f":"'EnPI Table'!BB27","v":0},{"$f":"'EnPI Table'!BC27","v":0},{"$f":"'EnPI Table'!BD27","v":0},{"$f":"'EnPI Table'!BE27","v":0},{"$f":"'EnPI Table'!BF27","v":0},{"$f":"'EnPI Table'!BG27","v":0},{"$f":"'EnPI Table'!BH27","v":0},{"$f":"'EnPI Table'!BI27","v":0},{"$f":"'EnPI Table'!BJ27","v":0},{"$f":"'EnPI Table'!BK27","v":0},{"$f":"'EnPI Table'!BL27","v":0},{"$f":"'EnPI Table'!BM27","v":0},{"$f":"'EnPI Table'!BN27","v":0},{"$f":"'EnPI Table'!BO27","v":0},{"$f":"'EnPI Table'!BP27","v":0},{"$f":"'EnPI Table'!BQ27","v":0},{"$f":"'EnPI Table'!BR27","v":0},{"$f":"'EnPI Table'!BS27","v":0},{"$f":"'EnPI Table'!BT27","v":0},null,{"$f":"'EnPI Table'!H27","v":0},{"$f":"'EnPI Table'!I27","v":0},{"$f":"'EnPI Table'!J27","v":0},{"$f":"'EnPI Table'!K27","v":0},{"$f":"'EnPI Table'!L27","v":0},{"$f":"'EnPI Table'!M27","v":0},{"$f":"'EnPI Table'!N27","v":0},{"$f":"'EnPI Table'!O27","v":0},{"$f":"'EnPI Table'!P27","v":0},{"$f":"'EnPI Table'!Q27","v":0},{"$f":"'EnPI Table'!R27","v":0},{"$f":"'EnPI Table'!S27","v":0},{"$f":"'EnPI Table'!T27","v":0},{"$f":"'EnPI Table'!U27","v":0},{"$f":"'EnPI Table'!V27","v":0},{"$f":"'EnPI Table'!W27","v":0},{"$f":"'EnPI Table'!X27","v":0},{"$f":"'EnPI Table'!Y27","v":0},{"$f":"'EnPI Table'!Z27","v":0},{"$f":"'EnPI Table'!AA27","v":0}]
[{"$f":"'EnPI Table'!A28","v":"2006-07-01"},{"$f":"'EnPI Table'!AF28","v":19},{"$f":"'EnPI Table'!AG28","v":0},{"$f":"'EnPI Table'!AH28","v":0},{"$f":"'EnPI Table'!AI28","v":0},{"$f":"'EnPI Table'!AJ28","v":0},{"$f":"'EnPI Table'!AK28","v":0},{"$f":"'EnPI Table'!AL28","v":0},{"$f":"'EnPI Table'!AM28","v":0},{"$f":"'EnPI Table'!AN28","v":0},{"$f":"'EnPI Table'!AO28","v":0},{"$f":"'EnPI Table'!AP28","v":0},{"$f":"'EnPI Table'!AQ28","v":0},{"$f":"'EnPI Table'!AR28","v":0},{"$f":"'EnPI Table'!AS28","v":0},{"$f":"'EnPI Table'!AT28","v":0},{"$f":"'EnPI Table'!AU28","v":0},{"$f":"'EnPI Table'!AV28","v":0},{"$f":"'EnPI Table'!AW28","v":0},{"$f":"'EnPI Table'!AX28","v":0},{"$f":"'EnPI Table'!AY28","v":0},{"$f":"'EnPI Table'!AZ28","v":0},{"$f":"'EnPI Table'!BA28","v":0},{"$f":"'EnPI Table'!BB28","v":0},{"$f":"'EnPI Table'!BC28","v":0},{"$f":"'EnPI Table'!BD28","v":0},{"$f":"'EnPI Table'!BE28","v":0},{"$f":"'EnPI Table'!BF28","v":0},{"$f":"'EnPI Table'!BG28","v":0},{"$f":"'EnPI Table'!BH28","v":0},{"$f":"'EnPI Table'!BI28","v":0},{"$f":"'EnPI Table'!BJ28","v":0},{"$f":"'EnPI Table'!BK28","v":0},{"$f":"'EnPI Table'!BL28","v":0},{"$f":"'EnPI Table'!BM28","v":0},{"$f":"'EnPI Table'!BN28","v":0},{"$f":"'EnPI Table'!BO28","v":0},{"$f":"'EnPI Table'!BP28","v":0},{"$f":"'EnPI Table'!BQ28","v":0},{"$f":"'EnPI Table'!BR28","v":0},{"$f":"'EnPI Table'!BS28","v":0},{"$f":"'EnPI Table'!BT28","v":0},null,{"$f":"'EnPI Table'!H28","v":0},{"$f":"'EnPI Table'!I28","v":0},{"$f":"'EnPI Table'!J28","v":0},{"$f":"'EnPI Table'!K28","v":0},{"$f":"'EnPI Table'!L28","v":0},{"$f":"'EnPI Table'!M28","v":0},{"$f":"'EnPI Table'!N28","v":0},{"$f":"'EnPI Table'!O28","v":0},{"$f":"'EnPI Table'!P28","v":0},{"$f":"'EnPI Table'!Q28","v":0},{"$f":"'EnPI Table'!R28","v":0},{"$f":"'EnPI Table'!S28","v":0},{"$f":"'EnPI Table'!T28","v":0},{"$f":"'EnPI Table'!U28","v":0},{"$f":"'EnPI Table'!V28","v":0},{"$f":"'EnPI Table'!W28","v":0},{"$f":"'EnPI Table'!X28","v":0},{"$f":"'EnPI Table'!Y28","v":0},{"$f":"'EnPI Table'!Z28","v":0},{"$f":"'EnPI Table'!AA28","v":0}]
[{"$f":"'EnPI Table'!A29","v":"2006-08-01"},{"$f":"'EnPI Table'!AF29","v":20},{"$f":"'EnPI Table'!AG29","v":0},{"$f":"'EnPI Table'!AH29","v":0},{"$f":"'EnPI Table'!AI29","v":0},{"$f":"'EnPI Table'!AJ29","v":0},{"$f":"'EnPI Table'!AK29","v":0},{"$f":"'EnPI Table'!AL29","v":0},{"$f":"'EnPI Table'!AM29","v":0},{"$f":"'EnPI Table'!AN29","v":0},{"$f":"'EnPI Table'!AO29","v":0},{"$f":"'EnPI Table'!AP29","v":0},{"$f":"'EnPI Table'!AQ29","v":0},{"$f":"'EnPI Table'!AR29","v":0},{"$f":"'EnPI Table'!AS29","v":0},{"$f":"'EnPI Table'!AT29","v":0},{"$f":"'EnPI Table'!AU29","v":0},{"$f":"'EnPI Table'!AV29","v":0},{"$f":"'EnPI Table'!AW29","v":0},{"$f":"'EnPI Table'!AX29","v":0},{"$f":"'EnPI Table'!AY29","v":0},{"$f":"'EnPI Table'!AZ29","v":0},{"$f":"'EnPI Table'!BA29","v":0},{"$f":"'EnPI Table'!BB29","v":0},{"$f":"'EnPI Table'!BC29","v":0},{"$f":"'EnPI Table'!BD29","v":0},{"$f":"'EnPI Table'!BE29","v":0},{"$f":"'EnPI Table'!BF29","v":0},{"$f":"'EnPI Table'!BG29","v":0},{"$f":"'EnPI Table'!BH29","v":0},{"$f":"'EnPI Table'!BI29","v":0},{"$f":"'EnPI Table'!BJ29","v":0},{"$f":"'EnPI Table'!BK29","v":0},{"$f":"'EnPI Table'!BL29","v":0},{"$f":"'EnPI Table'!BM29","v":0},{"$f":"'EnPI Table'!BN29","v":0},{"$f":"'EnPI Table'!BO29","v":0},{"$f":"'EnPI Table'!BP29","v":0},{"$f":"'EnPI Table'!BQ29","v":0},{"$f":"'EnPI Table'!BR29","v":0},{"$f":"'EnPI Table'!BS29","v":0},{"$f":"'EnPI Table'!BT29","v":0},null,{"$f":"'EnPI Table'!H29","v":0},{"$f":"'EnPI Table'!I29","v":0},{"$f":"'EnPI Table'!J29","v":0},{"$f":"'EnPI Table'!K29","v":0},{"$f":"'EnPI Table'!L29","v":0},{"$f":"'EnPI Table'!M29","v":0},{"$f":"'EnPI Table'!N29","v":0},{"$f":"'EnPI Table'!O29","v":0},{"$f":"'EnPI Table'!P29","v":0},{"$f":"'EnPI Table'!Q29","v":0},{"$f":"'EnPI Table'!R29","v":0},{"$f":"'EnPI Table'!S29","v":0},{"$f":"'EnPI Table'!T29","v":0},{"$f":"'EnPI Table'!U29","v":0},{"$f":"'EnPI Table'!V29","v":0},{"$f":"'EnPI Table'!W29","v":0},{"$f":"'EnPI Table'!X29","v":0},{"$f":"'EnPI Table'!Y29","v":0},{"$f":"'EnPI Table'!Z29","v":0},{"$f":"'EnPI Table'!AA29","v":0}]
[{"$f":"'EnPI Table'!A30","v":"2006-09-01"},{"$f":"'EnPI Table'!AF30","v":21},{"$f":"'EnPI Table'!AG30","v":0},{"$f":"'EnPI Table'!AH30","v":0},{"$f":"'EnPI Table'!AI30","v":0},{"$f":"'EnPI Table'!AJ30","v":0},{"$f":"'EnPI Table'!AK30","v":0},{"$f":"'EnPI Table'!AL30","v":0},{"$f":"'EnPI Table'!AM30","v":0},{"$f":"'EnPI Table'!AN30","v":0},{"$f":"'EnPI Table'!AO30","v":0},{"$f":"'EnPI Table'!AP30","v":0},{"$f":"'EnPI Table'!AQ30","v":0},{"$f":"'EnPI Table'!AR30","v":0},{"$f":"'EnPI Table'!AS30","v":0},{"$f":"'EnPI Table'!AT30","v":0},{"$f":"'EnPI Table'!AU30","v":0},{"$f":"'EnPI Table'!AV30","v":0},{"$f":"'EnPI Table'!AW30","v":0},{"$f":"'EnPI Table'!AX30","v":0},{"$f":"'EnPI Table'!AY30","v":0},{"$f":"'EnPI Table'!AZ30","v":0},{"$f":"'EnPI Table'!BA30","v":0},{"$f":"'EnPI Table'!BB30","v":0},{"$f":"'EnPI Table'!BC30","v":0},{"$f":"'EnPI Table'!BD30","v":0},{"$f":"'EnPI Table'!BE30","v":0},{"$f":"'EnPI Table'!BF30","v":0},{"$f":"'EnPI Table'!BG30","v":0},{"$f":"'EnPI Table'!BH30","v":0},{"$f":"'EnPI Table'!BI30","v":0},{"$f":"'EnPI Table'!BJ30","v":0},{"$f":"'EnPI Table'!BK30","v":0},{"$f":"'EnPI Table'!BL30","v":0},{"$f":"'EnPI Table'!BM30","v":0},{"$f":"'EnPI Table'!BN30","v":0},{"$f":"'EnPI Table'!BO30","v":0},{"$f":"'EnPI Table'!BP30","v":0},{"$f":"'EnPI Table'!BQ30","v":0},{"$f":"'EnPI Table'!BR30","v":0},{"$f":"'EnPI Table'!BS30","v":0},{"$f":"'EnPI Table'!BT30","v":0},null,{"$f":"'EnPI Table'!H30","v":0},{"$f":"'EnPI Table'!I30","v":0},{"$f":"'EnPI Table'!J30","v":0},{"$f":"'EnPI Table'!K30","v":0},{"$f":"'EnPI Table'!L30","v":0},{"$f":"'EnPI Table'!M30","v":0},{"$f":"'EnPI Table'!N30","v":0},{"$f":"'EnPI Table'!O30","v":0},{"$f":"'EnPI Table'!P30","v":0},{"$f":"'EnPI Table'!Q30","v":0},{"$f":"'EnPI Table'!R30","v":0},{"$f":"'EnPI Table'!S30","v":0},{"$f":"'EnPI Table'!T30","v":0},{"$f":"'EnPI Table'!U30","v":0},{"$f":"'EnPI Table'!V30","v":0},{"$f":"'EnPI Table'!W30","v":0},{"$f":"'EnPI Table'!X30","v":0},{"$f":"'EnPI Table'!Y30","v":0},{"$f":"'EnPI Table'!Z30","v":0},{"$f":"'EnPI Table'!AA30","v":0}]
[{"$f":"'EnPI Table'!A31","v":"2006-10-01"},{"$f":"'EnPI Table'!AF31","v":22},{"$f":"'EnPI Table'!AG31","v":0},{"$f":"'EnPI Table'!AH31","v":0},{"$f":"'EnPI Table'!AI31","v":0},{"$f":"'EnPI Table'!AJ31","v":0},{"$f":"'EnPI Table'!AK31","v":0},{"$f":"'EnPI Table'!AL31","v":0},{"$f":"'EnPI Table'!AM31","v":0},{"$f":"'EnPI Table'!AN31","v":0},{"$f":"'EnPI Table'!AO31","v":0},{"$f":"'EnPI Table'!AP31","v":0},{"$f":"'EnPI Table'!AQ31","v":0},{"$f":"'EnPI Table'!AR31","v":0},{"$f":"'EnPI Table'!AS31","v":0},{"$f":"'EnPI Table'!AT31","v":0},{"$f":"'EnPI Table'!AU31","v":0},{"$f":"'EnPI Table'!AV31","v":0},{"$f":"'EnPI Table'!AW31","v":0},{"$f":"'EnPI Table'!AX31","v":0},{"$f":"'EnPI Table'!AY31","v":0},{"$f":"'EnPI Table'!AZ31","v":0},{"$f":"'EnPI Table'!BA31","v":0},{"$f":"'EnPI Table'!BB31","v":0},{"$f":"'EnPI Table'!BC31","v":0},{"$f":"'EnPI Table'!BD31","v":0},{"$f":"'EnPI Table'!BE31","v":0},{"$f":"'EnPI Table'!BF31","v":0},{"$f":"'EnPI Table'!BG31","v":0},{"$f":"'EnPI Table'!BH31","v":0},{"$f":"'EnPI Table'!BI31","v":0},{"$f":"'EnPI Table'!BJ31","v":0},{"$f":"'EnPI Table'!BK31","v":0},{"$f":"'EnPI Table'!BL31","v":0},{"$f":"'EnPI Table'!BM31","v":0},{"$f":"'EnPI Table'!BN31","v":0},{"$f":"'EnPI Table'!BO31","v":0},{"$f":"'EnPI Table'!BP31","v":0},{"$f":"'EnPI Table'!BQ31","v":0},{"$f":"'EnPI Table'!BR31","v":0},{"$f":"'EnPI Table'!BS31","v":0},{"$f":"'EnPI Table'!BT31","v":0},null,{"$f":"'EnPI Table'!H31","v":0},{"$f":"'EnPI Table'!I31","v":0},{"$f":"'EnPI Table'!J31","v":0},{"$f":"'EnPI Table'!K31","v":0},{"$f":"'EnPI Table'!L31","v":0},{"$f":"'EnPI Table'!M31","v":0},{"$f":"'EnPI Table'!N31","v":0},{"$f":"'EnPI Table'!O31","v":0},{"$f":"'EnPI Table'!P31","v":0},{"$f":"'EnPI Table'!Q31","v":0},{"$f":"'EnPI Table'!R31","v":0},{"$f":"'EnPI Table'!S31","v":0},{"$f":"'EnPI Table'!T31","v":0},{"$f":"'EnPI Table'!U31","v":0},{"$f":"'EnPI Table'!V31","v":0},{"$f":"'EnPI Table'!W31","v":0},{"$f":"'EnPI Table'!X31","v":0},{"$f":"'EnPI Table'!Y31","v":0},{"$f":"'EnPI Table'!Z31","v":0},{"$f":"'EnPI Table'!AA31","v":0}]
[{"$f":"'EnPI Table'!A32","v":"2006-11-01"},{"$f":"'EnPI Table'!AF32","v":23},{"$f":"'EnPI Table'!AG32","v":0},{"$f":"'EnPI Table'!AH32","v":0},{"$f":"'EnPI Table'!AI32","v":0},{"$f":"'EnPI Table'!AJ32","v":0},{"$f":"'EnPI Table'!AK32","v":0},{"$f":"'EnPI Table'!AL32","v":0},{"$f":"'EnPI Table'!AM32","v":0},{"$f":"'EnPI Table'!AN32","v":0},{"$f":"'EnPI Table'!AO32","v":0},{"$f":"'EnPI Table'!AP32","v":0},{"$f":"'EnPI Table'!AQ32","v":0},{"$f":"'EnPI Table'!AR32","v":0},{"$f":"'EnPI Table'!AS32","v":0},{"$f":"'EnPI Table'!AT32","v":0},{"$f":"'EnPI Table'!AU32","v":0},{"$f":"'EnPI Table'!AV32","v":0},{"$f":"'EnPI Table'!AW32","v":0},{"$f":"'EnPI Table'!AX32","v":0},{"$f":"'EnPI Table'!AY32","v":0},{"$f":"'EnPI Table'!AZ32","v":0},{"$f":"'EnPI Table'!BA32","v":0},{"$f":"'EnPI Table'!BB32","v":0},{"$f":"'EnPI Table'!BC32","v":0},{"$f":"'EnPI Table'!BD32","v":0},{"$f":"'EnPI Table'!BE32","v":0},{"$f":"'EnPI Table'!BF32","v":0},{"$f":"'EnPI Table'!BG32","v":0},{"$f":"'EnPI Table'!BH32","v":0},{"$f":"'EnPI Table'!BI32","v":0},{"$f":"'EnPI Table'!BJ32","v":0},{"$f":"'EnPI Table'!BK32","v":0},{"$f":"'EnPI Table'!BL32","v":0},{"$f":"'EnPI Table'!BM32","v":0},{"$f":"'EnPI Table'!BN32","v":0},{"$f":"'EnPI Table'!BO32","v":0},{"$f":"'EnPI Table'!BP32","v":0},{"$f":"'EnPI Table'!BQ32","v":0},{"$f":"'EnPI Table'!BR32","v":0},{"$f":"'EnPI Table'!BS32","v":0},{"$f":"'EnPI Table'!BT32","v":0},null,{"$f":"'EnPI Table'!H32","v":0},{"$f":"'EnPI Table'!I32","v":0},{"$f":"'EnPI Table'!J32","v":0},{"$f":"'EnPI Table'!K32","v":0},{"$f":"'EnPI Table'!L32","v":0},{"$f":"'EnPI Table'!M32","v":0},{"$f":"'EnPI Table'!N32","v":0},{"$f":"'EnPI Table'!O32","v":0},{"$f":"'EnPI Table'!P32","v":0},{"$f":"'EnPI Table'!Q32","v":0},{"$f":"'EnPI Table'!R32","v":0},{"$f":"'EnPI Table'!S32","v":0},{"$f":"'EnPI Table'!T32","v":0},{"$f":"'EnPI Table'!U32","v":0},{"$f":"'EnPI Table'!V32","v":0},{"$f":"'EnPI Table'!W32","v":0},{"$f":"'EnPI Table'!X32","v":0},{"$f":"'EnPI Table'!Y32","v":0},{"$f":"'EnPI Table'!Z32","v":0},{"$f":"'EnPI Table'!AA32","v":0}]
[{"$f":"'EnPI Table'!A33","v":"2006-12-01"},{"$f":"'EnPI Table'!AF33","v":24},{"$f":"'EnPI Table'!AG33","v":0},{"$f":"'EnPI Table'!AH33","v":0},{"$f":"'EnPI Table'!AI33","v":0},{"$f":"'EnPI Table'!AJ33","v":0},{"$f":"'EnPI Table'!AK33","v":0},{"$f":"'EnPI Table'!AL33","v":0},{"$f":"'EnPI Table'!AM33","v":0},{"$f":"'EnPI Table'!AN33","v":0},{"$f":"'EnPI Table'!AO33","v":0},{"$f":"'EnPI Table'!AP33","v":0},{"$f":"'EnPI Table'!AQ33","v":0},{"$f":"'EnPI Table'!AR33","v":0},{"$f":"'EnPI Table'!AS33","v":0},{"$f":"'EnPI Table'!AT33","v":0},{"$f":"'EnPI Table'!AU33","v":0},{"$f":"'EnPI Table'!AV33","v":0},{"$f":"'EnPI Table'!AW33","v":0},{"$f":"'EnPI Table'!AX33","v":0},{"$f":"'EnPI Table'!AY33","v":0},{"$f":"'EnPI Table'!AZ33","v":0},{"$f":"'EnPI Table'!BA33","v":0},{"$f":"'EnPI Table'!BB33","v":0},{"$f":"'EnPI Table'!BC33","v":0},{"$f":"'EnPI Table'!BD33","v":0},{"$f":"'EnPI Table'!BE33","v":0},{"$f":"'EnPI Table'!BF33","v":0},{"$f":"'EnPI Table'!BG33","v":0},{"$f":"'EnPI Table'!BH33","v":0},{"$f":"'EnPI Table'!BI33","v":0},{"$f":"'EnPI Table'!BJ33","v":0},{"$f":"'EnPI Table'!BK33","v":0},{"$f":"'EnPI Table'!BL33","v":0},{"$f":"'EnPI Table'!BM33","v":0},{"$f":"'EnPI Table'!BN33","v":0},{"$f":"'EnPI Table'!BO33","v":0},{"$f":"'EnPI Table'!BP33","v":0},{"$f":"'EnPI Table'!BQ33","v":0},{"$f":"'EnPI Table'!BR33","v":0},{"$f":"'EnPI Table'!BS33","v":0},{"$f":"'EnPI Table'!BT33","v":0},null,{"$f":"'EnPI Table'!H33","v":0},{"$f":"'EnPI Table'!I33","v":0},{"$f":"'EnPI Table'!J33","v":0},{"$f":"'EnPI Table'!K33","v":0},{"$f":"'EnPI Table'!L33","v":0},{"$f":"'EnPI Table'!M33","v":0},{"$f":"'EnPI Table'!N33","v":0},{"$f":"'EnPI Table'!O33","v":0},{"$f":"'EnPI Table'!P33","v":0},{"$f":"'EnPI Table'!Q33","v":0},{"$f":"'EnPI Table'!R33","v":0},{"$f":"'EnPI Table'!S33","v":0},{"$f":"'EnPI Table'!T33","v":0},{"$f":"'EnPI Table'!U33","v":0},{"$f":"'EnPI Table'!V33","v":0},{"$f":"'EnPI Table'!W33","v":0},{"$f":"'EnPI Table'!X33","v":0},{"$f":"'EnPI Table'!Y33","v":0},{"$f":"'EnPI Table'!Z33","v":0},{"$f":"'EnPI Table'!AA33","v":0}]
[{"$f":"'EnPI Table'!A34","v":"2007-01-01"},{"$f":"'EnPI Table'!AF34","v":25},{"$f":"'EnPI Table'!AG34","v":0},{"$f":"'EnPI Table'!AH34","v":0},{"$f":"'EnPI Table'!AI34","v":0},{"$f":"'EnPI Table'!AJ34","v":0},{"$f":"'EnPI Table'!AK34","v":0},{"$f":"'EnPI Table'!AL34","v":0},{"$f":"'EnPI Table'!AM34","v":0},{"$f":"'EnPI Table'!AN34","v":0},{"$f":"'EnPI Table'!AO34","v":0},{"$f":"'EnPI Table'!AP34","v":0},{"$f":"'EnPI Table'!AQ34","v":0},{"$f":"'EnPI Table'!AR34","v":0},{"$f":"'EnPI Table'!AS34","v":0},{"$f":"'EnPI Table'!AT34","v":0},{"$f":"'EnPI Table'!AU34","v":0},{"$f":"'EnPI Table'!AV34","v":0},{"$f":"'EnPI Table'!AW34","v":0},{"$f":"'EnPI Table'!AX34","v":0},{"$f":"'EnPI Table'!AY34","v":0},{"$f":"'EnPI Table'!AZ34","v":0},{"$f":"'EnPI Table'!BA34","v":0},{"$f":"'EnPI Table'!BB34","v":0},{"$f":"'EnPI Table'!BC34","v":0},{"$f":"'EnPI Table'!BD34","v":0},{"$f":"'EnPI Table'!BE34","v":0},{"$f":"'EnPI Table'!BF34","v":0},{"$f":"'EnPI Table'!BG34","v":0},{"$f":"'EnPI Table'!BH34","v":0},{"$f":"'EnPI Table'!BI34","v":0},{"$f":"'EnPI Table'!BJ34","v":0},{"$f":"'EnPI Table'!BK34","v":0},{"$f":"'EnPI Table'!BL34","v":0},{"$f":"'EnPI Table'!BM34","v":0},{"$f":"'EnPI Table'!BN34","v":0},{"$f":"'EnPI Table'!BO34","v":0},{"$f":"'EnPI Table'!BP34","v":0},{"$f":"'EnPI Table'!BQ34","v":0},{"$f":"'EnPI Table'!BR34","v":0},{"$f":"'EnPI Table'!BS34","v":0},{"$f":"'EnPI Table'!BT34","v":0},null,{"$f":"'EnPI Table'!H34","v":0},{"$f":"'EnPI Table'!I34","v":0},{"$f":"'EnPI Table'!J34","v":0},{"$f":"'EnPI Table'!K34","v":0},{"$f":"'EnPI Table'!L34","v":0},{"$f":"'EnPI Table'!M34","v":0},{"$f":"'EnPI Table'!N34","v":0},{"$f":"'EnPI Table'!O34","v":0},{"$f":"'EnPI Table'!P34","v":0},{"$f":"'EnPI Table'!Q34","v":0},{"$f":"'EnPI Table'!R34","v":0},{"$f":"'EnPI Table'!S34","v":0},{"$f":"'EnPI Table'!T34","v":0},{"$f":"'EnPI Table'!U34","v":0},{"$f":"'EnPI Table'!V34","v":0},{"$f":"'EnPI Table'!W34","v":0},{"$f":"'EnPI Table'!X34","v":0},{"$f":"'EnPI Table'!Y34","v":0},{"$f":"'EnPI Table'!Z34","v":0},{"$f":"'EnPI Table'!AA34","v":0}]
[{"$f":"'EnPI Table'!A35","v":"2007-02-01"},{"$f":"'EnPI Table'!AF35","v":26},{"$f":"'EnPI Table'!AG35","v":0},{"$f":"'EnPI Table'!AH35","v":0},{"$f":"'EnPI Table'!AI35","v":0},{"$f":"'EnPI Table'!AJ35","v":0},{"$f":"'EnPI Table'!AK35","v":0},{"$f":"'EnPI Table'!AL35","v":0},{"$f":"'EnPI Table'!AM35","v":0},{"$f":"'EnPI Table'!AN35","v":0},{"$f":"'EnPI Table'!AO35","v":0},{"$f":"'EnPI Table'!AP35","v":0},{"$f":"'EnPI Table'!AQ35","v":0},{"$f":"'EnPI Table'!AR35","v":0},{"$f":"'EnPI Table'!AS35","v":0},{"$f":"'EnPI Table'!AT35","v":0},{"$f":"'EnPI Table'!AU35","v":0},{"$f":"'EnPI Table'!AV35","v":0},{"$f":"'EnPI Table'!AW35","v":0},{"$f":"'EnPI Table'!AX35","v":0},{"$f":"'EnPI Table'!AY35","v":0},{"$f":"'EnPI Table'!AZ35","v":0},{"$f":"'EnPI Table'!BA35","v":0},{"$f":"'EnPI Table'!BB35","v":0},{"$f":"'EnPI Table'!BC35","v":0},{"$f":"'EnPI Table'!BD35","v":0},{"$f":"'EnPI Table'!BE35","v":0},{"$f":"'EnPI Table'!BF35","v":0},{"$f":"'EnPI Table'!BG35","v":0},{"$f":"'EnPI Table'!BH35","v":0},{"$f":"'EnPI Table'!BI35","v":0},{"$f":"'EnPI Table'!BJ35","v":0},{"$f":"'EnPI Table'!BK35","v":0},{"$f":"'EnPI Table'!BL35","v":0},{"$f":"'EnPI Table'!BM35","v":0},{"$f":"'EnPI Table'!BN35","v":0},{"$f":"'EnPI Table'!BO35","v":0},{"$f":"'EnPI Table'!BP35","v":0},{"$f":"'EnPI Table'!BQ35","v":0},{"$f":"'EnPI Table'!BR35","v":0},{"$f":"'EnPI Table'!BS35","v":0},{"$f":"'EnPI Table'!BT35","v":0},null,{"$f":"'EnPI Table'!H35","v":0},{"$f":"'EnPI Table'!I35","v":0},{"$f":"'EnPI Table'!J35","v":0},{"$f":"'EnPI Table'!K35","v":0},{"$f":"'EnPI Table'!L35","v":0},{"$f":"'EnPI Table'!M35","v":0},{"$f":"'EnPI Table'!N35","v":0},{"$f":"'EnPI Table'!O35","v":0},{"$f":"'EnPI Table'!P35","v":0},{"$f":"'EnPI Table'!Q35","v":0},{"$f":"'EnPI Table'!R35","v":0},{"$f":"'EnPI Table'!S35","v":0},{"$f":"'EnPI Table'!T35","v":0},{"$f":"'EnPI Table'!U35","v":0},{"$f":"'EnPI Table'!V35","v":0},{"$f":"'EnPI Table'!W35","v":0},{"$f":"'EnPI Table'!X35","v":0},{"$f":"'EnPI Table'!Y35","v":0},{"$f":"'EnPI Table'!Z35","v":0},{"$f":"'EnPI Table'!AA35","v":0}]
[{"$f":"'EnPI Table'!A36","v":"2007-03-01"},{"$f":"'EnPI Table'!AF36","v":27},{"$f":"'EnPI Table'!AG36","v":0},{"$f":"'EnPI Table'!AH36","v":0},{"$f":"'EnPI Table'!AI36","v":0},{"$f":"'EnPI Table'!AJ36","v":0},{"$f":"'EnPI Table'!AK36","v":0},{"$f":"'EnPI Table'!AL36","v":0},{"$f":"'EnPI Table'!AM36","v":0},{"$f":"'EnPI Table'!AN36","v":0},{"$f":"'EnPI Table'!AO36","v":0},{"$f":"'EnPI Table'!AP36","v":0},{"$f":"'EnPI Table'!AQ36","v":0},{"$f":"'EnPI Table'!AR36","v":0},{"$f":"'EnPI Table'!AS36","v":0},{"$f":"'EnPI Table'!AT36","v":0},{"$f":"'EnPI Table'!AU36","v":0},{"$f":"'EnPI Table'!AV36","v":0},{"$f":"'EnPI Table'!AW36","v":0},{"$f":"'EnPI Table'!AX36","v":0},{"$f":"'EnPI Table'!AY36","v":0},{"$f":"'EnPI Table'!AZ36","v":0},{"$f":"'EnPI Table'!BA36","v":0},{"$f":"'EnPI Table'!BB36","v":0},{"$f":"'EnPI Table'!BC36","v":0},{"$f":"'EnPI Table'!BD36","v":0},{"$f":"'EnPI Table'!BE36","v":0},{"$f":"'EnPI Table'!BF36","v":0},{"$f":"'EnPI Table'!BG36","v":0},{"$f":"'EnPI Table'!BH36","v":0},{"$f":"'EnPI Table'!BI36","v":0},{"$f":"'EnPI Table'!BJ36","v":0},{"$f":"'EnPI Table'!BK36","v":0},{"$f":"'EnPI Table'!BL36","v":0},{"$f":"'EnPI Table'!BM36","v":0},{"$f":"'EnPI Table'!BN36","v":0},{"$f":"'EnPI Table'!BO36","v":0},{"$f":"'EnPI Table'!BP36","v":0},{"$f":"'EnPI Table'!BQ36","v":0},{"$f":"'EnPI Table'!BR36","v":0},{"$f":"'EnPI Table'!BS36","v":0},{"$f":"'EnPI Table'!BT36","v":0},null,{"$f":"'EnPI Table'!H36","v":0},{"$f":"'EnPI Table'!I36","v":0},{"$f":"'EnPI Table'!J36","v":0},{"$f":"'EnPI Table'!K36","v":0},{"$f":"'EnPI Table'!L36","v":0},{"$f":"'EnPI Table'!M36","v":0},{"$f":"'EnPI Table'!N36","v":0},{"$f":"'EnPI Table'!O36","v":0},{"$f":"'EnPI Table'!P36","v":0},{"$f":"'EnPI Table'!Q36","v":0},{"$f":"'EnPI Table'!R36","v":0},{"$f":"'EnPI Table'!S36","v":0},{"$f":"'EnPI Table'!T36","v":0},{"$f":"'EnPI Table'!U36","v":0},{"$f":"'EnPI Table'!V36","v":0},{"$f":"'EnPI Table'!W36","v":0},{"$f":"'EnPI Table'!X36","v":0},{"$f":"'EnPI Table'!Y36","v":0},{"$f":"'EnPI Table'!Z36","v":0},{"$f":"'EnPI Table'!AA36","v":0}]
[{"$f":"'EnPI Table'!A37","v":"2007-04-01"},{"$f":"'EnPI Table'!AF37","v":28},{"$f":"'EnPI Table'!AG37","v":0},{"$f":"'EnPI Table'!AH37","v":0},{"$f":"'EnPI Table'!AI37","v":0},{"$f":"'EnPI Table'!AJ37","v":0},{"$f":"'EnPI Table'!AK37","v":0},{"$f":"'EnPI Table'!AL37","v":0},{"$f":"'EnPI Table'!AM37","v":0},{"$f":"'EnPI Table'!AN37","v":0},{"$f":"'EnPI Table'!AO37","v":0},{"$f":"'EnPI Table'!AP37","v":0},{"$f":"'EnPI Table'!AQ37","v":0},{"$f":"'EnPI Table'!AR37","v":0},{"$f":"'EnPI Table'!AS37","v":0},{"$f":"'EnPI Table'!AT37","v":0},{"$f":"'EnPI Table'!AU37","v":0},{"$f":"'EnPI Table'!AV37","v":0},{"$f":"'EnPI Table'!AW37","v":0},{"$f":"'EnPI Table'!AX37","v":0},{"$f":"'EnPI Table'!AY37","v":0},{"$f":"'EnPI Table'!AZ37","v":0},{"$f":"'EnPI Table'!BA37","v":0},{"$f":"'EnPI Table'!BB37","v":0},{"$f":"'EnPI Table'!BC37","v":0},{"$f":"'EnPI Table'!BD37","v":0},{"$f":"'EnPI Table'!BE37","v":0},{"$f":"'EnPI Table'!BF37","v":0},{"$f":"'EnPI Table'!BG37","v":0},{"$f":"'EnPI Table'!BH37","v":0},{"$f":"'EnPI Table'!BI37","v":0},{"$f":"'EnPI Table'!BJ37","v":0},{"$f":"'EnPI Table'!BK37","v":0},{"$f":"'EnPI Table'!BL37","v":0},{"$f":"'EnPI Table'!BM37","v":0},{"$f":"'EnPI Table'!BN37","v":0},{"$f":"'EnPI Table'!BO37","v":0},{"$f":"'EnPI Table'!BP37","v":0},{"$f":"'EnPI Table'!BQ37","v":0},{"$f":"'EnPI Table'!BR37","v":0},{"$f":"'EnPI Table'!BS37","v":0},{"$f":"'EnPI Table'!BT37","v":0},null,{"$f":"'EnPI Table'!H37","v":0},{"$f":"'EnPI Table'!I37","v":0},{"$f":"'EnPI Table'!J37","v":0},{"$f":"'EnPI Table'!K37","v":0},{"$f":"'EnPI Table'!L37","v":0},{"$f":"'EnPI Table'!M37","v":0},{"$f":"'EnPI Table'!N37","v":0},{"$f":"'EnPI Table'!O37","v":0},{"$f":"'EnPI Table'!P37","v":0},{"$f":"'EnPI Table'!Q37","v":0},{"$f":"'EnPI Table'!R37","v":0},{"$f":"'EnPI Table'!S37","v":0},{"$f":"'EnPI Table'!T37","v":0},{"$f":"'EnPI Table'!U37","v":0},{"$f":"'EnPI Table'!V37","v":0},{"$f":"'EnPI Table'!W37","v":0},{"$f":"'EnPI Table'!X37","v":0},{"$f":"'EnPI Table'!Y37","v":0},{"$f":"'EnPI Table'!Z37","v":0},{"$f":"'EnPI Table'!AA37","v":0}]
[{"$f":"'EnPI Table'!A38","v":"2007-05-01"},{"$f":"'EnPI Table'!AF38","v":29},{"$f":"'EnPI Table'!AG38","v":0},{"$f":"'EnPI Table'!AH38","v":0},{"$f":"'EnPI Table'!AI38","v":0},{"$f":"'EnPI Table'!AJ38","v":0},{"$f":"'EnPI Table'!AK38","v":0},{"$f":"'EnPI Table'!AL38","v":0},{"$f":"'EnPI Table'!AM38","v":0},{"$f":"'EnPI Table'!AN38","v":0},{"$f":"'EnPI Table'!AO38","v":0},{"$f":"'EnPI Table'!AP38","v":0},{"$f":"'EnPI Table'!AQ38","v":0},{"$f":"'EnPI Table'!AR38","v":0},{"$f":"'EnPI Table'!AS38","v":0},{"$f":"'EnPI Table'!AT38","v":0},{"$f":"'EnPI Table'!AU38","v":0},{"$f":"'EnPI Table'!AV38","v":0},{"$f":"'EnPI Table'!AW38","v":0},{"$f":"'EnPI Table'!AX38","v":0},{"$f":"'EnPI Table'!AY38","v":0},{"$f":"'EnPI Table'!AZ38","v":0},{"$f":"'EnPI Table'!BA38","v":0},{"$f":"'EnPI Table'!BB38","v":0},{"$f":"'EnPI Table'!BC38","v":0},{"$f":"'EnPI Table'!BD38","v":0},{"$f":"'EnPI Table'!BE38","v":0},{"$f":"'EnPI Table'!BF38","v":0},{"$f":"'EnPI Table'!BG38","v":0},{"$f":"'EnPI Table'!BH38","v":0},{"$f":"'EnPI Table'!BI38","v":0},{"$f":"'EnPI Table'!BJ38","v":0},{"$f":"'EnPI Table'!BK38","v":0},{"$f":"'EnPI Table'!BL38","v":0},{"$f":"'EnPI Table'!BM38","v":0},{"$f":"'EnPI Table'!BN38","v":0},{"$f":"'EnPI Table'!BO38","v":0},{"$f":"'EnPI Table'!BP38","v":0},{"$f":"'EnPI Table'!BQ38","v":0},{"$f":"'EnPI Table'!BR38","v":0},{"$f":"'EnPI Table'!BS38","v":0},{"$f":"'EnPI Table'!BT38","v":0},null,{"$f":"'EnPI Table'!H38","v":0},{"$f":"'EnPI Table'!I38","v":0},{"$f":"'EnPI Table'!J38","v":0},{"$f":"'EnPI Table'!K38","v":0},{"$f":"'EnPI Table'!L38","v":0},{"$f":"'EnPI Table'!M38","v":0},{"$f":"'EnPI Table'!N38","v":0},{"$f":"'EnPI Table'!O38","v":0},{"$f":"'EnPI Table'!P38","v":0},{"$f":"'EnPI Table'!Q38","v":0},{"$f":"'EnPI Table'!R38","v":0},{"$f":"'EnPI Table'!S38","v":0},{"$f":"'EnPI Table'!T38","v":0},{"$f":"'EnPI Table'!U38","v":0},{"$f":"'EnPI Table'!V38","v":0},{"$f":"'EnPI Table'!W38","v":0},{"$f":"'EnPI Table'!X38","v":0},{"$f":"'EnPI Table'!Y38","v":0},{"$f":"'EnPI Table'!Z38","v":0},{"$f":"'EnPI Table'!AA38","v":0}]
[{"$f":"'EnPI Table'!A39","v":"2007-06-01"},{"$f":"'EnPI Table'!AF39","v":30},{"$f":"'EnPI Table'!AG39","v":0},{"$f":"'EnPI Table'!AH39","v":0},{"$f":"'EnPI Table'!AI39","v":0},{"$f":"'EnPI Table'!AJ39","v":0},{"$f":"'EnPI Table'!AK39","v":0},{"$f":"'EnPI Table'!AL39","v":0},{"$f":"'EnPI Table'!AM39","v":0},{"$f":"'EnPI Table'!AN39","v":0},{"$f":"'EnPI Table'!AO39","v":0},{"$f":"'EnPI Table'!AP39","v":0},{"$f":"'EnPI Table'!AQ39","v":0},{"$f":"'EnPI Table'!AR39","v":0},{"$f":"'EnPI Table'!AS39","v":0},{"$f":"'EnPI Table'!AT39","v":0},{"$f":"'EnPI Table'!AU39","v":0},{"$f":"'EnPI Table'!AV39","v":0},{"$f":"'EnPI Table'!AW39","v":0},{"$f":"'EnPI Table'!AX39","v":0},{"$f":"'EnPI Table'!AY39","v":0},{"$f":"'EnPI Table'!AZ39","v":0},{"$f":"'EnPI Table'!BA39","v":0},{"$f":"'EnPI Table'!BB39","v":0},{"$f":"'EnPI Table'!BC39","v":0},{"$f":"'EnPI Table'!BD39","v":0},{"$f":"'EnPI Table'!BE39","v":0},{"$f":"'EnPI Table'!BF39","v":0},{"$f":"'EnPI Table'!BG39","v":0},{"$f":"'EnPI Table'!BH39","v":0},{"$f":"'EnPI Table'!BI39","v":0},{"$f":"'EnPI Table'!BJ39","v":0},{"$f":"'EnPI Table'!BK39","v":0},{"$f":"'EnPI Table'!BL39","v":0},{"$f":"'EnPI Table'!BM39","v":0},{"$f":"'EnPI Table'!BN39","v":0},{"$f":"'EnPI Table'!BO39","v":0},{"$f":"'EnPI Table'!BP39","v":0},{"$f":"'EnPI Table'!BQ39","v":0},{"$f":"'EnPI Table'!BR39","v":0},{"$f":"'EnPI Table'!BS39","v":0},{"$f":"'EnPI Table'!BT39","v":0},null,{"$f":"'EnPI Table'!H39","v":0},{"$f":"'EnPI Table'!I39","v":0},{"$f":"'EnPI Table'!J39","v":0},{"$f":"'EnPI Table'!K39","v":0},{"$f":"'EnPI Table'!L39","v":0},{"$f":"'EnPI Table'!M39","v":0},{"$f":"'EnPI Table'!N39","v":0},{"$f":"'EnPI Table'!O39","v":0},{"$f":"'EnPI Table'!P39","v":0},{"$f":"'EnPI Table'!Q39","v":0},{"$f":"'EnPI Table'!R39","v":0},{"$f":"'EnPI Table'!S39","v":0},{"$f":"'EnPI Table'!T39","v":0},{"$f":"'EnPI Table'!U39","v":0},{"$f":"'EnPI Table'!V39","v":0},{"$f":"'EnPI Table'!W39","v":0},{"$f":"'EnPI Table'!X39","v":0},{"$f":"'EnPI Table'!Y39","v":0},{"$f":"'EnPI Table'!Z39","v":0},{"$f":"'EnPI Table'!AA39","v":0}]
[{"$f":"'EnPI Table'!A40","v":"2007-07-01"},{"$f":"'EnPI Table'!AF40","v":31},{"$f":"'EnPI Table'!AG40","v":0},{"$f":"'EnPI Table'!AH40","v":0},{"$f":"'EnPI Table'!AI40","v":0},{"$f":"'EnPI Table'!AJ40","v":0},{"$f":"'EnPI Table'!AK40","v":0},{"$f":"'EnPI Table'!AL40","v":0},{"$f":"'EnPI Table'!AM40","v":0},{"$f":"'EnPI Table'!AN40","v":0},{"$f":"'EnPI Table'!AO40","v":0},{"$f":"'EnPI Table'!AP40","v":0},{"$f":"'EnPI Table'!AQ40","v":0},{"$f":"'EnPI Table'!AR40","v":0},{"$f":"'EnPI Table'!AS40","v":0},{"$f":"'EnPI Table'!AT40","v":0},{"$f":"'EnPI Table'!AU40","v":0},{"$f":"'EnPI Table'!AV40","v":0},{"$f":"'EnPI Table'!AW40","v":0},{"$f":"'EnPI Table'!AX40","v":0},{"$f":"'EnPI Table'!AY40","v":0},{"$f":"'EnPI Table'!AZ40","v":0},{"$f":"'EnPI Table'!BA40","v":0},{"$f":"'EnPI Table'!BB40","v":0},{"$f":"'EnPI Table'!BC40","v":0},{"$f":"'EnPI Table'!BD40","v":0},{"$f":"'EnPI Table'!BE40","v":0},{"$f":"'EnPI Table'!BF40","v":0},{"$f":"'EnPI Table'!BG40","v":0},{"$f":"'EnPI Table'!BH40","v":0},{"$f":"'EnPI Table'!BI40","v":0},{"$f":"'EnPI Table'!BJ40","v":0},{"$f":"'EnPI Table'!BK40","v":0},{"$f":"'EnPI Table'!BL40","v":0},{"$f":"'EnPI Table'!BM40","v":0},{"$f":"'EnPI Table'!BN40","v":0},{"$f":"'EnPI Table'!BO40","v":0},{"$f":"'EnPI Table'!BP40","v":0},{"$f":"'EnPI Table'!BQ40","v":0},{"$f":"'EnPI Table'!BR40","v":0},{"$f":"'EnPI Table'!BS40","v":0},{"$f":"'EnPI Table'!BT40","v":0},null,{"$f":"'EnPI Table'!H40","v":0},{"$f":"'EnPI Table'!I40","v":0},{"$f":"'EnPI Table'!J40","v":0},{"$f":"'EnPI Table'!K40","v":0},{"$f":"'EnPI Table'!L40","v":0},{"$f":"'EnPI Table'!M40","v":0},{"$f":"'EnPI Table'!N40","v":0},{"$f":"'EnPI Table'!O40","v":0},{"$f":"'EnPI Table'!P40","v":0},{"$f":"'EnPI Table'!Q40","v":0},{"$f":"'EnPI Table'!R40","v":0},{"$f":"'EnPI Table'!S40","v":0},{"$f":"'EnPI Table'!T40","v":0},{"$f":"'EnPI Table'!U40","v":0},{"$f":"'EnPI Table'!V40","v":0},{"$f":"'EnPI Table'!W40","v":0},{"$f":"'EnPI Table'!X40","v":0},{"$f":"'EnPI Table'!Y40","v":0},{"$f":"'EnPI Table'!Z40","v":0},{"$f":"'EnPI Table'!AA40","v":0}]
[{"$f":"'EnPI Table'!A41","v":"2007-08-01"},{"$f":"'EnPI Table'!AF41","v":32},{"$f":"'EnPI Table'!AG41","v":0},{"$f":"'EnPI Table'!AH41","v":0},{"$f":"'EnPI Table'!AI41","v":0},{"$f":"'EnPI Table'!AJ41","v":0},{"$f":"'EnPI Table'!AK41","v":0},{"$f":"'EnPI Table'!AL41","v":0},{"$f":"'EnPI Table'!AM41","v":0},{"$f":"'EnPI Table'!AN41","v":0},{"$f":"'EnPI Table'!AO41","v":0},{"$f":"'EnPI Table'!AP41","v":0},{"$f":"'EnPI Table'!AQ41","v":0},{"$f":"'EnPI Table'!AR41","v":0},{"$f":"'EnPI Table'!AS41","v":0},{"$f":"'EnPI Table'!AT41","v":0},{"$f":"'EnPI Table'!AU41","v":0},{"$f":"'EnPI Table'!AV41","v":0},{"$f":"'EnPI Table'!AW41","v":0},{"$f":"'EnPI Table'!AX41","v":0},{"$f":"'EnPI Table'!AY41","v":0},{"$f":"'EnPI Table'!AZ41","v":0},{"$f":"'EnPI Table'!BA41","v":0},{"$f":"'EnPI Table'!BB41","v":0},{"$f":"'EnPI Table'!BC41","v":0},{"$f":"'EnPI Table'!BD41","v":0},{"$f":"'EnPI Table'!BE41","v":0},{"$f":"'EnPI Table'!BF41","v":0},{"$f":"'EnPI Table'!BG41","v":0},{"$f":"'EnPI Table'!BH41","v":0},{"$f":"'EnPI Table'!BI41","v":0},{"$f":"'EnPI Table'!BJ41","v":0},{"$f":"'EnPI Table'!BK41","v":0},{"$f":"'EnPI Table'!BL41","v":0},{"$f":"'EnPI Table'!BM41","v":0},{"$f":"'EnPI Table'!BN41","v":0},{"$f":"'EnPI Table'!BO41","v":0},{"$f":"'EnPI Table'!BP41","v":0},{"$f":"'EnPI Table'!BQ41","v":0},{"$f":"'EnPI Table'!BR41","v":0},{"$f":"'EnPI Table'!BS41","v":0},{"$f":"'EnPI Table'!BT41","v":0},null,{"$f":"'EnPI Table'!H41","v":0},{"$f":"'EnPI Table'!I41","v":0},{"$f":"'EnPI Table'!J41","v":0},{"$f":"'EnPI Table'!K41","v":0},{"$f":"'EnPI Table'!L41","v":0},{"$f":"'EnPI Table'!M41","v":0},{"$f":"'EnPI Table'!N41","v":0},{"$f":"'EnPI Table'!O41","v":0},{"$f":"'EnPI Table'!P41","v":0},{"$f":"'EnPI Table'!Q41","v":0},{"$f":"'EnPI Table'!R41","v":0},{"$f":"'EnPI Table'!S41","v":0},{"$f":"'EnPI Table'!T41","v":0},{"$f":"'EnPI Table'!U41","v":0},{"$f":"'EnPI Table'!V41","v":0},{"$f":"'EnPI Table'!W41","v":0},{"$f":"'EnPI Table'!X41","v":0},{"$f":"'EnPI Table'!Y41","v":0},{"$f":"'EnPI Table'!Z41","v":0},{"$f":"'EnPI Table'!AA41","v":0}]
[{"$f":"'EnPI Table'!A42","v":"2007-09-01"},{"$f":"'EnPI Table'!AF42","v":33},{"$f":"'EnPI Table'!AG42","v":0},{"$f":"'EnPI Table'!AH42","v":0},{"$f":"'EnPI Table'!AI42","v":0},{"$f":"'EnPI Table'!AJ42","v":0},{"$f":"'EnPI Table'!AK42","v":0},{"$f":"'EnPI Table'!AL42","v":0},{"$f":"'EnPI Table'!AM42","v":0},{"$f":"'EnPI Table'!AN42","v":0},{"$f":"'EnPI Table'!AO42","v":0},{"$f":"'EnPI Table'!AP42","v":0},{"$f":"'EnPI Table'!AQ42","v":0},{"$f":"'EnPI Table'!AR42","v":0},{"$f":"'EnPI Table'!AS42","v":0},{"$f":"'EnPI Table'!AT42","v":0},{"$f":"'EnPI Table'!AU42","v":0},{"$f":"'EnPI Table'!AV42","v":0},{"$f":"'EnPI Table'!AW42","v":0},{"$f":"'EnPI Table'!AX42","v":0},{"$f":"'EnPI Table'!AY42","v":0},{"$f":"'EnPI Table'!AZ42","v":0},{"$f":"'EnPI Table'!BA42","v":0},{"$f":"'EnPI Table'!BB42","v":0},{"$f":"'EnPI Table'!BC42","v":0},{"$f":"'EnPI Table'!BD42","v":0},{"$f":"'EnPI Table'!BE42","v":0},{"$f":"'EnPI Table'!BF42","v":0},{"$f":"'EnPI Table'!BG42","v":0},{"$f":"'EnPI Table'!BH42","v":0},{"$f":"'EnPI Table'!BI42","v":0},{"$f":"'EnPI Table'!BJ42","v":0},{"$f":"'EnPI Table'!BK42","v":0},{"$f":"'EnPI Table'!BL42","v":0},{"$f":"'EnPI Table'!BM42","v":0},{"$f":"'EnPI Table'!BN42","v":0},{"$f":"'EnPI Table'!BO42","v":0},{"$f":"'EnPI Table'!BP42","v":0},{"$f":"'EnPI Table'!BQ42","v":0},{"$f":"'EnPI Table'!BR42","v":0},{"$f":"'EnPI Table'!BS42","v":0},{"$f":"'EnPI Table'!BT42","v":0},null,{"$f":"'EnPI Table'!H42","v":0},{"$f":"'EnPI Table'!I42","v":0},{"$f":"'EnPI Table'!J42","v":0},{"$f":"'EnPI Table'!K42","v":0},{"$f":"'EnPI Table'!L42","v":0},{"$f":"'EnPI Table'!M42","v":0},{"$f":"'EnPI Table'!N42","v":0},{"$f":"'EnPI Table'!O42","v":0},{"$f":"'EnPI Table'!P42","v":0},{"$f":"'EnPI Table'!Q42","v":0},{"$f":"'EnPI Table'!R42","v":0},{"$f":"'EnPI Table'!S42","v":0},{"$f":"'EnPI Table'!T42","v":0},{"$f":"'EnPI Table'!U42","v":0},{"$f":"'EnPI Table'!V42","v":0},{"$f":"'EnPI Table'!W42","v":0},{"$f":"'EnPI Table'!X42","v":0},{"$f":"'EnPI Table'!Y42","v":0},{"$f":"'EnPI Table'!Z42","v":0},{"$f":"'EnPI Table'!AA42","v":0}]
[{"$f":"'EnPI Table'!A43","v":"2007-10-01"},{"$f":"'EnPI Table'!AF43","v":34},{"$f":"'EnPI Table'!AG43","v":0},{"$f":"'EnPI Table'!AH43","v":0},{"$f":"'EnPI Table'!AI43","v":0},{"$f":"'EnPI Table'!AJ43","v":0},{"$f":"'EnPI Table'!AK43","v":0},{"$f":"'EnPI Table'!AL43","v":0},{"$f":"'EnPI Table'!AM43","v":0},{"$f":"'EnPI Table'!AN43","v":0},{"$f":"'EnPI Table'!AO43","v":0},{"$f":"'EnPI Table'!AP43","v":0},{"$f":"'EnPI Table'!AQ43","v":0},{"$f":"'EnPI Table'!AR43","v":0},{"$f":"'EnPI Table'!AS43","v":0},{"$f":"'EnPI Table'!AT43","v":0},{"$f":"'EnPI Table'!AU43","v":0},{"$f":"'EnPI Table'!AV43","v":0},{"$f":"'EnPI Table'!AW43","v":0},{"$f":"'EnPI Table'!AX43","v":0},{"$f":"'EnPI Table'!AY43","v":0},{"$f":"'EnPI Table'!AZ43","v":0},{"$f":"'EnPI Table'!BA43","v":0},{"$f":"'EnPI Table'!BB43","v":0},{"$f":"'EnPI Table'!BC43","v":0},{"$f":"'EnPI Table'!BD43","v":0},{"$f":"'EnPI Table'!BE43","v":0},{"$f":"'EnPI Table'!BF43","v":0},{"$f":"'EnPI Table'!BG43","v":0},{"$f":"'EnPI Table'!BH43","v":0},{"$f":"'EnPI Table'!BI43","v":0},{"$f":"'EnPI Table'!BJ43","v":0},{"$f":"'EnPI Table'!BK43","v":0},{"$f":"'EnPI Table'!BL43","v":0},{"$f":"'EnPI Table'!BM43","v":0},{"$f":"'EnPI Table'!BN43","v":0},{"$f":"'EnPI Table'!BO43","v":0},{"$f":"'EnPI Table'!BP43","v":0},{"$f":"'EnPI Table'!BQ43","v":0},{"$f":"'EnPI Table'!BR43","v":0},{"$f":"'EnPI Table'!BS43","v":0},{"$f":"'EnPI Table'!BT43","v":0},null,{"$f":"'EnPI Table'!H43","v":0},{"$f":"'EnPI Table'!I43","v":0},{"$f":"'EnPI Table'!J43","v":0},{"$f":"'EnPI Table'!K43","v":0},{"$f":"'EnPI Table'!L43","v":0},{"$f":"'EnPI Table'!M43","v":0},{"$f":"'EnPI Table'!N43","v":0},{"$f":"'EnPI Table'!O43","v":0},{"$f":"'EnPI Table'!P43","v":0},{"$f":"'EnPI Table'!Q43","v":0},{"$f":"'EnPI Table'!R43","v":0},{"$f":"'EnPI Table'!S43","v":0},{"$f":"'EnPI Table'!T43","v":0},{"$f":"'EnPI Table'!U43","v":0},{"$f":"'EnPI Table'!V43","v":0},{"$f":"'EnPI Table'!W43","v":0},{"$f":"'EnPI Table'!X43","v":0},{"$f":"'EnPI Table'!Y43","v":0},{"$f":"'EnPI Table'!Z43","v":0},{"$f":"'EnPI Table'!AA43","v":0}]
[{"$f":"'EnPI Table'!A44","v":"2007-11-01"},{"$f":"'EnPI Table'!AF44","v":35},{"$f":"'EnPI Table'!AG44","v":0},{"$f":"'EnPI Table'!AH44","v":0},{"$f":"'EnPI Table'!AI44","v":0},{"$f":"'EnPI Table'!AJ44","v":0},{"$f":"'EnPI Table'!AK44","v":0},{"$f":"'EnPI Table'!AL44","v":0},{"$f":"'EnPI Table'!AM44","v":0},{"$f":"'EnPI Table'!AN44","v":0},{"$f":"'EnPI Table'!AO44","v":0},{"$f":"'EnPI Table'!AP44","v":0},{"$f":"'EnPI Table'!AQ44","v":0},{"$f":"'EnPI Table'!AR44","v":0},{"$f":"'EnPI Table'!AS44","v":0},{"$f":"'EnPI Table'!AT44","v":0},{"$f":"'EnPI Table'!AU44","v":0},{"$f":"'EnPI Table'!AV44","v":0},{"$f":"'EnPI Table'!AW44","v":0},{"$f":"'EnPI Table'!AX44","v":0},{"$f":"'EnPI Table'!AY44","v":0},{"$f":"'EnPI Table'!AZ44","v":0},{"$f":"'EnPI Table'!BA44","v":0},{"$f":"'EnPI Table'!BB44","v":0},{"$f":"'EnPI Table'!BC44","v":0},{"$f":"'EnPI Table'!BD44","v":0},{"$f":"'EnPI Table'!BE44","v":0},{"$f":"'EnPI Table'!BF44","v":0},{"$f":"'EnPI Table'!BG44","v":0},{"$f":"'EnPI Table'!BH44","v":0},{"$f":"'EnPI Table'!BI44","v":0},{"$f":"'EnPI Table'!BJ44","v":0},{"$f":"'EnPI Table'!BK44","v":0},{"$f":"'EnPI Table'!BL44","v":0},{"$f":"'EnPI Table'!BM44","v":0},{"$f":"'EnPI Table'!BN44","v":0},{"$f":"'EnPI Table'!BO44","v":0},{"$f":"'EnPI Table'!BP44","v":0},{"$f":"'EnPI Table'!BQ44","v":0},{"$f":"'EnPI Table'!BR44","v":0},{"$f":"'EnPI Table'!BS44","v":0},{"$f":"'EnPI Table'!BT44","v":0},null,{"$f":"'EnPI Table'!H44","v":0},{"$f":"'EnPI Table'!I44","v":0},{"$f":"'EnPI Table'!J44","v":0},{"$f":"'EnPI Table'!K44","v":0},{"$f":"'EnPI Table'!L44","v":0},{"$f":"'EnPI Table'!M44","v":0},{"$f":"'EnPI Table'!N44","v":0},{"$f":"'EnPI Table'!O44","v":0},{"$f":"'EnPI Table'!P44","v":0},{"$f":"'EnPI Table'!Q44","v":0},{"$f":"'EnPI Table'!R44","v":0},{"$f":"'EnPI Table'!S44","v":0},{"$f":"'EnPI Table'!T44","v":0},{"$f":"'EnPI Table'!U44","v":0},{"$f":"'EnPI Table'!V44","v":0},{"$f":"'EnPI Table'!W44","v":0},{"$f":"'EnPI Table'!X44","v":0},{"$f":"'EnPI Table'!Y44","v":0},{"$f":"'EnPI Table'!Z44","v":0},{"$f":"'EnPI Table'!AA44","v":0}]
[{"$f":"'EnPI Table'!A45","v":"2007-12-01"},{"$f":"'EnPI Table'!AF45","v":36},{"$f":"'EnPI Table'!AG45","v":0},{"$f":"'EnPI Table'!AH45","v":0},{"$f":"'EnPI Table'!AI45","v":0},{"$f":"'EnPI Table'!AJ45","v":0},{"$f":"'EnPI Table'!AK45","v":0},{"$f":"'EnPI Table'!AL45","v":0},{"$f":"'EnPI Table'!AM45","v":0},{"$f":"'EnPI Table'!AN45","v":0},{"$f":"'EnPI Table'!AO45","v":0},{"$f":"'EnPI Table'!AP45","v":0},{"$f":"'EnPI Table'!AQ45","v":0},{"$f":"'EnPI Table'!AR45","v":0},{"$f":"'EnPI Table'!AS45","v":0},{"$f":"'EnPI Table'!AT45","v":0},{"$f":"'EnPI Table'!AU45","v":0},{"$f":"'EnPI Table'!AV45","v":0},{"$f":"'EnPI Table'!AW45","v":0},{"$f":"'EnPI Table'!AX45","v":0},{"$f":"'EnPI Table'!AY45","v":0},{"$f":"'EnPI Table'!AZ45","v":0},{"$f":"'EnPI Table'!BA45","v":0},{"$f":"'EnPI Table'!BB45","v":0},{"$f":"'EnPI Table'!BC45","v":0},{"$f":"'EnPI Table'!BD45","v":0},{"$f":"'EnPI Table'!BE45","v":0},{"$f":"'EnPI Table'!BF45","v":0},{"$f":"'EnPI Table'!BG45","v":0},{"$f":"'EnPI Table'!BH45","v":0},{"$f":"'EnPI Table'!BI45","v":0},{"$f":"'EnPI Table'!BJ45","v":0},{"$f":"'EnPI Table'!BK45","v":0},{"$f":"'EnPI Table'!BL45","v":0},{"$f":"'EnPI Table'!BM45","v":0},{"$f":"'EnPI Table'!BN45","v":0},{"$f":"'EnPI Table'!BO45","v":0},{"$f":"'EnPI Table'!BP45","v":0},{"$f":"'EnPI Table'!BQ45","v":0},{"$f":"'EnPI Table'!BR45","v":0},{"$f":"'EnPI Table'!BS45","v":0},{"$f":"'EnPI Table'!BT45","v":0},null,{"$f":"'EnPI Table'!H45","v":0},{"$f":"'EnPI Table'!I45","v":0},{"$f":"'EnPI Table'!J45","v":0},{"$f":"'EnPI Table'!K45","v":0},{"$f":"'EnPI Table'!L45","v":0},{"$f":"'EnPI Table'!M45","v":0},{"$f":"'EnPI Table'!N45","v":0},{"$f":"'EnPI Table'!O45","v":0},{"$f":"'EnPI Table'!P45","v":0},{"$f":"'EnPI Table'!Q45","v":0},{"$f":"'EnPI Table'!R45","v":0},{"$f":"'EnPI Table'!S45","v":0},{"$f":"'EnPI Table'!T45","v":0},{"$f":"'EnPI Table'!U45","v":0},{"$f":"'EnPI Table'!V45","v":0},{"$f":"'EnPI Table'!W45","v":0},{"$f":"'EnPI Table'!X45","v":0},{"$f":"'EnPI Table'!Y45","v":0},{"$f":"'EnPI Table'!Z45","v":0},{"$f":"'EnPI Table'!AA45","v":0}]
[{"$f":"'EnPI Table'!A46","v":"2008-01-01"},{"$f":"'EnPI Table'!AF46","v":37},{"$f":"'EnPI Table'!AG46","v":0},{"$f":"'EnPI Table'!AH46","v":0},{"$f":"'EnPI Table'!AI46","v":0},{"$f":"'EnPI Table'!AJ46","v":0},{"$f":"'EnPI Table'!AK46","v":0},{"$f":"'EnPI Table'!AL46","v":0},{"$f":"'EnPI Table'!AM46","v":0},{"$f":"'EnPI Table'!AN46","v":0},{"$f":"'EnPI Table'!AO46","v":0},{"$f":"'EnPI Table'!AP46","v":0},{"$f":"'EnPI Table'!AQ46","v":0},{"$f":"'EnPI Table'!AR46","v":0},{"$f":"'EnPI Table'!AS46","v":0},{"$f":"'EnPI Table'!AT46","v":0},{"$f":"'EnPI Table'!AU46","v":0},{"$f":"'EnPI Table'!AV46","v":0},{"$f":"'EnPI Table'!AW46","v":0},{"$f":"'EnPI Table'!AX46","v":0},{"$f":"'EnPI Table'!AY46","v":0},{"$f":"'EnPI Table'!AZ46","v":0},{"$f":"'EnPI Table'!BA46","v":0},{"$f":"'EnPI Table'!BB46","v":0},{"$f":"'EnPI Table'!BC46","v":0},{"$f":"'EnPI Table'!BD46","v":0},{"$f":"'EnPI Table'!BE46","v":0},{"$f":"'EnPI Table'!BF46","v":0},{"$f":"'EnPI Table'!BG46","v":0},{"$f":"'EnPI Table'!BH46","v":0},{"$f":"'EnPI Table'!BI46","v":0},{"$f":"'EnPI Table'!BJ46","v":0},{"$f":"'EnPI Table'!BK46","v":0},{"$f":"'EnPI Table'!BL46","v":0},{"$f":"'EnPI Table'!BM46","v":0},{"$f":"'EnPI Table'!BN46","v":0},{"$f":"'EnPI Table'!BO46","v":0},{"$f":"'EnPI Table'!BP46","v":0},{"$f":"'EnPI Table'!BQ46","v":0},{"$f":"'EnPI Table'!BR46","v":0},{"$f":"'EnPI Table'!BS46","v":0},{"$f":"'EnPI Table'!BT46","v":0},null,{"$f":"'EnPI Table'!H46","v":0},{"$f":"'EnPI Table'!I46","v":0},{"$f":"'EnPI Table'!J46","v":0},{"$f":"'EnPI Table'!K46","v":0},{"$f":"'EnPI Table'!L46","v":0},{"$f":"'EnPI Table'!M46","v":0},{"$f":"'EnPI Table'!N46","v":0},{"$f":"'EnPI Table'!O46","v":0},{"$f":"'EnPI Table'!P46","v":0},{"$f":"'EnPI Table'!Q46","v":0},{"$f":"'EnPI Table'!R46","v":0},{"$f":"'EnPI Table'!S46","v":0},{"$f":"'EnPI Table'!T46","v":0},{"$f":"'EnPI Table'!U46","v":0},{"$f":"'EnPI Table'!V46","v":0},{"$f":"'EnPI Table'!W46","v":0},{"$f":"'EnPI Table'!X46","v":0},{"$f":"'EnPI Table'!Y46","v":0},{"$f":"'EnPI Table'!Z46","v":0},{"$f":"'EnPI Table'!AA46","v":0}]
[{"$f":"'EnPI Table'!A47","v":"2008-02-01"},{"$f":"'EnPI Table'!AF47","v":38},{"$f":"'EnPI Table'!AG47","v":0},{"$f":"'EnPI Table'!AH47","v":0},{"$f":"'EnPI Table'!AI47","v":0},{"$f":"'EnPI Table'!AJ47","v":0},{"$f":"'EnPI Table'!AK47","v":0},{"$f":"'EnPI Table'!AL47","v":0},{"$f":"'EnPI Table'!AM47","v":0},{"$f":"'EnPI Table'!AN47","v":0},{"$f":"'EnPI Table'!AO47","v":0},{"$f":"'EnPI Table'!AP47","v":0},{"$f":"'EnPI Table'!AQ47","v":0},{"$f":"'EnPI Table'!AR47","v":0},{"$f":"'EnPI Table'!AS47","v":0},{"$f":"'EnPI Table'!AT47","v":0},{"$f":"'EnPI Table'!AU47","v":0},{"$f":"'EnPI Table'!AV47","v":0},{"$f":"'EnPI Table'!AW47","v":0},{"$f":"'EnPI Table'!AX47","v":0},{"$f":"'EnPI Table'!AY47","v":0},{"$f":"'EnPI Table'!AZ47","v":0},{"$f":"'EnPI Table'!BA47","v":0},{"$f":"'EnPI Table'!BB47","v":0},{"$f":"'EnPI Table'!BC47","v":0},{"$f":"'EnPI Table'!BD47","v":0},{"$f":"'EnPI Table'!BE47","v":0},{"$f":"'EnPI Table'!BF47","v":0},{"$f":"'EnPI Table'!BG47","v":0},{"$f":"'EnPI Table'!BH47","v":0},{"$f":"'EnPI Table'!BI47","v":0},{"$f":"'EnPI Table'!BJ47","v":0},{"$f":"'EnPI Table'!BK47","v":0},{"$f":"'EnPI Table'!BL47","v":0},{"$f":"'EnPI Table'!BM47","v":0},{"$f":"'EnPI Table'!BN47","v":0},{"$f":"'EnPI Table'!BO47","v":0},{"$f":"'EnPI Table'!BP47","v":0},{"$f":"'EnPI Table'!BQ47","v":0},{"$f":"'EnPI Table'!BR47","v":0},{"$f":"'EnPI Table'!BS47","v":0},{"$f":"'EnPI Table'!BT47","v":0},null,{"$f":"'EnPI Table'!H47","v":0},{"$f":"'EnPI Table'!I47","v":0},{"$f":"'EnPI Table'!J47","v":0},{"$f":"'EnPI Table'!K47","v":0},{"$f":"'EnPI Table'!L47","v":0},{"$f":"'EnPI Table'!M47","v":0},{"$f":"'EnPI Table'!N47","v":0},{"$f":"'EnPI Table'!O47","v":0},{"$f":"'EnPI Table'!P47","v":0},{"$f":"'EnPI Table'!Q47","v":0},{"$f":"'EnPI Table'!R47","v":0},{"$f":"'EnPI Table'!S47","v":0},{"$f":"'EnPI Table'!T47","v":0},{"$f":"'EnPI Table'!U47","v":0},{"$f":"'EnPI Table'!V47","v":0},{"$f":"'EnPI Table'!W47","v":0},{"$f":"'EnPI Table'!X47","v":0},{"$f":"'EnPI Table'!Y47","v":0},{"$f":"'EnPI Table'!Z47","v":0},{"$f":"'EnPI Table'!AA47","v":0}]
[{"$f":"'EnPI Table'!A48","v":"2008-03-01"},{"$f":"'EnPI Table'!AF48","v":39},{"$f":"'EnPI Table'!AG48","v":0},{"$f":"'EnPI Table'!AH48","v":0},{"$f":"'EnPI Table'!AI48","v":0},{"$f":"'EnPI Table'!AJ48","v":0},{"$f":"'EnPI Table'!AK48","v":0},{"$f":"'EnPI Table'!AL48","v":0},{"$f":"'EnPI Table'!AM48","v":0},{"$f":"'EnPI Table'!AN48","v":0},{"$f":"'EnPI Table'!AO48","v":0},{"$f":"'EnPI Table'!AP48","v":0},{"$f":"'EnPI Table'!AQ48","v":0},{"$f":"'EnPI Table'!AR48","v":0},{"$f":"'EnPI Table'!AS48","v":0},{"$f":"'EnPI Table'!AT48","v":0},{"$f":"'EnPI Table'!AU48","v":0},{"$f":"'EnPI Table'!AV48","v":0},{"$f":"'EnPI Table'!AW48","v":0},{"$f":"'EnPI Table'!AX48","v":0},{"$f":"'EnPI Table'!AY48","v":0},{"$f":"'EnPI Table'!AZ48","v":0},{"$f":"'EnPI Table'!BA48","v":0},{"$f":"'EnPI Table'!BB48","v":0},{"$f":"'EnPI Table'!BC48","v":0},{"$f":"'EnPI Table'!BD48","v":0},{"$f":"'EnPI Table'!BE48","v":0},{"$f":"'EnPI Table'!BF48","v":0},{"$f":"'EnPI Table'!BG48","v":0},{"$f":"'EnPI Table'!BH48","v":0},{"$f":"'EnPI Table'!BI48","v":0},{"$f":"'EnPI Table'!BJ48","v":0},{"$f":"'EnPI Table'!BK48","v":0},{"$f":"'EnPI Table'!BL48","v":0},{"$f":"'EnPI Table'!BM48","v":0},{"$f":"'EnPI Table'!BN48","v":0},{"$f":"'EnPI Table'!BO48","v":0},{"$f":"'EnPI Table'!BP48","v":0},{"$f":"'EnPI Table'!BQ48","v":0},{"$f":"'EnPI Table'!BR48","v":0},{"$f":"'EnPI Table'!BS48","v":0},{"$f":"'EnPI Table'!BT48","v":0},null,{"$f":"'EnPI Table'!H48","v":0},{"$f":"'EnPI Table'!I48","v":0},{"$f":"'EnPI Table'!J48","v":0},{"$f":"'EnPI Table'!K48","v":0},{"$f":"'EnPI Table'!L48","v":0},{"$f":"'EnPI Table'!M48","v":0},{"$f":"'EnPI Table'!N48","v":0},{"$f":"'EnPI Table'!O48","v":0},{"$f":"'EnPI Table'!P48","v":0},{"$f":"'EnPI Table'!Q48","v":0},{"$f":"'EnPI Table'!R48","v":0},{"$f":"'EnPI Table'!S48","v":0},{"$f":"'EnPI Table'!T48","v":0},{"$f":"'EnPI Table'!U48","v":0},{"$f":"'EnPI Table'!V48","v":0},{"$f":"'EnPI Table'!W48","v":0},{"$f":"'EnPI Table'!X48","v":0},{"$f":"'EnPI Table'!Y48","v":0},{"$f":"'EnPI Table'!Z48","v":0},{"$f":"'EnPI Table'!AA48","v":0}]
[{"$f":"'EnPI Table'!A49","v":"2008-04-01"},{"$f":"'EnPI Table'!AF49","v":40},{"$f":"'EnPI Table'!AG49","v":0},{"$f":"'EnPI Table'!AH49","v":0},{"$f":"'EnPI Table'!AI49","v":0},{"$f":"'EnPI Table'!AJ49","v":0},{"$f":"'EnPI Table'!AK49","v":0},{"$f":"'EnPI Table'!AL49","v":0},{"$f":"'EnPI Table'!AM49","v":0},{"$f":"'EnPI Table'!AN49","v":0},{"$f":"'EnPI Table'!AO49","v":0},{"$f":"'EnPI Table'!AP49","v":0},{"$f":"'EnPI Table'!AQ49","v":0},{"$f":"'EnPI Table'!AR49","v":0},{"$f":"'EnPI Table'!AS49","v":0},{"$f":"'EnPI Table'!AT49","v":0},{"$f":"'EnPI Table'!AU49","v":0},{"$f":"'EnPI Table'!AV49","v":0},{"$f":"'EnPI Table'!AW49","v":0},{"$f":"'EnPI Table'!AX49","v":0},{"$f":"'EnPI Table'!AY49","v":0},{"$f":"'EnPI Table'!AZ49","v":0},{"$f":"'EnPI Table'!BA49","v":0},{"$f":"'EnPI Table'!BB49","v":0},{"$f":"'EnPI Table'!BC49","v":0},{"$f":"'EnPI Table'!BD49","v":0},{"$f":"'EnPI Table'!BE49","v":0},{"$f":"'EnPI Table'!BF49","v":0},{"$f":"'EnPI Table'!BG49","v":0},{"$f":"'EnPI Table'!BH49","v":0},{"$f":"'EnPI Table'!BI49","v":0},{"$f":"'EnPI Table'!BJ49","v":0},{"$f":"'EnPI Table'!BK49","v":0},{"$f":"'EnPI Table'!BL49","v":0},{"$f":"'EnPI Table'!BM49","v":0},{"$f":"'EnPI Table'!BN49","v":0},{"$f":"'EnPI Table'!BO49","v":0},{"$f":"'EnPI Table'!BP49","v":0},{"$f":"'EnPI Table'!BQ49","v":0},{"$f":"'EnPI Table'!BR49","v":0},{"$f":"'EnPI Table'!BS49","v":0},{"$f":"'EnPI Table'!BT49","v":0},null,{"$f":"'EnPI Table'!H49","v":0},{"$f":"'EnPI Table'!I49","v":0},{"$f":"'EnPI Table'!J49","v":0},{"$f":"'EnPI Table'!K49","v":0},{"$f":"'EnPI Table'!L49","v":0},{"$f":"'EnPI Table'!M49","v":0},{"$f":"'EnPI Table'!N49","v":0},{"$f":"'EnPI Table'!O49","v":0},{"$f":"'EnPI Table'!P49","v":0},{"$f":"'EnPI Table'!Q49","v":0},{"$f":"'EnPI Table'!R49","v":0},{"$f":"'EnPI Table'!S49","v":0},{"$f":"'EnPI Table'!T49","v":0},{"$f":"'EnPI Table'!U49","v":0},{"$f":"'EnPI Table'!V49","v":0},{"$f":"'EnPI Table'!W49","v":0},{"$f":"'EnPI Table'!X49","v":0},{"$f":"'EnPI Table'!Y49","v":0},{"$f":"'EnPI Table'!Z49","v":0},{"$f":"'EnPI Table'!AA49","v":0}]
[{"$f":"'EnPI Table'!A50","v":"2008-05-01"},{"$f":"'EnPI Table'!AF50","v":41},{"$f":"'EnPI Table'!AG50","v":0},{"$f":"'EnPI Table'!AH50","v":0},{"$f":"'EnPI Table'!AI50","v":0},{"$f":"'EnPI Table'!AJ50","v":0},{"$f":"'EnPI Table'!AK50","v":0},{"$f":"'EnPI Table'!AL50","v":0},{"$f":"'EnPI Table'!AM50","v":0},{"$f":"'EnPI Table'!AN50","v":0},{"$f":"'EnPI Table'!AO50","v":0},{"$f":"'EnPI Table'!AP50","v":0},{"$f":"'EnPI Table'!AQ50","v":0},{"$f":"'EnPI Table'!AR50","v":0},{"$f":"'EnPI Table'!AS50","v":0},{"$f":"'EnPI Table'!AT50","v":0},{"$f":"'EnPI Table'!AU50","v":0},{"$f":"'EnPI Table'!AV50","v":0},{"$f":"'EnPI Table'!AW50","v":0},{"$f":"'EnPI Table'!AX50","v":0},{"$f":"'EnPI Table'!AY50","v":0},{"$f":"'EnPI Table'!AZ50","v":0},{"$f":"'EnPI Table'!BA50","v":0},{"$f":"'EnPI Table'!BB50","v":0},{"$f":"'EnPI Table'!BC50","v":0},{"$f":"'EnPI Table'!BD50","v":0},{"$f":"'EnPI Table'!BE50","v":0},{"$f":"'EnPI Table'!BF50","v":0},{"$f":"'EnPI Table'!BG50","v":0},{"$f":"'EnPI Table'!BH50","v":0},{"$f":"'EnPI Table'!BI50","v":0},{"$f":"'EnPI Table'!BJ50","v":0},{"$f":"'EnPI Table'!BK50","v":0},{"$f":"'EnPI Table'!BL50","v":0},{"$f":"'EnPI Table'!BM50","v":0},{"$f":"'EnPI Table'!BN50","v":0},{"$f":"'EnPI Table'!BO50","v":0},{"$f":"'EnPI Table'!BP50","v":0},{"$f":"'EnPI Table'!BQ50","v":0},{"$f":"'EnPI Table'!BR50","v":0},{"$f":"'EnPI Table'!BS50","v":0},{"$f":"'EnPI Table'!BT50","v":0},null,{"$f":"'EnPI Table'!H50","v":0},{"$f":"'EnPI Table'!I50","v":0},{"$f":"'EnPI Table'!J50","v":0},{"$f":"'EnPI Table'!K50","v":0},{"$f":"'EnPI Table'!L50","v":0},{"$f":"'EnPI Table'!M50","v":0},{"$f":"'EnPI Table'!N50","v":0},{"$f":"'EnPI Table'!O50","v":0},{"$f":"'EnPI Table'!P50","v":0},{"$f":"'EnPI Table'!Q50","v":0},{"$f":"'EnPI Table'!R50","v":0},{"$f":"'EnPI Table'!S50","v":0},{"$f":"'EnPI Table'!T50","v":0},{"$f":"'EnPI Table'!U50","v":0},{"$f":"'EnPI Table'!V50","v":0},{"$f":"'EnPI Table'!W50","v":0},{"$f":"'EnPI Table'!X50","v":0},{"$f":"'EnPI Table'!Y50","v":0},{"$f":"'EnPI Table'!Z50","v":0},{"$f":"'EnPI Table'!AA50","v":0}]
[{"$f":"'EnPI Table'!A51","v":"2008-06-01"},{"$f":"'EnPI Table'!AF51","v":42},{"$f":"'EnPI Table'!AG51","v":0},{"$f":"'EnPI Table'!AH51","v":0},{"$f":"'EnPI Table'!AI51","v":0},{"$f":"'EnPI Table'!AJ51","v":0},{"$f":"'EnPI Table'!AK51","v":0},{"$f":"'EnPI Table'!AL51","v":0},{"$f":"'EnPI Table'!AM51","v":0},{"$f":"'EnPI Table'!AN51","v":0},{"$f":"'EnPI Table'!AO51","v":0},{"$f":"'EnPI Table'!AP51","v":0},{"$f":"'EnPI Table'!AQ51","v":0},{"$f":"'EnPI Table'!AR51","v":0},{"$f":"'EnPI Table'!AS51","v":0},{"$f":"'EnPI Table'!AT51","v":0},{"$f":"'EnPI Table'!AU51","v":0},{"$f":"'EnPI Table'!AV51","v":0},{"$f":"'EnPI Table'!AW51","v":0},{"$f":"'EnPI Table'!AX51","v":0},{"$f":"'EnPI Table'!AY51","v":0},{"$f":"'EnPI Table'!AZ51","v":0},{"$f":"'EnPI Table'!BA51","v":0},{"$f":"'EnPI Table'!BB51","v":0},{"$f":"'EnPI Table'!BC51","v":0},{"$f":"'EnPI Table'!BD51","v":0},{"$f":"'EnPI Table'!BE51","v":0},{"$f":"'EnPI Table'!BF51","v":0},{"$f":"'EnPI Table'!BG51","v":0},{"$f":"'EnPI Table'!BH51","v":0},{"$f":"'EnPI Table'!BI51","v":0},{"$f":"'EnPI Table'!BJ51","v":0},{"$f":"'EnPI Table'!BK51","v":0},{"$f":"'EnPI Table'!BL51","v":0},{"$f":"'EnPI Table'!BM51","v":0},{"$f":"'EnPI Table'!BN51","v":0},{"$f":"'EnPI Table'!BO51","v":0},{"$f":"'EnPI Table'!BP51","v":0},{"$f":"'EnPI Table'!BQ51","v":0},{"$f":"'EnPI Table'!BR51","v":0},{"$f":"'EnPI Table'!BS51","v":0},{"$f":"'EnPI Table'!BT51","v":0},null,{"$f":"'EnPI Table'!H51","v":0},{"$f":"'EnPI Table'!I51","v":0},{"$f":"'EnPI Table'!J51","v":0},{"$f":"'EnPI Table'!K51","v":0},{"$f":"'EnPI Table'!L51","v":0},{"$f":"'EnPI Table'!M51","v":0},{"$f":"'EnPI Table'!N51","v":0},{"$f":"'EnPI Table'!O51","v":0},{"$f":"'EnPI Table'!P51","v":0},{"$f":"'EnPI Table'!Q51","v":0},{"$f":"'EnPI Table'!R51","v":0},{"$f":"'EnPI Table'!S51","v":0},{"$f":"'EnPI Table'!T51","v":0},{"$f":"'EnPI Table'!U51","v":0},{"$f":"'EnPI Table'!V51","v":0},{"$f":"'EnPI Table'!W51","v":0},{"$f":"'EnPI Table'!X51","v":0},{"$f":"'EnPI Table'!Y51","v":0},{"$f":"'EnPI Table'!Z51","v":0},{"$f":"'EnPI Table'!AA51","v":0}]
[{"$f":"'EnPI Table'!A52","v":"2008-07-01"},{"$f":"'EnPI Table'!AF52","v":43},{"$f":"'EnPI Table'!AG52","v":0},{"$f":"'EnPI Table'!AH52","v":0},{"$f":"'EnPI Table'!AI52","v":0},{"$f":"'EnPI Table'!AJ52","v":0},{"$f":"'EnPI Table'!AK52","v":0},{"$f":"'EnPI Table'!AL52","v":0},{"$f":"'EnPI Table'!AM52","v":0},{"$f":"'EnPI Table'!AN52","v":0},{"$f":"'EnPI Table'!AO52","v":0},{"$f":"'EnPI Table'!AP52","v":0},{"$f":"'EnPI Table'!AQ52","v":0},{"$f":"'EnPI Table'!AR52","v":0},{"$f":"'EnPI Table'!AS52","v":0},{"$f":"'EnPI Table'!AT52","v":0},{"$f":"'EnPI Table'!AU52","v":0},{"$f":"'EnPI Table'!AV52","v":0},{"$f":"'EnPI Table'!AW52","v":0},{"$f":"'EnPI Table'!AX52","v":0},{"$f":"'EnPI Table'!AY52","v":0},{"$f":"'EnPI Table'!AZ52","v":0},{"$f":"'EnPI Table'!BA52","v":0},{"$f":"'EnPI Table'!BB52","v":0},{"$f":"'EnPI Table'!BC52","v":0},{"$f":"'EnPI Table'!BD52","v":0},{"$f":"'EnPI Table'!BE52","v":0},{"$f":"'EnPI Table'!BF52","v":0},{"$f":"'EnPI Table'!BG52","v":0},{"$f":"'EnPI Table'!BH52","v":0},{"$f":"'EnPI Table'!BI52","v":0},{"$f":"'EnPI Table'!BJ52","v":0},{"$f":"'EnPI Table'!BK52","v":0},{"$f":"'EnPI Table'!BL52","v":0},{"$f":"'EnPI Table'!BM52","v":0},{"$f":"'EnPI Table'!BN52","v":0},{"$f":"'EnPI Table'!BO52","v":0},{"$f":"'EnPI Table'!BP52","v":0},{"$f":"'EnPI Table'!BQ52","v":0},{"$f":"'EnPI Table'!BR52","v":0},{"$f":"'EnPI Table'!BS52","v":0},{"$f":"'EnPI Table'!BT52","v":0},null,{"$f":"'EnPI Table'!H52","v":0},{"$f":"'EnPI Table'!I52","v":0},{"$f":"'EnPI Table'!J52","v":0},{"$f":"'EnPI Table'!K52","v":0},{"$f":"'EnPI Table'!L52","v":0},{"$f":"'EnPI Table'!M52","v":0},{"$f":"'EnPI Table'!N52","v":0},{"$f":"'EnPI Table'!O52","v":0},{"$f":"'EnPI Table'!P52","v":0},{"$f":"'EnPI Table'!Q52","v":0},{"$f":"'EnPI Table'!R52","v":0},{"$f":"'EnPI Table'!S52","v":0},{"$f":"'EnPI Table'!T52","v":0},{"$f":"'EnPI Table'!U52","v":0},{"$f":"'EnPI Table'!V52","v":0},{"$f":"'EnPI Table'!W52","v":0},{"$f":"'EnPI Table'!X52","v":0},{"$f":"'EnPI Table'!Y52","v":0},{"$f":"'EnPI Table'!Z52","v":0},{"$f":"'EnPI Table'!AA52","v":0}]
[{"$f":"'EnPI Table'!A53","v":"2008-08-01"},{"$f":"'EnPI Table'!AF53","v":44},{"$f":"'EnPI Table'!AG53","v":0},{"$f":"'EnPI Table'!AH53","v":0},{"$f":"'EnPI Table'!AI53","v":0},{"$f":"'EnPI Table'!AJ53","v":0},{"$f":"'EnPI Table'!AK53","v":0},{"$f":"'EnPI Table'!AL53","v":0},{"$f":"'EnPI Table'!AM53","v":0},{"$f":"'EnPI Table'!AN53","v":0},{"$f":"'EnPI Table'!AO53","v":0},{"$f":"'EnPI Table'!AP53","v":0},{"$f":"'EnPI Table'!AQ53","v":0},{"$f":"'EnPI Table'!AR53","v":0},{"$f":"'EnPI Table'!AS53","v":0},{"$f":"'EnPI Table'!AT53","v":0},{"$f":"'EnPI Table'!AU53","v":0},{"$f":"'EnPI Table'!AV53","v":0},{"$f":"'EnPI Table'!AW53","v":0},{"$f":"'EnPI Table'!AX53","v":0},{"$f":"'EnPI Table'!AY53","v":0},{"$f":"'EnPI Table'!AZ53","v":0},{"$f":"'EnPI Table'!BA53","v":0},{"$f":"'EnPI Table'!BB53","v":0},{"$f":"'EnPI Table'!BC53","v":0},{"$f":"'EnPI Table'!BD53","v":0},{"$f":"'EnPI Table'!BE53","v":0},{"$f":"'EnPI Table'!BF53","v":0},{"$f":"'EnPI Table'!BG53","v":0},{"$f":"'EnPI Table'!BH53","v":0},{"$f":"'EnPI Table'!BI53","v":0},{"$f":"'EnPI Table'!BJ53","v":0},{"$f":"'EnPI Table'!BK53","v":0},{"$f":"'EnPI Table'!BL53","v":0},{"$f":"'EnPI Table'!BM53","v":0},{"$f":"'EnPI Table'!BN53","v":0},{"$f":"'EnPI Table'!BO53","v":0},{"$f":"'EnPI Table'!BP53","v":0},{"$f":"'EnPI Table'!BQ53","v":0},{"$f":"'EnPI Table'!BR53","v":0},{"$f":"'EnPI Table'!BS53","v":0},{"$f":"'EnPI Table'!BT53","v":0},null,{"$f":"'EnPI Table'!H53","v":0},{"$f":"'EnPI Table'!I53","v":0},{"$f":"'EnPI Table'!J53","v":0},{"$f":"'EnPI Table'!K53","v":0},{"$f":"'EnPI Table'!L53","v":0},{"$f":"'EnPI Table'!M53","v":0},{"$f":"'EnPI Table'!N53","v":0},{"$f":"'EnPI Table'!O53","v":0},{"$f":"'EnPI Table'!P53","v":0},{"$f":"'EnPI Table'!Q53","v":0},{"$f":"'EnPI Table'!R53","v":0},{"$f":"'EnPI Table'!S53","v":0},{"$f":"'EnPI Table'!T53","v":0},{"$f":"'EnPI Table'!U53","v":0},{"$f":"'EnPI Table'!V53","v":0},{"$f":"'EnPI Table'!W53","v":0},{"$f":"'EnPI Table'!X53","v":0},{"$f":"'EnPI Table'!Y53","v":0},{"$f":"'EnPI Table'!Z53","v":0},{"$f":"'EnPI Table'!AA53","v":0}]
[{"$f":"'EnPI Table'!A54","v":"2008-09-01"},{"$f":"'EnPI Table'!AF54","v":45},{"$f":"'EnPI Table'!AG54","v":0},{"$f":"'EnPI Table'!AH54","v":0},{"$f":"'EnPI Table'!AI54","v":0},{"$f":"'EnPI Table'!AJ54","v":0},{"$f":"'EnPI Table'!AK54","v":0},{"$f":"'EnPI Table'!AL54","v":0},{"$f":"'EnPI Table'!AM54","v":0},{"$f":"'EnPI Table'!AN54","v":0},{"$f":"'EnPI Table'!AO54","v":0},{"$f":"'EnPI Table'!AP54","v":0},{"$f":"'EnPI Table'!AQ54","v":0},{"$f":"'EnPI Table'!AR54","v":0},{"$f":"'EnPI Table'!AS54","v":0},{"$f":"'EnPI Table'!AT54","v":0},{"$f":"'EnPI Table'!AU54","v":0},{"$f":"'EnPI Table'!AV54","v":0},{"$f":"'EnPI Table'!AW54","v":0},{"$f":"'EnPI Table'!AX54","v":0},{"$f":"'EnPI Table'!AY54","v":0},{"$f":"'EnPI Table'!AZ54","v":0},{"$f":"'EnPI Table'!BA54","v":0},{"$f":"'EnPI Table'!BB54","v":0},{"$f":"'EnPI Table'!BC54","v":0},{"$f":"'EnPI Table'!BD54","v":0},{"$f":"'EnPI Table'!BE54","v":0},{"$f":"'EnPI Table'!BF54","v":0},{"$f":"'EnPI Table'!BG54","v":0},{"$f":"'EnPI Table'!BH54","v":0},{"$f":"'EnPI Table'!BI54","v":0},{"$f":"'EnPI Table'!BJ54","v":0},{"$f":"'EnPI Table'!BK54","v":0},{"$f":"'EnPI Table'!BL54","v":0},{"$f":"'EnPI Table'!BM54","v":0},{"$f":"'EnPI Table'!BN54","v":0},{"$f":"'EnPI Table'!BO54","v":0},{"$f":"'EnPI Table'!BP54","v":0},{"$f":"'EnPI Table'!BQ54","v":0},{"$f":"'EnPI Table'!BR54","v":0},{"$f":"'EnPI Table'!BS54","v":0},{"$f":"'EnPI Table'!BT54","v":0},null,{"$f":"'EnPI Table'!H54","v":0},{"$f":"'EnPI Table'!I54","v":0},{"$f":"'EnPI Table'!J54","v":0},{"$f":"'EnPI Table'!K54","v":0},{"$f":"'EnPI Table'!L54","v":0},{"$f":"'EnPI Table'!M54","v":0},{"$f":"'EnPI Table'!N54","v":0},{"$f":"'EnPI Table'!O54","v":0},{"$f":"'EnPI Table'!P54","v":0},{"$f":"'EnPI Table'!Q54","v":0},{"$f":"'EnPI Table'!R54","v":0},{"$f":"'EnPI Table'!S54","v":0},{"$f":"'EnPI Table'!T54","v":0},{"$f":"'EnPI Table'!U54","v":0},{"$f":"'EnPI Table'!V54","v":0},{"$f":"'EnPI Table'!W54","v":0},{"$f":"'EnPI Table'!X54","v":0},{"$f":"'EnPI Table'!Y54","v":0},{"$f":"'EnPI Table'!Z54","v":0},{"$f":"'EnPI Table'!AA54","v":0}]
[{"$f":"'EnPI Table'!A55","v":"2008-10-01"},{"$f":"'EnPI Table'!AF55","v":46},{"$f":"'EnPI Table'!AG55","v":0},{"$f":"'EnPI Table'!AH55","v":0},{"$f":"'EnPI Table'!AI55","v":0},{"$f":"'EnPI Table'!AJ55","v":0},{"$f":"'EnPI Table'!AK55","v":0},{"$f":"'EnPI Table'!AL55","v":0},{"$f":"'EnPI Table'!AM55","v":0},{"$f":"'EnPI Table'!AN55","v":0},{"$f":"'EnPI Table'!AO55","v":0},{"$f":"'EnPI Table'!AP55","v":0},{"$f":"'EnPI Table'!AQ55","v":0},{"$f":"'EnPI Table'!AR55","v":0},{"$f":"'EnPI Table'!AS55","v":0},{"$f":"'EnPI Table'!AT55","v":0},{"$f":"'EnPI Table'!AU55","v":0},{"$f":"'EnPI Table'!AV55","v":0},{"$f":"'EnPI Table'!AW55","v":0},{"$f":"'EnPI Table'!AX55","v":0},{"$f":"'EnPI Table'!AY55","v":0},{"$f":"'EnPI Table'!AZ55","v":0},{"$f":"'EnPI Table'!BA55","v":0},{"$f":"'EnPI Table'!BB55","v":0},{"$f":"'EnPI Table'!BC55","v":0},{"$f":"'EnPI Table'!BD55","v":0},{"$f":"'EnPI Table'!BE55","v":0},{"$f":"'EnPI Table'!BF55","v":0},{"$f":"'EnPI Table'!BG55","v":0},{"$f":"'EnPI Table'!BH55","v":0},{"$f":"'EnPI Table'!BI55","v":0},{"$f":"'EnPI Table'!BJ55","v":0},{"$f":"'EnPI Table'!BK55","v":0},{"$f":"'EnPI Table'!BL55","v":0},{"$f":"'EnPI Table'!BM55","v":0},{"$f":"'EnPI Table'!BN55","v":0},{"$f":"'EnPI Table'!BO55","v":0},{"$f":"'EnPI Table'!BP55","v":0},{"$f":"'EnPI Table'!BQ55","v":0},{"$f":"'EnPI Table'!BR55","v":0},{"$f":"'EnPI Table'!BS55","v":0},{"$f":"'EnPI Table'!BT55","v":0},null,{"$f":"'EnPI Table'!H55","v":0},{"$f":"'EnPI Table'!I55","v":0},{"$f":"'EnPI Table'!J55","v":0},{"$f":"'EnPI Table'!K55","v":0},{"$f":"'EnPI Table'!L55","v":0},{"$f":"'EnPI Table'!M55","v":0},{"$f":"'EnPI Table'!N55","v":0},{"$f":"'EnPI Table'!O55","v":0},{"$f":"'EnPI Table'!P55","v":0},{"$f":"'EnPI Table'!Q55","v":0},{"$f":"'EnPI Table'!R55","v":0},{"$f":"'EnPI Table'!S55","v":0},{"$f":"'EnPI Table'!T55","v":0},{"$f":"'EnPI Table'!U55","v":0},{"$f":"'EnPI Table'!V55","v":0},{"$f":"'EnPI Table'!W55","v":0},{"$f":"'EnPI Table'!X55","v":0},{"$f":"'EnPI Table'!Y55","v":0},{"$f":"'EnPI Table'!Z55","v":0},{"$f":"'EnPI Table'!AA55","v":0}]
[{"$f":"'EnPI Table'!A56","v":"2008-11-01"},{"$f":"'EnPI Table'!AF56","v":47},{"$f":"'EnPI Table'!AG56","v":0},{"$f":"'EnPI Table'!AH56","v":0},{"$f":"'EnPI Table'!AI56","v":0},{"$f":"'EnPI Table'!AJ56","v":0},{"$f":"'EnPI Table'!AK56","v":0},{"$f":"'EnPI Table'!AL56","v":0},{"$f":"'EnPI Table'!AM56","v":0},{"$f":"'EnPI Table'!AN56","v":0},{"$f":"'EnPI Table'!AO56","v":0},{"$f":"'EnPI Table'!AP56","v":0},{"$f":"'EnPI Table'!AQ56","v":0},{"$f":"'EnPI Table'!AR56","v":0},{"$f":"'EnPI Table'!AS56","v":0},{"$f":"'EnPI Table'!AT56","v":0},{"$f":"'EnPI Table'!AU56","v":0},{"$f":"'EnPI Table'!AV56","v":0},{"$f":"'EnPI Table'!AW56","v":0},{"$f":"'EnPI Table'!AX56","v":0},{"$f":"'EnPI Table'!AY56","v":0},{"$f":"'EnPI Table'!AZ56","v":0},{"$f":"'EnPI Table'!BA56","v":0},{"$f":"'EnPI Table'!BB56","v":0},{"$f":"'EnPI Table'!BC56","v":0},{"$f":"'EnPI Table'!BD56","v":0},{"$f":"'EnPI Table'!BE56","v":0},{"$f":"'EnPI Table'!BF56","v":0},{"$f":"'EnPI Table'!BG56","v":0},{"$f":"'EnPI Table'!BH56","v":0},{"$f":"'EnPI Table'!BI56","v":0},{"$f":"'EnPI Table'!BJ56","v":0},{"$f":"'EnPI Table'!BK56","v":0},{"$f":"'EnPI Table'!BL56","v":0},{"$f":"'EnPI Table'!BM56","v":0},{"$f":"'EnPI Table'!BN56","v":0},{"$f":"'EnPI Table'!BO56","v":0},{"$f":"'EnPI Table'!BP56","v":0},{"$f":"'EnPI Table'!BQ56","v":0},{"$f":"'EnPI Table'!BR56","v":0},{"$f":"'EnPI Table'!BS56","v":0},{"$f":"'EnPI Table'!BT56","v":0},null,{"$f":"'EnPI Table'!H56","v":0},{"$f":"'EnPI Table'!I56","v":0},{"$f":"'EnPI Table'!J56","v":0},{"$f":"'EnPI Table'!K56","v":0},{"$f":"'EnPI Table'!L56","v":0},{"$f":"'EnPI Table'!M56","v":0},{"$f":"'EnPI Table'!N56","v":0},{"$f":"'EnPI Table'!O56","v":0},{"$f":"'EnPI Table'!P56","v":0},{"$f":"'EnPI Table'!Q56","v":0},{"$f":"'EnPI Table'!R56","v":0},{"$f":"'EnPI Table'!S56","v":0},{"$f":"'EnPI Table'!T56","v":0},{"$f":"'EnPI Table'!U56","v":0},{"$f":"'EnPI Table'!V56","v":0},{"$f":"'EnPI Table'!W56","v":0},{"$f":"'EnPI Table'!X56","v":0},{"$f":"'EnPI Table'!Y56","v":0},{"$f":"'EnPI Table'!Z56","v":0},{"$f":"'EnPI Table'!AA56","v":0}]
[{"$f":"'EnPI Table'!A57","v":"2008-12-01"},{"$f":"'EnPI Table'!AF57","v":48},{"$f":"'EnPI Table'!AG57","v":0},{"$f":"'EnPI Table'!AH57","v":0},{"$f":"'EnPI Table'!AI57","v":0},{"$f":"'EnPI Table'!AJ57","v":0},{"$f":"'EnPI Table'!AK57","v":0},{"$f":"'EnPI Table'!AL57","v":0},{"$f":"'EnPI Table'!AM57","v":0},{"$f":"'EnPI Table'!AN57","v":0},{"$f":"'EnPI Table'!AO57","v":0},{"$f":"'EnPI Table'!AP57","v":0},{"$f":"'EnPI Table'!AQ57","v":0},{"$f":"'EnPI Table'!AR57","v":0},{"$f":"'EnPI Table'!AS57","v":0},{"$f":"'EnPI Table'!AT57","v":0},{"$f":"'EnPI Table'!AU57","v":0},{"$f":"'EnPI Table'!AV57","v":0},{"$f":"'EnPI Table'!AW57","v":0},{"$f":"'EnPI Table'!AX57","v":0},{"$f":"'EnPI Table'!AY57","v":0},{"$f":"'EnPI Table'!AZ57","v":0},{"$f":"'EnPI Table'!BA57","v":0},{"$f":"'EnPI Table'!BB57","v":0},{"$f":"'EnPI Table'!BC57","v":0},{"$f":"'EnPI Table'!BD57","v":0},{"$f":"'EnPI Table'!BE57","v":0},{"$f":"'EnPI Table'!BF57","v":0},{"$f":"'EnPI Table'!BG57","v":0},{"$f":"'EnPI Table'!BH57","v":0},{"$f":"'EnPI Table'!BI57","v":0},{"$f":"'EnPI Table'!BJ57","v":0},{"$f":"'EnPI Table'!BK57","v":0},{"$f":"'EnPI Table'!BL57","v":0},{"$f":"'EnPI Table'!BM57","v":0},{"$f":"'EnPI Table'!BN57","v":0},{"$f":"'EnPI Table'!BO57","v":0},{"$f":"'EnPI Table'!BP57","v":0},{"$f":"'EnPI Table'!BQ57","v":0},{"$f":"'EnPI Table'!BR57","v":0},{"$f":"'EnPI Table'!BS57","v":0},{"$f":"'EnPI Table'!BT57","v":0},null,{"$f":"'EnPI Table'!H57","v":0},{"$f":"'EnPI Table'!I57","v":0},{"$f":"'EnPI Table'!J57","v":0},{"$f":"'EnPI Table'!K57","v":0},{"$f":"'EnPI Table'!L57","v":0},{"$f":"'EnPI Table'!M57","v":0},{"$f":"'EnPI Table'!N57","v":0},{"$f":"'EnPI Table'!O57","v":0},{"$f":"'EnPI Table'!P57","v":0},{"$f":"'EnPI Table'!Q57","v":0},{"$f":"'EnPI Table'!R57","v":0},{"$f":"'EnPI Table'!S57","v":0},{"$f":"'EnPI Table'!T57","v":0},{"$f":"'EnPI Table'!U57","v":0},{"$f":"'EnPI Table'!V57","v":0},{"$f":"'EnPI Table'!W57","v":0},{"$f":"'EnPI Table'!X57","v":0},{"$f":"'EnPI Table'!Y57","v":0},{"$f":"'EnPI Table'!Z57","v":0},{"$f":"'EnPI Table'!AA57","v":0}]
[{"$f":"'EnPI Table'!A58","v":"2009-01-01"},{"$f":"'EnPI Table'!AF58","v":49},{"$f":"'EnPI Table'!AG58","v":0},{"$f":"'EnPI Table'!AH58","v":0},{"$f":"'EnPI Table'!AI58","v":0},{"$f":"'EnPI Table'!AJ58","v":0},{"$f":"'EnPI Table'!AK58","v":0},{"$f":"'EnPI Table'!AL58","v":0},{"$f":"'EnPI Table'!AM58","v":0},{"$f":"'EnPI Table'!AN58","v":0},{"$f":"'EnPI Table'!AO58","v":0},{"$f":"'EnPI Table'!AP58","v":0},{"$f":"'EnPI Table'!AQ58","v":0},{"$f":"'EnPI Table'!AR58","v":0},{"$f":"'EnPI Table'!AS58","v":0},{"$f":"'EnPI Table'!AT58","v":0},{"$f":"'EnPI Table'!AU58","v":0},{"$f":"'EnPI Table'!AV58","v":0},{"$f":"'EnPI Table'!AW58","v":0},{"$f":"'EnPI Table'!AX58","v":0},{"$f":"'EnPI Table'!AY58","v":0},{"$f":"'EnPI Table'!AZ58","v":0},{"$f":"'EnPI Table'!BA58","v":0},{"$f":"'EnPI Table'!BB58","v":0},{"$f":"'EnPI Table'!BC58","v":0},{"$f":"'EnPI Table'!BD58","v":0},{"$f":"'EnPI Table'!BE58","v":0},{"$f":"'EnPI Table'!BF58","v":0},{"$f":"'EnPI Table'!BG58","v":0},{"$f":"'EnPI Table'!BH58","v":0},{"$f":"'EnPI Table'!BI58","v":0},{"$f":"'EnPI Table'!BJ58","v":0},{"$f":"'EnPI Table'!BK58","v":0},{"$f":"'EnPI Table'!BL58","v":0},{"$f":"'EnPI Table'!BM58","v":0},{"$f":"'EnPI Table'!BN58","v":0},{"$f":"'EnPI Table'!BO58","v":0},{"$f":"'EnPI Table'!BP58","v":0},{"$f":"'EnPI Table'!BQ58","v":0},{"$f":"'EnPI Table'!BR58","v":0},{"$f":"'EnPI Table'!BS58","v":0},{"$f":"'EnPI Table'!BT58","v":0},null,{"$f":"'EnPI Table'!H58","v":0},{"$f":"'EnPI Table'!I58","v":0},{"$f":"'EnPI Table'!J58","v":0},{"$f":"'EnPI Table'!K58","v":0},{"$f":"'EnPI Table'!L58","v":0},{"$f":"'EnPI Table'!M58","v":0},{"$f":"'EnPI Table'!N58","v":0},{"$f":"'EnPI Table'!O58","v":0},{"$f":"'EnPI Table'!P58","v":0},{"$f":"'EnPI Table'!Q58","v":0},{"$f":"'EnPI Table'!R58","v":0},{"$f":"'EnPI Table'!S58","v":0},{"$f":"'EnPI Table'!T58","v":0},{"$f":"'EnPI Table'!U58","v":0},{"$f":"'EnPI Table'!V58","v":0},{"$f":"'EnPI Table'!W58","v":0},{"$f":"'EnPI Table'!X58","v":0},{"$f":"'EnPI Table'!Y58","v":0},{"$f":"'EnPI Table'!Z58","v":0},{"$f":"'EnPI Table'!AA58","v":0}]
[{"$f":"'EnPI Table'!A59","v":"2009-02-01"},{"$f":"'EnPI Table'!AF59","v":50},{"$f":"'EnPI Table'!AG59","v":0},{"$f":"'EnPI Table'!AH59","v":0},{"$f":"'EnPI Table'!AI59","v":0},{"$f":"'EnPI Table'!AJ59","v":0},{"$f":"'EnPI Table'!AK59","v":0},{"$f":"'EnPI Table'!AL59","v":0},{"$f":"'EnPI Table'!AM59","v":0},{"$f":"'EnPI Table'!AN59","v":0},{"$f":"'EnPI Table'!AO59","v":0},{"$f":"'EnPI Table'!AP59","v":0},{"$f":"'EnPI Table'!AQ59","v":0},{"$f":"'EnPI Table'!AR59","v":0},{"$f":"'EnPI Table'!AS59","v":0},{"$f":"'EnPI Table'!AT59","v":0},{"$f":"'EnPI Table'!AU59","v":0},{"$f":"'EnPI Table'!AV59","v":0},{"$f":"'EnPI Table'!AW59","v":0},{"$f":"'EnPI Table'!AX59","v":0},{"$f":"'EnPI Table'!AY59","v":0},{"$f":"'EnPI Table'!AZ59","v":0},{"$f":"'EnPI Table'!BA59","v":0},{"$f":"'EnPI Table'!BB59","v":0},{"$f":"'EnPI Table'!BC59","v":0},{"$f":"'EnPI Table'!BD59","v":0},{"$f":"'EnPI Table'!BE59","v":0},{"$f":"'EnPI Table'!BF59","v":0},{"$f":"'EnPI Table'!BG59","v":0},{"$f":"'EnPI Table'!BH59","v":0},{"$f":"'EnPI Table'!BI59","v":0},{"$f":"'EnPI Table'!BJ59","v":0},{"$f":"'EnPI Table'!BK59","v":0},{"$f":"'EnPI Table'!BL59","v":0},{"$f":"'EnPI Table'!BM59","v":0},{"$f":"'EnPI Table'!BN59","v":0},{"$f":"'EnPI Table'!BO59","v":0},{"$f":"'EnPI Table'!BP59","v":0},{"$f":"'EnPI Table'!BQ59","v":0},{"$f":"'EnPI Table'!BR59","v":0},{"$f":"'EnPI Table'!BS59","v":0},{"$f":"'EnPI Table'!BT59","v":0},null,{"$f":"'EnPI Table'!H59","v":0},{"$f":"'EnPI Table'!I59","v":0},{"$f":"'EnPI Table'!J59","v":0},{"$f":"'EnPI Table'!K59","v":0},{"$f":"'EnPI Table'!L59","v":0},{"$f":"'EnPI Table'!M59","v":0},{"$f":"'EnPI Table'!N59","v":0},{"$f":"'EnPI Table'!O59","v":0},{"$f":"'EnPI Table'!P59","v":0},{"$f":"'EnPI Table'!Q59","v":0},{"$f":"'EnPI Table'!R59","v":0},{"$f":"'EnPI Table'!S59","v":0},{"$f":"'EnPI Table'!T59","v":0},{"$f":"'EnPI Table'!U59","v":0},{"$f":"'EnPI Table'!V59","v":0},{"$f":"'EnPI Table'!W59","v":0},{"$f":"'EnPI Table'!X59","v":0},{"$f":"'EnPI Table'!Y59","v":0},{"$f":"'EnPI Table'!Z59","v":0},{"$f":"'EnPI Table'!AA59","v":0}]
[{"$f":"'EnPI Table'!A60","v":"2009-03-01"},{"$f":"'EnPI Table'!AF60","v":51},{"$f":"'EnPI Table'!AG60","v":0},{"$f":"'EnPI Table'!AH60","v":0},{"$f":"'EnPI Table'!AI60","v":0},{"$f":"'EnPI Table'!AJ60","v":0},{"$f":"'EnPI Table'!AK60","v":0},{"$f":"'EnPI Table'!AL60","v":0},{"$f":"'EnPI Table'!AM60","v":0},{"$f":"'EnPI Table'!AN60","v":0},{"$f":"'EnPI Table'!AO60","v":0},{"$f":"'EnPI Table'!AP60","v":0},{"$f":"'EnPI Table'!AQ60","v":0},{"$f":"'EnPI Table'!AR60","v":0},{"$f":"'EnPI Table'!AS60","v":0},{"$f":"'EnPI Table'!AT60","v":0},{"$f":"'EnPI Table'!AU60","v":0},{"$f":"'EnPI Table'!AV60","v":0},{"$f":"'EnPI Table'!AW60","v":0},{"$f":"'EnPI Table'!AX60","v":0},{"$f":"'EnPI Table'!AY60","v":0},{"$f":"'EnPI Table'!AZ60","v":0},{"$f":"'EnPI Table'!BA60","v":0},{"$f":"'EnPI Table'!BB60","v":0},{"$f":"'EnPI Table'!BC60","v":0},{"$f":"'EnPI Table'!BD60","v":0},{"$f":"'EnPI Table'!BE60","v":0},{"$f":"'EnPI Table'!BF60","v":0},{"$f":"'EnPI Table'!BG60","v":0},{"$f":"'EnPI Table'!BH60","v":0},{"$f":"'EnPI Table'!BI60","v":0},{"$f":"'EnPI Table'!BJ60","v":0},{"$f":"'EnPI Table'!BK60","v":0},{"$f":"'EnPI Table'!BL60","v":0},{"$f":"'EnPI Table'!BM60","v":0},{"$f":"'EnPI Table'!BN60","v":0},{"$f":"'EnPI Table'!BO60","v":0},{"$f":"'EnPI Table'!BP60","v":0},{"$f":"'EnPI Table'!BQ60","v":0},{"$f":"'EnPI Table'!BR60","v":0},{"$f":"'EnPI Table'!BS60","v":0},{"$f":"'EnPI Table'!BT60","v":0},null,{"$f":"'EnPI Table'!H60","v":0},{"$f":"'EnPI Table'!I60","v":0},{"$f":"'EnPI Table'!J60","v":0},{"$f":"'EnPI Table'!K60","v":0},{"$f":"'EnPI Table'!L60","v":0},{"$f":"'EnPI Table'!M60","v":0},{"$f":"'EnPI Table'!N60","v":0},{"$f":"'EnPI Table'!O60","v":0},{"$f":"'EnPI Table'!P60","v":0},{"$f":"'EnPI Table'!Q60","v":0},{"$f":"'EnPI Table'!R60","v":0},{"$f":"'EnPI Table'!S60","v":0},{"$f":"'EnPI Table'!T60","v":0},{"$f":"'EnPI Table'!U60","v":0},{"$f":"'EnPI Table'!V60","v":0},{"$f":"'EnPI Table'!W60","v":0},{"$f":"'EnPI Table'!X60","v":0},{"$f":"'EnPI Table'!Y60","v":0},{"$f":"'EnPI Table'!Z60","v":0},{"$f":"'EnPI Table'!AA60","v":0}]
[{"$f":"'EnPI Table'!A61","v":"2009-04-01"},{"$f":"'EnPI Table'!AF61","v":52},{"$f":"'EnPI Table'!AG61","v":0},{"$f":"'EnPI Table'!AH61","v":0},{"$f":"'EnPI Table'!AI61","v":0},{"$f":"'EnPI Table'!AJ61","v":0},{"$f":"'EnPI Table'!AK61","v":0},{"$f":"'EnPI Table'!AL61","v":0},{"$f":"'EnPI Table'!AM61","v":0},{"$f":"'EnPI Table'!AN61","v":0},{"$f":"'EnPI Table'!AO61","v":0},{"$f":"'EnPI Table'!AP61","v":0},{"$f":"'EnPI Table'!AQ61","v":0},{"$f":"'EnPI Table'!AR61","v":0},{"$f":"'EnPI Table'!AS61","v":0},{"$f":"'EnPI Table'!AT61","v":0},{"$f":"'EnPI Table'!AU61","v":0},{"$f":"'EnPI Table'!AV61","v":0},{"$f":"'EnPI Table'!AW61","v":0},{"$f":"'EnPI Table'!AX61","v":0},{"$f":"'EnPI Table'!AY61","v":0},{"$f":"'EnPI Table'!AZ61","v":0},{"$f":"'EnPI Table'!BA61","v":0},{"$f":"'EnPI Table'!BB61","v":0},{"$f":"'EnPI Table'!BC61","v":0},{"$f":"'EnPI Table'!BD61","v":0},{"$f":"'EnPI Table'!BE61","v":0},{"$f":"'EnPI Table'!BF61","v":0},{"$f":"'EnPI Table'!BG61","v":0},{"$f":"'EnPI Table'!BH61","v":0},{"$f":"'EnPI Table'!BI61","v":0},{"$f":"'EnPI Table'!BJ61","v":0},{"$f":"'EnPI Table'!BK61","v":0},{"$f":"'EnPI Table'!BL61","v":0},{"$f":"'EnPI Table'!BM61","v":0},{"$f":"'EnPI Table'!BN61","v":0},{"$f":"'EnPI Table'!BO61","v":0},{"$f":"'EnPI Table'!BP61","v":0},{"$f":"'EnPI Table'!BQ61","v":0},{"$f":"'EnPI Table'!BR61","v":0},{"$f":"'EnPI Table'!BS61","v":0},{"$f":"'EnPI Table'!BT61","v":0},null,{"$f":"'EnPI Table'!H61","v":0},{"$f":"'EnPI Table'!I61","v":0},{"$f":"'EnPI Table'!J61","v":0},{"$f":"'EnPI Table'!K61","v":0},{"$f":"'EnPI Table'!L61","v":0},{"$f":"'EnPI Table'!M61","v":0},{"$f":"'EnPI Table'!N61","v":0},{"$f":"'EnPI Table'!O61","v":0},{"$f":"'EnPI Table'!P61","v":0},{"$f":"'EnPI Table'!Q61","v":0},{"$f":"'EnPI Table'!R61","v":0},{"$f":"'EnPI Table'!S61","v":0},{"$f":"'EnPI Table'!T61","v":0},{"$f":"'EnPI Table'!U61","v":0},{"$f":"'EnPI Table'!V61","v":0},{"$f":"'EnPI Table'!W61","v":0},{"$f":"'EnPI Table'!X61","v":0},{"$f":"'EnPI Table'!Y61","v":0},{"$f":"'EnPI Table'!Z61","v":0},{"$f":"'EnPI Table'!AA61","v":0}]
[{"$f":"'EnPI Table'!A62","v":"2009-05-01"},{"$f":"'EnPI Table'!AF62","v":53},{"$f":"'EnPI Table'!AG62","v":0},{"$f":"'EnPI Table'!AH62","v":0},{"$f":"'EnPI Table'!AI62","v":0},{"$f":"'EnPI Table'!AJ62","v":0},{"$f":"'EnPI Table'!AK62","v":0},{"$f":"'EnPI Table'!AL62","v":0},{"$f":"'EnPI Table'!AM62","v":0},{"$f":"'EnPI Table'!AN62","v":0},{"$f":"'EnPI Table'!AO62","v":0},{"$f":"'EnPI Table'!AP62","v":0},{"$f":"'EnPI Table'!AQ62","v":0},{"$f":"'EnPI Table'!AR62","v":0},{"$f":"'EnPI Table'!AS62","v":0},{"$f":"'EnPI Table'!AT62","v":0},{"$f":"'EnPI Table'!AU62","v":0},{"$f":"'EnPI Table'!AV62","v":0},{"$f":"'EnPI Table'!AW62","v":0},{"$f":"'EnPI Table'!AX62","v":0},{"$f":"'EnPI Table'!AY62","v":0},{"$f":"'EnPI Table'!AZ62","v":0},{"$f":"'EnPI Table'!BA62","v":0},{"$f":"'EnPI Table'!BB62","v":0},{"$f":"'EnPI Table'!BC62","v":0},{"$f":"'EnPI Table'!BD62","v":0},{"$f":"'EnPI Table'!BE62","v":0},{"$f":"'EnPI Table'!BF62","v":0},{"$f":"'EnPI Table'!BG62","v":0},{"$f":"'EnPI Table'!BH62","v":0},{"$f":"'EnPI Table'!BI62","v":0},{"$f":"'EnPI Table'!BJ62","v":0},{"$f":"'EnPI Table'!BK62","v":0},{"$f":"'EnPI Table'!BL62","v":0},{"$f":"'EnPI Table'!BM62","v":0},{"$f":"'EnPI Table'!BN62","v":0},{"$f":"'EnPI Table'!BO62","v":0},{"$f":"'EnPI Table'!BP62","v":0},{"$f":"'EnPI Table'!BQ62","v":0},{"$f":"'EnPI Table'!BR62","v":0},{"$f":"'EnPI Table'!BS62","v":0},{"$f":"'EnPI Table'!BT62","v":0},null,{"$f":"'EnPI Table'!H62","v":0},{"$f":"'EnPI Table'!I62","v":0},{"$f":"'EnPI Table'!J62","v":0},{"$f":"'EnPI Table'!K62","v":0},{"$f":"'EnPI Table'!L62","v":0},{"$f":"'EnPI Table'!M62","v":0},{"$f":"'EnPI Table'!N62","v":0},{"$f":"'EnPI Table'!O62","v":0},{"$f":"'EnPI Table'!P62","v":0},{"$f":"'EnPI Table'!Q62","v":0},{"$f":"'EnPI Table'!R62","v":0},{"$f":"'EnPI Table'!S62","v":0},{"$f":"'EnPI Table'!T62","v":0},{"$f":"'EnPI Table'!U62","v":0},{"$f":"'EnPI Table'!V62","v":0},{"$f":"'EnPI Table'!W62","v":0},{"$f":"'EnPI Table'!X62","v":0},{"$f":"'EnPI Table'!Y62","v":0},{"$f":"'EnPI Table'!Z62","v":0},{"$f":"'EnPI Table'!AA62","v":0}]
[{"$f":"'EnPI Table'!A63","v":"2009-06-01"},{"$f":"'EnPI Table'!AF63","v":54},{"$f":"'EnPI Table'!AG63","v":0},{"$f":"'EnPI Table'!AH63","v":0},{"$f":"'EnPI Table'!AI63","v":0},{"$f":"'EnPI Table'!AJ63","v":0},{"$f":"'EnPI Table'!AK63","v":0},{"$f":"'EnPI Table'!AL63","v":0},{"$f":"'EnPI Table'!AM63","v":0},{"$f":"'EnPI Table'!AN63","v":0},{"$f":"'EnPI Table'!AO63","v":0},{"$f":"'EnPI Table'!AP63","v":0},{"$f":"'EnPI Table'!AQ63","v":0},{"$f":"'EnPI Table'!AR63","v":0},{"$f":"'EnPI Table'!AS63","v":0},{"$f":"'EnPI Table'!AT63","v":0},{"$f":"'EnPI Table'!AU63","v":0},{"$f":"'EnPI Table'!AV63","v":0},{"$f":"'EnPI Table'!AW63","v":0},{"$f":"'EnPI Table'!AX63","v":0},{"$f":"'EnPI Table'!AY63","v":0},{"$f":"'EnPI Table'!AZ63","v":0},{"$f":"'EnPI Table'!BA63","v":0},{"$f":"'EnPI Table'!BB63","v":0},{"$f":"'EnPI Table'!BC63","v":0},{"$f":"'EnPI Table'!BD63","v":0},{"$f":"'EnPI Table'!BE63","v":0},{"$f":"'EnPI Table'!BF63","v":0},{"$f":"'EnPI Table'!BG63","v":0},{"$f":"'EnPI Table'!BH63","v":0},{"$f":"'EnPI Table'!BI63","v":0},{"$f":"'EnPI Table'!BJ63","v":0},{"$f":"'EnPI Table'!BK63","v":0},{"$f":"'EnPI Table'!BL63","v":0},{"$f":"'EnPI Table'!BM63","v":0},{"$f":"'EnPI Table'!BN63","v":0},{"$f":"'EnPI Table'!BO63","v":0},{"$f":"'EnPI Table'!BP63","v":0},{"$f":"'EnPI Table'!BQ63","v":0},{"$f":"'EnPI Table'!BR63","v":0},{"$f":"'EnPI Table'!BS63","v":0},{"$f":"'EnPI Table'!BT63","v":0},null,{"$f":"'EnPI Table'!H63","v":0},{"$f":"'EnPI Table'!I63","v":0},{"$f":"'EnPI Table'!J63","v":0},{"$f":"'EnPI Table'!K63","v":0},{"$f":"'EnPI Table'!L63","v":0},{"$f":"'EnPI Table'!M63","v":0},{"$f":"'EnPI Table'!N63","v":0},{"$f":"'EnPI Table'!O63","v":0},{"$f":"'EnPI Table'!P63","v":0},{"$f":"'EnPI Table'!Q63","v":0},{"$f":"'EnPI Table'!R63","v":0},{"$f":"'EnPI Table'!S63","v":0},{"$f":"'EnPI Table'!T63","v":0},{"$f":"'EnPI Table'!U63","v":0},{"$f":"'EnPI Table'!V63","v":0},{"$f":"'EnPI Table'!W63","v":0},{"$f":"'EnPI Table'!X63","v":0},{"$f":"'EnPI Table'!Y63","v":0},{"$f":"'EnPI Table'!Z63","v":0},{"$f":"'EnPI Table'!AA63","v":0}]
[{"$f":"'EnPI Table'!A64","v":"2009-07-01"},{"$f":"'EnPI Table'!AF64","v":55},{"$f":"'EnPI Table'!AG64","v":0},{"$f":"'EnPI Table'!AH64","v":0},{"$f":"'EnPI Table'!AI64","v":0},{"$f":"'EnPI Table'!AJ64","v":0},{"$f":"'EnPI Table'!AK64","v":0},{"$f":"'EnPI Table'!AL64","v":0},{"$f":"'EnPI Table'!AM64","v":0},{"$f":"'EnPI Table'!AN64","v":0},{"$f":"'EnPI Table'!AO64","v":0},{"$f":"'EnPI Table'!AP64","v":0},{"$f":"'EnPI Table'!AQ64","v":0},{"$f":"'EnPI Table'!AR64","v":0},{"$f":"'EnPI Table'!AS64","v":0},{"$f":"'EnPI Table'!AT64","v":0},{"$f":"'EnPI Table'!AU64","v":0},{"$f":"'EnPI Table'!AV64","v":0},{"$f":"'EnPI Table'!AW64","v":0},{"$f":"'EnPI Table'!AX64","v":0},{"$f":"'EnPI Table'!AY64","v":0},{"$f":"'EnPI Table'!AZ64","v":0},{"$f":"'EnPI Table'!BA64","v":0},{"$f":"'EnPI Table'!BB64","v":0},{"$f":"'EnPI Table'!BC64","v":0},{"$f":"'EnPI Table'!BD64","v":0},{"$f":"'EnPI Table'!BE64","v":0},{"$f":"'EnPI Table'!BF64","v":0},{"$f":"'EnPI Table'!BG64","v":0},{"$f":"'EnPI Table'!BH64","v":0},{"$f":"'EnPI Table'!BI64","v":0},{"$f":"'EnPI Table'!BJ64","v":0},{"$f":"'EnPI Table'!BK64","v":0},{"$f":"'EnPI Table'!BL64","v":0},{"$f":"'EnPI Table'!BM64","v":0},{"$f":"'EnPI Table'!BN64","v":0},{"$f":"'EnPI Table'!BO64","v":0},{"$f":"'EnPI Table'!BP64","v":0},{"$f":"'EnPI Table'!BQ64","v":0},{"$f":"'EnPI Table'!BR64","v":0},{"$f":"'EnPI Table'!BS64","v":0},{"$f":"'EnPI Table'!BT64","v":0},null,{"$f":"'EnPI Table'!H64","v":0},{"$f":"'EnPI Table'!I64","v":0},{"$f":"'EnPI Table'!J64","v":0},{"$f":"'EnPI Table'!K64","v":0},{"$f":"'EnPI Table'!L64","v":0},{"$f":"'EnPI Table'!M64","v":0},{"$f":"'EnPI Table'!N64","v":0},{"$f":"'EnPI Table'!O64","v":0},{"$f":"'EnPI Table'!P64","v":0},{"$f":"'EnPI Table'!Q64","v":0},{"$f":"'EnPI Table'!R64","v":0},{"$f":"'EnPI Table'!S64","v":0},{"$f":"'EnPI Table'!T64","v":0},{"$f":"'EnPI Table'!U64","v":0},{"$f":"'EnPI Table'!V64","v":0},{"$f":"'EnPI Table'!W64","v":0},{"$f":"'EnPI Table'!X64","v":0},{"$f":"'EnPI Table'!Y64","v":0},{"$f":"'EnPI Table'!Z64","v":0},{"$f":"'EnPI Table'!AA64","v":0}]
[{"$f":"'EnPI Table'!A65","v":"2009-08-01"},{"$f":"'EnPI Table'!AF65","v":56},{"$f":"'EnPI Table'!AG65","v":0},{"$f":"'EnPI Table'!AH65","v":0},{"$f":"'EnPI Table'!AI65","v":0},{"$f":"'EnPI Table'!AJ65","v":0},{"$f":"'EnPI Table'!AK65","v":0},{"$f":"'EnPI Table'!AL65","v":0},{"$f":"'EnPI Table'!AM65","v":0},{"$f":"'EnPI Table'!AN65","v":0},{"$f":"'EnPI Table'!AO65","v":0},{"$f":"'EnPI Table'!AP65","v":0},{"$f":"'EnPI Table'!AQ65","v":0},{"$f":"'EnPI Table'!AR65","v":0},{"$f":"'EnPI Table'!AS65","v":0},{"$f":"'EnPI Table'!AT65","v":0},{"$f":"'EnPI Table'!AU65","v":0},{"$f":"'EnPI Table'!AV65","v":0},{"$f":"'EnPI Table'!AW65","v":0},{"$f":"'EnPI Table'!AX65","v":0},{"$f":"'EnPI Table'!AY65","v":0},{"$f":"'EnPI Table'!AZ65","v":0},{"$f":"'EnPI Table'!BA65","v":0},{"$f":"'EnPI Table'!BB65","v":0},{"$f":"'EnPI Table'!BC65","v":0},{"$f":"'EnPI Table'!BD65","v":0},{"$f":"'EnPI Table'!BE65","v":0},{"$f":"'EnPI Table'!BF65","v":0},{"$f":"'EnPI Table'!BG65","v":0},{"$f":"'EnPI Table'!BH65","v":0},{"$f":"'EnPI Table'!BI65","v":0},{"$f":"'EnPI Table'!BJ65","v":0},{"$f":"'EnPI Table'!BK65","v":0},{"$f":"'EnPI Table'!BL65","v":0},{"$f":"'EnPI Table'!BM65","v":0},{"$f":"'EnPI Table'!BN65","v":0},{"$f":"'EnPI Table'!BO65","v":0},{"$f":"'EnPI Table'!BP65","v":0},{"$f":"'EnPI Table'!BQ65","v":0},{"$f":"'EnPI Table'!BR65","v":0},{"$f":"'EnPI Table'!BS65","v":0},{"$f":"'EnPI Table'!BT65","v":0},null,{"$f":"'EnPI Table'!H65","v":0},{"$f":"'EnPI Table'!I65","v":0},{"$f":"'EnPI Table'!J65","v":0},{"$f":"'EnPI Table'!K65","v":0},{"$f":"'EnPI Table'!L65","v":0},{"$f":"'EnPI Table'!M65","v":0},{"$f":"'EnPI Table'!N65","v":0},{"$f":"'EnPI Table'!O65","v":0},{"$f":"'EnPI Table'!P65","v":0},{"$f":"'EnPI Table'!Q65","v":0},{"$f":"'EnPI Table'!R65","v":0},{"$f":"'EnPI Table'!S65","v":0},{"$f":"'EnPI Table'!T65","v":0},{"$f":"'EnPI Table'!U65","v":0},{"$f":"'EnPI Table'!V65","v":0},{"$f":"'EnPI Table'!W65","v":0},{"$f":"'EnPI Table'!X65","v":0},{"$f":"'EnPI Table'!Y65","v":0},{"$f":"'EnPI Table'!Z65","v":0},{"$f":"'EnPI Table'!AA65","v":0}]
[{"$f":"'EnPI Table'!A66","v":"2009-09-01"},{"$f":"'EnPI Table'!AF66","v":57},{"$f":"'EnPI Table'!AG66","v":0},{"$f":"'EnPI Table'!AH66","v":0},{"$f":"'EnPI Table'!AI66","v":0},{"$f":"'EnPI Table'!AJ66","v":0},{"$f":"'EnPI Table'!AK66","v":0},{"$f":"'EnPI Table'!AL66","v":0},{"$f":"'EnPI Table'!AM66","v":0},{"$f":"'EnPI Table'!AN66","v":0},{"$f":"'EnPI Table'!AO66","v":0},{"$f":"'EnPI Table'!AP66","v":0},{"$f":"'EnPI Table'!AQ66","v":0},{"$f":"'EnPI Table'!AR66","v":0},{"$f":"'EnPI Table'!AS66","v":0},{"$f":"'EnPI Table'!AT66","v":0},{"$f":"'EnPI Table'!AU66","v":0},{"$f":"'EnPI Table'!AV66","v":0},{"$f":"'EnPI Table'!AW66","v":0},{"$f":"'EnPI Table'!AX66","v":0},{"$f":"'EnPI Table'!AY66","v":0},{"$f":"'EnPI Table'!AZ66","v":0},{"$f":"'EnPI Table'!BA66","v":0},{"$f":"'EnPI Table'!BB66","v":0},{"$f":"'EnPI Table'!BC66","v":0},{"$f":"'EnPI Table'!BD66","v":0},{"$f":"'EnPI Table'!BE66","v":0},{"$f":"'EnPI Table'!BF66","v":0},{"$f":"'EnPI Table'!BG66","v":0},{"$f":"'EnPI Table'!BH66","v":0},{"$f":"'EnPI Table'!BI66","v":0},{"$f":"'EnPI Table'!BJ66","v":0},{"$f":"'EnPI Table'!BK66","v":0},{"$f":"'EnPI Table'!BL66","v":0},{"$f":"'EnPI Table'!BM66","v":0},{"$f":"'EnPI Table'!BN66","v":0},{"$f":"'EnPI Table'!BO66","v":0},{"$f":"'EnPI Table'!BP66","v":0},{"$f":"'EnPI Table'!BQ66","v":0},{"$f":"'EnPI Table'!BR66","v":0},{"$f":"'EnPI Table'!BS66","v":0},{"$f":"'EnPI Table'!BT66","v":0},null,{"$f":"'EnPI Table'!H66","v":0},{"$f":"'EnPI Table'!I66","v":0},{"$f":"'EnPI Table'!J66","v":0},{"$f":"'EnPI Table'!K66","v":0},{"$f":"'EnPI Table'!L66","v":0},{"$f":"'EnPI Table'!M66","v":0},{"$f":"'EnPI Table'!N66","v":0},{"$f":"'EnPI Table'!O66","v":0},{"$f":"'EnPI Table'!P66","v":0},{"$f":"'EnPI Table'!Q66","v":0},{"$f":"'EnPI Table'!R66","v":0},{"$f":"'EnPI Table'!S66","v":0},{"$f":"'EnPI Table'!T66","v":0},{"$f":"'EnPI Table'!U66","v":0},{"$f":"'EnPI Table'!V66","v":0},{"$f":"'EnPI Table'!W66","v":0},{"$f":"'EnPI Table'!X66","v":0},{"$f":"'EnPI Table'!Y66","v":0},{"$f":"'EnPI Table'!Z66","v":0},{"$f":"'EnPI Table'!AA66","v":0}]
[{"$f":"'EnPI Table'!A67","v":"2009-10-01"},{"$f":"'EnPI Table'!AF67","v":58},{"$f":"'EnPI Table'!AG67","v":0},{"$f":"'EnPI Table'!AH67","v":0},{"$f":"'EnPI Table'!AI67","v":0},{"$f":"'EnPI Table'!AJ67","v":0},{"$f":"'EnPI Table'!AK67","v":0},{"$f":"'EnPI Table'!AL67","v":0},{"$f":"'EnPI Table'!AM67","v":0},{"$f":"'EnPI Table'!AN67","v":0},{"$f":"'EnPI Table'!AO67","v":0},{"$f":"'EnPI Table'!AP67","v":0},{"$f":"'EnPI Table'!AQ67","v":0},{"$f":"'EnPI Table'!AR67","v":0},{"$f":"'EnPI Table'!AS67","v":0},{"$f":"'EnPI Table'!AT67","v":0},{"$f":"'EnPI Table'!AU67","v":0},{"$f":"'EnPI Table'!AV67","v":0},{"$f":"'EnPI Table'!AW67","v":0},{"$f":"'EnPI Table'!AX67","v":0},{"$f":"'EnPI Table'!AY67","v":0},{"$f":"'EnPI Table'!AZ67","v":0},{"$f":"'EnPI Table'!BA67","v":0},{"$f":"'EnPI Table'!BB67","v":0},{"$f":"'EnPI Table'!BC67","v":0},{"$f":"'EnPI Table'!BD67","v":0},{"$f":"'EnPI Table'!BE67","v":0},{"$f":"'EnPI Table'!BF67","v":0},{"$f":"'EnPI Table'!BG67","v":0},{"$f":"'EnPI Table'!BH67","v":0},{"$f":"'EnPI Table'!BI67","v":0},{"$f":"'EnPI Table'!BJ67","v":0},{"$f":"'EnPI Table'!BK67","v":0},{"$f":"'EnPI Table'!BL67","v":0},{"$f":"'EnPI Table'!BM67","v":0},{"$f":"'EnPI Table'!BN67","v":0},{"$f":"'EnPI Table'!BO67","v":0},{"$f":"'EnPI Table'!BP67","v":0},{"$f":"'EnPI Table'!BQ67","v":0},{"$f":"'EnPI Table'!BR67","v":0},{"$f":"'EnPI Table'!BS67","v":0},{"$f":"'EnPI Table'!BT67","v":0},null,{"$f":"'EnPI Table'!H67","v":0},{"$f":"'EnPI Table'!I67","v":0},{"$f":"'EnPI Table'!J67","v":0},{"$f":"'EnPI Table'!K67","v":0},{"$f":"'EnPI Table'!L67","v":0},{"$f":"'EnPI Table'!M67","v":0},{"$f":"'EnPI Table'!N67","v":0},{"$f":"'EnPI Table'!O67","v":0},{"$f":"'EnPI Table'!P67","v":0},{"$f":"'EnPI Table'!Q67","v":0},{"$f":"'EnPI Table'!R67","v":0},{"$f":"'EnPI Table'!S67","v":0},{"$f":"'EnPI Table'!T67","v":0},{"$f":"'EnPI Table'!U67","v":0},{"$f":"'EnPI Table'!V67","v":0},{"$f":"'EnPI Table'!W67","v":0},{"$f":"'EnPI Table'!X67","v":0},{"$f":"'EnPI Table'!Y67","v":0},{"$f":"'EnPI Table'!Z67","v":0},{"$f":"'EnPI Table'!AA67","v":0}]
[{"$f":"'EnPI Table'!A68","v":"2009-11-01"},{"$f":"'EnPI Table'!AF68","v":59},{"$f":"'EnPI Table'!AG68","v":0},{"$f":"'EnPI Table'!AH68","v":0},{"$f":"'EnPI Table'!AI68","v":0},{"$f":"'EnPI Table'!AJ68","v":0},{"$f":"'EnPI Table'!AK68","v":0},{"$f":"'EnPI Table'!AL68","v":0},{"$f":"'EnPI Table'!AM68","v":0},{"$f":"'EnPI Table'!AN68","v":0},{"$f":"'EnPI Table'!AO68","v":0},{"$f":"'EnPI Table'!AP68","v":0},{"$f":"'EnPI Table'!AQ68","v":0},{"$f":"'EnPI Table'!AR68","v":0},{"$f":"'EnPI Table'!AS68","v":0},{"$f":"'EnPI Table'!AT68","v":0},{"$f":"'EnPI Table'!AU68","v":0},{"$f":"'EnPI Table'!AV68","v":0},{"$f":"'EnPI Table'!AW68","v":0},{"$f":"'EnPI Table'!AX68","v":0},{"$f":"'EnPI Table'!AY68","v":0},{"$f":"'EnPI Table'!AZ68","v":0},{"$f":"'EnPI Table'!BA68","v":0},{"$f":"'EnPI Table'!BB68","v":0},{"$f":"'EnPI Table'!BC68","v":0},{"$f":"'EnPI Table'!BD68","v":0},{"$f":"'EnPI Table'!BE68","v":0},{"$f":"'EnPI Table'!BF68","v":0},{"$f":"'EnPI Table'!BG68","v":0},{"$f":"'EnPI Table'!BH68","v":0},{"$f":"'EnPI Table'!BI68","v":0},{"$f":"'EnPI Table'!BJ68","v":0},{"$f":"'EnPI Table'!BK68","v":0},{"$f":"'EnPI Table'!BL68","v":0},{"$f":"'EnPI Table'!BM68","v":0},{"$f":"'EnPI Table'!BN68","v":0},{"$f":"'EnPI Table'!BO68","v":0},{"$f":"'EnPI Table'!BP68","v":0},{"$f":"'EnPI Table'!BQ68","v":0},{"$f":"'EnPI Table'!BR68","v":0},{"$f":"'EnPI Table'!BS68","v":0},{"$f":"'EnPI Table'!BT68","v":0},null,{"$f":"'EnPI Table'!H68","v":0},{"$f":"'EnPI Table'!I68","v":0},{"$f":"'EnPI Table'!J68","v":0},{"$f":"'EnPI Table'!K68","v":0},{"$f":"'EnPI Table'!L68","v":0},{"$f":"'EnPI Table'!M68","v":0},{"$f":"'EnPI Table'!N68","v":0},{"$f":"'EnPI Table'!O68","v":0},{"$f":"'EnPI Table'!P68","v":0},{"$f":"'EnPI Table'!Q68","v":0},{"$f":"'EnPI Table'!R68","v":0},{"$f":"'EnPI Table'!S68","v":0},{"$f":"'EnPI Table'!T68","v":0},{"$f":"'EnPI Table'!U68","v":0},{"$f":"'EnPI Table'!V68","v":0},{"$f":"'EnPI Table'!W68","v":0},{"$f":"'EnPI Table'!X68","v":0},{"$f":"'EnPI Table'!Y68","v":0},{"$f":"'EnPI Table'!Z68","v":0},{"$f":"'EnPI Table'!AA68","v":0}]
[{"$f":"'EnPI Table'!A69","v":"2009-12-01"},{"$f":"'EnPI Table'!AF69","v":60},{"$f":"'EnPI Table'!AG69","v":0},{"$f":"'EnPI Table'!AH69","v":0},{"$f":"'EnPI Table'!AI69","v":0},{"$f":"'EnPI Table'!AJ69","v":0},{"$f":"'EnPI Table'!AK69","v":0},{"$f":"'EnPI Table'!AL69","v":0},{"$f":"'EnPI Table'!AM69","v":0},{"$f":"'EnPI Table'!AN69","v":0},{"$f":"'EnPI Table'!AO69","v":0},{"$f":"'EnPI Table'!AP69","v":0},{"$f":"'EnPI Table'!AQ69","v":0},{"$f":"'EnPI Table'!AR69","v":0},{"$f":"'EnPI Table'!AS69","v":0},{"$f":"'EnPI Table'!AT69","v":0},{"$f":"'EnPI Table'!AU69","v":0},{"$f":"'EnPI Table'!AV69","v":0},{"$f":"'EnPI Table'!AW69","v":0},{"$f":"'EnPI Table'!AX69","v":0},{"$f":"'EnPI Table'!AY69","v":0},{"$f":"'EnPI Table'!AZ69","v":0},{"$f":"'EnPI Table'!BA69","v":0},{"$f":"'EnPI Table'!BB69","v":0},{"$f":"'EnPI Table'!BC69","v":0},{"$f":"'EnPI Table'!BD69","v":0},{"$f":"'EnPI Table'!BE69","v":0},{"$f":"'EnPI Table'!BF69","v":0},{"$f":"'EnPI Table'!BG69","v":0},{"$f":"'EnPI Table'!BH69","v":0},{"$f":"'EnPI Table'!BI69","v":0},{"$f":"'EnPI Table'!BJ69","v":0},{"$f":"'EnPI Table'!BK69","v":0},{"$f":"'EnPI Table'!BL69","v":0},{"$f":"'EnPI Table'!BM69","v":0},{"$f":"'EnPI Table'!BN69","v":0},{"$f":"'EnPI Table'!BO69","v":0},{"$f":"'EnPI Table'!BP69","v":0},{"$f":"'EnPI Table'!BQ69","v":0},{"$f":"'EnPI Table'!BR69","v":0},{"$f":"'EnPI Table'!BS69","v":0},{"$f":"'EnPI Table'!BT69","v":0},null,{"$f":"'EnPI Table'!H69","v":0},{"$f":"'EnPI Table'!I69","v":0},{"$f":"'EnPI Table'!J69","v":0},{"$f":"'EnPI Table'!K69","v":0},{"$f":"'EnPI Table'!L69","v":0},{"$f":"'EnPI Table'!M69","v":0},{"$f":"'EnPI Table'!N69","v":0},{"$f":"'EnPI Table'!O69","v":0},{"$f":"'EnPI Table'!P69","v":0},{"$f":"'EnPI Table'!Q69","v":0},{"$f":"'EnPI Table'!R69","v":0},{"$f":"'EnPI Table'!S69","v":0},{"$f":"'EnPI Table'!T69","v":0},{"$f":"'EnPI Table'!U69","v":0},{"$f":"'EnPI Table'!V69","v":0},{"$f":"'EnPI Table'!W69","v":0},{"$f":"'EnPI Table'!X69","v":0},{"$f":"'EnPI Table'!Y69","v":0},{"$f":"'EnPI Table'!Z69","v":0},{"$f":"'EnPI Table'!AA69","v":0}]
[{"$f":"'EnPI Table'!A70","v":"2010-01-01"},{"$f":"'EnPI Table'!AF70","v":61},{"$f":"'EnPI Table'!AG70","v":0},{"$f":"'EnPI Table'!AH70","v":0},{"$f":"'EnPI Table'!AI70","v":0},{"$f":"'EnPI Table'!AJ70","v":0},{"$f":"'EnPI Table'!AK70","v":0},{"$f":"'EnPI Table'!AL70","v":0},{"$f":"'EnPI Table'!AM70","v":0},{"$f":"'EnPI Table'!AN70","v":0},{"$f":"'EnPI Table'!AO70","v":0},{"$f":"'EnPI Table'!AP70","v":0},{"$f":"'EnPI Table'!AQ70","v":0},{"$f":"'EnPI Table'!AR70","v":0},{"$f":"'EnPI Table'!AS70","v":0},{"$f":"'EnPI Table'!AT70","v":0},{"$f":"'EnPI Table'!AU70","v":0},{"$f":"'EnPI Table'!AV70","v":0},{"$f":"'EnPI Table'!AW70","v":0},{"$f":"'EnPI Table'!AX70","v":0},{"$f":"'EnPI Table'!AY70","v":0},{"$f":"'EnPI Table'!AZ70","v":0},{"$f":"'EnPI Table'!BA70","v":0},{"$f":"'EnPI Table'!BB70","v":0},{"$f":"'EnPI Table'!BC70","v":0},{"$f":"'EnPI Table'!BD70","v":0},{"$f":"'EnPI Table'!BE70","v":0},{"$f":"'EnPI Table'!BF70","v":0},{"$f":"'EnPI Table'!BG70","v":0},{"$f":"'EnPI Table'!BH70","v":0},{"$f":"'EnPI Table'!BI70","v":0},{"$f":"'EnPI Table'!BJ70","v":0},{"$f":"'EnPI Table'!BK70","v":0},{"$f":"'EnPI Table'!BL70","v":0},{"$f":"'EnPI Table'!BM70","v":0},{"$f":"'EnPI Table'!BN70","v":0},{"$f":"'EnPI Table'!BO70","v":0},{"$f":"'EnPI Table'!BP70","v":0},{"$f":"'EnPI Table'!BQ70","v":0},{"$f":"'EnPI Table'!BR70","v":0},{"$f":"'EnPI Table'!BS70","v":0},{"$f":"'EnPI Table'!BT70","v":0},null,{"$f":"'EnPI Table'!H70","v":0},{"$f":"'EnPI Table'!I70","v":0},{"$f":"'EnPI Table'!J70","v":0},{"$f":"'EnPI Table'!K70","v":0},{"$f":"'EnPI Table'!L70","v":0},{"$f":"'EnPI Table'!M70","v":0},{"$f":"'EnPI Table'!N70","v":0},{"$f":"'EnPI Table'!O70","v":0},{"$f":"'EnPI Table'!P70","v":0},{"$f":"'EnPI Table'!Q70","v":0},{"$f":"'EnPI Table'!R70","v":0},{"$f":"'EnPI Table'!S70","v":0},{"$f":"'EnPI Table'!T70","v":0},{"$f":"'EnPI Table'!U70","v":0},{"$f":"'EnPI Table'!V70","v":0},{"$f":"'EnPI Table'!W70","v":0},{"$f":"'EnPI Table'!X70","v":0},{"$f":"'EnPI Table'!Y70","v":0},{"$f":"'EnPI Table'!Z70","v":0},{"$f":"'EnPI Table'!AA70","v":0}]
[{"$f":"'EnPI Table'!A71","v":"2010-02-01"},{"$f":"'EnPI Table'!AF71","v":62},{"$f":"'EnPI Table'!AG71","v":0},{"$f":"'EnPI Table'!AH71","v":0},{"$f":"'EnPI Table'!AI71","v":0},{"$f":"'EnPI Table'!AJ71","v":0},{"$f":"'EnPI Table'!AK71","v":0},{"$f":"'EnPI Table'!AL71","v":0},{"$f":"'EnPI Table'!AM71","v":0},{"$f":"'EnPI Table'!AN71","v":0},{"$f":"'EnPI Table'!AO71","v":0},{"$f":"'EnPI Table'!AP71","v":0},{"$f":"'EnPI Table'!AQ71","v":0},{"$f":"'EnPI Table'!AR71","v":0},{"$f":"'EnPI Table'!AS71","v":0},{"$f":"'EnPI Table'!AT71","v":0},{"$f":"'EnPI Table'!AU71","v":0},{"$f":"'EnPI Table'!AV71","v":0},{"$f":"'EnPI Table'!AW71","v":0},{"$f":"'EnPI Table'!AX71","v":0},{"$f":"'EnPI Table'!AY71","v":0},{"$f":"'EnPI Table'!AZ71","v":0},{"$f":"'EnPI Table'!BA71","v":0},{"$f":"'EnPI Table'!BB71","v":0},{"$f":"'EnPI Table'!BC71","v":0},{"$f":"'EnPI Table'!BD71","v":0},{"$f":"'EnPI Table'!BE71","v":0},{"$f":"'EnPI Table'!BF71","v":0},{"$f":"'EnPI Table'!BG71","v":0},{"$f":"'EnPI Table'!BH71","v":0},{"$f":"'EnPI Table'!BI71","v":0},{"$f":"'EnPI Table'!BJ71","v":0},{"$f":"'EnPI Table'!BK71","v":0},{"$f":"'EnPI Table'!BL71","v":0},{"$f":"'EnPI Table'!BM71","v":0},{"$f":"'EnPI Table'!BN71","v":0},{"$f":"'EnPI Table'!BO71","v":0},{"$f":"'EnPI Table'!BP71","v":0},{"$f":"'EnPI Table'!BQ71","v":0},{"$f":"'EnPI Table'!BR71","v":0},{"$f":"'EnPI Table'!BS71","v":0},{"$f":"'EnPI Table'!BT71","v":0},null,{"$f":"'EnPI Table'!H71","v":0},{"$f":"'EnPI Table'!I71","v":0},{"$f":"'EnPI Table'!J71","v":0},{"$f":"'EnPI Table'!K71","v":0},{"$f":"'EnPI Table'!L71","v":0},{"$f":"'EnPI Table'!M71","v":0},{"$f":"'EnPI Table'!N71","v":0},{"$f":"'EnPI Table'!O71","v":0},{"$f":"'EnPI Table'!P71","v":0},{"$f":"'EnPI Table'!Q71","v":0},{"$f":"'EnPI Table'!R71","v":0},{"$f":"'EnPI Table'!S71","v":0},{"$f":"'EnPI Table'!T71","v":0},{"$f":"'EnPI Table'!U71","v":0},{"$f":"'EnPI Table'!V71","v":0},{"$f":"'EnPI Table'!W71","v":0},{"$f":"'EnPI Table'!X71","v":0},{"$f":"'EnPI Table'!Y71","v":0},{"$f":"'EnPI Table'!Z71","v":0},{"$f":"'EnPI Table'!AA71","v":0}]
[{"$f":"'EnPI Table'!A72","v":"2010-03-01"},{"$f":"'EnPI Table'!AF72","v":63},{"$f":"'EnPI Table'!AG72","v":0},{"$f":"'EnPI Table'!AH72","v":0},{"$f":"'EnPI Table'!AI72","v":0},{"$f":"'EnPI Table'!AJ72","v":0},{"$f":"'EnPI Table'!AK72","v":0},{"$f":"'EnPI Table'!AL72","v":0},{"$f":"'EnPI Table'!AM72","v":0},{"$f":"'EnPI Table'!AN72","v":0},{"$f":"'EnPI Table'!AO72","v":0},{"$f":"'EnPI Table'!AP72","v":0},{"$f":"'EnPI Table'!AQ72","v":0},{"$f":"'EnPI Table'!AR72","v":0},{"$f":"'EnPI Table'!AS72","v":0},{"$f":"'EnPI Table'!AT72","v":0},{"$f":"'EnPI Table'!AU72","v":0},{"$f":"'EnPI Table'!AV72","v":0},{"$f":"'EnPI Table'!AW72","v":0},{"$f":"'EnPI Table'!AX72","v":0},{"$f":"'EnPI Table'!AY72","v":0},{"$f":"'EnPI Table'!AZ72","v":0},{"$f":"'EnPI Table'!BA72","v":0},{"$f":"'EnPI Table'!BB72","v":0},{"$f":"'EnPI Table'!BC72","v":0},{"$f":"'EnPI Table'!BD72","v":0},{"$f":"'EnPI Table'!BE72","v":0},{"$f":"'EnPI Table'!BF72","v":0},{"$f":"'EnPI Table'!BG72","v":0},{"$f":"'EnPI Table'!BH72","v":0},{"$f":"'EnPI Table'!BI72","v":0},{"$f":"'EnPI Table'!BJ72","v":0},{"$f":"'EnPI Table'!BK72","v":0},{"$f":"'EnPI Table'!BL72","v":0},{"$f":"'EnPI Table'!BM72","v":0},{"$f":"'EnPI Table'!BN72","v":0},{"$f":"'EnPI Table'!BO72","v":0},{"$f":"'EnPI Table'!BP72","v":0},{"$f":"'EnPI Table'!BQ72","v":0},{"$f":"'EnPI Table'!BR72","v":0},{"$f":"'EnPI Table'!BS72","v":0},{"$f":"'EnPI Table'!BT72","v":0},null,{"$f":"'EnPI Table'!H72","v":0},{"$f":"'EnPI Table'!I72","v":0},{"$f":"'EnPI Table'!J72","v":0},{"$f":"'EnPI Table'!K72","v":0},{"$f":"'EnPI Table'!L72","v":0},{"$f":"'EnPI Table'!M72","v":0},{"$f":"'EnPI Table'!N72","v":0},{"$f":"'EnPI Table'!O72","v":0},{"$f":"'EnPI Table'!P72","v":0},{"$f":"'EnPI Table'!Q72","v":0},{"$f":"'EnPI Table'!R72","v":0},{"$f":"'EnPI Table'!S72","v":0},{"$f":"'EnPI Table'!T72","v":0},{"$f":"'EnPI Table'!U72","v":0},{"$f":"'EnPI Table'!V72","v":0},{"$f":"'EnPI Table'!W72","v":0},{"$f":"'EnPI Table'!X72","v":0},{"$f":"'EnPI Table'!Y72","v":0},{"$f":"'EnPI Table'!Z72","v":0},{"$f":"'EnPI Table'!AA72","v":0}]
[{"$f":"'EnPI Table'!A73","v":"2010-04-01"},{"$f":"'EnPI Table'!AF73","v":64},{"$f":"'EnPI Table'!AG73","v":0},{"$f":"'EnPI Table'!AH73","v":0},{"$f":"'EnPI Table'!AI73","v":0},{"$f":"'EnPI Table'!AJ73","v":0},{"$f":"'EnPI Table'!AK73","v":0},{"$f":"'EnPI Table'!AL73","v":0},{"$f":"'EnPI Table'!AM73","v":0},{"$f":"'EnPI Table'!AN73","v":0},{"$f":"'EnPI Table'!AO73","v":0},{"$f":"'EnPI Table'!AP73","v":0},{"$f":"'EnPI Table'!AQ73","v":0},{"$f":"'EnPI Table'!AR73","v":0},{"$f":"'EnPI Table'!AS73","v":0},{"$f":"'EnPI Table'!AT73","v":0},{"$f":"'EnPI Table'!AU73","v":0},{"$f":"'EnPI Table'!AV73","v":0},{"$f":"'EnPI Table'!AW73","v":0},{"$f":"'EnPI Table'!AX73","v":0},{"$f":"'EnPI Table'!AY73","v":0},{"$f":"'EnPI Table'!AZ73","v":0},{"$f":"'EnPI Table'!BA73","v":0},{"$f":"'EnPI Table'!BB73","v":0},{"$f":"'EnPI Table'!BC73","v":0},{"$f":"'EnPI Table'!BD73","v":0},{"$f":"'EnPI Table'!BE73","v":0},{"$f":"'EnPI Table'!BF73","v":0},{"$f":"'EnPI Table'!BG73","v":0},{"$f":"'EnPI Table'!BH73","v":0},{"$f":"'EnPI Table'!BI73","v":0},{"$f":"'EnPI Table'!BJ73","v":0},{"$f":"'EnPI Table'!BK73","v":0},{"$f":"'EnPI Table'!BL73","v":0},{"$f":"'EnPI Table'!BM73","v":0},{"$f":"'EnPI Table'!BN73","v":0},{"$f":"'EnPI Table'!BO73","v":0},{"$f":"'EnPI Table'!BP73","v":0},{"$f":"'EnPI Table'!BQ73","v":0},{"$f":"'EnPI Table'!BR73","v":0},{"$f":"'EnPI Table'!BS73","v":0},{"$f":"'EnPI Table'!BT73","v":0},null,{"$f":"'EnPI Table'!H73","v":0},{"$f":"'EnPI Table'!I73","v":0},{"$f":"'EnPI Table'!J73","v":0},{"$f":"'EnPI Table'!K73","v":0},{"$f":"'EnPI Table'!L73","v":0},{"$f":"'EnPI Table'!M73","v":0},{"$f":"'EnPI Table'!N73","v":0},{"$f":"'EnPI Table'!O73","v":0},{"$f":"'EnPI Table'!P73","v":0},{"$f":"'EnPI Table'!Q73","v":0},{"$f":"'EnPI Table'!R73","v":0},{"$f":"'EnPI Table'!S73","v":0},{"$f":"'EnPI Table'!T73","v":0},{"$f":"'EnPI Table'!U73","v":0},{"$f":"'EnPI Table'!V73","v":0},{"$f":"'EnPI Table'!W73","v":0},{"$f":"'EnPI Table'!X73","v":0},{"$f":"'EnPI Table'!Y73","v":0},{"$f":"'EnPI Table'!Z73","v":0},{"$f":"'EnPI Table'!AA73","v":0}]
[{"$f":"'EnPI Table'!A74","v":"2010-05-01"},{"$f":"'EnPI Table'!AF74","v":65},{"$f":"'EnPI Table'!AG74","v":0},{"$f":"'EnPI Table'!AH74","v":0},{"$f":"'EnPI Table'!AI74","v":0},{"$f":"'EnPI Table'!AJ74","v":0},{"$f":"'EnPI Table'!AK74","v":0},{"$f":"'EnPI Table'!AL74","v":0},{"$f":"'EnPI Table'!AM74","v":0},{"$f":"'EnPI Table'!AN74","v":0},{"$f":"'EnPI Table'!AO74","v":0},{"$f":"'EnPI Table'!AP74","v":0},{"$f":"'EnPI Table'!AQ74","v":0},{"$f":"'EnPI Table'!AR74","v":0},{"$f":"'EnPI Table'!AS74","v":0},{"$f":"'EnPI Table'!AT74","v":0},{"$f":"'EnPI Table'!AU74","v":0},{"$f":"'EnPI Table'!AV74","v":0},{"$f":"'EnPI Table'!AW74","v":0},{"$f":"'EnPI Table'!AX74","v":0},{"$f":"'EnPI Table'!AY74","v":0},{"$f":"'EnPI Table'!AZ74","v":0},{"$f":"'EnPI Table'!BA74","v":0},{"$f":"'EnPI Table'!BB74","v":0},{"$f":"'EnPI Table'!BC74","v":0},{"$f":"'EnPI Table'!BD74","v":0},{"$f":"'EnPI Table'!BE74","v":0},{"$f":"'EnPI Table'!BF74","v":0},{"$f":"'EnPI Table'!BG74","v":0},{"$f":"'EnPI Table'!BH74","v":0},{"$f":"'EnPI Table'!BI74","v":0},{"$f":"'EnPI Table'!BJ74","v":0},{"$f":"'EnPI Table'!BK74","v":0},{"$f":"'EnPI Table'!BL74","v":0},{"$f":"'EnPI Table'!BM74","v":0},{"$f":"'EnPI Table'!BN74","v":0},{"$f":"'EnPI Table'!BO74","v":0},{"$f":"'EnPI Table'!BP74","v":0},{"$f":"'EnPI Table'!BQ74","v":0},{"$f":"'EnPI Table'!BR74","v":0},{"$f":"'EnPI Table'!BS74","v":0},{"$f":"'EnPI Table'!BT74","v":0},null,{"$f":"'EnPI Table'!H74","v":0},{"$f":"'EnPI Table'!I74","v":0},{"$f":"'EnPI Table'!J74","v":0},{"$f":"'EnPI Table'!K74","v":0},{"$f":"'EnPI Table'!L74","v":0},{"$f":"'EnPI Table'!M74","v":0},{"$f":"'EnPI Table'!N74","v":0},{"$f":"'EnPI Table'!O74","v":0},{"$f":"'EnPI Table'!P74","v":0},{"$f":"'EnPI Table'!Q74","v":0},{"$f":"'EnPI Table'!R74","v":0},{"$f":"'EnPI Table'!S74","v":0},{"$f":"'EnPI Table'!T74","v":0},{"$f":"'EnPI Table'!U74","v":0},{"$f":"'EnPI Table'!V74","v":0},{"$f":"'EnPI Table'!W74","v":0},{"$f":"'EnPI Table'!X74","v":0},{"$f":"'EnPI Table'!Y74","v":0},{"$f":"'EnPI Table'!Z74","v":0},{"$f":"'EnPI Table'!AA74","v":0}]
[{"$f":"'EnPI Table'!A75","v":"2010-06-01"},{"$f":"'EnPI Table'!AF75","v":66},{"$f":"'EnPI Table'!AG75","v":0},{"$f":"'EnPI Table'!AH75","v":0},{"$f":"'EnPI Table'!AI75","v":0},{"$f":"'EnPI Table'!AJ75","v":0},{"$f":"'EnPI Table'!AK75","v":0},{"$f":"'EnPI Table'!AL75","v":0},{"$f":"'EnPI Table'!AM75","v":0},{"$f":"'EnPI Table'!AN75","v":0},{"$f":"'EnPI Table'!AO75","v":0},{"$f":"'EnPI Table'!AP75","v":0},{"$f":"'EnPI Table'!AQ75","v":0},{"$f":"'EnPI Table'!AR75","v":0},{"$f":"'EnPI Table'!AS75","v":0},{"$f":"'EnPI Table'!AT75","v":0},{"$f":"'EnPI Table'!AU75","v":0},{"$f":"'EnPI Table'!AV75","v":0},{"$f":"'EnPI Table'!AW75","v":0},{"$f":"'EnPI Table'!AX75","v":0},{"$f":"'EnPI Table'!AY75","v":0},{"$f":"'EnPI Table'!AZ75","v":0},{"$f":"'EnPI Table'!BA75","v":0},{"$f":"'EnPI Table'!BB75","v":0},{"$f":"'EnPI Table'!BC75","v":0},{"$f":"'EnPI Table'!BD75","v":0},{"$f":"'EnPI Table'!BE75","v":0},{"$f":"'EnPI Table'!BF75","v":0},{"$f":"'EnPI Table'!BG75","v":0},{"$f":"'EnPI Table'!BH75","v":0},{"$f":"'EnPI Table'!BI75","v":0},{"$f":"'EnPI Table'!BJ75","v":0},{"$f":"'EnPI Table'!BK75","v":0},{"$f":"'EnPI Table'!BL75","v":0},{"$f":"'EnPI Table'!BM75","v":0},{"$f":"'EnPI Table'!BN75","v":0},{"$f":"'EnPI Table'!BO75","v":0},{"$f":"'EnPI Table'!BP75","v":0},{"$f":"'EnPI Table'!BQ75","v":0},{"$f":"'EnPI Table'!BR75","v":0},{"$f":"'EnPI Table'!BS75","v":0},{"$f":"'EnPI Table'!BT75","v":0},null,{"$f":"'EnPI Table'!H75","v":0},{"$f":"'EnPI Table'!I75","v":0},{"$f":"'EnPI Table'!J75","v":0},{"$f":"'EnPI Table'!K75","v":0},{"$f":"'EnPI Table'!L75","v":0},{"$f":"'EnPI Table'!M75","v":0},{"$f":"'EnPI Table'!N75","v":0},{"$f":"'EnPI Table'!O75","v":0},{"$f":"'EnPI Table'!P75","v":0},{"$f":"'EnPI Table'!Q75","v":0},{"$f":"'EnPI Table'!R75","v":0},{"$f":"'EnPI Table'!S75","v":0},{"$f":"'EnPI Table'!T75","v":0},{"$f":"'EnPI Table'!U75","v":0},{"$f":"'EnPI Table'!V75","v":0},{"$f":"'EnPI Table'!W75","v":0},{"$f":"'EnPI Table'!X75","v":0},{"$f":"'EnPI Table'!Y75","v":0},{"$f":"'EnPI Table'!Z75","v":0},{"$f":"'EnPI Table'!AA75","v":0}]
[{"$f":"'EnPI Table'!A76","v":"2010-07-01"},{"$f":"'EnPI Table'!AF76","v":67},{"$f":"'EnPI Table'!AG76","v":0},{"$f":"'EnPI Table'!AH76","v":0},{"$f":"'EnPI Table'!AI76","v":0},{"$f":"'EnPI Table'!AJ76","v":0},{"$f":"'EnPI Table'!AK76","v":0},{"$f":"'EnPI Table'!AL76","v":0},{"$f":"'EnPI Table'!AM76","v":0},{"$f":"'EnPI Table'!AN76","v":0},{"$f":"'EnPI Table'!AO76","v":0},{"$f":"'EnPI Table'!AP76","v":0},{"$f":"'EnPI Table'!AQ76","v":0},{"$f":"'EnPI Table'!AR76","v":0},{"$f":"'EnPI Table'!AS76","v":0},{"$f":"'EnPI Table'!AT76","v":0},{"$f":"'EnPI Table'!AU76","v":0},{"$f":"'EnPI Table'!AV76","v":0},{"$f":"'EnPI Table'!AW76","v":0},{"$f":"'EnPI Table'!AX76","v":0},{"$f":"'EnPI Table'!AY76","v":0},{"$f":"'EnPI Table'!AZ76","v":0},{"$f":"'EnPI Table'!BA76","v":0},{"$f":"'EnPI Table'!BB76","v":0},{"$f":"'EnPI Table'!BC76","v":0},{"$f":"'EnPI Table'!BD76","v":0},{"$f":"'EnPI Table'!BE76","v":0},{"$f":"'EnPI Table'!BF76","v":0},{"$f":"'EnPI Table'!BG76","v":0},{"$f":"'EnPI Table'!BH76","v":0},{"$f":"'EnPI Table'!BI76","v":0},{"$f":"'EnPI Table'!BJ76","v":0},{"$f":"'EnPI Table'!BK76","v":0},{"$f":"'EnPI Table'!BL76","v":0},{"$f":"'EnPI Table'!BM76","v":0},{"$f":"'EnPI Table'!BN76","v":0},{"$f":"'EnPI Table'!BO76","v":0},{"$f":"'EnPI Table'!BP76","v":0},{"$f":"'EnPI Table'!BQ76","v":0},{"$f":"'EnPI Table'!BR76","v":0},{"$f":"'EnPI Table'!BS76","v":0},{"$f":"'EnPI Table'!BT76","v":0},null,{"$f":"'EnPI Table'!H76","v":0},{"$f":"'EnPI Table'!I76","v":0},{"$f":"'EnPI Table'!J76","v":0},{"$f":"'EnPI Table'!K76","v":0},{"$f":"'EnPI Table'!L76","v":0},{"$f":"'EnPI Table'!M76","v":0},{"$f":"'EnPI Table'!N76","v":0},{"$f":"'EnPI Table'!O76","v":0},{"$f":"'EnPI Table'!P76","v":0},{"$f":"'EnPI Table'!Q76","v":0},{"$f":"'EnPI Table'!R76","v":0},{"$f":"'EnPI Table'!S76","v":0},{"$f":"'EnPI Table'!T76","v":0},{"$f":"'EnPI Table'!U76","v":0},{"$f":"'EnPI Table'!V76","v":0},{"$f":"'EnPI Table'!W76","v":0},{"$f":"'EnPI Table'!X76","v":0},{"$f":"'EnPI Table'!Y76","v":0},{"$f":"'EnPI Table'!Z76","v":0},{"$f":"'EnPI Table'!AA76","v":0}]
[{"$f":"'EnPI Table'!A77","v":"2010-08-01"},{"$f":"'EnPI Table'!AF77","v":68},{"$f":"'EnPI Table'!AG77","v":0},{"$f":"'EnPI Table'!AH77","v":0},{"$f":"'EnPI Table'!AI77","v":0},{"$f":"'EnPI Table'!AJ77","v":0},{"$f":"'EnPI Table'!AK77","v":0},{"$f":"'EnPI Table'!AL77","v":0},{"$f":"'EnPI Table'!AM77","v":0},{"$f":"'EnPI Table'!AN77","v":0},{"$f":"'EnPI Table'!AO77","v":0},{"$f":"'EnPI Table'!AP77","v":0},{"$f":"'EnPI Table'!AQ77","v":0},{"$f":"'EnPI Table'!AR77","v":0},{"$f":"'EnPI Table'!AS77","v":0},{"$f":"'EnPI Table'!AT77","v":0},{"$f":"'EnPI Table'!AU77","v":0},{"$f":"'EnPI Table'!AV77","v":0},{"$f":"'EnPI Table'!AW77","v":0},{"$f":"'EnPI Table'!AX77","v":0},{"$f":"'EnPI Table'!AY77","v":0},{"$f":"'EnPI Table'!AZ77","v":0},{"$f":"'EnPI Table'!BA77","v":0},{"$f":"'EnPI Table'!BB77","v":0},{"$f":"'EnPI Table'!BC77","v":0},{"$f":"'EnPI Table'!BD77","v":0},{"$f":"'EnPI Table'!BE77","v":0},{"$f":"'EnPI Table'!BF77","v":0},{"$f":"'EnPI Table'!BG77","v":0},{"$f":"'EnPI Table'!BH77","v":0},{"$f":"'EnPI Table'!BI77","v":0},{"$f":"'EnPI Table'!BJ77","v":0},{"$f":"'EnPI Table'!BK77","v":0},{"$f":"'EnPI Table'!BL77","v":0},{"$f":"'EnPI Table'!BM77","v":0},{"$f":"'EnPI Table'!BN77","v":0},{"$f":"'EnPI Table'!BO77","v":0},{"$f":"'EnPI Table'!BP77","v":0},{"$f":"'EnPI Table'!BQ77","v":0},{"$f":"'EnPI Table'!BR77","v":0},{"$f":"'EnPI Table'!BS77","v":0},{"$f":"'EnPI Table'!BT77","v":0},null,{"$f":"'EnPI Table'!H77","v":0},{"$f":"'EnPI Table'!I77","v":0},{"$f":"'EnPI Table'!J77","v":0},{"$f":"'EnPI Table'!K77","v":0},{"$f":"'EnPI Table'!L77","v":0},{"$f":"'EnPI Table'!M77","v":0},{"$f":"'EnPI Table'!N77","v":0},{"$f":"'EnPI Table'!O77","v":0},{"$f":"'EnPI Table'!P77","v":0},{"$f":"'EnPI Table'!Q77","v":0},{"$f":"'EnPI Table'!R77","v":0},{"$f":"'EnPI Table'!S77","v":0},{"$f":"'EnPI Table'!T77","v":0},{"$f":"'EnPI Table'!U77","v":0},{"$f":"'EnPI Table'!V77","v":0},{"$f":"'EnPI Table'!W77","v":0},{"$f":"'EnPI Table'!X77","v":0},{"$f":"'EnPI Table'!Y77","v":0},{"$f":"'EnPI Table'!Z77","v":0},{"$f":"'EnPI Table'!AA77","v":0}]
[{"$f":"'EnPI Table'!A78","v":"2010-09-01"},{"$f":"'EnPI Table'!AF78","v":69},{"$f":"'EnPI Table'!AG78","v":0},{"$f":"'EnPI Table'!AH78","v":0},{"$f":"'EnPI Table'!AI78","v":0},{"$f":"'EnPI Table'!AJ78","v":0},{"$f":"'EnPI Table'!AK78","v":0},{"$f":"'EnPI Table'!AL78","v":0},{"$f":"'EnPI Table'!AM78","v":0},{"$f":"'EnPI Table'!AN78","v":0},{"$f":"'EnPI Table'!AO78","v":0},{"$f":"'EnPI Table'!AP78","v":0},{"$f":"'EnPI Table'!AQ78","v":0},{"$f":"'EnPI Table'!AR78","v":0},{"$f":"'EnPI Table'!AS78","v":0},{"$f":"'EnPI Table'!AT78","v":0},{"$f":"'EnPI Table'!AU78","v":0},{"$f":"'EnPI Table'!AV78","v":0},{"$f":"'EnPI Table'!AW78","v":0},{"$f":"'EnPI Table'!AX78","v":0},{"$f":"'EnPI Table'!AY78","v":0},{"$f":"'EnPI Table'!AZ78","v":0},{"$f":"'EnPI Table'!BA78","v":0},{"$f":"'EnPI Table'!BB78","v":0},{"$f":"'EnPI Table'!BC78","v":0},{"$f":"'EnPI Table'!BD78","v":0},{"$f":"'EnPI Table'!BE78","v":0},{"$f":"'EnPI Table'!BF78","v":0},{"$f":"'EnPI Table'!BG78","v":0},{"$f":"'EnPI Table'!BH78","v":0},{"$f":"'EnPI Table'!BI78","v":0},{"$f":"'EnPI Table'!BJ78","v":0},{"$f":"'EnPI Table'!BK78","v":0},{"$f":"'EnPI Table'!BL78","v":0},{"$f":"'EnPI Table'!BM78","v":0},{"$f":"'EnPI Table'!BN78","v":0},{"$f":"'EnPI Table'!BO78","v":0},{"$f":"'EnPI Table'!BP78","v":0},{"$f":"'EnPI Table'!BQ78","v":0},{"$f":"'EnPI Table'!BR78","v":0},{"$f":"'EnPI Table'!BS78","v":0},{"$f":"'EnPI Table'!BT78","v":0},null,{"$f":"'EnPI Table'!H78","v":0},{"$f":"'EnPI Table'!I78","v":0},{"$f":"'EnPI Table'!J78","v":0},{"$f":"'EnPI Table'!K78","v":0},{"$f":"'EnPI Table'!L78","v":0},{"$f":"'EnPI Table'!M78","v":0},{"$f":"'EnPI Table'!N78","v":0},{"$f":"'EnPI Table'!O78","v":0},{"$f":"'EnPI Table'!P78","v":0},{"$f":"'EnPI Table'!Q78","v":0},{"$f":"'EnPI Table'!R78","v":0},{"$f":"'EnPI Table'!S78","v":0},{"$f":"'EnPI Table'!T78","v":0},{"$f":"'EnPI Table'!U78","v":0},{"$f":"'EnPI Table'!V78","v":0},{"$f":"'EnPI Table'!W78","v":0},{"$f":"'EnPI Table'!X78","v":0},{"$f":"'EnPI Table'!Y78","v":0},{"$f":"'EnPI Table'!Z78","v":0},{"$f":"'EnPI Table'!AA78","v":0}]
[{"$f":"'EnPI Table'!A79","v":"2010-10-01"},{"$f":"'EnPI Table'!AF79","v":70},{"$f":"'EnPI Table'!AG79","v":0},{"$f":"'EnPI Table'!AH79","v":0},{"$f":"'EnPI Table'!AI79","v":0},{"$f":"'EnPI Table'!AJ79","v":0},{"$f":"'EnPI Table'!AK79","v":0},{"$f":"'EnPI Table'!AL79","v":0},{"$f":"'EnPI Table'!AM79","v":0},{"$f":"'EnPI Table'!AN79","v":0},{"$f":"'EnPI Table'!AO79","v":0},{"$f":"'EnPI Table'!AP79","v":0},{"$f":"'EnPI Table'!AQ79","v":0},{"$f":"'EnPI Table'!AR79","v":0},{"$f":"'EnPI Table'!AS79","v":0},{"$f":"'EnPI Table'!AT79","v":0},{"$f":"'EnPI Table'!AU79","v":0},{"$f":"'EnPI Table'!AV79","v":0},{"$f":"'EnPI Table'!AW79","v":0},{"$f":"'EnPI Table'!AX79","v":0},{"$f":"'EnPI Table'!AY79","v":0},{"$f":"'EnPI Table'!AZ79","v":0},{"$f":"'EnPI Table'!BA79","v":0},{"$f":"'EnPI Table'!BB79","v":0},{"$f":"'EnPI Table'!BC79","v":0},{"$f":"'EnPI Table'!BD79","v":0},{"$f":"'EnPI Table'!BE79","v":0},{"$f":"'EnPI Table'!BF79","v":0},{"$f":"'EnPI Table'!BG79","v":0},{"$f":"'EnPI Table'!BH79","v":0},{"$f":"'EnPI Table'!BI79","v":0},{"$f":"'EnPI Table'!BJ79","v":0},{"$f":"'EnPI Table'!BK79","v":0},{"$f":"'EnPI Table'!BL79","v":0},{"$f":"'EnPI Table'!BM79","v":0},{"$f":"'EnPI Table'!BN79","v":0},{"$f":"'EnPI Table'!BO79","v":0},{"$f":"'EnPI Table'!BP79","v":0},{"$f":"'EnPI Table'!BQ79","v":0},{"$f":"'EnPI Table'!BR79","v":0},{"$f":"'EnPI Table'!BS79","v":0},{"$f":"'EnPI Table'!BT79","v":0},null,{"$f":"'EnPI Table'!H79","v":0},{"$f":"'EnPI Table'!I79","v":0},{"$f":"'EnPI Table'!J79","v":0},{"$f":"'EnPI Table'!K79","v":0},{"$f":"'EnPI Table'!L79","v":0},{"$f":"'EnPI Table'!M79","v":0},{"$f":"'EnPI Table'!N79","v":0},{"$f":"'EnPI Table'!O79","v":0},{"$f":"'EnPI Table'!P79","v":0},{"$f":"'EnPI Table'!Q79","v":0},{"$f":"'EnPI Table'!R79","v":0},{"$f":"'EnPI Table'!S79","v":0},{"$f":"'EnPI Table'!T79","v":0},{"$f":"'EnPI Table'!U79","v":0},{"$f":"'EnPI Table'!V79","v":0},{"$f":"'EnPI Table'!W79","v":0},{"$f":"'EnPI Table'!X79","v":0},{"$f":"'EnPI Table'!Y79","v":0},{"$f":"'EnPI Table'!Z79","v":0},{"$f":"'EnPI Table'!AA79","v":0}]
[{"$f":"'EnPI Table'!A80","v":"2010-11-01"},{"$f":"'EnPI Table'!AF80","v":71},{"$f":"'EnPI Table'!AG80","v":0},{"$f":"'EnPI Table'!AH80","v":0},{"$f":"'EnPI Table'!AI80","v":0},{"$f":"'EnPI Table'!AJ80","v":0},{"$f":"'EnPI Table'!AK80","v":0},{"$f":"'EnPI Table'!AL80","v":0},{"$f":"'EnPI Table'!AM80","v":0},{"$f":"'EnPI Table'!AN80","v":0},{"$f":"'EnPI Table'!AO80","v":0},{"$f":"'EnPI Table'!AP80","v":0},{"$f":"'EnPI Table'!AQ80","v":0},{"$f":"'EnPI Table'!AR80","v":0},{"$f":"'EnPI Table'!AS80","v":0},{"$f":"'EnPI Table'!AT80","v":0},{"$f":"'EnPI Table'!AU80","v":0},{"$f":"'EnPI Table'!AV80","v":0},{"$f":"'EnPI Table'!AW80","v":0},{"$f":"'EnPI Table'!AX80","v":0},{"$f":"'EnPI Table'!AY80","v":0},{"$f":"'EnPI Table'!AZ80","v":0},{"$f":"'EnPI Table'!BA80","v":0},{"$f":"'EnPI Table'!BB80","v":0},{"$f":"'EnPI Table'!BC80","v":0},{"$f":"'EnPI Table'!BD80","v":0},{"$f":"'EnPI Table'!BE80","v":0},{"$f":"'EnPI Table'!BF80","v":0},{"$f":"'EnPI Table'!BG80","v":0},{"$f":"'EnPI Table'!BH80","v":0},{"$f":"'EnPI Table'!BI80","v":0},{"$f":"'EnPI Table'!BJ80","v":0},{"$f":"'EnPI Table'!BK80","v":0},{"$f":"'EnPI Table'!BL80","v":0},{"$f":"'EnPI Table'!BM80","v":0},{"$f":"'EnPI Table'!BN80","v":0},{"$f":"'EnPI Table'!BO80","v":0},{"$f":"'EnPI Table'!BP80","v":0},{"$f":"'EnPI Table'!BQ80","v":0},{"$f":"'EnPI Table'!BR80","v":0},{"$f":"'EnPI Table'!BS80","v":0},{"$f":"'EnPI Table'!BT80","v":0},null,{"$f":"'EnPI Table'!H80","v":0},{"$f":"'EnPI Table'!I80","v":0},{"$f":"'EnPI Table'!J80","v":0},{"$f":"'EnPI Table'!K80","v":0},{"$f":"'EnPI Table'!L80","v":0},{"$f":"'EnPI Table'!M80","v":0},{"$f":"'EnPI Table'!N80","v":0},{"$f":"'EnPI Table'!O80","v":0},{"$f":"'EnPI Table'!P80","v":0},{"$f":"'EnPI Table'!Q80","v":0},{"$f":"'EnPI Table'!R80","v":0},{"$f":"'EnPI Table'!S80","v":0},{"$f":"'EnPI Table'!T80","v":0},{"$f":"'EnPI Table'!U80","v":0},{"$f":"'EnPI Table'!V80","v":0},{"$f":"'EnPI Table'!W80","v":0},{"$f":"'EnPI Table'!X80","v":0},{"$f":"'EnPI Table'!Y80","v":0},{"$f":"'EnPI Table'!Z80","v":0},{"$f":"'EnPI Table'!AA80","v":0}]
[{"$f":"'EnPI Table'!A81","v":"2010-12-01"},{"$f":"'EnPI Table'!AF81","v":72},{"$f":"'EnPI Table'!AG81","v":0},{"$f":"'EnPI Table'!AH81","v":0},{"$f":"'EnPI Table'!AI81","v":0},{"$f":"'EnPI Table'!AJ81","v":0},{"$f":"'EnPI Table'!AK81","v":0},{"$f":"'EnPI Table'!AL81","v":0},{"$f":"'EnPI Table'!AM81","v":0},{"$f":"'EnPI Table'!AN81","v":0},{"$f":"'EnPI Table'!AO81","v":0},{"$f":"'EnPI Table'!AP81","v":0},{"$f":"'EnPI Table'!AQ81","v":0},{"$f":"'EnPI Table'!AR81","v":0},{"$f":"'EnPI Table'!AS81","v":0},{"$f":"'EnPI Table'!AT81","v":0},{"$f":"'EnPI Table'!AU81","v":0},{"$f":"'EnPI Table'!AV81","v":0},{"$f":"'EnPI Table'!AW81","v":0},{"$f":"'EnPI Table'!AX81","v":0},{"$f":"'EnPI Table'!AY81","v":0},{"$f":"'EnPI Table'!AZ81","v":0},{"$f":"'EnPI Table'!BA81","v":0},{"$f":"'EnPI Table'!BB81","v":0},{"$f":"'EnPI Table'!BC81","v":0},{"$f":"'EnPI Table'!BD81","v":0},{"$f":"'EnPI Table'!BE81","v":0},{"$f":"'EnPI Table'!BF81","v":0},{"$f":"'EnPI Table'!BG81","v":0},{"$f":"'EnPI Table'!BH81","v":0},{"$f":"'EnPI Table'!BI81","v":0},{"$f":"'EnPI Table'!BJ81","v":0},{"$f":"'EnPI Table'!BK81","v":0},{"$f":"'EnPI Table'!BL81","v":0},{"$f":"'EnPI Table'!BM81","v":0},{"$f":"'EnPI Table'!BN81","v":0},{"$f":"'EnPI Table'!BO81","v":0},{"$f":"'EnPI Table'!BP81","v":0},{"$f":"'EnPI Table'!BQ81","v":0},{"$f":"'EnPI Table'!BR81","v":0},{"$f":"'EnPI Table'!BS81","v":0},{"$f":"'EnPI Table'!BT81","v":0},null,{"$f":"'EnPI Table'!H81","v":0},{"$f":"'EnPI Table'!I81","v":0},{"$f":"'EnPI Table'!J81","v":0},{"$f":"'EnPI Table'!K81","v":0},{"$f":"'EnPI Table'!L81","v":0},{"$f":"'EnPI Table'!M81","v":0},{"$f":"'EnPI Table'!N81","v":0},{"$f":"'EnPI Table'!O81","v":0},{"$f":"'EnPI Table'!P81","v":0},{"$f":"'EnPI Table'!Q81","v":0},{"$f":"'EnPI Table'!R81","v":0},{"$f":"'EnPI Table'!S81","v":0},{"$f":"'EnPI Table'!T81","v":0},{"$f":"'EnPI Table'!U81","v":0},{"$f":"'EnPI Table'!V81","v":0},{"$f":"'EnPI Table'!W81","v":0},{"$f":"'EnPI Table'!X81","v":0},{"$f":"'EnPI Table'!Y81","v":0},{"$f":"'EnPI Table'!Z81","v":0},{"$f":"'EnPI Table'!AA81","v":0}]
[{"$f":"'EnPI Table'!A82","v":"2011-01-01"},{"$f":"'EnPI Table'!AF82","v":73},{"$f":"'EnPI Table'!AG82","v":0},{"$f":"'EnPI Table'!AH82","v":0},{"$f":"'EnPI Table'!AI82","v":0},{"$f":"'EnPI Table'!AJ82","v":0},{"$f":"'EnPI Table'!AK82","v":0},{"$f":"'EnPI Table'!AL82","v":0},{"$f":"'EnPI Table'!AM82","v":0},{"$f":"'EnPI Table'!AN82","v":0},{"$f":"'EnPI Table'!AO82","v":0},{"$f":"'EnPI Table'!AP82","v":0},{"$f":"'EnPI Table'!AQ82","v":0},{"$f":"'EnPI Table'!AR82","v":0},{"$f":"'EnPI Table'!AS82","v":0},{"$f":"'EnPI Table'!AT82","v":0},{"$f":"'EnPI Table'!AU82","v":0},{"$f":"'EnPI Table'!AV82","v":0},{"$f":"'EnPI Table'!AW82","v":0},{"$f":"'EnPI Table'!AX82","v":0},{"$f":"'EnPI Table'!AY82","v":0},{"$f":"'EnPI Table'!AZ82","v":0},{"$f":"'EnPI Table'!BA82","v":0},{"$f":"'EnPI Table'!BB82","v":0},{"$f":"'EnPI Table'!BC82","v":0},{"$f":"'EnPI Table'!BD82","v":0},{"$f":"'EnPI Table'!BE82","v":0},{"$f":"'EnPI Table'!BF82","v":0},{"$f":"'EnPI Table'!BG82","v":0},{"$f":"'EnPI Table'!BH82","v":0},{"$f":"'EnPI Table'!BI82","v":0},{"$f":"'EnPI Table'!BJ82","v":0},{"$f":"'EnPI Table'!BK82","v":0},{"$f":"'EnPI Table'!BL82","v":0},{"$f":"'EnPI Table'!BM82","v":0},{"$f":"'EnPI Table'!BN82","v":0},{"$f":"'EnPI Table'!BO82","v":0},{"$f":"'EnPI Table'!BP82","v":0},{"$f":"'EnPI Table'!BQ82","v":0},{"$f":"'EnPI Table'!BR82","v":0},{"$f":"'EnPI Table'!BS82","v":0},{"$f":"'EnPI Table'!BT82","v":0},null,{"$f":"'EnPI Table'!H82","v":0},{"$f":"'EnPI Table'!I82","v":0},{"$f":"'EnPI Table'!J82","v":0},{"$f":"'EnPI Table'!K82","v":0},{"$f":"'EnPI Table'!L82","v":0},{"$f":"'EnPI Table'!M82","v":0},{"$f":"'EnPI Table'!N82","v":0},{"$f":"'EnPI Table'!O82","v":0},{"$f":"'EnPI Table'!P82","v":0},{"$f":"'EnPI Table'!Q82","v":0},{"$f":"'EnPI Table'!R82","v":0},{"$f":"'EnPI Table'!S82","v":0},{"$f":"'EnPI Table'!T82","v":0},{"$f":"'EnPI Table'!U82","v":0},{"$f":"'EnPI Table'!V82","v":0},{"$f":"'EnPI Table'!W82","v":0},{"$f":"'EnPI Table'!X82","v":0},{"$f":"'EnPI Table'!Y82","v":0},{"$f":"'EnPI Table'!Z82","v":0},{"$f":"'EnPI Table'!AA82","v":0}]
[{"$f":"'EnPI Table'!A83","v":"2011-02-01"},{"$f":"'EnPI Table'!AF83","v":74},{"$f":"'EnPI Table'!AG83","v":0},{"$f":"'EnPI Table'!AH83","v":0},{"$f":"'EnPI Table'!AI83","v":0},{"$f":"'EnPI Table'!AJ83","v":0},{"$f":"'EnPI Table'!AK83","v":0},{"$f":"'EnPI Table'!AL83","v":0},{"$f":"'EnPI Table'!AM83","v":0},{"$f":"'EnPI Table'!AN83","v":0},{"$f":"'EnPI Table'!AO83","v":0},{"$f":"'EnPI Table'!AP83","v":0},{"$f":"'EnPI Table'!AQ83","v":0},{"$f":"'EnPI Table'!AR83","v":0},{"$f":"'EnPI Table'!AS83","v":0},{"$f":"'EnPI Table'!AT83","v":0},{"$f":"'EnPI Table'!AU83","v":0},{"$f":"'EnPI Table'!AV83","v":0},{"$f":"'EnPI Table'!AW83","v":0},{"$f":"'EnPI Table'!AX83","v":0},{"$f":"'EnPI Table'!AY83","v":0},{"$f":"'EnPI Table'!AZ83","v":0},{"$f":"'EnPI Table'!BA83","v":0},{"$f":"'EnPI Table'!BB83","v":0},{"$f":"'EnPI Table'!BC83","v":0},{"$f":"'EnPI Table'!BD83","v":0},{"$f":"'EnPI Table'!BE83","v":0},{"$f":"'EnPI Table'!BF83","v":0},{"$f":"'EnPI Table'!BG83","v":0},{"$f":"'EnPI Table'!BH83","v":0},{"$f":"'EnPI Table'!BI83","v":0},{"$f":"'EnPI Table'!BJ83","v":0},{"$f":"'EnPI Table'!BK83","v":0},{"$f":"'EnPI Table'!BL83","v":0},{"$f":"'EnPI Table'!BM83","v":0},{"$f":"'EnPI Table'!BN83","v":0},{"$f":"'EnPI Table'!BO83","v":0},{"$f":"'EnPI Table'!BP83","v":0},{"$f":"'EnPI Table'!BQ83","v":0},{"$f":"'EnPI Table'!BR83","v":0},{"$f":"'EnPI Table'!BS83","v":0},{"$f":"'EnPI Table'!BT83","v":0},null,{"$f":"'EnPI Table'!H83","v":0},{"$f":"'EnPI Table'!I83","v":0},{"$f":"'EnPI Table'!J83","v":0},{"$f":"'EnPI Table'!K83","v":0},{"$f":"'EnPI Table'!L83","v":0},{"$f":"'EnPI Table'!M83","v":0},{"$f":"'EnPI Table'!N83","v":0},{"$f":"'EnPI Table'!O83","v":0},{"$f":"'EnPI Table'!P83","v":0},{"$f":"'EnPI Table'!Q83","v":0},{"$f":"'EnPI Table'!R83","v":0},{"$f":"'EnPI Table'!S83","v":0},{"$f":"'EnPI Table'!T83","v":0},{"$f":"'EnPI Table'!U83","v":0},{"$f":"'EnPI Table'!V83","v":0},{"$f":"'EnPI Table'!W83","v":0},{"$f":"'EnPI Table'!X83","v":0},{"$f":"'EnPI Table'!Y83","v":0},{"$f":"'EnPI Table'!Z83","v":0},{"$f":"'EnPI Table'!AA83","v":0}]
[{"$f":"'EnPI Table'!A84","v":"2011-03-01"},{"$f":"'EnPI Table'!AF84","v":75},{"$f":"'EnPI Table'!AG84","v":0},{"$f":"'EnPI Table'!AH84","v":0},{"$f":"'EnPI Table'!AI84","v":0},{"$f":"'EnPI Table'!AJ84","v":0},{"$f":"'EnPI Table'!AK84","v":0},{"$f":"'EnPI Table'!AL84","v":0},{"$f":"'EnPI Table'!AM84","v":0},{"$f":"'EnPI Table'!AN84","v":0},{"$f":"'EnPI Table'!AO84","v":0},{"$f":"'EnPI Table'!AP84","v":0},{"$f":"'EnPI Table'!AQ84","v":0},{"$f":"'EnPI Table'!AR84","v":0},{"$f":"'EnPI Table'!AS84","v":0},{"$f":"'EnPI Table'!AT84","v":0},{"$f":"'EnPI Table'!AU84","v":0},{"$f":"'EnPI Table'!AV84","v":0},{"$f":"'EnPI Table'!AW84","v":0},{"$f":"'EnPI Table'!AX84","v":0},{"$f":"'EnPI Table'!AY84","v":0},{"$f":"'EnPI Table'!AZ84","v":0},{"$f":"'EnPI Table'!BA84","v":0},{"$f":"'EnPI Table'!BB84","v":0},{"$f":"'EnPI Table'!BC84","v":0},{"$f":"'EnPI Table'!BD84","v":0},{"$f":"'EnPI Table'!BE84","v":0},{"$f":"'EnPI Table'!BF84","v":0},{"$f":"'EnPI Table'!BG84","v":0},{"$f":"'EnPI Table'!BH84","v":0},{"$f":"'EnPI Table'!BI84","v":0},{"$f":"'EnPI Table'!BJ84","v":0},{"$f":"'EnPI Table'!BK84","v":0},{"$f":"'EnPI Table'!BL84","v":0},{"$f":"'EnPI Table'!BM84","v":0},{"$f":"'EnPI Table'!BN84","v":0},{"$f":"'EnPI Table'!BO84","v":0},{"$f":"'EnPI Table'!BP84","v":0},{"$f":"'EnPI Table'!BQ84","v":0},{"$f":"'EnPI Table'!BR84","v":0},{"$f":"'EnPI Table'!BS84","v":0},{"$f":"'EnPI Table'!BT84","v":0},null,{"$f":"'EnPI Table'!H84","v":0},{"$f":"'EnPI Table'!I84","v":0},{"$f":"'EnPI Table'!J84","v":0},{"$f":"'EnPI Table'!K84","v":0},{"$f":"'EnPI Table'!L84","v":0},{"$f":"'EnPI Table'!M84","v":0},{"$f":"'EnPI Table'!N84","v":0},{"$f":"'EnPI Table'!O84","v":0},{"$f":"'EnPI Table'!P84","v":0},{"$f":"'EnPI Table'!Q84","v":0},{"$f":"'EnPI Table'!R84","v":0},{"$f":"'EnPI Table'!S84","v":0},{"$f":"'EnPI Table'!T84","v":0},{"$f":"'EnPI Table'!U84","v":0},{"$f":"'EnPI Table'!V84","v":0},{"$f":"'EnPI Table'!W84","v":0},{"$f":"'EnPI Table'!X84","v":0},{"$f":"'EnPI Table'!Y84","v":0},{"$f":"'EnPI Table'!Z84","v":0},{"$f":"'EnPI Table'!AA84","v":0}]
[{"$f":"'EnPI Table'!A85","v":"2011-04-01"},{"$f":"'EnPI Table'!AF85","v":76},{"$f":"'EnPI Table'!AG85","v":0},{"$f":"'EnPI Table'!AH85","v":0},{"$f":"'EnPI Table'!AI85","v":0},{"$f":"'EnPI Table'!AJ85","v":0},{"$f":"'EnPI Table'!AK85","v":0},{"$f":"'EnPI Table'!AL85","v":0},{"$f":"'EnPI Table'!AM85","v":0},{"$f":"'EnPI Table'!AN85","v":0},{"$f":"'EnPI Table'!AO85","v":0},{"$f":"'EnPI Table'!AP85","v":0},{"$f":"'EnPI Table'!AQ85","v":0},{"$f":"'EnPI Table'!AR85","v":0},{"$f":"'EnPI Table'!AS85","v":0},{"$f":"'EnPI Table'!AT85","v":0},{"$f":"'EnPI Table'!AU85","v":0},{"$f":"'EnPI Table'!AV85","v":0},{"$f":"'EnPI Table'!AW85","v":0},{"$f":"'EnPI Table'!AX85","v":0},{"$f":"'EnPI Table'!AY85","v":0},{"$f":"'EnPI Table'!AZ85","v":0},{"$f":"'EnPI Table'!BA85","v":0},{"$f":"'EnPI Table'!BB85","v":0},{"$f":"'EnPI Table'!BC85","v":0},{"$f":"'EnPI Table'!BD85","v":0},{"$f":"'EnPI Table'!BE85","v":0},{"$f":"'EnPI Table'!BF85","v":0},{"$f":"'EnPI Table'!BG85","v":0},{"$f":"'EnPI Table'!BH85","v":0},{"$f":"'EnPI Table'!BI85","v":0},{"$f":"'EnPI Table'!BJ85","v":0},{"$f":"'EnPI Table'!BK85","v":0},{"$f":"'EnPI Table'!BL85","v":0},{"$f":"'EnPI Table'!BM85","v":0},{"$f":"'EnPI Table'!BN85","v":0},{"$f":"'EnPI Table'!BO85","v":0},{"$f":"'EnPI Table'!BP85","v":0},{"$f":"'EnPI Table'!BQ85","v":0},{"$f":"'EnPI Table'!BR85","v":0},{"$f":"'EnPI Table'!BS85","v":0},{"$f":"'EnPI Table'!BT85","v":0},null,{"$f":"'EnPI Table'!H85","v":0},{"$f":"'EnPI Table'!I85","v":0},{"$f":"'EnPI Table'!J85","v":0},{"$f":"'EnPI Table'!K85","v":0},{"$f":"'EnPI Table'!L85","v":0},{"$f":"'EnPI Table'!M85","v":0},{"$f":"'EnPI Table'!N85","v":0},{"$f":"'EnPI Table'!O85","v":0},{"$f":"'EnPI Table'!P85","v":0},{"$f":"'EnPI Table'!Q85","v":0},{"$f":"'EnPI Table'!R85","v":0},{"$f":"'EnPI Table'!S85","v":0},{"$f":"'EnPI Table'!T85","v":0},{"$f":"'EnPI Table'!U85","v":0},{"$f":"'EnPI Table'!V85","v":0},{"$f":"'EnPI Table'!W85","v":0},{"$f":"'EnPI Table'!X85","v":0},{"$f":"'EnPI Table'!Y85","v":0},{"$f":"'EnPI Table'!Z85","v":0},{"$f":"'EnPI Table'!AA85","v":0}]
[{"$f":"'EnPI Table'!A86","v":"2011-05-01"},{"$f":"'EnPI Table'!AF86","v":77},{"$f":"'EnPI Table'!AG86","v":0},{"$f":"'EnPI Table'!AH86","v":0},{"$f":"'EnPI Table'!AI86","v":0},{"$f":"'EnPI Table'!AJ86","v":0},{"$f":"'EnPI Table'!AK86","v":0},{"$f":"'EnPI Table'!AL86","v":0},{"$f":"'EnPI Table'!AM86","v":0},{"$f":"'EnPI Table'!AN86","v":0},{"$f":"'EnPI Table'!AO86","v":0},{"$f":"'EnPI Table'!AP86","v":0},{"$f":"'EnPI Table'!AQ86","v":0},{"$f":"'EnPI Table'!AR86","v":0},{"$f":"'EnPI Table'!AS86","v":0},{"$f":"'EnPI Table'!AT86","v":0},{"$f":"'EnPI Table'!AU86","v":0},{"$f":"'EnPI Table'!AV86","v":0},{"$f":"'EnPI Table'!AW86","v":0},{"$f":"'EnPI Table'!AX86","v":0},{"$f":"'EnPI Table'!AY86","v":0},{"$f":"'EnPI Table'!AZ86","v":0},{"$f":"'EnPI Table'!BA86","v":0},{"$f":"'EnPI Table'!BB86","v":0},{"$f":"'EnPI Table'!BC86","v":0},{"$f":"'EnPI Table'!BD86","v":0},{"$f":"'EnPI Table'!BE86","v":0},{"$f":"'EnPI Table'!BF86","v":0},{"$f":"'EnPI Table'!BG86","v":0},{"$f":"'EnPI Table'!BH86","v":0},{"$f":"'EnPI Table'!BI86","v":0},{"$f":"'EnPI Table'!BJ86","v":0},{"$f":"'EnPI Table'!BK86","v":0},{"$f":"'EnPI Table'!BL86","v":0},{"$f":"'EnPI Table'!BM86","v":0},{"$f":"'EnPI Table'!BN86","v":0},{"$f":"'EnPI Table'!BO86","v":0},{"$f":"'EnPI Table'!BP86","v":0},{"$f":"'EnPI Table'!BQ86","v":0},{"$f":"'EnPI Table'!BR86","v":0},{"$f":"'EnPI Table'!BS86","v":0},{"$f":"'EnPI Table'!BT86","v":0},null,{"$f":"'EnPI Table'!H86","v":0},{"$f":"'EnPI Table'!I86","v":0},{"$f":"'EnPI Table'!J86","v":0},{"$f":"'EnPI Table'!K86","v":0},{"$f":"'EnPI Table'!L86","v":0},{"$f":"'EnPI Table'!M86","v":0},{"$f":"'EnPI Table'!N86","v":0},{"$f":"'EnPI Table'!O86","v":0},{"$f":"'EnPI Table'!P86","v":0},{"$f":"'EnPI Table'!Q86","v":0},{"$f":"'EnPI Table'!R86","v":0},{"$f":"'EnPI Table'!S86","v":0},{"$f":"'EnPI Table'!T86","v":0},{"$f":"'EnPI Table'!U86","v":0},{"$f":"'EnPI Table'!V86","v":0},{"$f":"'EnPI Table'!W86","v":0},{"$f":"'EnPI Table'!X86","v":0},{"$f":"'EnPI Table'!Y86","v":0},{"$f":"'EnPI Table'!Z86","v":0},{"$f":"'EnPI Table'!AA86","v":0}]
[{"$f":"'EnPI Table'!A87","v":"2011-06-01"},{"$f":"'EnPI Table'!AF87","v":78},{"$f":"'EnPI Table'!AG87","v":0},{"$f":"'EnPI Table'!AH87","v":0},{"$f":"'EnPI Table'!AI87","v":0},{"$f":"'EnPI Table'!AJ87","v":0},{"$f":"'EnPI Table'!AK87","v":0},{"$f":"'EnPI Table'!AL87","v":0},{"$f":"'EnPI Table'!AM87","v":0},{"$f":"'EnPI Table'!AN87","v":0},{"$f":"'EnPI Table'!AO87","v":0},{"$f":"'EnPI Table'!AP87","v":0},{"$f":"'EnPI Table'!AQ87","v":0},{"$f":"'EnPI Table'!AR87","v":0},{"$f":"'EnPI Table'!AS87","v":0},{"$f":"'EnPI Table'!AT87","v":0},{"$f":"'EnPI Table'!AU87","v":0},{"$f":"'EnPI Table'!AV87","v":0},{"$f":"'EnPI Table'!AW87","v":0},{"$f":"'EnPI Table'!AX87","v":0},{"$f":"'EnPI Table'!AY87","v":0},{"$f":"'EnPI Table'!AZ87","v":0},{"$f":"'EnPI Table'!BA87","v":0},{"$f":"'EnPI Table'!BB87","v":0},{"$f":"'EnPI Table'!BC87","v":0},{"$f":"'EnPI Table'!BD87","v":0},{"$f":"'EnPI Table'!BE87","v":0},{"$f":"'EnPI Table'!BF87","v":0},{"$f":"'EnPI Table'!BG87","v":0},{"$f":"'EnPI Table'!BH87","v":0},{"$f":"'EnPI Table'!BI87","v":0},{"$f":"'EnPI Table'!BJ87","v":0},{"$f":"'EnPI Table'!BK87","v":0},{"$f":"'EnPI Table'!BL87","v":0},{"$f":"'EnPI Table'!BM87","v":0},{"$f":"'EnPI Table'!BN87","v":0},{"$f":"'EnPI Table'!BO87","v":0},{"$f":"'EnPI Table'!BP87","v":0},{"$f":"'EnPI Table'!BQ87","v":0},{"$f":"'EnPI Table'!BR87","v":0},{"$f":"'EnPI Table'!BS87","v":0},{"$f":"'EnPI Table'!BT87","v":0},null,{"$f":"'EnPI Table'!H87","v":0},{"$f":"'EnPI Table'!I87","v":0},{"$f":"'EnPI Table'!J87","v":0},{"$f":"'EnPI Table'!K87","v":0},{"$f":"'EnPI Table'!L87","v":0},{"$f":"'EnPI Table'!M87","v":0},{"$f":"'EnPI Table'!N87","v":0},{"$f":"'EnPI Table'!O87","v":0},{"$f":"'EnPI Table'!P87","v":0},{"$f":"'EnPI Table'!Q87","v":0},{"$f":"'EnPI Table'!R87","v":0},{"$f":"'EnPI Table'!S87","v":0},{"$f":"'EnPI Table'!T87","v":0},{"$f":"'EnPI Table'!U87","v":0},{"$f":"'EnPI Table'!V87","v":0},{"$f":"'EnPI Table'!W87","v":0},{"$f":"'EnPI Table'!X87","v":0},{"$f":"'EnPI Table'!Y87","v":0},{"$f":"'EnPI Table'!Z87","v":0},{"$f":"'EnPI Table'!AA87","v":0}]
[{"$f":"'EnPI Table'!A88","v":"2011-07-01"},{"$f":"'EnPI Table'!AF88","v":79},{"$f":"'EnPI Table'!AG88","v":0},{"$f":"'EnPI Table'!AH88","v":0},{"$f":"'EnPI Table'!AI88","v":0},{"$f":"'EnPI Table'!AJ88","v":0},{"$f":"'EnPI Table'!AK88","v":0},{"$f":"'EnPI Table'!AL88","v":0},{"$f":"'EnPI Table'!AM88","v":0},{"$f":"'EnPI Table'!AN88","v":0},{"$f":"'EnPI Table'!AO88","v":0},{"$f":"'EnPI Table'!AP88","v":0},{"$f":"'EnPI Table'!AQ88","v":0},{"$f":"'EnPI Table'!AR88","v":0},{"$f":"'EnPI Table'!AS88","v":0},{"$f":"'EnPI Table'!AT88","v":0},{"$f":"'EnPI Table'!AU88","v":0},{"$f":"'EnPI Table'!AV88","v":0},{"$f":"'EnPI Table'!AW88","v":0},{"$f":"'EnPI Table'!AX88","v":0},{"$f":"'EnPI Table'!AY88","v":0},{"$f":"'EnPI Table'!AZ88","v":0},{"$f":"'EnPI Table'!BA88","v":0},{"$f":"'EnPI Table'!BB88","v":0},{"$f":"'EnPI Table'!BC88","v":0},{"$f":"'EnPI Table'!BD88","v":0},{"$f":"'EnPI Table'!BE88","v":0},{"$f":"'EnPI Table'!BF88","v":0},{"$f":"'EnPI Table'!BG88","v":0},{"$f":"'EnPI Table'!BH88","v":0},{"$f":"'EnPI Table'!BI88","v":0},{"$f":"'EnPI Table'!BJ88","v":0},{"$f":"'EnPI Table'!BK88","v":0},{"$f":"'EnPI Table'!BL88","v":0},{"$f":"'EnPI Table'!BM88","v":0},{"$f":"'EnPI Table'!BN88","v":0},{"$f":"'EnPI Table'!BO88","v":0},{"$f":"'EnPI Table'!BP88","v":0},{"$f":"'EnPI Table'!BQ88","v":0},{"$f":"'EnPI Table'!BR88","v":0},{"$f":"'EnPI Table'!BS88","v":0},{"$f":"'EnPI Table'!BT88","v":0},null,{"$f":"'EnPI Table'!H88","v":0},{"$f":"'EnPI Table'!I88","v":0},{"$f":"'EnPI Table'!J88","v":0},{"$f":"'EnPI Table'!K88","v":0},{"$f":"'EnPI Table'!L88","v":0},{"$f":"'EnPI Table'!M88","v":0},{"$f":"'EnPI Table'!N88","v":0},{"$f":"'EnPI Table'!O88","v":0},{"$f":"'EnPI Table'!P88","v":0},{"$f":"'EnPI Table'!Q88","v":0},{"$f":"'EnPI Table'!R88","v":0},{"$f":"'EnPI Table'!S88","v":0},{"$f":"'EnPI Table'!T88","v":0},{"$f":"'EnPI Table'!U88","v":0},{"$f":"'EnPI Table'!V88","v":0},{"$f":"'EnPI Table'!W88","v":0},{"$f":"'EnPI Table'!X88","v":0},{"$f":"'EnPI Table'!Y88","v":0},{"$f":"'EnPI Table'!Z88","v":0},{"$f":"'EnPI Table'!AA88","v":0}]
[{"$f":"'EnPI Table'!A89","v":"2011-08-01"},{"$f":"'EnPI Table'!AF89","v":80},{"$f":"'EnPI Table'!AG89","v":0},{"$f":"'EnPI Table'!AH89","v":0},{"$f":"'EnPI Table'!AI89","v":0},{"$f":"'EnPI Table'!AJ89","v":0},{"$f":"'EnPI Table'!AK89","v":0},{"$f":"'EnPI Table'!AL89","v":0},{"$f":"'EnPI Table'!AM89","v":0},{"$f":"'EnPI Table'!AN89","v":0},{"$f":"'EnPI Table'!AO89","v":0},{"$f":"'EnPI Table'!AP89","v":0},{"$f":"'EnPI Table'!AQ89","v":0},{"$f":"'EnPI Table'!AR89","v":0},{"$f":"'EnPI Table'!AS89","v":0},{"$f":"'EnPI Table'!AT89","v":0},{"$f":"'EnPI Table'!AU89","v":0},{"$f":"'EnPI Table'!AV89","v":0},{"$f":"'EnPI Table'!AW89","v":0},{"$f":"'EnPI Table'!AX89","v":0},{"$f":"'EnPI Table'!AY89","v":0},{"$f":"'EnPI Table'!AZ89","v":0},{"$f":"'EnPI Table'!BA89","v":0},{"$f":"'EnPI Table'!BB89","v":0},{"$f":"'EnPI Table'!BC89","v":0},{"$f":"'EnPI Table'!BD89","v":0},{"$f":"'EnPI Table'!BE89","v":0},{"$f":"'EnPI Table'!BF89","v":0},{"$f":"'EnPI Table'!BG89","v":0},{"$f":"'EnPI Table'!BH89","v":0},{"$f":"'EnPI Table'!BI89","v":0},{"$f":"'EnPI Table'!BJ89","v":0},{"$f":"'EnPI Table'!BK89","v":0},{"$f":"'EnPI Table'!BL89","v":0},{"$f":"'EnPI Table'!BM89","v":0},{"$f":"'EnPI Table'!BN89","v":0},{"$f":"'EnPI Table'!BO89","v":0},{"$f":"'EnPI Table'!BP89","v":0},{"$f":"'EnPI Table'!BQ89","v":0},{"$f":"'EnPI Table'!BR89","v":0},{"$f":"'EnPI Table'!BS89","v":0},{"$f":"'EnPI Table'!BT89","v":0},null,{"$f":"'EnPI Table'!H89","v":0},{"$f":"'EnPI Table'!I89","v":0},{"$f":"'EnPI Table'!J89","v":0},{"$f":"'EnPI Table'!K89","v":0},{"$f":"'EnPI Table'!L89","v":0},{"$f":"'EnPI Table'!M89","v":0},{"$f":"'EnPI Table'!N89","v":0},{"$f":"'EnPI Table'!O89","v":0},{"$f":"'EnPI Table'!P89","v":0},{"$f":"'EnPI Table'!Q89","v":0},{"$f":"'EnPI Table'!R89","v":0},{"$f":"'EnPI Table'!S89","v":0},{"$f":"'EnPI Table'!T89","v":0},{"$f":"'EnPI Table'!U89","v":0},{"$f":"'EnPI Table'!V89","v":0},{"$f":"'EnPI Table'!W89","v":0},{"$f":"'EnPI Table'!X89","v":0},{"$f":"'EnPI Table'!Y89","v":0},{"$f":"'EnPI Table'!Z89","v":0},{"$f":"'EnPI Table'!AA89","v":0}]
[{"$f":"'EnPI Table'!A90","v":"2011-09-01"},{"$f":"'EnPI Table'!AF90","v":81},{"$f":"'EnPI Table'!AG90","v":0},{"$f":"'EnPI Table'!AH90","v":0},{"$f":"'EnPI Table'!AI90","v":0},{"$f":"'EnPI Table'!AJ90","v":0},{"$f":"'EnPI Table'!AK90","v":0},{"$f":"'EnPI Table'!AL90","v":0},{"$f":"'EnPI Table'!AM90","v":0},{"$f":"'EnPI Table'!AN90","v":0},{"$f":"'EnPI Table'!AO90","v":0},{"$f":"'EnPI Table'!AP90","v":0},{"$f":"'EnPI Table'!AQ90","v":0},{"$f":"'EnPI Table'!AR90","v":0},{"$f":"'EnPI Table'!AS90","v":0},{"$f":"'EnPI Table'!AT90","v":0},{"$f":"'EnPI Table'!AU90","v":0},{"$f":"'EnPI Table'!AV90","v":0},{"$f":"'EnPI Table'!AW90","v":0},{"$f":"'EnPI Table'!AX90","v":0},{"$f":"'EnPI Table'!AY90","v":0},{"$f":"'EnPI Table'!AZ90","v":0},{"$f":"'EnPI Table'!BA90","v":0},{"$f":"'EnPI Table'!BB90","v":0},{"$f":"'EnPI Table'!BC90","v":0},{"$f":"'EnPI Table'!BD90","v":0},{"$f":"'EnPI Table'!BE90","v":0},{"$f":"'EnPI Table'!BF90","v":0},{"$f":"'EnPI Table'!BG90","v":0},{"$f":"'EnPI Table'!BH90","v":0},{"$f":"'EnPI Table'!BI90","v":0},{"$f":"'EnPI Table'!BJ90","v":0},{"$f":"'EnPI Table'!BK90","v":0},{"$f":"'EnPI Table'!BL90","v":0},{"$f":"'EnPI Table'!BM90","v":0},{"$f":"'EnPI Table'!BN90","v":0},{"$f":"'EnPI Table'!BO90","v":0},{"$f":"'EnPI Table'!BP90","v":0},{"$f":"'EnPI Table'!BQ90","v":0},{"$f":"'EnPI Table'!BR90","v":0},{"$f":"'EnPI Table'!BS90","v":0},{"$f":"'EnPI Table'!BT90","v":0},null,{"$f":"'EnPI Table'!H90","v":0},{"$f":"'EnPI Table'!I90","v":0},{"$f":"'EnPI Table'!J90","v":0},{"$f":"'EnPI Table'!K90","v":0},{"$f":"'EnPI Table'!L90","v":0},{"$f":"'EnPI Table'!M90","v":0},{"$f":"'EnPI Table'!N90","v":0},{"$f":"'EnPI Table'!O90","v":0},{"$f":"'EnPI Table'!P90","v":0},{"$f":"'EnPI Table'!Q90","v":0},{"$f":"'EnPI Table'!R90","v":0},{"$f":"'EnPI Table'!S90","v":0},{"$f":"'EnPI Table'!T90","v":0},{"$f":"'EnPI Table'!U90","v":0},{"$f":"'EnPI Table'!V90","v":0},{"$f":"'EnPI Table'!W90","v":0},{"$f":"'EnPI Table'!X90","v":0},{"$f":"'EnPI Table'!Y90","v":0},{"$f":"'EnPI Table'!Z90","v":0},{"$f":"'EnPI Table'!AA90","v":0}]
[{"$f":"'EnPI Table'!A91","v":"2011-10-01"},{"$f":"'EnPI Table'!AF91","v":82},{"$f":"'EnPI Table'!AG91","v":0},{"$f":"'EnPI Table'!AH91","v":0},{"$f":"'EnPI Table'!AI91","v":0},{"$f":"'EnPI Table'!AJ91","v":0},{"$f":"'EnPI Table'!AK91","v":0},{"$f":"'EnPI Table'!AL91","v":0},{"$f":"'EnPI Table'!AM91","v":0},{"$f":"'EnPI Table'!AN91","v":0},{"$f":"'EnPI Table'!AO91","v":0},{"$f":"'EnPI Table'!AP91","v":0},{"$f":"'EnPI Table'!AQ91","v":0},{"$f":"'EnPI Table'!AR91","v":0},{"$f":"'EnPI Table'!AS91","v":0},{"$f":"'EnPI Table'!AT91","v":0},{"$f":"'EnPI Table'!AU91","v":0},{"$f":"'EnPI Table'!AV91","v":0},{"$f":"'EnPI Table'!AW91","v":0},{"$f":"'EnPI Table'!AX91","v":0},{"$f":"'EnPI Table'!AY91","v":0},{"$f":"'EnPI Table'!AZ91","v":0},{"$f":"'EnPI Table'!BA91","v":0},{"$f":"'EnPI Table'!BB91","v":0},{"$f":"'EnPI Table'!BC91","v":0},{"$f":"'EnPI Table'!BD91","v":0},{"$f":"'EnPI Table'!BE91","v":0},{"$f":"'EnPI Table'!BF91","v":0},{"$f":"'EnPI Table'!BG91","v":0},{"$f":"'EnPI Table'!BH91","v":0},{"$f":"'EnPI Table'!BI91","v":0},{"$f":"'EnPI Table'!BJ91","v":0},{"$f":"'EnPI Table'!BK91","v":0},{"$f":"'EnPI Table'!BL91","v":0},{"$f":"'EnPI Table'!BM91","v":0},{"$f":"'EnPI Table'!BN91","v":0},{"$f":"'EnPI Table'!BO91","v":0},{"$f":"'EnPI Table'!BP91","v":0},{"$f":"'EnPI Table'!BQ91","v":0},{"$f":"'EnPI Table'!BR91","v":0},{"$f":"'EnPI Table'!BS91","v":0},{"$f":"'EnPI Table'!BT91","v":0},null,{"$f":"'EnPI Table'!H91","v":0},{"$f":"'EnPI Table'!I91","v":0},{"$f":"'EnPI Table'!J91","v":0},{"$f":"'EnPI Table'!K91","v":0},{"$f":"'EnPI Table'!L91","v":0},{"$f":"'EnPI Table'!M91","v":0},{"$f":"'EnPI Table'!N91","v":0},{"$f":"'EnPI Table'!O91","v":0},{"$f":"'EnPI Table'!P91","v":0},{"$f":"'EnPI Table'!Q91","v":0},{"$f":"'EnPI Table'!R91","v":0},{"$f":"'EnPI Table'!S91","v":0},{"$f":"'EnPI Table'!T91","v":0},{"$f":"'EnPI Table'!U91","v":0},{"$f":"'EnPI Table'!V91","v":0},{"$f":"'EnPI Table'!W91","v":0},{"$f":"'EnPI Table'!X91","v":0},{"$f":"'EnPI Table'!Y91","v":0},{"$f":"'EnPI Table'!Z91","v":0},{"$f":"'EnPI Table'!AA91","v":0}]
[{"$f":"'EnPI Table'!A92","v":"2011-11-01"},{"$f":"'EnPI Table'!AF92","v":83},{"$f":"'EnPI Table'!AG92","v":0},{"$f":"'EnPI Table'!AH92","v":0},{"$f":"'EnPI Table'!AI92","v":0},{"$f":"'EnPI Table'!AJ92","v":0},{"$f":"'EnPI Table'!AK92","v":0},{"$f":"'EnPI Table'!AL92","v":0},{"$f":"'EnPI Table'!AM92","v":0},{"$f":"'EnPI Table'!AN92","v":0},{"$f":"'EnPI Table'!AO92","v":0},{"$f":"'EnPI Table'!AP92","v":0},{"$f":"'EnPI Table'!AQ92","v":0},{"$f":"'EnPI Table'!AR92","v":0},{"$f":"'EnPI Table'!AS92","v":0},{"$f":"'EnPI Table'!AT92","v":0},{"$f":"'EnPI Table'!AU92","v":0},{"$f":"'EnPI Table'!AV92","v":0},{"$f":"'EnPI Table'!AW92","v":0},{"$f":"'EnPI Table'!AX92","v":0},{"$f":"'EnPI Table'!AY92","v":0},{"$f":"'EnPI Table'!AZ92","v":0},{"$f":"'EnPI Table'!BA92","v":0},{"$f":"'EnPI Table'!BB92","v":0},{"$f":"'EnPI Table'!BC92","v":0},{"$f":"'EnPI Table'!BD92","v":0},{"$f":"'EnPI Table'!BE92","v":0},{"$f":"'EnPI Table'!BF92","v":0},{"$f":"'EnPI Table'!BG92","v":0},{"$f":"'EnPI Table'!BH92","v":0},{"$f":"'EnPI Table'!BI92","v":0},{"$f":"'EnPI Table'!BJ92","v":0},{"$f":"'EnPI Table'!BK92","v":0},{"$f":"'EnPI Table'!BL92","v":0},{"$f":"'EnPI Table'!BM92","v":0},{"$f":"'EnPI Table'!BN92","v":0},{"$f":"'EnPI Table'!BO92","v":0},{"$f":"'EnPI Table'!BP92","v":0},{"$f":"'EnPI Table'!BQ92","v":0},{"$f":"'EnPI Table'!BR92","v":0},{"$f":"'EnPI Table'!BS92","v":0},{"$f":"'EnPI Table'!BT92","v":0},null,{"$f":"'EnPI Table'!H92","v":0},{"$f":"'EnPI Table'!I92","v":0},{"$f":"'EnPI Table'!J92","v":0},{"$f":"'EnPI Table'!K92","v":0},{"$f":"'EnPI Table'!L92","v":0},{"$f":"'EnPI Table'!M92","v":0},{"$f":"'EnPI Table'!N92","v":0},{"$f":"'EnPI Table'!O92","v":0},{"$f":"'EnPI Table'!P92","v":0},{"$f":"'EnPI Table'!Q92","v":0},{"$f":"'EnPI Table'!R92","v":0},{"$f":"'EnPI Table'!S92","v":0},{"$f":"'EnPI Table'!T92","v":0},{"$f":"'EnPI Table'!U92","v":0},{"$f":"'EnPI Table'!V92","v":0},{"$f":"'EnPI Table'!W92","v":0},{"$f":"'EnPI Table'!X92","v":0},{"$f":"'EnPI Table'!Y92","v":0},{"$f":"'EnPI Table'!Z92","v":0},{"$f":"'EnPI Table'!AA92","v":0}]
[{"$f":"'EnPI Table'!A93","v":"2011-12-01"},{"$f":"'EnPI Table'!AF93","v":84},{"$f":"'EnPI Table'!AG93","v":0},{"$f":"'EnPI Table'!AH93","v":0},{"$f":"'EnPI Table'!AI93","v":0},{"$f":"'EnPI Table'!AJ93","v":0},{"$f":"'EnPI Table'!AK93","v":0},{"$f":"'EnPI Table'!AL93","v":0},{"$f":"'EnPI Table'!AM93","v":0},{"$f":"'EnPI Table'!AN93","v":0},{"$f":"'EnPI Table'!AO93","v":0},{"$f":"'EnPI Table'!AP93","v":0},{"$f":"'EnPI Table'!AQ93","v":0},{"$f":"'EnPI Table'!AR93","v":0},{"$f":"'EnPI Table'!AS93","v":0},{"$f":"'EnPI Table'!AT93","v":0},{"$f":"'EnPI Table'!AU93","v":0},{"$f":"'EnPI Table'!AV93","v":0},{"$f":"'EnPI Table'!AW93","v":0},{"$f":"'EnPI Table'!AX93","v":0},{"$f":"'EnPI Table'!AY93","v":0},{"$f":"'EnPI Table'!AZ93","v":0},{"$f":"'EnPI Table'!BA93","v":0},{"$f":"'EnPI Table'!BB93","v":0},{"$f":"'EnPI Table'!BC93","v":0},{"$f":"'EnPI Table'!BD93","v":0},{"$f":"'EnPI Table'!BE93","v":0},{"$f":"'EnPI Table'!BF93","v":0},{"$f":"'EnPI Table'!BG93","v":0},{"$f":"'EnPI Table'!BH93","v":0},{"$f":"'EnPI Table'!BI93","v":0},{"$f":"'EnPI Table'!BJ93","v":0},{"$f":"'EnPI Table'!BK93","v":0},{"$f":"'EnPI Table'!BL93","v":0},{"$f":"'EnPI Table'!BM93","v":0},{"$f":"'EnPI Table'!BN93","v":0},{"$f":"'EnPI Table'!BO93","v":0},{"$f":"'EnPI Table'!BP93","v":0},{"$f":"'EnPI Table'!BQ93","v":0},{"$f":"'EnPI Table'!BR93","v":0},{"$f":"'EnPI Table'!BS93","v":0},{"$f":"'EnPI Table'!BT93","v":0},null,{"$f":"'EnPI Table'!H93","v":0},{"$f":"'EnPI Table'!I93","v":0},{"$f":"'EnPI Table'!J93","v":0},{"$f":"'EnPI Table'!K93","v":0},{"$f":"'EnPI Table'!L93","v":0},{"$f":"'EnPI Table'!M93","v":0},{"$f":"'EnPI Table'!N93","v":0},{"$f":"'EnPI Table'!O93","v":0},{"$f":"'EnPI Table'!P93","v":0},{"$f":"'EnPI Table'!Q93","v":0},{"$f":"'EnPI Table'!R93","v":0},{"$f":"'EnPI Table'!S93","v":0},{"$f":"'EnPI Table'!T93","v":0},{"$f":"'EnPI Table'!U93","v":0},{"$f":"'EnPI Table'!V93","v":0},{"$f":"'EnPI Table'!W93","v":0},{"$f":"'EnPI Table'!X93","v":0},{"$f":"'EnPI Table'!Y93","v":0},{"$f":"'EnPI Table'!Z93","v":0},{"$f":"'EnPI Table'!AA93","v":0}]
[{"$f":"'EnPI Table'!A94","v":"2012-01-01"},{"$f":"'EnPI Table'!AF94","v":85},{"$f":"'EnPI Table'!AG94","v":0},{"$f":"'EnPI Table'!AH94","v":0},{"$f":"'EnPI Table'!AI94","v":0},{"$f":"'EnPI Table'!AJ94","v":0},{"$f":"'EnPI Table'!AK94","v":0},{"$f":"'EnPI Table'!AL94","v":0},{"$f":"'EnPI Table'!AM94","v":0},{"$f":"'EnPI Table'!AN94","v":0},{"$f":"'EnPI Table'!AO94","v":0},{"$f":"'EnPI Table'!AP94","v":0},{"$f":"'EnPI Table'!AQ94","v":0},{"$f":"'EnPI Table'!AR94","v":0},{"$f":"'EnPI Table'!AS94","v":0},{"$f":"'EnPI Table'!AT94","v":0},{"$f":"'EnPI Table'!AU94","v":0},{"$f":"'EnPI Table'!AV94","v":0},{"$f":"'EnPI Table'!AW94","v":0},{"$f":"'EnPI Table'!AX94","v":0},{"$f":"'EnPI Table'!AY94","v":0},{"$f":"'EnPI Table'!AZ94","v":0},{"$f":"'EnPI Table'!BA94","v":0},{"$f":"'EnPI Table'!BB94","v":0},{"$f":"'EnPI Table'!BC94","v":0},{"$f":"'EnPI Table'!BD94","v":0},{"$f":"'EnPI Table'!BE94","v":0},{"$f":"'EnPI Table'!BF94","v":0},{"$f":"'EnPI Table'!BG94","v":0},{"$f":"'EnPI Table'!BH94","v":0},{"$f":"'EnPI Table'!BI94","v":0},{"$f":"'EnPI Table'!BJ94","v":0},{"$f":"'EnPI Table'!BK94","v":0},{"$f":"'EnPI Table'!BL94","v":0},{"$f":"'EnPI Table'!BM94","v":0},{"$f":"'EnPI Table'!BN94","v":0},{"$f":"'EnPI Table'!BO94","v":0},{"$f":"'EnPI Table'!BP94","v":0},{"$f":"'EnPI Table'!BQ94","v":0},{"$f":"'EnPI Table'!BR94","v":0},{"$f":"'EnPI Table'!BS94","v":0},{"$f":"'EnPI Table'!BT94","v":0},null,{"$f":"'EnPI Table'!H94","v":0},{"$f":"'EnPI Table'!I94","v":0},{"$f":"'EnPI Table'!J94","v":0},{"$f":"'EnPI Table'!K94","v":0},{"$f":"'EnPI Table'!L94","v":0},{"$f":"'EnPI Table'!M94","v":0},{"$f":"'EnPI Table'!N94","v":0},{"$f":"'EnPI Table'!O94","v":0},{"$f":"'EnPI Table'!P94","v":0},{"$f":"'EnPI Table'!Q94","v":0},{"$f":"'EnPI Table'!R94","v":0},{"$f":"'EnPI Table'!S94","v":0},{"$f":"'EnPI Table'!T94","v":0},{"$f":"'EnPI Table'!U94","v":0},{"$f":"'EnPI Table'!V94","v":0},{"$f":"'EnPI Table'!W94","v":0},{"$f":"'EnPI Table'!X94","v":0},{"$f":"'EnPI Table'!Y94","v":0},{"$f":"'EnPI Table'!Z94","v":0},{"$f":"'EnPI Table'!AA94","v":0}]
[{"$f":"'EnPI Table'!A95","v":"2012-02-01"},{"$f":"'EnPI Table'!AF95","v":86},{"$f":"'EnPI Table'!AG95","v":0},{"$f":"'EnPI Table'!AH95","v":0},{"$f":"'EnPI Table'!AI95","v":0},{"$f":"'EnPI Table'!AJ95","v":0},{"$f":"'EnPI Table'!AK95","v":0},{"$f":"'EnPI Table'!AL95","v":0},{"$f":"'EnPI Table'!AM95","v":0},{"$f":"'EnPI Table'!AN95","v":0},{"$f":"'EnPI Table'!AO95","v":0},{"$f":"'EnPI Table'!AP95","v":0},{"$f":"'EnPI Table'!AQ95","v":0},{"$f":"'EnPI Table'!AR95","v":0},{"$f":"'EnPI Table'!AS95","v":0},{"$f":"'EnPI Table'!AT95","v":0},{"$f":"'EnPI Table'!AU95","v":0},{"$f":"'EnPI Table'!AV95","v":0},{"$f":"'EnPI Table'!AW95","v":0},{"$f":"'EnPI Table'!AX95","v":0},{"$f":"'EnPI Table'!AY95","v":0},{"$f":"'EnPI Table'!AZ95","v":0},{"$f":"'EnPI Table'!BA95","v":0},{"$f":"'EnPI Table'!BB95","v":0},{"$f":"'EnPI Table'!BC95","v":0},{"$f":"'EnPI Table'!BD95","v":0},{"$f":"'EnPI Table'!BE95","v":0},{"$f":"'EnPI Table'!BF95","v":0},{"$f":"'EnPI Table'!BG95","v":0},{"$f":"'EnPI Table'!BH95","v":0},{"$f":"'EnPI Table'!BI95","v":0},{"$f":"'EnPI Table'!BJ95","v":0},{"$f":"'EnPI Table'!BK95","v":0},{"$f":"'EnPI Table'!BL95","v":0},{"$f":"'EnPI Table'!BM95","v":0},{"$f":"'EnPI Table'!BN95","v":0},{"$f":"'EnPI Table'!BO95","v":0},{"$f":"'EnPI Table'!BP95","v":0},{"$f":"'EnPI Table'!BQ95","v":0},{"$f":"'EnPI Table'!BR95","v":0},{"$f":"'EnPI Table'!BS95","v":0},{"$f":"'EnPI Table'!BT95","v":0},null,{"$f":"'EnPI Table'!H95","v":0},{"$f":"'EnPI Table'!I95","v":0},{"$f":"'EnPI Table'!J95","v":0},{"$f":"'EnPI Table'!K95","v":0},{"$f":"'EnPI Table'!L95","v":0},{"$f":"'EnPI Table'!M95","v":0},{"$f":"'EnPI Table'!N95","v":0},{"$f":"'EnPI Table'!O95","v":0},{"$f":"'EnPI Table'!P95","v":0},{"$f":"'EnPI Table'!Q95","v":0},{"$f":"'EnPI Table'!R95","v":0},{"$f":"'EnPI Table'!S95","v":0},{"$f":"'EnPI Table'!T95","v":0},{"$f":"'EnPI Table'!U95","v":0},{"$f":"'EnPI Table'!V95","v":0},{"$f":"'EnPI Table'!W95","v":0},{"$f":"'EnPI Table'!X95","v":0},{"$f":"'EnPI Table'!Y95","v":0},{"$f":"'EnPI Table'!Z95","v":0},{"$f":"'EnPI Table'!AA95","v":0}]
[{"$f":"'EnPI Table'!A96","v":"2012-03-01"},{"$f":"'EnPI Table'!AF96","v":87},{"$f":"'EnPI Table'!AG96","v":0},{"$f":"'EnPI Table'!AH96","v":0},{"$f":"'EnPI Table'!AI96","v":0},{"$f":"'EnPI Table'!AJ96","v":0},{"$f":"'EnPI Table'!AK96","v":0},{"$f":"'EnPI Table'!AL96","v":0},{"$f":"'EnPI Table'!AM96","v":0},{"$f":"'EnPI Table'!AN96","v":0},{"$f":"'EnPI Table'!AO96","v":0},{"$f":"'EnPI Table'!AP96","v":0},{"$f":"'EnPI Table'!AQ96","v":0},{"$f":"'EnPI Table'!AR96","v":0},{"$f":"'EnPI Table'!AS96","v":0},{"$f":"'EnPI Table'!AT96","v":0},{"$f":"'EnPI Table'!AU96","v":0},{"$f":"'EnPI Table'!AV96","v":0},{"$f":"'EnPI Table'!AW96","v":0},{"$f":"'EnPI Table'!AX96","v":0},{"$f":"'EnPI Table'!AY96","v":0},{"$f":"'EnPI Table'!AZ96","v":0},{"$f":"'EnPI Table'!BA96","v":0},{"$f":"'EnPI Table'!BB96","v":0},{"$f":"'EnPI Table'!BC96","v":0},{"$f":"'EnPI Table'!BD96","v":0},{"$f":"'EnPI Table'!BE96","v":0},{"$f":"'EnPI Table'!BF96","v":0},{"$f":"'EnPI Table'!BG96","v":0},{"$f":"'EnPI Table'!BH96","v":0},{"$f":"'EnPI Table'!BI96","v":0},{"$f":"'EnPI Table'!BJ96","v":0},{"$f":"'EnPI Table'!BK96","v":0},{"$f":"'EnPI Table'!BL96","v":0},{"$f":"'EnPI Table'!BM96","v":0},{"$f":"'EnPI Table'!BN96","v":0},{"$f":"'EnPI Table'!BO96","v":0},{"$f":"'EnPI Table'!BP96","v":0},{"$f":"'EnPI Table'!BQ96","v":0},{"$f":"'EnPI Table'!BR96","v":0},{"$f":"'EnPI Table'!BS96","v":0},{"$f":"'EnPI Table'!BT96","v":0},null,{"$f":"'EnPI Table'!H96","v":0},{"$f":"'EnPI Table'!I96","v":0},{"$f":"'EnPI Table'!J96","v":0},{"$f":"'EnPI Table'!K96","v":0},{"$f":"'EnPI Table'!L96","v":0},{"$f":"'EnPI Table'!M96","v":0},{"$f":"'EnPI Table'!N96","v":0},{"$f":"'EnPI Table'!O96","v":0},{"$f":"'EnPI Table'!P96","v":0},{"$f":"'EnPI Table'!Q96","v":0},{"$f":"'EnPI Table'!R96","v":0},{"$f":"'EnPI Table'!S96","v":0},{"$f":"'EnPI Table'!T96","v":0},{"$f":"'EnPI Table'!U96","v":0},{"$f":"'EnPI Table'!V96","v":0},{"$f":"'EnPI Table'!W96","v":0},{"$f":"'EnPI Table'!X96","v":0},{"$f":"'EnPI Table'!Y96","v":0},{"$f":"'EnPI Table'!Z96","v":0},{"$f":"'EnPI Table'!AA96","v":0}]
[{"$f":"'EnPI Table'!A97","v":"2012-04-01"},{"$f":"'EnPI Table'!AF97","v":88},{"$f":"'EnPI Table'!AG97","v":0},{"$f":"'EnPI Table'!AH97","v":0},{"$f":"'EnPI Table'!AI97","v":0},{"$f":"'EnPI Table'!AJ97","v":0},{"$f":"'EnPI Table'!AK97","v":0},{"$f":"'EnPI Table'!AL97","v":0},{"$f":"'EnPI Table'!AM97","v":0},{"$f":"'EnPI Table'!AN97","v":0},{"$f":"'EnPI Table'!AO97","v":0},{"$f":"'EnPI Table'!AP97","v":0},{"$f":"'EnPI Table'!AQ97","v":0},{"$f":"'EnPI Table'!AR97","v":0},{"$f":"'EnPI Table'!AS97","v":0},{"$f":"'EnPI Table'!AT97","v":0},{"$f":"'EnPI Table'!AU97","v":0},{"$f":"'EnPI Table'!AV97","v":0},{"$f":"'EnPI Table'!AW97","v":0},{"$f":"'EnPI Table'!AX97","v":0},{"$f":"'EnPI Table'!AY97","v":0},{"$f":"'EnPI Table'!AZ97","v":0},{"$f":"'EnPI Table'!BA97","v":0},{"$f":"'EnPI Table'!BB97","v":0},{"$f":"'EnPI Table'!BC97","v":0},{"$f":"'EnPI Table'!BD97","v":0},{"$f":"'EnPI Table'!BE97","v":0},{"$f":"'EnPI Table'!BF97","v":0},{"$f":"'EnPI Table'!BG97","v":0},{"$f":"'EnPI Table'!BH97","v":0},{"$f":"'EnPI Table'!BI97","v":0},{"$f":"'EnPI Table'!BJ97","v":0},{"$f":"'EnPI Table'!BK97","v":0},{"$f":"'EnPI Table'!BL97","v":0},{"$f":"'EnPI Table'!BM97","v":0},{"$f":"'EnPI Table'!BN97","v":0},{"$f":"'EnPI Table'!BO97","v":0},{"$f":"'EnPI Table'!BP97","v":0},{"$f":"'EnPI Table'!BQ97","v":0},{"$f":"'EnPI Table'!BR97","v":0},{"$f":"'EnPI Table'!BS97","v":0},{"$f":"'EnPI Table'!BT97","v":0},null,{"$f":"'EnPI Table'!H97","v":0},{"$f":"'EnPI Table'!I97","v":0},{"$f":"'EnPI Table'!J97","v":0},{"$f":"'EnPI Table'!K97","v":0},{"$f":"'EnPI Table'!L97","v":0},{"$f":"'EnPI Table'!M97","v":0},{"$f":"'EnPI Table'!N97","v":0},{"$f":"'EnPI Table'!O97","v":0},{"$f":"'EnPI Table'!P97","v":0},{"$f":"'EnPI Table'!Q97","v":0},{"$f":"'EnPI Table'!R97","v":0},{"$f":"'EnPI Table'!S97","v":0},{"$f":"'EnPI Table'!T97","v":0},{"$f":"'EnPI Table'!U97","v":0},{"$f":"'EnPI Table'!V97","v":0},{"$f":"'EnPI Table'!W97","v":0},{"$f":"'EnPI Table'!X97","v":0},{"$f":"'EnPI Table'!Y97","v":0},{"$f":"'EnPI Table'!Z97","v":0},{"$f":"'EnPI Table'!AA97","v":0}]
[{"$f":"'EnPI Table'!A98","v":"2012-05-01"},{"$f":"'EnPI Table'!AF98","v":89},{"$f":"'EnPI Table'!AG98","v":0},{"$f":"'EnPI Table'!AH98","v":0},{"$f":"'EnPI Table'!AI98","v":0},{"$f":"'EnPI Table'!AJ98","v":0},{"$f":"'EnPI Table'!AK98","v":0},{"$f":"'EnPI Table'!AL98","v":0},{"$f":"'EnPI Table'!AM98","v":0},{"$f":"'EnPI Table'!AN98","v":0},{"$f":"'EnPI Table'!AO98","v":0},{"$f":"'EnPI Table'!AP98","v":0},{"$f":"'EnPI Table'!AQ98","v":0},{"$f":"'EnPI Table'!AR98","v":0},{"$f":"'EnPI Table'!AS98","v":0},{"$f":"'EnPI Table'!AT98","v":0},{"$f":"'EnPI Table'!AU98","v":0},{"$f":"'EnPI Table'!AV98","v":0},{"$f":"'EnPI Table'!AW98","v":0},{"$f":"'EnPI Table'!AX98","v":0},{"$f":"'EnPI Table'!AY98","v":0},{"$f":"'EnPI Table'!AZ98","v":0},{"$f":"'EnPI Table'!BA98","v":0},{"$f":"'EnPI Table'!BB98","v":0},{"$f":"'EnPI Table'!BC98","v":0},{"$f":"'EnPI Table'!BD98","v":0},{"$f":"'EnPI Table'!BE98","v":0},{"$f":"'EnPI Table'!BF98","v":0},{"$f":"'EnPI Table'!BG98","v":0},{"$f":"'EnPI Table'!BH98","v":0},{"$f":"'EnPI Table'!BI98","v":0},{"$f":"'EnPI Table'!BJ98","v":0},{"$f":"'EnPI Table'!BK98","v":0},{"$f":"'EnPI Table'!BL98","v":0},{"$f":"'EnPI Table'!BM98","v":0},{"$f":"'EnPI Table'!BN98","v":0},{"$f":"'EnPI Table'!BO98","v":0},{"$f":"'EnPI Table'!BP98","v":0},{"$f":"'EnPI Table'!BQ98","v":0},{"$f":"'EnPI Table'!BR98","v":0},{"$f":"'EnPI Table'!BS98","v":0},{"$f":"'EnPI Table'!BT98","v":0},null,{"$f":"'EnPI Table'!H98","v":0},{"$f":"'EnPI Table'!I98","v":0},{"$f":"'EnPI Table'!J98","v":0},{"$f":"'EnPI Table'!K98","v":0},{"$f":"'EnPI Table'!L98","v":0},{"$f":"'EnPI Table'!M98","v":0},{"$f":"'EnPI Table'!N98","v":0},{"$f":"'EnPI Table'!O98","v":0},{"$f":"'EnPI Table'!P98","v":0},{"$f":"'EnPI Table'!Q98","v":0},{"$f":"'EnPI Table'!R98","v":0},{"$f":"'EnPI Table'!S98","v":0},{"$f":"'EnPI Table'!T98","v":0},{"$f":"'EnPI Table'!U98","v":0},{"$f":"'EnPI Table'!V98","v":0},{"$f":"'EnPI Table'!W98","v":0},{"$f":"'EnPI Table'!X98","v":0},{"$f":"'EnPI Table'!Y98","v":0},{"$f":"'EnPI Table'!Z98","v":0},{"$f":"'EnPI Table'!AA98","v":0}]
[{"$f":"'EnPI Table'!A99","v":"2012-06-01"},{"$f":"'EnPI Table'!AF99","v":90},{"$f":"'EnPI Table'!AG99","v":0},{"$f":"'EnPI Table'!AH99","v":0},{"$f":"'EnPI Table'!AI99","v":0},{"$f":"'EnPI Table'!AJ99","v":0},{"$f":"'EnPI Table'!AK99","v":0},{"$f":"'EnPI Table'!AL99","v":0},{"$f":"'EnPI Table'!AM99","v":0},{"$f":"'EnPI Table'!AN99","v":0},{"$f":"'EnPI Table'!AO99","v":0},{"$f":"'EnPI Table'!AP99","v":0},{"$f":"'EnPI Table'!AQ99","v":0},{"$f":"'EnPI Table'!AR99","v":0},{"$f":"'EnPI Table'!AS99","v":0},{"$f":"'EnPI Table'!AT99","v":0},{"$f":"'EnPI Table'!AU99","v":0},{"$f":"'EnPI Table'!AV99","v":0},{"$f":"'EnPI Table'!AW99","v":0},{"$f":"'EnPI Table'!AX99","v":0},{"$f":"'EnPI Table'!AY99","v":0},{"$f":"'EnPI Table'!AZ99","v":0},{"$f":"'EnPI Table'!BA99","v":0},{"$f":"'EnPI Table'!BB99","v":0},{"$f":"'EnPI Table'!BC99","v":0},{"$f":"'EnPI Table'!BD99","v":0},{"$f":"'EnPI Table'!BE99","v":0},{"$f":"'EnPI Table'!BF99","v":0},{"$f":"'EnPI Table'!BG99","v":0},{"$f":"'EnPI Table'!BH99","v":0},{"$f":"'EnPI Table'!BI99","v":0},{"$f":"'EnPI Table'!BJ99","v":0},{"$f":"'EnPI Table'!BK99","v":0},{"$f":"'EnPI Table'!BL99","v":0},{"$f":"'EnPI Table'!BM99","v":0},{"$f":"'EnPI Table'!BN99","v":0},{"$f":"'EnPI Table'!BO99","v":0},{"$f":"'EnPI Table'!BP99","v":0},{"$f":"'EnPI Table'!BQ99","v":0},{"$f":"'EnPI Table'!BR99","v":0},{"$f":"'EnPI Table'!BS99","v":0},{"$f":"'EnPI Table'!BT99","v":0},null,{"$f":"'EnPI Table'!H99","v":0},{"$f":"'EnPI Table'!I99","v":0},{"$f":"'EnPI Table'!J99","v":0},{"$f":"'EnPI Table'!K99","v":0},{"$f":"'EnPI Table'!L99","v":0},{"$f":"'EnPI Table'!M99","v":0},{"$f":"'EnPI Table'!N99","v":0},{"$f":"'EnPI Table'!O99","v":0},{"$f":"'EnPI Table'!P99","v":0},{"$f":"'EnPI Table'!Q99","v":0},{"$f":"'EnPI Table'!R99","v":0},{"$f":"'EnPI Table'!S99","v":0},{"$f":"'EnPI Table'!T99","v":0},{"$f":"'EnPI Table'!U99","v":0},{"$f":"'EnPI Table'!V99","v":0},{"$f":"'EnPI Table'!W99","v":0},{"$f":"'EnPI Table'!X99","v":0},{"$f":"'EnPI Table'!Y99","v":0},{"$f":"'EnPI Table'!Z99","v":0},{"$f":"'EnPI Table'!AA99","v":0}]
[{"$f":"'EnPI Table'!A100","v":"2012-07-01"},{"$f":"'EnPI Table'!AF100","v":91},{"$f":"'EnPI Table'!AG100","v":0},{"$f":"'EnPI Table'!AH100","v":0},{"$f":"'EnPI Table'!AI100","v":0},{"$f":"'EnPI Table'!AJ100","v":0},{"$f":"'EnPI Table'!AK100","v":0},{"$f":"'EnPI Table'!AL100","v":0},{"$f":"'EnPI Table'!AM100","v":0},{"$f":"'EnPI Table'!AN100","v":0},{"$f":"'EnPI Table'!AO100","v":0},{"$f":"'EnPI Table'!AP100","v":0},{"$f":"'EnPI Table'!AQ100","v":0},{"$f":"'EnPI Table'!AR100","v":0},{"$f":"'EnPI Table'!AS100","v":0},{"$f":"'EnPI Table'!AT100","v":0},{"$f":"'EnPI Table'!AU100","v":0},{"$f":"'EnPI Table'!AV100","v":0},{"$f":"'EnPI Table'!AW100","v":0},{"$f":"'EnPI Table'!AX100","v":0},{"$f":"'EnPI Table'!AY100","v":0},{"$f":"'EnPI Table'!AZ100","v":0},{"$f":"'EnPI Table'!BA100","v":0},{"$f":"'EnPI Table'!BB100","v":0},{"$f":"'EnPI Table'!BC100","v":0},{"$f":"'EnPI Table'!BD100","v":0},{"$f":"'EnPI Table'!BE100","v":0},{"$f":"'EnPI Table'!BF100","v":0},{"$f":"'EnPI Table'!BG100","v":0},{"$f":"'EnPI Table'!BH100","v":0},{"$f":"'EnPI Table'!BI100","v":0},{"$f":"'EnPI Table'!BJ100","v":0},{"$f":"'EnPI Table'!BK100","v":0},{"$f":"'EnPI Table'!BL100","v":0},{"$f":"'EnPI Table'!BM100","v":0},{"$f":"'EnPI Table'!BN100","v":0},{"$f":"'EnPI Table'!BO100","v":0},{"$f":"'EnPI Table'!BP100","v":0},{"$f":"'EnPI Table'!BQ100","v":0},{"$f":"'EnPI Table'!BR100","v":0},{"$f":"'EnPI Table'!BS100","v":0},{"$f":"'EnPI Table'!BT100","v":0},null,{"$f":"'EnPI Table'!H100","v":0},{"$f":"'EnPI Table'!I100","v":0},{"$f":"'EnPI Table'!J100","v":0},{"$f":"'EnPI Table'!K100","v":0},{"$f":"'EnPI Table'!L100","v":0},{"$f":"'EnPI Table'!M100","v":0},{"$f":"'EnPI Table'!N100","v":0},{"$f":"'EnPI Table'!O100","v":0},{"$f":"'EnPI Table'!P100","v":0},{"$f":"'EnPI Table'!Q100","v":0},{"$f":"'EnPI Table'!R100","v":0},{"$f":"'EnPI Table'!S100","v":0},{"$f":"'EnPI Table'!T100","v":0},{"$f":"'EnPI Table'!U100","v":0},{"$f":"'EnPI Table'!V100","v":0},{"$f":"'EnPI Table'!W100","v":0},{"$f":"'EnPI Table'!X100","v":0},{"$f":"'EnPI Table'!Y100","v":0},{"$f":"'EnPI Table'!Z100","v":0},{"$f":"'EnPI Table'!AA100","v":0}]
[{"$f":"'EnPI Table'!A101","v":"2012-08-01"},{"$f":"'EnPI Table'!AF101","v":92},{"$f":"'EnPI Table'!AG101","v":0},{"$f":"'EnPI Table'!AH101","v":0},{"$f":"'EnPI Table'!AI101","v":0},{"$f":"'EnPI Table'!AJ101","v":0},{"$f":"'EnPI Table'!AK101","v":0},{"$f":"'EnPI Table'!AL101","v":0},{"$f":"'EnPI Table'!AM101","v":0},{"$f":"'EnPI Table'!AN101","v":0},{"$f":"'EnPI Table'!AO101","v":0},{"$f":"'EnPI Table'!AP101","v":0},{"$f":"'EnPI Table'!AQ101","v":0},{"$f":"'EnPI Table'!AR101","v":0},{"$f":"'EnPI Table'!AS101","v":0},{"$f":"'EnPI Table'!AT101","v":0},{"$f":"'EnPI Table'!AU101","v":0},{"$f":"'EnPI Table'!AV101","v":0},{"$f":"'EnPI Table'!AW101","v":0},{"$f":"'EnPI Table'!AX101","v":0},{"$f":"'EnPI Table'!AY101","v":0},{"$f":"'EnPI Table'!AZ101","v":0},{"$f":"'EnPI Table'!BA101","v":0},{"$f":"'EnPI Table'!BB101","v":0},{"$f":"'EnPI Table'!BC101","v":0},{"$f":"'EnPI Table'!BD101","v":0},{"$f":"'EnPI Table'!BE101","v":0},{"$f":"'EnPI Table'!BF101","v":0},{"$f":"'EnPI Table'!BG101","v":0},{"$f":"'EnPI Table'!BH101","v":0},{"$f":"'EnPI Table'!BI101","v":0},{"$f":"'EnPI Table'!BJ101","v":0},{"$f":"'EnPI Table'!BK101","v":0},{"$f":"'EnPI Table'!BL101","v":0},{"$f":"'EnPI Table'!BM101","v":0},{"$f":"'EnPI Table'!BN101","v":0},{"$f":"'EnPI Table'!BO101","v":0},{"$f":"'EnPI Table'!BP101","v":0},{"$f":"'EnPI Table'!BQ101","v":0},{"$f":"'EnPI Table'!BR101","v":0},{"$f":"'EnPI Table'!BS101","v":0},{"$f":"'EnPI Table'!BT101","v":0},null,{"$f":"'EnPI Table'!H101","v":0},{"$f":"'EnPI Table'!I101","v":0},{"$f":"'EnPI Table'!J101","v":0},{"$f":"'EnPI Table'!K101","v":0},{"$f":"'EnPI Table'!L101","v":0},{"$f":"'EnPI Table'!M101","v":0},{"$f":"'EnPI Table'!N101","v":0},{"$f":"'EnPI Table'!O101","v":0},{"$f":"'EnPI Table'!P101","v":0},{"$f":"'EnPI Table'!Q101","v":0},{"$f":"'EnPI Table'!R101","v":0},{"$f":"'EnPI Table'!S101","v":0},{"$f":"'EnPI Table'!T101","v":0},{"$f":"'EnPI Table'!U101","v":0},{"$f":"'EnPI Table'!V101","v":0},{"$f":"'EnPI Table'!W101","v":0},{"$f":"'EnPI Table'!X101","v":0},{"$f":"'EnPI Table'!Y101","v":0},{"$f":"'EnPI Table'!Z101","v":0},{"$f":"'EnPI Table'!AA101","v":0}]
[{"$f":"'EnPI Table'!A102","v":"2012-09-01"},{"$f":"'EnPI Table'!AF102","v":93},{"$f":"'EnPI Table'!AG102","v":0},{"$f":"'EnPI Table'!AH102","v":0},{"$f":"'EnPI Table'!AI102","v":0},{"$f":"'EnPI Table'!AJ102","v":0},{"$f":"'EnPI Table'!AK102","v":0},{"$f":"'EnPI Table'!AL102","v":0},{"$f":"'EnPI Table'!AM102","v":0},{"$f":"'EnPI Table'!AN102","v":0},{"$f":"'EnPI Table'!AO102","v":0},{"$f":"'EnPI Table'!AP102","v":0},{"$f":"'EnPI Table'!AQ102","v":0},{"$f":"'EnPI Table'!AR102","v":0},{"$f":"'EnPI Table'!AS102","v":0},{"$f":"'EnPI Table'!AT102","v":0},{"$f":"'EnPI Table'!AU102","v":0},{"$f":"'EnPI Table'!AV102","v":0},{"$f":"'EnPI Table'!AW102","v":0},{"$f":"'EnPI Table'!AX102","v":0},{"$f":"'EnPI Table'!AY102","v":0},{"$f":"'EnPI Table'!AZ102","v":0},{"$f":"'EnPI Table'!BA102","v":0},{"$f":"'EnPI Table'!BB102","v":0},{"$f":"'EnPI Table'!BC102","v":0},{"$f":"'EnPI Table'!BD102","v":0},{"$f":"'EnPI Table'!BE102","v":0},{"$f":"'EnPI Table'!BF102","v":0},{"$f":"'EnPI Table'!BG102","v":0},{"$f":"'EnPI Table'!BH102","v":0},{"$f":"'EnPI Table'!BI102","v":0},{"$f":"'EnPI Table'!BJ102","v":0},{"$f":"'EnPI Table'!BK102","v":0},{"$f":"'EnPI Table'!BL102","v":0},{"$f":"'EnPI Table'!BM102","v":0},{"$f":"'EnPI Table'!BN102","v":0},{"$f":"'EnPI Table'!BO102","v":0},{"$f":"'EnPI Table'!BP102","v":0},{"$f":"'EnPI Table'!BQ102","v":0},{"$f":"'EnPI Table'!BR102","v":0},{"$f":"'EnPI Table'!BS102","v":0},{"$f":"'EnPI Table'!BT102","v":0},null,{"$f":"'EnPI Table'!H102","v":0},{"$f":"'EnPI Table'!I102","v":0},{"$f":"'EnPI Table'!J102","v":0},{"$f":"'EnPI Table'!K102","v":0},{"$f":"'EnPI Table'!L102","v":0},{"$f":"'EnPI Table'!M102","v":0},{"$f":"'EnPI Table'!N102","v":0},{"$f":"'EnPI Table'!O102","v":0},{"$f":"'EnPI Table'!P102","v":0},{"$f":"'EnPI Table'!Q102","v":0},{"$f":"'EnPI Table'!R102","v":0},{"$f":"'EnPI Table'!S102","v":0},{"$f":"'EnPI Table'!T102","v":0},{"$f":"'EnPI Table'!U102","v":0},{"$f":"'EnPI Table'!V102","v":0},{"$f":"'EnPI Table'!W102","v":0},{"$f":"'EnPI Table'!X102","v":0},{"$f":"'EnPI Table'!Y102","v":0},{"$f":"'EnPI Table'!Z102","v":0},{"$f":"'EnPI Table'!AA102","v":0}]
[{"$f":"'EnPI Table'!A103","v":"2012-10-01"},{"$f":"'EnPI Table'!AF103","v":94},{"$f":"'EnPI Table'!AG103","v":0},{"$f":"'EnPI Table'!AH103","v":0},{"$f":"'EnPI Table'!AI103","v":0},{"$f":"'EnPI Table'!AJ103","v":0},{"$f":"'EnPI Table'!AK103","v":0},{"$f":"'EnPI Table'!AL103","v":0},{"$f":"'EnPI Table'!AM103","v":0},{"$f":"'EnPI Table'!AN103","v":0},{"$f":"'EnPI Table'!AO103","v":0},{"$f":"'EnPI Table'!AP103","v":0},{"$f":"'EnPI Table'!AQ103","v":0},{"$f":"'EnPI Table'!AR103","v":0},{"$f":"'EnPI Table'!AS103","v":0},{"$f":"'EnPI Table'!AT103","v":0},{"$f":"'EnPI Table'!AU103","v":0},{"$f":"'EnPI Table'!AV103","v":0},{"$f":"'EnPI Table'!AW103","v":0},{"$f":"'EnPI Table'!AX103","v":0},{"$f":"'EnPI Table'!AY103","v":0},{"$f":"'EnPI Table'!AZ103","v":0},{"$f":"'EnPI Table'!BA103","v":0},{"$f":"'EnPI Table'!BB103","v":0},{"$f":"'EnPI Table'!BC103","v":0},{"$f":"'EnPI Table'!BD103","v":0},{"$f":"'EnPI Table'!BE103","v":0},{"$f":"'EnPI Table'!BF103","v":0},{"$f":"'EnPI Table'!BG103","v":0},{"$f":"'EnPI Table'!BH103","v":0},{"$f":"'EnPI Table'!BI103","v":0},{"$f":"'EnPI Table'!BJ103","v":0},{"$f":"'EnPI Table'!BK103","v":0},{"$f":"'EnPI Table'!BL103","v":0},{"$f":"'EnPI Table'!BM103","v":0},{"$f":"'EnPI Table'!BN103","v":0},{"$f":"'EnPI Table'!BO103","v":0},{"$f":"'EnPI Table'!BP103","v":0},{"$f":"'EnPI Table'!BQ103","v":0},{"$f":"'EnPI Table'!BR103","v":0},{"$f":"'EnPI Table'!BS103","v":0},{"$f":"'EnPI Table'!BT103","v":0},null,{"$f":"'EnPI Table'!H103","v":0},{"$f":"'EnPI Table'!I103","v":0},{"$f":"'EnPI Table'!J103","v":0},{"$f":"'EnPI Table'!K103","v":0},{"$f":"'EnPI Table'!L103","v":0},{"$f":"'EnPI Table'!M103","v":0},{"$f":"'EnPI Table'!N103","v":0},{"$f":"'EnPI Table'!O103","v":0},{"$f":"'EnPI Table'!P103","v":0},{"$f":"'EnPI Table'!Q103","v":0},{"$f":"'EnPI Table'!R103","v":0},{"$f":"'EnPI Table'!S103","v":0},{"$f":"'EnPI Table'!T103","v":0},{"$f":"'EnPI Table'!U103","v":0},{"$f":"'EnPI Table'!V103","v":0},{"$f":"'EnPI Table'!W103","v":0},{"$f":"'EnPI Table'!X103","v":0},{"$f":"'EnPI Table'!Y103","v":0},{"$f":"'EnPI Table'!Z103","v":0},{"$f":"'EnPI Table'!AA103","v":0}]
[{"$f":"'EnPI Table'!A104","v":"2012-11-01"},{"$f":"'EnPI Table'!AF104","v":95},{"$f":"'EnPI Table'!AG104","v":0},{"$f":"'EnPI Table'!AH104","v":0},{"$f":"'EnPI Table'!AI104","v":0},{"$f":"'EnPI Table'!AJ104","v":0},{"$f":"'EnPI Table'!AK104","v":0},{"$f":"'EnPI Table'!AL104","v":0},{"$f":"'EnPI Table'!AM104","v":0},{"$f":"'EnPI Table'!AN104","v":0},{"$f":"'EnPI Table'!AO104","v":0},{"$f":"'EnPI Table'!AP104","v":0},{"$f":"'EnPI Table'!AQ104","v":0},{"$f":"'EnPI Table'!AR104","v":0},{"$f":"'EnPI Table'!AS104","v":0},{"$f":"'EnPI Table'!AT104","v":0},{"$f":"'EnPI Table'!AU104","v":0},{"$f":"'EnPI Table'!AV104","v":0},{"$f":"'EnPI Table'!AW104","v":0},{"$f":"'EnPI Table'!AX104","v":0},{"$f":"'EnPI Table'!AY104","v":0},{"$f":"'EnPI Table'!AZ104","v":0},{"$f":"'EnPI Table'!BA104","v":0},{"$f":"'EnPI Table'!BB104","v":0},{"$f":"'EnPI Table'!BC104","v":0},{"$f":"'EnPI Table'!BD104","v":0},{"$f":"'EnPI Table'!BE104","v":0},{"$f":"'EnPI Table'!BF104","v":0},{"$f":"'EnPI Table'!BG104","v":0},{"$f":"'EnPI Table'!BH104","v":0},{"$f":"'EnPI Table'!BI104","v":0},{"$f":"'EnPI Table'!BJ104","v":0},{"$f":"'EnPI Table'!BK104","v":0},{"$f":"'EnPI Table'!BL104","v":0},{"$f":"'EnPI Table'!BM104","v":0},{"$f":"'EnPI Table'!BN104","v":0},{"$f":"'EnPI Table'!BO104","v":0},{"$f":"'EnPI Table'!BP104","v":0},{"$f":"'EnPI Table'!BQ104","v":0},{"$f":"'EnPI Table'!BR104","v":0},{"$f":"'EnPI Table'!BS104","v":0},{"$f":"'EnPI Table'!BT104","v":0},null,{"$f":"'EnPI Table'!H104","v":0},{"$f":"'EnPI Table'!I104","v":0},{"$f":"'EnPI Table'!J104","v":0},{"$f":"'EnPI Table'!K104","v":0},{"$f":"'EnPI Table'!L104","v":0},{"$f":"'EnPI Table'!M104","v":0},{"$f":"'EnPI Table'!N104","v":0},{"$f":"'EnPI Table'!O104","v":0},{"$f":"'EnPI Table'!P104","v":0},{"$f":"'EnPI Table'!Q104","v":0},{"$f":"'EnPI Table'!R104","v":0},{"$f":"'EnPI Table'!S104","v":0},{"$f":"'EnPI Table'!T104","v":0},{"$f":"'EnPI Table'!U104","v":0},{"$f":"'EnPI Table'!V104","v":0},{"$f":"'EnPI Table'!W104","v":0},{"$f":"'EnPI Table'!X104","v":0},{"$f":"'EnPI Table'!Y104","v":0},{"$f":"'EnPI Table'!Z104","v":0},{"$f":"'EnPI Table'!AA104","v":0}]
[{"$f":"'EnPI Table'!A105","v":"2012-12-01"},{"$f":"'EnPI Table'!AF105","v":96},{"$f":"'EnPI Table'!AG105","v":0},{"$f":"'EnPI Table'!AH105","v":0},{"$f":"'EnPI Table'!AI105","v":0},{"$f":"'EnPI Table'!AJ105","v":0},{"$f":"'EnPI Table'!AK105","v":0},{"$f":"'EnPI Table'!AL105","v":0},{"$f":"'EnPI Table'!AM105","v":0},{"$f":"'EnPI Table'!AN105","v":0},{"$f":"'EnPI Table'!AO105","v":0},{"$f":"'EnPI Table'!AP105","v":0},{"$f":"'EnPI Table'!AQ105","v":0},{"$f":"'EnPI Table'!AR105","v":0},{"$f":"'EnPI Table'!AS105","v":0},{"$f":"'EnPI Table'!AT105","v":0},{"$f":"'EnPI Table'!AU105","v":0},{"$f":"'EnPI Table'!AV105","v":0},{"$f":"'EnPI Table'!AW105","v":0},{"$f":"'EnPI Table'!AX105","v":0},{"$f":"'EnPI Table'!AY105","v":0},{"$f":"'EnPI Table'!AZ105","v":0},{"$f":"'EnPI Table'!BA105","v":0},{"$f":"'EnPI Table'!BB105","v":0},{"$f":"'EnPI Table'!BC105","v":0},{"$f":"'EnPI Table'!BD105","v":0},{"$f":"'EnPI Table'!BE105","v":0},{"$f":"'EnPI Table'!BF105","v":0},{"$f":"'EnPI Table'!BG105","v":0},{"$f":"'EnPI Table'!BH105","v":0},{"$f":"'EnPI Table'!BI105","v":0},{"$f":"'EnPI Table'!BJ105","v":0},{"$f":"'EnPI Table'!BK105","v":0},{"$f":"'EnPI Table'!BL105","v":0},{"$f":"'EnPI Table'!BM105","v":0},{"$f":"'EnPI Table'!BN105","v":0},{"$f":"'EnPI Table'!BO105","v":0},{"$f":"'EnPI Table'!BP105","v":0},{"$f":"'EnPI Table'!BQ105","v":0},{"$f":"'EnPI Table'!BR105","v":0},{"$f":"'EnPI Table'!BS105","v":0},{"$f":"'EnPI Table'!BT105","v":0},null,{"$f":"'EnPI Table'!H105","v":0},{"$f":"'EnPI Table'!I105","v":0},{"$f":"'EnPI Table'!J105","v":0},{"$f":"'EnPI Table'!K105","v":0},{"$f":"'EnPI Table'!L105","v":0},{"$f":"'EnPI Table'!M105","v":0},{"$f":"'EnPI Table'!N105","v":0},{"$f":"'EnPI Table'!O105","v":0},{"$f":"'EnPI Table'!P105","v":0},{"$f":"'EnPI Table'!Q105","v":0},{"$f":"'EnPI Table'!R105","v":0},{"$f":"'EnPI Table'!S105","v":0},{"$f":"'EnPI Table'!T105","v":0},{"$f":"'EnPI Table'!U105","v":0},{"$f":"'EnPI Table'!V105","v":0},{"$f":"'EnPI Table'!W105","v":0},{"$f":"'EnPI Table'!X105","v":0},{"$f":"'EnPI Table'!Y105","v":0},{"$f":"'EnPI Table'!Z105","v":0},{"$f":"'EnPI Table'!AA105","v":0}]
[{"$f":"'EnPI Table'!A106","v":"2013-01-01"},{"$f":"'EnPI Table'!AF106","v":97},{"$f":"'EnPI Table'!AG106","v":13541.3},{"$f":"'EnPI Table'!AH106","v":81480},{"$f":"'EnPI Table'!AI106","v":7489.25},{"$f":"'EnPI Table'!AJ106","v":795.6},{"$f":"'EnPI Table'!AK106","v":0},{"$f":"'EnPI Table'!AL106","v":0},{"$f":"'EnPI Table'!AM106","v":0},{"$f":"'EnPI Table'!AN106","v":0},{"$f":"'EnPI Table'!AO106","v":0},{"$f":"'EnPI Table'!AP106","v":0},{"$f":"'EnPI Table'!AQ106","v":0},{"$f":"'EnPI Table'!AR106","v":0},{"$f":"'EnPI Table'!AS106","v":0},{"$f":"'EnPI Table'!AT106","v":0},{"$f":"'EnPI Table'!AU106","v":0},{"$f":"'EnPI Table'!AV106","v":0},{"$f":"'EnPI Table'!AW106","v":0},{"$f":"'EnPI Table'!AX106","v":0},{"$f":"'EnPI Table'!AY106","v":0},{"$f":"'EnPI Table'!AZ106","v":0},{"$f":"'EnPI Table'!BA106","v":0},{"$f":"'EnPI Table'!BB106","v":0},{"$f":"'EnPI Table'!BC106","v":0},{"$f":"'EnPI Table'!BD106","v":0},{"$f":"'EnPI Table'!BE106","v":0},{"$f":"'EnPI Table'!BF106","v":0},{"$f":"'EnPI Table'!BG106","v":0},{"$f":"'EnPI Table'!BH106","v":0},{"$f":"'EnPI Table'!BI106","v":0},{"$f":"'EnPI Table'!BJ106","v":0},{"$f":"'EnPI Table'!BK106","v":0},{"$f":"'EnPI Table'!BL106","v":0},{"$f":"'EnPI Table'!BM106","v":0},{"$f":"'EnPI Table'!BN106","v":0},{"$f":"'EnPI Table'!BO106","v":0},{"$f":"'EnPI Table'!BP106","v":0},{"$f":"'EnPI Table'!BQ106","v":0},{"$f":"'EnPI Table'!BR106","v":0},{"$f":"'EnPI Table'!BS106","v":0},{"$f":"'EnPI Table'!BT106","v":0},null,{"$f":"'EnPI Table'!H106","v":12240},{"$f":"'EnPI Table'!I106","v":0},{"$f":"'EnPI Table'!J106","v":0},{"$f":"'EnPI Table'!K106","v":0},{"$f":"'EnPI Table'!L106","v":0},{"$f":"'EnPI Table'!M106","v":0},{"$f":"'EnPI Table'!N106","v":0},{"$f":"'EnPI Table'!O106","v":0},{"$f":"'EnPI Table'!P106","v":0},{"$f":"'EnPI Table'!Q106","v":0},{"$f":"'EnPI Table'!R106","v":0},{"$f":"'EnPI Table'!S106","v":0},{"$f":"'EnPI Table'!T106","v":0},{"$f":"'EnPI Table'!U106","v":0},{"$f":"'EnPI Table'!V106","v":0},{"$f":"'EnPI Table'!W106","v":0},{"$f":"'EnPI Table'!X106","v":0},{"$f":"'EnPI Table'!Y106","v":0},{"$f":"'EnPI Table'!Z106","v":0},{"$f":"'EnPI Table'!AA106","v":0}]
[{"$f":"'EnPI Table'!A107","v":"2013-02-01"},{"$f":"'EnPI Table'!AF107","v":98},{"$f":"'EnPI Table'!AG107","v":15088},{"$f":"'EnPI Table'!AH107","v":80640},{"$f":"'EnPI Table'!AI107","v":2391.9},{"$f":"'EnPI Table'!AJ107","v":271.89999999999998},{"$f":"'EnPI Table'!AK107","v":0},{"$f":"'EnPI Table'!AL107","v":0},{"$f":"'EnPI Table'!AM107","v":0},{"$f":"'EnPI Table'!AN107","v":0},{"$f":"'EnPI Table'!AO107","v":0},{"$f":"'EnPI Table'!AP107","v":0},{"$f":"'EnPI Table'!AQ107","v":0},{"$f":"'EnPI Table'!AR107","v":0},{"$f":"'EnPI Table'!AS107","v":0},{"$f":"'EnPI Table'!AT107","v":0},{"$f":"'EnPI Table'!AU107","v":0},{"$f":"'EnPI Table'!AV107","v":0},{"$f":"'EnPI Table'!AW107","v":0},{"$f":"'EnPI Table'!AX107","v":0},{"$f":"'EnPI Table'!AY107","v":0},{"$f":"'EnPI Table'!AZ107","v":0},{"$f":"'EnPI Table'!BA107","v":0},{"$f":"'EnPI Table'!BB107","v":0},{"$f":"'EnPI Table'!BC107","v":0},{"$f":"'EnPI Table'!BD107","v":0},{"$f":"'EnPI Table'!BE107","v":0},{"$f":"'EnPI Table'!BF107","v":0},{"$f":"'EnPI Table'!BG107","v":0},{"$f":"'EnPI Table'!BH107","v":0},{"$f":"'EnPI Table'!BI107","v":0},{"$f":"'EnPI Table'!BJ107","v":0},{"$f":"'EnPI Table'!BK107","v":0},{"$f":"'EnPI Table'!BL107","v":0},{"$f":"'EnPI Table'!BM107","v":0},{"$f":"'EnPI Table'!BN107","v":0},{"$f":"'EnPI Table'!BO107","v":0},{"$f":"'EnPI Table'!BP107","v":0},{"$f":"'EnPI Table'!BQ107","v":0},{"$f":"'EnPI Table'!BR107","v":0},{"$f":"'EnPI Table'!BS107","v":0},{"$f":"'EnPI Table'!BT107","v":0},null,{"$f":"'EnPI Table'!H107","v":2160},{"$f":"'EnPI Table'!I107","v":0},{"$f":"'EnPI Table'!J107","v":0},{"$f":"'EnPI Table'!K107","v":0},{"$f":"'EnPI Table'!L107","v":0},{"$f":"'EnPI Table'!M107","v":0},{"$f":"'EnPI Table'!N107","v":0},{"$f":"'EnPI Table'!O107","v":0},{"$f":"'EnPI Table'!P107","v":0},{"$f":"'EnPI Table'!Q107","v":0},{"$f":"'EnPI Table'!R107","v":0},{"$f":"'EnPI Table'!S107","v":0},{"$f":"'EnPI Table'!T107","v":0},{"$f":"'EnPI Table'!U107","v":0},{"$f":"'EnPI Table'!V107","v":0},{"$f":"'EnPI Table'!W107","v":0},{"$f":"'EnPI Table'!X107","v":0},{"$f":"'EnPI Table'!Y107","v":0},{"$f":"'EnPI Table'!Z107","v":0},{"$f":"'EnPI Table'!AA107","v":0}]
[{"$f":"'EnPI Table'!A108","v":"2013-03-01"},{"$f":"'EnPI Table'!AF108","v":99},{"$f":"'EnPI Table'!AG108","v":25365},{"$f":"'EnPI Table'!AH108","v":149600},{"$f":"'EnPI Table'!AI108","v":2084.7199999999998},{"$f":"'EnPI Table'!AJ108","v":252.2},{"$f":"'EnPI Table'!AK108","v":0},{"$f":"'EnPI Table'!AL108","v":0},{"$f":"'EnPI Table'!AM108","v":0},{"$f":"'EnPI Table'!AN108","v":0},{"$f":"'EnPI Table'!AO108","v":0},{"$f":"'EnPI Table'!AP108","v":0},{"$f":"'EnPI Table'!AQ108","v":0},{"$f":"'EnPI Table'!AR108","v":0},{"$f":"'EnPI Table'!AS108","v":0},{"$f":"'EnPI Table'!AT108","v":0},{"$f":"'EnPI Table'!AU108","v":0},{"$f":"'EnPI Table'!AV108","v":0},{"$f":"'EnPI Table'!AW108","v":0},{"$f":"'EnPI Table'!AX108","v":0},{"$f":"'EnPI Table'!AY108","v":0},{"$f":"'EnPI Table'!AZ108","v":0},{"$f":"'EnPI Table'!BA108","v":0},{"$f":"'EnPI Table'!BB108","v":0},{"$f":"'EnPI Table'!BC108","v":0},{"$f":"'EnPI Table'!BD108","v":0},{"$f":"'EnPI Table'!BE108","v":0},{"$f":"'EnPI Table'!BF108","v":0},{"$f":"'EnPI Table'!BG108","v":0},{"$f":"'EnPI Table'!BH108","v":0},{"$f":"'EnPI Table'!BI108","v":0},{"$f":"'EnPI Table'!BJ108","v":0},{"$f":"'EnPI Table'!BK108","v":0},{"$f":"'EnPI Table'!BL108","v":0},{"$f":"'EnPI Table'!BM108","v":0},{"$f":"'EnPI Table'!BN108","v":0},{"$f":"'EnPI Table'!BO108","v":0},{"$f":"'EnPI Table'!BP108","v":0},{"$f":"'EnPI Table'!BQ108","v":0},{"$f":"'EnPI Table'!BR108","v":0},{"$f":"'EnPI Table'!BS108","v":0},{"$f":"'EnPI Table'!BT108","v":0},null,{"$f":"'EnPI Table'!H108","v":0},{"$f":"'EnPI Table'!I108","v":0},{"$f":"'EnPI Table'!J108","v":0},{"$f":"'EnPI Table'!K108","v":0},{"$f":"'EnPI Table'!L108","v":0},{"$f":"'EnPI Table'!M108","v":0},{"$f":"'EnPI Table'!N108","v":0},{"$f":"'EnPI Table'!O108","v":0},{"$f":"'EnPI Table'!P108","v":0},{"$f":"'EnPI Table'!Q108","v":0},{"$f":"'EnPI Table'!R108","v":0},{"$f":"'EnPI Table'!S108","v":0},{"$f":"'EnPI Table'!T108","v":0},{"$f":"'EnPI Table'!U108","v":0},{"$f":"'EnPI Table'!V108","v":0},{"$f":"'EnPI Table'!W108","v":0},{"$f":"'EnPI Table'!X108","v":0},{"$f":"'EnPI Table'!Y108","v":0},{"$f":"'EnPI Table'!Z108","v":0},{"$f":"'EnPI Table'!AA108","v":0}]
[{"$f":"'EnPI Table'!A109","v":"2013-04-01"},{"$f":"'EnPI Table'!AF109","v":100},{"$f":"'EnPI Table'!AG109","v":22205.3},{"$f":"'EnPI Table'!AH109","v":135975},{"$f":"'EnPI Table'!AI109","v":1365.6},{"$f":"'EnPI Table'!AJ109","v":192.6},{"$f":"'EnPI Table'!AK109","v":0},{"$f":"'EnPI Table'!AL109","v":0},{"$f":"'EnPI Table'!AM109","v":0},{"$f":"'EnPI Table'!AN109","v":0},{"$f":"'EnPI Table'!AO109","v":0},{"$f":"'EnPI Table'!AP109","v":0},{"$f":"'EnPI Table'!AQ109","v":0},{"$f":"'EnPI Table'!AR109","v":0},{"$f":"'EnPI Table'!AS109","v":0},{"$f":"'EnPI Table'!AT109","v":0},{"$f":"'EnPI Table'!AU109","v":0},{"$f":"'EnPI Table'!AV109","v":0},{"$f":"'EnPI Table'!AW109","v":0},{"$f":"'EnPI Table'!AX109","v":0},{"$f":"'EnPI Table'!AY109","v":0},{"$f":"'EnPI Table'!AZ109","v":0},{"$f":"'EnPI Table'!BA109","v":0},{"$f":"'EnPI Table'!BB109","v":0},{"$f":"'EnPI Table'!BC109","v":0},{"$f":"'EnPI Table'!BD109","v":0},{"$f":"'EnPI Table'!BE109","v":0},{"$f":"'EnPI Table'!BF109","v":0},{"$f":"'EnPI Table'!BG109","v":0},{"$f":"'EnPI Table'!BH109","v":0},{"$f":"'EnPI Table'!BI109","v":0},{"$f":"'EnPI Table'!BJ109","v":0},{"$f":"'EnPI Table'!BK109","v":0},{"$f":"'EnPI Table'!BL109","v":0},{"$f":"'EnPI Table'!BM109","v":0},{"$f":"'EnPI Table'!BN109","v":0},{"$f":"'EnPI Table'!BO109","v":0},{"$f":"'EnPI Table'!BP109","v":0},{"$f":"'EnPI Table'!BQ109","v":0},{"$f":"'EnPI Table'!BR109","v":0},{"$f":"'EnPI Table'!BS109","v":0},{"$f":"'EnPI Table'!BT109","v":0},null,{"$f":"'EnPI Table'!H109","v":0},{"$f":"'EnPI Table'!I109","v":0},{"$f":"'EnPI Table'!J109","v":0},{"$f":"'EnPI Table'!K109","v":0},{"$f":"'EnPI Table'!L109","v":0},{"$f":"'EnPI Table'!M109","v":0},{"$f":"'EnPI Table'!N109","v":0},{"$f":"'EnPI Table'!O109","v":0},{"$f":"'EnPI Table'!P109","v":0},{"$f":"'EnPI Table'!Q109","v":0},{"$f":"'EnPI Table'!R109","v":0},{"$f":"'EnPI Table'!S109","v":0},{"$f":"'EnPI Table'!T109","v":0},{"$f":"'EnPI Table'!U109","v":0},{"$f":"'EnPI Table'!V109","v":0},{"$f":"'EnPI Table'!W109","v":0},{"$f":"'EnPI Table'!X109","v":0},{"$f":"'EnPI Table'!Y109","v":0},{"$f":"'EnPI Table'!Z109","v":0},{"$f":"'EnPI Table'!AA109","v":0}]
[{"$f":"'EnPI Table'!A110","v":"2013-05-01"},{"$f":"'EnPI Table'!AF110","v":101},{"$f":"'EnPI Table'!AG110","v":22526.400000000001},{"$f":"'EnPI Table'!AH110","v":137072},{"$f":"'EnPI Table'!AI110","v":1454.51},{"$f":"'EnPI Table'!AJ110","v":206.7},{"$f":"'EnPI Table'!AK110","v":0},{"$f":"'EnPI Table'!AL110","v":0},{"$f":"'EnPI Table'!AM110","v":0},{"$f":"'EnPI Table'!AN110","v":0},{"$f":"'EnPI Table'!AO110","v":0},{"$f":"'EnPI Table'!AP110","v":0},{"$f":"'EnPI Table'!AQ110","v":0},{"$f":"'EnPI Table'!AR110","v":0},{"$f":"'EnPI Table'!AS110","v":0},{"$f":"'EnPI Table'!AT110","v":0},{"$f":"'EnPI Table'!AU110","v":0},{"$f":"'EnPI Table'!AV110","v":0},{"$f":"'EnPI Table'!AW110","v":0},{"$f":"'EnPI Table'!AX110","v":0},{"$f":"'EnPI Table'!AY110","v":0},{"$f":"'EnPI Table'!AZ110","v":0},{"$f":"'EnPI Table'!BA110","v":0},{"$f":"'EnPI Table'!BB110","v":0},{"$f":"'EnPI Table'!BC110","v":0},{"$f":"'EnPI Table'!BD110","v":0},{"$f":"'EnPI Table'!BE110","v":0},{"$f":"'EnPI Table'!BF110","v":0},{"$f":"'EnPI Table'!BG110","v":0},{"$f":"'EnPI Table'!BH110","v":0},{"$f":"'EnPI Table'!BI110","v":0},{"$f":"'EnPI Table'!BJ110","v":0},{"$f":"'EnPI Table'!BK110","v":0},{"$f":"'EnPI Table'!BL110","v":0},{"$f":"'EnPI Table'!BM110","v":0},{"$f":"'EnPI Table'!BN110","v":0},{"$f":"'EnPI Table'!BO110","v":0},{"$f":"'EnPI Table'!BP110","v":0},{"$f":"'EnPI Table'!BQ110","v":0},{"$f":"'EnPI Table'!BR110","v":0},{"$f":"'EnPI Table'!BS110","v":0},{"$f":"'EnPI Table'!BT110","v":0},null,{"$f":"'EnPI Table'!H110","v":0},{"$f":"'EnPI Table'!I110","v":0},{"$f":"'EnPI Table'!J110","v":0},{"$f":"'EnPI Table'!K110","v":0},{"$f":"'EnPI Table'!L110","v":0},{"$f":"'EnPI Table'!M110","v":0},{"$f":"'EnPI Table'!N110","v":0},{"$f":"'EnPI Table'!O110","v":0},{"$f":"'EnPI Table'!P110","v":0},{"$f":"'EnPI Table'!Q110","v":0},{"$f":"'EnPI Table'!R110","v":0},{"$f":"'EnPI Table'!S110","v":0},{"$f":"'EnPI Table'!T110","v":0},{"$f":"'EnPI Table'!U110","v":0},{"$f":"'EnPI Table'!V110","v":0},{"$f":"'EnPI Table'!W110","v":0},{"$f":"'EnPI Table'!X110","v":0},{"$f":"'EnPI Table'!Y110","v":0},{"$f":"'EnPI Table'!Z110","v":0},{"$f":"'EnPI Table'!AA110","v":0}]
[{"$f":"'EnPI Table'!A111","v":"2013-06-01"},{"$f":"'EnPI Table'!AF111","v":102},{"$f":"'EnPI Table'!AG111","v":18001.169999999998},{"$f":"'EnPI Table'!AH111","v":101178},{"$f":"'EnPI Table'!AI111","v":1574.2},{"$f":"'EnPI Table'!AJ111","v":216.4},{"$f":"'EnPI Table'!AK111","v":0},{"$f":"'EnPI Table'!AL111","v":0},{"$f":"'EnPI Table'!AM111","v":0},{"$f":"'EnPI Table'!AN111","v":0},{"$f":"'EnPI Table'!AO111","v":0},{"$f":"'EnPI Table'!AP111","v":0},{"$f":"'EnPI Table'!AQ111","v":0},{"$f":"'EnPI Table'!AR111","v":0},{"$f":"'EnPI Table'!AS111","v":0},{"$f":"'EnPI Table'!AT111","v":0},{"$f":"'EnPI Table'!AU111","v":0},{"$f":"'EnPI Table'!AV111","v":0},{"$f":"'EnPI Table'!AW111","v":0},{"$f":"'EnPI Table'!AX111","v":0},{"$f":"'EnPI Table'!AY111","v":0},{"$f":"'EnPI Table'!AZ111","v":0},{"$f":"'EnPI Table'!BA111","v":0},{"$f":"'EnPI Table'!BB111","v":0},{"$f":"'EnPI Table'!BC111","v":0},{"$f":"'EnPI Table'!BD111","v":0},{"$f":"'EnPI Table'!BE111","v":0},{"$f":"'EnPI Table'!BF111","v":0},{"$f":"'EnPI Table'!BG111","v":0},{"$f":"'EnPI Table'!BH111","v":0},{"$f":"'EnPI Table'!BI111","v":0},{"$f":"'EnPI Table'!BJ111","v":0},{"$f":"'EnPI Table'!BK111","v":0},{"$f":"'EnPI Table'!BL111","v":0},{"$f":"'EnPI Table'!BM111","v":0},{"$f":"'EnPI Table'!BN111","v":0},{"$f":"'EnPI Table'!BO111","v":0},{"$f":"'EnPI Table'!BP111","v":0},{"$f":"'EnPI Table'!BQ111","v":0},{"$f":"'EnPI Table'!BR111","v":0},{"$f":"'EnPI Table'!BS111","v":0},{"$f":"'EnPI Table'!BT111","v":0},null,{"$f":"'EnPI Table'!H111","v":1440},{"$f":"'EnPI Table'!I111","v":0},{"$f":"'EnPI Table'!J111","v":0},{"$f":"'EnPI Table'!K111","v":0},{"$f":"'EnPI Table'!L111","v":0},{"$f":"'EnPI Table'!M111","v":0},{"$f":"'EnPI Table'!N111","v":0},{"$f":"'EnPI Table'!O111","v":0},{"$f":"'EnPI Table'!P111","v":0},{"$f":"'EnPI Table'!Q111","v":0},{"$f":"'EnPI Table'!R111","v":0},{"$f":"'EnPI Table'!S111","v":0},{"$f":"'EnPI Table'!T111","v":0},{"$f":"'EnPI Table'!U111","v":0},{"$f":"'EnPI Table'!V111","v":0},{"$f":"'EnPI Table'!W111","v":0},{"$f":"'EnPI Table'!X111","v":0},{"$f":"'EnPI Table'!Y111","v":0},{"$f":"'EnPI Table'!Z111","v":0},{"$f":"'EnPI Table'!AA111","v":0}]
[{"$f":"'EnPI Table'!A112","v":"2013-07-01"},{"$f":"'EnPI Table'!AF112","v":103},{"$f":"'EnPI Table'!AG112","v":18395.8},{"$f":"'EnPI Table'!AH112","v":99372},{"$f":"'EnPI Table'!AI112","v":2716.86},{"$f":"'EnPI Table'!AJ112","v":336},{"$f":"'EnPI Table'!AK112","v":0},{"$f":"'EnPI Table'!AL112","v":0},{"$f":"'EnPI Table'!AM112","v":0},{"$f":"'EnPI Table'!AN112","v":0},{"$f":"'EnPI Table'!AO112","v":0},{"$f":"'EnPI Table'!AP112","v":0},{"$f":"'EnPI Table'!AQ112","v":0},{"$f":"'EnPI Table'!AR112","v":0},{"$f":"'EnPI Table'!AS112","v":0},{"$f":"'EnPI Table'!AT112","v":0},{"$f":"'EnPI Table'!AU112","v":0},{"$f":"'EnPI Table'!AV112","v":0},{"$f":"'EnPI Table'!AW112","v":0},{"$f":"'EnPI Table'!AX112","v":0},{"$f":"'EnPI Table'!AY112","v":0},{"$f":"'EnPI Table'!AZ112","v":0},{"$f":"'EnPI Table'!BA112","v":0},{"$f":"'EnPI Table'!BB112","v":0},{"$f":"'EnPI Table'!BC112","v":0},{"$f":"'EnPI Table'!BD112","v":0},{"$f":"'EnPI Table'!BE112","v":0},{"$f":"'EnPI Table'!BF112","v":0},{"$f":"'EnPI Table'!BG112","v":0},{"$f":"'EnPI Table'!BH112","v":0},{"$f":"'EnPI Table'!BI112","v":0},{"$f":"'EnPI Table'!BJ112","v":0},{"$f":"'EnPI Table'!BK112","v":0},{"$f":"'EnPI Table'!BL112","v":0},{"$f":"'EnPI Table'!BM112","v":0},{"$f":"'EnPI Table'!BN112","v":0},{"$f":"'EnPI Table'!BO112","v":0},{"$f":"'EnPI Table'!BP112","v":0},{"$f":"'EnPI Table'!BQ112","v":0},{"$f":"'EnPI Table'!BR112","v":0},{"$f":"'EnPI Table'!BS112","v":0},{"$f":"'EnPI Table'!BT112","v":0},null,{"$f":"'EnPI Table'!H112","v":7920},{"$f":"'EnPI Table'!I112","v":0},{"$f":"'EnPI Table'!J112","v":0},{"$f":"'EnPI Table'!K112","v":0},{"$f":"'EnPI Table'!L112","v":0},{"$f":"'EnPI Table'!M112","v":0},{"$f":"'EnPI Table'!N112","v":0},{"$f":"'EnPI Table'!O112","v":0},{"$f":"'EnPI Table'!P112","v":0},{"$f":"'EnPI Table'!Q112","v":0},{"$f":"'EnPI Table'!R112","v":0},{"$f":"'EnPI Table'!S112","v":0},{"$f":"'EnPI Table'!T112","v":0},{"$f":"'EnPI Table'!U112","v":0},{"$f":"'EnPI Table'!V112","v":0},{"$f":"'EnPI Table'!W112","v":0},{"$f":"'EnPI Table'!X112","v":0},{"$f":"'EnPI Table'!Y112","v":0},{"$f":"'EnPI Table'!Z112","v":0},{"$f":"'EnPI Table'!AA112","v":0}]
[{"$f":"'EnPI Table'!A113","v":"2013-08-01"},{"$f":"'EnPI Table'!AF113","v":104},{"$f":"'EnPI Table'!AG113","v":13787.62},{"$f":"'EnPI Table'!AH113","v":78106},{"$f":"'EnPI Table'!AI113","v":14805.6},{"$f":"'EnPI Table'!AJ113","v":1588.6},{"$f":"'EnPI Table'!AK113","v":0},{"$f":"'EnPI Table'!AL113","v":0},{"$f":"'EnPI Table'!AM113","v":0},{"$f":"'EnPI Table'!AN113","v":0},{"$f":"'EnPI Table'!AO113","v":0},{"$f":"'EnPI Table'!AP113","v":0},{"$f":"'EnPI Table'!AQ113","v":0},{"$f":"'EnPI Table'!AR113","v":0},{"$f":"'EnPI Table'!AS113","v":0},{"$f":"'EnPI Table'!AT113","v":0},{"$f":"'EnPI Table'!AU113","v":0},{"$f":"'EnPI Table'!AV113","v":0},{"$f":"'EnPI Table'!AW113","v":0},{"$f":"'EnPI Table'!AX113","v":0},{"$f":"'EnPI Table'!AY113","v":0},{"$f":"'EnPI Table'!AZ113","v":0},{"$f":"'EnPI Table'!BA113","v":0},{"$f":"'EnPI Table'!BB113","v":0},{"$f":"'EnPI Table'!BC113","v":0},{"$f":"'EnPI Table'!BD113","v":0},{"$f":"'EnPI Table'!BE113","v":0},{"$f":"'EnPI Table'!BF113","v":0},{"$f":"'EnPI Table'!BG113","v":0},{"$f":"'EnPI Table'!BH113","v":0},{"$f":"'EnPI Table'!BI113","v":0},{"$f":"'EnPI Table'!BJ113","v":0},{"$f":"'EnPI Table'!BK113","v":0},{"$f":"'EnPI Table'!BL113","v":0},{"$f":"'EnPI Table'!BM113","v":0},{"$f":"'EnPI Table'!BN113","v":0},{"$f":"'EnPI Table'!BO113","v":0},{"$f":"'EnPI Table'!BP113","v":0},{"$f":"'EnPI Table'!BQ113","v":0},{"$f":"'EnPI Table'!BR113","v":0},{"$f":"'EnPI Table'!BS113","v":0},{"$f":"'EnPI Table'!BT113","v":0},null,{"$f":"'EnPI Table'!H113","v":18720},{"$f":"'EnPI Table'!I113","v":0},{"$f":"'EnPI Table'!J113","v":0},{"$f":"'EnPI Table'!K113","v":0},{"$f":"'EnPI Table'!L113","v":0},{"$f":"'EnPI Table'!M113","v":0},{"$f":"'EnPI Table'!N113","v":0},{"$f":"'EnPI Table'!O113","v":0},{"$f":"'EnPI Table'!P113","v":0},{"$f":"'EnPI Table'!Q113","v":0},{"$f":"'EnPI Table'!R113","v":0},{"$f":"'EnPI Table'!S113","v":0},{"$f":"'EnPI Table'!T113","v":0},{"$f":"'EnPI Table'!U113","v":0},{"$f":"'EnPI Table'!V113","v":0},{"$f":"'EnPI Table'!W113","v":0},{"$f":"'EnPI Table'!X113","v":0},{"$f":"'EnPI Table'!Y113","v":0},{"$f":"'EnPI Table'!Z113","v":0},{"$f":"'EnPI Table'!AA113","v":0}]
[{"$f":"'EnPI Table'!A114","v":"2013-09-01"},{"$f":"'EnPI Table'!AF114","v":105},{"$f":"'EnPI Table'!AG114","v":22373.4},{"$f":"'EnPI Table'!AH114","v":123930},{"$f":"'EnPI Table'!AI114","v":15002.7},{"$f":"'EnPI Table'!AJ114","v":1532.4},{"$f":"'EnPI Table'!AK114","v":0},{"$f":"'EnPI Table'!AL114","v":0},{"$f":"'EnPI Table'!AM114","v":0},{"$f":"'EnPI Table'!AN114","v":0},{"$f":"'EnPI Table'!AO114","v":0},{"$f":"'EnPI Table'!AP114","v":0},{"$f":"'EnPI Table'!AQ114","v":0},{"$f":"'EnPI Table'!AR114","v":0},{"$f":"'EnPI Table'!AS114","v":0},{"$f":"'EnPI Table'!AT114","v":0},{"$f":"'EnPI Table'!AU114","v":0},{"$f":"'EnPI Table'!AV114","v":0},{"$f":"'EnPI Table'!AW114","v":0},{"$f":"'EnPI Table'!AX114","v":0},{"$f":"'EnPI Table'!AY114","v":0},{"$f":"'EnPI Table'!AZ114","v":0},{"$f":"'EnPI Table'!BA114","v":0},{"$f":"'EnPI Table'!BB114","v":0},{"$f":"'EnPI Table'!BC114","v":0},{"$f":"'EnPI Table'!BD114","v":0},{"$f":"'EnPI Table'!BE114","v":0},{"$f":"'EnPI Table'!BF114","v":0},{"$f":"'EnPI Table'!BG114","v":0},{"$f":"'EnPI Table'!BH114","v":0},{"$f":"'EnPI Table'!BI114","v":0},{"$f":"'EnPI Table'!BJ114","v":0},{"$f":"'EnPI Table'!BK114","v":0},{"$f":"'EnPI Table'!BL114","v":0},{"$f":"'EnPI Table'!BM114","v":0},{"$f":"'EnPI Table'!BN114","v":0},{"$f":"'EnPI Table'!BO114","v":0},{"$f":"'EnPI Table'!BP114","v":0},{"$f":"'EnPI Table'!BQ114","v":0},{"$f":"'EnPI Table'!BR114","v":0},{"$f":"'EnPI Table'!BS114","v":0},{"$f":"'EnPI Table'!BT114","v":0},null,{"$f":"'EnPI Table'!H114","v":22320},{"$f":"'EnPI Table'!I114","v":0},{"$f":"'EnPI Table'!J114","v":0},{"$f":"'EnPI Table'!K114","v":0},{"$f":"'EnPI Table'!L114","v":0},{"$f":"'EnPI Table'!M114","v":0},{"$f":"'EnPI Table'!N114","v":0},{"$f":"'EnPI Table'!O114","v":0},{"$f":"'EnPI Table'!P114","v":0},{"$f":"'EnPI Table'!Q114","v":0},{"$f":"'EnPI Table'!R114","v":0},{"$f":"'EnPI Table'!S114","v":0},{"$f":"'EnPI Table'!T114","v":0},{"$f":"'EnPI Table'!U114","v":0},{"$f":"'EnPI Table'!V114","v":0},{"$f":"'EnPI Table'!W114","v":0},{"$f":"'EnPI Table'!X114","v":0},{"$f":"'EnPI Table'!Y114","v":0},{"$f":"'EnPI Table'!Z114","v":0},{"$f":"'EnPI Table'!AA114","v":0}]
[{"$f":"'EnPI Table'!A115","v":"2013-10-01"},{"$f":"'EnPI Table'!AF115","v":106},{"$f":"'EnPI Table'!AG115","v":15670.2},{"$f":"'EnPI Table'!AH115","v":89991},{"$f":"'EnPI Table'!AI115","v":19376.490000000002},{"$f":"'EnPI Table'!AJ115","v":2065.1999999999998},{"$f":"'EnPI Table'!AK115","v":0},{"$f":"'EnPI Table'!AL115","v":0},{"$f":"'EnPI Table'!AM115","v":0},{"$f":"'EnPI Table'!AN115","v":0},{"$f":"'EnPI Table'!AO115","v":0},{"$f":"'EnPI Table'!AP115","v":0},{"$f":"'EnPI Table'!AQ115","v":0},{"$f":"'EnPI Table'!AR115","v":0},{"$f":"'EnPI Table'!AS115","v":0},{"$f":"'EnPI Table'!AT115","v":0},{"$f":"'EnPI Table'!AU115","v":0},{"$f":"'EnPI Table'!AV115","v":0},{"$f":"'EnPI Table'!AW115","v":0},{"$f":"'EnPI Table'!AX115","v":0},{"$f":"'EnPI Table'!AY115","v":0},{"$f":"'EnPI Table'!AZ115","v":0},{"$f":"'EnPI Table'!BA115","v":0},{"$f":"'EnPI Table'!BB115","v":0},{"$f":"'EnPI Table'!BC115","v":0},{"$f":"'EnPI Table'!BD115","v":0},{"$f":"'EnPI Table'!BE115","v":0},{"$f":"'EnPI Table'!BF115","v":0},{"$f":"'EnPI Table'!BG115","v":0},{"$f":"'EnPI Table'!BH115","v":0},{"$f":"'EnPI Table'!BI115","v":0},{"$f":"'EnPI Table'!BJ115","v":0},{"$f":"'EnPI Table'!BK115","v":0},{"$f":"'EnPI Table'!BL115","v":0},{"$f":"'EnPI Table'!BM115","v":0},{"$f":"'EnPI Table'!BN115","v":0},{"$f":"'EnPI Table'!BO115","v":0},{"$f":"'EnPI Table'!BP115","v":0},{"$f":"'EnPI Table'!BQ115","v":0},{"$f":"'EnPI Table'!BR115","v":0},{"$f":"'EnPI Table'!BS115","v":0},{"$f":"'EnPI Table'!BT115","v":0},null,{"$f":"'EnPI Table'!H115","v":24480},{"$f":"'EnPI Table'!I115","v":0},{"$f":"'EnPI Table'!J115","v":0},{"$f":"'EnPI Table'!K115","v":0},{"$f":"'EnPI Table'!L115","v":0},{"$f":"'EnPI Table'!M115","v":0},{"$f":"'EnPI Table'!N115","v":0},{"$f":"'EnPI Table'!O115","v":0},{"$f":"'EnPI Table'!P115","v":0},{"$f":"'EnPI Table'!Q115","v":0},{"$f":"'EnPI Table'!R115","v":0},{"$f":"'EnPI Table'!S115","v":0},{"$f":"'EnPI Table'!T115","v":0},{"$f":"'EnPI Table'!U115","v":0},{"$f":"'EnPI Table'!V115","v":0},{"$f":"'EnPI Table'!W115","v":0},{"$f":"'EnPI Table'!X115","v":0},{"$f":"'EnPI Table'!Y115","v":0},{"$f":"'EnPI Table'!Z115","v":0},{"$f":"'EnPI Table'!AA115","v":0}]
[{"$f":"'EnPI Table'!A116","v":"2013-11-01"},{"$f":"'EnPI Table'!AF116","v":107},{"$f":"'EnPI Table'!AG116","v":18955.68},{"$f":"'EnPI Table'!AH116","v":107565},{"$f":"'EnPI Table'!AI116","v":21091.29},{"$f":"'EnPI Table'!AJ116","v":2448.6},{"$f":"'EnPI Table'!AK116","v":0},{"$f":"'EnPI Table'!AL116","v":0},{"$f":"'EnPI Table'!AM116","v":0},{"$f":"'EnPI Table'!AN116","v":0},{"$f":"'EnPI Table'!AO116","v":0},{"$f":"'EnPI Table'!AP116","v":0},{"$f":"'EnPI Table'!AQ116","v":0},{"$f":"'EnPI Table'!AR116","v":0},{"$f":"'EnPI Table'!AS116","v":0},{"$f":"'EnPI Table'!AT116","v":0},{"$f":"'EnPI Table'!AU116","v":0},{"$f":"'EnPI Table'!AV116","v":0},{"$f":"'EnPI Table'!AW116","v":0},{"$f":"'EnPI Table'!AX116","v":0},{"$f":"'EnPI Table'!AY116","v":0},{"$f":"'EnPI Table'!AZ116","v":0},{"$f":"'EnPI Table'!BA116","v":0},{"$f":"'EnPI Table'!BB116","v":0},{"$f":"'EnPI Table'!BC116","v":0},{"$f":"'EnPI Table'!BD116","v":0},{"$f":"'EnPI Table'!BE116","v":0},{"$f":"'EnPI Table'!BF116","v":0},{"$f":"'EnPI Table'!BG116","v":0},{"$f":"'EnPI Table'!BH116","v":0},{"$f":"'EnPI Table'!BI116","v":0},{"$f":"'EnPI Table'!BJ116","v":0},{"$f":"'EnPI Table'!BK116","v":0},{"$f":"'EnPI Table'!BL116","v":0},{"$f":"'EnPI Table'!BM116","v":0},{"$f":"'EnPI Table'!BN116","v":0},{"$f":"'EnPI Table'!BO116","v":0},{"$f":"'EnPI Table'!BP116","v":0},{"$f":"'EnPI Table'!BQ116","v":0},{"$f":"'EnPI Table'!BR116","v":0},{"$f":"'EnPI Table'!BS116","v":0},{"$f":"'EnPI Table'!BT116","v":0},null,{"$f":"'EnPI Table'!H116","v":24480},{"$f":"'EnPI Table'!I116","v":0},{"$f":"'EnPI Table'!J116","v":0},{"$f":"'EnPI Table'!K116","v":0},{"$f":"'EnPI Table'!L116","v":0},{"$f":"'EnPI Table'!M116","v":0},{"$f":"'EnPI Table'!N116","v":0},{"$f":"'EnPI Table'!O116","v":0},{"$f":"'EnPI Table'!P116","v":0},{"$f":"'EnPI Table'!Q116","v":0},{"$f":"'EnPI Table'!R116","v":0},{"$f":"'EnPI Table'!S116","v":0},{"$f":"'EnPI Table'!T116","v":0},{"$f":"'EnPI Table'!U116","v":0},{"$f":"'EnPI Table'!V116","v":0},{"$f":"'EnPI Table'!W116","v":0},{"$f":"'EnPI Table'!X116","v":0},{"$f":"'EnPI Table'!Y116","v":0},{"$f":"'EnPI Table'!Z116","v":0},{"$f":"'EnPI Table'!AA116","v":0}]
[{"$f":"'EnPI Table'!A117","v":"2013-12-01"},{"$f":"'EnPI Table'!AF117","v":108},{"$f":"'EnPI Table'!AG117","v":17884.68},{"$f":"'EnPI Table'!AH117","v":99200},{"$f":"'EnPI Table'!AI117","v":17018.61},{"$f":"'EnPI Table'!AJ117","v":1535.1},{"$f":"'EnPI Table'!AK117","v":0},{"$f":"'EnPI Table'!AL117","v":0},{"$f":"'EnPI Table'!AM117","v":0},{"$f":"'EnPI Table'!AN117","v":0},{"$f":"'EnPI Table'!AO117","v":0},{"$f":"'EnPI Table'!AP117","v":0},{"$f":"'EnPI Table'!AQ117","v":0},{"$f":"'EnPI Table'!AR117","v":0},{"$f":"'EnPI Table'!AS117","v":0},{"$f":"'EnPI Table'!AT117","v":0},{"$f":"'EnPI Table'!AU117","v":0},{"$f":"'EnPI Table'!AV117","v":0},{"$f":"'EnPI Table'!AW117","v":0},{"$f":"'EnPI Table'!AX117","v":0},{"$f":"'EnPI Table'!AY117","v":0},{"$f":"'EnPI Table'!AZ117","v":0},{"$f":"'EnPI Table'!BA117","v":0},{"$f":"'EnPI Table'!BB117","v":0},{"$f":"'EnPI Table'!BC117","v":0},{"$f":"'EnPI Table'!BD117","v":0},{"$f":"'EnPI Table'!BE117","v":0},{"$f":"'EnPI Table'!BF117","v":0},{"$f":"'EnPI Table'!BG117","v":0},{"$f":"'EnPI Table'!BH117","v":0},{"$f":"'EnPI Table'!BI117","v":0},{"$f":"'EnPI Table'!BJ117","v":0},{"$f":"'EnPI Table'!BK117","v":0},{"$f":"'EnPI Table'!BL117","v":0},{"$f":"'EnPI Table'!BM117","v":0},{"$f":"'EnPI Table'!BN117","v":0},{"$f":"'EnPI Table'!BO117","v":0},{"$f":"'EnPI Table'!BP117","v":0},{"$f":"'EnPI Table'!BQ117","v":0},{"$f":"'EnPI Table'!BR117","v":0},{"$f":"'EnPI Table'!BS117","v":0},{"$f":"'EnPI Table'!BT117","v":0},null,{"$f":"'EnPI Table'!H117","v":20880},{"$f":"'EnPI Table'!I117","v":0},{"$f":"'EnPI Table'!J117","v":0},{"$f":"'EnPI Table'!K117","v":0},{"$f":"'EnPI Table'!L117","v":0},{"$f":"'EnPI Table'!M117","v":0},{"$f":"'EnPI Table'!N117","v":0},{"$f":"'EnPI Table'!O117","v":0},{"$f":"'EnPI Table'!P117","v":0},{"$f":"'EnPI Table'!Q117","v":0},{"$f":"'EnPI Table'!R117","v":0},{"$f":"'EnPI Table'!S117","v":0},{"$f":"'EnPI Table'!T117","v":0},{"$f":"'EnPI Table'!U117","v":0},{"$f":"'EnPI Table'!V117","v":0},{"$f":"'EnPI Table'!W117","v":0},{"$f":"'EnPI Table'!X117","v":0},{"$f":"'EnPI Table'!Y117","v":0},{"$f":"'EnPI Table'!Z117","v":0},{"$f":"'EnPI Table'!AA117","v":0}]
[{"$f":"'EnPI Table'!A118","v":"2014-01-01"},{"$f":"'EnPI Table'!AF118","v":109},{"$f":"'EnPI Table'!AG118","v":12292.81},{"$f":"'EnPI Table'!AH118","v":67776},{"$f":"'EnPI Table'!AI118","v":6176.65},{"$f":"'EnPI Table'!AJ118","v":613.5},{"$f":"'EnPI Table'!AK118","v":0},{"$f":"'EnPI Table'!AL118","v":0},{"$f":"'EnPI Table'!AM118","v":0},{"$f":"'EnPI Table'!AN118","v":0},{"$f":"'EnPI Table'!AO118","v":0},{"$f":"'EnPI Table'!AP118","v":0},{"$f":"'EnPI Table'!AQ118","v":0},{"$f":"'EnPI Table'!AR118","v":0},{"$f":"'EnPI Table'!AS118","v":0},{"$f":"'EnPI Table'!AT118","v":0},{"$f":"'EnPI Table'!AU118","v":0},{"$f":"'EnPI Table'!AV118","v":0},{"$f":"'EnPI Table'!AW118","v":0},{"$f":"'EnPI Table'!AX118","v":0},{"$f":"'EnPI Table'!AY118","v":0},{"$f":"'EnPI Table'!AZ118","v":0},{"$f":"'EnPI Table'!BA118","v":0},{"$f":"'EnPI Table'!BB118","v":0},{"$f":"'EnPI Table'!BC118","v":0},{"$f":"'EnPI Table'!BD118","v":0},{"$f":"'EnPI Table'!BE118","v":0},{"$f":"'EnPI Table'!BF118","v":0},{"$f":"'EnPI Table'!BG118","v":0},{"$f":"'EnPI Table'!BH118","v":0},{"$f":"'EnPI Table'!BI118","v":0},{"$f":"'EnPI Table'!BJ118","v":0},{"$f":"'EnPI Table'!BK118","v":0},{"$f":"'EnPI Table'!BL118","v":0},{"$f":"'EnPI Table'!BM118","v":0},{"$f":"'EnPI Table'!BN118","v":0},{"$f":"'EnPI Table'!BO118","v":0},{"$f":"'EnPI Table'!BP118","v":0},{"$f":"'EnPI Table'!BQ118","v":0},{"$f":"'EnPI Table'!BR118","v":0},{"$f":"'EnPI Table'!BS118","v":0},{"$f":"'EnPI Table'!BT118","v":0},null,{"$f":"'EnPI Table'!H118","v":10800},{"$f":"'EnPI Table'!I118","v":0},{"$f":"'EnPI Table'!J118","v":0},{"$f":"'EnPI Table'!K118","v":0},{"$f":"'EnPI Table'!L118","v":0},{"$f":"'EnPI Table'!M118","v":0},{"$f":"'EnPI Table'!N118","v":0},{"$f":"'EnPI Table'!O118","v":0},{"$f":"'EnPI Table'!P118","v":0},{"$f":"'EnPI Table'!Q118","v":0},{"$f":"'EnPI Table'!R118","v":0},{"$f":"'EnPI Table'!S118","v":0},{"$f":"'EnPI Table'!T118","v":0},{"$f":"'EnPI Table'!U118","v":0},{"$f":"'EnPI Table'!V118","v":0},{"$f":"'EnPI Table'!W118","v":0},{"$f":"'EnPI Table'!X118","v":0},{"$f":"'EnPI Table'!Y118","v":0},{"$f":"'EnPI Table'!Z118","v":0},{"$f":"'EnPI Table'!AA118","v":0}]
[{"$f":"'EnPI Table'!A119","v":"2014-02-01"},{"$f":"'EnPI Table'!AF119","v":110},{"$f":"'EnPI Table'!AG119","v":21077.279999999999},{"$f":"'EnPI Table'!AH119","v":113500},{"$f":"'EnPI Table'!AI119","v":3650.33},{"$f":"'EnPI Table'!AJ119","v":375.5},{"$f":"'EnPI Table'!AK119","v":0},{"$f":"'EnPI Table'!AL119","v":0},{"$f":"'EnPI Table'!AM119","v":0},{"$f":"'EnPI Table'!AN119","v":0},{"$f":"'EnPI Table'!AO119","v":0},{"$f":"'EnPI Table'!AP119","v":0},{"$f":"'EnPI Table'!AQ119","v":0},{"$f":"'EnPI Table'!AR119","v":0},{"$f":"'EnPI Table'!AS119","v":0},{"$f":"'EnPI Table'!AT119","v":0},{"$f":"'EnPI Table'!AU119","v":0},{"$f":"'EnPI Table'!AV119","v":0},{"$f":"'EnPI Table'!AW119","v":0},{"$f":"'EnPI Table'!AX119","v":0},{"$f":"'EnPI Table'!AY119","v":0},{"$f":"'EnPI Table'!AZ119","v":0},{"$f":"'EnPI Table'!BA119","v":0},{"$f":"'EnPI Table'!BB119","v":0},{"$f":"'EnPI Table'!BC119","v":0},{"$f":"'EnPI Table'!BD119","v":0},{"$f":"'EnPI Table'!BE119","v":0},{"$f":"'EnPI Table'!BF119","v":0},{"$f":"'EnPI Table'!BG119","v":0},{"$f":"'EnPI Table'!BH119","v":0},{"$f":"'EnPI Table'!BI119","v":0},{"$f":"'EnPI Table'!BJ119","v":0},{"$f":"'EnPI Table'!BK119","v":0},{"$f":"'EnPI Table'!BL119","v":0},{"$f":"'EnPI Table'!BM119","v":0},{"$f":"'EnPI Table'!BN119","v":0},{"$f":"'EnPI Table'!BO119","v":0},{"$f":"'EnPI Table'!BP119","v":0},{"$f":"'EnPI Table'!BQ119","v":0},{"$f":"'EnPI Table'!BR119","v":0},{"$f":"'EnPI Table'!BS119","v":0},{"$f":"'EnPI Table'!BT119","v":0},null,{"$f":"'EnPI Table'!H119","v":2160},{"$f":"'EnPI Table'!I119","v":0},{"$f":"'EnPI Table'!J119","v":0},{"$f":"'EnPI Table'!K119","v":0},{"$f":"'EnPI Table'!L119","v":0},{"$f":"'EnPI Table'!M119","v":0},{"$f":"'EnPI Table'!N119","v":0},{"$f":"'EnPI Table'!O119","v":0},{"$f":"'EnPI Table'!P119","v":0},{"$f":"'EnPI Table'!Q119","v":0},{"$f":"'EnPI Table'!R119","v":0},{"$f":"'EnPI Table'!S119","v":0},{"$f":"'EnPI Table'!T119","v":0},{"$f":"'EnPI Table'!U119","v":0},{"$f":"'EnPI Table'!V119","v":0},{"$f":"'EnPI Table'!W119","v":0},{"$f":"'EnPI Table'!X119","v":0},{"$f":"'EnPI Table'!Y119","v":0},{"$f":"'EnPI Table'!Z119","v":0},{"$f":"'EnPI Table'!AA119","v":0}]
[{"$f":"'EnPI Table'!A120","v":"2014-03-01"},{"$f":"'EnPI Table'!AF120","v":111},{"$f":"'EnPI Table'!AG120","v":24305.75},{"$f":"'EnPI Table'!AH120","v":131047},{"$f":"'EnPI Table'!AI120","v":1405.15},{"$f":"'EnPI Table'!AJ120","v":188},{"$f":"'EnPI Table'!AK120","v":0},{"$f":"'EnPI Table'!AL120","v":0},{"$f":"'EnPI Table'!AM120","v":0},{"$f":"'EnPI Table'!AN120","v":0},{"$f":"'EnPI Table'!AO120","v":0},{"$f":"'EnPI Table'!AP120","v":0},{"$f":"'EnPI Table'!AQ120","v":0},{"$f":"'EnPI Table'!AR120","v":0},{"$f":"'EnPI Table'!AS120","v":0},{"$f":"'EnPI Table'!AT120","v":0},{"$f":"'EnPI Table'!AU120","v":0},{"$f":"'EnPI Table'!AV120","v":0},{"$f":"'EnPI Table'!AW120","v":0},{"$f":"'EnPI Table'!AX120","v":0},{"$f":"'EnPI Table'!AY120","v":0},{"$f":"'EnPI Table'!AZ120","v":0},{"$f":"'EnPI Table'!BA120","v":0},{"$f":"'EnPI Table'!BB120","v":0},{"$f":"'EnPI Table'!BC120","v":0},{"$f":"'EnPI Table'!BD120","v":0},{"$f":"'EnPI Table'!BE120","v":0},{"$f":"'EnPI Table'!BF120","v":0},{"$f":"'EnPI Table'!BG120","v":0},{"$f":"'EnPI Table'!BH120","v":0},{"$f":"'EnPI Table'!BI120","v":0},{"$f":"'EnPI Table'!BJ120","v":0},{"$f":"'EnPI Table'!BK120","v":0},{"$f":"'EnPI Table'!BL120","v":0},{"$f":"'EnPI Table'!BM120","v":0},{"$f":"'EnPI Table'!BN120","v":0},{"$f":"'EnPI Table'!BO120","v":0},{"$f":"'EnPI Table'!BP120","v":0},{"$f":"'EnPI Table'!BQ120","v":0},{"$f":"'EnPI Table'!BR120","v":0},{"$f":"'EnPI Table'!BS120","v":0},{"$f":"'EnPI Table'!BT120","v":0},null,{"$f":"'EnPI Table'!H120","v":0},{"$f":"'EnPI Table'!I120","v":0},{"$f":"'EnPI Table'!J120","v":0},{"$f":"'EnPI Table'!K120","v":0},{"$f":"'EnPI Table'!L120","v":0},{"$f":"'EnPI Table'!M120","v":0},{"$f":"'EnPI Table'!N120","v":0},{"$f":"'EnPI Table'!O120","v":0},{"$f":"'EnPI Table'!P120","v":0},{"$f":"'EnPI Table'!Q120","v":0},{"$f":"'EnPI Table'!R120","v":0},{"$f":"'EnPI Table'!S120","v":0},{"$f":"'EnPI Table'!T120","v":0},{"$f":"'EnPI Table'!U120","v":0},{"$f":"'EnPI Table'!V120","v":0},{"$f":"'EnPI Table'!W120","v":0},{"$f":"'EnPI Table'!X120","v":0},{"$f":"'EnPI Table'!Y120","v":0},{"$f":"'EnPI Table'!Z120","v":0},{"$f":"'EnPI Table'!AA120","v":0}]
[{"$f":"'EnPI Table'!A121","v":"2014-04-01"},{"$f":"'EnPI Table'!AF121","v":112},{"$f":"'EnPI Table'!AG121","v":28685.279999999999},{"$f":"'EnPI Table'!AH121","v":151925},{"$f":"'EnPI Table'!AI121","v":1224.0999999999999},{"$f":"'EnPI Table'!AJ121","v":171.7},{"$f":"'EnPI Table'!AK121","v":0},{"$f":"'EnPI Table'!AL121","v":0},{"$f":"'EnPI Table'!AM121","v":0},{"$f":"'EnPI Table'!AN121","v":0},{"$f":"'EnPI Table'!AO121","v":0},{"$f":"'EnPI Table'!AP121","v":0},{"$f":"'EnPI Table'!AQ121","v":0},{"$f":"'EnPI Table'!AR121","v":0},{"$f":"'EnPI Table'!AS121","v":0},{"$f":"'EnPI Table'!AT121","v":0},{"$f":"'EnPI Table'!AU121","v":0},{"$f":"'EnPI Table'!AV121","v":0},{"$f":"'EnPI Table'!AW121","v":0},{"$f":"'EnPI Table'!AX121","v":0},{"$f":"'EnPI Table'!AY121","v":0},{"$f":"'EnPI Table'!AZ121","v":0},{"$f":"'EnPI Table'!BA121","v":0},{"$f":"'EnPI Table'!BB121","v":0},{"$f":"'EnPI Table'!BC121","v":0},{"$f":"'EnPI Table'!BD121","v":0},{"$f":"'EnPI Table'!BE121","v":0},{"$f":"'EnPI Table'!BF121","v":0},{"$f":"'EnPI Table'!BG121","v":0},{"$f":"'EnPI Table'!BH121","v":0},{"$f":"'EnPI Table'!BI121","v":0},{"$f":"'EnPI Table'!BJ121","v":0},{"$f":"'EnPI Table'!BK121","v":0},{"$f":"'EnPI Table'!BL121","v":0},{"$f":"'EnPI Table'!BM121","v":0},{"$f":"'EnPI Table'!BN121","v":0},{"$f":"'EnPI Table'!BO121","v":0},{"$f":"'EnPI Table'!BP121","v":0},{"$f":"'EnPI Table'!BQ121","v":0},{"$f":"'EnPI Table'!BR121","v":0},{"$f":"'EnPI Table'!BS121","v":0},{"$f":"'EnPI Table'!BT121","v":0},null,{"$f":"'EnPI Table'!H121","v":0},{"$f":"'EnPI Table'!I121","v":0},{"$f":"'EnPI Table'!J121","v":0},{"$f":"'EnPI Table'!K121","v":0},{"$f":"'EnPI Table'!L121","v":0},{"$f":"'EnPI Table'!M121","v":0},{"$f":"'EnPI Table'!N121","v":0},{"$f":"'EnPI Table'!O121","v":0},{"$f":"'EnPI Table'!P121","v":0},{"$f":"'EnPI Table'!Q121","v":0},{"$f":"'EnPI Table'!R121","v":0},{"$f":"'EnPI Table'!S121","v":0},{"$f":"'EnPI Table'!T121","v":0},{"$f":"'EnPI Table'!U121","v":0},{"$f":"'EnPI Table'!V121","v":0},{"$f":"'EnPI Table'!W121","v":0},{"$f":"'EnPI Table'!X121","v":0},{"$f":"'EnPI Table'!Y121","v":0},{"$f":"'EnPI Table'!Z121","v":0},{"$f":"'EnPI Table'!AA121","v":0}]
[{"$f":"'EnPI Table'!A122","v":"2014-05-01"},{"$f":"'EnPI Table'!AF122","v":113},{"$f":"'EnPI Table'!AG122","v":24219.360000000001},{"$f":"'EnPI Table'!AH122","v":133400},{"$f":"'EnPI Table'!AI122","v":1370.16},{"$f":"'EnPI Table'!AJ122","v":183.3},{"$f":"'EnPI Table'!AK122","v":0},{"$f":"'EnPI Table'!AL122","v":0},{"$f":"'EnPI Table'!AM122","v":0},{"$f":"'EnPI Table'!AN122","v":0},{"$f":"'EnPI Table'!AO122","v":0},{"$f":"'EnPI Table'!AP122","v":0},{"$f":"'EnPI Table'!AQ122","v":0},{"$f":"'EnPI Table'!AR122","v":0},{"$f":"'EnPI Table'!AS122","v":0},{"$f":"'EnPI Table'!AT122","v":0},{"$f":"'EnPI Table'!AU122","v":0},{"$f":"'EnPI Table'!AV122","v":0},{"$f":"'EnPI Table'!AW122","v":0},{"$f":"'EnPI Table'!AX122","v":0},{"$f":"'EnPI Table'!AY122","v":0},{"$f":"'EnPI Table'!AZ122","v":0},{"$f":"'EnPI Table'!BA122","v":0},{"$f":"'EnPI Table'!BB122","v":0},{"$f":"'EnPI Table'!BC122","v":0},{"$f":"'EnPI Table'!BD122","v":0},{"$f":"'EnPI Table'!BE122","v":0},{"$f":"'EnPI Table'!BF122","v":0},{"$f":"'EnPI Table'!BG122","v":0},{"$f":"'EnPI Table'!BH122","v":0},{"$f":"'EnPI Table'!BI122","v":0},{"$f":"'EnPI Table'!BJ122","v":0},{"$f":"'EnPI Table'!BK122","v":0},{"$f":"'EnPI Table'!BL122","v":0},{"$f":"'EnPI Table'!BM122","v":0},{"$f":"'EnPI Table'!BN122","v":0},{"$f":"'EnPI Table'!BO122","v":0},{"$f":"'EnPI Table'!BP122","v":0},{"$f":"'EnPI Table'!BQ122","v":0},{"$f":"'EnPI Table'!BR122","v":0},{"$f":"'EnPI Table'!BS122","v":0},{"$f":"'EnPI Table'!BT122","v":0},null,{"$f":"'EnPI Table'!H122","v":0},{"$f":"'EnPI Table'!I122","v":0},{"$f":"'EnPI Table'!J122","v":0},{"$f":"'EnPI Table'!K122","v":0},{"$f":"'EnPI Table'!L122","v":0},{"$f":"'EnPI Table'!M122","v":0},{"$f":"'EnPI Table'!N122","v":0},{"$f":"'EnPI Table'!O122","v":0},{"$f":"'EnPI Table'!P122","v":0},{"$f":"'EnPI Table'!Q122","v":0},{"$f":"'EnPI Table'!R122","v":0},{"$f":"'EnPI Table'!S122","v":0},{"$f":"'EnPI Table'!T122","v":0},{"$f":"'EnPI Table'!U122","v":0},{"$f":"'EnPI Table'!V122","v":0},{"$f":"'EnPI Table'!W122","v":0},{"$f":"'EnPI Table'!X122","v":0},{"$f":"'EnPI Table'!Y122","v":0},{"$f":"'EnPI Table'!Z122","v":0},{"$f":"'EnPI Table'!AA122","v":0}]
[{"$f":"'EnPI Table'!A123","v":"2014-06-01"},{"$f":"'EnPI Table'!AF123","v":114},{"$f":"'EnPI Table'!AG123","v":18381.3},{"$f":"'EnPI Table'!AH123","v":92640},{"$f":"'EnPI Table'!AI123","v":1290.28},{"$f":"'EnPI Table'!AJ123","v":180.8},{"$f":"'EnPI Table'!AK123","v":0},{"$f":"'EnPI Table'!AL123","v":0},{"$f":"'EnPI Table'!AM123","v":0},{"$f":"'EnPI Table'!AN123","v":0},{"$f":"'EnPI Table'!AO123","v":0},{"$f":"'EnPI Table'!AP123","v":0},{"$f":"'EnPI Table'!AQ123","v":0},{"$f":"'EnPI Table'!AR123","v":0},{"$f":"'EnPI Table'!AS123","v":0},{"$f":"'EnPI Table'!AT123","v":0},{"$f":"'EnPI Table'!AU123","v":0},{"$f":"'EnPI Table'!AV123","v":0},{"$f":"'EnPI Table'!AW123","v":0},{"$f":"'EnPI Table'!AX123","v":0},{"$f":"'EnPI Table'!AY123","v":0},{"$f":"'EnPI Table'!AZ123","v":0},{"$f":"'EnPI Table'!BA123","v":0},{"$f":"'EnPI Table'!BB123","v":0},{"$f":"'EnPI Table'!BC123","v":0},{"$f":"'EnPI Table'!BD123","v":0},{"$f":"'EnPI Table'!BE123","v":0},{"$f":"'EnPI Table'!BF123","v":0},{"$f":"'EnPI Table'!BG123","v":0},{"$f":"'EnPI Table'!BH123","v":0},{"$f":"'EnPI Table'!BI123","v":0},{"$f":"'EnPI Table'!BJ123","v":0},{"$f":"'EnPI Table'!BK123","v":0},{"$f":"'EnPI Table'!BL123","v":0},{"$f":"'EnPI Table'!BM123","v":0},{"$f":"'EnPI Table'!BN123","v":0},{"$f":"'EnPI Table'!BO123","v":0},{"$f":"'EnPI Table'!BP123","v":0},{"$f":"'EnPI Table'!BQ123","v":0},{"$f":"'EnPI Table'!BR123","v":0},{"$f":"'EnPI Table'!BS123","v":0},{"$f":"'EnPI Table'!BT123","v":0},null,{"$f":"'EnPI Table'!H123","v":2160},{"$f":"'EnPI Table'!I123","v":0},{"$f":"'EnPI Table'!J123","v":0},{"$f":"'EnPI Table'!K123","v":0},{"$f":"'EnPI Table'!L123","v":0},{"$f":"'EnPI Table'!M123","v":0},{"$f":"'EnPI Table'!N123","v":0},{"$f":"'EnPI Table'!O123","v":0},{"$f":"'EnPI Table'!P123","v":0},{"$f":"'EnPI Table'!Q123","v":0},{"$f":"'EnPI Table'!R123","v":0},{"$f":"'EnPI Table'!S123","v":0},{"$f":"'EnPI Table'!T123","v":0},{"$f":"'EnPI Table'!U123","v":0},{"$f":"'EnPI Table'!V123","v":0},{"$f":"'EnPI Table'!W123","v":0},{"$f":"'EnPI Table'!X123","v":0},{"$f":"'EnPI Table'!Y123","v":0},{"$f":"'EnPI Table'!Z123","v":0},{"$f":"'EnPI Table'!AA123","v":0}]
[{"$f":"'EnPI Table'!A124","v":"2014-07-01"},{"$f":"'EnPI Table'!AF124","v":115},{"$f":"'EnPI Table'!AG124","v":14477.05},{"$f":"'EnPI Table'!AH124","v":84348},{"$f":"'EnPI Table'!AI124","v":3303.78},{"$f":"'EnPI Table'!AJ124","v":410.2},{"$f":"'EnPI Table'!AK124","v":0},{"$f":"'EnPI Table'!AL124","v":0},{"$f":"'EnPI Table'!AM124","v":0},{"$f":"'EnPI Table'!AN124","v":0},{"$f":"'EnPI Table'!AO124","v":0},{"$f":"'EnPI Table'!AP124","v":0},{"$f":"'EnPI Table'!AQ124","v":0},{"$f":"'EnPI Table'!AR124","v":0},{"$f":"'EnPI Table'!AS124","v":0},{"$f":"'EnPI Table'!AT124","v":0},{"$f":"'EnPI Table'!AU124","v":0},{"$f":"'EnPI Table'!AV124","v":0},{"$f":"'EnPI Table'!AW124","v":0},{"$f":"'EnPI Table'!AX124","v":0},{"$f":"'EnPI Table'!AY124","v":0},{"$f":"'EnPI Table'!AZ124","v":0},{"$f":"'EnPI Table'!BA124","v":0},{"$f":"'EnPI Table'!BB124","v":0},{"$f":"'EnPI Table'!BC124","v":0},{"$f":"'EnPI Table'!BD124","v":0},{"$f":"'EnPI Table'!BE124","v":0},{"$f":"'EnPI Table'!BF124","v":0},{"$f":"'EnPI Table'!BG124","v":0},{"$f":"'EnPI Table'!BH124","v":0},{"$f":"'EnPI Table'!BI124","v":0},{"$f":"'EnPI Table'!BJ124","v":0},{"$f":"'EnPI Table'!BK124","v":0},{"$f":"'EnPI Table'!BL124","v":0},{"$f":"'EnPI Table'!BM124","v":0},{"$f":"'EnPI Table'!BN124","v":0},{"$f":"'EnPI Table'!BO124","v":0},{"$f":"'EnPI Table'!BP124","v":0},{"$f":"'EnPI Table'!BQ124","v":0},{"$f":"'EnPI Table'!BR124","v":0},{"$f":"'EnPI Table'!BS124","v":0},{"$f":"'EnPI Table'!BT124","v":0},null,{"$f":"'EnPI Table'!H124","v":7920},{"$f":"'EnPI Table'!I124","v":0},{"$f":"'EnPI Table'!J124","v":0},{"$f":"'EnPI Table'!K124","v":0},{"$f":"'EnPI Table'!L124","v":0},{"$f":"'EnPI Table'!M124","v":0},{"$f":"'EnPI Table'!N124","v":0},{"$f":"'EnPI Table'!O124","v":0},{"$f":"'EnPI Table'!P124","v":0},{"$f":"'EnPI Table'!Q124","v":0},{"$f":"'EnPI Table'!R124","v":0},{"$f":"'EnPI Table'!S124","v":0},{"$f":"'EnPI Table'!T124","v":0},{"$f":"'EnPI Table'!U124","v":0},{"$f":"'EnPI Table'!V124","v":0},{"$f":"'EnPI Table'!W124","v":0},{"$f":"'EnPI Table'!X124","v":0},{"$f":"'EnPI Table'!Y124","v":0},{"$f":"'EnPI Table'!Z124","v":0},{"$f":"'EnPI Table'!AA124","v":0}]
[{"$f":"'EnPI Table'!A125","v":"2014-08-01"},{"$f":"'EnPI Table'!AF125","v":116},{"$f":"'EnPI Table'!AG125","v":17243.23},{"$f":"'EnPI Table'!AH125","v":90889},{"$f":"'EnPI Table'!AI125","v":10788.72},{"$f":"'EnPI Table'!AJ125","v":809.9},{"$f":"'EnPI Table'!AK125","v":0},{"$f":"'EnPI Table'!AL125","v":0},{"$f":"'EnPI Table'!AM125","v":0},{"$f":"'EnPI Table'!AN125","v":0},{"$f":"'EnPI Table'!AO125","v":0},{"$f":"'EnPI Table'!AP125","v":0},{"$f":"'EnPI Table'!AQ125","v":0},{"$f":"'EnPI Table'!AR125","v":0},{"$f":"'EnPI Table'!AS125","v":0},{"$f":"'EnPI Table'!AT125","v":0},{"$f":"'EnPI Table'!AU125","v":0},{"$f":"'EnPI Table'!AV125","v":0},{"$f":"'EnPI Table'!AW125","v":0},{"$f":"'EnPI Table'!AX125","v":0},{"$f":"'EnPI Table'!AY125","v":0},{"$f":"'EnPI Table'!AZ125","v":0},{"$f":"'EnPI Table'!BA125","v":0},{"$f":"'EnPI Table'!BB125","v":0},{"$f":"'EnPI Table'!BC125","v":0},{"$f":"'EnPI Table'!BD125","v":0},{"$f":"'EnPI Table'!BE125","v":0},{"$f":"'EnPI Table'!BF125","v":0},{"$f":"'EnPI Table'!BG125","v":0},{"$f":"'EnPI Table'!BH125","v":0},{"$f":"'EnPI Table'!BI125","v":0},{"$f":"'EnPI Table'!BJ125","v":0},{"$f":"'EnPI Table'!BK125","v":0},{"$f":"'EnPI Table'!BL125","v":0},{"$f":"'EnPI Table'!BM125","v":0},{"$f":"'EnPI Table'!BN125","v":0},{"$f":"'EnPI Table'!BO125","v":0},{"$f":"'EnPI Table'!BP125","v":0},{"$f":"'EnPI Table'!BQ125","v":0},{"$f":"'EnPI Table'!BR125","v":0},{"$f":"'EnPI Table'!BS125","v":0},{"$f":"'EnPI Table'!BT125","v":0},null,{"$f":"'EnPI Table'!H125","v":19440},{"$f":"'EnPI Table'!I125","v":0},{"$f":"'EnPI Table'!J125","v":0},{"$f":"'EnPI Table'!K125","v":0},{"$f":"'EnPI Table'!L125","v":0},{"$f":"'EnPI Table'!M125","v":0},{"$f":"'EnPI Table'!N125","v":0},{"$f":"'EnPI Table'!O125","v":0},{"$f":"'EnPI Table'!P125","v":0},{"$f":"'EnPI Table'!Q125","v":0},{"$f":"'EnPI Table'!R125","v":0},{"$f":"'EnPI Table'!S125","v":0},{"$f":"'EnPI Table'!T125","v":0},{"$f":"'EnPI Table'!U125","v":0},{"$f":"'EnPI Table'!V125","v":0},{"$f":"'EnPI Table'!W125","v":0},{"$f":"'EnPI Table'!X125","v":0},{"$f":"'EnPI Table'!Y125","v":0},{"$f":"'EnPI Table'!Z125","v":0},{"$f":"'EnPI Table'!AA125","v":0}]
[{"$f":"'EnPI Table'!A126","v":"2014-09-01"},{"$f":"'EnPI Table'!AF126","v":117},{"$f":"'EnPI Table'!AG126","v":17742.78},{"$f":"'EnPI Table'!AH126","v":100400},{"$f":"'EnPI Table'!AI126","v":18571.240000000002},{"$f":"'EnPI Table'!AJ126","v":1284.0999999999999},{"$f":"'EnPI Table'!AK126","v":0},{"$f":"'EnPI Table'!AL126","v":0},{"$f":"'EnPI Table'!AM126","v":0},{"$f":"'EnPI Table'!AN126","v":0},{"$f":"'EnPI Table'!AO126","v":0},{"$f":"'EnPI Table'!AP126","v":0},{"$f":"'EnPI Table'!AQ126","v":0},{"$f":"'EnPI Table'!AR126","v":0},{"$f":"'EnPI Table'!AS126","v":0},{"$f":"'EnPI Table'!AT126","v":0},{"$f":"'EnPI Table'!AU126","v":0},{"$f":"'EnPI Table'!AV126","v":0},{"$f":"'EnPI Table'!AW126","v":0},{"$f":"'EnPI Table'!AX126","v":0},{"$f":"'EnPI Table'!AY126","v":0},{"$f":"'EnPI Table'!AZ126","v":0},{"$f":"'EnPI Table'!BA126","v":0},{"$f":"'EnPI Table'!BB126","v":0},{"$f":"'EnPI Table'!BC126","v":0},{"$f":"'EnPI Table'!BD126","v":0},{"$f":"'EnPI Table'!BE126","v":0},{"$f":"'EnPI Table'!BF126","v":0},{"$f":"'EnPI Table'!BG126","v":0},{"$f":"'EnPI Table'!BH126","v":0},{"$f":"'EnPI Table'!BI126","v":0},{"$f":"'EnPI Table'!BJ126","v":0},{"$f":"'EnPI Table'!BK126","v":0},{"$f":"'EnPI Table'!BL126","v":0},{"$f":"'EnPI Table'!BM126","v":0},{"$f":"'EnPI Table'!BN126","v":0},{"$f":"'EnPI Table'!BO126","v":0},{"$f":"'EnPI Table'!BP126","v":0},{"$f":"'EnPI Table'!BQ126","v":0},{"$f":"'EnPI Table'!BR126","v":0},{"$f":"'EnPI Table'!BS126","v":0},{"$f":"'EnPI Table'!BT126","v":0},null,{"$f":"'EnPI Table'!H126","v":25200},{"$f":"'EnPI Table'!I126","v":0},{"$f":"'EnPI Table'!J126","v":0},{"$f":"'EnPI Table'!K126","v":0},{"$f":"'EnPI Table'!L126","v":0},{"$f":"'EnPI Table'!M126","v":0},{"$f":"'EnPI Table'!N126","v":0},{"$f":"'EnPI Table'!O126","v":0},{"$f":"'EnPI Table'!P126","v":0},{"$f":"'EnPI Table'!Q126","v":0},{"$f":"'EnPI Table'!R126","v":0},{"$f":"'EnPI Table'!S126","v":0},{"$f":"'EnPI Table'!T126","v":0},{"$f":"'EnPI Table'!U126","v":0},{"$f":"'EnPI Table'!V126","v":0},{"$f":"'EnPI Table'!W126","v":0},{"$f":"'EnPI Table'!X126","v":0},{"$f":"'EnPI Table'!Y126","v":0},{"$f":"'EnPI Table'!Z126","v":0},{"$f":"'EnPI Table'!AA126","v":0}]
[{"$f":"'EnPI Table'!A127","v":"2014-10-01"},{"$f":"'EnPI Table'!AF127","v":118},{"$f":"'EnPI Table'!AG127","v":21551.040000000001},{"$f":"'EnPI Table'!AH127","v":121824},{"$f":"'EnPI Table'!AI127","v":22473.31},{"$f":"'EnPI Table'!AJ127","v":2312.6999999999998},{"$f":"'EnPI Table'!AK127","v":0},{"$f":"'EnPI Table'!AL127","v":0},{"$f":"'EnPI Table'!AM127","v":0},{"$f":"'EnPI Table'!AN127","v":0},{"$f":"'EnPI Table'!AO127","v":0},{"$f":"'EnPI Table'!AP127","v":0},{"$f":"'EnPI Table'!AQ127","v":0},{"$f":"'EnPI Table'!AR127","v":0},{"$f":"'EnPI Table'!AS127","v":0},{"$f":"'EnPI Table'!AT127","v":0},{"$f":"'EnPI Table'!AU127","v":0},{"$f":"'EnPI Table'!AV127","v":0},{"$f":"'EnPI Table'!AW127","v":0},{"$f":"'EnPI Table'!AX127","v":0},{"$f":"'EnPI Table'!AY127","v":0},{"$f":"'EnPI Table'!AZ127","v":0},{"$f":"'EnPI Table'!BA127","v":0},{"$f":"'EnPI Table'!BB127","v":0},{"$f":"'EnPI Table'!BC127","v":0},{"$f":"'EnPI Table'!BD127","v":0},{"$f":"'EnPI Table'!BE127","v":0},{"$f":"'EnPI Table'!BF127","v":0},{"$f":"'EnPI Table'!BG127","v":0},{"$f":"'EnPI Table'!BH127","v":0},{"$f":"'EnPI Table'!BI127","v":0},{"$f":"'EnPI Table'!BJ127","v":0},{"$f":"'EnPI Table'!BK127","v":0},{"$f":"'EnPI Table'!BL127","v":0},{"$f":"'EnPI Table'!BM127","v":0},{"$f":"'EnPI Table'!BN127","v":0},{"$f":"'EnPI Table'!BO127","v":0},{"$f":"'EnPI Table'!BP127","v":0},{"$f":"'EnPI Table'!BQ127","v":0},{"$f":"'EnPI Table'!BR127","v":0},{"$f":"'EnPI Table'!BS127","v":0},{"$f":"'EnPI Table'!BT127","v":0},null,{"$f":"'EnPI Table'!H127","v":29520},{"$f":"'EnPI Table'!I127","v":0},{"$f":"'EnPI Table'!J127","v":0},{"$f":"'EnPI Table'!K127","v":0},{"$f":"'EnPI Table'!L127","v":0},{"$f":"'EnPI Table'!M127","v":0},{"$f":"'EnPI Table'!N127","v":0},{"$f":"'EnPI Table'!O127","v":0},{"$f":"'EnPI Table'!P127","v":0},{"$f":"'EnPI Table'!Q127","v":0},{"$f":"'EnPI Table'!R127","v":0},{"$f":"'EnPI Table'!S127","v":0},{"$f":"'EnPI Table'!T127","v":0},{"$f":"'EnPI Table'!U127","v":0},{"$f":"'EnPI Table'!V127","v":0},{"$f":"'EnPI Table'!W127","v":0},{"$f":"'EnPI Table'!X127","v":0},{"$f":"'EnPI Table'!Y127","v":0},{"$f":"'EnPI Table'!Z127","v":0},{"$f":"'EnPI Table'!AA127","v":0}]
[{"$f":"'EnPI Table'!A128","v":"2014-11-01"},{"$f":"'EnPI Table'!AF128","v":119},{"$f":"'EnPI Table'!AG128","v":16666.560000000001},{"$f":"'EnPI Table'!AH128","v":93394},{"$f":"'EnPI Table'!AI128","v":20868.12},{"$f":"'EnPI Table'!AJ128","v":1577.2},{"$f":"'EnPI Table'!AK128","v":0},{"$f":"'EnPI Table'!AL128","v":0},{"$f":"'EnPI Table'!AM128","v":0},{"$f":"'EnPI Table'!AN128","v":0},{"$f":"'EnPI Table'!AO128","v":0},{"$f":"'EnPI Table'!AP128","v":0},{"$f":"'EnPI Table'!AQ128","v":0},{"$f":"'EnPI Table'!AR128","v":0},{"$f":"'EnPI Table'!AS128","v":0},{"$f":"'EnPI Table'!AT128","v":0},{"$f":"'EnPI Table'!AU128","v":0},{"$f":"'EnPI Table'!AV128","v":0},{"$f":"'EnPI Table'!AW128","v":0},{"$f":"'EnPI Table'!AX128","v":0},{"$f":"'EnPI Table'!AY128","v":0},{"$f":"'EnPI Table'!AZ128","v":0},{"$f":"'EnPI Table'!BA128","v":0},{"$f":"'EnPI Table'!BB128","v":0},{"$f":"'EnPI Table'!BC128","v":0},{"$f":"'EnPI Table'!BD128","v":0},{"$f":"'EnPI Table'!BE128","v":0},{"$f":"'EnPI Table'!BF128","v":0},{"$f":"'EnPI Table'!BG128","v":0},{"$f":"'EnPI Table'!BH128","v":0},{"$f":"'EnPI Table'!BI128","v":0},{"$f":"'EnPI Table'!BJ128","v":0},{"$f":"'EnPI Table'!BK128","v":0},{"$f":"'EnPI Table'!BL128","v":0},{"$f":"'EnPI Table'!BM128","v":0},{"$f":"'EnPI Table'!BN128","v":0},{"$f":"'EnPI Table'!BO128","v":0},{"$f":"'EnPI Table'!BP128","v":0},{"$f":"'EnPI Table'!BQ128","v":0},{"$f":"'EnPI Table'!BR128","v":0},{"$f":"'EnPI Table'!BS128","v":0},{"$f":"'EnPI Table'!BT128","v":0},null,{"$f":"'EnPI Table'!H128","v":29520},{"$f":"'EnPI Table'!I128","v":0},{"$f":"'EnPI Table'!J128","v":0},{"$f":"'EnPI Table'!K128","v":0},{"$f":"'EnPI Table'!L128","v":0},{"$f":"'EnPI Table'!M128","v":0},{"$f":"'EnPI Table'!N128","v":0},{"$f":"'EnPI Table'!O128","v":0},{"$f":"'EnPI Table'!P128","v":0},{"$f":"'EnPI Table'!Q128","v":0},{"$f":"'EnPI Table'!R128","v":0},{"$f":"'EnPI Table'!S128","v":0},{"$f":"'EnPI Table'!T128","v":0},{"$f":"'EnPI Table'!U128","v":0},{"$f":"'EnPI Table'!V128","v":0},{"$f":"'EnPI Table'!W128","v":0},{"$f":"'EnPI Table'!X128","v":0},{"$f":"'EnPI Table'!Y128","v":0},{"$f":"'EnPI Table'!Z128","v":0},{"$f":"'EnPI Table'!AA128","v":0}]
[{"$f":"'EnPI Table'!A129","v":"2014-12-01"},{"$f":"'EnPI Table'!AF129","v":120},{"$f":"'EnPI Table'!AG129","v":17028},{"$f":"'EnPI Table'!AH129","v":88896},{"$f":"'EnPI Table'!AI129","v":16513.400000000001},{"$f":"'EnPI Table'!AJ129","v":1121.9000000000001},{"$f":"'EnPI Table'!AK129","v":0},{"$f":"'EnPI Table'!AL129","v":0},{"$f":"'EnPI Table'!AM129","v":0},{"$f":"'EnPI Table'!AN129","v":0},{"$f":"'EnPI Table'!AO129","v":0},{"$f":"'EnPI Table'!AP129","v":0},{"$f":"'EnPI Table'!AQ129","v":0},{"$f":"'EnPI Table'!AR129","v":0},{"$f":"'EnPI Table'!AS129","v":0},{"$f":"'EnPI Table'!AT129","v":0},{"$f":"'EnPI Table'!AU129","v":0},{"$f":"'EnPI Table'!AV129","v":0},{"$f":"'EnPI Table'!AW129","v":0},{"$f":"'EnPI Table'!AX129","v":0},{"$f":"'EnPI Table'!AY129","v":0},{"$f":"'EnPI Table'!AZ129","v":0},{"$f":"'EnPI Table'!BA129","v":0},{"$f":"'EnPI Table'!BB129","v":0},{"$f":"'EnPI Table'!BC129","v":0},{"$f":"'EnPI Table'!BD129","v":0},{"$f":"'EnPI Table'!BE129","v":0},{"$f":"'EnPI Table'!BF129","v":0},{"$f":"'EnPI Table'!BG129","v":0},{"$f":"'EnPI Table'!BH129","v":0},{"$f":"'EnPI Table'!BI129","v":0},{"$f":"'EnPI Table'!BJ129","v":0},{"$f":"'EnPI Table'!BK129","v":0},{"$f":"'EnPI Table'!BL129","v":0},{"$f":"'EnPI Table'!BM129","v":0},{"$f":"'EnPI Table'!BN129","v":0},{"$f":"'EnPI Table'!BO129","v":0},{"$f":"'EnPI Table'!BP129","v":0},{"$f":"'EnPI Table'!BQ129","v":0},{"$f":"'EnPI Table'!BR129","v":0},{"$f":"'EnPI Table'!BS129","v":0},{"$f":"'EnPI Table'!BT129","v":0},null,{"$f":"'EnPI Table'!H129","v":21600},{"$f":"'EnPI Table'!I129","v":0},{"$f":"'EnPI Table'!J129","v":0},{"$f":"'EnPI Table'!K129","v":0},{"$f":"'EnPI Table'!L129","v":0},{"$f":"'EnPI Table'!M129","v":0},{"$f":"'EnPI Table'!N129","v":0},{"$f":"'EnPI Table'!O129","v":0},{"$f":"'EnPI Table'!P129","v":0},{"$f":"'EnPI Table'!Q129","v":0},{"$f":"'EnPI Table'!R129","v":0},{"$f":"'EnPI Table'!S129","v":0},{"$f":"'EnPI Table'!T129","v":0},{"$f":"'EnPI Table'!U129","v":0},{"$f":"'EnPI Table'!V129","v":0},{"$f":"'EnPI Table'!W129","v":0},{"$f":"'EnPI Table'!X129","v":0},{"$f":"'EnPI Table'!Y129","v":0},{"$f":"'EnPI Table'!Z129","v":0},{"$f":"'EnPI Table'!AA129","v":0}]
[{"$f":"'EnPI Table'!A130","v":"2015-01-01"},{"$f":"'EnPI Table'!AF130","v":121},{"$f":"'EnPI Table'!AG130","v":18799.57},{"$f":"'EnPI Table'!AH130","v":109282},{"$f":"'EnPI Table'!AI130","v":9718.14},{"$f":"'EnPI Table'!AJ130","v":953.5},{"$f":"'EnPI Table'!AK130","v":0},{"$f":"'EnPI Table'!AL130","v":0},{"$f":"'EnPI Table'!AM130","v":0},{"$f":"'EnPI Table'!AN130","v":0},{"$f":"'EnPI Table'!AO130","v":0},{"$f":"'EnPI Table'!AP130","v":0},{"$f":"'EnPI Table'!AQ130","v":0},{"$f":"'EnPI Table'!AR130","v":0},{"$f":"'EnPI Table'!AS130","v":0},{"$f":"'EnPI Table'!AT130","v":0},{"$f":"'EnPI Table'!AU130","v":0},{"$f":"'EnPI Table'!AV130","v":0},{"$f":"'EnPI Table'!AW130","v":0},{"$f":"'EnPI Table'!AX130","v":0},{"$f":"'EnPI Table'!AY130","v":0},{"$f":"'EnPI Table'!AZ130","v":0},{"$f":"'EnPI Table'!BA130","v":0},{"$f":"'EnPI Table'!BB130","v":0},{"$f":"'EnPI Table'!BC130","v":0},{"$f":"'EnPI Table'!BD130","v":0},{"$f":"'EnPI Table'!BE130","v":0},{"$f":"'EnPI Table'!BF130","v":0},{"$f":"'EnPI Table'!BG130","v":0},{"$f":"'EnPI Table'!BH130","v":0},{"$f":"'EnPI Table'!BI130","v":0},{"$f":"'EnPI Table'!BJ130","v":0},{"$f":"'EnPI Table'!BK130","v":0},{"$f":"'EnPI Table'!BL130","v":0},{"$f":"'EnPI Table'!BM130","v":0},{"$f":"'EnPI Table'!BN130","v":0},{"$f":"'EnPI Table'!BO130","v":0},{"$f":"'EnPI Table'!BP130","v":0},{"$f":"'EnPI Table'!BQ130","v":0},{"$f":"'EnPI Table'!BR130","v":0},{"$f":"'EnPI Table'!BS130","v":0},{"$f":"'EnPI Table'!BT130","v":0},null,{"$f":"'EnPI Table'!H130","v":10800},{"$f":"'EnPI Table'!I130","v":0},{"$f":"'EnPI Table'!J130","v":0},{"$f":"'EnPI Table'!K130","v":0},{"$f":"'EnPI Table'!L130","v":0},{"$f":"'EnPI Table'!M130","v":0},{"$f":"'EnPI Table'!N130","v":0},{"$f":"'EnPI Table'!O130","v":0},{"$f":"'EnPI Table'!P130","v":0},{"$f":"'EnPI Table'!Q130","v":0},{"$f":"'EnPI Table'!R130","v":0},{"$f":"'EnPI Table'!S130","v":0},{"$f":"'EnPI Table'!T130","v":0},{"$f":"'EnPI Table'!U130","v":0},{"$f":"'EnPI Table'!V130","v":0},{"$f":"'EnPI Table'!W130","v":0},{"$f":"'EnPI Table'!X130","v":0},{"$f":"'EnPI Table'!Y130","v":0},{"$f":"'EnPI Table'!Z130","v":0},{"$f":"'EnPI Table'!AA130","v":0}]
[{"$f":"'EnPI Table'!A131","v":"2015-02-01"},{"$f":"'EnPI Table'!AF131","v":122},{"$f":"'EnPI Table'!AG131","v":17111.78},{"$f":"'EnPI Table'!AH131","v":98838},{"$f":"'EnPI Table'!AI131","v":2280.94},{"$f":"'EnPI Table'!AJ131","v":268.3},{"$f":"'EnPI Table'!AK131","v":0},{"$f":"'EnPI Table'!AL131","v":0},{"$f":"'EnPI Table'!AM131","v":0},{"$f":"'EnPI Table'!AN131","v":0},{"$f":"'EnPI Table'!AO131","v":0},{"$f":"'EnPI Table'!AP131","v":0},{"$f":"'EnPI Table'!AQ131","v":0},{"$f":"'EnPI Table'!AR131","v":0},{"$f":"'EnPI Table'!AS131","v":0},{"$f":"'EnPI Table'!AT131","v":0},{"$f":"'EnPI Table'!AU131","v":0},{"$f":"'EnPI Table'!AV131","v":0},{"$f":"'EnPI Table'!AW131","v":0},{"$f":"'EnPI Table'!AX131","v":0},{"$f":"'EnPI Table'!AY131","v":0},{"$f":"'EnPI Table'!AZ131","v":0},{"$f":"'EnPI Table'!BA131","v":0},{"$f":"'EnPI Table'!BB131","v":0},{"$f":"'EnPI Table'!BC131","v":0},{"$f":"'EnPI Table'!BD131","v":0},{"$f":"'EnPI Table'!BE131","v":0},{"$f":"'EnPI Table'!BF131","v":0},{"$f":"'EnPI Table'!BG131","v":0},{"$f":"'EnPI Table'!BH131","v":0},{"$f":"'EnPI Table'!BI131","v":0},{"$f":"'EnPI Table'!BJ131","v":0},{"$f":"'EnPI Table'!BK131","v":0},{"$f":"'EnPI Table'!BL131","v":0},{"$f":"'EnPI Table'!BM131","v":0},{"$f":"'EnPI Table'!BN131","v":0},{"$f":"'EnPI Table'!BO131","v":0},{"$f":"'EnPI Table'!BP131","v":0},{"$f":"'EnPI Table'!BQ131","v":0},{"$f":"'EnPI Table'!BR131","v":0},{"$f":"'EnPI Table'!BS131","v":0},{"$f":"'EnPI Table'!BT131","v":0},null,{"$f":"'EnPI Table'!H131","v":2880},{"$f":"'EnPI Table'!I131","v":0},{"$f":"'EnPI Table'!J131","v":0},{"$f":"'EnPI Table'!K131","v":0},{"$f":"'EnPI Table'!L131","v":0},{"$f":"'EnPI Table'!M131","v":0},{"$f":"'EnPI Table'!N131","v":0},{"$f":"'EnPI Table'!O131","v":0},{"$f":"'EnPI Table'!P131","v":0},{"$f":"'EnPI Table'!Q131","v":0},{"$f":"'EnPI Table'!R131","v":0},{"$f":"'EnPI Table'!S131","v":0},{"$f":"'EnPI Table'!T131","v":0},{"$f":"'EnPI Table'!U131","v":0},{"$f":"'EnPI Table'!V131","v":0},{"$f":"'EnPI Table'!W131","v":0},{"$f":"'EnPI Table'!X131","v":0},{"$f":"'EnPI Table'!Y131","v":0},{"$f":"'EnPI Table'!Z131","v":0},{"$f":"'EnPI Table'!AA131","v":0}]
[{"$f":"'EnPI Table'!A132","v":"2015-03-01"},{"$f":"'EnPI Table'!AF132","v":123},{"$f":"'EnPI Table'!AG132","v":23615.84},{"$f":"'EnPI Table'!AH132","v":123900},{"$f":"'EnPI Table'!AI132","v":1595.15},{"$f":"'EnPI Table'!AJ132","v":204.4},{"$f":"'EnPI Table'!AK132","v":0},{"$f":"'EnPI Table'!AL132","v":0},{"$f":"'EnPI Table'!AM132","v":0},{"$f":"'EnPI Table'!AN132","v":0},{"$f":"'EnPI Table'!AO132","v":0},{"$f":"'EnPI Table'!AP132","v":0},{"$f":"'EnPI Table'!AQ132","v":0},{"$f":"'EnPI Table'!AR132","v":0},{"$f":"'EnPI Table'!AS132","v":0},{"$f":"'EnPI Table'!AT132","v":0},{"$f":"'EnPI Table'!AU132","v":0},{"$f":"'EnPI Table'!AV132","v":0},{"$f":"'EnPI Table'!AW132","v":0},{"$f":"'EnPI Table'!AX132","v":0},{"$f":"'EnPI Table'!AY132","v":0},{"$f":"'EnPI Table'!AZ132","v":0},{"$f":"'EnPI Table'!BA132","v":0},{"$f":"'EnPI Table'!BB132","v":0},{"$f":"'EnPI Table'!BC132","v":0},{"$f":"'EnPI Table'!BD132","v":0},{"$f":"'EnPI Table'!BE132","v":0},{"$f":"'EnPI Table'!BF132","v":0},{"$f":"'EnPI Table'!BG132","v":0},{"$f":"'EnPI Table'!BH132","v":0},{"$f":"'EnPI Table'!BI132","v":0},{"$f":"'EnPI Table'!BJ132","v":0},{"$f":"'EnPI Table'!BK132","v":0},{"$f":"'EnPI Table'!BL132","v":0},{"$f":"'EnPI Table'!BM132","v":0},{"$f":"'EnPI Table'!BN132","v":0},{"$f":"'EnPI Table'!BO132","v":0},{"$f":"'EnPI Table'!BP132","v":0},{"$f":"'EnPI Table'!BQ132","v":0},{"$f":"'EnPI Table'!BR132","v":0},{"$f":"'EnPI Table'!BS132","v":0},{"$f":"'EnPI Table'!BT132","v":0},null,{"$f":"'EnPI Table'!H132","v":0},{"$f":"'EnPI Table'!I132","v":0},{"$f":"'EnPI Table'!J132","v":0},{"$f":"'EnPI Table'!K132","v":0},{"$f":"'EnPI Table'!L132","v":0},{"$f":"'EnPI Table'!M132","v":0},{"$f":"'EnPI Table'!N132","v":0},{"$f":"'EnPI Table'!O132","v":0},{"$f":"'EnPI Table'!P132","v":0},{"$f":"'EnPI Table'!Q132","v":0},{"$f":"'EnPI Table'!R132","v":0},{"$f":"'EnPI Table'!S132","v":0},{"$f":"'EnPI Table'!T132","v":0},{"$f":"'EnPI Table'!U132","v":0},{"$f":"'EnPI Table'!V132","v":0},{"$f":"'EnPI Table'!W132","v":0},{"$f":"'EnPI Table'!X132","v":0},{"$f":"'EnPI Table'!Y132","v":0},{"$f":"'EnPI Table'!Z132","v":0},{"$f":"'EnPI Table'!AA132","v":0}]
[{"$f":"'EnPI Table'!A133","v":"2015-04-01"},{"$f":"'EnPI Table'!AF133","v":124},{"$f":"'EnPI Table'!AG133","v":28495.46},{"$f":"'EnPI Table'!AH133","v":144960},{"$f":"'EnPI Table'!AI133","v":1538.21},{"$f":"'EnPI Table'!AJ133","v":191.5},{"$f":"'EnPI Table'!AK133","v":0},{"$f":"'EnPI Table'!AL133","v":0},{"$f":"'EnPI Table'!AM133","v":0},{"$f":"'EnPI Table'!AN133","v":0},{"$f":"'EnPI Table'!AO133","v":0},{"$f":"'EnPI Table'!AP133","v":0},{"$f":"'EnPI Table'!AQ133","v":0},{"$f":"'EnPI Table'!AR133","v":0},{"$f":"'EnPI Table'!AS133","v":0},{"$f":"'EnPI Table'!AT133","v":0},{"$f":"'EnPI Table'!AU133","v":0},{"$f":"'EnPI Table'!AV133","v":0},{"$f":"'EnPI Table'!AW133","v":0},{"$f":"'EnPI Table'!AX133","v":0},{"$f":"'EnPI Table'!AY133","v":0},{"$f":"'EnPI Table'!AZ133","v":0},{"$f":"'EnPI Table'!BA133","v":0},{"$f":"'EnPI Table'!BB133","v":0},{"$f":"'EnPI Table'!BC133","v":0},{"$f":"'EnPI Table'!BD133","v":0},{"$f":"'EnPI Table'!BE133","v":0},{"$f":"'EnPI Table'!BF133","v":0},{"$f":"'EnPI Table'!BG133","v":0},{"$f":"'EnPI Table'!BH133","v":0},{"$f":"'EnPI Table'!BI133","v":0},{"$f":"'EnPI Table'!BJ133","v":0},{"$f":"'EnPI Table'!BK133","v":0},{"$f":"'EnPI Table'!BL133","v":0},{"$f":"'EnPI Table'!BM133","v":0},{"$f":"'EnPI Table'!BN133","v":0},{"$f":"'EnPI Table'!BO133","v":0},{"$f":"'EnPI Table'!BP133","v":0},{"$f":"'EnPI Table'!BQ133","v":0},{"$f":"'EnPI Table'!BR133","v":0},{"$f":"'EnPI Table'!BS133","v":0},{"$f":"'EnPI Table'!BT133","v":0},null,{"$f":"'EnPI Table'!H133","v":0},{"$f":"'EnPI Table'!I133","v":0},{"$f":"'EnPI Table'!J133","v":0},{"$f":"'EnPI Table'!K133","v":0},{"$f":"'EnPI Table'!L133","v":0},{"$f":"'EnPI Table'!M133","v":0},{"$f":"'EnPI Table'!N133","v":0},{"$f":"'EnPI Table'!O133","v":0},{"$f":"'EnPI Table'!P133","v":0},{"$f":"'EnPI Table'!Q133","v":0},{"$f":"'EnPI Table'!R133","v":0},{"$f":"'EnPI Table'!S133","v":0},{"$f":"'EnPI Table'!T133","v":0},{"$f":"'EnPI Table'!U133","v":0},{"$f":"'EnPI Table'!V133","v":0},{"$f":"'EnPI Table'!W133","v":0},{"$f":"'EnPI Table'!X133","v":0},{"$f":"'EnPI Table'!Y133","v":0},{"$f":"'EnPI Table'!Z133","v":0},{"$f":"'EnPI Table'!AA133","v":0}]
[{"$f":"'EnPI Table'!A134","v":"2015-05-01"},{"$f":"'EnPI Table'!AF134","v":125},{"$f":"'EnPI Table'!AG134","v":24430.42},{"$f":"'EnPI Table'!AH134","v":128352},{"$f":"'EnPI Table'!AI134","v":1296.0899999999999},{"$f":"'EnPI Table'!AJ134","v":173.8},{"$f":"'EnPI Table'!AK134","v":0},{"$f":"'EnPI Table'!AL134","v":0},{"$f":"'EnPI Table'!AM134","v":0},{"$f":"'EnPI Table'!AN134","v":0},{"$f":"'EnPI Table'!AO134","v":0},{"$f":"'EnPI Table'!AP134","v":0},{"$f":"'EnPI Table'!AQ134","v":0},{"$f":"'EnPI Table'!AR134","v":0},{"$f":"'EnPI Table'!AS134","v":0},{"$f":"'EnPI Table'!AT134","v":0},{"$f":"'EnPI Table'!AU134","v":0},{"$f":"'EnPI Table'!AV134","v":0},{"$f":"'EnPI Table'!AW134","v":0},{"$f":"'EnPI Table'!AX134","v":0},{"$f":"'EnPI Table'!AY134","v":0},{"$f":"'EnPI Table'!AZ134","v":0},{"$f":"'EnPI Table'!BA134","v":0},{"$f":"'EnPI Table'!BB134","v":0},{"$f":"'EnPI Table'!BC134","v":0},{"$f":"'EnPI Table'!BD134","v":0},{"$f":"'EnPI Table'!BE134","v":0},{"$f":"'EnPI Table'!BF134","v":0},{"$f":"'EnPI Table'!BG134","v":0},{"$f":"'EnPI Table'!BH134","v":0},{"$f":"'EnPI Table'!BI134","v":0},{"$f":"'EnPI Table'!BJ134","v":0},{"$f":"'EnPI Table'!BK134","v":0},{"$f":"'EnPI Table'!BL134","v":0},{"$f":"'EnPI Table'!BM134","v":0},{"$f":"'EnPI Table'!BN134","v":0},{"$f":"'EnPI Table'!BO134","v":0},{"$f":"'EnPI Table'!BP134","v":0},{"$f":"'EnPI Table'!BQ134","v":0},{"$f":"'EnPI Table'!BR134","v":0},{"$f":"'EnPI Table'!BS134","v":0},{"$f":"'EnPI Table'!BT134","v":0},null,{"$f":"'EnPI Table'!H134","v":0},{"$f":"'EnPI Table'!I134","v":0},{"$f":"'EnPI Table'!J134","v":0},{"$f":"'EnPI Table'!K134","v":0},{"$f":"'EnPI Table'!L134","v":0},{"$f":"'EnPI Table'!M134","v":0},{"$f":"'EnPI Table'!N134","v":0},{"$f":"'EnPI Table'!O134","v":0},{"$f":"'EnPI Table'!P134","v":0},{"$f":"'EnPI Table'!Q134","v":0},{"$f":"'EnPI Table'!R134","v":0},{"$f":"'EnPI Table'!S134","v":0},{"$f":"'EnPI Table'!T134","v":0},{"$f":"'EnPI Table'!U134","v":0},{"$f":"'EnPI Table'!V134","v":0},{"$f":"'EnPI Table'!W134","v":0},{"$f":"'EnPI Table'!X134","v":0},{"$f":"'EnPI Table'!Y134","v":0},{"$f":"'EnPI Table'!Z134","v":0},{"$f":"'EnPI Table'!AA134","v":0}]
[{"$f":"'EnPI Table'!A135","v":"2015-06-01"},{"$f":"'EnPI Table'!AF135","v":126},{"$f":"'EnPI Table'!AG135","v":19004.75},{"$f":"'EnPI Table'!AH135","v":104215},{"$f":"'EnPI Table'!AI135","v":1314.72},{"$f":"'EnPI Table'!AJ135","v":173.3},{"$f":"'EnPI Table'!AK135","v":0},{"$f":"'EnPI Table'!AL135","v":0},{"$f":"'EnPI Table'!AM135","v":0},{"$f":"'EnPI Table'!AN135","v":0},{"$f":"'EnPI Table'!AO135","v":0},{"$f":"'EnPI Table'!AP135","v":0},{"$f":"'EnPI Table'!AQ135","v":0},{"$f":"'EnPI Table'!AR135","v":0},{"$f":"'EnPI Table'!AS135","v":0},{"$f":"'EnPI Table'!AT135","v":0},{"$f":"'EnPI Table'!AU135","v":0},{"$f":"'EnPI Table'!AV135","v":0},{"$f":"'EnPI Table'!AW135","v":0},{"$f":"'EnPI Table'!AX135","v":0},{"$f":"'EnPI Table'!AY135","v":0},{"$f":"'EnPI Table'!AZ135","v":0},{"$f":"'EnPI Table'!BA135","v":0},{"$f":"'EnPI Table'!BB135","v":0},{"$f":"'EnPI Table'!BC135","v":0},{"$f":"'EnPI Table'!BD135","v":0},{"$f":"'EnPI Table'!BE135","v":0},{"$f":"'EnPI Table'!BF135","v":0},{"$f":"'EnPI Table'!BG135","v":0},{"$f":"'EnPI Table'!BH135","v":0},{"$f":"'EnPI Table'!BI135","v":0},{"$f":"'EnPI Table'!BJ135","v":0},{"$f":"'EnPI Table'!BK135","v":0},{"$f":"'EnPI Table'!BL135","v":0},{"$f":"'EnPI Table'!BM135","v":0},{"$f":"'EnPI Table'!BN135","v":0},{"$f":"'EnPI Table'!BO135","v":0},{"$f":"'EnPI Table'!BP135","v":0},{"$f":"'EnPI Table'!BQ135","v":0},{"$f":"'EnPI Table'!BR135","v":0},{"$f":"'EnPI Table'!BS135","v":0},{"$f":"'EnPI Table'!BT135","v":0},null,{"$f":"'EnPI Table'!H135","v":720},{"$f":"'EnPI Table'!I135","v":0},{"$f":"'EnPI Table'!J135","v":0},{"$f":"'EnPI Table'!K135","v":0},{"$f":"'EnPI Table'!L135","v":0},{"$f":"'EnPI Table'!M135","v":0},{"$f":"'EnPI Table'!N135","v":0},{"$f":"'EnPI Table'!O135","v":0},{"$f":"'EnPI Table'!P135","v":0},{"$f":"'EnPI Table'!Q135","v":0},{"$f":"'EnPI Table'!R135","v":0},{"$f":"'EnPI Table'!S135","v":0},{"$f":"'EnPI Table'!T135","v":0},{"$f":"'EnPI Table'!U135","v":0},{"$f":"'EnPI Table'!V135","v":0},{"$f":"'EnPI Table'!W135","v":0},{"$f":"'EnPI Table'!X135","v":0},{"$f":"'EnPI Table'!Y135","v":0},{"$f":"'EnPI Table'!Z135","v":0},{"$f":"'EnPI Table'!AA135","v":0}]
[{"$f":"'EnPI Table'!A136","v":"2015-07-01"},{"$f":"'EnPI Table'!AF136","v":127},{"$f":"'EnPI Table'!AG136","v":14554.98},{"$f":"'EnPI Table'!AH136","v":83224},{"$f":"'EnPI Table'!AI136","v":3549.5},{"$f":"'EnPI Table'!AJ136","v":342.5},{"$f":"'EnPI Table'!AK136","v":0},{"$f":"'EnPI Table'!AL136","v":0},{"$f":"'EnPI Table'!AM136","v":0},{"$f":"'EnPI Table'!AN136","v":0},{"$f":"'EnPI Table'!AO136","v":0},{"$f":"'EnPI Table'!AP136","v":0},{"$f":"'EnPI Table'!AQ136","v":0},{"$f":"'EnPI Table'!AR136","v":0},{"$f":"'EnPI Table'!AS136","v":0},{"$f":"'EnPI Table'!AT136","v":0},{"$f":"'EnPI Table'!AU136","v":0},{"$f":"'EnPI Table'!AV136","v":0},{"$f":"'EnPI Table'!AW136","v":0},{"$f":"'EnPI Table'!AX136","v":0},{"$f":"'EnPI Table'!AY136","v":0},{"$f":"'EnPI Table'!AZ136","v":0},{"$f":"'EnPI Table'!BA136","v":0},{"$f":"'EnPI Table'!BB136","v":0},{"$f":"'EnPI Table'!BC136","v":0},{"$f":"'EnPI Table'!BD136","v":0},{"$f":"'EnPI Table'!BE136","v":0},{"$f":"'EnPI Table'!BF136","v":0},{"$f":"'EnPI Table'!BG136","v":0},{"$f":"'EnPI Table'!BH136","v":0},{"$f":"'EnPI Table'!BI136","v":0},{"$f":"'EnPI Table'!BJ136","v":0},{"$f":"'EnPI Table'!BK136","v":0},{"$f":"'EnPI Table'!BL136","v":0},{"$f":"'EnPI Table'!BM136","v":0},{"$f":"'EnPI Table'!BN136","v":0},{"$f":"'EnPI Table'!BO136","v":0},{"$f":"'EnPI Table'!BP136","v":0},{"$f":"'EnPI Table'!BQ136","v":0},{"$f":"'EnPI Table'!BR136","v":0},{"$f":"'EnPI Table'!BS136","v":0},{"$f":"'EnPI Table'!BT136","v":0},null,{"$f":"'EnPI Table'!H136","v":7920},{"$f":"'EnPI Table'!I136","v":0},{"$f":"'EnPI Table'!J136","v":0},{"$f":"'EnPI Table'!K136","v":0},{"$f":"'EnPI Table'!L136","v":0},{"$f":"'EnPI Table'!M136","v":0},{"$f":"'EnPI Table'!N136","v":0},{"$f":"'EnPI Table'!O136","v":0},{"$f":"'EnPI Table'!P136","v":0},{"$f":"'EnPI Table'!Q136","v":0},{"$f":"'EnPI Table'!R136","v":0},{"$f":"'EnPI Table'!S136","v":0},{"$f":"'EnPI Table'!T136","v":0},{"$f":"'EnPI Table'!U136","v":0},{"$f":"'EnPI Table'!V136","v":0},{"$f":"'EnPI Table'!W136","v":0},{"$f":"'EnPI Table'!X136","v":0},{"$f":"'EnPI Table'!Y136","v":0},{"$f":"'EnPI Table'!Z136","v":0},{"$f":"'EnPI Table'!AA136","v":0}]
[{"$f":"'EnPI Table'!A137","v":"2015-08-01"},{"$f":"'EnPI Table'!AF137","v":128},{"$f":"'EnPI Table'!AG137","v":17746.82},{"$f":"'EnPI Table'!AH137","v":106890},{"$f":"'EnPI Table'!AI137","v":12560.28},{"$f":"'EnPI Table'!AJ137","v":760.6},{"$f":"'EnPI Table'!AK137","v":0},{"$f":"'EnPI Table'!AL137","v":0},{"$f":"'EnPI Table'!AM137","v":0},{"$f":"'EnPI Table'!AN137","v":0},{"$f":"'EnPI Table'!AO137","v":0},{"$f":"'EnPI Table'!AP137","v":0},{"$f":"'EnPI Table'!AQ137","v":0},{"$f":"'EnPI Table'!AR137","v":0},{"$f":"'EnPI Table'!AS137","v":0},{"$f":"'EnPI Table'!AT137","v":0},{"$f":"'EnPI Table'!AU137","v":0},{"$f":"'EnPI Table'!AV137","v":0},{"$f":"'EnPI Table'!AW137","v":0},{"$f":"'EnPI Table'!AX137","v":0},{"$f":"'EnPI Table'!AY137","v":0},{"$f":"'EnPI Table'!AZ137","v":0},{"$f":"'EnPI Table'!BA137","v":0},{"$f":"'EnPI Table'!BB137","v":0},{"$f":"'EnPI Table'!BC137","v":0},{"$f":"'EnPI Table'!BD137","v":0},{"$f":"'EnPI Table'!BE137","v":0},{"$f":"'EnPI Table'!BF137","v":0},{"$f":"'EnPI Table'!BG137","v":0},{"$f":"'EnPI Table'!BH137","v":0},{"$f":"'EnPI Table'!BI137","v":0},{"$f":"'EnPI Table'!BJ137","v":0},{"$f":"'EnPI Table'!BK137","v":0},{"$f":"'EnPI Table'!BL137","v":0},{"$f":"'EnPI Table'!BM137","v":0},{"$f":"'EnPI Table'!BN137","v":0},{"$f":"'EnPI Table'!BO137","v":0},{"$f":"'EnPI Table'!BP137","v":0},{"$f":"'EnPI Table'!BQ137","v":0},{"$f":"'EnPI Table'!BR137","v":0},{"$f":"'EnPI Table'!BS137","v":0},{"$f":"'EnPI Table'!BT137","v":0},null,{"$f":"'EnPI Table'!H137","v":18720},{"$f":"'EnPI Table'!I137","v":0},{"$f":"'EnPI Table'!J137","v":0},{"$f":"'EnPI Table'!K137","v":0},{"$f":"'EnPI Table'!L137","v":0},{"$f":"'EnPI Table'!M137","v":0},{"$f":"'EnPI Table'!N137","v":0},{"$f":"'EnPI Table'!O137","v":0},{"$f":"'EnPI Table'!P137","v":0},{"$f":"'EnPI Table'!Q137","v":0},{"$f":"'EnPI Table'!R137","v":0},{"$f":"'EnPI Table'!S137","v":0},{"$f":"'EnPI Table'!T137","v":0},{"$f":"'EnPI Table'!U137","v":0},{"$f":"'EnPI Table'!V137","v":0},{"$f":"'EnPI Table'!W137","v":0},{"$f":"'EnPI Table'!X137","v":0},{"$f":"'EnPI Table'!Y137","v":0},{"$f":"'EnPI Table'!Z137","v":0},{"$f":"'EnPI Table'!AA137","v":0}]
[{"$f":"'EnPI Table'!A138","v":"2015-09-01"},{"$f":"'EnPI Table'!AF138","v":129},{"$f":"'EnPI Table'!AG138","v":21895.119999999999},{"$f":"'EnPI Table'!AH138","v":119200},{"$f":"'EnPI Table'!AI138","v":15972.56},{"$f":"'EnPI Table'!AJ138","v":942.7},{"$f":"'EnPI Table'!AK138","v":0},{"$f":"'EnPI Table'!AL138","v":0},{"$f":"'EnPI Table'!AM138","v":0},{"$f":"'EnPI Table'!AN138","v":0},{"$f":"'EnPI Table'!AO138","v":0},{"$f":"'EnPI Table'!AP138","v":0},{"$f":"'EnPI Table'!AQ138","v":0},{"$f":"'EnPI Table'!AR138","v":0},{"$f":"'EnPI Table'!AS138","v":0},{"$f":"'EnPI Table'!AT138","v":0},{"$f":"'EnPI Table'!AU138","v":0},{"$f":"'EnPI Table'!AV138","v":0},{"$f":"'EnPI Table'!AW138","v":0},{"$f":"'EnPI Table'!AX138","v":0},{"$f":"'EnPI Table'!AY138","v":0},{"$f":"'EnPI Table'!AZ138","v":0},{"$f":"'EnPI Table'!BA138","v":0},{"$f":"'EnPI Table'!BB138","v":0},{"$f":"'EnPI Table'!BC138","v":0},{"$f":"'EnPI Table'!BD138","v":0},{"$f":"'EnPI Table'!BE138","v":0},{"$f":"'EnPI Table'!BF138","v":0},{"$f":"'EnPI Table'!BG138","v":0},{"$f":"'EnPI Table'!BH138","v":0},{"$f":"'EnPI Table'!BI138","v":0},{"$f":"'EnPI Table'!BJ138","v":0},{"$f":"'EnPI Table'!BK138","v":0},{"$f":"'EnPI Table'!BL138","v":0},{"$f":"'EnPI Table'!BM138","v":0},{"$f":"'EnPI Table'!BN138","v":0},{"$f":"'EnPI Table'!BO138","v":0},{"$f":"'EnPI Table'!BP138","v":0},{"$f":"'EnPI Table'!BQ138","v":0},{"$f":"'EnPI Table'!BR138","v":0},{"$f":"'EnPI Table'!BS138","v":0},{"$f":"'EnPI Table'!BT138","v":0},null,{"$f":"'EnPI Table'!H138","v":22320},{"$f":"'EnPI Table'!I138","v":0},{"$f":"'EnPI Table'!J138","v":0},{"$f":"'EnPI Table'!K138","v":0},{"$f":"'EnPI Table'!L138","v":0},{"$f":"'EnPI Table'!M138","v":0},{"$f":"'EnPI Table'!N138","v":0},{"$f":"'EnPI Table'!O138","v":0},{"$f":"'EnPI Table'!P138","v":0},{"$f":"'EnPI Table'!Q138","v":0},{"$f":"'EnPI Table'!R138","v":0},{"$f":"'EnPI Table'!S138","v":0},{"$f":"'EnPI Table'!T138","v":0},{"$f":"'EnPI Table'!U138","v":0},{"$f":"'EnPI Table'!V138","v":0},{"$f":"'EnPI Table'!W138","v":0},{"$f":"'EnPI Table'!X138","v":0},{"$f":"'EnPI Table'!Y138","v":0},{"$f":"'EnPI Table'!Z138","v":0},{"$f":"'EnPI Table'!AA138","v":0}]
[{"$f":"'EnPI Table'!A139","v":"2015-10-01"},{"$f":"'EnPI Table'!AF139","v":130},{"$f":"'EnPI Table'!AG139","v":15587.6},{"$f":"'EnPI Table'!AH139","v":95445},{"$f":"'EnPI Table'!AI139","v":22091.98},{"$f":"'EnPI Table'!AJ139","v":1277.8},{"$f":"'EnPI Table'!AK139","v":0},{"$f":"'EnPI Table'!AL139","v":0},{"$f":"'EnPI Table'!AM139","v":0},{"$f":"'EnPI Table'!AN139","v":0},{"$f":"'EnPI Table'!AO139","v":0},{"$f":"'EnPI Table'!AP139","v":0},{"$f":"'EnPI Table'!AQ139","v":0},{"$f":"'EnPI Table'!AR139","v":0},{"$f":"'EnPI Table'!AS139","v":0},{"$f":"'EnPI Table'!AT139","v":0},{"$f":"'EnPI Table'!AU139","v":0},{"$f":"'EnPI Table'!AV139","v":0},{"$f":"'EnPI Table'!AW139","v":0},{"$f":"'EnPI Table'!AX139","v":0},{"$f":"'EnPI Table'!AY139","v":0},{"$f":"'EnPI Table'!AZ139","v":0},{"$f":"'EnPI Table'!BA139","v":0},{"$f":"'EnPI Table'!BB139","v":0},{"$f":"'EnPI Table'!BC139","v":0},{"$f":"'EnPI Table'!BD139","v":0},{"$f":"'EnPI Table'!BE139","v":0},{"$f":"'EnPI Table'!BF139","v":0},{"$f":"'EnPI Table'!BG139","v":0},{"$f":"'EnPI Table'!BH139","v":0},{"$f":"'EnPI Table'!BI139","v":0},{"$f":"'EnPI Table'!BJ139","v":0},{"$f":"'EnPI Table'!BK139","v":0},{"$f":"'EnPI Table'!BL139","v":0},{"$f":"'EnPI Table'!BM139","v":0},{"$f":"'EnPI Table'!BN139","v":0},{"$f":"'EnPI Table'!BO139","v":0},{"$f":"'EnPI Table'!BP139","v":0},{"$f":"'EnPI Table'!BQ139","v":0},{"$f":"'EnPI Table'!BR139","v":0},{"$f":"'EnPI Table'!BS139","v":0},{"$f":"'EnPI Table'!BT139","v":0},null,{"$f":"'EnPI Table'!H139","v":30960},{"$f":"'EnPI Table'!I139","v":0},{"$f":"'EnPI Table'!J139","v":0},{"$f":"'EnPI Table'!K139","v":0},{"$f":"'EnPI Table'!L139","v":0},{"$f":"'EnPI Table'!M139","v":0},{"$f":"'EnPI Table'!N139","v":0},{"$f":"'EnPI Table'!O139","v":0},{"$f":"'EnPI Table'!P139","v":0},{"$f":"'EnPI Table'!Q139","v":0},{"$f":"'EnPI Table'!R139","v":0},{"$f":"'EnPI Table'!S139","v":0},{"$f":"'EnPI Table'!T139","v":0},{"$f":"'EnPI Table'!U139","v":0},{"$f":"'EnPI Table'!V139","v":0},{"$f":"'EnPI Table'!W139","v":0},{"$f":"'EnPI Table'!X139","v":0},{"$f":"'EnPI Table'!Y139","v":0},{"$f":"'EnPI Table'!Z139","v":0},{"$f":"'EnPI Table'!AA139","v":0}]
[{"$f":"'EnPI Table'!A140","v":"2015-11-01"},{"$f":"'EnPI Table'!AF140","v":131},{"$f":"'EnPI Table'!AG140","v":16663},{"$f":"'EnPI Table'!AH140","v":93670},{"$f":"'EnPI Table'!AI140","v":26033.46},{"$f":"'EnPI Table'!AJ140","v":1559.4},{"$f":"'EnPI Table'!AK140","v":0},{"$f":"'EnPI Table'!AL140","v":0},{"$f":"'EnPI Table'!AM140","v":0},{"$f":"'EnPI Table'!AN140","v":0},{"$f":"'EnPI Table'!AO140","v":0},{"$f":"'EnPI Table'!AP140","v":0},{"$f":"'EnPI Table'!AQ140","v":0},{"$f":"'EnPI Table'!AR140","v":0},{"$f":"'EnPI Table'!AS140","v":0},{"$f":"'EnPI Table'!AT140","v":0},{"$f":"'EnPI Table'!AU140","v":0},{"$f":"'EnPI Table'!AV140","v":0},{"$f":"'EnPI Table'!AW140","v":0},{"$f":"'EnPI Table'!AX140","v":0},{"$f":"'EnPI Table'!AY140","v":0},{"$f":"'EnPI Table'!AZ140","v":0},{"$f":"'EnPI Table'!BA140","v":0},{"$f":"'EnPI Table'!BB140","v":0},{"$f":"'EnPI Table'!BC140","v":0},{"$f":"'EnPI Table'!BD140","v":0},{"$f":"'EnPI Table'!BE140","v":0},{"$f":"'EnPI Table'!BF140","v":0},{"$f":"'EnPI Table'!BG140","v":0},{"$f":"'EnPI Table'!BH140","v":0},{"$f":"'EnPI Table'!BI140","v":0},{"$f":"'EnPI Table'!BJ140","v":0},{"$f":"'EnPI Table'!BK140","v":0},{"$f":"'EnPI Table'!BL140","v":0},{"$f":"'EnPI Table'!BM140","v":0},{"$f":"'EnPI Table'!BN140","v":0},{"$f":"'EnPI Table'!BO140","v":0},{"$f":"'EnPI Table'!BP140","v":0},{"$f":"'EnPI Table'!BQ140","v":0},{"$f":"'EnPI Table'!BR140","v":0},{"$f":"'EnPI Table'!BS140","v":0},{"$f":"'EnPI Table'!BT140","v":0},null,{"$f":"'EnPI Table'!H140","v":33120},{"$f":"'EnPI Table'!I140","v":0},{"$f":"'EnPI Table'!J140","v":0},{"$f":"'EnPI Table'!K140","v":0},{"$f":"'EnPI Table'!L140","v":0},{"$f":"'EnPI Table'!M140","v":0},{"$f":"'EnPI Table'!N140","v":0},{"$f":"'EnPI Table'!O140","v":0},{"$f":"'EnPI Table'!P140","v":0},{"$f":"'EnPI Table'!Q140","v":0},{"$f":"'EnPI Table'!R140","v":0},{"$f":"'EnPI Table'!S140","v":0},{"$f":"'EnPI Table'!T140","v":0},{"$f":"'EnPI Table'!U140","v":0},{"$f":"'EnPI Table'!V140","v":0},{"$f":"'EnPI Table'!W140","v":0},{"$f":"'EnPI Table'!X140","v":0},{"$f":"'EnPI Table'!Y140","v":0},{"$f":"'EnPI Table'!Z140","v":0},{"$f":"'EnPI Table'!AA140","v":0}]
[{"$f":"'EnPI Table'!A141","v":"2015-12-01"},{"$f":"'EnPI Table'!AF141","v":132},{"$f":"'EnPI Table'!AG141","v":18281.47},{"$f":"'EnPI Table'!AH141","v":102588},{"$f":"'EnPI Table'!AI141","v":15243.17},{"$f":"'EnPI Table'!AJ141","v":908.1},{"$f":"'EnPI Table'!AK141","v":0},{"$f":"'EnPI Table'!AL141","v":0},{"$f":"'EnPI Table'!AM141","v":0},{"$f":"'EnPI Table'!AN141","v":0},{"$f":"'EnPI Table'!AO141","v":0},{"$f":"'EnPI Table'!AP141","v":0},{"$f":"'EnPI Table'!AQ141","v":0},{"$f":"'EnPI Table'!AR141","v":0},{"$f":"'EnPI Table'!AS141","v":0},{"$f":"'EnPI Table'!AT141","v":0},{"$f":"'EnPI Table'!AU141","v":0},{"$f":"'EnPI Table'!AV141","v":0},{"$f":"'EnPI Table'!AW141","v":0},{"$f":"'EnPI Table'!AX141","v":0},{"$f":"'EnPI Table'!AY141","v":0},{"$f":"'EnPI Table'!AZ141","v":0},{"$f":"'EnPI Table'!BA141","v":0},{"$f":"'EnPI Table'!BB141","v":0},{"$f":"'EnPI Table'!BC141","v":0},{"$f":"'EnPI Table'!BD141","v":0},{"$f":"'EnPI Table'!BE141","v":0},{"$f":"'EnPI Table'!BF141","v":0},{"$f":"'EnPI Table'!BG141","v":0},{"$f":"'EnPI Table'!BH141","v":0},{"$f":"'EnPI Table'!BI141","v":0},{"$f":"'EnPI Table'!BJ141","v":0},{"$f":"'EnPI Table'!BK141","v":0},{"$f":"'EnPI Table'!BL141","v":0},{"$f":"'EnPI Table'!BM141","v":0},{"$f":"'EnPI Table'!BN141","v":0},{"$f":"'EnPI Table'!BO141","v":0},{"$f":"'EnPI Table'!BP141","v":0},{"$f":"'EnPI Table'!BQ141","v":0},{"$f":"'EnPI Table'!BR141","v":0},{"$f":"'EnPI Table'!BS141","v":0},{"$f":"'EnPI Table'!BT141","v":0},null,{"$f":"'EnPI Table'!H141","v":19440},{"$f":"'EnPI Table'!I141","v":0},{"$f":"'EnPI Table'!J141","v":0},{"$f":"'EnPI Table'!K141","v":0},{"$f":"'EnPI Table'!L141","v":0},{"$f":"'EnPI Table'!M141","v":0},{"$f":"'EnPI Table'!N141","v":0},{"$f":"'EnPI Table'!O141","v":0},{"$f":"'EnPI Table'!P141","v":0},{"$f":"'EnPI Table'!Q141","v":0},{"$f":"'EnPI Table'!R141","v":0},{"$f":"'EnPI Table'!S141","v":0},{"$f":"'EnPI Table'!T141","v":0},{"$f":"'EnPI Table'!U141","v":0},{"$f":"'EnPI Table'!V141","v":0},{"$f":"'EnPI Table'!W141","v":0},{"$f":"'EnPI Table'!X141","v":0},{"$f":"'EnPI Table'!Y141","v":0},{"$f":"'EnPI Table'!Z141","v":0},{"$f":"'EnPI Table'!AA141","v":0}]
[{"$f":"'EnPI Table'!A142","v":"2016-01-01"},{"$f":"'EnPI Table'!AF142","v":109},{"$f":"'EnPI Table'!AG142","v":0},{"$f":"'EnPI Table'!AH142","v":0},{"$f":"'EnPI Table'!AI142","v":0},{"$f":"'EnPI Table'!AJ142","v":0},{"$f":"'EnPI Table'!AK142","v":0},{"$f":"'EnPI Table'!AL142","v":0},{"$f":"'EnPI Table'!AM142","v":0},{"$f":"'EnPI Table'!AN142","v":0},{"$f":"'EnPI Table'!AO142","v":0},{"$f":"'EnPI Table'!AP142","v":0},{"$f":"'EnPI Table'!AQ142","v":0},{"$f":"'EnPI Table'!AR142","v":0},{"$f":"'EnPI Table'!AS142","v":0},{"$f":"'EnPI Table'!AT142","v":0},{"$f":"'EnPI Table'!AU142","v":0},{"$f":"'EnPI Table'!AV142","v":0},{"$f":"'EnPI Table'!AW142","v":0},{"$f":"'EnPI Table'!AX142","v":0},{"$f":"'EnPI Table'!AY142","v":0},{"$f":"'EnPI Table'!AZ142","v":0},{"$f":"'EnPI Table'!BA142","v":0},{"$f":"'EnPI Table'!BB142","v":0},{"$f":"'EnPI Table'!BC142","v":0},{"$f":"'EnPI Table'!BD142","v":0},{"$f":"'EnPI Table'!BE142","v":0},{"$f":"'EnPI Table'!BF142","v":0},{"$f":"'EnPI Table'!BG142","v":0},{"$f":"'EnPI Table'!BH142","v":0},{"$f":"'EnPI Table'!BI142","v":0},{"$f":"'EnPI Table'!BJ142","v":0},{"$f":"'EnPI Table'!BK142","v":0},{"$f":"'EnPI Table'!BL142","v":0},{"$f":"'EnPI Table'!BM142","v":0},{"$f":"'EnPI Table'!BN142","v":0},{"$f":"'EnPI Table'!BO142","v":0},{"$f":"'EnPI Table'!BP142","v":0},{"$f":"'EnPI Table'!BQ142","v":0},{"$f":"'EnPI Table'!BR142","v":0},{"$f":"'EnPI Table'!BS142","v":0},{"$f":"'EnPI Table'!BT142","v":0},null,{"$f":"'EnPI Table'!H142","v":0},{"$f":"'EnPI Table'!I142","v":0},{"$f":"'EnPI Table'!J142","v":0},{"$f":"'EnPI Table'!K142","v":0},{"$f":"'EnPI Table'!L142","v":0},{"$f":"'EnPI Table'!M142","v":0},{"$f":"'EnPI Table'!N142","v":0},{"$f":"'EnPI Table'!O142","v":0},{"$f":"'EnPI Table'!P142","v":0},{"$f":"'EnPI Table'!Q142","v":0},{"$f":"'EnPI Table'!R142","v":0},{"$f":"'EnPI Table'!S142","v":0},{"$f":"'EnPI Table'!T142","v":0},{"$f":"'EnPI Table'!U142","v":0},{"$f":"'EnPI Table'!V142","v":0},{"$f":"'EnPI Table'!W142","v":0},{"$f":"'EnPI Table'!X142","v":0},{"$f":"'EnPI Table'!Y142","v":0},{"$f":"'EnPI Table'!Z142","v":0},{"$f":"'EnPI Table'!AA142","v":0}]
[{"$f":"'EnPI Table'!A143","v":"2016-02-01"},{"$f":"'EnPI Table'!AF143","v":110},{"$f":"'EnPI Table'!AG143","v":0},{"$f":"'EnPI Table'!AH143","v":0},{"$f":"'EnPI Table'!AI143","v":0},{"$f":"'EnPI Table'!AJ143","v":0},{"$f":"'EnPI Table'!AK143","v":0},{"$f":"'EnPI Table'!AL143","v":0},{"$f":"'EnPI Table'!AM143","v":0},{"$f":"'EnPI Table'!AN143","v":0},{"$f":"'EnPI Table'!AO143","v":0},{"$f":"'EnPI Table'!AP143","v":0},{"$f":"'EnPI Table'!AQ143","v":0},{"$f":"'EnPI Table'!AR143","v":0},{"$f":"'EnPI Table'!AS143","v":0},{"$f":"'EnPI Table'!AT143","v":0},{"$f":"'EnPI Table'!AU143","v":0},{"$f":"'EnPI Table'!AV143","v":0},{"$f":"'EnPI Table'!AW143","v":0},{"$f":"'EnPI Table'!AX143","v":0},{"$f":"'EnPI Table'!AY143","v":0},{"$f":"'EnPI Table'!AZ143","v":0},{"$f":"'EnPI Table'!BA143","v":0},{"$f":"'EnPI Table'!BB143","v":0},{"$f":"'EnPI Table'!BC143","v":0},{"$f":"'EnPI Table'!BD143","v":0},{"$f":"'EnPI Table'!BE143","v":0},{"$f":"'EnPI Table'!BF143","v":0},{"$f":"'EnPI Table'!BG143","v":0},{"$f":"'EnPI Table'!BH143","v":0},{"$f":"'EnPI Table'!BI143","v":0},{"$f":"'EnPI Table'!BJ143","v":0},{"$f":"'EnPI Table'!BK143","v":0},{"$f":"'EnPI Table'!BL143","v":0},{"$f":"'EnPI Table'!BM143","v":0},{"$f":"'EnPI Table'!BN143","v":0},{"$f":"'EnPI Table'!BO143","v":0},{"$f":"'EnPI Table'!BP143","v":0},{"$f":"'EnPI Table'!BQ143","v":0},{"$f":"'EnPI Table'!BR143","v":0},{"$f":"'EnPI Table'!BS143","v":0},{"$f":"'EnPI Table'!BT143","v":0},null,{"$f":"'EnPI Table'!H143","v":0},{"$f":"'EnPI Table'!I143","v":0},{"$f":"'EnPI Table'!J143","v":0},{"$f":"'EnPI Table'!K143","v":0},{"$f":"'EnPI Table'!L143","v":0},{"$f":"'EnPI Table'!M143","v":0},{"$f":"'EnPI Table'!N143","v":0},{"$f":"'EnPI Table'!O143","v":0},{"$f":"'EnPI Table'!P143","v":0},{"$f":"'EnPI Table'!Q143","v":0},{"$f":"'EnPI Table'!R143","v":0},{"$f":"'EnPI Table'!S143","v":0},{"$f":"'EnPI Table'!T143","v":0},{"$f":"'EnPI Table'!U143","v":0},{"$f":"'EnPI Table'!V143","v":0},{"$f":"'EnPI Table'!W143","v":0},{"$f":"'EnPI Table'!X143","v":0},{"$f":"'EnPI Table'!Y143","v":0},{"$f":"'EnPI Table'!Z143","v":0},{"$f":"'EnPI Table'!AA143","v":0}]
[{"$f":"'EnPI Table'!A144","v":"2016-03-01"},{"$f":"'EnPI Table'!AF144","v":111},{"$f":"'EnPI Table'!AG144","v":0},{"$f":"'EnPI Table'!AH144","v":0},{"$f":"'EnPI Table'!AI144","v":0},{"$f":"'EnPI Table'!AJ144","v":0},{"$f":"'EnPI Table'!AK144","v":0},{"$f":"'EnPI Table'!AL144","v":0},{"$f":"'EnPI Table'!AM144","v":0},{"$f":"'EnPI Table'!AN144","v":0},{"$f":"'EnPI Table'!AO144","v":0},{"$f":"'EnPI Table'!AP144","v":0},{"$f":"'EnPI Table'!AQ144","v":0},{"$f":"'EnPI Table'!AR144","v":0},{"$f":"'EnPI Table'!AS144","v":0},{"$f":"'EnPI Table'!AT144","v":0},{"$f":"'EnPI Table'!AU144","v":0},{"$f":"'EnPI Table'!AV144","v":0},{"$f":"'EnPI Table'!AW144","v":0},{"$f":"'EnPI Table'!AX144","v":0},{"$f":"'EnPI Table'!AY144","v":0},{"$f":"'EnPI Table'!AZ144","v":0},{"$f":"'EnPI Table'!BA144","v":0},{"$f":"'EnPI Table'!BB144","v":0},{"$f":"'EnPI Table'!BC144","v":0},{"$f":"'EnPI Table'!BD144","v":0},{"$f":"'EnPI Table'!BE144","v":0},{"$f":"'EnPI Table'!BF144","v":0},{"$f":"'EnPI Table'!BG144","v":0},{"$f":"'EnPI Table'!BH144","v":0},{"$f":"'EnPI Table'!BI144","v":0},{"$f":"'EnPI Table'!BJ144","v":0},{"$f":"'EnPI Table'!BK144","v":0},{"$f":"'EnPI Table'!BL144","v":0},{"$f":"'EnPI Table'!BM144","v":0},{"$f":"'EnPI Table'!BN144","v":0},{"$f":"'EnPI Table'!BO144","v":0},{"$f":"'EnPI Table'!BP144","v":0},{"$f":"'EnPI Table'!BQ144","v":0},{"$f":"'EnPI Table'!BR144","v":0},{"$f":"'EnPI Table'!BS144","v":0},{"$f":"'EnPI Table'!BT144","v":0},null,{"$f":"'EnPI Table'!H144","v":0},{"$f":"'EnPI Table'!I144","v":0},{"$f":"'EnPI Table'!J144","v":0},{"$f":"'EnPI Table'!K144","v":0},{"$f":"'EnPI Table'!L144","v":0},{"$f":"'EnPI Table'!M144","v":0},{"$f":"'EnPI Table'!N144","v":0},{"$f":"'EnPI Table'!O144","v":0},{"$f":"'EnPI Table'!P144","v":0},{"$f":"'EnPI Table'!Q144","v":0},{"$f":"'EnPI Table'!R144","v":0},{"$f":"'EnPI Table'!S144","v":0},{"$f":"'EnPI Table'!T144","v":0},{"$f":"'EnPI Table'!U144","v":0},{"$f":"'EnPI Table'!V144","v":0},{"$f":"'EnPI Table'!W144","v":0},{"$f":"'EnPI Table'!X144","v":0},{"$f":"'EnPI Table'!Y144","v":0},{"$f":"'EnPI Table'!Z144","v":0},{"$f":"'EnPI Table'!AA144","v":0}]
[{"$f":"'EnPI Table'!A145","v":"2016-04-01"},{"$f":"'EnPI Table'!AF145","v":112},{"$f":"'EnPI Table'!AG145","v":0},{"$f":"'EnPI Table'!AH145","v":0},{"$f":"'EnPI Table'!AI145","v":0},{"$f":"'EnPI Table'!AJ145","v":0},{"$f":"'EnPI Table'!AK145","v":0},{"$f":"'EnPI Table'!AL145","v":0},{"$f":"'EnPI Table'!AM145","v":0},{"$f":"'EnPI Table'!AN145","v":0},{"$f":"'EnPI Table'!AO145","v":0},{"$f":"'EnPI Table'!AP145","v":0},{"$f":"'EnPI Table'!AQ145","v":0},{"$f":"'EnPI Table'!AR145","v":0},{"$f":"'EnPI Table'!AS145","v":0},{"$f":"'EnPI Table'!AT145","v":0},{"$f":"'EnPI Table'!AU145","v":0},{"$f":"'EnPI Table'!AV145","v":0},{"$f":"'EnPI Table'!AW145","v":0},{"$f":"'EnPI Table'!AX145","v":0},{"$f":"'EnPI Table'!AY145","v":0},{"$f":"'EnPI Table'!AZ145","v":0},{"$f":"'EnPI Table'!BA145","v":0},{"$f":"'EnPI Table'!BB145","v":0},{"$f":"'EnPI Table'!BC145","v":0},{"$f":"'EnPI Table'!BD145","v":0},{"$f":"'EnPI Table'!BE145","v":0},{"$f":"'EnPI Table'!BF145","v":0},{"$f":"'EnPI Table'!BG145","v":0},{"$f":"'EnPI Table'!BH145","v":0},{"$f":"'EnPI Table'!BI145","v":0},{"$f":"'EnPI Table'!BJ145","v":0},{"$f":"'EnPI Table'!BK145","v":0},{"$f":"'EnPI Table'!BL145","v":0},{"$f":"'EnPI Table'!BM145","v":0},{"$f":"'EnPI Table'!BN145","v":0},{"$f":"'EnPI Table'!BO145","v":0},{"$f":"'EnPI Table'!BP145","v":0},{"$f":"'EnPI Table'!BQ145","v":0},{"$f":"'EnPI Table'!BR145","v":0},{"$f":"'EnPI Table'!BS145","v":0},{"$f":"'EnPI Table'!BT145","v":0},null,{"$f":"'EnPI Table'!H145","v":0},{"$f":"'EnPI Table'!I145","v":0},{"$f":"'EnPI Table'!J145","v":0},{"$f":"'EnPI Table'!K145","v":0},{"$f":"'EnPI Table'!L145","v":0},{"$f":"'EnPI Table'!M145","v":0},{"$f":"'EnPI Table'!N145","v":0},{"$f":"'EnPI Table'!O145","v":0},{"$f":"'EnPI Table'!P145","v":0},{"$f":"'EnPI Table'!Q145","v":0},{"$f":"'EnPI Table'!R145","v":0},{"$f":"'EnPI Table'!S145","v":0},{"$f":"'EnPI Table'!T145","v":0},{"$f":"'EnPI Table'!U145","v":0},{"$f":"'EnPI Table'!V145","v":0},{"$f":"'EnPI Table'!W145","v":0},{"$f":"'EnPI Table'!X145","v":0},{"$f":"'EnPI Table'!Y145","v":0},{"$f":"'EnPI Table'!Z145","v":0},{"$f":"'EnPI Table'!AA145","v":0}]
[{"$f":"'EnPI Table'!A146","v":"2016-05-01"},{"$f":"'EnPI Table'!AF146","v":113},{"$f":"'EnPI Table'!AG146","v":0},{"$f":"'EnPI Table'!AH146","v":0},{"$f":"'EnPI Table'!AI146","v":0},{"$f":"'EnPI Table'!AJ146","v":0},{"$f":"'EnPI Table'!AK146","v":0},{"$f":"'EnPI Table'!AL146","v":0},{"$f":"'EnPI Table'!AM146","v":0},{"$f":"'EnPI Table'!AN146","v":0},{"$f":"'EnPI Table'!AO146","v":0},{"$f":"'EnPI Table'!AP146","v":0},{"$f":"'EnPI Table'!AQ146","v":0},{"$f":"'EnPI Table'!AR146","v":0},{"$f":"'EnPI Table'!AS146","v":0},{"$f":"'EnPI Table'!AT146","v":0},{"$f":"'EnPI Table'!AU146","v":0},{"$f":"'EnPI Table'!AV146","v":0},{"$f":"'EnPI Table'!AW146","v":0},{"$f":"'EnPI Table'!AX146","v":0},{"$f":"'EnPI Table'!AY146","v":0},{"$f":"'EnPI Table'!AZ146","v":0},{"$f":"'EnPI Table'!BA146","v":0},{"$f":"'EnPI Table'!BB146","v":0},{"$f":"'EnPI Table'!BC146","v":0},{"$f":"'EnPI Table'!BD146","v":0},{"$f":"'EnPI Table'!BE146","v":0},{"$f":"'EnPI Table'!BF146","v":0},{"$f":"'EnPI Table'!BG146","v":0},{"$f":"'EnPI Table'!BH146","v":0},{"$f":"'EnPI Table'!BI146","v":0},{"$f":"'EnPI Table'!BJ146","v":0},{"$f":"'EnPI Table'!BK146","v":0},{"$f":"'EnPI Table'!BL146","v":0},{"$f":"'EnPI Table'!BM146","v":0},{"$f":"'EnPI Table'!BN146","v":0},{"$f":"'EnPI Table'!BO146","v":0},{"$f":"'EnPI Table'!BP146","v":0},{"$f":"'EnPI Table'!BQ146","v":0},{"$f":"'EnPI Table'!BR146","v":0},{"$f":"'EnPI Table'!BS146","v":0},{"$f":"'EnPI Table'!BT146","v":0},null,{"$f":"'EnPI Table'!H146","v":0},{"$f":"'EnPI Table'!I146","v":0},{"$f":"'EnPI Table'!J146","v":0},{"$f":"'EnPI Table'!K146","v":0},{"$f":"'EnPI Table'!L146","v":0},{"$f":"'EnPI Table'!M146","v":0},{"$f":"'EnPI Table'!N146","v":0},{"$f":"'EnPI Table'!O146","v":0},{"$f":"'EnPI Table'!P146","v":0},{"$f":"'EnPI Table'!Q146","v":0},{"$f":"'EnPI Table'!R146","v":0},{"$f":"'EnPI Table'!S146","v":0},{"$f":"'EnPI Table'!T146","v":0},{"$f":"'EnPI Table'!U146","v":0},{"$f":"'EnPI Table'!V146","v":0},{"$f":"'EnPI Table'!W146","v":0},{"$f":"'EnPI Table'!X146","v":0},{"$f":"'EnPI Table'!Y146","v":0},{"$f":"'EnPI Table'!Z146","v":0},{"$f":"'EnPI Table'!AA146","v":0}]
[{"$f":"'EnPI Table'!A147","v":"2016-06-01"},{"$f":"'EnPI Table'!AF147","v":114},{"$f":"'EnPI Table'!AG147","v":0},{"$f":"'EnPI Table'!AH147","v":0},{"$f":"'EnPI Table'!AI147","v":0},{"$f":"'EnPI Table'!AJ147","v":0},{"$f":"'EnPI Table'!AK147","v":0},{"$f":"'EnPI Table'!AL147","v":0},{"$f":"'EnPI Table'!AM147","v":0},{"$f":"'EnPI Table'!AN147","v":0},{"$f":"'EnPI Table'!AO147","v":0},{"$f":"'EnPI Table'!AP147","v":0},{"$f":"'EnPI Table'!AQ147","v":0},{"$f":"'EnPI Table'!AR147","v":0},{"$f":"'EnPI Table'!AS147","v":0},{"$f":"'EnPI Table'!AT147","v":0},{"$f":"'EnPI Table'!AU147","v":0},{"$f":"'EnPI Table'!AV147","v":0},{"$f":"'EnPI Table'!AW147","v":0},{"$f":"'EnPI Table'!AX147","v":0},{"$f":"'EnPI Table'!AY147","v":0},{"$f":"'EnPI Table'!AZ147","v":0},{"$f":"'EnPI Table'!BA147","v":0},{"$f":"'EnPI Table'!BB147","v":0},{"$f":"'EnPI Table'!BC147","v":0},{"$f":"'EnPI Table'!BD147","v":0},{"$f":"'EnPI Table'!BE147","v":0},{"$f":"'EnPI Table'!BF147","v":0},{"$f":"'EnPI Table'!BG147","v":0},{"$f":"'EnPI Table'!BH147","v":0},{"$f":"'EnPI Table'!BI147","v":0},{"$f":"'EnPI Table'!BJ147","v":0},{"$f":"'EnPI Table'!BK147","v":0},{"$f":"'EnPI Table'!BL147","v":0},{"$f":"'EnPI Table'!BM147","v":0},{"$f":"'EnPI Table'!BN147","v":0},{"$f":"'EnPI Table'!BO147","v":0},{"$f":"'EnPI Table'!BP147","v":0},{"$f":"'EnPI Table'!BQ147","v":0},{"$f":"'EnPI Table'!BR147","v":0},{"$f":"'EnPI Table'!BS147","v":0},{"$f":"'EnPI Table'!BT147","v":0},null,{"$f":"'EnPI Table'!H147","v":0},{"$f":"'EnPI Table'!I147","v":0},{"$f":"'EnPI Table'!J147","v":0},{"$f":"'EnPI Table'!K147","v":0},{"$f":"'EnPI Table'!L147","v":0},{"$f":"'EnPI Table'!M147","v":0},{"$f":"'EnPI Table'!N147","v":0},{"$f":"'EnPI Table'!O147","v":0},{"$f":"'EnPI Table'!P147","v":0},{"$f":"'EnPI Table'!Q147","v":0},{"$f":"'EnPI Table'!R147","v":0},{"$f":"'EnPI Table'!S147","v":0},{"$f":"'EnPI Table'!T147","v":0},{"$f":"'EnPI Table'!U147","v":0},{"$f":"'EnPI Table'!V147","v":0},{"$f":"'EnPI Table'!W147","v":0},{"$f":"'EnPI Table'!X147","v":0},{"$f":"'EnPI Table'!Y147","v":0},{"$f":"'EnPI Table'!Z147","v":0},{"$f":"'EnPI Table'!AA147","v":0}]
[{"$f":"'EnPI Table'!A148","v":"2016-07-01"},{"$f":"'EnPI Table'!AF148","v":115},{"$f":"'EnPI Table'!AG148","v":0},{"$f":"'EnPI Table'!AH148","v":0},{"$f":"'EnPI Table'!AI148","v":0},{"$f":"'EnPI Table'!AJ148","v":0},{"$f":"'EnPI Table'!AK148","v":0},{"$f":"'EnPI Table'!AL148","v":0},{"$f":"'EnPI Table'!AM148","v":0},{"$f":"'EnPI Table'!AN148","v":0},{"$f":"'EnPI Table'!AO148","v":0},{"$f":"'EnPI Table'!AP148","v":0},{"$f":"'EnPI Table'!AQ148","v":0},{"$f":"'EnPI Table'!AR148","v":0},{"$f":"'EnPI Table'!AS148","v":0},{"$f":"'EnPI Table'!AT148","v":0},{"$f":"'EnPI Table'!AU148","v":0},{"$f":"'EnPI Table'!AV148","v":0},{"$f":"'EnPI Table'!AW148","v":0},{"$f":"'EnPI Table'!AX148","v":0},{"$f":"'EnPI Table'!AY148","v":0},{"$f":"'EnPI Table'!AZ148","v":0},{"$f":"'EnPI Table'!BA148","v":0},{"$f":"'EnPI Table'!BB148","v":0},{"$f":"'EnPI Table'!BC148","v":0},{"$f":"'EnPI Table'!BD148","v":0},{"$f":"'EnPI Table'!BE148","v":0},{"$f":"'EnPI Table'!BF148","v":0},{"$f":"'EnPI Table'!BG148","v":0},{"$f":"'EnPI Table'!BH148","v":0},{"$f":"'EnPI Table'!BI148","v":0},{"$f":"'EnPI Table'!BJ148","v":0},{"$f":"'EnPI Table'!BK148","v":0},{"$f":"'EnPI Table'!BL148","v":0},{"$f":"'EnPI Table'!BM148","v":0},{"$f":"'EnPI Table'!BN148","v":0},{"$f":"'EnPI Table'!BO148","v":0},{"$f":"'EnPI Table'!BP148","v":0},{"$f":"'EnPI Table'!BQ148","v":0},{"$f":"'EnPI Table'!BR148","v":0},{"$f":"'EnPI Table'!BS148","v":0},{"$f":"'EnPI Table'!BT148","v":0},null,{"$f":"'EnPI Table'!H148","v":0},{"$f":"'EnPI Table'!I148","v":0},{"$f":"'EnPI Table'!J148","v":0},{"$f":"'EnPI Table'!K148","v":0},{"$f":"'EnPI Table'!L148","v":0},{"$f":"'EnPI Table'!M148","v":0},{"$f":"'EnPI Table'!N148","v":0},{"$f":"'EnPI Table'!O148","v":0},{"$f":"'EnPI Table'!P148","v":0},{"$f":"'EnPI Table'!Q148","v":0},{"$f":"'EnPI Table'!R148","v":0},{"$f":"'EnPI Table'!S148","v":0},{"$f":"'EnPI Table'!T148","v":0},{"$f":"'EnPI Table'!U148","v":0},{"$f":"'EnPI Table'!V148","v":0},{"$f":"'EnPI Table'!W148","v":0},{"$f":"'EnPI Table'!X148","v":0},{"$f":"'EnPI Table'!Y148","v":0},{"$f":"'EnPI Table'!Z148","v":0},{"$f":"'EnPI Table'!AA148","v":0}]
[{"$f":"'EnPI Table'!A149","v":"2016-08-01"},{"$f":"'EnPI Table'!AF149","v":116},{"$f":"'EnPI Table'!AG149","v":0},{"$f":"'EnPI Table'!AH149","v":0},{"$f":"'EnPI Table'!AI149","v":0},{"$f":"'EnPI Table'!AJ149","v":0},{"$f":"'EnPI Table'!AK149","v":0},{"$f":"'EnPI Table'!AL149","v":0},{"$f":"'EnPI Table'!AM149","v":0},{"$f":"'EnPI Table'!AN149","v":0},{"$f":"'EnPI Table'!AO149","v":0},{"$f":"'EnPI Table'!AP149","v":0},{"$f":"'EnPI Table'!AQ149","v":0},{"$f":"'EnPI Table'!AR149","v":0},{"$f":"'EnPI Table'!AS149","v":0},{"$f":"'EnPI Table'!AT149","v":0},{"$f":"'EnPI Table'!AU149","v":0},{"$f":"'EnPI Table'!AV149","v":0},{"$f":"'EnPI Table'!AW149","v":0},{"$f":"'EnPI Table'!AX149","v":0},{"$f":"'EnPI Table'!AY149","v":0},{"$f":"'EnPI Table'!AZ149","v":0},{"$f":"'EnPI Table'!BA149","v":0},{"$f":"'EnPI Table'!BB149","v":0},{"$f":"'EnPI Table'!BC149","v":0},{"$f":"'EnPI Table'!BD149","v":0},{"$f":"'EnPI Table'!BE149","v":0},{"$f":"'EnPI Table'!BF149","v":0},{"$f":"'EnPI Table'!BG149","v":0},{"$f":"'EnPI Table'!BH149","v":0},{"$f":"'EnPI Table'!BI149","v":0},{"$f":"'EnPI Table'!BJ149","v":0},{"$f":"'EnPI Table'!BK149","v":0},{"$f":"'EnPI Table'!BL149","v":0},{"$f":"'EnPI Table'!BM149","v":0},{"$f":"'EnPI Table'!BN149","v":0},{"$f":"'EnPI Table'!BO149","v":0},{"$f":"'EnPI Table'!BP149","v":0},{"$f":"'EnPI Table'!BQ149","v":0},{"$f":"'EnPI Table'!BR149","v":0},{"$f":"'EnPI Table'!BS149","v":0},{"$f":"'EnPI Table'!BT149","v":0},null,{"$f":"'EnPI Table'!H149","v":0},{"$f":"'EnPI Table'!I149","v":0},{"$f":"'EnPI Table'!J149","v":0},{"$f":"'EnPI Table'!K149","v":0},{"$f":"'EnPI Table'!L149","v":0},{"$f":"'EnPI Table'!M149","v":0},{"$f":"'EnPI Table'!N149","v":0},{"$f":"'EnPI Table'!O149","v":0},{"$f":"'EnPI Table'!P149","v":0},{"$f":"'EnPI Table'!Q149","v":0},{"$f":"'EnPI Table'!R149","v":0},{"$f":"'EnPI Table'!S149","v":0},{"$f":"'EnPI Table'!T149","v":0},{"$f":"'EnPI Table'!U149","v":0},{"$f":"'EnPI Table'!V149","v":0},{"$f":"'EnPI Table'!W149","v":0},{"$f":"'EnPI Table'!X149","v":0},{"$f":"'EnPI Table'!Y149","v":0},{"$f":"'EnPI Table'!Z149","v":0},{"$f":"'EnPI Table'!AA149","v":0}]
[{"$f":"'EnPI Table'!A150","v":"2016-09-01"},{"$f":"'EnPI Table'!AF150","v":117},{"$f":"'EnPI Table'!AG150","v":0},{"$f":"'EnPI Table'!AH150","v":0},{"$f":"'EnPI Table'!AI150","v":0},{"$f":"'EnPI Table'!AJ150","v":0},{"$f":"'EnPI Table'!AK150","v":0},{"$f":"'EnPI Table'!AL150","v":0},{"$f":"'EnPI Table'!AM150","v":0},{"$f":"'EnPI Table'!AN150","v":0},{"$f":"'EnPI Table'!AO150","v":0},{"$f":"'EnPI Table'!AP150","v":0},{"$f":"'EnPI Table'!AQ150","v":0},{"$f":"'EnPI Table'!AR150","v":0},{"$f":"'EnPI Table'!AS150","v":0},{"$f":"'EnPI Table'!AT150","v":0},{"$f":"'EnPI Table'!AU150","v":0},{"$f":"'EnPI Table'!AV150","v":0},{"$f":"'EnPI Table'!AW150","v":0},{"$f":"'EnPI Table'!AX150","v":0},{"$f":"'EnPI Table'!AY150","v":0},{"$f":"'EnPI Table'!AZ150","v":0},{"$f":"'EnPI Table'!BA150","v":0},{"$f":"'EnPI Table'!BB150","v":0},{"$f":"'EnPI Table'!BC150","v":0},{"$f":"'EnPI Table'!BD150","v":0},{"$f":"'EnPI Table'!BE150","v":0},{"$f":"'EnPI Table'!BF150","v":0},{"$f":"'EnPI Table'!BG150","v":0},{"$f":"'EnPI Table'!BH150","v":0},{"$f":"'EnPI Table'!BI150","v":0},{"$f":"'EnPI Table'!BJ150","v":0},{"$f":"'EnPI Table'!BK150","v":0},{"$f":"'EnPI Table'!BL150","v":0},{"$f":"'EnPI Table'!BM150","v":0},{"$f":"'EnPI Table'!BN150","v":0},{"$f":"'EnPI Table'!BO150","v":0},{"$f":"'EnPI Table'!BP150","v":0},{"$f":"'EnPI Table'!BQ150","v":0},{"$f":"'EnPI Table'!BR150","v":0},{"$f":"'EnPI Table'!BS150","v":0},{"$f":"'EnPI Table'!BT150","v":0},null,{"$f":"'EnPI Table'!H150","v":0},{"$f":"'EnPI Table'!I150","v":0},{"$f":"'EnPI Table'!J150","v":0},{"$f":"'EnPI Table'!K150","v":0},{"$f":"'EnPI Table'!L150","v":0},{"$f":"'EnPI Table'!M150","v":0},{"$f":"'EnPI Table'!N150","v":0},{"$f":"'EnPI Table'!O150","v":0},{"$f":"'EnPI Table'!P150","v":0},{"$f":"'EnPI Table'!Q150","v":0},{"$f":"'EnPI Table'!R150","v":0},{"$f":"'EnPI Table'!S150","v":0},{"$f":"'EnPI Table'!T150","v":0},{"$f":"'EnPI Table'!U150","v":0},{"$f":"'EnPI Table'!V150","v":0},{"$f":"'EnPI Table'!W150","v":0},{"$f":"'EnPI Table'!X150","v":0},{"$f":"'EnPI Table'!Y150","v":0},{"$f":"'EnPI Table'!Z150","v":0},{"$f":"'EnPI Table'!AA150","v":0}]
[{"$f":"'EnPI Table'!A151","v":"2016-10-01"},{"$f":"'EnPI Table'!AF151","v":118},{"$f":"'EnPI Table'!AG151","v":0},{"$f":"'EnPI Table'!AH151","v":0},{"$f":"'EnPI Table'!AI151","v":0},{"$f":"'EnPI Table'!AJ151","v":0},{"$f":"'EnPI Table'!AK151","v":0},{"$f":"'EnPI Table'!AL151","v":0},{"$f":"'EnPI Table'!AM151","v":0},{"$f":"'EnPI Table'!AN151","v":0},{"$f":"'EnPI Table'!AO151","v":0},{"$f":"'EnPI Table'!AP151","v":0},{"$f":"'EnPI Table'!AQ151","v":0},{"$f":"'EnPI Table'!AR151","v":0},{"$f":"'EnPI Table'!AS151","v":0},{"$f":"'EnPI Table'!AT151","v":0},{"$f":"'EnPI Table'!AU151","v":0},{"$f":"'EnPI Table'!AV151","v":0},{"$f":"'EnPI Table'!AW151","v":0},{"$f":"'EnPI Table'!AX151","v":0},{"$f":"'EnPI Table'!AY151","v":0},{"$f":"'EnPI Table'!AZ151","v":0},{"$f":"'EnPI Table'!BA151","v":0},{"$f":"'EnPI Table'!BB151","v":0},{"$f":"'EnPI Table'!BC151","v":0},{"$f":"'EnPI Table'!BD151","v":0},{"$f":"'EnPI Table'!BE151","v":0},{"$f":"'EnPI Table'!BF151","v":0},{"$f":"'EnPI Table'!BG151","v":0},{"$f":"'EnPI Table'!BH151","v":0},{"$f":"'EnPI Table'!BI151","v":0},{"$f":"'EnPI Table'!BJ151","v":0},{"$f":"'EnPI Table'!BK151","v":0},{"$f":"'EnPI Table'!BL151","v":0},{"$f":"'EnPI Table'!BM151","v":0},{"$f":"'EnPI Table'!BN151","v":0},{"$f":"'EnPI Table'!BO151","v":0},{"$f":"'EnPI Table'!BP151","v":0},{"$f":"'EnPI Table'!BQ151","v":0},{"$f":"'EnPI Table'!BR151","v":0},{"$f":"'EnPI Table'!BS151","v":0},{"$f":"'EnPI Table'!BT151","v":0},null,{"$f":"'EnPI Table'!H151","v":0},{"$f":"'EnPI Table'!I151","v":0},{"$f":"'EnPI Table'!J151","v":0},{"$f":"'EnPI Table'!K151","v":0},{"$f":"'EnPI Table'!L151","v":0},{"$f":"'EnPI Table'!M151","v":0},{"$f":"'EnPI Table'!N151","v":0},{"$f":"'EnPI Table'!O151","v":0},{"$f":"'EnPI Table'!P151","v":0},{"$f":"'EnPI Table'!Q151","v":0},{"$f":"'EnPI Table'!R151","v":0},{"$f":"'EnPI Table'!S151","v":0},{"$f":"'EnPI Table'!T151","v":0},{"$f":"'EnPI Table'!U151","v":0},{"$f":"'EnPI Table'!V151","v":0},{"$f":"'EnPI Table'!W151","v":0},{"$f":"'EnPI Table'!X151","v":0},{"$f":"'EnPI Table'!Y151","v":0},{"$f":"'EnPI Table'!Z151","v":0},{"$f":"'EnPI Table'!AA151","v":0}]
[{"$f":"'EnPI Table'!A152","v":"2016-11-01"},{"$f":"'EnPI Table'!AF152","v":119},{"$f":"'EnPI Table'!AG152","v":0},{"$f":"'EnPI Table'!AH152","v":0},{"$f":"'EnPI Table'!AI152","v":0},{"$f":"'EnPI Table'!AJ152","v":0},{"$f":"'EnPI Table'!AK152","v":0},{"$f":"'EnPI Table'!AL152","v":0},{"$f":"'EnPI Table'!AM152","v":0},{"$f":"'EnPI Table'!AN152","v":0},{"$f":"'EnPI Table'!AO152","v":0},{"$f":"'EnPI Table'!AP152","v":0},{"$f":"'EnPI Table'!AQ152","v":0},{"$f":"'EnPI Table'!AR152","v":0},{"$f":"'EnPI Table'!AS152","v":0},{"$f":"'EnPI Table'!AT152","v":0},{"$f":"'EnPI Table'!AU152","v":0},{"$f":"'EnPI Table'!AV152","v":0},{"$f":"'EnPI Table'!AW152","v":0},{"$f":"'EnPI Table'!AX152","v":0},{"$f":"'EnPI Table'!AY152","v":0},{"$f":"'EnPI Table'!AZ152","v":0},{"$f":"'EnPI Table'!BA152","v":0},{"$f":"'EnPI Table'!BB152","v":0},{"$f":"'EnPI Table'!BC152","v":0},{"$f":"'EnPI Table'!BD152","v":0},{"$f":"'EnPI Table'!BE152","v":0},{"$f":"'EnPI Table'!BF152","v":0},{"$f":"'EnPI Table'!BG152","v":0},{"$f":"'EnPI Table'!BH152","v":0},{"$f":"'EnPI Table'!BI152","v":0},{"$f":"'EnPI Table'!BJ152","v":0},{"$f":"'EnPI Table'!BK152","v":0},{"$f":"'EnPI Table'!BL152","v":0},{"$f":"'EnPI Table'!BM152","v":0},{"$f":"'EnPI Table'!BN152","v":0},{"$f":"'EnPI Table'!BO152","v":0},{"$f":"'EnPI Table'!BP152","v":0},{"$f":"'EnPI Table'!BQ152","v":0},{"$f":"'EnPI Table'!BR152","v":0},{"$f":"'EnPI Table'!BS152","v":0},{"$f":"'EnPI Table'!BT152","v":0},null,{"$f":"'EnPI Table'!H152","v":0},{"$f":"'EnPI Table'!I152","v":0},{"$f":"'EnPI Table'!J152","v":0},{"$f":"'EnPI Table'!K152","v":0},{"$f":"'EnPI Table'!L152","v":0},{"$f":"'EnPI Table'!M152","v":0},{"$f":"'EnPI Table'!N152","v":0},{"$f":"'EnPI Table'!O152","v":0},{"$f":"'EnPI Table'!P152","v":0},{"$f":"'EnPI Table'!Q152","v":0},{"$f":"'EnPI Table'!R152","v":0},{"$f":"'EnPI Table'!S152","v":0},{"$f":"'EnPI Table'!T152","v":0},{"$f":"'EnPI Table'!U152","v":0},{"$f":"'EnPI Table'!V152","v":0},{"$f":"'EnPI Table'!W152","v":0},{"$f":"'EnPI Table'!X152","v":0},{"$f":"'EnPI Table'!Y152","v":0},{"$f":"'EnPI Table'!Z152","v":0},{"$f":"'EnPI Table'!AA152","v":0}]
[{"$f":"'EnPI Table'!A153","v":"2016-12-01"},{"$f":"'EnPI Table'!AF153","v":120},{"$f":"'EnPI Table'!AG153","v":0},{"$f":"'EnPI Table'!AH153","v":0},{"$f":"'EnPI Table'!AI153","v":0},{"$f":"'EnPI Table'!AJ153","v":0},{"$f":"'EnPI Table'!AK153","v":0},{"$f":"'EnPI Table'!AL153","v":0},{"$f":"'EnPI Table'!AM153","v":0},{"$f":"'EnPI Table'!AN153","v":0},{"$f":"'EnPI Table'!AO153","v":0},{"$f":"'EnPI Table'!AP153","v":0},{"$f":"'EnPI Table'!AQ153","v":0},{"$f":"'EnPI Table'!AR153","v":0},{"$f":"'EnPI Table'!AS153","v":0},{"$f":"'EnPI Table'!AT153","v":0},{"$f":"'EnPI Table'!AU153","v":0},{"$f":"'EnPI Table'!AV153","v":0},{"$f":"'EnPI Table'!AW153","v":0},{"$f":"'EnPI Table'!AX153","v":0},{"$f":"'EnPI Table'!AY153","v":0},{"$f":"'EnPI Table'!AZ153","v":0},{"$f":"'EnPI Table'!BA153","v":0},{"$f":"'EnPI Table'!BB153","v":0},{"$f":"'EnPI Table'!BC153","v":0},{"$f":"'EnPI Table'!BD153","v":0},{"$f":"'EnPI Table'!BE153","v":0},{"$f":"'EnPI Table'!BF153","v":0},{"$f":"'EnPI Table'!BG153","v":0},{"$f":"'EnPI Table'!BH153","v":0},{"$f":"'EnPI Table'!BI153","v":0},{"$f":"'EnPI Table'!BJ153","v":0},{"$f":"'EnPI Table'!BK153","v":0},{"$f":"'EnPI Table'!BL153","v":0},{"$f":"'EnPI Table'!BM153","v":0},{"$f":"'EnPI Table'!BN153","v":0},{"$f":"'EnPI Table'!BO153","v":0},{"$f":"'EnPI Table'!BP153","v":0},{"$f":"'EnPI Table'!BQ153","v":0},{"$f":"'EnPI Table'!BR153","v":0},{"$f":"'EnPI Table'!BS153","v":0},{"$f":"'EnPI Table'!BT153","v":0},null,{"$f":"'EnPI Table'!H153","v":0},{"$f":"'EnPI Table'!I153","v":0},{"$f":"'EnPI Table'!J153","v":0},{"$f":"'EnPI Table'!K153","v":0},{"$f":"'EnPI Table'!L153","v":0},{"$f":"'EnPI Table'!M153","v":0},{"$f":"'EnPI Table'!N153","v":0},{"$f":"'EnPI Table'!O153","v":0},{"$f":"'EnPI Table'!P153","v":0},{"$f":"'EnPI Table'!Q153","v":0},{"$f":"'EnPI Table'!R153","v":0},{"$f":"'EnPI Table'!S153","v":0},{"$f":"'EnPI Table'!T153","v":0},{"$f":"'EnPI Table'!U153","v":0},{"$f":"'EnPI Table'!V153","v":0},{"$f":"'EnPI Table'!W153","v":0},{"$f":"'EnPI Table'!X153","v":0},{"$f":"'EnPI Table'!Y153","v":0},{"$f":"'EnPI Table'!Z153","v":0},{"$f":"'EnPI Table'!AA153","v":0}]
[{"$f":"'EnPI Table'!A154","v":"2017-01-01"},{"$f":"'EnPI Table'!AF154","v":121},{"$f":"'EnPI Table'!AG154","v":0},{"$f":"'EnPI Table'!AH154","v":0},{"$f":"'EnPI Table'!AI154","v":0},{"$f":"'EnPI Table'!AJ154","v":0},{"$f":"'EnPI Table'!AK154","v":0},{"$f":"'EnPI Table'!AL154","v":0},{"$f":"'EnPI Table'!AM154","v":0},{"$f":"'EnPI Table'!AN154","v":0},{"$f":"'EnPI Table'!AO154","v":0},{"$f":"'EnPI Table'!AP154","v":0},{"$f":"'EnPI Table'!AQ154","v":0},{"$f":"'EnPI Table'!AR154","v":0},{"$f":"'EnPI Table'!AS154","v":0},{"$f":"'EnPI Table'!AT154","v":0},{"$f":"'EnPI Table'!AU154","v":0},{"$f":"'EnPI Table'!AV154","v":0},{"$f":"'EnPI Table'!AW154","v":0},{"$f":"'EnPI Table'!AX154","v":0},{"$f":"'EnPI Table'!AY154","v":0},{"$f":"'EnPI Table'!AZ154","v":0},{"$f":"'EnPI Table'!BA154","v":0},{"$f":"'EnPI Table'!BB154","v":0},{"$f":"'EnPI Table'!BC154","v":0},{"$f":"'EnPI Table'!BD154","v":0},{"$f":"'EnPI Table'!BE154","v":0},{"$f":"'EnPI Table'!BF154","v":0},{"$f":"'EnPI Table'!BG154","v":0},{"$f":"'EnPI Table'!BH154","v":0},{"$f":"'EnPI Table'!BI154","v":0},{"$f":"'EnPI Table'!BJ154","v":0},{"$f":"'EnPI Table'!BK154","v":0},{"$f":"'EnPI Table'!BL154","v":0},{"$f":"'EnPI Table'!BM154","v":0},{"$f":"'EnPI Table'!BN154","v":0},{"$f":"'EnPI Table'!BO154","v":0},{"$f":"'EnPI Table'!BP154","v":0},{"$f":"'EnPI Table'!BQ154","v":0},{"$f":"'EnPI Table'!BR154","v":0},{"$f":"'EnPI Table'!BS154","v":0},{"$f":"'EnPI Table'!BT154","v":0},null,{"$f":"'EnPI Table'!H154","v":0},{"$f":"'EnPI Table'!I154","v":0},{"$f":"'EnPI Table'!J154","v":0},{"$f":"'EnPI Table'!K154","v":0},{"$f":"'EnPI Table'!L154","v":0},{"$f":"'EnPI Table'!M154","v":0},{"$f":"'EnPI Table'!N154","v":0},{"$f":"'EnPI Table'!O154","v":0},{"$f":"'EnPI Table'!P154","v":0},{"$f":"'EnPI Table'!Q154","v":0},{"$f":"'EnPI Table'!R154","v":0},{"$f":"'EnPI Table'!S154","v":0},{"$f":"'EnPI Table'!T154","v":0},{"$f":"'EnPI Table'!U154","v":0},{"$f":"'EnPI Table'!V154","v":0},{"$f":"'EnPI Table'!W154","v":0},{"$f":"'EnPI Table'!X154","v":0},{"$f":"'EnPI Table'!Y154","v":0},{"$f":"'EnPI Table'!Z154","v":0},{"$f":"'EnPI Table'!AA154","v":0}]
[{"$f":"'EnPI Table'!A155","v":"2017-02-01"},{"$f":"'EnPI Table'!AF155","v":122},{"$f":"'EnPI Table'!AG155","v":0},{"$f":"'EnPI Table'!AH155","v":0},{"$f":"'EnPI Table'!AI155","v":0},{"$f":"'EnPI Table'!AJ155","v":0},{"$f":"'EnPI Table'!AK155","v":0},{"$f":"'EnPI Table'!AL155","v":0},{"$f":"'EnPI Table'!AM155","v":0},{"$f":"'EnPI Table'!AN155","v":0},{"$f":"'EnPI Table'!AO155","v":0},{"$f":"'EnPI Table'!AP155","v":0},{"$f":"'EnPI Table'!AQ155","v":0},{"$f":"'EnPI Table'!AR155","v":0},{"$f":"'EnPI Table'!AS155","v":0},{"$f":"'EnPI Table'!AT155","v":0},{"$f":"'EnPI Table'!AU155","v":0},{"$f":"'EnPI Table'!AV155","v":0},{"$f":"'EnPI Table'!AW155","v":0},{"$f":"'EnPI Table'!AX155","v":0},{"$f":"'EnPI Table'!AY155","v":0},{"$f":"'EnPI Table'!AZ155","v":0},{"$f":"'EnPI Table'!BA155","v":0},{"$f":"'EnPI Table'!BB155","v":0},{"$f":"'EnPI Table'!BC155","v":0},{"$f":"'EnPI Table'!BD155","v":0},{"$f":"'EnPI Table'!BE155","v":0},{"$f":"'EnPI Table'!BF155","v":0},{"$f":"'EnPI Table'!BG155","v":0},{"$f":"'EnPI Table'!BH155","v":0},{"$f":"'EnPI Table'!BI155","v":0},{"$f":"'EnPI Table'!BJ155","v":0},{"$f":"'EnPI Table'!BK155","v":0},{"$f":"'EnPI Table'!BL155","v":0},{"$f":"'EnPI Table'!BM155","v":0},{"$f":"'EnPI Table'!BN155","v":0},{"$f":"'EnPI Table'!BO155","v":0},{"$f":"'EnPI Table'!BP155","v":0},{"$f":"'EnPI Table'!BQ155","v":0},{"$f":"'EnPI Table'!BR155","v":0},{"$f":"'EnPI Table'!BS155","v":0},{"$f":"'EnPI Table'!BT155","v":0},null,{"$f":"'EnPI Table'!H155","v":0},{"$f":"'EnPI Table'!I155","v":0},{"$f":"'EnPI Table'!J155","v":0},{"$f":"'EnPI Table'!K155","v":0},{"$f":"'EnPI Table'!L155","v":0},{"$f":"'EnPI Table'!M155","v":0},{"$f":"'EnPI Table'!N155","v":0},{"$f":"'EnPI Table'!O155","v":0},{"$f":"'EnPI Table'!P155","v":0},{"$f":"'EnPI Table'!Q155","v":0},{"$f":"'EnPI Table'!R155","v":0},{"$f":"'EnPI Table'!S155","v":0},{"$f":"'EnPI Table'!T155","v":0},{"$f":"'EnPI Table'!U155","v":0},{"$f":"'EnPI Table'!V155","v":0},{"$f":"'EnPI Table'!W155","v":0},{"$f":"'EnPI Table'!X155","v":0},{"$f":"'EnPI Table'!Y155","v":0},{"$f":"'EnPI Table'!Z155","v":0},{"$f":"'EnPI Table'!AA155","v":0}]
[{"$f":"'EnPI Table'!A156","v":"2017-03-01"},{"$f":"'EnPI Table'!AF156","v":123},{"$f":"'EnPI Table'!AG156","v":0},{"$f":"'EnPI Table'!AH156","v":0},{"$f":"'EnPI Table'!AI156","v":0},{"$f":"'EnPI Table'!AJ156","v":0},{"$f":"'EnPI Table'!AK156","v":0},{"$f":"'EnPI Table'!AL156","v":0},{"$f":"'EnPI Table'!AM156","v":0},{"$f":"'EnPI Table'!AN156","v":0},{"$f":"'EnPI Table'!AO156","v":0},{"$f":"'EnPI Table'!AP156","v":0},{"$f":"'EnPI Table'!AQ156","v":0},{"$f":"'EnPI Table'!AR156","v":0},{"$f":"'EnPI Table'!AS156","v":0},{"$f":"'EnPI Table'!AT156","v":0},{"$f":"'EnPI Table'!AU156","v":0},{"$f":"'EnPI Table'!AV156","v":0},{"$f":"'EnPI Table'!AW156","v":0},{"$f":"'EnPI Table'!AX156","v":0},{"$f":"'EnPI Table'!AY156","v":0},{"$f":"'EnPI Table'!AZ156","v":0},{"$f":"'EnPI Table'!BA156","v":0},{"$f":"'EnPI Table'!BB156","v":0},{"$f":"'EnPI Table'!BC156","v":0},{"$f":"'EnPI Table'!BD156","v":0},{"$f":"'EnPI Table'!BE156","v":0},{"$f":"'EnPI Table'!BF156","v":0},{"$f":"'EnPI Table'!BG156","v":0},{"$f":"'EnPI Table'!BH156","v":0},{"$f":"'EnPI Table'!BI156","v":0},{"$f":"'EnPI Table'!BJ156","v":0},{"$f":"'EnPI Table'!BK156","v":0},{"$f":"'EnPI Table'!BL156","v":0},{"$f":"'EnPI Table'!BM156","v":0},{"$f":"'EnPI Table'!BN156","v":0},{"$f":"'EnPI Table'!BO156","v":0},{"$f":"'EnPI Table'!BP156","v":0},{"$f":"'EnPI Table'!BQ156","v":0},{"$f":"'EnPI Table'!BR156","v":0},{"$f":"'EnPI Table'!BS156","v":0},{"$f":"'EnPI Table'!BT156","v":0},null,{"$f":"'EnPI Table'!H156","v":0},{"$f":"'EnPI Table'!I156","v":0},{"$f":"'EnPI Table'!J156","v":0},{"$f":"'EnPI Table'!K156","v":0},{"$f":"'EnPI Table'!L156","v":0},{"$f":"'EnPI Table'!M156","v":0},{"$f":"'EnPI Table'!N156","v":0},{"$f":"'EnPI Table'!O156","v":0},{"$f":"'EnPI Table'!P156","v":0},{"$f":"'EnPI Table'!Q156","v":0},{"$f":"'EnPI Table'!R156","v":0},{"$f":"'EnPI Table'!S156","v":0},{"$f":"'EnPI Table'!T156","v":0},{"$f":"'EnPI Table'!U156","v":0},{"$f":"'EnPI Table'!V156","v":0},{"$f":"'EnPI Table'!W156","v":0},{"$f":"'EnPI Table'!X156","v":0},{"$f":"'EnPI Table'!Y156","v":0},{"$f":"'EnPI Table'!Z156","v":0},{"$f":"'EnPI Table'!AA156","v":0}]
[{"$f":"'EnPI Table'!A157","v":"2017-04-01"},{"$f":"'EnPI Table'!AF157","v":124},{"$f":"'EnPI Table'!AG157","v":0},{"$f":"'EnPI Table'!AH157","v":0},{"$f":"'EnPI Table'!AI157","v":0},{"$f":"'EnPI Table'!AJ157","v":0},{"$f":"'EnPI Table'!AK157","v":0},{"$f":"'EnPI Table'!AL157","v":0},{"$f":"'EnPI Table'!AM157","v":0},{"$f":"'EnPI Table'!AN157","v":0},{"$f":"'EnPI Table'!AO157","v":0},{"$f":"'EnPI Table'!AP157","v":0},{"$f":"'EnPI Table'!AQ157","v":0},{"$f":"'EnPI Table'!AR157","v":0},{"$f":"'EnPI Table'!AS157","v":0},{"$f":"'EnPI Table'!AT157","v":0},{"$f":"'EnPI Table'!AU157","v":0},{"$f":"'EnPI Table'!AV157","v":0},{"$f":"'EnPI Table'!AW157","v":0},{"$f":"'EnPI Table'!AX157","v":0},{"$f":"'EnPI Table'!AY157","v":0},{"$f":"'EnPI Table'!AZ157","v":0},{"$f":"'EnPI Table'!BA157","v":0},{"$f":"'EnPI Table'!BB157","v":0},{"$f":"'EnPI Table'!BC157","v":0},{"$f":"'EnPI Table'!BD157","v":0},{"$f":"'EnPI Table'!BE157","v":0},{"$f":"'EnPI Table'!BF157","v":0},{"$f":"'EnPI Table'!BG157","v":0},{"$f":"'EnPI Table'!BH157","v":0},{"$f":"'EnPI Table'!BI157","v":0},{"$f":"'EnPI Table'!BJ157","v":0},{"$f":"'EnPI Table'!BK157","v":0},{"$f":"'EnPI Table'!BL157","v":0},{"$f":"'EnPI Table'!BM157","v":0},{"$f":"'EnPI Table'!BN157","v":0},{"$f":"'EnPI Table'!BO157","v":0},{"$f":"'EnPI Table'!BP157","v":0},{"$f":"'EnPI Table'!BQ157","v":0},{"$f":"'EnPI Table'!BR157","v":0},{"$f":"'EnPI Table'!BS157","v":0},{"$f":"'EnPI Table'!BT157","v":0},null,{"$f":"'EnPI Table'!H157","v":0},{"$f":"'EnPI Table'!I157","v":0},{"$f":"'EnPI Table'!J157","v":0},{"$f":"'EnPI Table'!K157","v":0},{"$f":"'EnPI Table'!L157","v":0},{"$f":"'EnPI Table'!M157","v":0},{"$f":"'EnPI Table'!N157","v":0},{"$f":"'EnPI Table'!O157","v":0},{"$f":"'EnPI Table'!P157","v":0},{"$f":"'EnPI Table'!Q157","v":0},{"$f":"'EnPI Table'!R157","v":0},{"$f":"'EnPI Table'!S157","v":0},{"$f":"'EnPI Table'!T157","v":0},{"$f":"'EnPI Table'!U157","v":0},{"$f":"'EnPI Table'!V157","v":0},{"$f":"'EnPI Table'!W157","v":0},{"$f":"'EnPI Table'!X157","v":0},{"$f":"'EnPI Table'!Y157","v":0},{"$f":"'EnPI Table'!Z157","v":0},{"$f":"'EnPI Table'!AA157","v":0}]
[{"$f":"'EnPI Table'!A158","v":"2017-05-01"},{"$f":"'EnPI Table'!AF158","v":125},{"$f":"'EnPI Table'!AG158","v":0},{"$f":"'EnPI Table'!AH158","v":0},{"$f":"'EnPI Table'!AI158","v":0},{"$f":"'EnPI Table'!AJ158","v":0},{"$f":"'EnPI Table'!AK158","v":0},{"$f":"'EnPI Table'!AL158","v":0},{"$f":"'EnPI Table'!AM158","v":0},{"$f":"'EnPI Table'!AN158","v":0},{"$f":"'EnPI Table'!AO158","v":0},{"$f":"'EnPI Table'!AP158","v":0},{"$f":"'EnPI Table'!AQ158","v":0},{"$f":"'EnPI Table'!AR158","v":0},{"$f":"'EnPI Table'!AS158","v":0},{"$f":"'EnPI Table'!AT158","v":0},{"$f":"'EnPI Table'!AU158","v":0},{"$f":"'EnPI Table'!AV158","v":0},{"$f":"'EnPI Table'!AW158","v":0},{"$f":"'EnPI Table'!AX158","v":0},{"$f":"'EnPI Table'!AY158","v":0},{"$f":"'EnPI Table'!AZ158","v":0},{"$f":"'EnPI Table'!BA158","v":0},{"$f":"'EnPI Table'!BB158","v":0},{"$f":"'EnPI Table'!BC158","v":0},{"$f":"'EnPI Table'!BD158","v":0},{"$f":"'EnPI Table'!BE158","v":0},{"$f":"'EnPI Table'!BF158","v":0},{"$f":"'EnPI Table'!BG158","v":0},{"$f":"'EnPI Table'!BH158","v":0},{"$f":"'EnPI Table'!BI158","v":0},{"$f":"'EnPI Table'!BJ158","v":0},{"$f":"'EnPI Table'!BK158","v":0},{"$f":"'EnPI Table'!BL158","v":0},{"$f":"'EnPI Table'!BM158","v":0},{"$f":"'EnPI Table'!BN158","v":0},{"$f":"'EnPI Table'!BO158","v":0},{"$f":"'EnPI Table'!BP158","v":0},{"$f":"'EnPI Table'!BQ158","v":0},{"$f":"'EnPI Table'!BR158","v":0},{"$f":"'EnPI Table'!BS158","v":0},{"$f":"'EnPI Table'!BT158","v":0},null,{"$f":"'EnPI Table'!H158","v":0},{"$f":"'EnPI Table'!I158","v":0},{"$f":"'EnPI Table'!J158","v":0},{"$f":"'EnPI Table'!K158","v":0},{"$f":"'EnPI Table'!L158","v":0},{"$f":"'EnPI Table'!M158","v":0},{"$f":"'EnPI Table'!N158","v":0},{"$f":"'EnPI Table'!O158","v":0},{"$f":"'EnPI Table'!P158","v":0},{"$f":"'EnPI Table'!Q158","v":0},{"$f":"'EnPI Table'!R158","v":0},{"$f":"'EnPI Table'!S158","v":0},{"$f":"'EnPI Table'!T158","v":0},{"$f":"'EnPI Table'!U158","v":0},{"$f":"'EnPI Table'!V158","v":0},{"$f":"'EnPI Table'!W158","v":0},{"$f":"'EnPI Table'!X158","v":0},{"$f":"'EnPI Table'!Y158","v":0},{"$f":"'EnPI Table'!Z158","v":0},{"$f":"'EnPI Table'!AA158","v":0}]
[{"$f":"'EnPI Table'!A159","v":"2017-06-01"},{"$f":"'EnPI Table'!AF159","v":126},{"$f":"'EnPI Table'!AG159","v":0},{"$f":"'EnPI Table'!AH159","v":0},{"$f":"'EnPI Table'!AI159","v":0},{"$f":"'EnPI Table'!AJ159","v":0},{"$f":"'EnPI Table'!AK159","v":0},{"$f":"'EnPI Table'!AL159","v":0},{"$f":"'EnPI Table'!AM159","v":0},{"$f":"'EnPI Table'!AN159","v":0},{"$f":"'EnPI Table'!AO159","v":0},{"$f":"'EnPI Table'!AP159","v":0},{"$f":"'EnPI Table'!AQ159","v":0},{"$f":"'EnPI Table'!AR159","v":0},{"$f":"'EnPI Table'!AS159","v":0},{"$f":"'EnPI Table'!AT159","v":0},{"$f":"'EnPI Table'!AU159","v":0},{"$f":"'EnPI Table'!AV159","v":0},{"$f":"'EnPI Table'!AW159","v":0},{"$f":"'EnPI Table'!AX159","v":0},{"$f":"'EnPI Table'!AY159","v":0},{"$f":"'EnPI Table'!AZ159","v":0},{"$f":"'EnPI Table'!BA159","v":0},{"$f":"'EnPI Table'!BB159","v":0},{"$f":"'EnPI Table'!BC159","v":0},{"$f":"'EnPI Table'!BD159","v":0},{"$f":"'EnPI Table'!BE159","v":0},{"$f":"'EnPI Table'!BF159","v":0},{"$f":"'EnPI Table'!BG159","v":0},{"$f":"'EnPI Table'!BH159","v":0},{"$f":"'EnPI Table'!BI159","v":0},{"$f":"'EnPI Table'!BJ159","v":0},{"$f":"'EnPI Table'!BK159","v":0},{"$f":"'EnPI Table'!BL159","v":0},{"$f":"'EnPI Table'!BM159","v":0},{"$f":"'EnPI Table'!BN159","v":0},{"$f":"'EnPI Table'!BO159","v":0},{"$f":"'EnPI Table'!BP159","v":0},{"$f":"'EnPI Table'!BQ159","v":0},{"$f":"'EnPI Table'!BR159","v":0},{"$f":"'EnPI Table'!BS159","v":0},{"$f":"'EnPI Table'!BT159","v":0},null,{"$f":"'EnPI Table'!H159","v":0},{"$f":"'EnPI Table'!I159","v":0},{"$f":"'EnPI Table'!J159","v":0},{"$f":"'EnPI Table'!K159","v":0},{"$f":"'EnPI Table'!L159","v":0},{"$f":"'EnPI Table'!M159","v":0},{"$f":"'EnPI Table'!N159","v":0},{"$f":"'EnPI Table'!O159","v":0},{"$f":"'EnPI Table'!P159","v":0},{"$f":"'EnPI Table'!Q159","v":0},{"$f":"'EnPI Table'!R159","v":0},{"$f":"'EnPI Table'!S159","v":0},{"$f":"'EnPI Table'!T159","v":0},{"$f":"'EnPI Table'!U159","v":0},{"$f":"'EnPI Table'!V159","v":0},{"$f":"'EnPI Table'!W159","v":0},{"$f":"'EnPI Table'!X159","v":0},{"$f":"'EnPI Table'!Y159","v":0},{"$f":"'EnPI Table'!Z159","v":0},{"$f":"'EnPI Table'!AA159","v":0}]
[{"$f":"'EnPI Table'!A160","v":"2017-07-01"},{"$f":"'EnPI Table'!AF160","v":127},{"$f":"'EnPI Table'!AG160","v":0},{"$f":"'EnPI Table'!AH160","v":0},{"$f":"'EnPI Table'!AI160","v":0},{"$f":"'EnPI Table'!AJ160","v":0},{"$f":"'EnPI Table'!AK160","v":0},{"$f":"'EnPI Table'!AL160","v":0},{"$f":"'EnPI Table'!AM160","v":0},{"$f":"'EnPI Table'!AN160","v":0},{"$f":"'EnPI Table'!AO160","v":0},{"$f":"'EnPI Table'!AP160","v":0},{"$f":"'EnPI Table'!AQ160","v":0},{"$f":"'EnPI Table'!AR160","v":0},{"$f":"'EnPI Table'!AS160","v":0},{"$f":"'EnPI Table'!AT160","v":0},{"$f":"'EnPI Table'!AU160","v":0},{"$f":"'EnPI Table'!AV160","v":0},{"$f":"'EnPI Table'!AW160","v":0},{"$f":"'EnPI Table'!AX160","v":0},{"$f":"'EnPI Table'!AY160","v":0},{"$f":"'EnPI Table'!AZ160","v":0},{"$f":"'EnPI Table'!BA160","v":0},{"$f":"'EnPI Table'!BB160","v":0},{"$f":"'EnPI Table'!BC160","v":0},{"$f":"'EnPI Table'!BD160","v":0},{"$f":"'EnPI Table'!BE160","v":0},{"$f":"'EnPI Table'!BF160","v":0},{"$f":"'EnPI Table'!BG160","v":0},{"$f":"'EnPI Table'!BH160","v":0},{"$f":"'EnPI Table'!BI160","v":0},{"$f":"'EnPI Table'!BJ160","v":0},{"$f":"'EnPI Table'!BK160","v":0},{"$f":"'EnPI Table'!BL160","v":0},{"$f":"'EnPI Table'!BM160","v":0},{"$f":"'EnPI Table'!BN160","v":0},{"$f":"'EnPI Table'!BO160","v":0},{"$f":"'EnPI Table'!BP160","v":0},{"$f":"'EnPI Table'!BQ160","v":0},{"$f":"'EnPI Table'!BR160","v":0},{"$f":"'EnPI Table'!BS160","v":0},{"$f":"'EnPI Table'!BT160","v":0},null,{"$f":"'EnPI Table'!H160","v":0},{"$f":"'EnPI Table'!I160","v":0},{"$f":"'EnPI Table'!J160","v":0},{"$f":"'EnPI Table'!K160","v":0},{"$f":"'EnPI Table'!L160","v":0},{"$f":"'EnPI Table'!M160","v":0},{"$f":"'EnPI Table'!N160","v":0},{"$f":"'EnPI Table'!O160","v":0},{"$f":"'EnPI Table'!P160","v":0},{"$f":"'EnPI Table'!Q160","v":0},{"$f":"'EnPI Table'!R160","v":0},{"$f":"'EnPI Table'!S160","v":0},{"$f":"'EnPI Table'!T160","v":0},{"$f":"'EnPI Table'!U160","v":0},{"$f":"'EnPI Table'!V160","v":0},{"$f":"'EnPI Table'!W160","v":0},{"$f":"'EnPI Table'!X160","v":0},{"$f":"'EnPI Table'!Y160","v":0},{"$f":"'EnPI Table'!Z160","v":0},{"$f":"'EnPI Table'!AA160","v":0}]
[{"$f":"'EnPI Table'!A161","v":"2017-08-01"},{"$f":"'EnPI Table'!AF161","v":128},{"$f":"'EnPI Table'!AG161","v":0},{"$f":"'EnPI Table'!AH161","v":0},{"$f":"'EnPI Table'!AI161","v":0},{"$f":"'EnPI Table'!AJ161","v":0},{"$f":"'EnPI Table'!AK161","v":0},{"$f":"'EnPI Table'!AL161","v":0},{"$f":"'EnPI Table'!AM161","v":0},{"$f":"'EnPI Table'!AN161","v":0},{"$f":"'EnPI Table'!AO161","v":0},{"$f":"'EnPI Table'!AP161","v":0},{"$f":"'EnPI Table'!AQ161","v":0},{"$f":"'EnPI Table'!AR161","v":0},{"$f":"'EnPI Table'!AS161","v":0},{"$f":"'EnPI Table'!AT161","v":0},{"$f":"'EnPI Table'!AU161","v":0},{"$f":"'EnPI Table'!AV161","v":0},{"$f":"'EnPI Table'!AW161","v":0},{"$f":"'EnPI Table'!AX161","v":0},{"$f":"'EnPI Table'!AY161","v":0},{"$f":"'EnPI Table'!AZ161","v":0},{"$f":"'EnPI Table'!BA161","v":0},{"$f":"'EnPI Table'!BB161","v":0},{"$f":"'EnPI Table'!BC161","v":0},{"$f":"'EnPI Table'!BD161","v":0},{"$f":"'EnPI Table'!BE161","v":0},{"$f":"'EnPI Table'!BF161","v":0},{"$f":"'EnPI Table'!BG161","v":0},{"$f":"'EnPI Table'!BH161","v":0},{"$f":"'EnPI Table'!BI161","v":0},{"$f":"'EnPI Table'!BJ161","v":0},{"$f":"'EnPI Table'!BK161","v":0},{"$f":"'EnPI Table'!BL161","v":0},{"$f":"'EnPI Table'!BM161","v":0},{"$f":"'EnPI Table'!BN161","v":0},{"$f":"'EnPI Table'!BO161","v":0},{"$f":"'EnPI Table'!BP161","v":0},{"$f":"'EnPI Table'!BQ161","v":0},{"$f":"'EnPI Table'!BR161","v":0},{"$f":"'EnPI Table'!BS161","v":0},{"$f":"'EnPI Table'!BT161","v":0},null,{"$f":"'EnPI Table'!H161","v":0},{"$f":"'EnPI Table'!I161","v":0},{"$f":"'EnPI Table'!J161","v":0},{"$f":"'EnPI Table'!K161","v":0},{"$f":"'EnPI Table'!L161","v":0},{"$f":"'EnPI Table'!M161","v":0},{"$f":"'EnPI Table'!N161","v":0},{"$f":"'EnPI Table'!O161","v":0},{"$f":"'EnPI Table'!P161","v":0},{"$f":"'EnPI Table'!Q161","v":0},{"$f":"'EnPI Table'!R161","v":0},{"$f":"'EnPI Table'!S161","v":0},{"$f":"'EnPI Table'!T161","v":0},{"$f":"'EnPI Table'!U161","v":0},{"$f":"'EnPI Table'!V161","v":0},{"$f":"'EnPI Table'!W161","v":0},{"$f":"'EnPI Table'!X161","v":0},{"$f":"'EnPI Table'!Y161","v":0},{"$f":"'EnPI Table'!Z161","v":0},{"$f":"'EnPI Table'!AA161","v":0}]
[{"$f":"'EnPI Table'!A162","v":"2017-09-01"},{"$f":"'EnPI Table'!AF162","v":129},{"$f":"'EnPI Table'!AG162","v":0},{"$f":"'EnPI Table'!AH162","v":0},{"$f":"'EnPI Table'!AI162","v":0},{"$f":"'EnPI Table'!AJ162","v":0},{"$f":"'EnPI Table'!AK162","v":0},{"$f":"'EnPI Table'!AL162","v":0},{"$f":"'EnPI Table'!AM162","v":0},{"$f":"'EnPI Table'!AN162","v":0},{"$f":"'EnPI Table'!AO162","v":0},{"$f":"'EnPI Table'!AP162","v":0},{"$f":"'EnPI Table'!AQ162","v":0},{"$f":"'EnPI Table'!AR162","v":0},{"$f":"'EnPI Table'!AS162","v":0},{"$f":"'EnPI Table'!AT162","v":0},{"$f":"'EnPI Table'!AU162","v":0},{"$f":"'EnPI Table'!AV162","v":0},{"$f":"'EnPI Table'!AW162","v":0},{"$f":"'EnPI Table'!AX162","v":0},{"$f":"'EnPI Table'!AY162","v":0},{"$f":"'EnPI Table'!AZ162","v":0},{"$f":"'EnPI Table'!BA162","v":0},{"$f":"'EnPI Table'!BB162","v":0},{"$f":"'EnPI Table'!BC162","v":0},{"$f":"'EnPI Table'!BD162","v":0},{"$f":"'EnPI Table'!BE162","v":0},{"$f":"'EnPI Table'!BF162","v":0},{"$f":"'EnPI Table'!BG162","v":0},{"$f":"'EnPI Table'!BH162","v":0},{"$f":"'EnPI Table'!BI162","v":0},{"$f":"'EnPI Table'!BJ162","v":0},{"$f":"'EnPI Table'!BK162","v":0},{"$f":"'EnPI Table'!BL162","v":0},{"$f":"'EnPI Table'!BM162","v":0},{"$f":"'EnPI Table'!BN162","v":0},{"$f":"'EnPI Table'!BO162","v":0},{"$f":"'EnPI Table'!BP162","v":0},{"$f":"'EnPI Table'!BQ162","v":0},{"$f":"'EnPI Table'!BR162","v":0},{"$f":"'EnPI Table'!BS162","v":0},{"$f":"'EnPI Table'!BT162","v":0},null,{"$f":"'EnPI Table'!H162","v":0},{"$f":"'EnPI Table'!I162","v":0},{"$f":"'EnPI Table'!J162","v":0},{"$f":"'EnPI Table'!K162","v":0},{"$f":"'EnPI Table'!L162","v":0},{"$f":"'EnPI Table'!M162","v":0},{"$f":"'EnPI Table'!N162","v":0},{"$f":"'EnPI Table'!O162","v":0},{"$f":"'EnPI Table'!P162","v":0},{"$f":"'EnPI Table'!Q162","v":0},{"$f":"'EnPI Table'!R162","v":0},{"$f":"'EnPI Table'!S162","v":0},{"$f":"'EnPI Table'!T162","v":0},{"$f":"'EnPI Table'!U162","v":0},{"$f":"'EnPI Table'!V162","v":0},{"$f":"'EnPI Table'!W162","v":0},{"$f":"'EnPI Table'!X162","v":0},{"$f":"'EnPI Table'!Y162","v":0},{"$f":"'EnPI Table'!Z162","v":0},{"$f":"'EnPI Table'!AA162","v":0}]
[{"$f":"'EnPI Table'!A163","v":"2017-10-01"},{"$f":"'EnPI Table'!AF163","v":130},{"$f":"'EnPI Table'!AG163","v":0},{"$f":"'EnPI Table'!AH163","v":0},{"$f":"'EnPI Table'!AI163","v":0},{"$f":"'EnPI Table'!AJ163","v":0},{"$f":"'EnPI Table'!AK163","v":0},{"$f":"'EnPI Table'!AL163","v":0},{"$f":"'EnPI Table'!AM163","v":0},{"$f":"'EnPI Table'!AN163","v":0},{"$f":"'EnPI Table'!AO163","v":0},{"$f":"'EnPI Table'!AP163","v":0},{"$f":"'EnPI Table'!AQ163","v":0},{"$f":"'EnPI Table'!AR163","v":0},{"$f":"'EnPI Table'!AS163","v":0},{"$f":"'EnPI Table'!AT163","v":0},{"$f":"'EnPI Table'!AU163","v":0},{"$f":"'EnPI Table'!AV163","v":0},{"$f":"'EnPI Table'!AW163","v":0},{"$f":"'EnPI Table'!AX163","v":0},{"$f":"'EnPI Table'!AY163","v":0},{"$f":"'EnPI Table'!AZ163","v":0},{"$f":"'EnPI Table'!BA163","v":0},{"$f":"'EnPI Table'!BB163","v":0},{"$f":"'EnPI Table'!BC163","v":0},{"$f":"'EnPI Table'!BD163","v":0},{"$f":"'EnPI Table'!BE163","v":0},{"$f":"'EnPI Table'!BF163","v":0},{"$f":"'EnPI Table'!BG163","v":0},{"$f":"'EnPI Table'!BH163","v":0},{"$f":"'EnPI Table'!BI163","v":0},{"$f":"'EnPI Table'!BJ163","v":0},{"$f":"'EnPI Table'!BK163","v":0},{"$f":"'EnPI Table'!BL163","v":0},{"$f":"'EnPI Table'!BM163","v":0},{"$f":"'EnPI Table'!BN163","v":0},{"$f":"'EnPI Table'!BO163","v":0},{"$f":"'EnPI Table'!BP163","v":0},{"$f":"'EnPI Table'!BQ163","v":0},{"$f":"'EnPI Table'!BR163","v":0},{"$f":"'EnPI Table'!BS163","v":0},{"$f":"'EnPI Table'!BT163","v":0},null,{"$f":"'EnPI Table'!H163","v":0},{"$f":"'EnPI Table'!I163","v":0},{"$f":"'EnPI Table'!J163","v":0},{"$f":"'EnPI Table'!K163","v":0},{"$f":"'EnPI Table'!L163","v":0},{"$f":"'EnPI Table'!M163","v":0},{"$f":"'EnPI Table'!N163","v":0},{"$f":"'EnPI Table'!O163","v":0},{"$f":"'EnPI Table'!P163","v":0},{"$f":"'EnPI Table'!Q163","v":0},{"$f":"'EnPI Table'!R163","v":0},{"$f":"'EnPI Table'!S163","v":0},{"$f":"'EnPI Table'!T163","v":0},{"$f":"'EnPI Table'!U163","v":0},{"$f":"'EnPI Table'!V163","v":0},{"$f":"'EnPI Table'!W163","v":0},{"$f":"'EnPI Table'!X163","v":0},{"$f":"'EnPI Table'!Y163","v":0},{"$f":"'EnPI Table'!Z163","v":0},{"$f":"'EnPI Table'!AA163","v":0}]
[{"$f":"'EnPI Table'!A164","v":"2017-11-01"},{"$f":"'EnPI Table'!AF164","v":131},{"$f":"'EnPI Table'!AG164","v":0},{"$f":"'EnPI Table'!AH164","v":0},{"$f":"'EnPI Table'!AI164","v":0},{"$f":"'EnPI Table'!AJ164","v":0},{"$f":"'EnPI Table'!AK164","v":0},{"$f":"'EnPI Table'!AL164","v":0},{"$f":"'EnPI Table'!AM164","v":0},{"$f":"'EnPI Table'!AN164","v":0},{"$f":"'EnPI Table'!AO164","v":0},{"$f":"'EnPI Table'!AP164","v":0},{"$f":"'EnPI Table'!AQ164","v":0},{"$f":"'EnPI Table'!AR164","v":0},{"$f":"'EnPI Table'!AS164","v":0},{"$f":"'EnPI Table'!AT164","v":0},{"$f":"'EnPI Table'!AU164","v":0},{"$f":"'EnPI Table'!AV164","v":0},{"$f":"'EnPI Table'!AW164","v":0},{"$f":"'EnPI Table'!AX164","v":0},{"$f":"'EnPI Table'!AY164","v":0},{"$f":"'EnPI Table'!AZ164","v":0},{"$f":"'EnPI Table'!BA164","v":0},{"$f":"'EnPI Table'!BB164","v":0},{"$f":"'EnPI Table'!BC164","v":0},{"$f":"'EnPI Table'!BD164","v":0},{"$f":"'EnPI Table'!BE164","v":0},{"$f":"'EnPI Table'!BF164","v":0},{"$f":"'EnPI Table'!BG164","v":0},{"$f":"'EnPI Table'!BH164","v":0},{"$f":"'EnPI Table'!BI164","v":0},{"$f":"'EnPI Table'!BJ164","v":0},{"$f":"'EnPI Table'!BK164","v":0},{"$f":"'EnPI Table'!BL164","v":0},{"$f":"'EnPI Table'!BM164","v":0},{"$f":"'EnPI Table'!BN164","v":0},{"$f":"'EnPI Table'!BO164","v":0},{"$f":"'EnPI Table'!BP164","v":0},{"$f":"'EnPI Table'!BQ164","v":0},{"$f":"'EnPI Table'!BR164","v":0},{"$f":"'EnPI Table'!BS164","v":0},{"$f":"'EnPI Table'!BT164","v":0},null,{"$f":"'EnPI Table'!H164","v":0},{"$f":"'EnPI Table'!I164","v":0},{"$f":"'EnPI Table'!J164","v":0},{"$f":"'EnPI Table'!K164","v":0},{"$f":"'EnPI Table'!L164","v":0},{"$f":"'EnPI Table'!M164","v":0},{"$f":"'EnPI Table'!N164","v":0},{"$f":"'EnPI Table'!O164","v":0},{"$f":"'EnPI Table'!P164","v":0},{"$f":"'EnPI Table'!Q164","v":0},{"$f":"'EnPI Table'!R164","v":0},{"$f":"'EnPI Table'!S164","v":0},{"$f":"'EnPI Table'!T164","v":0},{"$f":"'EnPI Table'!U164","v":0},{"$f":"'EnPI Table'!V164","v":0},{"$f":"'EnPI Table'!W164","v":0},{"$f":"'EnPI Table'!X164","v":0},{"$f":"'EnPI Table'!Y164","v":0},{"$f":"'EnPI Table'!Z164","v":0},{"$f":"'EnPI Table'!AA164","v":0}]
[{"$f":"'EnPI Table'!A165","v":"2017-12-01"},{"$f":"'EnPI Table'!AF165","v":132},{"$f":"'EnPI Table'!AG165","v":0},{"$f":"'EnPI Table'!AH165","v":0},{"$f":"'EnPI Table'!AI165","v":0},{"$f":"'EnPI Table'!AJ165","v":0},{"$f":"'EnPI Table'!AK165","v":0},{"$f":"'EnPI Table'!AL165","v":0},{"$f":"'EnPI Table'!AM165","v":0},{"$f":"'EnPI Table'!AN165","v":0},{"$f":"'EnPI Table'!AO165","v":0},{"$f":"'EnPI Table'!AP165","v":0},{"$f":"'EnPI Table'!AQ165","v":0},{"$f":"'EnPI Table'!AR165","v":0},{"$f":"'EnPI Table'!AS165","v":0},{"$f":"'EnPI Table'!AT165","v":0},{"$f":"'EnPI Table'!AU165","v":0},{"$f":"'EnPI Table'!AV165","v":0},{"$f":"'EnPI Table'!AW165","v":0},{"$f":"'EnPI Table'!AX165","v":0},{"$f":"'EnPI Table'!AY165","v":0},{"$f":"'EnPI Table'!AZ165","v":0},{"$f":"'EnPI Table'!BA165","v":0},{"$f":"'EnPI Table'!BB165","v":0},{"$f":"'EnPI Table'!BC165","v":0},{"$f":"'EnPI Table'!BD165","v":0},{"$f":"'EnPI Table'!BE165","v":0},{"$f":"'EnPI Table'!BF165","v":0},{"$f":"'EnPI Table'!BG165","v":0},{"$f":"'EnPI Table'!BH165","v":0},{"$f":"'EnPI Table'!BI165","v":0},{"$f":"'EnPI Table'!BJ165","v":0},{"$f":"'EnPI Table'!BK165","v":0},{"$f":"'EnPI Table'!BL165","v":0},{"$f":"'EnPI Table'!BM165","v":0},{"$f":"'EnPI Table'!BN165","v":0},{"$f":"'EnPI Table'!BO165","v":0},{"$f":"'EnPI Table'!BP165","v":0},{"$f":"'EnPI Table'!BQ165","v":0},{"$f":"'EnPI Table'!BR165","v":0},{"$f":"'EnPI Table'!BS165","v":0},{"$f":"'EnPI Table'!BT165","v":0},null,{"$f":"'EnPI Table'!H165","v":0},{"$f":"'EnPI Table'!I165","v":0},{"$f":"'EnPI Table'!J165","v":0},{"$f":"'EnPI Table'!K165","v":0},{"$f":"'EnPI Table'!L165","v":0},{"$f":"'EnPI Table'!M165","v":0},{"$f":"'EnPI Table'!N165","v":0},{"$f":"'EnPI Table'!O165","v":0},{"$f":"'EnPI Table'!P165","v":0},{"$f":"'EnPI Table'!Q165","v":0},{"$f":"'EnPI Table'!R165","v":0},{"$f":"'EnPI Table'!S165","v":0},{"$f":"'EnPI Table'!T165","v":0},{"$f":"'EnPI Table'!U165","v":0},{"$f":"'EnPI Table'!V165","v":0},{"$f":"'EnPI Table'!W165","v":0},{"$f":"'EnPI Table'!X165","v":0},{"$f":"'EnPI Table'!Y165","v":0},{"$f":"'EnPI Table'!Z165","v":0},{"$f":"'EnPI Table'!AA165","v":0}]
[{"$f":"'EnPI Table'!A166","v":"2018-01-01"},{"$f":"'EnPI Table'!AF166","v":109},{"$f":"'EnPI Table'!AG166","v":0},{"$f":"'EnPI Table'!AH166","v":0},{"$f":"'EnPI Table'!AI166","v":0},{"$f":"'EnPI Table'!AJ166","v":0},{"$f":"'EnPI Table'!AK166","v":0},{"$f":"'EnPI Table'!AL166","v":0},{"$f":"'EnPI Table'!AM166","v":0},{"$f":"'EnPI Table'!AN166","v":0},{"$f":"'EnPI Table'!AO166","v":0},{"$f":"'EnPI Table'!AP166","v":0},{"$f":"'EnPI Table'!AQ166","v":0},{"$f":"'EnPI Table'!AR166","v":0},{"$f":"'EnPI Table'!AS166","v":0},{"$f":"'EnPI Table'!AT166","v":0},{"$f":"'EnPI Table'!AU166","v":0},{"$f":"'EnPI Table'!AV166","v":0},{"$f":"'EnPI Table'!AW166","v":0},{"$f":"'EnPI Table'!AX166","v":0},{"$f":"'EnPI Table'!AY166","v":0},{"$f":"'EnPI Table'!AZ166","v":0},{"$f":"'EnPI Table'!BA166","v":0},{"$f":"'EnPI Table'!BB166","v":0},{"$f":"'EnPI Table'!BC166","v":0},{"$f":"'EnPI Table'!BD166","v":0},{"$f":"'EnPI Table'!BE166","v":0},{"$f":"'EnPI Table'!BF166","v":0},{"$f":"'EnPI Table'!BG166","v":0},{"$f":"'EnPI Table'!BH166","v":0},{"$f":"'EnPI Table'!BI166","v":0},{"$f":"'EnPI Table'!BJ166","v":0},{"$f":"'EnPI Table'!BK166","v":0},{"$f":"'EnPI Table'!BL166","v":0},{"$f":"'EnPI Table'!BM166","v":0},{"$f":"'EnPI Table'!BN166","v":0},{"$f":"'EnPI Table'!BO166","v":0},{"$f":"'EnPI Table'!BP166","v":0},{"$f":"'EnPI Table'!BQ166","v":0},{"$f":"'EnPI Table'!BR166","v":0},{"$f":"'EnPI Table'!BS166","v":0},{"$f":"'EnPI Table'!BT166","v":0},null,{"$f":"'EnPI Table'!H166","v":0},{"$f":"'EnPI Table'!I166","v":0},{"$f":"'EnPI Table'!J166","v":0},{"$f":"'EnPI Table'!K166","v":0},{"$f":"'EnPI Table'!L166","v":0},{"$f":"'EnPI Table'!M166","v":0},{"$f":"'EnPI Table'!N166","v":0},{"$f":"'EnPI Table'!O166","v":0},{"$f":"'EnPI Table'!P166","v":0},{"$f":"'EnPI Table'!Q166","v":0},{"$f":"'EnPI Table'!R166","v":0},{"$f":"'EnPI Table'!S166","v":0},{"$f":"'EnPI Table'!T166","v":0},{"$f":"'EnPI Table'!U166","v":0},{"$f":"'EnPI Table'!V166","v":0},{"$f":"'EnPI Table'!W166","v":0},{"$f":"'EnPI Table'!X166","v":0},{"$f":"'EnPI Table'!Y166","v":0},{"$f":"'EnPI Table'!Z166","v":0},{"$f":"'EnPI Table'!AA166","v":0}]
[{"$f":"'EnPI Table'!A167","v":"2018-02-01"},{"$f":"'EnPI Table'!AF167","v":110},{"$f":"'EnPI Table'!AG167","v":0},{"$f":"'EnPI Table'!AH167","v":0},{"$f":"'EnPI Table'!AI167","v":0},{"$f":"'EnPI Table'!AJ167","v":0},{"$f":"'EnPI Table'!AK167","v":0},{"$f":"'EnPI Table'!AL167","v":0},{"$f":"'EnPI Table'!AM167","v":0},{"$f":"'EnPI Table'!AN167","v":0},{"$f":"'EnPI Table'!AO167","v":0},{"$f":"'EnPI Table'!AP167","v":0},{"$f":"'EnPI Table'!AQ167","v":0},{"$f":"'EnPI Table'!AR167","v":0},{"$f":"'EnPI Table'!AS167","v":0},{"$f":"'EnPI Table'!AT167","v":0},{"$f":"'EnPI Table'!AU167","v":0},{"$f":"'EnPI Table'!AV167","v":0},{"$f":"'EnPI Table'!AW167","v":0},{"$f":"'EnPI Table'!AX167","v":0},{"$f":"'EnPI Table'!AY167","v":0},{"$f":"'EnPI Table'!AZ167","v":0},{"$f":"'EnPI Table'!BA167","v":0},{"$f":"'EnPI Table'!BB167","v":0},{"$f":"'EnPI Table'!BC167","v":0},{"$f":"'EnPI Table'!BD167","v":0},{"$f":"'EnPI Table'!BE167","v":0},{"$f":"'EnPI Table'!BF167","v":0},{"$f":"'EnPI Table'!BG167","v":0},{"$f":"'EnPI Table'!BH167","v":0},{"$f":"'EnPI Table'!BI167","v":0},{"$f":"'EnPI Table'!BJ167","v":0},{"$f":"'EnPI Table'!BK167","v":0},{"$f":"'EnPI Table'!BL167","v":0},{"$f":"'EnPI Table'!BM167","v":0},{"$f":"'EnPI Table'!BN167","v":0},{"$f":"'EnPI Table'!BO167","v":0},{"$f":"'EnPI Table'!BP167","v":0},{"$f":"'EnPI Table'!BQ167","v":0},{"$f":"'EnPI Table'!BR167","v":0},{"$f":"'EnPI Table'!BS167","v":0},{"$f":"'EnPI Table'!BT167","v":0},null,{"$f":"'EnPI Table'!H167","v":0},{"$f":"'EnPI Table'!I167","v":0},{"$f":"'EnPI Table'!J167","v":0},{"$f":"'EnPI Table'!K167","v":0},{"$f":"'EnPI Table'!L167","v":0},{"$f":"'EnPI Table'!M167","v":0},{"$f":"'EnPI Table'!N167","v":0},{"$f":"'EnPI Table'!O167","v":0},{"$f":"'EnPI Table'!P167","v":0},{"$f":"'EnPI Table'!Q167","v":0},{"$f":"'EnPI Table'!R167","v":0},{"$f":"'EnPI Table'!S167","v":0},{"$f":"'EnPI Table'!T167","v":0},{"$f":"'EnPI Table'!U167","v":0},{"$f":"'EnPI Table'!V167","v":0},{"$f":"'EnPI Table'!W167","v":0},{"$f":"'EnPI Table'!X167","v":0},{"$f":"'EnPI Table'!Y167","v":0},{"$f":"'EnPI Table'!Z167","v":0},{"$f":"'EnPI Table'!AA167","v":0}]
[{"$f":"'EnPI Table'!A168","v":"2018-03-01"},{"$f":"'EnPI Table'!AF168","v":111},{"$f":"'EnPI Table'!AG168","v":0},{"$f":"'EnPI Table'!AH168","v":0},{"$f":"'EnPI Table'!AI168","v":0},{"$f":"'EnPI Table'!AJ168","v":0},{"$f":"'EnPI Table'!AK168","v":0},{"$f":"'EnPI Table'!AL168","v":0},{"$f":"'EnPI Table'!AM168","v":0},{"$f":"'EnPI Table'!AN168","v":0},{"$f":"'EnPI Table'!AO168","v":0},{"$f":"'EnPI Table'!AP168","v":0},{"$f":"'EnPI Table'!AQ168","v":0},{"$f":"'EnPI Table'!AR168","v":0},{"$f":"'EnPI Table'!AS168","v":0},{"$f":"'EnPI Table'!AT168","v":0},{"$f":"'EnPI Table'!AU168","v":0},{"$f":"'EnPI Table'!AV168","v":0},{"$f":"'EnPI Table'!AW168","v":0},{"$f":"'EnPI Table'!AX168","v":0},{"$f":"'EnPI Table'!AY168","v":0},{"$f":"'EnPI Table'!AZ168","v":0},{"$f":"'EnPI Table'!BA168","v":0},{"$f":"'EnPI Table'!BB168","v":0},{"$f":"'EnPI Table'!BC168","v":0},{"$f":"'EnPI Table'!BD168","v":0},{"$f":"'EnPI Table'!BE168","v":0},{"$f":"'EnPI Table'!BF168","v":0},{"$f":"'EnPI Table'!BG168","v":0},{"$f":"'EnPI Table'!BH168","v":0},{"$f":"'EnPI Table'!BI168","v":0},{"$f":"'EnPI Table'!BJ168","v":0},{"$f":"'EnPI Table'!BK168","v":0},{"$f":"'EnPI Table'!BL168","v":0},{"$f":"'EnPI Table'!BM168","v":0},{"$f":"'EnPI Table'!BN168","v":0},{"$f":"'EnPI Table'!BO168","v":0},{"$f":"'EnPI Table'!BP168","v":0},{"$f":"'EnPI Table'!BQ168","v":0},{"$f":"'EnPI Table'!BR168","v":0},{"$f":"'EnPI Table'!BS168","v":0},{"$f":"'EnPI Table'!BT168","v":0},null,{"$f":"'EnPI Table'!H168","v":0},{"$f":"'EnPI Table'!I168","v":0},{"$f":"'EnPI Table'!J168","v":0},{"$f":"'EnPI Table'!K168","v":0},{"$f":"'EnPI Table'!L168","v":0},{"$f":"'EnPI Table'!M168","v":0},{"$f":"'EnPI Table'!N168","v":0},{"$f":"'EnPI Table'!O168","v":0},{"$f":"'EnPI Table'!P168","v":0},{"$f":"'EnPI Table'!Q168","v":0},{"$f":"'EnPI Table'!R168","v":0},{"$f":"'EnPI Table'!S168","v":0},{"$f":"'EnPI Table'!T168","v":0},{"$f":"'EnPI Table'!U168","v":0},{"$f":"'EnPI Table'!V168","v":0},{"$f":"'EnPI Table'!W168","v":0},{"$f":"'EnPI Table'!X168","v":0},{"$f":"'EnPI Table'!Y168","v":0},{"$f":"'EnPI Table'!Z168","v":0},{"$f":"'EnPI Table'!AA168","v":0}]
[{"$f":"'EnPI Table'!A169","v":"2018-04-01"},{"$f":"'EnPI Table'!AF169","v":112},{"$f":"'EnPI Table'!AG169","v":0},{"$f":"'EnPI Table'!AH169","v":0},{"$f":"'EnPI Table'!AI169","v":0},{"$f":"'EnPI Table'!AJ169","v":0},{"$f":"'EnPI Table'!AK169","v":0},{"$f":"'EnPI Table'!AL169","v":0},{"$f":"'EnPI Table'!AM169","v":0},{"$f":"'EnPI Table'!AN169","v":0},{"$f":"'EnPI Table'!AO169","v":0},{"$f":"'EnPI Table'!AP169","v":0},{"$f":"'EnPI Table'!AQ169","v":0},{"$f":"'EnPI Table'!AR169","v":0},{"$f":"'EnPI Table'!AS169","v":0},{"$f":"'EnPI Table'!AT169","v":0},{"$f":"'EnPI Table'!AU169","v":0},{"$f":"'EnPI Table'!AV169","v":0},{"$f":"'EnPI Table'!AW169","v":0},{"$f":"'EnPI Table'!AX169","v":0},{"$f":"'EnPI Table'!AY169","v":0},{"$f":"'EnPI Table'!AZ169","v":0},{"$f":"'EnPI Table'!BA169","v":0},{"$f":"'EnPI Table'!BB169","v":0},{"$f":"'EnPI Table'!BC169","v":0},{"$f":"'EnPI Table'!BD169","v":0},{"$f":"'EnPI Table'!BE169","v":0},{"$f":"'EnPI Table'!BF169","v":0},{"$f":"'EnPI Table'!BG169","v":0},{"$f":"'EnPI Table'!BH169","v":0},{"$f":"'EnPI Table'!BI169","v":0},{"$f":"'EnPI Table'!BJ169","v":0},{"$f":"'EnPI Table'!BK169","v":0},{"$f":"'EnPI Table'!BL169","v":0},{"$f":"'EnPI Table'!BM169","v":0},{"$f":"'EnPI Table'!BN169","v":0},{"$f":"'EnPI Table'!BO169","v":0},{"$f":"'EnPI Table'!BP169","v":0},{"$f":"'EnPI Table'!BQ169","v":0},{"$f":"'EnPI Table'!BR169","v":0},{"$f":"'EnPI Table'!BS169","v":0},{"$f":"'EnPI Table'!BT169","v":0},null,{"$f":"'EnPI Table'!H169","v":0},{"$f":"'EnPI Table'!I169","v":0},{"$f":"'EnPI Table'!J169","v":0},{"$f":"'EnPI Table'!K169","v":0},{"$f":"'EnPI Table'!L169","v":0},{"$f":"'EnPI Table'!M169","v":0},{"$f":"'EnPI Table'!N169","v":0},{"$f":"'EnPI Table'!O169","v":0},{"$f":"'EnPI Table'!P169","v":0},{"$f":"'EnPI Table'!Q169","v":0},{"$f":"'EnPI Table'!R169","v":0},{"$f":"'EnPI Table'!S169","v":0},{"$f":"'EnPI Table'!T169","v":0},{"$f":"'EnPI Table'!U169","v":0},{"$f":"'EnPI Table'!V169","v":0},{"$f":"'EnPI Table'!W169","v":0},{"$f":"'EnPI Table'!X169","v":0},{"$f":"'EnPI Table'!Y169","v":0},{"$f":"'EnPI Table'!Z169","v":0},{"$f":"'EnPI Table'!AA169","v":0}]
[{"$f":"'EnPI Table'!A170","v":"2018-05-01"},{"$f":"'EnPI Table'!AF170","v":113},{"$f":"'EnPI Table'!AG170","v":0},{"$f":"'EnPI Table'!AH170","v":0},{"$f":"'EnPI Table'!AI170","v":0},{"$f":"'EnPI Table'!AJ170","v":0},{"$f":"'EnPI Table'!AK170","v":0},{"$f":"'EnPI Table'!AL170","v":0},{"$f":"'EnPI Table'!AM170","v":0},{"$f":"'EnPI Table'!AN170","v":0},{"$f":"'EnPI Table'!AO170","v":0},{"$f":"'EnPI Table'!AP170","v":0},{"$f":"'EnPI Table'!AQ170","v":0},{"$f":"'EnPI Table'!AR170","v":0},{"$f":"'EnPI Table'!AS170","v":0},{"$f":"'EnPI Table'!AT170","v":0},{"$f":"'EnPI Table'!AU170","v":0},{"$f":"'EnPI Table'!AV170","v":0},{"$f":"'EnPI Table'!AW170","v":0},{"$f":"'EnPI Table'!AX170","v":0},{"$f":"'EnPI Table'!AY170","v":0},{"$f":"'EnPI Table'!AZ170","v":0},{"$f":"'EnPI Table'!BA170","v":0},{"$f":"'EnPI Table'!BB170","v":0},{"$f":"'EnPI Table'!BC170","v":0},{"$f":"'EnPI Table'!BD170","v":0},{"$f":"'EnPI Table'!BE170","v":0},{"$f":"'EnPI Table'!BF170","v":0},{"$f":"'EnPI Table'!BG170","v":0},{"$f":"'EnPI Table'!BH170","v":0},{"$f":"'EnPI Table'!BI170","v":0},{"$f":"'EnPI Table'!BJ170","v":0},{"$f":"'EnPI Table'!BK170","v":0},{"$f":"'EnPI Table'!BL170","v":0},{"$f":"'EnPI Table'!BM170","v":0},{"$f":"'EnPI Table'!BN170","v":0},{"$f":"'EnPI Table'!BO170","v":0},{"$f":"'EnPI Table'!BP170","v":0},{"$f":"'EnPI Table'!BQ170","v":0},{"$f":"'EnPI Table'!BR170","v":0},{"$f":"'EnPI Table'!BS170","v":0},{"$f":"'EnPI Table'!BT170","v":0},null,{"$f":"'EnPI Table'!H170","v":0},{"$f":"'EnPI Table'!I170","v":0},{"$f":"'EnPI Table'!J170","v":0},{"$f":"'EnPI Table'!K170","v":0},{"$f":"'EnPI Table'!L170","v":0},{"$f":"'EnPI Table'!M170","v":0},{"$f":"'EnPI Table'!N170","v":0},{"$f":"'EnPI Table'!O170","v":0},{"$f":"'EnPI Table'!P170","v":0},{"$f":"'EnPI Table'!Q170","v":0},{"$f":"'EnPI Table'!R170","v":0},{"$f":"'EnPI Table'!S170","v":0},{"$f":"'EnPI Table'!T170","v":0},{"$f":"'EnPI Table'!U170","v":0},{"$f":"'EnPI Table'!V170","v":0},{"$f":"'EnPI Table'!W170","v":0},{"$f":"'EnPI Table'!X170","v":0},{"$f":"'EnPI Table'!Y170","v":0},{"$f":"'EnPI Table'!Z170","v":0},{"$f":"'EnPI Table'!AA170","v":0}]
[{"$f":"'EnPI Table'!A171","v":"2018-06-01"},{"$f":"'EnPI Table'!AF171","v":114},{"$f":"'EnPI Table'!AG171","v":0},{"$f":"'EnPI Table'!AH171","v":0},{"$f":"'EnPI Table'!AI171","v":0},{"$f":"'EnPI Table'!AJ171","v":0},{"$f":"'EnPI Table'!AK171","v":0},{"$f":"'EnPI Table'!AL171","v":0},{"$f":"'EnPI Table'!AM171","v":0},{"$f":"'EnPI Table'!AN171","v":0},{"$f":"'EnPI Table'!AO171","v":0},{"$f":"'EnPI Table'!AP171","v":0},{"$f":"'EnPI Table'!AQ171","v":0},{"$f":"'EnPI Table'!AR171","v":0},{"$f":"'EnPI Table'!AS171","v":0},{"$f":"'EnPI Table'!AT171","v":0},{"$f":"'EnPI Table'!AU171","v":0},{"$f":"'EnPI Table'!AV171","v":0},{"$f":"'EnPI Table'!AW171","v":0},{"$f":"'EnPI Table'!AX171","v":0},{"$f":"'EnPI Table'!AY171","v":0},{"$f":"'EnPI Table'!AZ171","v":0},{"$f":"'EnPI Table'!BA171","v":0},{"$f":"'EnPI Table'!BB171","v":0},{"$f":"'EnPI Table'!BC171","v":0},{"$f":"'EnPI Table'!BD171","v":0},{"$f":"'EnPI Table'!BE171","v":0},{"$f":"'EnPI Table'!BF171","v":0},{"$f":"'EnPI Table'!BG171","v":0},{"$f":"'EnPI Table'!BH171","v":0},{"$f":"'EnPI Table'!BI171","v":0},{"$f":"'EnPI Table'!BJ171","v":0},{"$f":"'EnPI Table'!BK171","v":0},{"$f":"'EnPI Table'!BL171","v":0},{"$f":"'EnPI Table'!BM171","v":0},{"$f":"'EnPI Table'!BN171","v":0},{"$f":"'EnPI Table'!BO171","v":0},{"$f":"'EnPI Table'!BP171","v":0},{"$f":"'EnPI Table'!BQ171","v":0},{"$f":"'EnPI Table'!BR171","v":0},{"$f":"'EnPI Table'!BS171","v":0},{"$f":"'EnPI Table'!BT171","v":0},null,{"$f":"'EnPI Table'!H171","v":0},{"$f":"'EnPI Table'!I171","v":0},{"$f":"'EnPI Table'!J171","v":0},{"$f":"'EnPI Table'!K171","v":0},{"$f":"'EnPI Table'!L171","v":0},{"$f":"'EnPI Table'!M171","v":0},{"$f":"'EnPI Table'!N171","v":0},{"$f":"'EnPI Table'!O171","v":0},{"$f":"'EnPI Table'!P171","v":0},{"$f":"'EnPI Table'!Q171","v":0},{"$f":"'EnPI Table'!R171","v":0},{"$f":"'EnPI Table'!S171","v":0},{"$f":"'EnPI Table'!T171","v":0},{"$f":"'EnPI Table'!U171","v":0},{"$f":"'EnPI Table'!V171","v":0},{"$f":"'EnPI Table'!W171","v":0},{"$f":"'EnPI Table'!X171","v":0},{"$f":"'EnPI Table'!Y171","v":0},{"$f":"'EnPI Table'!Z171","v":0},{"$f":"'EnPI Table'!AA171","v":0}]
[{"$f":"'EnPI Table'!A172","v":"2018-07-01"},{"$f":"'EnPI Table'!AF172","v":115},{"$f":"'EnPI Table'!AG172","v":0},{"$f":"'EnPI Table'!AH172","v":0},{"$f":"'EnPI Table'!AI172","v":0},{"$f":"'EnPI Table'!AJ172","v":0},{"$f":"'EnPI Table'!AK172","v":0},{"$f":"'EnPI Table'!AL172","v":0},{"$f":"'EnPI Table'!AM172","v":0},{"$f":"'EnPI Table'!AN172","v":0},{"$f":"'EnPI Table'!AO172","v":0},{"$f":"'EnPI Table'!AP172","v":0},{"$f":"'EnPI Table'!AQ172","v":0},{"$f":"'EnPI Table'!AR172","v":0},{"$f":"'EnPI Table'!AS172","v":0},{"$f":"'EnPI Table'!AT172","v":0},{"$f":"'EnPI Table'!AU172","v":0},{"$f":"'EnPI Table'!AV172","v":0},{"$f":"'EnPI Table'!AW172","v":0},{"$f":"'EnPI Table'!AX172","v":0},{"$f":"'EnPI Table'!AY172","v":0},{"$f":"'EnPI Table'!AZ172","v":0},{"$f":"'EnPI Table'!BA172","v":0},{"$f":"'EnPI Table'!BB172","v":0},{"$f":"'EnPI Table'!BC172","v":0},{"$f":"'EnPI Table'!BD172","v":0},{"$f":"'EnPI Table'!BE172","v":0},{"$f":"'EnPI Table'!BF172","v":0},{"$f":"'EnPI Table'!BG172","v":0},{"$f":"'EnPI Table'!BH172","v":0},{"$f":"'EnPI Table'!BI172","v":0},{"$f":"'EnPI Table'!BJ172","v":0},{"$f":"'EnPI Table'!BK172","v":0},{"$f":"'EnPI Table'!BL172","v":0},{"$f":"'EnPI Table'!BM172","v":0},{"$f":"'EnPI Table'!BN172","v":0},{"$f":"'EnPI Table'!BO172","v":0},{"$f":"'EnPI Table'!BP172","v":0},{"$f":"'EnPI Table'!BQ172","v":0},{"$f":"'EnPI Table'!BR172","v":0},{"$f":"'EnPI Table'!BS172","v":0},{"$f":"'EnPI Table'!BT172","v":0},null,{"$f":"'EnPI Table'!H172","v":0},{"$f":"'EnPI Table'!I172","v":0},{"$f":"'EnPI Table'!J172","v":0},{"$f":"'EnPI Table'!K172","v":0},{"$f":"'EnPI Table'!L172","v":0},{"$f":"'EnPI Table'!M172","v":0},{"$f":"'EnPI Table'!N172","v":0},{"$f":"'EnPI Table'!O172","v":0},{"$f":"'EnPI Table'!P172","v":0},{"$f":"'EnPI Table'!Q172","v":0},{"$f":"'EnPI Table'!R172","v":0},{"$f":"'EnPI Table'!S172","v":0},{"$f":"'EnPI Table'!T172","v":0},{"$f":"'EnPI Table'!U172","v":0},{"$f":"'EnPI Table'!V172","v":0},{"$f":"'EnPI Table'!W172","v":0},{"$f":"'EnPI Table'!X172","v":0},{"$f":"'EnPI Table'!Y172","v":0},{"$f":"'EnPI Table'!Z172","v":0},{"$f":"'EnPI Table'!AA172","v":0}]
[{"$f":"'EnPI Table'!A173","v":"2018-08-01"},{"$f":"'EnPI Table'!AF173","v":116},{"$f":"'EnPI Table'!AG173","v":0},{"$f":"'EnPI Table'!AH173","v":0},{"$f":"'EnPI Table'!AI173","v":0},{"$f":"'EnPI Table'!AJ173","v":0},{"$f":"'EnPI Table'!AK173","v":0},{"$f":"'EnPI Table'!AL173","v":0},{"$f":"'EnPI Table'!AM173","v":0},{"$f":"'EnPI Table'!AN173","v":0},{"$f":"'EnPI Table'!AO173","v":0},{"$f":"'EnPI Table'!AP173","v":0},{"$f":"'EnPI Table'!AQ173","v":0},{"$f":"'EnPI Table'!AR173","v":0},{"$f":"'EnPI Table'!AS173","v":0},{"$f":"'EnPI Table'!AT173","v":0},{"$f":"'EnPI Table'!AU173","v":0},{"$f":"'EnPI Table'!AV173","v":0},{"$f":"'EnPI Table'!AW173","v":0},{"$f":"'EnPI Table'!AX173","v":0},{"$f":"'EnPI Table'!AY173","v":0},{"$f":"'EnPI Table'!AZ173","v":0},{"$f":"'EnPI Table'!BA173","v":0},{"$f":"'EnPI Table'!BB173","v":0},{"$f":"'EnPI Table'!BC173","v":0},{"$f":"'EnPI Table'!BD173","v":0},{"$f":"'EnPI Table'!BE173","v":0},{"$f":"'EnPI Table'!BF173","v":0},{"$f":"'EnPI Table'!BG173","v":0},{"$f":"'EnPI Table'!BH173","v":0},{"$f":"'EnPI Table'!BI173","v":0},{"$f":"'EnPI Table'!BJ173","v":0},{"$f":"'EnPI Table'!BK173","v":0},{"$f":"'EnPI Table'!BL173","v":0},{"$f":"'EnPI Table'!BM173","v":0},{"$f":"'EnPI Table'!BN173","v":0},{"$f":"'EnPI Table'!BO173","v":0},{"$f":"'EnPI Table'!BP173","v":0},{"$f":"'EnPI Table'!BQ173","v":0},{"$f":"'EnPI Table'!BR173","v":0},{"$f":"'EnPI Table'!BS173","v":0},{"$f":"'EnPI Table'!BT173","v":0},null,{"$f":"'EnPI Table'!H173","v":0},{"$f":"'EnPI Table'!I173","v":0},{"$f":"'EnPI Table'!J173","v":0},{"$f":"'EnPI Table'!K173","v":0},{"$f":"'EnPI Table'!L173","v":0},{"$f":"'EnPI Table'!M173","v":0},{"$f":"'EnPI Table'!N173","v":0},{"$f":"'EnPI Table'!O173","v":0},{"$f":"'EnPI Table'!P173","v":0},{"$f":"'EnPI Table'!Q173","v":0},{"$f":"'EnPI Table'!R173","v":0},{"$f":"'EnPI Table'!S173","v":0},{"$f":"'EnPI Table'!T173","v":0},{"$f":"'EnPI Table'!U173","v":0},{"$f":"'EnPI Table'!V173","v":0},{"$f":"'EnPI Table'!W173","v":0},{"$f":"'EnPI Table'!X173","v":0},{"$f":"'EnPI Table'!Y173","v":0},{"$f":"'EnPI Table'!Z173","v":0},{"$f":"'EnPI Table'!AA173","v":0}]
[{"$f":"'EnPI Table'!A174","v":"2018-09-01"},{"$f":"'EnPI Table'!AF174","v":117},{"$f":"'EnPI Table'!AG174","v":0},{"$f":"'EnPI Table'!AH174","v":0},{"$f":"'EnPI Table'!AI174","v":0},{"$f":"'EnPI Table'!AJ174","v":0},{"$f":"'EnPI Table'!AK174","v":0},{"$f":"'EnPI Table'!AL174","v":0},{"$f":"'EnPI Table'!AM174","v":0},{"$f":"'EnPI Table'!AN174","v":0},{"$f":"'EnPI Table'!AO174","v":0},{"$f":"'EnPI Table'!AP174","v":0},{"$f":"'EnPI Table'!AQ174","v":0},{"$f":"'EnPI Table'!AR174","v":0},{"$f":"'EnPI Table'!AS174","v":0},{"$f":"'EnPI Table'!AT174","v":0},{"$f":"'EnPI Table'!AU174","v":0},{"$f":"'EnPI Table'!AV174","v":0},{"$f":"'EnPI Table'!AW174","v":0},{"$f":"'EnPI Table'!AX174","v":0},{"$f":"'EnPI Table'!AY174","v":0},{"$f":"'EnPI Table'!AZ174","v":0},{"$f":"'EnPI Table'!BA174","v":0},{"$f":"'EnPI Table'!BB174","v":0},{"$f":"'EnPI Table'!BC174","v":0},{"$f":"'EnPI Table'!BD174","v":0},{"$f":"'EnPI Table'!BE174","v":0},{"$f":"'EnPI Table'!BF174","v":0},{"$f":"'EnPI Table'!BG174","v":0},{"$f":"'EnPI Table'!BH174","v":0},{"$f":"'EnPI Table'!BI174","v":0},{"$f":"'EnPI Table'!BJ174","v":0},{"$f":"'EnPI Table'!BK174","v":0},{"$f":"'EnPI Table'!BL174","v":0},{"$f":"'EnPI Table'!BM174","v":0},{"$f":"'EnPI Table'!BN174","v":0},{"$f":"'EnPI Table'!BO174","v":0},{"$f":"'EnPI Table'!BP174","v":0},{"$f":"'EnPI Table'!BQ174","v":0},{"$f":"'EnPI Table'!BR174","v":0},{"$f":"'EnPI Table'!BS174","v":0},{"$f":"'EnPI Table'!BT174","v":0},null,{"$f":"'EnPI Table'!H174","v":0},{"$f":"'EnPI Table'!I174","v":0},{"$f":"'EnPI Table'!J174","v":0},{"$f":"'EnPI Table'!K174","v":0},{"$f":"'EnPI Table'!L174","v":0},{"$f":"'EnPI Table'!M174","v":0},{"$f":"'EnPI Table'!N174","v":0},{"$f":"'EnPI Table'!O174","v":0},{"$f":"'EnPI Table'!P174","v":0},{"$f":"'EnPI Table'!Q174","v":0},{"$f":"'EnPI Table'!R174","v":0},{"$f":"'EnPI Table'!S174","v":0},{"$f":"'EnPI Table'!T174","v":0},{"$f":"'EnPI Table'!U174","v":0},{"$f":"'EnPI Table'!V174","v":0},{"$f":"'EnPI Table'!W174","v":0},{"$f":"'EnPI Table'!X174","v":0},{"$f":"'EnPI Table'!Y174","v":0},{"$f":"'EnPI Table'!Z174","v":0},{"$f":"'EnPI Table'!AA174","v":0}]
[{"$f":"'EnPI Table'!A175","v":"2018-10-01"},{"$f":"'EnPI Table'!AF175","v":118},{"$f":"'EnPI Table'!AG175","v":0},{"$f":"'EnPI Table'!AH175","v":0},{"$f":"'EnPI Table'!AI175","v":0},{"$f":"'EnPI Table'!AJ175","v":0},{"$f":"'EnPI Table'!AK175","v":0},{"$f":"'EnPI Table'!AL175","v":0},{"$f":"'EnPI Table'!AM175","v":0},{"$f":"'EnPI Table'!AN175","v":0},{"$f":"'EnPI Table'!AO175","v":0},{"$f":"'EnPI Table'!AP175","v":0},{"$f":"'EnPI Table'!AQ175","v":0},{"$f":"'EnPI Table'!AR175","v":0},{"$f":"'EnPI Table'!AS175","v":0},{"$f":"'EnPI Table'!AT175","v":0},{"$f":"'EnPI Table'!AU175","v":0},{"$f":"'EnPI Table'!AV175","v":0},{"$f":"'EnPI Table'!AW175","v":0},{"$f":"'EnPI Table'!AX175","v":0},{"$f":"'EnPI Table'!AY175","v":0},{"$f":"'EnPI Table'!AZ175","v":0},{"$f":"'EnPI Table'!BA175","v":0},{"$f":"'EnPI Table'!BB175","v":0},{"$f":"'EnPI Table'!BC175","v":0},{"$f":"'EnPI Table'!BD175","v":0},{"$f":"'EnPI Table'!BE175","v":0},{"$f":"'EnPI Table'!BF175","v":0},{"$f":"'EnPI Table'!BG175","v":0},{"$f":"'EnPI Table'!BH175","v":0},{"$f":"'EnPI Table'!BI175","v":0},{"$f":"'EnPI Table'!BJ175","v":0},{"$f":"'EnPI Table'!BK175","v":0},{"$f":"'EnPI Table'!BL175","v":0},{"$f":"'EnPI Table'!BM175","v":0},{"$f":"'EnPI Table'!BN175","v":0},{"$f":"'EnPI Table'!BO175","v":0},{"$f":"'EnPI Table'!BP175","v":0},{"$f":"'EnPI Table'!BQ175","v":0},{"$f":"'EnPI Table'!BR175","v":0},{"$f":"'EnPI Table'!BS175","v":0},{"$f":"'EnPI Table'!BT175","v":0},null,{"$f":"'EnPI Table'!H175","v":0},{"$f":"'EnPI Table'!I175","v":0},{"$f":"'EnPI Table'!J175","v":0},{"$f":"'EnPI Table'!K175","v":0},{"$f":"'EnPI Table'!L175","v":0},{"$f":"'EnPI Table'!M175","v":0},{"$f":"'EnPI Table'!N175","v":0},{"$f":"'EnPI Table'!O175","v":0},{"$f":"'EnPI Table'!P175","v":0},{"$f":"'EnPI Table'!Q175","v":0},{"$f":"'EnPI Table'!R175","v":0},{"$f":"'EnPI Table'!S175","v":0},{"$f":"'EnPI Table'!T175","v":0},{"$f":"'EnPI Table'!U175","v":0},{"$f":"'EnPI Table'!V175","v":0},{"$f":"'EnPI Table'!W175","v":0},{"$f":"'EnPI Table'!X175","v":0},{"$f":"'EnPI Table'!Y175","v":0},{"$f":"'EnPI Table'!Z175","v":0},{"$f":"'EnPI Table'!AA175","v":0}]
[{"$f":"'EnPI Table'!A176","v":"2018-11-01"},{"$f":"'EnPI Table'!AF176","v":119},{"$f":"'EnPI Table'!AG176","v":0},{"$f":"'EnPI Table'!AH176","v":0},{"$f":"'EnPI Table'!AI176","v":0},{"$f":"'EnPI Table'!AJ176","v":0},{"$f":"'EnPI Table'!AK176","v":0},{"$f":"'EnPI Table'!AL176","v":0},{"$f":"'EnPI Table'!AM176","v":0},{"$f":"'EnPI Table'!AN176","v":0},{"$f":"'EnPI Table'!AO176","v":0},{"$f":"'EnPI Table'!AP176","v":0},{"$f":"'EnPI Table'!AQ176","v":0},{"$f":"'EnPI Table'!AR176","v":0},{"$f":"'EnPI Table'!AS176","v":0},{"$f":"'EnPI Table'!AT176","v":0},{"$f":"'EnPI Table'!AU176","v":0},{"$f":"'EnPI Table'!AV176","v":0},{"$f":"'EnPI Table'!AW176","v":0},{"$f":"'EnPI Table'!AX176","v":0},{"$f":"'EnPI Table'!AY176","v":0},{"$f":"'EnPI Table'!AZ176","v":0},{"$f":"'EnPI Table'!BA176","v":0},{"$f":"'EnPI Table'!BB176","v":0},{"$f":"'EnPI Table'!BC176","v":0},{"$f":"'EnPI Table'!BD176","v":0},{"$f":"'EnPI Table'!BE176","v":0},{"$f":"'EnPI Table'!BF176","v":0},{"$f":"'EnPI Table'!BG176","v":0},{"$f":"'EnPI Table'!BH176","v":0},{"$f":"'EnPI Table'!BI176","v":0},{"$f":"'EnPI Table'!BJ176","v":0},{"$f":"'EnPI Table'!BK176","v":0},{"$f":"'EnPI Table'!BL176","v":0},{"$f":"'EnPI Table'!BM176","v":0},{"$f":"'EnPI Table'!BN176","v":0},{"$f":"'EnPI Table'!BO176","v":0},{"$f":"'EnPI Table'!BP176","v":0},{"$f":"'EnPI Table'!BQ176","v":0},{"$f":"'EnPI Table'!BR176","v":0},{"$f":"'EnPI Table'!BS176","v":0},{"$f":"'EnPI Table'!BT176","v":0},null,{"$f":"'EnPI Table'!H176","v":0},{"$f":"'EnPI Table'!I176","v":0},{"$f":"'EnPI Table'!J176","v":0},{"$f":"'EnPI Table'!K176","v":0},{"$f":"'EnPI Table'!L176","v":0},{"$f":"'EnPI Table'!M176","v":0},{"$f":"'EnPI Table'!N176","v":0},{"$f":"'EnPI Table'!O176","v":0},{"$f":"'EnPI Table'!P176","v":0},{"$f":"'EnPI Table'!Q176","v":0},{"$f":"'EnPI Table'!R176","v":0},{"$f":"'EnPI Table'!S176","v":0},{"$f":"'EnPI Table'!T176","v":0},{"$f":"'EnPI Table'!U176","v":0},{"$f":"'EnPI Table'!V176","v":0},{"$f":"'EnPI Table'!W176","v":0},{"$f":"'EnPI Table'!X176","v":0},{"$f":"'EnPI Table'!Y176","v":0},{"$f":"'EnPI Table'!Z176","v":0},{"$f":"'EnPI Table'!AA176","v":0}]
[{"$f":"'EnPI Table'!A177","v":"2018-12-01"},{"$f":"'EnPI Table'!AF177","v":120},{"$f":"'EnPI Table'!AG177","v":0},{"$f":"'EnPI Table'!AH177","v":0},{"$f":"'EnPI Table'!AI177","v":0},{"$f":"'EnPI Table'!AJ177","v":0},{"$f":"'EnPI Table'!AK177","v":0},{"$f":"'EnPI Table'!AL177","v":0},{"$f":"'EnPI Table'!AM177","v":0},{"$f":"'EnPI Table'!AN177","v":0},{"$f":"'EnPI Table'!AO177","v":0},{"$f":"'EnPI Table'!AP177","v":0},{"$f":"'EnPI Table'!AQ177","v":0},{"$f":"'EnPI Table'!AR177","v":0},{"$f":"'EnPI Table'!AS177","v":0},{"$f":"'EnPI Table'!AT177","v":0},{"$f":"'EnPI Table'!AU177","v":0},{"$f":"'EnPI Table'!AV177","v":0},{"$f":"'EnPI Table'!AW177","v":0},{"$f":"'EnPI Table'!AX177","v":0},{"$f":"'EnPI Table'!AY177","v":0},{"$f":"'EnPI Table'!AZ177","v":0},{"$f":"'EnPI Table'!BA177","v":0},{"$f":"'EnPI Table'!BB177","v":0},{"$f":"'EnPI Table'!BC177","v":0},{"$f":"'EnPI Table'!BD177","v":0},{"$f":"'EnPI Table'!BE177","v":0},{"$f":"'EnPI Table'!BF177","v":0},{"$f":"'EnPI Table'!BG177","v":0},{"$f":"'EnPI Table'!BH177","v":0},{"$f":"'EnPI Table'!BI177","v":0},{"$f":"'EnPI Table'!BJ177","v":0},{"$f":"'EnPI Table'!BK177","v":0},{"$f":"'EnPI Table'!BL177","v":0},{"$f":"'EnPI Table'!BM177","v":0},{"$f":"'EnPI Table'!BN177","v":0},{"$f":"'EnPI Table'!BO177","v":0},{"$f":"'EnPI Table'!BP177","v":0},{"$f":"'EnPI Table'!BQ177","v":0},{"$f":"'EnPI Table'!BR177","v":0},{"$f":"'EnPI Table'!BS177","v":0},{"$f":"'EnPI Table'!BT177","v":0},null,{"$f":"'EnPI Table'!H177","v":0},{"$f":"'EnPI Table'!I177","v":0},{"$f":"'EnPI Table'!J177","v":0},{"$f":"'EnPI Table'!K177","v":0},{"$f":"'EnPI Table'!L177","v":0},{"$f":"'EnPI Table'!M177","v":0},{"$f":"'EnPI Table'!N177","v":0},{"$f":"'EnPI Table'!O177","v":0},{"$f":"'EnPI Table'!P177","v":0},{"$f":"'EnPI Table'!Q177","v":0},{"$f":"'EnPI Table'!R177","v":0},{"$f":"'EnPI Table'!S177","v":0},{"$f":"'EnPI Table'!T177","v":0},{"$f":"'EnPI Table'!U177","v":0},{"$f":"'EnPI Table'!V177","v":0},{"$f":"'EnPI Table'!W177","v":0},{"$f":"'EnPI Table'!X177","v":0},{"$f":"'EnPI Table'!Y177","v":0},{"$f":"'EnPI Table'!Z177","v":0},{"$f":"'EnPI Table'!AA177","v":0}]
[{"$f":"'EnPI Table'!A178","v":"2019-01-01"},{"$f":"'EnPI Table'!AF178","v":121},{"$f":"'EnPI Table'!AG178","v":0},{"$f":"'EnPI Table'!AH178","v":0},{"$f":"'EnPI Table'!AI178","v":0},{"$f":"'EnPI Table'!AJ178","v":0},{"$f":"'EnPI Table'!AK178","v":0},{"$f":"'EnPI Table'!AL178","v":0},{"$f":"'EnPI Table'!AM178","v":0},{"$f":"'EnPI Table'!AN178","v":0},{"$f":"'EnPI Table'!AO178","v":0},{"$f":"'EnPI Table'!AP178","v":0},{"$f":"'EnPI Table'!AQ178","v":0},{"$f":"'EnPI Table'!AR178","v":0},{"$f":"'EnPI Table'!AS178","v":0},{"$f":"'EnPI Table'!AT178","v":0},{"$f":"'EnPI Table'!AU178","v":0},{"$f":"'EnPI Table'!AV178","v":0},{"$f":"'EnPI Table'!AW178","v":0},{"$f":"'EnPI Table'!AX178","v":0},{"$f":"'EnPI Table'!AY178","v":0},{"$f":"'EnPI Table'!AZ178","v":0},{"$f":"'EnPI Table'!BA178","v":0},{"$f":"'EnPI Table'!BB178","v":0},{"$f":"'EnPI Table'!BC178","v":0},{"$f":"'EnPI Table'!BD178","v":0},{"$f":"'EnPI Table'!BE178","v":0},{"$f":"'EnPI Table'!BF178","v":0},{"$f":"'EnPI Table'!BG178","v":0},{"$f":"'EnPI Table'!BH178","v":0},{"$f":"'EnPI Table'!BI178","v":0},{"$f":"'EnPI Table'!BJ178","v":0},{"$f":"'EnPI Table'!BK178","v":0},{"$f":"'EnPI Table'!BL178","v":0},{"$f":"'EnPI Table'!BM178","v":0},{"$f":"'EnPI Table'!BN178","v":0},{"$f":"'EnPI Table'!BO178","v":0},{"$f":"'EnPI Table'!BP178","v":0},{"$f":"'EnPI Table'!BQ178","v":0},{"$f":"'EnPI Table'!BR178","v":0},{"$f":"'EnPI Table'!BS178","v":0},{"$f":"'EnPI Table'!BT178","v":0},null,{"$f":"'EnPI Table'!H178","v":0},{"$f":"'EnPI Table'!I178","v":0},{"$f":"'EnPI Table'!J178","v":0},{"$f":"'EnPI Table'!K178","v":0},{"$f":"'EnPI Table'!L178","v":0},{"$f":"'EnPI Table'!M178","v":0},{"$f":"'EnPI Table'!N178","v":0},{"$f":"'EnPI Table'!O178","v":0},{"$f":"'EnPI Table'!P178","v":0},{"$f":"'EnPI Table'!Q178","v":0},{"$f":"'EnPI Table'!R178","v":0},{"$f":"'EnPI Table'!S178","v":0},{"$f":"'EnPI Table'!T178","v":0},{"$f":"'EnPI Table'!U178","v":0},{"$f":"'EnPI Table'!V178","v":0},{"$f":"'EnPI Table'!W178","v":0},{"$f":"'EnPI Table'!X178","v":0},{"$f":"'EnPI Table'!Y178","v":0},{"$f":"'EnPI Table'!Z178","v":0},{"$f":"'EnPI Table'!AA178","v":0}]
[{"$f":"'EnPI Table'!A179","v":"2019-02-01"},{"$f":"'EnPI Table'!AF179","v":122},{"$f":"'EnPI Table'!AG179","v":0},{"$f":"'EnPI Table'!AH179","v":0},{"$f":"'EnPI Table'!AI179","v":0},{"$f":"'EnPI Table'!AJ179","v":0},{"$f":"'EnPI Table'!AK179","v":0},{"$f":"'EnPI Table'!AL179","v":0},{"$f":"'EnPI Table'!AM179","v":0},{"$f":"'EnPI Table'!AN179","v":0},{"$f":"'EnPI Table'!AO179","v":0},{"$f":"'EnPI Table'!AP179","v":0},{"$f":"'EnPI Table'!AQ179","v":0},{"$f":"'EnPI Table'!AR179","v":0},{"$f":"'EnPI Table'!AS179","v":0},{"$f":"'EnPI Table'!AT179","v":0},{"$f":"'EnPI Table'!AU179","v":0},{"$f":"'EnPI Table'!AV179","v":0},{"$f":"'EnPI Table'!AW179","v":0},{"$f":"'EnPI Table'!AX179","v":0},{"$f":"'EnPI Table'!AY179","v":0},{"$f":"'EnPI Table'!AZ179","v":0},{"$f":"'EnPI Table'!BA179","v":0},{"$f":"'EnPI Table'!BB179","v":0},{"$f":"'EnPI Table'!BC179","v":0},{"$f":"'EnPI Table'!BD179","v":0},{"$f":"'EnPI Table'!BE179","v":0},{"$f":"'EnPI Table'!BF179","v":0},{"$f":"'EnPI Table'!BG179","v":0},{"$f":"'EnPI Table'!BH179","v":0},{"$f":"'EnPI Table'!BI179","v":0},{"$f":"'EnPI Table'!BJ179","v":0},{"$f":"'EnPI Table'!BK179","v":0},{"$f":"'EnPI Table'!BL179","v":0},{"$f":"'EnPI Table'!BM179","v":0},{"$f":"'EnPI Table'!BN179","v":0},{"$f":"'EnPI Table'!BO179","v":0},{"$f":"'EnPI Table'!BP179","v":0},{"$f":"'EnPI Table'!BQ179","v":0},{"$f":"'EnPI Table'!BR179","v":0},{"$f":"'EnPI Table'!BS179","v":0},{"$f":"'EnPI Table'!BT179","v":0},null,{"$f":"'EnPI Table'!H179","v":0},{"$f":"'EnPI Table'!I179","v":0},{"$f":"'EnPI Table'!J179","v":0},{"$f":"'EnPI Table'!K179","v":0},{"$f":"'EnPI Table'!L179","v":0},{"$f":"'EnPI Table'!M179","v":0},{"$f":"'EnPI Table'!N179","v":0},{"$f":"'EnPI Table'!O179","v":0},{"$f":"'EnPI Table'!P179","v":0},{"$f":"'EnPI Table'!Q179","v":0},{"$f":"'EnPI Table'!R179","v":0},{"$f":"'EnPI Table'!S179","v":0},{"$f":"'EnPI Table'!T179","v":0},{"$f":"'EnPI Table'!U179","v":0},{"$f":"'EnPI Table'!V179","v":0},{"$f":"'EnPI Table'!W179","v":0},{"$f":"'EnPI Table'!X179","v":0},{"$f":"'EnPI Table'!Y179","v":0},{"$f":"'EnPI Table'!Z179","v":0},{"$f":"'EnPI Table'!AA179","v":0}]
[{"$f":"'EnPI Table'!A180","v":"2019-03-01"},{"$f":"'EnPI Table'!AF180","v":123},{"$f":"'EnPI Table'!AG180","v":0},{"$f":"'EnPI Table'!AH180","v":0},{"$f":"'EnPI Table'!AI180","v":0},{"$f":"'EnPI Table'!AJ180","v":0},{"$f":"'EnPI Table'!AK180","v":0},{"$f":"'EnPI Table'!AL180","v":0},{"$f":"'EnPI Table'!AM180","v":0},{"$f":"'EnPI Table'!AN180","v":0},{"$f":"'EnPI Table'!AO180","v":0},{"$f":"'EnPI Table'!AP180","v":0},{"$f":"'EnPI Table'!AQ180","v":0},{"$f":"'EnPI Table'!AR180","v":0},{"$f":"'EnPI Table'!AS180","v":0},{"$f":"'EnPI Table'!AT180","v":0},{"$f":"'EnPI Table'!AU180","v":0},{"$f":"'EnPI Table'!AV180","v":0},{"$f":"'EnPI Table'!AW180","v":0},{"$f":"'EnPI Table'!AX180","v":0},{"$f":"'EnPI Table'!AY180","v":0},{"$f":"'EnPI Table'!AZ180","v":0},{"$f":"'EnPI Table'!BA180","v":0},{"$f":"'EnPI Table'!BB180","v":0},{"$f":"'EnPI Table'!BC180","v":0},{"$f":"'EnPI Table'!BD180","v":0},{"$f":"'EnPI Table'!BE180","v":0},{"$f":"'EnPI Table'!BF180","v":0},{"$f":"'EnPI Table'!BG180","v":0},{"$f":"'EnPI Table'!BH180","v":0},{"$f":"'EnPI Table'!BI180","v":0},{"$f":"'EnPI Table'!BJ180","v":0},{"$f":"'EnPI Table'!BK180","v":0},{"$f":"'EnPI Table'!BL180","v":0},{"$f":"'EnPI Table'!BM180","v":0},{"$f":"'EnPI Table'!BN180","v":0},{"$f":"'EnPI Table'!BO180","v":0},{"$f":"'EnPI Table'!BP180","v":0},{"$f":"'EnPI Table'!BQ180","v":0},{"$f":"'EnPI Table'!BR180","v":0},{"$f":"'EnPI Table'!BS180","v":0},{"$f":"'EnPI Table'!BT180","v":0},null,{"$f":"'EnPI Table'!H180","v":0},{"$f":"'EnPI Table'!I180","v":0},{"$f":"'EnPI Table'!J180","v":0},{"$f":"'EnPI Table'!K180","v":0},{"$f":"'EnPI Table'!L180","v":0},{"$f":"'EnPI Table'!M180","v":0},{"$f":"'EnPI Table'!N180","v":0},{"$f":"'EnPI Table'!O180","v":0},{"$f":"'EnPI Table'!P180","v":0},{"$f":"'EnPI Table'!Q180","v":0},{"$f":"'EnPI Table'!R180","v":0},{"$f":"'EnPI Table'!S180","v":0},{"$f":"'EnPI Table'!T180","v":0},{"$f":"'EnPI Table'!U180","v":0},{"$f":"'EnPI Table'!V180","v":0},{"$f":"'EnPI Table'!W180","v":0},{"$f":"'EnPI Table'!X180","v":0},{"$f":"'EnPI Table'!Y180","v":0},{"$f":"'EnPI Table'!Z180","v":0},{"$f":"'EnPI Table'!AA180","v":0}]
[{"$f":"'EnPI Table'!A181","v":"2019-04-01"},{"$f":"'EnPI Table'!AF181","v":124},{"$f":"'EnPI Table'!AG181","v":0},{"$f":"'EnPI Table'!AH181","v":0},{"$f":"'EnPI Table'!AI181","v":0},{"$f":"'EnPI Table'!AJ181","v":0},{"$f":"'EnPI Table'!AK181","v":0},{"$f":"'EnPI Table'!AL181","v":0},{"$f":"'EnPI Table'!AM181","v":0},{"$f":"'EnPI Table'!AN181","v":0},{"$f":"'EnPI Table'!AO181","v":0},{"$f":"'EnPI Table'!AP181","v":0},{"$f":"'EnPI Table'!AQ181","v":0},{"$f":"'EnPI Table'!AR181","v":0},{"$f":"'EnPI Table'!AS181","v":0},{"$f":"'EnPI Table'!AT181","v":0},{"$f":"'EnPI Table'!AU181","v":0},{"$f":"'EnPI Table'!AV181","v":0},{"$f":"'EnPI Table'!AW181","v":0},{"$f":"'EnPI Table'!AX181","v":0},{"$f":"'EnPI Table'!AY181","v":0},{"$f":"'EnPI Table'!AZ181","v":0},{"$f":"'EnPI Table'!BA181","v":0},{"$f":"'EnPI Table'!BB181","v":0},{"$f":"'EnPI Table'!BC181","v":0},{"$f":"'EnPI Table'!BD181","v":0},{"$f":"'EnPI Table'!BE181","v":0},{"$f":"'EnPI Table'!BF181","v":0},{"$f":"'EnPI Table'!BG181","v":0},{"$f":"'EnPI Table'!BH181","v":0},{"$f":"'EnPI Table'!BI181","v":0},{"$f":"'EnPI Table'!BJ181","v":0},{"$f":"'EnPI Table'!BK181","v":0},{"$f":"'EnPI Table'!BL181","v":0},{"$f":"'EnPI Table'!BM181","v":0},{"$f":"'EnPI Table'!BN181","v":0},{"$f":"'EnPI Table'!BO181","v":0},{"$f":"'EnPI Table'!BP181","v":0},{"$f":"'EnPI Table'!BQ181","v":0},{"$f":"'EnPI Table'!BR181","v":0},{"$f":"'EnPI Table'!BS181","v":0},{"$f":"'EnPI Table'!BT181","v":0},null,{"$f":"'EnPI Table'!H181","v":0},{"$f":"'EnPI Table'!I181","v":0},{"$f":"'EnPI Table'!J181","v":0},{"$f":"'EnPI Table'!K181","v":0},{"$f":"'EnPI Table'!L181","v":0},{"$f":"'EnPI Table'!M181","v":0},{"$f":"'EnPI Table'!N181","v":0},{"$f":"'EnPI Table'!O181","v":0},{"$f":"'EnPI Table'!P181","v":0},{"$f":"'EnPI Table'!Q181","v":0},{"$f":"'EnPI Table'!R181","v":0},{"$f":"'EnPI Table'!S181","v":0},{"$f":"'EnPI Table'!T181","v":0},{"$f":"'EnPI Table'!U181","v":0},{"$f":"'EnPI Table'!V181","v":0},{"$f":"'EnPI Table'!W181","v":0},{"$f":"'EnPI Table'!X181","v":0},{"$f":"'EnPI Table'!Y181","v":0},{"$f":"'EnPI Table'!Z181","v":0},{"$f":"'EnPI Table'!AA181","v":0}]
[{"$f":"'EnPI Table'!A182","v":"2019-05-01"},{"$f":"'EnPI Table'!AF182","v":125},{"$f":"'EnPI Table'!AG182","v":0},{"$f":"'EnPI Table'!AH182","v":0},{"$f":"'EnPI Table'!AI182","v":0},{"$f":"'EnPI Table'!AJ182","v":0},{"$f":"'EnPI Table'!AK182","v":0},{"$f":"'EnPI Table'!AL182","v":0},{"$f":"'EnPI Table'!AM182","v":0},{"$f":"'EnPI Table'!AN182","v":0},{"$f":"'EnPI Table'!AO182","v":0},{"$f":"'EnPI Table'!AP182","v":0},{"$f":"'EnPI Table'!AQ182","v":0},{"$f":"'EnPI Table'!AR182","v":0},{"$f":"'EnPI Table'!AS182","v":0},{"$f":"'EnPI Table'!AT182","v":0},{"$f":"'EnPI Table'!AU182","v":0},{"$f":"'EnPI Table'!AV182","v":0},{"$f":"'EnPI Table'!AW182","v":0},{"$f":"'EnPI Table'!AX182","v":0},{"$f":"'EnPI Table'!AY182","v":0},{"$f":"'EnPI Table'!AZ182","v":0},{"$f":"'EnPI Table'!BA182","v":0},{"$f":"'EnPI Table'!BB182","v":0},{"$f":"'EnPI Table'!BC182","v":0},{"$f":"'EnPI Table'!BD182","v":0},{"$f":"'EnPI Table'!BE182","v":0},{"$f":"'EnPI Table'!BF182","v":0},{"$f":"'EnPI Table'!BG182","v":0},{"$f":"'EnPI Table'!BH182","v":0},{"$f":"'EnPI Table'!BI182","v":0},{"$f":"'EnPI Table'!BJ182","v":0},{"$f":"'EnPI Table'!BK182","v":0},{"$f":"'EnPI Table'!BL182","v":0},{"$f":"'EnPI Table'!BM182","v":0},{"$f":"'EnPI Table'!BN182","v":0},{"$f":"'EnPI Table'!BO182","v":0},{"$f":"'EnPI Table'!BP182","v":0},{"$f":"'EnPI Table'!BQ182","v":0},{"$f":"'EnPI Table'!BR182","v":0},{"$f":"'EnPI Table'!BS182","v":0},{"$f":"'EnPI Table'!BT182","v":0},null,{"$f":"'EnPI Table'!H182","v":0},{"$f":"'EnPI Table'!I182","v":0},{"$f":"'EnPI Table'!J182","v":0},{"$f":"'EnPI Table'!K182","v":0},{"$f":"'EnPI Table'!L182","v":0},{"$f":"'EnPI Table'!M182","v":0},{"$f":"'EnPI Table'!N182","v":0},{"$f":"'EnPI Table'!O182","v":0},{"$f":"'EnPI Table'!P182","v":0},{"$f":"'EnPI Table'!Q182","v":0},{"$f":"'EnPI Table'!R182","v":0},{"$f":"'EnPI Table'!S182","v":0},{"$f":"'EnPI Table'!T182","v":0},{"$f":"'EnPI Table'!U182","v":0},{"$f":"'EnPI Table'!V182","v":0},{"$f":"'EnPI Table'!W182","v":0},{"$f":"'EnPI Table'!X182","v":0},{"$f":"'EnPI Table'!Y182","v":0},{"$f":"'EnPI Table'!Z182","v":0},{"$f":"'EnPI Table'!AA182","v":0}]
[{"$f":"'EnPI Table'!A183","v":"2019-06-01"},{"$f":"'EnPI Table'!AF183","v":126},{"$f":"'EnPI Table'!AG183","v":0},{"$f":"'EnPI Table'!AH183","v":0},{"$f":"'EnPI Table'!AI183","v":0},{"$f":"'EnPI Table'!AJ183","v":0},{"$f":"'EnPI Table'!AK183","v":0},{"$f":"'EnPI Table'!AL183","v":0},{"$f":"'EnPI Table'!AM183","v":0},{"$f":"'EnPI Table'!AN183","v":0},{"$f":"'EnPI Table'!AO183","v":0},{"$f":"'EnPI Table'!AP183","v":0},{"$f":"'EnPI Table'!AQ183","v":0},{"$f":"'EnPI Table'!AR183","v":0},{"$f":"'EnPI Table'!AS183","v":0},{"$f":"'EnPI Table'!AT183","v":0},{"$f":"'EnPI Table'!AU183","v":0},{"$f":"'EnPI Table'!AV183","v":0},{"$f":"'EnPI Table'!AW183","v":0},{"$f":"'EnPI Table'!AX183","v":0},{"$f":"'EnPI Table'!AY183","v":0},{"$f":"'EnPI Table'!AZ183","v":0},{"$f":"'EnPI Table'!BA183","v":0},{"$f":"'EnPI Table'!BB183","v":0},{"$f":"'EnPI Table'!BC183","v":0},{"$f":"'EnPI Table'!BD183","v":0},{"$f":"'EnPI Table'!BE183","v":0},{"$f":"'EnPI Table'!BF183","v":0},{"$f":"'EnPI Table'!BG183","v":0},{"$f":"'EnPI Table'!BH183","v":0},{"$f":"'EnPI Table'!BI183","v":0},{"$f":"'EnPI Table'!BJ183","v":0},{"$f":"'EnPI Table'!BK183","v":0},{"$f":"'EnPI Table'!BL183","v":0},{"$f":"'EnPI Table'!BM183","v":0},{"$f":"'EnPI Table'!BN183","v":0},{"$f":"'EnPI Table'!BO183","v":0},{"$f":"'EnPI Table'!BP183","v":0},{"$f":"'EnPI Table'!BQ183","v":0},{"$f":"'EnPI Table'!BR183","v":0},{"$f":"'EnPI Table'!BS183","v":0},{"$f":"'EnPI Table'!BT183","v":0},null,{"$f":"'EnPI Table'!H183","v":0},{"$f":"'EnPI Table'!I183","v":0},{"$f":"'EnPI Table'!J183","v":0},{"$f":"'EnPI Table'!K183","v":0},{"$f":"'EnPI Table'!L183","v":0},{"$f":"'EnPI Table'!M183","v":0},{"$f":"'EnPI Table'!N183","v":0},{"$f":"'EnPI Table'!O183","v":0},{"$f":"'EnPI Table'!P183","v":0},{"$f":"'EnPI Table'!Q183","v":0},{"$f":"'EnPI Table'!R183","v":0},{"$f":"'EnPI Table'!S183","v":0},{"$f":"'EnPI Table'!T183","v":0},{"$f":"'EnPI Table'!U183","v":0},{"$f":"'EnPI Table'!V183","v":0},{"$f":"'EnPI Table'!W183","v":0},{"$f":"'EnPI Table'!X183","v":0},{"$f":"'EnPI Table'!Y183","v":0},{"$f":"'EnPI Table'!Z183","v":0},{"$f":"'EnPI Table'!AA183","v":0}]
[{"$f":"'EnPI Table'!A184","v":"2019-07-01"},{"$f":"'EnPI Table'!AF184","v":127},{"$f":"'EnPI Table'!AG184","v":0},{"$f":"'EnPI Table'!AH184","v":0},{"$f":"'EnPI Table'!AI184","v":0},{"$f":"'EnPI Table'!AJ184","v":0},{"$f":"'EnPI Table'!AK184","v":0},{"$f":"'EnPI Table'!AL184","v":0},{"$f":"'EnPI Table'!AM184","v":0},{"$f":"'EnPI Table'!AN184","v":0},{"$f":"'EnPI Table'!AO184","v":0},{"$f":"'EnPI Table'!AP184","v":0},{"$f":"'EnPI Table'!AQ184","v":0},{"$f":"'EnPI Table'!AR184","v":0},{"$f":"'EnPI Table'!AS184","v":0},{"$f":"'EnPI Table'!AT184","v":0},{"$f":"'EnPI Table'!AU184","v":0},{"$f":"'EnPI Table'!AV184","v":0},{"$f":"'EnPI Table'!AW184","v":0},{"$f":"'EnPI Table'!AX184","v":0},{"$f":"'EnPI Table'!AY184","v":0},{"$f":"'EnPI Table'!AZ184","v":0},{"$f":"'EnPI Table'!BA184","v":0},{"$f":"'EnPI Table'!BB184","v":0},{"$f":"'EnPI Table'!BC184","v":0},{"$f":"'EnPI Table'!BD184","v":0},{"$f":"'EnPI Table'!BE184","v":0},{"$f":"'EnPI Table'!BF184","v":0},{"$f":"'EnPI Table'!BG184","v":0},{"$f":"'EnPI Table'!BH184","v":0},{"$f":"'EnPI Table'!BI184","v":0},{"$f":"'EnPI Table'!BJ184","v":0},{"$f":"'EnPI Table'!BK184","v":0},{"$f":"'EnPI Table'!BL184","v":0},{"$f":"'EnPI Table'!BM184","v":0},{"$f":"'EnPI Table'!BN184","v":0},{"$f":"'EnPI Table'!BO184","v":0},{"$f":"'EnPI Table'!BP184","v":0},{"$f":"'EnPI Table'!BQ184","v":0},{"$f":"'EnPI Table'!BR184","v":0},{"$f":"'EnPI Table'!BS184","v":0},{"$f":"'EnPI Table'!BT184","v":0},null,{"$f":"'EnPI Table'!H184","v":0},{"$f":"'EnPI Table'!I184","v":0},{"$f":"'EnPI Table'!J184","v":0},{"$f":"'EnPI Table'!K184","v":0},{"$f":"'EnPI Table'!L184","v":0},{"$f":"'EnPI Table'!M184","v":0},{"$f":"'EnPI Table'!N184","v":0},{"$f":"'EnPI Table'!O184","v":0},{"$f":"'EnPI Table'!P184","v":0},{"$f":"'EnPI Table'!Q184","v":0},{"$f":"'EnPI Table'!R184","v":0},{"$f":"'EnPI Table'!S184","v":0},{"$f":"'EnPI Table'!T184","v":0},{"$f":"'EnPI Table'!U184","v":0},{"$f":"'EnPI Table'!V184","v":0},{"$f":"'EnPI Table'!W184","v":0},{"$f":"'EnPI Table'!X184","v":0},{"$f":"'EnPI Table'!Y184","v":0},{"$f":"'EnPI Table'!Z184","v":0},{"$f":"'EnPI Table'!AA184","v":0}]
[{"$f":"'EnPI Table'!A185","v":"2019-08-01"},{"$f":"'EnPI Table'!AF185","v":128},{"$f":"'EnPI Table'!AG185","v":0},{"$f":"'EnPI Table'!AH185","v":0},{"$f":"'EnPI Table'!AI185","v":0},{"$f":"'EnPI Table'!AJ185","v":0},{"$f":"'EnPI Table'!AK185","v":0},{"$f":"'EnPI Table'!AL185","v":0},{"$f":"'EnPI Table'!AM185","v":0},{"$f":"'EnPI Table'!AN185","v":0},{"$f":"'EnPI Table'!AO185","v":0},{"$f":"'EnPI Table'!AP185","v":0},{"$f":"'EnPI Table'!AQ185","v":0},{"$f":"'EnPI Table'!AR185","v":0},{"$f":"'EnPI Table'!AS185","v":0},{"$f":"'EnPI Table'!AT185","v":0},{"$f":"'EnPI Table'!AU185","v":0},{"$f":"'EnPI Table'!AV185","v":0},{"$f":"'EnPI Table'!AW185","v":0},{"$f":"'EnPI Table'!AX185","v":0},{"$f":"'EnPI Table'!AY185","v":0},{"$f":"'EnPI Table'!AZ185","v":0},{"$f":"'EnPI Table'!BA185","v":0},{"$f":"'EnPI Table'!BB185","v":0},{"$f":"'EnPI Table'!BC185","v":0},{"$f":"'EnPI Table'!BD185","v":0},{"$f":"'EnPI Table'!BE185","v":0},{"$f":"'EnPI Table'!BF185","v":0},{"$f":"'EnPI Table'!BG185","v":0},{"$f":"'EnPI Table'!BH185","v":0},{"$f":"'EnPI Table'!BI185","v":0},{"$f":"'EnPI Table'!BJ185","v":0},{"$f":"'EnPI Table'!BK185","v":0},{"$f":"'EnPI Table'!BL185","v":0},{"$f":"'EnPI Table'!BM185","v":0},{"$f":"'EnPI Table'!BN185","v":0},{"$f":"'EnPI Table'!BO185","v":0},{"$f":"'EnPI Table'!BP185","v":0},{"$f":"'EnPI Table'!BQ185","v":0},{"$f":"'EnPI Table'!BR185","v":0},{"$f":"'EnPI Table'!BS185","v":0},{"$f":"'EnPI Table'!BT185","v":0},null,{"$f":"'EnPI Table'!H185","v":0},{"$f":"'EnPI Table'!I185","v":0},{"$f":"'EnPI Table'!J185","v":0},{"$f":"'EnPI Table'!K185","v":0},{"$f":"'EnPI Table'!L185","v":0},{"$f":"'EnPI Table'!M185","v":0},{"$f":"'EnPI Table'!N185","v":0},{"$f":"'EnPI Table'!O185","v":0},{"$f":"'EnPI Table'!P185","v":0},{"$f":"'EnPI Table'!Q185","v":0},{"$f":"'EnPI Table'!R185","v":0},{"$f":"'EnPI Table'!S185","v":0},{"$f":"'EnPI Table'!T185","v":0},{"$f":"'EnPI Table'!U185","v":0},{"$f":"'EnPI Table'!V185","v":0},{"$f":"'EnPI Table'!W185","v":0},{"$f":"'EnPI Table'!X185","v":0},{"$f":"'EnPI Table'!Y185","v":0},{"$f":"'EnPI Table'!Z185","v":0},{"$f":"'EnPI Table'!AA185","v":0}]
[{"$f":"'EnPI Table'!A186","v":"2019-09-01"},{"$f":"'EnPI Table'!AF186","v":129},{"$f":"'EnPI Table'!AG186","v":0},{"$f":"'EnPI Table'!AH186","v":0},{"$f":"'EnPI Table'!AI186","v":0},{"$f":"'EnPI Table'!AJ186","v":0},{"$f":"'EnPI Table'!AK186","v":0},{"$f":"'EnPI Table'!AL186","v":0},{"$f":"'EnPI Table'!AM186","v":0},{"$f":"'EnPI Table'!AN186","v":0},{"$f":"'EnPI Table'!AO186","v":0},{"$f":"'EnPI Table'!AP186","v":0},{"$f":"'EnPI Table'!AQ186","v":0},{"$f":"'EnPI Table'!AR186","v":0},{"$f":"'EnPI Table'!AS186","v":0},{"$f":"'EnPI Table'!AT186","v":0},{"$f":"'EnPI Table'!AU186","v":0},{"$f":"'EnPI Table'!AV186","v":0},{"$f":"'EnPI Table'!AW186","v":0},{"$f":"'EnPI Table'!AX186","v":0},{"$f":"'EnPI Table'!AY186","v":0},{"$f":"'EnPI Table'!AZ186","v":0},{"$f":"'EnPI Table'!BA186","v":0},{"$f":"'EnPI Table'!BB186","v":0},{"$f":"'EnPI Table'!BC186","v":0},{"$f":"'EnPI Table'!BD186","v":0},{"$f":"'EnPI Table'!BE186","v":0},{"$f":"'EnPI Table'!BF186","v":0},{"$f":"'EnPI Table'!BG186","v":0},{"$f":"'EnPI Table'!BH186","v":0},{"$f":"'EnPI Table'!BI186","v":0},{"$f":"'EnPI Table'!BJ186","v":0},{"$f":"'EnPI Table'!BK186","v":0},{"$f":"'EnPI Table'!BL186","v":0},{"$f":"'EnPI Table'!BM186","v":0},{"$f":"'EnPI Table'!BN186","v":0},{"$f":"'EnPI Table'!BO186","v":0},{"$f":"'EnPI Table'!BP186","v":0},{"$f":"'EnPI Table'!BQ186","v":0},{"$f":"'EnPI Table'!BR186","v":0},{"$f":"'EnPI Table'!BS186","v":0},{"$f":"'EnPI Table'!BT186","v":0},null,{"$f":"'EnPI Table'!H186","v":0},{"$f":"'EnPI Table'!I186","v":0},{"$f":"'EnPI Table'!J186","v":0},{"$f":"'EnPI Table'!K186","v":0},{"$f":"'EnPI Table'!L186","v":0},{"$f":"'EnPI Table'!M186","v":0},{"$f":"'EnPI Table'!N186","v":0},{"$f":"'EnPI Table'!O186","v":0},{"$f":"'EnPI Table'!P186","v":0},{"$f":"'EnPI Table'!Q186","v":0},{"$f":"'EnPI Table'!R186","v":0},{"$f":"'EnPI Table'!S186","v":0},{"$f":"'EnPI Table'!T186","v":0},{"$f":"'EnPI Table'!U186","v":0},{"$f":"'EnPI Table'!V186","v":0},{"$f":"'EnPI Table'!W186","v":0},{"$f":"'EnPI Table'!X186","v":0},{"$f":"'EnPI Table'!Y186","v":0},{"$f":"'EnPI Table'!Z186","v":0},{"$f":"'EnPI Table'!AA186","v":0}]
[{"$f":"'EnPI Table'!A187","v":"2019-10-01"},{"$f":"'EnPI Table'!AF187","v":130},{"$f":"'EnPI Table'!AG187","v":0},{"$f":"'EnPI Table'!AH187","v":0},{"$f":"'EnPI Table'!AI187","v":0},{"$f":"'EnPI Table'!AJ187","v":0},{"$f":"'EnPI Table'!AK187","v":0},{"$f":"'EnPI Table'!AL187","v":0},{"$f":"'EnPI Table'!AM187","v":0},{"$f":"'EnPI Table'!AN187","v":0},{"$f":"'EnPI Table'!AO187","v":0},{"$f":"'EnPI Table'!AP187","v":0},{"$f":"'EnPI Table'!AQ187","v":0},{"$f":"'EnPI Table'!AR187","v":0},{"$f":"'EnPI Table'!AS187","v":0},{"$f":"'EnPI Table'!AT187","v":0},{"$f":"'EnPI Table'!AU187","v":0},{"$f":"'EnPI Table'!AV187","v":0},{"$f":"'EnPI Table'!AW187","v":0},{"$f":"'EnPI Table'!AX187","v":0},{"$f":"'EnPI Table'!AY187","v":0},{"$f":"'EnPI Table'!AZ187","v":0},{"$f":"'EnPI Table'!BA187","v":0},{"$f":"'EnPI Table'!BB187","v":0},{"$f":"'EnPI Table'!BC187","v":0},{"$f":"'EnPI Table'!BD187","v":0},{"$f":"'EnPI Table'!BE187","v":0},{"$f":"'EnPI Table'!BF187","v":0},{"$f":"'EnPI Table'!BG187","v":0},{"$f":"'EnPI Table'!BH187","v":0},{"$f":"'EnPI Table'!BI187","v":0},{"$f":"'EnPI Table'!BJ187","v":0},{"$f":"'EnPI Table'!BK187","v":0},{"$f":"'EnPI Table'!BL187","v":0},{"$f":"'EnPI Table'!BM187","v":0},{"$f":"'EnPI Table'!BN187","v":0},{"$f":"'EnPI Table'!BO187","v":0},{"$f":"'EnPI Table'!BP187","v":0},{"$f":"'EnPI Table'!BQ187","v":0},{"$f":"'EnPI Table'!BR187","v":0},{"$f":"'EnPI Table'!BS187","v":0},{"$f":"'EnPI Table'!BT187","v":0},null,{"$f":"'EnPI Table'!H187","v":0},{"$f":"'EnPI Table'!I187","v":0},{"$f":"'EnPI Table'!J187","v":0},{"$f":"'EnPI Table'!K187","v":0},{"$f":"'EnPI Table'!L187","v":0},{"$f":"'EnPI Table'!M187","v":0},{"$f":"'EnPI Table'!N187","v":0},{"$f":"'EnPI Table'!O187","v":0},{"$f":"'EnPI Table'!P187","v":0},{"$f":"'EnPI Table'!Q187","v":0},{"$f":"'EnPI Table'!R187","v":0},{"$f":"'EnPI Table'!S187","v":0},{"$f":"'EnPI Table'!T187","v":0},{"$f":"'EnPI Table'!U187","v":0},{"$f":"'EnPI Table'!V187","v":0},{"$f":"'EnPI Table'!W187","v":0},{"$f":"'EnPI Table'!X187","v":0},{"$f":"'EnPI Table'!Y187","v":0},{"$f":"'EnPI Table'!Z187","v":0},{"$f":"'EnPI Table'!AA187","v":0}]
[{"$f":"'EnPI Table'!A188","v":"2019-11-01"},{"$f":"'EnPI Table'!AF188","v":131},{"$f":"'EnPI Table'!AG188","v":0},{"$f":"'EnPI Table'!AH188","v":0},{"$f":"'EnPI Table'!AI188","v":0},{"$f":"'EnPI Table'!AJ188","v":0},{"$f":"'EnPI Table'!AK188","v":0},{"$f":"'EnPI Table'!AL188","v":0},{"$f":"'EnPI Table'!AM188","v":0},{"$f":"'EnPI Table'!AN188","v":0},{"$f":"'EnPI Table'!AO188","v":0},{"$f":"'EnPI Table'!AP188","v":0},{"$f":"'EnPI Table'!AQ188","v":0},{"$f":"'EnPI Table'!AR188","v":0},{"$f":"'EnPI Table'!AS188","v":0},{"$f":"'EnPI Table'!AT188","v":0},{"$f":"'EnPI Table'!AU188","v":0},{"$f":"'EnPI Table'!AV188","v":0},{"$f":"'EnPI Table'!AW188","v":0},{"$f":"'EnPI Table'!AX188","v":0},{"$f":"'EnPI Table'!AY188","v":0},{"$f":"'EnPI Table'!AZ188","v":0},{"$f":"'EnPI Table'!BA188","v":0},{"$f":"'EnPI Table'!BB188","v":0},{"$f":"'EnPI Table'!BC188","v":0},{"$f":"'EnPI Table'!BD188","v":0},{"$f":"'EnPI Table'!BE188","v":0},{"$f":"'EnPI Table'!BF188","v":0},{"$f":"'EnPI Table'!BG188","v":0},{"$f":"'EnPI Table'!BH188","v":0},{"$f":"'EnPI Table'!BI188","v":0},{"$f":"'EnPI Table'!BJ188","v":0},{"$f":"'EnPI Table'!BK188","v":0},{"$f":"'EnPI Table'!BL188","v":0},{"$f":"'EnPI Table'!BM188","v":0},{"$f":"'EnPI Table'!BN188","v":0},{"$f":"'EnPI Table'!BO188","v":0},{"$f":"'EnPI Table'!BP188","v":0},{"$f":"'EnPI Table'!BQ188","v":0},{"$f":"'EnPI Table'!BR188","v":0},{"$f":"'EnPI Table'!BS188","v":0},{"$f":"'EnPI Table'!BT188","v":0},null,{"$f":"'EnPI Table'!H188","v":0},{"$f":"'EnPI Table'!I188","v":0},{"$f":"'EnPI Table'!J188","v":0},{"$f":"'EnPI Table'!K188","v":0},{"$f":"'EnPI Table'!L188","v":0},{"$f":"'EnPI Table'!M188","v":0},{"$f":"'EnPI Table'!N188","v":0},{"$f":"'EnPI Table'!O188","v":0},{"$f":"'EnPI Table'!P188","v":0},{"$f":"'EnPI Table'!Q188","v":0},{"$f":"'EnPI Table'!R188","v":0},{"$f":"'EnPI Table'!S188","v":0},{"$f":"'EnPI Table'!T188","v":0},{"$f":"'EnPI Table'!U188","v":0},{"$f":"'EnPI Table'!V188","v":0},{"$f":"'EnPI Table'!W188","v":0},{"$f":"'EnPI Table'!X188","v":0},{"$f":"'EnPI Table'!Y188","v":0},{"$f":"'EnPI Table'!Z188","v":0},{"$f":"'EnPI Table'!AA188","v":0}]
[{"$f":"'EnPI Table'!A189","v":"2019-12-01"},{"$f":"'EnPI Table'!AF189","v":132},{"$f":"'EnPI Table'!AG189","v":0},{"$f":"'EnPI Table'!AH189","v":0},{"$f":"'EnPI Table'!AI189","v":0},{"$f":"'EnPI Table'!AJ189","v":0},{"$f":"'EnPI Table'!AK189","v":0},{"$f":"'EnPI Table'!AL189","v":0},{"$f":"'EnPI Table'!AM189","v":0},{"$f":"'EnPI Table'!AN189","v":0},{"$f":"'EnPI Table'!AO189","v":0},{"$f":"'EnPI Table'!AP189","v":0},{"$f":"'EnPI Table'!AQ189","v":0},{"$f":"'EnPI Table'!AR189","v":0},{"$f":"'EnPI Table'!AS189","v":0},{"$f":"'EnPI Table'!AT189","v":0},{"$f":"'EnPI Table'!AU189","v":0},{"$f":"'EnPI Table'!AV189","v":0},{"$f":"'EnPI Table'!AW189","v":0},{"$f":"'EnPI Table'!AX189","v":0},{"$f":"'EnPI Table'!AY189","v":0},{"$f":"'EnPI Table'!AZ189","v":0},{"$f":"'EnPI Table'!BA189","v":0},{"$f":"'EnPI Table'!BB189","v":0},{"$f":"'EnPI Table'!BC189","v":0},{"$f":"'EnPI Table'!BD189","v":0},{"$f":"'EnPI Table'!BE189","v":0},{"$f":"'EnPI Table'!BF189","v":0},{"$f":"'EnPI Table'!BG189","v":0},{"$f":"'EnPI Table'!BH189","v":0},{"$f":"'EnPI Table'!BI189","v":0},{"$f":"'EnPI Table'!BJ189","v":0},{"$f":"'EnPI Table'!BK189","v":0},{"$f":"'EnPI Table'!BL189","v":0},{"$f":"'EnPI Table'!BM189","v":0},{"$f":"'EnPI Table'!BN189","v":0},{"$f":"'EnPI Table'!BO189","v":0},{"$f":"'EnPI Table'!BP189","v":0},{"$f":"'EnPI Table'!BQ189","v":0},{"$f":"'EnPI Table'!BR189","v":0},{"$f":"'EnPI Table'!BS189","v":0},{"$f":"'EnPI Table'!BT189","v":0},null,{"$f":"'EnPI Table'!H189","v":0},{"$f":"'EnPI Table'!I189","v":0},{"$f":"'EnPI Table'!J189","v":0},{"$f":"'EnPI Table'!K189","v":0},{"$f":"'EnPI Table'!L189","v":0},{"$f":"'EnPI Table'!M189","v":0},{"$f":"'EnPI Table'!N189","v":0},{"$f":"'EnPI Table'!O189","v":0},{"$f":"'EnPI Table'!P189","v":0},{"$f":"'EnPI Table'!Q189","v":0},{"$f":"'EnPI Table'!R189","v":0},{"$f":"'EnPI Table'!S189","v":0},{"$f":"'EnPI Table'!T189","v":0},{"$f":"'EnPI Table'!U189","v":0},{"$f":"'EnPI Table'!V189","v":0},{"$f":"'EnPI Table'!W189","v":0},{"$f":"'EnPI Table'!X189","v":0},{"$f":"'EnPI Table'!Y189","v":0},{"$f":"'EnPI Table'!Z189","v":0},{"$f":"'EnPI Table'!AA189","v":0}]
[{"$f":"'EnPI Table'!A190","v":"2020-01-01"},{"$f":"'EnPI Table'!AF190","v":109},{"$f":"'EnPI Table'!AG190","v":0},{"$f":"'EnPI Table'!AH190","v":0},{"$f":"'EnPI Table'!AI190","v":0},{"$f":"'EnPI Table'!AJ190","v":0},{"$f":"'EnPI Table'!AK190","v":0},{"$f":"'EnPI Table'!AL190","v":0},{"$f":"'EnPI Table'!AM190","v":0},{"$f":"'EnPI Table'!AN190","v":0},{"$f":"'EnPI Table'!AO190","v":0},{"$f":"'EnPI Table'!AP190","v":0},{"$f":"'EnPI Table'!AQ190","v":0},{"$f":"'EnPI Table'!AR190","v":0},{"$f":"'EnPI Table'!AS190","v":0},{"$f":"'EnPI Table'!AT190","v":0},{"$f":"'EnPI Table'!AU190","v":0},{"$f":"'EnPI Table'!AV190","v":0},{"$f":"'EnPI Table'!AW190","v":0},{"$f":"'EnPI Table'!AX190","v":0},{"$f":"'EnPI Table'!AY190","v":0},{"$f":"'EnPI Table'!AZ190","v":0},{"$f":"'EnPI Table'!BA190","v":0},{"$f":"'EnPI Table'!BB190","v":0},{"$f":"'EnPI Table'!BC190","v":0},{"$f":"'EnPI Table'!BD190","v":0},{"$f":"'EnPI Table'!BE190","v":0},{"$f":"'EnPI Table'!BF190","v":0},{"$f":"'EnPI Table'!BG190","v":0},{"$f":"'EnPI Table'!BH190","v":0},{"$f":"'EnPI Table'!BI190","v":0},{"$f":"'EnPI Table'!BJ190","v":0},{"$f":"'EnPI Table'!BK190","v":0},{"$f":"'EnPI Table'!BL190","v":0},{"$f":"'EnPI Table'!BM190","v":0},{"$f":"'EnPI Table'!BN190","v":0},{"$f":"'EnPI Table'!BO190","v":0},{"$f":"'EnPI Table'!BP190","v":0},{"$f":"'EnPI Table'!BQ190","v":0},{"$f":"'EnPI Table'!BR190","v":0},{"$f":"'EnPI Table'!BS190","v":0},{"$f":"'EnPI Table'!BT190","v":0},null,{"$f":"'EnPI Table'!H190","v":0},{"$f":"'EnPI Table'!I190","v":0},{"$f":"'EnPI Table'!J190","v":0},{"$f":"'EnPI Table'!K190","v":0},{"$f":"'EnPI Table'!L190","v":0},{"$f":"'EnPI Table'!M190","v":0},{"$f":"'EnPI Table'!N190","v":0},{"$f":"'EnPI Table'!O190","v":0},{"$f":"'EnPI Table'!P190","v":0},{"$f":"'EnPI Table'!Q190","v":0},{"$f":"'EnPI Table'!R190","v":0},{"$f":"'EnPI Table'!S190","v":0},{"$f":"'EnPI Table'!T190","v":0},{"$f":"'EnPI Table'!U190","v":0},{"$f":"'EnPI Table'!V190","v":0},{"$f":"'EnPI Table'!W190","v":0},{"$f":"'EnPI Table'!X190","v":0},{"$f":"'EnPI Table'!Y190","v":0},{"$f":"'EnPI Table'!Z190","v":0},{"$f":"'EnPI Table'!AA190","v":0}]
[{"$f":"'EnPI Table'!A191","v":"2020-02-01"},{"$f":"'EnPI Table'!AF191","v":110},{"$f":"'EnPI Table'!AG191","v":0},{"$f":"'EnPI Table'!AH191","v":0},{"$f":"'EnPI Table'!AI191","v":0},{"$f":"'EnPI Table'!AJ191","v":0},{"$f":"'EnPI Table'!AK191","v":0},{"$f":"'EnPI Table'!AL191","v":0},{"$f":"'EnPI Table'!AM191","v":0},{"$f":"'EnPI Table'!AN191","v":0},{"$f":"'EnPI Table'!AO191","v":0},{"$f":"'EnPI Table'!AP191","v":0},{"$f":"'EnPI Table'!AQ191","v":0},{"$f":"'EnPI Table'!AR191","v":0},{"$f":"'EnPI Table'!AS191","v":0},{"$f":"'EnPI Table'!AT191","v":0},{"$f":"'EnPI Table'!AU191","v":0},{"$f":"'EnPI Table'!AV191","v":0},{"$f":"'EnPI Table'!AW191","v":0},{"$f":"'EnPI Table'!AX191","v":0},{"$f":"'EnPI Table'!AY191","v":0},{"$f":"'EnPI Table'!AZ191","v":0},{"$f":"'EnPI Table'!BA191","v":0},{"$f":"'EnPI Table'!BB191","v":0},{"$f":"'EnPI Table'!BC191","v":0},{"$f":"'EnPI Table'!BD191","v":0},{"$f":"'EnPI Table'!BE191","v":0},{"$f":"'EnPI Table'!BF191","v":0},{"$f":"'EnPI Table'!BG191","v":0},{"$f":"'EnPI Table'!BH191","v":0},{"$f":"'EnPI Table'!BI191","v":0},{"$f":"'EnPI Table'!BJ191","v":0},{"$f":"'EnPI Table'!BK191","v":0},{"$f":"'EnPI Table'!BL191","v":0},{"$f":"'EnPI Table'!BM191","v":0},{"$f":"'EnPI Table'!BN191","v":0},{"$f":"'EnPI Table'!BO191","v":0},{"$f":"'EnPI Table'!BP191","v":0},{"$f":"'EnPI Table'!BQ191","v":0},{"$f":"'EnPI Table'!BR191","v":0},{"$f":"'EnPI Table'!BS191","v":0},{"$f":"'EnPI Table'!BT191","v":0},null,{"$f":"'EnPI Table'!H191","v":0},{"$f":"'EnPI Table'!I191","v":0},{"$f":"'EnPI Table'!J191","v":0},{"$f":"'EnPI Table'!K191","v":0},{"$f":"'EnPI Table'!L191","v":0},{"$f":"'EnPI Table'!M191","v":0},{"$f":"'EnPI Table'!N191","v":0},{"$f":"'EnPI Table'!O191","v":0},{"$f":"'EnPI Table'!P191","v":0},{"$f":"'EnPI Table'!Q191","v":0},{"$f":"'EnPI Table'!R191","v":0},{"$f":"'EnPI Table'!S191","v":0},{"$f":"'EnPI Table'!T191","v":0},{"$f":"'EnPI Table'!U191","v":0},{"$f":"'EnPI Table'!V191","v":0},{"$f":"'EnPI Table'!W191","v":0},{"$f":"'EnPI Table'!X191","v":0},{"$f":"'EnPI Table'!Y191","v":0},{"$f":"'EnPI Table'!Z191","v":0},{"$f":"'EnPI Table'!AA191","v":0}]
[{"$f":"'EnPI Table'!A192","v":"2020-03-01"},{"$f":"'EnPI Table'!AF192","v":111},{"$f":"'EnPI Table'!AG192","v":0},{"$f":"'EnPI Table'!AH192","v":0},{"$f":"'EnPI Table'!AI192","v":0},{"$f":"'EnPI Table'!AJ192","v":0},{"$f":"'EnPI Table'!AK192","v":0},{"$f":"'EnPI Table'!AL192","v":0},{"$f":"'EnPI Table'!AM192","v":0},{"$f":"'EnPI Table'!AN192","v":0},{"$f":"'EnPI Table'!AO192","v":0},{"$f":"'EnPI Table'!AP192","v":0},{"$f":"'EnPI Table'!AQ192","v":0},{"$f":"'EnPI Table'!AR192","v":0},{"$f":"'EnPI Table'!AS192","v":0},{"$f":"'EnPI Table'!AT192","v":0},{"$f":"'EnPI Table'!AU192","v":0},{"$f":"'EnPI Table'!AV192","v":0},{"$f":"'EnPI Table'!AW192","v":0},{"$f":"'EnPI Table'!AX192","v":0},{"$f":"'EnPI Table'!AY192","v":0},{"$f":"'EnPI Table'!AZ192","v":0},{"$f":"'EnPI Table'!BA192","v":0},{"$f":"'EnPI Table'!BB192","v":0},{"$f":"'EnPI Table'!BC192","v":0},{"$f":"'EnPI Table'!BD192","v":0},{"$f":"'EnPI Table'!BE192","v":0},{"$f":"'EnPI Table'!BF192","v":0},{"$f":"'EnPI Table'!BG192","v":0},{"$f":"'EnPI Table'!BH192","v":0},{"$f":"'EnPI Table'!BI192","v":0},{"$f":"'EnPI Table'!BJ192","v":0},{"$f":"'EnPI Table'!BK192","v":0},{"$f":"'EnPI Table'!BL192","v":0},{"$f":"'EnPI Table'!BM192","v":0},{"$f":"'EnPI Table'!BN192","v":0},{"$f":"'EnPI Table'!BO192","v":0},{"$f":"'EnPI Table'!BP192","v":0},{"$f":"'EnPI Table'!BQ192","v":0},{"$f":"'EnPI Table'!BR192","v":0},{"$f":"'EnPI Table'!BS192","v":0},{"$f":"'EnPI Table'!BT192","v":0},null,{"$f":"'EnPI Table'!H192","v":0},{"$f":"'EnPI Table'!I192","v":0},{"$f":"'EnPI Table'!J192","v":0},{"$f":"'EnPI Table'!K192","v":0},{"$f":"'EnPI Table'!L192","v":0},{"$f":"'EnPI Table'!M192","v":0},{"$f":"'EnPI Table'!N192","v":0},{"$f":"'EnPI Table'!O192","v":0},{"$f":"'EnPI Table'!P192","v":0},{"$f":"'EnPI Table'!Q192","v":0},{"$f":"'EnPI Table'!R192","v":0},{"$f":"'EnPI Table'!S192","v":0},{"$f":"'EnPI Table'!T192","v":0},{"$f":"'EnPI Table'!U192","v":0},{"$f":"'EnPI Table'!V192","v":0},{"$f":"'EnPI Table'!W192","v":0},{"$f":"'EnPI Table'!X192","v":0},{"$f":"'EnPI Table'!Y192","v":0},{"$f":"'EnPI Table'!Z192","v":0},{"$f":"'EnPI Table'!AA192","v":0}]
[{"$f":"'EnPI Table'!A193","v":"2020-04-01"},{"$f":"'EnPI Table'!AF193","v":112},{"$f":"'EnPI Table'!AG193","v":0},{"$f":"'EnPI Table'!AH193","v":0},{"$f":"'EnPI Table'!AI193","v":0},{"$f":"'EnPI Table'!AJ193","v":0},{"$f":"'EnPI Table'!AK193","v":0},{"$f":"'EnPI Table'!AL193","v":0},{"$f":"'EnPI Table'!AM193","v":0},{"$f":"'EnPI Table'!AN193","v":0},{"$f":"'EnPI Table'!AO193","v":0},{"$f":"'EnPI Table'!AP193","v":0},{"$f":"'EnPI Table'!AQ193","v":0},{"$f":"'EnPI Table'!AR193","v":0},{"$f":"'EnPI Table'!AS193","v":0},{"$f":"'EnPI Table'!AT193","v":0},{"$f":"'EnPI Table'!AU193","v":0},{"$f":"'EnPI Table'!AV193","v":0},{"$f":"'EnPI Table'!AW193","v":0},{"$f":"'EnPI Table'!AX193","v":0},{"$f":"'EnPI Table'!AY193","v":0},{"$f":"'EnPI Table'!AZ193","v":0},{"$f":"'EnPI Table'!BA193","v":0},{"$f":"'EnPI Table'!BB193","v":0},{"$f":"'EnPI Table'!BC193","v":0},{"$f":"'EnPI Table'!BD193","v":0},{"$f":"'EnPI Table'!BE193","v":0},{"$f":"'EnPI Table'!BF193","v":0},{"$f":"'EnPI Table'!BG193","v":0},{"$f":"'EnPI Table'!BH193","v":0},{"$f":"'EnPI Table'!BI193","v":0},{"$f":"'EnPI Table'!BJ193","v":0},{"$f":"'EnPI Table'!BK193","v":0},{"$f":"'EnPI Table'!BL193","v":0},{"$f":"'EnPI Table'!BM193","v":0},{"$f":"'EnPI Table'!BN193","v":0},{"$f":"'EnPI Table'!BO193","v":0},{"$f":"'EnPI Table'!BP193","v":0},{"$f":"'EnPI Table'!BQ193","v":0},{"$f":"'EnPI Table'!BR193","v":0},{"$f":"'EnPI Table'!BS193","v":0},{"$f":"'EnPI Table'!BT193","v":0},null,{"$f":"'EnPI Table'!H193","v":0},{"$f":"'EnPI Table'!I193","v":0},{"$f":"'EnPI Table'!J193","v":0},{"$f":"'EnPI Table'!K193","v":0},{"$f":"'EnPI Table'!L193","v":0},{"$f":"'EnPI Table'!M193","v":0},{"$f":"'EnPI Table'!N193","v":0},{"$f":"'EnPI Table'!O193","v":0},{"$f":"'EnPI Table'!P193","v":0},{"$f":"'EnPI Table'!Q193","v":0},{"$f":"'EnPI Table'!R193","v":0},{"$f":"'EnPI Table'!S193","v":0},{"$f":"'EnPI Table'!T193","v":0},{"$f":"'EnPI Table'!U193","v":0},{"$f":"'EnPI Table'!V193","v":0},{"$f":"'EnPI Table'!W193","v":0},{"$f":"'EnPI Table'!X193","v":0},{"$f":"'EnPI Table'!Y193","v":0},{"$f":"'EnPI Table'!Z193","v":0},{"$f":"'EnPI Table'!AA193","v":0}]
[{"$f":"'EnPI Table'!A194","v":"2020-05-01"},{"$f":"'EnPI Table'!AF194","v":113},{"$f":"'EnPI Table'!AG194","v":0},{"$f":"'EnPI Table'!AH194","v":0},{"$f":"'EnPI Table'!AI194","v":0},{"$f":"'EnPI Table'!AJ194","v":0},{"$f":"'EnPI Table'!AK194","v":0},{"$f":"'EnPI Table'!AL194","v":0},{"$f":"'EnPI Table'!AM194","v":0},{"$f":"'EnPI Table'!AN194","v":0},{"$f":"'EnPI Table'!AO194","v":0},{"$f":"'EnPI Table'!AP194","v":0},{"$f":"'EnPI Table'!AQ194","v":0},{"$f":"'EnPI Table'!AR194","v":0},{"$f":"'EnPI Table'!AS194","v":0},{"$f":"'EnPI Table'!AT194","v":0},{"$f":"'EnPI Table'!AU194","v":0},{"$f":"'EnPI Table'!AV194","v":0},{"$f":"'EnPI Table'!AW194","v":0},{"$f":"'EnPI Table'!AX194","v":0},{"$f":"'EnPI Table'!AY194","v":0},{"$f":"'EnPI Table'!AZ194","v":0},{"$f":"'EnPI Table'!BA194","v":0},{"$f":"'EnPI Table'!BB194","v":0},{"$f":"'EnPI Table'!BC194","v":0},{"$f":"'EnPI Table'!BD194","v":0},{"$f":"'EnPI Table'!BE194","v":0},{"$f":"'EnPI Table'!BF194","v":0},{"$f":"'EnPI Table'!BG194","v":0},{"$f":"'EnPI Table'!BH194","v":0},{"$f":"'EnPI Table'!BI194","v":0},{"$f":"'EnPI Table'!BJ194","v":0},{"$f":"'EnPI Table'!BK194","v":0},{"$f":"'EnPI Table'!BL194","v":0},{"$f":"'EnPI Table'!BM194","v":0},{"$f":"'EnPI Table'!BN194","v":0},{"$f":"'EnPI Table'!BO194","v":0},{"$f":"'EnPI Table'!BP194","v":0},{"$f":"'EnPI Table'!BQ194","v":0},{"$f":"'EnPI Table'!BR194","v":0},{"$f":"'EnPI Table'!BS194","v":0},{"$f":"'EnPI Table'!BT194","v":0},null,{"$f":"'EnPI Table'!H194","v":0},{"$f":"'EnPI Table'!I194","v":0},{"$f":"'EnPI Table'!J194","v":0},{"$f":"'EnPI Table'!K194","v":0},{"$f":"'EnPI Table'!L194","v":0},{"$f":"'EnPI Table'!M194","v":0},{"$f":"'EnPI Table'!N194","v":0},{"$f":"'EnPI Table'!O194","v":0},{"$f":"'EnPI Table'!P194","v":0},{"$f":"'EnPI Table'!Q194","v":0},{"$f":"'EnPI Table'!R194","v":0},{"$f":"'EnPI Table'!S194","v":0},{"$f":"'EnPI Table'!T194","v":0},{"$f":"'EnPI Table'!U194","v":0},{"$f":"'EnPI Table'!V194","v":0},{"$f":"'EnPI Table'!W194","v":0},{"$f":"'EnPI Table'!X194","v":0},{"$f":"'EnPI Table'!Y194","v":0},{"$f":"'EnPI Table'!Z194","v":0},{"$f":"'EnPI Table'!AA194","v":0}]
[{"$f":"'EnPI Table'!A195","v":"2020-06-01"},{"$f":"'EnPI Table'!AF195","v":114},{"$f":"'EnPI Table'!AG195","v":0},{"$f":"'EnPI Table'!AH195","v":0},{"$f":"'EnPI Table'!AI195","v":0},{"$f":"'EnPI Table'!AJ195","v":0},{"$f":"'EnPI Table'!AK195","v":0},{"$f":"'EnPI Table'!AL195","v":0},{"$f":"'EnPI Table'!AM195","v":0},{"$f":"'EnPI Table'!AN195","v":0},{"$f":"'EnPI Table'!AO195","v":0},{"$f":"'EnPI Table'!AP195","v":0},{"$f":"'EnPI Table'!AQ195","v":0},{"$f":"'EnPI Table'!AR195","v":0},{"$f":"'EnPI Table'!AS195","v":0},{"$f":"'EnPI Table'!AT195","v":0},{"$f":"'EnPI Table'!AU195","v":0},{"$f":"'EnPI Table'!AV195","v":0},{"$f":"'EnPI Table'!AW195","v":0},{"$f":"'EnPI Table'!AX195","v":0},{"$f":"'EnPI Table'!AY195","v":0},{"$f":"'EnPI Table'!AZ195","v":0},{"$f":"'EnPI Table'!BA195","v":0},{"$f":"'EnPI Table'!BB195","v":0},{"$f":"'EnPI Table'!BC195","v":0},{"$f":"'EnPI Table'!BD195","v":0},{"$f":"'EnPI Table'!BE195","v":0},{"$f":"'EnPI Table'!BF195","v":0},{"$f":"'EnPI Table'!BG195","v":0},{"$f":"'EnPI Table'!BH195","v":0},{"$f":"'EnPI Table'!BI195","v":0},{"$f":"'EnPI Table'!BJ195","v":0},{"$f":"'EnPI Table'!BK195","v":0},{"$f":"'EnPI Table'!BL195","v":0},{"$f":"'EnPI Table'!BM195","v":0},{"$f":"'EnPI Table'!BN195","v":0},{"$f":"'EnPI Table'!BO195","v":0},{"$f":"'EnPI Table'!BP195","v":0},{"$f":"'EnPI Table'!BQ195","v":0},{"$f":"'EnPI Table'!BR195","v":0},{"$f":"'EnPI Table'!BS195","v":0},{"$f":"'EnPI Table'!BT195","v":0},null,{"$f":"'EnPI Table'!H195","v":0},{"$f":"'EnPI Table'!I195","v":0},{"$f":"'EnPI Table'!J195","v":0},{"$f":"'EnPI Table'!K195","v":0},{"$f":"'EnPI Table'!L195","v":0},{"$f":"'EnPI Table'!M195","v":0},{"$f":"'EnPI Table'!N195","v":0},{"$f":"'EnPI Table'!O195","v":0},{"$f":"'EnPI Table'!P195","v":0},{"$f":"'EnPI Table'!Q195","v":0},{"$f":"'EnPI Table'!R195","v":0},{"$f":"'EnPI Table'!S195","v":0},{"$f":"'EnPI Table'!T195","v":0},{"$f":"'EnPI Table'!U195","v":0},{"$f":"'EnPI Table'!V195","v":0},{"$f":"'EnPI Table'!W195","v":0},{"$f":"'EnPI Table'!X195","v":0},{"$f":"'EnPI Table'!Y195","v":0},{"$f":"'EnPI Table'!Z195","v":0},{"$f":"'EnPI Table'!AA195","v":0}]
[{"$f":"'EnPI Table'!A196","v":"2020-07-01"},{"$f":"'EnPI Table'!AF196","v":115},{"$f":"'EnPI Table'!AG196","v":0},{"$f":"'EnPI Table'!AH196","v":0},{"$f":"'EnPI Table'!AI196","v":0},{"$f":"'EnPI Table'!AJ196","v":0},{"$f":"'EnPI Table'!AK196","v":0},{"$f":"'EnPI Table'!AL196","v":0},{"$f":"'EnPI Table'!AM196","v":0},{"$f":"'EnPI Table'!AN196","v":0},{"$f":"'EnPI Table'!AO196","v":0},{"$f":"'EnPI Table'!AP196","v":0},{"$f":"'EnPI Table'!AQ196","v":0},{"$f":"'EnPI Table'!AR196","v":0},{"$f":"'EnPI Table'!AS196","v":0},{"$f":"'EnPI Table'!AT196","v":0},{"$f":"'EnPI Table'!AU196","v":0},{"$f":"'EnPI Table'!AV196","v":0},{"$f":"'EnPI Table'!AW196","v":0},{"$f":"'EnPI Table'!AX196","v":0},{"$f":"'EnPI Table'!AY196","v":0},{"$f":"'EnPI Table'!AZ196","v":0},{"$f":"'EnPI Table'!BA196","v":0},{"$f":"'EnPI Table'!BB196","v":0},{"$f":"'EnPI Table'!BC196","v":0},{"$f":"'EnPI Table'!BD196","v":0},{"$f":"'EnPI Table'!BE196","v":0},{"$f":"'EnPI Table'!BF196","v":0},{"$f":"'EnPI Table'!BG196","v":0},{"$f":"'EnPI Table'!BH196","v":0},{"$f":"'EnPI Table'!BI196","v":0},{"$f":"'EnPI Table'!BJ196","v":0},{"$f":"'EnPI Table'!BK196","v":0},{"$f":"'EnPI Table'!BL196","v":0},{"$f":"'EnPI Table'!BM196","v":0},{"$f":"'EnPI Table'!BN196","v":0},{"$f":"'EnPI Table'!BO196","v":0},{"$f":"'EnPI Table'!BP196","v":0},{"$f":"'EnPI Table'!BQ196","v":0},{"$f":"'EnPI Table'!BR196","v":0},{"$f":"'EnPI Table'!BS196","v":0},{"$f":"'EnPI Table'!BT196","v":0},null,{"$f":"'EnPI Table'!H196","v":0},{"$f":"'EnPI Table'!I196","v":0},{"$f":"'EnPI Table'!J196","v":0},{"$f":"'EnPI Table'!K196","v":0},{"$f":"'EnPI Table'!L196","v":0},{"$f":"'EnPI Table'!M196","v":0},{"$f":"'EnPI Table'!N196","v":0},{"$f":"'EnPI Table'!O196","v":0},{"$f":"'EnPI Table'!P196","v":0},{"$f":"'EnPI Table'!Q196","v":0},{"$f":"'EnPI Table'!R196","v":0},{"$f":"'EnPI Table'!S196","v":0},{"$f":"'EnPI Table'!T196","v":0},{"$f":"'EnPI Table'!U196","v":0},{"$f":"'EnPI Table'!V196","v":0},{"$f":"'EnPI Table'!W196","v":0},{"$f":"'EnPI Table'!X196","v":0},{"$f":"'EnPI Table'!Y196","v":0},{"$f":"'EnPI Table'!Z196","v":0},{"$f":"'EnPI Table'!AA196","v":0}]
[{"$f":"'EnPI Table'!A197","v":"2020-08-01"},{"$f":"'EnPI Table'!AF197","v":116},{"$f":"'EnPI Table'!AG197","v":0},{"$f":"'EnPI Table'!AH197","v":0},{"$f":"'EnPI Table'!AI197","v":0},{"$f":"'EnPI Table'!AJ197","v":0},{"$f":"'EnPI Table'!AK197","v":0},{"$f":"'EnPI Table'!AL197","v":0},{"$f":"'EnPI Table'!AM197","v":0},{"$f":"'EnPI Table'!AN197","v":0},{"$f":"'EnPI Table'!AO197","v":0},{"$f":"'EnPI Table'!AP197","v":0},{"$f":"'EnPI Table'!AQ197","v":0},{"$f":"'EnPI Table'!AR197","v":0},{"$f":"'EnPI Table'!AS197","v":0},{"$f":"'EnPI Table'!AT197","v":0},{"$f":"'EnPI Table'!AU197","v":0},{"$f":"'EnPI Table'!AV197","v":0},{"$f":"'EnPI Table'!AW197","v":0},{"$f":"'EnPI Table'!AX197","v":0},{"$f":"'EnPI Table'!AY197","v":0},{"$f":"'EnPI Table'!AZ197","v":0},{"$f":"'EnPI Table'!BA197","v":0},{"$f":"'EnPI Table'!BB197","v":0},{"$f":"'EnPI Table'!BC197","v":0},{"$f":"'EnPI Table'!BD197","v":0},{"$f":"'EnPI Table'!BE197","v":0},{"$f":"'EnPI Table'!BF197","v":0},{"$f":"'EnPI Table'!BG197","v":0},{"$f":"'EnPI Table'!BH197","v":0},{"$f":"'EnPI Table'!BI197","v":0},{"$f":"'EnPI Table'!BJ197","v":0},{"$f":"'EnPI Table'!BK197","v":0},{"$f":"'EnPI Table'!BL197","v":0},{"$f":"'EnPI Table'!BM197","v":0},{"$f":"'EnPI Table'!BN197","v":0},{"$f":"'EnPI Table'!BO197","v":0},{"$f":"'EnPI Table'!BP197","v":0},{"$f":"'EnPI Table'!BQ197","v":0},{"$f":"'EnPI Table'!BR197","v":0},{"$f":"'EnPI Table'!BS197","v":0},{"$f":"'EnPI Table'!BT197","v":0},null,{"$f":"'EnPI Table'!H197","v":0},{"$f":"'EnPI Table'!I197","v":0},{"$f":"'EnPI Table'!J197","v":0},{"$f":"'EnPI Table'!K197","v":0},{"$f":"'EnPI Table'!L197","v":0},{"$f":"'EnPI Table'!M197","v":0},{"$f":"'EnPI Table'!N197","v":0},{"$f":"'EnPI Table'!O197","v":0},{"$f":"'EnPI Table'!P197","v":0},{"$f":"'EnPI Table'!Q197","v":0},{"$f":"'EnPI Table'!R197","v":0},{"$f":"'EnPI Table'!S197","v":0},{"$f":"'EnPI Table'!T197","v":0},{"$f":"'EnPI Table'!U197","v":0},{"$f":"'EnPI Table'!V197","v":0},{"$f":"'EnPI Table'!W197","v":0},{"$f":"'EnPI Table'!X197","v":0},{"$f":"'EnPI Table'!Y197","v":0},{"$f":"'EnPI Table'!Z197","v":0},{"$f":"'EnPI Table'!AA197","v":0}]
[{"$f":"'EnPI Table'!A198","v":"2020-09-01"},{"$f":"'EnPI Table'!AF198","v":117},{"$f":"'EnPI Table'!AG198","v":0},{"$f":"'EnPI Table'!AH198","v":0},{"$f":"'EnPI Table'!AI198","v":0},{"$f":"'EnPI Table'!AJ198","v":0},{"$f":"'EnPI Table'!AK198","v":0},{"$f":"'EnPI Table'!AL198","v":0},{"$f":"'EnPI Table'!AM198","v":0},{"$f":"'EnPI Table'!AN198","v":0},{"$f":"'EnPI Table'!AO198","v":0},{"$f":"'EnPI Table'!AP198","v":0},{"$f":"'EnPI Table'!AQ198","v":0},{"$f":"'EnPI Table'!AR198","v":0},{"$f":"'EnPI Table'!AS198","v":0},{"$f":"'EnPI Table'!AT198","v":0},{"$f":"'EnPI Table'!AU198","v":0},{"$f":"'EnPI Table'!AV198","v":0},{"$f":"'EnPI Table'!AW198","v":0},{"$f":"'EnPI Table'!AX198","v":0},{"$f":"'EnPI Table'!AY198","v":0},{"$f":"'EnPI Table'!AZ198","v":0},{"$f":"'EnPI Table'!BA198","v":0},{"$f":"'EnPI Table'!BB198","v":0},{"$f":"'EnPI Table'!BC198","v":0},{"$f":"'EnPI Table'!BD198","v":0},{"$f":"'EnPI Table'!BE198","v":0},{"$f":"'EnPI Table'!BF198","v":0},{"$f":"'EnPI Table'!BG198","v":0},{"$f":"'EnPI Table'!BH198","v":0},{"$f":"'EnPI Table'!BI198","v":0},{"$f":"'EnPI Table'!BJ198","v":0},{"$f":"'EnPI Table'!BK198","v":0},{"$f":"'EnPI Table'!BL198","v":0},{"$f":"'EnPI Table'!BM198","v":0},{"$f":"'EnPI Table'!BN198","v":0},{"$f":"'EnPI Table'!BO198","v":0},{"$f":"'EnPI Table'!BP198","v":0},{"$f":"'EnPI Table'!BQ198","v":0},{"$f":"'EnPI Table'!BR198","v":0},{"$f":"'EnPI Table'!BS198","v":0},{"$f":"'EnPI Table'!BT198","v":0},null,{"$f":"'EnPI Table'!H198","v":0},{"$f":"'EnPI Table'!I198","v":0},{"$f":"'EnPI Table'!J198","v":0},{"$f":"'EnPI Table'!K198","v":0},{"$f":"'EnPI Table'!L198","v":0},{"$f":"'EnPI Table'!M198","v":0},{"$f":"'EnPI Table'!N198","v":0},{"$f":"'EnPI Table'!O198","v":0},{"$f":"'EnPI Table'!P198","v":0},{"$f":"'EnPI Table'!Q198","v":0},{"$f":"'EnPI Table'!R198","v":0},{"$f":"'EnPI Table'!S198","v":0},{"$f":"'EnPI Table'!T198","v":0},{"$f":"'EnPI Table'!U198","v":0},{"$f":"'EnPI Table'!V198","v":0},{"$f":"'EnPI Table'!W198","v":0},{"$f":"'EnPI Table'!X198","v":0},{"$f":"'EnPI Table'!Y198","v":0},{"$f":"'EnPI Table'!Z198","v":0},{"$f":"'EnPI Table'!AA198","v":0}]
[{"$f":"'EnPI Table'!A199","v":"2020-10-01"},{"$f":"'EnPI Table'!AF199","v":118},{"$f":"'EnPI Table'!AG199","v":0},{"$f":"'EnPI Table'!AH199","v":0},{"$f":"'EnPI Table'!AI199","v":0},{"$f":"'EnPI Table'!AJ199","v":0},{"$f":"'EnPI Table'!AK199","v":0},{"$f":"'EnPI Table'!AL199","v":0},{"$f":"'EnPI Table'!AM199","v":0},{"$f":"'EnPI Table'!AN199","v":0},{"$f":"'EnPI Table'!AO199","v":0},{"$f":"'EnPI Table'!AP199","v":0},{"$f":"'EnPI Table'!AQ199","v":0},{"$f":"'EnPI Table'!AR199","v":0},{"$f":"'EnPI Table'!AS199","v":0},{"$f":"'EnPI Table'!AT199","v":0},{"$f":"'EnPI Table'!AU199","v":0},{"$f":"'EnPI Table'!AV199","v":0},{"$f":"'EnPI Table'!AW199","v":0},{"$f":"'EnPI Table'!AX199","v":0},{"$f":"'EnPI Table'!AY199","v":0},{"$f":"'EnPI Table'!AZ199","v":0},{"$f":"'EnPI Table'!BA199","v":0},{"$f":"'EnPI Table'!BB199","v":0},{"$f":"'EnPI Table'!BC199","v":0},{"$f":"'EnPI Table'!BD199","v":0},{"$f":"'EnPI Table'!BE199","v":0},{"$f":"'EnPI Table'!BF199","v":0},{"$f":"'EnPI Table'!BG199","v":0},{"$f":"'EnPI Table'!BH199","v":0},{"$f":"'EnPI Table'!BI199","v":0},{"$f":"'EnPI Table'!BJ199","v":0},{"$f":"'EnPI Table'!BK199","v":0},{"$f":"'EnPI Table'!BL199","v":0},{"$f":"'EnPI Table'!BM199","v":0},{"$f":"'EnPI Table'!BN199","v":0},{"$f":"'EnPI Table'!BO199","v":0},{"$f":"'EnPI Table'!BP199","v":0},{"$f":"'EnPI Table'!BQ199","v":0},{"$f":"'EnPI Table'!BR199","v":0},{"$f":"'EnPI Table'!BS199","v":0},{"$f":"'EnPI Table'!BT199","v":0},null,{"$f":"'EnPI Table'!H199","v":0},{"$f":"'EnPI Table'!I199","v":0},{"$f":"'EnPI Table'!J199","v":0},{"$f":"'EnPI Table'!K199","v":0},{"$f":"'EnPI Table'!L199","v":0},{"$f":"'EnPI Table'!M199","v":0},{"$f":"'EnPI Table'!N199","v":0},{"$f":"'EnPI Table'!O199","v":0},{"$f":"'EnPI Table'!P199","v":0},{"$f":"'EnPI Table'!Q199","v":0},{"$f":"'EnPI Table'!R199","v":0},{"$f":"'EnPI Table'!S199","v":0},{"$f":"'EnPI Table'!T199","v":0},{"$f":"'EnPI Table'!U199","v":0},{"$f":"'EnPI Table'!V199","v":0},{"$f":"'EnPI Table'!W199","v":0},{"$f":"'EnPI Table'!X199","v":0},{"$f":"'EnPI Table'!Y199","v":0},{"$f":"'EnPI Table'!Z199","v":0},{"$f":"'EnPI Table'!AA199","v":0}]
[{"$f":"'EnPI Table'!A200","v":"2020-11-01"},{"$f":"'EnPI Table'!AF200","v":119},{"$f":"'EnPI Table'!AG200","v":0},{"$f":"'EnPI Table'!AH200","v":0},{"$f":"'EnPI Table'!AI200","v":0},{"$f":"'EnPI Table'!AJ200","v":0},{"$f":"'EnPI Table'!AK200","v":0},{"$f":"'EnPI Table'!AL200","v":0},{"$f":"'EnPI Table'!AM200","v":0},{"$f":"'EnPI Table'!AN200","v":0},{"$f":"'EnPI Table'!AO200","v":0},{"$f":"'EnPI Table'!AP200","v":0},{"$f":"'EnPI Table'!AQ200","v":0},{"$f":"'EnPI Table'!AR200","v":0},{"$f":"'EnPI Table'!AS200","v":0},{"$f":"'EnPI Table'!AT200","v":0},{"$f":"'EnPI Table'!AU200","v":0},{"$f":"'EnPI Table'!AV200","v":0},{"$f":"'EnPI Table'!AW200","v":0},{"$f":"'EnPI Table'!AX200","v":0},{"$f":"'EnPI Table'!AY200","v":0},{"$f":"'EnPI Table'!AZ200","v":0},{"$f":"'EnPI Table'!BA200","v":0},{"$f":"'EnPI Table'!BB200","v":0},{"$f":"'EnPI Table'!BC200","v":0},{"$f":"'EnPI Table'!BD200","v":0},{"$f":"'EnPI Table'!BE200","v":0},{"$f":"'EnPI Table'!BF200","v":0},{"$f":"'EnPI Table'!BG200","v":0},{"$f":"'EnPI Table'!BH200","v":0},{"$f":"'EnPI Table'!BI200","v":0},{"$f":"'EnPI Table'!BJ200","v":0},{"$f":"'EnPI Table'!BK200","v":0},{"$f":"'EnPI Table'!BL200","v":0},{"$f":"'EnPI Table'!BM200","v":0},{"$f":"'EnPI Table'!BN200","v":0},{"$f":"'EnPI Table'!BO200","v":0},{"$f":"'EnPI Table'!BP200","v":0},{"$f":"'EnPI Table'!BQ200","v":0},{"$f":"'EnPI Table'!BR200","v":0},{"$f":"'EnPI Table'!BS200","v":0},{"$f":"'EnPI Table'!BT200","v":0},null,{"$f":"'EnPI Table'!H200","v":0},{"$f":"'EnPI Table'!I200","v":0},{"$f":"'EnPI Table'!J200","v":0},{"$f":"'EnPI Table'!K200","v":0},{"$f":"'EnPI Table'!L200","v":0},{"$f":"'EnPI Table'!M200","v":0},{"$f":"'EnPI Table'!N200","v":0},{"$f":"'EnPI Table'!O200","v":0},{"$f":"'EnPI Table'!P200","v":0},{"$f":"'EnPI Table'!Q200","v":0},{"$f":"'EnPI Table'!R200","v":0},{"$f":"'EnPI Table'!S200","v":0},{"$f":"'EnPI Table'!T200","v":0},{"$f":"'EnPI Table'!U200","v":0},{"$f":"'EnPI Table'!V200","v":0},{"$f":"'EnPI Table'!W200","v":0},{"$f":"'EnPI Table'!X200","v":0},{"$f":"'EnPI Table'!Y200","v":0},{"$f":"'EnPI Table'!Z200","v":0},{"$f":"'EnPI Table'!AA200","v":0}]
[{"$f":"'EnPI Table'!A201","v":"2020-12-01"},{"$f":"'EnPI Table'!AF201","v":120},{"$f":"'EnPI Table'!AG201","v":0},{"$f":"'EnPI Table'!AH201","v":0},{"$f":"'EnPI Table'!AI201","v":0},{"$f":"'EnPI Table'!AJ201","v":0},{"$f":"'EnPI Table'!AK201","v":0},{"$f":"'EnPI Table'!AL201","v":0},{"$f":"'EnPI Table'!AM201","v":0},{"$f":"'EnPI Table'!AN201","v":0},{"$f":"'EnPI Table'!AO201","v":0},{"$f":"'EnPI Table'!AP201","v":0},{"$f":"'EnPI Table'!AQ201","v":0},{"$f":"'EnPI Table'!AR201","v":0},{"$f":"'EnPI Table'!AS201","v":0},{"$f":"'EnPI Table'!AT201","v":0},{"$f":"'EnPI Table'!AU201","v":0},{"$f":"'EnPI Table'!AV201","v":0},{"$f":"'EnPI Table'!AW201","v":0},{"$f":"'EnPI Table'!AX201","v":0},{"$f":"'EnPI Table'!AY201","v":0},{"$f":"'EnPI Table'!AZ201","v":0},{"$f":"'EnPI Table'!BA201","v":0},{"$f":"'EnPI Table'!BB201","v":0},{"$f":"'EnPI Table'!BC201","v":0},{"$f":"'EnPI Table'!BD201","v":0},{"$f":"'EnPI Table'!BE201","v":0},{"$f":"'EnPI Table'!BF201","v":0},{"$f":"'EnPI Table'!BG201","v":0},{"$f":"'EnPI Table'!BH201","v":0},{"$f":"'EnPI Table'!BI201","v":0},{"$f":"'EnPI Table'!BJ201","v":0},{"$f":"'EnPI Table'!BK201","v":0},{"$f":"'EnPI Table'!BL201","v":0},{"$f":"'EnPI Table'!BM201","v":0},{"$f":"'EnPI Table'!BN201","v":0},{"$f":"'EnPI Table'!BO201","v":0},{"$f":"'EnPI Table'!BP201","v":0},{"$f":"'EnPI Table'!BQ201","v":0},{"$f":"'EnPI Table'!BR201","v":0},{"$f":"'EnPI Table'!BS201","v":0},{"$f":"'EnPI Table'!BT201","v":0},null,{"$f":"'EnPI Table'!H201","v":0},{"$f":"'EnPI Table'!I201","v":0},{"$f":"'EnPI Table'!J201","v":0},{"$f":"'EnPI Table'!K201","v":0},{"$f":"'EnPI Table'!L201","v":0},{"$f":"'EnPI Table'!M201","v":0},{"$f":"'EnPI Table'!N201","v":0},{"$f":"'EnPI Table'!O201","v":0},{"$f":"'EnPI Table'!P201","v":0},{"$f":"'EnPI Table'!Q201","v":0},{"$f":"'EnPI Table'!R201","v":0},{"$f":"'EnPI Table'!S201","v":0},{"$f":"'EnPI Table'!T201","v":0},{"$f":"'EnPI Table'!U201","v":0},{"$f":"'EnPI Table'!V201","v":0},{"$f":"'EnPI Table'!W201","v":0},{"$f":"'EnPI Table'!X201","v":0},{"$f":"'EnPI Table'!Y201","v":0},{"$f":"'EnPI Table'!Z201","v":0},{"$f":"'EnPI Table'!AA201","v":0}]
[{"$f":"'EnPI Table'!A202","v":"2021-01-01"},{"$f":"'EnPI Table'!AF202","v":121},{"$f":"'EnPI Table'!AG202","v":0},{"$f":"'EnPI Table'!AH202","v":0},{"$f":"'EnPI Table'!AI202","v":0},{"$f":"'EnPI Table'!AJ202","v":0},{"$f":"'EnPI Table'!AK202","v":0},{"$f":"'EnPI Table'!AL202","v":0},{"$f":"'EnPI Table'!AM202","v":0},{"$f":"'EnPI Table'!AN202","v":0},{"$f":"'EnPI Table'!AO202","v":0},{"$f":"'EnPI Table'!AP202","v":0},{"$f":"'EnPI Table'!AQ202","v":0},{"$f":"'EnPI Table'!AR202","v":0},{"$f":"'EnPI Table'!AS202","v":0},{"$f":"'EnPI Table'!AT202","v":0},{"$f":"'EnPI Table'!AU202","v":0},{"$f":"'EnPI Table'!AV202","v":0},{"$f":"'EnPI Table'!AW202","v":0},{"$f":"'EnPI Table'!AX202","v":0},{"$f":"'EnPI Table'!AY202","v":0},{"$f":"'EnPI Table'!AZ202","v":0},{"$f":"'EnPI Table'!BA202","v":0},{"$f":"'EnPI Table'!BB202","v":0},{"$f":"'EnPI Table'!BC202","v":0},{"$f":"'EnPI Table'!BD202","v":0},{"$f":"'EnPI Table'!BE202","v":0},{"$f":"'EnPI Table'!BF202","v":0},{"$f":"'EnPI Table'!BG202","v":0},{"$f":"'EnPI Table'!BH202","v":0},{"$f":"'EnPI Table'!BI202","v":0},{"$f":"'EnPI Table'!BJ202","v":0},{"$f":"'EnPI Table'!BK202","v":0},{"$f":"'EnPI Table'!BL202","v":0},{"$f":"'EnPI Table'!BM202","v":0},{"$f":"'EnPI Table'!BN202","v":0},{"$f":"'EnPI Table'!BO202","v":0},{"$f":"'EnPI Table'!BP202","v":0},{"$f":"'EnPI Table'!BQ202","v":0},{"$f":"'EnPI Table'!BR202","v":0},{"$f":"'EnPI Table'!BS202","v":0},{"$f":"'EnPI Table'!BT202","v":0},null,{"$f":"'EnPI Table'!H202","v":0},{"$f":"'EnPI Table'!I202","v":0},{"$f":"'EnPI Table'!J202","v":0},{"$f":"'EnPI Table'!K202","v":0},{"$f":"'EnPI Table'!L202","v":0},{"$f":"'EnPI Table'!M202","v":0},{"$f":"'EnPI Table'!N202","v":0},{"$f":"'EnPI Table'!O202","v":0},{"$f":"'EnPI Table'!P202","v":0},{"$f":"'EnPI Table'!Q202","v":0},{"$f":"'EnPI Table'!R202","v":0},{"$f":"'EnPI Table'!S202","v":0},{"$f":"'EnPI Table'!T202","v":0},{"$f":"'EnPI Table'!U202","v":0},{"$f":"'EnPI Table'!V202","v":0},{"$f":"'EnPI Table'!W202","v":0},{"$f":"'EnPI Table'!X202","v":0},{"$f":"'EnPI Table'!Y202","v":0},{"$f":"'EnPI Table'!Z202","v":0},{"$f":"'EnPI Table'!AA202","v":0}]
[{"$f":"'EnPI Table'!A203","v":"2021-02-01"},{"$f":"'EnPI Table'!AF203","v":122},{"$f":"'EnPI Table'!AG203","v":0},{"$f":"'EnPI Table'!AH203","v":0},{"$f":"'EnPI Table'!AI203","v":0},{"$f":"'EnPI Table'!AJ203","v":0},{"$f":"'EnPI Table'!AK203","v":0},{"$f":"'EnPI Table'!AL203","v":0},{"$f":"'EnPI Table'!AM203","v":0},{"$f":"'EnPI Table'!AN203","v":0},{"$f":"'EnPI Table'!AO203","v":0},{"$f":"'EnPI Table'!AP203","v":0},{"$f":"'EnPI Table'!AQ203","v":0},{"$f":"'EnPI Table'!AR203","v":0},{"$f":"'EnPI Table'!AS203","v":0},{"$f":"'EnPI Table'!AT203","v":0},{"$f":"'EnPI Table'!AU203","v":0},{"$f":"'EnPI Table'!AV203","v":0},{"$f":"'EnPI Table'!AW203","v":0},{"$f":"'EnPI Table'!AX203","v":0},{"$f":"'EnPI Table'!AY203","v":0},{"$f":"'EnPI Table'!AZ203","v":0},{"$f":"'EnPI Table'!BA203","v":0},{"$f":"'EnPI Table'!BB203","v":0},{"$f":"'EnPI Table'!BC203","v":0},{"$f":"'EnPI Table'!BD203","v":0},{"$f":"'EnPI Table'!BE203","v":0},{"$f":"'EnPI Table'!BF203","v":0},{"$f":"'EnPI Table'!BG203","v":0},{"$f":"'EnPI Table'!BH203","v":0},{"$f":"'EnPI Table'!BI203","v":0},{"$f":"'EnPI Table'!BJ203","v":0},{"$f":"'EnPI Table'!BK203","v":0},{"$f":"'EnPI Table'!BL203","v":0},{"$f":"'EnPI Table'!BM203","v":0},{"$f":"'EnPI Table'!BN203","v":0},{"$f":"'EnPI Table'!BO203","v":0},{"$f":"'EnPI Table'!BP203","v":0},{"$f":"'EnPI Table'!BQ203","v":0},{"$f":"'EnPI Table'!BR203","v":0},{"$f":"'EnPI Table'!BS203","v":0},{"$f":"'EnPI Table'!BT203","v":0},null,{"$f":"'EnPI Table'!H203","v":0},{"$f":"'EnPI Table'!I203","v":0},{"$f":"'EnPI Table'!J203","v":0},{"$f":"'EnPI Table'!K203","v":0},{"$f":"'EnPI Table'!L203","v":0},{"$f":"'EnPI Table'!M203","v":0},{"$f":"'EnPI Table'!N203","v":0},{"$f":"'EnPI Table'!O203","v":0},{"$f":"'EnPI Table'!P203","v":0},{"$f":"'EnPI Table'!Q203","v":0},{"$f":"'EnPI Table'!R203","v":0},{"$f":"'EnPI Table'!S203","v":0},{"$f":"'EnPI Table'!T203","v":0},{"$f":"'EnPI Table'!U203","v":0},{"$f":"'EnPI Table'!V203","v":0},{"$f":"'EnPI Table'!W203","v":0},{"$f":"'EnPI Table'!X203","v":0},{"$f":"'EnPI Table'!Y203","v":0},{"$f":"'EnPI Table'!Z203","v":0},{"$f":"'EnPI Table'!AA203","v":0}]
[{"$f":"'EnPI Table'!A204","v":"2021-03-01"},{"$f":"'EnPI Table'!AF204","v":123},{"$f":"'EnPI Table'!AG204","v":0},{"$f":"'EnPI Table'!AH204","v":0},{"$f":"'EnPI Table'!AI204","v":0},{"$f":"'EnPI Table'!AJ204","v":0},{"$f":"'EnPI Table'!AK204","v":0},{"$f":"'EnPI Table'!AL204","v":0},{"$f":"'EnPI Table'!AM204","v":0},{"$f":"'EnPI Table'!AN204","v":0},{"$f":"'EnPI Table'!AO204","v":0},{"$f":"'EnPI Table'!AP204","v":0},{"$f":"'EnPI Table'!AQ204","v":0},{"$f":"'EnPI Table'!AR204","v":0},{"$f":"'EnPI Table'!AS204","v":0},{"$f":"'EnPI Table'!AT204","v":0},{"$f":"'EnPI Table'!AU204","v":0},{"$f":"'EnPI Table'!AV204","v":0},{"$f":"'EnPI Table'!AW204","v":0},{"$f":"'EnPI Table'!AX204","v":0},{"$f":"'EnPI Table'!AY204","v":0},{"$f":"'EnPI Table'!AZ204","v":0},{"$f":"'EnPI Table'!BA204","v":0},{"$f":"'EnPI Table'!BB204","v":0},{"$f":"'EnPI Table'!BC204","v":0},{"$f":"'EnPI Table'!BD204","v":0},{"$f":"'EnPI Table'!BE204","v":0},{"$f":"'EnPI Table'!BF204","v":0},{"$f":"'EnPI Table'!BG204","v":0},{"$f":"'EnPI Table'!BH204","v":0},{"$f":"'EnPI Table'!BI204","v":0},{"$f":"'EnPI Table'!BJ204","v":0},{"$f":"'EnPI Table'!BK204","v":0},{"$f":"'EnPI Table'!BL204","v":0},{"$f":"'EnPI Table'!BM204","v":0},{"$f":"'EnPI Table'!BN204","v":0},{"$f":"'EnPI Table'!BO204","v":0},{"$f":"'EnPI Table'!BP204","v":0},{"$f":"'EnPI Table'!BQ204","v":0},{"$f":"'EnPI Table'!BR204","v":0},{"$f":"'EnPI Table'!BS204","v":0},{"$f":"'EnPI Table'!BT204","v":0},null,{"$f":"'EnPI Table'!H204","v":0},{"$f":"'EnPI Table'!I204","v":0},{"$f":"'EnPI Table'!J204","v":0},{"$f":"'EnPI Table'!K204","v":0},{"$f":"'EnPI Table'!L204","v":0},{"$f":"'EnPI Table'!M204","v":0},{"$f":"'EnPI Table'!N204","v":0},{"$f":"'EnPI Table'!O204","v":0},{"$f":"'EnPI Table'!P204","v":0},{"$f":"'EnPI Table'!Q204","v":0},{"$f":"'EnPI Table'!R204","v":0},{"$f":"'EnPI Table'!S204","v":0},{"$f":"'EnPI Table'!T204","v":0},{"$f":"'EnPI Table'!U204","v":0},{"$f":"'EnPI Table'!V204","v":0},{"$f":"'EnPI Table'!W204","v":0},{"$f":"'EnPI Table'!X204","v":0},{"$f":"'EnPI Table'!Y204","v":0},{"$f":"'EnPI Table'!Z204","v":0},{"$f":"'EnPI Table'!AA204","v":0}]
[{"$f":"'EnPI Table'!A205","v":"2021-04-01"},{"$f":"'EnPI Table'!AF205","v":124},{"$f":"'EnPI Table'!AG205","v":0},{"$f":"'EnPI Table'!AH205","v":0},{"$f":"'EnPI Table'!AI205","v":0},{"$f":"'EnPI Table'!AJ205","v":0},{"$f":"'EnPI Table'!AK205","v":0},{"$f":"'EnPI Table'!AL205","v":0},{"$f":"'EnPI Table'!AM205","v":0},{"$f":"'EnPI Table'!AN205","v":0},{"$f":"'EnPI Table'!AO205","v":0},{"$f":"'EnPI Table'!AP205","v":0},{"$f":"'EnPI Table'!AQ205","v":0},{"$f":"'EnPI Table'!AR205","v":0},{"$f":"'EnPI Table'!AS205","v":0},{"$f":"'EnPI Table'!AT205","v":0},{"$f":"'EnPI Table'!AU205","v":0},{"$f":"'EnPI Table'!AV205","v":0},{"$f":"'EnPI Table'!AW205","v":0},{"$f":"'EnPI Table'!AX205","v":0},{"$f":"'EnPI Table'!AY205","v":0},{"$f":"'EnPI Table'!AZ205","v":0},{"$f":"'EnPI Table'!BA205","v":0},{"$f":"'EnPI Table'!BB205","v":0},{"$f":"'EnPI Table'!BC205","v":0},{"$f":"'EnPI Table'!BD205","v":0},{"$f":"'EnPI Table'!BE205","v":0},{"$f":"'EnPI Table'!BF205","v":0},{"$f":"'EnPI Table'!BG205","v":0},{"$f":"'EnPI Table'!BH205","v":0},{"$f":"'EnPI Table'!BI205","v":0},{"$f":"'EnPI Table'!BJ205","v":0},{"$f":"'EnPI Table'!BK205","v":0},{"$f":"'EnPI Table'!BL205","v":0},{"$f":"'EnPI Table'!BM205","v":0},{"$f":"'EnPI Table'!BN205","v":0},{"$f":"'EnPI Table'!BO205","v":0},{"$f":"'EnPI Table'!BP205","v":0},{"$f":"'EnPI Table'!BQ205","v":0},{"$f":"'EnPI Table'!BR205","v":0},{"$f":"'EnPI Table'!BS205","v":0},{"$f":"'EnPI Table'!BT205","v":0},null,{"$f":"'EnPI Table'!H205","v":0},{"$f":"'EnPI Table'!I205","v":0},{"$f":"'EnPI Table'!J205","v":0},{"$f":"'EnPI Table'!K205","v":0},{"$f":"'EnPI Table'!L205","v":0},{"$f":"'EnPI Table'!M205","v":0},{"$f":"'EnPI Table'!N205","v":0},{"$f":"'EnPI Table'!O205","v":0},{"$f":"'EnPI Table'!P205","v":0},{"$f":"'EnPI Table'!Q205","v":0},{"$f":"'EnPI Table'!R205","v":0},{"$f":"'EnPI Table'!S205","v":0},{"$f":"'EnPI Table'!T205","v":0},{"$f":"'EnPI Table'!U205","v":0},{"$f":"'EnPI Table'!V205","v":0},{"$f":"'EnPI Table'!W205","v":0},{"$f":"'EnPI Table'!X205","v":0},{"$f":"'EnPI Table'!Y205","v":0},{"$f":"'EnPI Table'!Z205","v":0},{"$f":"'EnPI Table'!AA205","v":0}]
[{"$f":"'EnPI Table'!A206","v":"2021-05-01"},{"$f":"'EnPI Table'!AF206","v":125},{"$f":"'EnPI Table'!AG206","v":0},{"$f":"'EnPI Table'!AH206","v":0},{"$f":"'EnPI Table'!AI206","v":0},{"$f":"'EnPI Table'!AJ206","v":0},{"$f":"'EnPI Table'!AK206","v":0},{"$f":"'EnPI Table'!AL206","v":0},{"$f":"'EnPI Table'!AM206","v":0},{"$f":"'EnPI Table'!AN206","v":0},{"$f":"'EnPI Table'!AO206","v":0},{"$f":"'EnPI Table'!AP206","v":0},{"$f":"'EnPI Table'!AQ206","v":0},{"$f":"'EnPI Table'!AR206","v":0},{"$f":"'EnPI Table'!AS206","v":0},{"$f":"'EnPI Table'!AT206","v":0},{"$f":"'EnPI Table'!AU206","v":0},{"$f":"'EnPI Table'!AV206","v":0},{"$f":"'EnPI Table'!AW206","v":0},{"$f":"'EnPI Table'!AX206","v":0},{"$f":"'EnPI Table'!AY206","v":0},{"$f":"'EnPI Table'!AZ206","v":0},{"$f":"'EnPI Table'!BA206","v":0},{"$f":"'EnPI Table'!BB206","v":0},{"$f":"'EnPI Table'!BC206","v":0},{"$f":"'EnPI Table'!BD206","v":0},{"$f":"'EnPI Table'!BE206","v":0},{"$f":"'EnPI Table'!BF206","v":0},{"$f":"'EnPI Table'!BG206","v":0},{"$f":"'EnPI Table'!BH206","v":0},{"$f":"'EnPI Table'!BI206","v":0},{"$f":"'EnPI Table'!BJ206","v":0},{"$f":"'EnPI Table'!BK206","v":0},{"$f":"'EnPI Table'!BL206","v":0},{"$f":"'EnPI Table'!BM206","v":0},{"$f":"'EnPI Table'!BN206","v":0},{"$f":"'EnPI Table'!BO206","v":0},{"$f":"'EnPI Table'!BP206","v":0},{"$f":"'EnPI Table'!BQ206","v":0},{"$f":"'EnPI Table'!BR206","v":0},{"$f":"'EnPI Table'!BS206","v":0},{"$f":"'EnPI Table'!BT206","v":0},null,{"$f":"'EnPI Table'!H206","v":0},{"$f":"'EnPI Table'!I206","v":0},{"$f":"'EnPI Table'!J206","v":0},{"$f":"'EnPI Table'!K206","v":0},{"$f":"'EnPI Table'!L206","v":0},{"$f":"'EnPI Table'!M206","v":0},{"$f":"'EnPI Table'!N206","v":0},{"$f":"'EnPI Table'!O206","v":0},{"$f":"'EnPI Table'!P206","v":0},{"$f":"'EnPI Table'!Q206","v":0},{"$f":"'EnPI Table'!R206","v":0},{"$f":"'EnPI Table'!S206","v":0},{"$f":"'EnPI Table'!T206","v":0},{"$f":"'EnPI Table'!U206","v":0},{"$f":"'EnPI Table'!V206","v":0},{"$f":"'EnPI Table'!W206","v":0},{"$f":"'EnPI Table'!X206","v":0},{"$f":"'EnPI Table'!Y206","v":0},{"$f":"'EnPI Table'!Z206","v":0},{"$f":"'EnPI Table'!AA206","v":0}]
[{"$f":"'EnPI Table'!A207","v":"2021-06-01"},{"$f":"'EnPI Table'!AF207","v":126},{"$f":"'EnPI Table'!AG207","v":0},{"$f":"'EnPI Table'!AH207","v":0},{"$f":"'EnPI Table'!AI207","v":0},{"$f":"'EnPI Table'!AJ207","v":0},{"$f":"'EnPI Table'!AK207","v":0},{"$f":"'EnPI Table'!AL207","v":0},{"$f":"'EnPI Table'!AM207","v":0},{"$f":"'EnPI Table'!AN207","v":0},{"$f":"'EnPI Table'!AO207","v":0},{"$f":"'EnPI Table'!AP207","v":0},{"$f":"'EnPI Table'!AQ207","v":0},{"$f":"'EnPI Table'!AR207","v":0},{"$f":"'EnPI Table'!AS207","v":0},{"$f":"'EnPI Table'!AT207","v":0},{"$f":"'EnPI Table'!AU207","v":0},{"$f":"'EnPI Table'!AV207","v":0},{"$f":"'EnPI Table'!AW207","v":0},{"$f":"'EnPI Table'!AX207","v":0},{"$f":"'EnPI Table'!AY207","v":0},{"$f":"'EnPI Table'!AZ207","v":0},{"$f":"'EnPI Table'!BA207","v":0},{"$f":"'EnPI Table'!BB207","v":0},{"$f":"'EnPI Table'!BC207","v":0},{"$f":"'EnPI Table'!BD207","v":0},{"$f":"'EnPI Table'!BE207","v":0},{"$f":"'EnPI Table'!BF207","v":0},{"$f":"'EnPI Table'!BG207","v":0},{"$f":"'EnPI Table'!BH207","v":0},{"$f":"'EnPI Table'!BI207","v":0},{"$f":"'EnPI Table'!BJ207","v":0},{"$f":"'EnPI Table'!BK207","v":0},{"$f":"'EnPI Table'!BL207","v":0},{"$f":"'EnPI Table'!BM207","v":0},{"$f":"'EnPI Table'!BN207","v":0},{"$f":"'EnPI Table'!BO207","v":0},{"$f":"'EnPI Table'!BP207","v":0},{"$f":"'EnPI Table'!BQ207","v":0},{"$f":"'EnPI Table'!BR207","v":0},{"$f":"'EnPI Table'!BS207","v":0},{"$f":"'EnPI Table'!BT207","v":0},null,{"$f":"'EnPI Table'!H207","v":0},{"$f":"'EnPI Table'!I207","v":0},{"$f":"'EnPI Table'!J207","v":0},{"$f":"'EnPI Table'!K207","v":0},{"$f":"'EnPI Table'!L207","v":0},{"$f":"'EnPI Table'!M207","v":0},{"$f":"'EnPI Table'!N207","v":0},{"$f":"'EnPI Table'!O207","v":0},{"$f":"'EnPI Table'!P207","v":0},{"$f":"'EnPI Table'!Q207","v":0},{"$f":"'EnPI Table'!R207","v":0},{"$f":"'EnPI Table'!S207","v":0},{"$f":"'EnPI Table'!T207","v":0},{"$f":"'EnPI Table'!U207","v":0},{"$f":"'EnPI Table'!V207","v":0},{"$f":"'EnPI Table'!W207","v":0},{"$f":"'EnPI Table'!X207","v":0},{"$f":"'EnPI Table'!Y207","v":0},{"$f":"'EnPI Table'!Z207","v":0},{"$f":"'EnPI Table'!AA207","v":0}]
[{"$f":"'EnPI Table'!A208","v":"2021-07-01"},{"$f":"'EnPI Table'!AF208","v":127},{"$f":"'EnPI Table'!AG208","v":0},{"$f":"'EnPI Table'!AH208","v":0},{"$f":"'EnPI Table'!AI208","v":0},{"$f":"'EnPI Table'!AJ208","v":0},{"$f":"'EnPI Table'!AK208","v":0},{"$f":"'EnPI Table'!AL208","v":0},{"$f":"'EnPI Table'!AM208","v":0},{"$f":"'EnPI Table'!AN208","v":0},{"$f":"'EnPI Table'!AO208","v":0},{"$f":"'EnPI Table'!AP208","v":0},{"$f":"'EnPI Table'!AQ208","v":0},{"$f":"'EnPI Table'!AR208","v":0},{"$f":"'EnPI Table'!AS208","v":0},{"$f":"'EnPI Table'!AT208","v":0},{"$f":"'EnPI Table'!AU208","v":0},{"$f":"'EnPI Table'!AV208","v":0},{"$f":"'EnPI Table'!AW208","v":0},{"$f":"'EnPI Table'!AX208","v":0},{"$f":"'EnPI Table'!AY208","v":0},{"$f":"'EnPI Table'!AZ208","v":0},{"$f":"'EnPI Table'!BA208","v":0},{"$f":"'EnPI Table'!BB208","v":0},{"$f":"'EnPI Table'!BC208","v":0},{"$f":"'EnPI Table'!BD208","v":0},{"$f":"'EnPI Table'!BE208","v":0},{"$f":"'EnPI Table'!BF208","v":0},{"$f":"'EnPI Table'!BG208","v":0},{"$f":"'EnPI Table'!BH208","v":0},{"$f":"'EnPI Table'!BI208","v":0},{"$f":"'EnPI Table'!BJ208","v":0},{"$f":"'EnPI Table'!BK208","v":0},{"$f":"'EnPI Table'!BL208","v":0},{"$f":"'EnPI Table'!BM208","v":0},{"$f":"'EnPI Table'!BN208","v":0},{"$f":"'EnPI Table'!BO208","v":0},{"$f":"'EnPI Table'!BP208","v":0},{"$f":"'EnPI Table'!BQ208","v":0},{"$f":"'EnPI Table'!BR208","v":0},{"$f":"'EnPI Table'!BS208","v":0},{"$f":"'EnPI Table'!BT208","v":0},null,{"$f":"'EnPI Table'!H208","v":0},{"$f":"'EnPI Table'!I208","v":0},{"$f":"'EnPI Table'!J208","v":0},{"$f":"'EnPI Table'!K208","v":0},{"$f":"'EnPI Table'!L208","v":0},{"$f":"'EnPI Table'!M208","v":0},{"$f":"'EnPI Table'!N208","v":0},{"$f":"'EnPI Table'!O208","v":0},{"$f":"'EnPI Table'!P208","v":0},{"$f":"'EnPI Table'!Q208","v":0},{"$f":"'EnPI Table'!R208","v":0},{"$f":"'EnPI Table'!S208","v":0},{"$f":"'EnPI Table'!T208","v":0},{"$f":"'EnPI Table'!U208","v":0},{"$f":"'EnPI Table'!V208","v":0},{"$f":"'EnPI Table'!W208","v":0},{"$f":"'EnPI Table'!X208","v":0},{"$f":"'EnPI Table'!Y208","v":0},{"$f":"'EnPI Table'!Z208","v":0},{"$f":"'EnPI Table'!AA208","v":0}]
[{"$f":"'EnPI Table'!A209","v":"2021-08-01"},{"$f":"'EnPI Table'!AF209","v":128},{"$f":"'EnPI Table'!AG209","v":0},{"$f":"'EnPI Table'!AH209","v":0},{"$f":"'EnPI Table'!AI209","v":0},{"$f":"'EnPI Table'!AJ209","v":0},{"$f":"'EnPI Table'!AK209","v":0},{"$f":"'EnPI Table'!AL209","v":0},{"$f":"'EnPI Table'!AM209","v":0},{"$f":"'EnPI Table'!AN209","v":0},{"$f":"'EnPI Table'!AO209","v":0},{"$f":"'EnPI Table'!AP209","v":0},{"$f":"'EnPI Table'!AQ209","v":0},{"$f":"'EnPI Table'!AR209","v":0},{"$f":"'EnPI Table'!AS209","v":0},{"$f":"'EnPI Table'!AT209","v":0},{"$f":"'EnPI Table'!AU209","v":0},{"$f":"'EnPI Table'!AV209","v":0},{"$f":"'EnPI Table'!AW209","v":0},{"$f":"'EnPI Table'!AX209","v":0},{"$f":"'EnPI Table'!AY209","v":0},{"$f":"'EnPI Table'!AZ209","v":0},{"$f":"'EnPI Table'!BA209","v":0},{"$f":"'EnPI Table'!BB209","v":0},{"$f":"'EnPI Table'!BC209","v":0},{"$f":"'EnPI Table'!BD209","v":0},{"$f":"'EnPI Table'!BE209","v":0},{"$f":"'EnPI Table'!BF209","v":0},{"$f":"'EnPI Table'!BG209","v":0},{"$f":"'EnPI Table'!BH209","v":0},{"$f":"'EnPI Table'!BI209","v":0},{"$f":"'EnPI Table'!BJ209","v":0},{"$f":"'EnPI Table'!BK209","v":0},{"$f":"'EnPI Table'!BL209","v":0},{"$f":"'EnPI Table'!BM209","v":0},{"$f":"'EnPI Table'!BN209","v":0},{"$f":"'EnPI Table'!BO209","v":0},{"$f":"'EnPI Table'!BP209","v":0},{"$f":"'EnPI Table'!BQ209","v":0},{"$f":"'EnPI Table'!BR209","v":0},{"$f":"'EnPI Table'!BS209","v":0},{"$f":"'EnPI Table'!BT209","v":0},null,{"$f":"'EnPI Table'!H209","v":0},{"$f":"'EnPI Table'!I209","v":0},{"$f":"'EnPI Table'!J209","v":0},{"$f":"'EnPI Table'!K209","v":0},{"$f":"'EnPI Table'!L209","v":0},{"$f":"'EnPI Table'!M209","v":0},{"$f":"'EnPI Table'!N209","v":0},{"$f":"'EnPI Table'!O209","v":0},{"$f":"'EnPI Table'!P209","v":0},{"$f":"'EnPI Table'!Q209","v":0},{"$f":"'EnPI Table'!R209","v":0},{"$f":"'EnPI Table'!S209","v":0},{"$f":"'EnPI Table'!T209","v":0},{"$f":"'EnPI Table'!U209","v":0},{"$f":"'EnPI Table'!V209","v":0},{"$f":"'EnPI Table'!W209","v":0},{"$f":"'EnPI Table'!X209","v":0},{"$f":"'EnPI Table'!Y209","v":0},{"$f":"'EnPI Table'!Z209","v":0},{"$f":"'EnPI Table'!AA209","v":0}]
[{"$f":"'EnPI Table'!A210","v":"2021-09-01"},{"$f":"'EnPI Table'!AF210","v":129},{"$f":"'EnPI Table'!AG210","v":0},{"$f":"'EnPI Table'!AH210","v":0},{"$f":"'EnPI Table'!AI210","v":0},{"$f":"'EnPI Table'!AJ210","v":0},{"$f":"'EnPI Table'!AK210","v":0},{"$f":"'EnPI Table'!AL210","v":0},{"$f":"'EnPI Table'!AM210","v":0},{"$f":"'EnPI Table'!AN210","v":0},{"$f":"'EnPI Table'!AO210","v":0},{"$f":"'EnPI Table'!AP210","v":0},{"$f":"'EnPI Table'!AQ210","v":0},{"$f":"'EnPI Table'!AR210","v":0},{"$f":"'EnPI Table'!AS210","v":0},{"$f":"'EnPI Table'!AT210","v":0},{"$f":"'EnPI Table'!AU210","v":0},{"$f":"'EnPI Table'!AV210","v":0},{"$f":"'EnPI Table'!AW210","v":0},{"$f":"'EnPI Table'!AX210","v":0},{"$f":"'EnPI Table'!AY210","v":0},{"$f":"'EnPI Table'!AZ210","v":0},{"$f":"'EnPI Table'!BA210","v":0},{"$f":"'EnPI Table'!BB210","v":0},{"$f":"'EnPI Table'!BC210","v":0},{"$f":"'EnPI Table'!BD210","v":0},{"$f":"'EnPI Table'!BE210","v":0},{"$f":"'EnPI Table'!BF210","v":0},{"$f":"'EnPI Table'!BG210","v":0},{"$f":"'EnPI Table'!BH210","v":0},{"$f":"'EnPI Table'!BI210","v":0},{"$f":"'EnPI Table'!BJ210","v":0},{"$f":"'EnPI Table'!BK210","v":0},{"$f":"'EnPI Table'!BL210","v":0},{"$f":"'EnPI Table'!BM210","v":0},{"$f":"'EnPI Table'!BN210","v":0},{"$f":"'EnPI Table'!BO210","v":0},{"$f":"'EnPI Table'!BP210","v":0},{"$f":"'EnPI Table'!BQ210","v":0},{"$f":"'EnPI Table'!BR210","v":0},{"$f":"'EnPI Table'!BS210","v":0},{"$f":"'EnPI Table'!BT210","v":0},null,{"$f":"'EnPI Table'!H210","v":0},{"$f":"'EnPI Table'!I210","v":0},{"$f":"'EnPI Table'!J210","v":0},{"$f":"'EnPI Table'!K210","v":0},{"$f":"'EnPI Table'!L210","v":0},{"$f":"'EnPI Table'!M210","v":0},{"$f":"'EnPI Table'!N210","v":0},{"$f":"'EnPI Table'!O210","v":0},{"$f":"'EnPI Table'!P210","v":0},{"$f":"'EnPI Table'!Q210","v":0},{"$f":"'EnPI Table'!R210","v":0},{"$f":"'EnPI Table'!S210","v":0},{"$f":"'EnPI Table'!T210","v":0},{"$f":"'EnPI Table'!U210","v":0},{"$f":"'EnPI Table'!V210","v":0},{"$f":"'EnPI Table'!W210","v":0},{"$f":"'EnPI Table'!X210","v":0},{"$f":"'EnPI Table'!Y210","v":0},{"$f":"'EnPI Table'!Z210","v":0},{"$f":"'EnPI Table'!AA210","v":0}]
[{"$f":"'EnPI Table'!A211","v":"2021-10-01"},{"$f":"'EnPI Table'!AF211","v":130},{"$f":"'EnPI Table'!AG211","v":0},{"$f":"'EnPI Table'!AH211","v":0},{"$f":"'EnPI Table'!AI211","v":0},{"$f":"'EnPI Table'!AJ211","v":0},{"$f":"'EnPI Table'!AK211","v":0},{"$f":"'EnPI Table'!AL211","v":0},{"$f":"'EnPI Table'!AM211","v":0},{"$f":"'EnPI Table'!AN211","v":0},{"$f":"'EnPI Table'!AO211","v":0},{"$f":"'EnPI Table'!AP211","v":0},{"$f":"'EnPI Table'!AQ211","v":0},{"$f":"'EnPI Table'!AR211","v":0},{"$f":"'EnPI Table'!AS211","v":0},{"$f":"'EnPI Table'!AT211","v":0},{"$f":"'EnPI Table'!AU211","v":0},{"$f":"'EnPI Table'!AV211","v":0},{"$f":"'EnPI Table'!AW211","v":0},{"$f":"'EnPI Table'!AX211","v":0},{"$f":"'EnPI Table'!AY211","v":0},{"$f":"'EnPI Table'!AZ211","v":0},{"$f":"'EnPI Table'!BA211","v":0},{"$f":"'EnPI Table'!BB211","v":0},{"$f":"'EnPI Table'!BC211","v":0},{"$f":"'EnPI Table'!BD211","v":0},{"$f":"'EnPI Table'!BE211","v":0},{"$f":"'EnPI Table'!BF211","v":0},{"$f":"'EnPI Table'!BG211","v":0},{"$f":"'EnPI Table'!BH211","v":0},{"$f":"'EnPI Table'!BI211","v":0},{"$f":"'EnPI Table'!BJ211","v":0},{"$f":"'EnPI Table'!BK211","v":0},{"$f":"'EnPI Table'!BL211","v":0},{"$f":"'EnPI Table'!BM211","v":0},{"$f":"'EnPI Table'!BN211","v":0},{"$f":"'EnPI Table'!BO211","v":0},{"$f":"'EnPI Table'!BP211","v":0},{"$f":"'EnPI Table'!BQ211","v":0},{"$f":"'EnPI Table'!BR211","v":0},{"$f":"'EnPI Table'!BS211","v":0},{"$f":"'EnPI Table'!BT211","v":0},null,{"$f":"'EnPI Table'!H211","v":0},{"$f":"'EnPI Table'!I211","v":0},{"$f":"'EnPI Table'!J211","v":0},{"$f":"'EnPI Table'!K211","v":0},{"$f":"'EnPI Table'!L211","v":0},{"$f":"'EnPI Table'!M211","v":0},{"$f":"'EnPI Table'!N211","v":0},{"$f":"'EnPI Table'!O211","v":0},{"$f":"'EnPI Table'!P211","v":0},{"$f":"'EnPI Table'!Q211","v":0},{"$f":"'EnPI Table'!R211","v":0},{"$f":"'EnPI Table'!S211","v":0},{"$f":"'EnPI Table'!T211","v":0},{"$f":"'EnPI Table'!U211","v":0},{"$f":"'EnPI Table'!V211","v":0},{"$f":"'EnPI Table'!W211","v":0},{"$f":"'EnPI Table'!X211","v":0},{"$f":"'EnPI Table'!Y211","v":0},{"$f":"'EnPI Table'!Z211","v":0},{"$f":"'EnPI Table'!AA211","v":0}]
[{"$f":"'EnPI Table'!A212","v":"2021-11-01"},{"$f":"'EnPI Table'!AF212","v":131},{"$f":"'EnPI Table'!AG212","v":0},{"$f":"'EnPI Table'!AH212","v":0},{"$f":"'EnPI Table'!AI212","v":0},{"$f":"'EnPI Table'!AJ212","v":0},{"$f":"'EnPI Table'!AK212","v":0},{"$f":"'EnPI Table'!AL212","v":0},{"$f":"'EnPI Table'!AM212","v":0},{"$f":"'EnPI Table'!AN212","v":0},{"$f":"'EnPI Table'!AO212","v":0},{"$f":"'EnPI Table'!AP212","v":0},{"$f":"'EnPI Table'!AQ212","v":0},{"$f":"'EnPI Table'!AR212","v":0},{"$f":"'EnPI Table'!AS212","v":0},{"$f":"'EnPI Table'!AT212","v":0},{"$f":"'EnPI Table'!AU212","v":0},{"$f":"'EnPI Table'!AV212","v":0},{"$f":"'EnPI Table'!AW212","v":0},{"$f":"'EnPI Table'!AX212","v":0},{"$f":"'EnPI Table'!AY212","v":0},{"$f":"'EnPI Table'!AZ212","v":0},{"$f":"'EnPI Table'!BA212","v":0},{"$f":"'EnPI Table'!BB212","v":0},{"$f":"'EnPI Table'!BC212","v":0},{"$f":"'EnPI Table'!BD212","v":0},{"$f":"'EnPI Table'!BE212","v":0},{"$f":"'EnPI Table'!BF212","v":0},{"$f":"'EnPI Table'!BG212","v":0},{"$f":"'EnPI Table'!BH212","v":0},{"$f":"'EnPI Table'!BI212","v":0},{"$f":"'EnPI Table'!BJ212","v":0},{"$f":"'EnPI Table'!BK212","v":0},{"$f":"'EnPI Table'!BL212","v":0},{"$f":"'EnPI Table'!BM212","v":0},{"$f":"'EnPI Table'!BN212","v":0},{"$f":"'EnPI Table'!BO212","v":0},{"$f":"'EnPI Table'!BP212","v":0},{"$f":"'EnPI Table'!BQ212","v":0},{"$f":"'EnPI Table'!BR212","v":0},{"$f":"'EnPI Table'!BS212","v":0},{"$f":"'EnPI Table'!BT212","v":0},null,{"$f":"'EnPI Table'!H212","v":0},{"$f":"'EnPI Table'!I212","v":0},{"$f":"'EnPI Table'!J212","v":0},{"$f":"'EnPI Table'!K212","v":0},{"$f":"'EnPI Table'!L212","v":0},{"$f":"'EnPI Table'!M212","v":0},{"$f":"'EnPI Table'!N212","v":0},{"$f":"'EnPI Table'!O212","v":0},{"$f":"'EnPI Table'!P212","v":0},{"$f":"'EnPI Table'!Q212","v":0},{"$f":"'EnPI Table'!R212","v":0},{"$f":"'EnPI Table'!S212","v":0},{"$f":"'EnPI Table'!T212","v":0},{"$f":"'EnPI Table'!U212","v":0},{"$f":"'EnPI Table'!V212","v":0},{"$f":"'EnPI Table'!W212","v":0},{"$f":"'EnPI Table'!X212","v":0},{"$f":"'EnPI Table'!Y212","v":0},{"$f":"'EnPI Table'!Z212","v":0},{"$f":"'EnPI Table'!AA212","v":0}]
[{"$f":"'EnPI Table'!A213","v":"2021-12-01"},{"$f":"'EnPI Table'!AF213","v":132},{"$f":"'EnPI Table'!AG213","v":0},{"$f":"'EnPI Table'!AH213","v":0},{"$f":"'EnPI Table'!AI213","v":0},{"$f":"'EnPI Table'!AJ213","v":0},{"$f":"'EnPI Table'!AK213","v":0},{"$f":"'EnPI Table'!AL213","v":0},{"$f":"'EnPI Table'!AM213","v":0},{"$f":"'EnPI Table'!AN213","v":0},{"$f":"'EnPI Table'!AO213","v":0},{"$f":"'EnPI Table'!AP213","v":0},{"$f":"'EnPI Table'!AQ213","v":0},{"$f":"'EnPI Table'!AR213","v":0},{"$f":"'EnPI Table'!AS213","v":0},{"$f":"'EnPI Table'!AT213","v":0},{"$f":"'EnPI Table'!AU213","v":0},{"$f":"'EnPI Table'!AV213","v":0},{"$f":"'EnPI Table'!AW213","v":0},{"$f":"'EnPI Table'!AX213","v":0},{"$f":"'EnPI Table'!AY213","v":0},{"$f":"'EnPI Table'!AZ213","v":0},{"$f":"'EnPI Table'!BA213","v":0},{"$f":"'EnPI Table'!BB213","v":0},{"$f":"'EnPI Table'!BC213","v":0},{"$f":"'EnPI Table'!BD213","v":0},{"$f":"'EnPI Table'!BE213","v":0},{"$f":"'EnPI Table'!BF213","v":0},{"$f":"'EnPI Table'!BG213","v":0},{"$f":"'EnPI Table'!BH213","v":0},{"$f":"'EnPI Table'!BI213","v":0},{"$f":"'EnPI Table'!BJ213","v":0},{"$f":"'EnPI Table'!BK213","v":0},{"$f":"'EnPI Table'!BL213","v":0},{"$f":"'EnPI Table'!BM213","v":0},{"$f":"'EnPI Table'!BN213","v":0},{"$f":"'EnPI Table'!BO213","v":0},{"$f":"'EnPI Table'!BP213","v":0},{"$f":"'EnPI Table'!BQ213","v":0},{"$f":"'EnPI Table'!BR213","v":0},{"$f":"'EnPI Table'!BS213","v":0},{"$f":"'EnPI Table'!BT213","v":0},null,{"$f":"'EnPI Table'!H213","v":0},{"$f":"'EnPI Table'!I213","v":0},{"$f":"'EnPI Table'!J213","v":0},{"$f":"'EnPI Table'!K213","v":0},{"$f":"'EnPI Table'!L213","v":0},{"$f":"'EnPI Table'!M213","v":0},{"$f":"'EnPI Table'!N213","v":0},{"$f":"'EnPI Table'!O213","v":0},{"$f":"'EnPI Table'!P213","v":0},{"$f":"'EnPI Table'!Q213","v":0},{"$f":"'EnPI Table'!R213","v":0},{"$f":"'EnPI Table'!S213","v":0},{"$f":"'EnPI Table'!T213","v":0},{"$f":"'EnPI Table'!U213","v":0},{"$f":"'EnPI Table'!V213","v":0},{"$f":"'EnPI Table'!W213","v":0},{"$f":"'EnPI Table'!X213","v":0},{"$f":"'EnPI Table'!Y213","v":0},{"$f":"'EnPI Table'!Z213","v":0},{"$f":"'EnPI Table'!AA213","v":0}]
[{"$f":"'EnPI Table'!A214","v":"2022-01-01"},{"$f":"'EnPI Table'!AF214","v":109},{"$f":"'EnPI Table'!AG214","v":0},{"$f":"'EnPI Table'!AH214","v":0},{"$f":"'EnPI Table'!AI214","v":0},{"$f":"'EnPI Table'!AJ214","v":0},{"$f":"'EnPI Table'!AK214","v":0},{"$f":"'EnPI Table'!AL214","v":0},{"$f":"'EnPI Table'!AM214","v":0},{"$f":"'EnPI Table'!AN214","v":0},{"$f":"'EnPI Table'!AO214","v":0},{"$f":"'EnPI Table'!AP214","v":0},{"$f":"'EnPI Table'!AQ214","v":0},{"$f":"'EnPI Table'!AR214","v":0},{"$f":"'EnPI Table'!AS214","v":0},{"$f":"'EnPI Table'!AT214","v":0},{"$f":"'EnPI Table'!AU214","v":0},{"$f":"'EnPI Table'!AV214","v":0},{"$f":"'EnPI Table'!AW214","v":0},{"$f":"'EnPI Table'!AX214","v":0},{"$f":"'EnPI Table'!AY214","v":0},{"$f":"'EnPI Table'!AZ214","v":0},{"$f":"'EnPI Table'!BA214","v":0},{"$f":"'EnPI Table'!BB214","v":0},{"$f":"'EnPI Table'!BC214","v":0},{"$f":"'EnPI Table'!BD214","v":0},{"$f":"'EnPI Table'!BE214","v":0},{"$f":"'EnPI Table'!BF214","v":0},{"$f":"'EnPI Table'!BG214","v":0},{"$f":"'EnPI Table'!BH214","v":0},{"$f":"'EnPI Table'!BI214","v":0},{"$f":"'EnPI Table'!BJ214","v":0},{"$f":"'EnPI Table'!BK214","v":0},{"$f":"'EnPI Table'!BL214","v":0},{"$f":"'EnPI Table'!BM214","v":0},{"$f":"'EnPI Table'!BN214","v":0},{"$f":"'EnPI Table'!BO214","v":0},{"$f":"'EnPI Table'!BP214","v":0},{"$f":"'EnPI Table'!BQ214","v":0},{"$f":"'EnPI Table'!BR214","v":0},{"$f":"'EnPI Table'!BS214","v":0},{"$f":"'EnPI Table'!BT214","v":0},null,{"$f":"'EnPI Table'!H214","v":0},{"$f":"'EnPI Table'!I214","v":0},{"$f":"'EnPI Table'!J214","v":0},{"$f":"'EnPI Table'!K214","v":0},{"$f":"'EnPI Table'!L214","v":0},{"$f":"'EnPI Table'!M214","v":0},{"$f":"'EnPI Table'!N214","v":0},{"$f":"'EnPI Table'!O214","v":0},{"$f":"'EnPI Table'!P214","v":0},{"$f":"'EnPI Table'!Q214","v":0},{"$f":"'EnPI Table'!R214","v":0},{"$f":"'EnPI Table'!S214","v":0},{"$f":"'EnPI Table'!T214","v":0},{"$f":"'EnPI Table'!U214","v":0},{"$f":"'EnPI Table'!V214","v":0},{"$f":"'EnPI Table'!W214","v":0},{"$f":"'EnPI Table'!X214","v":0},{"$f":"'EnPI Table'!Y214","v":0},{"$f":"'EnPI Table'!Z214","v":0},{"$f":"'EnPI Table'!AA214","v":0}]
[{"$f":"'EnPI Table'!A215","v":"2022-02-01"},{"$f":"'EnPI Table'!AF215","v":110},{"$f":"'EnPI Table'!AG215","v":0},{"$f":"'EnPI Table'!AH215","v":0},{"$f":"'EnPI Table'!AI215","v":0},{"$f":"'EnPI Table'!AJ215","v":0},{"$f":"'EnPI Table'!AK215","v":0},{"$f":"'EnPI Table'!AL215","v":0},{"$f":"'EnPI Table'!AM215","v":0},{"$f":"'EnPI Table'!AN215","v":0},{"$f":"'EnPI Table'!AO215","v":0},{"$f":"'EnPI Table'!AP215","v":0},{"$f":"'EnPI Table'!AQ215","v":0},{"$f":"'EnPI Table'!AR215","v":0},{"$f":"'EnPI Table'!AS215","v":0},{"$f":"'EnPI Table'!AT215","v":0},{"$f":"'EnPI Table'!AU215","v":0},{"$f":"'EnPI Table'!AV215","v":0},{"$f":"'EnPI Table'!AW215","v":0},{"$f":"'EnPI Table'!AX215","v":0},{"$f":"'EnPI Table'!AY215","v":0},{"$f":"'EnPI Table'!AZ215","v":0},{"$f":"'EnPI Table'!BA215","v":0},{"$f":"'EnPI Table'!BB215","v":0},{"$f":"'EnPI Table'!BC215","v":0},{"$f":"'EnPI Table'!BD215","v":0},{"$f":"'EnPI Table'!BE215","v":0},{"$f":"'EnPI Table'!BF215","v":0},{"$f":"'EnPI Table'!BG215","v":0},{"$f":"'EnPI Table'!BH215","v":0},{"$f":"'EnPI Table'!BI215","v":0},{"$f":"'EnPI Table'!BJ215","v":0},{"$f":"'EnPI Table'!BK215","v":0},{"$f":"'EnPI Table'!BL215","v":0},{"$f":"'EnPI Table'!BM215","v":0},{"$f":"'EnPI Table'!BN215","v":0},{"$f":"'EnPI Table'!BO215","v":0},{"$f":"'EnPI Table'!BP215","v":0},{"$f":"'EnPI Table'!BQ215","v":0},{"$f":"'EnPI Table'!BR215","v":0},{"$f":"'EnPI Table'!BS215","v":0},{"$f":"'EnPI Table'!BT215","v":0},null,{"$f":"'EnPI Table'!H215","v":0},{"$f":"'EnPI Table'!I215","v":0},{"$f":"'EnPI Table'!J215","v":0},{"$f":"'EnPI Table'!K215","v":0},{"$f":"'EnPI Table'!L215","v":0},{"$f":"'EnPI Table'!M215","v":0},{"$f":"'EnPI Table'!N215","v":0},{"$f":"'EnPI Table'!O215","v":0},{"$f":"'EnPI Table'!P215","v":0},{"$f":"'EnPI Table'!Q215","v":0},{"$f":"'EnPI Table'!R215","v":0},{"$f":"'EnPI Table'!S215","v":0},{"$f":"'EnPI Table'!T215","v":0},{"$f":"'EnPI Table'!U215","v":0},{"$f":"'EnPI Table'!V215","v":0},{"$f":"'EnPI Table'!W215","v":0},{"$f":"'EnPI Table'!X215","v":0},{"$f":"'EnPI Table'!Y215","v":0},{"$f":"'EnPI Table'!Z215","v":0},{"$f":"'EnPI Table'!AA215","v":0}]
[{"$f":"'EnPI Table'!A216","v":"2022-03-01"},{"$f":"'EnPI Table'!AF216","v":111},{"$f":"'EnPI Table'!AG216","v":0},{"$f":"'EnPI Table'!AH216","v":0},{"$f":"'EnPI Table'!AI216","v":0},{"$f":"'EnPI Table'!AJ216","v":0},{"$f":"'EnPI Table'!AK216","v":0},{"$f":"'EnPI Table'!AL216","v":0},{"$f":"'EnPI Table'!AM216","v":0},{"$f":"'EnPI Table'!AN216","v":0},{"$f":"'EnPI Table'!AO216","v":0},{"$f":"'EnPI Table'!AP216","v":0},{"$f":"'EnPI Table'!AQ216","v":0},{"$f":"'EnPI Table'!AR216","v":0},{"$f":"'EnPI Table'!AS216","v":0},{"$f":"'EnPI Table'!AT216","v":0},{"$f":"'EnPI Table'!AU216","v":0},{"$f":"'EnPI Table'!AV216","v":0},{"$f":"'EnPI Table'!AW216","v":0},{"$f":"'EnPI Table'!AX216","v":0},{"$f":"'EnPI Table'!AY216","v":0},{"$f":"'EnPI Table'!AZ216","v":0},{"$f":"'EnPI Table'!BA216","v":0},{"$f":"'EnPI Table'!BB216","v":0},{"$f":"'EnPI Table'!BC216","v":0},{"$f":"'EnPI Table'!BD216","v":0},{"$f":"'EnPI Table'!BE216","v":0},{"$f":"'EnPI Table'!BF216","v":0},{"$f":"'EnPI Table'!BG216","v":0},{"$f":"'EnPI Table'!BH216","v":0},{"$f":"'EnPI Table'!BI216","v":0},{"$f":"'EnPI Table'!BJ216","v":0},{"$f":"'EnPI Table'!BK216","v":0},{"$f":"'EnPI Table'!BL216","v":0},{"$f":"'EnPI Table'!BM216","v":0},{"$f":"'EnPI Table'!BN216","v":0},{"$f":"'EnPI Table'!BO216","v":0},{"$f":"'EnPI Table'!BP216","v":0},{"$f":"'EnPI Table'!BQ216","v":0},{"$f":"'EnPI Table'!BR216","v":0},{"$f":"'EnPI Table'!BS216","v":0},{"$f":"'EnPI Table'!BT216","v":0},null,{"$f":"'EnPI Table'!H216","v":0},{"$f":"'EnPI Table'!I216","v":0},{"$f":"'EnPI Table'!J216","v":0},{"$f":"'EnPI Table'!K216","v":0},{"$f":"'EnPI Table'!L216","v":0},{"$f":"'EnPI Table'!M216","v":0},{"$f":"'EnPI Table'!N216","v":0},{"$f":"'EnPI Table'!O216","v":0},{"$f":"'EnPI Table'!P216","v":0},{"$f":"'EnPI Table'!Q216","v":0},{"$f":"'EnPI Table'!R216","v":0},{"$f":"'EnPI Table'!S216","v":0},{"$f":"'EnPI Table'!T216","v":0},{"$f":"'EnPI Table'!U216","v":0},{"$f":"'EnPI Table'!V216","v":0},{"$f":"'EnPI Table'!W216","v":0},{"$f":"'EnPI Table'!X216","v":0},{"$f":"'EnPI Table'!Y216","v":0},{"$f":"'EnPI Table'!Z216","v":0},{"$f":"'EnPI Table'!AA216","v":0}]
[{"$f":"'EnPI Table'!A217","v":"2022-04-01"},{"$f":"'EnPI Table'!AF217","v":112},{"$f":"'EnPI Table'!AG217","v":0},{"$f":"'EnPI Table'!AH217","v":0},{"$f":"'EnPI Table'!AI217","v":0},{"$f":"'EnPI Table'!AJ217","v":0},{"$f":"'EnPI Table'!AK217","v":0},{"$f":"'EnPI Table'!AL217","v":0},{"$f":"'EnPI Table'!AM217","v":0},{"$f":"'EnPI Table'!AN217","v":0},{"$f":"'EnPI Table'!AO217","v":0},{"$f":"'EnPI Table'!AP217","v":0},{"$f":"'EnPI Table'!AQ217","v":0},{"$f":"'EnPI Table'!AR217","v":0},{"$f":"'EnPI Table'!AS217","v":0},{"$f":"'EnPI Table'!AT217","v":0},{"$f":"'EnPI Table'!AU217","v":0},{"$f":"'EnPI Table'!AV217","v":0},{"$f":"'EnPI Table'!AW217","v":0},{"$f":"'EnPI Table'!AX217","v":0},{"$f":"'EnPI Table'!AY217","v":0},{"$f":"'EnPI Table'!AZ217","v":0},{"$f":"'EnPI Table'!BA217","v":0},{"$f":"'EnPI Table'!BB217","v":0},{"$f":"'EnPI Table'!BC217","v":0},{"$f":"'EnPI Table'!BD217","v":0},{"$f":"'EnPI Table'!BE217","v":0},{"$f":"'EnPI Table'!BF217","v":0},{"$f":"'EnPI Table'!BG217","v":0},{"$f":"'EnPI Table'!BH217","v":0},{"$f":"'EnPI Table'!BI217","v":0},{"$f":"'EnPI Table'!BJ217","v":0},{"$f":"'EnPI Table'!BK217","v":0},{"$f":"'EnPI Table'!BL217","v":0},{"$f":"'EnPI Table'!BM217","v":0},{"$f":"'EnPI Table'!BN217","v":0},{"$f":"'EnPI Table'!BO217","v":0},{"$f":"'EnPI Table'!BP217","v":0},{"$f":"'EnPI Table'!BQ217","v":0},{"$f":"'EnPI Table'!BR217","v":0},{"$f":"'EnPI Table'!BS217","v":0},{"$f":"'EnPI Table'!BT217","v":0},null,{"$f":"'EnPI Table'!H217","v":0},{"$f":"'EnPI Table'!I217","v":0},{"$f":"'EnPI Table'!J217","v":0},{"$f":"'EnPI Table'!K217","v":0},{"$f":"'EnPI Table'!L217","v":0},{"$f":"'EnPI Table'!M217","v":0},{"$f":"'EnPI Table'!N217","v":0},{"$f":"'EnPI Table'!O217","v":0},{"$f":"'EnPI Table'!P217","v":0},{"$f":"'EnPI Table'!Q217","v":0},{"$f":"'EnPI Table'!R217","v":0},{"$f":"'EnPI Table'!S217","v":0},{"$f":"'EnPI Table'!T217","v":0},{"$f":"'EnPI Table'!U217","v":0},{"$f":"'EnPI Table'!V217","v":0},{"$f":"'EnPI Table'!W217","v":0},{"$f":"'EnPI Table'!X217","v":0},{"$f":"'EnPI Table'!Y217","v":0},{"$f":"'EnPI Table'!Z217","v":0},{"$f":"'EnPI Table'!AA217","v":0}]
[{"$f":"'EnPI Table'!A218","v":"2022-05-01"},{"$f":"'EnPI Table'!AF218","v":113},{"$f":"'EnPI Table'!AG218","v":0},{"$f":"'EnPI Table'!AH218","v":0},{"$f":"'EnPI Table'!AI218","v":0},{"$f":"'EnPI Table'!AJ218","v":0},{"$f":"'EnPI Table'!AK218","v":0},{"$f":"'EnPI Table'!AL218","v":0},{"$f":"'EnPI Table'!AM218","v":0},{"$f":"'EnPI Table'!AN218","v":0},{"$f":"'EnPI Table'!AO218","v":0},{"$f":"'EnPI Table'!AP218","v":0},{"$f":"'EnPI Table'!AQ218","v":0},{"$f":"'EnPI Table'!AR218","v":0},{"$f":"'EnPI Table'!AS218","v":0},{"$f":"'EnPI Table'!AT218","v":0},{"$f":"'EnPI Table'!AU218","v":0},{"$f":"'EnPI Table'!AV218","v":0},{"$f":"'EnPI Table'!AW218","v":0},{"$f":"'EnPI Table'!AX218","v":0},{"$f":"'EnPI Table'!AY218","v":0},{"$f":"'EnPI Table'!AZ218","v":0},{"$f":"'EnPI Table'!BA218","v":0},{"$f":"'EnPI Table'!BB218","v":0},{"$f":"'EnPI Table'!BC218","v":0},{"$f":"'EnPI Table'!BD218","v":0},{"$f":"'EnPI Table'!BE218","v":0},{"$f":"'EnPI Table'!BF218","v":0},{"$f":"'EnPI Table'!BG218","v":0},{"$f":"'EnPI Table'!BH218","v":0},{"$f":"'EnPI Table'!BI218","v":0},{"$f":"'EnPI Table'!BJ218","v":0},{"$f":"'EnPI Table'!BK218","v":0},{"$f":"'EnPI Table'!BL218","v":0},{"$f":"'EnPI Table'!BM218","v":0},{"$f":"'EnPI Table'!BN218","v":0},{"$f":"'EnPI Table'!BO218","v":0},{"$f":"'EnPI Table'!BP218","v":0},{"$f":"'EnPI Table'!BQ218","v":0},{"$f":"'EnPI Table'!BR218","v":0},{"$f":"'EnPI Table'!BS218","v":0},{"$f":"'EnPI Table'!BT218","v":0},null,{"$f":"'EnPI Table'!H218","v":0},{"$f":"'EnPI Table'!I218","v":0},{"$f":"'EnPI Table'!J218","v":0},{"$f":"'EnPI Table'!K218","v":0},{"$f":"'EnPI Table'!L218","v":0},{"$f":"'EnPI Table'!M218","v":0},{"$f":"'EnPI Table'!N218","v":0},{"$f":"'EnPI Table'!O218","v":0},{"$f":"'EnPI Table'!P218","v":0},{"$f":"'EnPI Table'!Q218","v":0},{"$f":"'EnPI Table'!R218","v":0},{"$f":"'EnPI Table'!S218","v":0},{"$f":"'EnPI Table'!T218","v":0},{"$f":"'EnPI Table'!U218","v":0},{"$f":"'EnPI Table'!V218","v":0},{"$f":"'EnPI Table'!W218","v":0},{"$f":"'EnPI Table'!X218","v":0},{"$f":"'EnPI Table'!Y218","v":0},{"$f":"'EnPI Table'!Z218","v":0},{"$f":"'EnPI Table'!AA218","v":0}]
[{"$f":"'EnPI Table'!A219","v":"2022-06-01"},{"$f":"'EnPI Table'!AF219","v":114},{"$f":"'EnPI Table'!AG219","v":0},{"$f":"'EnPI Table'!AH219","v":0},{"$f":"'EnPI Table'!AI219","v":0},{"$f":"'EnPI Table'!AJ219","v":0},{"$f":"'EnPI Table'!AK219","v":0},{"$f":"'EnPI Table'!AL219","v":0},{"$f":"'EnPI Table'!AM219","v":0},{"$f":"'EnPI Table'!AN219","v":0},{"$f":"'EnPI Table'!AO219","v":0},{"$f":"'EnPI Table'!AP219","v":0},{"$f":"'EnPI Table'!AQ219","v":0},{"$f":"'EnPI Table'!AR219","v":0},{"$f":"'EnPI Table'!AS219","v":0},{"$f":"'EnPI Table'!AT219","v":0},{"$f":"'EnPI Table'!AU219","v":0},{"$f":"'EnPI Table'!AV219","v":0},{"$f":"'EnPI Table'!AW219","v":0},{"$f":"'EnPI Table'!AX219","v":0},{"$f":"'EnPI Table'!AY219","v":0},{"$f":"'EnPI Table'!AZ219","v":0},{"$f":"'EnPI Table'!BA219","v":0},{"$f":"'EnPI Table'!BB219","v":0},{"$f":"'EnPI Table'!BC219","v":0},{"$f":"'EnPI Table'!BD219","v":0},{"$f":"'EnPI Table'!BE219","v":0},{"$f":"'EnPI Table'!BF219","v":0},{"$f":"'EnPI Table'!BG219","v":0},{"$f":"'EnPI Table'!BH219","v":0},{"$f":"'EnPI Table'!BI219","v":0},{"$f":"'EnPI Table'!BJ219","v":0},{"$f":"'EnPI Table'!BK219","v":0},{"$f":"'EnPI Table'!BL219","v":0},{"$f":"'EnPI Table'!BM219","v":0},{"$f":"'EnPI Table'!BN219","v":0},{"$f":"'EnPI Table'!BO219","v":0},{"$f":"'EnPI Table'!BP219","v":0},{"$f":"'EnPI Table'!BQ219","v":0},{"$f":"'EnPI Table'!BR219","v":0},{"$f":"'EnPI Table'!BS219","v":0},{"$f":"'EnPI Table'!BT219","v":0},null,{"$f":"'EnPI Table'!H219","v":0},{"$f":"'EnPI Table'!I219","v":0},{"$f":"'EnPI Table'!J219","v":0},{"$f":"'EnPI Table'!K219","v":0},{"$f":"'EnPI Table'!L219","v":0},{"$f":"'EnPI Table'!M219","v":0},{"$f":"'EnPI Table'!N219","v":0},{"$f":"'EnPI Table'!O219","v":0},{"$f":"'EnPI Table'!P219","v":0},{"$f":"'EnPI Table'!Q219","v":0},{"$f":"'EnPI Table'!R219","v":0},{"$f":"'EnPI Table'!S219","v":0},{"$f":"'EnPI Table'!T219","v":0},{"$f":"'EnPI Table'!U219","v":0},{"$f":"'EnPI Table'!V219","v":0},{"$f":"'EnPI Table'!W219","v":0},{"$f":"'EnPI Table'!X219","v":0},{"$f":"'EnPI Table'!Y219","v":0},{"$f":"'EnPI Table'!Z219","v":0},{"$f":"'EnPI Table'!AA219","v":0}]
[{"$f":"'EnPI Table'!A220","v":"2022-07-01"},{"$f":"'EnPI Table'!AF220","v":115},{"$f":"'EnPI Table'!AG220","v":0},{"$f":"'EnPI Table'!AH220","v":0},{"$f":"'EnPI Table'!AI220","v":0},{"$f":"'EnPI Table'!AJ220","v":0},{"$f":"'EnPI Table'!AK220","v":0},{"$f":"'EnPI Table'!AL220","v":0},{"$f":"'EnPI Table'!AM220","v":0},{"$f":"'EnPI Table'!AN220","v":0},{"$f":"'EnPI Table'!AO220","v":0},{"$f":"'EnPI Table'!AP220","v":0},{"$f":"'EnPI Table'!AQ220","v":0},{"$f":"'EnPI Table'!AR220","v":0},{"$f":"'EnPI Table'!AS220","v":0},{"$f":"'EnPI Table'!AT220","v":0},{"$f":"'EnPI Table'!AU220","v":0},{"$f":"'EnPI Table'!AV220","v":0},{"$f":"'EnPI Table'!AW220","v":0},{"$f":"'EnPI Table'!AX220","v":0},{"$f":"'EnPI Table'!AY220","v":0},{"$f":"'EnPI Table'!AZ220","v":0},{"$f":"'EnPI Table'!BA220","v":0},{"$f":"'EnPI Table'!BB220","v":0},{"$f":"'EnPI Table'!BC220","v":0},{"$f":"'EnPI Table'!BD220","v":0},{"$f":"'EnPI Table'!BE220","v":0},{"$f":"'EnPI Table'!BF220","v":0},{"$f":"'EnPI Table'!BG220","v":0},{"$f":"'EnPI Table'!BH220","v":0},{"$f":"'EnPI Table'!BI220","v":0},{"$f":"'EnPI Table'!BJ220","v":0},{"$f":"'EnPI Table'!BK220","v":0},{"$f":"'EnPI Table'!BL220","v":0},{"$f":"'EnPI Table'!BM220","v":0},{"$f":"'EnPI Table'!BN220","v":0},{"$f":"'EnPI Table'!BO220","v":0},{"$f":"'EnPI Table'!BP220","v":0},{"$f":"'EnPI Table'!BQ220","v":0},{"$f":"'EnPI Table'!BR220","v":0},{"$f":"'EnPI Table'!BS220","v":0},{"$f":"'EnPI Table'!BT220","v":0},null,{"$f":"'EnPI Table'!H220","v":0},{"$f":"'EnPI Table'!I220","v":0},{"$f":"'EnPI Table'!J220","v":0},{"$f":"'EnPI Table'!K220","v":0},{"$f":"'EnPI Table'!L220","v":0},{"$f":"'EnPI Table'!M220","v":0},{"$f":"'EnPI Table'!N220","v":0},{"$f":"'EnPI Table'!O220","v":0},{"$f":"'EnPI Table'!P220","v":0},{"$f":"'EnPI Table'!Q220","v":0},{"$f":"'EnPI Table'!R220","v":0},{"$f":"'EnPI Table'!S220","v":0},{"$f":"'EnPI Table'!T220","v":0},{"$f":"'EnPI Table'!U220","v":0},{"$f":"'EnPI Table'!V220","v":0},{"$f":"'EnPI Table'!W220","v":0},{"$f":"'EnPI Table'!X220","v":0},{"$f":"'EnPI Table'!Y220","v":0},{"$f":"'EnPI Table'!Z220","v":0},{"$f":"'EnPI Table'!AA220","v":0}]
[{"$f":"'EnPI Table'!A221","v":"2022-08-01"},{"$f":"'EnPI Table'!AF221","v":116},{"$f":"'EnPI Table'!AG221","v":0},{"$f":"'EnPI Table'!AH221","v":0},{"$f":"'EnPI Table'!AI221","v":0},{"$f":"'EnPI Table'!AJ221","v":0},{"$f":"'EnPI Table'!AK221","v":0},{"$f":"'EnPI Table'!AL221","v":0},{"$f":"'EnPI Table'!AM221","v":0},{"$f":"'EnPI Table'!AN221","v":0},{"$f":"'EnPI Table'!AO221","v":0},{"$f":"'EnPI Table'!AP221","v":0},{"$f":"'EnPI Table'!AQ221","v":0},{"$f":"'EnPI Table'!AR221","v":0},{"$f":"'EnPI Table'!AS221","v":0},{"$f":"'EnPI Table'!AT221","v":0},{"$f":"'EnPI Table'!AU221","v":0},{"$f":"'EnPI Table'!AV221","v":0},{"$f":"'EnPI Table'!AW221","v":0},{"$f":"'EnPI Table'!AX221","v":0},{"$f":"'EnPI Table'!AY221","v":0},{"$f":"'EnPI Table'!AZ221","v":0},{"$f":"'EnPI Table'!BA221","v":0},{"$f":"'EnPI Table'!BB221","v":0},{"$f":"'EnPI Table'!BC221","v":0},{"$f":"'EnPI Table'!BD221","v":0},{"$f":"'EnPI Table'!BE221","v":0},{"$f":"'EnPI Table'!BF221","v":0},{"$f":"'EnPI Table'!BG221","v":0},{"$f":"'EnPI Table'!BH221","v":0},{"$f":"'EnPI Table'!BI221","v":0},{"$f":"'EnPI Table'!BJ221","v":0},{"$f":"'EnPI Table'!BK221","v":0},{"$f":"'EnPI Table'!BL221","v":0},{"$f":"'EnPI Table'!BM221","v":0},{"$f":"'EnPI Table'!BN221","v":0},{"$f":"'EnPI Table'!BO221","v":0},{"$f":"'EnPI Table'!BP221","v":0},{"$f":"'EnPI Table'!BQ221","v":0},{"$f":"'EnPI Table'!BR221","v":0},{"$f":"'EnPI Table'!BS221","v":0},{"$f":"'EnPI Table'!BT221","v":0},null,{"$f":"'EnPI Table'!H221","v":0},{"$f":"'EnPI Table'!I221","v":0},{"$f":"'EnPI Table'!J221","v":0},{"$f":"'EnPI Table'!K221","v":0},{"$f":"'EnPI Table'!L221","v":0},{"$f":"'EnPI Table'!M221","v":0},{"$f":"'EnPI Table'!N221","v":0},{"$f":"'EnPI Table'!O221","v":0},{"$f":"'EnPI Table'!P221","v":0},{"$f":"'EnPI Table'!Q221","v":0},{"$f":"'EnPI Table'!R221","v":0},{"$f":"'EnPI Table'!S221","v":0},{"$f":"'EnPI Table'!T221","v":0},{"$f":"'EnPI Table'!U221","v":0},{"$f":"'EnPI Table'!V221","v":0},{"$f":"'EnPI Table'!W221","v":0},{"$f":"'EnPI Table'!X221","v":0},{"$f":"'EnPI Table'!Y221","v":0},{"$f":"'EnPI Table'!Z221","v":0},{"$f":"'EnPI Table'!AA221","v":0}]
[{"$f":"'EnPI Table'!A222","v":"2022-09-01"},{"$f":"'EnPI Table'!AF222","v":117},{"$f":"'EnPI Table'!AG222","v":0},{"$f":"'EnPI Table'!AH222","v":0},{"$f":"'EnPI Table'!AI222","v":0},{"$f":"'EnPI Table'!AJ222","v":0},{"$f":"'EnPI Table'!AK222","v":0},{"$f":"'EnPI Table'!AL222","v":0},{"$f":"'EnPI Table'!AM222","v":0},{"$f":"'EnPI Table'!AN222","v":0},{"$f":"'EnPI Table'!AO222","v":0},{"$f":"'EnPI Table'!AP222","v":0},{"$f":"'EnPI Table'!AQ222","v":0},{"$f":"'EnPI Table'!AR222","v":0},{"$f":"'EnPI Table'!AS222","v":0},{"$f":"'EnPI Table'!AT222","v":0},{"$f":"'EnPI Table'!AU222","v":0},{"$f":"'EnPI Table'!AV222","v":0},{"$f":"'EnPI Table'!AW222","v":0},{"$f":"'EnPI Table'!AX222","v":0},{"$f":"'EnPI Table'!AY222","v":0},{"$f":"'EnPI Table'!AZ222","v":0},{"$f":"'EnPI Table'!BA222","v":0},{"$f":"'EnPI Table'!BB222","v":0},{"$f":"'EnPI Table'!BC222","v":0},{"$f":"'EnPI Table'!BD222","v":0},{"$f":"'EnPI Table'!BE222","v":0},{"$f":"'EnPI Table'!BF222","v":0},{"$f":"'EnPI Table'!BG222","v":0},{"$f":"'EnPI Table'!BH222","v":0},{"$f":"'EnPI Table'!BI222","v":0},{"$f":"'EnPI Table'!BJ222","v":0},{"$f":"'EnPI Table'!BK222","v":0},{"$f":"'EnPI Table'!BL222","v":0},{"$f":"'EnPI Table'!BM222","v":0},{"$f":"'EnPI Table'!BN222","v":0},{"$f":"'EnPI Table'!BO222","v":0},{"$f":"'EnPI Table'!BP222","v":0},{"$f":"'EnPI Table'!BQ222","v":0},{"$f":"'EnPI Table'!BR222","v":0},{"$f":"'EnPI Table'!BS222","v":0},{"$f":"'EnPI Table'!BT222","v":0},null,{"$f":"'EnPI Table'!H222","v":0},{"$f":"'EnPI Table'!I222","v":0},{"$f":"'EnPI Table'!J222","v":0},{"$f":"'EnPI Table'!K222","v":0},{"$f":"'EnPI Table'!L222","v":0},{"$f":"'EnPI Table'!M222","v":0},{"$f":"'EnPI Table'!N222","v":0},{"$f":"'EnPI Table'!O222","v":0},{"$f":"'EnPI Table'!P222","v":0},{"$f":"'EnPI Table'!Q222","v":0},{"$f":"'EnPI Table'!R222","v":0},{"$f":"'EnPI Table'!S222","v":0},{"$f":"'EnPI Table'!T222","v":0},{"$f":"'EnPI Table'!U222","v":0},{"$f":"'EnPI Table'!V222","v":0},{"$f":"'EnPI Table'!W222","v":0},{"$f":"'EnPI Table'!X222","v":0},{"$f":"'EnPI Table'!Y222","v":0},{"$f":"'EnPI Table'!Z222","v":0},{"$f":"'EnPI Table'!AA222","v":0}]
[{"$f":"'EnPI Table'!A223","v":"2022-10-01"},{"$f":"'EnPI Table'!AF223","v":118},{"$f":"'EnPI Table'!AG223","v":0},{"$f":"'EnPI Table'!AH223","v":0},{"$f":"'EnPI Table'!AI223","v":0},{"$f":"'EnPI Table'!AJ223","v":0},{"$f":"'EnPI Table'!AK223","v":0},{"$f":"'EnPI Table'!AL223","v":0},{"$f":"'EnPI Table'!AM223","v":0},{"$f":"'EnPI Table'!AN223","v":0},{"$f":"'EnPI Table'!AO223","v":0},{"$f":"'EnPI Table'!AP223","v":0},{"$f":"'EnPI Table'!AQ223","v":0},{"$f":"'EnPI Table'!AR223","v":0},{"$f":"'EnPI Table'!AS223","v":0},{"$f":"'EnPI Table'!AT223","v":0},{"$f":"'EnPI Table'!AU223","v":0},{"$f":"'EnPI Table'!AV223","v":0},{"$f":"'EnPI Table'!AW223","v":0},{"$f":"'EnPI Table'!AX223","v":0},{"$f":"'EnPI Table'!AY223","v":0},{"$f":"'EnPI Table'!AZ223","v":0},{"$f":"'EnPI Table'!BA223","v":0},{"$f":"'EnPI Table'!BB223","v":0},{"$f":"'EnPI Table'!BC223","v":0},{"$f":"'EnPI Table'!BD223","v":0},{"$f":"'EnPI Table'!BE223","v":0},{"$f":"'EnPI Table'!BF223","v":0},{"$f":"'EnPI Table'!BG223","v":0},{"$f":"'EnPI Table'!BH223","v":0},{"$f":"'EnPI Table'!BI223","v":0},{"$f":"'EnPI Table'!BJ223","v":0},{"$f":"'EnPI Table'!BK223","v":0},{"$f":"'EnPI Table'!BL223","v":0},{"$f":"'EnPI Table'!BM223","v":0},{"$f":"'EnPI Table'!BN223","v":0},{"$f":"'EnPI Table'!BO223","v":0},{"$f":"'EnPI Table'!BP223","v":0},{"$f":"'EnPI Table'!BQ223","v":0},{"$f":"'EnPI Table'!BR223","v":0},{"$f":"'EnPI Table'!BS223","v":0},{"$f":"'EnPI Table'!BT223","v":0},null,{"$f":"'EnPI Table'!H223","v":0},{"$f":"'EnPI Table'!I223","v":0},{"$f":"'EnPI Table'!J223","v":0},{"$f":"'EnPI Table'!K223","v":0},{"$f":"'EnPI Table'!L223","v":0},{"$f":"'EnPI Table'!M223","v":0},{"$f":"'EnPI Table'!N223","v":0},{"$f":"'EnPI Table'!O223","v":0},{"$f":"'EnPI Table'!P223","v":0},{"$f":"'EnPI Table'!Q223","v":0},{"$f":"'EnPI Table'!R223","v":0},{"$f":"'EnPI Table'!S223","v":0},{"$f":"'EnPI Table'!T223","v":0},{"$f":"'EnPI Table'!U223","v":0},{"$f":"'EnPI Table'!V223","v":0},{"$f":"'EnPI Table'!W223","v":0},{"$f":"'EnPI Table'!X223","v":0},{"$f":"'EnPI Table'!Y223","v":0},{"$f":"'EnPI Table'!Z223","v":0},{"$f":"'EnPI Table'!AA223","v":0}]
[{"$f":"'EnPI Table'!A224","v":"2022-11-01"},{"$f":"'EnPI Table'!AF224","v":119},{"$f":"'EnPI Table'!AG224","v":0},{"$f":"'EnPI Table'!AH224","v":0},{"$f":"'EnPI Table'!AI224","v":0},{"$f":"'EnPI Table'!AJ224","v":0},{"$f":"'EnPI Table'!AK224","v":0},{"$f":"'EnPI Table'!AL224","v":0},{"$f":"'EnPI Table'!AM224","v":0},{"$f":"'EnPI Table'!AN224","v":0},{"$f":"'EnPI Table'!AO224","v":0},{"$f":"'EnPI Table'!AP224","v":0},{"$f":"'EnPI Table'!AQ224","v":0},{"$f":"'EnPI Table'!AR224","v":0},{"$f":"'EnPI Table'!AS224","v":0},{"$f":"'EnPI Table'!AT224","v":0},{"$f":"'EnPI Table'!AU224","v":0},{"$f":"'EnPI Table'!AV224","v":0},{"$f":"'EnPI Table'!AW224","v":0},{"$f":"'EnPI Table'!AX224","v":0},{"$f":"'EnPI Table'!AY224","v":0},{"$f":"'EnPI Table'!AZ224","v":0},{"$f":"'EnPI Table'!BA224","v":0},{"$f":"'EnPI Table'!BB224","v":0},{"$f":"'EnPI Table'!BC224","v":0},{"$f":"'EnPI Table'!BD224","v":0},{"$f":"'EnPI Table'!BE224","v":0},{"$f":"'EnPI Table'!BF224","v":0},{"$f":"'EnPI Table'!BG224","v":0},{"$f":"'EnPI Table'!BH224","v":0},{"$f":"'EnPI Table'!BI224","v":0},{"$f":"'EnPI Table'!BJ224","v":0},{"$f":"'EnPI Table'!BK224","v":0},{"$f":"'EnPI Table'!BL224","v":0},{"$f":"'EnPI Table'!BM224","v":0},{"$f":"'EnPI Table'!BN224","v":0},{"$f":"'EnPI Table'!BO224","v":0},{"$f":"'EnPI Table'!BP224","v":0},{"$f":"'EnPI Table'!BQ224","v":0},{"$f":"'EnPI Table'!BR224","v":0},{"$f":"'EnPI Table'!BS224","v":0},{"$f":"'EnPI Table'!BT224","v":0},null,{"$f":"'EnPI Table'!H224","v":0},{"$f":"'EnPI Table'!I224","v":0},{"$f":"'EnPI Table'!J224","v":0},{"$f":"'EnPI Table'!K224","v":0},{"$f":"'EnPI Table'!L224","v":0},{"$f":"'EnPI Table'!M224","v":0},{"$f":"'EnPI Table'!N224","v":0},{"$f":"'EnPI Table'!O224","v":0},{"$f":"'EnPI Table'!P224","v":0},{"$f":"'EnPI Table'!Q224","v":0},{"$f":"'EnPI Table'!R224","v":0},{"$f":"'EnPI Table'!S224","v":0},{"$f":"'EnPI Table'!T224","v":0},{"$f":"'EnPI Table'!U224","v":0},{"$f":"'EnPI Table'!V224","v":0},{"$f":"'EnPI Table'!W224","v":0},{"$f":"'EnPI Table'!X224","v":0},{"$f":"'EnPI Table'!Y224","v":0},{"$f":"'EnPI Table'!Z224","v":0},{"$f":"'EnPI Table'!AA224","v":0}]
[{"$f":"'EnPI Table'!A225","v":"2022-12-01"},{"$f":"'EnPI Table'!AF225","v":120},{"$f":"'EnPI Table'!AG225","v":0},{"$f":"'EnPI Table'!AH225","v":0},{"$f":"'EnPI Table'!AI225","v":0},{"$f":"'EnPI Table'!AJ225","v":0},{"$f":"'EnPI Table'!AK225","v":0},{"$f":"'EnPI Table'!AL225","v":0},{"$f":"'EnPI Table'!AM225","v":0},{"$f":"'EnPI Table'!AN225","v":0},{"$f":"'EnPI Table'!AO225","v":0},{"$f":"'EnPI Table'!AP225","v":0},{"$f":"'EnPI Table'!AQ225","v":0},{"$f":"'EnPI Table'!AR225","v":0},{"$f":"'EnPI Table'!AS225","v":0},{"$f":"'EnPI Table'!AT225","v":0},{"$f":"'EnPI Table'!AU225","v":0},{"$f":"'EnPI Table'!AV225","v":0},{"$f":"'EnPI Table'!AW225","v":0},{"$f":"'EnPI Table'!AX225","v":0},{"$f":"'EnPI Table'!AY225","v":0},{"$f":"'EnPI Table'!AZ225","v":0},{"$f":"'EnPI Table'!BA225","v":0},{"$f":"'EnPI Table'!BB225","v":0},{"$f":"'EnPI Table'!BC225","v":0},{"$f":"'EnPI Table'!BD225","v":0},{"$f":"'EnPI Table'!BE225","v":0},{"$f":"'EnPI Table'!BF225","v":0},{"$f":"'EnPI Table'!BG225","v":0},{"$f":"'EnPI Table'!BH225","v":0},{"$f":"'EnPI Table'!BI225","v":0},{"$f":"'EnPI Table'!BJ225","v":0},{"$f":"'EnPI Table'!BK225","v":0},{"$f":"'EnPI Table'!BL225","v":0},{"$f":"'EnPI Table'!BM225","v":0},{"$f":"'EnPI Table'!BN225","v":0},{"$f":"'EnPI Table'!BO225","v":0},{"$f":"'EnPI Table'!BP225","v":0},{"$f":"'EnPI Table'!BQ225","v":0},{"$f":"'EnPI Table'!BR225","v":0},{"$f":"'EnPI Table'!BS225","v":0},{"$f":"'EnPI Table'!BT225","v":0},null,{"$f":"'EnPI Table'!H225","v":0},{"$f":"'EnPI Table'!I225","v":0},{"$f":"'EnPI Table'!J225","v":0},{"$f":"'EnPI Table'!K225","v":0},{"$f":"'EnPI Table'!L225","v":0},{"$f":"'EnPI Table'!M225","v":0},{"$f":"'EnPI Table'!N225","v":0},{"$f":"'EnPI Table'!O225","v":0},{"$f":"'EnPI Table'!P225","v":0},{"$f":"'EnPI Table'!Q225","v":0},{"$f":"'EnPI Table'!R225","v":0},{"$f":"'EnPI Table'!S225","v":0},{"$f":"'EnPI Table'!T225","v":0},{"$f":"'EnPI Table'!U225","v":0},{"$f":"'EnPI Table'!V225","v":0},{"$f":"'EnPI Table'!W225","v":0},{"$f":"'EnPI Table'!X225","v":0},{"$f":"'EnPI Table'!Y225","v":0},{"$f":"'EnPI Table'!Z225","v":0},{"$f":"'EnPI Table'!AA225","v":0}]
[{"$f":"'EnPI Table'!A226","v":"2023-01-01"},{"$f":"'EnPI Table'!AF226","v":121},{"$f":"'EnPI Table'!AG226","v":0},{"$f":"'EnPI Table'!AH226","v":0},{"$f":"'EnPI Table'!AI226","v":0},{"$f":"'EnPI Table'!AJ226","v":0},{"$f":"'EnPI Table'!AK226","v":0},{"$f":"'EnPI Table'!AL226","v":0},{"$f":"'EnPI Table'!AM226","v":0},{"$f":"'EnPI Table'!AN226","v":0},{"$f":"'EnPI Table'!AO226","v":0},{"$f":"'EnPI Table'!AP226","v":0},{"$f":"'EnPI Table'!AQ226","v":0},{"$f":"'EnPI Table'!AR226","v":0},{"$f":"'EnPI Table'!AS226","v":0},{"$f":"'EnPI Table'!AT226","v":0},{"$f":"'EnPI Table'!AU226","v":0},{"$f":"'EnPI Table'!AV226","v":0},{"$f":"'EnPI Table'!AW226","v":0},{"$f":"'EnPI Table'!AX226","v":0},{"$f":"'EnPI Table'!AY226","v":0},{"$f":"'EnPI Table'!AZ226","v":0},{"$f":"'EnPI Table'!BA226","v":0},{"$f":"'EnPI Table'!BB226","v":0},{"$f":"'EnPI Table'!BC226","v":0},{"$f":"'EnPI Table'!BD226","v":0},{"$f":"'EnPI Table'!BE226","v":0},{"$f":"'EnPI Table'!BF226","v":0},{"$f":"'EnPI Table'!BG226","v":0},{"$f":"'EnPI Table'!BH226","v":0},{"$f":"'EnPI Table'!BI226","v":0},{"$f":"'EnPI Table'!BJ226","v":0},{"$f":"'EnPI Table'!BK226","v":0},{"$f":"'EnPI Table'!BL226","v":0},{"$f":"'EnPI Table'!BM226","v":0},{"$f":"'EnPI Table'!BN226","v":0},{"$f":"'EnPI Table'!BO226","v":0},{"$f":"'EnPI Table'!BP226","v":0},{"$f":"'EnPI Table'!BQ226","v":0},{"$f":"'EnPI Table'!BR226","v":0},{"$f":"'EnPI Table'!BS226","v":0},{"$f":"'EnPI Table'!BT226","v":0},null,{"$f":"'EnPI Table'!H226","v":0},{"$f":"'EnPI Table'!I226","v":0},{"$f":"'EnPI Table'!J226","v":0},{"$f":"'EnPI Table'!K226","v":0},{"$f":"'EnPI Table'!L226","v":0},{"$f":"'EnPI Table'!M226","v":0},{"$f":"'EnPI Table'!N226","v":0},{"$f":"'EnPI Table'!O226","v":0},{"$f":"'EnPI Table'!P226","v":0},{"$f":"'EnPI Table'!Q226","v":0},{"$f":"'EnPI Table'!R226","v":0},{"$f":"'EnPI Table'!S226","v":0},{"$f":"'EnPI Table'!T226","v":0},{"$f":"'EnPI Table'!U226","v":0},{"$f":"'EnPI Table'!V226","v":0},{"$f":"'EnPI Table'!W226","v":0},{"$f":"'EnPI Table'!X226","v":0},{"$f":"'EnPI Table'!Y226","v":0},{"$f":"'EnPI Table'!Z226","v":0},{"$f":"'EnPI Table'!AA226","v":0}]
[{"$f":"'EnPI Table'!A227","v":"2023-02-01"},{"$f":"'EnPI Table'!AF227","v":122},{"$f":"'EnPI Table'!AG227","v":0},{"$f":"'EnPI Table'!AH227","v":0},{"$f":"'EnPI Table'!AI227","v":0},{"$f":"'EnPI Table'!AJ227","v":0},{"$f":"'EnPI Table'!AK227","v":0},{"$f":"'EnPI Table'!AL227","v":0},{"$f":"'EnPI Table'!AM227","v":0},{"$f":"'EnPI Table'!AN227","v":0},{"$f":"'EnPI Table'!AO227","v":0},{"$f":"'EnPI Table'!AP227","v":0},{"$f":"'EnPI Table'!AQ227","v":0},{"$f":"'EnPI Table'!AR227","v":0},{"$f":"'EnPI Table'!AS227","v":0},{"$f":"'EnPI Table'!AT227","v":0},{"$f":"'EnPI Table'!AU227","v":0},{"$f":"'EnPI Table'!AV227","v":0},{"$f":"'EnPI Table'!AW227","v":0},{"$f":"'EnPI Table'!AX227","v":0},{"$f":"'EnPI Table'!AY227","v":0},{"$f":"'EnPI Table'!AZ227","v":0},{"$f":"'EnPI Table'!BA227","v":0},{"$f":"'EnPI Table'!BB227","v":0},{"$f":"'EnPI Table'!BC227","v":0},{"$f":"'EnPI Table'!BD227","v":0},{"$f":"'EnPI Table'!BE227","v":0},{"$f":"'EnPI Table'!BF227","v":0},{"$f":"'EnPI Table'!BG227","v":0},{"$f":"'EnPI Table'!BH227","v":0},{"$f":"'EnPI Table'!BI227","v":0},{"$f":"'EnPI Table'!BJ227","v":0},{"$f":"'EnPI Table'!BK227","v":0},{"$f":"'EnPI Table'!BL227","v":0},{"$f":"'EnPI Table'!BM227","v":0},{"$f":"'EnPI Table'!BN227","v":0},{"$f":"'EnPI Table'!BO227","v":0},{"$f":"'EnPI Table'!BP227","v":0},{"$f":"'EnPI Table'!BQ227","v":0},{"$f":"'EnPI Table'!BR227","v":0},{"$f":"'EnPI Table'!BS227","v":0},{"$f":"'EnPI Table'!BT227","v":0},null,{"$f":"'EnPI Table'!H227","v":0},{"$f":"'EnPI Table'!I227","v":0},{"$f":"'EnPI Table'!J227","v":0},{"$f":"'EnPI Table'!K227","v":0},{"$f":"'EnPI Table'!L227","v":0},{"$f":"'EnPI Table'!M227","v":0},{"$f":"'EnPI Table'!N227","v":0},{"$f":"'EnPI Table'!O227","v":0},{"$f":"'EnPI Table'!P227","v":0},{"$f":"'EnPI Table'!Q227","v":0},{"$f":"'EnPI Table'!R227","v":0},{"$f":"'EnPI Table'!S227","v":0},{"$f":"'EnPI Table'!T227","v":0},{"$f":"'EnPI Table'!U227","v":0},{"$f":"'EnPI Table'!V227","v":0},{"$f":"'EnPI Table'!W227","v":0},{"$f":"'EnPI Table'!X227","v":0},{"$f":"'EnPI Table'!Y227","v":0},{"$f":"'EnPI Table'!Z227","v":0},{"$f":"'EnPI Table'!AA227","v":0}]
[{"$f":"'EnPI Table'!A228","v":"2023-03-01"},{"$f":"'EnPI Table'!AF228","v":123},{"$f":"'EnPI Table'!AG228","v":0},{"$f":"'EnPI Table'!AH228","v":0},{"$f":"'EnPI Table'!AI228","v":0},{"$f":"'EnPI Table'!AJ228","v":0},{"$f":"'EnPI Table'!AK228","v":0},{"$f":"'EnPI Table'!AL228","v":0},{"$f":"'EnPI Table'!AM228","v":0},{"$f":"'EnPI Table'!AN228","v":0},{"$f":"'EnPI Table'!AO228","v":0},{"$f":"'EnPI Table'!AP228","v":0},{"$f":"'EnPI Table'!AQ228","v":0},{"$f":"'EnPI Table'!AR228","v":0},{"$f":"'EnPI Table'!AS228","v":0},{"$f":"'EnPI Table'!AT228","v":0},{"$f":"'EnPI Table'!AU228","v":0},{"$f":"'EnPI Table'!AV228","v":0},{"$f":"'EnPI Table'!AW228","v":0},{"$f":"'EnPI Table'!AX228","v":0},{"$f":"'EnPI Table'!AY228","v":0},{"$f":"'EnPI Table'!AZ228","v":0},{"$f":"'EnPI Table'!BA228","v":0},{"$f":"'EnPI Table'!BB228","v":0},{"$f":"'EnPI Table'!BC228","v":0},{"$f":"'EnPI Table'!BD228","v":0},{"$f":"'EnPI Table'!BE228","v":0},{"$f":"'EnPI Table'!BF228","v":0},{"$f":"'EnPI Table'!BG228","v":0},{"$f":"'EnPI Table'!BH228","v":0},{"$f":"'EnPI Table'!BI228","v":0},{"$f":"'EnPI Table'!BJ228","v":0},{"$f":"'EnPI Table'!BK228","v":0},{"$f":"'EnPI Table'!BL228","v":0},{"$f":"'EnPI Table'!BM228","v":0},{"$f":"'EnPI Table'!BN228","v":0},{"$f":"'EnPI Table'!BO228","v":0},{"$f":"'EnPI Table'!BP228","v":0},{"$f":"'EnPI Table'!BQ228","v":0},{"$f":"'EnPI Table'!BR228","v":0},{"$f":"'EnPI Table'!BS228","v":0},{"$f":"'EnPI Table'!BT228","v":0},null,{"$f":"'EnPI Table'!H228","v":0},{"$f":"'EnPI Table'!I228","v":0},{"$f":"'EnPI Table'!J228","v":0},{"$f":"'EnPI Table'!K228","v":0},{"$f":"'EnPI Table'!L228","v":0},{"$f":"'EnPI Table'!M228","v":0},{"$f":"'EnPI Table'!N228","v":0},{"$f":"'EnPI Table'!O228","v":0},{"$f":"'EnPI Table'!P228","v":0},{"$f":"'EnPI Table'!Q228","v":0},{"$f":"'EnPI Table'!R228","v":0},{"$f":"'EnPI Table'!S228","v":0},{"$f":"'EnPI Table'!T228","v":0},{"$f":"'EnPI Table'!U228","v":0},{"$f":"'EnPI Table'!V228","v":0},{"$f":"'EnPI Table'!W228","v":0},{"$f":"'EnPI Table'!X228","v":0},{"$f":"'EnPI Table'!Y228","v":0},{"$f":"'EnPI Table'!Z228","v":0},{"$f":"'EnPI Table'!AA228","v":0}]
[{"$f":"'EnPI Table'!A229","v":"2023-04-01"},{"$f":"'EnPI Table'!AF229","v":124},{"$f":"'EnPI Table'!AG229","v":0},{"$f":"'EnPI Table'!AH229","v":0},{"$f":"'EnPI Table'!AI229","v":0},{"$f":"'EnPI Table'!AJ229","v":0},{"$f":"'EnPI Table'!AK229","v":0},{"$f":"'EnPI Table'!AL229","v":0},{"$f":"'EnPI Table'!AM229","v":0},{"$f":"'EnPI Table'!AN229","v":0},{"$f":"'EnPI Table'!AO229","v":0},{"$f":"'EnPI Table'!AP229","v":0},{"$f":"'EnPI Table'!AQ229","v":0},{"$f":"'EnPI Table'!AR229","v":0},{"$f":"'EnPI Table'!AS229","v":0},{"$f":"'EnPI Table'!AT229","v":0},{"$f":"'EnPI Table'!AU229","v":0},{"$f":"'EnPI Table'!AV229","v":0},{"$f":"'EnPI Table'!AW229","v":0},{"$f":"'EnPI Table'!AX229","v":0},{"$f":"'EnPI Table'!AY229","v":0},{"$f":"'EnPI Table'!AZ229","v":0},{"$f":"'EnPI Table'!BA229","v":0},{"$f":"'EnPI Table'!BB229","v":0},{"$f":"'EnPI Table'!BC229","v":0},{"$f":"'EnPI Table'!BD229","v":0},{"$f":"'EnPI Table'!BE229","v":0},{"$f":"'EnPI Table'!BF229","v":0},{"$f":"'EnPI Table'!BG229","v":0},{"$f":"'EnPI Table'!BH229","v":0},{"$f":"'EnPI Table'!BI229","v":0},{"$f":"'EnPI Table'!BJ229","v":0},{"$f":"'EnPI Table'!BK229","v":0},{"$f":"'EnPI Table'!BL229","v":0},{"$f":"'EnPI Table'!BM229","v":0},{"$f":"'EnPI Table'!BN229","v":0},{"$f":"'EnPI Table'!BO229","v":0},{"$f":"'EnPI Table'!BP229","v":0},{"$f":"'EnPI Table'!BQ229","v":0},{"$f":"'EnPI Table'!BR229","v":0},{"$f":"'EnPI Table'!BS229","v":0},{"$f":"'EnPI Table'!BT229","v":0},null,{"$f":"'EnPI Table'!H229","v":0},{"$f":"'EnPI Table'!I229","v":0},{"$f":"'EnPI Table'!J229","v":0},{"$f":"'EnPI Table'!K229","v":0},{"$f":"'EnPI Table'!L229","v":0},{"$f":"'EnPI Table'!M229","v":0},{"$f":"'EnPI Table'!N229","v":0},{"$f":"'EnPI Table'!O229","v":0},{"$f":"'EnPI Table'!P229","v":0},{"$f":"'EnPI Table'!Q229","v":0},{"$f":"'EnPI Table'!R229","v":0},{"$f":"'EnPI Table'!S229","v":0},{"$f":"'EnPI Table'!T229","v":0},{"$f":"'EnPI Table'!U229","v":0},{"$f":"'EnPI Table'!V229","v":0},{"$f":"'EnPI Table'!W229","v":0},{"$f":"'EnPI Table'!X229","v":0},{"$f":"'EnPI Table'!Y229","v":0},{"$f":"'EnPI Table'!Z229","v":0},{"$f":"'EnPI Table'!AA229","v":0}]
[{"$f":"'EnPI Table'!A230","v":"2023-05-01"},{"$f":"'EnPI Table'!AF230","v":125},{"$f":"'EnPI Table'!AG230","v":0},{"$f":"'EnPI Table'!AH230","v":0},{"$f":"'EnPI Table'!AI230","v":0},{"$f":"'EnPI Table'!AJ230","v":0},{"$f":"'EnPI Table'!AK230","v":0},{"$f":"'EnPI Table'!AL230","v":0},{"$f":"'EnPI Table'!AM230","v":0},{"$f":"'EnPI Table'!AN230","v":0},{"$f":"'EnPI Table'!AO230","v":0},{"$f":"'EnPI Table'!AP230","v":0},{"$f":"'EnPI Table'!AQ230","v":0},{"$f":"'EnPI Table'!AR230","v":0},{"$f":"'EnPI Table'!AS230","v":0},{"$f":"'EnPI Table'!AT230","v":0},{"$f":"'EnPI Table'!AU230","v":0},{"$f":"'EnPI Table'!AV230","v":0},{"$f":"'EnPI Table'!AW230","v":0},{"$f":"'EnPI Table'!AX230","v":0},{"$f":"'EnPI Table'!AY230","v":0},{"$f":"'EnPI Table'!AZ230","v":0},{"$f":"'EnPI Table'!BA230","v":0},{"$f":"'EnPI Table'!BB230","v":0},{"$f":"'EnPI Table'!BC230","v":0},{"$f":"'EnPI Table'!BD230","v":0},{"$f":"'EnPI Table'!BE230","v":0},{"$f":"'EnPI Table'!BF230","v":0},{"$f":"'EnPI Table'!BG230","v":0},{"$f":"'EnPI Table'!BH230","v":0},{"$f":"'EnPI Table'!BI230","v":0},{"$f":"'EnPI Table'!BJ230","v":0},{"$f":"'EnPI Table'!BK230","v":0},{"$f":"'EnPI Table'!BL230","v":0},{"$f":"'EnPI Table'!BM230","v":0},{"$f":"'EnPI Table'!BN230","v":0},{"$f":"'EnPI Table'!BO230","v":0},{"$f":"'EnPI Table'!BP230","v":0},{"$f":"'EnPI Table'!BQ230","v":0},{"$f":"'EnPI Table'!BR230","v":0},{"$f":"'EnPI Table'!BS230","v":0},{"$f":"'EnPI Table'!BT230","v":0},null,{"$f":"'EnPI Table'!H230","v":0},{"$f":"'EnPI Table'!I230","v":0},{"$f":"'EnPI Table'!J230","v":0},{"$f":"'EnPI Table'!K230","v":0},{"$f":"'EnPI Table'!L230","v":0},{"$f":"'EnPI Table'!M230","v":0},{"$f":"'EnPI Table'!N230","v":0},{"$f":"'EnPI Table'!O230","v":0},{"$f":"'EnPI Table'!P230","v":0},{"$f":"'EnPI Table'!Q230","v":0},{"$f":"'EnPI Table'!R230","v":0},{"$f":"'EnPI Table'!S230","v":0},{"$f":"'EnPI Table'!T230","v":0},{"$f":"'EnPI Table'!U230","v":0},{"$f":"'EnPI Table'!V230","v":0},{"$f":"'EnPI Table'!W230","v":0},{"$f":"'EnPI Table'!X230","v":0},{"$f":"'EnPI Table'!Y230","v":0},{"$f":"'EnPI Table'!Z230","v":0},{"$f":"'EnPI Table'!AA230","v":0}]
[{"$f":"'EnPI Table'!A231","v":"2023-06-01"},{"$f":"'EnPI Table'!AF231","v":126},{"$f":"'EnPI Table'!AG231","v":0},{"$f":"'EnPI Table'!AH231","v":0},{"$f":"'EnPI Table'!AI231","v":0},{"$f":"'EnPI Table'!AJ231","v":0},{"$f":"'EnPI Table'!AK231","v":0},{"$f":"'EnPI Table'!AL231","v":0},{"$f":"'EnPI Table'!AM231","v":0},{"$f":"'EnPI Table'!AN231","v":0},{"$f":"'EnPI Table'!AO231","v":0},{"$f":"'EnPI Table'!AP231","v":0},{"$f":"'EnPI Table'!AQ231","v":0},{"$f":"'EnPI Table'!AR231","v":0},{"$f":"'EnPI Table'!AS231","v":0},{"$f":"'EnPI Table'!AT231","v":0},{"$f":"'EnPI Table'!AU231","v":0},{"$f":"'EnPI Table'!AV231","v":0},{"$f":"'EnPI Table'!AW231","v":0},{"$f":"'EnPI Table'!AX231","v":0},{"$f":"'EnPI Table'!AY231","v":0},{"$f":"'EnPI Table'!AZ231","v":0},{"$f":"'EnPI Table'!BA231","v":0},{"$f":"'EnPI Table'!BB231","v":0},{"$f":"'EnPI Table'!BC231","v":0},{"$f":"'EnPI Table'!BD231","v":0},{"$f":"'EnPI Table'!BE231","v":0},{"$f":"'EnPI Table'!BF231","v":0},{"$f":"'EnPI Table'!BG231","v":0},{"$f":"'EnPI Table'!BH231","v":0},{"$f":"'EnPI Table'!BI231","v":0},{"$f":"'EnPI Table'!BJ231","v":0},{"$f":"'EnPI Table'!BK231","v":0},{"$f":"'EnPI Table'!BL231","v":0},{"$f":"'EnPI Table'!BM231","v":0},{"$f":"'EnPI Table'!BN231","v":0},{"$f":"'EnPI Table'!BO231","v":0},{"$f":"'EnPI Table'!BP231","v":0},{"$f":"'EnPI Table'!BQ231","v":0},{"$f":"'EnPI Table'!BR231","v":0},{"$f":"'EnPI Table'!BS231","v":0},{"$f":"'EnPI Table'!BT231","v":0},null,{"$f":"'EnPI Table'!H231","v":0},{"$f":"'EnPI Table'!I231","v":0},{"$f":"'EnPI Table'!J231","v":0},{"$f":"'EnPI Table'!K231","v":0},{"$f":"'EnPI Table'!L231","v":0},{"$f":"'EnPI Table'!M231","v":0},{"$f":"'EnPI Table'!N231","v":0},{"$f":"'EnPI Table'!O231","v":0},{"$f":"'EnPI Table'!P231","v":0},{"$f":"'EnPI Table'!Q231","v":0},{"$f":"'EnPI Table'!R231","v":0},{"$f":"'EnPI Table'!S231","v":0},{"$f":"'EnPI Table'!T231","v":0},{"$f":"'EnPI Table'!U231","v":0},{"$f":"'EnPI Table'!V231","v":0},{"$f":"'EnPI Table'!W231","v":0},{"$f":"'EnPI Table'!X231","v":0},{"$f":"'EnPI Table'!Y231","v":0},{"$f":"'EnPI Table'!Z231","v":0},{"$f":"'EnPI Table'!AA231","v":0}]
[{"$f":"'EnPI Table'!A232","v":"2023-07-01"},{"$f":"'EnPI Table'!AF232","v":127},{"$f":"'EnPI Table'!AG232","v":0},{"$f":"'EnPI Table'!AH232","v":0},{"$f":"'EnPI Table'!AI232","v":0},{"$f":"'EnPI Table'!AJ232","v":0},{"$f":"'EnPI Table'!AK232","v":0},{"$f":"'EnPI Table'!AL232","v":0},{"$f":"'EnPI Table'!AM232","v":0},{"$f":"'EnPI Table'!AN232","v":0},{"$f":"'EnPI Table'!AO232","v":0},{"$f":"'EnPI Table'!AP232","v":0},{"$f":"'EnPI Table'!AQ232","v":0},{"$f":"'EnPI Table'!AR232","v":0},{"$f":"'EnPI Table'!AS232","v":0},{"$f":"'EnPI Table'!AT232","v":0},{"$f":"'EnPI Table'!AU232","v":0},{"$f":"'EnPI Table'!AV232","v":0},{"$f":"'EnPI Table'!AW232","v":0},{"$f":"'EnPI Table'!AX232","v":0},{"$f":"'EnPI Table'!AY232","v":0},{"$f":"'EnPI Table'!AZ232","v":0},{"$f":"'EnPI Table'!BA232","v":0},{"$f":"'EnPI Table'!BB232","v":0},{"$f":"'EnPI Table'!BC232","v":0},{"$f":"'EnPI Table'!BD232","v":0},{"$f":"'EnPI Table'!BE232","v":0},{"$f":"'EnPI Table'!BF232","v":0},{"$f":"'EnPI Table'!BG232","v":0},{"$f":"'EnPI Table'!BH232","v":0},{"$f":"'EnPI Table'!BI232","v":0},{"$f":"'EnPI Table'!BJ232","v":0},{"$f":"'EnPI Table'!BK232","v":0},{"$f":"'EnPI Table'!BL232","v":0},{"$f":"'EnPI Table'!BM232","v":0},{"$f":"'EnPI Table'!BN232","v":0},{"$f":"'EnPI Table'!BO232","v":0},{"$f":"'EnPI Table'!BP232","v":0},{"$f":"'EnPI Table'!BQ232","v":0},{"$f":"'EnPI Table'!BR232","v":0},{"$f":"'EnPI Table'!BS232","v":0},{"$f":"'EnPI Table'!BT232","v":0},null,{"$f":"'EnPI Table'!H232","v":0},{"$f":"'EnPI Table'!I232","v":0},{"$f":"'EnPI Table'!J232","v":0},{"$f":"'EnPI Table'!K232","v":0},{"$f":"'EnPI Table'!L232","v":0},{"$f":"'EnPI Table'!M232","v":0},{"$f":"'EnPI Table'!N232","v":0},{"$f":"'EnPI Table'!O232","v":0},{"$f":"'EnPI Table'!P232","v":0},{"$f":"'EnPI Table'!Q232","v":0},{"$f":"'EnPI Table'!R232","v":0},{"$f":"'EnPI Table'!S232","v":0},{"$f":"'EnPI Table'!T232","v":0},{"$f":"'EnPI Table'!U232","v":0},{"$f":"'EnPI Table'!V232","v":0},{"$f":"'EnPI Table'!W232","v":0},{"$f":"'EnPI Table'!X232","v":0},{"$f":"'EnPI Table'!Y232","v":0},{"$f":"'EnPI Table'!Z232","v":0},{"$f":"'EnPI Table'!AA232","v":0}]
[{"$f":"'EnPI Table'!A233","v":"2023-08-01"},{"$f":"'EnPI Table'!AF233","v":128},{"$f":"'EnPI Table'!AG233","v":0},{"$f":"'EnPI Table'!AH233","v":0},{"$f":"'EnPI Table'!AI233","v":0},{"$f":"'EnPI Table'!AJ233","v":0},{"$f":"'EnPI Table'!AK233","v":0},{"$f":"'EnPI Table'!AL233","v":0},{"$f":"'EnPI Table'!AM233","v":0},{"$f":"'EnPI Table'!AN233","v":0},{"$f":"'EnPI Table'!AO233","v":0},{"$f":"'EnPI Table'!AP233","v":0},{"$f":"'EnPI Table'!AQ233","v":0},{"$f":"'EnPI Table'!AR233","v":0},{"$f":"'EnPI Table'!AS233","v":0},{"$f":"'EnPI Table'!AT233","v":0},{"$f":"'EnPI Table'!AU233","v":0},{"$f":"'EnPI Table'!AV233","v":0},{"$f":"'EnPI Table'!AW233","v":0},{"$f":"'EnPI Table'!AX233","v":0},{"$f":"'EnPI Table'!AY233","v":0},{"$f":"'EnPI Table'!AZ233","v":0},{"$f":"'EnPI Table'!BA233","v":0},{"$f":"'EnPI Table'!BB233","v":0},{"$f":"'EnPI Table'!BC233","v":0},{"$f":"'EnPI Table'!BD233","v":0},{"$f":"'EnPI Table'!BE233","v":0},{"$f":"'EnPI Table'!BF233","v":0},{"$f":"'EnPI Table'!BG233","v":0},{"$f":"'EnPI Table'!BH233","v":0},{"$f":"'EnPI Table'!BI233","v":0},{"$f":"'EnPI Table'!BJ233","v":0},{"$f":"'EnPI Table'!BK233","v":0},{"$f":"'EnPI Table'!BL233","v":0},{"$f":"'EnPI Table'!BM233","v":0},{"$f":"'EnPI Table'!BN233","v":0},{"$f":"'EnPI Table'!BO233","v":0},{"$f":"'EnPI Table'!BP233","v":0},{"$f":"'EnPI Table'!BQ233","v":0},{"$f":"'EnPI Table'!BR233","v":0},{"$f":"'EnPI Table'!BS233","v":0},{"$f":"'EnPI Table'!BT233","v":0},null,{"$f":"'EnPI Table'!H233","v":0},{"$f":"'EnPI Table'!I233","v":0},{"$f":"'EnPI Table'!J233","v":0},{"$f":"'EnPI Table'!K233","v":0},{"$f":"'EnPI Table'!L233","v":0},{"$f":"'EnPI Table'!M233","v":0},{"$f":"'EnPI Table'!N233","v":0},{"$f":"'EnPI Table'!O233","v":0},{"$f":"'EnPI Table'!P233","v":0},{"$f":"'EnPI Table'!Q233","v":0},{"$f":"'EnPI Table'!R233","v":0},{"$f":"'EnPI Table'!S233","v":0},{"$f":"'EnPI Table'!T233","v":0},{"$f":"'EnPI Table'!U233","v":0},{"$f":"'EnPI Table'!V233","v":0},{"$f":"'EnPI Table'!W233","v":0},{"$f":"'EnPI Table'!X233","v":0},{"$f":"'EnPI Table'!Y233","v":0},{"$f":"'EnPI Table'!Z233","v":0},{"$f":"'EnPI Table'!AA233","v":0}]
[{"$f":"'EnPI Table'!A234","v":"2023-09-01"},{"$f":"'EnPI Table'!AF234","v":129},{"$f":"'EnPI Table'!AG234","v":0},{"$f":"'EnPI Table'!AH234","v":0},{"$f":"'EnPI Table'!AI234","v":0},{"$f":"'EnPI Table'!AJ234","v":0},{"$f":"'EnPI Table'!AK234","v":0},{"$f":"'EnPI Table'!AL234","v":0},{"$f":"'EnPI Table'!AM234","v":0},{"$f":"'EnPI Table'!AN234","v":0},{"$f":"'EnPI Table'!AO234","v":0},{"$f":"'EnPI Table'!AP234","v":0},{"$f":"'EnPI Table'!AQ234","v":0},{"$f":"'EnPI Table'!AR234","v":0},{"$f":"'EnPI Table'!AS234","v":0},{"$f":"'EnPI Table'!AT234","v":0},{"$f":"'EnPI Table'!AU234","v":0},{"$f":"'EnPI Table'!AV234","v":0},{"$f":"'EnPI Table'!AW234","v":0},{"$f":"'EnPI Table'!AX234","v":0},{"$f":"'EnPI Table'!AY234","v":0},{"$f":"'EnPI Table'!AZ234","v":0},{"$f":"'EnPI Table'!BA234","v":0},{"$f":"'EnPI Table'!BB234","v":0},{"$f":"'EnPI Table'!BC234","v":0},{"$f":"'EnPI Table'!BD234","v":0},{"$f":"'EnPI Table'!BE234","v":0},{"$f":"'EnPI Table'!BF234","v":0},{"$f":"'EnPI Table'!BG234","v":0},{"$f":"'EnPI Table'!BH234","v":0},{"$f":"'EnPI Table'!BI234","v":0},{"$f":"'EnPI Table'!BJ234","v":0},{"$f":"'EnPI Table'!BK234","v":0},{"$f":"'EnPI Table'!BL234","v":0},{"$f":"'EnPI Table'!BM234","v":0},{"$f":"'EnPI Table'!BN234","v":0},{"$f":"'EnPI Table'!BO234","v":0},{"$f":"'EnPI Table'!BP234","v":0},{"$f":"'EnPI Table'!BQ234","v":0},{"$f":"'EnPI Table'!BR234","v":0},{"$f":"'EnPI Table'!BS234","v":0},{"$f":"'EnPI Table'!BT234","v":0},null,{"$f":"'EnPI Table'!H234","v":0},{"$f":"'EnPI Table'!I234","v":0},{"$f":"'EnPI Table'!J234","v":0},{"$f":"'EnPI Table'!K234","v":0},{"$f":"'EnPI Table'!L234","v":0},{"$f":"'EnPI Table'!M234","v":0},{"$f":"'EnPI Table'!N234","v":0},{"$f":"'EnPI Table'!O234","v":0},{"$f":"'EnPI Table'!P234","v":0},{"$f":"'EnPI Table'!Q234","v":0},{"$f":"'EnPI Table'!R234","v":0},{"$f":"'EnPI Table'!S234","v":0},{"$f":"'EnPI Table'!T234","v":0},{"$f":"'EnPI Table'!U234","v":0},{"$f":"'EnPI Table'!V234","v":0},{"$f":"'EnPI Table'!W234","v":0},{"$f":"'EnPI Table'!X234","v":0},{"$f":"'EnPI Table'!Y234","v":0},{"$f":"'EnPI Table'!Z234","v":0},{"$f":"'EnPI Table'!AA234","v":0}]
[{"$f":"'EnPI Table'!A235","v":"2023-10-01"},{"$f":"'EnPI Table'!AF235","v":130},{"$f":"'EnPI Table'!AG235","v":0},{"$f":"'EnPI Table'!AH235","v":0},{"$f":"'EnPI Table'!AI235","v":0},{"$f":"'EnPI Table'!AJ235","v":0},{"$f":"'EnPI Table'!AK235","v":0},{"$f":"'EnPI Table'!AL235","v":0},{"$f":"'EnPI Table'!AM235","v":0},{"$f":"'EnPI Table'!AN235","v":0},{"$f":"'EnPI Table'!AO235","v":0},{"$f":"'EnPI Table'!AP235","v":0},{"$f":"'EnPI Table'!AQ235","v":0},{"$f":"'EnPI Table'!AR235","v":0},{"$f":"'EnPI Table'!AS235","v":0},{"$f":"'EnPI Table'!AT235","v":0},{"$f":"'EnPI Table'!AU235","v":0},{"$f":"'EnPI Table'!AV235","v":0},{"$f":"'EnPI Table'!AW235","v":0},{"$f":"'EnPI Table'!AX235","v":0},{"$f":"'EnPI Table'!AY235","v":0},{"$f":"'EnPI Table'!AZ235","v":0},{"$f":"'EnPI Table'!BA235","v":0},{"$f":"'EnPI Table'!BB235","v":0},{"$f":"'EnPI Table'!BC235","v":0},{"$f":"'EnPI Table'!BD235","v":0},{"$f":"'EnPI Table'!BE235","v":0},{"$f":"'EnPI Table'!BF235","v":0},{"$f":"'EnPI Table'!BG235","v":0},{"$f":"'EnPI Table'!BH235","v":0},{"$f":"'EnPI Table'!BI235","v":0},{"$f":"'EnPI Table'!BJ235","v":0},{"$f":"'EnPI Table'!BK235","v":0},{"$f":"'EnPI Table'!BL235","v":0},{"$f":"'EnPI Table'!BM235","v":0},{"$f":"'EnPI Table'!BN235","v":0},{"$f":"'EnPI Table'!BO235","v":0},{"$f":"'EnPI Table'!BP235","v":0},{"$f":"'EnPI Table'!BQ235","v":0},{"$f":"'EnPI Table'!BR235","v":0},{"$f":"'EnPI Table'!BS235","v":0},{"$f":"'EnPI Table'!BT235","v":0},null,{"$f":"'EnPI Table'!H235","v":0},{"$f":"'EnPI Table'!I235","v":0},{"$f":"'EnPI Table'!J235","v":0},{"$f":"'EnPI Table'!K235","v":0},{"$f":"'EnPI Table'!L235","v":0},{"$f":"'EnPI Table'!M235","v":0},{"$f":"'EnPI Table'!N235","v":0},{"$f":"'EnPI Table'!O235","v":0},{"$f":"'EnPI Table'!P235","v":0},{"$f":"'EnPI Table'!Q235","v":0},{"$f":"'EnPI Table'!R235","v":0},{"$f":"'EnPI Table'!S235","v":0},{"$f":"'EnPI Table'!T235","v":0},{"$f":"'EnPI Table'!U235","v":0},{"$f":"'EnPI Table'!V235","v":0},{"$f":"'EnPI Table'!W235","v":0},{"$f":"'EnPI Table'!X235","v":0},{"$f":"'EnPI Table'!Y235","v":0},{"$f":"'EnPI Table'!Z235","v":0},{"$f":"'EnPI Table'!AA235","v":0}]
[{"$f":"'EnPI Table'!A236","v":"2023-11-01"},{"$f":"'EnPI Table'!AF236","v":131},{"$f":"'EnPI Table'!AG236","v":0},{"$f":"'EnPI Table'!AH236","v":0},{"$f":"'EnPI Table'!AI236","v":0},{"$f":"'EnPI Table'!AJ236","v":0},{"$f":"'EnPI Table'!AK236","v":0},{"$f":"'EnPI Table'!AL236","v":0},{"$f":"'EnPI Table'!AM236","v":0},{"$f":"'EnPI Table'!AN236","v":0},{"$f":"'EnPI Table'!AO236","v":0},{"$f":"'EnPI Table'!AP236","v":0},{"$f":"'EnPI Table'!AQ236","v":0},{"$f":"'EnPI Table'!AR236","v":0},{"$f":"'EnPI Table'!AS236","v":0},{"$f":"'EnPI Table'!AT236","v":0},{"$f":"'EnPI Table'!AU236","v":0},{"$f":"'EnPI Table'!AV236","v":0},{"$f":"'EnPI Table'!AW236","v":0},{"$f":"'EnPI Table'!AX236","v":0},{"$f":"'EnPI Table'!AY236","v":0},{"$f":"'EnPI Table'!AZ236","v":0},{"$f":"'EnPI Table'!BA236","v":0},{"$f":"'EnPI Table'!BB236","v":0},{"$f":"'EnPI Table'!BC236","v":0},{"$f":"'EnPI Table'!BD236","v":0},{"$f":"'EnPI Table'!BE236","v":0},{"$f":"'EnPI Table'!BF236","v":0},{"$f":"'EnPI Table'!BG236","v":0},{"$f":"'EnPI Table'!BH236","v":0},{"$f":"'EnPI Table'!BI236","v":0},{"$f":"'EnPI Table'!BJ236","v":0},{"$f":"'EnPI Table'!BK236","v":0},{"$f":"'EnPI Table'!BL236","v":0},{"$f":"'EnPI Table'!BM236","v":0},{"$f":"'EnPI Table'!BN236","v":0},{"$f":"'EnPI Table'!BO236","v":0},{"$f":"'EnPI Table'!BP236","v":0},{"$f":"'EnPI Table'!BQ236","v":0},{"$f":"'EnPI Table'!BR236","v":0},{"$f":"'EnPI Table'!BS236","v":0},{"$f":"'EnPI Table'!BT236","v":0},null,{"$f":"'EnPI Table'!H236","v":0},{"$f":"'EnPI Table'!I236","v":0},{"$f":"'EnPI Table'!J236","v":0},{"$f":"'EnPI Table'!K236","v":0},{"$f":"'EnPI Table'!L236","v":0},{"$f":"'EnPI Table'!M236","v":0},{"$f":"'EnPI Table'!N236","v":0},{"$f":"'EnPI Table'!O236","v":0},{"$f":"'EnPI Table'!P236","v":0},{"$f":"'EnPI Table'!Q236","v":0},{"$f":"'EnPI Table'!R236","v":0},{"$f":"'EnPI Table'!S236","v":0},{"$f":"'EnPI Table'!T236","v":0},{"$f":"'EnPI Table'!U236","v":0},{"$f":"'EnPI Table'!V236","v":0},{"$f":"'EnPI Table'!W236","v":0},{"$f":"'EnPI Table'!X236","v":0},{"$f":"'EnPI Table'!Y236","v":0},{"$f":"'EnPI Table'!Z236","v":0},{"$f":"'EnPI Table'!AA236","v":0}]
[{"$f":"'EnPI Table'!A237","v":"2023-12-01"},{"$f":"'EnPI Table'!AF237","v":132},{"$f":"'EnPI Table'!AG237","v":0},{"$f":"'EnPI Table'!AH237","v":0},{"$f":"'EnPI Table'!AI237","v":0},{"$f":"'EnPI Table'!AJ237","v":0},{"$f":"'EnPI Table'!AK237","v":0},{"$f":"'EnPI Table'!AL237","v":0},{"$f":"'EnPI Table'!AM237","v":0},{"$f":"'EnPI Table'!AN237","v":0},{"$f":"'EnPI Table'!AO237","v":0},{"$f":"'EnPI Table'!AP237","v":0},{"$f":"'EnPI Table'!AQ237","v":0},{"$f":"'EnPI Table'!AR237","v":0},{"$f":"'EnPI Table'!AS237","v":0},{"$f":"'EnPI Table'!AT237","v":0},{"$f":"'EnPI Table'!AU237","v":0},{"$f":"'EnPI Table'!AV237","v":0},{"$f":"'EnPI Table'!AW237","v":0},{"$f":"'EnPI Table'!AX237","v":0},{"$f":"'EnPI Table'!AY237","v":0},{"$f":"'EnPI Table'!AZ237","v":0},{"$f":"'EnPI Table'!BA237","v":0},{"$f":"'EnPI Table'!BB237","v":0},{"$f":"'EnPI Table'!BC237","v":0},{"$f":"'EnPI Table'!BD237","v":0},{"$f":"'EnPI Table'!BE237","v":0},{"$f":"'EnPI Table'!BF237","v":0},{"$f":"'EnPI Table'!BG237","v":0},{"$f":"'EnPI Table'!BH237","v":0},{"$f":"'EnPI Table'!BI237","v":0},{"$f":"'EnPI Table'!BJ237","v":0},{"$f":"'EnPI Table'!BK237","v":0},{"$f":"'EnPI Table'!BL237","v":0},{"$f":"'EnPI Table'!BM237","v":0},{"$f":"'EnPI Table'!BN237","v":0},{"$f":"'EnPI Table'!BO237","v":0},{"$f":"'EnPI Table'!BP237","v":0},{"$f":"'EnPI Table'!BQ237","v":0},{"$f":"'EnPI Table'!BR237","v":0},{"$f":"'EnPI Table'!BS237","v":0},{"$f":"'EnPI Table'!BT237","v":0},null,{"$f":"'EnPI Table'!H237","v":0},{"$f":"'EnPI Table'!I237","v":0},{"$f":"'EnPI Table'!J237","v":0},{"$f":"'EnPI Table'!K237","v":0},{"$f":"'EnPI Table'!L237","v":0},{"$f":"'EnPI Table'!M237","v":0},{"$f":"'EnPI Table'!N237","v":0},{"$f":"'EnPI Table'!O237","v":0},{"$f":"'EnPI Table'!P237","v":0},{"$f":"'EnPI Table'!Q237","v":0},{"$f":"'EnPI Table'!R237","v":0},{"$f":"'EnPI Table'!S237","v":0},{"$f":"'EnPI Table'!T237","v":0},{"$f":"'EnPI Table'!U237","v":0},{"$f":"'EnPI Table'!V237","v":0},{"$f":"'EnPI Table'!W237","v":0},{"$f":"'EnPI Table'!X237","v":0},{"$f":"'EnPI Table'!Y237","v":0},{"$f":"'EnPI Table'!Z237","v":0},{"$f":"'EnPI Table'!AA237","v":0}]
[{"$f":"'EnPI Table'!A238","v":"2024-01-01"},{"$f":"'EnPI Table'!AF238","v":109},{"$f":"'EnPI Table'!AG238","v":0},{"$f":"'EnPI Table'!AH238","v":0},{"$f":"'EnPI Table'!AI238","v":0},{"$f":"'EnPI Table'!AJ238","v":0},{"$f":"'EnPI Table'!AK238","v":0},{"$f":"'EnPI Table'!AL238","v":0},{"$f":"'EnPI Table'!AM238","v":0},{"$f":"'EnPI Table'!AN238","v":0},{"$f":"'EnPI Table'!AO238","v":0},{"$f":"'EnPI Table'!AP238","v":0},{"$f":"'EnPI Table'!AQ238","v":0},{"$f":"'EnPI Table'!AR238","v":0},{"$f":"'EnPI Table'!AS238","v":0},{"$f":"'EnPI Table'!AT238","v":0},{"$f":"'EnPI Table'!AU238","v":0},{"$f":"'EnPI Table'!AV238","v":0},{"$f":"'EnPI Table'!AW238","v":0},{"$f":"'EnPI Table'!AX238","v":0},{"$f":"'EnPI Table'!AY238","v":0},{"$f":"'EnPI Table'!AZ238","v":0},{"$f":"'EnPI Table'!BA238","v":0},{"$f":"'EnPI Table'!BB238","v":0},{"$f":"'EnPI Table'!BC238","v":0},{"$f":"'EnPI Table'!BD238","v":0},{"$f":"'EnPI Table'!BE238","v":0},{"$f":"'EnPI Table'!BF238","v":0},{"$f":"'EnPI Table'!BG238","v":0},{"$f":"'EnPI Table'!BH238","v":0},{"$f":"'EnPI Table'!BI238","v":0},{"$f":"'EnPI Table'!BJ238","v":0},{"$f":"'EnPI Table'!BK238","v":0},{"$f":"'EnPI Table'!BL238","v":0},{"$f":"'EnPI Table'!BM238","v":0},{"$f":"'EnPI Table'!BN238","v":0},{"$f":"'EnPI Table'!BO238","v":0},{"$f":"'EnPI Table'!BP238","v":0},{"$f":"'EnPI Table'!BQ238","v":0},{"$f":"'EnPI Table'!BR238","v":0},{"$f":"'EnPI Table'!BS238","v":0},{"$f":"'EnPI Table'!BT238","v":0},null,{"$f":"'EnPI Table'!H238","v":0},{"$f":"'EnPI Table'!I238","v":0},{"$f":"'EnPI Table'!J238","v":0},{"$f":"'EnPI Table'!K238","v":0},{"$f":"'EnPI Table'!L238","v":0},{"$f":"'EnPI Table'!M238","v":0},{"$f":"'EnPI Table'!N238","v":0},{"$f":"'EnPI Table'!O238","v":0},{"$f":"'EnPI Table'!P238","v":0},{"$f":"'EnPI Table'!Q238","v":0},{"$f":"'EnPI Table'!R238","v":0},{"$f":"'EnPI Table'!S238","v":0},{"$f":"'EnPI Table'!T238","v":0},{"$f":"'EnPI Table'!U238","v":0},{"$f":"'EnPI Table'!V238","v":0},{"$f":"'EnPI Table'!W238","v":0},{"$f":"'EnPI Table'!X238","v":0},{"$f":"'EnPI Table'!Y238","v":0},{"$f":"'EnPI Table'!Z238","v":0},{"$f":"'EnPI Table'!AA238","v":0}]
[{"$f":"'EnPI Table'!A239","v":"2024-02-01"},{"$f":"'EnPI Table'!AF239","v":110},{"$f":"'EnPI Table'!AG239","v":0},{"$f":"'EnPI Table'!AH239","v":0},{"$f":"'EnPI Table'!AI239","v":0},{"$f":"'EnPI Table'!AJ239","v":0},{"$f":"'EnPI Table'!AK239","v":0},{"$f":"'EnPI Table'!AL239","v":0},{"$f":"'EnPI Table'!AM239","v":0},{"$f":"'EnPI Table'!AN239","v":0},{"$f":"'EnPI Table'!AO239","v":0},{"$f":"'EnPI Table'!AP239","v":0},{"$f":"'EnPI Table'!AQ239","v":0},{"$f":"'EnPI Table'!AR239","v":0},{"$f":"'EnPI Table'!AS239","v":0},{"$f":"'EnPI Table'!AT239","v":0},{"$f":"'EnPI Table'!AU239","v":0},{"$f":"'EnPI Table'!AV239","v":0},{"$f":"'EnPI Table'!AW239","v":0},{"$f":"'EnPI Table'!AX239","v":0},{"$f":"'EnPI Table'!AY239","v":0},{"$f":"'EnPI Table'!AZ239","v":0},{"$f":"'EnPI Table'!BA239","v":0},{"$f":"'EnPI Table'!BB239","v":0},{"$f":"'EnPI Table'!BC239","v":0},{"$f":"'EnPI Table'!BD239","v":0},{"$f":"'EnPI Table'!BE239","v":0},{"$f":"'EnPI Table'!BF239","v":0},{"$f":"'EnPI Table'!BG239","v":0},{"$f":"'EnPI Table'!BH239","v":0},{"$f":"'EnPI Table'!BI239","v":0},{"$f":"'EnPI Table'!BJ239","v":0},{"$f":"'EnPI Table'!BK239","v":0},{"$f":"'EnPI Table'!BL239","v":0},{"$f":"'EnPI Table'!BM239","v":0},{"$f":"'EnPI Table'!BN239","v":0},{"$f":"'EnPI Table'!BO239","v":0},{"$f":"'EnPI Table'!BP239","v":0},{"$f":"'EnPI Table'!BQ239","v":0},{"$f":"'EnPI Table'!BR239","v":0},{"$f":"'EnPI Table'!BS239","v":0},{"$f":"'EnPI Table'!BT239","v":0},null,{"$f":"'EnPI Table'!H239","v":0},{"$f":"'EnPI Table'!I239","v":0},{"$f":"'EnPI Table'!J239","v":0},{"$f":"'EnPI Table'!K239","v":0},{"$f":"'EnPI Table'!L239","v":0},{"$f":"'EnPI Table'!M239","v":0},{"$f":"'EnPI Table'!N239","v":0},{"$f":"'EnPI Table'!O239","v":0},{"$f":"'EnPI Table'!P239","v":0},{"$f":"'EnPI Table'!Q239","v":0},{"$f":"'EnPI Table'!R239","v":0},{"$f":"'EnPI Table'!S239","v":0},{"$f":"'EnPI Table'!T239","v":0},{"$f":"'EnPI Table'!U239","v":0},{"$f":"'EnPI Table'!V239","v":0},{"$f":"'EnPI Table'!W239","v":0},{"$f":"'EnPI Table'!X239","v":0},{"$f":"'EnPI Table'!Y239","v":0},{"$f":"'EnPI Table'!Z239","v":0},{"$f":"'EnPI Table'!AA239","v":0}]
[{"$f":"'EnPI Table'!A240","v":"2024-03-01"},{"$f":"'EnPI Table'!AF240","v":111},{"$f":"'EnPI Table'!AG240","v":0},{"$f":"'EnPI Table'!AH240","v":0},{"$f":"'EnPI Table'!AI240","v":0},{"$f":"'EnPI Table'!AJ240","v":0},{"$f":"'EnPI Table'!AK240","v":0},{"$f":"'EnPI Table'!AL240","v":0},{"$f":"'EnPI Table'!AM240","v":0},{"$f":"'EnPI Table'!AN240","v":0},{"$f":"'EnPI Table'!AO240","v":0},{"$f":"'EnPI Table'!AP240","v":0},{"$f":"'EnPI Table'!AQ240","v":0},{"$f":"'EnPI Table'!AR240","v":0},{"$f":"'EnPI Table'!AS240","v":0},{"$f":"'EnPI Table'!AT240","v":0},{"$f":"'EnPI Table'!AU240","v":0},{"$f":"'EnPI Table'!AV240","v":0},{"$f":"'EnPI Table'!AW240","v":0},{"$f":"'EnPI Table'!AX240","v":0},{"$f":"'EnPI Table'!AY240","v":0},{"$f":"'EnPI Table'!AZ240","v":0},{"$f":"'EnPI Table'!BA240","v":0},{"$f":"'EnPI Table'!BB240","v":0},{"$f":"'EnPI Table'!BC240","v":0},{"$f":"'EnPI Table'!BD240","v":0},{"$f":"'EnPI Table'!BE240","v":0},{"$f":"'EnPI Table'!BF240","v":0},{"$f":"'EnPI Table'!BG240","v":0},{"$f":"'EnPI Table'!BH240","v":0},{"$f":"'EnPI Table'!BI240","v":0},{"$f":"'EnPI Table'!BJ240","v":0},{"$f":"'EnPI Table'!BK240","v":0},{"$f":"'EnPI Table'!BL240","v":0},{"$f":"'EnPI Table'!BM240","v":0},{"$f":"'EnPI Table'!BN240","v":0},{"$f":"'EnPI Table'!BO240","v":0},{"$f":"'EnPI Table'!BP240","v":0},{"$f":"'EnPI Table'!BQ240","v":0},{"$f":"'EnPI Table'!BR240","v":0},{"$f":"'EnPI Table'!BS240","v":0},{"$f":"'EnPI Table'!BT240","v":0},null,{"$f":"'EnPI Table'!H240","v":0},{"$f":"'EnPI Table'!I240","v":0},{"$f":"'EnPI Table'!J240","v":0},{"$f":"'EnPI Table'!K240","v":0},{"$f":"'EnPI Table'!L240","v":0},{"$f":"'EnPI Table'!M240","v":0},{"$f":"'EnPI Table'!N240","v":0},{"$f":"'EnPI Table'!O240","v":0},{"$f":"'EnPI Table'!P240","v":0},{"$f":"'EnPI Table'!Q240","v":0},{"$f":"'EnPI Table'!R240","v":0},{"$f":"'EnPI Table'!S240","v":0},{"$f":"'EnPI Table'!T240","v":0},{"$f":"'EnPI Table'!U240","v":0},{"$f":"'EnPI Table'!V240","v":0},{"$f":"'EnPI Table'!W240","v":0},{"$f":"'EnPI Table'!X240","v":0},{"$f":"'EnPI Table'!Y240","v":0},{"$f":"'EnPI Table'!Z240","v":0},{"$f":"'EnPI Table'!AA240","v":0}]
[{"$f":"'EnPI Table'!A241","v":"2024-04-01"},{"$f":"'EnPI Table'!AF241","v":112},{"$f":"'EnPI Table'!AG241","v":0},{"$f":"'EnPI Table'!AH241","v":0},{"$f":"'EnPI Table'!AI241","v":0},{"$f":"'EnPI Table'!AJ241","v":0},{"$f":"'EnPI Table'!AK241","v":0},{"$f":"'EnPI Table'!AL241","v":0},{"$f":"'EnPI Table'!AM241","v":0},{"$f":"'EnPI Table'!AN241","v":0},{"$f":"'EnPI Table'!AO241","v":0},{"$f":"'EnPI Table'!AP241","v":0},{"$f":"'EnPI Table'!AQ241","v":0},{"$f":"'EnPI Table'!AR241","v":0},{"$f":"'EnPI Table'!AS241","v":0},{"$f":"'EnPI Table'!AT241","v":0},{"$f":"'EnPI Table'!AU241","v":0},{"$f":"'EnPI Table'!AV241","v":0},{"$f":"'EnPI Table'!AW241","v":0},{"$f":"'EnPI Table'!AX241","v":0},{"$f":"'EnPI Table'!AY241","v":0},{"$f":"'EnPI Table'!AZ241","v":0},{"$f":"'EnPI Table'!BA241","v":0},{"$f":"'EnPI Table'!BB241","v":0},{"$f":"'EnPI Table'!BC241","v":0},{"$f":"'EnPI Table'!BD241","v":0},{"$f":"'EnPI Table'!BE241","v":0},{"$f":"'EnPI Table'!BF241","v":0},{"$f":"'EnPI Table'!BG241","v":0},{"$f":"'EnPI Table'!BH241","v":0},{"$f":"'EnPI Table'!BI241","v":0},{"$f":"'EnPI Table'!BJ241","v":0},{"$f":"'EnPI Table'!BK241","v":0},{"$f":"'EnPI Table'!BL241","v":0},{"$f":"'EnPI Table'!BM241","v":0},{"$f":"'EnPI Table'!BN241","v":0},{"$f":"'EnPI Table'!BO241","v":0},{"$f":"'EnPI Table'!BP241","v":0},{"$f":"'EnPI Table'!BQ241","v":0},{"$f":"'EnPI Table'!BR241","v":0},{"$f":"'EnPI Table'!BS241","v":0},{"$f":"'EnPI Table'!BT241","v":0},null,{"$f":"'EnPI Table'!H241","v":0},{"$f":"'EnPI Table'!I241","v":0},{"$f":"'EnPI Table'!J241","v":0},{"$f":"'EnPI Table'!K241","v":0},{"$f":"'EnPI Table'!L241","v":0},{"$f":"'EnPI Table'!M241","v":0},{"$f":"'EnPI Table'!N241","v":0},{"$f":"'EnPI Table'!O241","v":0},{"$f":"'EnPI Table'!P241","v":0},{"$f":"'EnPI Table'!Q241","v":0},{"$f":"'EnPI Table'!R241","v":0},{"$f":"'EnPI Table'!S241","v":0},{"$f":"'EnPI Table'!T241","v":0},{"$f":"'EnPI Table'!U241","v":0},{"$f":"'EnPI Table'!V241","v":0},{"$f":"'EnPI Table'!W241","v":0},{"$f":"'EnPI Table'!X241","v":0},{"$f":"'EnPI Table'!Y241","v":0},{"$f":"'EnPI Table'!Z241","v":0},{"$f":"'EnPI Table'!AA241","v":0}]
[{"$f":"'EnPI Table'!A242","v":"2024-05-01"},{"$f":"'EnPI Table'!AF242","v":113},{"$f":"'EnPI Table'!AG242","v":0},{"$f":"'EnPI Table'!AH242","v":0},{"$f":"'EnPI Table'!AI242","v":0},{"$f":"'EnPI Table'!AJ242","v":0},{"$f":"'EnPI Table'!AK242","v":0},{"$f":"'EnPI Table'!AL242","v":0},{"$f":"'EnPI Table'!AM242","v":0},{"$f":"'EnPI Table'!AN242","v":0},{"$f":"'EnPI Table'!AO242","v":0},{"$f":"'EnPI Table'!AP242","v":0},{"$f":"'EnPI Table'!AQ242","v":0},{"$f":"'EnPI Table'!AR242","v":0},{"$f":"'EnPI Table'!AS242","v":0},{"$f":"'EnPI Table'!AT242","v":0},{"$f":"'EnPI Table'!AU242","v":0},{"$f":"'EnPI Table'!AV242","v":0},{"$f":"'EnPI Table'!AW242","v":0},{"$f":"'EnPI Table'!AX242","v":0},{"$f":"'EnPI Table'!AY242","v":0},{"$f":"'EnPI Table'!AZ242","v":0},{"$f":"'EnPI Table'!BA242","v":0},{"$f":"'EnPI Table'!BB242","v":0},{"$f":"'EnPI Table'!BC242","v":0},{"$f":"'EnPI Table'!BD242","v":0},{"$f":"'EnPI Table'!BE242","v":0},{"$f":"'EnPI Table'!BF242","v":0},{"$f":"'EnPI Table'!BG242","v":0},{"$f":"'EnPI Table'!BH242","v":0},{"$f":"'EnPI Table'!BI242","v":0},{"$f":"'EnPI Table'!BJ242","v":0},{"$f":"'EnPI Table'!BK242","v":0},{"$f":"'EnPI Table'!BL242","v":0},{"$f":"'EnPI Table'!BM242","v":0},{"$f":"'EnPI Table'!BN242","v":0},{"$f":"'EnPI Table'!BO242","v":0},{"$f":"'EnPI Table'!BP242","v":0},{"$f":"'EnPI Table'!BQ242","v":0},{"$f":"'EnPI Table'!BR242","v":0},{"$f":"'EnPI Table'!BS242","v":0},{"$f":"'EnPI Table'!BT242","v":0},null,{"$f":"'EnPI Table'!H242","v":0},{"$f":"'EnPI Table'!I242","v":0},{"$f":"'EnPI Table'!J242","v":0},{"$f":"'EnPI Table'!K242","v":0},{"$f":"'EnPI Table'!L242","v":0},{"$f":"'EnPI Table'!M242","v":0},{"$f":"'EnPI Table'!N242","v":0},{"$f":"'EnPI Table'!O242","v":0},{"$f":"'EnPI Table'!P242","v":0},{"$f":"'EnPI Table'!Q242","v":0},{"$f":"'EnPI Table'!R242","v":0},{"$f":"'EnPI Table'!S242","v":0},{"$f":"'EnPI Table'!T242","v":0},{"$f":"'EnPI Table'!U242","v":0},{"$f":"'EnPI Table'!V242","v":0},{"$f":"'EnPI Table'!W242","v":0},{"$f":"'EnPI Table'!X242","v":0},{"$f":"'EnPI Table'!Y242","v":0},{"$f":"'EnPI Table'!Z242","v":0},{"$f":"'EnPI Table'!AA242","v":0}]
[{"$f":"'EnPI Table'!A243","v":"2024-06-01"},{"$f":"'EnPI Table'!AF243","v":114},{"$f":"'EnPI Table'!AG243","v":0},{"$f":"'EnPI Table'!AH243","v":0},{"$f":"'EnPI Table'!AI243","v":0},{"$f":"'EnPI Table'!AJ243","v":0},{"$f":"'EnPI Table'!AK243","v":0},{"$f":"'EnPI Table'!AL243","v":0},{"$f":"'EnPI Table'!AM243","v":0},{"$f":"'EnPI Table'!AN243","v":0},{"$f":"'EnPI Table'!AO243","v":0},{"$f":"'EnPI Table'!AP243","v":0},{"$f":"'EnPI Table'!AQ243","v":0},{"$f":"'EnPI Table'!AR243","v":0},{"$f":"'EnPI Table'!AS243","v":0},{"$f":"'EnPI Table'!AT243","v":0},{"$f":"'EnPI Table'!AU243","v":0},{"$f":"'EnPI Table'!AV243","v":0},{"$f":"'EnPI Table'!AW243","v":0},{"$f":"'EnPI Table'!AX243","v":0},{"$f":"'EnPI Table'!AY243","v":0},{"$f":"'EnPI Table'!AZ243","v":0},{"$f":"'EnPI Table'!BA243","v":0},{"$f":"'EnPI Table'!BB243","v":0},{"$f":"'EnPI Table'!BC243","v":0},{"$f":"'EnPI Table'!BD243","v":0},{"$f":"'EnPI Table'!BE243","v":0},{"$f":"'EnPI Table'!BF243","v":0},{"$f":"'EnPI Table'!BG243","v":0},{"$f":"'EnPI Table'!BH243","v":0},{"$f":"'EnPI Table'!BI243","v":0},{"$f":"'EnPI Table'!BJ243","v":0},{"$f":"'EnPI Table'!BK243","v":0},{"$f":"'EnPI Table'!BL243","v":0},{"$f":"'EnPI Table'!BM243","v":0},{"$f":"'EnPI Table'!BN243","v":0},{"$f":"'EnPI Table'!BO243","v":0},{"$f":"'EnPI Table'!BP243","v":0},{"$f":"'EnPI Table'!BQ243","v":0},{"$f":"'EnPI Table'!BR243","v":0},{"$f":"'EnPI Table'!BS243","v":0},{"$f":"'EnPI Table'!BT243","v":0},null,{"$f":"'EnPI Table'!H243","v":0},{"$f":"'EnPI Table'!I243","v":0},{"$f":"'EnPI Table'!J243","v":0},{"$f":"'EnPI Table'!K243","v":0},{"$f":"'EnPI Table'!L243","v":0},{"$f":"'EnPI Table'!M243","v":0},{"$f":"'EnPI Table'!N243","v":0},{"$f":"'EnPI Table'!O243","v":0},{"$f":"'EnPI Table'!P243","v":0},{"$f":"'EnPI Table'!Q243","v":0},{"$f":"'EnPI Table'!R243","v":0},{"$f":"'EnPI Table'!S243","v":0},{"$f":"'EnPI Table'!T243","v":0},{"$f":"'EnPI Table'!U243","v":0},{"$f":"'EnPI Table'!V243","v":0},{"$f":"'EnPI Table'!W243","v":0},{"$f":"'EnPI Table'!X243","v":0},{"$f":"'EnPI Table'!Y243","v":0},{"$f":"'EnPI Table'!Z243","v":0},{"$f":"'EnPI Table'!AA243","v":0}]
[{"$f":"'EnPI Table'!A244","v":"2024-07-01"},{"$f":"'EnPI Table'!AF244","v":115},{"$f":"'EnPI Table'!AG244","v":0},{"$f":"'EnPI Table'!AH244","v":0},{"$f":"'EnPI Table'!AI244","v":0},{"$f":"'EnPI Table'!AJ244","v":0},{"$f":"'EnPI Table'!AK244","v":0},{"$f":"'EnPI Table'!AL244","v":0},{"$f":"'EnPI Table'!AM244","v":0},{"$f":"'EnPI Table'!AN244","v":0},{"$f":"'EnPI Table'!AO244","v":0},{"$f":"'EnPI Table'!AP244","v":0},{"$f":"'EnPI Table'!AQ244","v":0},{"$f":"'EnPI Table'!AR244","v":0},{"$f":"'EnPI Table'!AS244","v":0},{"$f":"'EnPI Table'!AT244","v":0},{"$f":"'EnPI Table'!AU244","v":0},{"$f":"'EnPI Table'!AV244","v":0},{"$f":"'EnPI Table'!AW244","v":0},{"$f":"'EnPI Table'!AX244","v":0},{"$f":"'EnPI Table'!AY244","v":0},{"$f":"'EnPI Table'!AZ244","v":0},{"$f":"'EnPI Table'!BA244","v":0},{"$f":"'EnPI Table'!BB244","v":0},{"$f":"'EnPI Table'!BC244","v":0},{"$f":"'EnPI Table'!BD244","v":0},{"$f":"'EnPI Table'!BE244","v":0},{"$f":"'EnPI Table'!BF244","v":0},{"$f":"'EnPI Table'!BG244","v":0},{"$f":"'EnPI Table'!BH244","v":0},{"$f":"'EnPI Table'!BI244","v":0},{"$f":"'EnPI Table'!BJ244","v":0},{"$f":"'EnPI Table'!BK244","v":0},{"$f":"'EnPI Table'!BL244","v":0},{"$f":"'EnPI Table'!BM244","v":0},{"$f":"'EnPI Table'!BN244","v":0},{"$f":"'EnPI Table'!BO244","v":0},{"$f":"'EnPI Table'!BP244","v":0},{"$f":"'EnPI Table'!BQ244","v":0},{"$f":"'EnPI Table'!BR244","v":0},{"$f":"'EnPI Table'!BS244","v":0},{"$f":"'EnPI Table'!BT244","v":0},null,{"$f":"'EnPI Table'!H244","v":0},{"$f":"'EnPI Table'!I244","v":0},{"$f":"'EnPI Table'!J244","v":0},{"$f":"'EnPI Table'!K244","v":0},{"$f":"'EnPI Table'!L244","v":0},{"$f":"'EnPI Table'!M244","v":0},{"$f":"'EnPI Table'!N244","v":0},{"$f":"'EnPI Table'!O244","v":0},{"$f":"'EnPI Table'!P244","v":0},{"$f":"'EnPI Table'!Q244","v":0},{"$f":"'EnPI Table'!R244","v":0},{"$f":"'EnPI Table'!S244","v":0},{"$f":"'EnPI Table'!T244","v":0},{"$f":"'EnPI Table'!U244","v":0},{"$f":"'EnPI Table'!V244","v":0},{"$f":"'EnPI Table'!W244","v":0},{"$f":"'EnPI Table'!X244","v":0},{"$f":"'EnPI Table'!Y244","v":0},{"$f":"'EnPI Table'!Z244","v":0},{"$f":"'EnPI Table'!AA244","v":0}]
[{"$f":"'EnPI Table'!A245","v":"2024-08-01"},{"$f":"'EnPI Table'!AF245","v":116},{"$f":"'EnPI Table'!AG245","v":0},{"$f":"'EnPI Table'!AH245","v":0},{"$f":"'EnPI Table'!AI245","v":0},{"$f":"'EnPI Table'!AJ245","v":0},{"$f":"'EnPI Table'!AK245","v":0},{"$f":"'EnPI Table'!AL245","v":0},{"$f":"'EnPI Table'!AM245","v":0},{"$f":"'EnPI Table'!AN245","v":0},{"$f":"'EnPI Table'!AO245","v":0},{"$f":"'EnPI Table'!AP245","v":0},{"$f":"'EnPI Table'!AQ245","v":0},{"$f":"'EnPI Table'!AR245","v":0},{"$f":"'EnPI Table'!AS245","v":0},{"$f":"'EnPI Table'!AT245","v":0},{"$f":"'EnPI Table'!AU245","v":0},{"$f":"'EnPI Table'!AV245","v":0},{"$f":"'EnPI Table'!AW245","v":0},{"$f":"'EnPI Table'!AX245","v":0},{"$f":"'EnPI Table'!AY245","v":0},{"$f":"'EnPI Table'!AZ245","v":0},{"$f":"'EnPI Table'!BA245","v":0},{"$f":"'EnPI Table'!BB245","v":0},{"$f":"'EnPI Table'!BC245","v":0},{"$f":"'EnPI Table'!BD245","v":0},{"$f":"'EnPI Table'!BE245","v":0},{"$f":"'EnPI Table'!BF245","v":0},{"$f":"'EnPI Table'!BG245","v":0},{"$f":"'EnPI Table'!BH245","v":0},{"$f":"'EnPI Table'!BI245","v":0},{"$f":"'EnPI Table'!BJ245","v":0},{"$f":"'EnPI Table'!BK245","v":0},{"$f":"'EnPI Table'!BL245","v":0},{"$f":"'EnPI Table'!BM245","v":0},{"$f":"'EnPI Table'!BN245","v":0},{"$f":"'EnPI Table'!BO245","v":0},{"$f":"'EnPI Table'!BP245","v":0},{"$f":"'EnPI Table'!BQ245","v":0},{"$f":"'EnPI Table'!BR245","v":0},{"$f":"'EnPI Table'!BS245","v":0},{"$f":"'EnPI Table'!BT245","v":0},null,{"$f":"'EnPI Table'!H245","v":0},{"$f":"'EnPI Table'!I245","v":0},{"$f":"'EnPI Table'!J245","v":0},{"$f":"'EnPI Table'!K245","v":0},{"$f":"'EnPI Table'!L245","v":0},{"$f":"'EnPI Table'!M245","v":0},{"$f":"'EnPI Table'!N245","v":0},{"$f":"'EnPI Table'!O245","v":0},{"$f":"'EnPI Table'!P245","v":0},{"$f":"'EnPI Table'!Q245","v":0},{"$f":"'EnPI Table'!R245","v":0},{"$f":"'EnPI Table'!S245","v":0},{"$f":"'EnPI Table'!T245","v":0},{"$f":"'EnPI Table'!U245","v":0},{"$f":"'EnPI Table'!V245","v":0},{"$f":"'EnPI Table'!W245","v":0},{"$f":"'EnPI Table'!X245","v":0},{"$f":"'EnPI Table'!Y245","v":0},{"$f":"'EnPI Table'!Z245","v":0},{"$f":"'EnPI Table'!AA245","v":0}]
[{"$f":"'EnPI Table'!A246","v":"2024-09-01"},{"$f":"'EnPI Table'!AF246","v":117},{"$f":"'EnPI Table'!AG246","v":0},{"$f":"'EnPI Table'!AH246","v":0},{"$f":"'EnPI Table'!AI246","v":0},{"$f":"'EnPI Table'!AJ246","v":0},{"$f":"'EnPI Table'!AK246","v":0},{"$f":"'EnPI Table'!AL246","v":0},{"$f":"'EnPI Table'!AM246","v":0},{"$f":"'EnPI Table'!AN246","v":0},{"$f":"'EnPI Table'!AO246","v":0},{"$f":"'EnPI Table'!AP246","v":0},{"$f":"'EnPI Table'!AQ246","v":0},{"$f":"'EnPI Table'!AR246","v":0},{"$f":"'EnPI Table'!AS246","v":0},{"$f":"'EnPI Table'!AT246","v":0},{"$f":"'EnPI Table'!AU246","v":0},{"$f":"'EnPI Table'!AV246","v":0},{"$f":"'EnPI Table'!AW246","v":0},{"$f":"'EnPI Table'!AX246","v":0},{"$f":"'EnPI Table'!AY246","v":0},{"$f":"'EnPI Table'!AZ246","v":0},{"$f":"'EnPI Table'!BA246","v":0},{"$f":"'EnPI Table'!BB246","v":0},{"$f":"'EnPI Table'!BC246","v":0},{"$f":"'EnPI Table'!BD246","v":0},{"$f":"'EnPI Table'!BE246","v":0},{"$f":"'EnPI Table'!BF246","v":0},{"$f":"'EnPI Table'!BG246","v":0},{"$f":"'EnPI Table'!BH246","v":0},{"$f":"'EnPI Table'!BI246","v":0},{"$f":"'EnPI Table'!BJ246","v":0},{"$f":"'EnPI Table'!BK246","v":0},{"$f":"'EnPI Table'!BL246","v":0},{"$f":"'EnPI Table'!BM246","v":0},{"$f":"'EnPI Table'!BN246","v":0},{"$f":"'EnPI Table'!BO246","v":0},{"$f":"'EnPI Table'!BP246","v":0},{"$f":"'EnPI Table'!BQ246","v":0},{"$f":"'EnPI Table'!BR246","v":0},{"$f":"'EnPI Table'!BS246","v":0},{"$f":"'EnPI Table'!BT246","v":0},null,{"$f":"'EnPI Table'!H246","v":0},{"$f":"'EnPI Table'!I246","v":0},{"$f":"'EnPI Table'!J246","v":0},{"$f":"'EnPI Table'!K246","v":0},{"$f":"'EnPI Table'!L246","v":0},{"$f":"'EnPI Table'!M246","v":0},{"$f":"'EnPI Table'!N246","v":0},{"$f":"'EnPI Table'!O246","v":0},{"$f":"'EnPI Table'!P246","v":0},{"$f":"'EnPI Table'!Q246","v":0},{"$f":"'EnPI Table'!R246","v":0},{"$f":"'EnPI Table'!S246","v":0},{"$f":"'EnPI Table'!T246","v":0},{"$f":"'EnPI Table'!U246","v":0},{"$f":"'EnPI Table'!V246","v":0},{"$f":"'EnPI Table'!W246","v":0},{"$f":"'EnPI Table'!X246","v":0},{"$f":"'EnPI Table'!Y246","v":0},{"$f":"'EnPI Table'!Z246","v":0},{"$f":"'EnPI Table'!AA246","v":0}]
[{"$f":"'EnPI Table'!A247","v":"2024-10-01"},{"$f":"'EnPI Table'!AF247","v":118},{"$f":"'EnPI Table'!AG247","v":0},{"$f":"'EnPI Table'!AH247","v":0},{"$f":"'EnPI Table'!AI247","v":0},{"$f":"'EnPI Table'!AJ247","v":0},{"$f":"'EnPI Table'!AK247","v":0},{"$f":"'EnPI Table'!AL247","v":0},{"$f":"'EnPI Table'!AM247","v":0},{"$f":"'EnPI Table'!AN247","v":0},{"$f":"'EnPI Table'!AO247","v":0},{"$f":"'EnPI Table'!AP247","v":0},{"$f":"'EnPI Table'!AQ247","v":0},{"$f":"'EnPI Table'!AR247","v":0},{"$f":"'EnPI Table'!AS247","v":0},{"$f":"'EnPI Table'!AT247","v":0},{"$f":"'EnPI Table'!AU247","v":0},{"$f":"'EnPI Table'!AV247","v":0},{"$f":"'EnPI Table'!AW247","v":0},{"$f":"'EnPI Table'!AX247","v":0},{"$f":"'EnPI Table'!AY247","v":0},{"$f":"'EnPI Table'!AZ247","v":0},{"$f":"'EnPI Table'!BA247","v":0},{"$f":"'EnPI Table'!BB247","v":0},{"$f":"'EnPI Table'!BC247","v":0},{"$f":"'EnPI Table'!BD247","v":0},{"$f":"'EnPI Table'!BE247","v":0},{"$f":"'EnPI Table'!BF247","v":0},{"$f":"'EnPI Table'!BG247","v":0},{"$f":"'EnPI Table'!BH247","v":0},{"$f":"'EnPI Table'!BI247","v":0},{"$f":"'EnPI Table'!BJ247","v":0},{"$f":"'EnPI Table'!BK247","v":0},{"$f":"'EnPI Table'!BL247","v":0},{"$f":"'EnPI Table'!BM247","v":0},{"$f":"'EnPI Table'!BN247","v":0},{"$f":"'EnPI Table'!BO247","v":0},{"$f":"'EnPI Table'!BP247","v":0},{"$f":"'EnPI Table'!BQ247","v":0},{"$f":"'EnPI Table'!BR247","v":0},{"$f":"'EnPI Table'!BS247","v":0},{"$f":"'EnPI Table'!BT247","v":0},null,{"$f":"'EnPI Table'!H247","v":0},{"$f":"'EnPI Table'!I247","v":0},{"$f":"'EnPI Table'!J247","v":0},{"$f":"'EnPI Table'!K247","v":0},{"$f":"'EnPI Table'!L247","v":0},{"$f":"'EnPI Table'!M247","v":0},{"$f":"'EnPI Table'!N247","v":0},{"$f":"'EnPI Table'!O247","v":0},{"$f":"'EnPI Table'!P247","v":0},{"$f":"'EnPI Table'!Q247","v":0},{"$f":"'EnPI Table'!R247","v":0},{"$f":"'EnPI Table'!S247","v":0},{"$f":"'EnPI Table'!T247","v":0},{"$f":"'EnPI Table'!U247","v":0},{"$f":"'EnPI Table'!V247","v":0},{"$f":"'EnPI Table'!W247","v":0},{"$f":"'EnPI Table'!X247","v":0},{"$f":"'EnPI Table'!Y247","v":0},{"$f":"'EnPI Table'!Z247","v":0},{"$f":"'EnPI Table'!AA247","v":0}]
[{"$f":"'EnPI Table'!A248","v":"2024-11-01"},{"$f":"'EnPI Table'!AF248","v":119},{"$f":"'EnPI Table'!AG248","v":0},{"$f":"'EnPI Table'!AH248","v":0},{"$f":"'EnPI Table'!AI248","v":0},{"$f":"'EnPI Table'!AJ248","v":0},{"$f":"'EnPI Table'!AK248","v":0},{"$f":"'EnPI Table'!AL248","v":0},{"$f":"'EnPI Table'!AM248","v":0},{"$f":"'EnPI Table'!AN248","v":0},{"$f":"'EnPI Table'!AO248","v":0},{"$f":"'EnPI Table'!AP248","v":0},{"$f":"'EnPI Table'!AQ248","v":0},{"$f":"'EnPI Table'!AR248","v":0},{"$f":"'EnPI Table'!AS248","v":0},{"$f":"'EnPI Table'!AT248","v":0},{"$f":"'EnPI Table'!AU248","v":0},{"$f":"'EnPI Table'!AV248","v":0},{"$f":"'EnPI Table'!AW248","v":0},{"$f":"'EnPI Table'!AX248","v":0},{"$f":"'EnPI Table'!AY248","v":0},{"$f":"'EnPI Table'!AZ248","v":0},{"$f":"'EnPI Table'!BA248","v":0},{"$f":"'EnPI Table'!BB248","v":0},{"$f":"'EnPI Table'!BC248","v":0},{"$f":"'EnPI Table'!BD248","v":0},{"$f":"'EnPI Table'!BE248","v":0},{"$f":"'EnPI Table'!BF248","v":0},{"$f":"'EnPI Table'!BG248","v":0},{"$f":"'EnPI Table'!BH248","v":0},{"$f":"'EnPI Table'!BI248","v":0},{"$f":"'EnPI Table'!BJ248","v":0},{"$f":"'EnPI Table'!BK248","v":0},{"$f":"'EnPI Table'!BL248","v":0},{"$f":"'EnPI Table'!BM248","v":0},{"$f":"'EnPI Table'!BN248","v":0},{"$f":"'EnPI Table'!BO248","v":0},{"$f":"'EnPI Table'!BP248","v":0},{"$f":"'EnPI Table'!BQ248","v":0},{"$f":"'EnPI Table'!BR248","v":0},{"$f":"'EnPI Table'!BS248","v":0},{"$f":"'EnPI Table'!BT248","v":0},null,{"$f":"'EnPI Table'!H248","v":0},{"$f":"'EnPI Table'!I248","v":0},{"$f":"'EnPI Table'!J248","v":0},{"$f":"'EnPI Table'!K248","v":0},{"$f":"'EnPI Table'!L248","v":0},{"$f":"'EnPI Table'!M248","v":0},{"$f":"'EnPI Table'!N248","v":0},{"$f":"'EnPI Table'!O248","v":0},{"$f":"'EnPI Table'!P248","v":0},{"$f":"'EnPI Table'!Q248","v":0},{"$f":"'EnPI Table'!R248","v":0},{"$f":"'EnPI Table'!S248","v":0},{"$f":"'EnPI Table'!T248","v":0},{"$f":"'EnPI Table'!U248","v":0},{"$f":"'EnPI Table'!V248","v":0},{"$f":"'EnPI Table'!W248","v":0},{"$f":"'EnPI Table'!X248","v":0},{"$f":"'EnPI Table'!Y248","v":0},{"$f":"'EnPI Table'!Z248","v":0},{"$f":"'EnPI Table'!AA248","v":0}]
[{"$f":"'EnPI Table'!A249","v":"2024-12-01"},{"$f":"'EnPI Table'!AF249","v":120},{"$f":"'EnPI Table'!AG249","v":0},{"$f":"'EnPI Table'!AH249","v":0},{"$f":"'EnPI Table'!AI249","v":0},{"$f":"'EnPI Table'!AJ249","v":0},{"$f":"'EnPI Table'!AK249","v":0},{"$f":"'EnPI Table'!AL249","v":0},{"$f":"'EnPI Table'!AM249","v":0},{"$f":"'EnPI Table'!AN249","v":0},{"$f":"'EnPI Table'!AO249","v":0},{"$f":"'EnPI Table'!AP249","v":0},{"$f":"'EnPI Table'!AQ249","v":0},{"$f":"'EnPI Table'!AR249","v":0},{"$f":"'EnPI Table'!AS249","v":0},{"$f":"'EnPI Table'!AT249","v":0},{"$f":"'EnPI Table'!AU249","v":0},{"$f":"'EnPI Table'!AV249","v":0},{"$f":"'EnPI Table'!AW249","v":0},{"$f":"'EnPI Table'!AX249","v":0},{"$f":"'EnPI Table'!AY249","v":0},{"$f":"'EnPI Table'!AZ249","v":0},{"$f":"'EnPI Table'!BA249","v":0},{"$f":"'EnPI Table'!BB249","v":0},{"$f":"'EnPI Table'!BC249","v":0},{"$f":"'EnPI Table'!BD249","v":0},{"$f":"'EnPI Table'!BE249","v":0},{"$f":"'EnPI Table'!BF249","v":0},{"$f":"'EnPI Table'!BG249","v":0},{"$f":"'EnPI Table'!BH249","v":0},{"$f":"'EnPI Table'!BI249","v":0},{"$f":"'EnPI Table'!BJ249","v":0},{"$f":"'EnPI Table'!BK249","v":0},{"$f":"'EnPI Table'!BL249","v":0},{"$f":"'EnPI Table'!BM249","v":0},{"$f":"'EnPI Table'!BN249","v":0},{"$f":"'EnPI Table'!BO249","v":0},{"$f":"'EnPI Table'!BP249","v":0},{"$f":"'EnPI Table'!BQ249","v":0},{"$f":"'EnPI Table'!BR249","v":0},{"$f":"'EnPI Table'!BS249","v":0},{"$f":"'EnPI Table'!BT249","v":0},null,{"$f":"'EnPI Table'!H249","v":0},{"$f":"'EnPI Table'!I249","v":0},{"$f":"'EnPI Table'!J249","v":0},{"$f":"'EnPI Table'!K249","v":0},{"$f":"'EnPI Table'!L249","v":0},{"$f":"'EnPI Table'!M249","v":0},{"$f":"'EnPI Table'!N249","v":0},{"$f":"'EnPI Table'!O249","v":0},{"$f":"'EnPI Table'!P249","v":0},{"$f":"'EnPI Table'!Q249","v":0},{"$f":"'EnPI Table'!R249","v":0},{"$f":"'EnPI Table'!S249","v":0},{"$f":"'EnPI Table'!T249","v":0},{"$f":"'EnPI Table'!U249","v":0},{"$f":"'EnPI Table'!V249","v":0},{"$f":"'EnPI Table'!W249","v":0},{"$f":"'EnPI Table'!X249","v":0},{"$f":"'EnPI Table'!Y249","v":0},{"$f":"'EnPI Table'!Z249","v":0},{"$f":"'EnPI Table'!AA249","v":0}]
[{"$f":"'EnPI Table'!A250","v":"2025-01-01"},{"$f":"'EnPI Table'!AF250","v":121},{"$f":"'EnPI Table'!AG250","v":0},{"$f":"'EnPI Table'!AH250","v":0},{"$f":"'EnPI Table'!AI250","v":0},{"$f":"'EnPI Table'!AJ250","v":0},{"$f":"'EnPI Table'!AK250","v":0},{"$f":"'EnPI Table'!AL250","v":0},{"$f":"'EnPI Table'!AM250","v":0},{"$f":"'EnPI Table'!AN250","v":0},{"$f":"'EnPI Table'!AO250","v":0},{"$f":"'EnPI Table'!AP250","v":0},{"$f":"'EnPI Table'!AQ250","v":0},{"$f":"'EnPI Table'!AR250","v":0},{"$f":"'EnPI Table'!AS250","v":0},{"$f":"'EnPI Table'!AT250","v":0},{"$f":"'EnPI Table'!AU250","v":0},{"$f":"'EnPI Table'!AV250","v":0},{"$f":"'EnPI Table'!AW250","v":0},{"$f":"'EnPI Table'!AX250","v":0},{"$f":"'EnPI Table'!AY250","v":0},{"$f":"'EnPI Table'!AZ250","v":0},{"$f":"'EnPI Table'!BA250","v":0},{"$f":"'EnPI Table'!BB250","v":0},{"$f":"'EnPI Table'!BC250","v":0},{"$f":"'EnPI Table'!BD250","v":0},{"$f":"'EnPI Table'!BE250","v":0},{"$f":"'EnPI Table'!BF250","v":0},{"$f":"'EnPI Table'!BG250","v":0},{"$f":"'EnPI Table'!BH250","v":0},{"$f":"'EnPI Table'!BI250","v":0},{"$f":"'EnPI Table'!BJ250","v":0},{"$f":"'EnPI Table'!BK250","v":0},{"$f":"'EnPI Table'!BL250","v":0},{"$f":"'EnPI Table'!BM250","v":0},{"$f":"'EnPI Table'!BN250","v":0},{"$f":"'EnPI Table'!BO250","v":0},{"$f":"'EnPI Table'!BP250","v":0},{"$f":"'EnPI Table'!BQ250","v":0},{"$f":"'EnPI Table'!BR250","v":0},{"$f":"'EnPI Table'!BS250","v":0},{"$f":"'EnPI Table'!BT250","v":0},null,{"$f":"'EnPI Table'!H250","v":0},{"$f":"'EnPI Table'!I250","v":0},{"$f":"'EnPI Table'!J250","v":0},{"$f":"'EnPI Table'!K250","v":0},{"$f":"'EnPI Table'!L250","v":0},{"$f":"'EnPI Table'!M250","v":0},{"$f":"'EnPI Table'!N250","v":0},{"$f":"'EnPI Table'!O250","v":0},{"$f":"'EnPI Table'!P250","v":0},{"$f":"'EnPI Table'!Q250","v":0},{"$f":"'EnPI Table'!R250","v":0},{"$f":"'EnPI Table'!S250","v":0},{"$f":"'EnPI Table'!T250","v":0},{"$f":"'EnPI Table'!U250","v":0},{"$f":"'EnPI Table'!V250","v":0},{"$f":"'EnPI Table'!W250","v":0},{"$f":"'EnPI Table'!X250","v":0},{"$f":"'EnPI Table'!Y250","v":0},{"$f":"'EnPI Table'!Z250","v":0},{"$f":"'EnPI Table'!AA250","v":0}]
[{"$f":"'EnPI Table'!A251","v":"2025-02-01"},{"$f":"'EnPI Table'!AF251","v":122},{"$f":"'EnPI Table'!AG251","v":0},{"$f":"'EnPI Table'!AH251","v":0},{"$f":"'EnPI Table'!AI251","v":0},{"$f":"'EnPI Table'!AJ251","v":0},{"$f":"'EnPI Table'!AK251","v":0},{"$f":"'EnPI Table'!AL251","v":0},{"$f":"'EnPI Table'!AM251","v":0},{"$f":"'EnPI Table'!AN251","v":0},{"$f":"'EnPI Table'!AO251","v":0},{"$f":"'EnPI Table'!AP251","v":0},{"$f":"'EnPI Table'!AQ251","v":0},{"$f":"'EnPI Table'!AR251","v":0},{"$f":"'EnPI Table'!AS251","v":0},{"$f":"'EnPI Table'!AT251","v":0},{"$f":"'EnPI Table'!AU251","v":0},{"$f":"'EnPI Table'!AV251","v":0},{"$f":"'EnPI Table'!AW251","v":0},{"$f":"'EnPI Table'!AX251","v":0},{"$f":"'EnPI Table'!AY251","v":0},{"$f":"'EnPI Table'!AZ251","v":0},{"$f":"'EnPI Table'!BA251","v":0},{"$f":"'EnPI Table'!BB251","v":0},{"$f":"'EnPI Table'!BC251","v":0},{"$f":"'EnPI Table'!BD251","v":0},{"$f":"'EnPI Table'!BE251","v":0},{"$f":"'EnPI Table'!BF251","v":0},{"$f":"'EnPI Table'!BG251","v":0},{"$f":"'EnPI Table'!BH251","v":0},{"$f":"'EnPI Table'!BI251","v":0},{"$f":"'EnPI Table'!BJ251","v":0},{"$f":"'EnPI Table'!BK251","v":0},{"$f":"'EnPI Table'!BL251","v":0},{"$f":"'EnPI Table'!BM251","v":0},{"$f":"'EnPI Table'!BN251","v":0},{"$f":"'EnPI Table'!BO251","v":0},{"$f":"'EnPI Table'!BP251","v":0},{"$f":"'EnPI Table'!BQ251","v":0},{"$f":"'EnPI Table'!BR251","v":0},{"$f":"'EnPI Table'!BS251","v":0},{"$f":"'EnPI Table'!BT251","v":0},null,{"$f":"'EnPI Table'!H251","v":0},{"$f":"'EnPI Table'!I251","v":0},{"$f":"'EnPI Table'!J251","v":0},{"$f":"'EnPI Table'!K251","v":0},{"$f":"'EnPI Table'!L251","v":0},{"$f":"'EnPI Table'!M251","v":0},{"$f":"'EnPI Table'!N251","v":0},{"$f":"'EnPI Table'!O251","v":0},{"$f":"'EnPI Table'!P251","v":0},{"$f":"'EnPI Table'!Q251","v":0},{"$f":"'EnPI Table'!R251","v":0},{"$f":"'EnPI Table'!S251","v":0},{"$f":"'EnPI Table'!T251","v":0},{"$f":"'EnPI Table'!U251","v":0},{"$f":"'EnPI Table'!V251","v":0},{"$f":"'EnPI Table'!W251","v":0},{"$f":"'EnPI Table'!X251","v":0},{"$f":"'EnPI Table'!Y251","v":0},{"$f":"'EnPI Table'!Z251","v":0},{"$f":"'EnPI Table'!AA251","v":0}]
[{"$f":"'EnPI Table'!A252","v":"2025-03-01"},{"$f":"'EnPI Table'!AF252","v":123},{"$f":"'EnPI Table'!AG252","v":0},{"$f":"'EnPI Table'!AH252","v":0},{"$f":"'EnPI Table'!AI252","v":0},{"$f":"'EnPI Table'!AJ252","v":0},{"$f":"'EnPI Table'!AK252","v":0},{"$f":"'EnPI Table'!AL252","v":0},{"$f":"'EnPI Table'!AM252","v":0},{"$f":"'EnPI Table'!AN252","v":0},{"$f":"'EnPI Table'!AO252","v":0},{"$f":"'EnPI Table'!AP252","v":0},{"$f":"'EnPI Table'!AQ252","v":0},{"$f":"'EnPI Table'!AR252","v":0},{"$f":"'EnPI Table'!AS252","v":0},{"$f":"'EnPI Table'!AT252","v":0},{"$f":"'EnPI Table'!AU252","v":0},{"$f":"'EnPI Table'!AV252","v":0},{"$f":"'EnPI Table'!AW252","v":0},{"$f":"'EnPI Table'!AX252","v":0},{"$f":"'EnPI Table'!AY252","v":0},{"$f":"'EnPI Table'!AZ252","v":0},{"$f":"'EnPI Table'!BA252","v":0},{"$f":"'EnPI Table'!BB252","v":0},{"$f":"'EnPI Table'!BC252","v":0},{"$f":"'EnPI Table'!BD252","v":0},{"$f":"'EnPI Table'!BE252","v":0},{"$f":"'EnPI Table'!BF252","v":0},{"$f":"'EnPI Table'!BG252","v":0},{"$f":"'EnPI Table'!BH252","v":0},{"$f":"'EnPI Table'!BI252","v":0},{"$f":"'EnPI Table'!BJ252","v":0},{"$f":"'EnPI Table'!BK252","v":0},{"$f":"'EnPI Table'!BL252","v":0},{"$f":"'EnPI Table'!BM252","v":0},{"$f":"'EnPI Table'!BN252","v":0},{"$f":"'EnPI Table'!BO252","v":0},{"$f":"'EnPI Table'!BP252","v":0},{"$f":"'EnPI Table'!BQ252","v":0},{"$f":"'EnPI Table'!BR252","v":0},{"$f":"'EnPI Table'!BS252","v":0},{"$f":"'EnPI Table'!BT252","v":0},null,{"$f":"'EnPI Table'!H252","v":0},{"$f":"'EnPI Table'!I252","v":0},{"$f":"'EnPI Table'!J252","v":0},{"$f":"'EnPI Table'!K252","v":0},{"$f":"'EnPI Table'!L252","v":0},{"$f":"'EnPI Table'!M252","v":0},{"$f":"'EnPI Table'!N252","v":0},{"$f":"'EnPI Table'!O252","v":0},{"$f":"'EnPI Table'!P252","v":0},{"$f":"'EnPI Table'!Q252","v":0},{"$f":"'EnPI Table'!R252","v":0},{"$f":"'EnPI Table'!S252","v":0},{"$f":"'EnPI Table'!T252","v":0},{"$f":"'EnPI Table'!U252","v":0},{"$f":"'EnPI Table'!V252","v":0},{"$f":"'EnPI Table'!W252","v":0},{"$f":"'EnPI Table'!X252","v":0},{"$f":"'EnPI Table'!Y252","v":0},{"$f":"'EnPI Table'!Z252","v":0},{"$f":"'EnPI Table'!AA252","v":0}]
[{"$f":"'EnPI Table'!A253","v":"2025-04-01"},{"$f":"'EnPI Table'!AF253","v":124},{"$f":"'EnPI Table'!AG253","v":0},{"$f":"'EnPI Table'!AH253","v":0},{"$f":"'EnPI Table'!AI253","v":0},{"$f":"'EnPI Table'!AJ253","v":0},{"$f":"'EnPI Table'!AK253","v":0},{"$f":"'EnPI Table'!AL253","v":0},{"$f":"'EnPI Table'!AM253","v":0},{"$f":"'EnPI Table'!AN253","v":0},{"$f":"'EnPI Table'!AO253","v":0},{"$f":"'EnPI Table'!AP253","v":0},{"$f":"'EnPI Table'!AQ253","v":0},{"$f":"'EnPI Table'!AR253","v":0},{"$f":"'EnPI Table'!AS253","v":0},{"$f":"'EnPI Table'!AT253","v":0},{"$f":"'EnPI Table'!AU253","v":0},{"$f":"'EnPI Table'!AV253","v":0},{"$f":"'EnPI Table'!AW253","v":0},{"$f":"'EnPI Table'!AX253","v":0},{"$f":"'EnPI Table'!AY253","v":0},{"$f":"'EnPI Table'!AZ253","v":0},{"$f":"'EnPI Table'!BA253","v":0},{"$f":"'EnPI Table'!BB253","v":0},{"$f":"'EnPI Table'!BC253","v":0},{"$f":"'EnPI Table'!BD253","v":0},{"$f":"'EnPI Table'!BE253","v":0},{"$f":"'EnPI Table'!BF253","v":0},{"$f":"'EnPI Table'!BG253","v":0},{"$f":"'EnPI Table'!BH253","v":0},{"$f":"'EnPI Table'!BI253","v":0},{"$f":"'EnPI Table'!BJ253","v":0},{"$f":"'EnPI Table'!BK253","v":0},{"$f":"'EnPI Table'!BL253","v":0},{"$f":"'EnPI Table'!BM253","v":0},{"$f":"'EnPI Table'!BN253","v":0},{"$f":"'EnPI Table'!BO253","v":0},{"$f":"'EnPI Table'!BP253","v":0},{"$f":"'EnPI Table'!BQ253","v":0},{"$f":"'EnPI Table'!BR253","v":0},{"$f":"'EnPI Table'!BS253","v":0},{"$f":"'EnPI Table'!BT253","v":0},null,{"$f":"'EnPI Table'!H253","v":0},{"$f":"'EnPI Table'!I253","v":0},{"$f":"'EnPI Table'!J253","v":0},{"$f":"'EnPI Table'!K253","v":0},{"$f":"'EnPI Table'!L253","v":0},{"$f":"'EnPI Table'!M253","v":0},{"$f":"'EnPI Table'!N253","v":0},{"$f":"'EnPI Table'!O253","v":0},{"$f":"'EnPI Table'!P253","v":0},{"$f":"'EnPI Table'!Q253","v":0},{"$f":"'EnPI Table'!R253","v":0},{"$f":"'EnPI Table'!S253","v":0},{"$f":"'EnPI Table'!T253","v":0},{"$f":"'EnPI Table'!U253","v":0},{"$f":"'EnPI Table'!V253","v":0},{"$f":"'EnPI Table'!W253","v":0},{"$f":"'EnPI Table'!X253","v":0},{"$f":"'EnPI Table'!Y253","v":0},{"$f":"'EnPI Table'!Z253","v":0},{"$f":"'EnPI Table'!AA253","v":0}]
[{"$f":"'EnPI Table'!A254","v":"2025-05-01"},{"$f":"'EnPI Table'!AF254","v":125},{"$f":"'EnPI Table'!AG254","v":0},{"$f":"'EnPI Table'!AH254","v":0},{"$f":"'EnPI Table'!AI254","v":0},{"$f":"'EnPI Table'!AJ254","v":0},{"$f":"'EnPI Table'!AK254","v":0},{"$f":"'EnPI Table'!AL254","v":0},{"$f":"'EnPI Table'!AM254","v":0},{"$f":"'EnPI Table'!AN254","v":0},{"$f":"'EnPI Table'!AO254","v":0},{"$f":"'EnPI Table'!AP254","v":0},{"$f":"'EnPI Table'!AQ254","v":0},{"$f":"'EnPI Table'!AR254","v":0},{"$f":"'EnPI Table'!AS254","v":0},{"$f":"'EnPI Table'!AT254","v":0},{"$f":"'EnPI Table'!AU254","v":0},{"$f":"'EnPI Table'!AV254","v":0},{"$f":"'EnPI Table'!AW254","v":0},{"$f":"'EnPI Table'!AX254","v":0},{"$f":"'EnPI Table'!AY254","v":0},{"$f":"'EnPI Table'!AZ254","v":0},{"$f":"'EnPI Table'!BA254","v":0},{"$f":"'EnPI Table'!BB254","v":0},{"$f":"'EnPI Table'!BC254","v":0},{"$f":"'EnPI Table'!BD254","v":0},{"$f":"'EnPI Table'!BE254","v":0},{"$f":"'EnPI Table'!BF254","v":0},{"$f":"'EnPI Table'!BG254","v":0},{"$f":"'EnPI Table'!BH254","v":0},{"$f":"'EnPI Table'!BI254","v":0},{"$f":"'EnPI Table'!BJ254","v":0},{"$f":"'EnPI Table'!BK254","v":0},{"$f":"'EnPI Table'!BL254","v":0},{"$f":"'EnPI Table'!BM254","v":0},{"$f":"'EnPI Table'!BN254","v":0},{"$f":"'EnPI Table'!BO254","v":0},{"$f":"'EnPI Table'!BP254","v":0},{"$f":"'EnPI Table'!BQ254","v":0},{"$f":"'EnPI Table'!BR254","v":0},{"$f":"'EnPI Table'!BS254","v":0},{"$f":"'EnPI Table'!BT254","v":0},null,{"$f":"'EnPI Table'!H254","v":0},{"$f":"'EnPI Table'!I254","v":0},{"$f":"'EnPI Table'!J254","v":0},{"$f":"'EnPI Table'!K254","v":0},{"$f":"'EnPI Table'!L254","v":0},{"$f":"'EnPI Table'!M254","v":0},{"$f":"'EnPI Table'!N254","v":0},{"$f":"'EnPI Table'!O254","v":0},{"$f":"'EnPI Table'!P254","v":0},{"$f":"'EnPI Table'!Q254","v":0},{"$f":"'EnPI Table'!R254","v":0},{"$f":"'EnPI Table'!S254","v":0},{"$f":"'EnPI Table'!T254","v":0},{"$f":"'EnPI Table'!U254","v":0},{"$f":"'EnPI Table'!V254","v":0},{"$f":"'EnPI Table'!W254","v":0},{"$f":"'EnPI Table'!X254","v":0},{"$f":"'EnPI Table'!Y254","v":0},{"$f":"'EnPI Table'!Z254","v":0},{"$f":"'EnPI Table'!AA254","v":0}]
[{"$f":"'EnPI Table'!A255","v":"2025-06-01"},{"$f":"'EnPI Table'!AF255","v":126},{"$f":"'EnPI Table'!AG255","v":0},{"$f":"'EnPI Table'!AH255","v":0},{"$f":"'EnPI Table'!AI255","v":0},{"$f":"'EnPI Table'!AJ255","v":0},{"$f":"'EnPI Table'!AK255","v":0},{"$f":"'EnPI Table'!AL255","v":0},{"$f":"'EnPI Table'!AM255","v":0},{"$f":"'EnPI Table'!AN255","v":0},{"$f":"'EnPI Table'!AO255","v":0},{"$f":"'EnPI Table'!AP255","v":0},{"$f":"'EnPI Table'!AQ255","v":0},{"$f":"'EnPI Table'!AR255","v":0},{"$f":"'EnPI Table'!AS255","v":0},{"$f":"'EnPI Table'!AT255","v":0},{"$f":"'EnPI Table'!AU255","v":0},{"$f":"'EnPI Table'!AV255","v":0},{"$f":"'EnPI Table'!AW255","v":0},{"$f":"'EnPI Table'!AX255","v":0},{"$f":"'EnPI Table'!AY255","v":0},{"$f":"'EnPI Table'!AZ255","v":0},{"$f":"'EnPI Table'!BA255","v":0},{"$f":"'EnPI Table'!BB255","v":0},{"$f":"'EnPI Table'!BC255","v":0},{"$f":"'EnPI Table'!BD255","v":0},{"$f":"'EnPI Table'!BE255","v":0},{"$f":"'EnPI Table'!BF255","v":0},{"$f":"'EnPI Table'!BG255","v":0},{"$f":"'EnPI Table'!BH255","v":0},{"$f":"'EnPI Table'!BI255","v":0},{"$f":"'EnPI Table'!BJ255","v":0},{"$f":"'EnPI Table'!BK255","v":0},{"$f":"'EnPI Table'!BL255","v":0},{"$f":"'EnPI Table'!BM255","v":0},{"$f":"'EnPI Table'!BN255","v":0},{"$f":"'EnPI Table'!BO255","v":0},{"$f":"'EnPI Table'!BP255","v":0},{"$f":"'EnPI Table'!BQ255","v":0},{"$f":"'EnPI Table'!BR255","v":0},{"$f":"'EnPI Table'!BS255","v":0},{"$f":"'EnPI Table'!BT255","v":0},null,{"$f":"'EnPI Table'!H255","v":0},{"$f":"'EnPI Table'!I255","v":0},{"$f":"'EnPI Table'!J255","v":0},{"$f":"'EnPI Table'!K255","v":0},{"$f":"'EnPI Table'!L255","v":0},{"$f":"'EnPI Table'!M255","v":0},{"$f":"'EnPI Table'!N255","v":0},{"$f":"'EnPI Table'!O255","v":0},{"$f":"'EnPI Table'!P255","v":0},{"$f":"'EnPI Table'!Q255","v":0},{"$f":"'EnPI Table'!R255","v":0},{"$f":"'EnPI Table'!S255","v":0},{"$f":"'EnPI Table'!T255","v":0},{"$f":"'EnPI Table'!U255","v":0},{"$f":"'EnPI Table'!V255","v":0},{"$f":"'EnPI Table'!W255","v":0},{"$f":"'EnPI Table'!X255","v":0},{"$f":"'EnPI Table'!Y255","v":0},{"$f":"'EnPI Table'!Z255","v":0},{"$f":"'EnPI Table'!AA255","v":0}]
[{"$f":"'EnPI Table'!A256","v":"2025-07-01"},{"$f":"'EnPI Table'!AF256","v":127},{"$f":"'EnPI Table'!AG256","v":0},{"$f":"'EnPI Table'!AH256","v":0},{"$f":"'EnPI Table'!AI256","v":0},{"$f":"'EnPI Table'!AJ256","v":0},{"$f":"'EnPI Table'!AK256","v":0},{"$f":"'EnPI Table'!AL256","v":0},{"$f":"'EnPI Table'!AM256","v":0},{"$f":"'EnPI Table'!AN256","v":0},{"$f":"'EnPI Table'!AO256","v":0},{"$f":"'EnPI Table'!AP256","v":0},{"$f":"'EnPI Table'!AQ256","v":0},{"$f":"'EnPI Table'!AR256","v":0},{"$f":"'EnPI Table'!AS256","v":0},{"$f":"'EnPI Table'!AT256","v":0},{"$f":"'EnPI Table'!AU256","v":0},{"$f":"'EnPI Table'!AV256","v":0},{"$f":"'EnPI Table'!AW256","v":0},{"$f":"'EnPI Table'!AX256","v":0},{"$f":"'EnPI Table'!AY256","v":0},{"$f":"'EnPI Table'!AZ256","v":0},{"$f":"'EnPI Table'!BA256","v":0},{"$f":"'EnPI Table'!BB256","v":0},{"$f":"'EnPI Table'!BC256","v":0},{"$f":"'EnPI Table'!BD256","v":0},{"$f":"'EnPI Table'!BE256","v":0},{"$f":"'EnPI Table'!BF256","v":0},{"$f":"'EnPI Table'!BG256","v":0},{"$f":"'EnPI Table'!BH256","v":0},{"$f":"'EnPI Table'!BI256","v":0},{"$f":"'EnPI Table'!BJ256","v":0},{"$f":"'EnPI Table'!BK256","v":0},{"$f":"'EnPI Table'!BL256","v":0},{"$f":"'EnPI Table'!BM256","v":0},{"$f":"'EnPI Table'!BN256","v":0},{"$f":"'EnPI Table'!BO256","v":0},{"$f":"'EnPI Table'!BP256","v":0},{"$f":"'EnPI Table'!BQ256","v":0},{"$f":"'EnPI Table'!BR256","v":0},{"$f":"'EnPI Table'!BS256","v":0},{"$f":"'EnPI Table'!BT256","v":0},null,{"$f":"'EnPI Table'!H256","v":0},{"$f":"'EnPI Table'!I256","v":0},{"$f":"'EnPI Table'!J256","v":0},{"$f":"'EnPI Table'!K256","v":0},{"$f":"'EnPI Table'!L256","v":0},{"$f":"'EnPI Table'!M256","v":0},{"$f":"'EnPI Table'!N256","v":0},{"$f":"'EnPI Table'!O256","v":0},{"$f":"'EnPI Table'!P256","v":0},{"$f":"'EnPI Table'!Q256","v":0},{"$f":"'EnPI Table'!R256","v":0},{"$f":"'EnPI Table'!S256","v":0},{"$f":"'EnPI Table'!T256","v":0},{"$f":"'EnPI Table'!U256","v":0},{"$f":"'EnPI Table'!V256","v":0},{"$f":"'EnPI Table'!W256","v":0},{"$f":"'EnPI Table'!X256","v":0},{"$f":"'EnPI Table'!Y256","v":0},{"$f":"'EnPI Table'!Z256","v":0},{"$f":"'EnPI Table'!AA256","v":0}]
[{"$f":"'EnPI Table'!A257","v":"2025-08-01"},{"$f":"'EnPI Table'!AF257","v":128},{"$f":"'EnPI Table'!AG257","v":0},{"$f":"'EnPI Table'!AH257","v":0},{"$f":"'EnPI Table'!AI257","v":0},{"$f":"'EnPI Table'!AJ257","v":0},{"$f":"'EnPI Table'!AK257","v":0},{"$f":"'EnPI Table'!AL257","v":0},{"$f":"'EnPI Table'!AM257","v":0},{"$f":"'EnPI Table'!AN257","v":0},{"$f":"'EnPI Table'!AO257","v":0},{"$f":"'EnPI Table'!AP257","v":0},{"$f":"'EnPI Table'!AQ257","v":0},{"$f":"'EnPI Table'!AR257","v":0},{"$f":"'EnPI Table'!AS257","v":0},{"$f":"'EnPI Table'!AT257","v":0},{"$f":"'EnPI Table'!AU257","v":0},{"$f":"'EnPI Table'!AV257","v":0},{"$f":"'EnPI Table'!AW257","v":0},{"$f":"'EnPI Table'!AX257","v":0},{"$f":"'EnPI Table'!AY257","v":0},{"$f":"'EnPI Table'!AZ257","v":0},{"$f":"'EnPI Table'!BA257","v":0},{"$f":"'EnPI Table'!BB257","v":0},{"$f":"'EnPI Table'!BC257","v":0},{"$f":"'EnPI Table'!BD257","v":0},{"$f":"'EnPI Table'!BE257","v":0},{"$f":"'EnPI Table'!BF257","v":0},{"$f":"'EnPI Table'!BG257","v":0},{"$f":"'EnPI Table'!BH257","v":0},{"$f":"'EnPI Table'!BI257","v":0},{"$f":"'EnPI Table'!BJ257","v":0},{"$f":"'EnPI Table'!BK257","v":0},{"$f":"'EnPI Table'!BL257","v":0},{"$f":"'EnPI Table'!BM257","v":0},{"$f":"'EnPI Table'!BN257","v":0},{"$f":"'EnPI Table'!BO257","v":0},{"$f":"'EnPI Table'!BP257","v":0},{"$f":"'EnPI Table'!BQ257","v":0},{"$f":"'EnPI Table'!BR257","v":0},{"$f":"'EnPI Table'!BS257","v":0},{"$f":"'EnPI Table'!BT257","v":0},null,{"$f":"'EnPI Table'!H257","v":0},{"$f":"'EnPI Table'!I257","v":0},{"$f":"'EnPI Table'!J257","v":0},{"$f":"'EnPI Table'!K257","v":0},{"$f":"'EnPI Table'!L257","v":0},{"$f":"'EnPI Table'!M257","v":0},{"$f":"'EnPI Table'!N257","v":0},{"$f":"'EnPI Table'!O257","v":0},{"$f":"'EnPI Table'!P257","v":0},{"$f":"'EnPI Table'!Q257","v":0},{"$f":"'EnPI Table'!R257","v":0},{"$f":"'EnPI Table'!S257","v":0},{"$f":"'EnPI Table'!T257","v":0},{"$f":"'EnPI Table'!U257","v":0},{"$f":"'EnPI Table'!V257","v":0},{"$f":"'EnPI Table'!W257","v":0},{"$f":"'EnPI Table'!X257","v":0},{"$f":"'EnPI Table'!Y257","v":0},{"$f":"'EnPI Table'!Z257","v":0},{"$f":"'EnPI Table'!AA257","v":0}]
[{"$f":"'EnPI Table'!A258","v":"2025-09-01"},{"$f":"'EnPI Table'!AF258","v":129},{"$f":"'EnPI Table'!AG258","v":0},{"$f":"'EnPI Table'!AH258","v":0},{"$f":"'EnPI Table'!AI258","v":0},{"$f":"'EnPI Table'!AJ258","v":0},{"$f":"'EnPI Table'!AK258","v":0},{"$f":"'EnPI Table'!AL258","v":0},{"$f":"'EnPI Table'!AM258","v":0},{"$f":"'EnPI Table'!AN258","v":0},{"$f":"'EnPI Table'!AO258","v":0},{"$f":"'EnPI Table'!AP258","v":0},{"$f":"'EnPI Table'!AQ258","v":0},{"$f":"'EnPI Table'!AR258","v":0},{"$f":"'EnPI Table'!AS258","v":0},{"$f":"'EnPI Table'!AT258","v":0},{"$f":"'EnPI Table'!AU258","v":0},{"$f":"'EnPI Table'!AV258","v":0},{"$f":"'EnPI Table'!AW258","v":0},{"$f":"'EnPI Table'!AX258","v":0},{"$f":"'EnPI Table'!AY258","v":0},{"$f":"'EnPI Table'!AZ258","v":0},{"$f":"'EnPI Table'!BA258","v":0},{"$f":"'EnPI Table'!BB258","v":0},{"$f":"'EnPI Table'!BC258","v":0},{"$f":"'EnPI Table'!BD258","v":0},{"$f":"'EnPI Table'!BE258","v":0},{"$f":"'EnPI Table'!BF258","v":0},{"$f":"'EnPI Table'!BG258","v":0},{"$f":"'EnPI Table'!BH258","v":0},{"$f":"'EnPI Table'!BI258","v":0},{"$f":"'EnPI Table'!BJ258","v":0},{"$f":"'EnPI Table'!BK258","v":0},{"$f":"'EnPI Table'!BL258","v":0},{"$f":"'EnPI Table'!BM258","v":0},{"$f":"'EnPI Table'!BN258","v":0},{"$f":"'EnPI Table'!BO258","v":0},{"$f":"'EnPI Table'!BP258","v":0},{"$f":"'EnPI Table'!BQ258","v":0},{"$f":"'EnPI Table'!BR258","v":0},{"$f":"'EnPI Table'!BS258","v":0},{"$f":"'EnPI Table'!BT258","v":0},null,{"$f":"'EnPI Table'!H258","v":0},{"$f":"'EnPI Table'!I258","v":0},{"$f":"'EnPI Table'!J258","v":0},{"$f":"'EnPI Table'!K258","v":0},{"$f":"'EnPI Table'!L258","v":0},{"$f":"'EnPI Table'!M258","v":0},{"$f":"'EnPI Table'!N258","v":0},{"$f":"'EnPI Table'!O258","v":0},{"$f":"'EnPI Table'!P258","v":0},{"$f":"'EnPI Table'!Q258","v":0},{"$f":"'EnPI Table'!R258","v":0},{"$f":"'EnPI Table'!S258","v":0},{"$f":"'EnPI Table'!T258","v":0},{"$f":"'EnPI Table'!U258","v":0},{"$f":"'EnPI Table'!V258","v":0},{"$f":"'EnPI Table'!W258","v":0},{"$f":"'EnPI Table'!X258","v":0},{"$f":"'EnPI Table'!Y258","v":0},{"$f":"'EnPI Table'!Z258","v":0},{"$f":"'EnPI Table'!AA258","v":0}]
[{"$f":"'EnPI Table'!A259","v":"2025-10-01"},{"$f":"'EnPI Table'!AF259","v":130},{"$f":"'EnPI Table'!AG259","v":0},{"$f":"'EnPI Table'!AH259","v":0},{"$f":"'EnPI Table'!AI259","v":0},{"$f":"'EnPI Table'!AJ259","v":0},{"$f":"'EnPI Table'!AK259","v":0},{"$f":"'EnPI Table'!AL259","v":0},{"$f":"'EnPI Table'!AM259","v":0},{"$f":"'EnPI Table'!AN259","v":0},{"$f":"'EnPI Table'!AO259","v":0},{"$f":"'EnPI Table'!AP259","v":0},{"$f":"'EnPI Table'!AQ259","v":0},{"$f":"'EnPI Table'!AR259","v":0},{"$f":"'EnPI Table'!AS259","v":0},{"$f":"'EnPI Table'!AT259","v":0},{"$f":"'EnPI Table'!AU259","v":0},{"$f":"'EnPI Table'!AV259","v":0},{"$f":"'EnPI Table'!AW259","v":0},{"$f":"'EnPI Table'!AX259","v":0},{"$f":"'EnPI Table'!AY259","v":0},{"$f":"'EnPI Table'!AZ259","v":0},{"$f":"'EnPI Table'!BA259","v":0},{"$f":"'EnPI Table'!BB259","v":0},{"$f":"'EnPI Table'!BC259","v":0},{"$f":"'EnPI Table'!BD259","v":0},{"$f":"'EnPI Table'!BE259","v":0},{"$f":"'EnPI Table'!BF259","v":0},{"$f":"'EnPI Table'!BG259","v":0},{"$f":"'EnPI Table'!BH259","v":0},{"$f":"'EnPI Table'!BI259","v":0},{"$f":"'EnPI Table'!BJ259","v":0},{"$f":"'EnPI Table'!BK259","v":0},{"$f":"'EnPI Table'!BL259","v":0},{"$f":"'EnPI Table'!BM259","v":0},{"$f":"'EnPI Table'!BN259","v":0},{"$f":"'EnPI Table'!BO259","v":0},{"$f":"'EnPI Table'!BP259","v":0},{"$f":"'EnPI Table'!BQ259","v":0},{"$f":"'EnPI Table'!BR259","v":0},{"$f":"'EnPI Table'!BS259","v":0},{"$f":"'EnPI Table'!BT259","v":0},null,{"$f":"'EnPI Table'!H259","v":0},{"$f":"'EnPI Table'!I259","v":0},{"$f":"'EnPI Table'!J259","v":0},{"$f":"'EnPI Table'!K259","v":0},{"$f":"'EnPI Table'!L259","v":0},{"$f":"'EnPI Table'!M259","v":0},{"$f":"'EnPI Table'!N259","v":0},{"$f":"'EnPI Table'!O259","v":0},{"$f":"'EnPI Table'!P259","v":0},{"$f":"'EnPI Table'!Q259","v":0},{"$f":"'EnPI Table'!R259","v":0},{"$f":"'EnPI Table'!S259","v":0},{"$f":"'EnPI Table'!T259","v":0},{"$f":"'EnPI Table'!U259","v":0},{"$f":"'EnPI Table'!V259","v":0},{"$f":"'EnPI Table'!W259","v":0},{"$f":"'EnPI Table'!X259","v":0},{"$f":"'EnPI Table'!Y259","v":0},{"$f":"'EnPI Table'!Z259","v":0},{"$f":"'EnPI Table'!AA259","v":0}]
[{"$f":"'EnPI Table'!A260","v":"2025-11-01"},{"$f":"'EnPI Table'!AF260","v":131},{"$f":"'EnPI Table'!AG260","v":0},{"$f":"'EnPI Table'!AH260","v":0},{"$f":"'EnPI Table'!AI260","v":0},{"$f":"'EnPI Table'!AJ260","v":0},{"$f":"'EnPI Table'!AK260","v":0},{"$f":"'EnPI Table'!AL260","v":0},{"$f":"'EnPI Table'!AM260","v":0},{"$f":"'EnPI Table'!AN260","v":0},{"$f":"'EnPI Table'!AO260","v":0},{"$f":"'EnPI Table'!AP260","v":0},{"$f":"'EnPI Table'!AQ260","v":0},{"$f":"'EnPI Table'!AR260","v":0},{"$f":"'EnPI Table'!AS260","v":0},{"$f":"'EnPI Table'!AT260","v":0},{"$f":"'EnPI Table'!AU260","v":0},{"$f":"'EnPI Table'!AV260","v":0},{"$f":"'EnPI Table'!AW260","v":0},{"$f":"'EnPI Table'!AX260","v":0},{"$f":"'EnPI Table'!AY260","v":0},{"$f":"'EnPI Table'!AZ260","v":0},{"$f":"'EnPI Table'!BA260","v":0},{"$f":"'EnPI Table'!BB260","v":0},{"$f":"'EnPI Table'!BC260","v":0},{"$f":"'EnPI Table'!BD260","v":0},{"$f":"'EnPI Table'!BE260","v":0},{"$f":"'EnPI Table'!BF260","v":0},{"$f":"'EnPI Table'!BG260","v":0},{"$f":"'EnPI Table'!BH260","v":0},{"$f":"'EnPI Table'!BI260","v":0},{"$f":"'EnPI Table'!BJ260","v":0},{"$f":"'EnPI Table'!BK260","v":0},{"$f":"'EnPI Table'!BL260","v":0},{"$f":"'EnPI Table'!BM260","v":0},{"$f":"'EnPI Table'!BN260","v":0},{"$f":"'EnPI Table'!BO260","v":0},{"$f":"'EnPI Table'!BP260","v":0},{"$f":"'EnPI Table'!BQ260","v":0},{"$f":"'EnPI Table'!BR260","v":0},{"$f":"'EnPI Table'!BS260","v":0},{"$f":"'EnPI Table'!BT260","v":0},null,{"$f":"'EnPI Table'!H260","v":0},{"$f":"'EnPI Table'!I260","v":0},{"$f":"'EnPI Table'!J260","v":0},{"$f":"'EnPI Table'!K260","v":0},{"$f":"'EnPI Table'!L260","v":0},{"$f":"'EnPI Table'!M260","v":0},{"$f":"'EnPI Table'!N260","v":0},{"$f":"'EnPI Table'!O260","v":0},{"$f":"'EnPI Table'!P260","v":0},{"$f":"'EnPI Table'!Q260","v":0},{"$f":"'EnPI Table'!R260","v":0},{"$f":"'EnPI Table'!S260","v":0},{"$f":"'EnPI Table'!T260","v":0},{"$f":"'EnPI Table'!U260","v":0},{"$f":"'EnPI Table'!V260","v":0},{"$f":"'EnPI Table'!W260","v":0},{"$f":"'EnPI Table'!X260","v":0},{"$f":"'EnPI Table'!Y260","v":0},{"$f":"'EnPI Table'!Z260","v":0},{"$f":"'EnPI Table'!AA260","v":0}]
[{"$f":"'EnPI Table'!A261","v":"2025-12-01"},{"$f":"'EnPI Table'!AF261","v":132},{"$f":"'EnPI Table'!AG261","v":0},{"$f":"'EnPI Table'!AH261","v":0},{"$f":"'EnPI Table'!AI261","v":0},{"$f":"'EnPI Table'!AJ261","v":0},{"$f":"'EnPI Table'!AK261","v":0},{"$f":"'EnPI Table'!AL261","v":0},{"$f":"'EnPI Table'!AM261","v":0},{"$f":"'EnPI Table'!AN261","v":0},{"$f":"'EnPI Table'!AO261","v":0},{"$f":"'EnPI Table'!AP261","v":0},{"$f":"'EnPI Table'!AQ261","v":0},{"$f":"'EnPI Table'!AR261","v":0},{"$f":"'EnPI Table'!AS261","v":0},{"$f":"'EnPI Table'!AT261","v":0},{"$f":"'EnPI Table'!AU261","v":0},{"$f":"'EnPI Table'!AV261","v":0},{"$f":"'EnPI Table'!AW261","v":0},{"$f":"'EnPI Table'!AX261","v":0},{"$f":"'EnPI Table'!AY261","v":0},{"$f":"'EnPI Table'!AZ261","v":0},{"$f":"'EnPI Table'!BA261","v":0},{"$f":"'EnPI Table'!BB261","v":0},{"$f":"'EnPI Table'!BC261","v":0},{"$f":"'EnPI Table'!BD261","v":0},{"$f":"'EnPI Table'!BE261","v":0},{"$f":"'EnPI Table'!BF261","v":0},{"$f":"'EnPI Table'!BG261","v":0},{"$f":"'EnPI Table'!BH261","v":0},{"$f":"'EnPI Table'!BI261","v":0},{"$f":"'EnPI Table'!BJ261","v":0},{"$f":"'EnPI Table'!BK261","v":0},{"$f":"'EnPI Table'!BL261","v":0},{"$f":"'EnPI Table'!BM261","v":0},{"$f":"'EnPI Table'!BN261","v":0},{"$f":"'EnPI Table'!BO261","v":0},{"$f":"'EnPI Table'!BP261","v":0},{"$f":"'EnPI Table'!BQ261","v":0},{"$f":"'EnPI Table'!BR261","v":0},{"$f":"'EnPI Table'!BS261","v":0},{"$f":"'EnPI Table'!BT261","v":0},null,{"$f":"'EnPI Table'!H261","v":0},{"$f":"'EnPI Table'!I261","v":0},{"$f":"'EnPI Table'!J261","v":0},{"$f":"'EnPI Table'!K261","v":0},{"$f":"'EnPI Table'!L261","v":0},{"$f":"'EnPI Table'!M261","v":0},{"$f":"'EnPI Table'!N261","v":0},{"$f":"'EnPI Table'!O261","v":0},{"$f":"'EnPI Table'!P261","v":0},{"$f":"'EnPI Table'!Q261","v":0},{"$f":"'EnPI Table'!R261","v":0},{"$f":"'EnPI Table'!S261","v":0},{"$f":"'EnPI Table'!T261","v":0},{"$f":"'EnPI Table'!U261","v":0},{"$f":"'EnPI Table'!V261","v":0},{"$f":"'EnPI Table'!W261","v":0},{"$f":"'EnPI Table'!X261","v":0},{"$f":"'EnPI Table'!Y261","v":0},{"$f":"'EnPI Table'!Z261","v":0},{"$f":"'EnPI Table'!AA261","v":0}]
[{"$f":"'EnPI Table'!A262","v":"2026-01-01"},{"$f":"'EnPI Table'!AF262","v":109},{"$f":"'EnPI Table'!AG262","v":0},{"$f":"'EnPI Table'!AH262","v":0},{"$f":"'EnPI Table'!AI262","v":0},{"$f":"'EnPI Table'!AJ262","v":0},{"$f":"'EnPI Table'!AK262","v":0},{"$f":"'EnPI Table'!AL262","v":0},{"$f":"'EnPI Table'!AM262","v":0},{"$f":"'EnPI Table'!AN262","v":0},{"$f":"'EnPI Table'!AO262","v":0},{"$f":"'EnPI Table'!AP262","v":0},{"$f":"'EnPI Table'!AQ262","v":0},{"$f":"'EnPI Table'!AR262","v":0},{"$f":"'EnPI Table'!AS262","v":0},{"$f":"'EnPI Table'!AT262","v":0},{"$f":"'EnPI Table'!AU262","v":0},{"$f":"'EnPI Table'!AV262","v":0},{"$f":"'EnPI Table'!AW262","v":0},{"$f":"'EnPI Table'!AX262","v":0},{"$f":"'EnPI Table'!AY262","v":0},{"$f":"'EnPI Table'!AZ262","v":0},{"$f":"'EnPI Table'!BA262","v":0},{"$f":"'EnPI Table'!BB262","v":0},{"$f":"'EnPI Table'!BC262","v":0},{"$f":"'EnPI Table'!BD262","v":0},{"$f":"'EnPI Table'!BE262","v":0},{"$f":"'EnPI Table'!BF262","v":0},{"$f":"'EnPI Table'!BG262","v":0},{"$f":"'EnPI Table'!BH262","v":0},{"$f":"'EnPI Table'!BI262","v":0},{"$f":"'EnPI Table'!BJ262","v":0},{"$f":"'EnPI Table'!BK262","v":0},{"$f":"'EnPI Table'!BL262","v":0},{"$f":"'EnPI Table'!BM262","v":0},{"$f":"'EnPI Table'!BN262","v":0},{"$f":"'EnPI Table'!BO262","v":0},{"$f":"'EnPI Table'!BP262","v":0},{"$f":"'EnPI Table'!BQ262","v":0},{"$f":"'EnPI Table'!BR262","v":0},{"$f":"'EnPI Table'!BS262","v":0},{"$f":"'EnPI Table'!BT262","v":0},null,{"$f":"'EnPI Table'!H262","v":0},{"$f":"'EnPI Table'!I262","v":0},{"$f":"'EnPI Table'!J262","v":0},{"$f":"'EnPI Table'!K262","v":0},{"$f":"'EnPI Table'!L262","v":0},{"$f":"'EnPI Table'!M262","v":0},{"$f":"'EnPI Table'!N262","v":0},{"$f":"'EnPI Table'!O262","v":0},{"$f":"'EnPI Table'!P262","v":0},{"$f":"'EnPI Table'!Q262","v":0},{"$f":"'EnPI Table'!R262","v":0},{"$f":"'EnPI Table'!S262","v":0},{"$f":"'EnPI Table'!T262","v":0},{"$f":"'EnPI Table'!U262","v":0},{"$f":"'EnPI Table'!V262","v":0},{"$f":"'EnPI Table'!W262","v":0},{"$f":"'EnPI Table'!X262","v":0},{"$f":"'EnPI Table'!Y262","v":0},{"$f":"'EnPI Table'!Z262","v":0},{"$f":"'EnPI Table'!AA262","v":0}]
[{"$f":"'EnPI Table'!A263","v":"2026-02-01"},{"$f":"'EnPI Table'!AF263","v":110},{"$f":"'EnPI Table'!AG263","v":0},{"$f":"'EnPI Table'!AH263","v":0},{"$f":"'EnPI Table'!AI263","v":0},{"$f":"'EnPI Table'!AJ263","v":0},{"$f":"'EnPI Table'!AK263","v":0},{"$f":"'EnPI Table'!AL263","v":0},{"$f":"'EnPI Table'!AM263","v":0},{"$f":"'EnPI Table'!AN263","v":0},{"$f":"'EnPI Table'!AO263","v":0},{"$f":"'EnPI Table'!AP263","v":0},{"$f":"'EnPI Table'!AQ263","v":0},{"$f":"'EnPI Table'!AR263","v":0},{"$f":"'EnPI Table'!AS263","v":0},{"$f":"'EnPI Table'!AT263","v":0},{"$f":"'EnPI Table'!AU263","v":0},{"$f":"'EnPI Table'!AV263","v":0},{"$f":"'EnPI Table'!AW263","v":0},{"$f":"'EnPI Table'!AX263","v":0},{"$f":"'EnPI Table'!AY263","v":0},{"$f":"'EnPI Table'!AZ263","v":0},{"$f":"'EnPI Table'!BA263","v":0},{"$f":"'EnPI Table'!BB263","v":0},{"$f":"'EnPI Table'!BC263","v":0},{"$f":"'EnPI Table'!BD263","v":0},{"$f":"'EnPI Table'!BE263","v":0},{"$f":"'EnPI Table'!BF263","v":0},{"$f":"'EnPI Table'!BG263","v":0},{"$f":"'EnPI Table'!BH263","v":0},{"$f":"'EnPI Table'!BI263","v":0},{"$f":"'EnPI Table'!BJ263","v":0},{"$f":"'EnPI Table'!BK263","v":0},{"$f":"'EnPI Table'!BL263","v":0},{"$f":"'EnPI Table'!BM263","v":0},{"$f":"'EnPI Table'!BN263","v":0},{"$f":"'EnPI Table'!BO263","v":0},{"$f":"'EnPI Table'!BP263","v":0},{"$f":"'EnPI Table'!BQ263","v":0},{"$f":"'EnPI Table'!BR263","v":0},{"$f":"'EnPI Table'!BS263","v":0},{"$f":"'EnPI Table'!BT263","v":0},null,{"$f":"'EnPI Table'!H263","v":0},{"$f":"'EnPI Table'!I263","v":0},{"$f":"'EnPI Table'!J263","v":0},{"$f":"'EnPI Table'!K263","v":0},{"$f":"'EnPI Table'!L263","v":0},{"$f":"'EnPI Table'!M263","v":0},{"$f":"'EnPI Table'!N263","v":0},{"$f":"'EnPI Table'!O263","v":0},{"$f":"'EnPI Table'!P263","v":0},{"$f":"'EnPI Table'!Q263","v":0},{"$f":"'EnPI Table'!R263","v":0},{"$f":"'EnPI Table'!S263","v":0},{"$f":"'EnPI Table'!T263","v":0},{"$f":"'EnPI Table'!U263","v":0},{"$f":"'EnPI Table'!V263","v":0},{"$f":"'EnPI Table'!W263","v":0},{"$f":"'EnPI Table'!X263","v":0},{"$f":"'EnPI Table'!Y263","v":0},{"$f":"'EnPI Table'!Z263","v":0},{"$f":"'EnPI Table'!AA263","v":0}]
[{"$f":"'EnPI Table'!A264","v":"2026-03-01"},{"$f":"'EnPI Table'!AF264","v":111},{"$f":"'EnPI Table'!AG264","v":0},{"$f":"'EnPI Table'!AH264","v":0},{"$f":"'EnPI Table'!AI264","v":0},{"$f":"'EnPI Table'!AJ264","v":0},{"$f":"'EnPI Table'!AK264","v":0},{"$f":"'EnPI Table'!AL264","v":0},{"$f":"'EnPI Table'!AM264","v":0},{"$f":"'EnPI Table'!AN264","v":0},{"$f":"'EnPI Table'!AO264","v":0},{"$f":"'EnPI Table'!AP264","v":0},{"$f":"'EnPI Table'!AQ264","v":0},{"$f":"'EnPI Table'!AR264","v":0},{"$f":"'EnPI Table'!AS264","v":0},{"$f":"'EnPI Table'!AT264","v":0},{"$f":"'EnPI Table'!AU264","v":0},{"$f":"'EnPI Table'!AV264","v":0},{"$f":"'EnPI Table'!AW264","v":0},{"$f":"'EnPI Table'!AX264","v":0},{"$f":"'EnPI Table'!AY264","v":0},{"$f":"'EnPI Table'!AZ264","v":0},{"$f":"'EnPI Table'!BA264","v":0},{"$f":"'EnPI Table'!BB264","v":0},{"$f":"'EnPI Table'!BC264","v":0},{"$f":"'EnPI Table'!BD264","v":0},{"$f":"'EnPI Table'!BE264","v":0},{"$f":"'EnPI Table'!BF264","v":0},{"$f":"'EnPI Table'!BG264","v":0},{"$f":"'EnPI Table'!BH264","v":0},{"$f":"'EnPI Table'!BI264","v":0},{"$f":"'EnPI Table'!BJ264","v":0},{"$f":"'EnPI Table'!BK264","v":0},{"$f":"'EnPI Table'!BL264","v":0},{"$f":"'EnPI Table'!BM264","v":0},{"$f":"'EnPI Table'!BN264","v":0},{"$f":"'EnPI Table'!BO264","v":0},{"$f":"'EnPI Table'!BP264","v":0},{"$f":"'EnPI Table'!BQ264","v":0},{"$f":"'EnPI Table'!BR264","v":0},{"$f":"'EnPI Table'!BS264","v":0},{"$f":"'EnPI Table'!BT264","v":0},null,{"$f":"'EnPI Table'!H264","v":0},{"$f":"'EnPI Table'!I264","v":0},{"$f":"'EnPI Table'!J264","v":0},{"$f":"'EnPI Table'!K264","v":0},{"$f":"'EnPI Table'!L264","v":0},{"$f":"'EnPI Table'!M264","v":0},{"$f":"'EnPI Table'!N264","v":0},{"$f":"'EnPI Table'!O264","v":0},{"$f":"'EnPI Table'!P264","v":0},{"$f":"'EnPI Table'!Q264","v":0},{"$f":"'EnPI Table'!R264","v":0},{"$f":"'EnPI Table'!S264","v":0},{"$f":"'EnPI Table'!T264","v":0},{"$f":"'EnPI Table'!U264","v":0},{"$f":"'EnPI Table'!V264","v":0},{"$f":"'EnPI Table'!W264","v":0},{"$f":"'EnPI Table'!X264","v":0},{"$f":"'EnPI Table'!Y264","v":0},{"$f":"'EnPI Table'!Z264","v":0},{"$f":"'EnPI Table'!AA264","v":0}]
[{"$f":"'EnPI Table'!A265","v":"2026-04-01"},{"$f":"'EnPI Table'!AF265","v":112},{"$f":"'EnPI Table'!AG265","v":0},{"$f":"'EnPI Table'!AH265","v":0},{"$f":"'EnPI Table'!AI265","v":0},{"$f":"'EnPI Table'!AJ265","v":0},{"$f":"'EnPI Table'!AK265","v":0},{"$f":"'EnPI Table'!AL265","v":0},{"$f":"'EnPI Table'!AM265","v":0},{"$f":"'EnPI Table'!AN265","v":0},{"$f":"'EnPI Table'!AO265","v":0},{"$f":"'EnPI Table'!AP265","v":0},{"$f":"'EnPI Table'!AQ265","v":0},{"$f":"'EnPI Table'!AR265","v":0},{"$f":"'EnPI Table'!AS265","v":0},{"$f":"'EnPI Table'!AT265","v":0},{"$f":"'EnPI Table'!AU265","v":0},{"$f":"'EnPI Table'!AV265","v":0},{"$f":"'EnPI Table'!AW265","v":0},{"$f":"'EnPI Table'!AX265","v":0},{"$f":"'EnPI Table'!AY265","v":0},{"$f":"'EnPI Table'!AZ265","v":0},{"$f":"'EnPI Table'!BA265","v":0},{"$f":"'EnPI Table'!BB265","v":0},{"$f":"'EnPI Table'!BC265","v":0},{"$f":"'EnPI Table'!BD265","v":0},{"$f":"'EnPI Table'!BE265","v":0},{"$f":"'EnPI Table'!BF265","v":0},{"$f":"'EnPI Table'!BG265","v":0},{"$f":"'EnPI Table'!BH265","v":0},{"$f":"'EnPI Table'!BI265","v":0},{"$f":"'EnPI Table'!BJ265","v":0},{"$f":"'EnPI Table'!BK265","v":0},{"$f":"'EnPI Table'!BL265","v":0},{"$f":"'EnPI Table'!BM265","v":0},{"$f":"'EnPI Table'!BN265","v":0},{"$f":"'EnPI Table'!BO265","v":0},{"$f":"'EnPI Table'!BP265","v":0},{"$f":"'EnPI Table'!BQ265","v":0},{"$f":"'EnPI Table'!BR265","v":0},{"$f":"'EnPI Table'!BS265","v":0},{"$f":"'EnPI Table'!BT265","v":0},null,{"$f":"'EnPI Table'!H265","v":0},{"$f":"'EnPI Table'!I265","v":0},{"$f":"'EnPI Table'!J265","v":0},{"$f":"'EnPI Table'!K265","v":0},{"$f":"'EnPI Table'!L265","v":0},{"$f":"'EnPI Table'!M265","v":0},{"$f":"'EnPI Table'!N265","v":0},{"$f":"'EnPI Table'!O265","v":0},{"$f":"'EnPI Table'!P265","v":0},{"$f":"'EnPI Table'!Q265","v":0},{"$f":"'EnPI Table'!R265","v":0},{"$f":"'EnPI Table'!S265","v":0},{"$f":"'EnPI Table'!T265","v":0},{"$f":"'EnPI Table'!U265","v":0},{"$f":"'EnPI Table'!V265","v":0},{"$f":"'EnPI Table'!W265","v":0},{"$f":"'EnPI Table'!X265","v":0},{"$f":"'EnPI Table'!Y265","v":0},{"$f":"'EnPI Table'!Z265","v":0},{"$f":"'EnPI Table'!AA265","v":0}]
[{"$f":"'EnPI Table'!A266","v":"2026-05-01"},{"$f":"'EnPI Table'!AF266","v":113},{"$f":"'EnPI Table'!AG266","v":0},{"$f":"'EnPI Table'!AH266","v":0},{"$f":"'EnPI Table'!AI266","v":0},{"$f":"'EnPI Table'!AJ266","v":0},{"$f":"'EnPI Table'!AK266","v":0},{"$f":"'EnPI Table'!AL266","v":0},{"$f":"'EnPI Table'!AM266","v":0},{"$f":"'EnPI Table'!AN266","v":0},{"$f":"'EnPI Table'!AO266","v":0},{"$f":"'EnPI Table'!AP266","v":0},{"$f":"'EnPI Table'!AQ266","v":0},{"$f":"'EnPI Table'!AR266","v":0},{"$f":"'EnPI Table'!AS266","v":0},{"$f":"'EnPI Table'!AT266","v":0},{"$f":"'EnPI Table'!AU266","v":0},{"$f":"'EnPI Table'!AV266","v":0},{"$f":"'EnPI Table'!AW266","v":0},{"$f":"'EnPI Table'!AX266","v":0},{"$f":"'EnPI Table'!AY266","v":0},{"$f":"'EnPI Table'!AZ266","v":0},{"$f":"'EnPI Table'!BA266","v":0},{"$f":"'EnPI Table'!BB266","v":0},{"$f":"'EnPI Table'!BC266","v":0},{"$f":"'EnPI Table'!BD266","v":0},{"$f":"'EnPI Table'!BE266","v":0},{"$f":"'EnPI Table'!BF266","v":0},{"$f":"'EnPI Table'!BG266","v":0},{"$f":"'EnPI Table'!BH266","v":0},{"$f":"'EnPI Table'!BI266","v":0},{"$f":"'EnPI Table'!BJ266","v":0},{"$f":"'EnPI Table'!BK266","v":0},{"$f":"'EnPI Table'!BL266","v":0},{"$f":"'EnPI Table'!BM266","v":0},{"$f":"'EnPI Table'!BN266","v":0},{"$f":"'EnPI Table'!BO266","v":0},{"$f":"'EnPI Table'!BP266","v":0},{"$f":"'EnPI Table'!BQ266","v":0},{"$f":"'EnPI Table'!BR266","v":0},{"$f":"'EnPI Table'!BS266","v":0},{"$f":"'EnPI Table'!BT266","v":0},null,{"$f":"'EnPI Table'!H266","v":0},{"$f":"'EnPI Table'!I266","v":0},{"$f":"'EnPI Table'!J266","v":0},{"$f":"'EnPI Table'!K266","v":0},{"$f":"'EnPI Table'!L266","v":0},{"$f":"'EnPI Table'!M266","v":0},{"$f":"'EnPI Table'!N266","v":0},{"$f":"'EnPI Table'!O266","v":0},{"$f":"'EnPI Table'!P266","v":0},{"$f":"'EnPI Table'!Q266","v":0},{"$f":"'EnPI Table'!R266","v":0},{"$f":"'EnPI Table'!S266","v":0},{"$f":"'EnPI Table'!T266","v":0},{"$f":"'EnPI Table'!U266","v":0},{"$f":"'EnPI Table'!V266","v":0},{"$f":"'EnPI Table'!W266","v":0},{"$f":"'EnPI Table'!X266","v":0},{"$f":"'EnPI Table'!Y266","v":0},{"$f":"'EnPI Table'!Z266","v":0},{"$f":"'EnPI Table'!AA266","v":0}]
[{"$f":"'EnPI Table'!A267","v":"2026-06-01"},{"$f":"'EnPI Table'!AF267","v":114},{"$f":"'EnPI Table'!AG267","v":0},{"$f":"'EnPI Table'!AH267","v":0},{"$f":"'EnPI Table'!AI267","v":0},{"$f":"'EnPI Table'!AJ267","v":0},{"$f":"'EnPI Table'!AK267","v":0},{"$f":"'EnPI Table'!AL267","v":0},{"$f":"'EnPI Table'!AM267","v":0},{"$f":"'EnPI Table'!AN267","v":0},{"$f":"'EnPI Table'!AO267","v":0},{"$f":"'EnPI Table'!AP267","v":0},{"$f":"'EnPI Table'!AQ267","v":0},{"$f":"'EnPI Table'!AR267","v":0},{"$f":"'EnPI Table'!AS267","v":0},{"$f":"'EnPI Table'!AT267","v":0},{"$f":"'EnPI Table'!AU267","v":0},{"$f":"'EnPI Table'!AV267","v":0},{"$f":"'EnPI Table'!AW267","v":0},{"$f":"'EnPI Table'!AX267","v":0},{"$f":"'EnPI Table'!AY267","v":0},{"$f":"'EnPI Table'!AZ267","v":0},{"$f":"'EnPI Table'!BA267","v":0},{"$f":"'EnPI Table'!BB267","v":0},{"$f":"'EnPI Table'!BC267","v":0},{"$f":"'EnPI Table'!BD267","v":0},{"$f":"'EnPI Table'!BE267","v":0},{"$f":"'EnPI Table'!BF267","v":0},{"$f":"'EnPI Table'!BG267","v":0},{"$f":"'EnPI Table'!BH267","v":0},{"$f":"'EnPI Table'!BI267","v":0},{"$f":"'EnPI Table'!BJ267","v":0},{"$f":"'EnPI Table'!BK267","v":0},{"$f":"'EnPI Table'!BL267","v":0},{"$f":"'EnPI Table'!BM267","v":0},{"$f":"'EnPI Table'!BN267","v":0},{"$f":"'EnPI Table'!BO267","v":0},{"$f":"'EnPI Table'!BP267","v":0},{"$f":"'EnPI Table'!BQ267","v":0},{"$f":"'EnPI Table'!BR267","v":0},{"$f":"'EnPI Table'!BS267","v":0},{"$f":"'EnPI Table'!BT267","v":0},null,{"$f":"'EnPI Table'!H267","v":0},{"$f":"'EnPI Table'!I267","v":0},{"$f":"'EnPI Table'!J267","v":0},{"$f":"'EnPI Table'!K267","v":0},{"$f":"'EnPI Table'!L267","v":0},{"$f":"'EnPI Table'!M267","v":0},{"$f":"'EnPI Table'!N267","v":0},{"$f":"'EnPI Table'!O267","v":0},{"$f":"'EnPI Table'!P267","v":0},{"$f":"'EnPI Table'!Q267","v":0},{"$f":"'EnPI Table'!R267","v":0},{"$f":"'EnPI Table'!S267","v":0},{"$f":"'EnPI Table'!T267","v":0},{"$f":"'EnPI Table'!U267","v":0},{"$f":"'EnPI Table'!V267","v":0},{"$f":"'EnPI Table'!W267","v":0},{"$f":"'EnPI Table'!X267","v":0},{"$f":"'EnPI Table'!Y267","v":0},{"$f":"'EnPI Table'!Z267","v":0},{"$f":"'EnPI Table'!AA267","v":0}]
[{"$f":"'EnPI Table'!A268","v":"2026-07-01"},{"$f":"'EnPI Table'!AF268","v":115},{"$f":"'EnPI Table'!AG268","v":0},{"$f":"'EnPI Table'!AH268","v":0},{"$f":"'EnPI Table'!AI268","v":0},{"$f":"'EnPI Table'!AJ268","v":0},{"$f":"'EnPI Table'!AK268","v":0},{"$f":"'EnPI Table'!AL268","v":0},{"$f":"'EnPI Table'!AM268","v":0},{"$f":"'EnPI Table'!AN268","v":0},{"$f":"'EnPI Table'!AO268","v":0},{"$f":"'EnPI Table'!AP268","v":0},{"$f":"'EnPI Table'!AQ268","v":0},{"$f":"'EnPI Table'!AR268","v":0},{"$f":"'EnPI Table'!AS268","v":0},{"$f":"'EnPI Table'!AT268","v":0},{"$f":"'EnPI Table'!AU268","v":0},{"$f":"'EnPI Table'!AV268","v":0},{"$f":"'EnPI Table'!AW268","v":0},{"$f":"'EnPI Table'!AX268","v":0},{"$f":"'EnPI Table'!AY268","v":0},{"$f":"'EnPI Table'!AZ268","v":0},{"$f":"'EnPI Table'!BA268","v":0},{"$f":"'EnPI Table'!BB268","v":0},{"$f":"'EnPI Table'!BC268","v":0},{"$f":"'EnPI Table'!BD268","v":0},{"$f":"'EnPI Table'!BE268","v":0},{"$f":"'EnPI Table'!BF268","v":0},{"$f":"'EnPI Table'!BG268","v":0},{"$f":"'EnPI Table'!BH268","v":0},{"$f":"'EnPI Table'!BI268","v":0},{"$f":"'EnPI Table'!BJ268","v":0},{"$f":"'EnPI Table'!BK268","v":0},{"$f":"'EnPI Table'!BL268","v":0},{"$f":"'EnPI Table'!BM268","v":0},{"$f":"'EnPI Table'!BN268","v":0},{"$f":"'EnPI Table'!BO268","v":0},{"$f":"'EnPI Table'!BP268","v":0},{"$f":"'EnPI Table'!BQ268","v":0},{"$f":"'EnPI Table'!BR268","v":0},{"$f":"'EnPI Table'!BS268","v":0},{"$f":"'EnPI Table'!BT268","v":0},null,{"$f":"'EnPI Table'!H268","v":0},{"$f":"'EnPI Table'!I268","v":0},{"$f":"'EnPI Table'!J268","v":0},{"$f":"'EnPI Table'!K268","v":0},{"$f":"'EnPI Table'!L268","v":0},{"$f":"'EnPI Table'!M268","v":0},{"$f":"'EnPI Table'!N268","v":0},{"$f":"'EnPI Table'!O268","v":0},{"$f":"'EnPI Table'!P268","v":0},{"$f":"'EnPI Table'!Q268","v":0},{"$f":"'EnPI Table'!R268","v":0},{"$f":"'EnPI Table'!S268","v":0},{"$f":"'EnPI Table'!T268","v":0},{"$f":"'EnPI Table'!U268","v":0},{"$f":"'EnPI Table'!V268","v":0},{"$f":"'EnPI Table'!W268","v":0},{"$f":"'EnPI Table'!X268","v":0},{"$f":"'EnPI Table'!Y268","v":0},{"$f":"'EnPI Table'!Z268","v":0},{"$f":"'EnPI Table'!AA268","v":0}]
[{"$f":"'EnPI Table'!A269","v":"2026-08-01"},{"$f":"'EnPI Table'!AF269","v":116},{"$f":"'EnPI Table'!AG269","v":0},{"$f":"'EnPI Table'!AH269","v":0},{"$f":"'EnPI Table'!AI269","v":0},{"$f":"'EnPI Table'!AJ269","v":0},{"$f":"'EnPI Table'!AK269","v":0},{"$f":"'EnPI Table'!AL269","v":0},{"$f":"'EnPI Table'!AM269","v":0},{"$f":"'EnPI Table'!AN269","v":0},{"$f":"'EnPI Table'!AO269","v":0},{"$f":"'EnPI Table'!AP269","v":0},{"$f":"'EnPI Table'!AQ269","v":0},{"$f":"'EnPI Table'!AR269","v":0},{"$f":"'EnPI Table'!AS269","v":0},{"$f":"'EnPI Table'!AT269","v":0},{"$f":"'EnPI Table'!AU269","v":0},{"$f":"'EnPI Table'!AV269","v":0},{"$f":"'EnPI Table'!AW269","v":0},{"$f":"'EnPI Table'!AX269","v":0},{"$f":"'EnPI Table'!AY269","v":0},{"$f":"'EnPI Table'!AZ269","v":0},{"$f":"'EnPI Table'!BA269","v":0},{"$f":"'EnPI Table'!BB269","v":0},{"$f":"'EnPI Table'!BC269","v":0},{"$f":"'EnPI Table'!BD269","v":0},{"$f":"'EnPI Table'!BE269","v":0},{"$f":"'EnPI Table'!BF269","v":0},{"$f":"'EnPI Table'!BG269","v":0},{"$f":"'EnPI Table'!BH269","v":0},{"$f":"'EnPI Table'!BI269","v":0},{"$f":"'EnPI Table'!BJ269","v":0},{"$f":"'EnPI Table'!BK269","v":0},{"$f":"'EnPI Table'!BL269","v":0},{"$f":"'EnPI Table'!BM269","v":0},{"$f":"'EnPI Table'!BN269","v":0},{"$f":"'EnPI Table'!BO269","v":0},{"$f":"'EnPI Table'!BP269","v":0},{"$f":"'EnPI Table'!BQ269","v":0},{"$f":"'EnPI Table'!BR269","v":0},{"$f":"'EnPI Table'!BS269","v":0},{"$f":"'EnPI Table'!BT269","v":0},null,{"$f":"'EnPI Table'!H269","v":0},{"$f":"'EnPI Table'!I269","v":0},{"$f":"'EnPI Table'!J269","v":0},{"$f":"'EnPI Table'!K269","v":0},{"$f":"'EnPI Table'!L269","v":0},{"$f":"'EnPI Table'!M269","v":0},{"$f":"'EnPI Table'!N269","v":0},{"$f":"'EnPI Table'!O269","v":0},{"$f":"'EnPI Table'!P269","v":0},{"$f":"'EnPI Table'!Q269","v":0},{"$f":"'EnPI Table'!R269","v":0},{"$f":"'EnPI Table'!S269","v":0},{"$f":"'EnPI Table'!T269","v":0},{"$f":"'EnPI Table'!U269","v":0},{"$f":"'EnPI Table'!V269","v":0},{"$f":"'EnPI Table'!W269","v":0},{"$f":"'EnPI Table'!X269","v":0},{"$f":"'EnPI Table'!Y269","v":0},{"$f":"'EnPI Table'!Z269","v":0},{"$f":"'EnPI Table'!AA269","v":0}]
[{"$f":"'EnPI Table'!A270","v":"2026-09-01"},{"$f":"'EnPI Table'!AF270","v":117},{"$f":"'EnPI Table'!AG270","v":0},{"$f":"'EnPI Table'!AH270","v":0},{"$f":"'EnPI Table'!AI270","v":0},{"$f":"'EnPI Table'!AJ270","v":0},{"$f":"'EnPI Table'!AK270","v":0},{"$f":"'EnPI Table'!AL270","v":0},{"$f":"'EnPI Table'!AM270","v":0},{"$f":"'EnPI Table'!AN270","v":0},{"$f":"'EnPI Table'!AO270","v":0},{"$f":"'EnPI Table'!AP270","v":0},{"$f":"'EnPI Table'!AQ270","v":0},{"$f":"'EnPI Table'!AR270","v":0},{"$f":"'EnPI Table'!AS270","v":0},{"$f":"'EnPI Table'!AT270","v":0},{"$f":"'EnPI Table'!AU270","v":0},{"$f":"'EnPI Table'!AV270","v":0},{"$f":"'EnPI Table'!AW270","v":0},{"$f":"'EnPI Table'!AX270","v":0},{"$f":"'EnPI Table'!AY270","v":0},{"$f":"'EnPI Table'!AZ270","v":0},{"$f":"'EnPI Table'!BA270","v":0},{"$f":"'EnPI Table'!BB270","v":0},{"$f":"'EnPI Table'!BC270","v":0},{"$f":"'EnPI Table'!BD270","v":0},{"$f":"'EnPI Table'!BE270","v":0},{"$f":"'EnPI Table'!BF270","v":0},{"$f":"'EnPI Table'!BG270","v":0},{"$f":"'EnPI Table'!BH270","v":0},{"$f":"'EnPI Table'!BI270","v":0},{"$f":"'EnPI Table'!BJ270","v":0},{"$f":"'EnPI Table'!BK270","v":0},{"$f":"'EnPI Table'!BL270","v":0},{"$f":"'EnPI Table'!BM270","v":0},{"$f":"'EnPI Table'!BN270","v":0},{"$f":"'EnPI Table'!BO270","v":0},{"$f":"'EnPI Table'!BP270","v":0},{"$f":"'EnPI Table'!BQ270","v":0},{"$f":"'EnPI Table'!BR270","v":0},{"$f":"'EnPI Table'!BS270","v":0},{"$f":"'EnPI Table'!BT270","v":0},null,{"$f":"'EnPI Table'!H270","v":0},{"$f":"'EnPI Table'!I270","v":0},{"$f":"'EnPI Table'!J270","v":0},{"$f":"'EnPI Table'!K270","v":0},{"$f":"'EnPI Table'!L270","v":0},{"$f":"'EnPI Table'!M270","v":0},{"$f":"'EnPI Table'!N270","v":0},{"$f":"'EnPI Table'!O270","v":0},{"$f":"'EnPI Table'!P270","v":0},{"$f":"'EnPI Table'!Q270","v":0},{"$f":"'EnPI Table'!R270","v":0},{"$f":"'EnPI Table'!S270","v":0},{"$f":"'EnPI Table'!T270","v":0},{"$f":"'EnPI Table'!U270","v":0},{"$f":"'EnPI Table'!V270","v":0},{"$f":"'EnPI Table'!W270","v":0},{"$f":"'EnPI Table'!X270","v":0},{"$f":"'EnPI Table'!Y270","v":0},{"$f":"'EnPI Table'!Z270","v":0},{"$f":"'EnPI Table'!AA270","v":0}]
[{"$f":"'EnPI Table'!A271","v":"2026-10-01"},{"$f":"'EnPI Table'!AF271","v":118},{"$f":"'EnPI Table'!AG271","v":0},{"$f":"'EnPI Table'!AH271","v":0},{"$f":"'EnPI Table'!AI271","v":0},{"$f":"'EnPI Table'!AJ271","v":0},{"$f":"'EnPI Table'!AK271","v":0},{"$f":"'EnPI Table'!AL271","v":0},{"$f":"'EnPI Table'!AM271","v":0},{"$f":"'EnPI Table'!AN271","v":0},{"$f":"'EnPI Table'!AO271","v":0},{"$f":"'EnPI Table'!AP271","v":0},{"$f":"'EnPI Table'!AQ271","v":0},{"$f":"'EnPI Table'!AR271","v":0},{"$f":"'EnPI Table'!AS271","v":0},{"$f":"'EnPI Table'!AT271","v":0},{"$f":"'EnPI Table'!AU271","v":0},{"$f":"'EnPI Table'!AV271","v":0},{"$f":"'EnPI Table'!AW271","v":0},{"$f":"'EnPI Table'!AX271","v":0},{"$f":"'EnPI Table'!AY271","v":0},{"$f":"'EnPI Table'!AZ271","v":0},{"$f":"'EnPI Table'!BA271","v":0},{"$f":"'EnPI Table'!BB271","v":0},{"$f":"'EnPI Table'!BC271","v":0},{"$f":"'EnPI Table'!BD271","v":0},{"$f":"'EnPI Table'!BE271","v":0},{"$f":"'EnPI Table'!BF271","v":0},{"$f":"'EnPI Table'!BG271","v":0},{"$f":"'EnPI Table'!BH271","v":0},{"$f":"'EnPI Table'!BI271","v":0},{"$f":"'EnPI Table'!BJ271","v":0},{"$f":"'EnPI Table'!BK271","v":0},{"$f":"'EnPI Table'!BL271","v":0},{"$f":"'EnPI Table'!BM271","v":0},{"$f":"'EnPI Table'!BN271","v":0},{"$f":"'EnPI Table'!BO271","v":0},{"$f":"'EnPI Table'!BP271","v":0},{"$f":"'EnPI Table'!BQ271","v":0},{"$f":"'EnPI Table'!BR271","v":0},{"$f":"'EnPI Table'!BS271","v":0},{"$f":"'EnPI Table'!BT271","v":0},null,{"$f":"'EnPI Table'!H271","v":0},{"$f":"'EnPI Table'!I271","v":0},{"$f":"'EnPI Table'!J271","v":0},{"$f":"'EnPI Table'!K271","v":0},{"$f":"'EnPI Table'!L271","v":0},{"$f":"'EnPI Table'!M271","v":0},{"$f":"'EnPI Table'!N271","v":0},{"$f":"'EnPI Table'!O271","v":0},{"$f":"'EnPI Table'!P271","v":0},{"$f":"'EnPI Table'!Q271","v":0},{"$f":"'EnPI Table'!R271","v":0},{"$f":"'EnPI Table'!S271","v":0},{"$f":"'EnPI Table'!T271","v":0},{"$f":"'EnPI Table'!U271","v":0},{"$f":"'EnPI Table'!V271","v":0},{"$f":"'EnPI Table'!W271","v":0},{"$f":"'EnPI Table'!X271","v":0},{"$f":"'EnPI Table'!Y271","v":0},{"$f":"'EnPI Table'!Z271","v":0},{"$f":"'EnPI Table'!AA271","v":0}]
[{"$f":"'EnPI Table'!A272","v":"2026-11-01"},{"$f":"'EnPI Table'!AF272","v":119},{"$f":"'EnPI Table'!AG272","v":0},{"$f":"'EnPI Table'!AH272","v":0},{"$f":"'EnPI Table'!AI272","v":0},{"$f":"'EnPI Table'!AJ272","v":0},{"$f":"'EnPI Table'!AK272","v":0},{"$f":"'EnPI Table'!AL272","v":0},{"$f":"'EnPI Table'!AM272","v":0},{"$f":"'EnPI Table'!AN272","v":0},{"$f":"'EnPI Table'!AO272","v":0},{"$f":"'EnPI Table'!AP272","v":0},{"$f":"'EnPI Table'!AQ272","v":0},{"$f":"'EnPI Table'!AR272","v":0},{"$f":"'EnPI Table'!AS272","v":0},{"$f":"'EnPI Table'!AT272","v":0},{"$f":"'EnPI Table'!AU272","v":0},{"$f":"'EnPI Table'!AV272","v":0},{"$f":"'EnPI Table'!AW272","v":0},{"$f":"'EnPI Table'!AX272","v":0},{"$f":"'EnPI Table'!AY272","v":0},{"$f":"'EnPI Table'!AZ272","v":0},{"$f":"'EnPI Table'!BA272","v":0},{"$f":"'EnPI Table'!BB272","v":0},{"$f":"'EnPI Table'!BC272","v":0},{"$f":"'EnPI Table'!BD272","v":0},{"$f":"'EnPI Table'!BE272","v":0},{"$f":"'EnPI Table'!BF272","v":0},{"$f":"'EnPI Table'!BG272","v":0},{"$f":"'EnPI Table'!BH272","v":0},{"$f":"'EnPI Table'!BI272","v":0},{"$f":"'EnPI Table'!BJ272","v":0},{"$f":"'EnPI Table'!BK272","v":0},{"$f":"'EnPI Table'!BL272","v":0},{"$f":"'EnPI Table'!BM272","v":0},{"$f":"'EnPI Table'!BN272","v":0},{"$f":"'EnPI Table'!BO272","v":0},{"$f":"'EnPI Table'!BP272","v":0},{"$f":"'EnPI Table'!BQ272","v":0},{"$f":"'EnPI Table'!BR272","v":0},{"$f":"'EnPI Table'!BS272","v":0},{"$f":"'EnPI Table'!BT272","v":0},null,{"$f":"'EnPI Table'!H272","v":0},{"$f":"'EnPI Table'!I272","v":0},{"$f":"'EnPI Table'!J272","v":0},{"$f":"'EnPI Table'!K272","v":0},{"$f":"'EnPI Table'!L272","v":0},{"$f":"'EnPI Table'!M272","v":0},{"$f":"'EnPI Table'!N272","v":0},{"$f":"'EnPI Table'!O272","v":0},{"$f":"'EnPI Table'!P272","v":0},{"$f":"'EnPI Table'!Q272","v":0},{"$f":"'EnPI Table'!R272","v":0},{"$f":"'EnPI Table'!S272","v":0},{"$f":"'EnPI Table'!T272","v":0},{"$f":"'EnPI Table'!U272","v":0},{"$f":"'EnPI Table'!V272","v":0},{"$f":"'EnPI Table'!W272","v":0},{"$f":"'EnPI Table'!X272","v":0},{"$f":"'EnPI Table'!Y272","v":0},{"$f":"'EnPI Table'!Z272","v":0},{"$f":"'EnPI Table'!AA272","v":0}]
[{"$f":"'EnPI Table'!A273","v":"2026-12-01"},{"$f":"'EnPI Table'!AF273","v":120},{"$f":"'EnPI Table'!AG273","v":0},{"$f":"'EnPI Table'!AH273","v":0},{"$f":"'EnPI Table'!AI273","v":0},{"$f":"'EnPI Table'!AJ273","v":0},{"$f":"'EnPI Table'!AK273","v":0},{"$f":"'EnPI Table'!AL273","v":0},{"$f":"'EnPI Table'!AM273","v":0},{"$f":"'EnPI Table'!AN273","v":0},{"$f":"'EnPI Table'!AO273","v":0},{"$f":"'EnPI Table'!AP273","v":0},{"$f":"'EnPI Table'!AQ273","v":0},{"$f":"'EnPI Table'!AR273","v":0},{"$f":"'EnPI Table'!AS273","v":0},{"$f":"'EnPI Table'!AT273","v":0},{"$f":"'EnPI Table'!AU273","v":0},{"$f":"'EnPI Table'!AV273","v":0},{"$f":"'EnPI Table'!AW273","v":0},{"$f":"'EnPI Table'!AX273","v":0},{"$f":"'EnPI Table'!AY273","v":0},{"$f":"'EnPI Table'!AZ273","v":0},{"$f":"'EnPI Table'!BA273","v":0},{"$f":"'EnPI Table'!BB273","v":0},{"$f":"'EnPI Table'!BC273","v":0},{"$f":"'EnPI Table'!BD273","v":0},{"$f":"'EnPI Table'!BE273","v":0},{"$f":"'EnPI Table'!BF273","v":0},{"$f":"'EnPI Table'!BG273","v":0},{"$f":"'EnPI Table'!BH273","v":0},{"$f":"'EnPI Table'!BI273","v":0},{"$f":"'EnPI Table'!BJ273","v":0},{"$f":"'EnPI Table'!BK273","v":0},{"$f":"'EnPI Table'!BL273","v":0},{"$f":"'EnPI Table'!BM273","v":0},{"$f":"'EnPI Table'!BN273","v":0},{"$f":"'EnPI Table'!BO273","v":0},{"$f":"'EnPI Table'!BP273","v":0},{"$f":"'EnPI Table'!BQ273","v":0},{"$f":"'EnPI Table'!BR273","v":0},{"$f":"'EnPI Table'!BS273","v":0},{"$f":"'EnPI Table'!BT273","v":0},null,{"$f":"'EnPI Table'!H273","v":0},{"$f":"'EnPI Table'!I273","v":0},{"$f":"'EnPI Table'!J273","v":0},{"$f":"'EnPI Table'!K273","v":0},{"$f":"'EnPI Table'!L273","v":0},{"$f":"'EnPI Table'!M273","v":0},{"$f":"'EnPI Table'!N273","v":0},{"$f":"'EnPI Table'!O273","v":0},{"$f":"'EnPI Table'!P273","v":0},{"$f":"'EnPI Table'!Q273","v":0},{"$f":"'EnPI Table'!R273","v":0},{"$f":"'EnPI Table'!S273","v":0},{"$f":"'EnPI Table'!T273","v":0},{"$f":"'EnPI Table'!U273","v":0},{"$f":"'EnPI Table'!V273","v":0},{"$f":"'EnPI Table'!W273","v":0},{"$f":"'EnPI Table'!X273","v":0},{"$f":"'EnPI Table'!Y273","v":0},{"$f":"'EnPI Table'!Z273","v":0},{"$f":"'EnPI Table'!AA273","v":0}]
[{"$f":"'EnPI Table'!A274","v":"2027-01-01"},{"$f":"'EnPI Table'!AF274","v":121},{"$f":"'EnPI Table'!AG274","v":0},{"$f":"'EnPI Table'!AH274","v":0},{"$f":"'EnPI Table'!AI274","v":0},{"$f":"'EnPI Table'!AJ274","v":0},{"$f":"'EnPI Table'!AK274","v":0},{"$f":"'EnPI Table'!AL274","v":0},{"$f":"'EnPI Table'!AM274","v":0},{"$f":"'EnPI Table'!AN274","v":0},{"$f":"'EnPI Table'!AO274","v":0},{"$f":"'EnPI Table'!AP274","v":0},{"$f":"'EnPI Table'!AQ274","v":0},{"$f":"'EnPI Table'!AR274","v":0},{"$f":"'EnPI Table'!AS274","v":0},{"$f":"'EnPI Table'!AT274","v":0},{"$f":"'EnPI Table'!AU274","v":0},{"$f":"'EnPI Table'!AV274","v":0},{"$f":"'EnPI Table'!AW274","v":0},{"$f":"'EnPI Table'!AX274","v":0},{"$f":"'EnPI Table'!AY274","v":0},{"$f":"'EnPI Table'!AZ274","v":0},{"$f":"'EnPI Table'!BA274","v":0},{"$f":"'EnPI Table'!BB274","v":0},{"$f":"'EnPI Table'!BC274","v":0},{"$f":"'EnPI Table'!BD274","v":0},{"$f":"'EnPI Table'!BE274","v":0},{"$f":"'EnPI Table'!BF274","v":0},{"$f":"'EnPI Table'!BG274","v":0},{"$f":"'EnPI Table'!BH274","v":0},{"$f":"'EnPI Table'!BI274","v":0},{"$f":"'EnPI Table'!BJ274","v":0},{"$f":"'EnPI Table'!BK274","v":0},{"$f":"'EnPI Table'!BL274","v":0},{"$f":"'EnPI Table'!BM274","v":0},{"$f":"'EnPI Table'!BN274","v":0},{"$f":"'EnPI Table'!BO274","v":0},{"$f":"'EnPI Table'!BP274","v":0},{"$f":"'EnPI Table'!BQ274","v":0},{"$f":"'EnPI Table'!BR274","v":0},{"$f":"'EnPI Table'!BS274","v":0},{"$f":"'EnPI Table'!BT274","v":0},null,{"$f":"'EnPI Table'!H274","v":0},{"$f":"'EnPI Table'!I274","v":0},{"$f":"'EnPI Table'!J274","v":0},{"$f":"'EnPI Table'!K274","v":0},{"$f":"'EnPI Table'!L274","v":0},{"$f":"'EnPI Table'!M274","v":0},{"$f":"'EnPI Table'!N274","v":0},{"$f":"'EnPI Table'!O274","v":0},{"$f":"'EnPI Table'!P274","v":0},{"$f":"'EnPI Table'!Q274","v":0},{"$f":"'EnPI Table'!R274","v":0},{"$f":"'EnPI Table'!S274","v":0},{"$f":"'EnPI Table'!T274","v":0},{"$f":"'EnPI Table'!U274","v":0},{"$f":"'EnPI Table'!V274","v":0},{"$f":"'EnPI Table'!W274","v":0},{"$f":"'EnPI Table'!X274","v":0},{"$f":"'EnPI Table'!Y274","v":0},{"$f":"'EnPI Table'!Z274","v":0},{"$f":"'EnPI Table'!AA274","v":0}]
[{"$f":"'EnPI Table'!A275","v":"2027-02-01"},{"$f":"'EnPI Table'!AF275","v":122},{"$f":"'EnPI Table'!AG275","v":0},{"$f":"'EnPI Table'!AH275","v":0},{"$f":"'EnPI Table'!AI275","v":0},{"$f":"'EnPI Table'!AJ275","v":0},{"$f":"'EnPI Table'!AK275","v":0},{"$f":"'EnPI Table'!AL275","v":0},{"$f":"'EnPI Table'!AM275","v":0},{"$f":"'EnPI Table'!AN275","v":0},{"$f":"'EnPI Table'!AO275","v":0},{"$f":"'EnPI Table'!AP275","v":0},{"$f":"'EnPI Table'!AQ275","v":0},{"$f":"'EnPI Table'!AR275","v":0},{"$f":"'EnPI Table'!AS275","v":0},{"$f":"'EnPI Table'!AT275","v":0},{"$f":"'EnPI Table'!AU275","v":0},{"$f":"'EnPI Table'!AV275","v":0},{"$f":"'EnPI Table'!AW275","v":0},{"$f":"'EnPI Table'!AX275","v":0},{"$f":"'EnPI Table'!AY275","v":0},{"$f":"'EnPI Table'!AZ275","v":0},{"$f":"'EnPI Table'!BA275","v":0},{"$f":"'EnPI Table'!BB275","v":0},{"$f":"'EnPI Table'!BC275","v":0},{"$f":"'EnPI Table'!BD275","v":0},{"$f":"'EnPI Table'!BE275","v":0},{"$f":"'EnPI Table'!BF275","v":0},{"$f":"'EnPI Table'!BG275","v":0},{"$f":"'EnPI Table'!BH275","v":0},{"$f":"'EnPI Table'!BI275","v":0},{"$f":"'EnPI Table'!BJ275","v":0},{"$f":"'EnPI Table'!BK275","v":0},{"$f":"'EnPI Table'!BL275","v":0},{"$f":"'EnPI Table'!BM275","v":0},{"$f":"'EnPI Table'!BN275","v":0},{"$f":"'EnPI Table'!BO275","v":0},{"$f":"'EnPI Table'!BP275","v":0},{"$f":"'EnPI Table'!BQ275","v":0},{"$f":"'EnPI Table'!BR275","v":0},{"$f":"'EnPI Table'!BS275","v":0},{"$f":"'EnPI Table'!BT275","v":0},null,{"$f":"'EnPI Table'!H275","v":0},{"$f":"'EnPI Table'!I275","v":0},{"$f":"'EnPI Table'!J275","v":0},{"$f":"'EnPI Table'!K275","v":0},{"$f":"'EnPI Table'!L275","v":0},{"$f":"'EnPI Table'!M275","v":0},{"$f":"'EnPI Table'!N275","v":0},{"$f":"'EnPI Table'!O275","v":0},{"$f":"'EnPI Table'!P275","v":0},{"$f":"'EnPI Table'!Q275","v":0},{"$f":"'EnPI Table'!R275","v":0},{"$f":"'EnPI Table'!S275","v":0},{"$f":"'EnPI Table'!T275","v":0},{"$f":"'EnPI Table'!U275","v":0},{"$f":"'EnPI Table'!V275","v":0},{"$f":"'EnPI Table'!W275","v":0},{"$f":"'EnPI Table'!X275","v":0},{"$f":"'EnPI Table'!Y275","v":0},{"$f":"'EnPI Table'!Z275","v":0},{"$f":"'EnPI Table'!AA275","v":0}]
[{"$f":"'EnPI Table'!A276","v":"2027-03-01"},{"$f":"'EnPI Table'!AF276","v":123},{"$f":"'EnPI Table'!AG276","v":0},{"$f":"'EnPI Table'!AH276","v":0},{"$f":"'EnPI Table'!AI276","v":0},{"$f":"'EnPI Table'!AJ276","v":0},{"$f":"'EnPI Table'!AK276","v":0},{"$f":"'EnPI Table'!AL276","v":0},{"$f":"'EnPI Table'!AM276","v":0},{"$f":"'EnPI Table'!AN276","v":0},{"$f":"'EnPI Table'!AO276","v":0},{"$f":"'EnPI Table'!AP276","v":0},{"$f":"'EnPI Table'!AQ276","v":0},{"$f":"'EnPI Table'!AR276","v":0},{"$f":"'EnPI Table'!AS276","v":0},{"$f":"'EnPI Table'!AT276","v":0},{"$f":"'EnPI Table'!AU276","v":0},{"$f":"'EnPI Table'!AV276","v":0},{"$f":"'EnPI Table'!AW276","v":0},{"$f":"'EnPI Table'!AX276","v":0},{"$f":"'EnPI Table'!AY276","v":0},{"$f":"'EnPI Table'!AZ276","v":0},{"$f":"'EnPI Table'!BA276","v":0},{"$f":"'EnPI Table'!BB276","v":0},{"$f":"'EnPI Table'!BC276","v":0},{"$f":"'EnPI Table'!BD276","v":0},{"$f":"'EnPI Table'!BE276","v":0},{"$f":"'EnPI Table'!BF276","v":0},{"$f":"'EnPI Table'!BG276","v":0},{"$f":"'EnPI Table'!BH276","v":0},{"$f":"'EnPI Table'!BI276","v":0},{"$f":"'EnPI Table'!BJ276","v":0},{"$f":"'EnPI Table'!BK276","v":0},{"$f":"'EnPI Table'!BL276","v":0},{"$f":"'EnPI Table'!BM276","v":0},{"$f":"'EnPI Table'!BN276","v":0},{"$f":"'EnPI Table'!BO276","v":0},{"$f":"'EnPI Table'!BP276","v":0},{"$f":"'EnPI Table'!BQ276","v":0},{"$f":"'EnPI Table'!BR276","v":0},{"$f":"'EnPI Table'!BS276","v":0},{"$f":"'EnPI Table'!BT276","v":0},null,{"$f":"'EnPI Table'!H276","v":0},{"$f":"'EnPI Table'!I276","v":0},{"$f":"'EnPI Table'!J276","v":0},{"$f":"'EnPI Table'!K276","v":0},{"$f":"'EnPI Table'!L276","v":0},{"$f":"'EnPI Table'!M276","v":0},{"$f":"'EnPI Table'!N276","v":0},{"$f":"'EnPI Table'!O276","v":0},{"$f":"'EnPI Table'!P276","v":0},{"$f":"'EnPI Table'!Q276","v":0},{"$f":"'EnPI Table'!R276","v":0},{"$f":"'EnPI Table'!S276","v":0},{"$f":"'EnPI Table'!T276","v":0},{"$f":"'EnPI Table'!U276","v":0},{"$f":"'EnPI Table'!V276","v":0},{"$f":"'EnPI Table'!W276","v":0},{"$f":"'EnPI Table'!X276","v":0},{"$f":"'EnPI Table'!Y276","v":0},{"$f":"'EnPI Table'!Z276","v":0},{"$f":"'EnPI Table'!AA276","v":0}]
[{"$f":"'EnPI Table'!A277","v":"2027-04-01"},{"$f":"'EnPI Table'!AF277","v":124},{"$f":"'EnPI Table'!AG277","v":0},{"$f":"'EnPI Table'!AH277","v":0},{"$f":"'EnPI Table'!AI277","v":0},{"$f":"'EnPI Table'!AJ277","v":0},{"$f":"'EnPI Table'!AK277","v":0},{"$f":"'EnPI Table'!AL277","v":0},{"$f":"'EnPI Table'!AM277","v":0},{"$f":"'EnPI Table'!AN277","v":0},{"$f":"'EnPI Table'!AO277","v":0},{"$f":"'EnPI Table'!AP277","v":0},{"$f":"'EnPI Table'!AQ277","v":0},{"$f":"'EnPI Table'!AR277","v":0},{"$f":"'EnPI Table'!AS277","v":0},{"$f":"'EnPI Table'!AT277","v":0},{"$f":"'EnPI Table'!AU277","v":0},{"$f":"'EnPI Table'!AV277","v":0},{"$f":"'EnPI Table'!AW277","v":0},{"$f":"'EnPI Table'!AX277","v":0},{"$f":"'EnPI Table'!AY277","v":0},{"$f":"'EnPI Table'!AZ277","v":0},{"$f":"'EnPI Table'!BA277","v":0},{"$f":"'EnPI Table'!BB277","v":0},{"$f":"'EnPI Table'!BC277","v":0},{"$f":"'EnPI Table'!BD277","v":0},{"$f":"'EnPI Table'!BE277","v":0},{"$f":"'EnPI Table'!BF277","v":0},{"$f":"'EnPI Table'!BG277","v":0},{"$f":"'EnPI Table'!BH277","v":0},{"$f":"'EnPI Table'!BI277","v":0},{"$f":"'EnPI Table'!BJ277","v":0},{"$f":"'EnPI Table'!BK277","v":0},{"$f":"'EnPI Table'!BL277","v":0},{"$f":"'EnPI Table'!BM277","v":0},{"$f":"'EnPI Table'!BN277","v":0},{"$f":"'EnPI Table'!BO277","v":0},{"$f":"'EnPI Table'!BP277","v":0},{"$f":"'EnPI Table'!BQ277","v":0},{"$f":"'EnPI Table'!BR277","v":0},{"$f":"'EnPI Table'!BS277","v":0},{"$f":"'EnPI Table'!BT277","v":0},null,{"$f":"'EnPI Table'!H277","v":0},{"$f":"'EnPI Table'!I277","v":0},{"$f":"'EnPI Table'!J277","v":0},{"$f":"'EnPI Table'!K277","v":0},{"$f":"'EnPI Table'!L277","v":0},{"$f":"'EnPI Table'!M277","v":0},{"$f":"'EnPI Table'!N277","v":0},{"$f":"'EnPI Table'!O277","v":0},{"$f":"'EnPI Table'!P277","v":0},{"$f":"'EnPI Table'!Q277","v":0},{"$f":"'EnPI Table'!R277","v":0},{"$f":"'EnPI Table'!S277","v":0},{"$f":"'EnPI Table'!T277","v":0},{"$f":"'EnPI Table'!U277","v":0},{"$f":"'EnPI Table'!V277","v":0},{"$f":"'EnPI Table'!W277","v":0},{"$f":"'EnPI Table'!X277","v":0},{"$f":"'EnPI Table'!Y277","v":0},{"$f":"'EnPI Table'!Z277","v":0},{"$f":"'EnPI Table'!AA277","v":0}]
[{"$f":"'EnPI Table'!A278","v":"2027-05-01"},{"$f":"'EnPI Table'!AF278","v":125},{"$f":"'EnPI Table'!AG278","v":0},{"$f":"'EnPI Table'!AH278","v":0},{"$f":"'EnPI Table'!AI278","v":0},{"$f":"'EnPI Table'!AJ278","v":0},{"$f":"'EnPI Table'!AK278","v":0},{"$f":"'EnPI Table'!AL278","v":0},{"$f":"'EnPI Table'!AM278","v":0},{"$f":"'EnPI Table'!AN278","v":0},{"$f":"'EnPI Table'!AO278","v":0},{"$f":"'EnPI Table'!AP278","v":0},{"$f":"'EnPI Table'!AQ278","v":0},{"$f":"'EnPI Table'!AR278","v":0},{"$f":"'EnPI Table'!AS278","v":0},{"$f":"'EnPI Table'!AT278","v":0},{"$f":"'EnPI Table'!AU278","v":0},{"$f":"'EnPI Table'!AV278","v":0},{"$f":"'EnPI Table'!AW278","v":0},{"$f":"'EnPI Table'!AX278","v":0},{"$f":"'EnPI Table'!AY278","v":0},{"$f":"'EnPI Table'!AZ278","v":0},{"$f":"'EnPI Table'!BA278","v":0},{"$f":"'EnPI Table'!BB278","v":0},{"$f":"'EnPI Table'!BC278","v":0},{"$f":"'EnPI Table'!BD278","v":0},{"$f":"'EnPI Table'!BE278","v":0},{"$f":"'EnPI Table'!BF278","v":0},{"$f":"'EnPI Table'!BG278","v":0},{"$f":"'EnPI Table'!BH278","v":0},{"$f":"'EnPI Table'!BI278","v":0},{"$f":"'EnPI Table'!BJ278","v":0},{"$f":"'EnPI Table'!BK278","v":0},{"$f":"'EnPI Table'!BL278","v":0},{"$f":"'EnPI Table'!BM278","v":0},{"$f":"'EnPI Table'!BN278","v":0},{"$f":"'EnPI Table'!BO278","v":0},{"$f":"'EnPI Table'!BP278","v":0},{"$f":"'EnPI Table'!BQ278","v":0},{"$f":"'EnPI Table'!BR278","v":0},{"$f":"'EnPI Table'!BS278","v":0},{"$f":"'EnPI Table'!BT278","v":0},null,{"$f":"'EnPI Table'!H278","v":0},{"$f":"'EnPI Table'!I278","v":0},{"$f":"'EnPI Table'!J278","v":0},{"$f":"'EnPI Table'!K278","v":0},{"$f":"'EnPI Table'!L278","v":0},{"$f":"'EnPI Table'!M278","v":0},{"$f":"'EnPI Table'!N278","v":0},{"$f":"'EnPI Table'!O278","v":0},{"$f":"'EnPI Table'!P278","v":0},{"$f":"'EnPI Table'!Q278","v":0},{"$f":"'EnPI Table'!R278","v":0},{"$f":"'EnPI Table'!S278","v":0},{"$f":"'EnPI Table'!T278","v":0},{"$f":"'EnPI Table'!U278","v":0},{"$f":"'EnPI Table'!V278","v":0},{"$f":"'EnPI Table'!W278","v":0},{"$f":"'EnPI Table'!X278","v":0},{"$f":"'EnPI Table'!Y278","v":0},{"$f":"'EnPI Table'!Z278","v":0},{"$f":"'EnPI Table'!AA278","v":0}]
[{"$f":"'EnPI Table'!A279","v":"2027-06-01"},{"$f":"'EnPI Table'!AF279","v":126},{"$f":"'EnPI Table'!AG279","v":0},{"$f":"'EnPI Table'!AH279","v":0},{"$f":"'EnPI Table'!AI279","v":0},{"$f":"'EnPI Table'!AJ279","v":0},{"$f":"'EnPI Table'!AK279","v":0},{"$f":"'EnPI Table'!AL279","v":0},{"$f":"'EnPI Table'!AM279","v":0},{"$f":"'EnPI Table'!AN279","v":0},{"$f":"'EnPI Table'!AO279","v":0},{"$f":"'EnPI Table'!AP279","v":0},{"$f":"'EnPI Table'!AQ279","v":0},{"$f":"'EnPI Table'!AR279","v":0},{"$f":"'EnPI Table'!AS279","v":0},{"$f":"'EnPI Table'!AT279","v":0},{"$f":"'EnPI Table'!AU279","v":0},{"$f":"'EnPI Table'!AV279","v":0},{"$f":"'EnPI Table'!AW279","v":0},{"$f":"'EnPI Table'!AX279","v":0},{"$f":"'EnPI Table'!AY279","v":0},{"$f":"'EnPI Table'!AZ279","v":0},{"$f":"'EnPI Table'!BA279","v":0},{"$f":"'EnPI Table'!BB279","v":0},{"$f":"'EnPI Table'!BC279","v":0},{"$f":"'EnPI Table'!BD279","v":0},{"$f":"'EnPI Table'!BE279","v":0},{"$f":"'EnPI Table'!BF279","v":0},{"$f":"'EnPI Table'!BG279","v":0},{"$f":"'EnPI Table'!BH279","v":0},{"$f":"'EnPI Table'!BI279","v":0},{"$f":"'EnPI Table'!BJ279","v":0},{"$f":"'EnPI Table'!BK279","v":0},{"$f":"'EnPI Table'!BL279","v":0},{"$f":"'EnPI Table'!BM279","v":0},{"$f":"'EnPI Table'!BN279","v":0},{"$f":"'EnPI Table'!BO279","v":0},{"$f":"'EnPI Table'!BP279","v":0},{"$f":"'EnPI Table'!BQ279","v":0},{"$f":"'EnPI Table'!BR279","v":0},{"$f":"'EnPI Table'!BS279","v":0},{"$f":"'EnPI Table'!BT279","v":0},null,{"$f":"'EnPI Table'!H279","v":0},{"$f":"'EnPI Table'!I279","v":0},{"$f":"'EnPI Table'!J279","v":0},{"$f":"'EnPI Table'!K279","v":0},{"$f":"'EnPI Table'!L279","v":0},{"$f":"'EnPI Table'!M279","v":0},{"$f":"'EnPI Table'!N279","v":0},{"$f":"'EnPI Table'!O279","v":0},{"$f":"'EnPI Table'!P279","v":0},{"$f":"'EnPI Table'!Q279","v":0},{"$f":"'EnPI Table'!R279","v":0},{"$f":"'EnPI Table'!S279","v":0},{"$f":"'EnPI Table'!T279","v":0},{"$f":"'EnPI Table'!U279","v":0},{"$f":"'EnPI Table'!V279","v":0},{"$f":"'EnPI Table'!W279","v":0},{"$f":"'EnPI Table'!X279","v":0},{"$f":"'EnPI Table'!Y279","v":0},{"$f":"'EnPI Table'!Z279","v":0},{"$f":"'EnPI Table'!AA279","v":0}]
[{"$f":"'EnPI Table'!A280","v":"2027-07-01"},{"$f":"'EnPI Table'!AF280","v":127},{"$f":"'EnPI Table'!AG280","v":0},{"$f":"'EnPI Table'!AH280","v":0},{"$f":"'EnPI Table'!AI280","v":0},{"$f":"'EnPI Table'!AJ280","v":0},{"$f":"'EnPI Table'!AK280","v":0},{"$f":"'EnPI Table'!AL280","v":0},{"$f":"'EnPI Table'!AM280","v":0},{"$f":"'EnPI Table'!AN280","v":0},{"$f":"'EnPI Table'!AO280","v":0},{"$f":"'EnPI Table'!AP280","v":0},{"$f":"'EnPI Table'!AQ280","v":0},{"$f":"'EnPI Table'!AR280","v":0},{"$f":"'EnPI Table'!AS280","v":0},{"$f":"'EnPI Table'!AT280","v":0},{"$f":"'EnPI Table'!AU280","v":0},{"$f":"'EnPI Table'!AV280","v":0},{"$f":"'EnPI Table'!AW280","v":0},{"$f":"'EnPI Table'!AX280","v":0},{"$f":"'EnPI Table'!AY280","v":0},{"$f":"'EnPI Table'!AZ280","v":0},{"$f":"'EnPI Table'!BA280","v":0},{"$f":"'EnPI Table'!BB280","v":0},{"$f":"'EnPI Table'!BC280","v":0},{"$f":"'EnPI Table'!BD280","v":0},{"$f":"'EnPI Table'!BE280","v":0},{"$f":"'EnPI Table'!BF280","v":0},{"$f":"'EnPI Table'!BG280","v":0},{"$f":"'EnPI Table'!BH280","v":0},{"$f":"'EnPI Table'!BI280","v":0},{"$f":"'EnPI Table'!BJ280","v":0},{"$f":"'EnPI Table'!BK280","v":0},{"$f":"'EnPI Table'!BL280","v":0},{"$f":"'EnPI Table'!BM280","v":0},{"$f":"'EnPI Table'!BN280","v":0},{"$f":"'EnPI Table'!BO280","v":0},{"$f":"'EnPI Table'!BP280","v":0},{"$f":"'EnPI Table'!BQ280","v":0},{"$f":"'EnPI Table'!BR280","v":0},{"$f":"'EnPI Table'!BS280","v":0},{"$f":"'EnPI Table'!BT280","v":0},null,{"$f":"'EnPI Table'!H280","v":0},{"$f":"'EnPI Table'!I280","v":0},{"$f":"'EnPI Table'!J280","v":0},{"$f":"'EnPI Table'!K280","v":0},{"$f":"'EnPI Table'!L280","v":0},{"$f":"'EnPI Table'!M280","v":0},{"$f":"'EnPI Table'!N280","v":0},{"$f":"'EnPI Table'!O280","v":0},{"$f":"'EnPI Table'!P280","v":0},{"$f":"'EnPI Table'!Q280","v":0},{"$f":"'EnPI Table'!R280","v":0},{"$f":"'EnPI Table'!S280","v":0},{"$f":"'EnPI Table'!T280","v":0},{"$f":"'EnPI Table'!U280","v":0},{"$f":"'EnPI Table'!V280","v":0},{"$f":"'EnPI Table'!W280","v":0},{"$f":"'EnPI Table'!X280","v":0},{"$f":"'EnPI Table'!Y280","v":0},{"$f":"'EnPI Table'!Z280","v":0},{"$f":"'EnPI Table'!AA280","v":0}]
[{"$f":"'EnPI Table'!A281","v":"2027-08-01"},{"$f":"'EnPI Table'!AF281","v":128},{"$f":"'EnPI Table'!AG281","v":0},{"$f":"'EnPI Table'!AH281","v":0},{"$f":"'EnPI Table'!AI281","v":0},{"$f":"'EnPI Table'!AJ281","v":0},{"$f":"'EnPI Table'!AK281","v":0},{"$f":"'EnPI Table'!AL281","v":0},{"$f":"'EnPI Table'!AM281","v":0},{"$f":"'EnPI Table'!AN281","v":0},{"$f":"'EnPI Table'!AO281","v":0},{"$f":"'EnPI Table'!AP281","v":0},{"$f":"'EnPI Table'!AQ281","v":0},{"$f":"'EnPI Table'!AR281","v":0},{"$f":"'EnPI Table'!AS281","v":0},{"$f":"'EnPI Table'!AT281","v":0},{"$f":"'EnPI Table'!AU281","v":0},{"$f":"'EnPI Table'!AV281","v":0},{"$f":"'EnPI Table'!AW281","v":0},{"$f":"'EnPI Table'!AX281","v":0},{"$f":"'EnPI Table'!AY281","v":0},{"$f":"'EnPI Table'!AZ281","v":0},{"$f":"'EnPI Table'!BA281","v":0},{"$f":"'EnPI Table'!BB281","v":0},{"$f":"'EnPI Table'!BC281","v":0},{"$f":"'EnPI Table'!BD281","v":0},{"$f":"'EnPI Table'!BE281","v":0},{"$f":"'EnPI Table'!BF281","v":0},{"$f":"'EnPI Table'!BG281","v":0},{"$f":"'EnPI Table'!BH281","v":0},{"$f":"'EnPI Table'!BI281","v":0},{"$f":"'EnPI Table'!BJ281","v":0},{"$f":"'EnPI Table'!BK281","v":0},{"$f":"'EnPI Table'!BL281","v":0},{"$f":"'EnPI Table'!BM281","v":0},{"$f":"'EnPI Table'!BN281","v":0},{"$f":"'EnPI Table'!BO281","v":0},{"$f":"'EnPI Table'!BP281","v":0},{"$f":"'EnPI Table'!BQ281","v":0},{"$f":"'EnPI Table'!BR281","v":0},{"$f":"'EnPI Table'!BS281","v":0},{"$f":"'EnPI Table'!BT281","v":0},null,{"$f":"'EnPI Table'!H281","v":0},{"$f":"'EnPI Table'!I281","v":0},{"$f":"'EnPI Table'!J281","v":0},{"$f":"'EnPI Table'!K281","v":0},{"$f":"'EnPI Table'!L281","v":0},{"$f":"'EnPI Table'!M281","v":0},{"$f":"'EnPI Table'!N281","v":0},{"$f":"'EnPI Table'!O281","v":0},{"$f":"'EnPI Table'!P281","v":0},{"$f":"'EnPI Table'!Q281","v":0},{"$f":"'EnPI Table'!R281","v":0},{"$f":"'EnPI Table'!S281","v":0},{"$f":"'EnPI Table'!T281","v":0},{"$f":"'EnPI Table'!U281","v":0},{"$f":"'EnPI Table'!V281","v":0},{"$f":"'EnPI Table'!W281","v":0},{"$f":"'EnPI Table'!X281","v":0},{"$f":"'EnPI Table'!Y281","v":0},{"$f":"'EnPI Table'!Z281","v":0},{"$f":"'EnPI Table'!AA281","v":0}]
[{"$f":"'EnPI Table'!A282","v":"2027-09-01"},{"$f":"'EnPI Table'!AF282","v":129},{"$f":"'EnPI Table'!AG282","v":0},{"$f":"'EnPI Table'!AH282","v":0},{"$f":"'EnPI Table'!AI282","v":0},{"$f":"'EnPI Table'!AJ282","v":0},{"$f":"'EnPI Table'!AK282","v":0},{"$f":"'EnPI Table'!AL282","v":0},{"$f":"'EnPI Table'!AM282","v":0},{"$f":"'EnPI Table'!AN282","v":0},{"$f":"'EnPI Table'!AO282","v":0},{"$f":"'EnPI Table'!AP282","v":0},{"$f":"'EnPI Table'!AQ282","v":0},{"$f":"'EnPI Table'!AR282","v":0},{"$f":"'EnPI Table'!AS282","v":0},{"$f":"'EnPI Table'!AT282","v":0},{"$f":"'EnPI Table'!AU282","v":0},{"$f":"'EnPI Table'!AV282","v":0},{"$f":"'EnPI Table'!AW282","v":0},{"$f":"'EnPI Table'!AX282","v":0},{"$f":"'EnPI Table'!AY282","v":0},{"$f":"'EnPI Table'!AZ282","v":0},{"$f":"'EnPI Table'!BA282","v":0},{"$f":"'EnPI Table'!BB282","v":0},{"$f":"'EnPI Table'!BC282","v":0},{"$f":"'EnPI Table'!BD282","v":0},{"$f":"'EnPI Table'!BE282","v":0},{"$f":"'EnPI Table'!BF282","v":0},{"$f":"'EnPI Table'!BG282","v":0},{"$f":"'EnPI Table'!BH282","v":0},{"$f":"'EnPI Table'!BI282","v":0},{"$f":"'EnPI Table'!BJ282","v":0},{"$f":"'EnPI Table'!BK282","v":0},{"$f":"'EnPI Table'!BL282","v":0},{"$f":"'EnPI Table'!BM282","v":0},{"$f":"'EnPI Table'!BN282","v":0},{"$f":"'EnPI Table'!BO282","v":0},{"$f":"'EnPI Table'!BP282","v":0},{"$f":"'EnPI Table'!BQ282","v":0},{"$f":"'EnPI Table'!BR282","v":0},{"$f":"'EnPI Table'!BS282","v":0},{"$f":"'EnPI Table'!BT282","v":0},null,{"$f":"'EnPI Table'!H282","v":0},{"$f":"'EnPI Table'!I282","v":0},{"$f":"'EnPI Table'!J282","v":0},{"$f":"'EnPI Table'!K282","v":0},{"$f":"'EnPI Table'!L282","v":0},{"$f":"'EnPI Table'!M282","v":0},{"$f":"'EnPI Table'!N282","v":0},{"$f":"'EnPI Table'!O282","v":0},{"$f":"'EnPI Table'!P282","v":0},{"$f":"'EnPI Table'!Q282","v":0},{"$f":"'EnPI Table'!R282","v":0},{"$f":"'EnPI Table'!S282","v":0},{"$f":"'EnPI Table'!T282","v":0},{"$f":"'EnPI Table'!U282","v":0},{"$f":"'EnPI Table'!V282","v":0},{"$f":"'EnPI Table'!W282","v":0},{"$f":"'EnPI Table'!X282","v":0},{"$f":"'EnPI Table'!Y282","v":0},{"$f":"'EnPI Table'!Z282","v":0},{"$f":"'EnPI Table'!AA282","v":0}]
[{"$f":"'EnPI Table'!A283","v":"2027-10-01"},{"$f":"'EnPI Table'!AF283","v":130},{"$f":"'EnPI Table'!AG283","v":0},{"$f":"'EnPI Table'!AH283","v":0},{"$f":"'EnPI Table'!AI283","v":0},{"$f":"'EnPI Table'!AJ283","v":0},{"$f":"'EnPI Table'!AK283","v":0},{"$f":"'EnPI Table'!AL283","v":0},{"$f":"'EnPI Table'!AM283","v":0},{"$f":"'EnPI Table'!AN283","v":0},{"$f":"'EnPI Table'!AO283","v":0},{"$f":"'EnPI Table'!AP283","v":0},{"$f":"'EnPI Table'!AQ283","v":0},{"$f":"'EnPI Table'!AR283","v":0},{"$f":"'EnPI Table'!AS283","v":0},{"$f":"'EnPI Table'!AT283","v":0},{"$f":"'EnPI Table'!AU283","v":0},{"$f":"'EnPI Table'!AV283","v":0},{"$f":"'EnPI Table'!AW283","v":0},{"$f":"'EnPI Table'!AX283","v":0},{"$f":"'EnPI Table'!AY283","v":0},{"$f":"'EnPI Table'!AZ283","v":0},{"$f":"'EnPI Table'!BA283","v":0},{"$f":"'EnPI Table'!BB283","v":0},{"$f":"'EnPI Table'!BC283","v":0},{"$f":"'EnPI Table'!BD283","v":0},{"$f":"'EnPI Table'!BE283","v":0},{"$f":"'EnPI Table'!BF283","v":0},{"$f":"'EnPI Table'!BG283","v":0},{"$f":"'EnPI Table'!BH283","v":0},{"$f":"'EnPI Table'!BI283","v":0},{"$f":"'EnPI Table'!BJ283","v":0},{"$f":"'EnPI Table'!BK283","v":0},{"$f":"'EnPI Table'!BL283","v":0},{"$f":"'EnPI Table'!BM283","v":0},{"$f":"'EnPI Table'!BN283","v":0},{"$f":"'EnPI Table'!BO283","v":0},{"$f":"'EnPI Table'!BP283","v":0},{"$f":"'EnPI Table'!BQ283","v":0},{"$f":"'EnPI Table'!BR283","v":0},{"$f":"'EnPI Table'!BS283","v":0},{"$f":"'EnPI Table'!BT283","v":0},null,{"$f":"'EnPI Table'!H283","v":0},{"$f":"'EnPI Table'!I283","v":0},{"$f":"'EnPI Table'!J283","v":0},{"$f":"'EnPI Table'!K283","v":0},{"$f":"'EnPI Table'!L283","v":0},{"$f":"'EnPI Table'!M283","v":0},{"$f":"'EnPI Table'!N283","v":0},{"$f":"'EnPI Table'!O283","v":0},{"$f":"'EnPI Table'!P283","v":0},{"$f":"'EnPI Table'!Q283","v":0},{"$f":"'EnPI Table'!R283","v":0},{"$f":"'EnPI Table'!S283","v":0},{"$f":"'EnPI Table'!T283","v":0},{"$f":"'EnPI Table'!U283","v":0},{"$f":"'EnPI Table'!V283","v":0},{"$f":"'EnPI Table'!W283","v":0},{"$f":"'EnPI Table'!X283","v":0},{"$f":"'EnPI Table'!Y283","v":0},{"$f":"'EnPI Table'!Z283","v":0},{"$f":"'EnPI Table'!AA283","v":0}]
[{"$f":"'EnPI Table'!A284","v":"2027-11-01"},{"$f":"'EnPI Table'!AF284","v":131},{"$f":"'EnPI Table'!AG284","v":0},{"$f":"'EnPI Table'!AH284","v":0},{"$f":"'EnPI Table'!AI284","v":0},{"$f":"'EnPI Table'!AJ284","v":0},{"$f":"'EnPI Table'!AK284","v":0},{"$f":"'EnPI Table'!AL284","v":0},{"$f":"'EnPI Table'!AM284","v":0},{"$f":"'EnPI Table'!AN284","v":0},{"$f":"'EnPI Table'!AO284","v":0},{"$f":"'EnPI Table'!AP284","v":0},{"$f":"'EnPI Table'!AQ284","v":0},{"$f":"'EnPI Table'!AR284","v":0},{"$f":"'EnPI Table'!AS284","v":0},{"$f":"'EnPI Table'!AT284","v":0},{"$f":"'EnPI Table'!AU284","v":0},{"$f":"'EnPI Table'!AV284","v":0},{"$f":"'EnPI Table'!AW284","v":0},{"$f":"'EnPI Table'!AX284","v":0},{"$f":"'EnPI Table'!AY284","v":0},{"$f":"'EnPI Table'!AZ284","v":0},{"$f":"'EnPI Table'!BA284","v":0},{"$f":"'EnPI Table'!BB284","v":0},{"$f":"'EnPI Table'!BC284","v":0},{"$f":"'EnPI Table'!BD284","v":0},{"$f":"'EnPI Table'!BE284","v":0},{"$f":"'EnPI Table'!BF284","v":0},{"$f":"'EnPI Table'!BG284","v":0},{"$f":"'EnPI Table'!BH284","v":0},{"$f":"'EnPI Table'!BI284","v":0},{"$f":"'EnPI Table'!BJ284","v":0},{"$f":"'EnPI Table'!BK284","v":0},{"$f":"'EnPI Table'!BL284","v":0},{"$f":"'EnPI Table'!BM284","v":0},{"$f":"'EnPI Table'!BN284","v":0},{"$f":"'EnPI Table'!BO284","v":0},{"$f":"'EnPI Table'!BP284","v":0},{"$f":"'EnPI Table'!BQ284","v":0},{"$f":"'EnPI Table'!BR284","v":0},{"$f":"'EnPI Table'!BS284","v":0},{"$f":"'EnPI Table'!BT284","v":0},null,{"$f":"'EnPI Table'!H284","v":0},{"$f":"'EnPI Table'!I284","v":0},{"$f":"'EnPI Table'!J284","v":0},{"$f":"'EnPI Table'!K284","v":0},{"$f":"'EnPI Table'!L284","v":0},{"$f":"'EnPI Table'!M284","v":0},{"$f":"'EnPI Table'!N284","v":0},{"$f":"'EnPI Table'!O284","v":0},{"$f":"'EnPI Table'!P284","v":0},{"$f":"'EnPI Table'!Q284","v":0},{"$f":"'EnPI Table'!R284","v":0},{"$f":"'EnPI Table'!S284","v":0},{"$f":"'EnPI Table'!T284","v":0},{"$f":"'EnPI Table'!U284","v":0},{"$f":"'EnPI Table'!V284","v":0},{"$f":"'EnPI Table'!W284","v":0},{"$f":"'EnPI Table'!X284","v":0},{"$f":"'EnPI Table'!Y284","v":0},{"$f":"'EnPI Table'!Z284","v":0},{"$f":"'EnPI Table'!AA284","v":0}]
[{"$f":"'EnPI Table'!A285","v":"2027-12-01"},{"$f":"'EnPI Table'!AF285","v":132},{"$f":"'EnPI Table'!AG285","v":0},{"$f":"'EnPI Table'!AH285","v":0},{"$f":"'EnPI Table'!AI285","v":0},{"$f":"'EnPI Table'!AJ285","v":0},{"$f":"'EnPI Table'!AK285","v":0},{"$f":"'EnPI Table'!AL285","v":0},{"$f":"'EnPI Table'!AM285","v":0},{"$f":"'EnPI Table'!AN285","v":0},{"$f":"'EnPI Table'!AO285","v":0},{"$f":"'EnPI Table'!AP285","v":0},{"$f":"'EnPI Table'!AQ285","v":0},{"$f":"'EnPI Table'!AR285","v":0},{"$f":"'EnPI Table'!AS285","v":0},{"$f":"'EnPI Table'!AT285","v":0},{"$f":"'EnPI Table'!AU285","v":0},{"$f":"'EnPI Table'!AV285","v":0},{"$f":"'EnPI Table'!AW285","v":0},{"$f":"'EnPI Table'!AX285","v":0},{"$f":"'EnPI Table'!AY285","v":0},{"$f":"'EnPI Table'!AZ285","v":0},{"$f":"'EnPI Table'!BA285","v":0},{"$f":"'EnPI Table'!BB285","v":0},{"$f":"'EnPI Table'!BC285","v":0},{"$f":"'EnPI Table'!BD285","v":0},{"$f":"'EnPI Table'!BE285","v":0},{"$f":"'EnPI Table'!BF285","v":0},{"$f":"'EnPI Table'!BG285","v":0},{"$f":"'EnPI Table'!BH285","v":0},{"$f":"'EnPI Table'!BI285","v":0},{"$f":"'EnPI Table'!BJ285","v":0},{"$f":"'EnPI Table'!BK285","v":0},{"$f":"'EnPI Table'!BL285","v":0},{"$f":"'EnPI Table'!BM285","v":0},{"$f":"'EnPI Table'!BN285","v":0},{"$f":"'EnPI Table'!BO285","v":0},{"$f":"'EnPI Table'!BP285","v":0},{"$f":"'EnPI Table'!BQ285","v":0},{"$f":"'EnPI Table'!BR285","v":0},{"$f":"'EnPI Table'!BS285","v":0},{"$f":"'EnPI Table'!BT285","v":0},null,{"$f":"'EnPI Table'!H285","v":0},{"$f":"'EnPI Table'!I285","v":0},{"$f":"'EnPI Table'!J285","v":0},{"$f":"'EnPI Table'!K285","v":0},{"$f":"'EnPI Table'!L285","v":0},{"$f":"'EnPI Table'!M285","v":0},{"$f":"'EnPI Table'!N285","v":0},{"$f":"'EnPI Table'!O285","v":0},{"$f":"'EnPI Table'!P285","v":0},{"$f":"'EnPI Table'!Q285","v":0},{"$f":"'EnPI Table'!R285","v":0},{"$f":"'EnPI Table'!S285","v":0},{"$f":"'EnPI Table'!T285","v":0},{"$f":"'EnPI Table'!U285","v":0},{"$f":"'EnPI Table'!V285","v":0},{"$f":"'EnPI Table'!W285","v":0},{"$f":"'EnPI Table'!X285","v":0},{"$f":"'EnPI Table'!Y285","v":0},{"$f":"'EnPI Table'!Z285","v":0},{"$f":"'EnPI Table'!AA285","v":0}]
[{"$f":"'EnPI Table'!A286","v":"2028-01-01"},{"$f":"'EnPI Table'!AF286","v":109},{"$f":"'EnPI Table'!AG286","v":0},{"$f":"'EnPI Table'!AH286","v":0},{"$f":"'EnPI Table'!AI286","v":0},{"$f":"'EnPI Table'!AJ286","v":0},{"$f":"'EnPI Table'!AK286","v":0},{"$f":"'EnPI Table'!AL286","v":0},{"$f":"'EnPI Table'!AM286","v":0},{"$f":"'EnPI Table'!AN286","v":0},{"$f":"'EnPI Table'!AO286","v":0},{"$f":"'EnPI Table'!AP286","v":0},{"$f":"'EnPI Table'!AQ286","v":0},{"$f":"'EnPI Table'!AR286","v":0},{"$f":"'EnPI Table'!AS286","v":0},{"$f":"'EnPI Table'!AT286","v":0},{"$f":"'EnPI Table'!AU286","v":0},{"$f":"'EnPI Table'!AV286","v":0},{"$f":"'EnPI Table'!AW286","v":0},{"$f":"'EnPI Table'!AX286","v":0},{"$f":"'EnPI Table'!AY286","v":0},{"$f":"'EnPI Table'!AZ286","v":0},{"$f":"'EnPI Table'!BA286","v":0},{"$f":"'EnPI Table'!BB286","v":0},{"$f":"'EnPI Table'!BC286","v":0},{"$f":"'EnPI Table'!BD286","v":0},{"$f":"'EnPI Table'!BE286","v":0},{"$f":"'EnPI Table'!BF286","v":0},{"$f":"'EnPI Table'!BG286","v":0},{"$f":"'EnPI Table'!BH286","v":0},{"$f":"'EnPI Table'!BI286","v":0},{"$f":"'EnPI Table'!BJ286","v":0},{"$f":"'EnPI Table'!BK286","v":0},{"$f":"'EnPI Table'!BL286","v":0},{"$f":"'EnPI Table'!BM286","v":0},{"$f":"'EnPI Table'!BN286","v":0},{"$f":"'EnPI Table'!BO286","v":0},{"$f":"'EnPI Table'!BP286","v":0},{"$f":"'EnPI Table'!BQ286","v":0},{"$f":"'EnPI Table'!BR286","v":0},{"$f":"'EnPI Table'!BS286","v":0},{"$f":"'EnPI Table'!BT286","v":0},null,{"$f":"'EnPI Table'!H286","v":0},{"$f":"'EnPI Table'!I286","v":0},{"$f":"'EnPI Table'!J286","v":0},{"$f":"'EnPI Table'!K286","v":0},{"$f":"'EnPI Table'!L286","v":0},{"$f":"'EnPI Table'!M286","v":0},{"$f":"'EnPI Table'!N286","v":0},{"$f":"'EnPI Table'!O286","v":0},{"$f":"'EnPI Table'!P286","v":0},{"$f":"'EnPI Table'!Q286","v":0},{"$f":"'EnPI Table'!R286","v":0},{"$f":"'EnPI Table'!S286","v":0},{"$f":"'EnPI Table'!T286","v":0},{"$f":"'EnPI Table'!U286","v":0},{"$f":"'EnPI Table'!V286","v":0},{"$f":"'EnPI Table'!W286","v":0},{"$f":"'EnPI Table'!X286","v":0},{"$f":"'EnPI Table'!Y286","v":0},{"$f":"'EnPI Table'!Z286","v":0},{"$f":"'EnPI Table'!AA286","v":0}]
[{"$f":"'EnPI Table'!A287","v":"2028-02-01"},{"$f":"'EnPI Table'!AF287","v":110},{"$f":"'EnPI Table'!AG287","v":0},{"$f":"'EnPI Table'!AH287","v":0},{"$f":"'EnPI Table'!AI287","v":0},{"$f":"'EnPI Table'!AJ287","v":0},{"$f":"'EnPI Table'!AK287","v":0},{"$f":"'EnPI Table'!AL287","v":0},{"$f":"'EnPI Table'!AM287","v":0},{"$f":"'EnPI Table'!AN287","v":0},{"$f":"'EnPI Table'!AO287","v":0},{"$f":"'EnPI Table'!AP287","v":0},{"$f":"'EnPI Table'!AQ287","v":0},{"$f":"'EnPI Table'!AR287","v":0},{"$f":"'EnPI Table'!AS287","v":0},{"$f":"'EnPI Table'!AT287","v":0},{"$f":"'EnPI Table'!AU287","v":0},{"$f":"'EnPI Table'!AV287","v":0},{"$f":"'EnPI Table'!AW287","v":0},{"$f":"'EnPI Table'!AX287","v":0},{"$f":"'EnPI Table'!AY287","v":0},{"$f":"'EnPI Table'!AZ287","v":0},{"$f":"'EnPI Table'!BA287","v":0},{"$f":"'EnPI Table'!BB287","v":0},{"$f":"'EnPI Table'!BC287","v":0},{"$f":"'EnPI Table'!BD287","v":0},{"$f":"'EnPI Table'!BE287","v":0},{"$f":"'EnPI Table'!BF287","v":0},{"$f":"'EnPI Table'!BG287","v":0},{"$f":"'EnPI Table'!BH287","v":0},{"$f":"'EnPI Table'!BI287","v":0},{"$f":"'EnPI Table'!BJ287","v":0},{"$f":"'EnPI Table'!BK287","v":0},{"$f":"'EnPI Table'!BL287","v":0},{"$f":"'EnPI Table'!BM287","v":0},{"$f":"'EnPI Table'!BN287","v":0},{"$f":"'EnPI Table'!BO287","v":0},{"$f":"'EnPI Table'!BP287","v":0},{"$f":"'EnPI Table'!BQ287","v":0},{"$f":"'EnPI Table'!BR287","v":0},{"$f":"'EnPI Table'!BS287","v":0},{"$f":"'EnPI Table'!BT287","v":0},null,{"$f":"'EnPI Table'!H287","v":0},{"$f":"'EnPI Table'!I287","v":0},{"$f":"'EnPI Table'!J287","v":0},{"$f":"'EnPI Table'!K287","v":0},{"$f":"'EnPI Table'!L287","v":0},{"$f":"'EnPI Table'!M287","v":0},{"$f":"'EnPI Table'!N287","v":0},{"$f":"'EnPI Table'!O287","v":0},{"$f":"'EnPI Table'!P287","v":0},{"$f":"'EnPI Table'!Q287","v":0},{"$f":"'EnPI Table'!R287","v":0},{"$f":"'EnPI Table'!S287","v":0},{"$f":"'EnPI Table'!T287","v":0},{"$f":"'EnPI Table'!U287","v":0},{"$f":"'EnPI Table'!V287","v":0},{"$f":"'EnPI Table'!W287","v":0},{"$f":"'EnPI Table'!X287","v":0},{"$f":"'EnPI Table'!Y287","v":0},{"$f":"'EnPI Table'!Z287","v":0},{"$f":"'EnPI Table'!AA287","v":0}]
[{"$f":"'EnPI Table'!A288","v":"2028-03-01"},{"$f":"'EnPI Table'!AF288","v":111},{"$f":"'EnPI Table'!AG288","v":0},{"$f":"'EnPI Table'!AH288","v":0},{"$f":"'EnPI Table'!AI288","v":0},{"$f":"'EnPI Table'!AJ288","v":0},{"$f":"'EnPI Table'!AK288","v":0},{"$f":"'EnPI Table'!AL288","v":0},{"$f":"'EnPI Table'!AM288","v":0},{"$f":"'EnPI Table'!AN288","v":0},{"$f":"'EnPI Table'!AO288","v":0},{"$f":"'EnPI Table'!AP288","v":0},{"$f":"'EnPI Table'!AQ288","v":0},{"$f":"'EnPI Table'!AR288","v":0},{"$f":"'EnPI Table'!AS288","v":0},{"$f":"'EnPI Table'!AT288","v":0},{"$f":"'EnPI Table'!AU288","v":0},{"$f":"'EnPI Table'!AV288","v":0},{"$f":"'EnPI Table'!AW288","v":0},{"$f":"'EnPI Table'!AX288","v":0},{"$f":"'EnPI Table'!AY288","v":0},{"$f":"'EnPI Table'!AZ288","v":0},{"$f":"'EnPI Table'!BA288","v":0},{"$f":"'EnPI Table'!BB288","v":0},{"$f":"'EnPI Table'!BC288","v":0},{"$f":"'EnPI Table'!BD288","v":0},{"$f":"'EnPI Table'!BE288","v":0},{"$f":"'EnPI Table'!BF288","v":0},{"$f":"'EnPI Table'!BG288","v":0},{"$f":"'EnPI Table'!BH288","v":0},{"$f":"'EnPI Table'!BI288","v":0},{"$f":"'EnPI Table'!BJ288","v":0},{"$f":"'EnPI Table'!BK288","v":0},{"$f":"'EnPI Table'!BL288","v":0},{"$f":"'EnPI Table'!BM288","v":0},{"$f":"'EnPI Table'!BN288","v":0},{"$f":"'EnPI Table'!BO288","v":0},{"$f":"'EnPI Table'!BP288","v":0},{"$f":"'EnPI Table'!BQ288","v":0},{"$f":"'EnPI Table'!BR288","v":0},{"$f":"'EnPI Table'!BS288","v":0},{"$f":"'EnPI Table'!BT288","v":0},null,{"$f":"'EnPI Table'!H288","v":0},{"$f":"'EnPI Table'!I288","v":0},{"$f":"'EnPI Table'!J288","v":0},{"$f":"'EnPI Table'!K288","v":0},{"$f":"'EnPI Table'!L288","v":0},{"$f":"'EnPI Table'!M288","v":0},{"$f":"'EnPI Table'!N288","v":0},{"$f":"'EnPI Table'!O288","v":0},{"$f":"'EnPI Table'!P288","v":0},{"$f":"'EnPI Table'!Q288","v":0},{"$f":"'EnPI Table'!R288","v":0},{"$f":"'EnPI Table'!S288","v":0},{"$f":"'EnPI Table'!T288","v":0},{"$f":"'EnPI Table'!U288","v":0},{"$f":"'EnPI Table'!V288","v":0},{"$f":"'EnPI Table'!W288","v":0},{"$f":"'EnPI Table'!X288","v":0},{"$f":"'EnPI Table'!Y288","v":0},{"$f":"'EnPI Table'!Z288","v":0},{"$f":"'EnPI Table'!AA288","v":0}]
[{"$f":"'EnPI Table'!A289","v":"2028-04-01"},{"$f":"'EnPI Table'!AF289","v":112},{"$f":"'EnPI Table'!AG289","v":0},{"$f":"'EnPI Table'!AH289","v":0},{"$f":"'EnPI Table'!AI289","v":0},{"$f":"'EnPI Table'!AJ289","v":0},{"$f":"'EnPI Table'!AK289","v":0},{"$f":"'EnPI Table'!AL289","v":0},{"$f":"'EnPI Table'!AM289","v":0},{"$f":"'EnPI Table'!AN289","v":0},{"$f":"'EnPI Table'!AO289","v":0},{"$f":"'EnPI Table'!AP289","v":0},{"$f":"'EnPI Table'!AQ289","v":0},{"$f":"'EnPI Table'!AR289","v":0},{"$f":"'EnPI Table'!AS289","v":0},{"$f":"'EnPI Table'!AT289","v":0},{"$f":"'EnPI Table'!AU289","v":0},{"$f":"'EnPI Table'!AV289","v":0},{"$f":"'EnPI Table'!AW289","v":0},{"$f":"'EnPI Table'!AX289","v":0},{"$f":"'EnPI Table'!AY289","v":0},{"$f":"'EnPI Table'!AZ289","v":0},{"$f":"'EnPI Table'!BA289","v":0},{"$f":"'EnPI Table'!BB289","v":0},{"$f":"'EnPI Table'!BC289","v":0},{"$f":"'EnPI Table'!BD289","v":0},{"$f":"'EnPI Table'!BE289","v":0},{"$f":"'EnPI Table'!BF289","v":0},{"$f":"'EnPI Table'!BG289","v":0},{"$f":"'EnPI Table'!BH289","v":0},{"$f":"'EnPI Table'!BI289","v":0},{"$f":"'EnPI Table'!BJ289","v":0},{"$f":"'EnPI Table'!BK289","v":0},{"$f":"'EnPI Table'!BL289","v":0},{"$f":"'EnPI Table'!BM289","v":0},{"$f":"'EnPI Table'!BN289","v":0},{"$f":"'EnPI Table'!BO289","v":0},{"$f":"'EnPI Table'!BP289","v":0},{"$f":"'EnPI Table'!BQ289","v":0},{"$f":"'EnPI Table'!BR289","v":0},{"$f":"'EnPI Table'!BS289","v":0},{"$f":"'EnPI Table'!BT289","v":0},null,{"$f":"'EnPI Table'!H289","v":0},{"$f":"'EnPI Table'!I289","v":0},{"$f":"'EnPI Table'!J289","v":0},{"$f":"'EnPI Table'!K289","v":0},{"$f":"'EnPI Table'!L289","v":0},{"$f":"'EnPI Table'!M289","v":0},{"$f":"'EnPI Table'!N289","v":0},{"$f":"'EnPI Table'!O289","v":0},{"$f":"'EnPI Table'!P289","v":0},{"$f":"'EnPI Table'!Q289","v":0},{"$f":"'EnPI Table'!R289","v":0},{"$f":"'EnPI Table'!S289","v":0},{"$f":"'EnPI Table'!T289","v":0},{"$f":"'EnPI Table'!U289","v":0},{"$f":"'EnPI Table'!V289","v":0},{"$f":"'EnPI Table'!W289","v":0},{"$f":"'EnPI Table'!X289","v":0},{"$f":"'EnPI Table'!Y289","v":0},{"$f":"'EnPI Table'!Z289","v":0},{"$f":"'EnPI Table'!AA289","v":0}]
[{"$f":"'EnPI Table'!A290","v":"2028-05-01"},{"$f":"'EnPI Table'!AF290","v":113},{"$f":"'EnPI Table'!AG290","v":0},{"$f":"'EnPI Table'!AH290","v":0},{"$f":"'EnPI Table'!AI290","v":0},{"$f":"'EnPI Table'!AJ290","v":0},{"$f":"'EnPI Table'!AK290","v":0},{"$f":"'EnPI Table'!AL290","v":0},{"$f":"'EnPI Table'!AM290","v":0},{"$f":"'EnPI Table'!AN290","v":0},{"$f":"'EnPI Table'!AO290","v":0},{"$f":"'EnPI Table'!AP290","v":0},{"$f":"'EnPI Table'!AQ290","v":0},{"$f":"'EnPI Table'!AR290","v":0},{"$f":"'EnPI Table'!AS290","v":0},{"$f":"'EnPI Table'!AT290","v":0},{"$f":"'EnPI Table'!AU290","v":0},{"$f":"'EnPI Table'!AV290","v":0},{"$f":"'EnPI Table'!AW290","v":0},{"$f":"'EnPI Table'!AX290","v":0},{"$f":"'EnPI Table'!AY290","v":0},{"$f":"'EnPI Table'!AZ290","v":0},{"$f":"'EnPI Table'!BA290","v":0},{"$f":"'EnPI Table'!BB290","v":0},{"$f":"'EnPI Table'!BC290","v":0},{"$f":"'EnPI Table'!BD290","v":0},{"$f":"'EnPI Table'!BE290","v":0},{"$f":"'EnPI Table'!BF290","v":0},{"$f":"'EnPI Table'!BG290","v":0},{"$f":"'EnPI Table'!BH290","v":0},{"$f":"'EnPI Table'!BI290","v":0},{"$f":"'EnPI Table'!BJ290","v":0},{"$f":"'EnPI Table'!BK290","v":0},{"$f":"'EnPI Table'!BL290","v":0},{"$f":"'EnPI Table'!BM290","v":0},{"$f":"'EnPI Table'!BN290","v":0},{"$f":"'EnPI Table'!BO290","v":0},{"$f":"'EnPI Table'!BP290","v":0},{"$f":"'EnPI Table'!BQ290","v":0},{"$f":"'EnPI Table'!BR290","v":0},{"$f":"'EnPI Table'!BS290","v":0},{"$f":"'EnPI Table'!BT290","v":0},null,{"$f":"'EnPI Table'!H290","v":0},{"$f":"'EnPI Table'!I290","v":0},{"$f":"'EnPI Table'!J290","v":0},{"$f":"'EnPI Table'!K290","v":0},{"$f":"'EnPI Table'!L290","v":0},{"$f":"'EnPI Table'!M290","v":0},{"$f":"'EnPI Table'!N290","v":0},{"$f":"'EnPI Table'!O290","v":0},{"$f":"'EnPI Table'!P290","v":0},{"$f":"'EnPI Table'!Q290","v":0},{"$f":"'EnPI Table'!R290","v":0},{"$f":"'EnPI Table'!S290","v":0},{"$f":"'EnPI Table'!T290","v":0},{"$f":"'EnPI Table'!U290","v":0},{"$f":"'EnPI Table'!V290","v":0},{"$f":"'EnPI Table'!W290","v":0},{"$f":"'EnPI Table'!X290","v":0},{"$f":"'EnPI Table'!Y290","v":0},{"$f":"'EnPI Table'!Z290","v":0},{"$f":"'EnPI Table'!AA290","v":0}]
[{"$f":"'EnPI Table'!A291","v":"2028-06-01"},{"$f":"'EnPI Table'!AF291","v":114},{"$f":"'EnPI Table'!AG291","v":0},{"$f":"'EnPI Table'!AH291","v":0},{"$f":"'EnPI Table'!AI291","v":0},{"$f":"'EnPI Table'!AJ291","v":0},{"$f":"'EnPI Table'!AK291","v":0},{"$f":"'EnPI Table'!AL291","v":0},{"$f":"'EnPI Table'!AM291","v":0},{"$f":"'EnPI Table'!AN291","v":0},{"$f":"'EnPI Table'!AO291","v":0},{"$f":"'EnPI Table'!AP291","v":0},{"$f":"'EnPI Table'!AQ291","v":0},{"$f":"'EnPI Table'!AR291","v":0},{"$f":"'EnPI Table'!AS291","v":0},{"$f":"'EnPI Table'!AT291","v":0},{"$f":"'EnPI Table'!AU291","v":0},{"$f":"'EnPI Table'!AV291","v":0},{"$f":"'EnPI Table'!AW291","v":0},{"$f":"'EnPI Table'!AX291","v":0},{"$f":"'EnPI Table'!AY291","v":0},{"$f":"'EnPI Table'!AZ291","v":0},{"$f":"'EnPI Table'!BA291","v":0},{"$f":"'EnPI Table'!BB291","v":0},{"$f":"'EnPI Table'!BC291","v":0},{"$f":"'EnPI Table'!BD291","v":0},{"$f":"'EnPI Table'!BE291","v":0},{"$f":"'EnPI Table'!BF291","v":0},{"$f":"'EnPI Table'!BG291","v":0},{"$f":"'EnPI Table'!BH291","v":0},{"$f":"'EnPI Table'!BI291","v":0},{"$f":"'EnPI Table'!BJ291","v":0},{"$f":"'EnPI Table'!BK291","v":0},{"$f":"'EnPI Table'!BL291","v":0},{"$f":"'EnPI Table'!BM291","v":0},{"$f":"'EnPI Table'!BN291","v":0},{"$f":"'EnPI Table'!BO291","v":0},{"$f":"'EnPI Table'!BP291","v":0},{"$f":"'EnPI Table'!BQ291","v":0},{"$f":"'EnPI Table'!BR291","v":0},{"$f":"'EnPI Table'!BS291","v":0},{"$f":"'EnPI Table'!BT291","v":0},null,{"$f":"'EnPI Table'!H291","v":0},{"$f":"'EnPI Table'!I291","v":0},{"$f":"'EnPI Table'!J291","v":0},{"$f":"'EnPI Table'!K291","v":0},{"$f":"'EnPI Table'!L291","v":0},{"$f":"'EnPI Table'!M291","v":0},{"$f":"'EnPI Table'!N291","v":0},{"$f":"'EnPI Table'!O291","v":0},{"$f":"'EnPI Table'!P291","v":0},{"$f":"'EnPI Table'!Q291","v":0},{"$f":"'EnPI Table'!R291","v":0},{"$f":"'EnPI Table'!S291","v":0},{"$f":"'EnPI Table'!T291","v":0},{"$f":"'EnPI Table'!U291","v":0},{"$f":"'EnPI Table'!V291","v":0},{"$f":"'EnPI Table'!W291","v":0},{"$f":"'EnPI Table'!X291","v":0},{"$f":"'EnPI Table'!Y291","v":0},{"$f":"'EnPI Table'!Z291","v":0},{"$f":"'EnPI Table'!AA291","v":0}]
[{"$f":"'EnPI Table'!A292","v":"2028-07-01"},{"$f":"'EnPI Table'!AF292","v":115},{"$f":"'EnPI Table'!AG292","v":0},{"$f":"'EnPI Table'!AH292","v":0},{"$f":"'EnPI Table'!AI292","v":0},{"$f":"'EnPI Table'!AJ292","v":0},{"$f":"'EnPI Table'!AK292","v":0},{"$f":"'EnPI Table'!AL292","v":0},{"$f":"'EnPI Table'!AM292","v":0},{"$f":"'EnPI Table'!AN292","v":0},{"$f":"'EnPI Table'!AO292","v":0},{"$f":"'EnPI Table'!AP292","v":0},{"$f":"'EnPI Table'!AQ292","v":0},{"$f":"'EnPI Table'!AR292","v":0},{"$f":"'EnPI Table'!AS292","v":0},{"$f":"'EnPI Table'!AT292","v":0},{"$f":"'EnPI Table'!AU292","v":0},{"$f":"'EnPI Table'!AV292","v":0},{"$f":"'EnPI Table'!AW292","v":0},{"$f":"'EnPI Table'!AX292","v":0},{"$f":"'EnPI Table'!AY292","v":0},{"$f":"'EnPI Table'!AZ292","v":0},{"$f":"'EnPI Table'!BA292","v":0},{"$f":"'EnPI Table'!BB292","v":0},{"$f":"'EnPI Table'!BC292","v":0},{"$f":"'EnPI Table'!BD292","v":0},{"$f":"'EnPI Table'!BE292","v":0},{"$f":"'EnPI Table'!BF292","v":0},{"$f":"'EnPI Table'!BG292","v":0},{"$f":"'EnPI Table'!BH292","v":0},{"$f":"'EnPI Table'!BI292","v":0},{"$f":"'EnPI Table'!BJ292","v":0},{"$f":"'EnPI Table'!BK292","v":0},{"$f":"'EnPI Table'!BL292","v":0},{"$f":"'EnPI Table'!BM292","v":0},{"$f":"'EnPI Table'!BN292","v":0},{"$f":"'EnPI Table'!BO292","v":0},{"$f":"'EnPI Table'!BP292","v":0},{"$f":"'EnPI Table'!BQ292","v":0},{"$f":"'EnPI Table'!BR292","v":0},{"$f":"'EnPI Table'!BS292","v":0},{"$f":"'EnPI Table'!BT292","v":0},null,{"$f":"'EnPI Table'!H292","v":0},{"$f":"'EnPI Table'!I292","v":0},{"$f":"'EnPI Table'!J292","v":0},{"$f":"'EnPI Table'!K292","v":0},{"$f":"'EnPI Table'!L292","v":0},{"$f":"'EnPI Table'!M292","v":0},{"$f":"'EnPI Table'!N292","v":0},{"$f":"'EnPI Table'!O292","v":0},{"$f":"'EnPI Table'!P292","v":0},{"$f":"'EnPI Table'!Q292","v":0},{"$f":"'EnPI Table'!R292","v":0},{"$f":"'EnPI Table'!S292","v":0},{"$f":"'EnPI Table'!T292","v":0},{"$f":"'EnPI Table'!U292","v":0},{"$f":"'EnPI Table'!V292","v":0},{"$f":"'EnPI Table'!W292","v":0},{"$f":"'EnPI Table'!X292","v":0},{"$f":"'EnPI Table'!Y292","v":0},{"$f":"'EnPI Table'!Z292","v":0},{"$f":"'EnPI Table'!AA292","v":0}]
[{"$f":"'EnPI Table'!A293","v":"2028-08-01"},{"$f":"'EnPI Table'!AF293","v":116},{"$f":"'EnPI Table'!AG293","v":0},{"$f":"'EnPI Table'!AH293","v":0},{"$f":"'EnPI Table'!AI293","v":0},{"$f":"'EnPI Table'!AJ293","v":0},{"$f":"'EnPI Table'!AK293","v":0},{"$f":"'EnPI Table'!AL293","v":0},{"$f":"'EnPI Table'!AM293","v":0},{"$f":"'EnPI Table'!AN293","v":0},{"$f":"'EnPI Table'!AO293","v":0},{"$f":"'EnPI Table'!AP293","v":0},{"$f":"'EnPI Table'!AQ293","v":0},{"$f":"'EnPI Table'!AR293","v":0},{"$f":"'EnPI Table'!AS293","v":0},{"$f":"'EnPI Table'!AT293","v":0},{"$f":"'EnPI Table'!AU293","v":0},{"$f":"'EnPI Table'!AV293","v":0},{"$f":"'EnPI Table'!AW293","v":0},{"$f":"'EnPI Table'!AX293","v":0},{"$f":"'EnPI Table'!AY293","v":0},{"$f":"'EnPI Table'!AZ293","v":0},{"$f":"'EnPI Table'!BA293","v":0},{"$f":"'EnPI Table'!BB293","v":0},{"$f":"'EnPI Table'!BC293","v":0},{"$f":"'EnPI Table'!BD293","v":0},{"$f":"'EnPI Table'!BE293","v":0},{"$f":"'EnPI Table'!BF293","v":0},{"$f":"'EnPI Table'!BG293","v":0},{"$f":"'EnPI Table'!BH293","v":0},{"$f":"'EnPI Table'!BI293","v":0},{"$f":"'EnPI Table'!BJ293","v":0},{"$f":"'EnPI Table'!BK293","v":0},{"$f":"'EnPI Table'!BL293","v":0},{"$f":"'EnPI Table'!BM293","v":0},{"$f":"'EnPI Table'!BN293","v":0},{"$f":"'EnPI Table'!BO293","v":0},{"$f":"'EnPI Table'!BP293","v":0},{"$f":"'EnPI Table'!BQ293","v":0},{"$f":"'EnPI Table'!BR293","v":0},{"$f":"'EnPI Table'!BS293","v":0},{"$f":"'EnPI Table'!BT293","v":0},null,{"$f":"'EnPI Table'!H293","v":0},{"$f":"'EnPI Table'!I293","v":0},{"$f":"'EnPI Table'!J293","v":0},{"$f":"'EnPI Table'!K293","v":0},{"$f":"'EnPI Table'!L293","v":0},{"$f":"'EnPI Table'!M293","v":0},{"$f":"'EnPI Table'!N293","v":0},{"$f":"'EnPI Table'!O293","v":0},{"$f":"'EnPI Table'!P293","v":0},{"$f":"'EnPI Table'!Q293","v":0},{"$f":"'EnPI Table'!R293","v":0},{"$f":"'EnPI Table'!S293","v":0},{"$f":"'EnPI Table'!T293","v":0},{"$f":"'EnPI Table'!U293","v":0},{"$f":"'EnPI Table'!V293","v":0},{"$f":"'EnPI Table'!W293","v":0},{"$f":"'EnPI Table'!X293","v":0},{"$f":"'EnPI Table'!Y293","v":0},{"$f":"'EnPI Table'!Z293","v":0},{"$f":"'EnPI Table'!AA293","v":0}]
[{"$f":"'EnPI Table'!A294","v":"2028-09-01"},{"$f":"'EnPI Table'!AF294","v":117},{"$f":"'EnPI Table'!AG294","v":0},{"$f":"'EnPI Table'!AH294","v":0},{"$f":"'EnPI Table'!AI294","v":0},{"$f":"'EnPI Table'!AJ294","v":0},{"$f":"'EnPI Table'!AK294","v":0},{"$f":"'EnPI Table'!AL294","v":0},{"$f":"'EnPI Table'!AM294","v":0},{"$f":"'EnPI Table'!AN294","v":0},{"$f":"'EnPI Table'!AO294","v":0},{"$f":"'EnPI Table'!AP294","v":0},{"$f":"'EnPI Table'!AQ294","v":0},{"$f":"'EnPI Table'!AR294","v":0},{"$f":"'EnPI Table'!AS294","v":0},{"$f":"'EnPI Table'!AT294","v":0},{"$f":"'EnPI Table'!AU294","v":0},{"$f":"'EnPI Table'!AV294","v":0},{"$f":"'EnPI Table'!AW294","v":0},{"$f":"'EnPI Table'!AX294","v":0},{"$f":"'EnPI Table'!AY294","v":0},{"$f":"'EnPI Table'!AZ294","v":0},{"$f":"'EnPI Table'!BA294","v":0},{"$f":"'EnPI Table'!BB294","v":0},{"$f":"'EnPI Table'!BC294","v":0},{"$f":"'EnPI Table'!BD294","v":0},{"$f":"'EnPI Table'!BE294","v":0},{"$f":"'EnPI Table'!BF294","v":0},{"$f":"'EnPI Table'!BG294","v":0},{"$f":"'EnPI Table'!BH294","v":0},{"$f":"'EnPI Table'!BI294","v":0},{"$f":"'EnPI Table'!BJ294","v":0},{"$f":"'EnPI Table'!BK294","v":0},{"$f":"'EnPI Table'!BL294","v":0},{"$f":"'EnPI Table'!BM294","v":0},{"$f":"'EnPI Table'!BN294","v":0},{"$f":"'EnPI Table'!BO294","v":0},{"$f":"'EnPI Table'!BP294","v":0},{"$f":"'EnPI Table'!BQ294","v":0},{"$f":"'EnPI Table'!BR294","v":0},{"$f":"'EnPI Table'!BS294","v":0},{"$f":"'EnPI Table'!BT294","v":0},null,{"$f":"'EnPI Table'!H294","v":0},{"$f":"'EnPI Table'!I294","v":0},{"$f":"'EnPI Table'!J294","v":0},{"$f":"'EnPI Table'!K294","v":0},{"$f":"'EnPI Table'!L294","v":0},{"$f":"'EnPI Table'!M294","v":0},{"$f":"'EnPI Table'!N294","v":0},{"$f":"'EnPI Table'!O294","v":0},{"$f":"'EnPI Table'!P294","v":0},{"$f":"'EnPI Table'!Q294","v":0},{"$f":"'EnPI Table'!R294","v":0},{"$f":"'EnPI Table'!S294","v":0},{"$f":"'EnPI Table'!T294","v":0},{"$f":"'EnPI Table'!U294","v":0},{"$f":"'EnPI Table'!V294","v":0},{"$f":"'EnPI Table'!W294","v":0},{"$f":"'EnPI Table'!X294","v":0},{"$f":"'EnPI Table'!Y294","v":0},{"$f":"'EnPI Table'!Z294","v":0},{"$f":"'EnPI Table'!AA294","v":0}]
[{"$f":"'EnPI Table'!A295","v":"2028-10-01"},{"$f":"'EnPI Table'!AF295","v":118},{"$f":"'EnPI Table'!AG295","v":0},{"$f":"'EnPI Table'!AH295","v":0},{"$f":"'EnPI Table'!AI295","v":0},{"$f":"'EnPI Table'!AJ295","v":0},{"$f":"'EnPI Table'!AK295","v":0},{"$f":"'EnPI Table'!AL295","v":0},{"$f":"'EnPI Table'!AM295","v":0},{"$f":"'EnPI Table'!AN295","v":0},{"$f":"'EnPI Table'!AO295","v":0},{"$f":"'EnPI Table'!AP295","v":0},{"$f":"'EnPI Table'!AQ295","v":0},{"$f":"'EnPI Table'!AR295","v":0},{"$f":"'EnPI Table'!AS295","v":0},{"$f":"'EnPI Table'!AT295","v":0},{"$f":"'EnPI Table'!AU295","v":0},{"$f":"'EnPI Table'!AV295","v":0},{"$f":"'EnPI Table'!AW295","v":0},{"$f":"'EnPI Table'!AX295","v":0},{"$f":"'EnPI Table'!AY295","v":0},{"$f":"'EnPI Table'!AZ295","v":0},{"$f":"'EnPI Table'!BA295","v":0},{"$f":"'EnPI Table'!BB295","v":0},{"$f":"'EnPI Table'!BC295","v":0},{"$f":"'EnPI Table'!BD295","v":0},{"$f":"'EnPI Table'!BE295","v":0},{"$f":"'EnPI Table'!BF295","v":0},{"$f":"'EnPI Table'!BG295","v":0},{"$f":"'EnPI Table'!BH295","v":0},{"$f":"'EnPI Table'!BI295","v":0},{"$f":"'EnPI Table'!BJ295","v":0},{"$f":"'EnPI Table'!BK295","v":0},{"$f":"'EnPI Table'!BL295","v":0},{"$f":"'EnPI Table'!BM295","v":0},{"$f":"'EnPI Table'!BN295","v":0},{"$f":"'EnPI Table'!BO295","v":0},{"$f":"'EnPI Table'!BP295","v":0},{"$f":"'EnPI Table'!BQ295","v":0},{"$f":"'EnPI Table'!BR295","v":0},{"$f":"'EnPI Table'!BS295","v":0},{"$f":"'EnPI Table'!BT295","v":0},null,{"$f":"'EnPI Table'!H295","v":0},{"$f":"'EnPI Table'!I295","v":0},{"$f":"'EnPI Table'!J295","v":0},{"$f":"'EnPI Table'!K295","v":0},{"$f":"'EnPI Table'!L295","v":0},{"$f":"'EnPI Table'!M295","v":0},{"$f":"'EnPI Table'!N295","v":0},{"$f":"'EnPI Table'!O295","v":0},{"$f":"'EnPI Table'!P295","v":0},{"$f":"'EnPI Table'!Q295","v":0},{"$f":"'EnPI Table'!R295","v":0},{"$f":"'EnPI Table'!S295","v":0},{"$f":"'EnPI Table'!T295","v":0},{"$f":"'EnPI Table'!U295","v":0},{"$f":"'EnPI Table'!V295","v":0},{"$f":"'EnPI Table'!W295","v":0},{"$f":"'EnPI Table'!X295","v":0},{"$f":"'EnPI Table'!Y295","v":0},{"$f":"'EnPI Table'!Z295","v":0},{"$f":"'EnPI Table'!AA295","v":0}]
[{"$f":"'EnPI Table'!A296","v":"2028-11-01"},{"$f":"'EnPI Table'!AF296","v":119},{"$f":"'EnPI Table'!AG296","v":0},{"$f":"'EnPI Table'!AH296","v":0},{"$f":"'EnPI Table'!AI296","v":0},{"$f":"'EnPI Table'!AJ296","v":0},{"$f":"'EnPI Table'!AK296","v":0},{"$f":"'EnPI Table'!AL296","v":0},{"$f":"'EnPI Table'!AM296","v":0},{"$f":"'EnPI Table'!AN296","v":0},{"$f":"'EnPI Table'!AO296","v":0},{"$f":"'EnPI Table'!AP296","v":0},{"$f":"'EnPI Table'!AQ296","v":0},{"$f":"'EnPI Table'!AR296","v":0},{"$f":"'EnPI Table'!AS296","v":0},{"$f":"'EnPI Table'!AT296","v":0},{"$f":"'EnPI Table'!AU296","v":0},{"$f":"'EnPI Table'!AV296","v":0},{"$f":"'EnPI Table'!AW296","v":0},{"$f":"'EnPI Table'!AX296","v":0},{"$f":"'EnPI Table'!AY296","v":0},{"$f":"'EnPI Table'!AZ296","v":0},{"$f":"'EnPI Table'!BA296","v":0},{"$f":"'EnPI Table'!BB296","v":0},{"$f":"'EnPI Table'!BC296","v":0},{"$f":"'EnPI Table'!BD296","v":0},{"$f":"'EnPI Table'!BE296","v":0},{"$f":"'EnPI Table'!BF296","v":0},{"$f":"'EnPI Table'!BG296","v":0},{"$f":"'EnPI Table'!BH296","v":0},{"$f":"'EnPI Table'!BI296","v":0},{"$f":"'EnPI Table'!BJ296","v":0},{"$f":"'EnPI Table'!BK296","v":0},{"$f":"'EnPI Table'!BL296","v":0},{"$f":"'EnPI Table'!BM296","v":0},{"$f":"'EnPI Table'!BN296","v":0},{"$f":"'EnPI Table'!BO296","v":0},{"$f":"'EnPI Table'!BP296","v":0},{"$f":"'EnPI Table'!BQ296","v":0},{"$f":"'EnPI Table'!BR296","v":0},{"$f":"'EnPI Table'!BS296","v":0},{"$f":"'EnPI Table'!BT296","v":0},null,{"$f":"'EnPI Table'!H296","v":0},{"$f":"'EnPI Table'!I296","v":0},{"$f":"'EnPI Table'!J296","v":0},{"$f":"'EnPI Table'!K296","v":0},{"$f":"'EnPI Table'!L296","v":0},{"$f":"'EnPI Table'!M296","v":0},{"$f":"'EnPI Table'!N296","v":0},{"$f":"'EnPI Table'!O296","v":0},{"$f":"'EnPI Table'!P296","v":0},{"$f":"'EnPI Table'!Q296","v":0},{"$f":"'EnPI Table'!R296","v":0},{"$f":"'EnPI Table'!S296","v":0},{"$f":"'EnPI Table'!T296","v":0},{"$f":"'EnPI Table'!U296","v":0},{"$f":"'EnPI Table'!V296","v":0},{"$f":"'EnPI Table'!W296","v":0},{"$f":"'EnPI Table'!X296","v":0},{"$f":"'EnPI Table'!Y296","v":0},{"$f":"'EnPI Table'!Z296","v":0},{"$f":"'EnPI Table'!AA296","v":0}]
[{"$f":"'EnPI Table'!A297","v":"2028-12-01"},{"$f":"'EnPI Table'!AF297","v":120},{"$f":"'EnPI Table'!AG297","v":0},{"$f":"'EnPI Table'!AH297","v":0},{"$f":"'EnPI Table'!AI297","v":0},{"$f":"'EnPI Table'!AJ297","v":0},{"$f":"'EnPI Table'!AK297","v":0},{"$f":"'EnPI Table'!AL297","v":0},{"$f":"'EnPI Table'!AM297","v":0},{"$f":"'EnPI Table'!AN297","v":0},{"$f":"'EnPI Table'!AO297","v":0},{"$f":"'EnPI Table'!AP297","v":0},{"$f":"'EnPI Table'!AQ297","v":0},{"$f":"'EnPI Table'!AR297","v":0},{"$f":"'EnPI Table'!AS297","v":0},{"$f":"'EnPI Table'!AT297","v":0},{"$f":"'EnPI Table'!AU297","v":0},{"$f":"'EnPI Table'!AV297","v":0},{"$f":"'EnPI Table'!AW297","v":0},{"$f":"'EnPI Table'!AX297","v":0},{"$f":"'EnPI Table'!AY297","v":0},{"$f":"'EnPI Table'!AZ297","v":0},{"$f":"'EnPI Table'!BA297","v":0},{"$f":"'EnPI Table'!BB297","v":0},{"$f":"'EnPI Table'!BC297","v":0},{"$f":"'EnPI Table'!BD297","v":0},{"$f":"'EnPI Table'!BE297","v":0},{"$f":"'EnPI Table'!BF297","v":0},{"$f":"'EnPI Table'!BG297","v":0},{"$f":"'EnPI Table'!BH297","v":0},{"$f":"'EnPI Table'!BI297","v":0},{"$f":"'EnPI Table'!BJ297","v":0},{"$f":"'EnPI Table'!BK297","v":0},{"$f":"'EnPI Table'!BL297","v":0},{"$f":"'EnPI Table'!BM297","v":0},{"$f":"'EnPI Table'!BN297","v":0},{"$f":"'EnPI Table'!BO297","v":0},{"$f":"'EnPI Table'!BP297","v":0},{"$f":"'EnPI Table'!BQ297","v":0},{"$f":"'EnPI Table'!BR297","v":0},{"$f":"'EnPI Table'!BS297","v":0},{"$f":"'EnPI Table'!BT297","v":0},null,{"$f":"'EnPI Table'!H297","v":0},{"$f":"'EnPI Table'!I297","v":0},{"$f":"'EnPI Table'!J297","v":0},{"$f":"'EnPI Table'!K297","v":0},{"$f":"'EnPI Table'!L297","v":0},{"$f":"'EnPI Table'!M297","v":0},{"$f":"'EnPI Table'!N297","v":0},{"$f":"'EnPI Table'!O297","v":0},{"$f":"'EnPI Table'!P297","v":0},{"$f":"'EnPI Table'!Q297","v":0},{"$f":"'EnPI Table'!R297","v":0},{"$f":"'EnPI Table'!S297","v":0},{"$f":"'EnPI Table'!T297","v":0},{"$f":"'EnPI Table'!U297","v":0},{"$f":"'EnPI Table'!V297","v":0},{"$f":"'EnPI Table'!W297","v":0},{"$f":"'EnPI Table'!X297","v":0},{"$f":"'EnPI Table'!Y297","v":0},{"$f":"'EnPI Table'!Z297","v":0},{"$f":"'EnPI Table'!AA297","v":0}]
[{"$f":"'EnPI Table'!A298","v":"2029-01-01"},{"$f":"'EnPI Table'!AF298","v":121},{"$f":"'EnPI Table'!AG298","v":0},{"$f":"'EnPI Table'!AH298","v":0},{"$f":"'EnPI Table'!AI298","v":0},{"$f":"'EnPI Table'!AJ298","v":0},{"$f":"'EnPI Table'!AK298","v":0},{"$f":"'EnPI Table'!AL298","v":0},{"$f":"'EnPI Table'!AM298","v":0},{"$f":"'EnPI Table'!AN298","v":0},{"$f":"'EnPI Table'!AO298","v":0},{"$f":"'EnPI Table'!AP298","v":0},{"$f":"'EnPI Table'!AQ298","v":0},{"$f":"'EnPI Table'!AR298","v":0},{"$f":"'EnPI Table'!AS298","v":0},{"$f":"'EnPI Table'!AT298","v":0},{"$f":"'EnPI Table'!AU298","v":0},{"$f":"'EnPI Table'!AV298","v":0},{"$f":"'EnPI Table'!AW298","v":0},{"$f":"'EnPI Table'!AX298","v":0},{"$f":"'EnPI Table'!AY298","v":0},{"$f":"'EnPI Table'!AZ298","v":0},{"$f":"'EnPI Table'!BA298","v":0},{"$f":"'EnPI Table'!BB298","v":0},{"$f":"'EnPI Table'!BC298","v":0},{"$f":"'EnPI Table'!BD298","v":0},{"$f":"'EnPI Table'!BE298","v":0},{"$f":"'EnPI Table'!BF298","v":0},{"$f":"'EnPI Table'!BG298","v":0},{"$f":"'EnPI Table'!BH298","v":0},{"$f":"'EnPI Table'!BI298","v":0},{"$f":"'EnPI Table'!BJ298","v":0},{"$f":"'EnPI Table'!BK298","v":0},{"$f":"'EnPI Table'!BL298","v":0},{"$f":"'EnPI Table'!BM298","v":0},{"$f":"'EnPI Table'!BN298","v":0},{"$f":"'EnPI Table'!BO298","v":0},{"$f":"'EnPI Table'!BP298","v":0},{"$f":"'EnPI Table'!BQ298","v":0},{"$f":"'EnPI Table'!BR298","v":0},{"$f":"'EnPI Table'!BS298","v":0},{"$f":"'EnPI Table'!BT298","v":0},null,{"$f":"'EnPI Table'!H298","v":0},{"$f":"'EnPI Table'!I298","v":0},{"$f":"'EnPI Table'!J298","v":0},{"$f":"'EnPI Table'!K298","v":0},{"$f":"'EnPI Table'!L298","v":0},{"$f":"'EnPI Table'!M298","v":0},{"$f":"'EnPI Table'!N298","v":0},{"$f":"'EnPI Table'!O298","v":0},{"$f":"'EnPI Table'!P298","v":0},{"$f":"'EnPI Table'!Q298","v":0},{"$f":"'EnPI Table'!R298","v":0},{"$f":"'EnPI Table'!S298","v":0},{"$f":"'EnPI Table'!T298","v":0},{"$f":"'EnPI Table'!U298","v":0},{"$f":"'EnPI Table'!V298","v":0},{"$f":"'EnPI Table'!W298","v":0},{"$f":"'EnPI Table'!X298","v":0},{"$f":"'EnPI Table'!Y298","v":0},{"$f":"'EnPI Table'!Z298","v":0},{"$f":"'EnPI Table'!AA298","v":0}]
[{"$f":"'EnPI Table'!A299","v":"2029-02-01"},{"$f":"'EnPI Table'!AF299","v":122},{"$f":"'EnPI Table'!AG299","v":0},{"$f":"'EnPI Table'!AH299","v":0},{"$f":"'EnPI Table'!AI299","v":0},{"$f":"'EnPI Table'!AJ299","v":0},{"$f":"'EnPI Table'!AK299","v":0},{"$f":"'EnPI Table'!AL299","v":0},{"$f":"'EnPI Table'!AM299","v":0},{"$f":"'EnPI Table'!AN299","v":0},{"$f":"'EnPI Table'!AO299","v":0},{"$f":"'EnPI Table'!AP299","v":0},{"$f":"'EnPI Table'!AQ299","v":0},{"$f":"'EnPI Table'!AR299","v":0},{"$f":"'EnPI Table'!AS299","v":0},{"$f":"'EnPI Table'!AT299","v":0},{"$f":"'EnPI Table'!AU299","v":0},{"$f":"'EnPI Table'!AV299","v":0},{"$f":"'EnPI Table'!AW299","v":0},{"$f":"'EnPI Table'!AX299","v":0},{"$f":"'EnPI Table'!AY299","v":0},{"$f":"'EnPI Table'!AZ299","v":0},{"$f":"'EnPI Table'!BA299","v":0},{"$f":"'EnPI Table'!BB299","v":0},{"$f":"'EnPI Table'!BC299","v":0},{"$f":"'EnPI Table'!BD299","v":0},{"$f":"'EnPI Table'!BE299","v":0},{"$f":"'EnPI Table'!BF299","v":0},{"$f":"'EnPI Table'!BG299","v":0},{"$f":"'EnPI Table'!BH299","v":0},{"$f":"'EnPI Table'!BI299","v":0},{"$f":"'EnPI Table'!BJ299","v":0},{"$f":"'EnPI Table'!BK299","v":0},{"$f":"'EnPI Table'!BL299","v":0},{"$f":"'EnPI Table'!BM299","v":0},{"$f":"'EnPI Table'!BN299","v":0},{"$f":"'EnPI Table'!BO299","v":0},{"$f":"'EnPI Table'!BP299","v":0},{"$f":"'EnPI Table'!BQ299","v":0},{"$f":"'EnPI Table'!BR299","v":0},{"$f":"'EnPI Table'!BS299","v":0},{"$f":"'EnPI Table'!BT299","v":0},null,{"$f":"'EnPI Table'!H299","v":0},{"$f":"'EnPI Table'!I299","v":0},{"$f":"'EnPI Table'!J299","v":0},{"$f":"'EnPI Table'!K299","v":0},{"$f":"'EnPI Table'!L299","v":0},{"$f":"'EnPI Table'!M299","v":0},{"$f":"'EnPI Table'!N299","v":0},{"$f":"'EnPI Table'!O299","v":0},{"$f":"'EnPI Table'!P299","v":0},{"$f":"'EnPI Table'!Q299","v":0},{"$f":"'EnPI Table'!R299","v":0},{"$f":"'EnPI Table'!S299","v":0},{"$f":"'EnPI Table'!T299","v":0},{"$f":"'EnPI Table'!U299","v":0},{"$f":"'EnPI Table'!V299","v":0},{"$f":"'EnPI Table'!W299","v":0},{"$f":"'EnPI Table'!X299","v":0},{"$f":"'EnPI Table'!Y299","v":0},{"$f":"'EnPI Table'!Z299","v":0},{"$f":"'EnPI Table'!AA299","v":0}]
[{"$f":"'EnPI Table'!A300","v":"2029-03-01"},{"$f":"'EnPI Table'!AF300","v":123},{"$f":"'EnPI Table'!AG300","v":0},{"$f":"'EnPI Table'!AH300","v":0},{"$f":"'EnPI Table'!AI300","v":0},{"$f":"'EnPI Table'!AJ300","v":0},{"$f":"'EnPI Table'!AK300","v":0},{"$f":"'EnPI Table'!AL300","v":0},{"$f":"'EnPI Table'!AM300","v":0},{"$f":"'EnPI Table'!AN300","v":0},{"$f":"'EnPI Table'!AO300","v":0},{"$f":"'EnPI Table'!AP300","v":0},{"$f":"'EnPI Table'!AQ300","v":0},{"$f":"'EnPI Table'!AR300","v":0},{"$f":"'EnPI Table'!AS300","v":0},{"$f":"'EnPI Table'!AT300","v":0},{"$f":"'EnPI Table'!AU300","v":0},{"$f":"'EnPI Table'!AV300","v":0},{"$f":"'EnPI Table'!AW300","v":0},{"$f":"'EnPI Table'!AX300","v":0},{"$f":"'EnPI Table'!AY300","v":0},{"$f":"'EnPI Table'!AZ300","v":0},{"$f":"'EnPI Table'!BA300","v":0},{"$f":"'EnPI Table'!BB300","v":0},{"$f":"'EnPI Table'!BC300","v":0},{"$f":"'EnPI Table'!BD300","v":0},{"$f":"'EnPI Table'!BE300","v":0},{"$f":"'EnPI Table'!BF300","v":0},{"$f":"'EnPI Table'!BG300","v":0},{"$f":"'EnPI Table'!BH300","v":0},{"$f":"'EnPI Table'!BI300","v":0},{"$f":"'EnPI Table'!BJ300","v":0},{"$f":"'EnPI Table'!BK300","v":0},{"$f":"'EnPI Table'!BL300","v":0},{"$f":"'EnPI Table'!BM300","v":0},{"$f":"'EnPI Table'!BN300","v":0},{"$f":"'EnPI Table'!BO300","v":0},{"$f":"'EnPI Table'!BP300","v":0},{"$f":"'EnPI Table'!BQ300","v":0},{"$f":"'EnPI Table'!BR300","v":0},{"$f":"'EnPI Table'!BS300","v":0},{"$f":"'EnPI Table'!BT300","v":0},null,{"$f":"'EnPI Table'!H300","v":0},{"$f":"'EnPI Table'!I300","v":0},{"$f":"'EnPI Table'!J300","v":0},{"$f":"'EnPI Table'!K300","v":0},{"$f":"'EnPI Table'!L300","v":0},{"$f":"'EnPI Table'!M300","v":0},{"$f":"'EnPI Table'!N300","v":0},{"$f":"'EnPI Table'!O300","v":0},{"$f":"'EnPI Table'!P300","v":0},{"$f":"'EnPI Table'!Q300","v":0},{"$f":"'EnPI Table'!R300","v":0},{"$f":"'EnPI Table'!S300","v":0},{"$f":"'EnPI Table'!T300","v":0},{"$f":"'EnPI Table'!U300","v":0},{"$f":"'EnPI Table'!V300","v":0},{"$f":"'EnPI Table'!W300","v":0},{"$f":"'EnPI Table'!X300","v":0},{"$f":"'EnPI Table'!Y300","v":0},{"$f":"'EnPI Table'!Z300","v":0},{"$f":"'EnPI Table'!AA300","v":0}]
[{"$f":"'EnPI Table'!A301","v":"2029-04-01"},{"$f":"'EnPI Table'!AF301","v":124},{"$f":"'EnPI Table'!AG301","v":0},{"$f":"'EnPI Table'!AH301","v":0},{"$f":"'EnPI Table'!AI301","v":0},{"$f":"'EnPI Table'!AJ301","v":0},{"$f":"'EnPI Table'!AK301","v":0},{"$f":"'EnPI Table'!AL301","v":0},{"$f":"'EnPI Table'!AM301","v":0},{"$f":"'EnPI Table'!AN301","v":0},{"$f":"'EnPI Table'!AO301","v":0},{"$f":"'EnPI Table'!AP301","v":0},{"$f":"'EnPI Table'!AQ301","v":0},{"$f":"'EnPI Table'!AR301","v":0},{"$f":"'EnPI Table'!AS301","v":0},{"$f":"'EnPI Table'!AT301","v":0},{"$f":"'EnPI Table'!AU301","v":0},{"$f":"'EnPI Table'!AV301","v":0},{"$f":"'EnPI Table'!AW301","v":0},{"$f":"'EnPI Table'!AX301","v":0},{"$f":"'EnPI Table'!AY301","v":0},{"$f":"'EnPI Table'!AZ301","v":0},{"$f":"'EnPI Table'!BA301","v":0},{"$f":"'EnPI Table'!BB301","v":0},{"$f":"'EnPI Table'!BC301","v":0},{"$f":"'EnPI Table'!BD301","v":0},{"$f":"'EnPI Table'!BE301","v":0},{"$f":"'EnPI Table'!BF301","v":0},{"$f":"'EnPI Table'!BG301","v":0},{"$f":"'EnPI Table'!BH301","v":0},{"$f":"'EnPI Table'!BI301","v":0},{"$f":"'EnPI Table'!BJ301","v":0},{"$f":"'EnPI Table'!BK301","v":0},{"$f":"'EnPI Table'!BL301","v":0},{"$f":"'EnPI Table'!BM301","v":0},{"$f":"'EnPI Table'!BN301","v":0},{"$f":"'EnPI Table'!BO301","v":0},{"$f":"'EnPI Table'!BP301","v":0},{"$f":"'EnPI Table'!BQ301","v":0},{"$f":"'EnPI Table'!BR301","v":0},{"$f":"'EnPI Table'!BS301","v":0},{"$f":"'EnPI Table'!BT301","v":0},null,{"$f":"'EnPI Table'!H301","v":0},{"$f":"'EnPI Table'!I301","v":0},{"$f":"'EnPI Table'!J301","v":0},{"$f":"'EnPI Table'!K301","v":0},{"$f":"'EnPI Table'!L301","v":0},{"$f":"'EnPI Table'!M301","v":0},{"$f":"'EnPI Table'!N301","v":0},{"$f":"'EnPI Table'!O301","v":0},{"$f":"'EnPI Table'!P301","v":0},{"$f":"'EnPI Table'!Q301","v":0},{"$f":"'EnPI Table'!R301","v":0},{"$f":"'EnPI Table'!S301","v":0},{"$f":"'EnPI Table'!T301","v":0},{"$f":"'EnPI Table'!U301","v":0},{"$f":"'EnPI Table'!V301","v":0},{"$f":"'EnPI Table'!W301","v":0},{"$f":"'EnPI Table'!X301","v":0},{"$f":"'EnPI Table'!Y301","v":0},{"$f":"'EnPI Table'!Z301","v":0},{"$f":"'EnPI Table'!AA301","v":0}]
[{"$f":"'EnPI Table'!A302","v":"2029-05-01"},{"$f":"'EnPI Table'!AF302","v":125},{"$f":"'EnPI Table'!AG302","v":0},{"$f":"'EnPI Table'!AH302","v":0},{"$f":"'EnPI Table'!AI302","v":0},{"$f":"'EnPI Table'!AJ302","v":0},{"$f":"'EnPI Table'!AK302","v":0},{"$f":"'EnPI Table'!AL302","v":0},{"$f":"'EnPI Table'!AM302","v":0},{"$f":"'EnPI Table'!AN302","v":0},{"$f":"'EnPI Table'!AO302","v":0},{"$f":"'EnPI Table'!AP302","v":0},{"$f":"'EnPI Table'!AQ302","v":0},{"$f":"'EnPI Table'!AR302","v":0},{"$f":"'EnPI Table'!AS302","v":0},{"$f":"'EnPI Table'!AT302","v":0},{"$f":"'EnPI Table'!AU302","v":0},{"$f":"'EnPI Table'!AV302","v":0},{"$f":"'EnPI Table'!AW302","v":0},{"$f":"'EnPI Table'!AX302","v":0},{"$f":"'EnPI Table'!AY302","v":0},{"$f":"'EnPI Table'!AZ302","v":0},{"$f":"'EnPI Table'!BA302","v":0},{"$f":"'EnPI Table'!BB302","v":0},{"$f":"'EnPI Table'!BC302","v":0},{"$f":"'EnPI Table'!BD302","v":0},{"$f":"'EnPI Table'!BE302","v":0},{"$f":"'EnPI Table'!BF302","v":0},{"$f":"'EnPI Table'!BG302","v":0},{"$f":"'EnPI Table'!BH302","v":0},{"$f":"'EnPI Table'!BI302","v":0},{"$f":"'EnPI Table'!BJ302","v":0},{"$f":"'EnPI Table'!BK302","v":0},{"$f":"'EnPI Table'!BL302","v":0},{"$f":"'EnPI Table'!BM302","v":0},{"$f":"'EnPI Table'!BN302","v":0},{"$f":"'EnPI Table'!BO302","v":0},{"$f":"'EnPI Table'!BP302","v":0},{"$f":"'EnPI Table'!BQ302","v":0},{"$f":"'EnPI Table'!BR302","v":0},{"$f":"'EnPI Table'!BS302","v":0},{"$f":"'EnPI Table'!BT302","v":0},null,{"$f":"'EnPI Table'!H302","v":0},{"$f":"'EnPI Table'!I302","v":0},{"$f":"'EnPI Table'!J302","v":0},{"$f":"'EnPI Table'!K302","v":0},{"$f":"'EnPI Table'!L302","v":0},{"$f":"'EnPI Table'!M302","v":0},{"$f":"'EnPI Table'!N302","v":0},{"$f":"'EnPI Table'!O302","v":0},{"$f":"'EnPI Table'!P302","v":0},{"$f":"'EnPI Table'!Q302","v":0},{"$f":"'EnPI Table'!R302","v":0},{"$f":"'EnPI Table'!S302","v":0},{"$f":"'EnPI Table'!T302","v":0},{"$f":"'EnPI Table'!U302","v":0},{"$f":"'EnPI Table'!V302","v":0},{"$f":"'EnPI Table'!W302","v":0},{"$f":"'EnPI Table'!X302","v":0},{"$f":"'EnPI Table'!Y302","v":0},{"$f":"'EnPI Table'!Z302","v":0},{"$f":"'EnPI Table'!AA302","v":0}]
[{"$f":"'EnPI Table'!A303","v":"2029-06-01"},{"$f":"'EnPI Table'!AF303","v":126},{"$f":"'EnPI Table'!AG303","v":0},{"$f":"'EnPI Table'!AH303","v":0},{"$f":"'EnPI Table'!AI303","v":0},{"$f":"'EnPI Table'!AJ303","v":0},{"$f":"'EnPI Table'!AK303","v":0},{"$f":"'EnPI Table'!AL303","v":0},{"$f":"'EnPI Table'!AM303","v":0},{"$f":"'EnPI Table'!AN303","v":0},{"$f":"'EnPI Table'!AO303","v":0},{"$f":"'EnPI Table'!AP303","v":0},{"$f":"'EnPI Table'!AQ303","v":0},{"$f":"'EnPI Table'!AR303","v":0},{"$f":"'EnPI Table'!AS303","v":0},{"$f":"'EnPI Table'!AT303","v":0},{"$f":"'EnPI Table'!AU303","v":0},{"$f":"'EnPI Table'!AV303","v":0},{"$f":"'EnPI Table'!AW303","v":0},{"$f":"'EnPI Table'!AX303","v":0},{"$f":"'EnPI Table'!AY303","v":0},{"$f":"'EnPI Table'!AZ303","v":0},{"$f":"'EnPI Table'!BA303","v":0},{"$f":"'EnPI Table'!BB303","v":0},{"$f":"'EnPI Table'!BC303","v":0},{"$f":"'EnPI Table'!BD303","v":0},{"$f":"'EnPI Table'!BE303","v":0},{"$f":"'EnPI Table'!BF303","v":0},{"$f":"'EnPI Table'!BG303","v":0},{"$f":"'EnPI Table'!BH303","v":0},{"$f":"'EnPI Table'!BI303","v":0},{"$f":"'EnPI Table'!BJ303","v":0},{"$f":"'EnPI Table'!BK303","v":0},{"$f":"'EnPI Table'!BL303","v":0},{"$f":"'EnPI Table'!BM303","v":0},{"$f":"'EnPI Table'!BN303","v":0},{"$f":"'EnPI Table'!BO303","v":0},{"$f":"'EnPI Table'!BP303","v":0},{"$f":"'EnPI Table'!BQ303","v":0},{"$f":"'EnPI Table'!BR303","v":0},{"$f":"'EnPI Table'!BS303","v":0},{"$f":"'EnPI Table'!BT303","v":0},null,{"$f":"'EnPI Table'!H303","v":0},{"$f":"'EnPI Table'!I303","v":0},{"$f":"'EnPI Table'!J303","v":0},{"$f":"'EnPI Table'!K303","v":0},{"$f":"'EnPI Table'!L303","v":0},{"$f":"'EnPI Table'!M303","v":0},{"$f":"'EnPI Table'!N303","v":0},{"$f":"'EnPI Table'!O303","v":0},{"$f":"'EnPI Table'!P303","v":0},{"$f":"'EnPI Table'!Q303","v":0},{"$f":"'EnPI Table'!R303","v":0},{"$f":"'EnPI Table'!S303","v":0},{"$f":"'EnPI Table'!T303","v":0},{"$f":"'EnPI Table'!U303","v":0},{"$f":"'EnPI Table'!V303","v":0},{"$f":"'EnPI Table'!W303","v":0},{"$f":"'EnPI Table'!X303","v":0},{"$f":"'EnPI Table'!Y303","v":0},{"$f":"'EnPI Table'!Z303","v":0},{"$f":"'EnPI Table'!AA303","v":0}]
[{"$f":"'EnPI Table'!A304","v":"2029-07-01"},{"$f":"'EnPI Table'!AF304","v":127},{"$f":"'EnPI Table'!AG304","v":0},{"$f":"'EnPI Table'!AH304","v":0},{"$f":"'EnPI Table'!AI304","v":0},{"$f":"'EnPI Table'!AJ304","v":0},{"$f":"'EnPI Table'!AK304","v":0},{"$f":"'EnPI Table'!AL304","v":0},{"$f":"'EnPI Table'!AM304","v":0},{"$f":"'EnPI Table'!AN304","v":0},{"$f":"'EnPI Table'!AO304","v":0},{"$f":"'EnPI Table'!AP304","v":0},{"$f":"'EnPI Table'!AQ304","v":0},{"$f":"'EnPI Table'!AR304","v":0},{"$f":"'EnPI Table'!AS304","v":0},{"$f":"'EnPI Table'!AT304","v":0},{"$f":"'EnPI Table'!AU304","v":0},{"$f":"'EnPI Table'!AV304","v":0},{"$f":"'EnPI Table'!AW304","v":0},{"$f":"'EnPI Table'!AX304","v":0},{"$f":"'EnPI Table'!AY304","v":0},{"$f":"'EnPI Table'!AZ304","v":0},{"$f":"'EnPI Table'!BA304","v":0},{"$f":"'EnPI Table'!BB304","v":0},{"$f":"'EnPI Table'!BC304","v":0},{"$f":"'EnPI Table'!BD304","v":0},{"$f":"'EnPI Table'!BE304","v":0},{"$f":"'EnPI Table'!BF304","v":0},{"$f":"'EnPI Table'!BG304","v":0},{"$f":"'EnPI Table'!BH304","v":0},{"$f":"'EnPI Table'!BI304","v":0},{"$f":"'EnPI Table'!BJ304","v":0},{"$f":"'EnPI Table'!BK304","v":0},{"$f":"'EnPI Table'!BL304","v":0},{"$f":"'EnPI Table'!BM304","v":0},{"$f":"'EnPI Table'!BN304","v":0},{"$f":"'EnPI Table'!BO304","v":0},{"$f":"'EnPI Table'!BP304","v":0},{"$f":"'EnPI Table'!BQ304","v":0},{"$f":"'EnPI Table'!BR304","v":0},{"$f":"'EnPI Table'!BS304","v":0},{"$f":"'EnPI Table'!BT304","v":0},null,{"$f":"'EnPI Table'!H304","v":0},{"$f":"'EnPI Table'!I304","v":0},{"$f":"'EnPI Table'!J304","v":0},{"$f":"'EnPI Table'!K304","v":0},{"$f":"'EnPI Table'!L304","v":0},{"$f":"'EnPI Table'!M304","v":0},{"$f":"'EnPI Table'!N304","v":0},{"$f":"'EnPI Table'!O304","v":0},{"$f":"'EnPI Table'!P304","v":0},{"$f":"'EnPI Table'!Q304","v":0},{"$f":"'EnPI Table'!R304","v":0},{"$f":"'EnPI Table'!S304","v":0},{"$f":"'EnPI Table'!T304","v":0},{"$f":"'EnPI Table'!U304","v":0},{"$f":"'EnPI Table'!V304","v":0},{"$f":"'EnPI Table'!W304","v":0},{"$f":"'EnPI Table'!X304","v":0},{"$f":"'EnPI Table'!Y304","v":0},{"$f":"'EnPI Table'!Z304","v":0},{"$f":"'EnPI Table'!AA304","v":0}]
[{"$f":"'EnPI Table'!A305","v":"2029-08-01"},{"$f":"'EnPI Table'!AF305","v":128},{"$f":"'EnPI Table'!AG305","v":0},{"$f":"'EnPI Table'!AH305","v":0},{"$f":"'EnPI Table'!AI305","v":0},{"$f":"'EnPI Table'!AJ305","v":0},{"$f":"'EnPI Table'!AK305","v":0},{"$f":"'EnPI Table'!AL305","v":0},{"$f":"'EnPI Table'!AM305","v":0},{"$f":"'EnPI Table'!AN305","v":0},{"$f":"'EnPI Table'!AO305","v":0},{"$f":"'EnPI Table'!AP305","v":0},{"$f":"'EnPI Table'!AQ305","v":0},{"$f":"'EnPI Table'!AR305","v":0},{"$f":"'EnPI Table'!AS305","v":0},{"$f":"'EnPI Table'!AT305","v":0},{"$f":"'EnPI Table'!AU305","v":0},{"$f":"'EnPI Table'!AV305","v":0},{"$f":"'EnPI Table'!AW305","v":0},{"$f":"'EnPI Table'!AX305","v":0},{"$f":"'EnPI Table'!AY305","v":0},{"$f":"'EnPI Table'!AZ305","v":0},{"$f":"'EnPI Table'!BA305","v":0},{"$f":"'EnPI Table'!BB305","v":0},{"$f":"'EnPI Table'!BC305","v":0},{"$f":"'EnPI Table'!BD305","v":0},{"$f":"'EnPI Table'!BE305","v":0},{"$f":"'EnPI Table'!BF305","v":0},{"$f":"'EnPI Table'!BG305","v":0},{"$f":"'EnPI Table'!BH305","v":0},{"$f":"'EnPI Table'!BI305","v":0},{"$f":"'EnPI Table'!BJ305","v":0},{"$f":"'EnPI Table'!BK305","v":0},{"$f":"'EnPI Table'!BL305","v":0},{"$f":"'EnPI Table'!BM305","v":0},{"$f":"'EnPI Table'!BN305","v":0},{"$f":"'EnPI Table'!BO305","v":0},{"$f":"'EnPI Table'!BP305","v":0},{"$f":"'EnPI Table'!BQ305","v":0},{"$f":"'EnPI Table'!BR305","v":0},{"$f":"'EnPI Table'!BS305","v":0},{"$f":"'EnPI Table'!BT305","v":0},null,{"$f":"'EnPI Table'!H305","v":0},{"$f":"'EnPI Table'!I305","v":0},{"$f":"'EnPI Table'!J305","v":0},{"$f":"'EnPI Table'!K305","v":0},{"$f":"'EnPI Table'!L305","v":0},{"$f":"'EnPI Table'!M305","v":0},{"$f":"'EnPI Table'!N305","v":0},{"$f":"'EnPI Table'!O305","v":0},{"$f":"'EnPI Table'!P305","v":0},{"$f":"'EnPI Table'!Q305","v":0},{"$f":"'EnPI Table'!R305","v":0},{"$f":"'EnPI Table'!S305","v":0},{"$f":"'EnPI Table'!T305","v":0},{"$f":"'EnPI Table'!U305","v":0},{"$f":"'EnPI Table'!V305","v":0},{"$f":"'EnPI Table'!W305","v":0},{"$f":"'EnPI Table'!X305","v":0},{"$f":"'EnPI Table'!Y305","v":0},{"$f":"'EnPI Table'!Z305","v":0},{"$f":"'EnPI Table'!AA305","v":0}]
[{"$f":"'EnPI Table'!A306","v":"2029-09-01"},{"$f":"'EnPI Table'!AF306","v":129},{"$f":"'EnPI Table'!AG306","v":0},{"$f":"'EnPI Table'!AH306","v":0},{"$f":"'EnPI Table'!AI306","v":0},{"$f":"'EnPI Table'!AJ306","v":0},{"$f":"'EnPI Table'!AK306","v":0},{"$f":"'EnPI Table'!AL306","v":0},{"$f":"'EnPI Table'!AM306","v":0},{"$f":"'EnPI Table'!AN306","v":0},{"$f":"'EnPI Table'!AO306","v":0},{"$f":"'EnPI Table'!AP306","v":0},{"$f":"'EnPI Table'!AQ306","v":0},{"$f":"'EnPI Table'!AR306","v":0},{"$f":"'EnPI Table'!AS306","v":0},{"$f":"'EnPI Table'!AT306","v":0},{"$f":"'EnPI Table'!AU306","v":0},{"$f":"'EnPI Table'!AV306","v":0},{"$f":"'EnPI Table'!AW306","v":0},{"$f":"'EnPI Table'!AX306","v":0},{"$f":"'EnPI Table'!AY306","v":0},{"$f":"'EnPI Table'!AZ306","v":0},{"$f":"'EnPI Table'!BA306","v":0},{"$f":"'EnPI Table'!BB306","v":0},{"$f":"'EnPI Table'!BC306","v":0},{"$f":"'EnPI Table'!BD306","v":0},{"$f":"'EnPI Table'!BE306","v":0},{"$f":"'EnPI Table'!BF306","v":0},{"$f":"'EnPI Table'!BG306","v":0},{"$f":"'EnPI Table'!BH306","v":0},{"$f":"'EnPI Table'!BI306","v":0},{"$f":"'EnPI Table'!BJ306","v":0},{"$f":"'EnPI Table'!BK306","v":0},{"$f":"'EnPI Table'!BL306","v":0},{"$f":"'EnPI Table'!BM306","v":0},{"$f":"'EnPI Table'!BN306","v":0},{"$f":"'EnPI Table'!BO306","v":0},{"$f":"'EnPI Table'!BP306","v":0},{"$f":"'EnPI Table'!BQ306","v":0},{"$f":"'EnPI Table'!BR306","v":0},{"$f":"'EnPI Table'!BS306","v":0},{"$f":"'EnPI Table'!BT306","v":0},null,{"$f":"'EnPI Table'!H306","v":0},{"$f":"'EnPI Table'!I306","v":0},{"$f":"'EnPI Table'!J306","v":0},{"$f":"'EnPI Table'!K306","v":0},{"$f":"'EnPI Table'!L306","v":0},{"$f":"'EnPI Table'!M306","v":0},{"$f":"'EnPI Table'!N306","v":0},{"$f":"'EnPI Table'!O306","v":0},{"$f":"'EnPI Table'!P306","v":0},{"$f":"'EnPI Table'!Q306","v":0},{"$f":"'EnPI Table'!R306","v":0},{"$f":"'EnPI Table'!S306","v":0},{"$f":"'EnPI Table'!T306","v":0},{"$f":"'EnPI Table'!U306","v":0},{"$f":"'EnPI Table'!V306","v":0},{"$f":"'EnPI Table'!W306","v":0},{"$f":"'EnPI Table'!X306","v":0},{"$f":"'EnPI Table'!Y306","v":0},{"$f":"'EnPI Table'!Z306","v":0},{"$f":"'EnPI Table'!AA306","v":0}]
[{"$f":"'EnPI Table'!A307","v":"2029-10-01"},{"$f":"'EnPI Table'!AF307","v":130},{"$f":"'EnPI Table'!AG307","v":0},{"$f":"'EnPI Table'!AH307","v":0},{"$f":"'EnPI Table'!AI307","v":0},{"$f":"'EnPI Table'!AJ307","v":0},{"$f":"'EnPI Table'!AK307","v":0},{"$f":"'EnPI Table'!AL307","v":0},{"$f":"'EnPI Table'!AM307","v":0},{"$f":"'EnPI Table'!AN307","v":0},{"$f":"'EnPI Table'!AO307","v":0},{"$f":"'EnPI Table'!AP307","v":0},{"$f":"'EnPI Table'!AQ307","v":0},{"$f":"'EnPI Table'!AR307","v":0},{"$f":"'EnPI Table'!AS307","v":0},{"$f":"'EnPI Table'!AT307","v":0},{"$f":"'EnPI Table'!AU307","v":0},{"$f":"'EnPI Table'!AV307","v":0},{"$f":"'EnPI Table'!AW307","v":0},{"$f":"'EnPI Table'!AX307","v":0},{"$f":"'EnPI Table'!AY307","v":0},{"$f":"'EnPI Table'!AZ307","v":0},{"$f":"'EnPI Table'!BA307","v":0},{"$f":"'EnPI Table'!BB307","v":0},{"$f":"'EnPI Table'!BC307","v":0},{"$f":"'EnPI Table'!BD307","v":0},{"$f":"'EnPI Table'!BE307","v":0},{"$f":"'EnPI Table'!BF307","v":0},{"$f":"'EnPI Table'!BG307","v":0},{"$f":"'EnPI Table'!BH307","v":0},{"$f":"'EnPI Table'!BI307","v":0},{"$f":"'EnPI Table'!BJ307","v":0},{"$f":"'EnPI Table'!BK307","v":0},{"$f":"'EnPI Table'!BL307","v":0},{"$f":"'EnPI Table'!BM307","v":0},{"$f":"'EnPI Table'!BN307","v":0},{"$f":"'EnPI Table'!BO307","v":0},{"$f":"'EnPI Table'!BP307","v":0},{"$f":"'EnPI Table'!BQ307","v":0},{"$f":"'EnPI Table'!BR307","v":0},{"$f":"'EnPI Table'!BS307","v":0},{"$f":"'EnPI Table'!BT307","v":0},null,{"$f":"'EnPI Table'!H307","v":0},{"$f":"'EnPI Table'!I307","v":0},{"$f":"'EnPI Table'!J307","v":0},{"$f":"'EnPI Table'!K307","v":0},{"$f":"'EnPI Table'!L307","v":0},{"$f":"'EnPI Table'!M307","v":0},{"$f":"'EnPI Table'!N307","v":0},{"$f":"'EnPI Table'!O307","v":0},{"$f":"'EnPI Table'!P307","v":0},{"$f":"'EnPI Table'!Q307","v":0},{"$f":"'EnPI Table'!R307","v":0},{"$f":"'EnPI Table'!S307","v":0},{"$f":"'EnPI Table'!T307","v":0},{"$f":"'EnPI Table'!U307","v":0},{"$f":"'EnPI Table'!V307","v":0},{"$f":"'EnPI Table'!W307","v":0},{"$f":"'EnPI Table'!X307","v":0},{"$f":"'EnPI Table'!Y307","v":0},{"$f":"'EnPI Table'!Z307","v":0},{"$f":"'EnPI Table'!AA307","v":0}]
[{"$f":"'EnPI Table'!A308","v":"2029-11-01"},{"$f":"'EnPI Table'!AF308","v":131},{"$f":"'EnPI Table'!AG308","v":0},{"$f":"'EnPI Table'!AH308","v":0},{"$f":"'EnPI Table'!AI308","v":0},{"$f":"'EnPI Table'!AJ308","v":0},{"$f":"'EnPI Table'!AK308","v":0},{"$f":"'EnPI Table'!AL308","v":0},{"$f":"'EnPI Table'!AM308","v":0},{"$f":"'EnPI Table'!AN308","v":0},{"$f":"'EnPI Table'!AO308","v":0},{"$f":"'EnPI Table'!AP308","v":0},{"$f":"'EnPI Table'!AQ308","v":0},{"$f":"'EnPI Table'!AR308","v":0},{"$f":"'EnPI Table'!AS308","v":0},{"$f":"'EnPI Table'!AT308","v":0},{"$f":"'EnPI Table'!AU308","v":0},{"$f":"'EnPI Table'!AV308","v":0},{"$f":"'EnPI Table'!AW308","v":0},{"$f":"'EnPI Table'!AX308","v":0},{"$f":"'EnPI Table'!AY308","v":0},{"$f":"'EnPI Table'!AZ308","v":0},{"$f":"'EnPI Table'!BA308","v":0},{"$f":"'EnPI Table'!BB308","v":0},{"$f":"'EnPI Table'!BC308","v":0},{"$f":"'EnPI Table'!BD308","v":0},{"$f":"'EnPI Table'!BE308","v":0},{"$f":"'EnPI Table'!BF308","v":0},{"$f":"'EnPI Table'!BG308","v":0},{"$f":"'EnPI Table'!BH308","v":0},{"$f":"'EnPI Table'!BI308","v":0},{"$f":"'EnPI Table'!BJ308","v":0},{"$f":"'EnPI Table'!BK308","v":0},{"$f":"'EnPI Table'!BL308","v":0},{"$f":"'EnPI Table'!BM308","v":0},{"$f":"'EnPI Table'!BN308","v":0},{"$f":"'EnPI Table'!BO308","v":0},{"$f":"'EnPI Table'!BP308","v":0},{"$f":"'EnPI Table'!BQ308","v":0},{"$f":"'EnPI Table'!BR308","v":0},{"$f":"'EnPI Table'!BS308","v":0},{"$f":"'EnPI Table'!BT308","v":0},null,{"$f":"'EnPI Table'!H308","v":0},{"$f":"'EnPI Table'!I308","v":0},{"$f":"'EnPI Table'!J308","v":0},{"$f":"'EnPI Table'!K308","v":0},{"$f":"'EnPI Table'!L308","v":0},{"$f":"'EnPI Table'!M308","v":0},{"$f":"'EnPI Table'!N308","v":0},{"$f":"'EnPI Table'!O308","v":0},{"$f":"'EnPI Table'!P308","v":0},{"$f":"'EnPI Table'!Q308","v":0},{"$f":"'EnPI Table'!R308","v":0},{"$f":"'EnPI Table'!S308","v":0},{"$f":"'EnPI Table'!T308","v":0},{"$f":"'EnPI Table'!U308","v":0},{"$f":"'EnPI Table'!V308","v":0},{"$f":"'EnPI Table'!W308","v":0},{"$f":"'EnPI Table'!X308","v":0},{"$f":"'EnPI Table'!Y308","v":0},{"$f":"'EnPI Table'!Z308","v":0},{"$f":"'EnPI Table'!AA308","v":0}]
[{"$f":"'EnPI Table'!A309","v":"2029-12-01"},{"$f":"'EnPI Table'!AF309","v":132},{"$f":"'EnPI Table'!AG309","v":0},{"$f":"'EnPI Table'!AH309","v":0},{"$f":"'EnPI Table'!AI309","v":0},{"$f":"'EnPI Table'!AJ309","v":0},{"$f":"'EnPI Table'!AK309","v":0},{"$f":"'EnPI Table'!AL309","v":0},{"$f":"'EnPI Table'!AM309","v":0},{"$f":"'EnPI Table'!AN309","v":0},{"$f":"'EnPI Table'!AO309","v":0},{"$f":"'EnPI Table'!AP309","v":0},{"$f":"'EnPI Table'!AQ309","v":0},{"$f":"'EnPI Table'!AR309","v":0},{"$f":"'EnPI Table'!AS309","v":0},{"$f":"'EnPI Table'!AT309","v":0},{"$f":"'EnPI Table'!AU309","v":0},{"$f":"'EnPI Table'!AV309","v":0},{"$f":"'EnPI Table'!AW309","v":0},{"$f":"'EnPI Table'!AX309","v":0},{"$f":"'EnPI Table'!AY309","v":0},{"$f":"'EnPI Table'!AZ309","v":0},{"$f":"'EnPI Table'!BA309","v":0},{"$f":"'EnPI Table'!BB309","v":0},{"$f":"'EnPI Table'!BC309","v":0},{"$f":"'EnPI Table'!BD309","v":0},{"$f":"'EnPI Table'!BE309","v":0},{"$f":"'EnPI Table'!BF309","v":0},{"$f":"'EnPI Table'!BG309","v":0},{"$f":"'EnPI Table'!BH309","v":0},{"$f":"'EnPI Table'!BI309","v":0},{"$f":"'EnPI Table'!BJ309","v":0},{"$f":"'EnPI Table'!BK309","v":0},{"$f":"'EnPI Table'!BL309","v":0},{"$f":"'EnPI Table'!BM309","v":0},{"$f":"'EnPI Table'!BN309","v":0},{"$f":"'EnPI Table'!BO309","v":0},{"$f":"'EnPI Table'!BP309","v":0},{"$f":"'EnPI Table'!BQ309","v":0},{"$f":"'EnPI Table'!BR309","v":0},{"$f":"'EnPI Table'!BS309","v":0},{"$f":"'EnPI Table'!BT309","v":0},null,{"$f":"'EnPI Table'!H309","v":0},{"$f":"'EnPI Table'!I309","v":0},{"$f":"'EnPI Table'!J309","v":0},{"$f":"'EnPI Table'!K309","v":0},{"$f":"'EnPI Table'!L309","v":0},{"$f":"'EnPI Table'!M309","v":0},{"$f":"'EnPI Table'!N309","v":0},{"$f":"'EnPI Table'!O309","v":0},{"$f":"'EnPI Table'!P309","v":0},{"$f":"'EnPI Table'!Q309","v":0},{"$f":"'EnPI Table'!R309","v":0},{"$f":"'EnPI Table'!S309","v":0},{"$f":"'EnPI Table'!T309","v":0},{"$f":"'EnPI Table'!U309","v":0},{"$f":"'EnPI Table'!V309","v":0},{"$f":"'EnPI Table'!W309","v":0},{"$f":"'EnPI Table'!X309","v":0},{"$f":"'EnPI Table'!Y309","v":0},{"$f":"'EnPI Table'!Z309","v":0},{"$f":"'EnPI Table'!AA309","v":0}]