## Plant Level Data
2012 Plant-Level Data for Likely Covered Fossil Sources
|  | COAL Steam |  |  |  |  | NGCC |  |  |  |  | OG Steam |  |  |  |  | High Utilization Simple Cycle Turbine (SST) = "Other" |  |  |  |  | IGCC = "Other" |  |  |  |  | Useful Thermal Ouput (UTO) = "Other" |  | "Other"
State | State-Plant | Sum of Carbon Dioxide (tons) | Sum of Electric Generation (MWh) | Sum of Net Energy Output (MWh) | Emission Rate (lb/MWh) - net electric | Emission Rate (lb/MWh) - net energy output | Sum of Carbon Dioxide (tons) | Sum of Electric Generation (MWh) | Sum of Net Energy Output (MWh) | Emission Rate (lb/MWh) - net electric | Emission Rate (lb/MWh) - net energy output | Sum of Carbon Dioxide (tons) | Sum of Electric Generation (MWh) | Sum of Net Energy Output (MWh) | Emission Rate (lb/MWh) - net electric | Emission Rate (lb/MWh) - net energy output | Sum of Carbon Dioxide (tons) | Sum of Electric Generation (MWh) | Sum of Net Energy Output (MWh) | Emission Rate (lb/MWh) - net electric | Emission Rate (lb/MWh) - net energy output | Sum of Carbon Dioxide (tons) | Sum of Electric Generation (MWh) | Sum of Net Energy Output (MWh) | Emission Rate (lb/MWh) - net electric | Emission Rate (lb/MWh) - net energy output | Useful Thermal Output (MWh) | Emissions Associated with Useful thermal Output (tons)* | Other Generation (SST + IGCC + UTO) (MWh) | Other Emissions (tons) (SST + IGCC + UTO) | Other Emissions (lbs) (SST + IGCC + UTO)
Alaska | AK | 307155.732 | 215407 | 215407 | 2851.864 | 2851.864 | 1266777.0296 | 2204942.0011 | 2204942.0011 | 1149.0343 | 1149.0343 | [5 empty] | 589503.4669 | 741852.8306 | 741852.8306 | 1589.2734 | 1589.2734 | [6 empty] | 0 | 741852.8306 | 589503.4669 | 1179006933.8
| Beluga | [5 empty] | 751037.6684 | 1380513.0001 | 1380513.0001 | [7 empty] | 391606.8305 | 502772.8306 | 502772.8306 | [8 empty] | 0
| George M Sullivan Generation Plant 2 | [5 empty] | 515739.3612 | 824429.001 | 824429.001 | [18 empty] | 0
| Healy | 307155.732 | 215407 | 215407 | [23 empty] | 0
| Nikiski Co-Generation | [15 empty] | 197896.6364 | 239080 | 239080 | [8 empty] | 0
| Southcentral Power Plant | [5 empty] | 0 | 0 | 0 | [18 empty] | 0
Alabama | AL | 52123954.497 | 46045176 | 46045176 | 2264.0354 | 2264.0354 | 23447825.9276 | 53492095.9644 | 53492095.9644 | 876.6838 | 876.6838 | [6 empty] | 0 |  | 0 | 0 | [5 empty] | 0 | 0 | 0 | 0 | 0
| Barry | 5992011.15 | 5319147 | 5319147 |  |  | 3421894.975 | 7943382.0002 | 7943382.0002 | [18 empty] | 0
| Charles R Lowman | 2326098.159 | 1870468 | 1870468 | [23 empty] | 0
| Colbert | 3718101.785 | 3364920 | 3364920 | [23 empty] | 0
| Decatur Energy Center | [5 empty] | 1388979.464 | 3180314.0001 | 3180314.0001 | [18 empty] | 0
| E B Harris Electric Generating Plant | [5 empty] | 2637983.8502 | 6479775.0002 | 6479775.0002 | [18 empty] | 0
| E C Gaston | 8966433.575 | 8134951 | 8134951 | [23 empty] | 0
| Gadsden | 218510.225 | 222100 | 222100 | [22 empty] | 0 | 0
| General Electric Plastic | [5 empty] | 371646.95 | 553511 | 553511 | [17 empty] | 0 | 0
| Gorgas | 3239325.527 | 3052678 | 3052678 | [23 empty] | 0
| Greene County | 2370851.451 | 2015762 | 2015762 | [23 empty] | 0
| H Allen Franklin Combined Cycle | [5 empty] | 4507065.1497 | 10863075.9999 | 10863075.9999 | [18 empty] | 0
| Hillabee Energy Center | [5 empty] | 2123326.4879 | 5006623.9999 | 5006623.9999 | [18 empty] | 0
| Hog Bayou Energy Center | [5 empty] | 494380.269 | 1113721 | 1113721 | [18 empty] | 0
| James H Miller Jr | 20294975.475 | 17625767 | 17625767 | [23 empty] | 0
| McWilliams | [5 empty] | 1445475.374 | 3192484.964 | 3192484.964 | [18 empty] | 0
| Morgan Energy Center | [5 empty] | 1799853.1749 | 4050306 | 4050306 | [17 empty] | 0 | 0
| Tenaska Central Alabama Generating Stn | [5 empty] | 2764919.0349 | 6022920.0001 | 6022920.0001 | [18 empty] | 0
| Tenaska Lindsay Hill Generating Station | [5 empty] | 1223976.273 | 2937788 | 2937788 | [18 empty] | 0
| Theodore Cogen Facility | [5 empty] | 768702.55 | 1413740 | 1413740 | [17 empty] | 0 | 0
| Washington County Cogeneration Facility | [5 empty] | 499622.375 | 734454 | 734454 | [17 empty] | 0 | 0
| Widows Creek | 4997647.15 | 4439383 | 4439383 | [23 empty] | 0
Arkansas | AR | 32297481.664 | 28378831 | 28378831 | 2276.1672 | 2276.1672 | 7015577.3482 | 15651184.9989 | 16962102.1869 | 896.4915 | 827.2061 | 622275.65 | 860469.7734 | 860469.7734 | 1446.3626 | 1446.3626 |  | 0 |  | 0 | 0 | [5 empty] | 1310917.188 | 394540.4776 | 1310917.188 | 394540.4776 | 789080955.2571
| Carl Bailey | [10 empty] | 35551.23 | 46502 | 46502 | [13 empty] | 0
| Cecil Lynch | [10 empty] | 3234.757 | 2581 | 2581 | [13 empty] | 0
| Dell Power Station | [5 empty] | 317305.799 | 687808.9989 | 687808.9989 | [18 empty] | 0
| Flint Creek | 4150943.846 | 3791093 | 3791093 | [23 empty] | 0
| Hamilton Moses | [10 empty] | 0 | 0 | 0 | [13 empty] | 0
| Harry L. Oswald | [5 empty] | 180414.9462 | 356365.0001 | 356365.0001 | [18 empty] | 0
| Harvey Couch | [10 empty] | 0 | -626 | -626 | [13 empty] | 0
| Hot Spring Generating Facility | [5 empty] | 226154.6541 | 513633.9999 | 513633.9999 | [18 empty] | 0
| Independence | 11800821.217 | 10420018 | 10420018 | [23 empty] | 0
| John W Turk Jr Power Plant | 188785.648 | 294975 | 294975 | [23 empty] | 0
| Lake Catherine | [10 empty] | 439052.395 | 612971 | 612971 | [13 empty] | 0
| Magnet Cove | [5 empty] | 1082150.4049 | 2578521 | 2578521 | [18 empty] | 0
| McClellan | [10 empty] | 144437.268 | 199295 | 199295 | [13 empty] | 0
| Pine Bluff Energy Center | [5 empty] | 842709.289 | 1489105 | 2800022.188 | [17 empty] | 1310917.188 | 394540.4776
| Plum Point Energy Station | 4944118.066 | 4366528 | 4366528 | [23 empty] | 0
| Robert E Ritchie | [10 empty] | 0 | -253.2266 | -253.2266 | [13 empty] | 0
| Thomas Fitzhugh | [5 empty] | 64817.559 | 114459 | 114459 | [18 empty] | 0
| Union Power Partners LP | [5 empty] | 4302024.696 | 9911292 | 9911292 | [18 empty] | 0
| White Bluff | 11212812.887 | 9506217 | 9506217 | [23 empty] | 0
Arizona | AZ | 27598213.46 | 24335930 | 24335930 | 2268.1043 | 2268.1043 | 12058895.1849 | 26782325.4041 | 26801686.7884 | 900.5114 | 899.8609 | 807926.277 | 1033871.4028 | 1033871.4028 | 1562.9144 | 1562.9144 |  | 0 |  | 0 | 0 | [5 empty] | 19361.3843 | 8613.884 | 19361.3843 | 8613.884 | 17227768.0929
| Agua Fria | [10 empty] | 42834.767 | 52567 | 52567 | [13 empty] | 0
| Apache Station | 1850014.692 | 1610998 | 1610998 |  |  | 0.0018 | -1095.5961 | -1095.5961 | [18 empty] | 0
| Arlington Valley Energy Facility | [5 empty] | 747592.5151 | 1734610 | 1734610 | [18 empty] | 0
| Cholla | 8468675.828 | 6984860 | 6984860 | [23 empty] | 0
| Coronado | 6895115.949 | 5590723 | 5590723 | [23 empty] | 0
| Desert Basin | [5 empty] | 511799.497 | 1123309.0001 | 1123309.0001 | [18 empty] | 0
| Gila River Power Station | [5 empty] | 2313218.384 | 3929342 | 3929342 | [18 empty] | 0
| Griffith Energy LLC | [5 empty] | 687929.94 | 1584075 | 1584075 | [18 empty] | 0
| H Wilson Sundt Generating Station | [10 empty] | 638077.065 | 795361 | 795361 | [13 empty] | 0
| Harquahala Generating Project | [5 empty] | 619037.5221 | 1444227.9999 | 1444227.9999 | [18 empty] | 0
| Kyrene | [5 empty] | 497474.061 | 1143100 | 1143100 |  |  | 0 | -838.5972 | -838.5972 | [13 empty] | 0
| Mesquite Generating Station | [5 empty] | 2505733.169 | 5813245.0002 | 5813245.0002 | [18 empty] | 0
| Ocotillo | [10 empty] | 55326.281 | 70270 | 70270 | [13 empty] | 0
| Red Hawk | [5 empty] | 2046545.316 | 4673740.0002 | 4673740.0002 | [18 empty] | 0
| Saguaro | [10 empty] | 0 | 0 | 0 | [13 empty] | 0
| Santan | [5 empty] | 1131227.1888 | 2983868.9997 | 2983868.9997 | [18 empty] | 0
| Springerville | 10384406.991 | 10149349 | 10149349 | [23 empty] | 0
| West Phoenix | [5 empty] | 952391.2391 | 2269991.0001 | 2269991.0001 | [18 empty] | 0
| Yucca | [10 empty] | 71688.164 | 116512 | 116512 | [13 empty] | 0
| Yuma Cogeneration Associates | [5 empty] | 45946.351 | 83912 | 103273.3843 | [17 empty] | 19361.3843 | 8613.884
California | CA | 1266187.1245 | 933157 | 1159308.9986 | 2713.7708 | 2184.3825 | 36414623.478 | 81298989.2728 | 84037754.9989 | 895.8198 | 866.6253 | 7309213.033 | 10403921 | 10403921 | 1405.0881 | 1405.0881 | 3214239.3975 | 5077211 | 11440981.5282 | 1266.1437 | 561.8818 | [5 empty] | 9328688.2528 | 3175449.2319 | 14405899.2528 | 4601845.3489 | 9203690697.731
| ACE Cogeneration Facility | 767423.0277 | 555436 | 694500.7458 | [22 empty] | 139064.7458 | 153666.4848
| AES Alamitos LLC | [10 empty] | 1045301.2 | 1464747 | 1464747 | [13 empty] | 0
| AES Huntington Beach LLC | [10 empty] | 763582.3 | 1167621 | 1167621 | [13 empty] | 0
| AES Redondo Beach LLC | [10 empty] | 450930.2 | 547638 | 547638 | [13 empty] | 0
| Agnews Power Plant | [5 empty] | 17951.1807 | 34306.4 | 36150.5479 | [17 empty] | 1844.1479 | 915.7436
| Algonquin Power Sanger LLC | [5 empty] | 45164.8386 | 101388.0001 | 101388.0001 | [17 empty] | 0 | 0
| Blythe Energy Inc | [5 empty] | 751002.878 | 1729464 | 1729464 | [18 empty] | 0
| Broadway | [10 empty] | 93550.293 | 133858 | 133858 | [13 empty] | 0
| Cardinal Cogen | [5 empty] | 221723.5319 | 345707 | 350970.5047 | [17 empty] | 5263.5047 | 3325.1878
| Carson Cogeneration | [5 empty] | 200437.16 | 410816 | 410816 | [17 empty] | 0 | 0
| Carson Ice-Gen Project | [5 empty] | 207310.906 | 363138 | 363138 | [17 empty] | 0 | 0
| CES Placerita Power Plant | [5 empty] | 0 | 0 | 0 | [18 empty] | 0
| Clearwater Power Plant | [5 empty] | 12818.5691 | 24803 | 24803 | [17 empty] | 0 | 0
| Coalinga Cogeneration | [15 empty] | 204262.104 | 275360 | 727361.0972 | [7 empty] | 452001.0972 | 126933.7822
| Colusa Generating Station | [5 empty] | 1129809.3869 | 2696863.967 | 2696863.967 | [18 empty] | 0
| Contra Costa | [10 empty] | 95837.3 | 131370 | 131370 | [13 empty] | 0
| Coolwater | [5 empty] | 297779.8252 | 458007 | 458007 |  |  | 19212.584 | 23426 | 23426 | [13 empty] | 0
| Cosumnes | [5 empty] | 1504384.0731 | 3622729.9999 | 3622729.9999 | [18 empty] | 0
| Crockett Cogen Project | [5 empty] | 857754.4437 | 1675114 | 2474892.9959 | [17 empty] | 799778.9959 | 277189.3528
| Delta Energy Center | [5 empty] | 2426553.1361 | 5704657 | 5704657 | [18 empty] | 0
| Donald Von Raesfeld Power Plant | [5 empty] | 425402.123 | 925367.9999 | 925367.9999 | [18 empty] | 0
| Dynegy Morro Bay LLC | [10 empty] | 127623.74 | 204937 | 204937 | [13 empty] | 0
| Dynegy Moss Landing Power Plant | [5 empty] | 1916778.4782 | 4432822.0002 | 4432822.0002 |  |  | 361713.134 | 588793 | 588793 | [13 empty] | 0
| El Centro | [5 empty] | 419567.152 | 750823 | 750823 |  |  | 129016.644 | 161544 | 161544 | [13 empty] | 0
| El Segundo Energy Center LLC | [5 empty] | 0 | 0 | 0 | [18 empty] | 0
| El Segundo Power | [10 empty] | 409410.131 | 602624 | 602624 | [13 empty] | 0
| Encina | [10 empty] | 1003977.601 | 1373932 | 1373932 | [13 empty] | 0
| Etiwanda Generating Station | [10 empty] | 192818.664 | 252905 | 252905 | [13 empty] | 0
| Foster Wheeler Martinez | [5 empty] | 455182.725 | 792256 | 942191.6717 | [17 empty] | 149935.6717 | 72435.5029
| Fresno Cogen Partners | [5 empty] | 8174.5142 | 12148.1199 | 12150.5622 | [17 empty] | 2.4423 | 1.6431
| Gateway Generating Station | [5 empty] | 1373478.5229 | 3172091.966 | 3172091.966 | [18 empty] | 0
| Gilroy Power Plant | [5 empty] | 122229.276 | 241338 | 243167.838 | [17 empty] | 1829.838 | 919.7753
| Goal Line LP | [5 empty] | 100059.4253 | 190913 | 219128.9157 | [17 empty] | 28215.9157 | 12884.0518
| Grayson | [5 empty] | 16504.512 | 30745.0001 | 30745.0001 | [18 empty] | 0
| Greenleaf 1 Power Plant | [5 empty] | 24346.166 | 60273 | 82150.3876 | [17 empty] | 21877.3876 | 6483.6031
| Greenleaf 2 Power Plant | [15 empty] | 32168.151 | 279762 | 333813.7978 | [7 empty] | 54051.7978 | 5208.7313
| Hanford | 0 | 0 | 0 | [23 empty] | 0
| Harbor | [5 empty] | 58249.474 | 95895 | 95895 | [17 empty] | 0 | 0
| Harbor Cogen | [5 empty] | 19723.6046 | 30448 | 30448 | [18 empty] | 0
| Haynes | [5 empty] | 566035.0151 | 1325834 | 1325834 |  |  | 1146615.849 | 1753539 | 1753539 | [12 empty] | 0 | 0
| High Desert Power Plant | [5 empty] | 2128579.8259 | 5040042.0001 | 5040042.0001 | [18 empty] | 0
| Inland Empire Energy Center | [5 empty] | 1433276.013 | 3530060 | 3530060 | [18 empty] | 0
| Kern River Cogeneration | [15 empty] | 931757.8632 | 1295870 | 3345777.9843 | [7 empty] | 2049907.9843 | 570874.0664
| King City Power Plant | [5 empty] | 500960.4068 | 501229 | 993317.4924 | [17 empty] | 492088.4924 | 248175.2846
| La Paloma Generating LLC | [5 empty] | 2326611.5532 | 5471800 | 5471800 | [18 empty] | 0
| Live Oak Cogen | [15 empty] | 187776.5412 | 347843 | 433824.9325 | [7 empty] | 85981.9325 | 37216.3716
| Lodi Energy Center | [5 empty] | 69724.244 | 162443 | 162443 | [18 empty] | 0
| Los Medanos Energy Center | [5 empty] | 1601644.015 | 3594416 | 4029826.6837 | [17 empty] | 435410.6837 | 173052.8309
| Magnolia Power Project | [5 empty] | 600704.034 | 1418850 | 1418850 | [18 empty] | 0
| Malburg | [5 empty] | 330791.268 | 702688.003 | 702688.003 | [18 empty] | 0
| Mandalay | [10 empty] | 142616.339 | 210565 | 210565 | [13 empty] | 0
| Metcalf Energy Center | [5 empty] | 1184803.6391 | 2801457 | 2801457 | [18 empty] | 0
| Mid-Set Cogeneration | [15 empty] | 212188.7528 | 273074 | 726972.1429 | [7 empty] | 453898.1429 | 132483.8672
| Mojave Cogen | [5 empty] | 418183.733 | 368596 | 925936.8115 | [17 empty] | 557340.8115 | 251713.5707
| Mountainview Generating Station | [5 empty] | 2801541.1822 | 6586447 | 6586447 | [18 empty] | 0
| Naval Station Energy Facility | [5 empty] | 181131.2308 | 285812.44 | 390355.4976 | [17 empty] | 104543.0576 | 48509.6606
| North Island Energy Facility | [5 empty] | 167597.311 | 291477 | 418280.9664 | [17 empty] | 126803.9664 | 50807.9628
| Oildale Energy LLC | [15 empty] | 180490.1007 | 320373 | 380537.5011 | [7 empty] | 60164.5011 | 28536.2069
| Olive | [10 empty] | 3234.502 | 3783 | 3783 | [13 empty] | 0
| OLS Energy Chino | [5 empty] | 27085.4993 | 51184.3766 | 65015.1875 | [17 empty] | 13830.8109 | 5761.9524
| Ormond Beach | [10 empty] | 161181.746 | 251381 | 251381 | [13 empty] | 0
| Otay Mesa Generating Project | [5 empty] | 1620271.4611 | 3663752.9999 | 3663752.9999 | [18 empty] | 0
| Palomar Energy | [5 empty] | 1170158.0421 | 2793674.0001 | 2793674.0001 | [18 empty] | 0
| Pastoria Energy Facility, LLC | [5 empty] | 1832140.72 | 4384374 | 4384374 | [18 empty] | 0
| Pittsburg Power | [10 empty] | 169109.125 | 219596 | 219596 | [13 empty] | 0
| Port of Stockton Energy Facility | 0 | 0 | [23 empty] | 0 | 0
| Redding Power | [5 empty] | 5398.5451 | 69017 | 69017 | [18 empty] | 0
| Rio Bravo Jasmin | 212442.631 | 172963 | 180454.0067 | [22 empty] | 7491.0067 | 8818.9185
| Rio Bravo Poso | 156694.8833 | 117499 | 119204.2163 | [22 empty] | 1705.2163 | 2241.5203
| Roseville Energy Park | [5 empty] | 264307.75 | 577673.9999 | 577673.9999 | [18 empty] | 0
| Russell City Energy Center | [5 empty] | 0 | 0 | 0 | [18 empty] | 0
| Salinas River Cogeneration | [15 empty] | 221718.17 | 277532 | 735084.7965 | [7 empty] | 457552.7965 | 138008.2532
| Sargent Canyon Cogeneration | [15 empty] | 205209.234 | 255063 | 709008.5783 | [7 empty] | 453945.5783 | 131386.0329
| SCA Cogen 2 | [5 empty] | 370394.6439 | 424653.9999 | 424653.9999 | [7 empty] | 21971.693 | 323731 | 323731 | [7 empty] | 0 | 0
| Scattergood | [10 empty] | 808266.061 | 1087220 | 1087220 | [13 empty] | 0
| SEGS II | [10 empty] | 10255.8386 | 12079 | 12079 | [13 empty] | 0
| SEGS III | [10 empty] | 13822.135 | 14060 | 14060 | [13 empty] | 0
| SEGS IV | [10 empty] | 15140.0834 | 16303 | 16303 | [13 empty] | 0
| SEGS IX | [10 empty] | 47654.1489 | 60255 | 60255 | [13 empty] | 0
| SEGS V | [10 empty] | 17488.0249 | 18504 | 18504 | [13 empty] | 0
| SEGS VI | [10 empty] | 17060.938 | 22546 | 22546 | [13 empty] | 0
| SEGS VII | [10 empty] | 18155.0904 | 23815 | 23815 | [13 empty] | 0
| SEGS VIII | [10 empty] | 45639.3608 | 56880 | 56880 | [13 empty] | 0
| SPA Cogen 3 | [5 empty] | 259652.257 | 506920 | 506920 | [17 empty] | 0 | 0
| Stockton Cogen | 129626.5825 | 87259 | 165150.0297 | [22 empty] | 77891.0297 | 61136.8221
| Sunrise Power LLC | [5 empty] | 916262.392 | 2169526 | 2169526 | [18 empty] | 0
| Sutter Energy Center | [5 empty] | 502820.0649 | 1273920 | 1273920 | [18 empty] | 0
| Sycamore Cogeneration | [15 empty] | 1016696.7876 | 1428603 | 3724869.6976 | [7 empty] | 2296266.6976 | 626762.052
| Tracy Combined Cycle Power Plant | [5 empty] | 249743.35 | 254675 | 254675 | [18 empty] | 0
| Valley | [5 empty] | 1365376.129 | 3215814.0001 | 3215814.0001 | [17 empty] | 0 | 0
| Walnut Energy Center | [5 empty] | 710087.592 | 1464475.0001 | 1464475.0001 | [18 empty] | 0
| Woodland | [5 empty] | 196955.658 | 466062 | 466062 | [18 empty] | 0
Colorado | CO | 38263129.2856 | 34385542 | 34385542 | 2225.5359 | 2225.5359 | 4116276.5153 | 8811705.9948 | 8873907.5081 | 934.2746 | 927.7258 | 1599.7887 | 618 | 618 | 5177.3097 | 5177.3097 |  | 0 |  | 0 | 0 | [5 empty] | 62201.5133 | 22759.4827 | 62201.5133 | 22759.4827 | 45518965.423
| Arapahoe | 1132490.34 | 792166 | 792166 | [23 empty] | 0
| Arapahoe Combustion Turbine Project | [5 empty] | 48187.439 | 89568 | 89568 | [18 empty] | 0
| Brush Generation Facility | [5 empty] | 27426.6538 | 63593.4047 | 63593.4047 | [18 empty] | 0
| Cherokee | 3357484.903 | 3020306 | 3020306 | [23 empty] | 0
| Comanche | 9713562.19 | 9121785 | 9121785 | [23 empty] | 0
| Craig | 9887989.406 | 9173808 | 9173808 | [23 empty] | 0
| Fort St Vrain | [5 empty] | 1478734.7381 | 3258913 | 3258913 | [18 empty] | 0
| Front Range Power Plant | [5 empty] | 616278.75 | 1303389.0001 | 1303389.0001 | [18 empty] | 0
| Hayden | 2897174.089 | 2477127 | 2477127 | [23 empty] | 0
| JM Shafer Generating Station | [5 empty] | 445449.4551 | 716699.0001 | 716699.0001 | [17 empty] | 0 | 0
| Lamar Plant | 0 | 0 | 0 | [23 empty] | 0
| Martin Drake | 1771789.153 | 1408737 | 1408737 | [23 empty] | 0
| Nucla | 500843.003 | 376315 | 376315 | [23 empty] | 0
| Pawnee | 3719842.614 | 3264261 | 3264261 | [23 empty] | 0
| Pueblo Airport Generating Station | [5 empty] | 297839.854 | 764891 | 764891 | [18 empty] | 0
| Rawhide | 2241291.334 | 2116992 | 2116992 | [23 empty] | 0
| Ray D Nixon | 1679930.736 | 1487411 | 1487411 | [23 empty] | 0
| Rifle Generating Station | [5 empty] | 7408.5068 | 18947.59 | 18947.59 | [17 empty] | 0 | 0
| Rocky Mountain Energy Center | [5 empty] | 1119403.727 | 2451436 | 2451436 | [18 empty] | 0
| Thermo Power & Electric | [5 empty] | 75547.3915 | 144268.9999 | 206470.5132 | [17 empty] | 62201.5133 | 22759.4827
| Valmont | 1197772.841 | 1009283 | 1009283 | [23 empty] | 0
| W N Clark | 162958.6766 | 137351 | 137351 | [23 empty] | 0
| Zuni | [10 empty] | 1599.7887 | 618 | 618 | [12 empty] | 0 | 0
Connecticut | CT | 156454.144 | 99461 | 99461 | 3146.04 | 3146.04 | 6207715.6192 | 15299704.4041 | 15329745.5697 | 811.4818 | 809.8915 | 295633.588 | 335267 | 335267 | 1763.5711 | 1763.5711 |  | 0 |  | 0 | 0 | [5 empty] | 30041.1656 | 8228.2797 | 30041.1656 | 8228.2797 | 16456559.3809
| AES Thames | 0 | 0 | [23 empty] | 0 | 0
| Algonquin Windsor Locks | [5 empty] | 37187.5352 | 110478.8761 | 139776.2597 | [17 empty] | 29297.3836 | 7794.5818
| Bridgeport Energy Project | [5 empty] | 1240495.679 | 2913274 | 2913274 | [18 empty] | 0
| Bridgeport Station | 156454.144 | 99461 | 99461 | [23 empty] | 0
| Capital District Energy Center | [5 empty] | 14771.225 | 24588.53 | 25332.312 | [17 empty] | 743.782 | 433.6979
| Kleen Energy Systems Project | [5 empty] | 1454502.535 | 4063005.998 | 4063005.998 | [18 empty] | 0
| Lake Road Generating Plant | [5 empty] | 1931244.831 | 4536819 | 4536819 | [18 empty] | 0
| Middletown | [10 empty] | 148505.746 | 180006 | 180006 | [13 empty] | 0
| Milford Power Project | [5 empty] | 1529513.814 | 3651538 | 3651538 | [18 empty] | 0
| Montville Station | [10 empty] | 32971.112 | 30154 | 30154 | [13 empty] | 0
| New Haven Harbor | [10 empty] | 89128.126 | 102638 | 102638 | [13 empty] | 0
| NRG Norwalk Harbor | [10 empty] | 25028.604 | 22469 | 22469 | [13 empty] | 0
| DC | [10 empty] | 3602.282 | 2645 | 2645 | [13 empty] | 0
| Benning | [10 empty] | 3602.282 | 2645 | 2645 | [13 empty] | 0
Delaware | DE | 1502778.75 | 1406502 | 1406502 | 2136.9024 | 2136.9024 | 2536173.116 | 5179270.0001 | 5179270.0001 | 979.3554 | 979.3554 | 770329.556 | 1076070 | 1077502.3573 | 1431.7462 | 1429.8429 |  | 0 |  | 0 | 0 | [5 empty] | 1432.3573 | 1004.2364 | 1432.3573 | 1004.2364 | 2008472.8335
| Edge Moor | [10 empty] | 755064.975 | 1075528 | 1076960.3573 | [12 empty] | 1432.3573 | 1004.2364
| Hay Road | [5 empty] | 2536173.116 | 5179270.0001 | 5179270.0001 | [18 empty] | 0
| Indian River Generating Station | 1502778.75 | 1406502 | 1406502 | [23 empty] | 0
| McKee Run | [10 empty] | 15264.581 | 542 | 542 | [13 empty] | 0
Florida | FL | 50969510.414 | 44537196 | 45291592.5302 | 2288.8513 | 2250.7272 | 57857617.1674 | 133320419.2579 | 133890746.0157 | 867.9483 | 864.2512 | 7664254.6527 | 10025973 | 10025973 | 1528.88 | 1528.88 | 207773.735 | 361306 | 361306 | 1150.1261 | 1150.1261 | 1904469.9668 | 1881353.4195 | 1881353.4195 | 2024.5744 | 2024.5744 | 1324723.288 | 999496.3651 | 3567382.7075 | 3111740.0669 | 6223480133.8447
| Anclote | [10 empty] | 1253788.012 | 1707239 | 1707239 | [13 empty] | 0
| Arvah B Hopkins | [5 empty] | 570389.283 | 1248112 | 1248112 |  |  | 82164.15 | 109305 | 109305 | [13 empty] | 0
| Auburndale Power Partners | [5 empty] | 455463.327 | 921626.439 | 1258577.9665 | [17 empty] | 336951.5275 | 121938.4638
| Big Bend | 11346987.4 | 9544754 | 9544754 | [23 empty] | 0
| Brandy Branch | [5 empty] | 1637082.5071 | 3933359.0001 | 3933359.0001 | [18 empty] | 0
| C D McIntosh Jr | 1595417.995 | 1267850 | 1267850 |  |  | 942222.002 | 2412393 | 2412393 |  |  | 17672.525 | 16770 | 16770 | [13 empty] | 0
| Cane Island | [5 empty] | 1192075.5839 | 2223859.9999 | 2223859.9999 | [18 empty] | 0
| Cape Canaveral | [5 empty] | 0 | 0 | 0 | [18 empty] | 0
| Cedar Bay Generating Company LP | 1222635.989 | 680653 | 1179682.138 | [22 empty] | 499029.138 | 517199.4761
| Central Energy Plant | [5 empty] | 207928.7 | 406612.002 | 406612.002 | [17 empty] | 0 | 0
| Crist | 3519887.648 | 2770727 | 2770727 | [23 empty] | 0
| Crystal River | 11507532.502 | 10064768 | 10064768 | [23 empty] | 0
| Curtis H Stanton Energy Center | [5 empty] | 956836.25 | 2195884.0001 | 2195884.0001 | [18 empty] | 0
| Cutler | [10 empty] | 0 | 0 | 0 | [13 empty] | 0
| Deerhaven Generating Station | 956165.475 | 878155 | 878155 | [7 empty] | 79662.7 | 102910 | 102910 | [13 empty] | 0
| Florida Power Development | 0 | 0 | [23 empty] | 0 | 0
| Fort Myers | [5 empty] | 3883585.7169 | 8932835.6999 | 8932835.6999 | [18 empty] | 0
| H L Culbreath Bayside Power Station | [5 empty] | 3065835.1504 | 7119528.9998 | 7119528.9998 | [18 empty] | 0
| Hansel | [5 empty] | 28463.2535 | 40665.0001 | 40665.0001 | [18 empty] | 0
| Hardee Power Station | [5 empty] | 302458.9413 | 604163.0001 | 604163.0001 | [18 empty] | 0
| Hines Energy Complex | [5 empty] | 5403493.5832 | 12998510.0001 | 12998510.0001 | [18 empty] | 0
| Indian River | [10 empty] | 0 | -4543 | -4543 | [13 empty] | 0
| Indiantown Cogeneration LP | 1069506.305 | 802532 | 1057899.3922 | [22 empty] | 255367.3922 | 258169.1965
| John R Kelly | [5 empty] | 267019.325 | 521816 | 521816 |  |  | 8.1237 | 0 | 0 | [13 empty] | 0
| Lake Cogen Ltd | [5 empty] | 257738.5594 | 528875 | 591197.2394 | [17 empty] | 62322.2394 | 27170.0257
| Lansing Smith | 925492.202 | 835295 | 835295 |  |  | 1585511.1999 | 3813683 | 3813683 | [18 empty] | 0
| Larsen Memorial | [5 empty] | 24713.225 | 35861 | 35861 | [18 empty] | 0
| Lauderdale | [5 empty] | 2150069.254 | 4369149.6628 | 4369149.6628 | [18 empty] | 0
| Manatee | [5 empty] | 2842898.1981 | 6790089.2 | 6790089.2 |  |  | 1352903.965 | 1711385 | 1711385 | [13 empty] | 0
| Martin | [5 empty] | 5235025.0111 | 12111225.882 | 12111225.882 |  |  | 1883983.449 | 2523032 | 2523032 | [13 empty] | 0
| Midulla Generating Station | [5 empty] | 1126436.6799 | 2492267.949 | 2492267.949 | [18 empty] | 0
| Mulberry Cogeneration Facility | [5 empty] | 208456.316 | 402963.312 | 445634.6083 | [17 empty] | 42671.2963 | 19960.5261
| Northside Generating Station | 1110939.708 | 747328 | 747328 | [7 empty] | 1160582.351 | 1616327 | 1616327 | [13 empty] | 0
| Orange Cogeneration Facility | [5 empty] | 143530.7951 | 321551.8001 | 380350.576 | [17 empty] | 58798.7759 | 22188.5691
| Orlando Cogen LP | [5 empty] | 406989.53 | 807098 | 857520.187 | [17 empty] | 50422.187 | 23930.9844
| Osprey Energy Center Power Plant | [5 empty] | 1370959.554 | 3127895 | 3127895 | [18 empty] | 0
| P L Bartow | [5 empty] | 3069898.9459 | 6858053.0391 | 6858053.0391 | [18 empty] | 0
| Pasco Cogen Ltd | [5 empty] | 125635.9507 | 250136 | 269296.7318 | [17 empty] | 19160.7318 | 8939.1235
| Polk | [20 empty] | 1904469.9668 | 1881353.4195 | 1881353.4195 |  |  |  | 0
| Port Everglades | [10 empty] | 901220.909 | 1083832 | 1083832 | [13 empty] | 0
| Putnam | [5 empty] | 560075.123 | 954843.7572 | 954843.7572 | [18 empty] | 0
| S O Purdom | [5 empty] | 494327.775 | 1017537.999 | 1017537.999 |  |  | 48597.975 | 50515 | 50515 | [13 empty] | 0
| Sanford | [5 empty] | 4344792.0044 | 9697173.3996 | 9697173.3996 |  |  | 0 | -4325 | -4325 | [13 empty] | 0
| Santa Rosa Energy Center | [5 empty] | 383858.348 | 857577 | 857577 | [17 empty] | 0 | 0
| Scholz | 9546.875 | 1501 | 1501 | [23 empty] | 0
| Seminole | 7532424.151 | 7593188 | 7593188 | [23 empty] | 0
| St Johns River Power Park | 6858097.592 | 6215399 | 6215399 | [23 empty] | 0
| Stanton Energy Center | 3314876.572 | 3135046 | 3135046 |  |  | 550486.599 | 1297368.565 | 1297368.565 | [18 empty] | 0
| Suwannee River | [10 empty] | 403308.02 | 514723 | 514723 | [13 empty] | 0
| Tiger Bay | [5 empty] | 546804 | 1252357 | 1252357 | [17 empty] | 0 | 0
| Tom G Smith | [10 empty] | 255.075 | 11 | 11 | [13 empty] | 0
| Treasure Coast Energy Center | [5 empty] | 796660.609 | 1899665.026 | 1899665.026 | [18 empty] | 0
| Turkey Point | [5 empty] | 2751540.4749 | 6501453.7959 | 6501453.7959 |  |  | 476530.243 | 594518 | 594518 | [13 empty] | 0
| University of Florida | [15 empty] | 207773.735 | 361306 | 361306 | [7 empty] | 0 | 0
| Vero Beach Municipal Power Plant | [5 empty] | 10431.908 | 18234 | 18234 |  |  | 3577.155 | 4274 | 4274 | [13 empty] | 0
| West County Energy Center | [5 empty] | 9957923.4837 | 24355994.7291 | 24355994.7291 | [18 empty] | 0
Fort Mojave | Fort Mojave Territory | [5 empty] | 583530.189 | 1360092.9999 | 1360092.9999 | [18 empty] | 0
| South Point Energy Center | [5 empty] | 583530.189 | 1360092.9999 | 1360092.9999 | [18 empty] | 0
Georgia | GA | 47006256.649 | 40972090 | 40972090 | 2294.5501 | 2294.5501 | 15845495.3536 | 37591123.0019 | 37674938.3632 | 843.0445 | 841.169 | 0 | [5 empty] | 0 |  | 0 | 0 | [5 empty] | 83815.3613 | 34172.7234 | 83815.3613 | 34172.7234 | 68345446.7372
| Bowen | 10532521.65 | 9565743 | 9565743 | [23 empty] | 0
| Chattahoochee Energy Facility | [5 empty] | 1070233.9499 | 2575313 | 2575313 | [18 empty] | 0
| Effingham County Power Project | [5 empty] | 1032072.4499 | 2399280.0001 | 2399280.0001 | [18 empty] | 0
| Hammond | 1745474.743 | 1415756 | 1415756 | [23 empty] | 0
| Harllee Branch | 2359260.875 | 2099279 | 2099279 | [23 empty] | 0
| Jack McDonough | 55048 | 41375 | 41375 |  |  | 5111249.0253 | 11939367.0039 | 11939367.0039 | [18 empty] | 0
| Kraft | 515326.28 | 625568 | 625568 | [7 empty] | 0 | -2735 | -2735 | [13 empty] | 0
| McIntosh | 0 | -13408 | -13408 | [23 empty] | 0
| McIntosh Combined Cycle Facility | [5 empty] | 3105799.425 | 7534021 | 7534021 | [18 empty] | 0
| McManus | [10 empty] | 0 | -2585 | -2585 | [13 empty] | 0
| Mid-Georgia Cogeneration Facility | [5 empty] | 189209.356 | 380257.998 | 464073.3593 | [17 empty] | 83815.3613 | 34172.7234
| Mitchell | 3587.95 | -2057 | -2057 | [23 empty] | 0
| Scherer | 23858823.05 | 19989996 | 19989996 | [23 empty] | 0
| Thomas A Smith Energy Facility | [5 empty] | 1753487.6062 | 4029611 | 4029611 | [18 empty] | 0
| Wansley | 5291957.9 | 4877373 | 4877373 | [23 empty] | 0
| Wansley Combined Cycle | [5 empty] | 2819021.1252 | 6890835.9998 | 6890835.9998 | [18 empty] | 0
| Wansley Unit 9 | [5 empty] | 764422.4161 | 1842437.0001 | 1842437.0001 | [18 empty] | 0
| Yates | 2644256.201 | 2372465 | 2372465 | [23 empty] | 0
Hawaii | HI | 1590861.9646 | 1502308 | 1531871.5898 | 2117.8906 | 2077.0174 | [5 empty] | 3469363.4833 | 4093831 | 4093831 | 1694.9227 | 1694.9227 | 152714.5462 | 220525.998 | 220525.998 | 1385.0027 | 1385.0027 | [5 empty] | 29563.5898 | 30702.0451 | 250089.5878 | 183416.5913 | 366833182.5085
| AES Hawaii | 1590861.9646 | 1502308 | 1531871.5898 | [22 empty] | 29563.5898 | 30702.0451
| Honolulu | [10 empty] | 56632.8576 | 48213 | 48213 | [13 empty] | 0
| Kahe | [10 empty] | 2549775.234 | 3008824 | 3008824 | [13 empty] | 0
| Kapaia Power Station | [15 empty] | 152714.5462 | 220525.998 | 220525.998 | [8 empty] | 0
| Waiau | [10 empty] | 862955.3917 | 1036794 | 1036794 | [13 empty] | 0
Iowa | IA | 37209079.1617 | 33055156 | 33055156 | 2251.3328 | 2251.3328 | 642726.5164 | 1437496.0001 | 1437496.0001 | 894.2307 | 894.2307 | 369441.529 | 305111 | 305111 | 2421.6861 | 2421.6861 |  | 0 |  | 0 | 0 | [5 empty] | 0 | 0 | 0 | 0 | 0
| Ames Electric Services Power Plant | 474584.775 | 323246 | 323246 | [23 empty] | 0
| Burlington | 1464969.997 | 1163795 | 1163795 | [23 empty] | 0
| Dubuque | [10 empty] | 80686.727 | 82129 | 82129 | [13 empty] | 0
| Earl F Wisdom | 6513.114 | 3005 | 3005 | [23 empty] | 0
| Emery Station | [5 empty] | 385357.7921 | 868238.0001 | 868238.0001 | [18 empty] | 0
| Fair Station | 160328.9087 | 109951 | 109951 | [23 empty] | 0
| George Neal North | 4631956.775 | 4163607 | 4163607 | [23 empty] | 0
| George Neal South | 4693780.625 | 4335091 | 4335091 | [22 empty] | 0 | 0
| Greater Des Moines | [5 empty] | 236144.0091 | 541940 | 541940 | [18 empty] | 0
| Lansing | 1389770.01 | 1136806 | 1136806 | [23 empty] | 0
| Louisa | 5446776.151 | 5162696 | 5162696 | [23 empty] | 0
| Milton L Kapp | 690517.871 | 531356 | 531356 | [23 empty] | 0
| Muscatine Plant #1 | 1071110.561 | 575429 | 575429 | [23 empty] | 0
| Ottumwa | 3772270.191 | 2914585 | 2914585 | [23 empty] | 0
| Pella | 0 | 0 | 0 | [23 empty] | 0
| Prairie Creek | 928503.455 | 504091 | 504091 | [22 empty] | 0 | 0
| Riverside | 672879.033 | 617674 | 617674 | [22 empty] | 0 | 0
| Streeter Station | 16181.095 | 9665 | 9665 | [23 empty] | 0
| Summit Lake | [5 empty] | 21224.7152 | 27318 | 27318 | [18 empty] | 0
| Sutherland | [10 empty] | 288754.802 | 222982 | 222982 | [13 empty] | 0
| Walter Scott Jr Energy Center | 11788936.6 | 11504159 | 11504159 | [22 empty] | 0 | 0
Idaho | ID | [5 empty] | 703517.385 | 1639922 | 1639922 | 857.9888 | 857.9888 | [6 empty] | 0 |  | 0 | 0 | [6 empty] | 0 | 0 | 0 | 0
| Langley Gulch Power Plant | [5 empty] | 196917.844 | 425263 | 425263 | [18 empty] | 0
| Rathdrum Power LLC | [5 empty] | 506599.541 | 1214659 | 1214659 | [18 empty] | 0
Illinois | IL | 92392118.869 | 79166165 | 79166165 | 2334.1315 | 2334.1315 | 3719026.2192 | 7870423.005 | 8597806.2255 | 945.0639 | 865.1105 | 0 | 0 |  |  |  |  | 0 |  | 0 | 0 | [5 empty] | 727383.2205 | 251356.9054 | 727383.2205 | 251356.9054 | 502713810.8661
| Baldwin Energy Complex | 13703649.025 | 12285507 | 12285507 | [23 empty] | 0
| Coffeen | 5680242.971 | 5060276 | 5060276 | [23 empty] | 0
| Cordova Energy | [5 empty] | 2223.7121 | 4575 | 4575 | [18 empty] | 0
| Crawford | 1659475.925 | 1256770 | 1256770 | [23 empty] | 0
| Dallman | 2418415.23 | 1953684 | 1953684 | [23 empty] | 0
| Duck Creek | 2645073.227 | 2818206 | 2818206 | [23 empty] | 0
| E D Edwards | 4635705.654 | 4401524 | 4401524 | [23 empty] | 0
| Fisk Street | 1053954.575 | 890591 | 890591 | [23 empty] | 0
| Grand Tower | [5 empty] | 621434.9011 | 1236047 | 1236047 | [18 empty] | 0
| Havana | 3456597.838 | 2697724 | 2697724 | [7 empty] | 0 | 0 | 0 | [13 empty] | 0
| Hennepin Power Station | 2470683.115 | 2144732 | 2144732 | [23 empty] | 0
| Holland Energy Facility | [5 empty] | 467127.6981 | 1021609.9999 | 1021609.9999 | [18 empty] | 0
| Joliet 29 | 5948570.326 | 5137259 | 5137259 | [23 empty] | 0
| Joliet 9 | 1178162.75 | 907152 | 907152 | [23 empty] | 0
| Joppa Steam | 7507662.602 | 6489064 | 6489064 | [23 empty] | 0
| Kendall County Generation Facility | [5 empty] | 2160010.2732 | 4980599 | 4980599 | [18 empty] | 0
| Kincaid Generation LLC | 5960453.625 | 5142511 | 5142511 | [23 empty] | 0
| Marion | 2582404.645 | 1730069 | 1730069 | [23 empty] | 0
| Morris Cogeneration LLC | [5 empty] | 468229.6347 | 627592.0051 | 1354975.2256 | [17 empty] | 727383.2205 | 251356.9054
| Newton | 5875890.299 | 5521461 | 5521461 | [23 empty] | 0
| Powerton | 9862840.268 | 8166591 | 8166591 | [23 empty] | 0
| Prairie State Generatng Station | 5076512.482 | 3263897 | 3263897 | [23 empty] | 0
| Waukegan | 3801124.55 | 3314424 | 3314424 | [23 empty] | 0
| Will County | 3896166.95 | 3240206 | 3240206 | [23 empty] | 0
| Wood River | 2978532.812 | 2744517 | 2744517 | [23 empty] | 0
Indiana | IN | 94109341.8911 | 87213268 | 87213268 | 2158.1428 | 2158.1428 | 6115550.9697 | 12839308.9999 | 13382622.7093 | 952.6293 | 913.954 | 0 | [5 empty] | 0 |  | 0 | 0 | 944946.8754 | 1087862.9853 | 1087862.9853 | 1737.2535 | 1737.2535 | 543313.7094 | 304523.5983 | 1631176.6947 | 1249470.4737 | 2498940947.344
| A B Brown | 2748927.279 | 2335179 | 2335179 | [23 empty] | 0
| AES Petersburg | 10231748.273 | 9640798 | 9640798 | [23 empty] | 0
| Bailly | 2446865.365 | 1798040 | 1798040 | [23 empty] | 0
| Cayuga | 5174573.242 | 4741894 | 4741894 | [23 empty] | 0
| Clifty Creek | 6271075.266 | 5945617 | 5945617 | [23 empty] | 0
| Eagle Valley | 341675.621 | 317167 | 317167 | [7 empty] | 0 | -3660 | -3660 | [13 empty] | 0
| Edwardsport | [20 empty] | 137772.8691 | 191156.5857 | 191156.5857 |  |  |  | 0
| F B Culley | 2161126.163 | 1693312 | 1693312 | [23 empty] | 0
| Frank E Ratts | 544424.474 | 487722 | 487722 | [23 empty] | 0
| Gibson | 18484994.959 | 18635586 | 18635586 | [23 empty] | 0
| Harding Street | 4174428.224 | 3701440 | 3701440 | [7 empty] | 0 | -216 | -216 | [13 empty] | 0
| Lawrenceburg Energy Facility | [5 empty] | 2825923.2368 | 6637009 | 6637009 | [18 empty] | 0
| Logansport | 135202.65 | 52069 | 52069 | [23 empty] | 0
| Merom | 6092814.611 | 5584171 | 5584171 | [23 empty] | 0
| Michigan City | 2415242.555 | 2341016 | 2341016 | [23 empty] | 0
| Noblesville | [5 empty] | 384878.7 | 820513.0001 | 820513.0001 | [18 empty] | 0
| Portside Energy | [5 empty] | 181652.4339 | 288486 | 288486 | [17 empty] | 0 | 0
| R Gallagher | 291120.86 | 243672 | 243672 | [23 empty] | 0
| R M Schahfer | 7663787.325 | 5930688 | 5930688 | [23 empty] | 0
| Rockport | 19565407.8611 | 18779569 | 18779569 | [23 empty] | 0
| State Line Energy | 607368.01 | 535419 | 535419 | [23 empty] | 0
| Sugar Creek Power | [5 empty] | 1318616.455 | 3130820.9999 | 3130820.9999 | [18 empty] | 0
| Tanners Creek | 2972739.723 | 2817118 | 2817118 | [23 empty] | 0
| Wabash River | 1750631.576 | 1608842 | 1608842 | [17 empty] | 807174.0063 | 896706.3996 | 896706.3996 |  |  |  | 0
| Whitewater Valley | 35187.854 | 23949 | 23949 | [23 empty] | 0
| Whiting Clean Energy | [5 empty] | 1404480.144 | 1962479.9999 | 2505793.7093 | [17 empty] | 543313.7094 | 304523.5983
Kansas | KS | 33069775.015 | 27979593 | 27979593 | 2363.8496 | 2363.8496 | [5 empty] | 1274085.709 | 1632997 | 1632997 | 1560.4263 | 1560.4263 |  | 0 |  | 0 | 0 | [6 empty] | 0 | 0 | 0 | 0
| Cimarron River | [10 empty] | 145758.719 | 182782 | 182782 | [13 empty] | 0
| Coffeyville | [10 empty] | 24407.966 | 15981 | 15981 | [13 empty] | 0
| East 12th Street | [10 empty] | 7177.3 | 10134 | 10134 | [13 empty] | 0
| Fort Dodge | [10 empty] | 295119.046 | 421677 | 421677 | [13 empty] | 0
| Garden City | [10 empty] | 82191.277 | 113200 | 113200 | [13 empty] | 0
| Gordon Evans Energy Center | [10 empty] | 298718.905 | 423223 | 423223 | [13 empty] | 0
| Great Bend | [10 empty] | 100403.16 | 140665 | 140665 | [13 empty] | 0
| Holcomb | 2154747.243 | 1967702 | 1967702 | [23 empty] | 0
| Hutchinson Energy Center | [10 empty] | 43972.881 | 56291 | 56291 | [13 empty] | 0
| Jeffrey Energy Center | 13879788.239 | 11404539 | 11404539 | [23 empty] | 0
| Kaw | [10 empty] | 0 | 0 | 0 | [13 empty] | 0
| La Cygne | 9575102.408 | 8534221 | 8534221 | [23 empty] | 0
| Lawrence Energy Center | 3490925.043 | 3028294 | 3028294 | [23 empty] | 0
| Murray Gill | [10 empty] | 136049.854 | 166597 | 166597 | [13 empty] | 0
| Nearman Creek | 1465886.628 | 962288 | 962288 | [23 empty] | 0
| Neosho | [10 empty] | 0 | -529 | -529 | [13 empty] | 0
| Quindaro | 1079680.68 | 892105 | 892105 | [23 empty] | 0
| Riverton | [10 empty] | 140286.601 | 102976 | 102976 | [13 empty] | 0
| Tecumseh Energy Center | 1423644.774 | 1190444 | 1190444 | [23 empty] | 0
Kentucky | KY | 91373787.95 | 84358283 | 84358283 | 2166.3264 | 2166.3264 | [11 empty] | 0 |  | 0 | 0 | [6 empty] | 0 | 0 | 0 | 0
| Big Sandy | 2715027.946 | 2661344 | 2661344 | [23 empty] | 0
| Cane Run | 2928367.719 | 2666318 | 2666318 | [23 empty] | 0
| Cooper | 1418126.167 | 1462885 | 1462885 | [23 empty] | 0
| D B Wilson | 3350517.425 | 3093436 | 3093436 | [23 empty] | 0
| Dale | 271248.701 | 236713 | 236713 | [23 empty] | 0
| E W Brown | 2907450.793 | 2368623 | 2368623 | [23 empty] | 0
| East Bend | 3328014.129 | 3184661 | 3184661 | [23 empty] | 0
| Elmer Smith | 2835758.836 | 2400380 | 2400380 | [23 empty] | 0
| Ghent | 12465663.824 | 12175162 | 12175162 | [23 empty] | 0
| Green River | 1007843.241 | 906273 | 906273 | [23 empty] | 0
| H L Spurlock | 8374487.307 | 8106045 | 8106045 | [23 empty] | 0
| HMP&L Station Two Henderson | 2269602.3 | 1865689 | 1865689 | [23 empty] | 0
| Kenneth C Coleman | 3644184.261 | 3117206 | 3117206 | [23 empty] | 0
| Mill Creek | 8794353.027 | 8361161 | 8361161 | [23 empty] | 0
| Paradise | 16369416.613 | 14651945 | 14651945 | [23 empty] | 0
| R D Green | 3372513.35 | 2916585 | 2916585 | [23 empty] | 0
| Robert A Reid | 34413.5 | 9245 | 9245 | [23 empty] | 0
| Shawnee | 7822681.164 | 6971038 | 6971038 | [23 empty] | 0
| Trimble County | 7464117.647 | 7204981 | 7204981 | [23 empty] | 0
| Tyrone | 0 | -1407 | -1407 | [23 empty] | 0
Louisiana | LA | 28234567.2375 | 24300393 | 24306413.0793 | 2323.7951 | 2323.2196 | 9574491.5384 | 19771182.0091 | 24988890.3039 | 968.53 | 766.2999 | 11269877.2038 | 14254748 | 14254748 | 1581.2103 | 1581.2103 |  | 0 |  | 0 | 0 | [5 empty] | 5223728.3741 | 1633532.825 | 5223728.3741 | 1633532.825 | 3267065650.0532
| Acadia Energy Center | [5 empty] | 2060818.32 | 4785503 | 4785503 | [18 empty] | 0
| Arsenal Hill | [10 empty] | 1484758.02 | 40092 | 40092 | [13 empty] | 0
| Big Cajun 1 | [10 empty] | 0 | 0 | 0 | [13 empty] | 0
| Big Cajun 2 | 11034921.49 | 10277009 | 10277009 | [23 empty] | 0
| Brame Energy Center | 5451163.49 | 4670221 | 4670221 | [7 empty] | 439836.397 | 623504 | 623504 | [13 empty] | 0
| Carville Energy LLC | [5 empty] | 1415552.175 | 2899630 | 3947147.7538 | [17 empty] | 1047517.7538 | 375667.7295
| Coughlin Power Station | [5 empty] | 684047.8761 | 1434841.9999 | 1434841.9999 | [18 empty] | 0
| D G Hunter | [10 empty] | 3668.132 | 1974 | 1974 | [13 empty] | 0
| Dolet Hills | 5678438.025 | 4616823 | 4616823 | [23 empty] | 0
| Houma | [10 empty] | 31240.699 | 39143 | 39143 | [13 empty] | 0
| J Lamar Stall Unit | [5 empty] | 1463385.0941 | 3552982 | 3552982 | [18 empty] | 0
| Lieberman | [10 empty] | 87041.8311 | 97098 | 97098 | [13 empty] | 0
| Little Gypsy | [10 empty] | 1328818.078 | 1887221 | 1887221 | [13 empty] | 0
| Louis Doc Bonin | [10 empty] | 230934.647 | 342708 | 342708 | [13 empty] | 0
| Louisiana 1 | [5 empty] | 2133586.872 | 2949067.009 | 7119257.55 | [17 empty] | 4170190.541 | 1249774.1133
| Louisiana 2 | [10 empty] | 0 | 0 | 0 | [13 empty] | 0
| Michoud | [10 empty] | 1578604.8268 | 2350062 | 2350062 | [13 empty] | 0
| Morgan City | [10 empty] | 41654.225 | 45000 | 45000 | [13 empty] | 0
| Nine Mile Point | [10 empty] | 2892662.1231 | 4183993 | 4183993 | [13 empty] | 0
| Ouachita | [5 empty] | 673382.4372 | 1658025 | 1658025 | [18 empty] | 0
| Perryville Power Station | [5 empty] | 1138929.859 | 2486523.0001 | 2486523.0001 | [18 empty] | 0
| R S Nelson | 6070044.2325 | 4736340 | 4742360.0793 | [7 empty] | 1103834.334 | 1475902 | 1475902 | [12 empty] | 6020.0793 | 8090.9822
| Sterlington | [5 empty] | 4788.905 | 4610.0001 | 4610.0001 |  |  | 0 | -2164 | -2164 | [13 empty] | 0
| Teche | [10 empty] | 603045.239 | 896585 | 896585 | [13 empty] | 0
| Washington Parish Energy Center | [5 empty] | 0 | 0 | 0 | [18 empty] | 0
| Waterford 1 & 2 | [10 empty] | 572749.396 | 714879 | 714879 | [13 empty] | 0
| Willow Glen | [10 empty] | 871029.2558 | 1558751 | 1558751 | [13 empty] | 0
Massachusetts | MA | 2361698.11 | 2268133 | 2268133 | 2082.5041 | 2082.5041 | 10475449.554 | 23603159.8162 | 23638143.7853 | 887.6311 | 886.3174 | 289728.947 | 329883.237 | 329883.237 | 1756.5545 | 1756.5545 |  | 0 |  | 0 | 0 | [5 empty] | 34983.9691 | 16953.2278 | 34983.9691 | 16953.2278 | 33906455.5543
| ANP Bellingham Energy Project | [5 empty] | 797217.537 | 1728447 | 1728447 | [18 empty] | 0
| ANP Blackstone Energy Project | [5 empty] | 884206.075 | 2098048 | 2098048 | [18 empty] | 0
| Bellingham Cogeneration Facility | [5 empty] | 196869.5679 | 384390 | 407615.525 | [17 empty] | 23225.525 | 11217.4311
| Berkshire Power | [5 empty] | 336465.944 | 761901 | 761901 | [18 empty] | 0
| Blackstone | [10 empty] | 0 | 0 | [13 empty] | 0 | 0
| Brayton Point | 1931380.475 | 1954234 | 1954234 | [7 empty] | 73426.325 | 84676.237 | 84676.237 | [13 empty] | 0
| Canal | [10 empty] | 41192.229 | 22596 | 22596 | [13 empty] | 0
| Cleary Flood | [5 empty] | 43628.3354 | 66598.2203 | 66598.2203 |  |  | 1727.296 | 1086 | 1086 | [13 empty] | 0
| Dartmouth Power Associates LP | [5 empty] | 69799.109 | 140661.64 | 140661.64 | [18 empty] | 0
| Dighton Power Plant | [5 empty] | 304324.539 | 657213 | 657213 | [18 empty] | 0
| Fore River Generating Station | [5 empty] | 1732543.9719 | 4048023 | 4048023 | [18 empty] | 0
| Kendall Square Station | [5 empty] | 717225.806 | 1346268.0001 | 1346467.2773 | [17 empty] | 199.2772 | 106.1494
| L'Energia Energy Center | [5 empty] | 74240.627 | 149736.956 | 149736.956 | [18 empty] | 0
| Lowell Cogeneration Company LP | [5 empty] | 2469.818 | 2735 | 5635.3409 | [17 empty] | 2900.3409 | 1271.1412
| Masspower | [5 empty] | 428435.3 | 870194.9999 | 875801.8836 | [17 empty] | 5606.8837 | 2742.8428
| Milford Power LP | [5 empty] | 191311.706 | 393347 | 393347 | [18 empty] | 0
| Millennium Power | [5 empty] | 853283.236 | 2002904 | 2002904 | [18 empty] | 0
| Mount Tom | 151659.525 | 106187 | 106187 | [23 empty] | 0
| Mystic Generating Station | [5 empty] | 3613451.4748 | 8466252 | 8466252 |  |  | 121062.692 | 166251 | 166251 | [13 empty] | 0
| NAEA Energy Massachusetts LLC | [10 empty] | 28363.148 | 49904 | 49904 | [13 empty] | 0
| Pittsfield Generating LP | [5 empty] | 156283.9261 | 292164 | 295215.9424 | [17 empty] | 3051.9424 | 1615.6632
| Potter Station 2 | [5 empty] | 5551.381 | 69552 | 69552 | [18 empty] | 0
| Salem Harbor | 278658.11 | 207712 | 207712 | [7 empty] | 23957.257 | 5370 | 5370 | [13 empty] | 0
| Stony Brook | [5 empty] | 68141.1999 | 124723.9999 | 124723.9999 | [18 empty] | 0
Maryland | MD | 17607899.751 | 16297835 | 16318752.4718 | 2160.7655 | 2157.9958 | 329880.861 | 676555.594 | 676555.594 | 975.1774 | 975.1774 | 2233246.371 | 2892354 | 2892354 | 1544.2414 | 1544.2414 |  | 0 |  | 0 | 0 | [5 empty] | 20917.4718 | 24107.3812 | 20917.4718 | 24107.3812 | 48214762.4928
| AES Warrior Run Cogeneration Facility | 1539522.399 | 1314894 | 1335811.4718 | [22 empty] | 20917.4718 | 24107.3812
| Brandon Shores | 5322511.886 | 4876792 | 4876792 | [23 empty] | 0
| C P Crane | 944062.864 | 720323 | 720323 | [23 empty] | 0
| Chalk Point LLC | 2037414.551 | 1815633 | 1815633 | [7 empty] | 2123471.14 | 2762035 | 2762035 | [13 empty] | 0
| Dickerson | 1155145.912 | 1097620 | 1097620 | [23 empty] | 0
| FirstEnergy R Paul Smith Power Station | 92982.151 | 84462 | 84462 | [23 empty] | 0
| Gould Street | [10 empty] | 29033.373 | 39997 | 39997 | [13 empty] | 0
| Herbert A Wagner | 1304106.468 | 1166941 | 1166941 | [7 empty] | 56442.047 | 62080 | 62080 | [13 empty] | 0
| Morgantown Generating Plant | 5212153.52 | 5221170 | 5221170 | [23 empty] | 0
| Panda Brandywine LP | [5 empty] | 329880.861 | 676555.594 | 676555.594 | [17 empty] | 0 | 0
| Riverside | [10 empty] | 19096.461 | 26033 | 26033 | [12 empty] | 0 | 0
| Vienna Operations | [10 empty] | 5203.35 | 2209 | 2209 | [13 empty] | 0
Maine | ME | [5 empty] | 1717805.557 | 4053378.0001 | 4053378.0001 | 847.5921 | 847.5921 | 77824.537 | 59067 | 59067 | 2635.1275 | 2635.1275 |  | 0 |  | 0 | 0 | [6 empty] | 0 | 0 | 0 | 0
| Maine Independence Station | [5 empty] | 532676.38 | 1243500.0001 | 1243500.0001 | [18 empty] | 0
| Rumford Power Associates | [5 empty] | 166212.43 | 363795 | 363795 | [18 empty] | 0
| Westbrook Energy Center Power Plant | [5 empty] | 1018916.747 | 2446083 | 2446083 | [18 empty] | 0
| William F Wyman | [10 empty] | 77824.537 | 59067 | 59067 | [13 empty] | 0
Michigan | MI | 60017960.6235 | 53210780 | 53232162.8252 | 2255.8572 | 2254.951 | 9228243.6387 | 18499950.6097 | 22777740.6602 | 997.6506 | 810.2861 | 614525.9432 | 774872 | 774872 | 1586.1354 | 1586.1354 |  | 0 |  | 0 | 0 | [5 empty] | 4299172.8757 | 1522462.9302 | 4299172.8757 | 1522462.9302 | 3044925860.37
| B C Cobb | 1699124.443 | 1564326 | 1564326 | [7 empty] | 0 | 0 | 0 | [13 empty] | 0
| Belle River | 8235860.806 | 7306952 | 7306952 | [23 empty] | 0
| Conners Creek | [10 empty] | 0 | 0 | 0 | [13 empty] | 0
| Dan E Karn | 2470422.057 | 2200017 | 2200017 | [7 empty] | 92246.8562 | 82056 | 82056 | [13 empty] | 0
| Dearborn Industrial Generation | [5 empty] | 1526968.0045 | 2883435.01 | 5284016.5845 | [17 empty] | 2400581.5745 | 693716.8341
| DTE Pontiac North LLC | 0 | 0 | [23 empty] | 0 | 0
| Eckert Station | 1338017.994 | 906958 | 906958 | [23 empty] | 0
| Endicott Station | 395873.201 | 226783 | 226783 | [23 empty] | 0
| Erickson Station | 878016.306 | 686306 | 686306 | [23 empty] | 0
| Greenwood | [10 empty] | 385753.902 | 629884 | 629884 | [13 empty] | 0
| Harbor Beach | 106544.954 | 74022 | 74022 | [23 empty] | 0
| J B Sims | 261490.71 | 235415 | 235415 | [23 empty] | 0
| J C Weadock | 1654195.625 | 1565740 | 1565740 | [23 empty] | 0
| J H Campbell | 8649174.251 | 7751349 | 7751349 | [23 empty] | 0
| J R Whiting | 1605565.773 | 1344059 | 1344059 | [23 empty] | 0
| Jackson Michigan Facility | [5 empty] | 860553.7022 | 1677442.9999 | 1677442.9999 | [18 empty] | 0
| James De Young | 16791.076 | 10616 | 10616 | [23 empty] | 0
| Michigan Power LP | [5 empty] | 568477.44 | 1050504 | 1052676.7248 | [17 empty] | 2172.7248 | 1173.3374
| Midland Cogeneration Venture | [5 empty] | 3458764.4161 | 6237050.5998 | 8112086.3511 | [17 empty] | 1875035.7513 | 799462.2659
| Mistersky | [10 empty] | 0 | 0 | [13 empty] | 0 | 0
| Monroe | 16638859.371 | 15525072 | 15525072 | [23 empty] | 0
| New Covert Generating Facility | [5 empty] | 1688278.7208 | 4114854 | 4114854 | [18 empty] | 0
| Presque Isle | 2464370.206 | 1900500 | 1900500 | [23 empty] | 0
| River Rouge | 2324231.892 | 2250795 | 2250795 | [7 empty] | 0 | 0 | 0 | [13 empty] | 0
| Shiras | 377496.1 | 285911 | 285911 | [23 empty] | 0
| St Clair | 6326421.868 | 5428723 | 5428723 | [23 empty] | 0
| TES Filer City Station | 675294.7056 | 492294 | 513676.8252 | [22 empty] | 21382.8252 | 28110.4927
| Trenton Channel | 3900209.2849 | 3454942 | 3454942 | [23 empty] | 0
| Wyandotte | [10 empty] | 136525.185 | 62932 | 62932 | [13 empty] | 0
| Zeeland Generating Station | [5 empty] | 1125201.3551 | 2536664 | 2536664 | [17 empty] | 0 | 0
Minnesota | MN | 25485732.5814 | 21989584 | 21989584 | 2317.9822 | 2317.9822 | 2507478.131 | 5715510.022 | 5813434.4697 | 877.4294 | 862.6495 | 23259.64 | 29243 | 29243 | 1590.7834 | 1590.7834 |  | 0 |  | 0 | 0 | [5 empty] | 97924.4477 | 41962.8059 | 97924.4477 | 41962.8059 | 83925611.7388
| Allen S King | 3570472.751 | 3364279 | 3364279 | [23 empty] | 0
| Austin Northeast | [10 empty] | 8915.217 | 9490 | 9490 | [13 empty] | 0
| Black Dog | 1499907.55 | 1228921 | 1228921 |  |  | 79784.384 | 161428 | 161428 | [18 empty] | 0
| Clay Boswell | 8535045.596 | 7260677 | 7260677 | [23 empty] | 0
| Faribault Energy Park | [5 empty] | 327606.774 | 739764 | 739764 | [18 empty] | 0
| Fox Lake | [10 empty] | 14344.423 | 19753 | 19753 | [13 empty] | 0
| High Bridge | [5 empty] | 805034.981 | 1853376.0001 | 1853376.0001 | [18 empty] | 0
| Hoot Lake | 866359.3 | 656222 | 656222 | [23 empty] | 0
| Hutchinson Plant #2 | [5 empty] | 14708.482 | 19096 | 19096 | [18 empty] | 0
| LSP-Cottage Grove LP | [5 empty] | 256399.2 | 500408.994 | 598333.4417 | [17 empty] | 97924.4477 | 41962.8059
| Mankato Energy Center | [5 empty] | 225109.756 | 488382 | 488382 | [18 empty] | 0
| Riverside | [5 empty] | 798834.554 | 1953055.0279 | 1953055.0279 | [17 empty] | 0 | 0
| Sherburne County | 9278102.514 | 8234518 | 8234518 | [22 empty] | 0 | 0
| Silver Lake | 58911.9914 | 4282 | 4282 | [23 empty] | 0
| Syl Laskin | 514149.49 | 368366 | 368366 | [23 empty] | 0
| Taconite Harbor Energy Center | 1162783.389 | 872319 | 872319 | [23 empty] | 0
Missouri | MO | 76023350.5621 | 72939512 | 72939512 | 2084.5588 | 2084.5588 | 2159607.554 | 4854569.0001 | 4854569.0001 | 889.7216 | 889.7216 | 0 | [5 empty] | 0 |  | 0 | 0 | [6 empty] | 0 | 0 | 0 | 0
| Asbury | 1447182.184 | 1167969 | 1167969 | [23 empty] | 0
| Blue Valley | 198697.9495 | 112752 | 112752 | [23 empty] | 0
| Chamois | 340811.482 | 287587 | 287587 | [23 empty] | 0
| Columbia | 8093.4156 | 5304 | 5304 | [23 empty] | 0
| Dogwood Energy Facility | [5 empty] | 670655.0999 | 1530474 | 1530474 | [18 empty] | 0
| Hawthorn | 3955691.274 | 3759005 | 3759005 |  |  | 104904.093 | 202301 | 202301 | [18 empty] | 0
| Iatan | 12210736.894 | 11829103 | 11829103 | [23 empty] | 0
| James River Power Station | 666917.289 | 610200 | 610200 | [23 empty] | 0
| John Twitty Energy Center | 2112527.481 | 1974251 | 1974251 | [23 empty] | 0
| Labadie | 15514284.718 | 15350931 | 15350931 | [23 empty] | 0
| Lake Road | 432106.944 | 369231 | 369231 | [7 empty] | 0 | -11259 | -11259 | [13 empty] | 0
| Meramec | 4664633.962 | 4046494 | 4046494 | [23 empty] | 0
| Montrose | 2176652.501 | 1801535 | 1801535 | [23 empty] | 0
| New Madrid | 7786162.86 | 7762886 | 7762886 | [23 empty] | 0
| Rush Island | 7632343.33 | 8118776 | 8118776 | [23 empty] | 0
| Sibley | 2326261.478 | 2210495 | 2210495 | [23 empty] | 0
| Sikeston Power Station | 1775014.23 | 1532178 | 1532178 | [23 empty] | 0
| Sioux | 4949068.431 | 4905611 | 4905611 | [23 empty] | 0
| St Francis Energy Facility | [5 empty] | 525168.682 | 1192468 | 1192468 | [18 empty] | 0
| State Line Combined Cycle | [5 empty] | 858879.6791 | 1929326.0001 | 1929326.0001 | [18 empty] | 0
| Thomas Hill | 7826164.139 | 7095204 | 7095204 | [23 empty] | 0
Mississippi | MS | 9356112.487 | 7503114 | 7503114 | 2493.9279 | 2493.9279 | 13491790.7928 | 31813676.7426 | 31813676.7426 | 848.1755 | 848.1755 | 3055982.216 | 4402778 | 4402778 | 1388.2064 | 1388.2064 |  | 0 |  | 0 | 0 | [6 empty] | 0 | 0 | 0 | 0
| Attala | [5 empty] | 719244.8931 | 1931407 | 1931407 | [18 empty] | 0
| Batesville Generation Facility | [5 empty] | 1470662.97 | 3313579.0002 | 3313579.0002 | [18 empty] | 0
| Baxter Wilson | [10 empty] | 1873442.303 | 2738297 | 2738297 | [13 empty] | 0
| Caledonia | [5 empty] | 1928770.938 | 4510500 | 4510500 | [18 empty] | 0
| Choctaw County | [5 empty] | 365388.643 | 830751.0001 | 830751.0001 | [18 empty] | 0
| Delta | [10 empty] | 0 | 0 | 0 | [13 empty] | 0
| Eaton | [10 empty] | 0 | -1179 | -1179 | [13 empty] | 0
| Gerald Andrus | [10 empty] | 889524.112 | 1398918 | 1398918 | [13 empty] | 0
| Hinds Energy Facility | [5 empty] | 322619.9561 | 840745.0001 | 840745.0001 | [18 empty] | 0
| Jack Watson | 1894950.425 | 1910109 | 1910109 | [7 empty] | 40724.875 | 50562 | 50562 | [13 empty] | 0
| L L Wilkins | [5 empty] | 1122.4895 | 938.7421 | 938.7421 | [18 empty] | 0
| Magnolia Power Plant | [5 empty] | 2060532.741 | 4579191 | 4579191 | [18 empty] | 0
| Moselle | [5 empty] | 384037.521 | 667051 | 667051 |  |  | 63398.513 | 55167 | 55167 | [13 empty] | 0
| Quantum Choctaw Power LLC | [5 empty] | 1198566.7489 | 2822003.0001 | 2822003.0001 | [18 empty] | 0
| R D Morrow | 1291587.587 | 1070665 | 1070665 | [23 empty] | 0
| Red Hills Generating Facility | 3991941.625 | 2763101 | 2763101 | [23 empty] | 0
| Rex Brown | [10 empty] | 188109.988 | 161581 | 161581 | [13 empty] | 0
| Sweatt | [10 empty] | 782.425 | -568 | -568 | [13 empty] | 0
| TVA Southaven Combined Cycle | [5 empty] | 1810266.567 | 4334898 | 4334898 | [18 empty] | 0
| Victor J Daniel Jr | 2177632.85 | 1759239 | 1759239 |  |  | 3230577.3252 | 7982613 | 7982613 | [18 empty] | 0
Montana | MT | 17924734.5375 | 14447406 | 14704922.7019 | 2481.3776 | 2437.923 | [11 empty] | 0 |  | 0 | 0 | [5 empty] | 257516.7019 | 318905.3144 | 257516.7019 | 318905.3144 | 637810628.8378
| Colstrip | 14766181.886 | 12251003 | 12251003 | [23 empty] | 0
| Colstrip Energy LP | 435878.4287 | 301608 | 301608 | [23 empty] | 0
| Hardin Generator Project | 641774.395 | 467197 | 467197 | [23 empty] | 0
| J E Corette Plant | 864369.45 | 718795 | 718795 | [23 empty] | 0
| Lewis & Clark | 334414.124 | 254009 | 254009 | [23 empty] | 0
| Yellowstone Energy LP | 882116.2538 | 454794 | 712310.7019 | [22 empty] | 257516.7019 | 318905.3144
Navajo | Navajo Territory | 31416872.591 | 29629453 | 29629453 | [23 empty] | 0
| Four Corners | 14491314.131 | 13741385 | 13741385 | [23 empty] | 0
| Navajo | 16925558.46 | 15888068 | 15888068 | [23 empty] | 0
North Carolina | NC | 52098989.447 | 50607838 | 50970369.2586 | 2058.9297 | 2044.2853 | 6467363.3875 | 15195335.0018 | 15195335.0018 | 851.2301 | 851.2301 | [6 empty] | 0 |  | 0 | 0 | [5 empty] | 362531.2586 | 413423.2095 | 362531.2586 | 413423.2095 | 826846418.9786
| Asheville | 1987490.072 | 1810736 | 1810736 | [23 empty] | 0
| Belews Creek | 13278469.89 | 13990125 | 13990125 | [23 empty] | 0
| Buck | 242569.42 | 219929 | 219929 |  |  | 1742268.069 | 4167226 | 4167226 | [18 empty] | 0
| Butler-Warner Generation Plant | [5 empty] | 22648.7886 | 29028.9997 | 29028.9997 | [18 empty] | 0
| Cape Fear | 476900.825 | 473340 | 473340 | [23 empty] | 0
| Cliffside | 1357756.978 | 1181769 | 1181769 | [23 empty] | 0
| Dan River | 0 | -1935 | -1935 |  |  | 47390.678 | 135081 | 135081 | [18 empty] | 0
| Edgecombe Genco LLC | 416410.734 | 123466 | 266828.8972 | [22 empty] | 143362.8972 | 223730.8248
| Elizabethtown Power LLC | 0 | 0 | [23 empty] | 0 | 0
| G G Allen | 2072474.946 | 1948724 | 1948724 | [23 empty] | 0
| HF Lee Plant | 848169.525 | 829335 | 829335 | [23 empty] | 0
| L V Sutton Steam | 1519472.951 | 1281857 | 1281857 | [23 empty] | 0
| Lee Combined Cycle Plant | [5 empty] | 0 | 0 | [18 empty] | 0 | 0
| Lumberton | 0 | 0 | [23 empty] | 0 | 0
| Marshall | 9862615.511 | 9614619 | 9614619 | [23 empty] | 0
| Mayo | 3814374.959 | 3539046 | 3539046 | [23 empty] | 0
| Riverbend | 202305.758 | 156511 | 156511 | [23 empty] | 0
| Roanoke Valley Energy Facililty I | 1083366.489 | 1138722 | 1303932.9072 | [22 empty] | 165210.9072 | 137264.7009
| Roanoke Valley Energy Facility II | 381433.723 | 338606 | 392563.4542 | [22 empty] | 53957.4542 | 52427.6838
| Rosemary Power Station | [5 empty] | 47270.109 | 89956 | 89956 | [18 empty] | 0
| Rowan | [5 empty] | 1308900.525 | 3068321.03 | 3068321.03 | [18 empty] | 0
| Roxboro | 14555177.666 | 13962988 | 13962988 | [23 empty] | 0
| Sherwood H Smith Jr Energy Complex | [5 empty] | 3298885.2179 | 7705721.9721 | 7705721.9721 | [18 empty] | 0
North Dakota | ND | 33370886.2381 | 28186691 | 28186691 | 2367.847 | 2367.847 | [11 empty] | 0 |  | 0 | 0 | [5 empty] | 0 | 0 | 0 | 0 | 0
| Antelope Valley | 7737865.241 | 6371686 | 6371686 | [23 empty] | 0
| Coal Creek | 10519914.368 | 9227879 | 9227879 | [23 empty] | 0
| Coyote | 2940380.84 | 2294854 | 2294854 | [23 empty] | 0
| Leland Olds | 4049313.117 | 3408677 | 3408677 | [23 empty] | 0
| Milton R Young | 6052609.426 | 5163674 | 5163674 | [23 empty] | 0
| R M Heskett | 677731.1351 | 476956 | 476956 | [23 empty] | 0
| Spiritwood Station | 0 | 0 | [23 empty] | 0 | 0
| Stanton | 1393072.111 | 1242965 | 1242965 | [23 empty] | 0
Nebraska | NE | 26894698.968 | 24660983 | 24660983 | 2181.1538 | 2181.1538 | 232381.569 | 423637.999 | 423637.999 | 1097.0761 | 1097.0761 | 32926.495 | 37524 | 37524 | 1754.9566 | 1754.9566 |  | 0 |  | 0 | 0 | [6 empty] | 0 | 0 | 0 | 0
| Beatrice | [5 empty] | 156447.715 | 284425 | 284425 | [18 empty] | 0
| C W Burdick | [10 empty] | 399.295 | -100 | -100 | [13 empty] | 0
| Canaday | [10 empty] | 32527.2 | 37624 | 37624 | [13 empty] | 0
| Gerald Gentleman | 9383998.875 | 8861292 | 8861292 | [23 empty] | 0
| Lon Wright | 462786.496 | 353836 | 353836 | [23 empty] | 0
| Nebraska City | 9921057.596 | 9575270 | 9575270 | [23 empty] | 0
| North Omaha | 3677848.538 | 3038759 | 3038759 | [23 empty] | 0
| Platte | 587336.647 | 441660 | 441660 | [23 empty] | 0
| Sheldon | 1264722.725 | 1029087 | 1029087 | [23 empty] | 0
| Terry Bundy Generating Station | [5 empty] | 75933.854 | 139212.999 | 139212.999 | [18 empty] | 0
| Whelan Energy Center | 1596948.091 | 1361079 | 1361079 | [23 empty] | 0
New Hampshire | NH | 1526091.133 | 1281341 | 1281341 | 2382.0219 | 2382.0219 | 3048206.986 | 6946868.9999 | 6946868.9999 | 877.5772 | 877.5772 | 68600.156 | 72614 | 72614 | 1889.4471 | 1889.4471 |  | 0 |  | 0 | 0 | [6 empty] | 0 | 0 | 0 | 0
| EP Newington Energy LLC | [5 empty] | 944578.0951 | 2122028 | 2122028 | [18 empty] | 0
| Granite Ridge | [5 empty] | 2103628.8909 | 4824840.9999 | 4824840.9999 | [18 empty] | 0
| Merrimack | 1395642.239 | 1186136 | 1186136 | [23 empty] | 0
| Newington | [10 empty] | 68600.156 | 72614 | 72614 | [13 empty] | 0
| Schiller | 130448.894 | 95205 | 95205 | [23 empty] | 0
New Jersey | NJ | 3176790.932 | 2602990 | 3023038.0168 | 2440.8783 | 2101.7208 | 9732650.8306 | 20015729.5116 | 21890896.6691 | 972.5002 | 889.1962 | 128103.516 | 173972 | 173972 | 1472.6912 | 1472.6912 |  | 0 |  | 0 | 0 | [5 empty] | 2295215.1743 | 1215930.892 | 2295215.1743 | 1215930.892 | 2431861783.9217
| B L England | 203023.519 | 166152 | 166152 | [7 empty] | 6466.313 | 6125 | 6125 | [13 empty] | 0
| Bayonne Plant Holding LLC | [5 empty] | 312184.6131 | 569421.0401 | 969377.4527 | [17 empty] | 399956.4126 | 128804.5617
| Bergen Generating Station | [5 empty] | 2713322.7658 | 5940494.0001 | 5940494.0001 | [18 empty] | 0
| Camden Plant Holding LLC | [5 empty] | 278803.026 | 514624.77 | 514624.77 | [18 empty] | 0
| Chambers Cogeneration LP | 1091754.05 | 620626 | 933453.2563 | [22 empty] | 312827.2563 | 365878.443
| Deepwater | [10 empty] | 48607.68 | 97023 | 97023 | [13 empty] | 0
| Eagle Point Power Generation | [5 empty] | 54709.33 | 92031 | 92031 | [18 empty] | 0
| Elmwood Energy Holdings LLC | [5 empty] | 28444.953 | 48467 | 48467 | [17 empty] | 0 | 0
| Gilbert | [5 empty] | 34627.6399 | 43357.9998 | 43357.9998 | [18 empty] | 0
| Howard Down | [10 empty] | 1755.436 | 1383 | 1383 | [13 empty] | 0
| Linden Cogen Plant | [5 empty] | 2158588.8879 | 4026491.9759 | 5407452.6381 | [17 empty] | 1380960.6622 | 551262.5888
| Logan Generating Company LP | 767691.35 | 630163 | 737383.7605 | [22 empty] | 107220.7605 | 111627.6961
| NAEA Lakewood LLC | [5 empty] | 286851.1329 | 597106 | 597106 | [18 empty] | 0
| Newark Bay Cogeneration Partnership LP | [5 empty] | 441514.4459 | 595270.9999 | 667569.4376 | [17 empty] | 72298.4377 | 47816.456
| Parlin Power Plant | [5 empty] | 88120.191 | 145077 | 145104.715 | [17 empty] | 27.715 | 16.831
| Pedricktown Cogeneration Company LP | [5 empty] | 208377.527 | 412161.726 | 434085.6561 | [17 empty] | 21923.9301 | 10524.3154
| PSEG Hudson Generating Station | 663637.308 | 838080 | 838080 | [23 empty] | 0
| PSEG Linden Generating Station | [5 empty] | 2329090.812 | 5392241.9998 | 5392241.9998 | [18 empty] | 0
| PSEG Mercer Generating Station | 450684.705 | 347969 | 347969 | [23 empty] | 0
| PSEG Sewaren Generating Station | [10 empty] | 71274.087 | 69441 | 69441 | [13 empty] | 0
| Sayreville Cogeneration Facility | [5 empty] | 798015.5061 | 1638984 | 1638984 | [18 empty] | 0
New Mexico | NM | 13289478.321 | 11353987 | 11353987 | 2340.936 | 2340.936 | 2600159.914 | 5730957 | 5730957 | 907.4086 | 907.4086 | 1450044.937 | 2208001 | 2208001 | 1313.4459 | 1313.4459 |  | 0 |  | 0 | 0 | [6 empty] | 0 | 0 | 0 | 0
| Afton Generating Station | [5 empty] | 217254.25 | 468702 | 468702 | [18 empty] | 0
| Bluffview | [5 empty] | 216995.263 | 463605 | 463605 | [18 empty] | 0
| Cunningham | [10 empty] | 591365.002 | 932190 | 932190 | [13 empty] | 0
| Escalante | 1383242.059 | 1122027 | 1122027 | [23 empty] | 0
| Hobbs Generating Station | [5 empty] | 1339380.914 | 2987812 | 2987812 | [18 empty] | 0
| Luna Energy Facility | [5 empty] | 826529.487 | 1810838 | 1810838 | [18 empty] | 0
| Maddox | [10 empty] | 288278.405 | 456112 | 456112 | [13 empty] | 0
| Reeves | [10 empty] | 51423.644 | 65825 | 65825 | [13 empty] | 0
| Rio Grande | [10 empty] | 518977.886 | 753874 | 753874 | [13 empty] | 0
| San Juan | 11906236.262 | 10231960 | 10231960 | [23 empty] | 0
Nevada | NV | 4701206.698 | 4133662 | 4133662 | 2274.5966 | 2274.5966 | 10582072.4945 | 23783255.668 | 23981292.3357 | 889.8759 | 882.5273 | 204267.6361 | 279983 | 279983 | 1459.1431 | 1459.1431 |  | 0 |  | 0 | 0 | [5 empty] | 198036.6677 | 86340.256 | 198036.6677 | 86340.256 | 172680511.9583
| Apex Generating Station | [5 empty] | 574001.05 | 1343060 | 1343060 | [18 empty] | 0
| Chuck Lenzie Generating Station | [5 empty] | 2769431.314 | 6371048.9998 | 6371048.9998 | [17 empty] | 0 | 0
| Clark | [5 empty] | 252136.943 | 469240 | 469240 | [18 empty] | 0
| Desert Star Energy Center | [5 empty] | 1070613.4289 | 2441958.9999 | 2441958.9999 | [18 empty] | 0
| Fort Churchill | [10 empty] | 178693.265 | 250005 | 250005 | [13 empty] | 0
| Harry Allen | [5 empty] | 1383741.627 | 3412303.9999 | 3412303.9999 | [18 empty] | 0
| Higgins Generating Station | [5 empty] | 1168435.182 | 2612553 | 2612553 | [18 empty] | 0
| Las Vegas Cogeneration II LLC | [5 empty] | 207306.9032 | 441677 | 441677 | [18 empty] | 0
| Las Vegas Cogeneration LP | [5 empty] | 22252.434 | 49640 | 49640 | [17 empty] | 0 | 0
| Mohave | 0 | 0 | 0 | [23 empty] | 0
| Nevada Cogen Assoc#1 GarnetVly | [5 empty] | 115660.0901 | 217020.3364 | 270367.3242 | [17 empty] | 53346.9878 | 22821.2394
| Nevada Cogen Associates 2 Black Mountain | [5 empty] | 123955.6834 | 224738.3271 | 319776.5604 | [17 empty] | 95038.2333 | 36839.877
| Nevada Solar One | [10 empty] | 1097.0791 | 1392 | 1392 | [13 empty] | 0
| North Valmy | 1728078.664 | 1628528 | 1628528 | [23 empty] | 0
| Reid Gardner | 1736218.85 | 1384415 | 1384415 | [23 empty] | 0
| Saguaro Power | [5 empty] | 410764.2741 | 714805.0049 | 764456.4514 | [17 empty] | 49651.4465 | 26679.1396
| Silverhawk | [5 empty] | 819707.2429 | 1786198.0001 | 1786198.0001 | [18 empty] | 0
| Tracy | [5 empty] | 1664066.3219 | 3699011.9999 | 3699011.9999 |  |  | 24477.292 | 28586 | 28586 | [13 empty] | 0
| TS Power Plant | 1236909.184 | 1120719 | 1120719 | [23 empty] | 0
New York | NY | 4625687.739 | 4156143.408 | 4168407.5988 | 2225.9519 | 2219.4028 | 21431950.7992 | 44002776.7729 | 45904309.5199 | 974.1181 | 933.7664 | 8540831.673 | 12502558 | 12502558 | 1366.2535 | 1366.2535 | 209263.775 | 309900 | 676414.5445 | 1350.5245 | 618.7442 | [5 empty] | 2280311.4823 | 864631.792 | 2590211.4823 | 960506.1998 | 1921012399.6401
| 500MW CC | [5 empty] | 1347619.8691 | 3087324.004 | 3087324.004 | [18 empty] | 0
| Allegany Cogen | [5 empty] | 39818.57 | 78407 | 78407 | [18 empty] | 0
| Arthur Kill Generating Station | [10 empty] | 1074279.375 | 1653171 | 1653171 | [13 empty] | 0
| Astoria Energy | [5 empty] | 2837662.924 | 3473447.0001 | 3473447.0001 | [18 empty] | 0
| Astoria Energy II | [5 empty] | 1364603.1951 | 3206785.7 | 3206785.7 | [18 empty] | 0
| Astoria Generating Station | [10 empty] | 949542.64 | 1344011 | 1344011 | [13 empty] | 0
| Athens Generating Plant | [5 empty] | 2349886.3389 | 5732170.9998 | 5732170.9998 | [18 empty] | 0
| Batavia Power Plant | [5 empty] | 50681.425 | 99016 | 99016 | [17 empty] | 0 | 0
| Bethlehem Energy Center | [5 empty] | 2059239.5441 | 4903684 | 4903684 | [18 empty] | 0
| Bethpage Power Plant | [5 empty] | 194159.4969 | 401609.0001 | 401609.0001 | [18 empty] | 0
| Black River Generation | 0 | 0 | 0 | [23 empty] | 0
| Bowline Point | [10 empty] | 264223.814 | 381649 | 381649 | [13 empty] | 0
| Brooklyn Navy Yard Cogeneration | [5 empty] | 958593.5 | 1672161.955 | 2592145.498 | [17 empty] | 919983.543 | 340216.3363
| C R Huntley Generating Station | 809796.388 | 707472 | 707472 | [23 empty] | 0
| Caithness Long Island Energy Center | [5 empty] | 918563.752 | 2250535.017 | 2250535.017 | [18 empty] | 0
| Carr Street Generating Station | [5 empty] | 33293.7911 | 66691.0001 | 66691.0001 | [18 empty] | 0
| Carthage Energy LLC | [5 empty] | 13030.465 | 24415 | 24415 | [18 empty] | 0
| Castleton Energy Center | [5 empty] | 74568.194 | 100329.001 | 100329.001 | [18 empty] | 0
| Cayuga Operating Company | 554794.829 | 466704 | 466704 | [23 empty] | 0
| CH Resources Beaver Falls | [5 empty] | 3546.881 | 6502 | 6502 | [17 empty] | 0 | 0
| CH Resources Syracuse | [5 empty] | 8205.263 | 15272 | 15272 | [18 empty] | 0
| Danskammer Generating Station | 322589.106 | 311890 | 311890 | [7 empty] | 9393.448 | 9029 | 9029 | [13 empty] | 0
| Dunkirk Generating Plant | 730779.34 | 621795 | 621795 | [23 empty] | 0
| E F Barrett | [10 empty] | 669351.575 | 1010512 | 1010512 | [13 empty] | 0
| East River | [5 empty] | 1587949.125 | 2331584 | 2331584 |  |  | 718932.975 | 742854 | 742854 | [12 empty] | 0 | 0
| Empire Generating Co LLC | [5 empty] | 1586557.7801 | 3541874 | 3541874 | [17 empty] | 0 | 0
| Far Rockaway | [10 empty] | 97726.725 | 151412 | 151412 | [13 empty] | 0
| Fortistar North Tonawanda | [5 empty] | 39368.125 | 75159 | 84927.9188 | [17 empty] | 9768.9188 | 4528.3579
| Glenwood | [10 empty] | 106269.85 | 151368 | 151368 | [13 empty] | 0
| GMMGreenidge LLC | 0 | 0 | 0 | [23 empty] | 0
| GMMM Westover | 0 | 0 | [23 empty] | 0 | 0
| Indeck Corinth Energy Center | [5 empty] | 316819.075 | 655745.004 | 656651.8402 | [17 empty] | 906.8362 | 437.5271
| Indeck Olean Energy Center | [5 empty] | 69525.05 | 127364.88 | 133029.544 | [17 empty] | 5664.664 | 2960.5157
| Indeck Oswego Energy Center | [5 empty] | 13834.575 | 25266 | 28234.5842 | [17 empty] | 2968.5842 | 1454.5672
| Indeck Silver Springs Energy Center | [5 empty] | 36036.075 | 65805.77 | 68392.7248 | [17 empty] | 2586.9548 | 1363.0645
| Indeck Yerkes Energy Center | [5 empty] | 31003.25 | 53725 | 56284.3625 | [17 empty] | 2559.3625 | 1409.7798
| Kennedy International Airport Cogen | [5 empty] | 352291.4201 | 666161.9999 | 682125.7898 | [17 empty] | 15963.7899 | 8244.6761
| Lockport Energy Associates LP | [5 empty] | 139385.5251 | 282045.9999 | 328259.7157 | [17 empty] | 46213.7158 | 19623.2518
| Massena Energy Facility | [5 empty] | 3468.811 | 6489 | 6489 | [18 empty] | 0
| Nassau Energy Corp | [5 empty] | 237872.182 | 379704.565 | 629948.4285 | [17 empty] | 250243.8635 | 94493.5349
| Northport | [10 empty] | 2143250.775 | 3300653 | 3300653 | [13 empty] | 0
| Ogdensburg Power | [5 empty] | 0 | 0 | [18 empty] | 0 | 0
| Oswego Harbor Power | [10 empty] | 65766.969 | 63371 | 63371 | [13 empty] | 0
| Pinelawn Power LLC | [5 empty] | 162598.025 | 321826 | 321826 | [18 empty] | 0
| Port Jefferson | [10 empty] | 284549.4 | 388691 | 388691 | [13 empty] | 0
| Ravenswood | [5 empty] | 440111.834 | 1440458.968 | 1440458.968 |  |  | 1859407.008 | 2880167 | 2880167 | [13 empty] | 0
| Rensselaer Cogen | [5 empty] | 36913.728 | 69977 | 69977 | [18 empty] | 0
| Richard M Flynn | [5 empty] | 585673.103 | 1222833.009 | 1222833.009 | [18 empty] | 0
| Roseton Generating Facility | [10 empty] | 298137.119 | 425670 | 425670 | [13 empty] | 0
| Saranac Facility | [5 empty] | 244782.8079 | 453188.0001 | 453188.0001 | [18 empty] | 0
| Selkirk Cogen | [5 empty] | 864583.5649 | 1664982.9999 | 1776736.1503 | [17 empty] | 111753.1504 | 54380.5771
| Sithe Independence Station | [5 empty] | 2411464.5089 | 5462395.9 | 5994267.2314 | [17 empty] | 531871.3314 | 213969.2459
| Somerset Operating Co LLC | 2198965.255 | 2046534 | 2046534 | [23 empty] | 0
| Sterling Power Plant | [5 empty] | 18239.025 | 37840 | 38888.0325 | [17 empty] | 1048.0325 | 491.5417
| Stony Brook Cogen Plant | [15 empty] | 209263.775 | 309900 | 676414.5445 | [7 empty] | 366514.5445 | 113389.3672
| Syracuse Energy | 8762.821 | 1748.408 | 14012.5988 | [22 empty] | 12264.1908 | 7669.4488
Ohio | OH | 91942148.7398 | 86473075 | 86473075 | 2126.4919 | 2126.4919 | 10063088.918 | 20907183.1199 | 20907183.1199 | 962.6442 | 962.6442 | 356792.063 | 321602 | 535780.3423 | 2218.8423 | 1331.8595 |  | 0 |  | 0 | 0 | [5 empty] | 214178.3423 | 142366.2528 | 214178.3423 | 142366.2528 | 284732505.57
| AEP Waterford Facility | [5 empty] | 2159584.943 | 5027420.0001 | 5027420.0001 | [18 empty] | 0
| Avon Lake | 2480887.925 | 2644887 | 2644887 | [23 empty] | 0
| Cardinal | 7505573.0397 | 7372305 | 7372305 | [23 empty] | 0
| Conesville | 6761255.133 | 5789044 | 5789044 | [23 empty] | 0
| Dresden Energy Facility | [5 empty] | 846967.2361 | 470486.0001 | 470486.0001 | [18 empty] | 0
| FirstEnergy Ashtabula | 353810.671 | 248112 | 248112 | [23 empty] | 0
| FirstEnergy Bay Shore | 1973918.222 | 1383686 | 1383686 | [23 empty] | 0
| FirstEnergy Eastlake | 4599012.513 | 4478921 | 4478921 | [23 empty] | 0
| FirstEnergy Lake Shore | 238992.057 | 186220 | 186220 | [23 empty] | 0
| FirstEnergy R E Burger | 0 | 0 | 0 | [23 empty] | 0
| FirstEnergy W H Sammis | 9369803.374 | 8898900 | 8898900 | [23 empty] | 0
| Fremont Energy Center | [5 empty] | 1483543.1059 | 2582396.12 | 2582396.12 | [18 empty] | 0
| General James M Gavin | 18195131.5588 | 17220105 | 17220105 | [23 empty] | 0
| Hamilton | 97915.0119 | 105436 | 105436 | [7 empty] | 2305.8965 | 2485 | 2485 | [13 empty] | 0
| Hanging Rock Energy Facility | [5 empty] | 3713394.454 | 8522510.9998 | 8522510.9998 | [18 empty] | 0
| Haverhill North Cogeneration Facility | [10 empty] | 354486.1665 | 319117 | 533295.3423 | [12 empty] | 214178.3423 | 142366.2528
| J M Stuart | 12386793.164 | 11504621 | 11504621 | [23 empty] | 0
| Killen Station | 3619605.533 | 3605364 | 3605364 | [23 empty] | 0
| Kyger Creek | 5658163.765 | 4688606 | 4688606 | [23 empty] | 0
| Miami Fort | 8301341.758 | 8307957 | 8307957 | [23 empty] | 0
| Muskingum River | 1881277.2189 | 1789615 | 1789615 | [23 empty] | 0
| Niles | 61141.01 | 44652 | 44652 | [23 empty] | 0
| O H Hutchings | 72120.9838 | 45392 | 45392 | [23 empty] | 0
| Orrville | 208228.0609 | 132495 | 132495 | [23 empty] | 0
| Picway | 5515.521 | 3957 | 3957 | [23 empty] | 0
| W H Zimmer | 4677233.1528 | 4780909 | 4780909 | [23 empty] | 0
| Walter C Beckjord | 3494429.067 | 3241891 | 3241891 | [23 empty] | 0
| Washington Energy Facility | [5 empty] | 1859599.179 | 4304369.9999 | 4304369.9999 | [18 empty] | 0
Oklahoma | OK | 33536842.2084 | 29102160 | 29102848.5115 | 2304.7665 | 2304.712 | 13352805.8173 | 29943376.0003 | 29956534.2465 | 891.8704 | 891.4787 | 5865837.31 | 8488757.7227 | 8488757.7227 | 1382.0249 | 1382.0249 |  | 0 |  | 0 | 0 | [5 empty] | 13846.7577 | 6927.4515 | 13846.7577 | 6927.4515 | 13854903.0142
| AES Shady Point LLC | 2171574.4644 | 1783020 | 1783708.5115 | [22 empty] | 688.5115 | 838.2277
| Anadarko Plant | [5 empty] | 541134.3078 | 1018724.0001 | 1018724.0001 |  |  | 8919.997 | 11799 | 11799 | [13 empty] | 0
| Chouteau | [5 empty] | 1413726.8468 | 3229287 | 3229287 | [18 empty] | 0
| Comanche | [5 empty] | 517322.4061 | 979535 | 979535 | [18 empty] | 0
| GRDA | 6448235.159 | 5054733 | 5054733 | [23 empty] | 0
| Green Country Energy LLC | [5 empty] | 1718958.2118 | 4017223.0002 | 4017223.0002 | [18 empty] | 0
| Horseshoe Lake | [5 empty] | 228646.878 | 330324 | 330324 |  |  | 591603.827 | 713182 | 713182 | [13 empty] | 0
| Hugo | 2742130.488 | 2541517 | 2541517 | [23 empty] | 0
| Kiamichi Energy Facility | [5 empty] | 1858535.775 | 4370756 | 4370756 | [18 empty] | 0
| McClain Energy Facility | [5 empty] | 1547703.4779 | 3772616 | 3772616 | [18 empty] | 0
| Mooreland | [10 empty] | 219064.22 | 318212 | 318212 | [13 empty] | 0
| Muskogee | 9528087.959 | 7998602 | 7998602 | [23 empty] | 0
| Mustang | [10 empty] | 339509.567 | 523197 | 523197 | [13 empty] | 0
| Northeastern | 6330701.443 | 5957535 | 5957535 |  |  | 927497.3139 | 1941033 | 1941033 |  |  | 610711.913 | 1048590 | 1048590 | [13 empty] | 0
| Oneta Energy Center | [5 empty] | 1504936.496 | 3321932 | 3321932 | [18 empty] | 0
| Ponca | [10 empty] | 119.871 | 36.7227 | 36.7227 | [13 empty] | 0
| Ponca City | [5 empty] | 25153.718 | 46500 | 46500 | [18 empty] | 0
| PowerSmith Cogeneration Project | [5 empty] | 111567.1552 | 227928 | 241086.2462 | [17 empty] | 13158.2462 | 6089.2238
| Redbud Power Plant | [5 empty] | 2957623.2308 | 6687518 | 6687518 | [18 empty] | 0
| Riverside | [10 empty] | 1154276.785 | 1761901 | 1761901 | [12 empty] | 0 | 0
| Seminole | [10 empty] | 2133104.609 | 3099024 | 3099024 | [13 empty] | 0
| Sooner | 6316112.695 | 5766753 | 5766753 | [23 empty] | 0
| Southwestern | [10 empty] | 592896.121 | 776287 | 776287 | [13 empty] | 0
| Tulsa | [10 empty] | 215630.4 | 236529 | 236529 | [13 empty] | 0
Oregon | OR | 2745242.592 | 2640259 | 2640259 | 2079.5252 | 2079.5252 | 4923125.9236 | 11424290.9999 | 11548107.3048 | 861.8698 | 852.6291 | [6 empty] | 0 |  | 0 | 0 | [5 empty] | 123816.3049 | 51772.6706 | 123816.3049 | 51772.6706 | 103545341.2499
| Beaver | [5 empty] | 20688.3386 | 25473.9999 | 25473.9999 | [18 empty] | 0
| Boardman | 2745242.592 | 2640259 | 2640259 | [23 empty] | 0
| Coyote Springs | [5 empty] | 490066.679 | 1127834 | 1127834 | [17 empty] | 0 | 0
| Coyote Springs II | [5 empty] | 472240.628 | 1142118 | 1142118 | [18 empty] | 0
| Hermiston Generating Plant | [5 empty] | 1010217.313 | 2285944 | 2285944 | [17 empty] | 0 | 0
| Hermiston Power Partnership | [5 empty] | 1231691.9261 | 2888903 | 2888903 | [18 empty] | 0
| Klamath Cogeneration Plant | [5 empty] | 982068.1859 | 2224837 | 2348653.3049 | [17 empty] | 123816.3049 | 51772.6706
| Port Westward | [5 empty] | 716152.853 | 1729181 | 1729181 | [18 empty] | 0
Pennsylvania | PA | 92863656.1971 | 87052562 | 88107684.0471 | 2133.5077 | 2107.9582 | 22552383.1646 | 50028719.1127 | 52777802.3903 | 901.5775 | 854.6162 | 1241069.831 | 1638387 | 1638387 | 1514.9898 | 1514.9898 |  | 0 |  | 0 | 0 | [5 empty] | 3804205.3246 | 1575478.0591 | 3804205.3246 | 1575478.0591 | 3150956118.2281
| AES Beaver Valley Partners Beaver Valley | 1347101.5822 | 987770 | 1302820.7096 | [22 empty] | 315050.7096 | 325758.7988
| Allegheny Energy Units 3 4 & 5 | [5 empty] | 1297364.1181 | 3108469 | 3108469 | [18 empty] | 0
| Bethlehem Power Plant | [5 empty] | 2794022.5478 | 5811659.969 | 5811659.969 | [18 empty] | 0
| Brunot Island | [5 empty] | 19888.6359 | 21796 | 21796 | [18 empty] | 0
| Cambria Cogen | 993591.1616 | 609656 | 716969.0612 | [22 empty] | 107313.0612 | 148716.7507
| Cheswick Power Plant | 2571151.621 | 2423945 | 2423945 | [23 empty] | 0
| Colver Power Project | 1109706.6093 | 876524 | 876524 | [23 empty] | 0
| Conemaugh | 10766149.413 | 10626029 | 10626029 | [23 empty] | 0
| Ebensburg Power | 679274.4837 | 429747 | 429747 | [22 empty] | 0 | 0
| Eddystone Generating Station | [10 empty] | 98024.938 | 44832 | 44832 | [13 empty] | 0
| Elrama Power Plant | 130750.745 | 72353 | 72353 | [23 empty] | 0
| Fairless Energy Center | [5 empty] | 3505199.6172 | 8229948.9998 | 8229948.9998 | [18 empty] | 0
| Fayette Energy Facility | [5 empty] | 1882289.65 | 4270183 | 4270183 | [18 empty] | 0
| FirstEnergy Armstrong Power Station | 363083.997 | 331098 | 331098 | [23 empty] | 0
| FirstEnergy Bruce Mansfield | 17833496.767 | 17839739 | 17839739 | [23 empty] | 0
| FirstEnergy Mitchell Power Station | 1271715.734 | 1176625 | 1176625 | [7 empty] | 837.913 | -13181 | -13181 | [13 empty] | 0
| Foster Wheeler Mt Carmel Cogen | 518972.587 | 285329 | 356979.4079 | [22 empty] | 71650.4079 | 104164.5449
| FPL Energy Marcus Hook LP | [5 empty] | 2217424.5795 | 4603574.3769 | 4604398.5642 | [17 empty] | 824.1873 | 396.919
| Grays Ferry Cogeneration | [5 empty] | 629555.9863 | 867704.767 | 3615963.8572 | [17 empty] | 2748259.0902 | 478484.5841
| Hatfields Ferry Power Station | 9927195.281 | 9683817 | 9683817 | [23 empty] | 0
| Homer City Station | 10041794.29 | 9800835 | 9800835 | [23 empty] | 0
| Hunlock Power Station | [5 empty] | 173250.3879 | 357500.0001 | 357500.0001 | [18 empty] | 0
| Hunterstown | [5 empty] | 1861118.4079 | 4326384.0001 | 4326384.0001 | [18 empty] | 0
| John B Rich Memorial Power Station | 629003.545 | 419956 | 863513.5524 | [22 empty] | 443557.5524 | 323097.735
| Keystone | 9816792.366 | 9522766 | 9522766 | [23 empty] | 0
| Kline Township Cogen Facility | 637683.145 | 370033 | 374497.3833 | [22 empty] | 4464.3833 | 7601.8208
| Liberty Electric Power Plant | [5 empty] | 1630381.725 | 3801040.9999 | 3801040.9999 | [18 empty] | 0
| Lower Mount Bethel Energy | [5 empty] | 1432661.604 | 3351740.9999 | 3351740.9999 | [18 empty] | 0
| New Castle Plant | 445836.486 | 375594 | 375594 | [23 empty] | 0
| Northampton Generating Company LP | 1042891.392 | 808859 | 808859 | [22 empty] | 0 | 0
| Ontelaunee Energy Center | [5 empty] | 1464982.967 | 3396665 | 3396665 | [18 empty] | 0
| Panther Creek Energy Facility | 896262.5632 | 660868 | 660868 | [23 empty] | 0
| Piney Creek Project | 386422.4977 | 270528 | 270528 | [23 empty] | 0
| Portland | 175857.489 | 146295 | 146295 | [23 empty] | 0
| PPL Brunner Island | 6048178.357 | 5960827 | 5960827 | [23 empty] | 0
| PPL Ironwood LLC | [5 empty] | 1979625.8211 | 4398665.0001 | 4398665.0001 | [18 empty] | 0
| PPL Martins Creek | [10 empty] | 1141617.552 | 1616708 | 1616708 | [13 empty] | 0
| PPL Montour | 7891446.405 | 7994613 | 7994613 | [23 empty] | 0
| Schuylkill Generating Station | [10 empty] | 589.428 | -9972 | -9972 | [13 empty] | 0
| Scrubgrass Generating Company LP | 1041413.156 | 683328 | 683328 | [23 empty] | 0
| Seward | 2133324.355 | 1784224 | 1784224 | [23 empty] | 0
| Shawville | 1457952.128 | 1386483 | 1386483 | [23 empty] | 0
| St Nicholas Cogen Project | 1357317.691 | 706609 | 819694.9326 | [22 empty] | 113085.9326 | 187256.906
| Sunbury Generation LP | 226823.3124 | 163398 | 163398 | [23 empty] | 0
| Titus | 109557.592 | 96011 | 96011 | [23 empty] | 0
| Westwood Generation LLC | 369071.087 | 201267 | 201267 | [23 empty] | 0
| Wheelabrator Frackville Energy | 643838.358 | 357436 | 357436 | [22 empty] | 0 | 0
| York Energy Center | [5 empty] | 1664617.1169 | 3483386.9999 | 3483386.9999 | [18 empty] | 0
Rhode Island | RI | [5 empty] | 3735785.4701 | 8140017.2831 | 8140017.2831 | 917.8815 | 917.8815 | [6 empty] | 0 |  | 0 | 0 | [6 empty] | 0 | 0 | 0 | 0
| Entergy Rhode Island State Energy LP | [5 empty] | 1001562.937 | 2415704.0001 | 2415704.0001 | [18 empty] | 0
| Manchester Street | [5 empty] | 1257818.6 | 2556001.023 | 2556001.023 | [18 empty] | 0
| Ocean State Power | [5 empty] | 424406.055 | 868611 | 868611 | [18 empty] | 0
| Ocean State Power II | [5 empty] | 353210.6191 | 682491 | 682491 | [18 empty] | 0
| Pawtucket Power Associates | [5 empty] | 3555.014 | 6264.26 | 6264.26 | [18 empty] | 0
| Tiverton Power Plant | [5 empty] | 695232.245 | 1610946 | 1610946 | [18 empty] | 0
South Carolina | SC | 30794778.8866 | 28460318 | 28460318 | 2164.0502 | 2164.0502 | 4751978.9159 | 11209393.612 | 11224064.4266 | 847.8566 | 846.7483 | 350937.679 | 405616 | 405616 | 1730.3937 | 1730.3937 |  | 0 |  | 0 | 0 | [5 empty] | 14670.8146 | 5425.2734 | 14670.8146 | 5425.2734 | 10850546.8674
| Canadys Steam | 1626642.071 | 1652185 | 1652185 | [23 empty] | 0
| Cherokee County Cogen | [5 empty] | 339130.725 | 675978.45 | 675978.45 | [17 empty] | 0 | 0
| Columbia Energy Center | [5 empty] | 24435.637 | 51407.0901 | 66077.9047 | [17 empty] | 14670.8146 | 5425.2734
| Cope | 1846265.938 | 1988813 | 1988813 | [23 empty] | 0
| Cross | 14130509.429 | 13068757 | 13068757 | [23 empty] | 0
| Dolphus M Grainger | 0 | 0 | 0 | [23 empty] | 0
| H B Robinson | 245561.775 | 215236 | 215236 | [23 empty] | 0
| Jasper | [5 empty] | 1928948.366 | 4815441.043 | 4815441.043 | [18 empty] | 0
| Jefferies | 371185.986 | 313839 | 313839 | [7 empty] | 0 | -3417 | -3417 | [13 empty] | 0
| John S Rainey | [5 empty] | 1407465.3629 | 3371944.9999 | 3371944.9999 | [18 empty] | 0
| Kapstone | 1352709.8426 | 579252 | 579252 | [22 empty] | 0 | 0
| McMeekin | 521581.064 | 583272 | 583272 | [23 empty] | 0
| Urquhart | [5 empty] | 1051998.825 | 2294622.029 | 2294622.029 |  |  | 350937.679 | 409033 | 409033 | [13 empty] | 0
| W S Lee | 159408.648 | 129425 | 129425 | [23 empty] | 0
| Wateree | 4075988.577 | 3697547 | 3697547 | [23 empty] | 0
| Williams | 3481583.082 | 3719747 | 3719747 | [23 empty] | 0
| Winyah | 2983342.474 | 2512245 | 2512245 | [23 empty] | 0
South Dakota | SD | 3311944.6838 | 2923161 | 2923161 | 2266.0022 | 2266.0022 | 15325.945 | 27096 | 27096 | 1131.233 | 1131.233 | [6 empty] | 0 |  | 0 | 0 | [5 empty] | 0 | 0 | 0 | 0 | 0
| Ben French | 142308.6038 | 92798 | 92798 | [23 empty] | 0
| Big Stone | 3169636.08 | 2830363 | 2830363 | [22 empty] | 0 | 0
| Deer Creek Station | [5 empty] | 15325.945 | 27096 | 27096 | [18 empty] | 0
Tennessee | TN | 38575656.491 | 34373696 | 34373696 | 2244.487 | 2244.487 | 2661670.738 | 6548896.957 | 6548896.957 | 812.8608 | 812.8608 | [6 empty] | 0 |  | 0 | 0 | [5 empty] | 0 | 0 | 0 | 0 | 0
| Allen Steam Plant | 4433339.36 | 4098926 | 4098926 | [23 empty] | 0
| Bull Run | 1922962.502 | 1933223 | 1933223 | [23 empty] | 0
| Cumberland | 15497126.54 | 14449896 | 14449896 | [23 empty] | 0
| Gallatin | 7227350.734 | 6512789 | 6512789 | [23 empty] | 0
| John Sevier | 673770.362 | 562896 | 562896 |  |  | 1469954.2741 | 3457447 | 3457447 | [18 empty] | 0
| Johnsonville | 3961472.572 | 2876602 | 2876602 | [22 empty] | 0 | 0
| Kingston | 4859634.421 | 3939364 | 3939364 | [23 empty] | 0
| Lagoon Creek | [5 empty] | 1191716.4639 | 3091449.957 | 3091449.957 | [18 empty] | 0
Texas | TX | 155253012.164 | 138705137.9458 | 138705137.9458 | 2238.6051 | 2238.6051 | 71756364.5279 | 148010277.7022 | 171362034.8066 | 969.6133 | 837.4826 | 14394951.263 | 20911868 | 20911868 | 1376.7255 | 1376.7255 | 4575441.255 | 5627227.95 | 11674195.9707 | 1626.1795 | 783.8555 | [5 empty] | 29398725.1251 | 9492473.9805 | 35025953.0751 | 11697940.7191 | 23395881438.2836
| AES Deepwater | 89299.65 | 55890 | 55890 | [23 empty] | 0
| Arthur Von Rosenberg | [5 empty] | 792405.35 | 1853358 | 1853358 | [18 empty] | 0
| Barney M Davis | [5 empty] | 1127195.344 | 2360557 | 2360557 |  |  | 182323.145 | 255314 | 255314 | [13 empty] | 0
| Bastrop Energy Center | [5 empty] | 1313625.943 | 2880688.0001 | 2880688.0001 | [18 empty] | 0
| Baytown Energy Center | [5 empty] | 2054090.526 | 4623424 | 4835226.2507 | [17 empty] | 211802.2507 | 89977.3814
| Big Brown | 8290306.514 | 7276173 | 7276173 | [23 empty] | 0
| Black Hawk Station | [15 empty] | 1155459.743 | 1486931.99 | 2222399.569 | [7 empty] | 735467.579 | 382380.9146
| Bosque County Peaking | [5 empty] | 296362.8289 | 2174161.9999 | 2174161.9999 | [18 empty] | 0
| Brazos Valley Generating Facility | [5 empty] | 1459901.4031 | 3384915.0001 | 3384915.0001 | [18 empty] | 0
| Bryan | [10 empty] | 0 | 0 | 0 | [13 empty] | 0
| C R Wing Cogen Plant | [5 empty] | 128824.911 | 229062 | 277726.316 | [17 empty] | 48664.316 | 22573.2162
| Cedar Bayou | [10 empty] | 802895.661 | 1234483 | 1234483 | [13 empty] | 0
| Cedar Bayou 4 | [5 empty] | 766770.0879 | 1730714.0001 | 1730714.0001 | [18 empty] | 0
| Channel Energy Center LLC | [5 empty] | 1187497.4081 | 2535775.0421 | 4374597.8965 | [17 empty] | 1838822.8544 | 499153.848
| Channelview Cogeneration Plant | [5 empty] | 3196890.41 | 5358932.0001 | 10893843.1423 | [17 empty] | 5534911.1422 | 1624266.4889
| Clear Lake Cogeneration Ltd | [5 empty] | 314707.4589 | 515034 | 1010750.5358 | [17 empty] | 495716.5358 | 154346.385
| Coleto Creek | 5530020.779 | 5364223 | 5364223 | [23 empty] | 0
| Colorado Bend Energy Center | [5 empty] | 829752.362 | 1642079.9998 | 1642079.9998 | [18 empty] | 0
| Corpus Christi Energy Center | [5 empty] | 1424037.7311 | 2238880 | 2238880 | [17 empty] | 0 | 0
| Cottonwood Energy Project | [5 empty] | 3103004.6748 | 6993276 | 6993276 | [18 empty] | 0
| Dansby | [10 empty] | 85900.972 | 100605 | 100605 | [13 empty] | 0
| Decker Creek | [10 empty] | 700380.433 | 1021487 | 1021487 | [13 empty] | 0
| DeCordova Steam Electric Station | [10 empty] | 0 | 0 | 0 | [13 empty] | 0
| Deer Park Energy Center | [5 empty] | 3717861.9769 | 6235100 | 11562047.4231 | [17 empty] | 5326947.4231 | 1712919.395
| E S Joslin | [10 empty] | 0 | 0 | 0 | [13 empty] | 0
| Eastman Cogeneration Facility | [5 empty] | 1202233.5529 | 2044879.26 | 3189218.8058 | [17 empty] | 1144339.5458 | 431379.4323
| Ennis Power Company LLC | [5 empty] | 808232.436 | 2022150 | 2022150 | [18 empty] | 0
| Fayette Power Project | 10051589.175 | 8319871 | 8319871 | [23 empty] | 0
| Forney Energy Center | [5 empty] | 4082645.9292 | 9105730 | 9105730 | [18 empty] | 0
| Freestone Energy Center | [5 empty] | 2269738.747 | 5316967 | 5316967 | [18 empty] | 0
| Frontera Energy Center | [5 empty] | 1351649.164 | 3060830.9999 | 3060830.9999 | [18 empty] | 0
| Gibbons Creek | 1755371.257 | 1513339 | 1513339 | [23 empty] | 0
| Graham | [10 empty] | 143422.12 | 201812 | 201812 | [13 empty] | 0
| Greens Bayou | [10 empty] | 78042.492 | 89294 | 89294 | [13 empty] | 0
| Gregory Power Facility | [5 empty] | 1788192.478 | 2748262.48 | 7381155.3574 | [17 empty] | 4632892.8774 | 1122385.8316
| Guadalupe Generating Station | [5 empty] | 1001466.35 | 2290063 | 2290063 | [18 empty] | 0
| Handley | [10 empty] | 601014.992 | 858455 | 858455 | [13 empty] | 0
| Harrington | 6961820.233 | 6176011 | 6176011 | [23 empty] | 0
| Harrison County Power Project | [5 empty] | 310600.283 | 684263.9999 | 684263.9999 | [18 empty] | 0
| Hays Energy Project | [5 empty] | 841085.429 | 1887038 | 1887038 | [18 empty] | 0
| Hidalgo Energy Center | [5 empty] | 1156385.0509 | 2718188 | 2718188 | [18 empty] | 0
| J K Spruce | 10050753.075 | 9332089 | 9332089 | [23 empty] | 0
| J Robert Massengale | [5 empty] | 72679.015 | 120357.9999 | 120357.9999 | [17 empty] | 0 | 0
| J T Deely | 3839280.675 | 3765341 | 3765341 | [23 empty] | 0
| Jack County | [5 empty] | 2308806.0898 | 5521746.9998 | 5521746.9998 | [18 empty] | 0
| Johnson County | [5 empty] | 426133.376 | 880386.99 | 880386.99 | [18 empty] | 0
| Jones | [10 empty] | 1120318.183 | 1737879 | 1737879 | [13 empty] | 0
| Knox Lee | [10 empty] | 400859.914 | 608492 | 608492 | [13 empty] | 0
| Lake Creek | [10 empty] | 0 | 0 | 0 | [13 empty] | 0
| Lake Hubbard | [10 empty] | 155245.62 | 193399 | 193399 | [13 empty] | 0
| Lamar Power Project | [5 empty] | 2164902.6098 | 4913162.9999 | 4913162.9999 | [18 empty] | 0
| Leon Creek | [10 empty] | 0 | 0 | 0 | [13 empty] | 0
| Lewis Creek | [10 empty] | 1035972.719 | 1503571 | 1503571 | [13 empty] | 0
| Limestone | 12537785.652 | 11516465 | 11516465 | [23 empty] | 0
| Lone Star | [10 empty] | 17771.099 | 23684 | 23684 | [13 empty] | 0
| Lost Pines 1 Power Project | [5 empty] | 1550517.5931 | 3673450 | 3673450 | [18 empty] | 0
| Magic Valley Generating Station | [5 empty] | 1826228.5161 | 4143918 | 4143918 | [18 empty] | 0
| Martin Lake | 17048443.252 | 14755342 | 14755342 | [23 empty] | 0
| Midlothian Energy Facility | [5 empty] | 2240442.1452 | 4930168.0002 | 4930168.0002 | [18 empty] | 0
| Monticello | 8729260.714 | 7383139 | 7383139 | [23 empty] | 0
| Moore County | [10 empty] | 45056.135 | 52123 | 52123 | [13 empty] | 0
| Mountain Creek | [10 empty] | 571220.601 | 847034 | 847034 | [13 empty] | 0
| Mustang Station | [5 empty] | 1192836.3071 | 2633737.9999 | 2633737.9999 | [18 empty] | 0
| Newman | [5 empty] | 1119576.4169 | 1870133.8299 | 1870133.8299 |  |  | 613702.198 | 891480 | 891480 | [13 empty] | 0
| Nichols | [10 empty] | 787291.368 | 1175274 | 1175274 | [13 empty] | 0
| Nueces Bay | [5 empty] | 1150028.891 | 2498474 | 2498474 | [18 empty] | 0
| O W Sommers | [10 empty] | 489511 | 660065 | 660065 | [13 empty] | 0
| Oak Grove | 12370922.733 | 11153998 | 11153998 | [23 empty] | 0
| Odessa Ector Generating Station | [5 empty] | 1743839.111 | 3562666.0002 | 3562666.0002 | [18 empty] | 0
| Oklaunion | 3614819.618 | 3118474 | 3118474 | [23 empty] | 0
| Optim Energy Altura Cogen LLC | [5 empty] | 1973688.1182 | 2794319.0001 | 2974296.6656 | [17 empty] | 179977.6655 | 119429.8417
| Oyster Creek Unit VIII | [5 empty] | 1537669.2196 | 2302323.9999 | 2729938.8991 | [17 empty] | 427614.8992 | 240858.9689
| Paris Energy Center | [5 empty] | 221346.009 | 403513 | 403513 | [18 empty] | 0
| Pasadena Cogeneration | [5 empty] | 1923667.9179 | 4636293 | 5460874.0615 | [17 empty] | 824581.0615 | 290470.0083
| Permian Basin | [10 empty] | 0 | 0 | 0 | [13 empty] | 0
| Pirkey | 4525367.597 | 4323455 | 4323455 | [23 empty] | 0
| Plant X | [10 empty] | 1054756.866 | 1546095 | 1546095 | [13 empty] | 0
| Powerlane Plant | [10 empty] | 21295.125 | 16622 | 16622 | [13 empty] | 0
| Quail Run Energy Center | [5 empty] | 245195.794 | 421079.0002 | 421079.0002 | [18 empty] | 0
| R W Miller | [10 empty] | 174849.181 | 249092 | 249092 | [13 empty] | 0
| Ray Olinger | [10 empty] | 74435.075 | 96161 | 96161 | [13 empty] | 0
| Rio Nogales Power Project | [5 empty] | 1215059.6899 | 2755730.9999 | 2755730.9999 | [18 empty] | 0
| Sabine | [10 empty] | 2524874.083 | 3663789 | 3663789 | [13 empty] | 0
| Sabine Cogen | [5 empty] | 493528.8511 | 643632 | 1558480.049 | [17 empty] | 914848.049 | 289707.8515
| Sam Bertron | [10 empty] | 107567.446 | 143665 | 143665 | [13 empty] | 0
| Sam Rayburn | [5 empty] | 118852.4949 | 235557.9999 | 235557.9999 |  |  | 0 | -862 | -862 | [13 empty] | 0
| San Jacinto Steam Electric Station | [15 empty] | 756826.458 | 906994 | 906994 | [8 empty] | 0
| San Miguel | 3782604.75 | 2901545 | 2901545 | [23 empty] | 0
| Sand Hill | [5 empty] | 609032.715 | 1304740 | 1304740 | [18 empty] | 0
| Sandow No 4 | 4902043.255 | 4356210 | 4356210 | [23 empty] | 0
| Sandow No 5 | 4621065.333 | 4372741 | 4372741 | [23 empty] | 0
| Sandy Creek Energy Station | 627972.6 | 102607.9458 | 102607.9458 | [23 empty] | 0
| Silas Ray | [5 empty] | 35417.086 | 50819 | 50819 | [18 empty] | 0
| Sim Gideon | [10 empty] | 203018.688 | 306069 | 306069 | [13 empty] | 0
| Spencer | [10 empty] | 23260.1 | 27399 | 27399 | [13 empty] | 0
| SRW Cogen LP | [5 empty] | 2504777.403 | 2898234.9991 | 3445087.5218 | [17 empty] | 546852.5227 | 397593.3363
| Stryker Creek | [10 empty] | 183512.591 | 243233 | 243233 | [13 empty] | 0
| Sweeny Cogen Facility | [15 empty] | 2663155.054 | 3233301.96 | 8544802.4017 | [7 empty] | 5311500.4417 | 1655433.1605
| T H Wharton | [5 empty] | 305606.2758 | 515679.0002 | 515679.0002 | [18 empty] | 0
| Tenaska Frontier Generation Station | [5 empty] | 2200117.151 | 4962757 | 4962757 | [18 empty] | 0
| Tenaska Gateway Generating Station | [5 empty] | 1805466.2989 | 4128107 | 4128107 | [18 empty] | 0
| Texas City Power Plant | [5 empty] | 920512.173 | 1227291.0011 | 2451076.9621 | [17 empty] | 1223785.961 | 459597.9203
| Thomas C Ferguson | [10 empty] | 171139.36 | 257246 | 257246 | [13 empty] | 0
| Tolk | 7745031.005 | 7574167 | 7574167 | [23 empty] | 0
| Trinidad | [10 empty] | 41364.791 | 55193 | 55193 | [13 empty] | 0
| Twin Oaks Power One | 1726974.503 | 1513736 | 1513736 | [23 empty] | 0
| Ty Cooke | [10 empty] | 129514.838 | 170918 | 170918 | [13 empty] | 0
| V H Braunig | [10 empty] | 451477.625 | 655191 | 655191 | [13 empty] | 0
| Valley | [10 empty] | 0 | 0 | 0 | [12 empty] | 0 | 0
| Victoria | [5 empty] | 332163.983 | 701099 | 701099 | [18 empty] | 0
| W A Parish | 15063386.727 | 13550222 | 13550222 | [7 empty] | 582092.216 | 825053 | 825053 | [13 empty] | 0
| Welsh | 11388893.067 | 10280099 | 10280099 | [23 empty] | 0
| Wilkes | [10 empty] | 820864.626 | 1202553 | 1202553 | [13 empty] | 0
| Wise County Power LLC | [5 empty] | 1762199.053 | 4109048.1 | 4109048.1 | [18 empty] | 0
| Wolf Hollow I LP | [5 empty] | 1230916.3879 | 2537521 | 2537521 | [18 empty] | 0
Utah | UT | 28300730.3559 | 27332140 | 27332140 | 2070.8756 | 2070.8756 | 2409060.2751 | 5447362 | 5447362 | 884.4869 | 884.4869 | 112343.315 | 120348 | 120348 | 1866.9744 | 1866.9744 |  | 0 |  | 0 | 0 | [6 empty] | 0 | 0 | 0 | 0
| Carbon | 1533476.336 | 1287240 | 1287240 | [23 empty] | 0
| Currant Creek | [5 empty] | 948918.2031 | 2132522.9999 | 2132522.9999 | [18 empty] | 0
| Gadsby | [10 empty] | 112343.315 | 120348 | 120348 | [13 empty] | 0
| Hunter | 9715839.571 | 9118876 | 9118876 | [23 empty] | 0
| Huntington | 6801854.471 | 6744160 | 6744160 | [23 empty] | 0
| Intermountain Power Project | 9713702.95 | 9763629 | 9763629 | [23 empty] | 0
| Lake Side 2 | [5 empty] | 0 | 0 | 0 | [18 empty] | 0
| Lake Side Power Plant | [5 empty] | 1259615.075 | 2890938.0001 | 2890938.0001 | [18 empty] | 0
| Nebo Power Station | [5 empty] | 200526.997 | 423901 | 423901 | [18 empty] | 0
| Sunnyside Cogen Associates | 535857.0279 | 418235 | 418235 | [23 empty] | 0
Ute | Ute Territory | 3314096.525 | 3090433 | 3090433 | [23 empty] | 0
| Bonanza | 3314096.525 | 3090433 | 3090433 | [23 empty] | 0
Virginia | VA | 16596286.8628 | 13641552 | 14636193.6681 | 2433.1963 | 2267.8419 | 10485032.583 | 23070349.8473 | 23215996.1613 | 908.9617 | 903.2593 | 284130.72 | 343908 | 343908 | 1652.3647 | 1652.3647 |  | 0 |  | 0 | 0 | [5 empty] | 1140287.9821 | 1290949.2961 | 1140287.9821 | 1290949.2961 | 2581898592.1833
| Altavista Power Station | 60.6653 | 0 | 0 | [23 empty] | 0
| Bear Garden | [5 empty] | 1698810.303 | 3998495.956 | 3998495.956 | [18 empty] | 0
| Bellmeade Power Station | [5 empty] | 618235.2819 | 1199451.9591 | 1199451.9591 | [18 empty] | 0
| Birchwood Power | 454876.2685 | 406071 | 406071 | [23 empty] | 0
| Bremo Bluff | 368692.678 | 351866 | 351866 | [23 empty] | 0
| Chesapeake | 1539543.699 | 1386577 | 1386577 | [23 empty] | 0
| Chesterfield | 3787923.48 | 3614162 | 3614162 |  |  | 1198888.482 | 2746205.951 | 2746205.951 | [18 empty] | 0
| Clinch River | 918331.166 | 805094 | 805094 | [23 empty] | 0
| Clover | 4897874.915 | 4400124 | 4400124 | [23 empty] | 0
| Doswell Energy Center | [5 empty] | 1660973.364 | 3340129 | 3340129 | [18 empty] | 0
| Glen Lyn | 98132.991 | 79742 | 79742 | [23 empty] | 0
| Gordonsville Energy LP | [5 empty] | 667150.186 | 1288917 | 1288917 | [18 empty] | 0
| Hopewell Cogeneration | [5 empty] | 684730.075 | 1246206.995 | 1391853.309 | [17 empty] | 145646.314 | 71651.5245
| Hopewell Power Station | 34941.278 | 24935 | 24935 | [23 empty] | 0
| James River Genco LLC | 463569.803 | 35556 | 431478.6724 | [22 empty] | 395922.6724 | 425369.3334
| Mecklenburg Power Station | 253910.31 | 170551 | 170551 | [23 empty] | 0
| Portsmouth Genco LLC | 52908.014 | 32124 | 32124 | [23 empty] | 0
| Possum Point | [5 empty] | 1683457.942 | 3901759.9861 | 3901759.9861 |  |  | 197222.311 | 251787 | 251787 | [13 empty] | 0
| Potomac River | 434300.173 | 305092 | 305092 | [23 empty] | 0
| Southampton Power Station | 75805.689 | 37440 | 37440 | [22 empty] | 0 | 0
| Spruance Genco LLC | 1062685.971 | 202676 | 801394.9957 | [22 empty] | 598718.9957 | 793928.4382
| Tenaska Virginia Generating Station | [5 empty] | 2272786.9491 | 5349183.0001 | 5349183.0001 | [18 empty] | 0
| Virginia City Hybrid Energy Center | 1465830.279 | 1132616 | 1132616 | [23 empty] | 0
| Yorktown | 686899.483 | 656926 | 656926 | [7 empty] | 86908.409 | 92121 | 92121 | [13 empty] | 0
Washington | WA | 4542415.372 | 3735730 | 3735730 | 2431.8756 | 2431.8756 | 2817768.016 | 5665045 | 6846858.6845 | 994.791 | 823.0834 | [6 empty] | 0 |  | 0 | 0 | [5 empty] | 1181813.6845 | 420539.621 | 1181813.6845 | 420539.621 | 841079242.0525
| Chehalis Generating Facility | [5 empty] | 408135.4579 | 849363 | 849363 | [18 empty] | 0
| Encogen | [5 empty] | 56908.2611 | 112372.0001 | 112372.0001 | [17 empty] | 0 | 0
| Ferndale Generating Station | [5 empty] | 15774.281 | 43310.9999 | 43586.3786 | [17 empty] | 275.3787 | 99.6619
| Frederickson Power LP | [5 empty] | 153218.706 | 351408 | 351408 | [18 empty] | 0
| Goldendale Generating Station | [5 empty] | 358644.31 | 897457 | 897457 | [18 empty] | 0
| Grays Harbor Energy Facility | [5 empty] | 66307.312 | 156458 | 156458 | [18 empty] | 0
| March Point Cogeneration | [5 empty] | 803258.503 | 1075813 | 2257351.3058 | [17 empty] | 1181538.3058 | 420439.9591
| Mint Farm Generating Station | [5 empty] | 477775.309 | 1107026 | 1107026 | [18 empty] | 0
| River Road Gen Plant | [5 empty] | 360308.069 | 846112 | 846112 | [18 empty] | 0
| Sumas Power Plant | [5 empty] | 117437.807 | 225725 | 225725 | [17 empty] | 0 | 0
| Transalta Centralia Generation | 4542415.372 | 3735730 | 3735730 |  |  | 0 | 0 | 0 | [18 empty] | 0
Wisconsin | WI | 37938964.6443 | 32112721 | 32112721 | 2362.862 | 2362.862 | 4335785.5287 | 10244272.9537 | 10404462.1635 | 846.4799 | 833.4473 | 42850.83 | 47668 | 47668 | 1797.8866 | 1797.8866 |  | 0 |  | 0 | 0 | [5 empty] | 160189.2098 | 66811.5272 | 160189.2098 | 66811.5272 | 133623054.3515
| Alma | 98381.679 | 71045 | 71045 | [23 empty] | 0
| Blount Street | [10 empty] | 42850.83 | 47668 | 47668 | [13 empty] | 0
| Columbia | 8637894.4 | 7320205 | 7320205 | [23 empty] | 0
| Edgewater | 3990738.955 | 3598166 | 3598166 | [23 empty] | 0
| Elm Road Generating Station | 2226187.061 | 1951956 | 1951956 | [23 empty] | 0
| Fox Energy Center | [5 empty] | 1092648.383 | 2924908.948 | 2924908.948 | [18 empty] | 0
| Genoa | 1042716.143 | 918013 | 918013 | [23 empty] | 0
| John P Madgett | 2306552.573 | 1932549 | 1932549 | [23 empty] | 0
| LSP-Whitewater LP | [5 empty] | 465157.675 | 955086.006 | 1115275.2158 | [17 empty] | 160189.2098 | 66811.5272
| Manitowoc | 121092.6473 | 69633 | 69633 | [22 empty] | 0 | 0
| Nelson Dewey Coal Refining Facility | 1198230.503 | 849181 | 849181 | [23 empty] | 0
| Pleasant Prairie | 6890497.426 | 5352811 | 5352811 | [23 empty] | 0
| Port Washington Generating Station | [5 empty] | 2108063.3492 | 4961685.9998 | 4961685.9998 | [18 empty] | 0
| Pulliam | 709589.492 | 593716 | 593716 | [23 empty] | 0
| Riverside Energy Center | [5 empty] | 483099.639 | 1148775.9999 | 1148775.9999 | [18 empty] | 0
| South Oak Creek | 4865640.483 | 4003764 | 4003764 | [23 empty] | 0
| Valley | 931958.947 | 486311 | 486311 | [22 empty] | 0 | 0
| West Campus Cogeneration Facility | [5 empty] | 186816.4825 | 253816 | 253816 | [17 empty] | 0 | 0
| Weston | 4919484.335 | 4965371 | 4965371 | [23 empty] | 0
West Virginia | WV | 72320462.3654 | 70074636 | 70344848.8326 | 2064.0981 | 2056.1694 | [11 empty] | 0 |  | 0 | 0 | [5 empty] | 270212.8326 | 284534.9394 | 270212.8326 | 284534.9394 | 569069878.8155
| FirstEnergy Albright | 208567.053 | 169449 | 169449 | [23 empty] | 0
| FirstEnergy Fort Martin Power Station | 5579623.911 | 5554695 | 5554695 | [23 empty] | 0
| FirstEnergy Harrison Power Station | 10348557.328 | 10008199 | 10008199 | [23 empty] | 0
| FirstEnergy Pleasants Power Station | 7999232.727 | 7981840 | 7981840 | [23 empty] | 0
| FirstEnergy Rivesville | 8404.585 | -1515 | -1515 | [23 empty] | 0
| FirstEnergy Willow Island | 25561.248 | 13728 | 13728 | [23 empty] | 0
| Grant Town Power Plant | 1000609.364 | 660511 | 660511 | [23 empty] | 0
| John E Amos | 13060997.293 | 12969046 | 12969046 | [23 empty] | 0
| Kammer | 1885501.441 | 1784836 | 1784836 | [23 empty] | 0
| Kanawha River | 1137942.384 | 999296 | 999296 | [23 empty] | 0
| Longview Power LLC | 3816811.112 | 4167850 | 4167850 | [23 empty] | 0
| Mitchell | 7698599.7217 | 7544338 | 7544338 | [23 empty] | 0
| Morgantown Energy Facility | 714917.2969 | 408719 | 678931.8326 | [22 empty] | 270212.8326 | 284534.9394
| Mountaineer | 8717751.7868 | 8292574 | 8292574 | [23 empty] | 0
| Mt Storm | 9031420.178 | 8533705 | 8533705 | [23 empty] | 0
| North Branch | 0 | 0 | 0 | [23 empty] | 0
| Philip Sporn | 1085964.936 | 987365 | 987365 | [23 empty] | 0
Wyoming | WY | 49998736.128 | 42907427 | 42907427 | 2330.5399 | 2330.5399 | [11 empty] | 0 |  | 0 | 0 | [6 empty] | 0 | 0 | 0 | 0
| Dave Johnston | 5720670.762 | 4906510 | 4906510 | [23 empty] | 0
| Dry Fork Station | 3555712.918 | 3093371 | 3093371 | [23 empty] | 0
| Jim Bridger | 14994886.137 | 13625135 | 13625135 | [23 empty] | 0
| Laramie River Station | 13324302.66 | 10997853 | 10997853 | [23 empty] | 0
| Naughton | 5661930.288 | 5064299 | 5064299 | [23 empty] | 0
| Neil Simpson II | 780568.089 | 568601 | 568601 | [23 empty] | 0
| Wygen 1 | 895125.961 | 684671 | 684671 | [23 empty] | 0
| Wygen 2 | 745459.233 | 587832 | 587832 | [23 empty] | 0
| Wygen III | 1004747.784 | 855131 | 855131 | [23 empty] | 0
| Wyodak | 3315332.296 | 2524024 | 2524024 | [23 empty] | 0
*The emissions calculated as "associated with useful thermal output" are a subset of the CO2 emissions shown in the technology totals in columns C, H, M, & R
* See "Cogen UTO Derivation" worksheet columns P and Q for derivation of values used in column AC

## Unit-Level Inventory
Category | State | Plant Name | ORIS code | Generator ID | Fuel type | Prime mover type | Nameplate Capacity (MW) | UNITKEEP (CA<25 part of CC with CT>25) | Source Category | Cogen Flag Y/N | Exclusion Description
EXCLUDE | MI | The Andersons Albion Ethanol LLC | 58330 | 9611 | NG | ST | 2 |  | Industrial CHP | Y | Steam unit (PRMVR=ST) under 25MW/250 MMBtu/hr
EXCLUDE | TX | Norit Americas Marshall Plant | 54972 | 8512 | LIG | ST | 2 |  | Industrial Non-CHP | N | Steam unit (PRMVR=ST) under 25MW/250 MMBtu/hr
EXCLUDE | MN | Perham Incinerator | 56243 | 1 | MSB | ST | 4.5 |  | Commercial CHP | Y | Non Fossil fuel type
EXCLUDE | MO | Wentzville Assembly & Contiguous | 57932 | GEN1 | BIT | ST | 3 |  | Industrial CHP | Y | Steam unit (PRMVR=ST) under 25MW/250 MMBtu/hr
EXCLUDE | LA | M A Patout Son Ltd | 51008 | 2000 | AB | ST | 2 |  | Industrial CHP | Y | Non Fossil fuel type
EXCLUDE | LA | M A Patout Son Ltd | 51008 | 1000 | AB | ST | 1 |  | Industrial CHP | Y | Non Fossil fuel type
EXCLUDE | OH | Toledo Ref Power Recovery Train | 50965 | GEN1 | PC | OT | 6 |  | Industrial CHP | Y | Simple Cycle Turbine (PRMVR=GT or OT) unit under 25MW
EXCLUDE | TX | PRSI FCC Generator | 58069 | 55M1 | PC | ST | 4.7 |  | Industrial CHP | Y | Steam unit (PRMVR=ST) under 25MW/250 MMBtu/hr
EXCLUDE | AL | Alabama River Pulp | 10216 | GEN1 | BLQ | ST | 48 |  | Industrial CHP | Y | Commercial/Industrial Unit
EXCLUDE | MD | Harford Waste to Energy Facility | 54935 | 001 | MSB | ST | 1.2 |  | Commercial CHP | Y | Non Fossil fuel type
Exclude | KS | Clifton | 8037 | 1 | NG | GT | 85 |  | Electric Utility | N | Low utilization CT
OGST | AR | Lake Catherine | 170 | 2 | NG | ST | 40 |  | Electric Utility | N
EXCLUDE | FL | S O Purdom | 689 | GT1 | NG | GT | 15 |  | Electric Utility | N | Simple Cycle Turbine (PRMVR=GT or OT) unit under 25MW
EXCLUDE | FL | S O Purdom | 689 | GT2 | NG | GT | 15 |  | Electric Utility | N | Simple Cycle Turbine (PRMVR=GT or OT) unit under 25MW
Exclude | IN | Connersville | 1002 | 2 | DFO | GT | 41.8 |  | Electric Utility | N | Low utilization CT
EXCLUDE | MN | Silver Lake | 2008 | 1 | BIT | ST | 8 |  | Electric Utility | N | Steam unit (PRMVR=ST) under 25MW/250 MMBtu/hr
Exclude | IN | Connersville | 1002 | 1 | DFO | GT | 41.8 |  | Electric Utility | N | Low utilization CT
EXCLUDE | TX | Rio Grande Valley Sugar Growers | 54338 | GEND | AB | ST | 16 |  | Industrial CHP | Y | Non Fossil fuel type
EXCLUDE | TX | Rio Grande Valley Sugar Growers | 54338 | GENA | AB | ST | 2.5 |  | Industrial CHP | Y | Non Fossil fuel type
EXCLUDE | TX | Rio Grande Valley Sugar Growers | 54338 | GENB | AB | ST | 2.5 |  | Industrial CHP | Y | Non Fossil fuel type
EXCLUDE | TX | Rio Grande Valley Sugar Growers | 54338 | GENC | AB | ST | 2.5 |  | Industrial CHP | Y | Non Fossil fuel type
EXCLUDE | NH | Dartmouth College Heating Plant | 54409 | GEN3 | RFO | ST | 3 |  | Commercial CHP | Y | Steam unit (PRMVR=ST) under 25MW/250 MMBtu/hr
EXCLUDE | NH | Dartmouth College Heating Plant | 54409 | GEN1 | RFO | ST | 2 |  | Commercial CHP | Y | Steam unit (PRMVR=ST) under 25MW/250 MMBtu/hr
EXCLUDE | NH | Dartmouth College Heating Plant | 54409 | GEN2 | RFO | ST | 2 |  | Commercial CHP | Y | Steam unit (PRMVR=ST) under 25MW/250 MMBtu/hr
EXCLUDE | WY | FMC Westvaco | 57915 | 1 | SUB | ST | 3.5 |  | Industrial CHP | Y | Steam unit (PRMVR=ST) under 25MW/250 MMBtu/hr
EXCLUDE | IN | CC Perry K | 992 | 6 | BIT | ST | 5 |  | Industrial/IPP CHP | Y | Steam unit (PRMVR=ST) under 25MW/250 MMBtu/hr
EXCLUDE | IN | CC Perry K | 992 | 7 | BIT | ST | 1.7 |  | Industrial/IPP CHP | Y | Steam unit (PRMVR=ST) under 25MW/250 MMBtu/hr
EXCLUDE | TX | Central Utility Plant | 10184 | TG1 | NG | ST | 2.3 |  | Commercial CHP | Y | Steam unit (PRMVR=ST) under 25MW/250 MMBtu/hr
EXCLUDE | IL | Archer Daniels Midland Peoria | 10866 | GEN1 | BIT | ST | 1.5 |  | Industrial CHP | Y | Steam unit (PRMVR=ST) under 25MW/250 MMBtu/hr
EXCLUDE | IL | Archer Daniels Midland Peoria | 10866 | GEN2 | BIT | ST | 1.5 |  | Industrial CHP | Y | Steam unit (PRMVR=ST) under 25MW/250 MMBtu/hr
EXCLUDE | IL | Archer Daniels Midland Peoria | 10866 | GEN3 | BIT | ST | 4 |  | Industrial CHP | Y | Steam unit (PRMVR=ST) under 25MW/250 MMBtu/hr
EXCLUDE | IL | Archer Daniels Midland Peoria | 10866 | GEN4 | BIT | ST | 4 |  | Industrial CHP | Y | Steam unit (PRMVR=ST) under 25MW/250 MMBtu/hr
EXCLUDE | IL | Archer Daniels Midland Peoria | 10866 | GEN5 | BIT | ST | 4 |  | Industrial CHP | Y | Steam unit (PRMVR=ST) under 25MW/250 MMBtu/hr
EXCLUDE | ND | Walhalla | 55638 | GEN1 | SUB | ST | 2 |  | Industrial CHP | Y | Steam unit (PRMVR=ST) under 25MW/250 MMBtu/hr
OGST | FL | C D McIntosh Jr | 676 | ST1 | NG | ST | 103.5 |  | Electric Utility | N
EXCLUDE | AR | Columbia Flooring Melbourne | 56182 | Kato | WDS | ST | 2 |  | Industrial CHP | Y | Non Fossil fuel type
OGST | LA | Arsenal Hill | 1416 | 5 | NG | ST | 125 |  | Electric Utility | N
EXCLUDE | CT | Middletown | 562 | 10 | KER | GT | 18.5 |  | Electric Utility/IPP Non-CHP | N | Simple Cycle Turbine (PRMVR=GT or OT) unit under 25MW
COALST | WV | FirstEnergy Rivesville | 3945 | 6 | BIT | ST | 74.7 |  | Electric Utility | N
OGST | DE | McKee Run | 599 | 3 | NG | ST | 113.6 |  | Electric Utility/IPP Non-CHP | N
EXCLUDE | CA | Elk Hills Cogen | 55950 | U1 | NG | GT | 23.3 |  | Industrial CHP | Y | Simple Cycle Turbine (PRMVR=GT or OT) unit under 25MW
EXCLUDE | CA | Elk Hills Cogen | 55950 | U2 | NG | GT | 23.3 |  | Industrial CHP | Y | Simple Cycle Turbine (PRMVR=GT or OT) unit under 25MW
EXCLUDE | MN | Southern Minnesota Beet Sugar | 54533 | 0001 | SUB | ST | 7.5 |  | Industrial CHP | Y | Steam unit (PRMVR=ST) under 25MW/250 MMBtu/hr
EXCLUDE | WI | UW Madison Charter Street Plant | 54408 | 1 | BIT | ST | 9.7 |  | Commercial CHP | Y | Steam unit (PRMVR=ST) under 25MW/250 MMBtu/hr
EXCLUDE | NE | North Denver | 2244 | 5 | NG | ST | 22 |  | Electric Utility | N | Steam unit (PRMVR=ST) under 25MW/250 MMBtu/hr
OGST | FL | Tom G Smith | 673 | S3 | NG | ST | 26.5 |  | Electric Utility | N
EXCLUDE | MI | MSC Croswell | 57950 | 1 | BIT | ST | 1.3 |  | Industrial Non-CHP | N | Steam unit (PRMVR=ST) under 25MW/250 MMBtu/hr
EXCLUDE | AL | Alabama Pine Pulp | 54429 | GEN2 | BLQ | ST | 69 |  | Industrial CHP | Y | Commercial/Industrial Unit
EXCLUDE | MN | Silver Lake | 2008 | 2 | BIT | ST | 12 |  | Electric Utility | N | Steam unit (PRMVR=ST) under 25MW/250 MMBtu/hr
EXCLUDE | PA | Juniata Locomotive Shop | 10302 | GEN1 | BIT | ST | 2 |  | Commercial CHP | Y | Steam unit (PRMVR=ST) under 25MW/250 MMBtu/hr
EXCLUDE | PA | Juniata Locomotive Shop | 10302 | GEN2 | BIT | ST | 2 |  | Commercial CHP | Y | Steam unit (PRMVR=ST) under 25MW/250 MMBtu/hr
EXCLUDE | TX | Valero Energy Port Arthur Refinery | 52108 | GEN1 | NG | CC | 17.2 |  | Industrial CHP | Y | Combined Cycle (PRMVR=CC) unit under 25MW
EXCLUDE | TX | Valero Energy Port Arthur Refinery | 52108 | GEN2 | NG | CC | 13.7 |  | Industrial CHP | Y | Combined Cycle (PRMVR=CC) unit under 25MW
EXCLUDE | TX | Valero Energy Port Arthur Refinery | 52108 | GEN4 | OG | CC | 10 |  | Industrial CHP | Y | Combined Cycle (PRMVR=CC) unit under 25MW
EXCLUDE | TX | Valero Energy Port Arthur Refinery | 52108 | GEN5 | OG | CC | 10 |  | Industrial CHP | Y | Combined Cycle (PRMVR=CC) unit under 25MW
EXCLUDE | TX | Valero Energy Port Arthur Refinery | 52108 | GEN6 | OG | CC | 10 |  | Industrial CHP | Y | Combined Cycle (PRMVR=CC) unit under 25MW
EXCLUDE | TX | Valero Energy Port Arthur Refinery | 52108 | GEN7 | OG | CC | 10 |  | Industrial CHP | Y | Combined Cycle (PRMVR=CC) unit under 25MW
EXCLUDE | WA | Port Townsend Paper | 50544 | GEN4 | BLQ | ST | 3 |  | Industrial CHP | Y | Steam unit (PRMVR=ST) under 25MW/250 MMBtu/hr
EXCLUDE | WA | Port Townsend Paper | 50544 | GEN6 | BLQ | ST | 7.5 |  | Industrial CHP | Y | Steam unit (PRMVR=ST) under 25MW/250 MMBtu/hr
EXCLUDE | IN | Covanta Indianapolis Energy | 50647 | GEN1 | MSB | ST | 6.5 |  | Commercial CHP | Y | Non Fossil fuel type
Exclude | GA | McManus | 715 | 4A | DFO | GT | 55.4 |  | Electric Utility | N | Low utilization CT
COALST | VA | James River Genco LLC | 10377 | GEN1 | BIT | ST | 57.4 |  | IPP CHP | Y
EXCLUDE | WY | Sinclair Oil Refinery | 54374 | NO1 | NG | ST | 0.4 |  | Industrial CHP | Y | Steam unit (PRMVR=ST) under 25MW/250 MMBtu/hr
EXCLUDE | WY | Sinclair Oil Refinery | 54374 | NO2 | NG | ST | 0.4 |  | Industrial CHP | Y | Steam unit (PRMVR=ST) under 25MW/250 MMBtu/hr
EXCLUDE | WY | Sinclair Oil Refinery | 54374 | NO3 | NG | ST | 1.3 |  | Industrial CHP | Y | Steam unit (PRMVR=ST) under 25MW/250 MMBtu/hr
EXCLUDE | WA | SDS Lumber Gorge Energy Division | 50231 | TG2 | WDS | ST | 5 |  | Industrial CHP | Y | Non Fossil fuel type
EXCLUDE | WA | SDS Lumber Gorge Energy Division | 50231 | TG3 | WDS | ST | 5 |  | Industrial CHP | Y | Non Fossil fuel type
EXCLUDE | ME | East Millinocket Mill | 55830 | M2S1 | WDS | ST | 15.6 |  | Industrial CHP | Y | Non Fossil fuel type
EXCLUDE | ME | East Millinocket Mill | 55830 | M2S2 | WDS | ST | 15.6 |  | Industrial CHP | Y | Non Fossil fuel type
EXCLUDE | ME | East Millinocket Mill | 55830 | M2S3 | WDS | ST | 30.2 |  | Industrial CHP | Y | Non Fossil fuel type
EXCLUDE | OR | Georgia-Pacific Toledo Mill | 58109 | TG1 | BLQ | ST | 18.5 |  | Industrial CHP | Y | Steam unit (PRMVR=ST) under 25MW/250 MMBtu/hr
EXCLUDE | OK | Covanta WBH LLC | 50660 | GEN1 | MSB | ST | 16.8 |  | Industrial CHP | Y | Non Fossil fuel type
EXCLUDE | ND | Enderlin | 54908 | GEN1 | AB | ST | 5.1 |  | Industrial CHP | Y | Non Fossil fuel type
EXCLUDE | ND | Enderlin | 54908 | GEN2 | AB | ST | 4.7 |  | Industrial CHP | Y | Non Fossil fuel type
EXCLUDE | NY | University of Rochester | 58157 | LP | NG | ST | 7.2 |  | Commercial CHP | Y | Steam unit (PRMVR=ST) under 25MW/250 MMBtu/hr
EXCLUDE | MN | M L Hibbard | 1897 | 3 | WDS | ST | 35.3 |  | Electric Utility/Cogeneration | Y | Non Fossil fuel type
EXCLUDE | MN | M L Hibbard | 1897 | 4 | WDS | ST | 37.5 |  | Electric Utility/Cogeneration | Y | Non Fossil fuel type
EXCLUDE | CO | Western Sugar Coop- Ft Morgan | 58081 | ATB-2 | SUB | ST | 3 |  | Industrial CHP | Y | Steam unit (PRMVR=ST) under 25MW/250 MMBtu/hr
EXCLUDE | UT | Wasatch Energy Systems Energy Recovery | 55302 | 1 | MSB | ST | 1.6 |  | IPP CHP | Y | Non Fossil fuel type
Exclude | SC | Hilton Head | 3318 | 3 | DFO | GT | 64.7 |  | Electric Utility | N | Low utilization CT
EXCLUDE | GA | PInova Inc | 10120 | GEN5 | WDS | ST | 7.1 |  | Industrial CHP | Y | Non Fossil fuel type
EXCLUDE | GA | PInova Inc | 10120 | GEN6 | WDS | ST | 2 |  | Industrial CHP | Y | Non Fossil fuel type
EXCLUDE | ME | Red Shield Envir Old Town Facility | 10700 | TG4 | BLQ | ST | 12.5 |  | Industrial CHP | Y | Steam unit (PRMVR=ST) under 25MW/250 MMBtu/hr
EXCLUDE | WA | University of Washington Power Plant | 54809 | TG2 | NG | ST | 5 |  | Commercial CHP | Y | Steam unit (PRMVR=ST) under 25MW/250 MMBtu/hr
EXCLUDE | TX | Engineered Carbons Echo Cogeneration | 10187 | GEN1 | OG | ST | 10 |  | Industrial Non-CHP | N | Steam unit (PRMVR=ST) under 25MW/250 MMBtu/hr
Exclude | SC | Hilton Head | 3318 | 2 | DFO | GT | 26.6 |  | Electric Utility | N | Low utilization CT
EXCLUDE | MN | Southeast Steam Plant | 57966 | SSP | NG | ST | 13 |  | Commercial Non-CHP | N | Steam unit (PRMVR=ST) under 25MW/250 MMBtu/hr
Exclude | GA | McManus | 715 | 4D | DFO | GT | 55.4 |  | Electric Utility | N | Low utilization CT
EXCLUDE | CA | Covanta Stanislaus Energy | 50632 | GEN1 | MSB | ST | 24 |  | IPP Non-CHP | N | Non Fossil fuel type
EXCLUDE | TX | Seadrift Coke LP | 10167 | GEN1 | PC | ST | 7.6 |  | Industrial CHP | Y | Steam unit (PRMVR=ST) under 25MW/250 MMBtu/hr
Exclude | GA | McManus | 715 | 4C | DFO | GT | 55.4 |  | Electric Utility | N | Low utilization CT
EXCLUDE | PA | Shawnee | 3114 | 1 | DFO | GT | 20 |  | IPP Non-CHP | N | Simple Cycle Turbine (PRMVR=GT or OT) unit under 25MW
Exclude | SD | Aberdeen CT | 3338 | GT1 | DFO | GT | 28.8 |  | Electric Utility | N | Low utilization CT
Exclude | DE | Christiana | 591 | CH14 | DFO | GT | 26 |  | Electric Utility/IPP Non-CHP | N | Low utilization CT
Exclude | GA | McManus | 715 | 3B | DFO | GT | 55.4 |  | Electric Utility | N | Low utilization CT
EXCLUDE | WI | Waupun Correctional Central Heating Plt | 54407 | 1 | BIT | ST | 1 |  | Commercial CHP | Y | Steam unit (PRMVR=ST) under 25MW/250 MMBtu/hr
EXCLUDE | WI | Waupun Correctional Central Heating Plt | 54407 | 2 | BIT | ST | 1 |  | Commercial CHP | Y | Steam unit (PRMVR=ST) under 25MW/250 MMBtu/hr
EXCLUDE | IA | Riverside | 1081 | 3HS | SUB | ST | 5 |  | Electric Utility | Y | Steam unit (PRMVR=ST) under 25MW/250 MMBtu/hr
EXCLUDE | OR | IP Springfield Oregon | 50191 | TG2 | BLQ | ST | 5 |  | Industrial CHP | N | Steam unit (PRMVR=ST) under 25MW/250 MMBtu/hr
EXCLUDE | OR | IP Springfield Oregon | 50191 | TG4 | BLQ | ST | 40 |  | Industrial CHP | Y | Commercial/Industrial Unit
EXCLUDE | OR | IP Springfield Oregon | 50191 | TG3 | BLQ | ST | 12.5 |  | Industrial CHP | Y | Steam unit (PRMVR=ST) under 25MW/250 MMBtu/hr
EXCLUDE | OR | IP Springfield Oregon | 50191 | TG1 | BLQ | ST | 7.5 |  | Industrial CHP | N | Steam unit (PRMVR=ST) under 25MW/250 MMBtu/hr
EXCLUDE | PA | West Campus Steam Plant | 58194 | WC3 | BIT | ST | 3.5 |  | Commercial CHP | Y | Steam unit (PRMVR=ST) under 25MW/250 MMBtu/hr
EXCLUDE | PA | West Campus Steam Plant | 58194 | WC2 | BIT | ST | 2.5 |  | Commercial CHP | Y | Steam unit (PRMVR=ST) under 25MW/250 MMBtu/hr
Exclude | GA | Wilson | 6258 | 5B | DFO | GT | 53.1 |  | Electric Utility | N | Low utilization CT
EXCLUDE | PA | Erie Coke | 50920 | 1 | OG | ST | 2.5 |  | Industrial CHP | Y | Steam unit (PRMVR=ST) under 25MW/250 MMBtu/hr
EXCLUDE | CA | Rhodia Dominguez Plant | 52064 | GEN1 | NG | ST | 5 |  | Industrial CHP | Y | Steam unit (PRMVR=ST) under 25MW/250 MMBtu/hr
EXCLUDE | VA | Georgia-Pacific Big Island | 50479 | GEN1 | WDS | ST | 7.5 |  | Industrial CHP | Y | Non Fossil fuel type
EXCLUDE | FL | Buckeye Florida LP | 50466 | GEN3 | BLQ | ST | 10.4 |  | Industrial CHP | Y | Steam unit (PRMVR=ST) under 25MW/250 MMBtu/hr
EXCLUDE | FL | Buckeye Florida LP | 50466 | GEN4 | BLQ | ST | 14.8 |  | Industrial CHP | Y | Steam unit (PRMVR=ST) under 25MW/250 MMBtu/hr
EXCLUDE | FL | Buckeye Florida LP | 50466 | GEN6 | BLQ | ST | 25 |  | Industrial CHP | N | Commercial/Industrial Unit
EXCLUDE | FL | Buckeye Florida LP | 50466 | GEN2 | BLQ | ST | 8.2 |  | Industrial CHP | Y | Steam unit (PRMVR=ST) under 25MW/250 MMBtu/hr
EXCLUDE | FL | Buckeye Florida LP | 50466 | GEN5 | BLQ | ST | 11 |  | Industrial CHP | Y | Steam unit (PRMVR=ST) under 25MW/250 MMBtu/hr
Exclude | DE | Christiana | 591 | CH11 | DFO | GT | 26 |  | Electric Utility/IPP Non-CHP | N | Low utilization CT
Exclude | NC | Cleveland Cnty Generating Facility | 57029 | 1 | NG | GT | 184 |  | Electric Utility/IPP Non-CHP | N | Low utilization CT
Exclude | NC | Cleveland Cnty Generating Facility | 57029 | 2 | NG | GT | 184 |  | Electric Utility/IPP Non-CHP | N | Low utilization CT
Exclude | NC | Cleveland Cnty Generating Facility | 57029 | 3 | NG | GT | 184 |  | Electric Utility/IPP Non-CHP | N | Low utilization CT
Exclude | NC | Cleveland Cnty Generating Facility | 57029 | 4 | NG | GT | 184 |  | Electric Utility/IPP Non-CHP | N | Low utilization CT
EXCLUDE | OH | Heat Plant 770 | 57926 | HP | BIT | ST | 1.2 |  | Commercial CHP | Y | Steam unit (PRMVR=ST) under 25MW/250 MMBtu/hr
EXCLUDE | OH | Heat Plant 770 | 57926 | LP | BIT | ST | 0.8 |  | Commercial CHP | Y | Steam unit (PRMVR=ST) under 25MW/250 MMBtu/hr
Exclude | SC | Hilton Head | 3318 | 1 | DFO | GT | 26.6 |  | Electric Utility | N | Low utilization CT
EXCLUDE | MO | Chamois | 2169 | 1 | BIT | ST | 15 |  | Electric Utility | N | Steam unit (PRMVR=ST) under 25MW/250 MMBtu/hr
EXCLUDE | KS | Bonanza BioEnergy LLC | 58193 | ST96 | NG | ST | 2 |  | Industrial CHP | Y | Steam unit (PRMVR=ST) under 25MW/250 MMBtu/hr
EXCLUDE | OR | Georgia-Pacific Toledo Mill | 58109 | TG2 | BLQ | ST | 18.8 |  | Industrial CHP | Y | Steam unit (PRMVR=ST) under 25MW/250 MMBtu/hr
EXCLUDE | MS | International Paper Vicksburg Mill | 54100 | GEN1 | BLQ | ST | 2.5 |  | Industrial CHP | Y | Steam unit (PRMVR=ST) under 25MW/250 MMBtu/hr
EXCLUDE | MS | International Paper Vicksburg Mill | 54100 | GEN2 | BLQ | ST | 48 |  | Industrial CHP | Y | Commercial/Industrial Unit
EXCLUDE | IL | Loyola University Health Plant | 58181 | UNIT1 | NG | GT | 5.3 |  | Commercial Non-CHP | N | Simple Cycle Turbine (PRMVR=GT or OT) unit under 25MW
EXCLUDE | IL | Loyola University Health Plant | 58181 | UNIT2 | NG | GT | 5.3 |  | Commercial Non-CHP | N | Simple Cycle Turbine (PRMVR=GT or OT) unit under 25MW
COALST | FL | Scholz | 642 | 1 | BIT | ST | 49 |  | Electric Utility | N
EXCLUDE | AL | U S Alliance Coosa Pines | 54216 | GEN7 | BLQ | ST | 17.9 |  | Industrial CHP | Y | Steam unit (PRMVR=ST) under 25MW/250 MMBtu/hr
EXCLUDE | NY | Northport | 2516 | GT1 | DFO | GT | 16 |  | Electric Utility | N | Simple Cycle Turbine (PRMVR=GT or OT) unit under 25MW
EXCLUDE | AL | U S Alliance Coosa Pines | 54216 | AOW6 | BIT | ST | 12.5 |  | Industrial CHP | Y | Steam unit (PRMVR=ST) under 25MW/250 MMBtu/hr
EXCLUDE | WY | Western Sugar Coop - Torrington | 57967 | GEGEN | SUB | ST | 2 |  | Industrial CHP | Y | Steam unit (PRMVR=ST) under 25MW/250 MMBtu/hr
EXCLUDE | PA | Chester Operations | 50410 | 5 | WC | ST | 67 |  | Industrial CHP/Pulp & Paper Mill | Y | Commercial/Industrial Unit
EXCLUDE | VA | Radford Army Ammunition Plant | 52072 | GEN2 | BIT | ST | 6 |  | Industrial CHP | Y | Steam unit (PRMVR=ST) under 25MW/250 MMBtu/hr
EXCLUDE | VA | Radford Army Ammunition Plant | 52072 | GEN3 | BIT | ST | 6 |  | Industrial CHP | Y | Steam unit (PRMVR=ST) under 25MW/250 MMBtu/hr
EXCLUDE | VA | Radford Army Ammunition Plant | 52072 | GEN1 | BIT | ST | 6 |  | Industrial CHP | Y | Steam unit (PRMVR=ST) under 25MW/250 MMBtu/hr
EXCLUDE | VA | Radford Army Ammunition Plant | 52072 | GEN4 | BIT | ST | 6 |  | Industrial CHP | Y | Steam unit (PRMVR=ST) under 25MW/250 MMBtu/hr
EXCLUDE | OK | University of Oklahoma | 50307 | GEN2 | NG | ST | 2.5 |  | Commercial CHP | Y | Steam unit (PRMVR=ST) under 25MW/250 MMBtu/hr
EXCLUDE | MD | Luke Mill | 50282 | GEN2 | BIT | ST | 30 |  | Industrial CHP | Y | Commercial/Industrial Unit
EXCLUDE | AL | Rock-Tenn Mill | 54763 | 2TG | BLQ | ST | 12.5 |  | Industrial CHP | Y | Steam unit (PRMVR=ST) under 25MW/250 MMBtu/hr
EXCLUDE | AL | Rock-Tenn Mill | 54763 | 3TG | BLQ | ST | 19 |  | Industrial CHP | Y | Steam unit (PRMVR=ST) under 25MW/250 MMBtu/hr
EXCLUDE | OK | University of Oklahoma | 50307 | GEN3 | NG | ST | 2.5 |  | Commercial CHP | Y | Steam unit (PRMVR=ST) under 25MW/250 MMBtu/hr
EXCLUDE | OR | Warm Springs Forest Products | 50426 | GEN1 | WDS | ST | 3 |  | Industrial CHP | Y | Non Fossil fuel type
EXCLUDE | OR | Warm Springs Forest Products | 50426 | GEN2 | WDS | ST | 3 |  | Industrial CHP | Y | Non Fossil fuel type
EXCLUDE | OR | Warm Springs Forest Products | 50426 | GEN3 | WDS | ST | 3 |  | Industrial CHP | Y | Non Fossil fuel type
EXCLUDE | CA | Richard J Donovan Correctional Facility | 54936 | 03 | NG | GT | 2.6 |  | Commercial CHP | Y | Simple Cycle Turbine (PRMVR=GT or OT) unit under 25MW
EXCLUDE | TX | Sam Bertron | 3468 | GT2 | NG | GT | 16.3 |  | IPP Non-CHP | N | Simple Cycle Turbine (PRMVR=GT or OT) unit under 25MW
EXCLUDE | SC | Marlboro Mill | 57470 | MG1 | BLQ | ST | 51.4 |  | Industrial CHP | Y | Commercial/Industrial Unit
EXCLUDE | TN | Cargill Corn Wet Milling Plant | 10729 | GEN1 | BIT | ST | 25 |  | Industrial CHP | Y | Commercial/Industrial Unit
EXCLUDE | OR | Alden Bailey Power Plant | 56223 | LOKI | NG | GT | 10.9 |  | Electric Utility | N | Simple Cycle Turbine (PRMVR=GT or OT) unit under 25MW
EXCLUDE | TX | Engineered Carbons Borger Cogen | 10072 | GEN1 | OG | ST | 20 |  | Industrial Non-CHP | N | Steam unit (PRMVR=ST) under 25MW/250 MMBtu/hr
EXCLUDE | IN | Peru | 1037 | 2 | BIT | ST | 22 |  | Electric Utility | N | Steam unit (PRMVR=ST) under 25MW/250 MMBtu/hr
EXCLUDE | AL | Fairfield Works | 50730 | GEN4 | BFG | ST | 22 |  | Industrial Non-CHP | N | Steam unit (PRMVR=ST) under 25MW/250 MMBtu/hr
EXCLUDE | MT | Sidney MT Plant | 57914 | 1 | LIG | ST | 2 |  | Industrial CHP | Y | Steam unit (PRMVR=ST) under 25MW/250 MMBtu/hr
EXCLUDE | MT | Sidney MT Plant | 57914 | 2 | LIG | ST | 2 |  | Industrial CHP | Y | Steam unit (PRMVR=ST) under 25MW/250 MMBtu/hr
Exclude | GA | McManus | 715 | 3A | DFO | GT | 55.4 |  | Electric Utility | N | Low utilization CT
EXCLUDE | CA | Redding Power | 7307 | 1 | NG | GT | 18 |  | Electric Utility | N | Simple Cycle Turbine (PRMVR=GT or OT) unit under 25MW
Exclude | CA | Redding Power | 7307 | 2 | NG | GT | 27.9 |  | Electric Utility | N | Low utilization CT
Exclude | CA | Redding Power | 7307 | 3 | NG | GT | 27.9 |  | Electric Utility | N | Low utilization CT
EXCLUDE | LA | Neptune Gas Processing Plant | 56139 | NPCG | NG | OT | 4.5 |  | Industrial Non-CHP | N | Simple Cycle Turbine (PRMVR=GT or OT) unit under 25MW
EXCLUDE | IL | John Deere Harvester Works | 10039 | GEN4 | BIT | ST | 2.5 |  | Industrial CHP | Y | Steam unit (PRMVR=ST) under 25MW/250 MMBtu/hr
EXCLUDE | IL | John Deere Harvester Works | 10039 | GEN6 | BIT | ST | 2.5 |  | Industrial CHP | Y | Steam unit (PRMVR=ST) under 25MW/250 MMBtu/hr
EXCLUDE | IL | John Deere Harvester Works | 10039 | GEN5 | BIT | ST | 3 |  | Industrial CHP | Y | Steam unit (PRMVR=ST) under 25MW/250 MMBtu/hr
EXCLUDE | IL | John Deere Harvester Works | 10039 | GEN2 | BIT | ST | 2 |  | Industrial CHP | Y | Steam unit (PRMVR=ST) under 25MW/250 MMBtu/hr
Exclude | GA | Wilson | 6258 | 5A | DFO | GT | 53.1 |  | Electric Utility | N | Low utilization CT
OGST | MS | Jack Watson | 2049 | 1 | NG | ST | 93.8 |  | Electric Utility | N
EXCLUDE | WV | Bayer CropScience Institute Plant | 57917 | 1 | BIT | ST | 6.3 |  | Industrial Non-CHP | N | Steam unit (PRMVR=ST) under 25MW/250 MMBtu/hr
EXCLUDE | WV | Bayer CropScience Institute Plant | 57917 | 2 | BIT | ST | 6.3 |  | Industrial Non-CHP | N | Steam unit (PRMVR=ST) under 25MW/250 MMBtu/hr
EXCLUDE | MN | American Crystal Sugar East Grand Forks | 54214 | G2 | SUB | ST | 5 |  | Industrial CHP | Y | Steam unit (PRMVR=ST) under 25MW/250 MMBtu/hr
EXCLUDE | MN | American Crystal Sugar East Grand Forks | 54214 | G1 | SUB | ST | 2.5 |  | Industrial CHP | Y | Steam unit (PRMVR=ST) under 25MW/250 MMBtu/hr
EXCLUDE | FL | Clewiston Sugar House | 50482 | TG8 | AB | ST | 14 |  | Industrial CHP | Y | Non Fossil fuel type
EXCLUDE | FL | Clewiston Sugar House | 50482 | TG5 | AB | ST | 21.6 |  | Industrial CHP | Y | Non Fossil fuel type
EXCLUDE | FL | Clewiston Sugar House | 50482 | TG7 | AB | ST | 20 |  | Industrial CHP | Y | Non Fossil fuel type
EXCLUDE | FL | Clewiston Sugar House | 50482 | TG6 | AB | ST | 15 |  | Industrial CHP | Y | Non Fossil fuel type
EXCLUDE | MI | Cargill Salt | 54965 | ACTG | BIT | ST | 2 |  | Industrial CHP | Y | Steam unit (PRMVR=ST) under 25MW/250 MMBtu/hr
EXCLUDE | KS | Prairie Horizon Agri Energy | 58183 | T5741 | NG | ST | 1.7 |  | Industrial CHP | Y | Steam unit (PRMVR=ST) under 25MW/250 MMBtu/hr
EXCLUDE | KS | Prairie Horizon Agri Energy | 58183 | T5687 | NG | ST | 1.8 |  | Industrial CHP | Y | Steam unit (PRMVR=ST) under 25MW/250 MMBtu/hr
EXCLUDE | MD | Goddard Steam Plant | 57944 | 1 | BIT | ST | 6.2 |  | Commercial Non-CHP | N | Steam unit (PRMVR=ST) under 25MW/250 MMBtu/hr
EXCLUDE | VA | Virginia Tech Power Plant | 56785 | WG01 | BIT | ST | 6.3 |  | Commercial CHP | Y | Steam unit (PRMVR=ST) under 25MW/250 MMBtu/hr
EXCLUDE | UT | Logan City | 4251 | 1 | NG | GT | 5.3 |  | Electric Utility | N | Simple Cycle Turbine (PRMVR=GT or OT) unit under 25MW
EXCLUDE | UT | Logan City | 4251 | 2 | NG | GT | 5.3 |  | Electric Utility | N | Simple Cycle Turbine (PRMVR=GT or OT) unit under 25MW
EXCLUDE | UT | Logan City | 4251 | 3 | NG | GT | 5.3 |  | Electric Utility | N | Simple Cycle Turbine (PRMVR=GT or OT) unit under 25MW
Exclude | GA | McManus | 715 | 4B | DFO | GT | 55.4 |  | Electric Utility | N | Low utilization CT
EXCLUDE | OH | ArcelorMittal Warren | 54207 | GEN1 | BFG | ST | 3 |  | Industrial CHP | Y | Steam unit (PRMVR=ST) under 25MW/250 MMBtu/hr
EXCLUDE | WA | Longview Fibre | 54562 | 7 | BLQ | ST | 25 |  | Industrial CHP | Y | Commercial/Industrial Unit
EXCLUDE | WA | Longview Fibre | 54562 | 6 | BLQ | ST | 20 |  | Industrial CHP | Y | Steam unit (PRMVR=ST) under 25MW/250 MMBtu/hr
EXCLUDE | MI | Northeast | 1734 | 6 | DFO | GT | 21.2 |  | Electric Utility | N | Simple Cycle Turbine (PRMVR=GT or OT) unit under 25MW
EXCLUDE | MI | Northeast | 1734 | 7 | DFO | GT | 21.2 |  | Electric Utility | N | Simple Cycle Turbine (PRMVR=GT or OT) unit under 25MW
EXCLUDE | MI | Northeast | 1734 | 5 | DFO | GT | 23.4 |  | Electric Utility | N | Simple Cycle Turbine (PRMVR=GT or OT) unit under 25MW
EXCLUDE | OH | Morton Salt Rittman | 54335 | GEN1 | BIT | ST | 1.5 |  | Industrial CHP | Y | Steam unit (PRMVR=ST) under 25MW/250 MMBtu/hr
EXCLUDE | MN | Archer Daniels Midland Mankato | 10863 | GEN1 | SUB | ST | 6.1 |  | Industrial CHP | Y | Steam unit (PRMVR=ST) under 25MW/250 MMBtu/hr
EXCLUDE | WA | Longview Fibre | 54562 | 4 | BLQ | ST | 10 |  | Industrial CHP | Y | Steam unit (PRMVR=ST) under 25MW/250 MMBtu/hr
Exclude | GA | Wilson | 6258 | 5D | DFO | GT | 53.1 |  | Electric Utility | N | Low utilization CT
EXCLUDE | LA | Louisiana Sugar Refining | 10301 | GEN1 | NG | ST | 0.7 |  | Industrial CHP | Y | Steam unit (PRMVR=ST) under 25MW/250 MMBtu/hr
EXCLUDE | LA | Louisiana Sugar Refining | 10301 | GEN3 | NG | ST | 1.7 |  | Industrial CHP | Y | Steam unit (PRMVR=ST) under 25MW/250 MMBtu/hr
EXCLUDE | LA | Louisiana Sugar Refining | 10301 | GEN2 | NG | ST | 2.5 |  | Industrial CHP | Y | Steam unit (PRMVR=ST) under 25MW/250 MMBtu/hr
EXCLUDE | LA | Louisiana Sugar Refining | 10301 | GEN4 | NG | ST | 2.5 |  | Industrial CHP | Y | Steam unit (PRMVR=ST) under 25MW/250 MMBtu/hr
EXCLUDE | MI | Central Michigan University | 56190 | STM1 | WDS | ST | 1 |  | Commercial CHP | Y | Non Fossil fuel type
Exclude | GA | McManus | 715 | 3C | DFO | GT | 55.4 |  | Electric Utility | N | Low utilization CT
Exclude | VA | Tasley | 3785 | TAS | DFO | GT | 27 |  | Electric Utility/IPP Non-CHP | N | Low utilization CT
EXCLUDE | IL | ExxonMobil Oil Joliet Refinery | 50627 | STG1 | OG | ST | 6.5 |  | Industrial CHP | N | Steam unit (PRMVR=ST) under 25MW/250 MMBtu/hr
EXCLUDE | IL | ExxonMobil Oil Joliet Refinery | 50627 | MG | OG | ST | 11.2 |  | Industrial CHP | N | Steam unit (PRMVR=ST) under 25MW/250 MMBtu/hr
Exclude | GA | Wilson | 6258 | 5F | DFO | GT | 53.1 |  | Electric Utility | N | Low utilization CT
EXCLUDE | FL | Stone Container Panama City Mill | 50807 | GEN3 | BLQ | ST | 4 |  | Industrial CHP | Y | Steam unit (PRMVR=ST) under 25MW/250 MMBtu/hr
EXCLUDE | FL | Stone Container Panama City Mill | 50807 | GEN4 | BLQ | ST | 10 |  | Industrial CHP | Y | Steam unit (PRMVR=ST) under 25MW/250 MMBtu/hr
EXCLUDE | IA | University of Iowa Main Power Plant | 54775 | GEN2 | BIT | ST | 3 |  | Commercial CHP | Y | Steam unit (PRMVR=ST) under 25MW/250 MMBtu/hr
EXCLUDE | IA | University of Iowa Main Power Plant | 54775 | GEN1 | BIT | ST | 3 |  | Commercial CHP | Y | Steam unit (PRMVR=ST) under 25MW/250 MMBtu/hr
EXCLUDE | IA | University of Iowa Main Power Plant | 54775 | GEN6 | BIT | ST | 15 |  | Commercial CHP | Y | Steam unit (PRMVR=ST) under 25MW/250 MMBtu/hr
EXCLUDE | IL | Jacksonville Developmental Center | 57918 | 1 | BIT | ST | 0.7 |  | Commercial CHP | Y | Steam unit (PRMVR=ST) under 25MW/250 MMBtu/hr
EXCLUDE | IL | Jacksonville Developmental Center | 57918 | 2 | BIT | ST | 0.7 |  | Commercial CHP | Y | Steam unit (PRMVR=ST) under 25MW/250 MMBtu/hr
EXCLUDE | IL | Jacksonville Developmental Center | 57918 | 3 | BIT | ST | 2 |  | Commercial CHP | Y | Steam unit (PRMVR=ST) under 25MW/250 MMBtu/hr
EXCLUDE | PA | Philadelphia Refinery | 52106 | GEN3 | OG | ST | 10 |  | Industrial CHP/Petroleum Refinery | Y | Steam unit (PRMVR=ST) under 25MW/250 MMBtu/hr
EXCLUDE | PA | Philadelphia Refinery | 52106 | GEN1 | OG | ST | 10 |  | Industrial CHP/Petroleum Refinery | Y | Steam unit (PRMVR=ST) under 25MW/250 MMBtu/hr
EXCLUDE | FL | Stone Container Panama City Mill | 50807 | GEN6 | WDS | ST | 20 |  | Industrial CHP | Y | Non Fossil fuel type
EXCLUDE | LA | Burnside Alumina Div | 58200 | GEN1 | NG | ST | 4 |  | Industrial Non-CHP | N | Steam unit (PRMVR=ST) under 25MW/250 MMBtu/hr
COALST | VA | James River Genco LLC | 10377 | GEN2 | BIT | ST | 57.4 |  | IPP CHP | Y
EXCLUDE | WI | Packaging of America Tomahawk Mill | 50476 | GEN1 | BIT | ST | 6.3 |  | Industrial CHP | Y | Steam unit (PRMVR=ST) under 25MW/250 MMBtu/hr
EXCLUDE | WI | Packaging of America Tomahawk Mill | 50476 | GEN2 | BIT | ST | 9.4 |  | Industrial CHP | Y | Steam unit (PRMVR=ST) under 25MW/250 MMBtu/hr
EXCLUDE | VT | Middlebury College | 57804 | 3 | RFO | ST | 0.8 |  | Commercial Non-CHP | N | Steam unit (PRMVR=ST) under 25MW/250 MMBtu/hr
EXCLUDE | VT | Middlebury College | 57804 | 1 | RFO | ST | 0.2 |  | Commercial Non-CHP | N | Steam unit (PRMVR=ST) under 25MW/250 MMBtu/hr
EXCLUDE | VT | Middlebury College | 57804 | 2 | RFO | ST | 0.6 |  | Commercial Non-CHP | N | Steam unit (PRMVR=ST) under 25MW/250 MMBtu/hr
COALST | VA | Spruance Genco LLC | 54081 | GEN4 | BIT | ST | 57.4 |  | IPP CHP | Y
EXCLUDE | IL | Tuscola Station | 55245 | TG1 | BIT | ST | 6 |  | Industrial CHP | Y | Steam unit (PRMVR=ST) under 25MW/250 MMBtu/hr
EXCLUDE | IL | Tuscola Station | 55245 | TG3 | BIT | ST | 6 |  | Industrial CHP | Y | Steam unit (PRMVR=ST) under 25MW/250 MMBtu/hr
EXCLUDE | IL | Tuscola Station | 55245 | TG2 | BIT | ST | 6 |  | Industrial CHP | Y | Steam unit (PRMVR=ST) under 25MW/250 MMBtu/hr
EXCLUDE | IA | Archer Daniels Midland Des Moines | 10861 | GEN1 | SUB | ST | 7.9 |  | Industrial CHP | Y | Steam unit (PRMVR=ST) under 25MW/250 MMBtu/hr
EXCLUDE | MI | Menominee Acquisition | 52017 | ST2 | BIT | ST | 2.5 |  | Industrial CHP | Y | Steam unit (PRMVR=ST) under 25MW/250 MMBtu/hr
EXCLUDE | MI | Menominee Acquisition | 52017 | ST1 | BIT | ST | 1.5 |  | Industrial CHP | Y | Steam unit (PRMVR=ST) under 25MW/250 MMBtu/hr
COALST | VA | Spruance Genco LLC | 54081 | GEN3 | BIT | ST | 57.4 |  | IPP CHP | Y
EXCLUDE | IN | Bunge North America East LLC | 50316 | 3516 | BIT | ST | 2 |  | Industrial CHP | Y | Steam unit (PRMVR=ST) under 25MW/250 MMBtu/hr
Exclude | MO | Meramec | 2104 | GT2 | NG | GT | 56 |  | Electric Utility | N | Low utilization CT
EXCLUDE | VA | Celanese Acetate LLC | 52089 | GEN1 | BIT | ST | 6 |  | Industrial CHP | Y | Steam unit (PRMVR=ST) under 25MW/250 MMBtu/hr
EXCLUDE | VA | Celanese Acetate LLC | 52089 | GEN4 | BIT | ST | 9.2 |  | Industrial CHP | Y | Steam unit (PRMVR=ST) under 25MW/250 MMBtu/hr
EXCLUDE | VA | Celanese Acetate LLC | 52089 | GEN2 | BIT | ST | 6 |  | Industrial CHP | Y | Steam unit (PRMVR=ST) under 25MW/250 MMBtu/hr
EXCLUDE | VA | Celanese Acetate LLC | 52089 | GEN3 | BIT | ST | 6 |  | Industrial CHP | Y | Steam unit (PRMVR=ST) under 25MW/250 MMBtu/hr
EXCLUDE | TN | Vanderbilt University Power Plant | 52048 | GEN2 | BIT | ST | 4.5 |  | Commercial CHP | N | Steam unit (PRMVR=ST) under 25MW/250 MMBtu/hr
EXCLUDE | TN | Vanderbilt University Power Plant | 52048 | GEN1 | BIT | ST | 6.5 |  | Commercial CHP | Y | Steam unit (PRMVR=ST) under 25MW/250 MMBtu/hr
EXCLUDE | IA | University of Northern Iowa | 50088 | GEN1 | BIT | ST | 7.5 |  | Commercial CHP | Y | Steam unit (PRMVR=ST) under 25MW/250 MMBtu/hr
EXCLUDE | NY | Oswego County Energy Recovery | 50907 | UNT1 | MSB | ST | 1.8 |  | Commercial CHP | Y | Non Fossil fuel type
EXCLUDE | NY | Oswego County Energy Recovery | 50907 | UNT2 | MSB | ST | 1.8 |  | Commercial CHP | Y | Non Fossil fuel type
EXCLUDE | NC | Canton North Carolina | 50244 | GN11 | BIT | ST | 7.5 |  | Industrial CHP | Y | Steam unit (PRMVR=ST) under 25MW/250 MMBtu/hr
EXCLUDE | NC | Canton North Carolina | 50244 | GN13 | BIT | ST | 12.5 |  | Industrial CHP | Y | Steam unit (PRMVR=ST) under 25MW/250 MMBtu/hr
EXCLUDE | NC | Canton North Carolina | 50244 | GN12 | BIT | ST | 10 |  | Industrial CHP | Y | Steam unit (PRMVR=ST) under 25MW/250 MMBtu/hr
EXCLUDE | NC | Canton North Carolina | 50244 | GEN9 | BIT | ST | 7.5 |  | Industrial CHP | Y | Steam unit (PRMVR=ST) under 25MW/250 MMBtu/hr
EXCLUDE | NC | Canton North Carolina | 50244 | GEN8 | BIT | ST | 7.5 |  | Industrial CHP | Y | Steam unit (PRMVR=ST) under 25MW/250 MMBtu/hr
EXCLUDE | NC | Canton North Carolina | 50244 | GN10 | BIT | ST | 7.5 |  | Industrial CHP | Y | Steam unit (PRMVR=ST) under 25MW/250 MMBtu/hr
EXCLUDE | IL | SIUC | 57928 | GEN5 | BIT | ST | 3.5 |  | Commercial CHP | Y | Steam unit (PRMVR=ST) under 25MW/250 MMBtu/hr
EXCLUDE | MI | LaFarge Alpena | 50305 | GEN9 | PC | ST | 11 |  | Industrial CHP | Y | Steam unit (PRMVR=ST) under 25MW/250 MMBtu/hr
EXCLUDE | MI | LaFarge Alpena | 50305 | GEN6 | PC | ST | 12 |  | Industrial CHP | Y | Steam unit (PRMVR=ST) under 25MW/250 MMBtu/hr
EXCLUDE | MI | LaFarge Alpena | 50305 | GEN8 | PC | ST | 11 |  | Industrial CHP | Y | Steam unit (PRMVR=ST) under 25MW/250 MMBtu/hr
EXCLUDE | MI | LaFarge Alpena | 50305 | GEN7 | PC | ST | 10 |  | Industrial CHP | Y | Steam unit (PRMVR=ST) under 25MW/250 MMBtu/hr
COALST | IA | Prairie Creek | 1073 | 3 | SUB | ST | 50 |  | Electric Utility | Y
EXCLUDE | VA | Park 500 Philip Morris USA | 50275 | TG2 | BIT | ST | 6.1 |  | Industrial CHP | Y | Steam unit (PRMVR=ST) under 25MW/250 MMBtu/hr
EXCLUDE | KS | Arkalon Ethanol LLC | 58192 | ST961 | NG | ST | 3 |  | Industrial CHP | Y | Steam unit (PRMVR=ST) under 25MW/250 MMBtu/hr
EXCLUDE | NC | International Paper Riegelwood Mill | 54656 | NO1 | BLQ | ST | 7.5 |  | Industrial CHP | Y | Steam unit (PRMVR=ST) under 25MW/250 MMBtu/hr
EXCLUDE | WY | General Chemical | 54318 | TG1 | BIT | ST | 15 |  | Industrial CHP | Y | Steam unit (PRMVR=ST) under 25MW/250 MMBtu/hr
EXCLUDE | GA | Imperial Savannah LP | 50146 | GENA | BIT | ST | 2.7 |  | Industrial CHP | Y | Steam unit (PRMVR=ST) under 25MW/250 MMBtu/hr
EXCLUDE | WY | General Chemical | 54318 | TG2 | BIT | ST | 15 |  | Industrial CHP | Y | Steam unit (PRMVR=ST) under 25MW/250 MMBtu/hr
EXCLUDE | GA | Imperial Savannah LP | 50146 | GENB | BIT | ST | 3 |  | Industrial CHP | Y | Steam unit (PRMVR=ST) under 25MW/250 MMBtu/hr
EXCLUDE | GA | Imperial Savannah LP | 50146 | GEND | BIT | ST | 5 |  | Industrial CHP | Y | Steam unit (PRMVR=ST) under 25MW/250 MMBtu/hr
EXCLUDE | FL | Larsen Memorial | 675 | 2 | NG | GT | 11.2 |  | Electric Utility | N | Simple Cycle Turbine (PRMVR=GT or OT) unit under 25MW
EXCLUDE | FL | Larsen Memorial | 675 | 3 | NG | GT | 11.2 |  | Electric Utility | N | Simple Cycle Turbine (PRMVR=GT or OT) unit under 25MW
EXCLUDE | GA | Imperial Savannah LP | 50146 | GENC | BIT | ST | 1 |  | Industrial CHP | Y | Steam unit (PRMVR=ST) under 25MW/250 MMBtu/hr
EXCLUDE | WI | Stevens Point Mill | 55861 | SP | NG | ST | 7.6 |  | Industrial CHP | Y | Steam unit (PRMVR=ST) under 25MW/250 MMBtu/hr
EXCLUDE | NC | International Paper Riegelwood Mill | 54656 | NO3 | BLQ | ST | 44 |  | Industrial CHP | Y | Commercial/Industrial Unit
EXCLUDE | NC | International Paper Riegelwood Mill | 54656 | NO2 | BLQ | ST | 10 |  | Industrial CHP | Y | Steam unit (PRMVR=ST) under 25MW/250 MMBtu/hr
EXCLUDE | AL | Georgia-Pacific Consr Prods LP-Naheola | 10699 | GT3 | BLQ | ST | 47.1 |  | Industrial CHP | Y | Commercial/Industrial Unit
EXCLUDE | AL | Georgia-Pacific Consr Prods LP-Naheola | 10699 | GEN1 | BLQ | ST | 15.6 |  | Industrial CHP | Y | Steam unit (PRMVR=ST) under 25MW/250 MMBtu/hr
EXCLUDE | AL | Georgia-Pacific Consr Prods LP-Naheola | 10699 | GEN2 | BLQ | ST | 15.6 |  | Industrial CHP | Y | Steam unit (PRMVR=ST) under 25MW/250 MMBtu/hr
EXCLUDE | GA | Flint River Operations | 50465 | GEN1 | BLQ | ST | 42 |  | Industrial CHP | Y | Commercial/Industrial Unit
EXCLUDE | ID | Amalgamated Sugar Twin Falls | 10504 | 1500 | BIT | ST | 1.5 |  | Industrial CHP | Y | Steam unit (PRMVR=ST) under 25MW/250 MMBtu/hr
EXCLUDE | ID | Amalgamated Sugar Twin Falls | 10504 | 2500 | BIT | ST | 2.5 |  | Industrial CHP | Y | Steam unit (PRMVR=ST) under 25MW/250 MMBtu/hr
EXCLUDE | ID | Amalgamated Sugar Twin Falls | 10504 | 4000 | BIT | ST | 6.2 |  | Industrial CHP | Y | Steam unit (PRMVR=ST) under 25MW/250 MMBtu/hr
COALST | TX | Sandy Creek Energy Station | 56611 | S01 | SUB | ST | 957.6 |  | Electric Utility/IPP Non-CHP | N
EXCLUDE | TX | Snider Industries | 50141 | WGN1 | WDS | ST | 5 |  | Industrial CHP | Y | Non Fossil fuel type
EXCLUDE | WI | Rhinelander Mill | 50933 | GEN6 | BIT | ST | 9.3 |  | Industrial CHP | Y | Steam unit (PRMVR=ST) under 25MW/250 MMBtu/hr
EXCLUDE | MA | Indian Orchard Plant 1 | 10417 | TG | BIT | ST | 5.7 |  | Industrial CHP | Y | Steam unit (PRMVR=ST) under 25MW/250 MMBtu/hr
EXCLUDE | WI | Flambeau River Papers | 50620 | GEN1 | WDS | ST | 5.7 |  | Industrial CHP | Y | Non Fossil fuel type
EXCLUDE | MI | Verso Paper Quinnesec Mich Mill | 50251 | GEN1 | BLQ | ST | 28 |  | Industrial CHP | Y | Commercial/Industrial Unit
Exclude | GA | Wilson | 6258 | 5E | DFO | GT | 53.1 |  | Electric Utility | N | Low utilization CT
Exclude | GA | Wilson | 6258 | 5C | DFO | GT | 53.1 |  | Electric Utility | N | Low utilization CT
EXCLUDE | WY | FMC Westvaco | 57915 | 6 | SUB | ST | 10 |  | Industrial CHP | Y | Steam unit (PRMVR=ST) under 25MW/250 MMBtu/hr
EXCLUDE | WY | FMC Westvaco | 57915 | 4 | SUB | ST | 10 |  | Industrial CHP | Y | Steam unit (PRMVR=ST) under 25MW/250 MMBtu/hr
EXCLUDE | WY | FMC Westvaco | 57915 | 5 | SUB | ST | 10 |  | Industrial CHP | Y | Steam unit (PRMVR=ST) under 25MW/250 MMBtu/hr
EXCLUDE | WY | FMC Westvaco | 57915 | 3 | SUB | ST | 4 |  | Industrial CHP | Y | Steam unit (PRMVR=ST) under 25MW/250 MMBtu/hr
EXCLUDE | WY | FMC Westvaco | 57915 | 2 | SUB | ST | 3.5 |  | Industrial CHP | Y | Steam unit (PRMVR=ST) under 25MW/250 MMBtu/hr
EXCLUDE | WA | Weyerhaeuser Longview WA | 50187 | TG1 | BLQ | ST | 5 |  | Industrial CHP | Y | Steam unit (PRMVR=ST) under 25MW/250 MMBtu/hr
EXCLUDE | WA | Weyerhaeuser Longview WA | 50187 | TG4 | BLQ | ST | 18 |  | Industrial CHP | Y | Steam unit (PRMVR=ST) under 25MW/250 MMBtu/hr
EXCLUDE | WA | Weyerhaeuser Longview WA | 50187 | TG2 | BLQ | ST | 5 |  | Industrial CHP | Y | Steam unit (PRMVR=ST) under 25MW/250 MMBtu/hr
EXCLUDE | MD | Eastern Correctional Institute | 10693 | 1147 | WDS | ST | 1.9 |  | Commercial CHP | Y | Non Fossil fuel type
EXCLUDE | MD | Eastern Correctional Institute | 10693 | 1148 | WDS | ST | 1.9 |  | Commercial CHP | Y | Non Fossil fuel type
Exclude | MI | Mistersky | 1822 | GT1 | DFO | GT | 35 |  | Electric Utility | N | Low utilization CT
EXCLUDE | MN | American Crystal Sugar Crookston | 54212 | G2 | SUB | ST | 3 |  | Industrial CHP | Y | Steam unit (PRMVR=ST) under 25MW/250 MMBtu/hr
EXCLUDE | MN | American Crystal Sugar Crookston | 54212 | G1 | SUB | ST | 3.5 |  | Industrial CHP | Y | Steam unit (PRMVR=ST) under 25MW/250 MMBtu/hr
EXCLUDE | WA | Weyerhaeuser Longview WA | 50187 | TG5 | WDS | ST | 31.4 |  | Industrial CHP | Y | Non Fossil fuel type
EXCLUDE | NC | Univ of NC Chapel Hill Cogen Facility | 54276 | TG3 | BIT | ST | 28 |  | Commercial CHP | Y | Commercial/Industrial Unit
EXCLUDE | KY | Cox Waste to Energy | 54850 | 01 | WDS | ST | 4 |  | Industrial CHP | Y | Non Fossil fuel type
EXCLUDE | KY | Cox Waste to Energy | 54850 | 02 | WDS | ST | 1 |  | Industrial CHP | Y | Non Fossil fuel type
EXCLUDE | WA | Darrington | 57969 | GEN1 | WDS | ST | 4.5 |  | Industrial CHP | Y | Non Fossil fuel type
EXCLUDE | AL | Boise Cascade Pulp & Paper Mill | 55044 | STG1 | NG | ST | 18 |  | Industrial CHP | Y | Steam unit (PRMVR=ST) under 25MW/250 MMBtu/hr
EXCLUDE | MI | PCA, Filer City Mill | 58066 | TG2 | BIT | ST | 8 |  | Industrial Non-CHP | N | Steam unit (PRMVR=ST) under 25MW/250 MMBtu/hr
EXCLUDE | WI | Milwaukee County | 7549 | 1 | BIT | ST | 11 |  | Electric Utility | N | Steam unit (PRMVR=ST) under 25MW/250 MMBtu/hr
EXCLUDE | IA | Cargill Corn Milling Division | 10855 | GEN2 | SUB | ST | 20 |  | Industrial CHP | Y | Steam unit (PRMVR=ST) under 25MW/250 MMBtu/hr
EXCLUDE | IA | Cargill Corn Milling Division | 10855 | GEN1 | SUB | ST | 20 |  | Industrial CHP | Y | Steam unit (PRMVR=ST) under 25MW/250 MMBtu/hr
EXCLUDE | ME | Lincoln Paper & Tissue | 54587 | TG-3 | BLQ | ST | 13.5 |  | Industrial CHP | N | Steam unit (PRMVR=ST) under 25MW/250 MMBtu/hr
EXCLUDE | OK | University of Oklahoma | 50307 | GEN1 | NG | ST | 7.5 |  | Commercial CHP | Y | Steam unit (PRMVR=ST) under 25MW/250 MMBtu/hr
EXCLUDE | ME | Lincoln Paper & Tissue | 54587 | WEST | BLQ | ST | 4 |  | Industrial CHP | Y | Steam unit (PRMVR=ST) under 25MW/250 MMBtu/hr
EXCLUDE | MD | Goddard Steam Plant | 57944 | 2 | BIT | ST | 6.2 |  | Commercial Non-CHP | N | Steam unit (PRMVR=ST) under 25MW/250 MMBtu/hr
EXCLUDE | AL | Georgia-Pacific Brewton Mill | 54789 | 2TG | BLQ | ST | 12.5 |  | Industrial CHP | Y | Steam unit (PRMVR=ST) under 25MW/250 MMBtu/hr
EXCLUDE | AL | Georgia-Pacific Brewton Mill | 54789 | 3TG | BLQ | ST | 15.9 |  | Industrial CHP | Y | Steam unit (PRMVR=ST) under 25MW/250 MMBtu/hr
EXCLUDE | AL | Georgia-Pacific Brewton Mill | 54789 | 1TG | BLQ | ST | 12.5 |  | Industrial CHP | Y | Steam unit (PRMVR=ST) under 25MW/250 MMBtu/hr
EXCLUDE | MI | Northeast | 1734 | 1 | NG | GT | 16 |  | Electric Utility | N | Simple Cycle Turbine (PRMVR=GT or OT) unit under 25MW
EXCLUDE | MI | Northeast | 1734 | 2 | NG | GT | 16 |  | Electric Utility | N | Simple Cycle Turbine (PRMVR=GT or OT) unit under 25MW
EXCLUDE | MI | Northeast | 1734 | 3 | NG | GT | 16 |  | Electric Utility | N | Simple Cycle Turbine (PRMVR=GT or OT) unit under 25MW
EXCLUDE | MI | Northeast | 1734 | 4 | NG | GT | 16 |  | Electric Utility | N | Simple Cycle Turbine (PRMVR=GT or OT) unit under 25MW
EXCLUDE | GA | Brunswick Cellulose | 10605 | GEN3 | BLQ | ST | 9.2 |  | Industrial CHP | Y | Steam unit (PRMVR=ST) under 25MW/250 MMBtu/hr
EXCLUDE | GA | Brunswick Cellulose | 10605 | GEN4 | BLQ | ST | 50 |  | Industrial CHP | Y | Commercial/Industrial Unit
EXCLUDE | GA | Brunswick Cellulose | 10605 | GEN5 | BLQ | ST | 13 |  | Industrial CHP | Y | Steam unit (PRMVR=ST) under 25MW/250 MMBtu/hr
EXCLUDE | ND | American Crystal Sugar Hillsboro | 54210 | G1 | SUB | ST | 13.3 |  | Industrial CHP | Y | Steam unit (PRMVR=ST) under 25MW/250 MMBtu/hr
EXCLUDE | ME | Red Shield Envir Old Town Facility | 10700 | TG2 | RFO | ST | 3 |  | Industrial CHP | Y | Steam unit (PRMVR=ST) under 25MW/250 MMBtu/hr
Exclude | KS | Hutchinson Energy Center | 1248 | GT1 | NG | GT | 71 |  | Electric Utility | N | Low utilization CT
EXCLUDE | TX | MeadWestvaco Evadale | 50101 | GEN2 | BLQ | ST | 32.6 |  | Industrial CHP | Y | Commercial/Industrial Unit
EXCLUDE | TX | MeadWestvaco Evadale | 50101 | GEN3 | BLQ | ST | 17.6 |  | Industrial CHP | Y | Steam unit (PRMVR=ST) under 25MW/250 MMBtu/hr
EXCLUDE | TX | MeadWestvaco Evadale | 50101 | GEN1 | BLQ | ST | 7.5 |  | Industrial CHP | Y | Steam unit (PRMVR=ST) under 25MW/250 MMBtu/hr
EXCLUDE | GA | Interstate Paper LLC Riceboro | 54281 | 577A | BLQ | ST | 12.5 |  | Industrial CHP | Y | Steam unit (PRMVR=ST) under 25MW/250 MMBtu/hr
EXCLUDE | MA | Amherst College Co Gen | 58185 | STG | NG | ST | 0.5 |  | Commercial CHP | N | Steam unit (PRMVR=ST) under 25MW/250 MMBtu/hr
EXCLUDE | AL | ABC Coke | 56076 | 1 | OG | ST | 3.8 |  | Industrial CHP | Y | Steam unit (PRMVR=ST) under 25MW/250 MMBtu/hr
EXCLUDE | LA | Stingray Facility | 54531 | 1S72 | NG | GT | 2.5 |  | Industrial Non-CHP | N | Simple Cycle Turbine (PRMVR=GT or OT) unit under 25MW
EXCLUDE | FL | Okeelanta Cogeneration | 54627 | GEN1 | AB | ST | 74.9 |  | IPP CHP | Y | Non Fossil fuel type
EXCLUDE | FL | Okeelanta Cogeneration | 54627 | GEN2 | AB | ST | 54 |  | IPP CHP | Y | Non Fossil fuel type
EXCLUDE | MO | Kirksville | 2083 | 1 | NG | GT | 15 |  | Electric Utility | N | Simple Cycle Turbine (PRMVR=GT or OT) unit under 25MW
EXCLUDE | CA | Sierra Pacific Sonora | 54517 | GEN2 | WDS | ST | 7.5 |  | Industrial CHP | Y | Non Fossil fuel type
EXCLUDE | NC | Ingredion Winston Salem | 54618 | 900 | WDS | ST | 0.9 |  | Industrial CHP | Y | Non Fossil fuel type
EXCLUDE | NC | Ingredion Winston Salem | 54618 | 7500 | WDS | ST | 7.5 |  | Industrial CHP | Y | Non Fossil fuel type
EXCLUDE | WI | Georgia-Pacific Corp - Nekoosa Mill | 50395 | TG6 | BIT | ST | 6 |  | Industrial CHP | Y | Steam unit (PRMVR=ST) under 25MW/250 MMBtu/hr
EXCLUDE | MI | LaFarge Alpena | 50305 | GE10 | PC | ST | 3.2 |  | Industrial CHP | Y | Steam unit (PRMVR=ST) under 25MW/250 MMBtu/hr
EXCLUDE | GA | Rayonier Jesup Mill | 10560 | GEN5 | BLQ | ST | 30 |  | Industrial CHP | N | Commercial/Industrial Unit
EXCLUDE | GA | Rayonier Jesup Mill | 10560 | GEN6 | BLQ | ST | 27 |  | Industrial CHP | N | Commercial/Industrial Unit
EXCLUDE | MI | Plant Four | 1840 | CT1 | DFO | GT | 24 |  | Electric Utility | N | Simple Cycle Turbine (PRMVR=GT or OT) unit under 25MW
EXCLUDE | TX | International Paper Texarkana Mill | 54097 | GEN2 | BLQ | ST | 40 |  | Industrial CHP | Y | Commercial/Industrial Unit
EXCLUDE | GA | Rayonier Jesup Mill | 10560 | GEN4 | WDS | ST | 7.5 |  | Industrial CHP | N | Non Fossil fuel type
EXCLUDE | GA | Rayonier Jesup Mill | 10560 | GEN3 | WDS | ST | 7.5 |  | Industrial CHP | N | Non Fossil fuel type
EXCLUDE | GA | Rayonier Jesup Mill | 10560 | GEN2 | WDS | ST | 5 |  | Industrial CHP | N | Non Fossil fuel type
EXCLUDE | TN | Packaging Corp of America | 50296 | GEN1 | BLQ | ST | 50 |  | Industrial CHP | Y | Commercial/Industrial Unit
EXCLUDE | TN | Packaging Corp of America | 50296 | GEN2 | BLQ | ST | 22.5 |  | Industrial CHP | Y | Steam unit (PRMVR=ST) under 25MW/250 MMBtu/hr
EXCLUDE | WA | Cosmo Specialty Fibers Plant | 50185 | TG1 | WDL | ST | 7.5 |  | Industrial CHP | Y | Non Fossil fuel type
EXCLUDE | WA | Cosmo Specialty Fibers Plant | 50185 | TG2 | WDL | ST | 7.5 |  | Industrial CHP | Y | Non Fossil fuel type
EXCLUDE | FL | John R Kelly | 664 | GT1 | NG | GT | 16.3 |  | Electric Utility | N | Simple Cycle Turbine (PRMVR=GT or OT) unit under 25MW
EXCLUDE | FL | John R Kelly | 664 | GT2 | NG | GT | 16.3 |  | Electric Utility | N | Simple Cycle Turbine (PRMVR=GT or OT) unit under 25MW
EXCLUDE | FL | John R Kelly | 664 | GT3 | NG | GT | 16.3 |  | Electric Utility | N | Simple Cycle Turbine (PRMVR=GT or OT) unit under 25MW
EXCLUDE | AR | Pine Bluff Mill | 10627 | 1TG1 | BLQ | ST | 40 |  | Industrial CHP | Y | Commercial/Industrial Unit
EXCLUDE | AR | Pine Bluff Mill | 10627 | 2TG1 | BLQ | ST | 20 |  | Industrial CHP | Y | Steam unit (PRMVR=ST) under 25MW/250 MMBtu/hr
EXCLUDE | AR | Pine Bluff Mill | 10627 | 3TG1 | BLQ | ST | 25 |  | Industrial CHP | Y | Commercial/Industrial Unit
EXCLUDE | NY | Syracuse Energy | 50651 | GEN2 | BIT | ST | 10.5 |  | IPP CHP | Y | Steam unit (PRMVR=ST) under 25MW/250 MMBtu/hr
COALST | NY | Syracuse Energy | 50651 | GEN1 | BIT | ST | 90.6 |  | IPP CHP | Y
Exclude | KS | Hutchinson Energy Center | 1248 | GT4 | NG | GT | 86 |  | Electric Utility | N | Low utilization CT
EXCLUDE | ME | Anson Abenaki Hydros | 10186 | STG1 | NG | ST | 3 |  | Industrial CHP | Y | Steam unit (PRMVR=ST) under 25MW/250 MMBtu/hr
EXCLUDE | MI | Decorative Panels Intl | 10149 | GEN1 | BIT | ST | 7.5 |  | Industrial CHP | Y | Steam unit (PRMVR=ST) under 25MW/250 MMBtu/hr
EXCLUDE | FL | Bay Resource Management Center | 10250 | GEN1 | MSB | ST | 13.6 |  | IPP Non-CHP | N | Non Fossil fuel type
COALST | OH | O H Hutchings | 2848 | 2 | BIT | ST | 69 |  | Electric Utility | N
EXCLUDE | GA | Inland Paperboard Packaging Rome | 10426 | GEN2 | BLQ | ST | 5 |  | Industrial CHP | Y | Steam unit (PRMVR=ST) under 25MW/250 MMBtu/hr
EXCLUDE | GA | Inland Paperboard Packaging Rome | 10426 | GEN5 | BLQ | ST | 38.4 |  | Industrial CHP | Y | Commercial/Industrial Unit
EXCLUDE | GA | Inland Paperboard Packaging Rome | 10426 | GEN4 | BLQ | ST | 22 |  | Industrial CHP | Y | Steam unit (PRMVR=ST) under 25MW/250 MMBtu/hr
EXCLUDE | GA | Inland Paperboard Packaging Rome | 10426 | GEN3 | BLQ | ST | 5 |  | Industrial CHP | Y | Steam unit (PRMVR=ST) under 25MW/250 MMBtu/hr
EXCLUDE | MN | Olmsted Waste Energy | 50413 | TG3 | MSB | ST | 5.5 |  | Commercial CHP | Y | Non Fossil fuel type
EXCLUDE | MN | Olmsted Waste Energy | 50413 | TG2 | MSB | ST | 2.2 |  | Commercial CHP | Y | Non Fossil fuel type
EXCLUDE | MN | Olmsted Waste Energy | 50413 | TGI | MSB | ST | 1.9 |  | Commercial CHP | Y | Non Fossil fuel type
EXCLUDE | GA | International Paper Savanna Mill | 50398 | GE10 | BLQ | ST | 82.8 |  | Industrial CHP | Y | Commercial/Industrial Unit
EXCLUDE | TX | TempleInland | 10425 | TG | BLQ | ST | 48 |  | Industrial CHP | Y | Commercial/Industrial Unit
EXCLUDE | ME | MMWAC Resource Recovery Facility | 50035 | ST1 | MSB | ST | 5 |  | Commercial Non-CHP | N | Non Fossil fuel type
EXCLUDE | DE | Delaware City 10 | 592 | DC10 | DFO | GT | 18.5 |  | IPP Non-CHP | N | Simple Cycle Turbine (PRMVR=GT or OT) unit under 25MW
EXCLUDE | WI | Kaukauna Paper Mill | 54098 | GEN3 | BLQ | ST | 15.6 |  | Industrial CHP | Y | Steam unit (PRMVR=ST) under 25MW/250 MMBtu/hr
EXCLUDE | WI | Kaukauna Paper Mill | 54098 | GEN2 | BLQ | ST | 11 |  | Industrial CHP | Y | Steam unit (PRMVR=ST) under 25MW/250 MMBtu/hr
EXCLUDE | MI | PCA, Filer City Mill | 58066 | TG3 | BIT | ST | 11.5 |  | Industrial Non-CHP | N | Steam unit (PRMVR=ST) under 25MW/250 MMBtu/hr
EXCLUDE | WI | Kaukauna Paper Mill | 54098 | GEN1 | BLQ | ST | 6 |  | Industrial CHP | Y | Steam unit (PRMVR=ST) under 25MW/250 MMBtu/hr
EXCLUDE | CA | Sierra Pacific Anderson Facility | 55049 | GEN1 | WDS | ST | 4 |  | Industrial CHP | Y | Non Fossil fuel type
EXCLUDE | MI | E.B. Eddy Paper Inc | 58222 | 3TU | BIT | ST | 5 |  | Industrial CHP | Y | Steam unit (PRMVR=ST) under 25MW/250 MMBtu/hr
EXCLUDE | WI | Kaukauna Paper Mill | 54098 | GEN4 | BIT | ST | 12 |  | Industrial CHP | Y | Steam unit (PRMVR=ST) under 25MW/250 MMBtu/hr
EXCLUDE | PA | Portland | 3113 | 4 | DFO | GT | 20 |  | Electric Utility/IPP Non-CHP | N | Simple Cycle Turbine (PRMVR=GT or OT) unit under 25MW
Exclude | PA | Portland | 3113 | 5 | DFO | GT | 156 |  | Electric Utility/IPP Non-CHP | N | Low utilization CT
EXCLUDE | PA | Portland | 3113 | 3 | DFO | GT | 18 |  | Electric Utility/IPP Non-CHP | N | Simple Cycle Turbine (PRMVR=GT or OT) unit under 25MW
EXCLUDE | OH | Procter & Gamble Cincinnati Plant | 50456 | GEN1 | BIT | ST | 12.5 |  | Industrial CHP | Y | Steam unit (PRMVR=ST) under 25MW/250 MMBtu/hr
Exclude | GA | McManus | 715 | 4F | DFO | GT | 55.4 |  | Electric Utility | N | Low utilization CT
EXCLUDE | CT | Uncasville Mill | 50801 | GEN1 | NG | ST | 2.8 |  | Industrial CHP | Y | Steam unit (PRMVR=ST) under 25MW/250 MMBtu/hr
EXCLUDE | OH | ArcelorMittal Warren | 54207 | GEN3 | BFG | ST | 10 |  | Industrial CHP | Y | Steam unit (PRMVR=ST) under 25MW/250 MMBtu/hr
EXCLUDE | SC | Sonoco Products Co | 57919 | 4 | BIT | ST | 28 |  | Industrial CHP | Y | Commercial/Industrial Unit
COALST | VA | Potomac River | 3788 | 1 | BIT | ST | 92 |  | Electric Utility/IPP Non-CHP | N
COALST | FL | Scholz | 642 | 2 | BIT | ST | 49 |  | Electric Utility | N
EXCLUDE | CA | Blacksand Generating Facility | 56090 | D190 | OG | GT | 0.3 |  | Industrial Non-CHP | N | Simple Cycle Turbine (PRMVR=GT or OT) unit under 25MW
EXCLUDE | CA | Blacksand Generating Facility | 56090 | D182 | OG | GT | 4 |  | Industrial Non-CHP | N | Simple Cycle Turbine (PRMVR=GT or OT) unit under 25MW
EXCLUDE | CA | Blacksand Generating Facility | 56090 | D189 | OG | GT | 3.7 |  | Industrial Non-CHP | N | Simple Cycle Turbine (PRMVR=GT or OT) unit under 25MW
EXCLUDE | LA | CITGO Refinery Powerhouse | 52175 | GEN3 | OG | ST | 25 |  | Industrial CHP | Y | Commercial/Industrial Unit
EXCLUDE | LA | CITGO Refinery Powerhouse | 52175 | GEN1 | OG | ST | 25 |  | Industrial CHP | Y | Commercial/Industrial Unit
EXCLUDE | LA | CITGO Refinery Powerhouse | 52175 | GEN2 | OG | ST | 25 |  | Industrial CHP | Y | Commercial/Industrial Unit
EXCLUDE | WI | Mosinee Paper | 50614 | WEST | BLQ | ST | 5 |  | Industrial CHP | Y | Steam unit (PRMVR=ST) under 25MW/250 MMBtu/hr
EXCLUDE | WI | Mosinee Paper | 50614 | GEN1 | BLQ | ST | 15 |  | Industrial CHP | Y | Steam unit (PRMVR=ST) under 25MW/250 MMBtu/hr
EXCLUDE | KY | Kentucky Mills | 55429 | 01 | BLQ | ST | 88 |  | Industrial CHP | Y | Commercial/Industrial Unit
EXCLUDE | ID | Clearwater Paper IPP Lewiston | 50637 | GEN4 | BLQ | ST | 65 |  | Industrial CHP | Y | Commercial/Industrial Unit
EXCLUDE | ID | Clearwater Paper IPP Lewiston | 50637 | GEN1 | BLQ | ST | 10 |  | Industrial CHP | Y | Steam unit (PRMVR=ST) under 25MW/250 MMBtu/hr
EXCLUDE | ID | Clearwater Paper IPP Lewiston | 50637 | GEN2 | BLQ | ST | 10 |  | Industrial CHP | Y | Steam unit (PRMVR=ST) under 25MW/250 MMBtu/hr
EXCLUDE | ID | Clearwater Paper IPP Lewiston | 50637 | GEN3 | BLQ | ST | 28.8 |  | Industrial CHP | Y | Commercial/Industrial Unit
EXCLUDE | WY | Elk Basin Gasoline Plant | 52127 | GEN1 | OG | ST | 1 |  | Industrial CHP | Y | Steam unit (PRMVR=ST) under 25MW/250 MMBtu/hr
EXCLUDE | WY | Elk Basin Gasoline Plant | 52127 | GEN2 | OG | ST | 1 |  | Industrial CHP | Y | Steam unit (PRMVR=ST) under 25MW/250 MMBtu/hr
EXCLUDE | WI | Georgia-Pacific Corp - Nekoosa Mill | 50395 | TG14 | BLQ | ST | 13.1 |  | Industrial CHP | Y | Steam unit (PRMVR=ST) under 25MW/250 MMBtu/hr
OGST | MA | Salem Harbor | 1626 | 4 | RFO | ST | 475.5 |  | Electric Utility/IPP Non-CHP | N
EXCLUDE | AR | Clearwater Paper APP CB | 50638 | GEN1 | BLQ | ST | 20 |  | Industrial CHP | Y | Steam unit (PRMVR=ST) under 25MW/250 MMBtu/hr
EXCLUDE | LA | CII Carbon LLC | 54677 | TG-3 | PC | ST | 23 |  | Industrial CHP | Y | Steam unit (PRMVR=ST) under 25MW/250 MMBtu/hr
EXCLUDE | LA | CII Carbon LLC | 54677 | TG-2 | PC | ST | 23 |  | Industrial CHP | Y | Steam unit (PRMVR=ST) under 25MW/250 MMBtu/hr
EXCLUDE | GA | Boulevard | 732 | 1 | NG | GT | 15.6 |  | Electric Utility | N | Simple Cycle Turbine (PRMVR=GT or OT) unit under 25MW
EXCLUDE | GA | Boulevard | 732 | 2 | NG | GT | 15.6 |  | Electric Utility | N | Simple Cycle Turbine (PRMVR=GT or OT) unit under 25MW
EXCLUDE | GA | Boulevard | 732 | 3 | NG | GT | 15.6 |  | Electric Utility | N | Simple Cycle Turbine (PRMVR=GT or OT) unit under 25MW
COALST | NC | Cliffside | 2721 | 6 | BIT | ST | 909.5 |  | Electric Utility | N
EXCLUDE | MD | RG Steel Sparrows Point, LLC | 10485 | GEN1 | BFG | ST | 30 |  | Industrial CHP/Iron & Steel | Y | Commercial/Industrial Unit
EXCLUDE | MD | RG Steel Sparrows Point, LLC | 10485 | GEN4 | BFG | ST | 30 |  | Industrial CHP/Iron & Steel | Y | Commercial/Industrial Unit
EXCLUDE | MD | RG Steel Sparrows Point, LLC | 10485 | GEN2 | BFG | ST | 30 |  | Industrial CHP/Iron & Steel | Y | Commercial/Industrial Unit
EXCLUDE | FL | Pensacola Florida Plant | 10416 | GEN3 | NG | ST | 6 |  | Industrial CHP | Y | Steam unit (PRMVR=ST) under 25MW/250 MMBtu/hr
EXCLUDE | FL | Pensacola Florida Plant | 10416 | GEN1 | NG | ST | 5 |  | Industrial CHP | Y | Steam unit (PRMVR=ST) under 25MW/250 MMBtu/hr
EXCLUDE | FL | Pensacola Florida Plant | 10416 | GEN2 | NG | ST | 5 |  | Industrial CHP | Y | Steam unit (PRMVR=ST) under 25MW/250 MMBtu/hr
EXCLUDE | HI | Hawaiian Comm & Sugar Puunene Mill | 10604 | PUU5 | AB | ST | 16.1 |  | Industrial CHP | Y | Non Fossil fuel type
EXCLUDE | HI | Hawaiian Comm & Sugar Puunene Mill | 10604 | PUU3 | AB | ST | 10 |  | Industrial CHP | Y | Non Fossil fuel type
EXCLUDE | HI | Hawaiian Comm & Sugar Puunene Mill | 10604 | PUU4 | AB | ST | 20 |  | Industrial CHP | Y | Non Fossil fuel type
EXCLUDE | GA | Port Wentworth Mill | 50804 | GEN5 | BLQ | ST | 25 |  | Industrial CHP | N | Commercial/Industrial Unit
EXCLUDE | GA | Port Wentworth Mill | 50804 | GEN4 | BLQ | ST | 47.3 |  | Industrial CHP | Y | Commercial/Industrial Unit
EXCLUDE | WI | Wisconsin Rapids Pulp Mill | 10477 | GEN1 | BLQ | ST | 32 |  | Industrial CHP | Y | Commercial/Industrial Unit
EXCLUDE | WI | Wisconsin Rapids Pulp Mill | 10477 | GEN2 | BLQ | ST | 40.3 |  | Industrial CHP | Y | Commercial/Industrial Unit
EXCLUDE | SC | International Paper Georgetown Mill | 54087 | GEN1 | BLQ | ST | 25.6 |  | Industrial CHP | Y | Commercial/Industrial Unit
EXCLUDE | OK | International Paper Valliant OK | 50192 | TG1 | BLQ | ST | 68 |  | Industrial CHP | Y | Commercial/Industrial Unit
EXCLUDE | CA | Richmond Refinery TG800 | 52105 | GEN5 | OG | ST | 30.4 |  | Industrial CHP | N | Commercial/Industrial Unit
EXCLUDE | IA | Coralville GT | 1079 | 1 | NG | GT | 18 |  | Electric Utility | N | Simple Cycle Turbine (PRMVR=GT or OT) unit under 25MW
EXCLUDE | IA | Coralville GT | 1079 | 2 | NG | GT | 18 |  | Electric Utility | N | Simple Cycle Turbine (PRMVR=GT or OT) unit under 25MW
EXCLUDE | IA | Coralville GT | 1079 | 3 | NG | GT | 18 |  | Electric Utility | N | Simple Cycle Turbine (PRMVR=GT or OT) unit under 25MW
EXCLUDE | IA | Coralville GT | 1079 | 4 | NG | GT | 18 |  | Electric Utility | N | Simple Cycle Turbine (PRMVR=GT or OT) unit under 25MW
EXCLUDE | SC | International Paper Georgetown Mill | 54087 | GEN3 | WDS | ST | 40.5 |  | Industrial CHP | Y | Non Fossil fuel type
EXCLUDE | SC | International Paper Georgetown Mill | 54087 | GEN2 | WDS | ST | 29.5 |  | Industrial CHP | Y | Non Fossil fuel type
EXCLUDE | SC | International Paper Eastover Facility | 52151 | GEN2 | BLQ | ST | 61.2 |  | Industrial CHP | Y | Commercial/Industrial Unit
EXCLUDE | LA | DeRidder Mill | 10488 | TG | BLQ | ST | 61.5 |  | Industrial CHP | Y | Commercial/Industrial Unit
EXCLUDE | AR | Georgia-Pacific Crossett | 10606 | GEN6 | BLQ | ST | 34 |  | Industrial CHP | Y | Commercial/Industrial Unit
EXCLUDE | AR | Georgia-Pacific Crossett | 10606 | GEN4 | BLQ | ST | 28 |  | Industrial CHP | Y | Commercial/Industrial Unit
OGST | MS | Sweatt | 2048 | 2 | NG | ST | 49 |  | Electric Utility | N
EXCLUDE | AR | Georgia-Pacific Crossett | 10606 | GEN5 | BLQ | ST | 30 |  | Industrial CHP | Y | Commercial/Industrial Unit
EXCLUDE | MI | Neenah Paper Munising Mill | 54867 | M387 | BIT | ST | 6.2 |  | Industrial CHP | Y | Steam unit (PRMVR=ST) under 25MW/250 MMBtu/hr
Exclude | GA | McManus | 715 | 4E | DFO | GT | 55.4 |  | Electric Utility | N | Low utilization CT
COALST | VA | Spruance Genco LLC | 54081 | GEN2 | BIT | ST | 57.4 |  | IPP CHP | Y
EXCLUDE | GA | International Paper Augusta Mill | 54358 | 2 | BLQ | ST | 39 |  | Industrial CHP | Y | Commercial/Industrial Unit
EXCLUDE | GA | International Paper Augusta Mill | 54358 | 1 | BLQ | ST | 27 |  | Industrial CHP | Y | Commercial/Industrial Unit
EXCLUDE | GA | International Paper Augusta Mill | 54358 | 3 | BLQ | ST | 18.7 |  | Industrial CHP | Y | Steam unit (PRMVR=ST) under 25MW/250 MMBtu/hr
Exclude | KS | Hutchinson Energy Center | 1248 | GT3 | NG | GT | 71 |  | Electric Utility | N | Low utilization CT
EXCLUDE | MO | Anheuser-Busch St Louis | 10430 | GEN3 | BIT | ST | 11 |  | Industrial CHP | Y | Steam unit (PRMVR=ST) under 25MW/250 MMBtu/hr
EXCLUDE | MO | Anheuser-Busch St Louis | 10430 | GEN1 | BIT | ST | 11 |  | Industrial CHP | Y | Steam unit (PRMVR=ST) under 25MW/250 MMBtu/hr
OGST | PA | Eddystone Generating Station | 3161 | 3 | NG | ST | 391 |  | Electric Utility/IPP Non-CHP | N
EXCLUDE | TX | Goodyear Beaumont Chemical Plant | 54321 | 3N80 | NG | ST | 14.8 |  | Industrial CHP | Y | Steam unit (PRMVR=ST) under 25MW/250 MMBtu/hr
EXCLUDE | CA | Argus Cogen Plant | 10684 | TG8 | BIT | ST | 27.5 |  | Industrial CHP | Y | Commercial/Industrial Unit
EXCLUDE | CA | Argus Cogen Plant | 10684 | TG9 | BIT | ST | 27.5 |  | Industrial CHP | Y | Commercial/Industrial Unit
EXCLUDE | MO | Anheuser-Busch St Louis | 10430 | GEN4 | BIT | ST | 4.1 |  | Industrial CHP | Y | Steam unit (PRMVR=ST) under 25MW/250 MMBtu/hr
EXCLUDE | NC | Weyerhaeuser New Bern NC | 50188 | TG1 | BLQ | ST | 29.7 |  | Industrial CHP | Y | Commercial/Industrial Unit
EXCLUDE | SD | Lake Preston | 3352 | 1A | DFO | GT | 24.1 |  | Electric Utility | N | Simple Cycle Turbine (PRMVR=GT or OT) unit under 25MW
Exclude | FL | Northside Generating Station | 667 | 4 | DFO | GT | 62.1 |  | Electric Utility | N | Low utilization CT
Exclude | FL | Northside Generating Station | 667 | 5 | DFO | GT | 62.1 |  | Electric Utility | N | Low utilization CT
Exclude | FL | Northside Generating Station | 667 | 6 | DFO | GT | 62.1 |  | Electric Utility | N | Low utilization CT
Exclude | FL | Northside Generating Station | 667 | GT3 | DFO | GT | 62.1 |  | Electric Utility | N | Low utilization CT
COALST | VA | Spruance Genco LLC | 54081 | GEN1 | BIT | ST | 57.4 |  | IPP CHP | Y
EXCLUDE | OH | Sauder Power Plant | 54974 | UNT1 | WDS | ST | 3.6 |  | IPP CHP | Y | Non Fossil fuel type
EXCLUDE | OH | Sauder Power Plant | 54974 | UNT2 | WDS | ST | 3.6 |  | IPP CHP | Y | Non Fossil fuel type
EXCLUDE | VA | Elkton | 52148 | GEN1 | NG | ST | 6.2 |  | Industrial CHP | Y | Steam unit (PRMVR=ST) under 25MW/250 MMBtu/hr
EXCLUDE | FL | Georgia-Pacific Palatka Operations | 10611 | GEN4 | BLQ | ST | 47.8 |  | Industrial CHP | Y | Commercial/Industrial Unit
EXCLUDE | FL | Georgia-Pacific Palatka Operations | 10611 | GEN8 | BLQ | ST | 32 |  | Industrial CHP | Y | Commercial/Industrial Unit
EXCLUDE | PA | Hamilton | 3109 | 1 | DFO | GT | 19.6 |  | IPP Non-CHP | N | Simple Cycle Turbine (PRMVR=GT or OT) unit under 25MW
EXCLUDE | ND | Mandan Refinery | 52133 | GEN1 | OG | ST | 2.5 |  | Industrial CHP | Y | Steam unit (PRMVR=ST) under 25MW/250 MMBtu/hr
EXCLUDE | ND | Mandan Refinery | 52133 | GEN2 | OG | ST | 2.5 |  | Industrial CHP | Y | Steam unit (PRMVR=ST) under 25MW/250 MMBtu/hr
EXCLUDE | ND | Mandan Refinery | 52133 | GEN3 | OG | ST | 2.5 |  | Industrial CHP | Y | Steam unit (PRMVR=ST) under 25MW/250 MMBtu/hr
EXCLUDE | CA | Argus Cogen Plant | 10684 | TG5 | BIT | ST | 7.5 |  | Industrial CHP | Y | Steam unit (PRMVR=ST) under 25MW/250 MMBtu/hr
EXCLUDE | AL | Mead Coated Board | 54802 | GEN1 | WDS | ST | 32 |  | Industrial CHP | Y | Non Fossil fuel type
EXCLUDE | AL | Mead Coated Board | 54802 | GEN2 | WDS | ST | 55.5 |  | Industrial CHP | Y | Non Fossil fuel type
Exclude | OH | FirstEnergy Eastlake | 2837 | 6 | DFO | GT | 32 |  | Electric Utility/IPP Non-CHP | N | Low utilization CT
EXCLUDE | AK | Eielson AFB Central Heat & Power Plant | 50392 | TG5 | SUB | ST | 10 |  | Commercial CHP | Y | Steam unit (PRMVR=ST) under 25MW/250 MMBtu/hr
EXCLUDE | AK | Eielson AFB Central Heat & Power Plant | 50392 | TG3 | SUB | ST | 5 |  | Commercial CHP | Y | Steam unit (PRMVR=ST) under 25MW/250 MMBtu/hr
EXCLUDE | AK | Eielson AFB Central Heat & Power Plant | 50392 | TG4 | SUB | ST | 5 |  | Commercial CHP | Y | Steam unit (PRMVR=ST) under 25MW/250 MMBtu/hr
EXCLUDE | AK | Eielson AFB Central Heat & Power Plant | 50392 | TG2 | SUB | ST | 2.5 |  | Commercial CHP | Y | Steam unit (PRMVR=ST) under 25MW/250 MMBtu/hr
EXCLUDE | AK | Eielson AFB Central Heat & Power Plant | 50392 | TG1 | SUB | ST | 2.5 |  | Commercial CHP | Y | Steam unit (PRMVR=ST) under 25MW/250 MMBtu/hr
EXCLUDE | TN | Bowater Newsprint Calhoun Operation | 50956 | GEN3 | BLQ | ST | 25 |  | Industrial CHP | Y | Commercial/Industrial Unit
EXCLUDE | TN | Bowater Newsprint Calhoun Operation | 50956 | GEN2 | BLQ | ST | 19.2 |  | Industrial CHP | Y | Steam unit (PRMVR=ST) under 25MW/250 MMBtu/hr
EXCLUDE | TN | Bowater Newsprint Calhoun Operation | 50956 | GEN1 | BLQ | ST | 19 |  | Industrial CHP | Y | Steam unit (PRMVR=ST) under 25MW/250 MMBtu/hr
EXCLUDE | AL | Fairfield Works | 50730 | GEN3 | BFG | ST | 20 |  | Industrial Non-CHP | N | Steam unit (PRMVR=ST) under 25MW/250 MMBtu/hr
EXCLUDE | CA | Olive View Medical Center | 10884 | CTC1 | NG | CC | 2.8 |  | Commercial CHP | Y | Combined Cycle (PRMVR=CC) unit under 25MW
EXCLUDE | CA | Olive View Medical Center | 10884 | CTC2 | NG | CC | 2.8 |  | Commercial CHP | Y | Combined Cycle (PRMVR=CC) unit under 25MW
Exclude | NJ | PSEG Salem Generating Station | 2410 | 3 | DFO | GT | 41.8 |  | Electric Utility/IPP Non-CHP | N | Low utilization CT
COALST | VA | Potomac River | 3788 | 2 | BIT | ST | 92 |  | Electric Utility/IPP Non-CHP | N
EXCLUDE | MN | Sappi Cloquet Mill | 50639 | GEN5 | BLQ | ST | 27.6 |  | Industrial CHP | Y | Commercial/Industrial Unit
EXCLUDE | IN | Sagamore Plant Cogeneration | 50903 | GEN1 | BIT | ST | 7.4 |  | Industrial CHP | Y | Steam unit (PRMVR=ST) under 25MW/250 MMBtu/hr
EXCLUDE | PA | American Eagle Paper Mills | 50284 | TG3 | BIT | ST | 2.5 |  | Industrial CHP | Y | Steam unit (PRMVR=ST) under 25MW/250 MMBtu/hr
EXCLUDE | PA | American Eagle Paper Mills | 50284 | TG6 | BIT | ST | 7.5 |  | Industrial CHP | Y | Steam unit (PRMVR=ST) under 25MW/250 MMBtu/hr
EXCLUDE | PA | American Eagle Paper Mills | 50284 | TG5 | BIT | ST | 3 |  | Industrial CHP | Y | Steam unit (PRMVR=ST) under 25MW/250 MMBtu/hr
EXCLUDE | PA | American Eagle Paper Mills | 50284 | TG4 | BIT | ST | 4.5 |  | Industrial CHP | Y | Steam unit (PRMVR=ST) under 25MW/250 MMBtu/hr
EXCLUDE | OR | R & R Lumber | 50945 | ST1 | WDS | ST | 1.5 |  | Industrial Non-CHP | N | Non Fossil fuel type
EXCLUDE | TX | International Paper Texarkana Mill | 54097 | GEN1 | BLQ | ST | 25 |  | Industrial CHP | Y | Commercial/Industrial Unit
Exclude | KS | Hutchinson Energy Center | 1248 | GT2 | NG | GT | 71 |  | Electric Utility | N | Low utilization CT
EXCLUDE | MN | Sappi Cloquet Mill | 50639 | GEN4 | WDS | ST | 41.5 |  | Industrial CHP | Y | Non Fossil fuel type
EXCLUDE | MN | Sappi Cloquet Mill | 50639 | GEN3 | WDS | ST | 19.2 |  | Industrial CHP | Y | Non Fossil fuel type
COALST | KY | Robert A Reid | 1383 | 1 | BIT | ST | 96 |  | Electric Utility | N
EXCLUDE | LA | Gaylord Container Bogalusa | 54427 | NO8 | WDS | ST | 25 |  | Industrial CHP | N | Non Fossil fuel type
EXCLUDE | LA | Gaylord Container Bogalusa | 54427 | NO9 | WDS | ST | 37.5 |  | Industrial CHP | N | Non Fossil fuel type
EXCLUDE | LA | Gaylord Container Bogalusa | 54427 | NO10 | WDS | ST | 37 |  | Industrial CHP | Y | Non Fossil fuel type
EXCLUDE | WA | Simpson Tacoma Kraft Biomass | 57099 | STG1 | BLQ | ST | 64 |  | Industrial CHP | Y | Commercial/Industrial Unit
EXCLUDE | FL | International Paper Pensacola | 50250 | GEN2 | BLQ | ST | 43.2 |  | Industrial CHP | Y | Commercial/Industrial Unit
EXCLUDE | FL | Rayonier Fernandina Mill | 10562 | GEN3 | WDS | ST | 7.5 |  | Industrial CHP | Y | Non Fossil fuel type
EXCLUDE | FL | International Paper Pensacola | 50250 | GEN1 | BLQ | ST | 39.6 |  | Industrial CHP | Y | Commercial/Industrial Unit
EXCLUDE | NC | Domtar Paper Co LLC Plymouth NC | 50189 | TG7 | BLQ | ST | 7.5 |  | Industrial CHP | Y | Steam unit (PRMVR=ST) under 25MW/250 MMBtu/hr
EXCLUDE | TN | Tennessee Eastman Operations | 50481 | TG10 | BIT | ST | 6 |  | Industrial CHP | Y | Steam unit (PRMVR=ST) under 25MW/250 MMBtu/hr
EXCLUDE | TN | Tennessee Eastman Operations | 50481 | TGO9 | BIT | ST | 6 |  | Industrial CHP | Y | Steam unit (PRMVR=ST) under 25MW/250 MMBtu/hr
EXCLUDE | TN | Tennessee Eastman Operations | 50481 | TG14 | BIT | ST | 10 |  | Industrial CHP | Y | Steam unit (PRMVR=ST) under 25MW/250 MMBtu/hr
EXCLUDE | TN | Tennessee Eastman Operations | 50481 | TG18 | BIT | ST | 10.4 |  | Industrial CHP | Y | Steam unit (PRMVR=ST) under 25MW/250 MMBtu/hr
EXCLUDE | TN | Tennessee Eastman Operations | 50481 | TG22 | BIT | ST | 15.4 |  | Industrial CHP | Y | Steam unit (PRMVR=ST) under 25MW/250 MMBtu/hr
EXCLUDE | TN | Tennessee Eastman Operations | 50481 | TG24 | BIT | ST | 16.8 |  | Industrial CHP | Y | Steam unit (PRMVR=ST) under 25MW/250 MMBtu/hr
EXCLUDE | TN | Tennessee Eastman Operations | 50481 | TG26 | BIT | ST | 16.6 |  | Industrial CHP | Y | Steam unit (PRMVR=ST) under 25MW/250 MMBtu/hr
EXCLUDE | TN | Tennessee Eastman Operations | 50481 | TGO8 | BIT | ST | 6 |  | Industrial CHP | Y | Steam unit (PRMVR=ST) under 25MW/250 MMBtu/hr
EXCLUDE | TN | Tennessee Eastman Operations | 50481 | TG20 | BIT | ST | 10.4 |  | Industrial CHP | Y | Steam unit (PRMVR=ST) under 25MW/250 MMBtu/hr
EXCLUDE | TN | Tennessee Eastman Operations | 50481 | TG21 | BIT | ST | 15 |  | Industrial CHP | Y | Steam unit (PRMVR=ST) under 25MW/250 MMBtu/hr
EXCLUDE | TN | Tennessee Eastman Operations | 50481 | TG17 | BIT | ST | 10.4 |  | Industrial CHP | Y | Steam unit (PRMVR=ST) under 25MW/250 MMBtu/hr
EXCLUDE | TN | Tennessee Eastman Operations | 50481 | TG25 | BIT | ST | 18 |  | Industrial CHP | Y | Steam unit (PRMVR=ST) under 25MW/250 MMBtu/hr
EXCLUDE | TN | Tennessee Eastman Operations | 50481 | TGO7 | BIT | ST | 6 |  | Industrial CHP | Y | Steam unit (PRMVR=ST) under 25MW/250 MMBtu/hr
EXCLUDE | TN | Tennessee Eastman Operations | 50481 | TG19 | BIT | ST | 10.4 |  | Industrial CHP | Y | Steam unit (PRMVR=ST) under 25MW/250 MMBtu/hr
EXCLUDE | NE | Archer Daniels Midland Columbus | 57046 | GEN1 | SUB | ST | 71.4 |  | Industrial CHP | Y | Commercial/Industrial Unit
EXCLUDE | TN | Tennessee Eastman Operations | 50481 | TG13 | BIT | ST | 7 |  | Industrial CHP | Y | Steam unit (PRMVR=ST) under 25MW/250 MMBtu/hr
EXCLUDE | TN | Tennessee Eastman Operations | 50481 | TG15 | BIT | ST | 7.5 |  | Industrial CHP | Y | Steam unit (PRMVR=ST) under 25MW/250 MMBtu/hr
EXCLUDE | TN | Tennessee Eastman Operations | 50481 | TG11 | BIT | ST | 6 |  | Industrial CHP | Y | Steam unit (PRMVR=ST) under 25MW/250 MMBtu/hr
EXCLUDE | TN | Tennessee Eastman Operations | 50481 | TG16 | BIT | ST | 10.4 |  | Industrial CHP | Y | Steam unit (PRMVR=ST) under 25MW/250 MMBtu/hr
EXCLUDE | TN | Tennessee Eastman Operations | 50481 | TG12 | BIT | ST | 6 |  | Industrial CHP | Y | Steam unit (PRMVR=ST) under 25MW/250 MMBtu/hr
EXCLUDE | NC | Domtar Paper Co LLC Plymouth NC | 50189 | TG9 | BLQ | ST | 42 |  | Industrial CHP | Y | Commercial/Industrial Unit
EXCLUDE | NC | Domtar Paper Co LLC Plymouth NC | 50189 | TG8 | BLQ | ST | 25 |  | Industrial CHP | Y | Commercial/Industrial Unit
EXCLUDE | IA | Roquette America | 57953 | ST | PC | ST | 34.4 |  | Industrial CHP | Y | Commercial/Industrial Unit
EXCLUDE | NC | Domtar Paper Co LLC Plymouth NC | 50189 | TG10 | WDS | ST | 72 |  | Industrial CHP | Y | Non Fossil fuel type
COALST | NC | Edgecombe Genco LLC | 10384 | GEN2 | BIT | ST | 57.4 |  | IPP CHP | Y
EXCLUDE | AL | Weyerhaeuser Pine Hill Operations | 54752 | NO2 | BLQ | ST | 37.4 |  | Industrial CHP | Y | Commercial/Industrial Unit
EXCLUDE | IN | Purdue University | 50240 | GEN2 | BIT | ST | 10.6 |  | Commercial CHP | Y | Steam unit (PRMVR=ST) under 25MW/250 MMBtu/hr
EXCLUDE | IN | Purdue University | 50240 | GEN1 | BIT | ST | 30.8 |  | Commercial CHP | Y | Commercial/Industrial Unit
EXCLUDE | OR | Dillard Complex | 50396 | GEN2 | WDS | ST | 5 |  | Industrial CHP | Y | Non Fossil fuel type
EXCLUDE | OR | Dillard Complex | 50396 | GEN4 | WDS | ST | 11.5 |  | Industrial CHP | Y | Non Fossil fuel type
EXCLUDE | OR | Dillard Complex | 50396 | GEN6 | WDS | ST | 11.5 |  | Industrial CHP | Y | Non Fossil fuel type
EXCLUDE | OR | Dillard Complex | 50396 | GEN1 | WDS | ST | 5 |  | Industrial CHP | Y | Non Fossil fuel type
EXCLUDE | OR | Dillard Complex | 50396 | GEN5 | WDS | ST | 11.5 |  | Industrial CHP | Y | Non Fossil fuel type
EXCLUDE | OR | Dillard Complex | 50396 | GEN3 | WDS | ST | 7 |  | Industrial CHP | Y | Non Fossil fuel type
EXCLUDE | MS | Weyerhaeuser Columbus MS | 50184 | TG4 | BLQ | ST | 4 |  | Industrial CHP | Y | Steam unit (PRMVR=ST) under 25MW/250 MMBtu/hr
EXCLUDE | AL | International Paper Courtland Mill | 50245 | GE | BLQ | ST | 27.5 |  | Industrial CHP | Y | Commercial/Industrial Unit
EXCLUDE | AL | International Paper Courtland Mill | 50245 | ABB | BLQ | ST | 61.2 |  | Industrial CHP | Y | Commercial/Industrial Unit
EXCLUDE | SC | US DOE Savannah River Site (D Area) | 7652 | LP-1 | BIT | ST | 12.5 |  | IPP CHP | Y | Steam unit (PRMVR=ST) under 25MW/250 MMBtu/hr
EXCLUDE | SC | US DOE Savannah River Site (D Area) | 7652 | LP-4 | BIT | ST | 12.5 |  | IPP CHP | Y | Steam unit (PRMVR=ST) under 25MW/250 MMBtu/hr
EXCLUDE | SC | US DOE Savannah River Site (D Area) | 7652 | HP-2 | BIT | ST | 9.4 |  | IPP CHP | Y | Steam unit (PRMVR=ST) under 25MW/250 MMBtu/hr
EXCLUDE | SC | US DOE Savannah River Site (D Area) | 7652 | HP-3 | BIT | ST | 9.4 |  | IPP CHP | Y | Steam unit (PRMVR=ST) under 25MW/250 MMBtu/hr
EXCLUDE | SC | US DOE Savannah River Site (D Area) | 7652 | LP-2 | BIT | ST | 12.5 |  | IPP CHP | Y | Steam unit (PRMVR=ST) under 25MW/250 MMBtu/hr
EXCLUDE | SC | US DOE Savannah River Site (D Area) | 7652 | HP-1 | BIT | ST | 9.4 |  | IPP CHP | Y | Steam unit (PRMVR=ST) under 25MW/250 MMBtu/hr
EXCLUDE | SC | US DOE Savannah River Site (D Area) | 7652 | LP-3 | BIT | ST | 12.5 |  | IPP CHP | Y | Steam unit (PRMVR=ST) under 25MW/250 MMBtu/hr
EXCLUDE | IA | AG Processing Inc | 10223 | E.C. | SUB | ST | 8.5 |  | Industrial CHP | Y | Steam unit (PRMVR=ST) under 25MW/250 MMBtu/hr
OGST | NY | Bowline Point | 2625 | 2 | NG | ST | 621 |  | Electric Utility/IPP Non-CHP | N
EXCLUDE | AK | Utility Plants Section | 50308 | GEN3 | SUB | ST | 5 |  | Commercial CHP | Y | Steam unit (PRMVR=ST) under 25MW/250 MMBtu/hr
EXCLUDE | AK | Utility Plants Section | 50308 | GEN1 | SUB | ST | 5 |  | Commercial CHP | Y | Steam unit (PRMVR=ST) under 25MW/250 MMBtu/hr
EXCLUDE | AK | Utility Plants Section | 50308 | GEN4 | SUB | ST | 5 |  | Commercial CHP | Y | Steam unit (PRMVR=ST) under 25MW/250 MMBtu/hr
EXCLUDE | AK | Utility Plants Section | 50308 | GEN5 | SUB | ST | 5 |  | Commercial CHP | Y | Steam unit (PRMVR=ST) under 25MW/250 MMBtu/hr
EXCLUDE | AK | Utility Plants Section | 50308 | GEN2 | SUB | ST | 2.5 |  | Commercial CHP | Y | Steam unit (PRMVR=ST) under 25MW/250 MMBtu/hr
EXCLUDE | MN | American Crystal Sugar Moorhead | 54211 | G2 | SUB | ST | 2 |  | Industrial CHP | Y | Steam unit (PRMVR=ST) under 25MW/250 MMBtu/hr
EXCLUDE | MN | American Crystal Sugar Moorhead | 54211 | G1 | SUB | ST | 3 |  | Industrial CHP | Y | Steam unit (PRMVR=ST) under 25MW/250 MMBtu/hr
EXCLUDE | CO | Colorado Energy Nations Company | 10003 | GEN3 | BIT | ST | 20 |  | IPP CHP | Y | Steam unit (PRMVR=ST) under 25MW/250 MMBtu/hr
EXCLUDE | CO | Colorado Energy Nations Company | 10003 | GEN1 | BIT | ST | 7.5 |  | IPP CHP | Y | Steam unit (PRMVR=ST) under 25MW/250 MMBtu/hr
EXCLUDE | CO | Colorado Energy Nations Company | 10003 | VBPT | BIT | ST | 0.4 |  | IPP CHP | Y | Steam unit (PRMVR=ST) under 25MW/250 MMBtu/hr
EXCLUDE | CO | Colorado Energy Nations Company | 10003 | GEN2 | BIT | ST | 7.5 |  | IPP CHP | Y | Steam unit (PRMVR=ST) under 25MW/250 MMBtu/hr
EXCLUDE | AR | Warren Lumber Mill | 50640 | GEN6 | WDS | ST | 15 |  | Industrial CHP | Y | Non Fossil fuel type
EXCLUDE | PA | Johnsonburg Mill | 54638 | PT1 | BLQ | ST | 54 |  | Industrial CHP | Y | Commercial/Industrial Unit
EXCLUDE | MS | Weyerhaeuser Columbus MS | 50184 | TG3 | BLQ | ST | 14.6 |  | Industrial CHP | Y | Steam unit (PRMVR=ST) under 25MW/250 MMBtu/hr
EXCLUDE | MI | Jackson County Resource Recovery | 10722 | 1 | MSB | ST | 3.7 |  | Commercial CHP | Y | Non Fossil fuel type
EXCLUDE | MS | Weyerhaeuser Columbus MS | 50184 | TG2 | BLQ | ST | 46 |  | Industrial CHP | Y | Commercial/Industrial Unit
EXCLUDE | MS | Weyerhaeuser Columbus MS | 50184 | TG1 | BLQ | ST | 64 |  | Industrial CHP | Y | Commercial/Industrial Unit
EXCLUDE | NJ | Glen Gardner | 8227 | 1 | NG | GT | 20 |  | IPP Non-CHP | N | Simple Cycle Turbine (PRMVR=GT or OT) unit under 25MW
EXCLUDE | NJ | Glen Gardner | 8227 | 2 | NG | GT | 20 |  | IPP Non-CHP | N | Simple Cycle Turbine (PRMVR=GT or OT) unit under 25MW
EXCLUDE | NJ | Glen Gardner | 8227 | 4 | NG | GT | 20 |  | IPP Non-CHP | N | Simple Cycle Turbine (PRMVR=GT or OT) unit under 25MW
EXCLUDE | NJ | Glen Gardner | 8227 | 5 | NG | GT | 20 |  | IPP Non-CHP | N | Simple Cycle Turbine (PRMVR=GT or OT) unit under 25MW
EXCLUDE | NJ | Glen Gardner | 8227 | 6 | NG | GT | 20 |  | IPP Non-CHP | N | Simple Cycle Turbine (PRMVR=GT or OT) unit under 25MW
EXCLUDE | NJ | Glen Gardner | 8227 | 7 | NG | GT | 20 |  | IPP Non-CHP | N | Simple Cycle Turbine (PRMVR=GT or OT) unit under 25MW
EXCLUDE | NJ | Glen Gardner | 8227 | 8 | NG | GT | 20 |  | IPP Non-CHP | N | Simple Cycle Turbine (PRMVR=GT or OT) unit under 25MW
EXCLUDE | NJ | Glen Gardner | 8227 | 3 | NG | GT | 19.6 |  | IPP Non-CHP | N | Simple Cycle Turbine (PRMVR=GT or OT) unit under 25MW
EXCLUDE | WI | Rhinelander Mill | 50933 | GEN5 | NG | ST | 10 |  | Industrial CHP | Y | Steam unit (PRMVR=ST) under 25MW/250 MMBtu/hr
EXCLUDE | WI | Rhinelander Mill | 50933 | GEN3 | NG | ST | 4 |  | Industrial CHP | Y | Steam unit (PRMVR=ST) under 25MW/250 MMBtu/hr
EXCLUDE | MA | Somerset Plant | 50406 | GEN1 | BLQ | ST | 48.5 |  | Industrial CHP | Y | Commercial/Industrial Unit
EXCLUDE | MA | Somerset Plant | 50406 | GEN2 | BLQ | ST | 68.4 |  | Industrial CHP | Y | Commercial/Industrial Unit
EXCLUDE | VA | West Point Mill | 10017 | GEN9 | BLQ | ST | 10 |  | Industrial CHP | Y | Steam unit (PRMVR=ST) under 25MW/250 MMBtu/hr
EXCLUDE | VA | West Point Mill | 10017 | GN12 | BLQ | ST | 46 |  | Industrial CHP | Y | Commercial/Industrial Unit
EXCLUDE | VA | West Point Mill | 10017 | GN10 | BLQ | ST | 25 |  | Industrial CHP | Y | Commercial/Industrial Unit
EXCLUDE | VA | West Point Mill | 10017 | GN11 | BLQ | ST | 15 |  | Industrial CHP | Y | Steam unit (PRMVR=ST) under 25MW/250 MMBtu/hr
EXCLUDE | SC | Florence Mill | 50806 | GEN2 | BLQ | ST | 16 |  | Industrial CHP | Y | Steam unit (PRMVR=ST) under 25MW/250 MMBtu/hr
EXCLUDE | IL | Tate & Lyle Decatur Plant Cogen | 10867 | GEN1 | BIT | ST | 62 |  | Industrial CHP | Y | Commercial/Industrial Unit
EXCLUDE | SC | Florence Mill | 50806 | GEN1 | BLQ | ST | 12.5 |  | Industrial CHP | Y | Steam unit (PRMVR=ST) under 25MW/250 MMBtu/hr
EXCLUDE | LA | Noranda Alumina LLC | 50846 | ST2 | NG | ST | 18.7 |  | Industrial CHP | Y | Steam unit (PRMVR=ST) under 25MW/250 MMBtu/hr
EXCLUDE | LA | Noranda Alumina LLC | 50846 | ST1 | NG | ST | 18.7 |  | Industrial CHP | Y | Steam unit (PRMVR=ST) under 25MW/250 MMBtu/hr
EXCLUDE | LA | Noranda Alumina LLC | 50846 | ST3 | NG | ST | 7.2 |  | Industrial CHP | Y | Steam unit (PRMVR=ST) under 25MW/250 MMBtu/hr
EXCLUDE | NH | Lost Nation | 2362 | GT1 | DFO | GT | 18 |  | Electric Utility | N | Simple Cycle Turbine (PRMVR=GT or OT) unit under 25MW
EXCLUDE | AR | Ashdown | 54104 | GEN2 | BLQ | ST | 47 |  | Industrial CHP | Y | Commercial/Industrial Unit
EXCLUDE | AR | Ashdown | 54104 | GEN4 | BLQ | ST | 45 |  | Industrial CHP | Y | Commercial/Industrial Unit
EXCLUDE | AR | Ashdown | 54104 | GEN1 | BLQ | ST | 19.5 |  | Industrial CHP | Y | Steam unit (PRMVR=ST) under 25MW/250 MMBtu/hr
EXCLUDE | AR | Ashdown | 54104 | GEN3 | BLQ | ST | 45 |  | Industrial CHP | Y | Commercial/Industrial Unit
Exclude | AZ | West Phoenix | 117 | GT1 | NG | GT | 53.1 |  | Electric Utility | N | Low utilization CT
Exclude | AZ | West Phoenix | 117 | GT2 | NG | GT | 53.1 |  | Electric Utility | N | Low utilization CT
EXCLUDE | SC | Florence Mill | 50806 | GEN3 | WDS | ST | 79.1 |  | Industrial CHP | Y | Non Fossil fuel type
EXCLUDE | NE | Archer Daniels Midland Lincoln | 10862 | GEN1 | SUB | ST | 7.9 |  | Industrial CHP | Y | Steam unit (PRMVR=ST) under 25MW/250 MMBtu/hr
EXCLUDE | ME | S D Warren Westbrook | 50447 | GEN9 | WDS | ST | 47.5 |  | Industrial CHP | Y | Non Fossil fuel type
EXCLUDE | ME | S D Warren Westbrook | 50447 | GN10 | WDS | ST | 15 |  | Industrial CHP | Y | Non Fossil fuel type
EXCLUDE | AR | Riceland Foods Cogeneration Plant | 56079 | STEC | OBS | ST | 18 |  | IPP CHP | Y | Non Fossil fuel type
EXCLUDE | NY | Finch Paper | 10511 | GEN6 | RFO | ST | 29 |  | Industrial CHP | Y | Commercial/Industrial Unit
EXCLUDE | VA | Hopewell Mill | 50813 | GEN1 | BLQ | ST | 47.6 |  | Industrial CHP | Y | Commercial/Industrial Unit
EXCLUDE | IA | Prairie Creek | 1073 | 1 | SUB | ST | 14.6 |  | Electric Utility | Y | Steam unit (PRMVR=ST) under 25MW/250 MMBtu/hr
EXCLUDE | IN | University of Notre Dame | 50366 | GEN1 | BIT | ST | 3 |  | Commercial CHP | Y | Steam unit (PRMVR=ST) under 25MW/250 MMBtu/hr
EXCLUDE | IN | University of Notre Dame | 50366 | GEN5 | BIT | ST | 2 |  | Commercial CHP | Y | Steam unit (PRMVR=ST) under 25MW/250 MMBtu/hr
EXCLUDE | IN | University of Notre Dame | 50366 | GEN6 | BIT | ST | 5 |  | Commercial CHP | Y | Steam unit (PRMVR=ST) under 25MW/250 MMBtu/hr
EXCLUDE | IN | University of Notre Dame | 50366 | GEN7 | BIT | ST | 9.4 |  | Commercial CHP | Y | Steam unit (PRMVR=ST) under 25MW/250 MMBtu/hr
EXCLUDE | IN | University of Notre Dame | 50366 | GEN2 | BIT | ST | 1.7 |  | Commercial CHP | Y | Steam unit (PRMVR=ST) under 25MW/250 MMBtu/hr
EXCLUDE | OH | Hoge Lumber | 10739 | W750 | WDS | ST | 0.7 |  | Industrial Non-CHP | N | Non Fossil fuel type
EXCLUDE | OH | Hoge Lumber | 10739 | AC3M | WDS | ST | 3 |  | Industrial Non-CHP | N | Non Fossil fuel type
EXCLUDE | MA | Norton Powerhouse | 50041 | GEN2 | NG | ST | 3.1 |  | Industrial CHP | Y | Steam unit (PRMVR=ST) under 25MW/250 MMBtu/hr
EXCLUDE | MA | Norton Powerhouse | 50041 | GEN1 | NG | ST | 2.5 |  | Industrial CHP | Y | Steam unit (PRMVR=ST) under 25MW/250 MMBtu/hr
EXCLUDE | VA | Park 500 Philip Morris USA | 50275 | TG3 | BIT | ST | 13 |  | Industrial CHP | Y | Steam unit (PRMVR=ST) under 25MW/250 MMBtu/hr
EXCLUDE | ME | Red Shield Envir Old Town Facility | 10700 | TG6 | WDS | ST | 16 |  | Industrial CHP | Y | Non Fossil fuel type
OGST | OK | Ponca | 762 | 2 | NG | ST | 48 |  | Electric Utility | N
EXCLUDE | MI | Verso Paper Quinnesec Mich Mill | 50251 | GEN2 | WDS | ST | 28 |  | Industrial CHP | N | Non Fossil fuel type
EXCLUDE | IN | Miami Wabash | 1006 | 5 | DFO | GT | 16.3 |  | Electric Utility | N | Simple Cycle Turbine (PRMVR=GT or OT) unit under 25MW
EXCLUDE | IN | Miami Wabash | 1006 | 6 | DFO | GT | 16.3 |  | Electric Utility | N | Simple Cycle Turbine (PRMVR=GT or OT) unit under 25MW
EXCLUDE | IN | Miami Wabash | 1006 | 1 | DFO | GT | 18 |  | Electric Utility | N | Simple Cycle Turbine (PRMVR=GT or OT) unit under 25MW
EXCLUDE | IN | Miami Wabash | 1006 | 2 | DFO | GT | 18 |  | Electric Utility | N | Simple Cycle Turbine (PRMVR=GT or OT) unit under 25MW
EXCLUDE | IN | Miami Wabash | 1006 | 3 | DFO | GT | 18 |  | Electric Utility | N | Simple Cycle Turbine (PRMVR=GT or OT) unit under 25MW
EXCLUDE | CA | Gaviota Oil Plant | 50623 | GENA | NG | GT | 3.5 |  | Industrial CHP | Y | Simple Cycle Turbine (PRMVR=GT or OT) unit under 25MW
EXCLUDE | CA | Gaviota Oil Plant | 50623 | GENB | NG | GT | 3.5 |  | Industrial CHP | Y | Simple Cycle Turbine (PRMVR=GT or OT) unit under 25MW
EXCLUDE | CA | Gaviota Oil Plant | 50623 | GENC | NG | GT | 3.5 |  | Industrial CHP | Y | Simple Cycle Turbine (PRMVR=GT or OT) unit under 25MW
EXCLUDE | CA | Gaviota Oil Plant | 50623 | GEND | NG | GT | 3.5 |  | Industrial CHP | Y | Simple Cycle Turbine (PRMVR=GT or OT) unit under 25MW
EXCLUDE | FL | Rayonier Fernandina Mill | 10562 | GEN4 | WDL | ST | 20 |  | Industrial CHP | Y | Non Fossil fuel type
EXCLUDE | FL | Rayonier Fernandina Mill | 10562 | GEN5 | WDL | ST | 22 |  | Industrial CHP | N | Non Fossil fuel type
EXCLUDE | PA | Evergreen Community Power | 58023 | ECP | WDS | ST | 33 |  | Industrial CHP | Y | Non Fossil fuel type
EXCLUDE | ME | Androscoggin Mill | 54085 | GEN2 | BLQ | ST | 25 |  | Industrial CHP | Y | Commercial/Industrial Unit
EXCLUDE | ME | Androscoggin Mill | 54085 | GEN3 | BLQ | ST | 30 |  | Industrial CHP | Y | Commercial/Industrial Unit
EXCLUDE | ME | Androscoggin Mill | 54085 | GEN1 | BLQ | ST | 25 |  | Industrial CHP | Y | Commercial/Industrial Unit
Exclude | OH | Walter C Beckjord | 2830 | GT1 | DFO | GT | 52.9 |  | Electric Utility | N | Low utilization CT
Exclude | TN | Johnsonville | 3406 | G17 | NG | GT | 84.5 |  | Electric Utility | N | Low utilization CT
EXCLUDE | SC | International Paper Eastover Facility | 52151 | GEN1 | BLQ | ST | 48.4 |  | Industrial CHP | Y | Commercial/Industrial Unit
EXCLUDE | MI | Escanaba Paper Company | 10208 | NO.8 | BLQ | ST | 22.1 |  | Industrial CHP | Y | Steam unit (PRMVR=ST) under 25MW/250 MMBtu/hr
EXCLUDE | CT | Covanta Wallingford Energy | 50664 | GEN1 | MSB | ST | 11 |  | IPP Non-CHP | N | Non Fossil fuel type
EXCLUDE | LA | Plant 31 Paper Mill | 50028 | GEN6 | NG | ST | 20 |  | Industrial CHP | Y | Steam unit (PRMVR=ST) under 25MW/250 MMBtu/hr
EXCLUDE | LA | Plant 31 Paper Mill | 50028 | GEN5 | NG | ST | 25 |  | Industrial CHP | Y | Commercial/Industrial Unit
EXCLUDE | VT | Ascutney | 3708 | GT4 | DFO | GT | 13.2 |  | Electric Utility | N | Simple Cycle Turbine (PRMVR=GT or OT) unit under 25MW
OGST | MA | Canal | 1599 | 2 | RFO | ST | 580 |  | Electric Utility/IPP Non-CHP | N
EXCLUDE | MN | Boise Cascade International Falls | 10486 | GEN1 | NG | ST | 4 |  | Industrial CHP | Y | Steam unit (PRMVR=ST) under 25MW/250 MMBtu/hr
EXCLUDE | MN | Boise Cascade International Falls | 10486 | GEN5 | NG | ST | 6.2 |  | Industrial CHP | Y | Steam unit (PRMVR=ST) under 25MW/250 MMBtu/hr
EXCLUDE | MN | Boise Cascade International Falls | 10486 | GEN3 | NG | ST | 7.5 |  | Industrial CHP | Y | Steam unit (PRMVR=ST) under 25MW/250 MMBtu/hr
EXCLUDE | MN | Boise Cascade International Falls | 10486 | GEN4 | NG | ST | 7.5 |  | Industrial CHP | Y | Steam unit (PRMVR=ST) under 25MW/250 MMBtu/hr
EXCLUDE | LA | Noranda Alumina LLC | 50846 | GT4 | NG | GT | 24.7 |  | Industrial CHP | Y | Simple Cycle Turbine (PRMVR=GT or OT) unit under 25MW
EXCLUDE | LA | Noranda Alumina LLC | 50846 | GT1 | NG | GT | 16 |  | Industrial CHP | Y | Simple Cycle Turbine (PRMVR=GT or OT) unit under 25MW
EXCLUDE | LA | Noranda Alumina LLC | 50846 | GT2 | NG | GT | 16 |  | Industrial CHP | Y | Simple Cycle Turbine (PRMVR=GT or OT) unit under 25MW
EXCLUDE | LA | Noranda Alumina LLC | 50846 | GT3 | NG | GT | 16 |  | Industrial CHP | Y | Simple Cycle Turbine (PRMVR=GT or OT) unit under 25MW
EXCLUDE | MN | Boise Cascade International Falls | 10486 | GEN2 | NG | ST | 4 |  | Industrial CHP | Y | Steam unit (PRMVR=ST) under 25MW/250 MMBtu/hr
EXCLUDE | MI | Escanaba Paper Company | 10208 | NO.7 | BIT | ST | 27.2 |  | Industrial CHP | Y | Commercial/Industrial Unit
EXCLUDE | MI | Escanaba Paper Company | 10208 | NO9 | BIT | ST | 54 |  | Industrial CHP | Y | Commercial/Industrial Unit
COALST | NC | Edgecombe Genco LLC | 10384 | GEN1 | BIT | ST | 57.4 |  | IPP CHP | Y
EXCLUDE | MO | Jackson Square | 2134 | 1 | DFO | GT | 18 |  | Electric Utility | N | Simple Cycle Turbine (PRMVR=GT or OT) unit under 25MW
EXCLUDE | MO | Jackson Square | 2134 | 2 | DFO | GT | 18 |  | Electric Utility | N | Simple Cycle Turbine (PRMVR=GT or OT) unit under 25MW
EXCLUDE | NY | Dutchess Cnty Resource Recovery Facility | 10305 | GEN1 | MSB | ST | 9.2 |  | Commercial CHP | Y | Non Fossil fuel type
COALST | OH | Avon Lake | 2836 | 7 | BIT | ST | 86 |  | Electric Utility/IPP Non-CHP | N
EXCLUDE | RI | Rhode Island Hospital | 52024 | NEW1 | NG | ST | 3.5 |  | Commercial CHP | Y | Steam unit (PRMVR=ST) under 25MW/250 MMBtu/hr
EXCLUDE | RI | Rhode Island Hospital | 52024 | NEW3 | NG | ST | 3.5 |  | Commercial CHP | Y | Steam unit (PRMVR=ST) under 25MW/250 MMBtu/hr
EXCLUDE | RI | Rhode Island Hospital | 52024 | GEN4 | NG | ST | 1.7 |  | Commercial CHP | Y | Steam unit (PRMVR=ST) under 25MW/250 MMBtu/hr
EXCLUDE | RI | Rhode Island Hospital | 52024 | GEN2 | NG | ST | 1.7 |  | Commercial CHP | Y | Steam unit (PRMVR=ST) under 25MW/250 MMBtu/hr
EXCLUDE | IL | Ingredion Illinois | 54556 | TGO1 | BIT | ST | 22.5 |  | Industrial CHP | Y | Steam unit (PRMVR=ST) under 25MW/250 MMBtu/hr
EXCLUDE | IL | Ingredion Illinois | 54556 | TGO2 | BIT | ST | 22.5 |  | Industrial CHP | Y | Steam unit (PRMVR=ST) under 25MW/250 MMBtu/hr
EXCLUDE | MI | Greater Detroit Resource Recovery | 10033 | GEN1 | MSB | ST | 68.4 |  | Commercial CHP | Y | Non Fossil fuel type
EXCLUDE | MA | Univ of Massachusetts Medical Center | 50087 | GEN1 | NG | ST | 2.5 |  | Commercial CHP | Y | Steam unit (PRMVR=ST) under 25MW/250 MMBtu/hr
EXCLUDE | MA | Univ of Massachusetts Medical Center | 50087 | GEN3 | NG | ST | 5 |  | Commercial CHP | Y | Steam unit (PRMVR=ST) under 25MW/250 MMBtu/hr
EXCLUDE | MA | Univ of Massachusetts Medical Center | 50087 | GEN2 | NG | ST | 2.5 |  | Commercial CHP | Y | Steam unit (PRMVR=ST) under 25MW/250 MMBtu/hr
EXCLUDE | MN | Rapids Energy Center | 10686 | 6 | WDS | ST | 12.5 |  | Electric Utility | Y | Non Fossil fuel type
EXCLUDE | MN | Rapids Energy Center | 10686 | 7 | WDS | ST | 14 |  | Electric Utility | Y | Non Fossil fuel type
EXCLUDE | ID | Amalgamated Sugar LLC Nampa | 54690 | 500 | BIT | ST | 0.5 |  | Industrial CHP | Y | Steam unit (PRMVR=ST) under 25MW/250 MMBtu/hr
EXCLUDE | ID | Amalgamated Sugar LLC Nampa | 54690 | 6500 | BIT | ST | 6 |  | Industrial CHP | Y | Steam unit (PRMVR=ST) under 25MW/250 MMBtu/hr
EXCLUDE | ID | Amalgamated Sugar LLC Nampa | 54690 | 2250 | BIT | ST | 2.2 |  | Industrial CHP | Y | Steam unit (PRMVR=ST) under 25MW/250 MMBtu/hr
Exclude | PA | Tolna | 3116 | 1 | DFO | GT | 27 |  | Electric Utility/IPP Non-CHP | N | Low utilization CT
Exclude | MO | Moreau | 6652 | 1 | DFO | GT | 60.8 |  | Electric Utility | N | Low utilization CT
EXCLUDE | CA | Spreckels Sugar Company | 57916 | 1 | NG | ST | 8.9 |  | Industrial CHP | Y | Steam unit (PRMVR=ST) under 25MW/250 MMBtu/hr
EXCLUDE | VA | International Paper Franklin Mill | 52152 | GE10 | NG | GT | 46.4 |  | Industrial CHP | Y | Commercial/Industrial Unit
EXCLUDE | MA | Rousselot Inc | 50955 | GEN3 | NG | ST | 3.7 |  | Industrial CHP | Y | Steam unit (PRMVR=ST) under 25MW/250 MMBtu/hr
EXCLUDE | MA | Rousselot Inc | 50955 | GEN1 | NG | ST | 1.5 |  | Industrial CHP | Y | Steam unit (PRMVR=ST) under 25MW/250 MMBtu/hr
EXCLUDE | MA | Rousselot Inc | 50955 | GEN2 | NG | ST | 1.5 |  | Industrial CHP | Y | Steam unit (PRMVR=ST) under 25MW/250 MMBtu/hr
Exclude | MO | Fairgrounds | 2082 | 1 | DFO | GT | 68.3 |  | Electric Utility | N | Low utilization CT
Exclude | MO | Mexico | 6650 | 1 | DFO | GT | 60.7 |  | Electric Utility | N | Low utilization CT
EXCLUDE | LA | Domino Sugar Arabi Plant | 54512 | TG1 | NG | ST | 5 |  | Industrial CHP | Y | Steam unit (PRMVR=ST) under 25MW/250 MMBtu/hr
EXCLUDE | LA | Domino Sugar Arabi Plant | 54512 | TG2 | NG | ST | 5 |  | Industrial CHP | Y | Steam unit (PRMVR=ST) under 25MW/250 MMBtu/hr
EXCLUDE | LA | Domino Sugar Arabi Plant | 54512 | TG3 | NG | ST | 4 |  | Industrial CHP | Y | Steam unit (PRMVR=ST) under 25MW/250 MMBtu/hr
Exclude | MA | Exelon Medway LLC | 1592 | GT1 | DFO | GT | 45 |  | Electric Utility/IPP Non-CHP | N | Low utilization CT
Exclude | IL | Waukegan | 883 | 312 | DFO | GT | 28 |  | Electric Utility/IPP Non-CHP | N | Low utilization CT
EXCLUDE | CA | Kiara Anderson Plant | 57857 | 1 | WDS | ST | 6.8 |  | IPP CHP | Y | Non Fossil fuel type
EXCLUDE | NY | RED-Rochester, LLC | 10025 | 42TG | BIT | ST | 25.6 |  | Industrial CHP | Y | Commercial/Industrial Unit
EXCLUDE | NY | RED-Rochester, LLC | 10025 | 17TG | BIT | ST | 15 |  | Industrial CHP | Y | Steam unit (PRMVR=ST) under 25MW/250 MMBtu/hr
EXCLUDE | NY | RED-Rochester, LLC | 10025 | 43TG | BIT | ST | 25.6 |  | Industrial CHP | Y | Commercial/Industrial Unit
EXCLUDE | NY | RED-Rochester, LLC | 10025 | 44TG | BIT | ST | 25.6 |  | Industrial CHP | Y | Commercial/Industrial Unit
EXCLUDE | NY | RED-Rochester, LLC | 10025 | 41TG | BIT | ST | 25.6 |  | Industrial CHP | Y | Commercial/Industrial Unit
EXCLUDE | PA | Clairton Works | 50729 | GEN1 | OG | ST | 21 |  | Industrial CHP | Y | Steam unit (PRMVR=ST) under 25MW/250 MMBtu/hr
EXCLUDE | PA | Clairton Works | 50729 | GEN3 | OG | ST | 10 |  | Industrial CHP | N | Steam unit (PRMVR=ST) under 25MW/250 MMBtu/hr
EXCLUDE | NY | MacArthur Waste to Energy Facility | 51038 | GEN1 | MSB | ST | 12.5 |  | Commercial Non-CHP | N | Non Fossil fuel type
EXCLUDE | IA | Grinnell | 7137 | 1 | NG | GT | 23.8 |  | Electric Utility | N | Simple Cycle Turbine (PRMVR=GT or OT) unit under 25MW
EXCLUDE | IA | Grinnell | 7137 | 2 | NG | GT | 23.8 |  | Electric Utility | N | Simple Cycle Turbine (PRMVR=GT or OT) unit under 25MW
Exclude | TN | Johnsonville | 3406 | G18 | NG | GT | 84.5 |  | Electric Utility | N | Low utilization CT
EXCLUDE | MI | Fermi | 1729 | 3 | DFO | GT | 16 |  | Electric Utility | N | Simple Cycle Turbine (PRMVR=GT or OT) unit under 25MW
EXCLUDE | MI | Fermi | 1729 | 4 | DFO | GT | 16 |  | Electric Utility | N | Simple Cycle Turbine (PRMVR=GT or OT) unit under 25MW
EXCLUDE | MI | Fermi | 1729 | GT1 | DFO | GT | 16 |  | Electric Utility | N | Simple Cycle Turbine (PRMVR=GT or OT) unit under 25MW
EXCLUDE | MI | Fermi | 1729 | GT2 | DFO | GT | 16 |  | Electric Utility | N | Simple Cycle Turbine (PRMVR=GT or OT) unit under 25MW
EXCLUDE | MI | J H Campbell | 1710 | A | DFO | GT | 18.6 |  | Electric Utility | N | Simple Cycle Turbine (PRMVR=GT or OT) unit under 25MW
EXCLUDE | MA | Pioneer Valley Resource Recovery | 50273 | DLV1 | MSB | ST | 9.4 |  | IPP Non-CHP | N | Non Fossil fuel type
EXCLUDE | LA | Burnside Alumina Div | 58200 | GEN3 | NG | ST | 4 |  | Industrial Non-CHP | N | Steam unit (PRMVR=ST) under 25MW/250 MMBtu/hr
EXCLUDE | LA | Burnside Alumina Div | 58200 | GEN2 | NG | ST | 4 |  | Industrial Non-CHP | N | Steam unit (PRMVR=ST) under 25MW/250 MMBtu/hr
EXCLUDE | NJ | Merck Rahway Power Plant | 10224 | GEN8 | NG | ST | 5 |  | Industrial CHP | Y | Steam unit (PRMVR=ST) under 25MW/250 MMBtu/hr
EXCLUDE | NJ | Merck Rahway Power Plant | 10224 | GEN9 | NG | ST | 10.8 |  | Industrial CHP | Y | Steam unit (PRMVR=ST) under 25MW/250 MMBtu/hr
EXCLUDE | PA | Newman | 54250 | 001 | NG | ST | 1.8 |  | Industrial CHP | Y | Steam unit (PRMVR=ST) under 25MW/250 MMBtu/hr
Exclude | SC | Myrtle Beach | 3320 | 3 | DFO | GT | 26.6 |  | Electric Utility | N | Low utilization CT
Exclude | SC | Myrtle Beach | 3320 | 4 | DFO | GT | 26.6 |  | Electric Utility | N | Low utilization CT
Exclude | SC | Myrtle Beach | 3320 | 5 | DFO | GT | 35.3 |  | Electric Utility | N | Low utilization CT
EXCLUDE | SC | Myrtle Beach | 3320 | 1 | DFO | GT | 11.5 |  | Electric Utility | N | Simple Cycle Turbine (PRMVR=GT or OT) unit under 25MW
EXCLUDE | SC | Myrtle Beach | 3320 | 2 | DFO | GT | 11.5 |  | Electric Utility | N | Simple Cycle Turbine (PRMVR=GT or OT) unit under 25MW
EXCLUDE | VA | Wheelabrator Portsmouth | 54998 | 1420 | MSB | ST | 20 |  | Commercial CHP | Y | Non Fossil fuel type
EXCLUDE | VA | Wheelabrator Portsmouth | 54998 | 1430 | MSB | ST | 20 |  | Commercial CHP | Y | Non Fossil fuel type
EXCLUDE | VA | Wheelabrator Portsmouth | 54998 | 1410 | MSB | ST | 20 |  | Commercial CHP | Y | Non Fossil fuel type
EXCLUDE | MN | New Ulm | 2001 | 6 | NG | ST | 6 |  | Electric Utility | Y | Steam unit (PRMVR=ST) under 25MW/250 MMBtu/hr
EXCLUDE | MN | New Ulm | 2001 | 3 | NG | ST | 6 |  | Electric Utility | Y | Steam unit (PRMVR=ST) under 25MW/250 MMBtu/hr
EXCLUDE | MN | New Ulm | 2001 | 4 | NG | ST | 15 |  | Electric Utility | Y | Steam unit (PRMVR=ST) under 25MW/250 MMBtu/hr
EXCLUDE | MA | Williams College - Campus CHP | 58160 | GEN2 | NG | ST | 3 |  | Commercial CHP | Y | Steam unit (PRMVR=ST) under 25MW/250 MMBtu/hr
EXCLUDE | FL | Miami Dade County Resource Recovery Fac | 10062 | GEN1 | MSB | ST | 38.5 |  | IPP Non-CHP | N | Non Fossil fuel type
EXCLUDE | FL | Miami Dade County Resource Recovery Fac | 10062 | GEN2 | MSB | ST | 38.5 |  | IPP Non-CHP | N | Non Fossil fuel type
EXCLUDE | LA | International Paper Red River Mill | 58108 | 3T-G | BLQ | ST | 78.8 |  | Industrial CHP | Y | Commercial/Industrial Unit
EXCLUDE | KS | Wellington 1 | 1330 | 4 | NG | ST | 20 |  | Electric Utility | N | Steam unit (PRMVR=ST) under 25MW/250 MMBtu/hr
Exclude | IL | Waukegan | 883 | 311 | DFO | GT | 28 |  | Electric Utility/IPP Non-CHP | N | Low utilization CT
EXCLUDE | MO | MU Combined Heat and Power Plant | 50969 | GEN3 | BIT | ST | 19.8 |  | Commercial CHP | Y | Steam unit (PRMVR=ST) under 25MW/250 MMBtu/hr
EXCLUDE | MO | MU Combined Heat and Power Plant | 50969 | GEN4 | BIT | ST | 14.5 |  | Commercial CHP | Y | Steam unit (PRMVR=ST) under 25MW/250 MMBtu/hr
EXCLUDE | MO | MU Combined Heat and Power Plant | 50969 | GEN1 | BIT | ST | 6.2 |  | Commercial CHP | Y | Steam unit (PRMVR=ST) under 25MW/250 MMBtu/hr
EXCLUDE | MO | MU Combined Heat and Power Plant | 50969 | GEN2 | BIT | ST | 12.5 |  | Commercial CHP | Y | Steam unit (PRMVR=ST) under 25MW/250 MMBtu/hr
EXCLUDE | IA | Archer Daniels Midland Cedar Rapids | 10864 | GEN5 | SUB | ST | 31 |  | Industrial CHP | Y | Commercial/Industrial Unit
EXCLUDE | IA | Archer Daniels Midland Cedar Rapids | 10864 | GEN4 | SUB | ST | 31 |  | Industrial CHP | Y | Commercial/Industrial Unit
EXCLUDE | IA | Archer Daniels Midland Cedar Rapids | 10864 | GEN2 | SUB | ST | 31 |  | Industrial CHP | Y | Commercial/Industrial Unit
EXCLUDE | IA | Archer Daniels Midland Cedar Rapids | 10864 | GEN1 | SUB | ST | 31 |  | Industrial CHP | Y | Commercial/Industrial Unit
EXCLUDE | IA | Archer Daniels Midland Cedar Rapids | 10864 | GEN6 | SUB | ST | 101.1 |  | Industrial CHP | Y | Commercial/Industrial Unit
EXCLUDE | IA | Archer Daniels Midland Cedar Rapids | 10864 | GEN3 | SUB | ST | 31 |  | Industrial CHP | Y | Commercial/Industrial Unit
EXCLUDE | PA | Falls | 3162 | 1 | DFO | GT | 21.2 |  | IPP Non-CHP | N | Simple Cycle Turbine (PRMVR=GT or OT) unit under 25MW
EXCLUDE | PA | Falls | 3162 | 2 | DFO | GT | 21.2 |  | IPP Non-CHP | N | Simple Cycle Turbine (PRMVR=GT or OT) unit under 25MW
EXCLUDE | PA | Falls | 3162 | 3 | DFO | GT | 21.2 |  | IPP Non-CHP | N | Simple Cycle Turbine (PRMVR=GT or OT) unit under 25MW
EXCLUDE | NC | KapStone Kraft Paper Corp | 50254 | GEN1 | BIT | ST | 22.5 |  | Industrial CHP/Pulp & Paper Mill | Y | Steam unit (PRMVR=ST) under 25MW/250 MMBtu/hr
EXCLUDE | PA | Harrisburg Facility | 10118 | GEN3 | MSB | ST | 24.1 |  | IPP CHP | Y | Non Fossil fuel type
Exclude | MO | Howard Bend | 2102 | 1 | DFO | GT | 47.4 |  | Electric Utility | N | Low utilization CT
Exclude | PA | Tolna | 3116 | 2 | DFO | GT | 27 |  | Electric Utility/IPP Non-CHP | N | Low utilization CT
EXCLUDE | MI | St Clair | 1743 | 11 | DFO | GT | 18.5 |  | Electric Utility | N | Simple Cycle Turbine (PRMVR=GT or OT) unit under 25MW
EXCLUDE | NJ | Cedar Station | 2380 | CED2 | DFO | GT | 21.2 |  | Electric Utility/IPP Non-CHP | N | Simple Cycle Turbine (PRMVR=GT or OT) unit under 25MW
Exclude | NJ | Cedar Station | 2380 | CED1 | DFO | GT | 46 |  | Electric Utility/IPP Non-CHP | N | Low utilization CT
EXCLUDE | LA | Georgia-Pacific Port Hudson | 10612 | GEN1 | BLQ | ST | 67.7 |  | Industrial CHP | Y | Commercial/Industrial Unit
Exclude | MA | Exelon Medway LLC | 1592 | GT3 | DFO | GT | 45 |  | Electric Utility/IPP Non-CHP | N | Low utilization CT
EXCLUDE | IA | Iowa State University | 54201 | GEN4 | BIT | ST | 6.2 |  | Commercial CHP | Y | Steam unit (PRMVR=ST) under 25MW/250 MMBtu/hr
EXCLUDE | NY | South Hampton | 2519 | 1 | DFO | GT | 11.5 |  | Electric Utility | N | Simple Cycle Turbine (PRMVR=GT or OT) unit under 25MW
EXCLUDE | NJ | Missouri Avenue | 2383 | MISB | KER | GT | 18.6 |  | IPP Non-CHP | N | Simple Cycle Turbine (PRMVR=GT or OT) unit under 25MW
EXCLUDE | NJ | Missouri Avenue | 2383 | MISC | KER | GT | 18.6 |  | IPP Non-CHP | N | Simple Cycle Turbine (PRMVR=GT or OT) unit under 25MW
EXCLUDE | NJ | Missouri Avenue | 2383 | MISD | KER | GT | 18.6 |  | IPP Non-CHP | N | Simple Cycle Turbine (PRMVR=GT or OT) unit under 25MW
EXCLUDE | FL | Wheelabrator Ridge Energy | 54529 | 0001 | WDS | ST | 45.5 |  | IPP Non-CHP | N | Non Fossil fuel type
EXCLUDE | NH | Merrimack | 2364 | GT1 | JF | GT | 18.6 |  | Electric Utility | N | Simple Cycle Turbine (PRMVR=GT or OT) unit under 25MW
EXCLUDE | NH | Merrimack | 2364 | GT2 | JF | GT | 18.6 |  | Electric Utility | N | Simple Cycle Turbine (PRMVR=GT or OT) unit under 25MW
Exclude | GA | Bainbridge | 56015 | SEG1 | DFO | GT | 40 |  | Electric Utility/IPP Non-CHP | N | Low utilization CT
Exclude | GA | Bainbridge | 56015 | SEGC | DFO | GT | 40 |  | Electric Utility/IPP Non-CHP | N | Low utilization CT
EXCLUDE | OR | SPFT - Newberg Cogen | 56124 | TG1 | WDS | ST | 12.5 |  | Industrial CHP | Y | Non Fossil fuel type
EXCLUDE | OR | SPFT - Newberg Cogen | 56124 | TG2 | WDS | ST | 42.8 |  | Industrial CHP | Y | Non Fossil fuel type
EXCLUDE | SC | Sonoco Products Co | 57919 | 3 | NG | ST | 10 |  | Industrial CHP | Y | Steam unit (PRMVR=ST) under 25MW/250 MMBtu/hr
EXCLUDE | SC | Sonoco Products Co | 57919 | 2 | NG | ST | 2.5 |  | Industrial CHP | Y | Steam unit (PRMVR=ST) under 25MW/250 MMBtu/hr
EXCLUDE | CA | Blue Lake Power LLC | 10764 | GEN1 | WDS | ST | 13.8 |  | IPP Non-CHP | N | Non Fossil fuel type
EXCLUDE | AZ | Catalyst Paper Snowflake Mill | 50805 | GEN2 | SUB | ST | 43.3 |  | Industrial CHP | Y | Commercial/Industrial Unit
EXCLUDE | AZ | Catalyst Paper Snowflake Mill | 50805 | GEN1 | SUB | ST | 27.2 |  | Industrial CHP | Y | Commercial/Industrial Unit
EXCLUDE | IA | Ames GT | 6463 | GT1 | DFO | GT | 21.3 |  | Electric Utility | N | Simple Cycle Turbine (PRMVR=GT or OT) unit under 25MW
Exclude | IA | Ames GT | 6463 | GT2 | DFO | GT | 57.4 |  | Electric Utility | N | Low utilization CT
COALST | IN | Logansport | 1032 | 5 | BIT | ST | 25 |  | Electric Utility | N
OGST | CO | Zuni | 478 | 2 | NG | ST | 75 |  | Electric Utility/Cogeneration | Y
EXCLUDE | TX | Texas Petrochemicals | 50229 | TG2 | NG | ST | 35 |  | Industrial CHP | Y | Commercial/Industrial Unit
EXCLUDE | MN | Elk River | 2039 | 1 | MSB | ST | 11.5 |  | Electric Utility | N | Non Fossil fuel type
Exclude | PA | Orrtanna | 3112 | 1 | DFO | GT | 27 |  | IPP Non-CHP | N | Low utilization CT
Exclude | TN | Johnsonville | 3406 | G20 | NG | GT | 84.5 |  | Electric Utility | N | Low utilization CT
Exclude | TN | Johnsonville | 3406 | G19 | NG | GT | 84.5 |  | Electric Utility | N | Low utilization CT
EXCLUDE | AL | Weyerhaeuser Pine Hill Operations | 54752 | NO1 | WDS | ST | 40 |  | Industrial CHP | Y | Non Fossil fuel type
EXCLUDE | FL | Fernandina Beach Mill | 10202 | GEN6 | BIT | ST | 74.4 |  | Industrial CHP | Y | Commercial/Industrial Unit
Exclude | AZ | Douglas | 114 | 1 | DFO | GT | 26.1 |  | Electric Utility | N | Low utilization CT
EXCLUDE | WV | Mt Storm | 3954 | JF1 | JF | GT | 18.5 |  | Electric Utility | N | Simple Cycle Turbine (PRMVR=GT or OT) unit under 25MW
OGST | AR | Lake Catherine | 170 | 3 | NG | ST | 119.5 |  | Electric Utility | N
EXCLUDE | IN | ArcelorMittal Indiana Harbor West | 10397 | GEN9 | BFG | ST | 55 |  | Industrial CHP | Y | Commercial/Industrial Unit
EXCLUDE | IN | ArcelorMittal Indiana Harbor West | 10397 | GEN7 | BFG | ST | 32 |  | Industrial CHP | Y | Commercial/Industrial Unit
EXCLUDE | IN | ArcelorMittal Indiana Harbor West | 10397 | GEN8 | BFG | ST | 40 |  | Industrial CHP | Y | Commercial/Industrial Unit
EXCLUDE | IN | ArcelorMittal Indiana Harbor West | 10397 | GEN5 | BFG | ST | 12.5 |  | Industrial CHP | Y | Steam unit (PRMVR=ST) under 25MW/250 MMBtu/hr
EXCLUDE | CA | Pacific Oroville Power Inc | 54469 | GEN1 | WDS | ST | 9 |  | IPP Non-CHP | N | Non Fossil fuel type
EXCLUDE | CA | Sierra Pacific Lincoln Facility | 10144 | GEN4 | WDS | ST | 19.2 |  | Industrial CHP | Y | Non Fossil fuel type
EXCLUDE | CA | El Nido Facility | 56707 | AMPC | WDS | ST | 12.5 |  | IPP Non-CHP | N | Non Fossil fuel type
EXCLUDE | OH | RockTenn Coshocton Mill | 50811 | GEN1 | WDS | ST | 16.5 |  | Industrial CHP | Y | Non Fossil fuel type
EXCLUDE | ID | Plummer Cogen | 55090 | GEN1 | WDS | ST | 6.2 |  | IPP CHP | Y | Non Fossil fuel type
EXCLUDE | OH | Stryker | 2881 | 1 | DFO | GT | 19 |  | IPP Non-CHP | N | Simple Cycle Turbine (PRMVR=GT or OT) unit under 25MW
EXCLUDE | NH | Wheelabrator Claremont Facility | 50872 | GEN1 | MSB | ST | 4.5 |  | IPP Non-CHP | N | Non Fossil fuel type
COALST | NC | HF Lee Plant | 2709 | 2 | BIT | ST | 75 |  | Electric Utility | N
EXCLUDE | DE | NRG Energy Center Dover | 10030 | COG1 | BIT | ST | 18 |  | IPP CHP | Y | Steam unit (PRMVR=ST) under 25MW/250 MMBtu/hr
EXCLUDE | CA | Pacific Oroville Power Inc | 54469 | GEN2 | WDS | ST | 9 |  | IPP Non-CHP | N | Non Fossil fuel type
EXCLUDE | MD | Wheelabrator Baltimore Refuse | 10629 | GEN1 | MSB | ST | 60.2 |  | IPP CHP | Y | Non Fossil fuel type
EXCLUDE | MD | Wheelabrator Baltimore Refuse | 10629 | GEN2 | MSB | ST | 4.3 |  | IPP CHP | Y | Non Fossil fuel type
EXCLUDE | CA | Roseburg Forest Products Biomass | 56469 | 1 | WDS | ST | 13.4 |  | Industrial CHP | Y | Non Fossil fuel type
EXCLUDE | LA | Georgia-Pacific Port Hudson | 10612 | GEN2 | PC | ST | 60 |  | Industrial CHP | Y | Commercial/Industrial Unit
EXCLUDE | SC | Hardeeville | 3286 | 1 | DFO | GT | 16.3 |  | Electric Utility | N | Simple Cycle Turbine (PRMVR=GT or OT) unit under 25MW
EXCLUDE | CA | Woodland Biomass Power Ltd | 10836 | GEN1 | WDS | ST | 28 |  | IPP Non-CHP | N | Non Fossil fuel type
EXCLUDE | IA | Archer Daniels Midland Clinton | 10860 | 2A | SUB | ST | 105 |  | Industrial CHP | Y | Commercial/Industrial Unit
EXCLUDE | IA | Archer Daniels Midland Clinton | 10860 | 1A | SUB | ST | 75 |  | Industrial CHP | Y | Commercial/Industrial Unit
EXCLUDE | OK | Muskogee Mill | 10362 | GEN3 | SUB | ST | 44.5 |  | Industrial CHP | Y | Commercial/Industrial Unit
Exclude | OH | Woodsdale | 7158 | GT3 | NG | GT | 81.6 |  | Electric Utility | N | Low utilization CT
EXCLUDE | OK | Muskogee Mill | 10362 | GEN2 | SUB | ST | 44.5 |  | Industrial CHP | Y | Commercial/Industrial Unit
EXCLUDE | OK | Muskogee Mill | 10362 | GEN1 | SUB | ST | 25 |  | Industrial CHP | Y | Commercial/Industrial Unit
EXCLUDE | IN | ArcelorMittal Indiana Harbor West | 10397 | GEN6 | BFG | ST | 12.5 |  | Industrial CHP | Y | Steam unit (PRMVR=ST) under 25MW/250 MMBtu/hr
EXCLUDE | CA | Ampersand Chowchilla Biomass LLC | 56706 | AMPC | WDS | ST | 12.5 |  | IPP Non-CHP | N | Non Fossil fuel type
EXCLUDE | CA | Collins Pine Project | 10661 | GEN4 | WDS | ST | 12 |  | Industrial CHP | Y | Non Fossil fuel type
EXCLUDE | CA | Covanta Delano Energy | 10840 | GEN2 | WDS | ST | 25.2 |  | IPP Non-CHP | N | Non Fossil fuel type
EXCLUDE | MN | Elk River | 2039 | 2 | MSB | ST | 11.5 |  | Electric Utility | N | Non Fossil fuel type
Exclude | MO | Greenwood | 6074 | 2 | NG | GT | 61 |  | Electric Utility | N | Low utilization CT
EXCLUDE | IL | University of Illinois Abbott Power Plt | 54780 | T11 | BIT | ST | 12.5 |  | Commercial CHP | Y | Steam unit (PRMVR=ST) under 25MW/250 MMBtu/hr
EXCLUDE | IL | University of Illinois Abbott Power Plt | 54780 | T12 | BIT | ST | 7 |  | Commercial CHP | Y | Steam unit (PRMVR=ST) under 25MW/250 MMBtu/hr
EXCLUDE | IL | University of Illinois Abbott Power Plt | 54780 | T7 | BIT | ST | 7.5 |  | Commercial CHP | Y | Steam unit (PRMVR=ST) under 25MW/250 MMBtu/hr
EXCLUDE | IL | University of Illinois Abbott Power Plt | 54780 | T6 | BIT | ST | 7.5 |  | Commercial CHP | Y | Steam unit (PRMVR=ST) under 25MW/250 MMBtu/hr
EXCLUDE | CA | Sierra Pacific Burney Facility | 50110 | GEN1 | WDS | ST | 20 |  | Industrial CHP | Y | Non Fossil fuel type
EXCLUDE | IA | Iowa State University | 54201 | GEN6 | BIT | ST | 15.1 |  | Commercial CHP | Y | Steam unit (PRMVR=ST) under 25MW/250 MMBtu/hr
EXCLUDE | IA | Iowa State University | 54201 | GEN5 | BIT | ST | 11.5 |  | Commercial CHP | Y | Steam unit (PRMVR=ST) under 25MW/250 MMBtu/hr
EXCLUDE | IA | Iowa State University | 54201 | GEN3 | BIT | ST | 13.2 |  | Commercial CHP | Y | Steam unit (PRMVR=ST) under 25MW/250 MMBtu/hr
EXCLUDE | MN | Hibbing | 1979 | 6 | SUB | ST | 6.4 |  | Electric Utility | Y | Steam unit (PRMVR=ST) under 25MW/250 MMBtu/hr
EXCLUDE | MN | Hibbing | 1979 | 5 | SUB | ST | 19.5 |  | Electric Utility | Y | Steam unit (PRMVR=ST) under 25MW/250 MMBtu/hr
EXCLUDE | TX | Nacogdoches Power | 55708 | STG4 | WDS | ST | 114 |  | Electric Utility/IPP Non-CHP | N | Non Fossil fuel type
EXCLUDE | MN | Hibbing | 1979 | 3 | SUB | ST | 10 |  | Electric Utility | Y | Steam unit (PRMVR=ST) under 25MW/250 MMBtu/hr
OGST | ME | William F Wyman | 1507 | 1 | RFO | ST | 50 |  | Electric Utility/IPP Non-CHP | N
EXCLUDE | TX | Powerlane Plant | 4195 | ST1 | NG | ST | 16.5 |  | Electric Utility | N | Steam unit (PRMVR=ST) under 25MW/250 MMBtu/hr
EXCLUDE | AL | Sloss Industries Corp | 50359 | 10 | OG | ST | 12.5 |  | Industrial CHP | Y | Steam unit (PRMVR=ST) under 25MW/250 MMBtu/hr
EXCLUDE | AL | Sloss Industries Corp | 50359 | 9 | OG | ST | 12.5 |  | Industrial CHP | Y | Steam unit (PRMVR=ST) under 25MW/250 MMBtu/hr
EXCLUDE | IL | University of Illinois Abbott Power Plt | 54780 | T10 | BIT | ST | 12.5 |  | Commercial CHP | Y | Steam unit (PRMVR=ST) under 25MW/250 MMBtu/hr
EXCLUDE | AL | E C Gaston | 26 | GT4 | DFO | GT | 21.2 |  | Electric Utility | N | Simple Cycle Turbine (PRMVR=GT or OT) unit under 25MW
Exclude | IA | Centerville | 1105 | GT1 | DFO | GT | 27 |  | Electric Utility | N | Low utilization CT
EXCLUDE | TX | Point Comfort Operations | 52069 | GEN2 | NG | ST | 16 |  | Industrial CHP | Y | Steam unit (PRMVR=ST) under 25MW/250 MMBtu/hr
EXCLUDE | TX | Point Comfort Operations | 52069 | GEN1 | NG | ST | 16 |  | Industrial CHP | Y | Steam unit (PRMVR=ST) under 25MW/250 MMBtu/hr
EXCLUDE | TX | Point Comfort Operations | 52069 | GEN3 | NG | ST | 16 |  | Industrial CHP | Y | Steam unit (PRMVR=ST) under 25MW/250 MMBtu/hr
EXCLUDE | TX | Point Comfort Operations | 52069 | GEN4 | NG | ST | 15.1 |  | Industrial CHP | Y | Steam unit (PRMVR=ST) under 25MW/250 MMBtu/hr
EXCLUDE | PA | Koppers Susquehanna Plant | 10731 | GEN1 | WDS | ST | 12.5 |  | IPP CHP | Y | Non Fossil fuel type
Exclude | FL | Lauderdale | 613 | 15 | NG | GT | 34.2 |  | Electric Utility | N | Low utilization CT
EXCLUDE | CA | Sierra Power | 50068 | WEST | WDS | ST | 7.5 |  | Industrial CHP | Y | Non Fossil fuel type
Exclude | OH | Niles | 2861 | GT1 | DFO | GT | 27 |  | Electric Utility/IPP Non-CHP | N | Low utilization CT
EXCLUDE | MN | Willmar | 2022 | 3 | SUB | ST | 18 |  | Electric Utility | Y | Steam unit (PRMVR=ST) under 25MW/250 MMBtu/hr
EXCLUDE | TX | W A Parish | 3470 | GT1 | NG | GT | 16.3 |  | IPP Non-CHP | N | Simple Cycle Turbine (PRMVR=GT or OT) unit under 25MW
EXCLUDE | NJ | Camden Resource Recovery Facility | 10435 | TGA | MSB | ST | 17.5 |  | IPP Non-CHP | N | Non Fossil fuel type
EXCLUDE | NJ | Camden Resource Recovery Facility | 10435 | TGB | MSB | ST | 17.5 |  | IPP Non-CHP | N | Non Fossil fuel type
Exclude | MO | Northeast | 2081 | 11 | DFO | GT | 50 |  | Electric Utility | N | Low utilization CT
Exclude | OH | Walter C Beckjord | 2830 | GT4 | DFO | GT | 52.9 |  | Electric Utility | N | Low utilization CT
EXCLUDE | NJ | Wheelabrator Gloucester LP | 50885 | GEN1 | MSB | ST | 14 |  | IPP Non-CHP | N | Non Fossil fuel type
EXCLUDE | MN | Elk River | 2039 | 3 | MSB | ST | 25 |  | Electric Utility | N | Non Fossil fuel type
Exclude | MO | Northeast | 2081 | 13 | DFO | GT | 50 |  | Electric Utility | N | Low utilization CT
OGST | MD | Vienna Operations | 1564 | 8 | RFO | ST | 162 |  | Electric Utility/IPP Non-CHP | N
Exclude | FL | Higgins | 630 | P1 | NG | GT | 33.7 |  | Electric Utility | N | Low utilization CT
EXCLUDE | VA | International Paper Franklin Mill | 52152 | GEN1 | BLQ | ST | 5 |  | Industrial CHP | Y | Steam unit (PRMVR=ST) under 25MW/250 MMBtu/hr
EXCLUDE | VA | International Paper Franklin Mill | 52152 | GEN2 | BLQ | ST | 3.7 |  | Industrial CHP | Y | Steam unit (PRMVR=ST) under 25MW/250 MMBtu/hr
EXCLUDE | VA | International Paper Franklin Mill | 52152 | GEN8 | BLQ | ST | 27.5 |  | Industrial CHP | Y | Commercial/Industrial Unit
EXCLUDE | VA | International Paper Franklin Mill | 52152 | GEN6 | BLQ | ST | 9.3 |  | Industrial CHP | Y | Steam unit (PRMVR=ST) under 25MW/250 MMBtu/hr
EXCLUDE | VA | International Paper Franklin Mill | 52152 | GEN7 | BLQ | ST | 15.6 |  | Industrial CHP | Y | Steam unit (PRMVR=ST) under 25MW/250 MMBtu/hr
EXCLUDE | VA | International Paper Franklin Mill | 52152 | GEN9 | BLQ | ST | 36.1 |  | Industrial CHP | Y | Commercial/Industrial Unit
EXCLUDE | VA | International Paper Franklin Mill | 52152 | GEN3 | BLQ | ST | 2.5 |  | Industrial CHP | Y | Steam unit (PRMVR=ST) under 25MW/250 MMBtu/hr
EXCLUDE | MN | Virginia | 2018 | 6 | SUB | ST | 18.7 |  | Electric Utility | Y | Steam unit (PRMVR=ST) under 25MW/250 MMBtu/hr
EXCLUDE | MN | Virginia | 2018 | 1A | SUB | ST | 4 |  | Electric Utility | Y | Steam unit (PRMVR=ST) under 25MW/250 MMBtu/hr
EXCLUDE | MN | Virginia | 2018 | 5 | SUB | ST | 7.5 |  | Electric Utility | Y | Steam unit (PRMVR=ST) under 25MW/250 MMBtu/hr
EXCLUDE | VA | Covington Facility | 50900 | GEN2 | BIT | ST | 10.5 |  | Industrial CHP | Y | Steam unit (PRMVR=ST) under 25MW/250 MMBtu/hr
EXCLUDE | VA | Covington Facility | 50900 | GEN1 | BIT | ST | 10.5 |  | Industrial CHP | Y | Steam unit (PRMVR=ST) under 25MW/250 MMBtu/hr
EXCLUDE | VA | Covington Facility | 50900 | GEN3 | BIT | ST | 10.5 |  | Industrial CHP | Y | Steam unit (PRMVR=ST) under 25MW/250 MMBtu/hr
EXCLUDE | VA | Covington Facility | 50900 | GEN4 | BLQ | ST | 34 |  | Industrial CHP | Y | Commercial/Industrial Unit
EXCLUDE | VA | Covington Facility | 50900 | GEN5 | BIT | ST | 34 |  | Industrial CHP | Y | Commercial/Industrial Unit
COALST | SC | Kapstone | 7737 | 1 | BIT | ST | 99.2 |  | Electric Utility | Y
EXCLUDE | AK | University of Alaska Fairbanks | 50711 | GEN1 | SUB | ST | 1.5 |  | Commercial CHP | Y | Steam unit (PRMVR=ST) under 25MW/250 MMBtu/hr
EXCLUDE | AK | University of Alaska Fairbanks | 50711 | GEN3 | SUB | ST | 10 |  | Commercial CHP | Y | Steam unit (PRMVR=ST) under 25MW/250 MMBtu/hr
EXCLUDE | AK | University of Alaska Fairbanks | 50711 | GEN2 | SUB | ST | 1.5 |  | Commercial CHP | Y | Steam unit (PRMVR=ST) under 25MW/250 MMBtu/hr
EXCLUDE | LA | Buras | 1401 | 8 | NG | GT | 20.7 |  | Electric Utility | N | Simple Cycle Turbine (PRMVR=GT or OT) unit under 25MW
Exclude | FL | Lauderdale | 613 | 22 | NG | GT | 34.2 |  | Electric Utility | N | Low utilization CT
Exclude | IA | Lime Creek | 7155 | 1 | DFO | GT | 45.1 |  | Electric Utility | N | Low utilization CT
EXCLUDE | FL | Telogia Power | 50774 | GEN1 | WDS | ST | 14 |  | IPP Non-CHP | N | Non Fossil fuel type
Exclude | GA | McIntosh | 6124 | CT1 | NG | GT | 101.3 |  | Electric Utility | N | Low utilization CT
EXCLUDE | CA | Sierra Pacific Quincy Facility | 50112 | GEN1 | WDS | ST | 20 |  | Industrial CHP | Y | Non Fossil fuel type
EXCLUDE | CA | Sierra Pacific Quincy Facility | 50112 | GEN2 | WDS | ST | 7.5 |  | Industrial CHP | Y | Non Fossil fuel type
EXCLUDE | VT | Rutland | 3723 | GT5 | DFO | GT | 13.2 |  | Electric Utility | N | Simple Cycle Turbine (PRMVR=GT or OT) unit under 25MW
Exclude | OH | Woodsdale | 7158 | GT1 | NG | GT | 81.6 |  | Electric Utility | N | Low utilization CT
EXCLUDE | CA | Walnut | 4256 | 1 | NG | GT | 24.9 |  | Electric Utility | N | Simple Cycle Turbine (PRMVR=GT or OT) unit under 25MW
EXCLUDE | CA | Walnut | 4256 | 2 | NG | GT | 24.9 |  | Electric Utility | N | Simple Cycle Turbine (PRMVR=GT or OT) unit under 25MW
EXCLUDE | AL | International Paper Riverdale Mill | 54096 | GEN2 | NG | ST | 37.4 |  | Industrial CHP | N | Commercial/Industrial Unit
EXCLUDE | AL | International Paper Riverdale Mill | 54096 | GEN1 | NG | ST | 11.6 |  | Industrial CHP | N | Steam unit (PRMVR=ST) under 25MW/250 MMBtu/hr
EXCLUDE | NY | Wheelabrator Hudson Falls | 10503 | GEN1 | MSB | ST | 14.4 |  | IPP Non-CHP | N | Non Fossil fuel type
EXCLUDE | FL | Fernandina Beach Mill | 10202 | GEN5 | WDL | ST | 44 |  | Industrial CHP | Y | Non Fossil fuel type
EXCLUDE | WI | Biron Mill | 10234 | GEN1 | SUB | ST | 17 |  | Industrial CHP | Y | Steam unit (PRMVR=ST) under 25MW/250 MMBtu/hr
EXCLUDE | WI | Biron Mill | 10234 | GEN5 | SUB | ST | 21.5 |  | Industrial CHP | Y | Steam unit (PRMVR=ST) under 25MW/250 MMBtu/hr
EXCLUDE | WI | Biron Mill | 10234 | GEN3 | SUB | ST | 7.5 |  | Industrial CHP | Y | Steam unit (PRMVR=ST) under 25MW/250 MMBtu/hr
COALST | WV | FirstEnergy Albright | 3942 | 1 | BIT | ST | 69 |  | Electric Utility | N
EXCLUDE | FL | Georgia-Pacific Palatka Operations | 10611 | GEN2 | NG | ST | 9.7 |  | Industrial CHP | Y | Steam unit (PRMVR=ST) under 25MW/250 MMBtu/hr
EXCLUDE | ME | Domtar - Woodland Mill | 10613 | TG10 | BLQ | ST | 23 |  | Industrial CHP | Y | Steam unit (PRMVR=ST) under 25MW/250 MMBtu/hr
EXCLUDE | ME | Domtar - Woodland Mill | 10613 | TG11 | BLQ | ST | 26.8 |  | Industrial CHP | Y | Commercial/Industrial Unit
Exclude | FL | Lauderdale | 613 | 16 | NG | GT | 34.2 |  | Electric Utility | N | Low utilization CT
Exclude | IL | Waukegan | 883 | 321 | DFO | GT | 28 |  | Electric Utility/IPP Non-CHP | N | Low utilization CT
EXCLUDE | MI | Kent County Waste to Energy Facility | 50860 | GEN1 | MSB | ST | 18 |  | Commercial Non-CHP | N | Non Fossil fuel type
EXCLUDE | FL | GCS Energy Recovery of Pinellas, Inc | 50884 | GEN2 | MSB | ST | 26 |  | IPP Non-CHP | N | Non Fossil fuel type
EXCLUDE | MS | Leaf River Cellulose LLC | 10233 | GEN2 | NG | ST | 25.2 |  | Industrial CHP | Y | Commercial/Industrial Unit
EXCLUDE | MS | Leaf River Cellulose LLC | 10233 | GEN1 | NG | ST | 25.2 |  | Industrial CHP | Y | Commercial/Industrial Unit
Exclude | FL | Lauderdale | 613 | 23 | NG | GT | 34.2 |  | Electric Utility | N | Low utilization CT
COALST | OH | FirstEnergy Bay Shore | 2878 | 2 | SUB | ST | 140.6 |  | Electric Utility/IPP Non-CHP | N
EXCLUDE | MD | Luke Mill | 50282 | GEN1 | BIT | ST | 35 |  | Industrial CHP | Y | Commercial/Industrial Unit
EXCLUDE | FL | McKay Bay Facility | 50875 | GEN1 | MSB | ST | 22.1 |  | IPP Non-CHP | N | Non Fossil fuel type
OGST | MI | Wyandotte | 1866 | 7 | NG | ST | 32 |  | Electric Utility | N
EXCLUDE | MI | Wyandotte | 1866 | 5 | NG | ST | 22 |  | Electric Utility | N | Steam unit (PRMVR=ST) under 25MW/250 MMBtu/hr
COALST | IA | Earl F Wisdom | 1217 | 1 | BIT | ST | 33 |  | Electric Utility | N
EXCLUDE | MA | Mystic Generating Station | 1588 | GT1 | DFO | GT | 14.2 |  | IPP Non-CHP | N | Simple Cycle Turbine (PRMVR=GT or OT) unit under 25MW
Exclude | WI | Sheepskin | 4059 | 1 | NG | GT | 41.7 |  | Electric Utility | N | Low utilization CT
EXCLUDE | WI | Biron Mill | 10234 | GEN4 | BIT | ST | 15.6 |  | Industrial CHP | Y | Steam unit (PRMVR=ST) under 25MW/250 MMBtu/hr
EXCLUDE | MN | Koda Biomass Plant | 57119 | 2222 | AB | ST | 23.4 |  | IPP CHP | Y | Non Fossil fuel type
EXCLUDE | LA | Agrilectric Power Partners Ltd | 10593 | GEN1 | AB | ST | 12.1 |  | IPP Non-CHP | N | Non Fossil fuel type
Exclude | FL | Lauderdale | 613 | 14 | NG | GT | 34.2 |  | Electric Utility | N | Low utilization CT
EXCLUDE | NY | Southold | 2520 | 1 | DFO | GT | 14 |  | Electric Utility | N | Simple Cycle Turbine (PRMVR=GT or OT) unit under 25MW
EXCLUDE | MO | Station I | 2136 | 1 | DFO | GT | 19 |  | Electric Utility | N | Simple Cycle Turbine (PRMVR=GT or OT) unit under 25MW
EXCLUDE | MO | Station I | 2136 | 2 | DFO | GT | 19 |  | Electric Utility | N | Simple Cycle Turbine (PRMVR=GT or OT) unit under 25MW
Exclude | NY | Shoreham | 2518 | GT1 | DFO | GT | 52.9 |  | Electric Utility | N | Low utilization CT
EXCLUDE | NY | Shoreham | 2518 | GT2 | DFO | GT | 18.6 |  | Electric Utility | N | Simple Cycle Turbine (PRMVR=GT or OT) unit under 25MW
EXCLUDE | MN | Red Wing | 1926 | 1 | MSB | ST | 11.5 |  | Electric Utility | N | Non Fossil fuel type
EXCLUDE | MN | Red Wing | 1926 | 2 | MSB | ST | 11.5 |  | Electric Utility | N | Non Fossil fuel type
EXCLUDE | NY | Covanta Babylon Inc | 50649 | GEN1 | MSB | ST | 17 |  | Commercial Non-CHP | N | Non Fossil fuel type
Exclude | FL | Lauderdale | 613 | 3 | NG | GT | 34.2 |  | Electric Utility | N | Low utilization CT
Exclude | KS | Abilene Energy Center Combustion Turbine | 1251 | GT1 | NG | GT | 77 |  | Electric Utility | N | Low utilization CT
Exclude | FL | Lauderdale | 613 | 5 | NG | GT | 34.2 |  | Electric Utility | N | Low utilization CT
Exclude | ME | Rumford Cogeneration | 10495 | GEN1 | BLQ | ST | 102.6 |  | IPP CHP | Y | Other
EXCLUDE | FL | GCS Energy Recovery of Pinellas, Inc | 50884 | GEN1 | MSB | ST | 50.5 |  | IPP Non-CHP | N | Non Fossil fuel type
EXCLUDE | TX | Corpus Christi | 50475 | GEN1 | NG | GT | 41 |  | Industrial CHP | Y | Commercial/Industrial Unit
EXCLUDE | FL | Hillsborough County Resource Recovery | 50858 | GEN1 | MSB | ST | 29 |  | IPP Non-CHP | N | Non Fossil fuel type
EXCLUDE | FL | Hillsborough County Resource Recovery | 50858 | GEN2 | MSB | ST | 18 |  | IPP Non-CHP | N | Non Fossil fuel type
Exclude | FL | Lauderdale | 613 | 4 | NG | GT | 34.2 |  | Electric Utility | N | Low utilization CT
EXCLUDE | WA | Wheelabrator Spokane | 50886 | GEN1 | MSB | ST | 26 |  | IPP Non-CHP | N | Non Fossil fuel type
EXCLUDE | SC | Savannah River Site Biomass Cogen | 57138 | 1 | WDS | ST | 20.8 |  | IPP CHP | Y | Non Fossil fuel type
Exclude | IA | Lime Creek | 7155 | 2 | DFO | GT | 45.1 |  | Electric Utility | N | Low utilization CT
Exclude | IL | Waukegan | 883 | 322 | DFO | GT | 28 |  | Electric Utility/IPP Non-CHP | N | Low utilization CT
EXCLUDE | OR | Covanta Marion Inc | 50630 | GEN1 | MSB | ST | 13.1 |  | IPP Non-CHP | N | Non Fossil fuel type
COALST | PA | Elrama Power Plant | 3098 | 3 | BIT | ST | 125 |  | Electric Utility/IPP Non-CHP | N
EXCLUDE | NJ | Covanta Warren Energy | 10012 | 1 | MSB | ST | 13.5 |  | IPP Non-CHP | N | Non Fossil fuel type
EXCLUDE | NC | Archer Daniels Midland Southport | 54316 | GEN2 | NG | GT | 17.5 |  | Industrial CHP | Y | Simple Cycle Turbine (PRMVR=GT or OT) unit under 25MW
EXCLUDE | NC | Archer Daniels Midland Southport | 54316 | GEN3 | NG | GT | 17 |  | Industrial CHP | Y | Simple Cycle Turbine (PRMVR=GT or OT) unit under 25MW
EXCLUDE | NC | Archer Daniels Midland Southport | 54316 | GEN1 | NG | GT | 18 |  | Industrial CHP | Y | Simple Cycle Turbine (PRMVR=GT or OT) unit under 25MW
EXCLUDE | WI | French Island | 4005 | 2 | WDS | ST | 15.2 |  | Electric Utility | N | Non Fossil fuel type
EXCLUDE | WI | French Island | 4005 | 1 | WDS | ST | 15.2 |  | Electric Utility | N | Non Fossil fuel type
EXCLUDE | ME | Regional Waste Systems | 50225 | TG1 | MSB | ST | 13.3 |  | IPP Non-CHP | N | Non Fossil fuel type
EXCLUDE | FL | Wheelabrator South Broward | 50887 | GEN1 | MSB | ST | 66 |  | IPP Non-CHP | N | Non Fossil fuel type
Exclude | CA | Mandalay | 345 | 03 | NG | GT | 138 |  | IPP Non-CHP | N | Low utilization CT
EXCLUDE | HI | Kanoelehua | 769 | CT1 | DFO | GT | 11.5 |  | Electric Utility | N | Simple Cycle Turbine (PRMVR=GT or OT) unit under 25MW
EXCLUDE | GA | Savannah River Mill | 10361 | GEN4 | PC | ST | 45 |  | Industrial CHP | Y | Commercial/Industrial Unit
EXCLUDE | GA | Savannah River Mill | 10361 | GEN3 | PC | ST | 45 |  | Industrial CHP | Y | Commercial/Industrial Unit
EXCLUDE | PA | Lancaster County Resource Recovery | 50859 | GEN1 | MSB | ST | 35.7 |  | IPP Non-CHP | N | Non Fossil fuel type
EXCLUDE | KS | Colby | 1225 | GT1 | NG | GT | 16 |  | Electric Utility | N | Simple Cycle Turbine (PRMVR=GT or OT) unit under 25MW
EXCLUDE | WI | Georgia-Pacific Corp - Nekoosa Mill | 50395 | TG8 | BIT | ST | 16 |  | Industrial CHP | Y | Steam unit (PRMVR=ST) under 25MW/250 MMBtu/hr
EXCLUDE | AL | Mobile Energy Services LLC | 50407 | GEN5 | WDS | ST | 61 |  | IPP CHP | Y | Non Fossil fuel type
EXCLUDE | AL | Mobile Energy Services LLC | 50407 | GEN6 | WDS | ST | 35.7 |  | IPP CHP | Y | Non Fossil fuel type
EXCLUDE | FL | Wheelabrator North Broward | 54033 | GEN1 | MSB | ST | 67.6 |  | IPP Non-CHP | N | Non Fossil fuel type
COALST | PA | Elrama Power Plant | 3098 | 2 | BIT | ST | 100 |  | Electric Utility/IPP Non-CHP | N
EXCLUDE | MI | Thetford | 1719 | 5 | NG | GT | 17.6 |  | Electric Utility | N | Simple Cycle Turbine (PRMVR=GT or OT) unit under 25MW
EXCLUDE | MI | Thetford | 1719 | 6 | NG | GT | 17.6 |  | Electric Utility | N | Simple Cycle Turbine (PRMVR=GT or OT) unit under 25MW
EXCLUDE | MI | Thetford | 1719 | 7 | NG | GT | 17.6 |  | Electric Utility | N | Simple Cycle Turbine (PRMVR=GT or OT) unit under 25MW
EXCLUDE | MI | Thetford | 1719 | 8 | NG | GT | 17.6 |  | Electric Utility | N | Simple Cycle Turbine (PRMVR=GT or OT) unit under 25MW
EXCLUDE | MI | Thetford | 1719 | 9 | NG | GT | 17.6 |  | Electric Utility | N | Simple Cycle Turbine (PRMVR=GT or OT) unit under 25MW
Exclude | MI | Thetford | 1719 | 1 | NG | GT | 33.6 |  | Electric Utility | N | Low utilization CT
Exclude | MI | Thetford | 1719 | 2 | NG | GT | 33.6 |  | Electric Utility | N | Low utilization CT
Exclude | MI | Thetford | 1719 | 3 | NG | GT | 33.6 |  | Electric Utility | N | Low utilization CT
Exclude | MI | Thetford | 1719 | 4 | NG | GT | 33.6 |  | Electric Utility | N | Low utilization CT
EXCLUDE | MA | Wheelabrator North Andover | 50877 | GEN1 | MSB | ST | 40.3 |  | IPP Non-CHP | N | Non Fossil fuel type
COALST | WV | FirstEnergy Willow Island | 3946 | 2 | SUB | ST | 163.2 |  | Electric Utility | N
EXCLUDE | NC | Coastal Carolina Clean Power | 10381 | GEN1 | WDS | ST | 44.1 |  | IPP CHP | Y | Non Fossil fuel type
EXCLUDE | CT | Covanta Southeastern Connecticut Company | 10646 | GEN1 | MSB | ST | 16.9 |  | IPP Non-CHP | N | Non Fossil fuel type
EXCLUDE | WV | PPG Natrium Plant | 50491 | GEN4 | BIT | ST | 7.5 |  | Industrial CHP | Y | Steam unit (PRMVR=ST) under 25MW/250 MMBtu/hr
COALST | VA | Southampton Power Station | 10774 | 1 | BIT | ST | 71.1 |  | Electric Utility | Y
EXCLUDE | ME | Maine Energy Recovery | 10338 | MERC | MSB | ST | 22 |  | IPP Non-CHP | N | Non Fossil fuel type
EXCLUDE | WV | PPG Natrium Plant | 50491 | GEN3 | BIT | ST | 7.5 |  | Industrial CHP | Y | Steam unit (PRMVR=ST) under 25MW/250 MMBtu/hr
EXCLUDE | WV | PPG Natrium Plant | 50491 | GEN7 | BIT | ST | 82 |  | Industrial CHP | Y | Commercial/Industrial Unit
EXCLUDE | WV | PPG Natrium Plant | 50491 | GEN6 | BIT | ST | 26 |  | Industrial CHP | Y | Commercial/Industrial Unit
COALST | MD | FirstEnergy R Paul Smith Power Station | 1570 | 9 | BIT | ST | 34.5 |  | Electric Utility/IPP Non-CHP | N
Exclude | IA | Centerville | 1105 | GT2 | DFO | GT | 27 |  | Electric Utility | N | Low utilization CT
EXCLUDE | ND | Jamestown | 2801 | 1 | DFO | GT | 24.1 |  | Electric Utility | N | Simple Cycle Turbine (PRMVR=GT or OT) unit under 25MW
EXCLUDE | ND | Jamestown | 2801 | 2 | DFO | GT | 24.1 |  | Electric Utility | N | Simple Cycle Turbine (PRMVR=GT or OT) unit under 25MW
EXCLUDE | CA | Southeast Resource Recovery | 50837 | GEN1 | MSB | ST | 35.6 |  | IPP CHP | Y | Non Fossil fuel type
EXCLUDE | NC | CPI USA NC Southport | 10378 | GEN1 | WDS | ST | 67.5 |  | IPP CHP | Y | Non Fossil fuel type
EXCLUDE | MI | Central Michigan University | 56190 | GT1 | NG | GT | 3.8 |  | Commercial CHP | Y | Simple Cycle Turbine (PRMVR=GT or OT) unit under 25MW
Exclude | IL | Fisk Street | 886 | 311 | DFO | GT | 38 |  | IPP Non-CHP/Small Power Producer | N | Low utilization CT
Exclude | IL | Fisk Street | 886 | 312 | DFO | GT | 38 |  | IPP Non-CHP/Small Power Producer | N | Low utilization CT
Exclude | IL | Fisk Street | 886 | 321 | DFO | GT | 38 |  | IPP Non-CHP/Small Power Producer | N | Low utilization CT
Exclude | IL | Fisk Street | 886 | 322 | DFO | GT | 38 |  | IPP Non-CHP/Small Power Producer | N | Low utilization CT
Exclude | IL | Fisk Street | 886 | 331 | DFO | GT | 38 |  | IPP Non-CHP/Small Power Producer | N | Low utilization CT
Exclude | IL | Fisk Street | 886 | 332 | DFO | GT | 38 |  | IPP Non-CHP/Small Power Producer | N | Low utilization CT
Exclude | IL | Fisk Street | 886 | 341 | DFO | GT | 38 |  | IPP Non-CHP/Small Power Producer | N | Low utilization CT
EXCLUDE | IL | Fisk Street | 886 | 342 | DFO | GT | 22.8 |  | IPP Non-CHP/Small Power Producer | N | Simple Cycle Turbine (PRMVR=GT or OT) unit under 25MW
EXCLUDE | NH | Wheelabrator Concord Facility | 50873 | GEN1 | MSB | ST | 14 |  | IPP Non-CHP | N | Non Fossil fuel type
EXCLUDE | WA | Sierra Pacific Aberdeen | 55882 | GEN1 | WDS | ST | 18 |  | Industrial CHP | Y | Non Fossil fuel type
EXCLUDE | WI | Domtar Paper Company Rothschild | 50190 | TG2 | NG | ST | 5 |  | Industrial CHP | Y | Steam unit (PRMVR=ST) under 25MW/250 MMBtu/hr
EXCLUDE | MI | White Pine Electric Power | 10148 | GEN1 | BIT | ST | 20 |  | IPP Non-CHP | N | Steam unit (PRMVR=ST) under 25MW/250 MMBtu/hr
EXCLUDE | MI | White Pine Electric Power | 10148 | GEN3 | BIT | ST | 20 |  | IPP Non-CHP | N | Steam unit (PRMVR=ST) under 25MW/250 MMBtu/hr
EXCLUDE | MI | White Pine Electric Power | 10148 | GEN2 | BIT | ST | 20 |  | IPP Non-CHP | N | Steam unit (PRMVR=ST) under 25MW/250 MMBtu/hr
Exclude | FL | Intercession City | 8049 | P14 | NG | GT | 115 |  | Electric Utility | N | Low utilization CT
Exclude | OH | O H Hutchings | 2848 | 7 | NG | GT | 32.6 |  | Electric Utility | N | Low utilization CT
EXCLUDE | CT | CT Resource Rec Authority Facility | 54945 | NO6 | MSB | ST | 45 |  | IPP Non-CHP | N | Non Fossil fuel type
EXCLUDE | CT | CT Resource Rec Authority Facility | 54945 | NO5 | MSB | ST | 45 |  | IPP Non-CHP | N | Non Fossil fuel type
Exclude | KS | Quindaro | 1295 | GT2 | DFO | GT | 65.7 |  | Electric Utility | N | Low utilization CT
Exclude | KS | Quindaro | 1295 | GT3 | DFO | GT | 65.7 |  | Electric Utility | N | Low utilization CT
EXCLUDE | CA | Lopez Canyon | 57730 | 1 | LFG | GT | 1.5 |  | Electric Utility | N | Non Fossil fuel type
EXCLUDE | OR | Biomass One LP | 10869 | GE-2 | WDS | ST | 15 |  | IPP Non-CHP | N | Non Fossil fuel type
EXCLUDE | OR | Biomass One LP | 10869 | GE | WDS | ST | 15 |  | IPP Non-CHP | N | Non Fossil fuel type
EXCLUDE | OR | Biomass One LP | 10869 | BBC | WDS | ST | 10 |  | IPP Non-CHP | N | Non Fossil fuel type
Exclude | KY | E W Brown | 1355 | 6 | NG | GT | 176.8 |  | Electric Utility | N | Low utilization CT
EXCLUDE | GA | Rabun Gap Cogen Facility | 50201 | ST2 | WDS | ST | 20 |  | IPP Non-CHP | N | Non Fossil fuel type
Exclude | CO | Fruita | 471 | 1 | NG | GT | 26.6 |  | Electric Utility | N | Low utilization CT
Exclude | CO | Rawhide | 6761 | F | NG | GT | 149.6 |  | Electric Utility | N | Low utilization CT
EXCLUDE | PA | Eddystone Generating Station | 3161 | 10 | DFO | GT | 18.6 |  | IPP Non-CHP | N | Simple Cycle Turbine (PRMVR=GT or OT) unit under 25MW
EXCLUDE | PA | Eddystone Generating Station | 3161 | 20 | DFO | GT | 18.6 |  | IPP Non-CHP | N | Simple Cycle Turbine (PRMVR=GT or OT) unit under 25MW
EXCLUDE | PA | Eddystone Generating Station | 3161 | 30 | DFO | GT | 21.2 |  | IPP Non-CHP | N | Simple Cycle Turbine (PRMVR=GT or OT) unit under 25MW
EXCLUDE | PA | Eddystone Generating Station | 3161 | 40 | DFO | GT | 21.2 |  | IPP Non-CHP | N | Simple Cycle Turbine (PRMVR=GT or OT) unit under 25MW
Exclude | MO | Empire Energy Center | 6223 | 4 | NG | GT | 60.5 |  | Electric Utility | N | Low utilization CT
EXCLUDE | MN | Wilmarth | 1934 | 2 | MSB | ST | 12.5 |  | Electric Utility | N | Non Fossil fuel type
EXCLUDE | MN | Wilmarth | 1934 | 1 | MSB | ST | 12.5 |  | Electric Utility | N | Non Fossil fuel type
EXCLUDE | TX | JCO Oxides Olefins Plant | 54637 | GCG1 | NG | GT | 38.6 |  | Industrial CHP | Y | Commercial/Industrial Unit
EXCLUDE | TX | JCO Oxides Olefins Plant | 54637 | GCG2 | NG | GT | 38.6 |  | Industrial CHP | Y | Commercial/Industrial Unit
EXCLUDE | FL | Covanta Lake County Energy | 50629 | GEN1 | MSB | ST | 15.5 |  | IPP Non-CHP | N | Non Fossil fuel type
EXCLUDE | MO | Missouri City | 2171 | 2 | BIT | ST | 23 |  | Electric Utility | N | Steam unit (PRMVR=ST) under 25MW/250 MMBtu/hr
EXCLUDE | GA | Georgia-Pacific Cedar Springs | 54101 | GEN1 | BLQ | ST | 50 |  | Industrial CHP | Y | Commercial/Industrial Unit
EXCLUDE | GA | Georgia-Pacific Cedar Springs | 54101 | GEN2 | BLQ | ST | 51.2 |  | Industrial CHP | Y | Commercial/Industrial Unit
Exclude | GA | Wansley | 6052 | 5A | DFO | GT | 52.8 |  | Electric Utility | N | Low utilization CT
EXCLUDE | PA | York County Resource Recovery | 50215 | GEN1 | MSB | ST | 36.5 |  | IPP Non-CHP | N | Non Fossil fuel type
EXCLUDE | PA | Covanta Delaware Valley | 10746 | GEN1 | MSB | ST | 90 |  | IPP Non-CHP | N | Non Fossil fuel type
COALST | MT | Yellowstone Energy LP | 50931 | GEN1 | PC | ST | 68 |  | IPP CHP | Y
EXCLUDE | LA | Geismar Cogen | 56787 | GTG | NG | GT | 83.9 |  | Industrial CHP | Y | Commercial/Industrial Unit
EXCLUDE | MI | Cadillac Renewable Energy | 54415 | GEN1 | WDS | ST | 44 |  | IPP Non-CHP/Small Power Producer | N | Non Fossil fuel type
EXCLUDE | WI | Green Bay West Mill | 10360 | GEN6 | BIT | ST | 18.7 |  | Industrial CHP | Y | Steam unit (PRMVR=ST) under 25MW/250 MMBtu/hr
EXCLUDE | WI | Green Bay West Mill | 10360 | GEN9 | BIT | ST | 43.2 |  | Industrial CHP | Y | Commercial/Industrial Unit
EXCLUDE | WI | Green Bay West Mill | 10360 | GEN10 | BIT | ST | 28.2 |  | Industrial CHP | Y | Commercial/Industrial Unit
EXCLUDE | WI | Green Bay West Mill | 10360 | GEN7 | BIT | ST | 28.9 |  | Industrial CHP | Y | Commercial/Industrial Unit
EXCLUDE | WI | Green Bay West Mill | 10360 | GEN5 | BIT | ST | 10 |  | Industrial CHP | Y | Steam unit (PRMVR=ST) under 25MW/250 MMBtu/hr
EXCLUDE | NC | CPI USA NC Southport | 10378 | GEN2 | WDS | ST | 67.5 |  | IPP CHP | Y | Non Fossil fuel type
EXCLUDE | MO | Missouri City | 2171 | 1 | BIT | ST | 23 |  | Electric Utility | N | Steam unit (PRMVR=ST) under 25MW/250 MMBtu/hr
EXCLUDE | VA | Covanta Fairfax Energy | 50658 | GEN2 | MSB | ST | 62 |  | IPP Non-CHP | N | Non Fossil fuel type
EXCLUDE | MN | Franklin Heating Station | 54224 | GEN3 | NG | ST | 6.3 |  | Commercial CHP | Y | Steam unit (PRMVR=ST) under 25MW/250 MMBtu/hr
EXCLUDE | MN | Franklin Heating Station | 54224 | GEN2 | NG | ST | 2.5 |  | Commercial CHP | Y | Steam unit (PRMVR=ST) under 25MW/250 MMBtu/hr
EXCLUDE | MN | Franklin Heating Station | 54224 | GEN1 | NG | ST | 2.5 |  | Commercial CHP | Y | Steam unit (PRMVR=ST) under 25MW/250 MMBtu/hr
EXCLUDE | VA | Covanta Fairfax Energy | 50658 | GEN1 | MSB | ST | 62 |  | IPP Non-CHP | N | Non Fossil fuel type
EXCLUDE | AK | Fairbanks | 6286 | GT1 | RFO | GT | 18.4 |  | Electric Utility | N | Simple Cycle Turbine (PRMVR=GT or OT) unit under 25MW
EXCLUDE | AK | Fairbanks | 6286 | GT2 | RFO | GT | 18.4 |  | Electric Utility | N | Simple Cycle Turbine (PRMVR=GT or OT) unit under 25MW
COALST | PA | St Nicholas Cogen Project | 54634 | SNCP | WC | ST | 99.2 |  | IPP CHP/Small Power Producer | Y
EXCLUDE | MN | Covanta Hennepin Energy | 10013 | GEN1 | MSB | ST | 39.5 |  | IPP Non-CHP | N | Non Fossil fuel type
COALST | WI | Valley | 4042 | 1 | BIT | ST | 136 |  | Electric Utility | Y
COALST | WI | Valley | 4042 | 2 | BIT | ST | 136 |  | Electric Utility | Y
COALST | MI | Eckert Station | 1831 | 2 | SUB | ST | 44 |  | Electric Utility | N
EXCLUDE | NJ | Paulsboro Refinery | 50628 | GEN2 | NG | CC | 15 | 0 | Industrial CHP/Petroleum Refinery | Y | Combined Cycle (PRMVR=CC) unit under 25MW
EXCLUDE | NJ | Paulsboro Refinery | 50628 | GEN3 | NG | CC | 15 | 0 | Industrial CHP/Petroleum Refinery | Y | Combined Cycle (PRMVR=CC) unit under 25MW
EXCLUDE | NJ | Paulsboro Refinery | 50628 | GEN1 | NG | CC | 27 |  | Industrial CHP/Petroleum Refinery | Y | Commercial/Industrial Unit
EXCLUDE | CA | Burney Forest Products | 10652 | GEN1 | WDS | ST | 31 |  | IPP CHP | Y | Non Fossil fuel type
EXCLUDE | CA | Eel River Power | 50049 | GEN2 | WDS | ST | 12.5 |  | Industrial CHP | Y | Non Fossil fuel type
EXCLUDE | CA | Eel River Power | 50049 | GEN1 | WDS | ST | 12.5 |  | Industrial CHP | Y | Non Fossil fuel type
EXCLUDE | ID | Tamarack Energy Partnership | 50099 | GEN1 | WDS | ST | 6.2 |  | IPP CHP | Y | Non Fossil fuel type
EXCLUDE | CA | Eel River Power | 50049 | GEN3 | WDS | ST | 7.5 |  | Industrial CHP | N | Non Fossil fuel type
EXCLUDE | WA | Sierra Pacific Burlington Facility | 56406 | GEN1 | WDS | ST | 28 |  | Industrial CHP | Y | Non Fossil fuel type
EXCLUDE | OH | Painesville | 2936 | 7 | BIT | ST | 22 |  | Electric Utility | N | Steam unit (PRMVR=ST) under 25MW/250 MMBtu/hr
EXCLUDE | OH | Painesville | 2936 | ST2 | BIT | ST | 7.5 |  | Electric Utility | N | Steam unit (PRMVR=ST) under 25MW/250 MMBtu/hr
EXCLUDE | OH | Painesville | 2936 | 5 | BIT | ST | 16.5 |  | Electric Utility | N | Steam unit (PRMVR=ST) under 25MW/250 MMBtu/hr
EXCLUDE | MI | T B Simon Power Plant | 10328 | GEN3 | BIT | ST | 15 |  | Commercial CHP | Y | Steam unit (PRMVR=ST) under 25MW/250 MMBtu/hr
EXCLUDE | OH | Painesville | 2936 | 3 | BIT | ST | 7.5 |  | Electric Utility | N | Steam unit (PRMVR=ST) under 25MW/250 MMBtu/hr
EXCLUDE | MI | T B Simon Power Plant | 10328 | GEN1 | BIT | ST | 12.5 |  | Commercial CHP | Y | Steam unit (PRMVR=ST) under 25MW/250 MMBtu/hr
EXCLUDE | MI | T B Simon Power Plant | 10328 | GEN2 | BIT | ST | 12.5 |  | Commercial CHP | Y | Steam unit (PRMVR=ST) under 25MW/250 MMBtu/hr
EXCLUDE | MI | T B Simon Power Plant | 10328 | GEN4 | BIT | ST | 21 |  | Commercial CHP | Y | Steam unit (PRMVR=ST) under 25MW/250 MMBtu/hr
EXCLUDE | MI | T B Simon Power Plant | 10328 | GEN5 | BIT | ST | 24 |  | Commercial CHP | Y | Steam unit (PRMVR=ST) under 25MW/250 MMBtu/hr
EXCLUDE | AK | Valdez | 6306 | 7 | DFO | GT | 2.8 |  | Electric Utility | N | Simple Cycle Turbine (PRMVR=GT or OT) unit under 25MW
Exclude | FL | DeBary | 6046 | 8 | NG | GT | 115 |  | Electric Utility | N | Low utilization CT
Exclude | IA | Marshalltown | 1068 | 2 | DFO | GT | 63 |  | Electric Utility | N | Low utilization CT
Exclude | FL | Lauderdale | 613 | 24 | NG | GT | 34.2 |  | Electric Utility | N | Low utilization CT
EXCLUDE | ME | Indeck Jonesboro Energy Center | 10765 | GEN1 | WDS | ST | 27.5 |  | IPP Non-CHP | N | Non Fossil fuel type
Exclude | NJ | Mickleton Station | 8008 | MICK | NG | GT | 71.2 |  | Electric Utility/IPP Non-CHP | N | Low utilization CT
EXCLUDE | CA | Thermal Energy Dev Partnshp LP | 10502 | GEN1 | WDS | ST | 23 |  | IPP Non-CHP | N | Non Fossil fuel type
COALST | TN | John Sevier | 3405 | 4 | BIT | ST | 200 |  | Electric Utility | N
COALST | MO | Blue Valley | 2132 | ST1 | BIT | ST | 25 |  | Electric Utility | N
EXCLUDE | CT | Wheelabrator Lisbon | 54758 | GEN1 | MSB | ST | 14.6 |  | IPP Non-CHP | N | Non Fossil fuel type
Exclude | NJ | Middle Station | 2382 | MID3 | KER | GT | 37.2 |  | Electric Utility/IPP Non-CHP | N | Low utilization CT
EXCLUDE | NJ | Middle Station | 2382 | MID1 | KER | GT | 21.2 |  | Electric Utility/IPP Non-CHP | N | Simple Cycle Turbine (PRMVR=GT or OT) unit under 25MW
EXCLUDE | NJ | Middle Station | 2382 | MID2 | KER | GT | 21.2 |  | Electric Utility/IPP Non-CHP | N | Simple Cycle Turbine (PRMVR=GT or OT) unit under 25MW
EXCLUDE | PA | Covanta Plymouth Renewable Energy | 54625 | TGI | MSB | ST | 32.1 |  | Commercial Non-CHP | N | Non Fossil fuel type
Exclude | NJ | PSEG Sewaren Generating Station | 2411 | 6 | KER | GT | 115.2 |  | Electric Utility/IPP Non-CHP | N | Low utilization CT
EXCLUDE | MA | SEMASS Resource Recovery | 50290 | GEN2 | MSB | ST | 34 |  | IPP Non-CHP | N | Non Fossil fuel type
EXCLUDE | MA | SEMASS Resource Recovery | 50290 | GEN1 | MSB | ST | 64.5 |  | IPP Non-CHP | N | Non Fossil fuel type
EXCLUDE | GA | Crisp Plant | 753 | GT1 | NG | GT | 5 |  | Electric Utility | N | Simple Cycle Turbine (PRMVR=GT or OT) unit under 25MW
Exclude | GA | Dahlberg | 7709 | 9 | NG | GT | 91.9 |  | Electric Utility/IPP Non-CHP | N | Low utilization CT
EXCLUDE | MA | Medical Area Total Energy Plant | 10883 | STG3 | NG | ST | 11 |  | Commercial CHP | Y | Steam unit (PRMVR=ST) under 25MW/250 MMBtu/hr
EXCLUDE | MA | Medical Area Total Energy Plant | 10883 | STG2 | NG | ST | 11 |  | Commercial CHP | Y | Steam unit (PRMVR=ST) under 25MW/250 MMBtu/hr
EXCLUDE | FL | Pasco Cnty Solid Waste Resource Recovery | 50666 | GEN1 | MSB | ST | 31.2 |  | IPP Non-CHP | N | Non Fossil fuel type
EXCLUDE | WI | Fox Valley Energy Center | 56037 | 1 | WDS | ST | 6.5 |  | Industrial CHP | Y | Non Fossil fuel type
EXCLUDE | NY | Covanta Hempstead | 10642 | GEN1 | MSB | ST | 78.6 |  | IPP Non-CHP | N | Non Fossil fuel type
EXCLUDE | VT | Colchester 16 | 3735 | GT1 | DFO | GT | 18 |  | Electric Utility | N | Simple Cycle Turbine (PRMVR=GT or OT) unit under 25MW
EXCLUDE | MD | Montgomery County Resource Recovery | 50657 | GEN1 | MSB | ST | 67.8 |  | IPP Non-CHP | N | Non Fossil fuel type
EXCLUDE | CA | Mt Poso Cogeneration | 54626 | TG01 | WDS | ST | 62 |  | IPP CHP | Y | Non Fossil fuel type
EXCLUDE | ME | Indeck West Enfield Energy Center | 10766 | GEN1 | WDS | ST | 27.5 |  | IPP Non-CHP | N | Non Fossil fuel type
EXCLUDE | WI | Bay Front | 3982 | 4 | WDS | ST | 20 |  | Electric Utility | N | Non Fossil fuel type
COALST | IA | Muscatine Plant #1 | 1167 | 7 | SUB | ST | 25 |  | Electric Utility | N
EXCLUDE | OH | Hamilton | 2917 | GT2 | NG | GT | 16.3 |  | Electric Utility | N | Simple Cycle Turbine (PRMVR=GT or OT) unit under 25MW
COALST | IA | Muscatine Plant #1 | 1167 | 8 | SUB | ST | 75 |  | Electric Utility | N
EXCLUDE | IA | Muscatine Plant #1 | 1167 | 8A | SUB | ST | 18 |  | Electric Utility | Y | Steam unit (PRMVR=ST) under 25MW/250 MMBtu/hr
COALST | IA | Muscatine Plant #1 | 1167 | 9 | SUB | ST | 175.5 |  | Electric Utility | N
OGST | LA | D G Hunter | 6558 | 4 | NG | ST | 85 |  | Electric Utility | N
EXCLUDE | FL | Palm Beach Renewable Energy Facility#1 | 50071 | GEN1 | MSB | ST | 62.3 |  | IPP Non-CHP | N | Non Fossil fuel type
COALST | CO | Arapahoe | 465 | 3 | SUB | ST | 40 |  | Electric Utility | N
Exclude | FL | DeBary | 6046 | 7 | NG | GT | 115 |  | Electric Utility | N | Low utilization CT
Exclude | FL | Port Everglades | 617 | GT2 | NG | GT | 34.2 |  | Electric Utility | N | Low utilization CT
Exclude | GA | Dahlberg | 7709 | 4 | NG | GT | 91.9 |  | Electric Utility/IPP Non-CHP | N | Low utilization CT
EXCLUDE | WI | Nine Springs | 9674 | GT1 | NG | GT | 16.2 |  | Electric Utility | N | Simple Cycle Turbine (PRMVR=GT or OT) unit under 25MW
Exclude | FL | Port Everglades | 617 | GT1 | NG | GT | 34.2 |  | Electric Utility | N | Low utilization CT
EXCLUDE | PA | Delaware Generating Station | 3160 | 10 | DFO | GT | 18.6 |  | IPP Non-CHP | N | Simple Cycle Turbine (PRMVR=GT or OT) unit under 25MW
EXCLUDE | PA | Delaware Generating Station | 3160 | 11 | DFO | GT | 18.6 |  | IPP Non-CHP | N | Simple Cycle Turbine (PRMVR=GT or OT) unit under 25MW
EXCLUDE | PA | Delaware Generating Station | 3160 | 12 | DFO | GT | 18.6 |  | IPP Non-CHP | N | Simple Cycle Turbine (PRMVR=GT or OT) unit under 25MW
EXCLUDE | PA | Delaware Generating Station | 3160 | 9 | DFO | GT | 21.2 |  | IPP Non-CHP | N | Simple Cycle Turbine (PRMVR=GT or OT) unit under 25MW
EXCLUDE | NY | Huntington Resource Recovery Facility | 50656 | GEN1 | MSB | ST | 28 |  | IPP Non-CHP | N | Non Fossil fuel type
EXCLUDE | NY | Wheelabrator Westchester | 50882 | GEN1 | MSB | ST | 59.7 |  | IPP Non-CHP | N | Non Fossil fuel type
Exclude | FL | Lauderdale | 613 | 6 | NG | GT | 34.2 |  | Electric Utility | N | Low utilization CT
Exclude | FL | Lauderdale | 613 | 7 | NG | GT | 34.2 |  | Electric Utility | N | Low utilization CT
EXCLUDE | NH | Pinetree Power Tamworth | 50739 | GEN1 | WDS | ST | 25 |  | IPP Non-CHP | N | Non Fossil fuel type
Exclude | FL | Intercession City | 8049 | P13 | NG | GT | 115 |  | Electric Utility | N | Low utilization CT
EXCLUDE | CT | Versailles Mill | 54657 | NO1 | NG | ST | 20 |  | Industrial CHP/Pulp & Paper Mill | Y | Steam unit (PRMVR=ST) under 25MW/250 MMBtu/hr
COALST | PA | Westwood Generation LLC | 50611 | GEN1 | WC | ST | 36 |  | Electric Utility/IPP Non-CHP | N
Exclude | MO | Moberly | 6651 | 1 | DFO | GT | 60.6 |  | Electric Utility | N | Low utilization CT
EXCLUDE | CA | Wheelabrator Shasta | 50881 | GEN1 | WDS | ST | 18.3 |  | IPP Non-CHP | N | Non Fossil fuel type
EXCLUDE | CA | Wheelabrator Shasta | 50881 | GEN4 | WDS | ST | 7.8 |  | IPP Non-CHP | N | Non Fossil fuel type
EXCLUDE | CA | Wheelabrator Shasta | 50881 | GEN2 | WDS | ST | 18.3 |  | IPP Non-CHP | N | Non Fossil fuel type
EXCLUDE | CA | Wheelabrator Shasta | 50881 | GEN3 | WDS | ST | 18.3 |  | IPP Non-CHP | N | Non Fossil fuel type
EXCLUDE | MI | Genesee Power Station LP | 54751 | GEN1 | WDS | ST | 39.5 |  | IPP Non-CHP | N | Non Fossil fuel type
COALST | PA | Foster Wheeler Mt Carmel Cogen | 10343 | TG1 | WC | ST | 47.3 |  | IPP CHP | Y
Exclude | FL | DeBary | 6046 | 9 | NG | GT | 115 |  | Electric Utility | N | Low utilization CT
Exclude | AZ | Agua Fria | 141 | AF4 | NG | GT | 80.5 |  | Electric Utility | N | Low utilization CT
Exclude | AZ | Agua Fria | 141 | AF5 | NG | GT | 71.2 |  | Electric Utility | N | Low utilization CT
Exclude | AZ | Agua Fria | 141 | AF6 | NG | GT | 71.2 |  | Electric Utility | N | Low utilization CT
EXCLUDE | AK | Lemon Creek | 64 | 5 | DFO | GT | 18.6 |  | Electric Utility | N | Simple Cycle Turbine (PRMVR=GT or OT) unit under 25MW
EXCLUDE | AK | Lemon Creek | 64 | 6 | DFO | GT | 18.6 |  | Electric Utility | N | Simple Cycle Turbine (PRMVR=GT or OT) unit under 25MW
EXCLUDE | MD | Herbert A Wagner | 1554 | GT1 | DFO | GT | 16 |  | IPP Non-CHP | N | Simple Cycle Turbine (PRMVR=GT or OT) unit under 25MW
COALST | WV | FirstEnergy Willow Island | 3946 | 1 | SUB | ST | 50 |  | Electric Utility | N
EXCLUDE | DE | Edge Moor | 593 | 10 | DFO | GT | 12.5 |  | IPP CHP | Y | Simple Cycle Turbine (PRMVR=GT or OT) unit under 25MW
EXCLUDE | CT | Covanta Bristol Energy | 50648 | GEN1 | MSB | ST | 16.3 |  | IPP Non-CHP | N | Non Fossil fuel type
EXCLUDE | CA | Fairhaven Power | 10052 | GEN1 | WDS | ST | 18.8 |  | IPP Non-CHP | N | Non Fossil fuel type
Exclude | MO | Empire Energy Center | 6223 | 3 | NG | GT | 60.5 |  | Electric Utility | N | Low utilization CT
Exclude | WI | French Island | 4005 | 3 | DFO | GT | 78.8 |  | Electric Utility | N | Low utilization CT
Exclude | WI | French Island | 4005 | 4 | DFO | GT | 78.8 |  | Electric Utility | N | Low utilization CT
COALST | PA | Wheelabrator Frackville Energy | 50879 | GEN1 | WC | ST | 48 |  | IPP CHP | Y
NGCC | OH | Dresden Energy Facility | 55350 | 3 | NG | CC | 280.5 |  | Electric Utility | N
NGCC | OH | Dresden Energy Facility | 55350 | 1 | NG | CC | 198.9 |  | Electric Utility | N
NGCC | OH | Dresden Energy Facility | 55350 | 2 | NG | CC | 198.9 |  | Electric Utility | N
EXCLUDE | AK | Aurora Energy LLC Chena | 79 | 1 | SUB | ST | 5 |  | IPP CHP | Y | Steam unit (PRMVR=ST) under 25MW/250 MMBtu/hr
EXCLUDE | AK | Aurora Energy LLC Chena | 79 | 5 | SUB | ST | 20 |  | IPP CHP | Y | Steam unit (PRMVR=ST) under 25MW/250 MMBtu/hr
EXCLUDE | AK | Aurora Energy LLC Chena | 79 | 2 | SUB | ST | 2.5 |  | IPP CHP | Y | Steam unit (PRMVR=ST) under 25MW/250 MMBtu/hr
EXCLUDE | IL | Reynolds | 965 | 1 | DFO | GT | 17.5 |  | Electric Utility | N | Simple Cycle Turbine (PRMVR=GT or OT) unit under 25MW
COALST | FL | Cedar Bay Generating Company LP | 10672 | GEN1 | BIT | ST | 291.6 |  | Electric Utility/IPP CHP | Y
EXCLUDE | MO | Station H | 2135 | 1 | NG | GT | 19 |  | Electric Utility | N | Simple Cycle Turbine (PRMVR=GT or OT) unit under 25MW
EXCLUDE | MO | Station H | 2135 | 2 | NG | GT | 24 |  | Electric Utility | N | Simple Cycle Turbine (PRMVR=GT or OT) unit under 25MW
EXCLUDE | CA | Covanta Mendota | 10837 | GEN1 | WDS | ST | 28 |  | IPP Non-CHP | N | Non Fossil fuel type
EXCLUDE | NJ | Union County Resource Recovery | 50960 | GEN1 | MSB | ST | 45 |  | Commercial Non-CHP | N | Non Fossil fuel type
EXCLUDE | WI | E J Stoneman Station | 4146 | 1 | WDS | ST | 18 |  | Electric Utility/IPP Non-CHP | N | Non Fossil fuel type
EXCLUDE | WI | E J Stoneman Station | 4146 | 2 | WDS | ST | 35 |  | Electric Utility/IPP Non-CHP | N | Non Fossil fuel type
OGST | AR | Lake Catherine | 170 | 1 | NG | ST | 40 |  | Electric Utility | N
EXCLUDE | CA | Buena Vista Biomass Power | 58472 | 1 | WDS | ST | 22.5 |  | IPP Non-CHP | N | Non Fossil fuel type
OGST | NJ | Deepwater | 2384 | 6 | NG | ST | 73.5 |  | Electric Utility/IPP Non-CHP | N
EXCLUDE | CT | Devon Station | 544 | 10 | KER | GT | 18.6 |  | Electric Utility/IPP Non-CHP | N | Simple Cycle Turbine (PRMVR=GT or OT) unit under 25MW
Exclude | CT | Devon Station | 544 | 11 | NG | GT | 51 |  | Electric Utility/IPP Non-CHP | N | Low utilization CT
Exclude | CT | Devon Station | 544 | 12 | NG | GT | 51 |  | Electric Utility/IPP Non-CHP | N | Low utilization CT
Exclude | CT | Devon Station | 544 | 13 | NG | GT | 51 |  | Electric Utility/IPP Non-CHP | N | Low utilization CT
Exclude | CT | Devon Station | 544 | 14 | NG | GT | 51 |  | Electric Utility/IPP Non-CHP | N | Low utilization CT
EXCLUDE | NY | Onondaga County Resource Recovery | 50662 | GEN1 | MSB | ST | 39.5 |  | Commercial Non-CHP | N | Non Fossil fuel type
Exclude | CT | South Meadow | 563 | 13 | KER | GT | 41.8 |  | Electric Utility/IPP Non-CHP | N | Low utilization CT
EXCLUDE | FL | Lee County Solid Waste Energy | 52010 | GEN2 | MSB | ST | 20 |  | IPP Non-CHP | N | Non Fossil fuel type
EXCLUDE | GA | Dublin Mill | 54004 | GEN1 | BIT | ST | 45 |  | Industrial CHP | Y | Commercial/Industrial Unit
EXCLUDE | PA | P H Glatfelter | 50397 | GEN5 | BIT | ST | 45.9 |  | Industrial CHP/Pulp & Paper Mill | Y | Commercial/Industrial Unit
EXCLUDE | PA | P H Glatfelter | 50397 | GEN3 | BIT | ST | 5.1 |  | Industrial CHP/Pulp & Paper Mill | Y | Steam unit (PRMVR=ST) under 25MW/250 MMBtu/hr
EXCLUDE | PA | P H Glatfelter | 50397 | GEN6 | BLQ | ST | 39.1 |  | Industrial CHP/Pulp & Paper Mill | Y | Commercial/Industrial Unit
EXCLUDE | PA | P H Glatfelter | 50397 | GEN1 | BIT | ST | 6 |  | Industrial CHP/Pulp & Paper Mill | Y | Steam unit (PRMVR=ST) under 25MW/250 MMBtu/hr
EXCLUDE | PA | P H Glatfelter | 50397 | GEN4 | BIT | ST | 7.5 |  | Industrial CHP/Pulp & Paper Mill | Y | Steam unit (PRMVR=ST) under 25MW/250 MMBtu/hr
COALST | NJ | Chambers Cogeneration LP | 10566 | GEN1 | BIT | ST | 285 |  | Electric Utility/IPP CHP | Y
Exclude | WI | Wheaton | 4014 | 2 | NG | GT | 48.5 |  | Electric Utility | N | Low utilization CT
Exclude | OH | Woodsdale | 7158 | GT2 | NG | GT | 81.6 |  | Electric Utility | N | Low utilization CT
EXCLUDE | FL | Lee County Solid Waste Energy | 52010 | GEN1 | MSB | ST | 39 |  | IPP Non-CHP | N | Non Fossil fuel type
EXCLUDE | MA | Wheelabrator Saugus | 50880 | GEN1 | MSB | ST | 53.7 |  | IPP Non-CHP | N | Non Fossil fuel type
EXCLUDE | GA | International Paper Savanna Mill | 50398 | GEN9 | BIT | ST | 71.2 |  | Industrial CHP | Y | Commercial/Industrial Unit
EXCLUDE | MD | Domino Sugar Baltimore | 54795 | GEN4 | NG | ST | 10 |  | Industrial CHP | Y | Steam unit (PRMVR=ST) under 25MW/250 MMBtu/hr
EXCLUDE | MD | Domino Sugar Baltimore | 54795 | GEN2 | NG | ST | 2.5 |  | Industrial CHP | Y | Steam unit (PRMVR=ST) under 25MW/250 MMBtu/hr
EXCLUDE | CA | Wadham Energy LP | 50293 | GEN1 | AB | ST | 28.6 |  | IPP Non-CHP | N | Non Fossil fuel type
EXCLUDE | MD | Domino Sugar Baltimore | 54795 | GEN1 | NG | ST | 5 |  | Industrial CHP | Y | Steam unit (PRMVR=ST) under 25MW/250 MMBtu/hr
COALST | WV | Morgantown Energy Facility | 10743 | GEN1 | WC | ST | 68.9 |  | IPP CHP | Y
Exclude | PA | Mountain | 3111 | 2 | DFO | GT | 27 |  | Electric Utility/IPP Non-CHP | N | Low utilization CT
COALST | MI | Endicott Station | 4259 | 1 | BIT | ST | 55 |  | Electric Utility | N
EXCLUDE | OH | Bay View Cogeneration Facility | 58263 | GTG | LFG | GT | 5.5 |  | Electric Utility | Y | Non Fossil fuel type
Exclude | OH | Walter C Beckjord | 2830 | GT2 | DFO | GT | 52.9 |  | Electric Utility | N | Low utilization CT
EXCLUDE | WI | Manitowoc | 4125 | 5 | PC | ST | 22 |  | Electric Utility | N | Steam unit (PRMVR=ST) under 25MW/250 MMBtu/hr
COALST | WI | Manitowoc | 4125 | 9 | PC | ST | 63.4 |  | Electric Utility | Y
COALST | WI | Manitowoc | 4125 | 6 | PC | ST | 32 |  | Electric Utility | N
EXCLUDE | MO | Lake Road | 2098 | 6 | DFO | GT | 18.9 |  | Electric Utility | N | Simple Cycle Turbine (PRMVR=GT or OT) unit under 25MW
EXCLUDE | MO | Lake Road | 2098 | 7 | DFO | GT | 18.9 |  | Electric Utility | N | Simple Cycle Turbine (PRMVR=GT or OT) unit under 25MW
Exclude | MO | Lake Road | 2098 | 5 | NG | GT | 85 |  | Electric Utility | N | Low utilization CT
EXCLUDE | OH | Arcelormittal Cleveland Inc | 10398 | GENB | BFG | ST | 10 |  | Industrial CHP | Y | Steam unit (PRMVR=ST) under 25MW/250 MMBtu/hr
EXCLUDE | OH | Arcelormittal Cleveland Inc | 10398 | GEN3 | BFG | ST | 10 |  | Industrial CHP | Y | Steam unit (PRMVR=ST) under 25MW/250 MMBtu/hr
EXCLUDE | OH | Arcelormittal Cleveland Inc | 10398 | GENA | BFG | ST | 15 |  | Industrial CHP | Y | Steam unit (PRMVR=ST) under 25MW/250 MMBtu/hr
EXCLUDE | OH | Arcelormittal Cleveland Inc | 10398 | GENC | BFG | ST | 23 |  | Industrial CHP | Y | Steam unit (PRMVR=ST) under 25MW/250 MMBtu/hr
EXCLUDE | OH | Arcelormittal Cleveland Inc | 10398 | GEN5 | BFG | ST | 10 |  | Industrial CHP | Y | Steam unit (PRMVR=ST) under 25MW/250 MMBtu/hr
OGST | ME | William F Wyman | 1507 | 2 | RFO | ST | 50 |  | Electric Utility/IPP Non-CHP | N
Exclude | WI | Point Beach Nuclear Plant | 4046 | 5 | DFO | GT | 25 |  | IPP Non-CHP | N | Low utilization CT
EXCLUDE | MI | Shiras | 1843 | 2 | BIT | ST | 21 |  | Electric Utility | N | Steam unit (PRMVR=ST) under 25MW/250 MMBtu/hr
EXCLUDE | MI | Escanaba | 1771 | 1 | BIT | ST | 11.5 |  | Electric Utility | N | Steam unit (PRMVR=ST) under 25MW/250 MMBtu/hr
COALST | ND | R M Heskett | 2790 | 1 | LIG | ST | 40 |  | Electric Utility | N
COALST | PA | Kline Township Cogen Facility | 50039 | GEN1 | WC | ST | 59 |  | Electric Utility/IPP CHP | Y
EXCLUDE | CT | Pfizer Groton Plant | 54236 | TG4 | NG | ST | 10 |  | Industrial CHP | Y | Steam unit (PRMVR=ST) under 25MW/250 MMBtu/hr
EXCLUDE | OH | Bay View Cogeneration Facility | 58263 | STG | LFG | ST | 6.5 |  | Electric Utility | Y | Non Fossil fuel type
EXCLUDE | PA | Viking Energy of Northumberland | 50771 | GEN1 | WDS | ST | 18 |  | IPP CHP | Y | Non Fossil fuel type
EXCLUDE | CT | Pfizer Groton Plant | 54236 | TG2 | NG | ST | 2.5 |  | Industrial CHP | Y | Steam unit (PRMVR=ST) under 25MW/250 MMBtu/hr
EXCLUDE | CT | Pfizer Groton Plant | 54236 | TG5 | NG | ST | 7.5 |  | Industrial CHP | Y | Steam unit (PRMVR=ST) under 25MW/250 MMBtu/hr
EXCLUDE | CT | Pfizer Groton Plant | 54236 | TG3 | NG | ST | 10 |  | Industrial CHP | Y | Steam unit (PRMVR=ST) under 25MW/250 MMBtu/hr
EXCLUDE | CT | Wheelabrator Bridgeport | 50883 | GEN1 | MSB | ST | 67 |  | IPP Non-CHP | N | Non Fossil fuel type
EXCLUDE | IN | ArcelorMittal Burns Harbor | 10245 | GEN5 | BFG | ST | 62 |  | Industrial CHP | Y | Commercial/Industrial Unit
OGST | NJ | PSEG Sewaren Generating Station | 2411 | 3 | NG | ST | 107.5 |  | Electric Utility/IPP Non-CHP | N
COALST | VA | Portsmouth Genco LLC | 10071 | GEN2 | BIT | ST | 57.4 |  | IPP Non-CHP | N
EXCLUDE | CA | Desert View Power | 10300 | GEN1 | WDS | ST | 55.5 |  | IPP Non-CHP | N | Non Fossil fuel type
Exclude | MO | Northeast | 2081 | 12 | DFO | GT | 64 |  | Electric Utility | N | Low utilization CT
Exclude | AK | Auke Bay | 7250 | 14 | DFO | GT | 30.9 |  | Electric Utility | N | Low utilization CT
EXCLUDE | AK | Auke Bay | 7250 | 13 | DFO | GT | 2.8 |  | Electric Utility | N | Simple Cycle Turbine (PRMVR=GT or OT) unit under 25MW
Exclude | CT | GenConn Middletown LLC | 57068 | 12 | KER | GT | 60.5 |  | IPP Non-CHP | N | Low utilization CT
Exclude | CT | GenConn Middletown LLC | 57068 | 13 | KER | GT | 60.5 |  | IPP Non-CHP | N | Low utilization CT
Exclude | CT | GenConn Middletown LLC | 57068 | 14 | KER | GT | 60.5 |  | IPP Non-CHP | N | Low utilization CT
Exclude | CT | GenConn Middletown LLC | 57068 | 15 | KER | GT | 60.5 |  | IPP Non-CHP | N | Low utilization CT
EXCLUDE | VT | J C McNeil | 589 | 1 | WDS | ST | 59.5 |  | Electric Utility | N | Non Fossil fuel type
COALST | PA | Elrama Power Plant | 3098 | 4 | BIT | ST | 185 |  | Electric Utility/IPP Non-CHP | N
Exclude | FL | Oleander Power Project LP | 55286 | OG1 | NG | GT | 198.9 |  | Electric Utility/IPP Non-CHP | N | Low utilization CT
Exclude | NY | Glenwood | 2514 | GT2 | DFO | GT | 55 |  | Electric Utility | N | Low utilization CT
Exclude | PA | Croydon CT Generating Station | 8012 | 12 | DFO | GT | 68.3 |  | Electric Utility/IPP Non-CHP | N | Low utilization CT
COALST | IA | Ames Electric Services Power Plant | 1122 | 7 | SUB | ST | 37.5 |  | Electric Utility | N
EXCLUDE | ME | Cape Gas Turbine | 1484 | GT4 | DFO | GT | 17.5 |  | IPP Non-CHP | N | Simple Cycle Turbine (PRMVR=GT or OT) unit under 25MW
EXCLUDE | ME | Cape Gas Turbine | 1484 | GT5 | DFO | GT | 17.5 |  | IPP Non-CHP | N | Simple Cycle Turbine (PRMVR=GT or OT) unit under 25MW
COALST | MO | Blue Valley | 2132 | 2 | BIT | ST | 25 |  | Electric Utility | N
COALST | MO | Blue Valley | 2132 | 3 | BIT | ST | 65 |  | Electric Utility | N
EXCLUDE | MI | Escanaba | 1771 | 2 | BIT | ST | 11.5 |  | Electric Utility | N | Steam unit (PRMVR=ST) under 25MW/250 MMBtu/hr
EXCLUDE | KY | Cane Run | 1363 | 11 | NG | GT | 16.3 |  | Electric Utility | N | Simple Cycle Turbine (PRMVR=GT or OT) unit under 25MW
EXCLUDE | HI | Campbell Industrial Park | 56329 | CIP1 | OBL | GT | 113 |  | Electric Utility | N | Non Fossil fuel type
COALST | IA | Streeter Station | 1131 | 7 | BIT | ST | 35 |  | Electric Utility | N
Exclude | GA | McIntosh | 6124 | CT7 | NG | GT | 101.3 |  | Electric Utility | N | Low utilization CT
EXCLUDE | MA | Exelon Framingham LLC | 1586 | GT1 | DFO | GT | 14.2 |  | IPP Non-CHP | N | Simple Cycle Turbine (PRMVR=GT or OT) unit under 25MW
EXCLUDE | MA | Exelon Framingham LLC | 1586 | GT2 | DFO | GT | 14.2 |  | IPP Non-CHP | N | Simple Cycle Turbine (PRMVR=GT or OT) unit under 25MW
EXCLUDE | MA | Exelon Framingham LLC | 1586 | GT3 | DFO | GT | 14.2 |  | IPP Non-CHP | N | Simple Cycle Turbine (PRMVR=GT or OT) unit under 25MW
OGST | PA | Eddystone Generating Station | 3161 | 4 | NG | ST | 391 |  | Electric Utility/IPP Non-CHP | N
EXCLUDE | CT | Bridgeport Station | 568 | 4 | KER | GT | 18.6 |  | IPP Non-CHP | N | Simple Cycle Turbine (PRMVR=GT or OT) unit under 25MW
EXCLUDE | TX | Shell Deer Park | 50304 | GEN1 | PUR | ST | 51 |  | Industrial CHP | N | Non Fossil fuel type
EXCLUDE | PA | Wheelabrator Falls | 54746 | WFI1 | MSB | ST | 53.3 |  | IPP Non-CHP | N | Non Fossil fuel type
EXCLUDE | CT | NRG Norwalk Harbor | 548 | 10 | DFO | GT | 16.3 |  | IPP Non-CHP | N | Simple Cycle Turbine (PRMVR=GT or OT) unit under 25MW
Exclude | NC | Lincoln Combustion | 7277 | 3 | NG | GT | 109.6 |  | Electric Utility | N | Low utilization CT
EXCLUDE | PA | Mon Valley Works | 50732 | GEN2 | BFG | ST | 25 |  | Industrial CHP | N | Commercial/Industrial Unit
EXCLUDE | PA | Mon Valley Works | 50732 | GEN1 | BFG | ST | 25 |  | Industrial CHP | N | Commercial/Industrial Unit
EXCLUDE | NY | WPS Power Niagara | 50202 | GEN1 | WDS | ST | 56 |  | Electric Utility/IPP Non-CHP | N | Non Fossil fuel type
EXCLUDE | NH | Pinetree Power | 50208 | GEN1 | WDS | ST | 17.5 |  | IPP Non-CHP | N | Non Fossil fuel type
Exclude | SD | Ben French | 3325 | GT1 | NG | GT | 25 |  | Electric Utility | N | Low utilization CT
Exclude | SD | Ben French | 3325 | GT2 | NG | GT | 25 |  | Electric Utility | N | Low utilization CT
Exclude | SD | Ben French | 3325 | GT3 | NG | GT | 25 |  | Electric Utility | N | Low utilization CT
Exclude | SD | Ben French | 3325 | GT4 | NG | GT | 25 |  | Electric Utility | N | Low utilization CT
EXCLUDE | NY | University of Rochester | 58157 | HP | NG | ST | 18.2 |  | Commercial CHP | Y | Steam unit (PRMVR=ST) under 25MW/250 MMBtu/hr
EXCLUDE | PA | Mon Valley Works | 50732 | GEN3 | BFG | ST | 2.5 |  | Industrial CHP | Y | Steam unit (PRMVR=ST) under 25MW/250 MMBtu/hr
EXCLUDE | MI | Grayling Generating Station | 10822 | GEN1 | WDS | ST | 38 |  | Electric Utility/IPP Non-CHP | N | Non Fossil fuel type
Exclude | FL | Port Everglades | 617 | 12 | NG | GT | 34.2 |  | Electric Utility | N | Low utilization CT
EXCLUDE | IN | Gary Works | 50733 | STG1 | BFG | ST | 161 |  | Industrial CHP | Y | Commercial/Industrial Unit
EXCLUDE | MA | Covanta Haverhill | 50661 | GEN1 | MSB | ST | 46 |  | IPP Non-CHP | N | Non Fossil fuel type
EXCLUDE | OH | St Marys | 2942 | 7 | DFO | GT | 14 |  | Electric Utility | N | Simple Cycle Turbine (PRMVR=GT or OT) unit under 25MW
Exclude | OH | Avon Lake | 2836 | 10 | DFO | GT | 29 |  | Electric Utility/IPP Non-CHP | N | Low utilization CT
EXCLUDE | NH | White Lake | 2369 | GT1 | JF | GT | 18.6 |  | Electric Utility | N | Simple Cycle Turbine (PRMVR=GT or OT) unit under 25MW
COALST | MD | Herbert A Wagner | 1554 | 2 | BIT | ST | 136 |  | Electric Utility/IPP Non-CHP | N
Exclude | FL | Lauderdale | 613 | 21 | NG | GT | 34.2 |  | Electric Utility | N | Low utilization CT
EXCLUDE | OH | Bryan | 2903 | 1 | NG | GT | 15.8 |  | Electric Utility | N | Simple Cycle Turbine (PRMVR=GT or OT) unit under 25MW
EXCLUDE | OH | Bryan | 2903 | 2 | NG | GT | 16 |  | Electric Utility | N | Simple Cycle Turbine (PRMVR=GT or OT) unit under 25MW
EXCLUDE | OH | Bryan | 2903 | 6 | NG | GT | 5 |  | Electric Utility | N | Simple Cycle Turbine (PRMVR=GT or OT) unit under 25MW
EXCLUDE | HI | Hawaii Cogen | 10194 | GEN3 | WO | GT | 3 |  | Industrial CHP | Y | Simple Cycle Turbine (PRMVR=GT or OT) unit under 25MW
EXCLUDE | HI | Hawaii Cogen | 10194 | GEN4 | WO | GT | 3.2 |  | Industrial CHP | Y | Simple Cycle Turbine (PRMVR=GT or OT) unit under 25MW
EXCLUDE | IA | Spencer | 1186 | GT1 | KER | GT | 23.8 |  | Electric Utility | N | Simple Cycle Turbine (PRMVR=GT or OT) unit under 25MW
Exclude | FL | Lauderdale | 613 | 8 | NG | GT | 34.2 |  | Electric Utility | N | Low utilization CT
COALST | PA | Cambria Cogen | 10641 | GEN1 | WC | ST | 98 |  | IPP CHP | Y
Exclude | NJ | PSEG Mercer Generating Station | 2408 | 3 | DFO | GT | 115.2 |  | Electric Utility/IPP Non-CHP | N | Low utilization CT
Exclude | OH | Walter C Beckjord | 2830 | GT3 | DFO | GT | 52.9 |  | Electric Utility | N | Low utilization CT
EXCLUDE | NC | CPI USA NC Roxboro | 10379 | GEN1 | WDS | ST | 67.5 |  | IPP CHP | Y | Non Fossil fuel type
COALST | MN | Silver Lake | 2008 | 4 | BIT | ST | 54 |  | Electric Utility | N
EXCLUDE | VA | Multitrade of Pittsylvania LP | 52118 | GEN1 | WDS | ST | 45 |  | Electric Utility | N | Non Fossil fuel type
EXCLUDE | VA | Multitrade of Pittsylvania LP | 52118 | GEN2 | WDS | ST | 45 |  | Electric Utility | N | Non Fossil fuel type
COALST | IA | Fair Station | 1218 | 1 | BIT | ST | 25 |  | Electric Utility | N
EXCLUDE | PA | Sunbury Generation LP | 3152 | CTG1 | DFO | GT | 23.6 |  | IPP Non-CHP | N | Simple Cycle Turbine (PRMVR=GT or OT) unit under 25MW
EXCLUDE | PA | Sunbury Generation LP | 3152 | CTG2 | DFO | GT | 23.6 |  | IPP Non-CHP | N | Simple Cycle Turbine (PRMVR=GT or OT) unit under 25MW
EXCLUDE | MA | Wheelabrator Millbury Facility | 50878 | GEN1 | MSB | ST | 47.6 |  | IPP Non-CHP | N | Non Fossil fuel type
EXCLUDE | CA | Rio Bravo Rocklin | 10772 | GEN1 | WDS | ST | 27.9 |  | IPP Non-CHP | N | Non Fossil fuel type
Exclude | GA | McIntosh | 6124 | CT5 | NG | GT | 101.3 |  | Electric Utility | N | Low utilization CT
EXCLUDE | OH | Dover | 2914 | 3 | BIT | ST | 8 |  | Electric Utility | N | Steam unit (PRMVR=ST) under 25MW/250 MMBtu/hr
EXCLUDE | OH | Dover | 2914 | 4 | BIT | ST | 19.5 |  | Electric Utility | N | Steam unit (PRMVR=ST) under 25MW/250 MMBtu/hr
Exclude | VA | Commonwealth Chesapeake | 55381 | UNT2 | DFO | GT | 57.5 |  | Electric Utility/IPP Non-CHP | N | Low utilization CT
EXCLUDE | IL | Little Company of Mary Hospital | 10400 | GEN1 | NG | GT | 3.8 |  | Commercial CHP | Y | Simple Cycle Turbine (PRMVR=GT or OT) unit under 25MW
Exclude | VT | Burlington GT | 3754 | GT1 | RFO | GT | 25.5 |  | Electric Utility | N | Low utilization CT
COALST | GA | Yates | 728 | 1 | BIT | ST | 122.5 |  | Electric Utility | N
Exclude | FL | Lauderdale | 613 | 17 | NG | GT | 34.2 |  | Electric Utility | N | Low utilization CT
Exclude | GA | McIntosh | 6124 | CT6 | NG | GT | 101.3 |  | Electric Utility | N | Low utilization CT
Exclude | FL | Lauderdale | 613 | 20 | NG | GT | 34.2 |  | Electric Utility | N | Low utilization CT
EXCLUDE | CA | General Mills Operations Lodi | 10031 | 1 | NG | GT | 4.6 |  | Industrial CHP | Y | Simple Cycle Turbine (PRMVR=GT or OT) unit under 25MW
COALST | TX | AES Deepwater | 10670 | GEN1 | PC | ST | 165.2 |  | IPP Non-CHP | N
Exclude | FL | Lauderdale | 613 | 12 | NG | GT | 34.2 |  | Electric Utility | N | Low utilization CT
EXCLUDE | CO | W N Clark | 462 | 1 | BIT | ST | 18.7 |  | Electric Utility | N | Steam unit (PRMVR=ST) under 25MW/250 MMBtu/hr
Exclude | IA | Marshalltown | 1068 | 1 | DFO | GT | 63 |  | Electric Utility | N | Low utilization CT
EXCLUDE | NH | Schiller | 2367 | 5 | WDS | ST | 50 |  | Electric Utility | N | Non Fossil fuel type
OGST | MA | Cleary Flood | 1682 | 8 | RFO | ST | 28.3 |  | Electric Utility | N
EXCLUDE | TX | ExxonMobil Beaumont Refinery | 50625 | TG34 | NG | ST | 30 |  | Industrial CHP | Y | Commercial/Industrial Unit
EXCLUDE | TX | ExxonMobil Beaumont Refinery | 50625 | TG22 | NG | ST | 27.2 |  | Industrial CHP | Y | Commercial/Industrial Unit
EXCLUDE | TX | ExxonMobil Beaumont Refinery | 50625 | TG32 | NG | ST | 25 |  | Industrial CHP | Y | Commercial/Industrial Unit
EXCLUDE | HI | Palaau Power | 792 | 15 | DFO | GT | 2.5 |  | Electric Utility | N | Simple Cycle Turbine (PRMVR=GT or OT) unit under 25MW
EXCLUDE | TX | ExxonMobil Beaumont Refinery | 50625 | TG23 | NG | ST | 40.5 |  | Industrial CHP | Y | Commercial/Industrial Unit
COALST | VA | Portsmouth Genco LLC | 10071 | GEN1 | BIT | ST | 57.4 |  | IPP Non-CHP | N
EXCLUDE | TX | ExxonMobil Beaumont Refinery | 50625 | TG33 | NG | ST | 20 |  | Industrial CHP | Y | Steam unit (PRMVR=ST) under 25MW/250 MMBtu/hr
EXCLUDE | ME | Penobscot Energy Recovery | 50051 | GEN1 | MSB | ST | 25.3 |  | Commercial Non-CHP | N | Non Fossil fuel type
OGST | MS | Rex Brown | 2053 | 3 | NG | ST | 66 |  | Electric Utility | N
EXCLUDE | NH | Bridgewater Power LP | 10290 | GEN1 | WDS | ST | 20 |  | IPP Non-CHP | N | Non Fossil fuel type
EXCLUDE | MD | Vienna Operations | 1564 | 10 | DFO | GT | 18.6 |  | IPP Non-CHP | N | Simple Cycle Turbine (PRMVR=GT or OT) unit under 25MW
COALST | MI | James De Young | 1830 | 5 | BIT | ST | 29.3 |  | Electric Utility | N
COALST | PA | Ebensburg Power | 10603 | GEN1 | WC | ST | 57.6 |  | IPP CHP | Y
EXCLUDE | IA | Merle Parr | 1097 | 1 | NG | GT | 18 |  | Electric Utility | N | Simple Cycle Turbine (PRMVR=GT or OT) unit under 25MW
EXCLUDE | IA | Merle Parr | 1097 | 2 | NG | GT | 18 |  | Electric Utility | N | Simple Cycle Turbine (PRMVR=GT or OT) unit under 25MW
COALST | NV | Reid Gardner | 2324 | 2 | BIT | ST | 114 |  | Electric Utility | N
EXCLUDE | TX | Rice University | 50054 | GEN2 | NG | GT | 3.8 |  | Commercial CHP | Y | Simple Cycle Turbine (PRMVR=GT or OT) unit under 25MW
EXCLUDE | TX | Rice University | 50054 | GEN1 | NG | GT | 3.1 |  | Commercial CHP | Y | Simple Cycle Turbine (PRMVR=GT or OT) unit under 25MW
EXCLUDE | VA | Chesapeake | 3803 | GT1 | DFO | GT | 18.5 |  | Electric Utility | N | Simple Cycle Turbine (PRMVR=GT or OT) unit under 25MW
EXCLUDE | VA | Chesapeake | 3803 | 6 | DFO | GT | 16.3 |  | Electric Utility | N | Simple Cycle Turbine (PRMVR=GT or OT) unit under 25MW
EXCLUDE | VA | Chesapeake | 3803 | GT2 | DFO | GT | 16.3 |  | Electric Utility | N | Simple Cycle Turbine (PRMVR=GT or OT) unit under 25MW
EXCLUDE | VA | Chesapeake | 3803 | GT4 | DFO | GT | 16.3 |  | Electric Utility | N | Simple Cycle Turbine (PRMVR=GT or OT) unit under 25MW
EXCLUDE | MA | Kendall Square Station | 1595 | JET1 | JF | GT | 20 |  | IPP CHP | Y | Simple Cycle Turbine (PRMVR=GT or OT) unit under 25MW
EXCLUDE | OH | Orrville | 2935 | 7 | BIT | ST | 5 |  | Electric Utility | N | Steam unit (PRMVR=ST) under 25MW/250 MMBtu/hr
EXCLUDE | OH | Orrville | 2935 | 8 | BIT | ST | 7.5 |  | Electric Utility | N | Steam unit (PRMVR=ST) under 25MW/250 MMBtu/hr
COALST | OH | Orrville | 2935 | 10 | BIT | ST | 25 |  | Electric Utility | N
COALST | OH | Orrville | 2935 | 11 | BIT | ST | 25 |  | Electric Utility | N
EXCLUDE | OH | Orrville | 2935 | 9 | BIT | ST | 22 |  | Electric Utility | N | Steam unit (PRMVR=ST) under 25MW/250 MMBtu/hr
EXCLUDE | AR | Mabelvale | 171 | 1 | NG | GT | 19.5 |  | Electric Utility | N | Simple Cycle Turbine (PRMVR=GT or OT) unit under 25MW
EXCLUDE | AR | Mabelvale | 171 | 2 | NG | GT | 19.5 |  | Electric Utility | N | Simple Cycle Turbine (PRMVR=GT or OT) unit under 25MW
EXCLUDE | AR | Mabelvale | 171 | 3 | NG | GT | 19.5 |  | Electric Utility | N | Simple Cycle Turbine (PRMVR=GT or OT) unit under 25MW
EXCLUDE | AR | Mabelvale | 171 | 4 | NG | GT | 19.5 |  | Electric Utility | N | Simple Cycle Turbine (PRMVR=GT or OT) unit under 25MW
Exclude | MN | Maple Lake | 2042 | 5A | DFO | GT | 25 |  | Electric Utility | N | Low utilization CT
Exclude | NJ | Carlls Corner | 2379 | CA1 | NG | GT | 41.9 |  | Electric Utility/IPP Non-CHP | N | Low utilization CT
Exclude | PA | Croydon CT Generating Station | 8012 | 11 | DFO | GT | 68.3 |  | Electric Utility/IPP Non-CHP | N | Low utilization CT
COALST | GA | Yates | 728 | 5 | BIT | ST | 156.2 |  | Electric Utility | N
COALST | FL | Northside Generating Station | 667 | 1 | PC | ST | 297.5 |  | Electric Utility | N
EXCLUDE | FL | Rio Pinar | 637 | P1 | DFO | GT | 19.2 |  | Electric Utility | N | Simple Cycle Turbine (PRMVR=GT or OT) unit under 25MW
COALST | IL | Prairie State Generatng Station | 55856 | PC1 | BIT | ST | 883 |  | Electric Utility/IPP Non-CHP | N
COALST | WV | FirstEnergy Albright | 3942 | 2 | BIT | ST | 69 |  | Electric Utility | N
EXCLUDE | CA | Commerce Refuse To Energy | 10090 | GEN1 | MSB | ST | 12 |  | IPP Non-CHP | N | Non Fossil fuel type
EXCLUDE | VA | Dominion/Lo Mar | 7797 | DOM1 | DFO | GT | 12 |  | Electric Utility | N | Simple Cycle Turbine (PRMVR=GT or OT) unit under 25MW
EXCLUDE | NY | ReEnergy Chateaugay Power Station | 50277 | GEN1 | WDS | ST | 19.7 |  | IPP Non-CHP | N | Non Fossil fuel type
EXCLUDE | IN | Whiting Refinery | 52130 | 33TG | OG | ST | 18.8 |  | Industrial CHP | Y | Steam unit (PRMVR=ST) under 25MW/250 MMBtu/hr
EXCLUDE | IN | Whiting Refinery | 52130 | 32TG | OG | ST | 12.5 |  | Industrial CHP | Y | Steam unit (PRMVR=ST) under 25MW/250 MMBtu/hr
EXCLUDE | IN | Whiting Refinery | 52130 | 35TG | OG | ST | 30 |  | Industrial CHP | Y | Commercial/Industrial Unit
EXCLUDE | IN | Whiting Refinery | 52130 | 31TG | OG | ST | 12.5 |  | Industrial CHP | Y | Steam unit (PRMVR=ST) under 25MW/250 MMBtu/hr
Exclude | HI | Waiau | 766 | W10 | DFO | GT | 51.3 |  | Electric Utility | N | Low utilization CT
Exclude | HI | Waiau | 766 | W9 | DFO | GT | 51.3 |  | Electric Utility | N | Low utilization CT
EXCLUDE | IN | Whiting Refinery | 52130 | 34TG | OG | ST | 10 |  | Industrial CHP | Y | Steam unit (PRMVR=ST) under 25MW/250 MMBtu/hr
COALST | NV | Reid Gardner | 2324 | 3 | BIT | ST | 114 |  | Electric Utility | N
EXCLUDE | LA | Stone Container Hodge | 50810 | NO6 | NG | ST | 5 |  | Industrial CHP | Y | Steam unit (PRMVR=ST) under 25MW/250 MMBtu/hr
EXCLUDE | LA | Stone Container Hodge | 50810 | NO4 | NG | ST | 3 |  | Industrial CHP | Y | Steam unit (PRMVR=ST) under 25MW/250 MMBtu/hr
EXCLUDE | LA | Stone Container Hodge | 50810 | NO9 | NG | ST | 23.3 |  | Industrial CHP | Y | Steam unit (PRMVR=ST) under 25MW/250 MMBtu/hr
EXCLUDE | LA | Stone Container Hodge | 50810 | NO8 | NG | ST | 27.5 |  | Industrial CHP | Y | Commercial/Industrial Unit
EXCLUDE | LA | Stone Container Hodge | 50810 | NO7 | NG | ST | 15.6 |  | Industrial CHP | Y | Steam unit (PRMVR=ST) under 25MW/250 MMBtu/hr
EXCLUDE | MN | Windom | 2023 | GT1 | DFO | GT | 3 |  | Electric Utility | N | Simple Cycle Turbine (PRMVR=GT or OT) unit under 25MW
COALST | IL | Prairie State Generatng Station | 55856 | PC2 | BIT | ST | 883 |  | Electric Utility/IPP Non-CHP | N
COALST | IN | Eagle Valley | 991 | 3 | BIT | ST | 50 |  | Electric Utility | N
COALST | WI | Alma | 4140 | 4 | BIT | ST | 54.4 |  | Electric Utility | N
EXCLUDE | UT | Kennecott Power Plant | 56163 | 1 | BIT | ST | 50 |  | Industrial CHP | N | Commercial/Industrial Unit
EXCLUDE | UT | Kennecott Power Plant | 56163 | 4 | BIT | ST | 82 |  | Industrial CHP | N | Commercial/Industrial Unit
EXCLUDE | VA | Northern Neck | 3800 | GT1 | DFO | GT | 20.7 |  | Electric Utility | N | Simple Cycle Turbine (PRMVR=GT or OT) unit under 25MW
EXCLUDE | VA | Northern Neck | 3800 | GT2 | DFO | GT | 20.7 |  | Electric Utility | N | Simple Cycle Turbine (PRMVR=GT or OT) unit under 25MW
EXCLUDE | VA | Northern Neck | 3800 | GT3 | DFO | GT | 20.7 |  | Electric Utility | N | Simple Cycle Turbine (PRMVR=GT or OT) unit under 25MW
EXCLUDE | VA | Northern Neck | 3800 | GT4 | DFO | GT | 20.7 |  | Electric Utility | N | Simple Cycle Turbine (PRMVR=GT or OT) unit under 25MW
EXCLUDE | UT | Kennecott Power Plant | 56163 | 3 | BIT | ST | 25 |  | Industrial CHP | N | Commercial/Industrial Unit
EXCLUDE | UT | Kennecott Power Plant | 56163 | 2 | BIT | ST | 25 |  | Industrial CHP | N | Commercial/Industrial Unit
EXCLUDE | CA | HL Power | 10777 | GEN1 | WDS | ST | 36.2 |  | IPP Non-CHP | N | Non Fossil fuel type
Exclude | WI | Fitchburg | 3991 | 1 | NG | GT | 28.8 |  | Electric Utility | N | Low utilization CT
EXCLUDE | MA | Pinetree Power Fitchburg | 54620 | NO-1 | WDS | ST | 18 |  | IPP Non-CHP | N | Non Fossil fuel type
Exclude | PA | Croydon CT Generating Station | 8012 | 21 | DFO | GT | 68.3 |  | Electric Utility/IPP Non-CHP | N | Low utilization CT
COALST | SD | Ben French | 3325 | ST1 | SUB | ST | 25 |  | Electric Utility | N
COALST | IN | Whitewater Valley | 1040 | 1 | BIT | ST | 33 |  | Electric Utility | N
EXCLUDE | IN | ArcelorMittal Burns Harbor | 10245 | GEN6 | BFG | ST | 51 |  | Industrial CHP | Y | Commercial/Industrial Unit
EXCLUDE | CA | Rio Bravo Fresno | 10767 | GEN1 | WDS | ST | 28 |  | IPP Non-CHP | N | Non Fossil fuel type
Exclude | MN | Rock Lake CT | 6741 | 1 | DFO | GT | 25 |  | Electric Utility | N | Low utilization CT
OGST | KS | Coffeyville | 1271 | 7 | NG | ST | 40 |  | Electric Utility | N
EXCLUDE | MO | Columbia | 2123 | 7 | BIT | ST | 22 |  | Electric Utility | N | Steam unit (PRMVR=ST) under 25MW/250 MMBtu/hr
COALST | MO | Columbia | 2123 | 8 | BIT | ST | 35 |  | Electric Utility | N
EXCLUDE | MO | Columbia | 2123 | 5 | BIT | ST | 16.5 |  | Electric Utility | N | Steam unit (PRMVR=ST) under 25MW/250 MMBtu/hr
Exclude | FL | Lauderdale | 613 | 2 | NG | GT | 34.2 |  | Electric Utility | N | Low utilization CT
EXCLUDE | MN | Detroit Lakes | 1970 | 1 | DFO | GT | 12.5 |  | Electric Utility | N | Simple Cycle Turbine (PRMVR=GT or OT) unit under 25MW
COALST | PA | Scrubgrass Generating Company LP | 50974 | GEN1 | BIT | ST | 94.7 |  | IPP Non-CHP/Small Power Producer | N
COALST | KS | Nearman Creek | 6064 | 1 | SUB | ST | 261 |  | Electric Utility | N
EXCLUDE | WA | Kettle Falls Generating Station | 550 | 1 | WDS | ST | 50.7 |  | Electric Utility | N | Non Fossil fuel type
COALST | VA | Mecklenburg Power Station | 52007 | GEN2 | BIT | ST | 69.9 |  | Electric Utility | N
COALST | MI | Eckert Station | 1831 | 6 | SUB | ST | 80 |  | Electric Utility | N
EXCLUDE | WY | Neil Simpson | 4150 | 5 | SUB | ST | 21.7 |  | Electric Utility | N | Steam unit (PRMVR=ST) under 25MW/250 MMBtu/hr
Exclude | PA | Warren | 3132 | 3 | DFO | GT | 53.1 |  | Electric Utility/IPP Non-CHP | N | Low utilization CT
Exclude | MI | Livingston Generating Station | 55102 | 003 | NG | GT | 42.4 |  | Electric Utility/IPP Non-CHP | N | Low utilization CT
COALST | TN | Johnsonville | 3406 | 2 | SUB | ST | 125 |  | Electric Utility | Y
COALST | WV | Grant Town Power Plant | 10151 | GEN1 | WC | ST | 95.7 |  | IPP Non-CHP/Small Power Producer | N
EXCLUDE | AL | International Paper Prattville Mill | 52140 | GEN2 | BLQ | ST | 49.3 |  | Industrial CHP/Pulp & Paper Mill | Y | Commercial/Industrial Unit
COALST | CT | Bridgeport Station | 568 | 3 | SUB | ST | 400 |  | Electric Utility/IPP Non-CHP | N
EXCLUDE | TN | Allen Steam Plant | 3393 | G10 | NG | GT | 23.9 |  | Electric Utility | N | Simple Cycle Turbine (PRMVR=GT or OT) unit under 25MW
EXCLUDE | TN | Allen Steam Plant | 3393 | G11 | NG | GT | 23.9 |  | Electric Utility | N | Simple Cycle Turbine (PRMVR=GT or OT) unit under 25MW
EXCLUDE | TN | Allen Steam Plant | 3393 | G12 | NG | GT | 23.9 |  | Electric Utility | N | Simple Cycle Turbine (PRMVR=GT or OT) unit under 25MW
EXCLUDE | TN | Allen Steam Plant | 3393 | G13 | NG | GT | 23.9 |  | Electric Utility | N | Simple Cycle Turbine (PRMVR=GT or OT) unit under 25MW
EXCLUDE | TN | Allen Steam Plant | 3393 | G14 | NG | GT | 23.9 |  | Electric Utility | N | Simple Cycle Turbine (PRMVR=GT or OT) unit under 25MW
EXCLUDE | TN | Allen Steam Plant | 3393 | G15 | NG | GT | 23.9 |  | Electric Utility | N | Simple Cycle Turbine (PRMVR=GT or OT) unit under 25MW
EXCLUDE | TN | Allen Steam Plant | 3393 | G16 | NG | GT | 23.9 |  | Electric Utility | N | Simple Cycle Turbine (PRMVR=GT or OT) unit under 25MW
EXCLUDE | TN | Allen Steam Plant | 3393 | GT1 | NG | GT | 23.9 |  | Electric Utility | N | Simple Cycle Turbine (PRMVR=GT or OT) unit under 25MW
EXCLUDE | TN | Allen Steam Plant | 3393 | GT2 | NG | GT | 23.9 |  | Electric Utility | N | Simple Cycle Turbine (PRMVR=GT or OT) unit under 25MW
EXCLUDE | TN | Allen Steam Plant | 3393 | GT3 | NG | GT | 23.9 |  | Electric Utility | N | Simple Cycle Turbine (PRMVR=GT or OT) unit under 25MW
EXCLUDE | TN | Allen Steam Plant | 3393 | GT4 | NG | GT | 23.9 |  | Electric Utility | N | Simple Cycle Turbine (PRMVR=GT or OT) unit under 25MW
EXCLUDE | TN | Allen Steam Plant | 3393 | GT5 | NG | GT | 23.9 |  | Electric Utility | N | Simple Cycle Turbine (PRMVR=GT or OT) unit under 25MW
EXCLUDE | TN | Allen Steam Plant | 3393 | GT6 | NG | GT | 23.9 |  | Electric Utility | N | Simple Cycle Turbine (PRMVR=GT or OT) unit under 25MW
EXCLUDE | TN | Allen Steam Plant | 3393 | GT7 | NG | GT | 23.9 |  | Electric Utility | N | Simple Cycle Turbine (PRMVR=GT or OT) unit under 25MW
EXCLUDE | TN | Allen Steam Plant | 3393 | GT8 | NG | GT | 23.9 |  | Electric Utility | N | Simple Cycle Turbine (PRMVR=GT or OT) unit under 25MW
EXCLUDE | TN | Allen Steam Plant | 3393 | GT9 | NG | GT | 23.9 |  | Electric Utility | N | Simple Cycle Turbine (PRMVR=GT or OT) unit under 25MW
Exclude | TN | Allen Steam Plant | 3393 | G17 | NG | GT | 59.6 |  | Electric Utility | N | Low utilization CT
Exclude | TN | Allen Steam Plant | 3393 | G18 | NG | GT | 59.6 |  | Electric Utility | N | Low utilization CT
Exclude | TN | Allen Steam Plant | 3393 | G19 | NG | GT | 59.6 |  | Electric Utility | N | Low utilization CT
Exclude | TN | Allen Steam Plant | 3393 | G20 | NG | GT | 59.6 |  | Electric Utility | N | Low utilization CT
Exclude | GA | McIntosh | 6124 | CT2 | NG | GT | 101.3 |  | Electric Utility | N | Low utilization CT
EXCLUDE | UT | US Magnesium | 58191 | GT1 | NG | GT | 16 |  | Industrial Non-CHP | N | Simple Cycle Turbine (PRMVR=GT or OT) unit under 25MW
EXCLUDE | UT | US Magnesium | 58191 | GT2 | NG | GT | 16 |  | Industrial Non-CHP | N | Simple Cycle Turbine (PRMVR=GT or OT) unit under 25MW
EXCLUDE | UT | US Magnesium | 58191 | GT3 | NG | GT | 16 |  | Industrial Non-CHP | N | Simple Cycle Turbine (PRMVR=GT or OT) unit under 25MW
Exclude | MO | Northeast | 2081 | 17 | DFO | GT | 64 |  | Electric Utility | N | Low utilization CT
EXCLUDE | FL | Cutrale Citrus Juices USA II | 10188 | GEN4 | NG | CC | 3.5 |  | Industrial CHP | Y | Combined Cycle (PRMVR=CC) unit under 25MW
EXCLUDE | FL | Cutrale Citrus Juices USA II | 10188 | GEN5 | NG | CC | 3.5 |  | Industrial CHP | Y | Combined Cycle (PRMVR=CC) unit under 25MW
EXCLUDE | FL | Cutrale Citrus Juices USA II | 10188 | GEN3 | NG | CC | 1.5 |  | Industrial CHP | Y | Combined Cycle (PRMVR=CC) unit under 25MW
EXCLUDE | FL | Cutrale Citrus Juices USA I | 10020 | GEN2 | NG | GT | 3.5 |  | Industrial CHP | Y | Simple Cycle Turbine (PRMVR=GT or OT) unit under 25MW
OGST | TX | Powerlane Plant | 4195 | ST2 | NG | ST | 25 |  | Electric Utility | N
EXCLUDE | IN | ArcelorMittal Burns Harbor | 10245 | GEN7 | BFG | ST | 63.2 |  | Industrial CHP | Y | Commercial/Industrial Unit
EXCLUDE | MO | Marshall | 2144 | 4 | BIT | ST | 6 |  | Electric Utility | N | Steam unit (PRMVR=ST) under 25MW/250 MMBtu/hr
EXCLUDE | TN | Opryland USA | 55037 | GTO1 | NG | GT | 4.5 |  | Commercial CHP | Y | Simple Cycle Turbine (PRMVR=GT or OT) unit under 25MW
COALST | TN | Johnsonville | 3406 | 3 | SUB | ST | 125 |  | Electric Utility | Y
COALST | MI | Eckert Station | 1831 | 3 | SUB | ST | 47 |  | Electric Utility | N
EXCLUDE | HI | Kahului | 6056 | 1 | RFO | ST | 5 |  | Electric Utility | N | Steam unit (PRMVR=ST) under 25MW/250 MMBtu/hr
COALST | PA | John B Rich Memorial Power Station | 10113 | GEN1 | WC | ST | 88.4 |  | IPP CHP | Y
EXCLUDE | IA | Streeter Station | 1131 | 6 | BIT | ST | 16.5 |  | Electric Utility | N | Steam unit (PRMVR=ST) under 25MW/250 MMBtu/hr
Exclude | FL | Lauderdale | 613 | 18 | NG | GT | 34.2 |  | Electric Utility | N | Low utilization CT
Exclude | FL | Lauderdale | 613 | 1 | NG | GT | 34.2 |  | Electric Utility | N | Low utilization CT
EXCLUDE | IA | Burlington | 1104 | GT1 | NG | GT | 19.7 |  | Electric Utility | N | Simple Cycle Turbine (PRMVR=GT or OT) unit under 25MW
EXCLUDE | IA | Burlington | 1104 | GT2 | NG | GT | 19.7 |  | Electric Utility | N | Simple Cycle Turbine (PRMVR=GT or OT) unit under 25MW
EXCLUDE | IA | Burlington | 1104 | GT3 | NG | GT | 19.7 |  | Electric Utility | N | Simple Cycle Turbine (PRMVR=GT or OT) unit under 25MW
EXCLUDE | IA | Burlington | 1104 | GT4 | NG | GT | 19.7 |  | Electric Utility | N | Simple Cycle Turbine (PRMVR=GT or OT) unit under 25MW
COALST | WI | Edgewater | 4050 | 3 | SUB | ST | 60 |  | Electric Utility | N
OGST | HI | Honolulu | 764 | H9 | RFO | ST | 54.4 |  | Electric Utility | N
COALST | IL | Marion | 976 | 2 | BIT | ST | 33 |  | Electric Utility | N
COALST | IL | Marion | 976 | 3 | BIT | ST | 33 |  | Electric Utility | N
COALST | IA | Walter Scott Jr Energy Center | 1082 | 1 | SUB | ST | 49 |  | Electric Utility | N
COALST | IL | Marion | 976 | 4 | BIT | ST | 173 |  | Electric Utility | N
COALST | IL | Marion | 976 | 1 | BIT | ST | 33 |  | Electric Utility | N
EXCLUDE | IA | Pella | 1175 | 5 | SUB | ST | 11.5 |  | Electric Utility | N | Steam unit (PRMVR=ST) under 25MW/250 MMBtu/hr
COALST | TN | Johnsonville | 3406 | 4 | SUB | ST | 125 |  | Electric Utility | Y
EXCLUDE | NC | DSM Pharmaceuticals | 54887 | GEN1 | DFO | GT | 4 |  | Industrial CHP | Y | Simple Cycle Turbine (PRMVR=GT or OT) unit under 25MW
COALST | CA | Stockton Cogen | 10640 | GEN1 | BIT | ST | 60 |  | IPP CHP | Y
EXCLUDE | CA | Wilbur East Power Plant | 10370 | GEN1 | PC | ST | 20.5 |  | IPP Non-CHP | N | Steam unit (PRMVR=ST) under 25MW/250 MMBtu/hr
EXCLUDE | MI | James De Young | 1830 | 3 | BIT | ST | 11.5 |  | Electric Utility | N | Steam unit (PRMVR=ST) under 25MW/250 MMBtu/hr
EXCLUDE | NE | Don Henry | 2243 | 1 | NG | GT | 22 |  | Electric Utility | N | Simple Cycle Turbine (PRMVR=GT or OT) unit under 25MW
EXCLUDE | CA | Nichols Road Power Plant | 10371 | GEN1 | PC | ST | 20.5 |  | IPP Non-CHP | N | Steam unit (PRMVR=ST) under 25MW/250 MMBtu/hr
Exclude | AL | Greene County | 10 | GT3 | NG | GT | 80 |  | Electric Utility | N | Low utilization CT
OGST | MA | Canal | 1599 | 1 | RFO | ST | 585 |  | Electric Utility/IPP Non-CHP | N
EXCLUDE | MO | James River Power Station | 2161 | 1 | SUB | ST | 22 |  | Electric Utility | N | Steam unit (PRMVR=ST) under 25MW/250 MMBtu/hr
COALST | TN | Johnsonville | 3406 | 1 | SUB | ST | 125 |  | Electric Utility | Y
EXCLUDE | MN | Austin Downtown | 1960 | 5 | NG | GT | 6 |  | Electric Utility | N | Simple Cycle Turbine (PRMVR=GT or OT) unit under 25MW
EXCLUDE | VA | Low Moor | 3799 | GT1 | DFO | GT | 20.7 |  | Electric Utility | N | Simple Cycle Turbine (PRMVR=GT or OT) unit under 25MW
EXCLUDE | VA | Low Moor | 3799 | GT2 | DFO | GT | 20.7 |  | Electric Utility | N | Simple Cycle Turbine (PRMVR=GT or OT) unit under 25MW
EXCLUDE | VA | Low Moor | 3799 | GT3 | DFO | GT | 20.7 |  | Electric Utility | N | Simple Cycle Turbine (PRMVR=GT or OT) unit under 25MW
EXCLUDE | VA | Low Moor | 3799 | GT4 | DFO | GT | 20.7 |  | Electric Utility | N | Simple Cycle Turbine (PRMVR=GT or OT) unit under 25MW
COALST | CO | Cherokee | 469 | 1 | BIT | ST | 125 |  | Electric Utility | N
EXCLUDE | HI | H Power | 10334 | GEN2 | MSB | ST | 33.6 |  | Commercial Non-CHP | N | Non Fossil fuel type
EXCLUDE | TX | Mont Belvieu Cogeneration Unit | 57322 | GT01 | NG | GT | 15 |  | Industrial CHP | Y | Simple Cycle Turbine (PRMVR=GT or OT) unit under 25MW
EXCLUDE | GA | Crisp Plant | 753 | 1 | BIT | ST | 12.5 |  | Electric Utility | N | Steam unit (PRMVR=ST) under 25MW/250 MMBtu/hr
Exclude | FL | Lauderdale | 613 | 9 | NG | GT | 34.2 |  | Electric Utility | N | Low utilization CT
EXCLUDE | HI | H Power | 10334 | GEN1 | MSB | ST | 63.7 |  | Commercial Non-CHP | N | Non Fossil fuel type
EXCLUDE | NE | Lon Wright | 2240 | 6 | SUB | ST | 16.5 |  | Electric Utility | N | Steam unit (PRMVR=ST) under 25MW/250 MMBtu/hr
OGST | IA | Sutherland | 1077 | 1 | NG | ST | 37.5 |  | Electric Utility | N
Exclude | VA | Commonwealth Chesapeake | 55381 | UNT1 | DFO | GT | 57.5 |  | Electric Utility/IPP Non-CHP | N | Low utilization CT
COALST | VA | Mecklenburg Power Station | 52007 | GEN1 | BIT | ST | 69.9 |  | Electric Utility | N
Exclude | KY | E W Brown | 1355 | 7 | NG | GT | 176.8 |  | Electric Utility | N | Low utilization CT
EXCLUDE | MN | Silver Bay Power | 10849 | GEN1 | SUB | ST | 50 |  | Industrial CHP | Y | Commercial/Industrial Unit
EXCLUDE | NY | Hudson Avenue | 2496 | 4 | KER | GT | 16.3 |  | Electric Utility | N | Simple Cycle Turbine (PRMVR=GT or OT) unit under 25MW
EXCLUDE | NY | Hudson Avenue | 2496 | GT3 | KER | GT | 16.3 |  | Electric Utility | N | Simple Cycle Turbine (PRMVR=GT or OT) unit under 25MW
EXCLUDE | NY | Hudson Avenue | 2496 | GT5 | KER | GT | 16.3 |  | Electric Utility | N | Simple Cycle Turbine (PRMVR=GT or OT) unit under 25MW
EXCLUDE | HI | Port Allen | 6474 | ST1 | DFO | CC | 10 |  | Electric Utility | N | Combined Cycle (PRMVR=CC) unit under 25MW
EXCLUDE | HI | Port Allen | 6474 | GT1 | DFO | CC | 19.2 |  | Electric Utility | N | Combined Cycle (PRMVR=CC) unit under 25MW
EXCLUDE | HI | Port Allen | 6474 | GT2 | DFO | CC | 23.8 |  | Electric Utility | N | Combined Cycle (PRMVR=CC) unit under 25MW
COALST | IA | Prairie Creek | 1073 | 4 | SUB | ST | 148.8 |  | Electric Utility | Y
COALST | OH | Walter C Beckjord | 2830 | 3 | BIT | ST | 125 |  | Electric Utility | N
Exclude | IL | Factory | 8016 | 1 | DFO | GT | 26.6 |  | Electric Utility | N | Low utilization CT
COALST | MN | Taconite Harbor Energy Center | 10075 | GEN1 | SUB | ST | 84 |  | Electric Utility | N
EXCLUDE | NC | Craven County Wood Energy LP | 10525 | 1UNI | WDS | ST | 50 |  | Electric Utility/IPP Non-CHP | N | Non Fossil fuel type
EXCLUDE | PA | PPL Martins Creek LLC Williamsport | 3155 | CTG1 | DFO | GT | 16 |  | IPP Non-CHP | N | Simple Cycle Turbine (PRMVR=GT or OT) unit under 25MW
EXCLUDE | PA | PPL Martins Creek LLC Williamsport | 3155 | CTG2 | DFO | GT | 16 |  | IPP Non-CHP | N | Simple Cycle Turbine (PRMVR=GT or OT) unit under 25MW
EXCLUDE | NY | Starrett City Cogen Facility | 50743 | GEN1 | NG | ST | 6 |  | Commercial CHP | Y | Steam unit (PRMVR=ST) under 25MW/250 MMBtu/hr
EXCLUDE | NY | Starrett City Cogen Facility | 50743 | GEN2 | NG | ST | 6 |  | Commercial CHP | Y | Steam unit (PRMVR=ST) under 25MW/250 MMBtu/hr
EXCLUDE | MN | St Paul Cogeneration | 56643 | 1 | WDS | ST | 37 |  | IPP CHP | Y | Non Fossil fuel type
COALST | VA | Glen Lyn | 3776 | 5 | BIT | ST | 100 |  | Electric Utility | N
Exclude | KS | Garden City | 1336 | S4 | NG | GT | 71.2 |  | Electric Utility | N | Low utilization CT
Exclude | KS | Garden City | 1336 | S5 | NG | GT | 71.2 |  | Electric Utility | N | Low utilization CT
EXCLUDE | KS | Garden City | 1336 | S3 | NG | GT | 16 |  | Electric Utility | N | Simple Cycle Turbine (PRMVR=GT or OT) unit under 25MW
COALST | MI | Eckert Station | 1831 | 5 | SUB | ST | 80 |  | Electric Utility | N
COALST | OH | FirstEnergy Bay Shore | 2878 | 3 | SUB | ST | 140.6 |  | Electric Utility/IPP Non-CHP | N
COALST | MD | C P Crane | 1552 | 2 | SUB | ST | 209.4 |  | Electric Utility/IPP Non-CHP | N
Exclude | MD | Morgantown Generating Plant | 1573 | 3 | DFO | GT | 65 |  | Electric Utility/IPP Non-CHP | N | Low utilization CT
Exclude | MD | Morgantown Generating Plant | 1573 | 4 | DFO | GT | 65 |  | Electric Utility/IPP Non-CHP | N | Low utilization CT
Exclude | MD | Morgantown Generating Plant | 1573 | 5 | DFO | GT | 65 |  | Electric Utility/IPP Non-CHP | N | Low utilization CT
Exclude | MD | Morgantown Generating Plant | 1573 | 6 | DFO | GT | 65 |  | Electric Utility/IPP Non-CHP | N | Low utilization CT
EXCLUDE | MD | Morgantown Generating Plant | 1573 | GT1 | DFO | GT | 18 |  | Electric Utility/IPP Non-CHP | N | Simple Cycle Turbine (PRMVR=GT or OT) unit under 25MW
EXCLUDE | MD | Morgantown Generating Plant | 1573 | GT2 | DFO | GT | 18 |  | Electric Utility/IPP Non-CHP | N | Simple Cycle Turbine (PRMVR=GT or OT) unit under 25MW
COALST | MI | Eckert Station | 1831 | 1 | SUB | ST | 44 |  | Electric Utility | N
EXCLUDE | MD | C P Crane | 1552 | GT1 | DFO | GT | 16 |  | IPP Non-CHP | N | Simple Cycle Turbine (PRMVR=GT or OT) unit under 25MW
Exclude | FL | Port Everglades | 617 | GT3 | NG | GT | 34.2 |  | Electric Utility | N | Low utilization CT
Exclude | IL | Pinckneyville | 55202 | 2 | NG | GT | 45 |  | Electric Utility | N | Low utilization CT
COALST | MT | Colstrip Energy LP | 10784 | GEN1 | WC | ST | 46.1 |  | IPP Non-CHP | N
COALST | MS | Red Hills Generating Facility | 55076 | RHGF | LIG | ST | 513.7 |  | Electric Utility/IPP Non-CHP | N
COALST | IN | Bailly | 995 | 7 | BIT | ST | 190.4 |  | Electric Utility | N
EXCLUDE | NH | Springfield Power LLC | 10838 | GEN1 | WDS | ST | 20 |  | IPP Non-CHP | N | Non Fossil fuel type
Exclude | MD | Perryman | 1556 | GT5 | NG | GT | 192 |  | Electric Utility/IPP Non-CHP | N | Low utilization CT
EXCLUDE | PA | PPL Martins Creek LLC Jenkins | 3146 | CTG1 | DFO | GT | 16 |  | IPP Non-CHP | N | Simple Cycle Turbine (PRMVR=GT or OT) unit under 25MW
EXCLUDE | PA | PPL Martins Creek LLC Jenkins | 3146 | CTG2 | DFO | GT | 16 |  | IPP Non-CHP | N | Simple Cycle Turbine (PRMVR=GT or OT) unit under 25MW
COALST | IL | Dallman | 963 | 1 | BIT | ST | 90.2 |  | Electric Utility | N
COALST | IN | Whitewater Valley | 1040 | 2 | BIT | ST | 60.9 |  | Electric Utility | N
COALST | MI | Harbor Beach | 1731 | 1 | BIT | ST | 121 |  | Electric Utility | N
COALST | AL | Gorgas | 8 | 6 | BIT | ST | 125 |  | Electric Utility | N
EXCLUDE | IL | Pearl Station | 6238 | GT1 | DFO | GT | 24 |  | Electric Utility | N | Simple Cycle Turbine (PRMVR=GT or OT) unit under 25MW
Exclude | FL | Lauderdale | 613 | 19 | NG | GT | 34.2 |  | Electric Utility | N | Low utilization CT
Exclude | FL | Lauderdale | 613 | 11 | NG | GT | 34.2 |  | Electric Utility | N | Low utilization CT
EXCLUDE | HI | Shipman | 6478 | 3 | RFO | ST | 7.5 |  | Electric Utility | N | Steam unit (PRMVR=ST) under 25MW/250 MMBtu/hr
EXCLUDE | HI | Shipman | 6478 | 4 | RFO | ST | 7.5 |  | Electric Utility | N | Steam unit (PRMVR=ST) under 25MW/250 MMBtu/hr
Exclude | CA | McClure | 151 | 1 | DFO | GT | 71.2 |  | Electric Utility | N | Low utilization CT
Exclude | CA | McClure | 151 | 2 | DFO | GT | 71.2 |  | Electric Utility | N | Low utilization CT
Exclude | GA | Robins | 7348 | 1 | NG | GT | 91.9 |  | Electric Utility | N | Low utilization CT
EXCLUDE | IL | Pearl Station | 6238 | 1 | BIT | ST | 22 |  | Electric Utility | N | Steam unit (PRMVR=ST) under 25MW/250 MMBtu/hr
COALST | WI | Pulliam | 4072 | 5 | SUB | ST | 50 |  | Electric Utility | N
COALST | WI | Nelson Dewey Coal Refining Facility | 4054 | 2 | SUB | ST | 100 |  | Electric Utility | N
COALST | IL | Dallman | 963 | 2 | BIT | ST | 90.2 |  | Electric Utility | N
EXCLUDE | PA | Hunterstown | 3110 | 1 | DFO | GT | 20 |  | IPP Non-CHP | N | Simple Cycle Turbine (PRMVR=GT or OT) unit under 25MW
EXCLUDE | PA | Hunterstown | 3110 | 2 | DFO | GT | 20 |  | IPP Non-CHP | N | Simple Cycle Turbine (PRMVR=GT or OT) unit under 25MW
EXCLUDE | PA | Hunterstown | 3110 | 3 | DFO | GT | 20 |  | IPP Non-CHP | N | Simple Cycle Turbine (PRMVR=GT or OT) unit under 25MW
EXCLUDE | MI | Tower | 1873 | GT4 | DFO | GT | 21.3 |  | Electric Utility | N | Simple Cycle Turbine (PRMVR=GT or OT) unit under 25MW
COALST | PA | Piney Creek Project | 54144 | GEN1 | WC | ST | 36.2 |  | IPP Non-CHP/Small Power Producer | N
EXCLUDE | OH | P H Glatfelter Co -Chillicothe Facility | 10244 | T-12 | BLQ | ST | 31 |  | Industrial CHP/Pulp & Paper Mill | Y | Commercial/Industrial Unit
COALST | MA | Mount Tom | 1606 | 1 | BIT | ST | 136 |  | Electric Utility/IPP Non-CHP | N
EXCLUDE | OH | P H Glatfelter Co -Chillicothe Facility | 10244 | T-13 | BIT | ST | 27.2 |  | Industrial CHP/Pulp & Paper Mill | Y | Commercial/Industrial Unit
EXCLUDE | OH | P H Glatfelter Co -Chillicothe Facility | 10244 | T-10 | BLQ | ST | 10.6 |  | Industrial CHP/Pulp & Paper Mill | Y | Steam unit (PRMVR=ST) under 25MW/250 MMBtu/hr
EXCLUDE | OH | P H Glatfelter Co -Chillicothe Facility | 10244 | T-11 | BLQ | ST | 24 |  | Industrial CHP/Pulp & Paper Mill | Y | Steam unit (PRMVR=ST) under 25MW/250 MMBtu/hr
EXCLUDE | KS | Quindaro | 1295 | GT1 | NG | GT | 17.9 |  | Electric Utility | N | Simple Cycle Turbine (PRMVR=GT or OT) unit under 25MW
EXCLUDE | CA | Loveridge Road Power Plant | 10368 | GEN1 | PC | ST | 20.5 |  | IPP Non-CHP | N | Steam unit (PRMVR=ST) under 25MW/250 MMBtu/hr
COALST | OH | FirstEnergy Ashtabula | 2835 | 5 | BIT | ST | 256 |  | Electric Utility/IPP Non-CHP | N
COALST | AK | Healy | 6288 | 1 | SUB | ST | 28 |  | Electric Utility | N
Exclude | NJ | Cumberland | 5083 | CUMB | NG | GT | 99.4 |  | Electric Utility/IPP Non-CHP | N | Low utilization CT
EXCLUDE | DC | Buzzard Point | 604 | E1 | DFO | GT | 18 |  | IPP Non-CHP | N | Simple Cycle Turbine (PRMVR=GT or OT) unit under 25MW
EXCLUDE | DC | Buzzard Point | 604 | E2 | DFO | GT | 18 |  | IPP Non-CHP | N | Simple Cycle Turbine (PRMVR=GT or OT) unit under 25MW
EXCLUDE | DC | Buzzard Point | 604 | E4 | DFO | GT | 18 |  | IPP Non-CHP | N | Simple Cycle Turbine (PRMVR=GT or OT) unit under 25MW
EXCLUDE | DC | Buzzard Point | 604 | E5 | DFO | GT | 18 |  | IPP Non-CHP | N | Simple Cycle Turbine (PRMVR=GT or OT) unit under 25MW
EXCLUDE | DC | Buzzard Point | 604 | E6 | DFO | GT | 18 |  | IPP Non-CHP | N | Simple Cycle Turbine (PRMVR=GT or OT) unit under 25MW
EXCLUDE | DC | Buzzard Point | 604 | E7 | DFO | GT | 18 |  | IPP Non-CHP | N | Simple Cycle Turbine (PRMVR=GT or OT) unit under 25MW
EXCLUDE | DC | Buzzard Point | 604 | E8 | DFO | GT | 18 |  | IPP Non-CHP | N | Simple Cycle Turbine (PRMVR=GT or OT) unit under 25MW
EXCLUDE | DC | Buzzard Point | 604 | W10 | DFO | GT | 18 |  | IPP Non-CHP | N | Simple Cycle Turbine (PRMVR=GT or OT) unit under 25MW
EXCLUDE | DC | Buzzard Point | 604 | W11 | DFO | GT | 18 |  | IPP Non-CHP | N | Simple Cycle Turbine (PRMVR=GT or OT) unit under 25MW
EXCLUDE | DC | Buzzard Point | 604 | W12 | DFO | GT | 18 |  | IPP Non-CHP | N | Simple Cycle Turbine (PRMVR=GT or OT) unit under 25MW
EXCLUDE | DC | Buzzard Point | 604 | W13 | DFO | GT | 18 |  | IPP Non-CHP | N | Simple Cycle Turbine (PRMVR=GT or OT) unit under 25MW
EXCLUDE | DC | Buzzard Point | 604 | W14 | DFO | GT | 18 |  | IPP Non-CHP | N | Simple Cycle Turbine (PRMVR=GT or OT) unit under 25MW
EXCLUDE | DC | Buzzard Point | 604 | W15 | DFO | GT | 18 |  | IPP Non-CHP | N | Simple Cycle Turbine (PRMVR=GT or OT) unit under 25MW
EXCLUDE | DC | Buzzard Point | 604 | W16 | DFO | GT | 18 |  | IPP Non-CHP | N | Simple Cycle Turbine (PRMVR=GT or OT) unit under 25MW
EXCLUDE | DC | Buzzard Point | 604 | W9 | DFO | GT | 18 |  | IPP Non-CHP | N | Simple Cycle Turbine (PRMVR=GT or OT) unit under 25MW
EXCLUDE | NY | Ticonderoga Mill | 54099 | GEN1 | RFO | ST | 42.1 |  | Industrial CHP/Pulp & Paper Mill | Y | Commercial/Industrial Unit
EXCLUDE | IA | River Hills | 1084 | 1 | NG | GT | 16 |  | Electric Utility | N | Simple Cycle Turbine (PRMVR=GT or OT) unit under 25MW
EXCLUDE | IA | River Hills | 1084 | 2 | NG | GT | 16 |  | Electric Utility | N | Simple Cycle Turbine (PRMVR=GT or OT) unit under 25MW
EXCLUDE | IA | River Hills | 1084 | 3 | NG | GT | 16 |  | Electric Utility | N | Simple Cycle Turbine (PRMVR=GT or OT) unit under 25MW
EXCLUDE | IA | River Hills | 1084 | 4 | NG | GT | 16 |  | Electric Utility | N | Simple Cycle Turbine (PRMVR=GT or OT) unit under 25MW
EXCLUDE | IA | River Hills | 1084 | 5 | NG | GT | 16 |  | Electric Utility | N | Simple Cycle Turbine (PRMVR=GT or OT) unit under 25MW
EXCLUDE | IA | River Hills | 1084 | 6 | NG | GT | 16 |  | Electric Utility | N | Simple Cycle Turbine (PRMVR=GT or OT) unit under 25MW
EXCLUDE | IA | River Hills | 1084 | 7 | NG | GT | 16 |  | Electric Utility | N | Simple Cycle Turbine (PRMVR=GT or OT) unit under 25MW
EXCLUDE | IA | River Hills | 1084 | 8 | NG | GT | 16 |  | Electric Utility | N | Simple Cycle Turbine (PRMVR=GT or OT) unit under 25MW
EXCLUDE | WI | Juneau | 8050 | 31 | DFO | GT | 16 |  | Electric Utility | N | Simple Cycle Turbine (PRMVR=GT or OT) unit under 25MW
COALST | IA | Ames Electric Services Power Plant | 1122 | 8 | SUB | ST | 71.3 |  | Electric Utility | N
EXCLUDE | CA | Taylor Farms Salinas | 58303 | TLR | NG | FC | 1.1 |  | IPP Non-CHP | N | Fuel Cell (PRMVR=FC)
EXCLUDE | AZ | Snowflake White Mountain Power LLC | 56616 | G3 | WDS | ST | 27.2 |  | IPP Non-CHP | N | Non Fossil fuel type
EXCLUDE | TX | CFB Power Plant | 56708 | G2101 | PC | ST | 155 |  | Industrial Non-CHP | N | Commercial/Industrial Unit
COALST | OH | O H Hutchings | 2848 | 6 | BIT | ST | 69 |  | Electric Utility | N
EXCLUDE | NE | Lon Wright | 2240 | 7 | SUB | ST | 22 |  | Electric Utility | N | Steam unit (PRMVR=ST) under 25MW/250 MMBtu/hr
COALST | OH | FirstEnergy Bay Shore | 2878 | 1 | PC | ST | 140.6 |  | Electric Utility/IPP Non-CHP | N
EXCLUDE | MO | James River Power Station | 2161 | 2 | SUB | ST | 22 |  | Electric Utility | N | Steam unit (PRMVR=ST) under 25MW/250 MMBtu/hr
EXCLUDE | MA | Exelon L Street | 1587 | GT1 | DFO | GT | 18.6 |  | IPP Non-CHP | N | Simple Cycle Turbine (PRMVR=GT or OT) unit under 25MW
Exclude | NY | Holtsville | 8007 | 5 | DFO | GT | 56.7 |  | Electric Utility | N | Low utilization CT
Exclude | NY | Holtsville | 8007 | 6 | DFO | GT | 56.7 |  | Electric Utility | N | Low utilization CT
Exclude | FL | Indian River Plant | 683 | C | NG | GT | 130 |  | Electric Utility | N | Low utilization CT
EXCLUDE | KS | Ottawa | 1316 | GT1 | NG | GT | 11.5 |  | Electric Utility | N | Simple Cycle Turbine (PRMVR=GT or OT) unit under 25MW
EXCLUDE | MN | Fibrominn Biomass Power Plant | 55867 | G1 | AB | ST | 64 |  | IPP Non-CHP/Small Power Producer | N | Non Fossil fuel type
COALST | MN | Syl Laskin | 1891 | 2 | SUB | ST | 58 |  | Electric Utility | N
EXCLUDE | MI | John H Warden | 1772 | 1 | WDS | ST | 18.7 |  | IPP Non-CHP | N | Non Fossil fuel type
Exclude | FL | Port Everglades | 617 | 8 | NG | GT | 34.2 |  | Electric Utility | N | Low utilization CT
EXCLUDE | NY | ReEnergy Biomass LLC | 54526 | STG | WDS | ST | 21.1 |  | IPP CHP | Y | Non Fossil fuel type
COALST | OH | Kyger Creek | 2876 | 2 | BIT | ST | 217.3 |  | Electric Utility | N
COALST | IA | Fair Station | 1218 | 2 | BIT | ST | 37.5 |  | Electric Utility | N
EXCLUDE | MD | Philadelphia | 1557 | GT1 | DFO | GT | 20.7 |  | IPP Non-CHP | N | Simple Cycle Turbine (PRMVR=GT or OT) unit under 25MW
EXCLUDE | MD | Philadelphia | 1557 | GT2 | DFO | GT | 20.7 |  | IPP Non-CHP | N | Simple Cycle Turbine (PRMVR=GT or OT) unit under 25MW
EXCLUDE | MD | Philadelphia | 1557 | GT3 | DFO | GT | 20.7 |  | IPP Non-CHP | N | Simple Cycle Turbine (PRMVR=GT or OT) unit under 25MW
EXCLUDE | MD | Philadelphia | 1557 | GT4 | DFO | GT | 20.7 |  | IPP Non-CHP | N | Simple Cycle Turbine (PRMVR=GT or OT) unit under 25MW
EXCLUDE | VA | Possum Point | 3804 | GT1 | DFO | GT | 16 |  | Electric Utility | N | Simple Cycle Turbine (PRMVR=GT or OT) unit under 25MW
EXCLUDE | VA | Possum Point | 3804 | GT2 | DFO | GT | 16 |  | Electric Utility | N | Simple Cycle Turbine (PRMVR=GT or OT) unit under 25MW
EXCLUDE | VA | Possum Point | 3804 | GT3 | DFO | GT | 16 |  | Electric Utility | N | Simple Cycle Turbine (PRMVR=GT or OT) unit under 25MW
EXCLUDE | VA | Possum Point | 3804 | GT4 | DFO | GT | 16 |  | Electric Utility | N | Simple Cycle Turbine (PRMVR=GT or OT) unit under 25MW
EXCLUDE | VA | Possum Point | 3804 | GT5 | DFO | GT | 16 |  | Electric Utility | N | Simple Cycle Turbine (PRMVR=GT or OT) unit under 25MW
EXCLUDE | VA | Possum Point | 3804 | GT6 | DFO | GT | 16 |  | Electric Utility | N | Simple Cycle Turbine (PRMVR=GT or OT) unit under 25MW
EXCLUDE | IN | Jasper 2 | 6225 | 1 | BIT | ST | 14.5 |  | Electric Utility | N | Steam unit (PRMVR=ST) under 25MW/250 MMBtu/hr
COALST | OH | O H Hutchings | 2848 | 5 | BIT | ST | 69 |  | Electric Utility | N
COALST | VA | Hopewell Power Station | 10771 | 1 | BIT | ST | 71.1 |  | Electric Utility | N
COALST | OH | O H Hutchings | 2848 | 3 | BIT | ST | 69 |  | Electric Utility | N
Exclude | PA | Marcus Hook Refinery Cogen | 50074 | GEN1 | NG | GT | 50.5 |  | IPP CHP | Y | Low utilization CT
EXCLUDE | IL | University of Illinois Abbott Power Plt | 54780 | T3 | NG | ST | 3 |  | Commercial CHP | Y | Steam unit (PRMVR=ST) under 25MW/250 MMBtu/hr
EXCLUDE | IL | University of Illinois Abbott Power Plt | 54780 | T4 | NG | ST | 3 |  | Commercial CHP | Y | Steam unit (PRMVR=ST) under 25MW/250 MMBtu/hr
EXCLUDE | IL | University of Illinois Abbott Power Plt | 54780 | T2 | NG | ST | 3 |  | Commercial CHP | Y | Steam unit (PRMVR=ST) under 25MW/250 MMBtu/hr
EXCLUDE | CA | Dome Project | 54449 | T1 | NG | GT | 3 |  | Industrial CHP | Y | Simple Cycle Turbine (PRMVR=GT or OT) unit under 25MW
EXCLUDE | CA | Dome Project | 54449 | T2 | NG | GT | 3 |  | Industrial CHP | Y | Simple Cycle Turbine (PRMVR=GT or OT) unit under 25MW
EXCLUDE | IL | University of Illinois Abbott Power Plt | 54780 | T1 | NG | ST | 3 |  | Commercial CHP | Y | Steam unit (PRMVR=ST) under 25MW/250 MMBtu/hr
COALST | OH | Picway | 2843 | 5 | BIT | ST | 106.2 |  | Electric Utility | N
Exclude | NC | Lincoln Combustion | 7277 | 14 | NG | GT | 109.6 |  | Electric Utility | N | Low utilization CT
COALST | WI | Nelson Dewey Coal Refining Facility | 4054 | 1 | SUB | ST | 100 |  | Electric Utility | N
COALST | OH | FirstEnergy Bay Shore | 2878 | 4 | SUB | ST | 217.6 |  | Electric Utility/IPP Non-CHP | N
COALST | CO | Martin Drake | 492 | 6 | SUB | ST | 75 |  | Electric Utility | N
COALST | VA | Potomac River | 3788 | 4 | BIT | ST | 110 |  | Electric Utility/IPP Non-CHP | N
COALST | PA | Sunbury Generation LP | 3152 | 4 | BIT | ST | 156.2 |  | Electric Utility/IPP Non-CHP | N
COALST | PA | Sunbury Generation LP | 3152 | 3 | BIT | ST | 103.5 |  | Electric Utility/IPP Non-CHP | N
COALST | PA | Sunbury Generation LP | 3152 | 1 | BIT | ST | 89.1 |  | Electric Utility/IPP Non-CHP | N
Exclude | OH | Frank M Tait | 2847 | GT3 | NG | GT | 84.2 |  | Electric Utility | N | Low utilization CT
COALST | PA | Sunbury Generation LP | 3152 | 2 | BIT | ST | 89.1 |  | Electric Utility/IPP Non-CHP | N
EXCLUDE | KY | Haefling | 1358 | 1 | NG | GT | 20.7 |  | Electric Utility | N | Simple Cycle Turbine (PRMVR=GT or OT) unit under 25MW
EXCLUDE | KY | Haefling | 1358 | 2 | NG | GT | 20.7 |  | Electric Utility | N | Simple Cycle Turbine (PRMVR=GT or OT) unit under 25MW
EXCLUDE | KY | Haefling | 1358 | 3 | NG | GT | 20.7 |  | Electric Utility | N | Simple Cycle Turbine (PRMVR=GT or OT) unit under 25MW
EXCLUDE | NY | West Coxsackie | 2487 | GT1 | KER | GT | 21.6 |  | Electric Utility | N | Simple Cycle Turbine (PRMVR=GT or OT) unit under 25MW
Exclude | MA | M Street Jet | 10176 | NO.6 | KER | GT | 69 |  | Electric Utility/IPP Non-CHP | N | Low utilization CT
COALST | IN | F B Culley | 1012 | 2 | BIT | ST | 103.7 |  | Electric Utility | N
Exclude | IA | Sycamore | 8029 | 1 | NG | GT | 78.8 |  | Electric Utility | N | Low utilization CT
COALST | MN | Syl Laskin | 1891 | 1 | SUB | ST | 58 |  | Electric Utility | N
COALST | CA | ACE Cogeneration Facility | 10002 | GEN1 | BIT | ST | 108 |  | IPP CHP | Y
EXCLUDE | PA | Procter & Gamble Mehoopany Mill | 50463 | GEN2 | NG | ST | 2.6 |  | Industrial CHP | Y | Steam unit (PRMVR=ST) under 25MW/250 MMBtu/hr
COALST | NH | Schiller | 2367 | 6 | BIT | ST | 50 |  | Electric Utility | N
EXCLUDE | NY | Gowanus Gas Turbines Generating | 2494 | GT11 | DFO | GT | 20 |  | IPP Non-CHP | N | Simple Cycle Turbine (PRMVR=GT or OT) unit under 25MW
EXCLUDE | NY | Gowanus Gas Turbines Generating | 2494 | GT12 | DFO | GT | 20 |  | IPP Non-CHP | N | Simple Cycle Turbine (PRMVR=GT or OT) unit under 25MW
EXCLUDE | NY | Gowanus Gas Turbines Generating | 2494 | GT13 | DFO | GT | 20 |  | IPP Non-CHP | N | Simple Cycle Turbine (PRMVR=GT or OT) unit under 25MW
EXCLUDE | NY | Gowanus Gas Turbines Generating | 2494 | GT14 | DFO | GT | 20 |  | IPP Non-CHP | N | Simple Cycle Turbine (PRMVR=GT or OT) unit under 25MW
EXCLUDE | NY | Gowanus Gas Turbines Generating | 2494 | GT15 | DFO | GT | 20 |  | IPP Non-CHP | N | Simple Cycle Turbine (PRMVR=GT or OT) unit under 25MW
EXCLUDE | NY | Gowanus Gas Turbines Generating | 2494 | GT16 | DFO | GT | 20 |  | IPP Non-CHP | N | Simple Cycle Turbine (PRMVR=GT or OT) unit under 25MW
EXCLUDE | NY | Gowanus Gas Turbines Generating | 2494 | GT17 | DFO | GT | 20 |  | IPP Non-CHP | N | Simple Cycle Turbine (PRMVR=GT or OT) unit under 25MW
EXCLUDE | NY | Gowanus Gas Turbines Generating | 2494 | GT18 | DFO | GT | 20 |  | IPP Non-CHP | N | Simple Cycle Turbine (PRMVR=GT or OT) unit under 25MW
EXCLUDE | NY | Gowanus Gas Turbines Generating | 2494 | GT41 | DFO | GT | 20 |  | IPP Non-CHP | N | Simple Cycle Turbine (PRMVR=GT or OT) unit under 25MW
EXCLUDE | NY | Gowanus Gas Turbines Generating | 2494 | GT42 | DFO | GT | 20 |  | IPP Non-CHP | N | Simple Cycle Turbine (PRMVR=GT or OT) unit under 25MW
EXCLUDE | NY | Gowanus Gas Turbines Generating | 2494 | GT43 | DFO | GT | 20 |  | IPP Non-CHP | N | Simple Cycle Turbine (PRMVR=GT or OT) unit under 25MW
EXCLUDE | NY | Gowanus Gas Turbines Generating | 2494 | GT44 | DFO | GT | 20 |  | IPP Non-CHP | N | Simple Cycle Turbine (PRMVR=GT or OT) unit under 25MW
EXCLUDE | NY | Gowanus Gas Turbines Generating | 2494 | GT45 | DFO | GT | 20 |  | IPP Non-CHP | N | Simple Cycle Turbine (PRMVR=GT or OT) unit under 25MW
EXCLUDE | NY | Gowanus Gas Turbines Generating | 2494 | GT46 | DFO | GT | 20 |  | IPP Non-CHP | N | Simple Cycle Turbine (PRMVR=GT or OT) unit under 25MW
EXCLUDE | NY | Gowanus Gas Turbines Generating | 2494 | GT47 | DFO | GT | 20 |  | IPP Non-CHP | N | Simple Cycle Turbine (PRMVR=GT or OT) unit under 25MW
EXCLUDE | NY | Gowanus Gas Turbines Generating | 2494 | GT48 | DFO | GT | 20 |  | IPP Non-CHP | N | Simple Cycle Turbine (PRMVR=GT or OT) unit under 25MW
COALST | WI | Pulliam | 4072 | 6 | SUB | ST | 69 |  | Electric Utility | N
Exclude | FL | Tom G Smith | 673 | GT1 | DFO | GT | 30.8 |  | Electric Utility | N | Low utilization CT
COALST | MT | Hardin Generator Project | 55749 | UNT1 | SUB | ST | 115.7 |  | Electric Utility/IPP Non-CHP | N
Exclude | NJ | Werner | 2385 | GT1 | DFO | GT | 53 |  | Electric Utility/IPP Non-CHP | N | Low utilization CT
Exclude | NJ | Werner | 2385 | GT2 | DFO | GT | 53 |  | Electric Utility/IPP Non-CHP | N | Low utilization CT
Exclude | NJ | Werner | 2385 | GT3 | DFO | GT | 53 |  | Electric Utility/IPP Non-CHP | N | Low utilization CT
Exclude | NJ | Werner | 2385 | GT4 | DFO | GT | 53 |  | Electric Utility/IPP Non-CHP | N | Low utilization CT
COALST | NC | Riverbend | 2732 | 5 | BIT | ST | 100 |  | Electric Utility | N
COALST | WY | Neil Simpson II | 7504 | 2 | SUB | ST | 80 |  | Electric Utility | N
COALST | MI | TES Filer City Station | 50835 | GEN1 | BIT | ST | 70 |  | IPP CHP | Y
Exclude | FL | Bayboro | 627 | P2 | DFO | GT | 56.7 |  | Electric Utility | N | Low utilization CT
COALST | NV | Reid Gardner | 2324 | 1 | BIT | ST | 114 |  | Electric Utility | N
Exclude | GA | Mitchell | 727 | 4A | DFO | GT | 41.8 |  | Electric Utility | N | Low utilization CT
Exclude | GA | Mitchell | 727 | 4B | DFO | GT | 41.8 |  | Electric Utility | N | Low utilization CT
Exclude | GA | Mitchell | 727 | 4C | DFO | GT | 41.8 |  | Electric Utility | N | Low utilization CT
EXCLUDE | MN | Silver Bay Power | 10849 | GEN2 | SUB | ST | 81.6 |  | Industrial CHP | Y | Commercial/Industrial Unit
Exclude | MO | Northeast | 2081 | 14 | DFO | GT | 64 |  | Electric Utility | N | Low utilization CT
COALST | PA | AES Beaver Valley Partners Beaver Valley | 10676 | GEN2 | BIT | ST | 35 |  | IPP CHP | Y
COALST | PA | AES Beaver Valley Partners Beaver Valley | 10676 | GEN3 | BIT | ST | 114 |  | IPP CHP | Y
Exclude | GA | Talbot County Energy | 7916 | 1 | NG | GT | 121 |  | Electric Utility | N | Low utilization CT
OGST | DC | Benning | 603 | 16 | DFO | ST | 290 |  | Electric Utility/IPP Non-CHP | N
Exclude | VA | Commonwealth Chesapeake | 55381 | UNT3 | DFO | GT | 57.5 |  | Electric Utility/IPP Non-CHP | N | Low utilization CT
COALST | NH | Schiller | 2367 | 4 | BIT | ST | 50 |  | Electric Utility | N
EXCLUDE | PA | PPL Martins Creek LLC Harwood | 3144 | CTG1 | DFO | GT | 16 |  | IPP Non-CHP | N | Simple Cycle Turbine (PRMVR=GT or OT) unit under 25MW
EXCLUDE | PA | PPL Martins Creek LLC Harwood | 3144 | CTG2 | DFO | GT | 16 |  | IPP Non-CHP | N | Simple Cycle Turbine (PRMVR=GT or OT) unit under 25MW
COALST | MI | Eckert Station | 1831 | 4 | SUB | ST | 80 |  | Electric Utility | N
COALST | FL | Crist | 641 | 4 | BIT | ST | 93.7 |  | Electric Utility | N
EXCLUDE | CT | HSCo CHP | 57179 | 1 | NG | GT | 4 |  | Commercial CHP | Y | Simple Cycle Turbine (PRMVR=GT or OT) unit under 25MW
COALST | MN | Hoot Lake | 1943 | 2 | SUB | ST | 54.4 |  | Electric Utility | N
COALST | PA | Panther Creek Energy Facility | 50776 | GEN1 | WC | ST | 94 |  | IPP Non-CHP/Small Power Producer | N
COALST | SC | W S Lee | 3264 | 1 | BIT | ST | 90 |  | Electric Utility | N
EXCLUDE | MN | Delano | 1969 | 9 | DFO | GT | 12.5 |  | Electric Utility | N | Simple Cycle Turbine (PRMVR=GT or OT) unit under 25MW
Exclude | AL | Colbert | 47 | GT3 | NG | GT | 59.5 |  | Electric Utility | N | Low utilization CT
COALST | LA | R S Nelson | 50030 | 1 | PC | ST | 113.6 |  | Electric Utility/Cogeneration | Y
EXCLUDE | VT | Ryegate Power Station | 51026 | GEN1 | WDS | ST | 21.5 |  | IPP Non-CHP | N | Non Fossil fuel type
EXCLUDE | PA | PPL Martin Creek LLC Allentown | 3139 | CTG1 | DFO | GT | 16 |  | IPP Non-CHP | N | Simple Cycle Turbine (PRMVR=GT or OT) unit under 25MW
EXCLUDE | PA | PPL Martin Creek LLC Allentown | 3139 | CTG2 | DFO | GT | 16 |  | IPP Non-CHP | N | Simple Cycle Turbine (PRMVR=GT or OT) unit under 25MW
EXCLUDE | PA | PPL Martin Creek LLC Allentown | 3139 | CTG3 | DFO | GT | 16 |  | IPP Non-CHP | N | Simple Cycle Turbine (PRMVR=GT or OT) unit under 25MW
EXCLUDE | PA | PPL Martin Creek LLC Allentown | 3139 | CTG4 | DFO | GT | 16 |  | IPP Non-CHP | N | Simple Cycle Turbine (PRMVR=GT or OT) unit under 25MW
COALST | ND | R M Heskett | 2790 | 2 | LIG | ST | 75 |  | Electric Utility | N
COALST | KY | Green River | 1357 | 3 | BIT | ST | 75 |  | Electric Utility | N
Exclude | NE | Lon Wright | 2240 | 5OT | NG | GT | 40 |  | Electric Utility | N | Low utilization CT
Exclude | MN | New Ulm | 2001 | 7 | DFO | GT | 27.5 |  | Electric Utility | N | Low utilization CT
EXCLUDE | MN | New Ulm | 2001 | 5 | DFO | GT | 24 |  | Electric Utility | N | Simple Cycle Turbine (PRMVR=GT or OT) unit under 25MW
EXCLUDE | MN | Marshall | 1993 | 6 | DFO | GT | 18 |  | Electric Utility | N | Simple Cycle Turbine (PRMVR=GT or OT) unit under 25MW
COALST | IN | R M Schahfer | 6085 | 17 | BIT | ST | 423.5 |  | Electric Utility | N
EXCLUDE | CA | Grayson | 377 | 5 | LFG | ST | 50 |  | Electric Utility | N | Non Fossil fuel type
COALST | LA | R S Nelson | 50030 | 2 | PC | ST | 113.6 |  | Electric Utility/Cogeneration | Y
Exclude | IL | Elgin Energy Center | 55438 | CT03 | NG | GT | 135 |  | Electric Utility/IPP Non-CHP | N | Low utilization CT
COALST | IL | Will County | 884 | 3 | SUB | ST | 299.2 |  | Electric Utility/IPP Non-CHP | N
COALST | MN | Taconite Harbor Energy Center | 10075 | GEN2 | SUB | ST | 84 |  | Electric Utility | N
COALST | Navajo | Four Corners | 2442 | 3 | SUB | ST | 253.4 |  | Electric Utility | N
EXCLUDE | MN | Inver Hills | 1913 | 7 | DFO | GT | 1.8 |  | Electric Utility | N | Simple Cycle Turbine (PRMVR=GT or OT) unit under 25MW
EXCLUDE | MN | Inver Hills | 1913 | 8 | DFO | GT | 1.8 |  | Electric Utility | N | Simple Cycle Turbine (PRMVR=GT or OT) unit under 25MW
EXCLUDE | CA | Wilbur West Power Plant | 10369 | GEN1 | PC | ST | 20.5 |  | IPP Non-CHP | N | Steam unit (PRMVR=ST) under 25MW/250 MMBtu/hr
EXCLUDE | CA | Pacific-Ultrapower Chinese Station | 50560 | GEN1 | WDS | ST | 25 |  | IPP Non-CHP | N | Non Fossil fuel type
COALST | NC | Riverbend | 2732 | 6 | BIT | ST | 133 |  | Electric Utility | N
Exclude | OH | Mingo Junction Energy Center | 55611 | GEN1 | BFG | ST | 32 |  | IPP CHP | Y | Other
COALST | IL | Crawford | 867 | 8 | SUB | ST | 358.1 |  | Electric Utility/IPP Non-CHP | N
EXCLUDE | TX | T H Wharton | 3469 | GT1 | NG | GT | 16.3 |  | Electric Utility/IPP Non-CHP | N | Simple Cycle Turbine (PRMVR=GT or OT) unit under 25MW
Exclude | TX | T H Wharton | 3469 | 51 | NG | GT | 85 |  | Electric Utility/IPP Non-CHP | N | Low utilization CT
Exclude | TX | T H Wharton | 3469 | 52 | NG | GT | 85 |  | Electric Utility/IPP Non-CHP | N | Low utilization CT
Exclude | TX | T H Wharton | 3469 | 53 | NG | GT | 85 |  | Electric Utility/IPP Non-CHP | N | Low utilization CT
Exclude | TX | T H Wharton | 3469 | 54 | NG | GT | 85 |  | Electric Utility/IPP Non-CHP | N | Low utilization CT
Exclude | TX | T H Wharton | 3469 | 55 | NG | GT | 85 |  | Electric Utility/IPP Non-CHP | N | Low utilization CT
Exclude | TX | T H Wharton | 3469 | 56 | NG | GT | 85 |  | Electric Utility/IPP Non-CHP | N | Low utilization CT
OGST | KS | Riverton | 1239 | 8 | NG | ST | 50 |  | Electric Utility | N
COALST | PA | Portland | 3113 | 1 | BIT | ST | 172 |  | Electric Utility/IPP Non-CHP | N
COALST | FL | Northside Generating Station | 667 | 2 | PC | ST | 297.5 |  | Electric Utility | N
Exclude | NY | Holtsville | 8007 | 7 | DFO | GT | 56.7 |  | Electric Utility | N | Low utilization CT
Exclude | NY | Holtsville | 8007 | 8 | DFO | GT | 56.7 |  | Electric Utility | N | Low utilization CT
COALST | CA | Rio Bravo Poso | 10769 | UP8 | BIT | ST | 38.2 |  | IPP CHP | Y
COALST | FL | Indiantown Cogeneration LP | 50976 | GEN1 | BIT | ST | 395.4 |  | IPP CHP | Y
Exclude | FL | Lauderdale | 613 | 10 | NG | GT | 34.2 |  | Electric Utility | N | Low utilization CT
EXCLUDE | CO | Nucla | 527 | 1 | BIT | ST | 11.5 |  | Electric Utility | N | Steam unit (PRMVR=ST) under 25MW/250 MMBtu/hr
EXCLUDE | CO | Nucla | 527 | 3 | BIT | ST | 11.5 |  | Electric Utility | N | Steam unit (PRMVR=ST) under 25MW/250 MMBtu/hr
EXCLUDE | CO | Nucla | 527 | 2 | BIT | ST | 11.5 |  | Electric Utility | N | Steam unit (PRMVR=ST) under 25MW/250 MMBtu/hr
COALST | CO | Nucla | 527 | ST4 | BIT | ST | 79.3 |  | Electric Utility | N
COALST | GA | Jack McDonough | 710 | 1 | BIT | ST | 299.2 |  | Electric Utility | N
COALST | SC | W S Lee | 3264 | 2 | BIT | ST | 90 |  | Electric Utility | N
Exclude | IL | Pinckneyville | 55202 | 3 | NG | GT | 45 |  | Electric Utility | N | Low utilization CT
COALST | NE | Platte | 59 | 1 | SUB | ST | 109.8 |  | Electric Utility | N
COALST | GA | Hammond | 708 | 1 | BIT | ST | 125 |  | Electric Utility | N
EXCLUDE | DE | Indian River Generating Station | 594 | 10 | DFO | GT | 18.6 |  | IPP Non-CHP | N | Simple Cycle Turbine (PRMVR=GT or OT) unit under 25MW
EXCLUDE | CT | North Main Street | 581 | 5 | DFO | GT | 19 |  | Electric Utility | N | Simple Cycle Turbine (PRMVR=GT or OT) unit under 25MW
EXCLUDE | HI | Kahului | 6056 | 2 | RFO | ST | 5 |  | Electric Utility | N | Steam unit (PRMVR=ST) under 25MW/250 MMBtu/hr
COALST | NC | Riverbend | 2732 | 4 | BIT | ST | 100 |  | Electric Utility | N
Exclude | NM | Pyramid | 7975 | 3 | NG | GT | 46.5 |  | Electric Utility | N | Low utilization CT
COALST | KS | Quindaro | 1295 | ST2 | SUB | ST | 157.5 |  | Electric Utility | N
COALST | MI | Presque Isle | 1769 | 8 | SUB | ST | 90 |  | Electric Utility | N
COALST | WI | Alma | 4140 | 5 | BIT | ST | 81.6 |  | Electric Utility | N
COALST | OH | Conesville | 2840 | 3 | BIT | ST | 161.5 |  | Electric Utility | N
Exclude | AZ | North Loop | 6088 | 1 | NG | GT | 27 |  | Electric Utility | N | Low utilization CT
Exclude | AZ | North Loop | 6088 | 2 | NG | GT | 27 |  | Electric Utility | N | Low utilization CT
Exclude | AZ | North Loop | 6088 | 3 | NG | GT | 27 |  | Electric Utility | N | Low utilization CT
Exclude | AZ | North Loop | 6088 | 4 | NG | GT | 26.8 |  | Electric Utility | N | Low utilization CT
COALST | MI | Presque Isle | 1769 | 9 | SUB | ST | 90 |  | Electric Utility | N
COALST | NY | Dunkirk Generating Plant | 2554 | 1 | SUB | ST | 96 |  | Electric Utility/IPP Non-CHP | N
OGST | TX | Sam Bertron | 3468 | ST1 | NG | ST | 187.8 |  | Electric Utility/IPP Non-CHP | N
Exclude | FL | Port Everglades | 617 | 10 | NG | GT | 34.2 |  | Electric Utility | N | Low utilization CT
COALST | FL | Crist | 641 | 6 | BIT | ST | 369.7 |  | Electric Utility | N
COALST | MI | Shiras | 1843 | 3 | SUB | ST | 44 |  | Electric Utility | N
EXCLUDE | NH | DG Whitefield LLC | 10839 | GEN1 | WDS | ST | 19.9 |  | IPP Non-CHP | N | Non Fossil fuel type
EXCLUDE | PA | PPL Martins Creek LLC Harrisburg | 3143 | CTG1 | DFO | GT | 16 |  | IPP Non-CHP | N | Simple Cycle Turbine (PRMVR=GT or OT) unit under 25MW
EXCLUDE | PA | PPL Martins Creek LLC Harrisburg | 3143 | CTG2 | DFO | GT | 16 |  | IPP Non-CHP | N | Simple Cycle Turbine (PRMVR=GT or OT) unit under 25MW
EXCLUDE | PA | PPL Martins Creek LLC Harrisburg | 3143 | CTG3 | DFO | GT | 16 |  | IPP Non-CHP | N | Simple Cycle Turbine (PRMVR=GT or OT) unit under 25MW
EXCLUDE | PA | PPL Martins Creek LLC Harrisburg | 3143 | CTG4 | DFO | GT | 16 |  | IPP Non-CHP | N | Simple Cycle Turbine (PRMVR=GT or OT) unit under 25MW
COALST | NE | Whelan Energy Center | 60 | 1 | SUB | ST | 76.3 |  | Electric Utility | N
Exclude | LA | Waterford 1 & 2 | 8056 | 4 | DFO | GT | 41 |  | Electric Utility | N | Low utilization CT
COALST | MT | Lewis & Clark | 6089 | 1 | LIG | ST | 50 |  | Electric Utility | N
COALST | IN | Bailly | 995 | 8 | BIT | ST | 413.1 |  | Electric Utility | N
EXCLUDE | MN | Willmar | 2022 | ST2 | NG | ST | 8 |  | Electric Utility | Y | Steam unit (PRMVR=ST) under 25MW/250 MMBtu/hr
EXCLUDE | LA | Oak Point Cogen | 55857 | 5121 | NG | GT | 4.7 |  | Industrial CHP | Y | Simple Cycle Turbine (PRMVR=GT or OT) unit under 25MW
EXCLUDE | LA | Oak Point Cogen | 55857 | 5131 | NG | GT | 4.7 |  | Industrial CHP | Y | Simple Cycle Turbine (PRMVR=GT or OT) unit under 25MW
EXCLUDE | LA | Oak Point Cogen | 55857 | 5141 | NG | GT | 4.7 |  | Industrial CHP | Y | Simple Cycle Turbine (PRMVR=GT or OT) unit under 25MW
EXCLUDE | LA | Oak Point Cogen | 55857 | 5151 | NG | GT | 4.7 |  | Industrial CHP | Y | Simple Cycle Turbine (PRMVR=GT or OT) unit under 25MW
EXCLUDE | LA | Oak Point Cogen | 55857 | 5161 | NG | GT | 4.7 |  | Industrial CHP | Y | Simple Cycle Turbine (PRMVR=GT or OT) unit under 25MW
Exclude | DE | Warren F Sam Beasley Generation Station | 7962 | 001 | NG | GT | 45 |  | Electric Utility | N | Low utilization CT
COALST | NJ | B L England | 2378 | 1 | BIT | ST | 136 |  | Electric Utility/IPP Non-CHP | N
COALST | MI | St Clair | 1743 | 2 | SUB | ST | 156.2 |  | Electric Utility | N
COALST | WY | Wyodak | 6101 | 1 | SUB | ST | 362 |  | Electric Utility | N
Exclude | OK | WFEC GenCo LLC | 55655 | GEN1 | NG | GT | 45 |  | Electric Utility | N | Low utilization CT
COALST | IN | R M Schahfer | 6085 | 14 | SUB | ST | 540 |  | Electric Utility | N
Exclude | TX | Greens Bayou | 3464 | 73 | NG | GT | 72 |  | Electric Utility/IPP Non-CHP | N | Low utilization CT
Exclude | TX | Greens Bayou | 3464 | 74 | NG | GT | 72 |  | Electric Utility/IPP Non-CHP | N | Low utilization CT
Exclude | TX | Greens Bayou | 3464 | 81 | NG | GT | 72 |  | Electric Utility/IPP Non-CHP | N | Low utilization CT
Exclude | TX | Greens Bayou | 3464 | 82 | NG | GT | 72 |  | Electric Utility/IPP Non-CHP | N | Low utilization CT
Exclude | TX | Greens Bayou | 3464 | 83 | NG | GT | 72 |  | Electric Utility/IPP Non-CHP | N | Low utilization CT
Exclude | TX | Greens Bayou | 3464 | 84 | NG | GT | 72 |  | Electric Utility/IPP Non-CHP | N | Low utilization CT
EXCLUDE | MI | James De Young | 1830 | 4 | BIT | ST | 22 |  | Electric Utility | N | Steam unit (PRMVR=ST) under 25MW/250 MMBtu/hr
EXCLUDE | NH | Schiller | 2367 | GT1 | JF | GT | 21.2 |  | Electric Utility | N | Simple Cycle Turbine (PRMVR=GT or OT) unit under 25MW
COALST | NJ | PSEG Mercer Generating Station | 2408 | 2 | BIT | ST | 326.4 |  | Electric Utility/IPP Non-CHP | N
COALST | CO | Martin Drake | 492 | 5 | SUB | ST | 50 |  | Electric Utility | N
COALST | NY | Dunkirk Generating Plant | 2554 | 2 | SUB | ST | 96 |  | Electric Utility/IPP Non-CHP | N
COALST | NE | Lon Wright | 2240 | 8 | SUB | ST | 91.5 |  | Electric Utility | N
COALST | WY | Wygen 1 | 55479 | 0001 | SUB | ST | 88 |  | Electric Utility/IPP Non-CHP | N
COALST | KY | E W Brown | 1355 | 1 | BIT | ST | 113.6 |  | Electric Utility | N
EXCLUDE | NJ | Middlesex Generating Facility | 56119 | 300 | OBG | CC | 10.5 |  | IPP CHP | Y | Non Fossil fuel type
EXCLUDE | NJ | Middlesex Generating Facility | 56119 | 100 | OBG | CC | 6 |  | IPP CHP | Y | Non Fossil fuel type
EXCLUDE | NJ | Middlesex Generating Facility | 56119 | 200 | OBG | CC | 6 |  | IPP CHP | Y | Non Fossil fuel type
COALST | IN | Eagle Valley | 991 | 4 | BIT | ST | 69 |  | Electric Utility | N
COALST | MN | Clay Boswell | 1893 | 1 | SUB | ST | 75 |  | Electric Utility | N
COALST | TX | San Miguel | 6183 | 1 | LIG | ST | 410 |  | Electric Utility | N
EXCLUDE | CA | Grayson | 377 | 4 | LFG | ST | 50 |  | Electric Utility | N | Non Fossil fuel type
Exclude | NJ | Sayreville | 2390 | GT1 | NG | GT | 53 |  | Electric Utility/IPP Non-CHP | N | Low utilization CT
Exclude | NJ | Sayreville | 2390 | GT2 | NG | GT | 53 |  | Electric Utility/IPP Non-CHP | N | Low utilization CT
Exclude | NJ | Sayreville | 2390 | GT3 | NG | GT | 53 |  | Electric Utility/IPP Non-CHP | N | Low utilization CT
Exclude | NJ | Sayreville | 2390 | GT4 | NG | GT | 53 |  | Electric Utility/IPP Non-CHP | N | Low utilization CT
EXCLUDE | WI | MMSD Jones Island Wastewater | 54851 | GEN1 | NG | GT | 17.5 |  | Commercial CHP | Y | Simple Cycle Turbine (PRMVR=GT or OT) unit under 25MW
EXCLUDE | WI | MMSD Jones Island Wastewater | 54851 | GEN2 | NG | GT | 17.5 |  | Commercial CHP | Y | Simple Cycle Turbine (PRMVR=GT or OT) unit under 25MW
COALST | OK | GRDA | 165 | 2 | SUB | ST | 594 |  | Electric Utility | N
COALST | WI | Pleasant Prairie | 6170 | 1 | SUB | ST | 616.6 |  | Electric Utility | N
EXCLUDE | CA | East Third Street Power Plant | 10367 | GEN1 | PC | ST | 20.5 |  | IPP Non-CHP | N | Steam unit (PRMVR=ST) under 25MW/250 MMBtu/hr
COALST | MN | Clay Boswell | 1893 | 2 | SUB | ST | 75 |  | Electric Utility | N
COALST | IA | Milton L Kapp | 1048 | 2 | SUB | ST | 218.5 |  | Electric Utility | N
COALST | IL | Joliet 9 | 874 | 6 | SUB | ST | 360.4 |  | IPP Non-CHP/Small Power Producer | N
COALST | OH | Niles | 2861 | 1 | BIT | ST | 132.8 |  | Electric Utility/IPP Non-CHP | N
COALST | MO | Meramec | 2104 | 2 | SUB | ST | 137.5 |  | Electric Utility | N
COALST | IN | R M Schahfer | 6085 | 18 | BIT | ST | 423.5 |  | Electric Utility | N
COALST | NC | G G Allen | 2718 | 2 | BIT | ST | 165 |  | Electric Utility | N
COALST | IL | Crawford | 867 | 7 | SUB | ST | 239.3 |  | Electric Utility/IPP Non-CHP | N
Exclude | WI | West Marinette | 4076 | 33 | NG | GT | 83.5 |  | Electric Utility | N | Low utilization CT
Exclude | NY | West Babylon | 2521 | 4 | DFO | GT | 52.4 |  | Electric Utility | N | Low utilization CT
COALST | IA | Ottumwa | 6254 | 1 | SUB | ST | 725.9 |  | Electric Utility | N
COALST | VA | Virginia City Hybrid Energy Center | 56808 | 1 | BIT | ST | 668 |  | Electric Utility | N
COALST | CO | Arapahoe | 465 | 4 | SUB | ST | 112.5 |  | Electric Utility | N
COALST | MN | Hoot Lake | 1943 | 3 | SUB | ST | 75 |  | Electric Utility | N
COALST | FL | Crist | 641 | 5 | BIT | ST | 93.7 |  | Electric Utility | N
COALST | FL | Big Bend | 645 | ST3 | BIT | ST | 445.5 |  | Electric Utility | N
COALST | PA | Northampton Generating Company LP | 50888 | GEN1 | WC | ST | 114.1 |  | IPP CHP | Y
COALST | GA | Yates | 728 | 4 | BIT | ST | 156.2 |  | Electric Utility | N
EXCLUDE | PA | Southwark | 3170 | 3 | DFO | GT | 18.6 |  | IPP Non-CHP | N | Simple Cycle Turbine (PRMVR=GT or OT) unit under 25MW
EXCLUDE | PA | Southwark | 3170 | 4 | DFO | GT | 18.6 |  | IPP Non-CHP | N | Simple Cycle Turbine (PRMVR=GT or OT) unit under 25MW
EXCLUDE | PA | Southwark | 3170 | 5 | DFO | GT | 18.6 |  | IPP Non-CHP | N | Simple Cycle Turbine (PRMVR=GT or OT) unit under 25MW
EXCLUDE | PA | Southwark | 3170 | 6 | DFO | GT | 18.6 |  | IPP Non-CHP | N | Simple Cycle Turbine (PRMVR=GT or OT) unit under 25MW
COALST | GA | Yates | 728 | 2 | BIT | ST | 122.5 |  | Electric Utility | N
Exclude | NE | J Street | 2250 | 1 | NG | GT | 27 |  | Electric Utility | N | Low utilization CT
Exclude | VT | Berlin 5 | 3734 | GT1 | KER | GT | 41.8 |  | Electric Utility | N | Low utilization CT
EXCLUDE | OH | Middletown Coke Company, LLC | 57822 | YNKE | OG | ST | 67 |  | Industrial Non-CHP | N | Commercial/Industrial Unit
COALST | KS | Lawrence Energy Center | 1250 | 3 | SUB | ST | 49 |  | Electric Utility | N
Exclude | IL | Pinckneyville | 55202 | 4 | NG | GT | 45 |  | Electric Utility | N | Low utilization CT
COALST | CO | Hayden | 525 | 1 | BIT | ST | 163.2 |  | Electric Utility | N
COALST | MT | Colstrip | 6076 | 2 | SUB | ST | 358 |  | Electric Utility/IPP Non-CHP | N
COALST | OH | FirstEnergy Lake Shore | 2838 | 18 | SUB | ST | 256 |  | Electric Utility/IPP Non-CHP | N
COALST | NJ | PSEG Mercer Generating Station | 2408 | 1 | BIT | ST | 326.4 |  | Electric Utility/IPP Non-CHP | N
COALST | IL | Havana | 891 | 6 | SUB | ST | 488 |  | Electric Utility/IPP Non-CHP | N
COALST | ND | Coyote | 8222 | 1 | LIG | ST | 450 |  | Electric Utility | N
COALST | UT | Sunnyside Cogen Associates | 50951 | GEN1 | WC | ST | 58.1 |  | IPP Non-CHP | N
EXCLUDE | IN | Indiana Harbor E 5 AC Station | 54995 | 17TG | BFG | ST | 81.9 |  | Industrial CHP | Y | Commercial/Industrial Unit
EXCLUDE | WI | MMSD Jones Island Wastewater | 54851 | SOL1 | LFG | GT | 4.6 |  | Commercial CHP | Y | Non Fossil fuel type
EXCLUDE | WI | MMSD Jones Island Wastewater | 54851 | SOL2 | LFG | GT | 4.6 |  | Commercial CHP | Y | Non Fossil fuel type
EXCLUDE | WI | MMSD Jones Island Wastewater | 54851 | SOL3 | LFG | GT | 4.6 |  | Commercial CHP | Y | Non Fossil fuel type
COALST | MI | Erickson Station | 1832 | 1 | SUB | ST | 154.7 |  | Electric Utility | N
EXCLUDE | CA | Drews Generating Facility | 55935 | D1 | NG | GT | 11.2 |  | IPP Non-CHP | N | Simple Cycle Turbine (PRMVR=GT or OT) unit under 25MW
EXCLUDE | CA | Drews Generating Facility | 55935 | D2 | NG | GT | 11.2 |  | IPP Non-CHP | N | Simple Cycle Turbine (PRMVR=GT or OT) unit under 25MW
EXCLUDE | CA | Drews Generating Facility | 55935 | D3 | NG | GT | 11.2 |  | IPP Non-CHP | N | Simple Cycle Turbine (PRMVR=GT or OT) unit under 25MW
EXCLUDE | CA | Drews Generating Facility | 55935 | D4 | NG | GT | 11.2 |  | IPP Non-CHP | N | Simple Cycle Turbine (PRMVR=GT or OT) unit under 25MW
COALST | MI | St Clair | 1743 | 3 | SUB | ST | 156.2 |  | Electric Utility | N
Exclude | OH | Killen Station | 6031 | GT1 | DFO | GT | 28.7 |  | Electric Utility | N | Low utilization CT
Exclude | OH | Woodsdale | 7158 | GT5 | NG | GT | 81.6 |  | Electric Utility | N | Low utilization CT
COALST | WY | Laramie River Station | 6204.2 | 3 | SUB | ST | 570 |  | Electric Utility | N
COALST | MI | Presque Isle | 1769 | 6 | SUB | ST | 90 |  | Electric Utility | N
EXCLUDE | WI | Northern States Flambeau | 3984 | 1 | NG | GT | 16.3 |  | Electric Utility | N | Simple Cycle Turbine (PRMVR=GT or OT) unit under 25MW
COALST | MI | Presque Isle | 1769 | 7 | SUB | ST | 90 |  | Electric Utility | N
COALST | GA | Yates | 728 | 3 | BIT | ST | 122.5 |  | Electric Utility | N
Exclude | IL | Elgin Energy Center | 55438 | CT04 | NG | GT | 135 |  | Electric Utility/IPP Non-CHP | N | Low utilization CT
COALST | KS | Jeffrey Energy Center | 6068 | 1 | SUB | ST | 720 |  | Electric Utility | N
COALST | KS | Lawrence Energy Center | 1250 | 4 | SUB | ST | 114 |  | Electric Utility | N
COALST | AZ | Coronado | 6177 | CO2 | SUB | ST | 410.9 |  | Electric Utility | N
EXCLUDE | GA | Kamin LLC Wrens Plant | 54880 | SDT1 | NG | GT | 2 |  | Industrial CHP | Y | Simple Cycle Turbine (PRMVR=GT or OT) unit under 25MW
EXCLUDE | GA | Kamin LLC Wrens Plant | 54880 | SDT2 | NG | GT | 2 |  | Industrial CHP | Y | Simple Cycle Turbine (PRMVR=GT or OT) unit under 25MW
EXCLUDE | GA | Kamin LLC Wrens Plant | 54880 | SDT3 | NG | GT | 2 |  | Industrial CHP | Y | Simple Cycle Turbine (PRMVR=GT or OT) unit under 25MW
OGST | NJ | Howard Down | 2434 | 10 | RFO | ST | 25 |  | Electric Utility | N
EXCLUDE | FL | G E Turner | 629 | P1 | DFO | GT | 19.2 |  | Electric Utility | N | Simple Cycle Turbine (PRMVR=GT or OT) unit under 25MW
EXCLUDE | FL | G E Turner | 629 | P2 | DFO | GT | 19.2 |  | Electric Utility | N | Simple Cycle Turbine (PRMVR=GT or OT) unit under 25MW
Exclude | FL | G E Turner | 629 | P3 | DFO | GT | 71.2 |  | Electric Utility | N | Low utilization CT
Exclude | FL | G E Turner | 629 | P4 | DFO | GT | 71.2 |  | Electric Utility | N | Low utilization CT
Exclude | NE | Hebron | 2266 | 1 | DFO | GT | 56.7 |  | Electric Utility | N | Low utilization CT
COALST | WY | Wygen 2 | 56319 | 0001 | SUB | ST | 95 |  | Electric Utility | N
COALST | WI | Pleasant Prairie | 6170 | 2 | SUB | ST | 616.6 |  | Electric Utility | N
COALST | AL | Gorgas | 8 | 7 | BIT | ST | 125 |  | Electric Utility | N
COALST | PA | Colver Power Project | 10143 | COLV | WC | ST | 118 |  | Electric Utility/IPP Non-CHP | N
EXCLUDE | WI | Metro Gas Recovery | 50576 | GEN1 | LFG | GT | 3 |  | IPP Non-CHP | N | Non Fossil fuel type
EXCLUDE | WI | Metro Gas Recovery | 50576 | GEN2 | LFG | GT | 3 |  | IPP Non-CHP | N | Non Fossil fuel type
Exclude | OK | WFEC GenCo LLC | 55655 | GEN2 | NG | GT | 45 |  | Electric Utility | N | Low utilization CT
EXCLUDE | IN | Warrick | 6705 | 3 | BIT | ST | 144 |  | Industrial/IPP CHP | Y | Commercial/Industrial Unit
EXCLUDE | ME | ReEnergy Stratton LLC | 50650 | UNI1 | WDS | ST | 45.7 |  | IPP Non-CHP | N | Non Fossil fuel type
COALST | VA | Bremo Bluff | 3796 | 3 | BIT | ST | 69 |  | Electric Utility | N
EXCLUDE | TX | Motiva Enterprises Port Arthur Refinery | 50973 | GN32 | NG | CC | 15.6 | 0 | Industrial CHP | Y | Combined Cycle (PRMVR=CC) unit under 25MW
EXCLUDE | TX | Motiva Enterprises Port Arthur Refinery | 50973 | GN41 | NG | CC | 41.6 |  | Industrial CHP | Y | Commercial/Industrial Unit
EXCLUDE | TX | Motiva Enterprises Port Arthur Refinery | 50973 | GN42 | NG | CC | 41.6 |  | Industrial CHP | Y | Commercial/Industrial Unit
EXCLUDE | TX | Motiva Enterprises Port Arthur Refinery | 50973 | GN43 | NG | CC | 41.6 |  | Industrial CHP | Y | Commercial/Industrial Unit
EXCLUDE | TX | Motiva Enterprises Port Arthur Refinery | 50973 | GN44 | NG | CC | 41.6 |  | Industrial CHP | Y | Commercial/Industrial Unit
EXCLUDE | TX | Motiva Enterprises Port Arthur Refinery | 50973 | GN31 | NG | CC | 10 | 0 | Industrial CHP | Y | Combined Cycle (PRMVR=CC) unit under 25MW
EXCLUDE | TX | Motiva Enterprises Port Arthur Refinery | 50973 | GN33 | NG | CC | 25.5 |  | Industrial CHP | Y | Commercial/Industrial Unit
EXCLUDE | TX | Motiva Enterprises Port Arthur Refinery | 50973 | GN35 | NG | CC | 40.5 |  | Industrial CHP | Y | Commercial/Industrial Unit
EXCLUDE | TX | Motiva Enterprises Port Arthur Refinery | 50973 | GN26 | NG | CC | 18.8 |  | Industrial CHP | Y | Combined Cycle (PRMVR=CC) unit under 25MW
EXCLUDE | TX | Motiva Enterprises Port Arthur Refinery | 50973 | GN34 | NG | CC | 18.8 |  | Industrial CHP | Y | Combined Cycle (PRMVR=CC) unit under 25MW
EXCLUDE | PA | Moser Generating Station | 3163 | 1 | DFO | GT | 21.2 |  | IPP Non-CHP | N | Simple Cycle Turbine (PRMVR=GT or OT) unit under 25MW
EXCLUDE | PA | Moser Generating Station | 3163 | 2 | DFO | GT | 21.2 |  | IPP Non-CHP | N | Simple Cycle Turbine (PRMVR=GT or OT) unit under 25MW
EXCLUDE | PA | Moser Generating Station | 3163 | 3 | DFO | GT | 21.2 |  | IPP Non-CHP | N | Simple Cycle Turbine (PRMVR=GT or OT) unit under 25MW
COALST | IL | Dallman | 963 | 3 | BIT | ST | 207.3 |  | Electric Utility | N
COALST | IN | F B Culley | 1012 | 3 | BIT | ST | 265.2 |  | Electric Utility | N
COALST | MA | Salem Harbor | 1626 | 3 | BIT | ST | 165.7 |  | Electric Utility/IPP Non-CHP | N
COALST | NC | L V Sutton Steam | 2713 | 1 | BIT | ST | 112.5 |  | Electric Utility | N
COALST | IL | Waukegan | 883 | 8 | SUB | ST | 355.3 |  | Electric Utility/IPP Non-CHP | N
Exclude | CA | Chula Vista I | 55540 | GEN1 | NG | GT | 44 |  | Electric Utility/IPP Non-CHP | N | Low utilization CT
EXCLUDE | IL | Moline | 899 | GT1 | NG | GT | 18 |  | Electric Utility | N | Simple Cycle Turbine (PRMVR=GT or OT) unit under 25MW
EXCLUDE | IL | Moline | 899 | GT2 | NG | GT | 18 |  | Electric Utility | N | Simple Cycle Turbine (PRMVR=GT or OT) unit under 25MW
EXCLUDE | IL | Moline | 899 | GT3 | NG | GT | 18 |  | Electric Utility | N | Simple Cycle Turbine (PRMVR=GT or OT) unit under 25MW
EXCLUDE | IL | Moline | 899 | GT4 | NG | GT | 18 |  | Electric Utility | N | Simple Cycle Turbine (PRMVR=GT or OT) unit under 25MW
COALST | IA | Burlington | 1104 | 1 | SUB | ST | 212 |  | Electric Utility | N
COALST | VA | Potomac River | 3788 | 5 | BIT | ST | 110 |  | Electric Utility/IPP Non-CHP | N
COALST | FL | C D McIntosh Jr | 676 | 3 | BIT | ST | 363.8 |  | Electric Utility | N
OGST | UT | Gadsby | 3648 | 1 | NG | ST | 69 |  | Electric Utility | N
COALST | IN | R M Schahfer | 6085 | 15 | SUB | ST | 556.4 |  | Electric Utility | N
OGST | HI | Waiau | 766 | W3 | RFO | ST | 50 |  | Electric Utility | N
EXCLUDE | TX | Aspen Biomass Power Plant | 56931 | GEN7 | WDS | ST | 44 |  | IPP Non-CHP | N | Non Fossil fuel type
Exclude | KS | Emporia Energy Center | 56502 | 4 | NG | GT | 54 |  | Electric Utility | N | Low utilization CT
COALST | OK | Muskogee | 2952 | 6 | SUB | ST | 572 |  | Electric Utility | N
COALST | AZ | Cholla | 113 | 3 | SUB | ST | 312.3 |  | Electric Utility | N
COALST | IA | George Neal North | 1091 | 1 | SUB | ST | 147 |  | Electric Utility | N
COALST | TN | Johnsonville | 3406 | 7 | SUB | ST | 172.8 |  | Electric Utility | Y
COALST | TN | Kingston | 3407 | 4 | BIT | ST | 175 |  | Electric Utility | N
EXCLUDE | MD | Easton 2 | 4257 | 203 | DFO | GT | 5.4 |  | Electric Utility | N | Simple Cycle Turbine (PRMVR=GT or OT) unit under 25MW
EXCLUDE | MD | Easton 2 | 4257 | 204 | DFO | GT | 5.4 |  | Electric Utility | N | Simple Cycle Turbine (PRMVR=GT or OT) unit under 25MW
COALST | NE | North Omaha | 2291 | 5 | SUB | ST | 217.6 |  | Electric Utility | N
COALST | MI | Presque Isle | 1769 | 5 | SUB | ST | 90 |  | Electric Utility | N
COALST | MT | Colstrip | 6076 | 1 | SUB | ST | 358 |  | Electric Utility/IPP Non-CHP | N
OGST | AR | Cecil Lynch | 167 | 3 | NG | ST | 156.2 |  | Electric Utility | N
COALST | WA | Transalta Centralia Generation | 3845 | 2 | SUB | ST | 729.9 |  | Electric Utility/IPP Non-CHP | N
COALST | AL | E C Gaston | 26 | 3 | BIT | ST | 272 |  | Electric Utility | N
Exclude | WI | Rock River | 4057 | 3 | NG | GT | 37.5 |  | Electric Utility | N | Low utilization CT
Exclude | WI | Rock River | 4057 | 5 | NG | GT | 56.7 |  | Electric Utility | N | Low utilization CT
Exclude | WI | Rock River | 4057 | 6 | NG | GT | 56.7 |  | Electric Utility | N | Low utilization CT
EXCLUDE | WI | Rock River | 4057 | 4 | NG | GT | 18 |  | Electric Utility | N | Simple Cycle Turbine (PRMVR=GT or OT) unit under 25MW
COALST | IN | R Gallagher | 1008 | 4 | BIT | ST | 150 |  | Electric Utility | N
COALST | OK | GRDA | 165 | 1 | SUB | ST | 540 |  | Electric Utility | N
EXCLUDE | NJ | PSEG National Park Generating Station | 2409 | 1 | KER | GT | 18.5 |  | Electric Utility/IPP Non-CHP | N | Simple Cycle Turbine (PRMVR=GT or OT) unit under 25MW
COALST | SC | Winyah | 6249 | 2 | BIT | ST | 315 |  | Electric Utility | N
EXCLUDE | RI | Central Power Plant | 50621 | GEN5 | DFO | GT | 3 |  | Commercial CHP | Y | Simple Cycle Turbine (PRMVR=GT or OT) unit under 25MW
EXCLUDE | RI | Central Power Plant | 50621 | GEN6 | DFO | GT | 3 |  | Commercial CHP | Y | Simple Cycle Turbine (PRMVR=GT or OT) unit under 25MW
Exclude | NY | Holtsville | 8007 | 10 | DFO | GT | 56.7 |  | Electric Utility | N | Low utilization CT
Exclude | NY | Holtsville | 8007 | 9 | DFO | GT | 56.7 |  | Electric Utility | N | Low utilization CT
EXCLUDE | TX | CFB Power Plant | 56708 | G2201 | PC | ST | 155 |  | Industrial Non-CHP | N | Commercial/Industrial Unit
COALST | TN | Kingston | 3407 | 3 | BIT | ST | 175 |  | Electric Utility | N
COALST | AZ | Apache Station | 160 | ST2 | SUB | ST | 204 |  | Electric Utility | N
EXCLUDE | MN | Granite City | 1910 | 1 | NG | GT | 18 |  | Electric Utility | N | Simple Cycle Turbine (PRMVR=GT or OT) unit under 25MW
EXCLUDE | MN | Granite City | 1910 | 2 | NG | GT | 18 |  | Electric Utility | N | Simple Cycle Turbine (PRMVR=GT or OT) unit under 25MW
EXCLUDE | MN | Granite City | 1910 | 3 | NG | GT | 18 |  | Electric Utility | N | Simple Cycle Turbine (PRMVR=GT or OT) unit under 25MW
EXCLUDE | MN | Granite City | 1910 | 4 | NG | GT | 18 |  | Electric Utility | N | Simple Cycle Turbine (PRMVR=GT or OT) unit under 25MW
COALST | TN | Kingston | 3407 | 2 | BIT | ST | 175 |  | Electric Utility | N
Exclude | MS | Sylvarena | 7989 | 2 | NG | GT | 47 |  | Electric Utility | N | Low utilization CT
COALST | LA | R S Nelson | 1393 | 6 | SUB | ST | 614.6 |  | Electric Utility | N
COALST | KS | Tecumseh Energy Center | 1252 | 7 | SUB | ST | 82 |  | Electric Utility | N
COALST | AL | Charles R Lowman | 56 | 3 | BIT | ST | 236 |  | Electric Utility | N
COALST | MO | Thomas Hill | 2168 | 1 | SUB | ST | 171.7 |  | Electric Utility | N
COALST | GA | Scherer | 6257 | 3 | SUB | ST | 891 |  | Electric Utility | N
COALST | NC | L V Sutton Steam | 2713 | 2 | BIT | ST | 112.5 |  | Electric Utility | N
COALST | VA | Potomac River | 3788 | 3 | BIT | ST | 110 |  | Electric Utility/IPP Non-CHP | N
COALST | TX | Fayette Power Project | 6179 | 2 | SUB | ST | 615 |  | Electric Utility | N
COALST | TN | Johnsonville | 3406 | 8 | SUB | ST | 172.8 |  | Electric Utility | Y
Exclude | OH | Woodsdale | 7158 | GT4 | NG | GT | 81.6 |  | Electric Utility | N | Low utilization CT
COALST | GA | Hammond | 708 | 3 | BIT | ST | 125 |  | Electric Utility | N
EXCLUDE | PA | PPL Martins Creek LLC Fishbach | 3142 | UNT1 | DFO | GT | 18.5 |  | IPP Non-CHP | N | Simple Cycle Turbine (PRMVR=GT or OT) unit under 25MW
EXCLUDE | PA | PPL Martins Creek LLC Fishbach | 3142 | UNT2 | DFO | GT | 18.5 |  | IPP Non-CHP | N | Simple Cycle Turbine (PRMVR=GT or OT) unit under 25MW
EXCLUDE | MA | Nantucket | 1615 | 12 | DFO | GT | 3.7 |  | Electric Utility | N | Simple Cycle Turbine (PRMVR=GT or OT) unit under 25MW
EXCLUDE | MA | Nantucket | 1615 | 13 | DFO | GT | 3.7 |  | Electric Utility | N | Simple Cycle Turbine (PRMVR=GT or OT) unit under 25MW
COALST | WI | South Oak Creek | 4041 | 7 | SUB | ST | 317.6 |  | Electric Utility | N
Exclude | PA | Croydon CT Generating Station | 8012 | 32 | DFO | GT | 68.3 |  | Electric Utility/IPP Non-CHP | N | Low utilization CT
COALST | MO | Meramec | 2104 | 1 | SUB | ST | 137.5 |  | Electric Utility | N
EXCLUDE | MS | Georgia-Pacific Monticello Paper | 10610 | GEN1 | BLQ | ST | 32.6 |  | Industrial CHP | Y | Commercial/Industrial Unit
EXCLUDE | MS | Georgia-Pacific Monticello Paper | 10610 | GEN2 | BLQ | ST | 32.2 |  | Industrial CHP | Y | Commercial/Industrial Unit
COALST | NC | G G Allen | 2718 | 1 | BIT | ST | 165 |  | Electric Utility | N
EXCLUDE | MI | Claude Vandyke | 1880 | 8 | NG | GT | 24.8 |  | Electric Utility | N | Simple Cycle Turbine (PRMVR=GT or OT) unit under 25MW
COALST | NE | Sheldon | 2277 | 1 | SUB | ST | 108.8 |  | Electric Utility | N
OGST | IA | Sutherland | 1077 | 3 | NG | ST | 81.6 |  | Electric Utility | N
EXCLUDE | OR | Oregon State University Energy Center | 57653 | STG | NG | CC | 1 |  | Commercial CHP | Y | Combined Cycle (PRMVR=CC) unit under 25MW
EXCLUDE | OR | Oregon State University Energy Center | 57653 | CTG | NG | CC | 5.5 |  | Commercial CHP | Y | Combined Cycle (PRMVR=CC) unit under 25MW
COALST | MO | Asbury | 2076 | 1 | SUB | ST | 212.8 |  | Electric Utility | N
COALST | MS | Victor J Daniel Jr | 6073 | 2 | BIT | ST | 548.3 |  | Electric Utility | N
COALST | TN | Kingston | 3407 | 1 | BIT | ST | 175 |  | Electric Utility | N
EXCLUDE | KY | Zorn | 1368 | 1 | NG | GT | 18 |  | Electric Utility | N | Simple Cycle Turbine (PRMVR=GT or OT) unit under 25MW
Exclude | NC | Lincoln Combustion | 7277 | 4 | NG | GT | 109.6 |  | Electric Utility | N | Low utilization CT
COALST | MO | Montrose | 2080 | 1 | SUB | ST | 188 |  | Electric Utility | N
COALST | IA | Walter Scott Jr Energy Center | 1082 | 2 | SUB | ST | 81.6 |  | Electric Utility | N
COALST | MS | Victor J Daniel Jr | 6073 | 1 | BIT | ST | 548.3 |  | Electric Utility | N
Exclude | AR | Harry D Mattison Gas Plant | 56328 | 1 | NG | GT | 86.5 |  | Electric Utility | N | Low utilization CT
COALST | MI | J R Whiting | 1723 | 2 | SUB | ST | 106.3 |  | Electric Utility | N
COALST | TN | Kingston | 3407 | 7 | BIT | ST | 200 |  | Electric Utility | N
COALST | PA | New Castle Plant | 3138 | 5 | BIT | ST | 136 |  | Electric Utility/IPP Non-CHP | N
COALST | KY | Kenneth C Coleman | 1381 | 2 | BIT | ST | 205 |  | Electric Utility | N
OGST | CT | Middletown | 562 | 4 | RFO | ST | 414.9 |  | Electric Utility/IPP Non-CHP | N
COALST | TN | Kingston | 3407 | 9 | BIT | ST | 200 |  | Electric Utility | N
Exclude | MO | Greenwood | 6074 | 3 | NG | GT | 61 |  | Electric Utility | N | Low utilization CT
COALST | NM | Escalante | 87 | 1 | SUB | ST | 257 |  | Electric Utility | N
COALST | SC | Winyah | 6249 | 1 | BIT | ST | 315 |  | Electric Utility | N
COALST | OH | Conesville | 2840 | 6 | BIT | ST | 443.9 |  | Electric Utility | N
COALST | MN | Black Dog | 1904 | 3 | SUB | ST | 113.6 |  | Electric Utility | N
COALST | KY | HMP&L Station Two Henderson | 1382 | 2 | BIT | ST | 205 |  | Electric Utility | N
COALST | LA | Dolet Hills | 51 | 1 | LIG | ST | 720.7 |  | Electric Utility | N
COALST | FL | Crist | 641 | 7 | BIT | ST | 578 |  | Electric Utility | N
COALST | MS | R D Morrow | 6061 | 1 | BIT | ST | 200 |  | Electric Utility | N
COALST | AZ | Cholla | 113 | 1 | SUB | ST | 113.6 |  | Electric Utility | N
COALST | CA | Rio Bravo Jasmin | 10768 | UP9 | SUB | ST | 38.2 |  | IPP CHP | Y
COALST | AL | Barry | 3 | 2 | BIT | ST | 153.1 |  | Electric Utility | N
Exclude | IA | Electrifarm | 6063 | 1 | NG | GT | 71.2 |  | Electric Utility | N | Low utilization CT
Exclude | FL | C D McIntosh Jr | 676 | GT1 | NG | GT | 26.6 |  | Electric Utility | N | Low utilization CT
COALST | WY | Laramie River Station | 6204.1 | 1 | SUB | ST | 570 |  | Electric Utility | N
COALST | OK | AES Shady Point LLC | 10671 | GEN1 | BIT | ST | 175 |  | IPP CHP | Y
COALST | ND | Leland Olds | 2817 | 1 | LIG | ST | 216 |  | Electric Utility | N
COALST | WI | Pulliam | 4072 | 7 | SUB | ST | 81.6 |  | Electric Utility | N
EXCLUDE | ME | ReEnergy Livermore Falls | 10354 | GEN1 | OBS | ST | 39.6 |  | IPP Non-CHP | N | Non Fossil fuel type
COALST | UT | Carbon | 3644 | 1 | BIT | ST | 75 |  | Electric Utility | N
Exclude | MN | St Bonifacius | 6824 | 1 | DFO | GT | 61.2 |  | Electric Utility | N | Low utilization CT
OGST | ME | William F Wyman | 1507 | 3 | RFO | ST | 113.6 |  | Electric Utility/IPP Non-CHP | N
COALST | KY | E W Brown | 1355 | 2 | BIT | ST | 179.5 |  | Electric Utility | N
COALST | MN | Taconite Harbor Energy Center | 10075 | GEN3 | SUB | ST | 84 |  | Electric Utility | N
Exclude | FL | Lansing Smith | 643 | CT1 | DFO | GT | 41.8 |  | Electric Utility | N | Low utilization CT
COALST | TN | Kingston | 3407 | 5 | BIT | ST | 200 |  | Electric Utility | N
Exclude | NC | Lincoln Combustion | 7277 | 7 | NG | GT | 109.6 |  | Electric Utility | N | Low utilization CT
EXCLUDE | MN | Key City | 1914 | 1 | NG | GT | 18 |  | Electric Utility | N | Simple Cycle Turbine (PRMVR=GT or OT) unit under 25MW
EXCLUDE | MN | Key City | 1914 | 2 | NG | GT | 18 |  | Electric Utility | N | Simple Cycle Turbine (PRMVR=GT or OT) unit under 25MW
EXCLUDE | MN | Key City | 1914 | 3 | NG | GT | 18 |  | Electric Utility | N | Simple Cycle Turbine (PRMVR=GT or OT) unit under 25MW
EXCLUDE | MN | Key City | 1914 | 4 | NG | GT | 18 |  | Electric Utility | N | Simple Cycle Turbine (PRMVR=GT or OT) unit under 25MW
COALST | TN | Kingston | 3407 | 8 | BIT | ST | 200 |  | Electric Utility | N
COALST | AL | Charles R Lowman | 56 | 2 | BIT | ST | 236 |  | Electric Utility | N
COALST | IA | Lansing | 1047 | 4 | SUB | ST | 274.5 |  | Electric Utility | N
EXCLUDE | IN | Warrick | 6705 | 1 | BIT | ST | 166.6 |  | Industrial/IPP CHP | Y | Commercial/Industrial Unit
COALST | NE | Sheldon | 2277 | 2 | SUB | ST | 119.9 |  | Electric Utility | N
COALST | LA | Brame Energy Center | 6190 | 3 | PC | ST | 703.8 |  | Electric Utility | N
COALST | NE | North Omaha | 2291 | 1 | SUB | ST | 73.5 |  | Electric Utility | N
Exclude | KS | Emporia Energy Center | 56502 | 2 | NG | GT | 54 |  | Electric Utility | N | Low utilization CT
COALST | NJ | Logan Generating Company LP | 10043 | GEN1 | BIT | ST | 242.3 |  | Electric Utility/IPP CHP | Y
COALST | ND | Antelope Valley | 6469 | 2 | LIG | ST | 434.9 |  | Electric Utility | N
COALST | TX | Harrington | 6193 | 2 | SUB | ST | 360 |  | Electric Utility | N
Exclude | MO | Greenwood | 6074 | 1 | NG | GT | 61 |  | Electric Utility | N | Low utilization CT
COALST | OK | Muskogee | 2952 | 4 | SUB | ST | 572 |  | Electric Utility | N
COALST | NH | Merrimack | 2364 | 1 | BIT | ST | 113.6 |  | Electric Utility | N
COALST | TN | Kingston | 3407 | 6 | BIT | ST | 200 |  | Electric Utility | N
COALST | SC | Jefferies | 3319 | 4 | BIT | ST | 172.8 |  | Electric Utility | N
COALST | MN | Black Dog | 1904 | 4 | SUB | ST | 163.2 |  | Electric Utility | N
COALST | WI | South Oak Creek | 4041 | 6 | SUB | ST | 299.2 |  | Electric Utility | N
COALST | NC | Riverbend | 2732 | 7 | BIT | ST | 133 |  | Electric Utility | N
COALST | PA | Titus | 3115 | 1 | BIT | ST | 75 |  | Electric Utility/IPP Non-CHP | N
COALST | TN | John Sevier | 3405 | 1 | BIT | ST | 200 |  | Electric Utility | N
EXCLUDE | PA | Chester Generating Station | 3157 | 7 | DFO | GT | 18.6 |  | IPP Non-CHP | N | Simple Cycle Turbine (PRMVR=GT or OT) unit under 25MW
EXCLUDE | PA | Chester Generating Station | 3157 | 8 | DFO | GT | 18.6 |  | IPP Non-CHP | N | Simple Cycle Turbine (PRMVR=GT or OT) unit under 25MW
EXCLUDE | PA | Chester Generating Station | 3157 | 9 | DFO | GT | 18.6 |  | IPP Non-CHP | N | Simple Cycle Turbine (PRMVR=GT or OT) unit under 25MW
Exclude | WI | Fitchburg | 3991 | 2 | NG | GT | 28.8 |  | Electric Utility | N | Low utilization CT
EXCLUDE | OK | Anadarko Plant | 3006 | 1 | NG | ST | 17.3 |  | Electric Utility | N | Steam unit (PRMVR=ST) under 25MW/250 MMBtu/hr
COALST | IL | Powerton | 879 | 5 | SUB | ST | 892.8 |  | Electric Utility/IPP Non-CHP | N
COALST | ND | Antelope Valley | 6469 | 1 | LIG | ST | 434.9 |  | Electric Utility | N
COALST | GA | Hammond | 708 | 2 | BIT | ST | 125 |  | Electric Utility | N
Exclude | KS | McPherson 2 | 1305 | GT2 | DFO | GT | 71.2 |  | Electric Utility | N | Low utilization CT
COALST | TX | Monticello | 6147 | 2 | SUB | ST | 593.4 |  | Electric Utility/IPP Non-CHP | N
COALST | KY | E W Brown | 1355 | 3 | BIT | ST | 464 |  | Electric Utility | N
Exclude | AL | Greene County | 10 | GT2 | NG | GT | 80 |  | Electric Utility | N | Low utilization CT
Exclude | FL | Hardee Power Station | 50949 | GEN4 | NG | GT | 84 |  | Electric Utility/IPP Non-CHP | N | Low utilization CT
COALST | AL | James H Miller Jr | 6002 | 4 | SUB | ST | 705.5 |  | Electric Utility | N
COALST | GA | Scherer | 6257 | 4 | SUB | ST | 891 |  | Electric Utility | N
COALST | OK | AES Shady Point LLC | 10671 | GEN2 | BIT | ST | 175 |  | IPP CHP | Y
COALST | WY | Dave Johnston | 4158 | 2 | SUB | ST | 113.6 |  | Electric Utility | N
COALST | IN | Tanners Creek | 988 | 3 | BIT | ST | 215.4 |  | Electric Utility | N
COALST | GA | Hammond | 708 | 4 | BIT | ST | 578 |  | Electric Utility | N
COALST | IN | A B Brown | 6137 | 2 | BIT | ST | 265.2 |  | Electric Utility | N
EXCLUDE | HI | Puna | 7130 | 1 | RFO | ST | 15.5 |  | Electric Utility | N | Steam unit (PRMVR=ST) under 25MW/250 MMBtu/hr
COALST | TX | Fayette Power Project | 6179 | 3 | SUB | ST | 460 |  | Electric Utility | N
EXCLUDE | SC | H B Robinson | 3251 | GT1 | NG | GT | 16.3 |  | Electric Utility | N | Simple Cycle Turbine (PRMVR=GT or OT) unit under 25MW
EXCLUDE | NJ | Covanta Essex Company | 10643 | GEN2 | MSB | ST | 34.9 |  | IPP Non-CHP | N | Non Fossil fuel type
EXCLUDE | NJ | Covanta Essex Company | 10643 | GEN1 | MSB | ST | 34.9 |  | IPP Non-CHP | N | Non Fossil fuel type
COALST | IL | Powerton | 879 | 6 | SUB | ST | 892.8 |  | Electric Utility/IPP Non-CHP | N
COALST | WI | Elm Road Generating Station | 56068 | 1 | BIT | ST | 701.3 |  | Electric Utility | N
COALST | AL | Barry | 3 | 3 | BIT | ST | 272 |  | Electric Utility | N
COALST | AZ | Cholla | 113 | 2 | SUB | ST | 288.9 |  | Electric Utility | N
EXCLUDE | CA | Rockwood | 7824 | 2 | DFO | GT | 24.9 |  | Electric Utility | N | Simple Cycle Turbine (PRMVR=GT or OT) unit under 25MW
COALST | MT | J E Corette Plant | 2187 | 1 | SUB | ST | 172.8 |  | Electric Utility/IPP Non-CHP | N
EXCLUDE | CO | University of Colorado | 54372 | GT1 | NG | CC | 16 |  | Commercial CHP | Y | Combined Cycle (PRMVR=CC) unit under 25MW
EXCLUDE | CO | University of Colorado | 54372 | GT2 | NG | CC | 16 |  | Commercial CHP | Y | Combined Cycle (PRMVR=CC) unit under 25MW
EXCLUDE | CO | University of Colorado | 54372 | ST1 | NG | CC | 1 |  | Commercial CHP | Y | Combined Cycle (PRMVR=CC) unit under 25MW
Exclude | CT | Cos Cob | 542 | UN10 | KER | GT | 25 |  | IPP Non-CHP | N | Low utilization CT
Exclude | CT | Cos Cob | 542 | UN11 | KER | GT | 25 |  | IPP Non-CHP | N | Low utilization CT
Exclude | CT | Cos Cob | 542 | UN12 | KER | GT | 25 |  | IPP Non-CHP | N | Low utilization CT
EXCLUDE | CT | Cos Cob | 542 | UN13 | KER | GT | 20 |  | IPP Non-CHP | N | Simple Cycle Turbine (PRMVR=GT or OT) unit under 25MW
EXCLUDE | CT | Cos Cob | 542 | un14 | KER | GT | 20 |  | IPP Non-CHP | N | Simple Cycle Turbine (PRMVR=GT or OT) unit under 25MW
COALST | MD | C P Crane | 1552 | 1 | SUB | ST | 190.4 |  | Electric Utility/IPP Non-CHP | N
COALST | KS | Jeffrey Energy Center | 6068 | 3 | SUB | ST | 720 |  | Electric Utility | N
OGST | CT | Montville Station | 546 | 6 | RFO | ST | 414.9 |  | Electric Utility/IPP Non-CHP | N
COALST | NV | Reid Gardner | 2324 | 4 | BIT | ST | 294.8 |  | Electric Utility | N
COALST | IL | Joppa Steam | 887 | 5 | SUB | ST | 183.3 |  | Electric Utility/IPP Non-CHP | N
COALST | VA | Glen Lyn | 3776 | 6 | BIT | ST | 237.5 |  | Electric Utility | N
COALST | KY | HMP&L Station Two Henderson | 1382 | 1 | BIT | ST | 200 |  | Electric Utility | N
COALST | WI | South Oak Creek | 4041 | 8 | SUB | ST | 324 |  | Electric Utility | N
COALST | FL | Crystal River | 628 | ST4 | BIT | ST | 739.2 |  | Electric Utility | N
COALST | WY | Dave Johnston | 4158 | 3 | SUB | ST | 229.5 |  | Electric Utility | N
EXCLUDE | CT | Franklin Drive | 561 | UN19 | KER | GT | 21.8 |  | IPP Non-CHP | N | Simple Cycle Turbine (PRMVR=GT or OT) unit under 25MW
COALST | WI | South Oak Creek | 4041 | 5 | SUB | ST | 299.2 |  | Electric Utility | N
EXCLUDE | PA | Stowe Power Production Plant | 50578 | GEN2 | LFG | GT | 3 |  | IPP Non-CHP | N | Non Fossil fuel type
EXCLUDE | IL | Lake Gas Recovery | 50575 | GEN2 | LFG | GT | 3 |  | IPP Non-CHP | N | Non Fossil fuel type
EXCLUDE | IL | Lake Gas Recovery | 50575 | GEN3 | LFG | GT | 3 |  | IPP Non-CHP | N | Non Fossil fuel type
COALST | WI | Columbia | 8023 | 1 | SUB | ST | 512 |  | Electric Utility | N
COALST | MI | St Clair | 1743 | 1 | SUB | ST | 168.7 |  | Electric Utility | N
COALST | DE | Indian River Generating Station | 594 | 3 | BIT | ST | 176.8 |  | Electric Utility/IPP Non-CHP | N
Exclude | FL | Suwannee River | 638 | P3 | NG | GT | 61.2 |  | Electric Utility | N | Low utilization CT
Exclude | AZ | Ocotillo | 116 | GT1 | NG | GT | 53.1 |  | Electric Utility | N | Low utilization CT
Exclude | AZ | Ocotillo | 116 | GT2 | NG | GT | 53.1 |  | Electric Utility | N | Low utilization CT
COALST | OH | Conesville | 2840 | 5 | BIT | ST | 443.9 |  | Electric Utility | N
EXCLUDE | IN | Warrick | 6705 | 2 | BIT | ST | 166.6 |  | Industrial/IPP CHP | Y | Commercial/Industrial Unit
EXCLUDE | MS | L L Wilkins | 2059 | 6 | NG | CC | 6 | 0 | Electric Utility | N | Combined Cycle (PRMVR=CC) unit under 25MW
NGCC | MS | L L Wilkins | 2059 | 9 | NG | CC | 25.5 |  | Electric Utility | N
EXCLUDE | MS | L L Wilkins | 2059 | 8 | NG | CC | 16.2 |  | Electric Utility | N | Combined Cycle (PRMVR=CC) unit under 25MW
COALST | PA | Seward | 3130 | FB1 | WC | ST | 585 |  | Electric Utility/IPP Non-CHP | N
COALST | KY | Elmer Smith | 1374 | 1 | BIT | ST | 163.2 |  | Electric Utility | N
OGST | NY | Danskammer Generating Station | 2480 | 1 | NG | ST | 72 |  | Electric Utility/IPP Non-CHP | N
COALST | MO | Montrose | 2080 | 3 | SUB | ST | 188 |  | Electric Utility | N
EXCLUDE | CA | HGST San Jose Standby Generator | 50024 | 50MW | DFO | GT | 55.3 |  | Industrial Non-CHP | N | Commercial/Industrial Unit
Exclude | NJ | Carlls Corner | 2379 | CA2 | NG | GT | 41.9 |  | Electric Utility/IPP Non-CHP | N | Low utilization CT
COALST | WI | John P Madgett | 4271 | 1 | SUB | ST | 387 |  | Electric Utility | N
COALST | NM | San Juan | 2451 | 1 | BIT | ST | 369 |  | Electric Utility | N
COALST | TN | John Sevier | 3405 | 2 | BIT | ST | 200 |  | Electric Utility | N
Exclude | PA | Richmond Generating Station | 3168 | 92 | DFO | GT | 65.8 |  | Electric Utility/IPP Non-CHP | N | Low utilization CT
COALST | TX | Monticello | 6147 | 1 | SUB | ST | 593.4 |  | Electric Utility/IPP Non-CHP | N
COALST | MS | R D Morrow | 6061 | 2 | BIT | ST | 200 |  | Electric Utility | N
Exclude | NJ | West Station | 6776 | 1 | DFO | GT | 27 |  | Electric Utility | N | Low utilization CT
COALST | AZ | Coronado | 6177 | CO1 | SUB | ST | 410.9 |  | Electric Utility | N
EXCLUDE | IN | Warrick | 6705 | 4 | BIT | ST | 323 |  | Industrial/IPP CHP | Y | Commercial/Industrial Unit
COALST | IL | Joppa Steam | 887 | 6 | SUB | ST | 183.3 |  | Electric Utility/IPP Non-CHP | N
COALST | NE | North Omaha | 2291 | 2 | SUB | ST | 108.8 |  | Electric Utility | N
Exclude | IA | Electrifarm | 6063 | 2 | NG | GT | 89 |  | Electric Utility | N | Low utilization CT
COALST | NY | Cayuga Operating Company | 2535 | 1 | BIT | ST | 155.3 |  | Electric Utility/IPP Non-CHP | N
COALST | NC | HF Lee Plant | 2709 | 1 | BIT | ST | 75 |  | Electric Utility | N
COALST | AL | Greene County | 10 | 1 | BIT | ST | 299.2 |  | Electric Utility | N
COALST | MO | Montrose | 2080 | 2 | SUB | ST | 188 |  | Electric Utility | N
Exclude | GA | Sewell Creek Energy | 7813 | 3 | NG | GT | 164 |  | Electric Utility | N | Low utilization CT
COALST | MT | Colstrip | 6076 | 3 | SUB | ST | 778 |  | Electric Utility/IPP Non-CHP | N
EXCLUDE | TX | Borger Plant | 50067 | GEN1 | BFG | ST | 37.5 |  | Industrial CHP | Y | Commercial/Industrial Unit
COALST | AZ | Cholla | 113 | 4 | SUB | ST | 414 |  | Electric Utility | N
EXCLUDE | MI | University of Michigan | 50431 | TG1 | NG | CC | 12.5 |  | Commercial CHP | Y | Combined Cycle (PRMVR=CC) unit under 25MW
EXCLUDE | MI | University of Michigan | 50431 | TG7 | NG | CC | 12.5 |  | Commercial CHP | Y | Combined Cycle (PRMVR=CC) unit under 25MW
EXCLUDE | MI | University of Michigan | 50431 | TG8 | NG | CC | 12.5 |  | Commercial CHP | Y | Combined Cycle (PRMVR=CC) unit under 25MW
EXCLUDE | MI | University of Michigan | 50431 | TG10 | NG | CC | 3.5 |  | Commercial CHP | Y | Combined Cycle (PRMVR=CC) unit under 25MW
EXCLUDE | MI | University of Michigan | 50431 | TG9 | NG | CC | 3.5 |  | Commercial CHP | Y | Combined Cycle (PRMVR=CC) unit under 25MW
COALST | NY | Cayuga Operating Company | 2535 | 2 | BIT | ST | 167.2 |  | Electric Utility/IPP Non-CHP | N
COALST | MT | Colstrip | 6076 | 4 | SUB | ST | 778 |  | Electric Utility/IPP Non-CHP | N
COALST | CO | Valmont | 477 | 5 | BIT | ST | 191.7 |  | Electric Utility | N
COALST | CO | W N Clark | 462 | 2 | BIT | ST | 25 |  | Electric Utility | N
EXCLUDE | IN | Dean H Mitchell | 996 | 9A | NG | GT | 16 |  | Electric Utility | N | Simple Cycle Turbine (PRMVR=GT or OT) unit under 25MW
COALST | TX | W A Parish | 3470 | 6 | SUB | ST | 734.1 |  | Electric Utility/IPP Non-CHP | N
EXCLUDE | PA | Green Knight Energy Center | 55765 | TG1 | LFG | GT | 3.3 |  | IPP Non-CHP | N | Non Fossil fuel type
EXCLUDE | PA | Green Knight Energy Center | 55765 | TG2 | LFG | GT | 3.3 |  | IPP Non-CHP | N | Non Fossil fuel type
EXCLUDE | PA | Green Knight Energy Center | 55765 | TG3 | LFG | GT | 3.3 |  | IPP Non-CHP | N | Non Fossil fuel type
Exclude | NE | McCook | 2271 | 1 | DFO | GT | 56.7 |  | Electric Utility | N | Low utilization CT
COALST | MI | St Clair | 1743 | 4 | SUB | ST | 168.7 |  | Electric Utility | N
COALST | NE | North Omaha | 2291 | 4 | SUB | ST | 136 |  | Electric Utility | N
COALST | MO | Chamois | 2169 | 2 | SUB | ST | 44 |  | Electric Utility | N
COALST | FL | Big Bend | 645 | ST4 | BIT | ST | 486 |  | Electric Utility | N
COALST | NE | North Omaha | 2291 | 3 | SUB | ST | 108.8 |  | Electric Utility | N
EXCLUDE | CA | Frito-Lay Cogen Plant | 10110 | GEN1 | NG | GT | 6 |  | Industrial CHP | Y | Simple Cycle Turbine (PRMVR=GT or OT) unit under 25MW
COALST | IL | Joliet 29 | 384 | 8 | SUB | ST | 660 |  | Electric Utility/IPP Non-CHP | N
EXCLUDE | CA | Puente Hills Energy Recovery | 10472 | GEN2 | LFG | GT | 2.8 |  | Commercial Non-CHP | N | Non Fossil fuel type
COALST | IL | Fisk Street | 886 | 19 | SUB | ST | 374 |  | IPP Non-CHP/Small Power Producer | N
Exclude | FL | Port Everglades | 617 | 6 | NG | GT | 34.2 |  | Electric Utility | N | Low utilization CT
COALST | WA | Transalta Centralia Generation | 3845 | 1 | SUB | ST | 729.9 |  | Electric Utility/IPP Non-CHP | N
COALST | ND | Milton R Young | 2823 | 1 | LIG | ST | 257 |  | Electric Utility | N
COALST | AR | White Bluff | 6009 | 1 | SUB | ST | 900 |  | Electric Utility | N
COALST | KS | Jeffrey Energy Center | 6068 | 2 | SUB | ST | 720 |  | Electric Utility | N
COALST | WY | Dave Johnston | 4158 | 1 | SUB | ST | 113.6 |  | Electric Utility | N
Exclude | FL | Intercession City | 8049 | P12 | NG | GT | 115 |  | Electric Utility | N | Low utilization CT
COALST | TN | Johnsonville | 3406 | 5 | SUB | ST | 147 |  | Electric Utility | Y
COALST | KY | Dale | 1385 | 1 | BIT | ST | 27 |  | Electric Utility | N
EXCLUDE | CA | Union Tribune Publishing | 10600 | GEN1 | NG | GT | 3.1 |  | Industrial CHP | Y | Simple Cycle Turbine (PRMVR=GT or OT) unit under 25MW
EXCLUDE | IL | Nalco | 50326 | DPOX | NG | CC | 0.7 |  | Commercial CHP | Y | Combined Cycle (PRMVR=CC) unit under 25MW
EXCLUDE | IL | Nalco | 50326 | AT1 | NG | CC | 4 |  | Commercial CHP | Y | Combined Cycle (PRMVR=CC) unit under 25MW
COALST | TX | Fayette Power Project | 6179 | 1 | SUB | ST | 615 |  | Electric Utility | N
Exclude | SD | Spirit Mound | 6092 | 1 | DFO | GT | 67.5 |  | Electric Utility | N | Low utilization CT
Exclude | SD | Spirit Mound | 6092 | 2 | DFO | GT | 67.5 |  | Electric Utility | N | Low utilization CT
COALST | OH | Walter C Beckjord | 2830 | 4 | BIT | ST | 163.2 |  | Electric Utility | N
COALST | KY | R D Green | 6639 | 2 | BIT | ST | 293 |  | Electric Utility | N
COALST | AR | White Bluff | 6009 | 2 | SUB | ST | 900 |  | Electric Utility | N
EXCLUDE | ME | ReEnergy Fort Fairfield | 7513 | GEN1 | WDS | ST | 37.5 |  | IPP Non-CHP | N | Non Fossil fuel type
COALST | MI | J R Whiting | 1723 | 1 | SUB | ST | 106.3 |  | Electric Utility | N
COALST | NM | San Juan | 2451 | 2 | BIT | ST | 369 |  | Electric Utility | N
EXCLUDE | MN | GRS Pine Bend | 55598 | 3 | LFG | CC | 6.6 |  | IPP Non-CHP | N | Non Fossil fuel type
EXCLUDE | MN | GRS Pine Bend | 55598 | 1 | LFG | CC | 5 |  | IPP Non-CHP | N | Non Fossil fuel type
EXCLUDE | MN | GRS Pine Bend | 55598 | 2 | LFG | CC | 5 |  | IPP Non-CHP | N | Non Fossil fuel type
COALST | PA | Shawville | 3131 | 1 | BIT | ST | 125 |  | Electric Utility/IPP Non-CHP | N
COALST | MI | J R Whiting | 1723 | 3 | SUB | ST | 132.8 |  | Electric Utility | N
COALST | KY | Shawnee | 1379 | 8 | BIT | ST | 175 |  | Electric Utility | N
COALST | CO | Comanche | 470 | 2 | SUB | ST | 396 |  | Electric Utility | N
EXCLUDE | OH | St Marys | 2942 | GT1 | NG | GT | 11 |  | Electric Utility | N | Simple Cycle Turbine (PRMVR=GT or OT) unit under 25MW
COALST | GA | Scherer | 6257 | 1 | SUB | ST | 891 |  | Electric Utility | N
EXCLUDE | IL | Granite City Works | 57072 | G-1 | BFG | ST | 78 |  | Industrial CHP | Y | Commercial/Industrial Unit
COALST | IL | Coffeen | 861 | 1 | SUB | ST | 388.9 |  | Electric Utility/IPP Non-CHP | N
COALST | WY | Wygen III | 56596 | 5 | SUB | ST | 116.2 |  | Electric Utility | N
COALST | PA | New Castle Plant | 3138 | 3 | BIT | ST | 98 |  | Electric Utility/IPP Non-CHP | N
COALST | KS | Tecumseh Energy Center | 1252 | 8 | SUB | ST | 150 |  | Electric Utility | N
COALST | TN | Johnsonville | 3406 | 6 | SUB | ST | 147 |  | Electric Utility | Y
COALST | KY | Elmer Smith | 1374 | 2 | BIT | ST | 282.1 |  | Electric Utility | N
COALST | KY | Dale | 1385 | 2 | BIT | ST | 27 |  | Electric Utility | N
EXCLUDE | HI | Kahului | 6056 | 4 | RFO | ST | 12.5 |  | Electric Utility | N | Steam unit (PRMVR=ST) under 25MW/250 MMBtu/hr
Exclude | LA | Hargis-Hebert Electric Generating | 56283 | U-1 | NG | GT | 50.4 |  | Electric Utility | N | Low utilization CT
COALST | MD | AES Warrior Run Cogeneration Facility | 10678 | GEN1 | BIT | ST | 229 |  | IPP CHP | Y
EXCLUDE | MA | Deer Island Treatment Plant | 10823 | G101 | DFO | GT | 26 |  | Commercial CHP | N | Commercial/Industrial Unit
EXCLUDE | MA | Deer Island Treatment Plant | 10823 | G201 | DFO | GT | 26 |  | Commercial CHP | N | Commercial/Industrial Unit
COALST | AL | James H Miller Jr | 6002 | 1 | SUB | ST | 705.5 |  | Electric Utility | N
Exclude | MS | Sylvarena | 7989 | 3 | NG | GT | 47 |  | Electric Utility | N | Low utilization CT
COALST | MO | Lake Road | 2098 | 4 | SUB | ST | 90 |  | Electric Utility | N
EXCLUDE | IA | Webster City | 1198 | 6 | DFO | GT | 21.3 |  | Electric Utility | N | Simple Cycle Turbine (PRMVR=GT or OT) unit under 25MW
COALST | NM | San Juan | 2451 | 3 | BIT | ST | 555 |  | Electric Utility | N
COALST | AR | Independence | 6641 | 2 | SUB | ST | 900 |  | Electric Utility | N
COALST | VA | Clinch River | 3775 | 2 | BIT | ST | 237.5 |  | Electric Utility | N
OGST | TX | Powerlane Plant | 4195 | ST3 | NG | ST | 43.2 |  | Electric Utility | N
COALST | AL | Gorgas | 8 | 8 | BIT | ST | 187.5 |  | Electric Utility | N
COALST | UT | Carbon | 3644 | 2 | BIT | ST | 113.6 |  | Electric Utility | N
Exclude | MO | John Twitty Energy Center | 6195 | GT1 | NG | GT | 57 |  | Electric Utility | N | Low utilization CT
COALST | Navajo | Navajo | 4941 | NAV1 | BIT | ST | 803.1 |  | Electric Utility | N
Exclude | WI | Concord | 7159 | 4 | NG | GT | 95.4 |  | Electric Utility | N | Low utilization CT
EXCLUDE | CT | Torrington Terminal | 565 | UN10 | KER | GT | 21.8 |  | IPP Non-CHP | N | Simple Cycle Turbine (PRMVR=GT or OT) unit under 25MW
COALST | KY | Shawnee | 1379 | 6 | BIT | ST | 175 |  | Electric Utility | N
COALST | SC | W S Lee | 3264 | 3 | BIT | ST | 175 |  | Electric Utility | N
COALST | FL | Big Bend | 645 | ST1 | BIT | ST | 445.5 |  | Electric Utility | N
COALST | ND | Leland Olds | 2817 | 2 | LIG | ST | 440 |  | Electric Utility | N
COALST | MN | Clay Boswell | 1893 | 3 | SUB | ST | 364.5 |  | Electric Utility | N
COALST | ND | Milton R Young | 2823 | 2 | LIG | ST | 477 |  | Electric Utility | N
COALST | VA | Chesapeake | 3803 | ST2 | BIT | ST | 112.5 |  | Electric Utility | N
Exclude | TN | Gleason Generating Facility | 55251 | CTG2 | NG | GT | 191.2 |  | Electric Utility | N | Low utilization CT
Exclude | VA | Remington | 7838 | 1 | NG | GT | 178.5 |  | Electric Utility | N | Low utilization CT
Exclude | VA | Remington | 7838 | 3 | NG | GT | 178.5 |  | Electric Utility | N | Low utilization CT
Exclude | VA | Remington | 7838 | 4 | NG | GT | 178.5 |  | Electric Utility | N | Low utilization CT
Exclude | VA | Remington | 7838 | 2 | NG | GT | 170 |  | Electric Utility | N | Low utilization CT
COALST | TX | Martin Lake | 6146 | 3 | LIG | ST | 793.2 |  | Electric Utility/IPP Non-CHP | N
COALST | IL | Hennepin Power Station | 892 | 1 | SUB | ST | 75 |  | Electric Utility/IPP Non-CHP | N
COALST | TN | Johnsonville | 3406 | 10 | SUB | ST | 172.8 |  | Electric Utility | Y
COALST | NC | L V Sutton Steam | 2713 | 3 | BIT | ST | 446.6 |  | Electric Utility | N
COALST | MI | Belle River | 6034 | ST2 | SUB | ST | 697.5 |  | Electric Utility | N
COALST | SC | Winyah | 6249 | 3 | BIT | ST | 315 |  | Electric Utility | N
COALST | WY | Jim Bridger | 8066 | 2 | SUB | ST | 577.9 |  | Electric Utility | N
COALST | MI | River Rouge | 1740 | 2 | SUB | ST | 292.5 |  | Electric Utility | N
Exclude | WI | South Fond Du Lac | 7203 | CT3 | NG | GT | 95.4 |  | Electric Utility | N | Low utilization CT
EXCLUDE | HI | Hawaii Cogen | 10194 | GEN1 | OG | GT | 3 |  | Industrial CHP | Y | Simple Cycle Turbine (PRMVR=GT or OT) unit under 25MW
EXCLUDE | HI | Hawaii Cogen | 10194 | GEN2 | OG | GT | 3 |  | Industrial CHP | Y | Simple Cycle Turbine (PRMVR=GT or OT) unit under 25MW
COALST | NJ | B L England | 2378 | 2 | BIT | ST | 163.2 |  | Electric Utility/IPP Non-CHP | N
Exclude | NC | Butler-Warner Generation Plant | 1016 | 5 | NG | GT | 28.8 |  | Electric Utility | N | Low utilization CT
COALST | WI | Columbia | 8023 | 2 | SUB | ST | 511 |  | Electric Utility | N
COALST | IL | Kincaid Generation LLC | 876 | 1 | SUB | ST | 659.5 |  | Electric Utility/IPP Non-CHP | N
COALST | SC | Winyah | 6249 | 4 | BIT | ST | 315 |  | Electric Utility | N
COALST | NH | Merrimack | 2364 | 2 | BIT | ST | 345.6 |  | Electric Utility | N
COALST | AL | Greene County | 10 | 2 | BIT | ST | 269.2 |  | Electric Utility | N
COALST | MO | Sibley | 2094 | 2 | SUB | ST | 50 |  | Electric Utility | N
Exclude | AL | Greene County | 10 | GT8 | NG | GT | 80 |  | Electric Utility | N | Low utilization CT
COALST | TX | Gibbons Creek | 6136 | 1 | SUB | ST | 453.5 |  | Electric Utility | N
COALST | IL | Wood River | 898 | 4 | SUB | ST | 112.5 |  | Electric Utility/IPP Non-CHP | N
COALST | TX | Big Brown | 3497 | 2 | LIG | ST | 593.4 |  | Electric Utility/IPP Non-CHP | N
COALST | OH | Kyger Creek | 2876 | 1 | BIT | ST | 217.3 |  | Electric Utility | N
COALST | OH | Kyger Creek | 2876 | 3 | BIT | ST | 217.3 |  | Electric Utility | N
COALST | TX | Monticello | 6147 | 3 | SUB | ST | 793.2 |  | Electric Utility/IPP Non-CHP | N
COALST | TX | Oklaunion | 127 | 1 | SUB | ST | 720 |  | Electric Utility | N
COALST | KY | Shawnee | 1379 | 9 | BIT | ST | 175 |  | Electric Utility | N
EXCLUDE | MS | Benndale | 2068 | 1 | NG | GT | 16.2 |  | Electric Utility | N | Simple Cycle Turbine (PRMVR=GT or OT) unit under 25MW
COALST | Navajo | Four Corners | 2442 | 1 | SUB | ST | 190 |  | Electric Utility | N
COALST | WY | Naughton | 4162 | 1 | SUB | ST | 163.2 |  | Electric Utility | N
COALST | MO | Sikeston Power Station | 6768 | 1 | SUB | ST | 261 |  | Electric Utility | N
COALST | FL | St Johns River Power Park | 207 | 2 | BIT | ST | 679 |  | Electric Utility | N
COALST | OH | Kyger Creek | 2876 | 5 | BIT | ST | 217.3 |  | Electric Utility | N
COALST | TX | J K Spruce | 7097 | 1 | SUB | ST | 566 |  | Electric Utility | N
COALST | NC | Buck | 2720 | 6 | BIT | ST | 125 |  | Electric Utility | N
EXCLUDE | OK | Boomer Lake Station | 3000 | 2 | NG | ST | 12.7 |  | Electric Utility | N | Steam unit (PRMVR=ST) under 25MW/250 MMBtu/hr
COALST | SC | Jefferies | 3319 | 3 | BIT | ST | 172.8 |  | Electric Utility | N
EXCLUDE | OK | Boomer Lake Station | 3000 | 1 | NG | ST | 10 |  | Electric Utility | N | Steam unit (PRMVR=ST) under 25MW/250 MMBtu/hr
COALST | IL | Dallman | 963 | 4 | BIT | ST | 280 |  | Electric Utility | N
COALST | AL | E C Gaston | 26 | 2 | BIT | ST | 272 |  | Electric Utility | N
EXCLUDE | MO | Fulton | 2126 | GT4 | NG | GT | 21.2 |  | Electric Utility | N | Simple Cycle Turbine (PRMVR=GT or OT) unit under 25MW
COALST | IL | Kincaid Generation LLC | 876 | 2 | SUB | ST | 659.5 |  | Electric Utility/IPP Non-CHP | N
Exclude | IA | Sycamore | 8029 | 2 | NG | GT | 78.8 |  | Electric Utility | N | Low utilization CT
EXCLUDE | PA | PPL Martins Creek LLC West Shore | 3154 | CTG1 | DFO | GT | 18.5 |  | IPP Non-CHP | N | Simple Cycle Turbine (PRMVR=GT or OT) unit under 25MW
EXCLUDE | PA | PPL Martins Creek LLC West Shore | 3154 | CTG2 | DFO | GT | 18.5 |  | IPP Non-CHP | N | Simple Cycle Turbine (PRMVR=GT or OT) unit under 25MW
OGST | NY | East River | 2493 | 7 | NG | ST | 200 |  | Electric Utility/Cogeneration | Y
EXCLUDE | NY | 59th Street | 2503 | GT1 | KER | GT | 17.1 |  | Electric Utility | N | Simple Cycle Turbine (PRMVR=GT or OT) unit under 25MW
COALST | IN | R Gallagher | 1008 | 2 | BIT | ST | 150 |  | Electric Utility | N
COALST | WV | Kanawha River | 3936 | 2 | BIT | ST | 219.6 |  | Electric Utility | N
COALST | OH | FirstEnergy W H Sammis | 2866 | 5 | BIT | ST | 334 |  | Electric Utility/IPP Non-CHP | N
COALST | OH | Kyger Creek | 2876 | 4 | BIT | ST | 217.3 |  | Electric Utility | N
EXCLUDE | OH | Ashtabula | 55990 | 6 | NG | CC | 0.8 |  | IPP CHP | Y | Combined Cycle (PRMVR=CC) unit under 25MW
EXCLUDE | OH | Ashtabula | 55990 | 7 | NG | CC | 0.8 |  | IPP CHP | Y | Combined Cycle (PRMVR=CC) unit under 25MW
EXCLUDE | OH | Ashtabula | 55990 | 1 | NG | CC | 4.9 |  | IPP CHP | Y | Combined Cycle (PRMVR=CC) unit under 25MW
EXCLUDE | OH | Ashtabula | 55990 | 2 | NG | CC | 4.9 |  | IPP CHP | Y | Combined Cycle (PRMVR=CC) unit under 25MW
EXCLUDE | OH | Ashtabula | 55990 | 3 | NG | CC | 4.9 |  | IPP CHP | Y | Combined Cycle (PRMVR=CC) unit under 25MW
EXCLUDE | OH | Ashtabula | 55990 | 4 | NG | CC | 4.9 |  | IPP CHP | Y | Combined Cycle (PRMVR=CC) unit under 25MW
EXCLUDE | OH | Ashtabula | 55990 | 5 | NG | CC | 4.9 |  | IPP CHP | Y | Combined Cycle (PRMVR=CC) unit under 25MW
Exclude | TX | DeCordova Steam Electric Station | 8063 | CT1 | NG | GT | 89.4 |  | Electric Utility/IPP Non-CHP | N | Low utilization CT
COALST | GA | Harllee Branch | 709 | 3 | BIT | ST | 544 |  | Electric Utility | N
COALST | IL | Joppa Steam | 887 | 3 | SUB | ST | 183.3 |  | Electric Utility/IPP Non-CHP | N
COALST | NC | Roxboro | 2712 | 4 | BIT | ST | 745.2 |  | Electric Utility | N
COALST | Navajo | Four Corners | 2442 | 2 | SUB | ST | 190 |  | Electric Utility | N
COALST | TX | Twin Oaks Power One | 7030 | 2 | LIG | ST | 174.6 |  | Electric Utility/IPP Non-CHP | N
COALST | TX | Martin Lake | 6146 | 2 | LIG | ST | 793.2 |  | Electric Utility/IPP Non-CHP | N
COALST | MN | Clay Boswell | 1893 | 4 | SUB | ST | 558 |  | Electric Utility | N
COALST | WI | Weston | 4078 | 2 | SUB | ST | 81.6 |  | Electric Utility | N
COALST | GA | Scherer | 6257 | 2 | SUB | ST | 891 |  | Electric Utility | N
COALST | WY | Dry Fork Station | 56609 | 01 | SUB | ST | 390 |  | Electric Utility | N
OGST | MS | Moselle | 2070 | 3 | NG | ST | 59 |  | Electric Utility | N
OGST | CA | Pittsburg Power | 271 | 7 | NG | ST | 751.1 |  | Electric Utility/IPP Non-CHP | N
COALST | TX | Martin Lake | 6146 | 1 | LIG | ST | 793.2 |  | Electric Utility/IPP Non-CHP | N
EXCLUDE | AR | Cross Oil Refining & Marketing | 58077 | CROSS | NG | GT | 3.5 |  | Industrial CHP | Y | Simple Cycle Turbine (PRMVR=GT or OT) unit under 25MW
COALST | IL | Hennepin Power Station | 892 | 2 | SUB | ST | 231.3 |  | Electric Utility/IPP Non-CHP | N
COALST | MO | James River Power Station | 2161 | 3 | SUB | ST | 44 |  | Electric Utility | N
COALST | NY | C R Huntley Generating Station | 2549 | 67 | SUB | ST | 200 |  | Electric Utility/IPP Non-CHP | N
COALST | IN | A B Brown | 6137 | 1 | BIT | ST | 265.2 |  | Electric Utility | N
COALST | KY | Dale | 1385 | 4 | BIT | ST | 81 |  | Electric Utility | N
COALST | VA | Chesapeake | 3803 | ST1 | BIT | ST | 112.5 |  | Electric Utility | N
COALST | TN | John Sevier | 3405 | 3 | BIT | ST | 200 |  | Electric Utility | N
COALST | PA | Portland | 3113 | 2 | BIT | ST | 255 |  | Electric Utility/IPP Non-CHP | N
COALST | IL | Baldwin Energy Complex | 889 | 1 | SUB | ST | 625.1 |  | Electric Utility/IPP Non-CHP | N
EXCLUDE | CA | Century Generating Facility | 55934 | C1 | NG | GT | 11.2 |  | IPP Non-CHP | N | Simple Cycle Turbine (PRMVR=GT or OT) unit under 25MW
EXCLUDE | CA | Century Generating Facility | 55934 | C2 | NG | GT | 11.2 |  | IPP Non-CHP | N | Simple Cycle Turbine (PRMVR=GT or OT) unit under 25MW
EXCLUDE | CA | Century Generating Facility | 55934 | C3 | NG | GT | 11.2 |  | IPP Non-CHP | N | Simple Cycle Turbine (PRMVR=GT or OT) unit under 25MW
EXCLUDE | CA | Century Generating Facility | 55934 | C4 | NG | GT | 11.2 |  | IPP Non-CHP | N | Simple Cycle Turbine (PRMVR=GT or OT) unit under 25MW
COALST | NC | G G Allen | 2718 | 5 | BIT | ST | 275 |  | Electric Utility | N
COALST | AL | Colbert | 47 | 5 | BIT | ST | 550 |  | Electric Utility | N
COALST | FL | Crystal River | 628 | 1 | BIT | ST | 440.5 |  | Electric Utility | N
COALST | AL | Widows Creek | 50 | 7 | BIT | ST | 575 |  | Electric Utility | N
COALST | NY | C R Huntley Generating Station | 2549 | S68 | SUB | ST | 200 |  | Electric Utility/IPP Non-CHP | N
COALST | KY | Dale | 1385 | 3 | BIT | ST | 81 |  | Electric Utility | N
OGST | ME | William F Wyman | 1507 | 4 | RFO | ST | 632.4 |  | Electric Utility/IPP Non-CHP | N
COALST | WY | Laramie River Station | 6204.2 | 2 | SUB | ST | 570 |  | Electric Utility | N
COALST | KY | Kenneth C Coleman | 1381 | 1 | BIT | ST | 205 |  | Electric Utility | N
COALST | IL | Joppa Steam | 887 | 4 | SUB | ST | 183.3 |  | Electric Utility/IPP Non-CHP | N
COALST | ND | Coal Creek | 6030 | 2 | LIG | ST | 604.8 |  | Electric Utility | N
COALST | TN | Johnsonville | 3406 | 9 | SUB | ST | 172.8 |  | Electric Utility | Y
COALST | GA | Bowen | 703 | 3 | BIT | ST | 952 |  | Electric Utility | N
COALST | SC | H B Robinson | 3251 | 1 | BIT | ST | 206.6 |  | Electric Utility | N
COALST | CO | Pawnee | 6248 | 1 | SUB | ST | 552.3 |  | Electric Utility | N
COALST | IN | Harding Street | 990 | 7 | BIT | ST | 470.9 |  | Electric Utility | N
COALST | PA | New Castle Plant | 3138 | 4 | BIT | ST | 114 |  | Electric Utility/IPP Non-CHP | N
COALST | IL | Will County | 884 | 4 | SUB | ST | 598.4 |  | Electric Utility/IPP Non-CHP | N
COALST | ND | Coal Creek | 6030 | 1 | LIG | ST | 604.8 |  | Electric Utility | N
COALST | KS | La Cygne | 1241 | 1 | SUB | ST | 893 |  | Electric Utility | N
COALST | IL | Baldwin Energy Complex | 889 | 3 | SUB | ST | 634.5 |  | Electric Utility/IPP Non-CHP | N
COALST | KY | R D Green | 6639 | 1 | BIT | ST | 293 |  | Electric Utility | N
COALST | WV | Philip Sporn | 3938 | 1 | BIT | ST | 152.5 |  | Electric Utility | N
COALST | KY | Kenneth C Coleman | 1381 | 3 | BIT | ST | 192 |  | Electric Utility | N
COALST | CO | Martin Drake | 492 | 7 | SUB | ST | 132 |  | Electric Utility | N
COALST | MD | Brandon Shores | 602 | 1 | BIT | ST | 685 |  | Electric Utility/IPP Non-CHP | N
COALST | IL | Joppa Steam | 887 | 1 | SUB | ST | 183.3 |  | Electric Utility/IPP Non-CHP | N
COALST | GA | Harllee Branch | 709 | 4 | BIT | ST | 544 |  | Electric Utility | N
COALST | WI | Genoa | 4143 | ST3 | SUB | ST | 345.6 |  | Electric Utility | N
Exclude | WI | Wheaton | 4014 | 1 | NG | GT | 48.5 |  | Electric Utility | N | Low utilization CT
Exclude | CO | Frank Knutson | 55505 | BR1 | NG | GT | 77.1 |  | Electric Utility | N | Low utilization CT
Exclude | GA | Smarr Energy Center | 7829 | 1 | NG | GT | 121 |  | Electric Utility | N | Low utilization CT
EXCLUDE | IL | Oglesby | 894 | 1 | NG | GT | 17.5 |  | IPP Non-CHP | N | Simple Cycle Turbine (PRMVR=GT or OT) unit under 25MW
EXCLUDE | IL | Oglesby | 894 | 2 | NG | GT | 17.5 |  | IPP Non-CHP | N | Simple Cycle Turbine (PRMVR=GT or OT) unit under 25MW
EXCLUDE | IL | Oglesby | 894 | 3 | NG | GT | 17.5 |  | IPP Non-CHP | N | Simple Cycle Turbine (PRMVR=GT or OT) unit under 25MW
EXCLUDE | IL | Oglesby | 894 | 4 | NG | GT | 17.5 |  | IPP Non-CHP | N | Simple Cycle Turbine (PRMVR=GT or OT) unit under 25MW
NGCC | CA | Mojave Cogen | 10850 | GEN1 | NG | CC | 41.1 |  | IPP CHP | Y
NGCC | CA | Mojave Cogen | 10850 | GEN2 | NG | CC | 16 | 1 | IPP CHP | Y
COALST | IN | State Line Energy | 981 | 3 | SUB | ST | 124.9 |  | Electric Utility/IPP Non-CHP | N
COALST | IN | State Line Energy | 981 | 4 | SUB | ST | 209.4 |  | Electric Utility/IPP Non-CHP | N
COALST | PA | Titus | 3115 | 3 | BIT | ST | 75 |  | Electric Utility/IPP Non-CHP | N
EXCLUDE | NY | Auburn State Street | 8009 | 1 | NG | GT | 7 |  | Electric Utility | N | Simple Cycle Turbine (PRMVR=GT or OT) unit under 25MW
EXCLUDE | PA | PPL Martins Creek LLC Lock Haven | 3147 | CTG | DFO | GT | 18.5 |  | IPP Non-CHP | N | Simple Cycle Turbine (PRMVR=GT or OT) unit under 25MW
OGST | MS | Rex Brown | 2053 | 4 | NG | ST | 238.7 |  | Electric Utility | N
COALST | TX | Oak Grove | 6180 | OG1 | LIG | ST | 916.8 |  | Electric Utility/IPP Non-CHP | N
COALST | NM | San Juan | 2451 | 4 | BIT | ST | 555 |  | Electric Utility | N
COALST | AR | Plum Point Energy Station | 56456 | STG1 | SUB | ST | 720 |  | Electric Utility/IPP Non-CHP | N
COALST | TX | Twin Oaks Power One | 7030 | 1 | LIG | ST | 174.6 |  | Electric Utility/IPP Non-CHP | N
COALST | IL | Joliet 29 | 384 | 7 | SUB | ST | 660 |  | Electric Utility/IPP Non-CHP | N
COALST | VA | Clinch River | 3775 | 1 | BIT | ST | 237.5 |  | Electric Utility | N
COALST | IL | Joppa Steam | 887 | 2 | SUB | ST | 183.3 |  | Electric Utility/IPP Non-CHP | N
OGST | CT | NRG Norwalk Harbor | 548 | 1 | RFO | ST | 163.2 |  | Electric Utility/IPP Non-CHP | N
COALST | CO | Ray D Nixon | 8219 | 1 | SUB | ST | 207 |  | Electric Utility | N
COALST | AL | Colbert | 47 | 4 | BIT | ST | 200 |  | Electric Utility | N
COALST | MI | Trenton Channel | 1745 | 7 | SUB | ST | 120 |  | Electric Utility | N
COALST | KY | Paradise | 1378 | 3 | BIT | ST | 1150.2 |  | Electric Utility | N
COALST | MI | Trenton Channel | 1745 | 9 | SUB | ST | 535.5 |  | Electric Utility | N
COALST | KY | Cane Run | 1363 | 5 | BIT | ST | 209.4 |  | Electric Utility | N
COALST | LA | Brame Energy Center | 6190 | 2 | SUB | ST | 558 |  | Electric Utility | N
COALST | PA | Shawville | 3131 | 2 | BIT | ST | 125 |  | Electric Utility/IPP Non-CHP | N
EXCLUDE | CT | Tunnel | 557 | 10 | JF | GT | 18.5 |  | IPP Non-CHP | N | Simple Cycle Turbine (PRMVR=GT or OT) unit under 25MW
Exclude | NY | Shoemaker | 2632 | SHOE | NG | GT | 41.9 |  | Electric Utility/IPP Non-CHP | N | Low utilization CT
COALST | AL | E C Gaston | 26 | ST4 | BIT | ST | 244.8 |  | Electric Utility | N
Exclude | NC | Lincoln Combustion | 7277 | 1 | NG | GT | 109.6 |  | Electric Utility | N | Low utilization CT
Exclude | IL | Gibson City | 55201 | 1 | NG | GT | 135 |  | Electric Utility/IPP Non-CHP | N | Low utilization CT
COALST | WV | FirstEnergy Albright | 3942 | 3 | BIT | ST | 140.2 |  | Electric Utility | N
EXCLUDE | NY | Astoria Generating Station | 8906 | 1 | NG | GT | 15 |  | IPP Non-CHP | N | Simple Cycle Turbine (PRMVR=GT or OT) unit under 25MW
EXCLUDE | CA | El Cajon | 301 | ENCI | NG | GT | 18 |  | IPP Non-CHP | N | Simple Cycle Turbine (PRMVR=GT or OT) unit under 25MW
COALST | WI | Pulliam | 4072 | 8 | SUB | ST | 149.6 |  | Electric Utility | N
Exclude | KS | Gordon Evans Energy Center | 1240 | GT3 | NG | GT | 178.5 |  | Electric Utility | N | Low utilization CT
COALST | MI | J H Campbell | 1710 | 3 | SUB | ST | 916.8 |  | Electric Utility | N
COALST | KY | Shawnee | 1379 | 7 | BIT | ST | 175 |  | Electric Utility | N
COALST | NC | Roanoke Valley Energy Facility II | 54755 | GEN2 | BIT | ST | 57.8 |  | Electric Utility/IPP CHP | Y
Exclude | WI | Wheaton | 4014 | 3 | NG | GT | 48.5 |  | Electric Utility | N | Low utilization CT
COALST | AL | James H Miller Jr | 6002 | 2 | SUB | ST | 705.5 |  | Electric Utility | N
COALST | TX | Sandow No 4 | 6648 | 4 | LIG | ST | 590.6 |  | Electric Utility/IPP Non-CHP | N
Exclude | MO | Chillicothe | 2122 | GT2 | NG | GT | 40 |  | Electric Utility | N | Low utilization CT
OGST | MI | Dan E Karn | 1702 | 3 | NG | ST | 692.5 |  | Electric Utility | N
COALST | TX | Welsh | 6139 | 2 | SUB | ST | 558 |  | Electric Utility | N
EXCLUDE | IL | Stallings | 895 | 1 | NG | GT | 23.8 |  | IPP Non-CHP | N | Simple Cycle Turbine (PRMVR=GT or OT) unit under 25MW
EXCLUDE | IL | Stallings | 895 | 2 | NG | GT | 23.8 |  | IPP Non-CHP | N | Simple Cycle Turbine (PRMVR=GT or OT) unit under 25MW
EXCLUDE | IL | Stallings | 895 | 3 | NG | GT | 23.8 |  | IPP Non-CHP | N | Simple Cycle Turbine (PRMVR=GT or OT) unit under 25MW
EXCLUDE | IL | Stallings | 895 | 4 | NG | GT | 23.8 |  | IPP Non-CHP | N | Simple Cycle Turbine (PRMVR=GT or OT) unit under 25MW
COALST | OH | J M Stuart | 2850 | 4 | BIT | ST | 610.2 |  | Electric Utility | N
EXCLUDE | TX | Pearsall | 3630 | 2 | NG | ST | 22 |  | Electric Utility | N | Steam unit (PRMVR=ST) under 25MW/250 MMBtu/hr
COALST | SC | Canadys Steam | 3280 | 1 | BIT | ST | 136 |  | Electric Utility | N
COALST | VA | Clinch River | 3775 | 3 | BIT | ST | 237.5 |  | Electric Utility | N
COALST | VA | Clover | 7213 | 2 | BIT | ST | 424 |  | Electric Utility | N
COALST | AL | Barry | 3 | 4 | BIT | ST | 403.7 |  | Electric Utility | N
COALST | FL | Big Bend | 645 | ST2 | BIT | ST | 445.5 |  | Electric Utility | N
COALST | MI | Trenton Channel | 1745 | 8 | SUB | ST | 120 |  | Electric Utility | N
COALST | KS | Quindaro | 1295 | ST1 | SUB | ST | 81.6 |  | Electric Utility | N
OGST | MI | Dan E Karn | 1702 | 4 | NG | ST | 709.8 |  | Electric Utility | N
COALST | NC | Asheville | 2706 | 2 | BIT | ST | 207 |  | Electric Utility | N
COALST | WY | Dave Johnston | 4158 | 4 | SUB | ST | 360 |  | Electric Utility | N
COALST | MI | Dan E Karn | 1702 | 2A | SUB | ST | 136 |  | Electric Utility | N
COALST | MI | Dan E Karn | 1702 | 1A | SUB | ST | 136 |  | Electric Utility | N
COALST | MD | Chalk Point LLC | 1571 | ST2 | BIT | ST | 364 |  | Electric Utility/IPP Non-CHP | N
EXCLUDE | MA | Doreen | 1631 | DORE | JF | GT | 21.1 |  | IPP Non-CHP | N | Simple Cycle Turbine (PRMVR=GT or OT) unit under 25MW
COALST | IN | Tanners Creek | 988 | 2 | BIT | ST | 152.5 |  | Electric Utility | N
COALST | AL | Barry | 3 | 5 | BIT | ST | 788.8 |  | Electric Utility | N
OGST | TX | Knox Lee | 3476 | 3 | NG | ST | 38 |  | Electric Utility | N
COALST | IA | George Neal North | 1091 | 2 | SUB | ST | 349.2 |  | Electric Utility | N
COALST | TN | Gallatin | 3403 | 1 | SUB | ST | 300 |  | Electric Utility | N
COALST | TN | Gallatin | 3403 | 2 | SUB | ST | 300 |  | Electric Utility | N
COALST | AL | E C Gaston | 26 | 1 | BIT | ST | 272 |  | Electric Utility | N
COALST | MD | Chalk Point LLC | 1571 | ST1 | BIT | ST | 364 |  | Electric Utility/IPP Non-CHP | N
COALST | TX | Big Brown | 3497 | 1 | SUB | ST | 593.4 |  | Electric Utility/IPP Non-CHP | N
Exclude | IL | Elwood Energy LLC | 55199 | GT6 | NG | GT | 192 |  | Electric Utility/IPP Non-CHP | N | Low utilization CT
COALST | ND | Stanton | 2824 | 1 | SUB | ST | 190.2 |  | Electric Utility | N
COALST | NE | Whelan Energy Center | 60 | 2 | SUB | ST | 248 |  | Electric Utility | N
COALST | IN | Frank E Ratts | 1043 | 1 | BIT | ST | 116.6 |  | Electric Utility | N
COALST | MN | Sherburne County | 6090 | 2 | SUB | ST | 765.3 |  | Electric Utility | Y
COALST | VA | Birchwood Power | 54304 | 1 | BIT | ST | 258.3 |  | IPP Non-CHP | N
COALST | SD | Big Stone | 6098 | 1 | SUB | ST | 456 |  | Electric Utility | Y
Exclude | GA | Hartwell Energy Facility | 54538 | MAG2 | NG | GT | 180 |  | Electric Utility | N | Low utilization CT
COALST | TX | Welsh | 6139 | 3 | SUB | ST | 558 |  | Electric Utility | N
COALST | WI | Elm Road Generating Station | 56068 | 2 | BIT | ST | 701.3 |  | Electric Utility | N
COALST | MN | Sherburne County | 6090 | 1 | SUB | ST | 765.3 |  | Electric Utility | Y
Exclude | NY | Wading River | 7146 | 02 | DFO | GT | 79.5 |  | Electric Utility | N | Low utilization CT
Exclude | NY | Wading River | 7146 | 03 | DFO | GT | 79.5 |  | Electric Utility | N | Low utilization CT
Exclude | NY | Wading River | 7146 | 1 | DFO | GT | 79.5 |  | Electric Utility | N | Low utilization CT
COALST | WV | Kanawha River | 3936 | 1 | BIT | ST | 219.6 |  | Electric Utility | N
Exclude | AZ | H Wilson Sundt Generating Station | 126 | GT1 | NG | GT | 27 |  | Electric Utility | N | Low utilization CT
Exclude | AZ | H Wilson Sundt Generating Station | 126 | GT2 | NG | GT | 27 |  | Electric Utility | N | Low utilization CT
EXCLUDE | CA | Sycamore Energy 1 | 10387 | 1A | LFG | GT | 1.2 |  | IPP Non-CHP | N | Non Fossil fuel type
EXCLUDE | CA | Sycamore Energy 1 | 10387 | 2A | LFG | GT | 1.2 |  | IPP Non-CHP | N | Non Fossil fuel type
EXCLUDE | CA | Sycamore Energy 1 | 10387 | 3 | LFG | GT | 3 |  | IPP Non-CHP | N | Non Fossil fuel type
COALST | FL | Lansing Smith | 643 | 2 | BIT | ST | 190.4 |  | Electric Utility | N
COALST | GA | Harllee Branch | 709 | 1 | BIT | ST | 299.2 |  | Electric Utility | N
COALST | OK | Muskogee | 2952 | 5 | SUB | ST | 572 |  | Electric Utility | N
Exclude | NE | C W Burdick | 2241 | GT2 | NG | GT | 63.4 |  | Electric Utility | N | Low utilization CT
Exclude | NE | C W Burdick | 2241 | GT3 | NG | GT | 63.4 |  | Electric Utility | N | Low utilization CT
EXCLUDE | NE | C W Burdick | 2241 | GT1 | NG | GT | 16 |  | Electric Utility | N | Simple Cycle Turbine (PRMVR=GT or OT) unit under 25MW
COALST | MI | St Clair | 1743 | 7 | SUB | ST | 544.5 |  | Electric Utility | N
Exclude | MO | Northeast | 2081 | 18 | DFO | GT | 64 |  | Electric Utility | N | Low utilization CT
EXCLUDE | MO | Marshall | 2144 | GT1 | NG | GT | 15.2 |  | Electric Utility | N | Simple Cycle Turbine (PRMVR=GT or OT) unit under 25MW
EXCLUDE | CA | SEGS I | 10437 | GEN1 | SUN | ST | 13.8 |  | IPP Non-CHP | N | Non Combustion (NUC, WAT, WND, GEO, or SUN)
COALST | MO | Meramec | 2104 | 4 | SUB | ST | 359 |  | Electric Utility | N
COALST | NV | North Valmy | 8224 | 2 | SUB | ST | 289.8 |  | Electric Utility | N
COALST | TX | J T Deely | 6181 | 1 | SUB | ST | 486 |  | Electric Utility | N
COALST | SC | Cross | 130 | 1 | BIT | ST | 590.9 |  | Electric Utility | N
COALST | OK | Sooner | 6095 | 1 | SUB | ST | 569 |  | Electric Utility | N
COALST | WI | Edgewater | 4050 | 5 | SUB | ST | 380 |  | Electric Utility | N
COALST | WY | Naughton | 4162 | 3 | SUB | ST | 326.4 |  | Electric Utility | N
COALST | IN | Frank E Ratts | 1043 | 2 | BIT | ST | 116.6 |  | Electric Utility | N
COALST | KY | Paradise | 1378 | 1 | BIT | ST | 704 |  | Electric Utility | N
COALST | CO | Hayden | 525 | 2 | BIT | ST | 275.4 |  | Electric Utility | N
OGST | OH | Haverhill North Cogeneration Facility | 56848 | SCKG1 | OG | ST | 67 |  | IPP CHP | Y
COALST | MI | J B Sims | 1825 | 3 | BIT | ST | 80 |  | Electric Utility | N
EXCLUDE | MA | Woodland Road | 1643 | WOOD | KER | GT | 20.4 |  | IPP Non-CHP | N | Simple Cycle Turbine (PRMVR=GT or OT) unit under 25MW
EXCLUDE | MI | GRS C&C | 55597 | 4 | LFG | GT | 2.7 |  | IPP Non-CHP | N | Non Fossil fuel type
COALST | WY | Jim Bridger | 8066 | 4 | SUB | ST | 584 |  | Electric Utility | N
COALST | FL | Crystal River | 628 | 5 | BIT | ST | 739.2 |  | Electric Utility | N
EXCLUDE | WI | Sycamore | 3993 | 2 | NG | GT | 23.6 |  | Electric Utility | N | Simple Cycle Turbine (PRMVR=GT or OT) unit under 25MW
EXCLUDE | WI | Sycamore | 3993 | 1 | NG | GT | 18 |  | Electric Utility | N | Simple Cycle Turbine (PRMVR=GT or OT) unit under 25MW
EXCLUDE | MS | Yazoo | 2067 | 2 | NG | CC | 5 |  | Electric Utility | N | Combined Cycle (PRMVR=CC) unit under 25MW
EXCLUDE | MS | Yazoo | 2067 | 3 | NG | CC | 12.6 |  | Electric Utility | N | Combined Cycle (PRMVR=CC) unit under 25MW
EXCLUDE | MS | Yazoo | 2067 | GT1 | NG | CC | 16.5 |  | Electric Utility | N | Combined Cycle (PRMVR=CC) unit under 25MW
COALST | KS | La Cygne | 1241 | 2 | SUB | ST | 685 |  | Electric Utility | N
Exclude | TX | Morgan Creek | 3492 | CT6 | NG | GT | 89.4 |  | Electric Utility/IPP Non-CHP | N | Low utilization CT
COALST | WV | Philip Sporn | 3938 | 2 | BIT | ST | 152.5 |  | Electric Utility | N
COALST | IN | Merom | 6213 | 1 | BIT | ST | 540 |  | Electric Utility | N
EXCLUDE | KS | West 14th Street | 1332 | GT1 | NG | GT | 11 |  | Electric Utility | N | Simple Cycle Turbine (PRMVR=GT or OT) unit under 25MW
COALST | KY | Paradise | 1378 | 2 | BIT | ST | 704 |  | Electric Utility | N
COALST | SC | Wateree | 3297 | 2 | BIT | ST | 385.9 |  | Electric Utility | N
EXCLUDE | HI | Kahului | 6056 | 3 | RFO | ST | 11.5 |  | Electric Utility | N | Steam unit (PRMVR=ST) under 25MW/250 MMBtu/hr
COALST | IN | Harding Street | 990 | 5 | BIT | ST | 113.5 |  | Electric Utility | N
COALST | KS | Lawrence Energy Center | 1250 | 5 | SUB | ST | 403 |  | Electric Utility | N
COALST | MO | John Twitty Energy Center | 6195 | ST1 | SUB | ST | 194 |  | Electric Utility | N
EXCLUDE | IL | CID Gas Recovery | 50573 | GEN2 | LFG | GT | 3 |  | IPP Non-CHP | N | Non Fossil fuel type
COALST | MO | Sibley | 2094 | 1 | SUB | ST | 55 |  | Electric Utility | N
COALST | TN | Gallatin | 3403 | 3 | SUB | ST | 327.6 |  | Electric Utility | N
COALST | VA | Chesterfield | 3797 | 3 | BIT | ST | 112.5 |  | Electric Utility | N
COALST | AL | Colbert | 47 | 3 | BIT | ST | 200 |  | Electric Utility | N
COALST | KY | Shawnee | 1379 | 2 | BIT | ST | 175 |  | Electric Utility | N
COALST | MO | Thomas Hill | 2168 | 2 | SUB | ST | 272 |  | Electric Utility | N
COALST | TX | W A Parish | 3470 | 8 | SUB | ST | 654 |  | Electric Utility/IPP Non-CHP | N
COALST | IL | E D Edwards | 856 | 1 | SUB | ST | 136 |  | Electric Utility | N
COALST | NV | TS Power Plant | 56224 | 001 | SUB | ST | 242 |  | Electric Utility/IPP Non-CHP | N
COALST | CO | Craig | 6021 | 2 | SUB | ST | 446.4 |  | Electric Utility | N
COALST | WY | Naughton | 4162 | 2 | SUB | ST | 217.6 |  | Electric Utility | N
Exclude | MO | Chillicothe | 2122 | GT1 | NG | GT | 40 |  | Electric Utility | N | Low utilization CT
COALST | AL | Gorgas | 8 | 9 | BIT | ST | 190.4 |  | Electric Utility | N
COALST | IN | AES Petersburg | 994 | 4 | BIT | ST | 670.9 |  | Electric Utility | N
Exclude | IA | Electrifarm | 6063 | 3 | NG | GT | 103.9 |  | Electric Utility | N | Low utilization CT
COALST | MI | Monroe | 1733 | 2 | SUB | ST | 822.6 |  | Electric Utility | N
COALST | FL | Lansing Smith | 643 | 1 | BIT | ST | 149.6 |  | Electric Utility | N
COALST | AL | Widows Creek | 50 | 8 | BIT | ST | 550 |  | Electric Utility | N
COALST | VA | Chesapeake | 3803 | 3 | BIT | ST | 185.2 |  | Electric Utility | N
COALST | SC | Cross | 130 | 2 | BIT | ST | 556.2 |  | Electric Utility | N
OGST | CT | NRG Norwalk Harbor | 548 | 2 | RFO | ST | 163.2 |  | Electric Utility/IPP Non-CHP | N
Exclude | TX | Permian Basin | 3494 | CT1 | NG | GT | 89.4 |  | Electric Utility/IPP Non-CHP | N | Low utilization CT
EXCLUDE | NY | Arthur Kill Generating Station | 2490 | GT1 | NG | GT | 18 |  | IPP Non-CHP | N | Simple Cycle Turbine (PRMVR=GT or OT) unit under 25MW
COALST | TN | Allen Steam Plant | 3393 | 1 | SUB | ST | 330 |  | Electric Utility | N
COALST | WI | Weston | 4078 | 3 | SUB | ST | 350.5 |  | Electric Utility | N
EXCLUDE | KS | Wichita Plant | 50169 | GEN1 | NG | GT | 43.7 |  | Industrial CHP | Y | Commercial/Industrial Unit
COALST | AL | James H Miller Jr | 6002 | 3 | SUB | ST | 705.5 |  | Electric Utility | N
COALST | AL | Colbert | 47 | 1 | BIT | ST | 200 |  | Electric Utility | N
COALST | VA | Clover | 7213 | 1 | BIT | ST | 424 |  | Electric Utility | N
COALST | WI | Edgewater | 4050 | 4 | SUB | ST | 330 |  | Electric Utility | N
COALST | PA | FirstEnergy Armstrong Power Station | 3178 | 2 | BIT | ST | 163.2 |  | Electric Utility/IPP Non-CHP | N
Exclude | PA | Croydon CT Generating Station | 8012 | 31 | DFO | GT | 68.3 |  | Electric Utility/IPP Non-CHP | N | Low utilization CT
COALST | MI | J C Weadock | 1720 | 8 | SUB | ST | 156.3 |  | Electric Utility | N
EXCLUDE | NM | Carlsbad | 2453 | 5 | NG | GT | 16.3 |  | Electric Utility | N | Simple Cycle Turbine (PRMVR=GT or OT) unit under 25MW
COALST | MO | James River Power Station | 2161 | 4 | SUB | ST | 60 |  | Electric Utility | N
Exclude | IN | Bailly | 995 | 10 | NG | GT | 37.5 |  | Electric Utility | N | Low utilization CT
COALST | WV | Philip Sporn | 3938 | 4 | BIT | ST | 152.5 |  | Electric Utility | N
EXCLUDE | IA | Gas Turbine | 1130 | 1 | NG | GT | 19.6 |  | Electric Utility | N | Simple Cycle Turbine (PRMVR=GT or OT) unit under 25MW
EXCLUDE | IA | Gas Turbine | 1130 | 2 | NG | GT | 23.8 |  | Electric Utility | N | Simple Cycle Turbine (PRMVR=GT or OT) unit under 25MW
COALST | GA | Wansley | 6052 | 1 | BIT | ST | 952 |  | Electric Utility | N
COALST | IN | Wabash River | 1010 | 6 | BIT | ST | 387 |  | Electric Utility | N
COALST | TX | Limestone | 298 | 1 | SUB | ST | 893 |  | Electric Utility/IPP Non-CHP | N
EXCLUDE | HI | W H Hill | 772 | 5 | RFO | ST | 14.1 |  | Electric Utility | N | Steam unit (PRMVR=ST) under 25MW/250 MMBtu/hr
COALST | SC | Wateree | 3297 | 1 | BIT | ST | 385.9 |  | Electric Utility | N
COALST | AR | Independence | 6641 | 1 | SUB | ST | 900 |  | Electric Utility | N
COALST | MI | Belle River | 6034 | ST1 | SUB | ST | 697.5 |  | Electric Utility | N
Exclude | AR | Harry D Mattison Gas Plant | 56328 | 2 | NG | GT | 86.5 |  | Electric Utility | N | Low utilization CT
COALST | MI | J H Campbell | 1710 | 2 | SUB | ST | 403.9 |  | Electric Utility | N
COALST | LA | Big Cajun 2 | 6055 | 1 | SUB | ST | 657.9 |  | Electric Utility/IPP Non-CHP | N
COALST | MI | J H Campbell | 1710 | 1 | SUB | ST | 265.2 |  | Electric Utility | N
COALST | PA | FirstEnergy Armstrong Power Station | 3178 | 1 | BIT | ST | 163.2 |  | Electric Utility/IPP Non-CHP | N
COALST | KS | Holcomb | 108 | 1 | SUB | ST | 348.7 |  | Electric Utility | N
COALST | AR | Flint Creek | 6138 | 1 | SUB | ST | 558 |  | Electric Utility | N
COALST | IL | Newton | 6017 | 1 | SUB | ST | 617.4 |  | Electric Utility/IPP Non-CHP | N
COALST | IL | Coffeen | 861 | 2 | SUB | ST | 616.5 |  | Electric Utility/IPP Non-CHP | N
COALST | OH | J M Stuart | 2850 | 1 | BIT | ST | 610.2 |  | Electric Utility | N
COALST | IN | Harding Street | 990 | 6 | BIT | ST | 113.6 |  | Electric Utility | N
COALST | MI | B C Cobb | 1695 | 4 | SUB | ST | 156.3 |  | Electric Utility | N
Exclude | IN | R M Schahfer | 6085 | 16A | NG | GT | 129 |  | Electric Utility | N | Low utilization CT
COALST | IN | Cayuga | 1001 | 2 | BIT | ST | 531 |  | Electric Utility | N
EXCLUDE | MI | Riverview Energy Systems | 54057 | GEN1 | LFG | GT | 3.3 |  | IPP Non-CHP | N | Non Fossil fuel type
EXCLUDE | MI | Riverview Energy Systems | 54057 | GEN2 | LFG | GT | 3.3 |  | IPP Non-CHP | N | Non Fossil fuel type
OGST | HI | Honolulu | 764 | H8 | RFO | ST | 50 |  | Electric Utility | N
COALST | VA | Chesterfield | 3797 | 4 | BIT | ST | 187.5 |  | Electric Utility | N
COALST | KY | Cane Run | 1363 | 4 | BIT | ST | 163.2 |  | Electric Utility | N
COALST | TX | Harrington | 6193 | 3 | SUB | ST | 360 |  | Electric Utility | N
Exclude | CA | Dynegy Oakland Power Plant | 6211 | GEN1 | JF | GT | 74.5 |  | IPP Non-CHP | N | Low utilization CT
Exclude | CA | Dynegy Oakland Power Plant | 6211 | GEN2 | JF | GT | 74.5 |  | IPP Non-CHP | N | Low utilization CT
Exclude | CA | Dynegy Oakland Power Plant | 6211 | GEN3 | JF | GT | 74.5 |  | IPP Non-CHP | N | Low utilization CT
COALST | CO | Cherokee | 469 | 4 | BIT | ST | 380.8 |  | Electric Utility | N
COALST | IN | Wabash River | 1010 | 3 | BIT | ST | 123.2 |  | Electric Utility | N
COALST | TN | Gallatin | 3403 | 4 | SUB | ST | 327.6 |  | Electric Utility | N
COALST | UT | Hunter | 6165 | 3 | BIT | ST | 495.6 |  | Electric Utility | N
COALST | GA | Harllee Branch | 709 | 2 | BIT | ST | 359 |  | Electric Utility | N
COALST | NC | Cape Fear | 2708 | 6 | BIT | ST | 187.9 |  | Electric Utility | N
Exclude | IL | Lee Energy Facility | 55236 | CT8 | NG | GT | 101.8 |  | Electric Utility/IPP Non-CHP | N | Low utilization CT
COALST | OH | Conesville | 2840 | 4 | BIT | ST | 841.5 |  | Electric Utility | N
COALST | KY | Shawnee | 1379 | 4 | BIT | ST | 175 |  | Electric Utility | N
COALST | KY | H L Spurlock | 6041 | 2 | BIT | ST | 592.1 |  | Electric Utility | N
EXCLUDE | MI | Straits | 1718 | 1 | NG | GT | 20 |  | Electric Utility | N | Simple Cycle Turbine (PRMVR=GT or OT) unit under 25MW
COALST | MD | Dickerson | 1572 | 3 | BIT | ST | 196 |  | Electric Utility/IPP Non-CHP | N
COALST | IA | Riverside | 1081 | 5 | SUB | ST | 136 |  | Electric Utility | Y
COALST | KY | Shawnee | 1379 | 1 | BIT | ST | 175 |  | Electric Utility | N
COALST | IN | Cayuga | 1001 | 1 | BIT | ST | 531 |  | Electric Utility | N
COALST | FL | Deerhaven Generating Station | 663 | 2 | BIT | ST | 250.7 |  | Electric Utility | N
COALST | GA | Bowen | 703 | 1 | BIT | ST | 805.8 |  | Electric Utility | N
COALST | MI | Monroe | 1733 | 1 | SUB | ST | 817.2 |  | Electric Utility | N
COALST | KY | Shawnee | 1379 | 5 | BIT | ST | 175 |  | Electric Utility | N
EXCLUDE | HI | W H Hill | 772 | 6 | RFO | ST | 23 |  | Electric Utility | N | Steam unit (PRMVR=ST) under 25MW/250 MMBtu/hr
COALST | KY | Shawnee | 1379 | 3 | BIT | ST | 175 |  | Electric Utility | N
COALST | TX | Oak Grove | 6180 | OG2 | LIG | ST | 878.6 |  | Electric Utility/IPP Non-CHP | N
COALST | OH | FirstEnergy Eastlake | 2837 | 4 | BIT | ST | 208 |  | Electric Utility/IPP Non-CHP | N
Exclude | MA | Stony Brook | 6081 | 1 | DFO | GT | 85 |  | Electric Utility | N | Low utilization CT
Exclude | MA | Stony Brook | 6081 | 2 | DFO | GT | 85 |  | Electric Utility | N | Low utilization CT
COALST | MO | Iatan | 6065 | 1 | SUB | ST | 726 |  | Electric Utility | N
EXCLUDE | CA | Grossmont Hospital | 10115 | GEN1 | NG | GT | 0.8 |  | Commercial CHP | Y | Simple Cycle Turbine (PRMVR=GT or OT) unit under 25MW
EXCLUDE | CA | Grossmont Hospital | 10115 | GEN2 | NG | GT | 0.8 |  | Commercial CHP | Y | Simple Cycle Turbine (PRMVR=GT or OT) unit under 25MW
COALST | GA | Bowen | 703 | 4 | BIT | ST | 952 |  | Electric Utility | N
EXCLUDE | SC | Coit GT | 3281 | 1 | NG | GT | 19.6 |  | Electric Utility | N | Simple Cycle Turbine (PRMVR=GT or OT) unit under 25MW
EXCLUDE | SC | Coit GT | 3281 | 2 | NG | GT | 19.6 |  | Electric Utility | N | Simple Cycle Turbine (PRMVR=GT or OT) unit under 25MW
COALST | IA | George Neal North | 1091 | 3 | SUB | ST | 549.8 |  | Electric Utility | N
COALST | SC | Cross | 130 | 4 | BIT | ST | 652 |  | Electric Utility | N
COALST | IN | Wabash River | 1010 | 4 | BIT | ST | 112.5 |  | Electric Utility | N
Exclude | NC | Butler-Warner Generation Plant | 1016 | 4 | NG | GT | 28.8 |  | Electric Utility | N | Low utilization CT
COALST | MD | Dickerson | 1572 | ST1 | BIT | ST | 196 |  | Electric Utility/IPP Non-CHP | N
EXCLUDE | OR | Beaver | 8073 | 8 | NG | GT | 24.5 |  | Electric Utility | N | Simple Cycle Turbine (PRMVR=GT or OT) unit under 25MW
COALST | MO | Meramec | 2104 | 3 | SUB | ST | 289 |  | Electric Utility | N
Exclude | AL | Greene County | 10 | GT9 | NG | GT | 80 |  | Electric Utility | N | Low utilization CT
EXCLUDE | CA | Covanta Delano Energy | 10840 | GEN1 | WDS | ST | 31.8 |  | IPP Non-CHP | N | Non Fossil fuel type
Exclude | IA | Pleasant Hill | 7145 | 2 | NG | GT | 41.4 |  | Electric Utility | N | Low utilization CT
Exclude | CO | Alamosa | 464 | CT1 | NG | GT | 26.6 |  | Electric Utility | N | Low utilization CT
Exclude | CO | Alamosa | 464 | CT2 | NG | GT | 26.6 |  | Electric Utility | N | Low utilization CT
COALST | KY | D B Wilson | 6823 | 1 | BIT | ST | 566.1 |  | Electric Utility | N
COALST | TX | W A Parish | 3470 | 5 | SUB | ST | 734.1 |  | Electric Utility/IPP Non-CHP | N
COALST | MI | Monroe | 1733 | 4 | SUB | ST | 817.2 |  | Electric Utility | N
COALST | IA | George Neal South | 7343 | 4 | SUB | ST | 640 |  | Electric Utility | Y
COALST | TN | Allen Steam Plant | 3393 | 3 | SUB | ST | 330 |  | Electric Utility | N
EXCLUDE | KS | Cimarron River | 1230 | 2 | NG | GT | 15 |  | Electric Utility | N | Simple Cycle Turbine (PRMVR=GT or OT) unit under 25MW
COALST | UT | Hunter | 6165 | 2 | BIT | ST | 488.3 |  | Electric Utility | N
COALST | PA | FirstEnergy Mitchell Power Station | 3181 | 3 | BIT | ST | 299.2 |  | Electric Utility/IPP Non-CHP | N
COALST | TX | Welsh | 6139 | 1 | SUB | ST | 558 |  | Electric Utility | N
COALST | WY | Jim Bridger | 8066 | 3 | SUB | ST | 577.9 |  | Electric Utility | N
COALST | FL | Stanton Energy Center | 564 | 1 | BIT | ST | 464.5 |  | Electric Utility | N
COALST | MO | James River Power Station | 2161 | 5 | SUB | ST | 105 |  | Electric Utility | N
EXCLUDE | MT | Miles City GT | 2177 | 1 | NG | GT | 23.3 |  | Electric Utility | N | Simple Cycle Turbine (PRMVR=GT or OT) unit under 25MW
COALST | KY | Mill Creek | 1364 | 4 | BIT | ST | 543.6 |  | Electric Utility | N
COALST | OH | FirstEnergy W H Sammis | 2866 | 1 | BIT | ST | 190.4 |  | Electric Utility/IPP Non-CHP | N
COALST | TX | Limestone | 298 | 2 | SUB | ST | 956.8 |  | Electric Utility/IPP Non-CHP | N
COALST | KY | Mill Creek | 1364 | 2 | BIT | ST | 355.5 |  | Electric Utility | N
COALST | AL | Colbert | 47 | 2 | BIT | ST | 200 |  | Electric Utility | N
COALST | IN | AES Petersburg | 994 | ST1 | BIT | ST | 281.6 |  | Electric Utility | N
COALST | VA | Chesapeake | 3803 | ST4 | BIT | ST | 239.3 |  | Electric Utility | N
COALST | MI | B C Cobb | 1695 | 5 | SUB | ST | 156.3 |  | Electric Utility | N
Exclude | FL | Intercession City | 8049 | P9 | NG | GT | 115 |  | Electric Utility | N | Low utilization CT
COALST | OK | Hugo | 6772 | 1 | SUB | ST | 446 |  | Electric Utility | N
OGST | VA | Possum Point | 3804 | 5 | RFO | ST | 882 |  | Electric Utility | N
COALST | OK | Sooner | 6095 | 2 | SUB | ST | 569 |  | Electric Utility | N
EXCLUDE | IL | Winnetka | 972 | 7 | NG | ST | 12.5 |  | Electric Utility | N | Steam unit (PRMVR=ST) under 25MW/250 MMBtu/hr
EXCLUDE | IL | Winnetka | 972 | 6 | NG | ST | 6.3 |  | Electric Utility | N | Steam unit (PRMVR=ST) under 25MW/250 MMBtu/hr
EXCLUDE | IL | Winnetka | 972 | 4 | NG | ST | 9.4 |  | Electric Utility | N | Steam unit (PRMVR=ST) under 25MW/250 MMBtu/hr
EXCLUDE | KY | Calvert City | 55308 | GEN1 | NG | GT | 26.7 |  | Industrial CHP | Y | Commercial/Industrial Unit
COALST | IN | Gibson | 6113 | 3 | BIT | ST | 667.9 |  | Electric Utility | N
COALST | NC | Mayo | 6250 | 1 | BIT | ST | 735.8 |  | Electric Utility | N
COALST | NY | Dunkirk Generating Plant | 2554 | ST4 | SUB | ST | 217.6 |  | Electric Utility/IPP Non-CHP | N
COALST | IN | Clifty Creek | 983 | 3 | SUB | ST | 217.3 |  | Electric Utility | N
EXCLUDE | CA | Phillips 66 Rodeo Refinery | 50119 | GENA | OG | GT | 18.3 |  | Industrial CHP | Y | Simple Cycle Turbine (PRMVR=GT or OT) unit under 25MW
EXCLUDE | CA | Phillips 66 Rodeo Refinery | 50119 | GENB | OG | GT | 18.3 |  | Industrial CHP | Y | Simple Cycle Turbine (PRMVR=GT or OT) unit under 25MW
EXCLUDE | CA | Phillips 66 Rodeo Refinery | 50119 | GENC | OG | GT | 18.3 |  | Industrial CHP | Y | Simple Cycle Turbine (PRMVR=GT or OT) unit under 25MW
COALST | WV | Kammer | 3947 | 2 | BIT | ST | 237.5 |  | Electric Utility | N
COALST | CO | Cherokee | 469 | 3 | BIT | ST | 170.5 |  | Electric Utility | N
EXCLUDE | LA | NRG Sterlington Power | 55099 | 06 | NG | GT | 21.8 |  | IPP Non-CHP | N | Simple Cycle Turbine (PRMVR=GT or OT) unit under 25MW
EXCLUDE | LA | NRG Sterlington Power | 55099 | 10 | NG | GT | 16 |  | IPP Non-CHP | N | Simple Cycle Turbine (PRMVR=GT or OT) unit under 25MW
Exclude | LA | NRG Sterlington Power | 55099 | 01 | NG | GT | 25 |  | IPP Non-CHP | N | Low utilization CT
Exclude | LA | NRG Sterlington Power | 55099 | 02 | NG | GT | 25 |  | IPP Non-CHP | N | Low utilization CT
Exclude | LA | NRG Sterlington Power | 55099 | 03 | NG | GT | 25 |  | IPP Non-CHP | N | Low utilization CT
Exclude | LA | NRG Sterlington Power | 55099 | 04 | NG | GT | 25 |  | IPP Non-CHP | N | Low utilization CT
Exclude | LA | NRG Sterlington Power | 55099 | 08 | NG | GT | 25 |  | IPP Non-CHP | N | Low utilization CT
EXCLUDE | LA | NRG Sterlington Power | 55099 | 09 | NG | GT | 17 |  | IPP Non-CHP | N | Simple Cycle Turbine (PRMVR=GT or OT) unit under 25MW
Exclude | LA | NRG Sterlington Power | 55099 | 07 | NG | GT | 28.7 |  | IPP Non-CHP | N | Low utilization CT
Exclude | PA | Mountain | 3111 | 1 | DFO | GT | 27 |  | Electric Utility/IPP Non-CHP | N | Low utilization CT
COALST | KY | Cane Run | 1363 | 6 | BIT | ST | 272 |  | Electric Utility | N
Exclude | WI | Germantown | 6253 | 5 | NG | GT | 90.9 |  | Electric Utility | N | Low utilization CT
Exclude | WI | Germantown | 6253 | 1 | DFO | GT | 61.2 |  | Electric Utility | N | Low utilization CT
Exclude | WI | Germantown | 6253 | 2 | DFO | GT | 61.2 |  | Electric Utility | N | Low utilization CT
Exclude | WI | Germantown | 6253 | 3 | DFO | GT | 61.2 |  | Electric Utility | N | Low utilization CT
Exclude | WI | Germantown | 6253 | 4 | DFO | GT | 61.2 |  | Electric Utility | N | Low utilization CT
COALST | NC | Buck | 2720 | 5 | BIT | ST | 125 |  | Electric Utility | N
COALST | KY | Ghent | 1356 | 1 | BIT | ST | 556.9 |  | Electric Utility | N
COALST | GA | Wansley | 6052 | 2 | BIT | ST | 952 |  | Electric Utility | N
COALST | NY | Somerset Operating Co LLC | 6082 | 1 | BIT | ST | 655.1 |  | Electric Utility/IPP Non-CHP | N
COALST | GA | Bowen | 703 | 2 | BIT | ST | 788.8 |  | Electric Utility | N
COALST | AZ | Apache Station | 160 | ST3 | SUB | ST | 204 |  | Electric Utility | N
Exclude | IL | Lee Energy Facility | 55236 | CT7 | NG | GT | 101.8 |  | Electric Utility/IPP Non-CHP | N | Low utilization CT
COALST | MI | St Clair | 1743 | 6 | SUB | ST | 352.7 |  | Electric Utility | N
COALST | TN | Cumberland | 3399 | 2 | BIT | ST | 1300 |  | Electric Utility | N
COALST | TN | Cumberland | 3399 | 1 | BIT | ST | 1300 |  | Electric Utility | N
EXCLUDE | LA | Port Allen | 50389 | GEN1 | NG | GT | 3.8 |  | Industrial CHP | Y | Simple Cycle Turbine (PRMVR=GT or OT) unit under 25MW
EXCLUDE | LA | Port Allen | 50389 | GEN2 | NG | GT | 3.8 |  | Industrial CHP | Y | Simple Cycle Turbine (PRMVR=GT or OT) unit under 25MW
COALST | Ute | Bonanza | 7790 | 1 | BIT | ST | 499.5 |  | Electric Utility | N
COALST | IN | Merom | 6213 | 2 | BIT | ST | 540 |  | Electric Utility | N
COALST | OH | General James M Gavin | 8102 | 1 | BIT | ST | 1300 |  | Electric Utility | N
COALST | PA | Titus | 3115 | 2 | BIT | ST | 75 |  | Electric Utility/IPP Non-CHP | N
EXCLUDE | MO | Trigen St. Louis | 56309 | CT-1 | NG | CC | 7.8 |  | IPP CHP | Y | Combined Cycle (PRMVR=CC) unit under 25MW
EXCLUDE | MO | Trigen St. Louis | 56309 | CT-2 | NG | CC | 7.8 |  | IPP CHP | Y | Combined Cycle (PRMVR=CC) unit under 25MW
EXCLUDE | MO | Trigen St. Louis | 56309 | ST-3 | NG | CC | 18.2 |  | IPP CHP | Y | Combined Cycle (PRMVR=CC) unit under 25MW
Exclude | FL | Bayboro | 627 | P4 | DFO | GT | 56.7 |  | Electric Utility | N | Low utilization CT
COALST | OK | Northeastern | 2963 | 4 | SUB | ST | 473 |  | Electric Utility | N
COALST | NC | Asheville | 2706 | 1 | BIT | ST | 206.6 |  | Electric Utility | N
COALST | LA | Big Cajun 2 | 6055 | 2 | SUB | ST | 626 |  | Electric Utility/IPP Non-CHP | N
COALST | MD | FirstEnergy R Paul Smith Power Station | 1570 | 11 | BIT | ST | 75 |  | Electric Utility/IPP Non-CHP | N
Exclude | IL | Raccoon Creek Energy Center | 55417 | CT01 | NG | GT | 114 |  | Electric Utility | N | Low utilization CT
COALST | IN | Tanners Creek | 988 | 1 | BIT | ST | 152.5 |  | Electric Utility | N
COALST | TX | W A Parish | 3470 | 7 | SUB | ST | 614.6 |  | Electric Utility/IPP Non-CHP | N
COALST | KY | Big Sandy | 1353 | 1 | BIT | ST | 280.5 |  | Electric Utility | N
COALST | NE | Nebraska City | 6096 | 1 | SUB | ST | 651.6 |  | Electric Utility | N
COALST | CO | Craig | 6021 | 3 | SUB | ST | 534.8 |  | Electric Utility | N
COALST | IN | Wabash River | 1010 | 2 | BIT | ST | 112.5 |  | Electric Utility | N
COALST | WV | Kammer | 3947 | 1 | BIT | ST | 237.5 |  | Electric Utility | N
EXCLUDE | CA | Santa Maria EPG | 56284 | EPG | OG | ST | 5.8 |  | Industrial Non-CHP | N | Steam unit (PRMVR=ST) under 25MW/250 MMBtu/hr
COALST | NE | Gerald Gentleman | 6077 | 2 | SUB | ST | 681.3 |  | Electric Utility | N
COALST | IL | Wood River | 898 | 5 | SUB | ST | 387.6 |  | Electric Utility/IPP Non-CHP | N
COALST | KY | Mill Creek | 1364 | 3 | BIT | ST | 462.6 |  | Electric Utility | N
Exclude | NM | Milagro Cogeneration Plant | 54814 | GENA | NG | GT | 30.4 |  | IPP CHP | Y | Low utilization CT
Exclude | NM | Milagro Cogeneration Plant | 54814 | GENB | NG | GT | 30.4 |  | IPP CHP | Y | Low utilization CT
Exclude | NM | Milagro Cogeneration Plant | 54814 | GO1A | NG | GT | 30.4 |  | IPP CHP | Y | Low utilization CT
Exclude | NM | Milagro Cogeneration Plant | 54814 | GO1B | NG | GT | 30.4 |  | IPP CHP | Y | Low utilization CT
COALST | TN | Allen Steam Plant | 3393 | 2 | SUB | ST | 330 |  | Electric Utility | N
COALST | MO | Thomas Hill | 2168 | 3 | SUB | ST | 738 |  | Electric Utility | N
COALST | CO | Craig | 6021 | 1 | SUB | ST | 446.4 |  | Electric Utility | N
Exclude | GA | Bowen | 703 | 6 | DFO | GT | 41.8 |  | Electric Utility | N | Low utilization CT
COALST | OH | FirstEnergy Eastlake | 2837 | 1 | BIT | ST | 123 |  | Electric Utility/IPP Non-CHP | N
Exclude | CA | Escondido Power Plant | 55538 | GEN1 | NG | GT | 44 |  | Electric Utility/IPP Non-CHP | N | Low utilization CT
EXCLUDE | IA | West Liberty | 1200 | 5 | DFO | GT | 5.5 |  | Electric Utility | N | Simple Cycle Turbine (PRMVR=GT or OT) unit under 25MW
EXCLUDE | IA | West Liberty | 1200 | 6 | DFO | GT | 5.5 |  | Electric Utility | N | Simple Cycle Turbine (PRMVR=GT or OT) unit under 25MW
EXCLUDE | CA | GRS Coyote Canyon | 10395 | GEN1 | LFG | ST | 20 |  | IPP Non-CHP | N | Non Fossil fuel type
COALST | NC | Roxboro | 2712 | 3 | BIT | ST | 745.2 |  | Electric Utility | N
Exclude | MS | Sweatt | 2048 | A | NG | GT | 41.9 |  | Electric Utility | N | Low utilization CT
COALST | WV | Mt Storm | 3954 | 2 | BIT | ST | 570.2 |  | Electric Utility | N
COALST | MN | Allen S King | 1915 | 1 | SUB | ST | 598.4 |  | Electric Utility | N
EXCLUDE | TX | Pearsall | 3630 | 3 | NG | ST | 22 |  | Electric Utility | N | Steam unit (PRMVR=ST) under 25MW/250 MMBtu/hr
COALST | PA | Cheswick Power Plant | 8226 | 1 | BIT | ST | 637 |  | Electric Utility/IPP Non-CHP | N
COALST | VA | Chesterfield | 3797 | 6 | BIT | ST | 693.9 |  | Electric Utility | N
COALST | AL | E C Gaston | 26 | 5 | BIT | ST | 952 |  | Electric Utility | N
EXCLUDE | CT | Branford | 540 | UN10 | KER | GT | 21.8 |  | IPP Non-CHP | N | Simple Cycle Turbine (PRMVR=GT or OT) unit under 25MW
COALST | IN | Clifty Creek | 983 | 2 | SUB | ST | 217.3 |  | Electric Utility | N
COALST | WV | FirstEnergy Harrison Power Station | 3944 | 3 | BIT | ST | 684 |  | Electric Utility/IPP Non-CHP | N
COALST | HI | AES Hawaii | 10673 | GEN1 | BIT | ST | 203 |  | IPP CHP | Y
COALST | PA | PPL Brunner Island | 3140 | 1 | BIT | ST | 363.3 |  | Electric Utility/IPP Non-CHP | N
Exclude | SD | Angus Anson | 7237 | 4 | NG | GT | 166.3 |  | Electric Utility | N | Low utilization CT
COALST | CO | Rawhide | 6761 | 1 | SUB | ST | 293.6 |  | Electric Utility | N
COALST | TX | Harrington | 6193 | 1 | SUB | ST | 360 |  | Electric Utility | N
Exclude | IL | Marion | 976 | 6 | NG | GT | 75 |  | Electric Utility | N | Low utilization CT
EXCLUDE | MI | Hillman Power LLC | 10346 | GEN1 | WDS | ST | 20 |  | IPP Non-CHP | N | Non Fossil fuel type
EXCLUDE | CA | Paramount Refinery | 58058 | 1 | NG | GT | 6.7 |  | Industrial CHP | Y | Simple Cycle Turbine (PRMVR=GT or OT) unit under 25MW
COALST | IL | Baldwin Energy Complex | 889 | 2 | SUB | ST | 634.5 |  | Electric Utility/IPP Non-CHP | N
COALST | PA | Homer City Station | 3122 | 2 | BIT | ST | 660 |  | Electric Utility/IPP Non-CHP | N
EXCLUDE | MN | Fox Lake | 1888 | 1 | NG | ST | 11.5 |  | Electric Utility | N | Steam unit (PRMVR=ST) under 25MW/250 MMBtu/hr
COALST | WV | Mt Storm | 3954 | 1 | BIT | ST | 570.2 |  | Electric Utility | N
COALST | OH | Walter C Beckjord | 2830 | 6 | BIT | ST | 460.8 |  | Electric Utility | N
COALST | TX | Sandow No 5 | 52071 | 5 | LIG | ST | 661.5 |  | Electric Utility/IPP Non-CHP | N
COALST | LA | Big Cajun 2 | 6055 | 3 | SUB | ST | 619 |  | Electric Utility/IPP Non-CHP | N
COALST | TX | Tolk | 6194 | 2 | SUB | ST | 567.9 |  | Electric Utility | N
COALST | KY | Trimble County | 6071 | 1 | BIT | ST | 566.1 |  | Electric Utility | N
COALST | IN | Eagle Valley | 991 | 5 | BIT | ST | 69 |  | Electric Utility | N
OGST | NJ | B L England | 2378 | 3 | RFO | ST | 176.4 |  | Electric Utility/IPP Non-CHP | N
COALST | VA | Yorktown | 3809 | 1 | BIT | ST | 187.5 |  | Electric Utility | N
COALST | IN | Clifty Creek | 983 | 5 | SUB | ST | 217.3 |  | Electric Utility | N
COALST | WY | Jim Bridger | 8066 | 1 | SUB | ST | 577.9 |  | Electric Utility | N
COALST | NY | Danskammer Generating Station | 2480 | 4 | BIT | ST | 239.4 |  | Electric Utility/IPP Non-CHP | N
COALST | IA | Louisa | 6664 | 1 | SUB | ST | 811.9 |  | Electric Utility | N
COALST | OH | FirstEnergy W H Sammis | 2866 | 7 | BIT | ST | 680 |  | Electric Utility/IPP Non-CHP | N
EXCLUDE | CO | American Gypsum Cogeneration | 54630 | T-1 | NG | GT | 2.8 |  | Industrial CHP | Y | Simple Cycle Turbine (PRMVR=GT or OT) unit under 25MW
EXCLUDE | CO | American Gypsum Cogeneration | 54630 | T-2 | NG | GT | 3.6 |  | Industrial CHP | Y | Simple Cycle Turbine (PRMVR=GT or OT) unit under 25MW
COALST | OK | Northeastern | 2963 | 3 | SUB | ST | 473 |  | Electric Utility | N
EXCLUDE | IL | Greene Valley Gas Recovery | 55014 | GEN1 | LFG | GT | 3.3 |  | IPP Non-CHP | N | Non Fossil fuel type
EXCLUDE | IL | Greene Valley Gas Recovery | 55014 | GEN2 | LFG | GT | 3.3 |  | IPP Non-CHP | N | Non Fossil fuel type
COALST | NC | Marshall | 2727 | 1 | BIT | ST | 350 |  | Electric Utility | N
COALST | NE | Gerald Gentleman | 6077 | 1 | SUB | ST | 681.3 |  | Electric Utility | N
COALST | WV | Mt Storm | 3954 | 3 | BIT | ST | 522 |  | Electric Utility | N
EXCLUDE | MI | Viking Energy of McBain | 50770 | GEN1 | WDS | ST | 18 |  | IPP Non-CHP | N | Non Fossil fuel type
COALST | WV | FirstEnergy Harrison Power Station | 3944 | 1 | BIT | ST | 684 |  | Electric Utility/IPP Non-CHP | N
COALST | OH | FirstEnergy Eastlake | 2837 | 2 | BIT | ST | 123 |  | Electric Utility/IPP Non-CHP | N
Exclude | CA | Long Beach Generation LLC | 341 | CT3 | NG | GT | 63 |  | Electric Utility/IPP Non-CHP | N | Low utilization CT
COALST | MO | Labadie | 2103 | 4 | SUB | ST | 621 |  | Electric Utility | N
COALST | MO | Hawthorn | 2079 | 5 | SUB | ST | 594.3 |  | Electric Utility | N
COALST | NY | Dunkirk Generating Plant | 2554 | 3 | SUB | ST | 217.6 |  | Electric Utility/IPP Non-CHP | N
COALST | IN | Clifty Creek | 983 | 4 | SUB | ST | 217.3 |  | Electric Utility | N
COALST | IN | Clifty Creek | 983 | 6 | SUB | ST | 217.3 |  | Electric Utility | N
COALST | NC | Marshall | 2727 | 2 | BIT | ST | 350 |  | Electric Utility | N
COALST | OH | Muskingum River | 2872 | 1 | BIT | ST | 219.6 |  | Electric Utility | N
COALST | OH | Miami Fort | 2832 | 7 | BIT | ST | 557.1 |  | Electric Utility | N
COALST | MS | Jack Watson | 2049 | 4 | BIT | ST | 299.2 |  | Electric Utility | N
COALST | OH | Muskingum River | 2872 | 5 | BIT | ST | 615.2 |  | Electric Utility | N
COALST | WV | Mountaineer | 6264 | 1 | BIT | ST | 1300 |  | Electric Utility | N
COALST | OH | Muskingum River | 2872 | 4 | BIT | ST | 237.5 |  | Electric Utility | N
COALST | OH | Muskingum River | 2872 | 3 | BIT | ST | 237.5 |  | Electric Utility | N
COALST | OH | Muskingum River | 2872 | 2 | BIT | ST | 219.6 |  | Electric Utility | N
COALST | IA | Walter Scott Jr Energy Center | 1082 | 3 | SUB | ST | 725.8 |  | Electric Utility | Y
OGST | HI | Waiau | 766 | W4 | RFO | ST | 50 |  | Electric Utility | N
COALST | FL | St Johns River Power Park | 207 | 1 | BIT | ST | 679 |  | Electric Utility | N
EXCLUDE | NJ | Bergen Generating Station | 2398 | 3 | NG | GT | 18.6 |  | Electric Utility/IPP Non-CHP | N | Simple Cycle Turbine (PRMVR=GT or OT) unit under 25MW
COALST | WV | Philip Sporn | 3938 | 3 | BIT | ST | 152.5 |  | Electric Utility | N
COALST | IL | E D Edwards | 856 | 2 | SUB | ST | 280.5 |  | Electric Utility | N
COALST | MD | Brandon Shores | 602 | 2 | BIT | ST | 685 |  | Electric Utility/IPP Non-CHP | N
COALST | SC | Cross | 130 | 3 | BIT | ST | 591 |  | Electric Utility | N
Exclude | MS | Jack Watson | 2049 | A | NG | GT | 41.9 |  | Electric Utility | N | Low utilization CT
COALST | AZ | Springerville | 8223 | 2 | SUB | ST | 424.8 |  | Electric Utility | N
EXCLUDE | CA | Grayson | 377 | 3 | LFG | ST | 23 |  | Electric Utility | N | Non Fossil fuel type
EXCLUDE | NH | Turnkey Landfill Gas Recovery | 54663 | GEN5 | LFG | GT | 3 |  | IPP Non-CHP | N | Non Fossil fuel type
EXCLUDE | NH | Turnkey Landfill Gas Recovery | 54663 | GEN6 | LFG | GT | 3 |  | IPP Non-CHP | N | Non Fossil fuel type
COALST | TX | Pirkey | 7902 | 1 | LIG | ST | 721 |  | Electric Utility | N
COALST | MA | Brayton Point | 1619 | 2 | BIT | ST | 241 |  | Electric Utility/IPP Non-CHP | N
COALST | FL | Crystal River | 628 | 2 | BIT | ST | 523.8 |  | Electric Utility | N
COALST | OH | J M Stuart | 2850 | 2 | BIT | ST | 610.2 |  | Electric Utility | N
COALST | CO | Comanche | 470 | 3 | SUB | ST | 856.8 |  | Electric Utility | N
COALST | OH | FirstEnergy W H Sammis | 2866 | 6 | BIT | ST | 680 |  | Electric Utility/IPP Non-CHP | N
COALST | AL | Gadsden | 7 | 2 | BIT | ST | 69 |  | Electric Utility | Y
Exclude | NC | Lincoln Combustion | 7277 | 9 | NG | GT | 109.6 |  | Electric Utility | N | Low utilization CT
COALST | FL | Stanton Energy Center | 564 | 2 | BIT | ST | 464.5 |  | Electric Utility | N
COALST | KY | East Bend | 6018 | 2 | BIT | ST | 669.3 |  | Electric Utility | N
COALST | MO | Labadie | 2103 | 1 | SUB | ST | 573.7 |  | Electric Utility | N
OGST | NY | Oswego Harbor Power | 2594 | ST6 | RFO | ST | 901.8 |  | Electric Utility/IPP Non-CHP | N
COALST | OH | FirstEnergy W H Sammis | 2866 | 2 | BIT | ST | 190.4 |  | Electric Utility/IPP Non-CHP | N
COALST | GA | Yates | 728 | 7 | BIT | ST | 403.7 |  | Electric Utility | N
Exclude | MN | Lakefield Junction | 7925 | 5 | NG | GT | 89.3 |  | Electric Utility | N | Low utilization CT
COALST | MO | John Twitty Energy Center | 6195 | ST2 | SUB | ST | 300 |  | Electric Utility | N
COALST | MO | Sibley | 2094 | 3 | SUB | ST | 419 |  | Electric Utility | N
COALST | IN | Rockport | 6166 | 1 | SUB | ST | 1300 |  | Electric Utility | N
COALST | NC | Cliffside | 2721 | 5 | BIT | ST | 570.9 |  | Electric Utility | N
COALST | IN | Rockport | 6166 | 2 | SUB | ST | 1300 |  | Electric Utility | N
COALST | PA | Keystone | 3136 | 2 | BIT | ST | 936 |  | Electric Utility/IPP Non-CHP | N
COALST | OH | General James M Gavin | 8102 | 2 | BIT | ST | 1300 |  | Electric Utility | N
EXCLUDE | SC | Richland County Landfill | 56122 | R1 | LFG | GT | 5.7 |  | Electric Utility | N | Non Fossil fuel type
Exclude | PA | Croydon CT Generating Station | 8012 | 22 | DFO | GT | 68.3 |  | Electric Utility/IPP Non-CHP | N | Low utilization CT
COALST | OR | Boardman | 6106 | 1 | SUB | ST | 642.2 |  | Electric Utility | N
COALST | VA | Yorktown | 3809 | 2 | BIT | ST | 187.5 |  | Electric Utility | N
Exclude | NY | Astoria Gas Turbines | 55243 | 2-1 | NG | GT | 41.9 |  | Electric Utility/IPP Non-CHP | N | Low utilization CT
Exclude | NY | Astoria Gas Turbines | 55243 | 2-2 | NG | GT | 41.9 |  | Electric Utility/IPP Non-CHP | N | Low utilization CT
Exclude | NY | Astoria Gas Turbines | 55243 | 2-3 | NG | GT | 41.9 |  | Electric Utility/IPP Non-CHP | N | Low utilization CT
Exclude | NY | Astoria Gas Turbines | 55243 | 2-4 | NG | GT | 41.9 |  | Electric Utility/IPP Non-CHP | N | Low utilization CT
Exclude | NY | Astoria Gas Turbines | 55243 | 3-1 | NG | GT | 41.9 |  | Electric Utility/IPP Non-CHP | N | Low utilization CT
Exclude | NY | Astoria Gas Turbines | 55243 | 3-2 | NG | GT | 41.9 |  | Electric Utility/IPP Non-CHP | N | Low utilization CT
Exclude | NY | Astoria Gas Turbines | 55243 | 3-3 | NG | GT | 41.9 |  | Electric Utility/IPP Non-CHP | N | Low utilization CT
Exclude | NY | Astoria Gas Turbines | 55243 | 3-4 | NG | GT | 41.9 |  | Electric Utility/IPP Non-CHP | N | Low utilization CT
Exclude | NY | Astoria Gas Turbines | 55243 | 4-1 | NG | GT | 41.9 |  | Electric Utility/IPP Non-CHP | N | Low utilization CT
Exclude | NY | Astoria Gas Turbines | 55243 | 4-2 | NG | GT | 41.9 |  | Electric Utility/IPP Non-CHP | N | Low utilization CT
Exclude | NY | Astoria Gas Turbines | 55243 | 4-3 | NG | GT | 41.9 |  | Electric Utility/IPP Non-CHP | N | Low utilization CT
Exclude | NY | Astoria Gas Turbines | 55243 | 4-4 | NG | GT | 41.9 |  | Electric Utility/IPP Non-CHP | N | Low utilization CT
EXCLUDE | NY | Astoria Gas Turbines | 55243 | 10 | KER | GT | 23.8 |  | Electric Utility/IPP Non-CHP | N | Simple Cycle Turbine (PRMVR=GT or OT) unit under 25MW
EXCLUDE | NY | Astoria Gas Turbines | 55243 | 11 | KER | GT | 23.8 |  | Electric Utility/IPP Non-CHP | N | Simple Cycle Turbine (PRMVR=GT or OT) unit under 25MW
EXCLUDE | NY | Astoria Gas Turbines | 55243 | 12 | KER | GT | 23.8 |  | Electric Utility/IPP Non-CHP | N | Simple Cycle Turbine (PRMVR=GT or OT) unit under 25MW
EXCLUDE | NY | Astoria Gas Turbines | 55243 | 13 | KER | GT | 23.8 |  | Electric Utility/IPP Non-CHP | N | Simple Cycle Turbine (PRMVR=GT or OT) unit under 25MW
EXCLUDE | NY | Astoria Gas Turbines | 55243 | 5 | KER | GT | 16.3 |  | Electric Utility/IPP Non-CHP | N | Simple Cycle Turbine (PRMVR=GT or OT) unit under 25MW
EXCLUDE | NY | Astoria Gas Turbines | 55243 | 7 | KER | GT | 16.3 |  | Electric Utility/IPP Non-CHP | N | Simple Cycle Turbine (PRMVR=GT or OT) unit under 25MW
EXCLUDE | NY | Astoria Gas Turbines | 55243 | 8 | KER | GT | 16.3 |  | Electric Utility/IPP Non-CHP | N | Simple Cycle Turbine (PRMVR=GT or OT) unit under 25MW
EXCLUDE | SC | Camden South Carolina | 10795 | GEN1 | BIT | ST | 5.5 |  | Industrial CHP | Y | Steam unit (PRMVR=ST) under 25MW/250 MMBtu/hr
EXCLUDE | SC | Camden South Carolina | 10795 | GEN2 | BIT | ST | 5.5 |  | Industrial CHP | Y | Steam unit (PRMVR=ST) under 25MW/250 MMBtu/hr
EXCLUDE | SC | Camden South Carolina | 10795 | GEN3 | BIT | ST | 19 |  | Industrial CHP | Y | Steam unit (PRMVR=ST) under 25MW/250 MMBtu/hr
COALST | IL | E D Edwards | 856 | 3 | SUB | ST | 363.8 |  | Electric Utility | N
NGCC | LA | Sterlington | 1404 | 7C | NG | CC | 101 |  | Electric Utility | N
NGCC | LA | Sterlington | 1404 | 7B | NG | CC | 66 |  | Electric Utility | N
NGCC | LA | Sterlington | 1404 | 7A | NG | CC | 59.3 |  | Electric Utility | N
COALST | GA | Yates | 728 | 6 | BIT | ST | 403.7 |  | Electric Utility | N
EXCLUDE | CO | George Birdsall | 493 | 1 | NG | ST | 17.3 |  | Electric Utility | N | Steam unit (PRMVR=ST) under 25MW/250 MMBtu/hr
OGST | MD | Herbert A Wagner | 1554 | 4 | RFO | ST | 414.7 |  | Electric Utility/IPP Non-CHP | N
EXCLUDE | MI | Viking Energy of Lincoln | 50772 | GEN1 | WDS | ST | 18 |  | IPP Non-CHP | N | Non Fossil fuel type
Exclude | MO | McCartney | 7903 | MSG2 | NG | GT | 58.9 |  | Electric Utility | N | Low utilization CT
EXCLUDE | FL | Vero Beach Municipal Power Plant | 693 | 1 | NG | ST | 12.5 |  | Electric Utility | N | Steam unit (PRMVR=ST) under 25MW/250 MMBtu/hr
COALST | DE | Indian River Generating Station | 594 | 4 | BIT | ST | 445.5 |  | Electric Utility/IPP Non-CHP | N
COALST | WV | Kammer | 3947 | 3 | BIT | ST | 237.5 |  | Electric Utility | N
Exclude | FL | Avon Park | 624 | P2 | DFO | GT | 33.7 |  | Electric Utility | N | Low utilization CT
COALST | AZ | Springerville | 8223 | 3 | SUB | ST | 450 |  | Electric Utility | N
EXCLUDE | MI | Gaylord | 1706 | 1 | NG | GT | 16 |  | Electric Utility | N | Simple Cycle Turbine (PRMVR=GT or OT) unit under 25MW
EXCLUDE | MI | Gaylord | 1706 | 2 | NG | GT | 16 |  | Electric Utility | N | Simple Cycle Turbine (PRMVR=GT or OT) unit under 25MW
EXCLUDE | MI | Gaylord | 1706 | 3 | NG | GT | 16 |  | Electric Utility | N | Simple Cycle Turbine (PRMVR=GT or OT) unit under 25MW
EXCLUDE | MI | Gaylord | 1706 | 4 | NG | GT | 16 |  | Electric Utility | N | Simple Cycle Turbine (PRMVR=GT or OT) unit under 25MW
Exclude | WV | Ceredo Generating Station | 55276 | 02 | NG | GT | 86.5 |  | Electric Utility | N | Low utilization CT
COALST | PA | Homer City Station | 3122 | 1 | BIT | ST | 660 |  | Electric Utility/IPP Non-CHP | N
COALST | UT | Huntington | 8069 | 2 | BIT | ST | 498 |  | Electric Utility | N
EXCLUDE | CA | Altamont Gas Recovery | 50571 | GEN1 | LFG | GT | 3 |  | IPP Non-CHP | N | Non Fossil fuel type
EXCLUDE | CA | Altamont Gas Recovery | 50571 | GEN2 | LFG | GT | 3 |  | IPP Non-CHP | N | Non Fossil fuel type
COALST | NC | Marshall | 2727 | 3 | BIT | ST | 648 |  | Electric Utility | N
EXCLUDE | TX | Chocolate Bayou Works | 10154 | GEN1 | NG | GT | 41 |  | Industrial CHP | Y | Commercial/Industrial Unit
COALST | IL | Waukegan | 883 | 7 | SUB | ST | 326.4 |  | Electric Utility/IPP Non-CHP | N
Exclude | KS | Emporia Energy Center | 56502 | 3 | NG | GT | 54 |  | Electric Utility | N | Low utilization CT
COALST | Navajo | Navajo | 4941 | NAV3 | BIT | ST | 803.1 |  | Electric Utility | N
COALST | IN | Clifty Creek | 983 | 1 | SUB | ST | 217.3 |  | Electric Utility | N
COALST | IN | Michigan City | 997 | 12 | SUB | ST | 540 |  | Electric Utility | N
COALST | TX | Coleto Creek | 6178 | 1 | SUB | ST | 622.4 |  | Electric Utility/IPP Non-CHP | N
COALST | IN | AES Petersburg | 994 | ST2 | BIT | ST | 523.3 |  | Electric Utility | N
COALST | IN | AES Petersburg | 994 | ST3 | BIT | ST | 670.9 |  | Electric Utility | N
EXCLUDE | TX | DFW Gas Recovery | 50569 | GEN1 | LFG | GT | 3 |  | IPP Non-CHP | N | Non Fossil fuel type
EXCLUDE | TX | DFW Gas Recovery | 50569 | GEN2 | LFG | GT | 3 |  | IPP Non-CHP | N | Non Fossil fuel type
COALST | MO | Sioux | 2107 | 2 | SUB | ST | 549.7 |  | Electric Utility | N
COALST | OH | J M Stuart | 2850 | 3 | BIT | ST | 610.2 |  | Electric Utility | N
COALST | MI | Monroe | 1733 | 3 | SUB | ST | 822.6 |  | Electric Utility | N
OGST | NY | Oswego Harbor Power | 2594 | ST5 | RFO | ST | 901.8 |  | Electric Utility/IPP Non-CHP | N
EXCLUDE | CA | MM West Covina | 54015 | GEN2 | LFG | ST | 6.8 |  | IPP Non-CHP | N | Non Fossil fuel type
COALST | KY | H L Spurlock | 6041 | 3 | BIT | ST | 329.4 |  | Electric Utility | N
EXCLUDE | MI | Powertrain Warren General Motors | 10032 | GT1 | NG | GT | 4 |  | Industrial CHP | Y | Simple Cycle Turbine (PRMVR=GT or OT) unit under 25MW
COALST | PA | Hatfields Ferry Power Station | 3179 | 2 | BIT | ST | 576 |  | Electric Utility/IPP Non-CHP | N
Exclude | FL | Bayboro | 627 | P3 | DFO | GT | 56.7 |  | Electric Utility | N | Low utilization CT
COALST | UT | Hunter | 6165 | 1 | BIT | ST | 488.3 |  | Electric Utility | N
COALST | IN | Gibson | 6113 | 2 | BIT | ST | 667.9 |  | Electric Utility | N
COALST | MA | Brayton Point | 1619 | 1 | BIT | ST | 241 |  | Electric Utility/IPP Non-CHP | N
COALST | PA | Hatfields Ferry Power Station | 3179 | 3 | BIT | ST | 576 |  | Electric Utility/IPP Non-CHP | N
COALST | PA | Hatfields Ferry Power Station | 3179 | 1 | BIT | ST | 576 |  | Electric Utility/IPP Non-CHP | N
Exclude | WI | South Fond Du Lac | 7203 | CT4 | NG | GT | 95.4 |  | Electric Utility | N | Low utilization CT
COALST | OH | FirstEnergy W H Sammis | 2866 | 3 | BIT | ST | 190.4 |  | Electric Utility/IPP Non-CHP | N
Exclude | IN | Wheatland Generating Facility | 55224 | CTG1 | NG | GT | 135 |  | Electric Utility | N | Low utilization CT
EXCLUDE | CT | CJTS Energy Center | 58365 | UNIT1 | NG | FC | 0.2 |  | Commercial CHP | Y | Fuel Cell (PRMVR=FC)
EXCLUDE | CT | CJTS Energy Center | 58365 | UNIT2 | NG | FC | 0.2 |  | Commercial CHP | Y | Fuel Cell (PRMVR=FC)
EXCLUDE | CT | CJTS Energy Center | 58365 | UNIT3 | NG | FC | 0.2 |  | Commercial CHP | Y | Fuel Cell (PRMVR=FC)
EXCLUDE | CT | CJTS Energy Center | 58365 | UNIT4 | NG | FC | 0.2 |  | Commercial CHP | Y | Fuel Cell (PRMVR=FC)
EXCLUDE | CT | CJTS Energy Center | 58365 | UNIT5 | NG | FC | 0.2 |  | Commercial CHP | Y | Fuel Cell (PRMVR=FC)
EXCLUDE | CT | CJTS Energy Center | 58365 | UNIT6 | NG | FC | 0.2 |  | Commercial CHP | Y | Fuel Cell (PRMVR=FC)
EXCLUDE | MS | Paulding | 2071 | 1 | DFO | GT | 20 |  | Electric Utility | N | Simple Cycle Turbine (PRMVR=GT or OT) unit under 25MW
Exclude | MO | Greenwood | 6074 | 4 | NG | GT | 61 |  | Electric Utility | N | Low utilization CT
EXCLUDE | MA | GRS Fall River | 55589 | 3 | LFG | GT | 5.3 |  | IPP Non-CHP | N | Non Fossil fuel type
COALST | KY | Ghent | 1356 | 3 | BIT | ST | 556.5 |  | Electric Utility | N
Exclude | FL | Avon Park | 624 | P1 | NG | GT | 33.7 |  | Electric Utility | N | Low utilization CT
OGST | NJ | PSEG Sewaren Generating Station | 2411 | 4 | NG | ST | 126.5 |  | Electric Utility/IPP Non-CHP | N
COALST | VA | Chesterfield | 3797 | 5 | BIT | ST | 359 |  | Electric Utility | N
COALST | PA | Keystone | 3136 | 1 | BIT | ST | 936 |  | Electric Utility/IPP Non-CHP | N
EXCLUDE | OR | Seneca Sustainable Energy LLC | 57457 | 1 | WDS | ST | 19.8 |  | Industrial Non-CHP | N | Non Fossil fuel type
COALST | AL | Gorgas | 8 | 10 | BIT | ST | 788.8 |  | Electric Utility | N
Exclude | KS | Emporia Energy Center | 56502 | 1 | NG | GT | 54 |  | Electric Utility | N | Low utilization CT
COALST | WV | Mitchell | 3948 | 1 | BIT | ST | 816.3 |  | Electric Utility | N
COALST | WV | Mitchell | 3948 | 2 | BIT | ST | 816.3 |  | Electric Utility | N
EXCLUDE | IL | Archer Daniels Midland Decatur | 10865 | GEN4 | BIT | ST | 31 |  | Industrial CHP | Y | Commercial/Industrial Unit
EXCLUDE | NY | Rochester 9 | 2644 | 2 | NG | GT | 19 |  | Electric Utility | N | Simple Cycle Turbine (PRMVR=GT or OT) unit under 25MW
EXCLUDE | NJ | Merck Sharp & Dohme Cogen Facility | 54970 | GEN1 | NG | GT | 3.7 |  | Commercial CHP | Y | Simple Cycle Turbine (PRMVR=GT or OT) unit under 25MW
EXCLUDE | NJ | Merck Sharp & Dohme Cogen Facility | 54970 | GEN2 | NG | GT | 4.4 |  | Commercial CHP | Y | Simple Cycle Turbine (PRMVR=GT or OT) unit under 25MW
EXCLUDE | IL | Archer Daniels Midland Decatur | 10865 | GEN5 | BIT | ST | 31 |  | Industrial CHP | Y | Commercial/Industrial Unit
COALST | PA | Conemaugh | 3118 | 2 | BIT | ST | 936 |  | Electric Utility/IPP Non-CHP | N
Exclude | CO | Burlington | 6619 | 1 | DFO | GT | 64.7 |  | Electric Utility | N | Low utilization CT
Exclude | CO | Burlington | 6619 | 2 | DFO | GT | 64.7 |  | Electric Utility | N | Low utilization CT
EXCLUDE | IL | Archer Daniels Midland Decatur | 10865 | GEN7 | BIT | ST | 75 |  | Industrial CHP | Y | Commercial/Industrial Unit
EXCLUDE | HI | Keahole | 8083 | 2 | DFO | GT | 17.6 |  | Electric Utility | N | Simple Cycle Turbine (PRMVR=GT or OT) unit under 25MW
EXCLUDE | IL | Archer Daniels Midland Decatur | 10865 | GEN8 | BIT | ST | 105 |  | Industrial CHP | Y | Commercial/Industrial Unit
Exclude | NY | Ravenswood | 2500 | GT10 | NG | GT | 25 |  | Electric Utility/IPP Non-CHP | N | Low utilization CT
Exclude | NY | Ravenswood | 2500 | GT11 | NG | GT | 25 |  | Electric Utility/IPP Non-CHP | N | Low utilization CT
Exclude | NY | Ravenswood | 2500 | GT8 | NG | GT | 25 |  | Electric Utility/IPP Non-CHP | N | Low utilization CT
Exclude | NY | Ravenswood | 2500 | GT9 | NG | GT | 25 |  | Electric Utility/IPP Non-CHP | N | Low utilization CT
EXCLUDE | NY | Ravenswood | 2500 | GT1 | NG | GT | 18.6 |  | Electric Utility/IPP Non-CHP | N | Simple Cycle Turbine (PRMVR=GT or OT) unit under 25MW
Exclude | NY | Ravenswood | 2500 | GT21 | NG | GT | 42.9 |  | Electric Utility/IPP Non-CHP | N | Low utilization CT
Exclude | NY | Ravenswood | 2500 | GT22 | NG | GT | 42.9 |  | Electric Utility/IPP Non-CHP | N | Low utilization CT
Exclude | NY | Ravenswood | 2500 | GT23 | NG | GT | 42.9 |  | Electric Utility/IPP Non-CHP | N | Low utilization CT
Exclude | NY | Ravenswood | 2500 | GT24 | NG | GT | 42.9 |  | Electric Utility/IPP Non-CHP | N | Low utilization CT
Exclude | NY | Ravenswood | 2500 | GT31 | NG | GT | 42.9 |  | Electric Utility/IPP Non-CHP | N | Low utilization CT
Exclude | NY | Ravenswood | 2500 | GT32 | NG | GT | 42.9 |  | Electric Utility/IPP Non-CHP | N | Low utilization CT
Exclude | NY | Ravenswood | 2500 | GT33 | NG | GT | 42.9 |  | Electric Utility/IPP Non-CHP | N | Low utilization CT
Exclude | NY | Ravenswood | 2500 | GT34 | NG | GT | 42.9 |  | Electric Utility/IPP Non-CHP | N | Low utilization CT
EXCLUDE | NY | Ravenswood | 2500 | GT6 | NG | GT | 22 |  | Electric Utility/IPP Non-CHP | N | Simple Cycle Turbine (PRMVR=GT or OT) unit under 25MW
EXCLUDE | NY | Ravenswood | 2500 | GT7 | NG | GT | 22 |  | Electric Utility/IPP Non-CHP | N | Simple Cycle Turbine (PRMVR=GT or OT) unit under 25MW
EXCLUDE | NY | Ravenswood | 2500 | GT4 | NG | GT | 21.1 |  | Electric Utility/IPP Non-CHP | N | Simple Cycle Turbine (PRMVR=GT or OT) unit under 25MW
EXCLUDE | NY | Ravenswood | 2500 | GT5 | NG | GT | 21.1 |  | Electric Utility/IPP Non-CHP | N | Simple Cycle Turbine (PRMVR=GT or OT) unit under 25MW
COALST | TX | J K Spruce | 7097 | 2 | SUB | ST | 878 |  | Electric Utility | N
COALST | NC | G G Allen | 2718 | 3 | BIT | ST | 275 |  | Electric Utility | N
EXCLUDE | IL | Archer Daniels Midland Decatur | 10865 | GEN3 | BIT | ST | 31 |  | Industrial CHP | Y | Commercial/Industrial Unit
OGST | UT | Gadsby | 3648 | 2 | NG | ST | 69 |  | Electric Utility | N
EXCLUDE | IL | Archer Daniels Midland Decatur | 10865 | GEN6 | BIT | ST | 31 |  | Industrial CHP | Y | Commercial/Industrial Unit
COALST | WV | John E Amos | 3935 | 1 | BIT | ST | 816.3 |  | Electric Utility | N
Exclude | IN | Richmond | 7335 | RCT2 | NG | GT | 41.4 |  | Electric Utility | N | Low utilization CT
EXCLUDE | IL | Archer Daniels Midland Decatur | 10865 | GEN2 | BIT | ST | 31 |  | Industrial CHP | Y | Commercial/Industrial Unit
COALST | OH | Cardinal | 2828 | 2 | BIT | ST | 615.2 |  | Electric Utility | N
COALST | OH | FirstEnergy W H Sammis | 2866 | 4 | BIT | ST | 190.4 |  | Electric Utility/IPP Non-CHP | N
COALST | OH | Cardinal | 2828 | 1 | BIT | ST | 615.2 |  | Electric Utility | N
COALST | OH | FirstEnergy Eastlake | 2837 | 3 | BIT | ST | 123 |  | Electric Utility/IPP Non-CHP | N
COALST | WV | FirstEnergy Fort Martin Power Station | 3943 | 2 | BIT | ST | 576 |  | Electric Utility | N
COALST | OH | Cardinal | 2828 | 3 | BIT | ST | 650 |  | Electric Utility | N
Exclude | MI | Livingston Generating Station | 55102 | 001 | NG | GT | 42.9 |  | Electric Utility/IPP Non-CHP | N | Low utilization CT
COALST | AZ | Springerville | 8223 | 4 | SUB | ST | 450 |  | Electric Utility | N
EXCLUDE | WI | Omega Hills Gas Recovery | 50577 | GEN3 | LFG | GT | 3.3 |  | IPP Non-CHP | N | Non Fossil fuel type
EXCLUDE | WI | Omega Hills Gas Recovery | 50577 | GEN5 | LFG | GT | 3.3 |  | IPP Non-CHP | N | Non Fossil fuel type
EXCLUDE | WI | Omega Hills Gas Recovery | 50577 | GEN1 | LFG | GT | 3 |  | IPP Non-CHP | N | Non Fossil fuel type
EXCLUDE | WI | Omega Hills Gas Recovery | 50577 | GEN2 | LFG | GT | 3 |  | IPP Non-CHP | N | Non Fossil fuel type
Exclude | TN | Lagoon Creek | 7845 | GT2 | NG | GT | 84.5 |  | Electric Utility | N | Low utilization CT
COALST | PA | FirstEnergy Bruce Mansfield | 6094 | 3 | BIT | ST | 913.7 |  | Electric Utility/IPP Non-CHP | N
EXCLUDE | HI | Puna | 7130 | 3 | DFO | GT | 23.6 |  | Electric Utility | N | Simple Cycle Turbine (PRMVR=GT or OT) unit under 25MW
COALST | IL | Newton | 6017 | 2 | SUB | ST | 617.4 |  | Electric Utility/IPP Non-CHP | N
Exclude | IN | Georgetown | 7759 | GT2 | NG | GT | 73.5 |  | Electric Utility | N | Low utilization CT
EXCLUDE | FL | Tom G Smith | 673 | GT2 | NG | CC | 21.4 |  | Electric Utility | N | Combined Cycle (PRMVR=CC) unit under 25MW
EXCLUDE | FL | Tom G Smith | 673 | S5 | NG | CC | 10 |  | Electric Utility | N | Combined Cycle (PRMVR=CC) unit under 25MW
COALST | IN | Eagle Valley | 991 | 6 | BIT | ST | 113.6 |  | Electric Utility | N
COALST | PA | PPL Brunner Island | 3140 | 3 | BIT | ST | 790.4 |  | Electric Utility/IPP Non-CHP | N
COALST | KY | Trimble County | 6071 | 2 | BIT | ST | 834 |  | Electric Utility | N
COALST | MI | J C Weadock | 1720 | 7 | SUB | ST | 156.3 |  | Electric Utility | N
IGCC | FL | Polk | 7242 | 1CA | BIT | IG | 133.4 |  | Electric Utility | N
IGCC | FL | Polk | 7242 | 1CT | BIT | IG | 192.9 |  | Electric Utility | N
Exclude | TN | Gleason Generating Facility | 55251 | CTG1 | NG | GT | 185.4 |  | Electric Utility | N | Low utilization CT
COALST | NV | North Valmy | 8224 | 1 | SUB | ST | 277.2 |  | Electric Utility | N
COALST | NC | G G Allen | 2718 | 4 | BIT | ST | 275 |  | Electric Utility | N
COALST | KY | Green River | 1357 | 4 | BIT | ST | 113.6 |  | Electric Utility | N
COALST | MO | New Madrid | 2167 | 1 | SUB | ST | 650 |  | Electric Utility | N
Exclude | WI | Paris | 7270 | 1 | NG | GT | 95.4 |  | Electric Utility | N | Low utilization CT
Exclude | AL | Colbert | 47 | GT7 | NG | GT | 59.5 |  | Electric Utility | N | Low utilization CT
Exclude | PA | Richmond Generating Station | 3168 | 91 | DFO | GT | 65.8 |  | Electric Utility/IPP Non-CHP | N | Low utilization CT
Exclude | GA | Sewell Creek Energy | 7813 | 4 | NG | GT | 164 |  | Electric Utility | N | Low utilization CT
Exclude | KS | West Gardner | 7929 | 1 | NG | GT | 91.3 |  | Electric Utility | N | Low utilization CT
COALST | WV | FirstEnergy Pleasants Power Station | 6004 | 1 | BIT | ST | 684 |  | Electric Utility/IPP Non-CHP | N
Exclude | IN | Broadway | 1011 | 2 | NG | GT | 88.8 |  | Electric Utility | N | Low utilization CT
EXCLUDE | CA | Loma Linda University Cogen | 10206 | GEN3 | NG | CC | 1.2 |  | Commercial CHP | Y | Combined Cycle (PRMVR=CC) unit under 25MW
EXCLUDE | CA | Loma Linda University Cogen | 10206 | GEN1 | NG | CC | 5.2 |  | Commercial CHP | Y | Combined Cycle (PRMVR=CC) unit under 25MW
EXCLUDE | CA | Loma Linda University Cogen | 10206 | GEN2 | NG | CC | 5.2 |  | Commercial CHP | Y | Combined Cycle (PRMVR=CC) unit under 25MW
COALST | PA | FirstEnergy Bruce Mansfield | 6094 | 1 | BIT | ST | 913.7 |  | Electric Utility/IPP Non-CHP | N
EXCLUDE | MD | Notch Cliff | 1555 | GT1 | NG | GT | 18 |  | IPP Non-CHP | N | Simple Cycle Turbine (PRMVR=GT or OT) unit under 25MW
EXCLUDE | MD | Notch Cliff | 1555 | GT2 | NG | GT | 18 |  | IPP Non-CHP | N | Simple Cycle Turbine (PRMVR=GT or OT) unit under 25MW
EXCLUDE | MD | Notch Cliff | 1555 | GT3 | NG | GT | 18 |  | IPP Non-CHP | N | Simple Cycle Turbine (PRMVR=GT or OT) unit under 25MW
EXCLUDE | MD | Notch Cliff | 1555 | GT4 | NG | GT | 18 |  | IPP Non-CHP | N | Simple Cycle Turbine (PRMVR=GT or OT) unit under 25MW
EXCLUDE | MD | Notch Cliff | 1555 | GT5 | NG | GT | 18 |  | IPP Non-CHP | N | Simple Cycle Turbine (PRMVR=GT or OT) unit under 25MW
EXCLUDE | MD | Notch Cliff | 1555 | GT6 | NG | GT | 18 |  | IPP Non-CHP | N | Simple Cycle Turbine (PRMVR=GT or OT) unit under 25MW
EXCLUDE | MD | Notch Cliff | 1555 | GT7 | NG | GT | 18 |  | IPP Non-CHP | N | Simple Cycle Turbine (PRMVR=GT or OT) unit under 25MW
EXCLUDE | MD | Notch Cliff | 1555 | GT8 | NG | GT | 18 |  | IPP Non-CHP | N | Simple Cycle Turbine (PRMVR=GT or OT) unit under 25MW
COALST | NE | Nebraska City | 6096 | 2 | SUB | ST | 738 |  | Electric Utility | N
Exclude | WI | South Fond Du Lac | 7203 | CT1 | NG | GT | 95.4 |  | Electric Utility | N | Low utilization CT
COALST | OH | Miami Fort | 2832 | 6 | BIT | ST | 163.2 |  | Electric Utility | N
COALST | PA | Conemaugh | 3118 | 1 | BIT | ST | 936 |  | Electric Utility/IPP Non-CHP | N
EXCLUDE | MS | Henderson | 2062 | H2 | NG | GT | 13.5 |  | Electric Utility | N | Simple Cycle Turbine (PRMVR=GT or OT) unit under 25MW
EXCLUDE | CT | Hartford Hospital Cogeneration | 52061 | GEN3 | NG | CC | 6.2 |  | Commercial CHP | Y | Combined Cycle (PRMVR=CC) unit under 25MW
EXCLUDE | CT | Hartford Hospital Cogeneration | 52061 | GEN2 | NG | CC | 4.2 |  | Commercial CHP | Y | Combined Cycle (PRMVR=CC) unit under 25MW
EXCLUDE | CA | Coca Cola American Canyon | 57807 | COK01 | NG | FC | 1.1 |  | IPP Non-CHP | N | Fuel Cell (PRMVR=FC)
COALST | KY | H L Spurlock | 6041 | 1 | BIT | ST | 357.6 |  | Electric Utility | N
COALST | IN | Tanners Creek | 988 | 4 | SUB | ST | 579.7 |  | Electric Utility | N
Exclude | TX | Copper | 9 | 1 | NG | GT | 80.5 |  | Electric Utility | N | Low utilization CT
Exclude | KY | Trimble County | 6071 | 6 | NG | GT | 199 |  | Electric Utility | N | Low utilization CT
COALST | WV | John E Amos | 3935 | 3 | BIT | ST | 1300 |  | Electric Utility | N
COALST | OH | Killen Station | 6031 | 2 | BIT | ST | 660.6 |  | Electric Utility | N
COALST | KY | Ghent | 1356 | 2 | BIT | ST | 556.3 |  | Electric Utility | N
COALST | PA | Shawville | 3131 | 3 | BIT | ST | 188 |  | Electric Utility/IPP Non-CHP | N
Exclude | MT | Dave Gates Generating Station | 56908 | 1 | NG | GT | 50 |  | Electric Utility | N | Low utilization CT
Exclude | NJ | Forked River | 7138 | 1 | NG | GT | 38.4 |  | Electric Utility/IPP Non-CHP | N | Low utilization CT
Exclude | NJ | Forked River | 7138 | 2 | NG | GT | 38.4 |  | Electric Utility/IPP Non-CHP | N | Low utilization CT
Exclude | CA | Long Beach Generation LLC | 341 | CT4 | NG | GT | 63 |  | Electric Utility/IPP Non-CHP | N | Low utilization CT
COALST | VA | Bremo Bluff | 3796 | 4 | BIT | ST | 185.2 |  | Electric Utility | N
EXCLUDE | AK | Valdez Cogen | 7841 | 1 | JF | GT | 5.3 |  | Electric Utility | Y | Simple Cycle Turbine (PRMVR=GT or OT) unit under 25MW
COALST | OH | FirstEnergy Eastlake | 2837 | 5 | BIT | ST | 680 |  | Electric Utility/IPP Non-CHP | N
OGST | LA | R S Nelson | 1393 | 3 | NG | ST | 163.2 |  | Electric Utility | N
COALST | FL | Seminole | 136 | 2 | BIT | ST | 735.9 |  | Electric Utility | N
Exclude | MT | Dave Gates Generating Station | 56908 | 3 | NG | GT | 50 |  | Electric Utility | N | Low utilization CT
Exclude | MD | Westport | 1560 | GT5 | NG | GT | 121.5 |  | Electric Utility/IPP Non-CHP | N | Low utilization CT
COALST | KY | Big Sandy | 1353 | 2 | BIT | ST | 816.3 |  | Electric Utility | N
EXCLUDE | IL | Settlers Hill Gas Recovery | 50563 | GEN1 | LFG | GT | 3 |  | IPP Non-CHP | N | Non Fossil fuel type
EXCLUDE | IL | Settlers Hill Gas Recovery | 50563 | GEN2 | LFG | GT | 3 |  | IPP Non-CHP | N | Non Fossil fuel type
Exclude | FL | Indian River Plant | 683 | D | NG | GT | 130 |  | Electric Utility | N | Low utilization CT
COALST | NC | Marshall | 2727 | 4 | BIT | ST | 648 |  | Electric Utility | N
Exclude | NC | Lincoln Combustion | 7277 | 10 | NG | GT | 109.6 |  | Electric Utility | N | Low utilization CT
NGCC | CA | King City Power Plant | 10294 | GTG | NG | CC | 90.8 |  | IPP CHP | Y
NGCC | CA | King City Power Plant | 10294 | STG | NG | CC | 42.4 |  | IPP CHP | Y
EXCLUDE | MN | Saint Marys Hospital Power Plant | 54262 | 4 | NG | CC | 3 |  | Commercial CHP | Y | Combined Cycle (PRMVR=CC) unit under 25MW
EXCLUDE | MN | Saint Marys Hospital Power Plant | 54262 | 1 | NG | CC | 4.7 |  | Commercial CHP | Y | Combined Cycle (PRMVR=CC) unit under 25MW
COALST | MD | Morgantown Generating Plant | 1573 | ST2 | BIT | ST | 626 |  | Electric Utility/IPP Non-CHP | N
EXCLUDE | NY | East Hampton | 2512 | 1 | DFO | GT | 21.3 |  | Electric Utility | N | Simple Cycle Turbine (PRMVR=GT or OT) unit under 25MW
EXCLUDE | KS | Gardner Energy Center | 7281 | CT1 | NG | GT | 19.6 |  | Electric Utility | N | Simple Cycle Turbine (PRMVR=GT or OT) unit under 25MW
EXCLUDE | KS | Gardner Energy Center | 7281 | CT2 | NG | GT | 19.6 |  | Electric Utility | N | Simple Cycle Turbine (PRMVR=GT or OT) unit under 25MW
COALST | UT | Intermountain Power Project | 6481 | 2 | BIT | ST | 820 |  | Electric Utility | N
COALST | WV | John E Amos | 3935 | 2 | BIT | ST | 816.3 |  | Electric Utility | N
COALST | WV | FirstEnergy Fort Martin Power Station | 3943 | 1 | BIT | ST | 576 |  | Electric Utility | N
EXCLUDE | GA | Savannah River Mill | 10361 | GEN1 | NG | GT | 25.2 |  | Industrial CHP | Y | Commercial/Industrial Unit
EXCLUDE | GA | Savannah River Mill | 10361 | GEN2 | NG | GT | 25.2 |  | Industrial CHP | Y | Commercial/Industrial Unit
COALST | MD | Morgantown Generating Plant | 1573 | ST1 | BIT | ST | 626 |  | Electric Utility/IPP Non-CHP | N
EXCLUDE | WI | Custer Energy Center | 7795 | 1 | NG | GT | 24.5 |  | Electric Utility | N | Simple Cycle Turbine (PRMVR=GT or OT) unit under 25MW
COALST | NY | Danskammer Generating Station | 2480 | 3 | BIT | ST | 147.1 |  | Electric Utility/IPP Non-CHP | N
Exclude | WA | Frederickson | 99 | 1 | NG | GT | 88.9 |  | Electric Utility | N | Low utilization CT
Exclude | WA | Frederickson | 99 | 2 | NG | GT | 88.9 |  | Electric Utility | N | Low utilization CT
COALST | Navajo | Navajo | 4941 | NAV2 | BIT | ST | 803.1 |  | Electric Utility | N
COALST | NC | HF Lee Plant | 2709 | 3 | BIT | ST | 252.4 |  | Electric Utility | N
COALST | WV | FirstEnergy Pleasants Power Station | 6004 | 2 | BIT | ST | 684 |  | Electric Utility/IPP Non-CHP | N
COALST | PA | PPL Brunner Island | 3140 | 2 | BIT | ST | 405 |  | Electric Utility/IPP Non-CHP | N
COALST | TN | Bull Run | 3396 | 1 | BIT | ST | 950 |  | Electric Utility | N
COALST | AZ | Springerville | 8223 | 1 | SUB | ST | 424.8 |  | Electric Utility | N
COALST | OH | Walter C Beckjord | 2830 | 5 | BIT | ST | 244.8 |  | Electric Utility | N
COALST | MO | New Madrid | 2167 | 2 | SUB | ST | 650 |  | Electric Utility | N
COALST | Navajo | Four Corners | 2442 | 4 | SUB | ST | 818.1 |  | Electric Utility | N
Exclude | AZ | Demoss Petrie | 124 | GT2 | NG | GT | 85 |  | Electric Utility | N | Low utilization CT
COALST | IN | Wabash River | 1010 | 5 | BIT | ST | 125 |  | Electric Utility | N
COALST | Navajo | Four Corners | 2442 | 5 | SUB | ST | 818.1 |  | Electric Utility | N
EXCLUDE | FL | South Energy Center | 56518 | GT1 | NG | GT | 4.1 |  | Electric Utility | Y | Simple Cycle Turbine (PRMVR=GT or OT) unit under 25MW
EXCLUDE | TX | Bryan | 3561 | 7 | NG | GT | 22 |  | Electric Utility | N | Simple Cycle Turbine (PRMVR=GT or OT) unit under 25MW
COALST | PA | Shawville | 3131 | 4 | BIT | ST | 188 |  | Electric Utility/IPP Non-CHP | N
EXCLUDE | WI | Kaukauna Gas Turbine | 4118 | GT1 | NG | GT | 18 |  | Electric Utility | N | Simple Cycle Turbine (PRMVR=GT or OT) unit under 25MW
EXCLUDE | VA | Waste Management King George LFGTE | 57022 | GEN1 | LFG | GT | 3.3 |  | IPP Non-CHP | N | Non Fossil fuel type
EXCLUDE | VA | Waste Management King George LFGTE | 57022 | GEN2 | LFG | GT | 3.3 |  | IPP Non-CHP | N | Non Fossil fuel type
EXCLUDE | VA | Waste Management King George LFGTE | 57022 | GEN3 | LFG | GT | 3.3 |  | IPP Non-CHP | N | Non Fossil fuel type
EXCLUDE | VA | Waste Management King George LFGTE | 57022 | GEN4 | LFG | GT | 3.3 |  | IPP Non-CHP | N | Non Fossil fuel type
Exclude | OH | FirstEnergy West Lorain | 2869 | 6 | NG | GT | 85 |  | Electric Utility/IPP Non-CHP | N | Low utilization CT
EXCLUDE | MI | Vestaburg | 1881 | 8 | NG | GT | 23.7 |  | Electric Utility | N | Simple Cycle Turbine (PRMVR=GT or OT) unit under 25MW
Exclude | TX | Riverview | 3487 | 6 | NG | GT | 28.6 |  | Electric Utility | N | Low utilization CT
COALST | MO | Iatan | 6065 | 2 | SUB | ST | 914 |  | Electric Utility | N
Exclude | WA | Whitehorn | 6120 | 2 | NG | GT | 84.6 |  | Electric Utility | N | Low utilization CT
Exclude | WA | Whitehorn | 6120 | 3 | NG | GT | 84.6 |  | Electric Utility | N | Low utilization CT
Exclude | LA | Big Cajun 1 | 1464 | 3 | NG | GT | 132.8 |  | Electric Utility/IPP Non-CHP | N | Low utilization CT
COALST | UT | Intermountain Power Project | 6481 | 1 | BIT | ST | 820 |  | Electric Utility | N
COALST | MO | Sioux | 2107 | 1 | SUB | ST | 549.7 |  | Electric Utility | N
Exclude | AK | North Pole | 6285 | 1 | RFO | GT | 60.5 |  | Electric Utility | N | Low utilization CT
Exclude | AK | North Pole | 6285 | 2 | RFO | GT | 60.5 |  | Electric Utility | N | Low utilization CT
COALST | KY | Cooper | 1384 | 1 | BIT | ST | 113.6 |  | Electric Utility | N
Exclude | IL | Aurora | 55279 | CTG4 | NG | GT | 213 |  | Electric Utility/IPP Non-CHP | N | Low utilization CT
COALST | KY | H L Spurlock | 6041 | 4 | BIT | ST | 329.4 |  | Electric Utility | N
Exclude | NC | HF Lee Plant | 2709 | GT2 | DFO | GT | 29.9 |  | Electric Utility | N | Low utilization CT
Exclude | NC | HF Lee Plant | 2709 | GT3 | DFO | GT | 29.9 |  | Electric Utility | N | Low utilization CT
Exclude | NC | HF Lee Plant | 2709 | GT4 | DFO | GT | 29.9 |  | Electric Utility | N | Low utilization CT
EXCLUDE | NC | HF Lee Plant | 2709 | GT1 | DFO | GT | 16.3 |  | Electric Utility | N | Simple Cycle Turbine (PRMVR=GT or OT) unit under 25MW
EXCLUDE | NY | Gowanus Gas Turbines Generating | 2494 | GT21 | NG | GT | 20 |  | IPP Non-CHP | N | Simple Cycle Turbine (PRMVR=GT or OT) unit under 25MW
EXCLUDE | NY | Gowanus Gas Turbines Generating | 2494 | GT22 | NG | GT | 20 |  | IPP Non-CHP | N | Simple Cycle Turbine (PRMVR=GT or OT) unit under 25MW
EXCLUDE | NY | Gowanus Gas Turbines Generating | 2494 | GT23 | NG | GT | 20 |  | IPP Non-CHP | N | Simple Cycle Turbine (PRMVR=GT or OT) unit under 25MW
EXCLUDE | NY | Gowanus Gas Turbines Generating | 2494 | GT24 | NG | GT | 20 |  | IPP Non-CHP | N | Simple Cycle Turbine (PRMVR=GT or OT) unit under 25MW
EXCLUDE | NY | Gowanus Gas Turbines Generating | 2494 | GT25 | NG | GT | 20 |  | IPP Non-CHP | N | Simple Cycle Turbine (PRMVR=GT or OT) unit under 25MW
EXCLUDE | NY | Gowanus Gas Turbines Generating | 2494 | GT26 | NG | GT | 20 |  | IPP Non-CHP | N | Simple Cycle Turbine (PRMVR=GT or OT) unit under 25MW
EXCLUDE | NY | Gowanus Gas Turbines Generating | 2494 | GT27 | NG | GT | 20 |  | IPP Non-CHP | N | Simple Cycle Turbine (PRMVR=GT or OT) unit under 25MW
EXCLUDE | NY | Gowanus Gas Turbines Generating | 2494 | GT28 | NG | GT | 20 |  | IPP Non-CHP | N | Simple Cycle Turbine (PRMVR=GT or OT) unit under 25MW
EXCLUDE | NY | Gowanus Gas Turbines Generating | 2494 | GT31 | NG | GT | 20 |  | IPP Non-CHP | N | Simple Cycle Turbine (PRMVR=GT or OT) unit under 25MW
EXCLUDE | NY | Gowanus Gas Turbines Generating | 2494 | GT32 | NG | GT | 20 |  | IPP Non-CHP | N | Simple Cycle Turbine (PRMVR=GT or OT) unit under 25MW
EXCLUDE | NY | Gowanus Gas Turbines Generating | 2494 | GT33 | NG | GT | 20 |  | IPP Non-CHP | N | Simple Cycle Turbine (PRMVR=GT or OT) unit under 25MW
EXCLUDE | NY | Gowanus Gas Turbines Generating | 2494 | GT34 | NG | GT | 20 |  | IPP Non-CHP | N | Simple Cycle Turbine (PRMVR=GT or OT) unit under 25MW
EXCLUDE | NY | Gowanus Gas Turbines Generating | 2494 | GT35 | NG | GT | 20 |  | IPP Non-CHP | N | Simple Cycle Turbine (PRMVR=GT or OT) unit under 25MW
EXCLUDE | NY | Gowanus Gas Turbines Generating | 2494 | GT36 | NG | GT | 20 |  | IPP Non-CHP | N | Simple Cycle Turbine (PRMVR=GT or OT) unit under 25MW
EXCLUDE | NY | Gowanus Gas Turbines Generating | 2494 | GT37 | NG | GT | 20 |  | IPP Non-CHP | N | Simple Cycle Turbine (PRMVR=GT or OT) unit under 25MW
EXCLUDE | NY | Gowanus Gas Turbines Generating | 2494 | GT38 | NG | GT | 20 |  | IPP Non-CHP | N | Simple Cycle Turbine (PRMVR=GT or OT) unit under 25MW
Exclude | NY | Gowanus Gas Turbines Generating | 2494 | SS | NG | GT | 93 |  | IPP Non-CHP | N | Low utilization CT
COALST | KY | Ghent | 1356 | 4 | BIT | ST | 556.2 |  | Electric Utility | N
Exclude | MN | Pleasant Valley | 7843 | 11 | NG | GT | 167.5 |  | Electric Utility | N | Low utilization CT
EXCLUDE | CT | Waterside Power, LLC | 56189 | 4 | DFO | GT | 23.2 |  | IPP Non-CHP | N | Simple Cycle Turbine (PRMVR=GT or OT) unit under 25MW
EXCLUDE | CT | Waterside Power, LLC | 56189 | 5 | DFO | GT | 23.2 |  | IPP Non-CHP | N | Simple Cycle Turbine (PRMVR=GT or OT) unit under 25MW
EXCLUDE | CT | Waterside Power, LLC | 56189 | 7 | DFO | GT | 23.2 |  | IPP Non-CHP | N | Simple Cycle Turbine (PRMVR=GT or OT) unit under 25MW
COALST | PA | PPL Montour | 3149 | 2 | BIT | ST | 819 |  | Electric Utility/IPP Non-CHP | N
COALST | PA | PPL Montour | 3149 | 1 | BIT | ST | 805.5 |  | Electric Utility/IPP Non-CHP | N
EXCLUDE | IN | Logansport | 1032 | 4 | BIT | ST | 18 |  | Electric Utility | N | Steam unit (PRMVR=ST) under 25MW/250 MMBtu/hr
COALST | WV | FirstEnergy Harrison Power Station | 3944 | 2 | BIT | ST | 684 |  | Electric Utility/IPP Non-CHP | N
EXCLUDE | PA | Bethlehem Renewable Energy LLC | 56572 | 1 | LFG | GT | 5.5 |  | IPP Non-CHP | N | Non Fossil fuel type
EXCLUDE | MO | Marshall | 2144 | 5 | BIT | ST | 16.5 |  | Electric Utility | N | Steam unit (PRMVR=ST) under 25MW/250 MMBtu/hr
COALST | PA | Homer City Station | 3122 | 3 | BIT | ST | 692 |  | Electric Utility/IPP Non-CHP | N
Exclude | WI | Wheaton | 4014 | 4 | NG | GT | 48.5 |  | Electric Utility | N | Low utilization CT
COALST | TX | Tolk | 6194 | 1 | SUB | ST | 567.9 |  | Electric Utility | N
OGST | CA | SEGS III | 10439 | GEN1 | NG | ST | 34.2 |  | IPP Non-CHP | N
Exclude | TX | Morgan Creek | 3492 | CT2 | NG | GT | 89.4 |  | Electric Utility/IPP Non-CHP | N | Low utilization CT
EXCLUDE | KY | Silver Grove | 57955 | 1 | NG | GT | 5.2 |  | Industrial CHP | Y | Simple Cycle Turbine (PRMVR=GT or OT) unit under 25MW
Exclude | TN | Lagoon Creek | 7845 | GT1 | NG | GT | 84.5 |  | Electric Utility | N | Low utilization CT
COALST | MO | Labadie | 2103 | 3 | SUB | ST | 621 |  | Electric Utility | N
OGST | IA | Dubuque | 1046 | 3 | NG | ST | 28.7 |  | Electric Utility | N
OGST | IA | Dubuque | 1046 | 4 | NG | ST | 37.5 |  | Electric Utility | N
COALST | CO | Comanche | 470 | 1 | SUB | ST | 382.5 |  | Electric Utility | N
Exclude | OH | FirstEnergy West Lorain | 2869 | 4 | NG | GT | 85 |  | Electric Utility/IPP Non-CHP | N | Low utilization CT
EXCLUDE | TX | Pearsall | 3630 | 1 | NG | ST | 22 |  | Electric Utility | N | Steam unit (PRMVR=ST) under 25MW/250 MMBtu/hr
COALST | KY | Mill Creek | 1364 | 1 | BIT | ST | 355.5 |  | Electric Utility | N
COALST | FL | Seminole | 136 | 1 | BIT | ST | 735.9 |  | Electric Utility | N
EXCLUDE | AL | Westervelt Moundville Cogen | 57467 | TG1 | WDS | ST | 8.8 |  | Industrial CHP | Y | Non Fossil fuel type
Exclude | NC | Lincoln Combustion | 7277 | 13 | NG | GT | 109.6 |  | Electric Utility | N | Low utilization CT
COALST | UT | Huntington | 8069 | 1 | BIT | ST | 498 |  | Electric Utility | N
OGST | NJ | PSEG Sewaren Generating Station | 2411 | 2 | NG | ST | 107.5 |  | Electric Utility/IPP Non-CHP | N
EXCLUDE | MI | Battle Creek Mill | 58052 | #1TG | NG | ST | 2 |  | Industrial CHP | Y | Steam unit (PRMVR=ST) under 25MW/250 MMBtu/hr
EXCLUDE | MI | Battle Creek Mill | 58052 | #2TG | NG | ST | 2 |  | Industrial CHP | Y | Steam unit (PRMVR=ST) under 25MW/250 MMBtu/hr
NGCC | CA | Tracy Combined Cycle Power Plant | 55933 | TPP1 | NG | CC | 84.4 |  | Electric Utility/IPP Non-CHP | N
NGCC | CA | Tracy Combined Cycle Power Plant | 55933 | TPP2 | NG | CC | 84.4 |  | Electric Utility/IPP Non-CHP | N
NGCC | CA | Tracy Combined Cycle Power Plant | 55933 | TCC1 | NG | CC | 167.3 |  | Electric Utility/IPP Non-CHP | N
COALST | MS | Jack Watson | 2049 | 5 | BIT | ST | 578 |  | Electric Utility | N
Exclude | FL | Port Everglades | 617 | GT4 | NG | GT | 34.2 |  | Electric Utility | N | Low utilization CT
COALST | MD | Dickerson | 1572 | 2 | BIT | ST | 196 |  | Electric Utility/IPP Non-CHP | N
Exclude | IL | Elwood Energy LLC | 55199 | GT8 | NG | GT | 192 |  | Electric Utility/IPP Non-CHP | N | Low utilization CT
COALST | OH | W H Zimmer | 6019 | ST1 | BIT | ST | 1425.6 |  | Electric Utility | N
EXCLUDE | AL | Shell Offshore Yellowhammer | 54730 | 701 | NG | GT | 3.4 |  | Industrial Non-CHP | N | Simple Cycle Turbine (PRMVR=GT or OT) unit under 25MW
EXCLUDE | TX | Wasson CO2 Removal Plant | 52122 | GEN1 | NG | GT | 23.4 |  | Industrial CHP | Y | Simple Cycle Turbine (PRMVR=GT or OT) unit under 25MW
Exclude | IN | Wheatland Generating Facility | 55224 | CTG4 | NG | GT | 135 |  | Electric Utility | N | Low utilization CT
Exclude | NY | Hillburn | 2628 | GEN1 | NG | GT | 46.5 |  | Electric Utility/IPP Non-CHP | N | Low utilization CT
COALST | PA | FirstEnergy Bruce Mansfield | 6094 | 2 | BIT | ST | 913.7 |  | Electric Utility/IPP Non-CHP | N
COALST | NC | Roxboro | 2712 | 1 | BIT | ST | 410.8 |  | Electric Utility | N
Exclude | MO | Ralph Green | 2092 | 3 | NG | GT | 74 |  | Electric Utility | N | Low utilization CT
COALST | SC | Canadys Steam | 3280 | 2 | BIT | ST | 136 |  | Electric Utility | N
Exclude | OH | FirstEnergy West Lorain | 2869 | 2 | NG | GT | 85 |  | Electric Utility/IPP Non-CHP | N | Low utilization CT
COALST | IA | Walter Scott Jr Energy Center | 1082 | 4 | SUB | ST | 922.5 |  | Electric Utility | N
EXCLUDE | NY | Narrows Gas Turbines Generating | 2499 | NT11 | NG | GT | 22 |  | IPP Non-CHP | N | Simple Cycle Turbine (PRMVR=GT or OT) unit under 25MW
EXCLUDE | NY | Narrows Gas Turbines Generating | 2499 | NT12 | NG | GT | 22 |  | IPP Non-CHP | N | Simple Cycle Turbine (PRMVR=GT or OT) unit under 25MW
EXCLUDE | NY | Narrows Gas Turbines Generating | 2499 | NT13 | NG | GT | 22 |  | IPP Non-CHP | N | Simple Cycle Turbine (PRMVR=GT or OT) unit under 25MW
EXCLUDE | NY | Narrows Gas Turbines Generating | 2499 | NT14 | NG | GT | 22 |  | IPP Non-CHP | N | Simple Cycle Turbine (PRMVR=GT or OT) unit under 25MW
EXCLUDE | NY | Narrows Gas Turbines Generating | 2499 | NT15 | NG | GT | 22 |  | IPP Non-CHP | N | Simple Cycle Turbine (PRMVR=GT or OT) unit under 25MW
EXCLUDE | NY | Narrows Gas Turbines Generating | 2499 | NT16 | NG | GT | 22 |  | IPP Non-CHP | N | Simple Cycle Turbine (PRMVR=GT or OT) unit under 25MW
EXCLUDE | NY | Narrows Gas Turbines Generating | 2499 | NT17 | NG | GT | 22 |  | IPP Non-CHP | N | Simple Cycle Turbine (PRMVR=GT or OT) unit under 25MW
EXCLUDE | NY | Narrows Gas Turbines Generating | 2499 | NT18 | NG | GT | 22 |  | IPP Non-CHP | N | Simple Cycle Turbine (PRMVR=GT or OT) unit under 25MW
EXCLUDE | NY | Narrows Gas Turbines Generating | 2499 | NT21 | NG | GT | 22 |  | IPP Non-CHP | N | Simple Cycle Turbine (PRMVR=GT or OT) unit under 25MW
EXCLUDE | NY | Narrows Gas Turbines Generating | 2499 | NT22 | NG | GT | 22 |  | IPP Non-CHP | N | Simple Cycle Turbine (PRMVR=GT or OT) unit under 25MW
EXCLUDE | NY | Narrows Gas Turbines Generating | 2499 | NT23 | NG | GT | 22 |  | IPP Non-CHP | N | Simple Cycle Turbine (PRMVR=GT or OT) unit under 25MW
EXCLUDE | NY | Narrows Gas Turbines Generating | 2499 | NT24 | NG | GT | 22 |  | IPP Non-CHP | N | Simple Cycle Turbine (PRMVR=GT or OT) unit under 25MW
EXCLUDE | NY | Narrows Gas Turbines Generating | 2499 | NT25 | NG | GT | 22 |  | IPP Non-CHP | N | Simple Cycle Turbine (PRMVR=GT or OT) unit under 25MW
EXCLUDE | NY | Narrows Gas Turbines Generating | 2499 | NT26 | NG | GT | 22 |  | IPP Non-CHP | N | Simple Cycle Turbine (PRMVR=GT or OT) unit under 25MW
EXCLUDE | NY | Narrows Gas Turbines Generating | 2499 | NT27 | NG | GT | 22 |  | IPP Non-CHP | N | Simple Cycle Turbine (PRMVR=GT or OT) unit under 25MW
EXCLUDE | NY | Narrows Gas Turbines Generating | 2499 | NT28 | NG | GT | 22 |  | IPP Non-CHP | N | Simple Cycle Turbine (PRMVR=GT or OT) unit under 25MW
EXCLUDE | DC | US GSA Heating and Transmission | 57788 | TG1 | NG | GT | 5.4 |  | Commercial CHP | Y | Simple Cycle Turbine (PRMVR=GT or OT) unit under 25MW
EXCLUDE | DC | US GSA Heating and Transmission | 57788 | TG2 | NG | GT | 5.4 |  | Commercial CHP | Y | Simple Cycle Turbine (PRMVR=GT or OT) unit under 25MW
EXCLUDE | IL | Archer Daniels Midland Peoria | 10866 | GEN8 | NG | GT | 13 |  | Industrial CHP | Y | Simple Cycle Turbine (PRMVR=GT or OT) unit under 25MW
EXCLUDE | IL | Archer Daniels Midland Peoria | 10866 | GEN6 | NG | GT | 18 |  | Industrial CHP | Y | Simple Cycle Turbine (PRMVR=GT or OT) unit under 25MW
EXCLUDE | IL | Archer Daniels Midland Peoria | 10866 | GEN7 | NG | GT | 18 |  | Industrial CHP | Y | Simple Cycle Turbine (PRMVR=GT or OT) unit under 25MW
COALST | IN | Gibson | 6113 | 4 | BIT | ST | 667.9 |  | Electric Utility | N
Exclude | CA | Miramar | 305 | MRGT | NG | GT | 49 |  | IPP Non-CHP | N | Low utilization CT
OGST | LA | Little Gypsy | 1402 | 2 | NG | ST | 420.7 |  | Electric Utility | N
Exclude | CT | South Meadow | 563 | 12 | KER | GT | 41.8 |  | Electric Utility/IPP Non-CHP | N | Low utilization CT
Exclude | MO | Hawthorn | 2079 | 8 | NG | GT | 77 |  | Electric Utility | N | Low utilization CT
OGST | HI | Waiau | 766 | W5 | RFO | ST | 54.4 |  | Electric Utility | N
Exclude | DE | Van Sant Station | 7318 | 1 | NG | GT | 45.1 |  | Electric Utility/IPP Non-CHP | N | Low utilization CT
EXCLUDE | OK | Seminole | 2956 | GT1 | NG | GT | 23 |  | Electric Utility | N | Simple Cycle Turbine (PRMVR=GT or OT) unit under 25MW
EXCLUDE | WY | Barber Creek | 8030 | 1 | NG | GT | 7.5 |  | Electric Utility | N | Simple Cycle Turbine (PRMVR=GT or OT) unit under 25MW
EXCLUDE | WY | Barber Creek | 8030 | 2 | NG | GT | 7.5 |  | Electric Utility | N | Simple Cycle Turbine (PRMVR=GT or OT) unit under 25MW
EXCLUDE | WY | Barber Creek | 8030 | 3 | NG | GT | 7.5 |  | Electric Utility | N | Simple Cycle Turbine (PRMVR=GT or OT) unit under 25MW
Exclude | CO | Valmont | 477 | 6 | NG | GT | 59.3 |  | Electric Utility | N | Low utilization CT
OGST | FL | C D McIntosh Jr | 676 | ST2 | NG | ST | 126 |  | Electric Utility | N
Exclude | OH | FirstEnergy West Lorain | 2869 | 5 | NG | GT | 85 |  | Electric Utility/IPP Non-CHP | N | Low utilization CT
COALST | NC | Belews Creek | 8042 | 2 | BIT | ST | 1080.1 |  | Electric Utility | N
Exclude | TX | Permian Basin | 3494 | CT3 | NG | GT | 89.4 |  | Electric Utility/IPP Non-CHP | N | Low utilization CT
EXCLUDE | MD | Chalk Point LLC | 1571 | GT1 | DFO | GT | 16 |  | Electric Utility/IPP Non-CHP | N | Simple Cycle Turbine (PRMVR=GT or OT) unit under 25MW
Exclude | MD | Chalk Point LLC | 1571 | GT2 | DFO | GT | 35 |  | Electric Utility/IPP Non-CHP | N | Low utilization CT
Exclude | MD | Chalk Point LLC | 1571 | GT5 | NG | GT | 125 |  | Electric Utility/IPP Non-CHP | N | Low utilization CT
Exclude | MD | Chalk Point LLC | 1571 | GT6 | NG | GT | 125 |  | Electric Utility/IPP Non-CHP | N | Low utilization CT
Exclude | MD | Chalk Point LLC | 1571 | SGT1 | DFO | GT | 94 |  | Electric Utility/IPP Non-CHP | N | Low utilization CT
Exclude | MD | Chalk Point LLC | 1571 | GT3 | NG | GT | 103 |  | Electric Utility/IPP Non-CHP | N | Low utilization CT
Exclude | MD | Chalk Point LLC | 1571 | GT4 | NG | GT | 103 |  | Electric Utility/IPP Non-CHP | N | Low utilization CT
OGST | OK | Southwestern | 2964 | 2 | NG | ST | 84 |  | Electric Utility | N
OGST | LA | Lieberman | 1417 | 3 | NG | ST | 114 |  | Electric Utility | N
Exclude | CA | Long Beach Generation LLC | 341 | CT2 | NG | GT | 63 |  | Electric Utility/IPP Non-CHP | N | Low utilization CT
COALST | TX | J T Deely | 6181 | 2 | SUB | ST | 446 |  | Electric Utility | N
EXCLUDE | IL | Mars Snackfood US | 54855 | 1 | NG | GT | 3.5 |  | Industrial CHP | Y | Simple Cycle Turbine (PRMVR=GT or OT) unit under 25MW
COALST | AL | Gadsden | 7 | 1 | BIT | ST | 69 |  | Electric Utility | Y
EXCLUDE | OH | Yankee Street | 2854 | 4 | NG | GT | 17.5 |  | Electric Utility | N | Simple Cycle Turbine (PRMVR=GT or OT) unit under 25MW
EXCLUDE | OH | Yankee Street | 2854 | 5 | NG | GT | 17.5 |  | Electric Utility | N | Simple Cycle Turbine (PRMVR=GT or OT) unit under 25MW
EXCLUDE | OH | Yankee Street | 2854 | 6 | NG | GT | 17.5 |  | Electric Utility | N | Simple Cycle Turbine (PRMVR=GT or OT) unit under 25MW
EXCLUDE | OH | Yankee Street | 2854 | 7 | NG | GT | 17.5 |  | Electric Utility | N | Simple Cycle Turbine (PRMVR=GT or OT) unit under 25MW
EXCLUDE | OH | Yankee Street | 2854 | 1 | NG | GT | 18.5 |  | Electric Utility | N | Simple Cycle Turbine (PRMVR=GT or OT) unit under 25MW
EXCLUDE | OH | Yankee Street | 2854 | 2 | NG | GT | 18.5 |  | Electric Utility | N | Simple Cycle Turbine (PRMVR=GT or OT) unit under 25MW
EXCLUDE | OH | Yankee Street | 2854 | 3 | NG | GT | 18.5 |  | Electric Utility | N | Simple Cycle Turbine (PRMVR=GT or OT) unit under 25MW
Exclude | NY | E F Barrett | 2511 | 10 | NG | GT | 41.8 |  | Electric Utility | N | Low utilization CT
Exclude | NY | E F Barrett | 2511 | 11 | NG | GT | 41.8 |  | Electric Utility | N | Low utilization CT
Exclude | NY | E F Barrett | 2511 | 12 | NG | GT | 41.8 |  | Electric Utility | N | Low utilization CT
Exclude | NY | E F Barrett | 2511 | 9 | NG | GT | 41.8 |  | Electric Utility | N | Low utilization CT
EXCLUDE | NY | E F Barrett | 2511 | 3 | NG | GT | 18 |  | Electric Utility | N | Simple Cycle Turbine (PRMVR=GT or OT) unit under 25MW
EXCLUDE | NY | E F Barrett | 2511 | 4 | NG | GT | 18 |  | Electric Utility | N | Simple Cycle Turbine (PRMVR=GT or OT) unit under 25MW
EXCLUDE | NY | E F Barrett | 2511 | 5 | NG | GT | 18 |  | Electric Utility | N | Simple Cycle Turbine (PRMVR=GT or OT) unit under 25MW
EXCLUDE | NY | E F Barrett | 2511 | 6 | NG | GT | 18 |  | Electric Utility | N | Simple Cycle Turbine (PRMVR=GT or OT) unit under 25MW
EXCLUDE | NY | E F Barrett | 2511 | 8 | NG | GT | 18 |  | Electric Utility | N | Simple Cycle Turbine (PRMVR=GT or OT) unit under 25MW
EXCLUDE | NY | E F Barrett | 2511 | GT1 | NG | GT | 18 |  | Electric Utility | N | Simple Cycle Turbine (PRMVR=GT or OT) unit under 25MW
EXCLUDE | NY | E F Barrett | 2511 | GT2 | NG | GT | 18 |  | Electric Utility | N | Simple Cycle Turbine (PRMVR=GT or OT) unit under 25MW
EXCLUDE | CO | George Birdsall | 493 | 3 | NG | ST | 23.5 |  | Electric Utility | N | Steam unit (PRMVR=ST) under 25MW/250 MMBtu/hr
Exclude | MI | 491 E 48th Street | 7268 | 9 | NG | GT | 83.5 |  | Electric Utility | N | Low utilization CT
Exclude | MN | Inver Hills | 1913 | 6 | NG | GT | 48.6 |  | Electric Utility | N | Low utilization CT
Exclude | MN | Inver Hills | 1913 | 1 | NG | GT | 46.8 |  | Electric Utility | N | Low utilization CT
Exclude | MN | Inver Hills | 1913 | 2 | NG | GT | 46.8 |  | Electric Utility | N | Low utilization CT
Exclude | MN | Inver Hills | 1913 | 3 | NG | GT | 46.8 |  | Electric Utility | N | Low utilization CT
Exclude | MN | Inver Hills | 1913 | 4 | NG | GT | 46.8 |  | Electric Utility | N | Low utilization CT
Exclude | MN | Inver Hills | 1913 | 5 | NG | GT | 46.8 |  | Electric Utility | N | Low utilization CT
OGST | FL | S O Purdom | 689 | 7 | NG | ST | 50 |  | Electric Utility | N
Exclude | NJ | Gilbert | 2393 | 9 | NG | GT | 161 |  | Electric Utility/IPP Non-CHP | N | Low utilization CT
EXCLUDE | NJ | Gilbert | 2393 | C1 | NG | GT | 24 |  | Electric Utility/IPP Non-CHP | N | Simple Cycle Turbine (PRMVR=GT or OT) unit under 25MW
EXCLUDE | NJ | Gilbert | 2393 | C2 | NG | GT | 24 |  | Electric Utility/IPP Non-CHP | N | Simple Cycle Turbine (PRMVR=GT or OT) unit under 25MW
EXCLUDE | NJ | Gilbert | 2393 | C3 | NG | GT | 24 |  | Electric Utility/IPP Non-CHP | N | Simple Cycle Turbine (PRMVR=GT or OT) unit under 25MW
EXCLUDE | NJ | Gilbert | 2393 | C4 | NG | GT | 24 |  | Electric Utility/IPP Non-CHP | N | Simple Cycle Turbine (PRMVR=GT or OT) unit under 25MW
Exclude | MN | Hutchinson Plant #2 | 6358 | 9 | NG | GT | 25 |  | Electric Utility | N | Low utilization CT
Exclude | FL | Intercession City | 8049 | P7 | NG | GT | 115 |  | Electric Utility | N | Low utilization CT
Exclude | FL | Higgins | 630 | P4 | NG | GT | 42.9 |  | Electric Utility | N | Low utilization CT
COALST | IN | Gibson | 6113 | 1 | BIT | ST | 667.9 |  | Electric Utility | N
EXCLUDE | TX | Phelps Dodge Refining | 54628 | 3001 | NG | GT | 4.2 |  | Industrial CHP | Y | Simple Cycle Turbine (PRMVR=GT or OT) unit under 25MW
EXCLUDE | TX | Phelps Dodge Refining | 54628 | 3002 | NG | GT | 4.2 |  | Industrial CHP | Y | Simple Cycle Turbine (PRMVR=GT or OT) unit under 25MW
EXCLUDE | TX | Phelps Dodge Refining | 54628 | 3003 | NG | GT | 4.2 |  | Industrial CHP | Y | Simple Cycle Turbine (PRMVR=GT or OT) unit under 25MW
EXCLUDE | TX | Phelps Dodge Refining | 54628 | 2607 | NG | GT | 3.5 |  | Industrial CHP | Y | Simple Cycle Turbine (PRMVR=GT or OT) unit under 25MW
EXCLUDE | TX | Phelps Dodge Refining | 54628 | 2608 | NG | GT | 3.5 |  | Industrial CHP | Y | Simple Cycle Turbine (PRMVR=GT or OT) unit under 25MW
COALST | KY | Cooper | 1384 | 2 | BIT | ST | 230.4 |  | Electric Utility | N
COALST | MO | Labadie | 2103 | 2 | SUB | ST | 573.7 |  | Electric Utility | N
EXCLUDE | WY | Arvada | 8028 | 1 | NG | GT | 7.5 |  | Electric Utility | N | Simple Cycle Turbine (PRMVR=GT or OT) unit under 25MW
EXCLUDE | WY | Arvada | 8028 | 2 | NG | GT | 7.5 |  | Electric Utility | N | Simple Cycle Turbine (PRMVR=GT or OT) unit under 25MW
EXCLUDE | WY | Arvada | 8028 | 3 | NG | GT | 7.5 |  | Electric Utility | N | Simple Cycle Turbine (PRMVR=GT or OT) unit under 25MW
COALST | MD | Herbert A Wagner | 1554 | 3 | BIT | ST | 359 |  | Electric Utility/IPP Non-CHP | N
EXCLUDE | CA | Encina | 302 | GT1 | NG | GT | 18 |  | IPP Non-CHP | N | Simple Cycle Turbine (PRMVR=GT or OT) unit under 25MW
EXCLUDE | LA | Morgan City | 1449 | 3 | NG | ST | 20.8 |  | Electric Utility | N | Steam unit (PRMVR=ST) under 25MW/250 MMBtu/hr
COALST | MI | River Rouge | 1740 | 3 | SUB | ST | 358.1 |  | Electric Utility | N
Exclude | KY | Trimble County | 6071 | 9 | NG | GT | 199 |  | Electric Utility | N | Low utilization CT
EXCLUDE | AK | International | 6293 | 1 | NG | GT | 15 |  | Electric Utility | N | Simple Cycle Turbine (PRMVR=GT or OT) unit under 25MW
EXCLUDE | AK | International | 6293 | 2 | NG | GT | 15 |  | Electric Utility | N | Simple Cycle Turbine (PRMVR=GT or OT) unit under 25MW
EXCLUDE | AK | International | 6293 | 3 | NG | GT | 16.3 |  | Electric Utility | N | Simple Cycle Turbine (PRMVR=GT or OT) unit under 25MW
COALST | NC | Roanoke Valley Energy Facililty I | 54035 | GEN1 | BIT | ST | 182.3 |  | Electric Utility/IPP CHP | Y
COALST | NC | Roxboro | 2712 | 2 | BIT | ST | 657 |  | Electric Utility | N
Exclude | NY | Holtsville | 8007 | 1 | DFO | GT | 56.7 |  | Electric Utility | N | Low utilization CT
Exclude | NY | Holtsville | 8007 | 2 | DFO | GT | 56.7 |  | Electric Utility | N | Low utilization CT
Exclude | IN | Georgetown | 7759 | GT3 | NG | GT | 73.5 |  | Electric Utility | N | Low utilization CT
Exclude | IL | Southeast Chicago Energy Project | 55281 | GT10 | NG | GT | 50.9 |  | Electric Utility/IPP Non-CHP | N | Low utilization CT
Exclude | AL | Greene County | 10 | GT5 | NG | GT | 80 |  | Electric Utility | N | Low utilization CT
Exclude | SC | Darlington County | 3250 | 1 | NG | GT | 66.8 |  | Electric Utility | N | Low utilization CT
Exclude | SC | Darlington County | 3250 | 11 | DFO | GT | 66.8 |  | Electric Utility | N | Low utilization CT
Exclude | SC | Darlington County | 3250 | 3 | NG | GT | 66.8 |  | Electric Utility | N | Low utilization CT
Exclude | SC | Darlington County | 3250 | 5 | NG | GT | 66.8 |  | Electric Utility | N | Low utilization CT
Exclude | SC | Darlington County | 3250 | 7 | NG | GT | 66.8 |  | Electric Utility | N | Low utilization CT
Exclude | SC | Darlington County | 3250 | 9 | NG | GT | 66.8 |  | Electric Utility | N | Low utilization CT
Exclude | SC | Darlington County | 3250 | 10 | NG | GT | 65.8 |  | Electric Utility | N | Low utilization CT
Exclude | SC | Darlington County | 3250 | 2 | NG | GT | 65.8 |  | Electric Utility | N | Low utilization CT
Exclude | SC | Darlington County | 3250 | 4 | NG | GT | 65.8 |  | Electric Utility | N | Low utilization CT
Exclude | SC | Darlington County | 3250 | 6 | NG | GT | 65.8 |  | Electric Utility | N | Low utilization CT
Exclude | SC | Darlington County | 3250 | 8 | NG | GT | 65.8 |  | Electric Utility | N | Low utilization CT
Exclude | SC | Darlington County | 3250 | 12 | NG | GT | 158 |  | Electric Utility | N | Low utilization CT
Exclude | SC | Darlington County | 3250 | 13 | NG | GT | 158 |  | Electric Utility | N | Low utilization CT
Exclude | CA | Alameda | 7450 | 1 | NG | GT | 27.4 |  | Electric Utility | N | Low utilization CT
Exclude | CA | Alameda | 7450 | 2 | NG | GT | 27.4 |  | Electric Utility | N | Low utilization CT
OGST | NJ | PSEG Sewaren Generating Station | 2411 | 1 | NG | ST | 110.7 |  | Electric Utility/IPP Non-CHP | N
EXCLUDE | TX | Ty Cooke | 3602 | GT3 | NG | GT | 22 |  | Electric Utility | N | Simple Cycle Turbine (PRMVR=GT or OT) unit under 25MW
EXCLUDE | TX | Ty Cooke | 3602 | GT2 | NG | GT | 18.5 |  | Electric Utility | N | Simple Cycle Turbine (PRMVR=GT or OT) unit under 25MW
EXCLUDE | TX | Ty Cooke | 3602 | GT1 | NG | GT | 12.5 |  | Electric Utility | N | Simple Cycle Turbine (PRMVR=GT or OT) unit under 25MW
EXCLUDE | NJ | Monmouth Landfill Gas to Energy | 55618 | GEN1 | LFG | GT | 4.9 |  | IPP Non-CHP | N | Non Fossil fuel type
EXCLUDE | NJ | Monmouth Landfill Gas to Energy | 55618 | GEN2 | LFG | GT | 4.9 |  | IPP Non-CHP | N | Non Fossil fuel type
OGST | CA | SEGS V | 10441 | GEN1 | NG | ST | 34.2 |  | IPP Non-CHP | N
Exclude | UT | West Valley Generation Project | 55622 | U1 | NG | GT | 43.4 |  | Electric Utility/IPP Non-CHP | N | Low utilization CT
OGST | NH | Newington | 8002 | 1 | NG | ST | 414 |  | Electric Utility | N
OGST | OK | Tulsa | 2965 | 2 | NG | ST | 170 |  | Electric Utility | N
EXCLUDE | SC | Parr GT | 3291 | GT3 | NG | GT | 19.5 |  | Electric Utility | N | Simple Cycle Turbine (PRMVR=GT or OT) unit under 25MW
EXCLUDE | SC | Parr GT | 3291 | GT4 | NG | GT | 19.5 |  | Electric Utility | N | Simple Cycle Turbine (PRMVR=GT or OT) unit under 25MW
EXCLUDE | SC | Parr GT | 3291 | GT1 | NG | GT | 17.5 |  | Electric Utility | N | Simple Cycle Turbine (PRMVR=GT or OT) unit under 25MW
EXCLUDE | SC | Parr GT | 3291 | GT2 | NG | GT | 17.5 |  | Electric Utility | N | Simple Cycle Turbine (PRMVR=GT or OT) unit under 25MW
OGST | VA | Yorktown | 3809 | 3 | RFO | ST | 882 |  | Electric Utility | N
COALST | WI | Weston | 4078 | 4 | SUB | ST | 595 |  | Electric Utility | N
Exclude | NJ | PSEG Edison Generating Station | 2400 | 11 | NG | GT | 41.8 |  | Electric Utility/IPP Non-CHP | N | Low utilization CT
Exclude | NJ | PSEG Edison Generating Station | 2400 | 12 | NG | GT | 41.8 |  | Electric Utility/IPP Non-CHP | N | Low utilization CT
Exclude | NJ | PSEG Edison Generating Station | 2400 | 13 | NG | GT | 41.8 |  | Electric Utility/IPP Non-CHP | N | Low utilization CT
Exclude | NJ | PSEG Edison Generating Station | 2400 | 14 | NG | GT | 41.8 |  | Electric Utility/IPP Non-CHP | N | Low utilization CT
Exclude | NJ | PSEG Edison Generating Station | 2400 | 21 | NG | GT | 41.8 |  | Electric Utility/IPP Non-CHP | N | Low utilization CT
Exclude | NJ | PSEG Edison Generating Station | 2400 | 22 | NG | GT | 41.8 |  | Electric Utility/IPP Non-CHP | N | Low utilization CT
Exclude | NJ | PSEG Edison Generating Station | 2400 | 23 | NG | GT | 41.8 |  | Electric Utility/IPP Non-CHP | N | Low utilization CT
Exclude | NJ | PSEG Edison Generating Station | 2400 | 24 | NG | GT | 41.8 |  | Electric Utility/IPP Non-CHP | N | Low utilization CT
Exclude | NJ | PSEG Edison Generating Station | 2400 | 31 | NG | GT | 41.8 |  | Electric Utility/IPP Non-CHP | N | Low utilization CT
Exclude | NJ | PSEG Edison Generating Station | 2400 | 32 | NG | GT | 41.8 |  | Electric Utility/IPP Non-CHP | N | Low utilization CT
Exclude | NJ | PSEG Edison Generating Station | 2400 | 33 | NG | GT | 41.8 |  | Electric Utility/IPP Non-CHP | N | Low utilization CT
Exclude | NJ | PSEG Edison Generating Station | 2400 | 34 | NG | GT | 41.8 |  | Electric Utility/IPP Non-CHP | N | Low utilization CT
COALST | MO | Rush Island | 6155 | 1 | SUB | ST | 621 |  | Electric Utility | N
Exclude | NY | Holtsville | 8007 | 3 | DFO | GT | 56.7 |  | Electric Utility | N | Low utilization CT
Exclude | NY | Holtsville | 8007 | 4 | DFO | GT | 56.7 |  | Electric Utility | N | Low utilization CT
Exclude | FL | Intercession City | 8049 | P8 | NG | GT | 115 |  | Electric Utility | N | Low utilization CT
OGST | WI | Blount Street | 3992 | 6 | NG | ST | 50 |  | Electric Utility | N
COALST | MA | Brayton Point | 1619 | 3 | BIT | ST | 642.6 |  | Electric Utility/IPP Non-CHP | N
EXCLUDE | CO | George Birdsall | 493 | 2 | NG | ST | 18.8 |  | Electric Utility | N | Steam unit (PRMVR=ST) under 25MW/250 MMBtu/hr
Exclude | MA | Exelon Medway LLC | 1592 | GT2 | DFO | GT | 45 |  | Electric Utility/IPP Non-CHP | N | Low utilization CT
EXCLUDE | NJ | Bristol Myers Squibb | 54829 | GEN1 | NG | GT | 9.5 |  | Industrial CHP | Y | Simple Cycle Turbine (PRMVR=GT or OT) unit under 25MW
EXCLUDE | PA | Blossburg | 3120 | 1 | NG | GT | 24 |  | IPP Non-CHP | N | Simple Cycle Turbine (PRMVR=GT or OT) unit under 25MW
EXCLUDE | SC | BMW Manufacturing Co | 58173 | GT601 | LFG | GT | 5.5 |  | Industrial Non-CHP | N | Non Fossil fuel type
EXCLUDE | SC | BMW Manufacturing Co | 58173 | GT602 | LFG | GT | 5.5 |  | Industrial Non-CHP | N | Non Fossil fuel type
OGST | MN | Austin Northeast | 1961 | 1 | NG | ST | 31.9 |  | Electric Utility | N
OGST | TX | Knox Lee | 3476 | 2 | NG | ST | 38 |  | Electric Utility | N
EXCLUDE | NY | 74th Street | 2504 | GT1 | KER | GT | 18.5 |  | Electric Utility | N | Simple Cycle Turbine (PRMVR=GT or OT) unit under 25MW
EXCLUDE | NY | 74th Street | 2504 | GT2 | KER | GT | 18.5 |  | Electric Utility | N | Simple Cycle Turbine (PRMVR=GT or OT) unit under 25MW
COALST | IL | Duck Creek | 6016 | 1 | SUB | ST | 441 |  | Electric Utility | N
EXCLUDE | MA | Smith College Central Heating Plant | 58166 | GT-1 | NG | GT | 5.3 |  | Commercial CHP | Y | Simple Cycle Turbine (PRMVR=GT or OT) unit under 25MW
Exclude | GA | Robins | 7348 | 2 | NG | GT | 91.9 |  | Electric Utility | N | Low utilization CT
COALST | MO | Rush Island | 6155 | 2 | SUB | ST | 621 |  | Electric Utility | N
Exclude | TX | Decker Creek | 3548 | GT2 | NG | GT | 51.5 |  | Electric Utility | N | Low utilization CT
COALST | OH | Miami Fort | 2832 | 8 | BIT | ST | 557.7 |  | Electric Utility | N
EXCLUDE | LA | Mansfield Mill | 54091 | GEN3 | BLQ | ST | 30 |  | Industrial CHP | Y | Commercial/Industrial Unit
EXCLUDE | LA | Mansfield Mill | 54091 | GEN1 | BLQ | ST | 40 |  | Industrial CHP | Y | Commercial/Industrial Unit
EXCLUDE | LA | Mansfield Mill | 54091 | GEN2 | BLQ | ST | 40 |  | Industrial CHP | Y | Commercial/Industrial Unit
EXCLUDE | NE | Fairbury | 2236 | 1 | NG | ST | 4 |  | Electric Utility | N | Steam unit (PRMVR=ST) under 25MW/250 MMBtu/hr
EXCLUDE | NE | Fairbury | 2236 | 4 | NG | ST | 12.5 |  | Electric Utility | N | Steam unit (PRMVR=ST) under 25MW/250 MMBtu/hr
EXCLUDE | NE | Fairbury | 2236 | 2 | NG | ST | 2.5 |  | Electric Utility | N | Steam unit (PRMVR=ST) under 25MW/250 MMBtu/hr
COALST | SC | Williams | 3298 | ST1 | BIT | ST | 632.7 |  | Electric Utility | N
EXCLUDE | CA | Cymric 36W Cogen | 52104 | GEN1 | NG | GT | 3.1 |  | Industrial CHP | Y | Simple Cycle Turbine (PRMVR=GT or OT) unit under 25MW
EXCLUDE | CA | Cymric 36W Cogen | 52104 | GEN2 | NG | GT | 3.1 |  | Industrial CHP | Y | Simple Cycle Turbine (PRMVR=GT or OT) unit under 25MW
EXCLUDE | CA | Cymric 36W Cogen | 52104 | GEN3 | NG | GT | 3.1 |  | Industrial CHP | Y | Simple Cycle Turbine (PRMVR=GT or OT) unit under 25MW
EXCLUDE | CA | Cymric 36W Cogen | 52104 | GEN4 | NG | GT | 3.1 |  | Industrial CHP | Y | Simple Cycle Turbine (PRMVR=GT or OT) unit under 25MW
Exclude | FL | Lauderdale | 613 | 13 | NG | GT | 34.2 |  | Electric Utility | N | Low utilization CT
Exclude | MO | James River Power Station | 2161 | GT2 | NG | GT | 101.5 |  | Electric Utility | N | Low utilization CT
SST | TX | San Jacinto Steam Electric Station | 7325 | 2 | NG | GT | 88.2 |  | Electric Utility/IPP Non-CHP | N
Exclude | CO | Blue Spruce Energy Center | 55645 | CT01 | NG | GT | 198.9 |  | Electric Utility | N | Low utilization CT
COALST | NC | Belews Creek | 8042 | 1 | BIT | ST | 1080.1 |  | Electric Utility | N
OGST | CT | Middletown | 562 | 2 | NG | ST | 113.6 |  | Electric Utility/IPP Non-CHP | N
EXCLUDE | TX | Corpus Refinery | 50026 | FR6 | NG | GT | 47 |  | Industrial CHP | Y | Commercial/Industrial Unit
Exclude | MO | Columbia Energy Center | 55447 | CT04 | NG | GT | 40.7 |  | Electric Utility | N | Low utilization CT
Exclude | TX | Decker Creek | 3548 | GT4 | NG | GT | 51.5 |  | Electric Utility | N | Low utilization CT
Exclude | CT | South Meadow | 563 | 14 | KER | GT | 41.8 |  | Electric Utility/IPP Non-CHP | N | Low utilization CT
EXCLUDE | MI | Hancock | 1730 | 1 | NG | GT | 19 |  | Electric Utility | N | Simple Cycle Turbine (PRMVR=GT or OT) unit under 25MW
EXCLUDE | MI | Hancock | 1730 | 2 | NG | GT | 19 |  | Electric Utility | N | Simple Cycle Turbine (PRMVR=GT or OT) unit under 25MW
EXCLUDE | MI | Hancock | 1730 | 3 | NG | GT | 19 |  | Electric Utility | N | Simple Cycle Turbine (PRMVR=GT or OT) unit under 25MW
Exclude | MI | Hancock | 1730 | 5 | NG | GT | 41.8 |  | Electric Utility | N | Low utilization CT
Exclude | MI | Hancock | 1730 | 6 | NG | GT | 41.8 |  | Electric Utility | N | Low utilization CT
EXCLUDE | MI | Hancock | 1730 | 4 | NG | GT | 19.6 |  | Electric Utility | N | Simple Cycle Turbine (PRMVR=GT or OT) unit under 25MW
Exclude | CO | Ray D Nixon | 8219 | GT1 | NG | GT | 35.8 |  | Electric Utility | N | Low utilization CT
OGST | FL | Vero Beach Municipal Power Plant | 693 | 3 | NG | ST | 33 |  | Electric Utility | N
COALST | SC | Canadys Steam | 3280 | 3 | BIT | ST | 217.6 |  | Electric Utility | N
EXCLUDE | LA | Plaquemine | 1455 | 2 | NG | ST | 24 |  | Electric Utility | N | Steam unit (PRMVR=ST) under 25MW/250 MMBtu/hr
EXCLUDE | LA | Plaquemine | 1455 | 1 | NG | ST | 20 |  | Electric Utility | N | Steam unit (PRMVR=ST) under 25MW/250 MMBtu/hr
COALST | OH | Hamilton | 2917 | 9 | BIT | ST | 50.6 |  | Electric Utility | N
OGST | CA | SEGS IV | 10440 | GEN1 | NG | ST | 34.2 |  | IPP Non-CHP | N
COALST | OH | Hamilton | 2917 | 8 | BIT | ST | 25 |  | Electric Utility | N
OGST | AZ | H Wilson Sundt Generating Station | 126 | 4 | NG | ST | 173.3 |  | Electric Utility | N
COALST | SC | Cope | 7210 | ST1 | BIT | ST | 417.3 |  | Electric Utility | N
Exclude | OH | FirstEnergy West Lorain | 2869 | 3 | NG | GT | 85 |  | Electric Utility/IPP Non-CHP | N | Low utilization CT
EXCLUDE | OH | Hamilton | 2917 | 5 | NG | ST | 10 |  | Electric Utility | N | Steam unit (PRMVR=ST) under 25MW/250 MMBtu/hr
OGST | OH | Hamilton | 2917 | 7 | NG | ST | 25 |  | Electric Utility | N
EXCLUDE | NC | Salem Energy Systems LLC | 54984 | UNT1 | LFG | GT | 4.5 |  | IPP Non-CHP | N | Non Fossil fuel type
EXCLUDE | CA | Lost Hills Cogeneration Plant | 52077 | GEN4 | NG | GT | 3.5 |  | Industrial CHP | Y | Simple Cycle Turbine (PRMVR=GT or OT) unit under 25MW
EXCLUDE | CA | Lost Hills Cogeneration Plant | 52077 | GEN5 | NG | GT | 3.5 |  | Industrial CHP | Y | Simple Cycle Turbine (PRMVR=GT or OT) unit under 25MW
EXCLUDE | CA | Lost Hills Cogeneration Plant | 52077 | GEN6 | NG | GT | 3.5 |  | Industrial CHP | Y | Simple Cycle Turbine (PRMVR=GT or OT) unit under 25MW
Exclude | GA | Doyle Generating Facility | 55244 | CTG4 | NG | GT | 100.7 |  | Electric Utility/IPP Non-CHP | N | Low utilization CT
OGST | LA | Morgan City | 1449 | 4 | NG | ST | 37.5 |  | Electric Utility | N
OGST | LA | Waterford 1 & 2 | 8056 | 1 | NG | ST | 445.5 |  | Electric Utility | N
EXCLUDE | NJ | Aventis Pharmaceuticals | 10122 | 02 | NG | GT | 5 |  | Industrial CHP | Y | Simple Cycle Turbine (PRMVR=GT or OT) unit under 25MW
EXCLUDE | CA | Taft 26C Cogen | 52085 | TG1 | NG | GT | 3.1 |  | Industrial CHP | Y | Simple Cycle Turbine (PRMVR=GT or OT) unit under 25MW
EXCLUDE | CA | Taft 26C Cogen | 52085 | TG2 | NG | GT | 3.1 |  | Industrial CHP | Y | Simple Cycle Turbine (PRMVR=GT or OT) unit under 25MW
EXCLUDE | CA | Taft 26C Cogen | 52085 | TG3 | NG | GT | 3.1 |  | Industrial CHP | Y | Simple Cycle Turbine (PRMVR=GT or OT) unit under 25MW
EXCLUDE | CA | Taft 26C Cogen | 52085 | TG4 | NG | GT | 3.1 |  | Industrial CHP | Y | Simple Cycle Turbine (PRMVR=GT or OT) unit under 25MW
Exclude | KS | West Gardner | 7929 | 2 | NG | GT | 91.3 |  | Electric Utility | N | Low utilization CT
OGST | HI | Waiau | 766 | W6 | RFO | ST | 54.4 |  | Electric Utility | N
Exclude | IN | Worthington Generation LLC | 55148 | 1 | NG | GT | 60.5 |  | Electric Utility | N | Low utilization CT
EXCLUDE | IL | Mondelez Global LLC | 54933 | GEN1 | NG | GT | 4.7 |  | Industrial CHP | Y | Simple Cycle Turbine (PRMVR=GT or OT) unit under 25MW
EXCLUDE | CA | SRI International Cogen Project | 50537 | GEN1 | NG | GT | 6 |  | Commercial CHP | Y | Simple Cycle Turbine (PRMVR=GT or OT) unit under 25MW
EXCLUDE | AZ | Valencia | 6515 | GT1 | NG | GT | 16.8 |  | Electric Utility | N | Simple Cycle Turbine (PRMVR=GT or OT) unit under 25MW
EXCLUDE | AZ | Valencia | 6515 | GT2 | NG | GT | 16.8 |  | Electric Utility | N | Simple Cycle Turbine (PRMVR=GT or OT) unit under 25MW
EXCLUDE | AZ | Valencia | 6515 | GT3 | NG | GT | 16.8 |  | Electric Utility | N | Simple Cycle Turbine (PRMVR=GT or OT) unit under 25MW
Exclude | AZ | Valencia | 6515 | GT4 | NG | GT | 54 |  | Electric Utility | N | Low utilization CT
Exclude | CT | South Meadow | 563 | 11 | KER | GT | 41.8 |  | Electric Utility/IPP Non-CHP | N | Low utilization CT
COALST | IN | Gibson | 6113 | 5 | BIT | ST | 667.9 |  | Electric Utility | N
Exclude | UT | Gadsby | 3648 | 5 | NG | GT | 60.4 |  | Electric Utility | N | Low utilization CT
Exclude | FL | Higgins | 630 | P2 | NG | GT | 33.7 |  | Electric Utility | N | Low utilization CT
Exclude | AK | Bernice Lake | 6292 | 3 | NG | GT | 28.8 |  | Electric Utility | N | Low utilization CT
Exclude | AK | Bernice Lake | 6292 | 4 | NG | GT | 27.2 |  | Electric Utility | N | Low utilization CT
EXCLUDE | AK | Bernice Lake | 6292 | 2 | NG | GT | 20.7 |  | Electric Utility | N | Simple Cycle Turbine (PRMVR=GT or OT) unit under 25MW
EXCLUDE | TX | Enterprise Products Operating | 10261 | GEN3 | NG | GT | 3.4 |  | Industrial CHP | Y | Simple Cycle Turbine (PRMVR=GT or OT) unit under 25MW
EXCLUDE | TX | Enterprise Products Operating | 10261 | GEN4 | NG | GT | 3.4 |  | Industrial CHP | Y | Simple Cycle Turbine (PRMVR=GT or OT) unit under 25MW
EXCLUDE | TX | Enterprise Products Operating | 10261 | GEN5 | NG | GT | 3.4 |  | Industrial CHP | Y | Simple Cycle Turbine (PRMVR=GT or OT) unit under 25MW
EXCLUDE | TX | Enterprise Products Operating | 10261 | GEN6 | NG | GT | 3.5 |  | Industrial CHP | Y | Simple Cycle Turbine (PRMVR=GT or OT) unit under 25MW
EXCLUDE | TX | Enterprise Products Operating | 10261 | GEN7 | NG | GT | 3.5 |  | Industrial CHP | Y | Simple Cycle Turbine (PRMVR=GT or OT) unit under 25MW
EXCLUDE | TX | Enterprise Products Operating | 10261 | GEN8 | NG | GT | 3.5 |  | Industrial CHP | Y | Simple Cycle Turbine (PRMVR=GT or OT) unit under 25MW
EXCLUDE | TX | Enterprise Products Operating | 10261 | GEN1 | NG | GT | 2.5 |  | Industrial CHP | Y | Simple Cycle Turbine (PRMVR=GT or OT) unit under 25MW
EXCLUDE | TX | Enterprise Products Operating | 10261 | GEN2 | NG | GT | 2.5 |  | Industrial CHP | Y | Simple Cycle Turbine (PRMVR=GT or OT) unit under 25MW
EXCLUDE | CA | B Braun Medical | 50200 | GEN2 | NG | GT | 3.3 |  | Industrial CHP | Y | Simple Cycle Turbine (PRMVR=GT or OT) unit under 25MW
EXCLUDE | CA | B Braun Medical | 50200 | GEN1 | NG | GT | 2.8 |  | Industrial CHP | Y | Simple Cycle Turbine (PRMVR=GT or OT) unit under 25MW
Exclude | WI | Elk Mound | 7863 | 1 | NG | GT | 35.5 |  | Electric Utility | N | Low utilization CT
Exclude | WI | Elk Mound | 7863 | 2 | NG | GT | 35.5 |  | Electric Utility | N | Low utilization CT
EXCLUDE | AK | Tesoro Alaska Petroleum | 52184 | GEN1 | NG | GT | 4 |  | Industrial CHP | Y | Simple Cycle Turbine (PRMVR=GT or OT) unit under 25MW
EXCLUDE | AK | Tesoro Alaska Petroleum | 52184 | GEN2 | NG | GT | 4 |  | Industrial CHP | Y | Simple Cycle Turbine (PRMVR=GT or OT) unit under 25MW
COALST | WV | Longview Power LLC | 56671 | MKA01 | BIT | ST | 807.5 |  | Electric Utility/IPP Non-CHP | N
EXCLUDE | NC | Concord Energy | 57896 | UNT1 | LFG | GT | 4.8 |  | IPP Non-CHP | N | Non Fossil fuel type
EXCLUDE | NC | Concord Energy | 57896 | UNT2 | LFG | GT | 4.8 |  | IPP Non-CHP | N | Non Fossil fuel type
COALST | OH | Avon Lake | 2836 | 9 | BIT | ST | 680 |  | Electric Utility/IPP Non-CHP | N
EXCLUDE | MA | Mass Inst Tech Cntrl Utilities/Cogen Plt | 54907 | CTG1 | NG | GT | 21.2 |  | Commercial CHP | Y | Simple Cycle Turbine (PRMVR=GT or OT) unit under 25MW
Exclude | CA | Panoche Peaker | 55874 | 8 | NG | GT | 49.9 |  | IPP Non-CHP | N | Low utilization CT
Exclude | MO | Audrain Generating Station | 55234 | GT1 | NG | GT | 101.8 |  | Electric Utility | N | Low utilization CT
NGCC | PA | Brunot Island | 3096 | ST4 | NG | CC | 144 |  | Electric Utility/IPP Non-CHP | N
NGCC | PA | Brunot Island | 3096 | 2A | NG | CC | 65.3 |  | Electric Utility/IPP Non-CHP | N
NGCC | PA | Brunot Island | 3096 | 2B | NG | CC | 65.3 |  | Electric Utility/IPP Non-CHP | N
NGCC | PA | Brunot Island | 3096 | 3 | NG | CC | 65.3 |  | Electric Utility/IPP Non-CHP | N
EXCLUDE | WY | Hartzog | 8026 | 1 | NG | GT | 7.5 |  | Electric Utility | N | Simple Cycle Turbine (PRMVR=GT or OT) unit under 25MW
EXCLUDE | WY | Hartzog | 8026 | 2 | NG | GT | 7.5 |  | Electric Utility | N | Simple Cycle Turbine (PRMVR=GT or OT) unit under 25MW
EXCLUDE | WY | Hartzog | 8026 | 3 | NG | GT | 7.5 |  | Electric Utility | N | Simple Cycle Turbine (PRMVR=GT or OT) unit under 25MW
EXCLUDE | HI | Tesoro Hawaii | 10093 | GEN1 | WO | GT | 20 |  | Industrial CHP | Y | Simple Cycle Turbine (PRMVR=GT or OT) unit under 25MW
Exclude | IN | Anderson | 7336 | ACT3 | NG | GT | 85.9 |  | Electric Utility | N | Low utilization CT
EXCLUDE | MS | Mississippi Baptist Medical Center | 54203 | A | NG | GT | 4.2 |  | Commercial CHP | Y | Simple Cycle Turbine (PRMVR=GT or OT) unit under 25MW
OGST | LA | Lieberman | 1417 | 2 | NG | ST | 25 |  | Electric Utility | N
Exclude | WA | Northeast | 6210 | 1 | NG | GT | 61.8 |  | Electric Utility | N | Low utilization CT
EXCLUDE | IN | Rolls Royce | 54286 | N8OT | LFG | GT | 5 |  | Industrial CHP | Y | Non Fossil fuel type
EXCLUDE | CA | Ingredion Stockton | 52115 | GEN1 | NG | GT | 2.8 |  | Industrial CHP | Y | Simple Cycle Turbine (PRMVR=GT or OT) unit under 25MW
EXCLUDE | NC | GRS CMS | 55599 | 1 | LFG | GT | 5.3 |  | IPP Non-CHP | N | Non Fossil fuel type
EXCLUDE | CA | Coachella | 6060 | 1 | NG | GT | 23.1 |  | Electric Utility | N | Simple Cycle Turbine (PRMVR=GT or OT) unit under 25MW
EXCLUDE | CA | Coachella | 6060 | 2 | NG | GT | 23.1 |  | Electric Utility | N | Simple Cycle Turbine (PRMVR=GT or OT) unit under 25MW
EXCLUDE | CA | Coachella | 6060 | 3 | NG | GT | 23.1 |  | Electric Utility | N | Simple Cycle Turbine (PRMVR=GT or OT) unit under 25MW
EXCLUDE | CA | Coachella | 6060 | 4 | NG | GT | 23.1 |  | Electric Utility | N | Simple Cycle Turbine (PRMVR=GT or OT) unit under 25MW
NGCC | MA | Lowell Cogeneration Company LP | 10802 | GEN1 | NG | CC | 25 |  | IPP CHP | Y
NGCC | MA | Lowell Cogeneration Company LP | 10802 | GEN2 | NG | CC | 8.5 | 1 | IPP CHP | Y
Exclude | AZ | Black Mountain Generating Station | 56482 | 1 | NG | GT | 60.5 |  | Electric Utility | N | Low utilization CT
SST | TX | Sweeny Cogen Facility | 55015 | GEN1 | NG | GT | 143 |  | IPP CHP | Y
Exclude | CA | Long Beach Generation LLC | 341 | CT1 | NG | GT | 63 |  | Electric Utility/IPP Non-CHP | N | Low utilization CT
Exclude | LA | Bayou Cove Peaking Power | 55433 | 0004 | NG | GT | 104 |  | Electric Utility/IPP Non-CHP | N | Low utilization CT
EXCLUDE | LA | Teche | 1400 | 1 | NG | ST | 24.9 |  | Electric Utility | N | Steam unit (PRMVR=ST) under 25MW/250 MMBtu/hr
Exclude | IL | Raccoon Creek Energy Center | 55417 | CT03 | NG | GT | 114 |  | Electric Utility | N | Low utilization CT
Exclude | KY | Robert A Reid | 1383 | GEN2 | NG | GT | 98.8 |  | Electric Utility | N | Low utilization CT
EXCLUDE | IL | Adkins Energy LLC | 58136 | S5MW | NG | GT | 5 |  | Industrial CHP | Y | Simple Cycle Turbine (PRMVR=GT or OT) unit under 25MW
Exclude | CA | Roseville | 7452 | 1 | NG | GT | 27.4 |  | Electric Utility | N | Low utilization CT
Exclude | CA | Roseville | 7452 | 2 | NG | GT | 27.4 |  | Electric Utility | N | Low utilization CT
Exclude | OK | Mustang | 2953 | 5A | NG | GT | 41 |  | Electric Utility | N | Low utilization CT
Exclude | OK | Mustang | 2953 | 5B | NG | GT | 41 |  | Electric Utility | N | Low utilization CT
Exclude | NC | Lincoln Combustion | 7277 | 15 | NG | GT | 109.6 |  | Electric Utility | N | Low utilization CT
IGCC | IN | Wabash River | 1010 | 1A | BIT | IG | 192 |  | Electric Utility | N
IGCC | IN | Wabash River | 1010 | 1 | BIT | IG | 112.5 |  | Electric Utility | N
EXCLUDE | CA | Aera San Ardo Cogen Facility | 55184 | UN-B | NG | GT | 3.2 |  | Industrial CHP | Y | Simple Cycle Turbine (PRMVR=GT or OT) unit under 25MW
EXCLUDE | CA | Aera San Ardo Cogen Facility | 55184 | UN-A | NG | GT | 3 |  | Industrial CHP | Y | Simple Cycle Turbine (PRMVR=GT or OT) unit under 25MW
Exclude | IN | Georgetown | 7759 | GT4 | NG | GT | 73.5 |  | Electric Utility | N | Low utilization CT
COALST | SC | McMeekin | 3287 | 1 | BIT | ST | 146.8 |  | Electric Utility | N
Exclude | CA | Lodi | 7451 | 1 | NG | GT | 27.4 |  | Electric Utility | N | Low utilization CT
Exclude | IN | Vermillion Energy Facility | 55111 | CT7 | NG | GT | 85.4 |  | Electric Utility | N | Low utilization CT
COALST | AL | Barry | 3 | 1 | BIT | ST | 153.1 |  | Electric Utility | N
Exclude | MS | Silver Creek | 7988 | 1 | NG | GT | 83.5 |  | Electric Utility | N | Low utilization CT
Exclude | MO | Columbia Energy Center | 55447 | CT03 | NG | GT | 40.7 |  | Electric Utility | N | Low utilization CT
EXCLUDE | NJ | Paulsboro Refinery | 50628 | GEN4 | PC | OT | 18 |  | Industrial CHP | N | Simple Cycle Turbine (PRMVR=GT or OT) unit under 25MW
OGST | CT | Montville Station | 546 | 5 | RFO | ST | 75 |  | Electric Utility/IPP Non-CHP | N
Exclude | IN | Vermillion Energy Facility | 55111 | CT1 | NG | GT | 85.4 |  | Electric Utility | N | Low utilization CT
OGST | KS | Murray Gill | 1242 | 1 | NG | ST | 46 |  | Electric Utility | N
EXCLUDE | NJ | MARS Chocolate North American LLC | 10061 | GEN2 | NG | CC | 1.4 |  | Industrial CHP | Y | Combined Cycle (PRMVR=CC) unit under 25MW
EXCLUDE | NJ | MARS Chocolate North American LLC | 10061 | GEN1 | NG | CC | 8.8 |  | Industrial CHP | Y | Combined Cycle (PRMVR=CC) unit under 25MW
EXCLUDE | IL | Ingredion Illinois | 54556 | TG03 | NG | GT | 4.8 |  | Industrial CHP | N | Simple Cycle Turbine (PRMVR=GT or OT) unit under 25MW
EXCLUDE | IL | Ingredion Illinois | 54556 | TG04 | NG | GT | 4.8 |  | Industrial CHP | N | Simple Cycle Turbine (PRMVR=GT or OT) unit under 25MW
Exclude | VA | Darbytown | 7212 | 4 | NG | GT | 92.1 |  | Electric Utility | N | Low utilization CT
EXCLUDE | AK | Barrow | 7173 | 11 | NG | GT | 4.8 |  | Electric Utility | N | Simple Cycle Turbine (PRMVR=GT or OT) unit under 25MW
EXCLUDE | AK | Barrow | 7173 | 12 | NG | GT | 5 |  | Electric Utility | N | Simple Cycle Turbine (PRMVR=GT or OT) unit under 25MW
EXCLUDE | AK | Barrow | 7173 | 6 | NG | GT | 2.5 |  | Electric Utility | N | Simple Cycle Turbine (PRMVR=GT or OT) unit under 25MW
EXCLUDE | AK | Barrow | 7173 | 7 | NG | GT | 2.5 |  | Electric Utility | N | Simple Cycle Turbine (PRMVR=GT or OT) unit under 25MW
EXCLUDE | AK | Barrow | 7173 | 8 | NG | GT | 2.5 |  | Electric Utility | N | Simple Cycle Turbine (PRMVR=GT or OT) unit under 25MW
Exclude | CA | Ripon Generation Station | 56135 | 1 | NG | GT | 60.5 |  | Electric Utility | N | Low utilization CT
EXCLUDE | CO | Metro Wastewater Reclamation District | 10180 | 5 | OBG | GT | 3.5 |  | IPP CHP | Y | Non Fossil fuel type
EXCLUDE | CO | Metro Wastewater Reclamation District | 10180 | 6 | OBG | GT | 3.5 |  | IPP CHP | Y | Non Fossil fuel type
COALST | SC | McMeekin | 3287 | 2 | BIT | ST | 146.8 |  | Electric Utility | N
Exclude | IL | Elwood Energy LLC | 55199 | GT5 | NG | GT | 192 |  | Electric Utility/IPP Non-CHP | N | Low utilization CT
Exclude | IN | Cayuga | 1001 | 4 | NG | GT | 121 |  | Electric Utility | N | Low utilization CT
EXCLUDE | MN | Owatonna | 2003 | 7 | NG | GT | 19 |  | Electric Utility | N | Simple Cycle Turbine (PRMVR=GT or OT) unit under 25MW
Exclude | SC | Mill Creek | 7981 | 2 | NG | GT | 99.9 |  | Electric Utility | N | Low utilization CT
Exclude | AL | Colbert | 47 | GT1 | NG | GT | 59.5 |  | Electric Utility | N | Low utilization CT
Exclude | VA | Elizabeth River Power Station | 52087 | GEN3 | NG | GT | 129.6 |  | Electric Utility | N | Low utilization CT
EXCLUDE | CA | Total Energy Facilities | 10091 | GEN4 | OBG | CC | 5.5 |  | Commercial CHP | Y | Non Fossil fuel type
EXCLUDE | CA | Total Energy Facilities | 10091 | G2 | OBG | CC | 9.9 |  | Commercial CHP | Y | Non Fossil fuel type
EXCLUDE | CA | Total Energy Facilities | 10091 | G3 | OBG | CC | 9.9 |  | Commercial CHP | Y | Non Fossil fuel type
EXCLUDE | CA | Total Energy Facilities | 10091 | GEN1 | OBG | CC | 9.9 |  | Commercial CHP | Y | Non Fossil fuel type
Exclude | OK | Weleetka | 2966 | 4 | NG | GT | 53 |  | Electric Utility | N | Low utilization CT
Exclude | OK | Weleetka | 2966 | 5 | NG | GT | 53 |  | Electric Utility | N | Low utilization CT
Exclude | OK | Weleetka | 2966 | 6 | NG | GT | 53 |  | Electric Utility | N | Low utilization CT
Exclude | ID | Evander Andrews Power Complex | 7953 | 1 | NG | GT | 172.8 |  | Electric Utility | N | Low utilization CT
EXCLUDE | CA | Spadra Landfill Gas to Energy | 10471 | GEN1 | LFG | ST | 10.6 |  | Commercial Non-CHP | N | Non Fossil fuel type
Exclude | MN | Lakefield Junction | 7925 | 3 | NG | GT | 89.3 |  | Electric Utility | N | Low utilization CT
Exclude | SC | Williams | 3298 | 2 | NG | GT | 26.9 |  | Electric Utility | N | Low utilization CT
Exclude | VA | Louisa Generating | 7837 | 5 | NG | GT | 171.1 |  | Electric Utility | N | Low utilization CT
COALST | NC | Cape Fear | 2708 | 5 | BIT | ST | 140.6 |  | Electric Utility | N
Exclude | NC | Lincoln Combustion | 7277 | 2 | NG | GT | 109.6 |  | Electric Utility | N | Low utilization CT
EXCLUDE | CA | CCCSD Wastewater Treatment Plnt | 57573 | S188 | NG | GT | 3.5 |  | Commercial CHP | Y | Simple Cycle Turbine (PRMVR=GT or OT) unit under 25MW
Exclude | MN | Lakefield Junction | 7925 | 6 | NG | GT | 89.3 |  | Electric Utility | N | Low utilization CT
Exclude | SC | Mill Creek | 7981 | 1 | NG | GT | 99.9 |  | Electric Utility | N | Low utilization CT
EXCLUDE | CA | Central Utilities Plant LAX | 10048 | GEN1 | NG | GT | 4 |  | Commercial CHP | Y | Simple Cycle Turbine (PRMVR=GT or OT) unit under 25MW
EXCLUDE | CA | Central Utilities Plant LAX | 10048 | GEN2 | NG | GT | 4 |  | Commercial CHP | Y | Simple Cycle Turbine (PRMVR=GT or OT) unit under 25MW
EXCLUDE | KS | Pratt | 1317 | 3 | NG | ST | 5 |  | Electric Utility | N | Steam unit (PRMVR=ST) under 25MW/250 MMBtu/hr
EXCLUDE | KS | Pratt | 1317 | 5 | NG | ST | 14 |  | Electric Utility | N | Steam unit (PRMVR=ST) under 25MW/250 MMBtu/hr
Exclude | MO | South Harper | 56151 | GT2 | NG | GT | 117 |  | Electric Utility | N | Low utilization CT
EXCLUDE | CA | Coalinga 25D Cogen | 52086 | TG1 | NG | GT | 3.4 |  | Industrial CHP | Y | Simple Cycle Turbine (PRMVR=GT or OT) unit under 25MW
EXCLUDE | CA | Coalinga 25D Cogen | 52086 | TG2 | NG | GT | 3.4 |  | Industrial CHP | Y | Simple Cycle Turbine (PRMVR=GT or OT) unit under 25MW
EXCLUDE | CA | Coalinga 25D Cogen | 52086 | TG3 | NG | GT | 3.4 |  | Industrial CHP | Y | Simple Cycle Turbine (PRMVR=GT or OT) unit under 25MW
EXCLUDE | CA | Coalinga 25D Cogen | 52086 | TG4 | NG | GT | 3.4 |  | Industrial CHP | Y | Simple Cycle Turbine (PRMVR=GT or OT) unit under 25MW
EXCLUDE | ME | Eastern Maine Medical Center | 58153 | COGE | NG | GT | 3.8 |  | Commercial CHP | Y | Simple Cycle Turbine (PRMVR=GT or OT) unit under 25MW
Exclude | WV | Ceredo Generating Station | 55276 | 01 | NG | GT | 86.5 |  | Electric Utility | N | Low utilization CT
Exclude | FL | Intercession City | 8049 | P10 | NG | GT | 115 |  | Electric Utility | N | Low utilization CT
Exclude | NC | Lincoln Combustion | 7277 | 8 | NG | GT | 109.6 |  | Electric Utility | N | Low utilization CT
Exclude | GA | Doyle Generating Facility | 55244 | CTG5 | NG | GT | 100.7 |  | Electric Utility/IPP Non-CHP | N | Low utilization CT
Exclude | GA | MPC Generating | 7764 | 2 | NG | GT | 200.7 |  | Electric Utility/IPP Non-CHP | N | Low utilization CT
OGST | NY | Danskammer Generating Station | 2480 | 2 | NG | ST | 73.5 |  | Electric Utility/IPP Non-CHP | N
EXCLUDE | OH | West 41st Street | 2909 | 1 | NG | GT | 16 |  | Electric Utility | N | Simple Cycle Turbine (PRMVR=GT or OT) unit under 25MW
EXCLUDE | OH | West 41st Street | 2909 | 2 | NG | GT | 16 |  | Electric Utility | N | Simple Cycle Turbine (PRMVR=GT or OT) unit under 25MW
OGST | OK | Tulsa | 2965 | 4 | NG | ST | 170 |  | Electric Utility | N
Exclude | KY | Trimble County | 6071 | 5 | NG | GT | 199 |  | Electric Utility | N | Low utilization CT
OGST | HI | Kahe | 765 | K2 | RFO | ST | 81.6 |  | Electric Utility | N
OGST | OK | Horseshoe Lake | 2951 | 8 | NG | ST | 443 |  | Electric Utility | N
OGST | CA | Contra Costa | 228 | 6 | NG | ST | 359 |  | Electric Utility/IPP Non-CHP | N
Exclude | IL | Aurora | 55279 | CTG3 | NG | GT | 210 |  | Electric Utility/IPP Non-CHP | N | Low utilization CT
EXCLUDE | NJ | Montclair Cogen Facility | 54708 | 1 | NG | GT | 4.1 |  | Commercial CHP | Y | Simple Cycle Turbine (PRMVR=GT or OT) unit under 25MW
OGST | TX | Lake Hubbard | 3452 | 1 | NG | ST | 396.5 |  | Electric Utility/IPP Non-CHP | N
EXCLUDE | CA | AMERESCO Chiquita Canyon | 56898 | 1 | LFG | GT | 4.6 |  | IPP Non-CHP | N | Non Fossil fuel type
EXCLUDE | CA | AMERESCO Chiquita Canyon | 56898 | 2 | LFG | GT | 4.6 |  | IPP Non-CHP | N | Non Fossil fuel type
OGST | MD | Herbert A Wagner | 1554 | 1 | NG | ST | 132.8 |  | Electric Utility/IPP Non-CHP | N
EXCLUDE | OR | Univ of Oregon Central Power Station | 54950 | STG1 | NG | CC | 3.5 |  | Commercial CHP | Y | Combined Cycle (PRMVR=CC) unit under 25MW
EXCLUDE | OR | Univ of Oregon Central Power Station | 54950 | CTG1 | NG | CC | 7.5 |  | Commercial CHP | Y | Combined Cycle (PRMVR=CC) unit under 25MW
Exclude | UT | West Valley Generation Project | 55622 | U5 | NG | GT | 43.4 |  | Electric Utility/IPP Non-CHP | N | Low utilization CT
Exclude | MO | Northeast | 2081 | 16 | DFO | GT | 64 |  | Electric Utility | N | Low utilization CT
EXCLUDE | NM | Maddox | 2446 | 3 | NG | GT | 11.5 |  | Electric Utility | N | Simple Cycle Turbine (PRMVR=GT or OT) unit under 25MW
Exclude | NM | Maddox | 2446 | 2 | NG | GT | 86.9 |  | Electric Utility | N | Low utilization CT
EXCLUDE | NJ | Hunterdon Cogen Facility | 54707 | 1 | NG | GT | 4.1 |  | Commercial CHP | Y | Simple Cycle Turbine (PRMVR=GT or OT) unit under 25MW
OGST | TX | Plant X | 3485 | 1 | NG | ST | 48 |  | Electric Utility | N
Exclude | TX | Morgan Creek | 3492 | CT3 | NG | GT | 89.4 |  | Electric Utility/IPP Non-CHP | N | Low utilization CT
EXCLUDE | MI | GRS Arbor Hills | 55596 | 0005 | LFG | CC | 5.3 |  | IPP Non-CHP | N | Non Fossil fuel type
EXCLUDE | MI | GRS Arbor Hills | 55596 | 0001 | LFG | CC | 5 |  | IPP Non-CHP | N | Non Fossil fuel type
EXCLUDE | MI | GRS Arbor Hills | 55596 | 0002 | LFG | CC | 5 |  | IPP Non-CHP | N | Non Fossil fuel type
EXCLUDE | MI | GRS Arbor Hills | 55596 | 0003 | LFG | CC | 5 |  | IPP Non-CHP | N | Non Fossil fuel type
EXCLUDE | MI | GRS Arbor Hills | 55596 | 0004 | LFG | CC | 10 |  | IPP Non-CHP | N | Non Fossil fuel type
OGST | NY | East River | 2493 | 6 | NG | ST | 156.2 |  | Electric Utility/Cogeneration | Y
EXCLUDE | TX | Port Neches Plant | 54748 | G1 | NG | GT | 38 |  | Industrial CHP | Y | Commercial/Industrial Unit
OGST | TX | Greens Bayou | 3464 | 5 | NG | ST | 446.4 |  | Electric Utility/IPP Non-CHP | N
Exclude | NJ | PSEG Essex Generating Station | 2401 | 101 | NG | GT | 41.8 |  | Electric Utility/IPP Non-CHP | N | Low utilization CT
Exclude | NJ | PSEG Essex Generating Station | 2401 | 102 | NG | GT | 41.8 |  | Electric Utility/IPP Non-CHP | N | Low utilization CT
Exclude | NJ | PSEG Essex Generating Station | 2401 | 103 | NG | GT | 41.8 |  | Electric Utility/IPP Non-CHP | N | Low utilization CT
Exclude | NJ | PSEG Essex Generating Station | 2401 | 104 | NG | GT | 41.8 |  | Electric Utility/IPP Non-CHP | N | Low utilization CT
Exclude | NJ | PSEG Essex Generating Station | 2401 | 111 | NG | GT | 41.8 |  | Electric Utility/IPP Non-CHP | N | Low utilization CT
Exclude | NJ | PSEG Essex Generating Station | 2401 | 112 | NG | GT | 41.8 |  | Electric Utility/IPP Non-CHP | N | Low utilization CT
Exclude | NJ | PSEG Essex Generating Station | 2401 | 113 | NG | GT | 41.8 |  | Electric Utility/IPP Non-CHP | N | Low utilization CT
Exclude | NJ | PSEG Essex Generating Station | 2401 | 114 | NG | GT | 41.8 |  | Electric Utility/IPP Non-CHP | N | Low utilization CT
Exclude | NJ | PSEG Essex Generating Station | 2401 | 121 | NG | GT | 41.8 |  | Electric Utility/IPP Non-CHP | N | Low utilization CT
Exclude | NJ | PSEG Essex Generating Station | 2401 | 122 | NG | GT | 41.8 |  | Electric Utility/IPP Non-CHP | N | Low utilization CT
Exclude | NJ | PSEG Essex Generating Station | 2401 | 123 | NG | GT | 41.8 |  | Electric Utility/IPP Non-CHP | N | Low utilization CT
Exclude | NJ | PSEG Essex Generating Station | 2401 | 124 | NG | GT | 41.8 |  | Electric Utility/IPP Non-CHP | N | Low utilization CT
Exclude | NJ | PSEG Essex Generating Station | 2401 | 9 | NG | GT | 93.6 |  | Electric Utility/IPP Non-CHP | N | Low utilization CT
EXCLUDE | LA | Mansfield Mill | 54091 | GEN4 | NG | GT | 25 |  | Industrial CHP | Y | Commercial/Industrial Unit
NGCC | CA | SCA Cogen 2 | 7551 | CCST | NG | CC | 49.8 |  | Electric Utility/Cogeneration | Y
NGCC | CA | SCA Cogen 2 | 7551 | CT1A | NG | CC | 49.8 |  | Electric Utility/Cogeneration | Y
NGCC | CA | SCA Cogen 2 | 7551 | CT1B | NG | CC | 49.8 |  | Electric Utility/Cogeneration | Y
Exclude | CA | Gianera | 7231 | 1 | NG | GT | 32.3 |  | Electric Utility | N | Low utilization CT
Exclude | CA | Gianera | 7231 | 2 | NG | GT | 32.3 |  | Electric Utility | N | Low utilization CT
Exclude | NY | Jamaica Bay Peaking | 56141 | 2 | KER | GT | 60.5 |  | IPP Non-CHP | N | Low utilization CT
Exclude | GA | Talbot County Energy | 7916 | 2 | NG | GT | 121 |  | Electric Utility | N | Low utilization CT
EXCLUDE | MI | Mosaic Potash Hersey | 58196 | ST1 | NG | ST | 2.1 |  | Industrial CHP | Y | Steam unit (PRMVR=ST) under 25MW/250 MMBtu/hr
EXCLUDE | PA | Broad Mountain | 56911 | GEN1 | LFG | GT | 5.5 |  | IPP Non-CHP | N | Non Fossil fuel type
EXCLUDE | PA | Broad Mountain | 56911 | GEN2 | LFG | GT | 5.5 |  | IPP Non-CHP | N | Non Fossil fuel type
Exclude | IL | Elwood Energy LLC | 55199 | GT7 | NG | GT | 192 |  | Electric Utility/IPP Non-CHP | N | Low utilization CT
OGST | TX | R W Miller | 3628 | 1 | NG | ST | 66 |  | Electric Utility | N
Exclude | SC | Williams | 3298 | 1 | NG | GT | 26.9 |  | Electric Utility | N | Low utilization CT
EXCLUDE | PA | PPL Martins Creek | 3148 | CTG1 | NG | GT | 22.3 |  | IPP Non-CHP | N | Simple Cycle Turbine (PRMVR=GT or OT) unit under 25MW
EXCLUDE | PA | PPL Martins Creek | 3148 | CTG2 | NG | GT | 22.3 |  | IPP Non-CHP | N | Simple Cycle Turbine (PRMVR=GT or OT) unit under 25MW
EXCLUDE | PA | PPL Martins Creek | 3148 | CTG3 | NG | GT | 22.3 |  | IPP Non-CHP | N | Simple Cycle Turbine (PRMVR=GT or OT) unit under 25MW
EXCLUDE | PA | PPL Martins Creek | 3148 | CTG4 | NG | GT | 22.3 |  | IPP Non-CHP | N | Simple Cycle Turbine (PRMVR=GT or OT) unit under 25MW
OGST | TX | Spencer | 4266 | 4 | NG | ST | 61.1 |  | Electric Utility | N
OGST | CT | New Haven Harbor | 6156 | 1 | NG | ST | 460 |  | Electric Utility/IPP Non-CHP | N
OGST | CA | AES Alamitos LLC | 315 | 2 | NG | ST | 156 |  | Electric Utility/IPP Non-CHP | N
Exclude | IL | Marion | 976 | 5 | NG | GT | 75 |  | Electric Utility | N | Low utilization CT
EXCLUDE | TX | Goodyear Beaumont Chemical Plant | 54321 | 2N80 | NG | GT | 5 |  | Industrial CHP | Y | Simple Cycle Turbine (PRMVR=GT or OT) unit under 25MW
EXCLUDE | TX | Goodyear Beaumont Chemical Plant | 54321 | N802 | NG | GT | 5 |  | Industrial CHP | Y | Simple Cycle Turbine (PRMVR=GT or OT) unit under 25MW
EXCLUDE | TX | Goodyear Beaumont Chemical Plant | 54321 | N803 | NG | GT | 5 |  | Industrial CHP | Y | Simple Cycle Turbine (PRMVR=GT or OT) unit under 25MW
EXCLUDE | TX | Goodyear Beaumont Chemical Plant | 54321 | N804 | NG | GT | 5 |  | Industrial CHP | Y | Simple Cycle Turbine (PRMVR=GT or OT) unit under 25MW
Exclude | KS | McPherson 2 | 1305 | GT3 | NG | GT | 71.2 |  | Electric Utility | N | Low utilization CT
Exclude | KS | McPherson 2 | 1305 | GT1 | NG | GT | 72.4 |  | Electric Utility | N | Low utilization CT
OGST | MA | Brayton Point | 1619 | 4 | NG | ST | 475.5 |  | Electric Utility/IPP Non-CHP | N
Exclude | TX | Morgan Creek | 3492 | CT1 | NG | GT | 89.4 |  | Electric Utility/IPP Non-CHP | N | Low utilization CT
Exclude | MO | Northeast | 2081 | 15 | DFO | GT | 64 |  | Electric Utility | N | Low utilization CT
Exclude | OH | Rolling Hills Generating | 55401 | CT3 | NG | GT | 195.5 |  | Electric Utility/IPP Non-CHP | N | Low utilization CT
OGST | CA | Scattergood | 404 | 2 | NG | ST | 163.2 |  | Electric Utility | N
OGST | NE | Canaday | 2226 | 1 | NG | ST | 108.8 |  | Electric Utility | N
OGST | TX | Moore County | 3483 | 3 | NG | ST | 49 |  | Electric Utility | N
NGCC | TX | SRW Cogen LP | 55120 | ST1A | NG | CC | 145 |  | IPP CHP | Y
NGCC | TX | SRW Cogen LP | 55120 | GT1A | NG | CC | 180 |  | IPP CHP | Y
NGCC | TX | SRW Cogen LP | 55120 | GT1B | NG | CC | 180 |  | IPP CHP | Y
OGST | CA | Coolwater | 329 | 1 | NG | ST | 65.3 |  | Electric Utility/IPP Non-CHP | N
Exclude | TX | R W Miller | 3628 | 4 | NG | GT | 118.8 |  | Electric Utility | N | Low utilization CT
EXCLUDE | NY | US Gypsum Oakfield | 50203 | GEN1 | NG | GT | 5.8 |  | Industrial CHP | Y | Simple Cycle Turbine (PRMVR=GT or OT) unit under 25MW
EXCLUDE | CA | Rockwood | 7824 | 1 | NG | GT | 24.9 |  | Electric Utility | N | Simple Cycle Turbine (PRMVR=GT or OT) unit under 25MW
EXCLUDE | IL | CSL Behring LLC | 54790 | GEN1 | NG | GT | 4.2 |  | Industrial CHP | Y | Simple Cycle Turbine (PRMVR=GT or OT) unit under 25MW
OGST | CA | AES Alamitos LLC | 315 | 1 | NG | ST | 156 |  | Electric Utility/IPP Non-CHP | N
Exclude | OH | Tait Electric Generating Station | 55248 | GT4 | NG | GT | 94 |  | Electric Utility/IPP Non-CHP | N | Low utilization CT
OGST | WI | Blount Street | 3992 | 7 | NG | ST | 50 |  | Electric Utility | N
EXCLUDE | TN | Vanderbilt University Power Plant | 52048 | GT1 | NG | GT | 5.2 |  | Commercial CHP | Y | Simple Cycle Turbine (PRMVR=GT or OT) unit under 25MW
EXCLUDE | TN | Vanderbilt University Power Plant | 52048 | GT2 | NG | GT | 5.2 |  | Commercial CHP | Y | Simple Cycle Turbine (PRMVR=GT or OT) unit under 25MW
OGST | OK | Southwestern | 2964 | 1 | NG | ST | 84 |  | Electric Utility | N
EXCLUDE | FL | Baptist Medical Center | 10008 | TG-2 | NG | GT | 2.5 |  | Commercial CHP | Y | Simple Cycle Turbine (PRMVR=GT or OT) unit under 25MW
EXCLUDE | FL | Baptist Medical Center | 10008 | TG-4 | NG | GT | 3.5 |  | Commercial CHP | Y | Simple Cycle Turbine (PRMVR=GT or OT) unit under 25MW
EXCLUDE | FL | Baptist Medical Center | 10008 | TG-3 | NG | GT | 3 |  | Commercial CHP | Y | Simple Cycle Turbine (PRMVR=GT or OT) unit under 25MW
EXCLUDE | CT | Rand Whitney CHP Plant | 58184 | TG-1 | NG | GT | 14.6 |  | Industrial CHP | Y | Simple Cycle Turbine (PRMVR=GT or OT) unit under 25MW
OGST | SC | Urquhart | 3295 | 3 | NG | ST | 100 |  | Electric Utility | N
EXCLUDE | MA | Amherst College Co Gen | 58185 | CTG | NG | GT | 1.2 |  | Commercial CHP | Y | Simple Cycle Turbine (PRMVR=GT or OT) unit under 25MW
EXCLUDE | CA | ExxonMobil Oil Torrance Refinery | 50624 | GTG1 | NG | GT | 22.5 |  | Industrial CHP | Y | Simple Cycle Turbine (PRMVR=GT or OT) unit under 25MW
OGST | MS | Jack Watson | 2049 | 2 | NG | ST | 93.8 |  | Electric Utility | N
OGST | CA | Olive | 6013 | O1 | NG | ST | 50 |  | Electric Utility | N
EXCLUDE | KS | Wellington 2 | 7339 | 6 | NG | GT | 20 |  | Electric Utility | N | Simple Cycle Turbine (PRMVR=GT or OT) unit under 25MW
EXCLUDE | MO | Marshall | 2144 | 3 | NG | ST | 4 |  | Electric Utility | N | Steam unit (PRMVR=ST) under 25MW/250 MMBtu/hr
Exclude | OK | Spring Creek Energy Center | 55651 | CT01 | NG | GT | 84.5 |  | Electric Utility | N | Low utilization CT
OGST | NM | Reeves | 2450 | 2 | NG | ST | 44 |  | Electric Utility | N
OGST | AZ | Agua Fria | 141 | AF2 | NG | ST | 113.6 |  | Electric Utility | N
Exclude | UT | Gadsby | 3648 | 6 | NG | GT | 60.4 |  | Electric Utility | N | Low utilization CT
EXCLUDE | CA | Coalinga Cogeneration Facility | 50750 | GEN1 | NG | GT | 3.4 |  | Industrial CHP | Y | Simple Cycle Turbine (PRMVR=GT or OT) unit under 25MW
EXCLUDE | CA | Coalinga Cogeneration Facility | 50750 | GEN2 | NG | GT | 3.4 |  | Industrial CHP | Y | Simple Cycle Turbine (PRMVR=GT or OT) unit under 25MW
OGST | TX | Dansby | 6243 | 1 | NG | ST | 105 |  | Electric Utility | N
OGST | CA | Olive | 6013 | O2 | NG | ST | 59.7 |  | Electric Utility | N
OGST | HI | Kahe | 765 | K6 | RFO | ST | 134.9 |  | Electric Utility | N
SST | TX | Sweeny Cogen Facility | 55015 | GEN3 | NG | GT | 143 |  | IPP CHP | Y
EXCLUDE | TX | Yates Gas Plant | 55025 | GEN1 | NG | GT | 2.8 |  | Industrial CHP | Y | Simple Cycle Turbine (PRMVR=GT or OT) unit under 25MW
EXCLUDE | TX | Yates Gas Plant | 55025 | GEN2 | NG | GT | 2.8 |  | Industrial CHP | Y | Simple Cycle Turbine (PRMVR=GT or OT) unit under 25MW
EXCLUDE | NJ | Bristol Myers Squibb | 54829 | GEN2 | NG | ST | 1 |  | Industrial CHP | Y | Steam unit (PRMVR=ST) under 25MW/250 MMBtu/hr
EXCLUDE | TX | ExxonMobil Baytown Refinery | 10436 | GT38 | NG | GT | 36.5 |  | Industrial CHP | Y | Commercial/Industrial Unit
EXCLUDE | TX | ExxonMobil Baytown Refinery | 10436 | GT45 | NG | GT | 36.5 |  | Industrial CHP | Y | Commercial/Industrial Unit
EXCLUDE | TX | ExxonMobil Baytown Refinery | 10436 | GT41 | NG | GT | 24.2 |  | Industrial CHP | Y | Simple Cycle Turbine (PRMVR=GT or OT) unit under 25MW
EXCLUDE | TX | ExxonMobil Baytown Refinery | 10436 | GT42 | NG | GT | 24.2 |  | Industrial CHP | Y | Simple Cycle Turbine (PRMVR=GT or OT) unit under 25MW
EXCLUDE | TX | ExxonMobil Baytown Refinery | 10436 | GT43 | NG | GT | 24.2 |  | Industrial CHP | Y | Simple Cycle Turbine (PRMVR=GT or OT) unit under 25MW
EXCLUDE | TX | ExxonMobil Baytown Refinery | 10436 | GT44 | NG | GT | 24.2 |  | Industrial CHP | Y | Simple Cycle Turbine (PRMVR=GT or OT) unit under 25MW
EXCLUDE | LA | Minden | 1447 | 1 | NG | ST | 12.5 |  | Electric Utility | N | Steam unit (PRMVR=ST) under 25MW/250 MMBtu/hr
EXCLUDE | LA | Minden | 1447 | 2 | NG | ST | 12.5 |  | Electric Utility | N | Steam unit (PRMVR=ST) under 25MW/250 MMBtu/hr
Exclude | UT | West Valley Generation Project | 55622 | U4 | NG | GT | 43.4 |  | Electric Utility/IPP Non-CHP | N | Low utilization CT
EXCLUDE | AL | Mead Coated Board | 54802 | GEN3 | NG | GT | 25 |  | Industrial CHP | Y | Commercial/Industrial Unit
Exclude | NE | Cass County | 55972 | CT-2 | NG | GT | 172.5 |  | Electric Utility | N | Low utilization CT
OGST | LA | Houma | 1439 | 16 | NG | ST | 40.8 |  | Electric Utility | N
EXCLUDE | TX | Ascend Performance Materials Texas Inc. | 10418 | GEN4 | OG | ST | 46.1 |  | Industrial CHP | Y | Commercial/Industrial Unit
EXCLUDE | FL | CSL Gas Recovery | 50572 | GEN1 | LFG | CC | 3 |  | IPP Non-CHP | N | Non Fossil fuel type
EXCLUDE | FL | CSL Gas Recovery | 50572 | GEN2 | LFG | CC | 3 |  | IPP Non-CHP | N | Non Fossil fuel type
EXCLUDE | FL | CSL Gas Recovery | 50572 | GEN3 | LFG | CC | 3 |  | IPP Non-CHP | N | Non Fossil fuel type
EXCLUDE | FL | CSL Gas Recovery | 50572 | GEN4 | LFG | CC | 2.2 |  | IPP Non-CHP | N | Non Fossil fuel type
OGST | CA | SEGS II | 10438 | GEN1 | NG | ST | 30 |  | IPP Non-CHP | N
Exclude | NE | Hallam | 2265 | 1 | NG | GT | 56.7 |  | Electric Utility | N | Low utilization CT
EXCLUDE | TX | Ascend Performance Materials Texas Inc. | 10418 | GEN1 | OG | ST | 6 |  | Industrial CHP | Y | Steam unit (PRMVR=ST) under 25MW/250 MMBtu/hr
OGST | HI | Kahe | 765 | K5 | RFO | ST | 134.9 |  | Electric Utility | N
Exclude | IA | Pleasant Hill | 7145 | 1 | NG | GT | 41.4 |  | Electric Utility | N | Low utilization CT
OGST | HI | Kahe | 765 | K1 | RFO | ST | 81.6 |  | Electric Utility | N
Exclude | CO | Fort Lupton | 8067 | 1 | NG | GT | 39.2 |  | Electric Utility | N | Low utilization CT
Exclude | CO | Fort Lupton | 8067 | 2 | NG | GT | 39.2 |  | Electric Utility | N | Low utilization CT
Exclude | NV | Tracy | 2336 | GT3 | NG | GT | 85 |  | Electric Utility | N | Low utilization CT
Exclude | NV | Tracy | 2336 | GT4 | NG | GT | 85 |  | Electric Utility | N | Low utilization CT
EXCLUDE | FL | Seminole Mill | 50803 | GEN3 | NG | ST | 30 |  | Industrial CHP | Y | Commercial/Industrial Unit
OGST | OK | Mustang | 2953 | 1 | NG | ST | 82 |  | Electric Utility | N
OGST | TX | Sam Bertron | 3468 | 3 | NG | ST | 225.3 |  | Electric Utility/IPP Non-CHP | N
OGST | KS | Murray Gill | 1242 | 4 | NG | ST | 114 |  | Electric Utility | N
Exclude | TX | Laredo | 3439 | 4 | NG | GT | 131.8 |  | Electric Utility/IPP Non-CHP | N | Low utilization CT
Exclude | MO | South Harper | 56151 | GT1 | NG | GT | 117 |  | Electric Utility | N | Low utilization CT
Exclude | NC | Rockingham County CT Station | 55116 | CT4 | NG | GT | 195.5 |  | Electric Utility | N | Low utilization CT
OGST | KS | Murray Gill | 1242 | 2 | NG | ST | 75 |  | Electric Utility | N
Exclude | OH | Madison | 55110 | CT8 | NG | GT | 85.4 |  | Electric Utility | N | Low utilization CT
EXCLUDE | TX | Valero Refinery Corpus Christi West | 50121 | TG2 | OG | ST | 28.6 |  | Industrial CHP | N | Commercial/Industrial Unit
EXCLUDE | TX | Valero Refinery Corpus Christi West | 50121 | TG1 | OG | ST | 28.6 |  | Industrial CHP | N | Commercial/Industrial Unit
EXCLUDE | PA | Fairless Hills | 7701 | B | LFG | ST | 30 |  | Electric Utility/IPP CHP | Y | Non Fossil fuel type
Exclude | FL | Suwannee River | 638 | P1 | NG | GT | 61.2 |  | Electric Utility | N | Low utilization CT
Exclude | OK | Riverside | 4940 | 3 | NG | GT | 86.5 |  | Electric Utility | N | Low utilization CT
EXCLUDE | PA | Fairless Hills | 7701 | A | LFG | ST | 30 |  | Electric Utility/IPP CHP | Y | Non Fossil fuel type
EXCLUDE | CA | Cymric 6Z Cogen | 52082 | TG1 | NG | GT | 3.4 |  | Industrial CHP | Y | Simple Cycle Turbine (PRMVR=GT or OT) unit under 25MW
EXCLUDE | CA | Cymric 6Z Cogen | 52082 | TG2 | NG | GT | 3.4 |  | Industrial CHP | Y | Simple Cycle Turbine (PRMVR=GT or OT) unit under 25MW
OGST | HI | Kahe | 765 | K3 | RFO | ST | 85.8 |  | Electric Utility | N
EXCLUDE | UT | Hurricane City Power | 57899 | 4 | NG | GT | 2 |  | Electric Utility | N | Simple Cycle Turbine (PRMVR=GT or OT) unit under 25MW
EXCLUDE | UT | Hurricane City Power | 57899 | 5 | NG | GT | 2 |  | Electric Utility | N | Simple Cycle Turbine (PRMVR=GT or OT) unit under 25MW
EXCLUDE | UT | Hurricane City Power | 57899 | 6 | NG | GT | 2 |  | Electric Utility | N | Simple Cycle Turbine (PRMVR=GT or OT) unit under 25MW
EXCLUDE | UT | Hurricane City Power | 57899 | 7 | NG | GT | 2 |  | Electric Utility | N | Simple Cycle Turbine (PRMVR=GT or OT) unit under 25MW
EXCLUDE | UT | Hurricane City Power | 57899 | 8 | NG | GT | 2 |  | Electric Utility | N | Simple Cycle Turbine (PRMVR=GT or OT) unit under 25MW
EXCLUDE | UT | Hurricane City Power | 57899 | 9 | NG | GT | 2 |  | Electric Utility | N | Simple Cycle Turbine (PRMVR=GT or OT) unit under 25MW
OGST | TX | Sabine | 3459 | 5 | NG | ST | 507.4 |  | Electric Utility | N
Exclude | IL | MEPI GT Facility | 7858 | 4 | NG | GT | 54 |  | Electric Utility/IPP Non-CHP | N | Low utilization CT
Exclude | IL | MEPI GT Facility | 7858 | 5 | NG | GT | 54 |  | Electric Utility/IPP Non-CHP | N | Low utilization CT
Exclude | IL | MEPI GT Facility | 7858 | 1 | NG | GT | 64.5 |  | Electric Utility/IPP Non-CHP | N | Low utilization CT
Exclude | IL | MEPI GT Facility | 7858 | 2 | NG | GT | 64.5 |  | Electric Utility/IPP Non-CHP | N | Low utilization CT
Exclude | IL | MEPI GT Facility | 7858 | 3 | NG | GT | 64.5 |  | Electric Utility/IPP Non-CHP | N | Low utilization CT
Exclude | IL | Crete Energy Venture LLC | 55253 | GT4 | NG | GT | 89 |  | Electric Utility/IPP Non-CHP | N | Low utilization CT
Exclude | UT | West Valley Generation Project | 55622 | U3 | NG | GT | 43.4 |  | Electric Utility/IPP Non-CHP | N | Low utilization CT
OGST | UT | Gadsby | 3648 | 3 | NG | ST | 113.6 |  | Electric Utility | N
Exclude | IL | Southeast Chicago Energy Project | 55281 | GT06 | NG | GT | 50.9 |  | Electric Utility/IPP Non-CHP | N | Low utilization CT
Exclude | TN | Brownsville Peaking Power | 55081 | 1 | NG | GT | 112 |  | Electric Utility | N | Low utilization CT
Exclude | AL | Colbert | 47 | GT4 | NG | GT | 59.5 |  | Electric Utility | N | Low utilization CT
EXCLUDE | NJ | Hoffmann LaRoche | 10123 | TG01 | NG | GT | 5.3 |  | Industrial CHP | Y | Simple Cycle Turbine (PRMVR=GT or OT) unit under 25MW
EXCLUDE | NJ | Hoffmann LaRoche | 10123 | TG03 | NG | GT | 5.3 |  | Industrial CHP | Y | Simple Cycle Turbine (PRMVR=GT or OT) unit under 25MW
Exclude | OH | Tait Electric Generating Station | 55248 | GT5 | NG | GT | 94 |  | Electric Utility/IPP Non-CHP | N | Low utilization CT
Exclude | IL | Pinckneyville | 55202 | 1 | NG | GT | 45 |  | Electric Utility | N | Low utilization CT
EXCLUDE | TX | Port Arthur Texas Refinery | 10568 | GEN1 | NG | GT | 38.4 |  | Industrial CHP | Y | Commercial/Industrial Unit
Exclude | MO | Higginsville | 2131 | 4 | NG | GT | 40 |  | Electric Utility | N | Low utilization CT
OGST | FL | Suwannee River | 638 | 1 | NG | ST | 34.5 |  | Electric Utility | N
OGST | TX | Ray Olinger | 3576 | 2 | NG | ST | 113.4 |  | Electric Utility | N
Exclude | OK | Southwestern | 2964 | 4 | NG | GT | 86.5 |  | Electric Utility | N | Low utilization CT
OGST | TX | Stryker Creek | 3504 | ST1 | NG | ST | 176.8 |  | Electric Utility/IPP Non-CHP | N
EXCLUDE | LA | Louisiana Tech University Power Plant | 54240 | TG3 | NG | GT | 7.5 |  | Commercial CHP | Y | Simple Cycle Turbine (PRMVR=GT or OT) unit under 25MW
Exclude | WI | Paris | 7270 | 4 | NG | GT | 95.4 |  | Electric Utility | N | Low utilization CT
Exclude | IL | Southeast Chicago Energy Project | 55281 | GT09 | NG | GT | 50.9 |  | Electric Utility/IPP Non-CHP | N | Low utilization CT
Exclude | WI | West Marinette 34 | 7799 | 34 | NG | GT | 83 |  | Electric Utility | N | Low utilization CT
Exclude | CA | Gilroy Peaking Energy Center | 55810 | S5 | NG | GT | 45 |  | Electric Utility/IPP Non-CHP | N | Low utilization CT
EXCLUDE | NM | Chino Mines | 54667 | 9 | NG | CC | 37.5 |  | Industrial Non-CHP | N | Commercial/Industrial Unit
EXCLUDE | NM | Chino Mines | 54667 | 7 | NG | CC | 16.5 | 0 | Industrial Non-CHP | N | Combined Cycle (PRMVR=CC) unit under 25MW
EXCLUDE | CA | UCLA So Campus Cogen Project | 52073 | GEN3 | NG | CC | 14 |  | Commercial CHP | Y | Combined Cycle (PRMVR=CC) unit under 25MW
EXCLUDE | CA | UCLA So Campus Cogen Project | 52073 | GEN1 | NG | CC | 14.5 |  | Commercial CHP | Y | Combined Cycle (PRMVR=CC) unit under 25MW
EXCLUDE | CA | UCLA So Campus Cogen Project | 52073 | GEN2 | NG | CC | 14.5 |  | Commercial CHP | Y | Combined Cycle (PRMVR=CC) unit under 25MW
OGST | TX | W A Parish | 3470 | 1 | NG | ST | 187.8 |  | Electric Utility/IPP Non-CHP | N
EXCLUDE | UT | Kennecott Power Plant | 56163 | MCHP | NG | GT | 6.4 |  | Industrial CHP | Y | Simple Cycle Turbine (PRMVR=GT or OT) unit under 25MW
EXCLUDE | UT | Kennecott Power Plant | 56163 | RCHP | NG | GT | 6.4 |  | Industrial CHP | Y | Simple Cycle Turbine (PRMVR=GT or OT) unit under 25MW
Exclude | AL | Colbert | 47 | GT8 | NG | GT | 59.5 |  | Electric Utility | N | Low utilization CT
OGST | CA | Scattergood | 404 | 1 | NG | ST | 163.2 |  | Electric Utility | N
Exclude | SC | Mill Creek | 7981 | 3 | NG | GT | 99.9 |  | Electric Utility | N | Low utilization CT
Exclude | WI | Concord | 7159 | 1 | NG | GT | 95.4 |  | Electric Utility | N | Low utilization CT
Exclude | MS | Moselle | 2070 | 5 | NG | GT | 83.5 |  | Electric Utility | N | Low utilization CT
EXCLUDE | TN | University of Tennessee Steam Plant | 55036 | GEN1 | NG | GT | 5 |  | Commercial CHP | Y | Simple Cycle Turbine (PRMVR=GT or OT) unit under 25MW
EXCLUDE | AL | International Paper Prattville Mill | 52140 | GEN1 | BLQ | ST | 40.5 |  | Industrial CHP/Pulp & Paper Mill | Y | Commercial/Industrial Unit
Exclude | SC | Mill Creek | 7981 | 8 | NG | GT | 99.9 |  | Electric Utility | N | Low utilization CT
Exclude | NV | Harry Allen | 7082 | GT4 | NG | GT | 85 |  | Electric Utility | N | Low utilization CT
Exclude | IL | Southeast Chicago Energy Project | 55281 | GT07 | NG | GT | 50.9 |  | Electric Utility/IPP Non-CHP | N | Low utilization CT
EXCLUDE | CA | Springs Generating Station | 56144 | 1 | NG | GT | 10 |  | Electric Utility | N | Simple Cycle Turbine (PRMVR=GT or OT) unit under 25MW
EXCLUDE | CA | Springs Generating Station | 56144 | 2 | NG | GT | 10 |  | Electric Utility | N | Simple Cycle Turbine (PRMVR=GT or OT) unit under 25MW
EXCLUDE | CA | Springs Generating Station | 56144 | 3 | NG | GT | 10 |  | Electric Utility | N | Simple Cycle Turbine (PRMVR=GT or OT) unit under 25MW
EXCLUDE | CA | Springs Generating Station | 56144 | 4 | NG | GT | 10 |  | Electric Utility | N | Simple Cycle Turbine (PRMVR=GT or OT) unit under 25MW
Exclude | LA | Calcasieu | 55165 | G102 | NG | GT | 184.5 |  | Electric Utility | N | Low utilization CT
EXCLUDE | CA | Civic Center | 10623 | GEN1 | NG | CC | 22.1 |  | Commercial CHP | Y | Combined Cycle (PRMVR=CC) unit under 25MW
EXCLUDE | CA | Civic Center | 10623 | GEN2 | NG | CC | 12.4 |  | Commercial CHP | Y | Combined Cycle (PRMVR=CC) unit under 25MW
Exclude | NM | Delta Person LLC | 55039 | GT1 | NG | GT | 150 |  | Electric Utility/IPP Non-CHP | N | Low utilization CT
OGST | FL | Port Everglades | 617 | ST3 | NG | ST | 402 |  | Electric Utility | N
Exclude | GA | Sandersville Energy Facility | 55672 | CT2 | NG | GT | 86.5 |  | Electric Utility/IPP Non-CHP | N | Low utilization CT
COALST | GA | Kraft | 733 | 3 | BIT | ST | 103.5 |  | Electric Utility | N
Exclude | IL | Southeast Chicago Energy Project | 55281 | GT11 | NG | GT | 50.9 |  | Electric Utility/IPP Non-CHP | N | Low utilization CT
OGST | TX | Spencer | 4266 | 5 | NG | ST | 65.4 |  | Electric Utility | N
Exclude | MO | State Line Combined Cycle | 7296 | 1 | NG | GT | 123 |  | Electric Utility | N | Low utilization CT
Exclude | TN | Lagoon Creek | 7845 | GT4 | NG | GT | 84.5 |  | Electric Utility | N | Low utilization CT
OGST | FL | Port Everglades | 617 | ST4 | NG | ST | 402 |  | Electric Utility | N
SST | AK | Nikiski Co-Generation | 55966 | GT1 | NG | GT | 37.9 |  | Electric Utility | N
OGST | LA | Lieberman | 1417 | 4 | NG | ST | 114 |  | Electric Utility | N
EXCLUDE | AL | International Paper Courtland Mill | 50245 | GT | NG | GT | 38.4 |  | Industrial CHP | Y | Commercial/Industrial Unit
Exclude | NY | Hawkeye Energy Greenport LLC | 55969 | U-01 | DFO | GT | 54 |  | Electric Utility/IPP Non-CHP | N | Low utilization CT
Exclude | IL | Elgin Energy Center | 55438 | CT01 | NG | GT | 135 |  | Electric Utility/IPP Non-CHP | N | Low utilization CT
SST | TX | Sweeny Cogen Facility | 55015 | GEN4 | NG | GT | 143 |  | IPP CHP | Y
Exclude | GA | Sandersville Energy Facility | 55672 | CT5 | NG | GT | 86.5 |  | Electric Utility/IPP Non-CHP | N | Low utilization CT
OGST | FL | Vero Beach Municipal Power Plant | 693 | 4 | NG | ST | 55 |  | Electric Utility | N
Exclude | VA | Elizabeth River Power Station | 52087 | GEN1 | NG | GT | 129.6 |  | Electric Utility | N | Low utilization CT
OGST | CA | AES Redondo Beach LLC | 356 | 5 | NG | ST | 163.2 |  | Electric Utility/IPP Non-CHP | N
OGST | CA | AES Redondo Beach LLC | 356 | 6 | NG | ST | 163.2 |  | Electric Utility/IPP Non-CHP | N
OGST | CA | AES Redondo Beach LLC | 356 | 7 | NG | ST | 495 |  | Electric Utility/IPP Non-CHP | N
OGST | CA | AES Redondo Beach LLC | 356 | 8 | NG | ST | 495 |  | Electric Utility/IPP Non-CHP | N
OGST | TX | Mountain Creek | 3453 | 6 | NG | ST | 135.7 |  | Electric Utility/IPP Non-CHP | N
Exclude | PA | Hazelton | 10870 | GEN3 | NG | GT | 33 |  | IPP Non-CHP | N | Low utilization CT
Exclude | TN | Lagoon Creek | 7845 | GT6 | NG | GT | 84.5 |  | Electric Utility | N | Low utilization CT
Exclude | MI | Greenwood | 6035 | 11-2 | NG | GT | 85.3 |  | Electric Utility | N | Low utilization CT
Exclude | TN | Lagoon Creek | 7845 | GT5 | NG | GT | 84.5 |  | Electric Utility | N | Low utilization CT
Exclude | MO | Columbia Energy Center | 55447 | CT01 | NG | GT | 40.7 |  | Electric Utility | N | Low utilization CT
Exclude | AL | Lee County | 55138 | UN1 | NG | GT | 51.5 |  | Electric Utility/IPP Non-CHP | N | Low utilization CT
Exclude | MO | Audrain Generating Station | 55234 | GT2 | NG | GT | 101.8 |  | Electric Utility | N | Low utilization CT
Exclude | IL | Lincoln Generating Facility | 55222 | CTG8 | NG | GT | 86.5 |  | Electric Utility/IPP Non-CHP | N | Low utilization CT
EXCLUDE | FL | Anheuser-Busch Jacksonville | 10431 | GEN1 | NG | GT | 8.6 |  | Industrial CHP | Y | Simple Cycle Turbine (PRMVR=GT or OT) unit under 25MW
COALST | GA | Kraft | 733 | ST1 | BIT | ST | 50 |  | Electric Utility | N
EXCLUDE | LA | Houma | 1439 | 14 | NG | ST | 12.6 |  | Electric Utility | N | Steam unit (PRMVR=ST) under 25MW/250 MMBtu/hr
OGST | NV | Tracy | 2336 | 3 | NG | ST | 119.8 |  | Electric Utility | N
COALST | GA | Kraft | 733 | 2 | BIT | ST | 54.4 |  | Electric Utility | N
Exclude | PA | Hazelton | 10870 | GEN2 | NG | GT | 33 |  | IPP Non-CHP | N | Low utilization CT
EXCLUDE | DE | McKee Run | 599 | 1 | NG | ST | 18.8 |  | Electric Utility/IPP Non-CHP | N | Steam unit (PRMVR=ST) under 25MW/250 MMBtu/hr
OGST | HI | Kahe | 765 | K4 | RFO | ST | 90.9 |  | Electric Utility | N
Exclude | IL | Interstate | 7425 | 1 | NG | GT | 138.6 |  | Electric Utility | N | Low utilization CT
EXCLUDE | NC | Monroe Generating Station | 57505 | 1 | NG | GT | 15 |  | Electric Utility | N | Simple Cycle Turbine (PRMVR=GT or OT) unit under 25MW
EXCLUDE | NC | Monroe Generating Station | 57505 | 2 | NG | GT | 15 |  | Electric Utility | N | Simple Cycle Turbine (PRMVR=GT or OT) unit under 25MW
EXCLUDE | KS | El Dorado Refinery | 58075 | L3804 | NG | GT | 38.9 |  | Industrial CHP | Y | Commercial/Industrial Unit
EXCLUDE | NM | New Mexico State University | 54975 | 01 | NG | GT | 4.7 |  | Commercial CHP | Y | Simple Cycle Turbine (PRMVR=GT or OT) unit under 25MW
EXCLUDE | AR | Paragould Turbine | 7283 | 1 | NG | GT | 3.4 |  | Electric Utility | N | Simple Cycle Turbine (PRMVR=GT or OT) unit under 25MW
EXCLUDE | AR | Paragould Turbine | 7283 | 2 | NG | GT | 3.4 |  | Electric Utility | N | Simple Cycle Turbine (PRMVR=GT or OT) unit under 25MW
EXCLUDE | AR | Paragould Turbine | 7283 | 3 | NG | GT | 3.4 |  | Electric Utility | N | Simple Cycle Turbine (PRMVR=GT or OT) unit under 25MW
EXCLUDE | AR | Paragould Turbine | 7283 | 4 | NG | GT | 3.4 |  | Electric Utility | N | Simple Cycle Turbine (PRMVR=GT or OT) unit under 25MW
EXCLUDE | TX | Freeport Energy Center | 56152 | STG1 | NG | CC | 80 |  | Industrial CHP | Y | Commercial/Industrial Unit
EXCLUDE | TX | Freeport Energy Center | 56152 | CTG1 | NG | CC | 180 |  | Industrial CHP | Y | Commercial/Industrial Unit
Exclude | CT | GenConn Devon LLC | 57070 | 15 | KER | GT | 60.5 |  | IPP Non-CHP | N | Low utilization CT
Exclude | CT | GenConn Devon LLC | 57070 | 16 | KER | GT | 60.5 |  | IPP Non-CHP | N | Low utilization CT
Exclude | CT | GenConn Devon LLC | 57070 | 17 | KER | GT | 60.5 |  | IPP Non-CHP | N | Low utilization CT
Exclude | CT | GenConn Devon LLC | 57070 | 18 | KER | GT | 60.5 |  | IPP Non-CHP | N | Low utilization CT
NGCC | NY | Astoria Energy | 55375 | CT1 | NG | CC | 170 |  | Electric Utility/IPP Non-CHP | N
NGCC | NY | Astoria Energy | 55375 | CT2 | NG | CC | 170 |  | Electric Utility/IPP Non-CHP | N
NGCC | NY | Astoria Energy | 55375 | ST1 | NG | CC | 180 |  | Electric Utility/IPP Non-CHP | N
Exclude | MI | Renaissance Power LLC | 55402 | CT1 | NG | GT | 170 |  | Electric Utility/IPP Non-CHP | N | Low utilization CT
Exclude | CO | Limon Generating Station | 55504 | L2 | NG | GT | 77.1 |  | Electric Utility | N | Low utilization CT
OGST | AZ | Agua Fria | 141 | AF1 | NG | ST | 113.6 |  | Electric Utility | N
Exclude | TN | Lagoon Creek | 7845 | GT3 | NG | GT | 84.5 |  | Electric Utility | N | Low utilization CT
EXCLUDE | AL | ExxonMobil Mobile Bay Onshore | 54550 | 901A | NG | CC | 3.7 |  | Industrial CHP | Y | Combined Cycle (PRMVR=CC) unit under 25MW
EXCLUDE | AL | ExxonMobil Mobile Bay Onshore | 54550 | 901B | NG | CC | 3.7 |  | Industrial CHP | Y | Combined Cycle (PRMVR=CC) unit under 25MW
EXCLUDE | AL | ExxonMobil Mobile Bay Onshore | 54550 | 901C | NG | CC | 3.7 |  | Industrial CHP | Y | Combined Cycle (PRMVR=CC) unit under 25MW
EXCLUDE | AL | ExxonMobil Mobile Bay Onshore | 54550 | 901 | NG | CC | 0.9 |  | Industrial CHP | Y | Combined Cycle (PRMVR=CC) unit under 25MW
Exclude | MO | Nodaway | 7754 | 2 | NG | GT | 157.8 |  | Electric Utility | N | Low utilization CT
NGCC | OR | Beaver | 8073 | 1 | NG | CC | 68.3 |  | Electric Utility | N
NGCC | OR | Beaver | 8073 | 2 | NG | CC | 68.3 |  | Electric Utility | N
NGCC | OR | Beaver | 8073 | 3 | NG | CC | 68.3 |  | Electric Utility | N
NGCC | OR | Beaver | 8073 | 4 | NG | CC | 68.3 |  | Electric Utility | N
NGCC | OR | Beaver | 8073 | 5 | NG | CC | 68.3 |  | Electric Utility | N
NGCC | OR | Beaver | 8073 | 6 | NG | CC | 68.3 |  | Electric Utility | N
NGCC | OR | Beaver | 8073 | 7 | NG | CC | 176.4 |  | Electric Utility | N
Exclude | MI | Kalamazoo River Generating Station | 55101 | 0001 | NG | GT | 73.1 |  | Electric Utility/IPP Non-CHP | N | Low utilization CT
EXCLUDE | DE | Delaware City Plant | 52193 | CT1 | NG | GT | 92 |  | Industrial CHP | Y | Commercial/Industrial Unit
EXCLUDE | DE | Delaware City Plant | 52193 | CT2 | NG | GT | 92 |  | Industrial CHP | Y | Commercial/Industrial Unit
Exclude | IL | Raccoon Creek Energy Center | 55417 | CT02 | NG | GT | 114 |  | Electric Utility | N | Low utilization CT
Exclude | NC | Rowan | 7826 | 001 | NG | GT | 199.4 |  | Electric Utility/IPP Non-CHP | N | Low utilization CT
EXCLUDE | CA | Berry Cogen | 50170 | GEN1 | NG | GT | 38.7 |  | Industrial CHP | Y | Commercial/Industrial Unit
EXCLUDE | NY | General Mills Inc | 54564 | GEN1 | NG | GT | 3.8 |  | Industrial CHP | Y | Simple Cycle Turbine (PRMVR=GT or OT) unit under 25MW
Exclude | GA | Washington County | 55332 | 1 | NG | GT | 198.9 |  | Electric Utility/IPP Non-CHP | N | Low utilization CT
Exclude | TX | DeCordova Steam Electric Station | 8063 | CT4 | NG | GT | 89.4 |  | Electric Utility/IPP Non-CHP | N | Low utilization CT
Exclude | MI | Sumpter | 7972 | 3 | NG | GT | 85 |  | Electric Utility | N | Low utilization CT
EXCLUDE | MD | UMCP CHP Plant | 56038 | 1 | NG | GT | 11 |  | IPP CHP | Y | Simple Cycle Turbine (PRMVR=GT or OT) unit under 25MW
EXCLUDE | MD | UMCP CHP Plant | 56038 | 2 | NG | GT | 11 |  | IPP CHP | Y | Simple Cycle Turbine (PRMVR=GT or OT) unit under 25MW
Exclude | KS | Osawatomie | 7928 | 1 | NG | GT | 90 |  | Electric Utility | N | Low utilization CT
OGST | TX | Mountain Creek | 3453 | 7 | NG | ST | 136 |  | Electric Utility/IPP Non-CHP | N
Exclude | FL | Bayboro | 627 | P1 | DFO | GT | 56.7 |  | Electric Utility | N | Low utilization CT
Exclude | NC | Asheville | 2706 | GT1 | NG | GT | 211.7 |  | Electric Utility | N | Low utilization CT
Exclude | IN | Vermillion Energy Facility | 55111 | CT4 | NG | GT | 85.4 |  | Electric Utility | N | Low utilization CT
EXCLUDE | CA | Childrens Hospital | 10175 | 1711 | NG | GT | 3.5 |  | Commercial CHP | Y | Simple Cycle Turbine (PRMVR=GT or OT) unit under 25MW
Exclude | IL | Goose Creek Energy Center | 55496 | CT01 | NG | GT | 114 |  | Electric Utility | N | Low utilization CT
Exclude | IN | Vermillion Energy Facility | 55111 | CT2 | NG | GT | 85.4 |  | Electric Utility | N | Low utilization CT
SST | CA | Sargent Canyon Cogeneration | 50864 | K100 | NG | GT | 38.2 |  | IPP CHP | Y
EXCLUDE | PA | West Point | 52149 | GEN2 | NG | GT | 32.3 |  | Industrial CHP | Y | Commercial/Industrial Unit
EXCLUDE | PA | West Point | 52149 | COG3 | NG | GT | 38.4 |  | Industrial CHP | Y | Commercial/Industrial Unit
EXCLUDE | TX | BASF Freeport Works | 55311 | GEN1 | NG | GT | 81 |  | Industrial CHP | Y | Commercial/Industrial Unit
Exclude | IL | Goose Creek Energy Center | 55496 | CT02 | NG | GT | 114 |  | Electric Utility | N | Low utilization CT
EXCLUDE | CA | San Jose Cogeneration | 10548 | GEN1 | NG | GT | 6 |  | Commercial CHP | Y | Simple Cycle Turbine (PRMVR=GT or OT) unit under 25MW
OGST | NY | Port Jefferson | 2517 | 3 | NG | ST | 188 |  | Electric Utility | N
Exclude | MI | Sumpter | 7972 | 4 | NG | GT | 85 |  | Electric Utility | N | Low utilization CT
Exclude | TX | Decker Creek | 3548 | GT3 | NG | GT | 51.5 |  | Electric Utility | N | Low utilization CT
EXCLUDE | CA | Cymric 31X Cogen | 52081 | TG1 | NG | GT | 3.4 |  | Industrial CHP | Y | Simple Cycle Turbine (PRMVR=GT or OT) unit under 25MW
EXCLUDE | CA | Cymric 31X Cogen | 52081 | TG2 | NG | GT | 3.4 |  | Industrial CHP | Y | Simple Cycle Turbine (PRMVR=GT or OT) unit under 25MW
OGST | TX | Knox Lee | 3476 | 4 | NG | ST | 74 |  | Electric Utility | N
EXCLUDE | IL | Industrial Park | 7934 | 3 | DFO | GT | 1.8 |  | Electric Utility | N | Simple Cycle Turbine (PRMVR=GT or OT) unit under 25MW
EXCLUDE | IL | Industrial Park | 7934 | 4 | DFO | GT | 1.8 |  | Electric Utility | N | Simple Cycle Turbine (PRMVR=GT or OT) unit under 25MW
EXCLUDE | IL | Industrial Park | 7934 | 5 | DFO | GT | 1.8 |  | Electric Utility | N | Simple Cycle Turbine (PRMVR=GT or OT) unit under 25MW
EXCLUDE | IL | Industrial Park | 7934 | 6 | DFO | GT | 1.8 |  | Electric Utility | N | Simple Cycle Turbine (PRMVR=GT or OT) unit under 25MW
EXCLUDE | IL | Industrial Park | 7934 | 7 | DFO | GT | 1.8 |  | Electric Utility | N | Simple Cycle Turbine (PRMVR=GT or OT) unit under 25MW
Exclude | OH | Madison | 55110 | CT1 | NG | GT | 85.4 |  | Electric Utility | N | Low utilization CT
Exclude | MS | Silver Creek | 7988 | 3 | NG | GT | 83.5 |  | Electric Utility | N | Low utilization CT
EXCLUDE | TX | Power Station 4 | 52132 | GEN1 | NG | CC | 78.2 |  | Industrial CHP | Y | Commercial/Industrial Unit
EXCLUDE | TX | Power Station 4 | 52132 | GEN2 | NG | CC | 78.2 |  | Industrial CHP | Y | Commercial/Industrial Unit
EXCLUDE | TX | Power Station 4 | 52132 | GEN3 | NG | CC | 34.7 |  | Industrial CHP | Y | Commercial/Industrial Unit
OGST | HI | Waiau | 766 | W7 | RFO | ST | 81.6 |  | Electric Utility | N
OGST | CA | SEGS VIII | 10444 | GEN1 | NG | ST | 92 |  | IPP Non-CHP | N
EXCLUDE | TX | Ticona Polymers Inc | 10243 | GEN5 | NG | GT | 44.2 |  | Industrial CHP | Y | Commercial/Industrial Unit
OGST | NM | Reeves | 2450 | 1 | NG | ST | 44 |  | Electric Utility | N
OGST | FL | Suwannee River | 638 | 2 | NG | ST | 37.5 |  | Electric Utility | N
Exclude | MO | Holden | 7848 | 12 | NG | GT | 107.1 |  | Electric Utility | N | Low utilization CT
Exclude | KY | Marshall Energy Facility | 55232 | CT6 | NG | GT | 86 |  | Electric Utility | N | Low utilization CT
Exclude | TX | R W Miller | 3628 | 5 | NG | GT | 118.8 |  | Electric Utility | N | Low utilization CT
Exclude | KS | Nearman Creek | 6064 | CT4 | NG | GT | 94 |  | Electric Utility | N | Low utilization CT
EXCLUDE | IL | North Chicago Energy Center | 58328 | GT1 | NG | GT | 5.2 |  | Commercial CHP | Y | Simple Cycle Turbine (PRMVR=GT or OT) unit under 25MW
EXCLUDE | IL | North Chicago Energy Center | 58328 | GT2 | NG | GT | 7.2 |  | Commercial CHP | Y | Simple Cycle Turbine (PRMVR=GT or OT) unit under 25MW
OGST | FL | Manatee | 6042 | 2 | NG | ST | 863.3 |  | Electric Utility | N
EXCLUDE | LA | Shell Chemical | 56248 | 101G | NG | GT | 40 |  | Industrial CHP | Y | Commercial/Industrial Unit
EXCLUDE | LA | Shell Chemical | 56248 | 201G | NG | GT | 40 |  | Industrial CHP | Y | Commercial/Industrial Unit
OGST | OK | Mustang | 2953 | 2 | NG | ST | 63 |  | Electric Utility | N
EXCLUDE | CT | UCONN Cogen Facility | 58159 | STG1 | NG | CC | 5 |  | Commercial CHP | Y | Combined Cycle (PRMVR=CC) unit under 25MW
EXCLUDE | CT | UCONN Cogen Facility | 58159 | CGT1 | NG | CC | 6.9 |  | Commercial CHP | Y | Combined Cycle (PRMVR=CC) unit under 25MW
EXCLUDE | CT | UCONN Cogen Facility | 58159 | CGT2 | NG | CC | 6.9 |  | Commercial CHP | Y | Combined Cycle (PRMVR=CC) unit under 25MW
EXCLUDE | CT | UCONN Cogen Facility | 58159 | CGT3 | NG | CC | 6.9 |  | Commercial CHP | Y | Combined Cycle (PRMVR=CC) unit under 25MW
SST | CA | Salinas River Cogeneration | 50865 | K100 | NG | GT | 38.9 |  | IPP CHP | Y
OGST | AZ | Ocotillo | 116 | 2 | NG | ST | 113.6 |  | Electric Utility | N
Exclude | IL | Southeast Chicago Energy Project | 55281 | GT05 | NG | GT | 50.9 |  | Electric Utility/IPP Non-CHP | N | Low utilization CT
OGST | CA | El Centro | 389 | 4 | NG | ST | 81.6 |  | Electric Utility | N
NGCC | NJ | Gilbert | 2393 | 8 | NG | CC | 135 |  | Electric Utility/IPP Non-CHP | N
NGCC | NJ | Gilbert | 2393 | 4 | NG | CC | 54 |  | Electric Utility/IPP Non-CHP | N
NGCC | NJ | Gilbert | 2393 | 5 | NG | CC | 54 |  | Electric Utility/IPP Non-CHP | N
NGCC | NJ | Gilbert | 2393 | 6 | NG | CC | 54 |  | Electric Utility/IPP Non-CHP | N
NGCC | NJ | Gilbert | 2393 | 7 | NG | CC | 54 |  | Electric Utility/IPP Non-CHP | N
Exclude | OH | Darby Electric Generating Station | 55247 | GT2 | NG | GT | 94 |  | Electric Utility | N | Low utilization CT
Exclude | WI | RockGen Energy Center | 55391 | 01 | NG | GT | 187 |  | Electric Utility/IPP Non-CHP | N | Low utilization CT
Exclude | OH | Darby Electric Generating Station | 55247 | GT1 | NG | GT | 94 |  | Electric Utility | N | Low utilization CT
Exclude | MO | Hawthorn | 2079 | 7 | NG | GT | 77 |  | Electric Utility | N | Low utilization CT
OGST | KS | Cimarron River | 1230 | 1 | NG | ST | 50 |  | Electric Utility | N
OGST | MD | Chalk Point LLC | 1571 | 4 | NG | ST | 659 |  | Electric Utility/IPP Non-CHP | N
Exclude | WI | South Fond Du Lac | 7203 | CT2 | NG | GT | 95.4 |  | Electric Utility | N | Low utilization CT
Exclude | IN | Vermillion Energy Facility | 55111 | CT3 | NG | GT | 85.4 |  | Electric Utility | N | Low utilization CT
Exclude | IL | NRG Rockford I | 55238 | 0002 | NG | GT | 158 |  | Electric Utility/IPP Non-CHP | N | Low utilization CT
Exclude | CA | Ellwood | 8076 | 01 | NG | GT | 58 |  | IPP Non-CHP | N | Low utilization CT
Exclude | PA | Hazelton | 10870 | GEN4 | NG | GT | 33 |  | IPP Non-CHP | N | Low utilization CT
OGST | CA | Coolwater | 329 | 2 | NG | ST | 82 |  | Electric Utility/IPP Non-CHP | N
EXCLUDE | IL | Waterloo | 971 | 12 | NG | GT | 6.6 |  | Electric Utility | N | Simple Cycle Turbine (PRMVR=GT or OT) unit under 25MW
EXCLUDE | IL | Waterloo | 971 | 13 | NG | GT | 7 |  | Electric Utility | N | Simple Cycle Turbine (PRMVR=GT or OT) unit under 25MW
Exclude | IL | Rocky Road Power LLC | 55109 | T4 | NG | GT | 122.4 |  | Electric Utility/IPP Non-CHP | N | Low utilization CT
Exclude | IL | Lincoln Generating Facility | 55222 | CTG3 | NG | GT | 86.5 |  | Electric Utility/IPP Non-CHP | N | Low utilization CT
Exclude | MO | Audrain Generating Station | 55234 | GT3 | NG | GT | 101.8 |  | Electric Utility | N | Low utilization CT
Exclude | GA | Washington County | 55332 | 3 | NG | GT | 198.9 |  | Electric Utility/IPP Non-CHP | N | Low utilization CT
COALST | NJ | PSEG Hudson Generating Station | 2403 | 2 | BIT | ST | 659.7 |  | Electric Utility/IPP Non-CHP | N
OGST | CA | SEGS IX | 10446 | GEN1 | NG | ST | 92 |  | IPP Non-CHP | N
Exclude | UT | West Valley Generation Project | 55622 | U2 | NG | GT | 43.4 |  | Electric Utility/IPP Non-CHP | N | Low utilization CT
EXCLUDE | CA | Naval Hospital Medical Center | 50963 | 4TG | NG | GT | 5.3 |  | Commercial CHP | Y | Simple Cycle Turbine (PRMVR=GT or OT) unit under 25MW
Exclude | TX | Decker Creek | 3548 | GT1 | NG | GT | 51.5 |  | Electric Utility | N | Low utilization CT
Exclude | MS | Kemper County | 7960 | GT1 | NG | GT | 93 |  | Electric Utility | N | Low utilization CT
Exclude | TN | Lagoon Creek | 7845 | GT7 | NG | GT | 84.5 |  | Electric Utility | N | Low utilization CT
OGST | NV | Nevada Solar One | 56405 | ONE | NG | ST | 75.7 |  | IPP Non-CHP | N
OGST | FL | Turkey Point | 621 | ST1 | NG | ST | 402 |  | Electric Utility | N
Exclude | NM | Lordsburg Generating | 7967 | GT2 | NG | GT | 44 |  | Electric Utility | N | Low utilization CT
OGST | HI | Waiau | 766 | W8 | RFO | ST | 81.6 |  | Electric Utility | N
Exclude | OH | Madison | 55110 | CT2 | NG | GT | 85.4 |  | Electric Utility | N | Low utilization CT
OGST | TX | O W Sommers | 3611 | 1 | NG | ST | 446 |  | Electric Utility | N
Exclude | PA | Hunlock Unit 4 | 56397 | 4 | NG | GT | 44 |  | Electric Utility/IPP Non-CHP | N | Low utilization CT
Exclude | PA | Hazelton | 10870 | GEN1 | NG | GT | 72.5 |  | IPP Non-CHP | N | Low utilization CT
Exclude | PA | Handsome Lake Energy LLC | 55233 | GT04 | NG | GT | 58.9 |  | Electric Utility/IPP Non-CHP | N | Low utilization CT
EXCLUDE | NJ | University of Medicine Dentistry NJ | 50411 | GEN1 | NG | GT | 3.5 |  | Commercial CHP | Y | Simple Cycle Turbine (PRMVR=GT or OT) unit under 25MW
EXCLUDE | NJ | University of Medicine Dentistry NJ | 50411 | GEN2 | NG | GT | 3.5 |  | Commercial CHP | Y | Simple Cycle Turbine (PRMVR=GT or OT) unit under 25MW
EXCLUDE | NJ | University of Medicine Dentistry NJ | 50411 | GEN3 | NG | GT | 3.5 |  | Commercial CHP | Y | Simple Cycle Turbine (PRMVR=GT or OT) unit under 25MW
Exclude | CO | Spindle Hill Energy Center | 56445 | GEN2 | NG | GT | 197 |  | Electric Utility/IPP Non-CHP | N | Low utilization CT
EXCLUDE | TX | NAFTA Region Olefins Complex Cogen Fac | 55122 | UN1 | NG | GT | 41.6 |  | Industrial CHP | Y | Commercial/Industrial Unit
EXCLUDE | TX | NAFTA Region Olefins Complex Cogen Fac | 55122 | UN2 | NG | GT | 41.6 |  | Industrial CHP | Y | Commercial/Industrial Unit
Exclude | WV | Ceredo Generating Station | 55276 | 04 | NG | GT | 86.5 |  | Electric Utility | N | Low utilization CT
Exclude | NM | Cunningham | 2454 | 3 | NG | GT | 126.9 |  | Electric Utility | N | Low utilization CT
EXCLUDE | LA | Geismar | 10319 | GEN2 | NG | GT | 41.2 |  | Industrial CHP | Y | Commercial/Industrial Unit
EXCLUDE | LA | Geismar | 10319 | GEN1 | NG | GT | 35.7 |  | Industrial CHP | Y | Commercial/Industrial Unit
Exclude | IL | Southeast Chicago Energy Project | 55281 | GT12 | NG | GT | 50.9 |  | Electric Utility/IPP Non-CHP | N | Low utilization CT
Exclude | VA | Gravel Neck | 7032 | 3 | NG | GT | 91.9 |  | Electric Utility | N | Low utilization CT
Exclude | VA | Gravel Neck | 7032 | 4 | NG | GT | 91.9 |  | Electric Utility | N | Low utilization CT
Exclude | VA | Gravel Neck | 7032 | 5 | NG | GT | 91.9 |  | Electric Utility | N | Low utilization CT
Exclude | VA | Gravel Neck | 7032 | 6 | NG | GT | 91.9 |  | Electric Utility | N | Low utilization CT
EXCLUDE | VA | Gravel Neck | 7032 | 1 | DFO | GT | 16.3 |  | Electric Utility | N | Simple Cycle Turbine (PRMVR=GT or OT) unit under 25MW
EXCLUDE | VA | Gravel Neck | 7032 | 2 | DFO | GT | 23.8 |  | Electric Utility | N | Simple Cycle Turbine (PRMVR=GT or OT) unit under 25MW
OGST | CA | Encina | 302 | ST1 | NG | ST | 90 |  | Electric Utility/IPP Non-CHP | N
OGST | CA | Etiwanda Generating Station | 331 | 4 | NG | ST | 333 |  | Electric Utility/IPP Non-CHP | N
OGST | KS | Hutchinson Energy Center | 1248 | ST4 | NG | ST | 172 |  | Electric Utility | N
Exclude | FL | Midulla Generating Station | 7380 | GT7 | NG | GT | 62 |  | Electric Utility | N | Low utilization CT
Exclude | IL | Kinmundy | 55204 | 1 | NG | GT | 135 |  | Electric Utility | N | Low utilization CT
EXCLUDE | CA | H. Gonzales | 56039 | G1 | NG | GT | 5.9 |  | Electric Utility | N | Simple Cycle Turbine (PRMVR=GT or OT) unit under 25MW
EXCLUDE | CA | H. Gonzales | 56039 | G2 | NG | GT | 5.9 |  | Electric Utility | N | Simple Cycle Turbine (PRMVR=GT or OT) unit under 25MW
Exclude | TX | Leon Creek | 3609 | CGT4 | NG | GT | 57.4 |  | Electric Utility | N | Low utilization CT
OGST | FL | Manatee | 6042 | 1 | NG | ST | 863.3 |  | Electric Utility | N
NGCC | NC | Butler-Warner Generation Plant | 1016 | 1 | NG | CC | 28.8 |  | Electric Utility | N
NGCC | NC | Butler-Warner Generation Plant | 1016 | 2 | NG | CC | 28.8 |  | Electric Utility | N
NGCC | NC | Butler-Warner Generation Plant | 1016 | 3 | NG | CC | 28.8 |  | Electric Utility | N
NGCC | NC | Butler-Warner Generation Plant | 1016 | 6 | NG | CC | 28.8 |  | Electric Utility | N
NGCC | NC | Butler-Warner Generation Plant | 1016 | 7 | NG | CC | 28.8 |  | Electric Utility | N
NGCC | NC | Butler-Warner Generation Plant | 1016 | 8 | NG | CC | 28.8 |  | Electric Utility | N
NGCC | NC | Butler-Warner Generation Plant | 1016 | 9 | NG | CC | 73 |  | Electric Utility | N
Exclude | MI | Zeeland Generating Station | 55087 | 1B | NG | GT | 188.7 |  | Electric Utility/Cogeneration | Y | Low utilization CT
Exclude | MN | Pleasant Valley | 7843 | 12 | NG | GT | 167.5 |  | Electric Utility | N | Low utilization CT
EXCLUDE | CA | Kearny | 303 | KEA1 | NG | GT | 17.5 |  | IPP Non-CHP | N | Simple Cycle Turbine (PRMVR=GT or OT) unit under 25MW
Exclude | CA | Kearny | 303 | KEA2 | NG | GT | 72 |  | IPP Non-CHP | N | Low utilization CT
Exclude | CA | Kearny | 303 | KEA3 | NG | GT | 72 |  | IPP Non-CHP | N | Low utilization CT
OGST | AZ | Ocotillo | 116 | 1 | NG | ST | 113.6 |  | Electric Utility | N
EXCLUDE | AK | Beluga | 96 | 1 | NG | GT | 16 |  | Electric Utility | N | Simple Cycle Turbine (PRMVR=GT or OT) unit under 25MW
EXCLUDE | AK | Beluga | 96 | 2 | NG | GT | 16 |  | Electric Utility | N | Simple Cycle Turbine (PRMVR=GT or OT) unit under 25MW
SST | AK | Beluga | 96 | 3 | NG | GT | 59.1 |  | Electric Utility | N
SST | AK | Beluga | 96 | 5 | NG | GT | 68.3 |  | Electric Utility | N
EXCLUDE | IL | 1515 S Caron Road | 7770 | GT1 | NG | GT | 4.2 |  | Electric Utility | N | Simple Cycle Turbine (PRMVR=GT or OT) unit under 25MW
EXCLUDE | CA | US Borax | 50115 | GEN1 | NG | GT | 48.2 |  | Industrial CHP | Y | Commercial/Industrial Unit
SST | TX | Black Hawk Station | 55064 | UNT1 | NG | GT | 126.9 |  | IPP CHP | Y
SST | TX | Black Hawk Station | 55064 | UNT2B | NG | GT | 117 |  | IPP CHP | Y
SST | CA | Mid-Set Cogeneration | 10501 | K100 | NG | GT | 39.1 |  | IPP CHP | Y
OGST | LA | Waterford 1 & 2 | 8056 | 2 | NG | ST | 445.5 |  | Electric Utility | N
NGCC | IA | Summit Lake | 1206 | 1 | NG | CC | 7.5 | 1 | Electric Utility | N
NGCC | IA | Summit Lake | 1206 | 2 | NG | CC | 7.5 | 1 | Electric Utility | N
NGCC | IA | Summit Lake | 1206 | 3 | NG | CC | 7.5 | 1 | Electric Utility | N
NGCC | IA | Summit Lake | 1206 | GT2 | NG | CC | 35.3 |  | Electric Utility | N
NGCC | IA | Summit Lake | 1206 | GT1 | NG | CC | 27 |  | Electric Utility | N
EXCLUDE | IN | Harding Street | 990 | GT1 | DFO | GT | 21.4 |  | Electric Utility | N | Simple Cycle Turbine (PRMVR=GT or OT) unit under 25MW
EXCLUDE | IN | Harding Street | 990 | GT2 | DFO | GT | 21.4 |  | Electric Utility | N | Simple Cycle Turbine (PRMVR=GT or OT) unit under 25MW
EXCLUDE | IN | Harding Street | 990 | GT3 | DFO | GT | 21.4 |  | Electric Utility | N | Simple Cycle Turbine (PRMVR=GT or OT) unit under 25MW
Exclude | IN | Harding Street | 990 | GT4 | NG | GT | 80 |  | Electric Utility | N | Low utilization CT
Exclude | IN | Harding Street | 990 | GT5 | NG | GT | 80 |  | Electric Utility | N | Low utilization CT
Exclude | IN | Harding Street | 990 | GT6 | NG | GT | 185 |  | Electric Utility | N | Low utilization CT
EXCLUDE | WI | Combined Locks Energy Center | 55558 | GEN2 | NG | CC | 5 | 1 | Industrial CHP | Y | Commercial/Industrial Unit
EXCLUDE | WI | Combined Locks Energy Center | 55558 | GEN1 | NG | CC | 48 |  | Industrial CHP | Y | Commercial/Industrial Unit
EXCLUDE | CA | McKittrick Cogen | 52076 | UNIT1 | NG | GT | 6 |  | Industrial CHP | Y | Simple Cycle Turbine (PRMVR=GT or OT) unit under 25MW
EXCLUDE | CA | McKittrick Cogen | 52076 | UNIT2 | NG | GT | 6 |  | Industrial CHP | Y | Simple Cycle Turbine (PRMVR=GT or OT) unit under 25MW
EXCLUDE | CA | McKittrick Cogen | 52076 | GEN1 | NG | GT | 3.2 |  | Industrial CHP | Y | Simple Cycle Turbine (PRMVR=GT or OT) unit under 25MW
EXCLUDE | CA | McKittrick Cogen | 52076 | GEN2 | NG | GT | 3.2 |  | Industrial CHP | Y | Simple Cycle Turbine (PRMVR=GT or OT) unit under 25MW
EXCLUDE | CA | McKittrick Cogen | 52076 | GEN3 | NG | GT | 3.2 |  | Industrial CHP | Y | Simple Cycle Turbine (PRMVR=GT or OT) unit under 25MW
Exclude | MI | Greenwood | 6035 | 11-3 | NG | GT | 85.3 |  | Electric Utility | N | Low utilization CT
Exclude | TX | Permian Basin | 3494 | CT4 | NG | GT | 89.4 |  | Electric Utility/IPP Non-CHP | N | Low utilization CT
EXCLUDE | OH | Collinwood | 2906 | 3 | NG | GT | 16 |  | Electric Utility | N | Simple Cycle Turbine (PRMVR=GT or OT) unit under 25MW
Exclude | LA | Teche | 1400 | 4 | NG | GT | 38.4 |  | Electric Utility | N | Low utilization CT
OGST | TX | Ray Olinger | 3576 | 1 | NG | ST | 75 |  | Electric Utility | N
OGST | KS | Murray Gill | 1242 | 3 | NG | ST | 114 |  | Electric Utility | N
Exclude | SC | Mill Creek | 7981 | 7 | NG | GT | 99.9 |  | Electric Utility | N | Low utilization CT
Exclude | OK | Riverside | 4940 | 4 | NG | GT | 86.5 |  | Electric Utility | N | Low utilization CT
EXCLUDE | IL | Mallard Lake Electric | 55592 | 1 | LFG | CC | 5 |  | IPP Non-CHP | N | Non Fossil fuel type
EXCLUDE | IL | Mallard Lake Electric | 55592 | 2 | LFG | CC | 5 |  | IPP Non-CHP | N | Non Fossil fuel type
EXCLUDE | IL | Mallard Lake Electric | 55592 | 4 | LFG | CC | 10 |  | IPP Non-CHP | N | Non Fossil fuel type
Exclude | IN | Wheatland Generating Facility | 55224 | CTG3 | NG | GT | 135 |  | Electric Utility | N | Low utilization CT
Exclude | GA | McIntosh | 6124 | CT8 | NG | GT | 101.3 |  | Electric Utility | N | Low utilization CT
EXCLUDE | MS | Ergon Refining Vicksburg | 54918 | TMO1 | NG | GT | 4.8 |  | Industrial CHP | Y | Simple Cycle Turbine (PRMVR=GT or OT) unit under 25MW
Exclude | IA | Pleasant Hill | 7145 | 3 | NG | GT | 97 |  | Electric Utility | N | Low utilization CT
Exclude | KY | Marshall Energy Facility | 55232 | CT5 | NG | GT | 86 |  | Electric Utility | N | Low utilization CT
OGST | FL | Deerhaven Generating Station | 663 | 1 | NG | ST | 75 |  | Electric Utility | N
OGST | AZ | Agua Fria | 141 | AF3 | NG | ST | 163.2 |  | Electric Utility | N
Exclude | MI | Greenwood | 6035 | 11-1 | NG | GT | 85.3 |  | Electric Utility | N | Low utilization CT
OGST | DE | Edge Moor | 593 | 3 | NG | ST | 75 |  | Electric Utility/IPP CHP | Y
Exclude | KS | West Gardner | 7929 | 3 | NG | GT | 91.3 |  | Electric Utility | N | Low utilization CT
Exclude | SC | Mill Creek | 7981 | 4 | NG | GT | 99.9 |  | Electric Utility | N | Low utilization CT
OGST | NY | Northport | 2516 | ST1 | NG | ST | 387 |  | Electric Utility | N
EXCLUDE | LA | Dow St Charles Operations | 50152 | CSTG | NG | CC | 50 |  | Industrial CHP | Y | Commercial/Industrial Unit
EXCLUDE | LA | Dow St Charles Operations | 50152 | CTG | NG | CC | 10 |  | Industrial CHP | Y | Combined Cycle (PRMVR=CC) unit under 25MW
EXCLUDE | LA | Dow St Charles Operations | 50152 | CGN1 | NG | CC | 125.8 |  | Industrial CHP | Y | Commercial/Industrial Unit
EXCLUDE | LA | Dow St Charles Operations | 50152 | CGN2 | NG | CC | 125.8 |  | Industrial CHP | Y | Commercial/Industrial Unit
EXCLUDE | LA | Dow St Charles Operations | 50152 | STG | NG | CC | 22 |  | Industrial CHP | Y | Combined Cycle (PRMVR=CC) unit under 25MW
EXCLUDE | LA | Dow St Charles Operations | 50152 | IGT | NG | CC | 9.6 |  | Industrial CHP | Y | Combined Cycle (PRMVR=CC) unit under 25MW
Exclude | AL | Lee County | 55138 | UN2 | NG | GT | 51.5 |  | Electric Utility/IPP Non-CHP | N | Low utilization CT
OGST | TX | Ty Cooke | 3602 | 2 | NG | ST | 53.6 |  | Electric Utility | N
EXCLUDE | LA | PPG Powerhouse C | 50489 | C3 | NG | CC | 57.1 |  | Industrial CHP | Y | Commercial/Industrial Unit
EXCLUDE | LA | PPG Powerhouse C | 50489 | C1 | NG | CC | 73.1 |  | Industrial CHP | Y | Commercial/Industrial Unit
EXCLUDE | LA | PPG Powerhouse C | 50489 | C2 | NG | CC | 73.1 |  | Industrial CHP | Y | Commercial/Industrial Unit
EXCLUDE | LA | PPG Powerhouse C | 50489 | C4 | NG | CC | 77.2 |  | Industrial CHP | Y | Commercial/Industrial Unit
EXCLUDE | LA | PPG Powerhouse C | 50489 | C5 | NG | CC | 77.2 |  | Industrial CHP | Y | Commercial/Industrial Unit
Exclude | OK | Spring Creek Energy Center | 55651 | CT02 | NG | GT | 84.5 |  | Electric Utility | N | Low utilization CT
Exclude | OH | Darby Electric Generating Station | 55247 | GT3 | NG | GT | 94 |  | Electric Utility | N | Low utilization CT
NGCC | MN | Hutchinson Plant #2 | 6358 | 2 | NG | CC | 54 |  | Electric Utility | N
NGCC | MN | Hutchinson Plant #2 | 6358 | 3 | NG | CC | 11.5 | 1 | Electric Utility | N
Exclude | IN | A B Brown | 6137 | 4 | NG | GT | 88.2 |  | Electric Utility | N | Low utilization CT
Exclude | IN | A B Brown | 6137 | 5 | NG | GT | 88.2 |  | Electric Utility | N | Low utilization CT
Exclude | TX | V H Braunig | 3612 | 7 | NG | GT | 61 |  | Electric Utility | N | Low utilization CT
Exclude | CA | Riverside Energy Resource Center | 56143 | 1 | NG | GT | 50 |  | Electric Utility | N | Low utilization CT
Exclude | MO | James River Power Station | 2161 | GT1 | NG | GT | 96 |  | Electric Utility | N | Low utilization CT
Exclude | CO | Fountain Valley Power Facility | 55453 | S3 | NG | GT | 38 |  | Electric Utility/IPP Non-CHP | N | Low utilization CT
Exclude | WI | Paris | 7270 | 3 | NG | GT | 95.4 |  | Electric Utility | N | Low utilization CT
EXCLUDE | TX | TECO CHP-1 | 57504 | CHP1 | NG | GT | 48 |  | Commercial CHP | Y | Commercial/Industrial Unit
EXCLUDE | CA | Signal Hill West Unit | 57702 | 1 | OG | GT | 5.7 |  | Industrial Non-CHP | N | Simple Cycle Turbine (PRMVR=GT or OT) unit under 25MW
Exclude | IL | Lincoln Generating Facility | 55222 | CTG7 | NG | GT | 86.5 |  | Electric Utility/IPP Non-CHP | N | Low utilization CT
OGST | FL | Suwannee River | 638 | 3 | NG | ST | 75 |  | Electric Utility | N
NGCC | TX | Sabine Cogen | 55104 | CTG1 | NG | CC | 37.4 |  | IPP CHP | Y
NGCC | TX | Sabine Cogen | 55104 | CTG2 | NG | CC | 37.4 |  | IPP CHP | Y
NGCC | TX | Sabine Cogen | 55104 | STG | NG | CC | 31.7 |  | IPP CHP | Y
Exclude | AK | George M Sullivan Generation Plant 2 | 6559 | GT8 | NG | GT | 92.6 |  | Electric Utility | N | Low utilization CT
Exclude | IN | Anderson | 7336 | ACT2 | NG | GT | 41.4 |  | Electric Utility | N | Low utilization CT
EXCLUDE | MI | Western Michigan University Power Plant | 58161 | STG-1 | NG | CC | 0.9 |  | Commercial CHP | Y | Combined Cycle (PRMVR=CC) unit under 25MW
EXCLUDE | MI | Western Michigan University Power Plant | 58161 | GTG-7 | NG | CC | 5 |  | Commercial CHP | Y | Combined Cycle (PRMVR=CC) unit under 25MW
EXCLUDE | MI | Western Michigan University Power Plant | 58161 | GTG-8 | NG | CC | 5 |  | Commercial CHP | Y | Combined Cycle (PRMVR=CC) unit under 25MW
Exclude | TN | Gallatin | 3403 | GT5 | DFO | GT | 84.5 |  | Electric Utility | N | Low utilization CT
Exclude | TN | Gallatin | 3403 | GT6 | DFO | GT | 84.5 |  | Electric Utility | N | Low utilization CT
Exclude | TN | Gallatin | 3403 | GT7 | DFO | GT | 84.5 |  | Electric Utility | N | Low utilization CT
Exclude | TN | Gallatin | 3403 | GT8 | DFO | GT | 84.5 |  | Electric Utility | N | Low utilization CT
Exclude | TN | Gallatin | 3403 | GT1 | NG | GT | 81.3 |  | Electric Utility | N | Low utilization CT
Exclude | TN | Gallatin | 3403 | GT2 | NG | GT | 81.3 |  | Electric Utility | N | Low utilization CT
Exclude | TN | Gallatin | 3403 | GT3 | NG | GT | 81.3 |  | Electric Utility | N | Low utilization CT
Exclude | TN | Gallatin | 3403 | GT4 | NG | GT | 81.3 |  | Electric Utility | N | Low utilization CT
OGST | OK | Mooreland | 3008 | 1 | NG | ST | 45 |  | Electric Utility | N
EXCLUDE | AL | International Paper Riverdale Mill | 54096 | GEN4 | NG | CC | 38.2 |  | Industrial CHP | Y | Commercial/Industrial Unit
EXCLUDE | AL | International Paper Riverdale Mill | 54096 | GEN3 | NG | CC | 17 | 0 | Industrial CHP | N | Combined Cycle (PRMVR=CC) unit under 25MW
OGST | AR | Carl Bailey | 202 | 1 | NG | ST | 120 |  | Electric Utility | N
Exclude | GA | Sandersville Energy Facility | 55672 | CT1 | NG | GT | 86.5 |  | Electric Utility/IPP Non-CHP | N | Low utilization CT
Exclude | IL | Kinmundy | 55204 | 2 | NG | GT | 135 |  | Electric Utility | N | Low utilization CT
EXCLUDE | TX | Air Products Port Arthur | 55309 | GEN2 | NG | CC | 3 | 0 | Industrial CHP | Y | Combined Cycle (PRMVR=CC) unit under 25MW
EXCLUDE | TX | Air Products Port Arthur | 55309 | GEN3 | NG | CC | 20.5 | 0 | Industrial CHP | Y | Combined Cycle (PRMVR=CC) unit under 25MW
EXCLUDE | TX | Air Products Port Arthur | 55309 | GEN1 | NG | CC | 37.6 |  | Industrial CHP | Y | Commercial/Industrial Unit
EXCLUDE | TX | Air Products Port Arthur | 55309 | GEN4 | NG | CC | 78.2 |  | Industrial CHP | Y | Commercial/Industrial Unit
EXCLUDE | TX | Air Products Port Arthur | 55309 | GEN5 | NG | CC | 32.8 |  | Industrial CHP | Y | Commercial/Industrial Unit
Exclude | TX | V H Braunig | 3612 | 8 | NG | GT | 61 |  | Electric Utility | N | Low utilization CT
Exclude | AL | Calhoun Energy Center | 55409 | CAL4 | NG | GT | 187 |  | Electric Utility/IPP Non-CHP | N | Low utilization CT
COALST | WI | Weston | 4078 | 1 | SUB | ST | 60 |  | Electric Utility | N
Exclude | IL | University Park North | 55640 | 3 | NG | GT | 45 |  | Electric Utility/IPP Non-CHP | N | Low utilization CT
EXCLUDE | MN | Wausau Paper Mills LLC | 50636 | VPLS | BIT | ST | 0.6 |  | Industrial Non-CHP | N | Steam unit (PRMVR=ST) under 25MW/250 MMBtu/hr
Exclude | GA | Sandersville Energy Facility | 55672 | CT6 | NG | GT | 86.5 |  | Electric Utility/IPP Non-CHP | N | Low utilization CT
OGST | CA | SEGS VII | 10443 | GEN1 | NG | ST | 35 |  | IPP Non-CHP | N
Exclude | OH | Darby Electric Generating Station | 55247 | GT6 | NG | GT | 94 |  | Electric Utility | N | Low utilization CT
EXCLUDE | CA | Fullerton Mill CHP | 58083 | GTG1 | NG | GT | 19 |  | Industrial CHP | Y | Simple Cycle Turbine (PRMVR=GT or OT) unit under 25MW
EXCLUDE | IA | Atlantic | 1124 | 6 | NG | GT | 10 |  | Electric Utility | N | Simple Cycle Turbine (PRMVR=GT or OT) unit under 25MW
EXCLUDE | CT | Foxwoods CoGen | 57666 | CT1 | NG | GT | 6.6 |  | Commercial CHP | Y | Simple Cycle Turbine (PRMVR=GT or OT) unit under 25MW
EXCLUDE | CT | Foxwoods CoGen | 57666 | CT2 | NG | GT | 6.6 |  | Commercial CHP | Y | Simple Cycle Turbine (PRMVR=GT or OT) unit under 25MW
Exclude | NJ | Sherman Avenue | 7288 | SEHR | NG | GT | 112.8 |  | Electric Utility/IPP Non-CHP | N | Low utilization CT
Exclude | KY | Marshall Energy Facility | 55232 | CT7 | NG | GT | 86 |  | Electric Utility | N | Low utilization CT
EXCLUDE | CA | Berry Cogen Tanne Hills 18 | 50622 | GEN1 | NG | GT | 8.8 |  | Industrial CHP | Y | Simple Cycle Turbine (PRMVR=GT or OT) unit under 25MW
EXCLUDE | CA | Berry Cogen Tanne Hills 18 | 50622 | GEN2 | NG | GT | 8.8 |  | Industrial CHP | Y | Simple Cycle Turbine (PRMVR=GT or OT) unit under 25MW
EXCLUDE | UT | Central Energy Plant USU | 58139 | TURBI | NG | GT | 5 |  | Commercial Non-CHP | N | Simple Cycle Turbine (PRMVR=GT or OT) unit under 25MW
EXCLUDE | MA | Waters River | 1678 | 1 | NG | GT | 21.3 |  | Electric Utility | N | Simple Cycle Turbine (PRMVR=GT or OT) unit under 25MW
Exclude | MA | Waters River | 1678 | 2 | NG | GT | 43.6 |  | Electric Utility | N | Low utilization CT
Exclude | TX | V H Braunig | 3612 | 6 | NG | GT | 61 |  | Electric Utility | N | Low utilization CT
Exclude | MS | Crossroads Energy Center | 55395 | CT03 | NG | GT | 76.6 |  | Electric Utility | N | Low utilization CT
OGST | NM | Rio Grande | 2444 | 6 | NG | ST | 50 |  | Electric Utility | N
Exclude | MI | George Johnson | 1877 | 10 | NG | GT | 25 |  | Electric Utility | N | Low utilization CT
Exclude | MI | George Johnson | 1877 | 9 | NG | GT | 25 |  | Electric Utility | N | Low utilization CT
Exclude | TX | San Jacinto County Peaking Facility | 56603 | SJC1 | NG | GT | 85 |  | Electric Utility | N | Low utilization CT
Exclude | TX | Newgulf Cogen | 50137 | GEN1 | NG | GT | 101.9 |  | Electric Utility/IPP Non-CHP | N | Low utilization CT
Exclude | TX | Ray Olinger | 3576 | 4 | NG | GT | 82.7 |  | Electric Utility | N | Low utilization CT
EXCLUDE | CA | Equilon Los Angeles Refining | 50530 | GEN1 | OG | GT | 30 |  | Industrial CHP | Y | Commercial/Industrial Unit
EXCLUDE | CA | Equilon Los Angeles Refining | 50530 | GEN2 | OG | GT | 30 |  | Industrial CHP | Y | Commercial/Industrial Unit
OGST | TX | Handley | 3491 | 5 | NG | ST | 455 |  | Electric Utility/IPP Non-CHP | N
Exclude | IL | Aurora | 55279 | CTG1 | NG | GT | 213 |  | Electric Utility/IPP Non-CHP | N | Low utilization CT
Exclude | AL | Greene County | 10 | GT7 | NG | GT | 80 |  | Electric Utility | N | Low utilization CT
Exclude | ID | Rathdrum | 7456 | 1 | NG | GT | 83.2 |  | Electric Utility | N | Low utilization CT
Exclude | VA | Darbytown | 7212 | 1 | NG | GT | 92.1 |  | Electric Utility | N | Low utilization CT
OGST | CA | SEGS VI | 10442 | GEN1 | NG | ST | 35 |  | IPP Non-CHP | N
OGST | TX | Lake Hubbard | 3452 | 2 | NG | ST | 531 |  | Electric Utility/IPP Non-CHP | N
Exclude | CO | Fountain Valley Power Facility | 55453 | S1 | NG | GT | 38 |  | Electric Utility/IPP Non-CHP | N | Low utilization CT
Exclude | CA | Riverside Energy Resource Center | 56143 | 2 | NG | GT | 50 |  | Electric Utility | N | Low utilization CT
OGST | CA | Pittsburg Power | 271 | 6 | NG | ST | 326.4 |  | Electric Utility/IPP Non-CHP | N
OGST | OK | Anadarko Plant | 3006 | 3 | NG | ST | 50 |  | Electric Utility | N
OGST | CA | Encina | 302 | 2 | NG | ST | 90 |  | Electric Utility/IPP Non-CHP | N
Exclude | LA | Bayou Cove Peaking Power | 55433 | 0001 | NG | GT | 104 |  | Electric Utility/IPP Non-CHP | N | Low utilization CT
Exclude | NY | Shoreham Energy LLC | 55787 | CT01 | DFO | GT | 50 |  | Electric Utility/IPP Non-CHP | N | Low utilization CT
Exclude | MO | Audrain Generating Station | 55234 | GT4 | NG | GT | 101.8 |  | Electric Utility | N | Low utilization CT
EXCLUDE | NY | South Cairo | 2485 | GT1 | KER | GT | 21.6 |  | Electric Utility | N | Simple Cycle Turbine (PRMVR=GT or OT) unit under 25MW
Exclude | TX | DeCordova Steam Electric Station | 8063 | CT2 | NG | GT | 89.4 |  | Electric Utility/IPP Non-CHP | N | Low utilization CT
EXCLUDE | FL | Pea Ridge | 7715 | 1 | NG | GT | 4.7 |  | Electric Utility | N | Simple Cycle Turbine (PRMVR=GT or OT) unit under 25MW
EXCLUDE | FL | Pea Ridge | 7715 | 2 | NG | GT | 4.7 |  | Electric Utility | N | Simple Cycle Turbine (PRMVR=GT or OT) unit under 25MW
EXCLUDE | FL | Pea Ridge | 7715 | 3 | NG | GT | 4.7 |  | Electric Utility | N | Simple Cycle Turbine (PRMVR=GT or OT) unit under 25MW
Exclude | FL | Midulla Generating Station | 7380 | GT6 | NG | GT | 62 |  | Electric Utility | N | Low utilization CT
Exclude | NY | Shoreham Energy LLC | 55787 | CT02 | DFO | GT | 50 |  | Electric Utility/IPP Non-CHP | N | Low utilization CT
EXCLUDE | MI | JHP Pharmaceuticals LLC | 50318 | 38-1 | NG | GT | 2.8 |  | Industrial CHP | Y | Simple Cycle Turbine (PRMVR=GT or OT) unit under 25MW
OGST | OK | Horseshoe Lake | 2951 | 6 | NG | ST | 163 |  | Electric Utility | N
Exclude | TX | Exelon LaPorte Generating Station | 55365 | GT2 | NG | GT | 59 |  | Electric Utility/IPP Non-CHP | N | Low utilization CT
OGST | FL | Arvah B Hopkins | 688 | 1 | NG | ST | 75 |  | Electric Utility | N
Exclude | TN | Brownsville Peaking Power | 55081 | 2 | NG | GT | 112 |  | Electric Utility | N | Low utilization CT
Exclude | GA | Dahlberg | 7709 | 10 | NG | GT | 91.9 |  | Electric Utility/IPP Non-CHP | N | Low utilization CT
Exclude | CA | Almond Power Plant | 7315 | 3 | NG | GT | 58 |  | Electric Utility | N | Low utilization CT
OGST | FL | Martin | 6043 | 2 | NG | ST | 934.5 |  | Electric Utility | N
Exclude | IL | Southeast Chicago Energy Project | 55281 | GT08 | NG | GT | 50.9 |  | Electric Utility/IPP Non-CHP | N | Low utilization CT
OGST | TX | Lone Star | 3477 | 1 | NG | ST | 40 |  | Electric Utility | N
NGCC | TX | Texas City Power Plant | 52088 | GEN1 | NG | CC | 141 |  | IPP CHP | Y
NGCC | TX | Texas City Power Plant | 52088 | GEN2 | NG | CC | 103 |  | IPP CHP | Y
NGCC | TX | Texas City Power Plant | 52088 | GEN3 | NG | CC | 103 |  | IPP CHP | Y
NGCC | TX | Texas City Power Plant | 52088 | GEN4 | NG | CC | 103 |  | IPP CHP | Y
Exclude | IL | Energy Shelby County | 55237 | CTG3 | NG | GT | 60.5 |  | Electric Utility/IPP Non-CHP | N | Low utilization CT
EXCLUDE | PA | Archbald Power Station | 50279 | GEN1 | LFG | ST | 23.2 |  | IPP CHP | Y | Non Fossil fuel type
OGST | TX | Trinidad | 3507 | 6 | NG | ST | 239.3 |  | Electric Utility/IPP Non-CHP | N
EXCLUDE | CA | C P Kelco San Diego Plant | 52147 | GEN1 | NG | GT | 8 |  | Industrial CHP | Y | Simple Cycle Turbine (PRMVR=GT or OT) unit under 25MW
EXCLUDE | CA | C P Kelco San Diego Plant | 52147 | GEN2 | NG | GT | 10 |  | Industrial CHP | Y | Simple Cycle Turbine (PRMVR=GT or OT) unit under 25MW
EXCLUDE | CA | C P Kelco San Diego Plant | 52147 | GEN3 | NG | GT | 10 |  | Industrial CHP | Y | Simple Cycle Turbine (PRMVR=GT or OT) unit under 25MW
EXCLUDE | CA | MillerCoors Irwindale Brewery | 58056 | T100 | NG | GT | 5.2 |  | Industrial Non-CHP | N | Simple Cycle Turbine (PRMVR=GT or OT) unit under 25MW
EXCLUDE | CA | MillerCoors Irwindale Brewery | 58056 | T200 | NG | GT | 5.2 |  | Industrial Non-CHP | N | Simple Cycle Turbine (PRMVR=GT or OT) unit under 25MW
Exclude | KS | McPherson 3 | 7515 | NA1 | NG | GT | 115.6 |  | Electric Utility | N | Low utilization CT
Exclude | IL | Crete Energy Venture LLC | 55253 | GT2 | NG | GT | 89 |  | Electric Utility/IPP Non-CHP | N | Low utilization CT
Exclude | FL | Deerhaven Generating Station | 663 | GT3 | NG | GT | 96.1 |  | Electric Utility | N | Low utilization CT
EXCLUDE | FL | Deerhaven Generating Station | 663 | GT1 | NG | GT | 24.6 |  | Electric Utility | N | Simple Cycle Turbine (PRMVR=GT or OT) unit under 25MW
EXCLUDE | FL | Deerhaven Generating Station | 663 | GT2 | NG | GT | 24.6 |  | Electric Utility | N | Simple Cycle Turbine (PRMVR=GT or OT) unit under 25MW
OGST | TX | Handley | 3491 | 4 | NG | ST | 455 |  | Electric Utility/IPP Non-CHP | N
Exclude | CO | Fort St Vrain | 6112 | 6 | NG | GT | 140.3 |  | Electric Utility | N | Low utilization CT
OGST | OK | Southwestern | 2964 | 3 | NG | ST | 315 |  | Electric Utility | N
Exclude | AL | Greene County | 10 | GT4 | NG | GT | 80 |  | Electric Utility | N | Low utilization CT
NGCC | WA | March Point Cogeneration | 54268 | GTG1 | NG | CC | 46.6 |  | IPP CHP | Y
NGCC | WA | March Point Cogeneration | 54268 | GTG2 | NG | CC | 46.6 |  | IPP CHP | Y
NGCC | WA | March Point Cogeneration | 54268 | GTG3 | NG | CC | 46.6 |  | IPP CHP | Y
NGCC | WA | March Point Cogeneration | 54268 | STG1 | NG | CC | 27 |  | IPP CHP | Y
Exclude | NM | Pyramid | 7975 | 2 | NG | GT | 46.5 |  | Electric Utility | N | Low utilization CT
NGCC | IL | Morris Cogeneration LLC | 55216 | UNT1 | NG | CC | 39 |  | IPP CHP | Y
NGCC | IL | Morris Cogeneration LLC | 55216 | UNT2 | NG | CC | 39 |  | IPP CHP | Y
NGCC | IL | Morris Cogeneration LLC | 55216 | UNT3 | NG | CC | 39 |  | IPP CHP | Y
NGCC | IL | Morris Cogeneration LLC | 55216 | STG1 | NG | CC | 62 |  | IPP CHP | Y
Exclude | WI | De Pere Energy Center | 55029 | CT01 | NG | GT | 187.2 |  | Electric Utility | N | Low utilization CT
Exclude | GA | Tenaska Georgia Generation Facility | 55061 | GTG2 | NG | GT | 183.2 |  | Electric Utility/IPP Non-CHP | N | Low utilization CT
OGST | FL | Martin | 6043 | 1 | NG | ST | 934.5 |  | Electric Utility | N
Exclude | WI | Pulliam | 4072 | 31 | NG | GT | 91 |  | Electric Utility | N | Low utilization CT
Exclude | MS | Crossroads Energy Center | 55395 | CT01 | NG | GT | 76.6 |  | Electric Utility | N | Low utilization CT
OGST | FL | Anclote | 8048 | 1 | NG | ST | 556.2 |  | Electric Utility | N
OGST | TX | Ty Cooke | 3602 | 1 | NG | ST | 44 |  | Electric Utility | N
OGST | CA | Etiwanda Generating Station | 331 | 3 | NG | ST | 333 |  | Electric Utility/IPP Non-CHP | N
NGCC | NY | Castleton Energy Center | 10190 | GEN1 | NG | CC | 47 |  | Electric Utility/IPP Non-CHP | N
NGCC | NY | Castleton Energy Center | 10190 | GEN2 | NG | CC | 25 |  | Electric Utility/IPP Non-CHP | N
Exclude | TX | San Jacinto County Peaking Facility | 56603 | SJC2 | NG | GT | 85 |  | Electric Utility | N | Low utilization CT
Exclude | TX | Exelon LaPorte Generating Station | 55365 | GT1 | NG | GT | 59 |  | Electric Utility/IPP Non-CHP | N | Low utilization CT
OGST | TX | Sim Gideon | 3601 | 1 | NG | ST | 144 |  | Electric Utility | N
Exclude | NM | Valencia Energy Facility | 55802 | CTG1 | NG | GT | 159.5 |  | Electric Utility/IPP Non-CHP | N | Low utilization CT
SST | CA | Coalinga Cogeneration | 50131 | K100 | NG | GT | 38.4 |  | IPP CHP | Y
OGST | TX | W A Parish | 3470 | 3 | NG | ST | 299.2 |  | Electric Utility/IPP Non-CHP | N
NGCC | NJ | Newark Bay Cogeneration Partnership LP | 50385 | GEN3 | NG | CC | 40 |  | IPP CHP | Y
NGCC | NJ | Newark Bay Cogeneration Partnership LP | 50385 | GEN1 | NG | CC | 58 |  | IPP CHP | Y
NGCC | NJ | Newark Bay Cogeneration Partnership LP | 50385 | GEN2 | NG | CC | 58 |  | IPP CHP | Y
OGST | NM | Reeves | 2450 | 3 | NG | ST | 66 |  | Electric Utility | N
Exclude | IL | Rocky Road Power LLC | 55109 | TG2 | NG | GT | 125.8 |  | Electric Utility/IPP Non-CHP | N | Low utilization CT
OGST | TX | Sim Gideon | 3601 | 2 | NG | ST | 144 |  | Electric Utility | N
OGST | TX | Stryker Creek | 3504 | ST2 | NG | ST | 526.6 |  | Electric Utility/IPP Non-CHP | N
OGST | MS | Jack Watson | 2049 | 3 | NG | ST | 108.8 |  | Electric Utility | N
Exclude | OK | Southwestern | 2964 | 5 | NG | GT | 86.5 |  | Electric Utility | N | Low utilization CT
Exclude | GA | Tenaska Georgia Generation Facility | 55061 | GTG4 | NG | GT | 183.2 |  | Electric Utility/IPP Non-CHP | N | Low utilization CT
Exclude | WI | Sheboygan Falls | 56166 | 1 | NG | GT | 173.4 |  | Electric Utility | N | Low utilization CT
Exclude | MO | South Harper | 56151 | GT3 | NG | GT | 117 |  | Electric Utility | N | Low utilization CT
Exclude | CA | Henrietta Peaker | 55807 | HPP2 | NG | GT | 49 |  | Electric Utility/IPP Non-CHP | N | Low utilization CT
Exclude | AK | Anchorage 1 | 75 | 4 | NG | GT | 27 |  | Electric Utility | N | Low utilization CT
Exclude | AK | Anchorage 1 | 75 | 3R | NG | GT | 48.9 |  | Electric Utility | N | Low utilization CT
EXCLUDE | AK | Anchorage 1 | 75 | 1 | NG | GT | 12.5 |  | Electric Utility | N | Simple Cycle Turbine (PRMVR=GT or OT) unit under 25MW
EXCLUDE | AK | Anchorage 1 | 75 | 2 | NG | GT | 12.5 |  | Electric Utility | N | Simple Cycle Turbine (PRMVR=GT or OT) unit under 25MW
Exclude | TX | Hardin County Peaking Facility | 56604 | HC2 | NG | GT | 86.5 |  | Electric Utility | N | Low utilization CT
Exclude | TX | Hardin County Peaking Facility | 56604 | HC1 | NG | GT | 86.5 |  | Electric Utility | N | Low utilization CT
Exclude | MO | Holden | 7848 | 13 | NG | GT | 107.1 |  | Electric Utility | N | Low utilization CT
Exclude | OH | Robert P Mone Plant | 7872 | 2 | NG | GT | 198 |  | Electric Utility | N | Low utilization CT
OGST | MD | Chalk Point LLC | 1571 | 3 | NG | ST | 659 |  | Electric Utility/IPP Non-CHP | N
OGST | TX | Newman | 3456 | 1 | NG | ST | 81.6 |  | Electric Utility | N
EXCLUDE | CA | University of California San Diego | 57584 | NT2 | NG | CC | 15 |  | Commercial Non-CHP | N | Combined Cycle (PRMVR=CC) unit under 25MW
EXCLUDE | CA | University of California San Diego | 57584 | ST1 | NG | CC | 15 |  | Commercial Non-CHP | N | Combined Cycle (PRMVR=CC) unit under 25MW
EXCLUDE | CA | University of California San Diego | 57584 | STG | NG | CC | 3 |  | Commercial Non-CHP | N | Combined Cycle (PRMVR=CC) unit under 25MW
Exclude | FL | Port Everglades | 617 | 9 | NG | GT | 34.2 |  | Electric Utility | N | Low utilization CT
EXCLUDE | NH | Hampton Facility | 10108 | GEN8 | NG | GT | 5 |  | Industrial CHP | Y | Simple Cycle Turbine (PRMVR=GT or OT) unit under 25MW
Exclude | WI | Concord | 7159 | 2 | NG | GT | 95.4 |  | Electric Utility | N | Low utilization CT
Exclude | NE | Rokeby | 6373 | 1 | NG | GT | 72.4 |  | Electric Utility | N | Low utilization CT
Exclude | NE | Rokeby | 6373 | 2 | NG | GT | 95.4 |  | Electric Utility | N | Low utilization CT
Exclude | NE | Rokeby | 6373 | 3 | NG | GT | 95.4 |  | Electric Utility | N | Low utilization CT
Exclude | CA | McClellan | 535 | 1 | NG | GT | 77 |  | Electric Utility | N | Low utilization CT
OGST | TX | R W Miller | 3628 | 3 | NG | ST | 200 |  | Electric Utility | N
Exclude | IN | Vermillion Energy Facility | 55111 | CT5 | NG | GT | 85.4 |  | Electric Utility | N | Low utilization CT
NGCC | WI | West Campus Cogeneration Facility | 7991 | STG1 | NG | CC | 61.3 |  | Electric Utility | Y
NGCC | WI | West Campus Cogeneration Facility | 7991 | 1 | NG | CC | 54 |  | Electric Utility | Y
NGCC | WI | West Campus Cogeneration Facility | 7991 | CT2 | NG | CC | 54 |  | Electric Utility | Y
EXCLUDE | ME | Androscoggin Energy Center | 55031 | CT01 | NG | GT | 54.5 |  | Industrial CHP | Y | Commercial/Industrial Unit
EXCLUDE | ME | Androscoggin Energy Center | 55031 | CT02 | NG | GT | 54.5 |  | Industrial CHP | Y | Commercial/Industrial Unit
EXCLUDE | ME | Androscoggin Energy Center | 55031 | CT03 | NG | GT | 54.5 |  | Industrial CHP | Y | Commercial/Industrial Unit
Exclude | OH | Madison | 55110 | CT4 | NG | GT | 85.4 |  | Electric Utility | N | Low utilization CT
Exclude | CA | Goose Haven Energy Center | 55627 | CT1 | NG | GT | 47 |  | Electric Utility/IPP Non-CHP | N | Low utilization CT
Exclude | CO | Fort St Vrain | 6112 | 5 | NG | GT | 140.3 |  | Electric Utility | N | Low utilization CT
SST | TX | San Jacinto Steam Electric Station | 7325 | 1 | NG | GT | 88.2 |  | Electric Utility/IPP Non-CHP | N
Exclude | CA | Lambie Energy Center | 55626 | CT1 | NG | GT | 47 |  | Electric Utility/IPP Non-CHP | N | Low utilization CT
OGST | CA | Pittsburg Power | 271 | 5 | NG | ST | 326.4 |  | Electric Utility/IPP Non-CHP | N
EXCLUDE | OH | Richland | 2880 | 1 | DFO | GT | 15 |  | Electric Utility/IPP Non-CHP | N | Simple Cycle Turbine (PRMVR=GT or OT) unit under 25MW
EXCLUDE | OH | Richland | 2880 | 2 | NG | GT | 15 |  | Electric Utility/IPP Non-CHP | N | Simple Cycle Turbine (PRMVR=GT or OT) unit under 25MW
EXCLUDE | OH | Richland | 2880 | 3 | NG | GT | 15 |  | Electric Utility/IPP Non-CHP | N | Simple Cycle Turbine (PRMVR=GT or OT) unit under 25MW
Exclude | OH | Richland | 2880 | 4 | NG | GT | 135 |  | Electric Utility/IPP Non-CHP | N | Low utilization CT
Exclude | OH | Richland | 2880 | 5 | NG | GT | 135 |  | Electric Utility/IPP Non-CHP | N | Low utilization CT
Exclude | OH | Richland | 2880 | 6 | NG | GT | 135 |  | Electric Utility/IPP Non-CHP | N | Low utilization CT
EXCLUDE | GA | Dublin Mill | 54004 | GEN2 | NG | GT | 37.1 |  | Industrial CHP | Y | Commercial/Industrial Unit
Exclude | AZ | Saguaro | 118 | GT1 | NG | GT | 53.1 |  | Electric Utility | N | Low utilization CT
Exclude | AZ | Saguaro | 118 | GT2 | NG | GT | 53.1 |  | Electric Utility | N | Low utilization CT
Exclude | AZ | Saguaro | 118 | GE1 | NG | GT | 78.3 |  | Electric Utility | N | Low utilization CT
OGST | CA | AES Alamitos LLC | 315 | 6 | NG | ST | 495 |  | Electric Utility/IPP Non-CHP | N
OGST | MD | Riverside | 1559 | 4 | NG | ST | 72.2 |  | Electric Utility/IPP Non-CHP | N
EXCLUDE | PA | Bucknell University | 54333 | G502 | NG | CC | 1.2 |  | Commercial CHP | Y | Combined Cycle (PRMVR=CC) unit under 25MW
EXCLUDE | PA | Bucknell University | 54333 | G001 | NG | CC | 4.7 |  | Commercial CHP | Y | Combined Cycle (PRMVR=CC) unit under 25MW
EXCLUDE | CT | Pfizer Groton Plant | 54236 | GT-1 | NG | GT | 10 |  | Industrial CHP | Y | Simple Cycle Turbine (PRMVR=GT or OT) unit under 25MW
Exclude | IL | Crete Energy Venture LLC | 55253 | GT3 | NG | GT | 89 |  | Electric Utility/IPP Non-CHP | N | Low utilization CT
Exclude | NJ | PSEG Linden Generating Station | 2406 | 5 | NG | GT | 96.1 |  | Electric Utility/IPP Non-CHP | N | Low utilization CT
Exclude | NJ | PSEG Linden Generating Station | 2406 | 6 | NG | GT | 96.1 |  | Electric Utility/IPP Non-CHP | N | Low utilization CT
Exclude | NJ | PSEG Linden Generating Station | 2406 | 7 | NG | GT | 96.1 |  | Electric Utility/IPP Non-CHP | N | Low utilization CT
Exclude | NJ | PSEG Linden Generating Station | 2406 | 8 | NG | GT | 96.1 |  | Electric Utility/IPP Non-CHP | N | Low utilization CT
EXCLUDE | NJ | PSEG Linden Generating Station | 2406 | 3 | NG | GT | 18.5 |  | Electric Utility/IPP Non-CHP | N | Simple Cycle Turbine (PRMVR=GT or OT) unit under 25MW
OGST | LA | Louis Doc Bonin | 1443 | 2 | NG | ST | 100 |  | Electric Utility | N
Exclude | MI | Delray | 1728 | 11-1 | NG | GT | 71.1 |  | Electric Utility | N | Low utilization CT
EXCLUDE | MO | Macon Energy Center | 56127 | 1 | NG | GT | 10 |  | Electric Utility | Y | Simple Cycle Turbine (PRMVR=GT or OT) unit under 25MW
EXCLUDE | TX | Shell Deer Park | 50304 | GEN4 | OG | GT | 75 |  | Industrial CHP | Y | Commercial/Industrial Unit
EXCLUDE | TX | Shell Deer Park | 50304 | GEN5 | OG | GT | 75 |  | Industrial CHP | Y | Commercial/Industrial Unit
Exclude | MI | Livingston Generating Station | 55102 | 002 | NG | GT | 42.4 |  | Electric Utility/IPP Non-CHP | N | Low utilization CT
Exclude | NY | Hell Gate | 7913 | HG01 | NG | GT | 47 |  | Electric Utility | N | Low utilization CT
EXCLUDE | PA | East Campus Steam Plant | 58195 | CT1 | NG | GT | 7 |  | Commercial CHP | Y | Simple Cycle Turbine (PRMVR=GT or OT) unit under 25MW
Exclude | GA | Hawk Road Facility | 55141 | CT2 | NG | GT | 165 |  | Electric Utility | N | Low utilization CT
OGST | TX | W A Parish | 3470 | 2 | NG | ST | 187.8 |  | Electric Utility/IPP Non-CHP | N
Exclude | OH | Hamilton Peaking | 7782 | 1 | NG | GT | 32 |  | Electric Utility | N | Low utilization CT
EXCLUDE | CA | Southeast Kern River Cogen | 50751 | GTG2 | NG | GT | 3.4 |  | Industrial CHP | Y | Simple Cycle Turbine (PRMVR=GT or OT) unit under 25MW
EXCLUDE | CA | Southeast Kern River Cogen | 50751 | GTG3 | NG | GT | 3.4 |  | Industrial CHP | Y | Simple Cycle Turbine (PRMVR=GT or OT) unit under 25MW
EXCLUDE | CA | Southeast Kern River Cogen | 50751 | GTG1 | NG | GT | 24 |  | Industrial CHP | Y | Simple Cycle Turbine (PRMVR=GT or OT) unit under 25MW
Exclude | SC | Broad River Energy Center | 55166 | CT04 | NG | GT | 197 |  | Electric Utility/IPP Non-CHP | N | Low utilization CT
Exclude | IA | Earl F Wisdom | 1217 | 2 | NG | GT | 110 |  | Electric Utility | N | Low utilization CT
Exclude | IL | Goose Creek Energy Center | 55496 | CT03 | NG | GT | 114 |  | Electric Utility | N | Low utilization CT
OGST | MA | Mystic Generating Station | 1588 | 7 | NG | ST | 617 |  | Electric Utility/IPP Non-CHP | N
OGST | NV | Fort Churchill | 2330 | 2 | NG | ST | 115 |  | Electric Utility | N
OGST | LA | Little Gypsy | 1402 | 1 | NG | ST | 247.7 |  | Electric Utility | N
Exclude | NC | Lincoln Combustion | 7277 | 12 | NG | GT | 109.6 |  | Electric Utility | N | Low utilization CT
Exclude | FL | Vandolah Power Station | 55415 | G101 | NG | GT | 182 |  | Electric Utility/IPP Non-CHP | N | Low utilization CT
Exclude | MI | Belle River | 6034 | 12-1 | NG | GT | 85.3 |  | Electric Utility | N | Low utilization CT
Exclude | MI | Belle River | 6034 | 12-2 | NG | GT | 85.3 |  | Electric Utility | N | Low utilization CT
Exclude | MI | Belle River | 6034 | 13-1 | NG | GT | 85.3 |  | Electric Utility | N | Low utilization CT
EXCLUDE | UT | Tesoro SLC Cogeneration Plant | 56509 | 1 | NG | GT | 12.5 |  | Industrial CHP | Y | Simple Cycle Turbine (PRMVR=GT or OT) unit under 25MW
EXCLUDE | UT | Tesoro SLC Cogeneration Plant | 56509 | 2 | NG | GT | 12.5 |  | Industrial CHP | Y | Simple Cycle Turbine (PRMVR=GT or OT) unit under 25MW
Exclude | SD | Huron | 3344 | 2A | NG | GT | 42.9 |  | Electric Utility | N | Low utilization CT
EXCLUDE | SD | Huron | 3344 | 1 | NG | GT | 15 |  | Electric Utility | N | Simple Cycle Turbine (PRMVR=GT or OT) unit under 25MW
EXCLUDE | MS | CF Industries Yazoo City Complex | 10195 | EXIS | NG | GT | 25 |  | Industrial CHP | Y | Commercial/Industrial Unit
Exclude | IL | Goose Creek Energy Center | 55496 | CT04 | NG | GT | 114 |  | Electric Utility | N | Low utilization CT
OGST | CA | Encina | 302 | 3 | NG | ST | 90 |  | Electric Utility/IPP Non-CHP | N
OGST | CA | Encina | 302 | 4 | NG | ST | 306 |  | Electric Utility/IPP Non-CHP | N
Exclude | TX | Dansby | 6243 | 3 | NG | GT | 49.1 |  | Electric Utility | N | Low utilization CT
Exclude | OH | Madison | 55110 | CT6 | NG | GT | 85.4 |  | Electric Utility | N | Low utilization CT
OGST | MN | Fox Lake | 1888 | 3 | NG | ST | 81.6 |  | Electric Utility | N
OGST | KS | Garden City | 1336 | S2 | NG | ST | 97.9 |  | Electric Utility | N
OGST | MD | Gould Street | 1553 | 3 | NG | ST | 103.5 |  | Electric Utility/IPP Non-CHP | N
OGST | DE | Edge Moor | 593 | 5 | NG | ST | 446 |  | Electric Utility/IPP CHP | Y
OGST | FL | Anclote | 8048 | 2 | NG | ST | 556.2 |  | Electric Utility | N
NGCC | PA | Grays Ferry Cogeneration | 54785 | GEN2 | NG | CC | 135 |  | IPP CHP | Y
NGCC | PA | Grays Ferry Cogeneration | 54785 | GEN1 | NG | CC | 57.6 |  | IPP CHP | Y
Exclude | GA | Sandersville Energy Facility | 55672 | CT4 | NG | GT | 86.5 |  | Electric Utility/IPP Non-CHP | N | Low utilization CT
Exclude | GA | Dahlberg | 7709 | 6 | NG | GT | 91.9 |  | Electric Utility/IPP Non-CHP | N | Low utilization CT
OGST | AR | McClellan | 203 | 1 | NG | ST | 136 |  | Electric Utility | N
EXCLUDE | LA | Axiall Plaquemine | 55051 | X773 | NG | GT | 102 |  | Industrial CHP | Y | Commercial/Industrial Unit
EXCLUDE | LA | Axiall Plaquemine | 55051 | X774 | NG | GT | 102 |  | Industrial CHP | Y | Commercial/Industrial Unit
EXCLUDE | LA | Axiall Plaquemine | 55051 | X775 | NG | GT | 102 |  | Industrial CHP | Y | Commercial/Industrial Unit
EXCLUDE | CA | San Diego State University | 50061 | GEN2 | NG | CC | 5.1 |  | Commercial CHP | Y | Combined Cycle (PRMVR=CC) unit under 25MW
EXCLUDE | CA | San Diego State University | 50061 | GEN3 | NG | CC | 5.1 |  | Commercial CHP | Y | Combined Cycle (PRMVR=CC) unit under 25MW
EXCLUDE | CA | San Diego State University | 50061 | GEN4 | NG | CC | 4.1 |  | Commercial CHP | Y | Combined Cycle (PRMVR=CC) unit under 25MW
Exclude | MI | DTE East China LLC | 55718 | GT3 | NG | GT | 89.4 |  | Electric Utility/IPP Non-CHP | N | Low utilization CT
EXCLUDE | MA | General Electric Aircraft Engines | 10029 | GEN5 | NG | ST | 10 |  | Industrial CHP | Y | Steam unit (PRMVR=ST) under 25MW/250 MMBtu/hr
EXCLUDE | MA | General Electric Aircraft Engines | 10029 | GEN6 | NG | ST | 10 |  | Industrial CHP | Y | Steam unit (PRMVR=ST) under 25MW/250 MMBtu/hr
EXCLUDE | MA | General Electric Aircraft Engines | 10029 | GEN7 | NG | ST | 12.5 |  | Industrial CHP | Y | Steam unit (PRMVR=ST) under 25MW/250 MMBtu/hr
Exclude | OH | Darby Electric Generating Station | 55247 | GT4 | NG | GT | 94 |  | Electric Utility | N | Low utilization CT
Exclude | NC | Sherwood H Smith Jr Energy Complex | 7805 | 002 | NG | GT | 211.8 |  | Electric Utility | N | Low utilization CT
NGCC | LA | Louisiana 1 | 1391 | 1A | NG | CC | 23 | 1 | Electric Utility | Y
NGCC | LA | Louisiana 1 | 1391 | 3A | NG | CC | 63 |  | Electric Utility | Y
NGCC | LA | Louisiana 1 | 1391 | 4A | NG | CC | 101 |  | Electric Utility | Y
NGCC | LA | Louisiana 1 | 1391 | 5A | NG | CC | 156.8 |  | Electric Utility | Y
NGCC | LA | Louisiana 1 | 1391 | 2A | NG | CC | 62.5 |  | Electric Utility | Y
EXCLUDE | KS | Riverton | 1239 | 10 | NG | GT | 16.3 |  | Electric Utility | N | Simple Cycle Turbine (PRMVR=GT or OT) unit under 25MW
EXCLUDE | KS | Riverton | 1239 | 11 | NG | GT | 16.3 |  | Electric Utility | N | Simple Cycle Turbine (PRMVR=GT or OT) unit under 25MW
Exclude | KS | Riverton | 1239 | 12 | NG | GT | 148.8 |  | Electric Utility | N | Low utilization CT
EXCLUDE | KS | Riverton | 1239 | 9 | NG | GT | 12.5 |  | Electric Utility | N | Simple Cycle Turbine (PRMVR=GT or OT) unit under 25MW
Exclude | MI | Sumpter | 7972 | 1 | NG | GT | 85 |  | Electric Utility | N | Low utilization CT
EXCLUDE | TX | Village Creek Wastewater Treatment Plant | 54520 | TG1 | OBG | GT | 5.3 |  | Commercial Non-CHP | N | Non Fossil fuel type
EXCLUDE | TX | Village Creek Wastewater Treatment Plant | 54520 | TG2 | OBG | GT | 5.3 |  | Commercial Non-CHP | N | Non Fossil fuel type
Exclude | CA | King City Peaking | 55811 | CTG1 | NG | GT | 47.3 |  | Electric Utility/IPP Non-CHP | N | Low utilization CT
Exclude | IL | Rocky Road Power LLC | 55109 | TG1 | NG | GT | 125.8 |  | Electric Utility/IPP Non-CHP | N | Low utilization CT
OGST | NY | Astoria Generating Station | 8906 | 3 | NG | ST | 376 |  | Electric Utility/IPP Non-CHP | N
EXCLUDE | MO | MU Combined Heat and Power Plant | 50969 | NTG1 | NG | GT | 17.3 |  | Commercial CHP | Y | Simple Cycle Turbine (PRMVR=GT or OT) unit under 25MW
EXCLUDE | MO | MU Combined Heat and Power Plant | 50969 | NTG2 | NG | GT | 17.3 |  | Commercial CHP | Y | Simple Cycle Turbine (PRMVR=GT or OT) unit under 25MW
Exclude | IL | Lincoln Generating Facility | 55222 | CTG1 | NG | GT | 86.5 |  | Electric Utility/IPP Non-CHP | N | Low utilization CT
Exclude | OH | Rolling Hills Generating | 55401 | CT4 | NG | GT | 195.5 |  | Electric Utility/IPP Non-CHP | N | Low utilization CT
OGST | TX | V H Braunig | 3612 | 2 | NG | ST | 252 |  | Electric Utility | N
Exclude | MS | Crossroads Energy Center | 55395 | CT04 | NG | GT | 76.6 |  | Electric Utility | N | Low utilization CT
OGST | TX | Ray Olinger | 3576 | 3 | NG | ST | 156.6 |  | Electric Utility | N
Exclude | TN | Lagoon Creek | 7845 | GT10 | NG | GT | 86.2 |  | Electric Utility | N | Low utilization CT
Exclude | WI | Marshfield Utilities Gas Plant | 56480 | M1 | NG | GT | 60.4 |  | Electric Utility | N | Low utilization CT
Exclude | NY | Bayswater Peaking Facility LLC | 55699 | 1 | NG | GT | 60.5 |  | Electric Utility/IPP Non-CHP | N | Low utilization CT
Exclude | WI | Island Street Peaking Plant | 55836 | FT81 | NG | GT | 60.5 |  | Electric Utility | N | Low utilization CT
EXCLUDE | UT | Murray Turbine | 8010 | 1 | NG | GT | 14 |  | Electric Utility | N | Simple Cycle Turbine (PRMVR=GT or OT) unit under 25MW
EXCLUDE | UT | Murray Turbine | 8010 | 2 | NG | GT | 14 |  | Electric Utility | N | Simple Cycle Turbine (PRMVR=GT or OT) unit under 25MW
EXCLUDE | UT | Murray Turbine | 8010 | 3 | NG | GT | 14 |  | Electric Utility | N | Simple Cycle Turbine (PRMVR=GT or OT) unit under 25MW
Exclude | IL | Lincoln Generating Facility | 55222 | CTG5 | NG | GT | 86.5 |  | Electric Utility/IPP Non-CHP | N | Low utilization CT
Exclude | TX | Exelon LaPorte Generating Station | 55365 | GT3 | NG | GT | 59 |  | Electric Utility/IPP Non-CHP | N | Low utilization CT
Exclude | IL | Crete Energy Venture LLC | 55253 | GT1 | NG | GT | 89 |  | Electric Utility/IPP Non-CHP | N | Low utilization CT
OGST | TX | O W Sommers | 3611 | 2 | NG | ST | 446 |  | Electric Utility | N
IGCC | IN | Edwardsport | 1004 | ST | BIT | IG | 331.5 |  | Electric Utility | N
IGCC | IN | Edwardsport | 1004 | CT1 | BIT | IG | 236.5 |  | Electric Utility | N
IGCC | IN | Edwardsport | 1004 | CT2 | BIT | IG | 236.5 |  | Electric Utility | N
OGST | LA | R S Nelson | 1393 | 4 | NG | ST | 591.8 |  | Electric Utility | N
Exclude | CA | Creed Energy Center | 55625 | CT1 | NG | GT | 47 |  | Electric Utility/IPP Non-CHP | N | Low utilization CT
OGST | NY | Roseton Generating Facility | 8006 | 1 | NG | ST | 621 |  | Electric Utility/IPP Non-CHP | N
Exclude | OH | Rolling Hills Generating | 55401 | CT5 | NG | GT | 195.5 |  | Electric Utility/IPP Non-CHP | N | Low utilization CT
Exclude | IN | Vermillion Energy Facility | 55111 | CT8 | NG | GT | 85.4 |  | Electric Utility | N | Low utilization CT
EXCLUDE | TX | ExxonMobil Baytown Turbine | 10692 | GEN4 | NG | GT | 98.9 |  | Industrial CHP | Y | Commercial/Industrial Unit
EXCLUDE | TX | ExxonMobil Baytown Turbine | 10692 | GEN1 | NG | GT | 39.7 |  | Industrial CHP | Y | Commercial/Industrial Unit
EXCLUDE | TX | ExxonMobil Baytown Turbine | 10692 | GEN2 | NG | GT | 39.7 |  | Industrial CHP | Y | Commercial/Industrial Unit
EXCLUDE | TX | ExxonMobil Baytown Turbine | 10692 | GEN3 | NG | GT | 39.7 |  | Industrial CHP | Y | Commercial/Industrial Unit
EXCLUDE | TX | ExxonMobil Baytown Turbine | 10692 | GEN5 | NG | GT | 163.8 |  | Industrial CHP | Y | Commercial/Industrial Unit
Exclude | MO | Holden | 7848 | 11 | NG | GT | 107.1 |  | Electric Utility | N | Low utilization CT
Exclude | FL | Midulla Generating Station | 7380 | GT5 | NG | GT | 62 |  | Electric Utility | N | Low utilization CT
Exclude | OH | Greenville Electric Generating Station | 55228 | GT1 | NG | GT | 59 |  | Electric Utility | N | Low utilization CT
EXCLUDE | WY | Shute Creek Facility | 56312 | 021A | OG | GT | 36 |  | Industrial CHP | Y | Commercial/Industrial Unit
EXCLUDE | WY | Shute Creek Facility | 56312 | 021B | OG | GT | 36 |  | Industrial CHP | Y | Commercial/Industrial Unit
EXCLUDE | WY | Shute Creek Facility | 56312 | 021C | OG | GT | 36 |  | Industrial CHP | Y | Commercial/Industrial Unit
SST | CA | Kern River Cogeneration | 10496 | GTAG | NG | GT | 75 |  | IPP CHP | Y
SST | CA | Kern River Cogeneration | 10496 | GTBG | NG | GT | 75 |  | IPP CHP | Y
SST | CA | Kern River Cogeneration | 10496 | GTCG | NG | GT | 75 |  | IPP CHP | Y
SST | CA | Kern River Cogeneration | 10496 | GTDG | NG | GT | 75 |  | IPP CHP | Y
Exclude | FL | Osceola | 55192 | CTG2 | NG | GT | 200 |  | Electric Utility/IPP Non-CHP | N | Low utilization CT
OGST | NY | Glenwood | 2514 | 4 | NG | ST | 114 |  | Electric Utility | N
Exclude | IL | Lincoln Generating Facility | 55222 | CTG2 | NG | GT | 86.5 |  | Electric Utility/IPP Non-CHP | N | Low utilization CT
OGST | FL | Northside Generating Station | 667 | ST3 | NG | ST | 563.7 |  | Electric Utility | N
Exclude | NY | Glenwood | 2514 | GT3 | DFO | GT | 55 |  | Electric Utility | N | Low utilization CT
EXCLUDE | MI | Otsego Mill Power Plant | 55799 | NRTH | NG | GT | 10.6 |  | Industrial CHP | Y | Simple Cycle Turbine (PRMVR=GT or OT) unit under 25MW
EXCLUDE | MI | Otsego Mill Power Plant | 55799 | SOTH | NG | GT | 10.6 |  | Industrial CHP | Y | Simple Cycle Turbine (PRMVR=GT or OT) unit under 25MW
EXCLUDE | MD | NIH Cogeneration Facility | 56668 | CGTG | NG | GT | 22 |  | Commercial CHP | Y | Simple Cycle Turbine (PRMVR=GT or OT) unit under 25MW
Exclude | IN | Worthington Generation LLC | 55148 | 2 | NG | GT | 60.5 |  | Electric Utility | N | Low utilization CT
Exclude | MI | DTE East China LLC | 55718 | GT1 | NG | GT | 89.4 |  | Electric Utility/IPP Non-CHP | N | Low utilization CT
EXCLUDE | TN | MTSU Power Co-Gen Plant | 58179 | GT-01 | NG | GT | 5 |  | Commercial CHP | Y | Simple Cycle Turbine (PRMVR=GT or OT) unit under 25MW
EXCLUDE | MI | Gaylord | 7932 | 1 | NG | GT | 23.4 |  | Electric Utility | N | Simple Cycle Turbine (PRMVR=GT or OT) unit under 25MW
EXCLUDE | MI | Gaylord | 7932 | 2 | NG | GT | 23.4 |  | Electric Utility | N | Simple Cycle Turbine (PRMVR=GT or OT) unit under 25MW
EXCLUDE | MI | Gaylord | 7932 | 3 | NG | GT | 23.4 |  | Electric Utility | N | Simple Cycle Turbine (PRMVR=GT or OT) unit under 25MW
OGST | TX | Plant X | 3485 | 2 | NG | ST | 98 |  | Electric Utility | N
NGCC | IN | Whiting Clean Energy | 55259 | ST1 | NG | CC | 213 |  | IPP CHP | Y
NGCC | IN | Whiting Clean Energy | 55259 | CT1 | NG | CC | 181.9 |  | IPP CHP | Y
NGCC | IN | Whiting Clean Energy | 55259 | CT2 | NG | CC | 181.9 |  | IPP CHP | Y
OGST | CA | AES Alamitos LLC | 315 | 4 | NG | ST | 310 |  | Electric Utility/IPP Non-CHP | N
Exclude | TX | Exelon LaPorte Generating Station | 55365 | GT4 | NG | GT | 59 |  | Electric Utility/IPP Non-CHP | N | Low utilization CT
OGST | CA | Encina | 302 | 5 | NG | ST | 345.6 |  | Electric Utility/IPP Non-CHP | N
EXCLUDE | CA | Calabasas Gas to Energy Facility | 57163 | GEN1 | LFG | GT | 4.6 |  | Commercial Non-CHP | N | Non Fossil fuel type
EXCLUDE | CA | Calabasas Gas to Energy Facility | 57163 | GEN2 | LFG | GT | 4.6 |  | Commercial Non-CHP | N | Non Fossil fuel type
EXCLUDE | CA | Calabasas Gas to Energy Facility | 57163 | GEN3 | LFG | GT | 4.6 |  | Commercial Non-CHP | N | Non Fossil fuel type
Exclude | IN | Lawrence County Station | 7948 | 2 | NG | GT | 67 |  | Electric Utility | N | Low utilization CT
Exclude | IL | Raccoon Creek Energy Center | 55417 | CT04 | NG | GT | 114 |  | Electric Utility | N | Low utilization CT
Exclude | KY | Marshall Energy Facility | 55232 | CT8 | NG | GT | 86 |  | Electric Utility | N | Low utilization CT
Exclude | GA | Sandersville Energy Facility | 55672 | CT3 | NG | GT | 86.5 |  | Electric Utility/IPP Non-CHP | N | Low utilization CT
SST | TX | Sweeny Cogen Facility | 55015 | GEN2 | NG | GT | 143 |  | IPP CHP | Y
OGST | TX | Barney M Davis | 4939 | 1 | NG | ST | 352 |  | Electric Utility/IPP Non-CHP | N
EXCLUDE | CA | Los Angeles Refinery Wilmington | 54451 | G2 | OG | GT | 58.5 |  | Industrial CHP | Y | Commercial/Industrial Unit
OGST | KS | Great Bend | 1235 | 3 | NG | ST | 81.6 |  | Electric Utility | N
OGST | KS | Gordon Evans Energy Center | 1240 | 1 | NG | ST | 136 |  | Electric Utility | N
Exclude | MS | Sylvarena | 7989 | 1 | NG | GT | 47 |  | Electric Utility | N | Low utilization CT
OGST | AR | Lake Catherine | 170 | 4 | NG | ST | 552.5 |  | Electric Utility | N
OGST | PA | PPL Martins Creek | 3148 | 4 | NG | ST | 850.5 |  | Electric Utility/IPP Non-CHP | N
OGST | CA | AES Alamitos LLC | 315 | 3 | NG | ST | 310 |  | Electric Utility/IPP Non-CHP | N
Exclude | CA | Wolfskill Energy Center | 55855 | CTG1 | NG | GT | 47 |  | Electric Utility/IPP Non-CHP | N | Low utilization CT
EXCLUDE | MA | Dartmouth Power Associates LP | 52026 | GEN3 | NG | GT | 24.7 |  | Electric Utility/IPP Non-CHP | N | Simple Cycle Turbine (PRMVR=GT or OT) unit under 25MW
Exclude | AL | Colbert | 47 | GT2 | NG | GT | 59.5 |  | Electric Utility | N | Low utilization CT
Exclude | OH | Madison | 55110 | CT5 | NG | GT | 85.4 |  | Electric Utility | N | Low utilization CT
OGST | TX | Graham | 3490 | 1 | NG | ST | 247.7 |  | Electric Utility/IPP Non-CHP | N
OGST | CA | Contra Costa | 228 | 7 | NG | ST | 359 |  | Electric Utility/IPP Non-CHP | N
SST | CA | Sycamore Cogeneration | 50134 | GTAG | NG | GT | 75 |  | IPP CHP | Y
SST | CA | Sycamore Cogeneration | 50134 | GTBG | NG | GT | 75 |  | IPP CHP | Y
SST | CA | Sycamore Cogeneration | 50134 | GTCG | NG | GT | 75 |  | IPP CHP | Y
SST | CA | Sycamore Cogeneration | 50134 | GTDG | NG | GT | 75 |  | IPP CHP | Y
Exclude | FL | Osceola | 55192 | CTG3 | NG | GT | 200 |  | Electric Utility/IPP Non-CHP | N | Low utilization CT
Exclude | IL | University Park South | 55250 | UPG1 | NG | GT | 57 |  | Electric Utility/IPP Non-CHP | N | Low utilization CT
Exclude | IL | University Park South | 55250 | UPG2 | NG | GT | 57 |  | Electric Utility/IPP Non-CHP | N | Low utilization CT
Exclude | IL | University Park South | 55250 | UPG3 | NG | GT | 57 |  | Electric Utility/IPP Non-CHP | N | Low utilization CT
Exclude | IL | University Park South | 55250 | UPG4 | NG | GT | 57 |  | Electric Utility/IPP Non-CHP | N | Low utilization CT
Exclude | IL | University Park South | 55250 | UPG5 | NG | GT | 57 |  | Electric Utility/IPP Non-CHP | N | Low utilization CT
Exclude | IL | University Park South | 55250 | UPG6 | NG | GT | 57 |  | Electric Utility/IPP Non-CHP | N | Low utilization CT
Exclude | CO | Fountain Valley Power Facility | 55453 | S5 | NG | GT | 38 |  | Electric Utility/IPP Non-CHP | N | Low utilization CT
Exclude | LA | Bayou Cove Peaking Power | 55433 | 0003 | NG | GT | 104 |  | Electric Utility/IPP Non-CHP | N | Low utilization CT
EXCLUDE | IL | BP Naperville Cogeneration Facility | 50722 | GEN1 | NG | GT | 8.3 |  | Industrial CHP | Y | Simple Cycle Turbine (PRMVR=GT or OT) unit under 25MW
OGST | OK | Seminole | 2956 | 1 | NG | ST | 567 |  | Electric Utility | N
Exclude | TX | Silas Ray | 3559 | 10 | NG | GT | 61 |  | Electric Utility | N | Low utilization CT
EXCLUDE | HI | Maalaea | 6504 | 15 | DFO | CC | 18 |  | Electric Utility | N | Combined Cycle (PRMVR=CC) unit under 25MW
EXCLUDE | HI | Maalaea | 6504 | 18 | DFO | CC | 18 |  | Electric Utility | N | Combined Cycle (PRMVR=CC) unit under 25MW
EXCLUDE | HI | Maalaea | 6504 | 14 | DFO | CC | 23.6 |  | Electric Utility | N | Combined Cycle (PRMVR=CC) unit under 25MW
EXCLUDE | HI | Maalaea | 6504 | 16 | DFO | CC | 23.6 |  | Electric Utility | N | Combined Cycle (PRMVR=CC) unit under 25MW
Exclude | HI | Maalaea | 6504 | 17 | DFO | CC | 25 |  | Electric Utility | N | Other
Exclude | HI | Maalaea | 6504 | 19 | DFO | CC | 25 |  | Electric Utility | N | Other
OGST | TX | Graham | 3490 | 2 | NG | ST | 387 |  | Electric Utility/IPP Non-CHP | N
Exclude | SC | John S Rainey | 7834 | CT3A | NG | GT | 84 |  | Electric Utility | N | Low utilization CT
Exclude | SC | John S Rainey | 7834 | CT3B | NG | GT | 84 |  | Electric Utility | N | Low utilization CT
Exclude | SC | John S Rainey | 7834 | CT4A | NG | GT | 84 |  | Electric Utility | N | Low utilization CT
Exclude | SC | John S Rainey | 7834 | CT2A | NG | GT | 165 |  | Electric Utility | N | Low utilization CT
Exclude | SC | John S Rainey | 7834 | CT2B | NG | GT | 165 |  | Electric Utility | N | Low utilization CT
OGST | TX | Nichols | 3484 | 3 | NG | ST | 247.5 |  | Electric Utility | N
Exclude | NV | Sun Peak Project | 54854 | 5657 | NG | GT | 74 |  | IPP Non-CHP | N | Low utilization CT
Exclude | NV | Sun Peak Project | 54854 | 5658 | NG | GT | 74 |  | IPP Non-CHP | N | Low utilization CT
Exclude | NV | Sun Peak Project | 54854 | 5659 | NG | GT | 74 |  | IPP Non-CHP | N | Low utilization CT
EXCLUDE | CA | UTS SJ1 LLC | 57420 | 0001 | OBG | FC | 1.5 |  | IPP CHP | Y | Fuel Cell (PRMVR=FC)
OGST | TX | Wilkes | 3478 | 2 | NG | ST | 351 |  | Electric Utility | N
OGST | KS | East 12th Street | 7013 | 4 | NG | ST | 26.5 |  | Electric Utility | N
Exclude | OH | Madison | 55110 | CT3 | NG | GT | 85.4 |  | Electric Utility | N | Low utilization CT
Exclude | TX | Permian Basin | 3494 | CT5 | NG | GT | 89.4 |  | Electric Utility/IPP Non-CHP | N | Low utilization CT
Exclude | CA | Gilroy Peaking Energy Center | 55810 | S3 | NG | GT | 45 |  | Electric Utility/IPP Non-CHP | N | Low utilization CT
Exclude | IL | Aurora | 55279 | CTG2 | NG | GT | 213 |  | Electric Utility/IPP Non-CHP | N | Low utilization CT
Exclude | NM | Lordsburg Generating | 7967 | GT1 | NG | GT | 44 |  | Electric Utility | N | Low utilization CT
Exclude | MN | Elk River | 2039 | CT | NG | GT | 191.3 |  | Electric Utility | N | Low utilization CT
Exclude | KY | Riverside Generating LLC | 55198 | GTG5 | NG | GT | 230 |  | Electric Utility/IPP Non-CHP | N | Low utilization CT
Exclude | PA | Handsome Lake Energy LLC | 55233 | GT05 | NG | GT | 58.9 |  | Electric Utility/IPP Non-CHP | N | Low utilization CT
NGCC | TX | Optim Energy Altura Cogen LLC | 50815 | GEN1 | NG | CC | 84.9 |  | IPP CHP | Y
NGCC | TX | Optim Energy Altura Cogen LLC | 50815 | GEN2 | NG | CC | 84.9 |  | IPP CHP | Y
NGCC | TX | Optim Energy Altura Cogen LLC | 50815 | GEN3 | NG | CC | 84.9 |  | IPP CHP | Y
NGCC | TX | Optim Energy Altura Cogen LLC | 50815 | GEN4 | NG | CC | 84.9 |  | IPP CHP | Y
NGCC | TX | Optim Energy Altura Cogen LLC | 50815 | GEN5 | NG | CC | 84.9 |  | IPP CHP | Y
NGCC | TX | Optim Energy Altura Cogen LLC | 50815 | GEN6 | NG | CC | 129.2 |  | IPP CHP | Y
NGCC | TX | Optim Energy Altura Cogen LLC | 50815 | GEN7 | NG | CC | 89.9 |  | IPP CHP | Y
Exclude | OH | Tait Electric Generating Station | 55248 | GT7 | NG | GT | 94 |  | Electric Utility/IPP Non-CHP | N | Low utilization CT
Exclude | FL | Greenland Energy Center | 56799 | 1 | NG | GT | 190.4 |  | Electric Utility | N | Low utilization CT
OGST | LA | Brame Energy Center | 6190 | 1 | NG | ST | 445.5 |  | Electric Utility | N
Exclude | OH | Tait Electric Generating Station | 55248 | GT6 | NG | GT | 94 |  | Electric Utility/IPP Non-CHP | N | Low utilization CT
OGST | AZ | H Wilson Sundt Generating Station | 126 | ST2 | NG | ST | 108.8 |  | Electric Utility | N
EXCLUDE | CT | Pratt & Whitney | 54605 | FT-8 | NG | GT | 25.8 |  | Industrial CHP | Y | Commercial/Industrial Unit
Exclude | MI | DTE East China LLC | 55718 | GT2 | NG | GT | 89.4 |  | Electric Utility/IPP Non-CHP | N | Low utilization CT
Exclude | KY | Riverside Generating LLC | 55198 | GTG4 | NG | GT | 230 |  | Electric Utility/IPP Non-CHP | N | Low utilization CT
Exclude | KY | J K Smith | 54 | GT10 | NG | GT | 98 |  | Electric Utility | N | Low utilization CT
Exclude | KY | J K Smith | 54 | GT6 | NG | GT | 98 |  | Electric Utility | N | Low utilization CT
Exclude | KY | J K Smith | 54 | GT7 | NG | GT | 98 |  | Electric Utility | N | Low utilization CT
Exclude | KY | J K Smith | 54 | GT9 | NG | GT | 98 |  | Electric Utility | N | Low utilization CT
Exclude | KY | J K Smith | 54 | GT4 | NG | GT | 108 |  | Electric Utility | N | Low utilization CT
Exclude | KY | J K Smith | 54 | GT5 | NG | GT | 108 |  | Electric Utility | N | Low utilization CT
Exclude | KY | J K Smith | 54 | GT1 | NG | GT | 149 |  | Electric Utility | N | Low utilization CT
Exclude | KY | J K Smith | 54 | GT2 | NG | GT | 149 |  | Electric Utility | N | Low utilization CT
Exclude | KY | J K Smith | 54 | GT3 | NG | GT | 149 |  | Electric Utility | N | Low utilization CT
OGST | TX | Wilkes | 3478 | 1 | NG | ST | 180 |  | Electric Utility | N
OGST | KS | Gordon Evans Energy Center | 1240 | 2 | NG | ST | 390 |  | Electric Utility | N
Exclude | CO | Valmont Combustion Turbine Project | 55207 | UN7 | NG | GT | 71.1 |  | Electric Utility/IPP Non-CHP | N | Low utilization CT
OGST | NV | Fort Churchill | 2330 | 1 | NG | ST | 115 |  | Electric Utility | N
OGST | TX | Sabine | 3459 | 3 | NG | ST | 473.4 |  | Electric Utility | N
Exclude | HI | Kalaeloa Cogen Plant | 54646 | CT1 | RFO | CC | 119.2 |  | IPP CHP | Y | Other
Exclude | HI | Kalaeloa Cogen Plant | 54646 | CT2 | RFO | CC | 119.2 |  | IPP CHP | Y | Other
Exclude | HI | Kalaeloa Cogen Plant | 54646 | ST | RFO | CC | 61 |  | IPP CHP | Y | Other
Exclude | OH | Greenville Electric Generating Station | 55228 | GT3 | NG | GT | 59 |  | Electric Utility | N | Low utilization CT
Exclude | IN | Henry County | 7763 | 2 | NG | GT | 45 |  | Electric Utility | N | Low utilization CT
EXCLUDE | LA | Franklin | 1435 | GT1 | NG | GT | 10 |  | Electric Utility | N | Simple Cycle Turbine (PRMVR=GT or OT) unit under 25MW
Exclude | TX | V H Braunig | 3612 | 5 | NG | GT | 61 |  | Electric Utility | N | Low utilization CT
NGCC | FL | Hansel | 672 | 21 | NG | CC | 35 |  | Electric Utility | N
NGCC | FL | Hansel | 672 | 22 | NG | CC | 10 | 1 | Electric Utility | N
NGCC | FL | Hansel | 672 | 23 | NG | CC | 10 | 1 | Electric Utility | N
OGST | KS | Fort Dodge | 1233 | 4 | NG | ST | 149 |  | Electric Utility | N
EXCLUDE | NY | Cornell University Central Heat | 50368 | TG1 | NG | CC | 1.8 |  | Commercial CHP | Y | Combined Cycle (PRMVR=CC) unit under 25MW
EXCLUDE | NY | Cornell University Central Heat | 50368 | CT1 | NG | CC | 15 |  | Commercial CHP | Y | Combined Cycle (PRMVR=CC) unit under 25MW
EXCLUDE | NY | Cornell University Central Heat | 50368 | CT2 | NG | CC | 15 |  | Commercial CHP | Y | Combined Cycle (PRMVR=CC) unit under 25MW
EXCLUDE | NY | Cornell University Central Heat | 50368 | TG2 | NG | CC | 5.7 |  | Commercial CHP | Y | Combined Cycle (PRMVR=CC) unit under 25MW
OGST | NY | Port Jefferson | 2517 | 4 | NG | ST | 188 |  | Electric Utility | N
OGST | TX | Lewis Creek | 3457 | 2 | NG | ST | 271.4 |  | Electric Utility | N
EXCLUDE | LA | ExxonMobil Baton Rouge Turbine Generator | 10690 | CTG1 | NG | GT | 85.3 |  | Industrial CHP | Y | Commercial/Industrial Unit
OGST | CA | Broadway | 420 | B3 | NG | ST | 75 |  | Electric Utility | N
EXCLUDE | CA | Welport Lease Project | 54447 | TI | NG | GT | 5 |  | Industrial CHP | Y | Simple Cycle Turbine (PRMVR=GT or OT) unit under 25MW
Exclude | NC | Rockingham County CT Station | 55116 | CT2 | NG | GT | 195.5 |  | Electric Utility | N | Low utilization CT
Exclude | CA | Riverview Energy Center | 55963 | CTG1 | NG | GT | 47 |  | Electric Utility/IPP Non-CHP | N | Low utilization CT
EXCLUDE | HI | Hamakua Energy Plant | 55369 | CT1 | WO | CC | 23 |  | IPP Non-CHP | N | Combined Cycle (PRMVR=CC) unit under 25MW
EXCLUDE | HI | Hamakua Energy Plant | 55369 | CT2 | WO | CC | 23 |  | IPP Non-CHP | N | Combined Cycle (PRMVR=CC) unit under 25MW
EXCLUDE | HI | Hamakua Energy Plant | 55369 | ST1 | WO | CC | 20 |  | IPP Non-CHP | N | Combined Cycle (PRMVR=CC) unit under 25MW
Exclude | MI | DTE East China LLC | 55718 | GT4 | NG | GT | 89.4 |  | Electric Utility/IPP Non-CHP | N | Low utilization CT
EXCLUDE | CA | PE Berkeley | 50849 | GEN2 | NG | CC | 5.5 | 0 | Commercial CHP | Y | Combined Cycle (PRMVR=CC) unit under 25MW
EXCLUDE | CA | PE Berkeley | 50849 | GEN1 | NG | CC | 23 |  | Commercial CHP | Y | Combined Cycle (PRMVR=CC) unit under 25MW
EXCLUDE | CA | New-Indy Ontario Mill | 10427 | GEN1 | NG | GT | 34 |  | Industrial CHP | Y | Commercial/Industrial Unit
OGST | PA | PPL Martins Creek | 3148 | 3 | NG | ST | 850.5 |  | Electric Utility/IPP Non-CHP | N
Exclude | NC | Lincoln Combustion | 7277 | 16 | NG | GT | 109.6 |  | Electric Utility | N | Low utilization CT
NGCC | TX | Silas Ray | 3559 | 6 | NG | CC | 27 |  | Electric Utility | N
NGCC | TX | Silas Ray | 3559 | 9 | NG | CC | 59 |  | Electric Utility | N
OGST | CA | AES Huntington Beach LLC | 335 | 1 | NG | ST | 218 |  | Electric Utility/IPP Non-CHP | N
EXCLUDE | TX | Union Carbide Seadrift Cogen | 50150 | GE11 | NG | CC | 35 |  | Industrial CHP | Y | Commercial/Industrial Unit
EXCLUDE | TX | Union Carbide Seadrift Cogen | 50150 | GEN6 | NG | CC | 35 |  | Industrial CHP | Y | Commercial/Industrial Unit
EXCLUDE | TX | Union Carbide Seadrift Cogen | 50150 | GEN8 | NG | CC | 35 |  | Industrial CHP | Y | Commercial/Industrial Unit
EXCLUDE | TX | Union Carbide Seadrift Cogen | 50150 | GEN7 | NG | CC | 6 | 0 | Industrial CHP | Y | Combined Cycle (PRMVR=CC) unit under 25MW
EXCLUDE | TX | Union Carbide Seadrift Cogen | 50150 | IGT | NG | CC | 12 |  | Industrial CHP | N | Combined Cycle (PRMVR=CC) unit under 25MW
EXCLUDE | TX | Union Carbide Seadrift Cogen | 50150 | GE10 | NG | CC | 15 | 0 | Industrial CHP | Y | Combined Cycle (PRMVR=CC) unit under 25MW
EXCLUDE | TX | Union Carbide Seadrift Cogen | 50150 | GEN5 | NG | CC | 15 | 0 | Industrial CHP | Y | Combined Cycle (PRMVR=CC) unit under 25MW
EXCLUDE | TX | Union Carbide Seadrift Cogen | 50150 | GEN9 | NG | CC | 15 | 0 | Industrial CHP | Y | Combined Cycle (PRMVR=CC) unit under 25MW
Exclude | KY | Bluegrass Generation LLC | 55164 | CT2 | NG | GT | 208 |  | Electric Utility/IPP Non-CHP | N | Low utilization CT
EXCLUDE | NY | New York University Central Plant | 54808 | GT1 | NG | CC | 5.5 |  | Commercial CHP | N | Combined Cycle (PRMVR=CC) unit under 25MW
EXCLUDE | NY | New York University Central Plant | 54808 | GT2 | NG | CC | 5.5 |  | Commercial CHP | N | Combined Cycle (PRMVR=CC) unit under 25MW
EXCLUDE | NY | New York University Central Plant | 54808 | T1 | NG | CC | 2.4 |  | Commercial CHP | Y | Combined Cycle (PRMVR=CC) unit under 25MW
EXCLUDE | PA | Schuylkill Generating Station | 3169 | 11 | DFO | GT | 21.2 |  | IPP Non-CHP | N | Simple Cycle Turbine (PRMVR=GT or OT) unit under 25MW
EXCLUDE | PA | Schuylkill Generating Station | 3169 | 10 | DFO | GT | 18.6 |  | IPP Non-CHP | N | Simple Cycle Turbine (PRMVR=GT or OT) unit under 25MW
Exclude | WI | Alliant Energy Neenah | 55135 | CT01 | NG | GT | 185.5 |  | Electric Utility | N | Low utilization CT
Exclude | IN | Lawrence County Station | 7948 | 6 | NG | GT | 67 |  | Electric Utility | N | Low utilization CT
OGST | NY | E F Barrett | 2511 | ST1 | NG | ST | 188 |  | Electric Utility | N
Exclude | FL | J D Kennedy | 666 | GT37 | NG | GT | 185 |  | Electric Utility | N | Low utilization CT
Exclude | FL | J D Kennedy | 666 | GT38 | NG | GT | 185 |  | Electric Utility | N | Low utilization CT
OGST | TX | Sabine | 3459 | 1 | NG | ST | 239.4 |  | Electric Utility | N
Exclude | MN | Lakefield Junction | 7925 | 4 | NG | GT | 89.3 |  | Electric Utility | N | Low utilization CT
Exclude | MI | Sumpter | 7972 | 2 | NG | GT | 85 |  | Electric Utility | N | Low utilization CT
EXCLUDE | CA | California Institute of Technology | 10262 | GEN7 | NG | CC | 2.5 |  | Commercial CHP | Y | Combined Cycle (PRMVR=CC) unit under 25MW
EXCLUDE | CA | California Institute of Technology | 10262 | GEN6 | NG | CC | 10.5 |  | Commercial CHP | Y | Combined Cycle (PRMVR=CC) unit under 25MW
OGST | NY | Astoria Generating Station | 8906 | ST5 | NG | ST | 387 |  | Electric Utility/IPP Non-CHP | N
EXCLUDE | TX | Robert Mueller Energy Center | 56374 | CT1 | NG | GT | 4.6 |  | Electric Utility | Y | Simple Cycle Turbine (PRMVR=GT or OT) unit under 25MW
Exclude | IN | Broadway | 1011 | 1 | NG | GT | 53.1 |  | Electric Utility | N | Low utilization CT
Exclude | IN | R M Schahfer | 6085 | 16B | NG | GT | 129 |  | Electric Utility | N | Low utilization CT
EXCLUDE | IL | University of Illinois Cogen Facility | 54044 | CT1 | NG | GT | 7.8 |  | Commercial CHP | Y | Simple Cycle Turbine (PRMVR=GT or OT) unit under 25MW
EXCLUDE | IL | University of Illinois Cogen Facility | 54044 | CT2 | NG | GT | 7.8 |  | Commercial CHP | Y | Simple Cycle Turbine (PRMVR=GT or OT) unit under 25MW
EXCLUDE | IL | University of Illinois Cogen Facility | 54044 | CT3 | NG | GT | 7.8 |  | Commercial CHP | Y | Simple Cycle Turbine (PRMVR=GT or OT) unit under 25MW
EXCLUDE | TX | ExxonMobil Beaumont Refinery | 50625 | TG24 | NG | GT | 38.6 |  | Industrial CHP | Y | Commercial/Industrial Unit
EXCLUDE | TX | ExxonMobil Beaumont Refinery | 50625 | TG41 | NG | GT | 163 |  | Industrial CHP | Y | Commercial/Industrial Unit
EXCLUDE | TX | ExxonMobil Beaumont Refinery | 50625 | TG42 | NG | GT | 163 |  | Industrial CHP | Y | Commercial/Industrial Unit
EXCLUDE | TX | ExxonMobil Beaumont Refinery | 50625 | TG43 | NG | GT | 163 |  | Industrial CHP | Y | Commercial/Industrial Unit
SST | HI | Kapaia Power Station | 56258 | CT1 | JF | GT | 39.1 |  | Electric Utility | N
EXCLUDE | FL | Pensacola Florida Plant | 10416 | GEN4 | NG | GT | 86 |  | Industrial CHP | Y | Commercial/Industrial Unit
NGCC | OK | Horseshoe Lake | 2951 | GT7 | NG | CC | 27 |  | Electric Utility | N
NGCC | OK | Horseshoe Lake | 2951 | ST7 | NG | CC | 220 |  | Electric Utility | N
Exclude | FL | Auburndale Peaker Energy Center | 55833 | CTP | NG | GT | 130.1 |  | Electric Utility/IPP Non-CHP | N | Low utilization CT
OGST | TX | V H Braunig | 3612 | 1 | NG | ST | 225 |  | Electric Utility | N
Exclude | CA | Feather River Energy Center | 55847 | CTG1 | NG | GT | 47 |  | Electric Utility/IPP Non-CHP | N | Low utilization CT
OGST | LA | Nine Mile Point | 1403 | 3 | NG | ST | 169.8 |  | Electric Utility | N
OGST | LA | Nine Mile Point | 1403 | 6(4) | NG | ST | 895.1 |  | Electric Utility | N
OGST | TX | Decker Creek | 3548 | 2 | NG | ST | 405 |  | Electric Utility | N
OGST | LA | Nine Mile Point | 1403 | 5 | NG | ST | 895.1 |  | Electric Utility | N
OGST | OK | Mooreland | 3008 | 3 | NG | ST | 135 |  | Electric Utility | N
OGST | TX | Cedar Bayou | 3460 | 2 | NG | ST | 765 |  | Electric Utility/IPP Non-CHP | N
EXCLUDE | IL | ExxonMobil Oil Joliet Refinery | 50627 | GTG1 | OG | GT | 21.9 |  | Industrial CHP | Y | Simple Cycle Turbine (PRMVR=GT or OT) unit under 25MW
Exclude | KY | Riverside Generating LLC | 55198 | GTG1 | NG | GT | 230 |  | Electric Utility/IPP Non-CHP | N | Low utilization CT
Exclude | IN | Lawrence County Station | 7948 | 3 | NG | GT | 67 |  | Electric Utility | N | Low utilization CT
EXCLUDE | MI | Escanaba | 1771 | 3 | DFO | GT | 17.9 |  | Electric Utility | N | Simple Cycle Turbine (PRMVR=GT or OT) unit under 25MW
Exclude | IL | University Park North | 55640 | 6 | NG | GT | 45 |  | Electric Utility/IPP Non-CHP | N | Low utilization CT
NGCC | FL | Larsen Memorial | 675 | 5 | NG | CC | 25 |  | Electric Utility | N
NGCC | FL | Larsen Memorial | 675 | 8 | NG | CC | 101.5 |  | Electric Utility | N
Exclude | IL | Goose Creek Energy Center | 55496 | CT05 | NG | GT | 114 |  | Electric Utility | N | Low utilization CT
Exclude | CA | Almond Power Plant | 7315 | 2 | NG | GT | 58 |  | Electric Utility | N | Low utilization CT
Exclude | KY | Bluegrass Generation LLC | 55164 | CT1 | NG | GT | 208 |  | Electric Utility/IPP Non-CHP | N | Low utilization CT
Exclude | KY | Marshall Energy Facility | 55232 | CT4 | NG | GT | 86 |  | Electric Utility | N | Low utilization CT
Exclude | FL | Midulla Generating Station | 7380 | GT8 | NG | GT | 62 |  | Electric Utility | N | Low utilization CT
Exclude | GA | Walton County Power LLC | 55128 | 101G | NG | GT | 164.7 |  | Electric Utility/IPP Non-CHP | N | Low utilization CT
OGST | NY | Glenwood | 2514 | 5 | NG | ST | 114 |  | Electric Utility | N
Exclude | NC | Asheville | 2706 | GT2 | NG | GT | 211.8 |  | Electric Utility | N | Low utilization CT
Exclude | OH | Troy Energy LLC | 55348 | 4 | NG | GT | 172 |  | Electric Utility/IPP Non-CHP | N | Low utilization CT
Exclude | OR | Klamath Expansion Project | 55544 | GT3 | NG | GT | 29.4 |  | Electric Utility/IPP Non-CHP | N | Low utilization CT
Exclude | VA | Darbytown | 7212 | 3 | NG | GT | 92.1 |  | Electric Utility | N | Low utilization CT
EXCLUDE | KS | Russell Energy Center | 7930 | T-1 | NG | GT | 7.5 |  | Electric Utility | N | Simple Cycle Turbine (PRMVR=GT or OT) unit under 25MW
EXCLUDE | KS | Russell Energy Center | 7930 | T-2 | NG | GT | 7.5 |  | Electric Utility | N | Simple Cycle Turbine (PRMVR=GT or OT) unit under 25MW
EXCLUDE | CA | Watson Cogeneration | 50216 | GN95 | NG | CC | 38.5 |  | Industrial CHP | Y | Commercial/Industrial Unit
EXCLUDE | CA | Watson Cogeneration | 50216 | GN96 | NG | CC | 38.5 |  | Industrial CHP | Y | Commercial/Industrial Unit
EXCLUDE | CA | Watson Cogeneration | 50216 | GN91 | NG | CC | 82 |  | Industrial CHP | Y | Commercial/Industrial Unit
EXCLUDE | CA | Watson Cogeneration | 50216 | GN92 | NG | CC | 82 |  | Industrial CHP | Y | Commercial/Industrial Unit
EXCLUDE | CA | Watson Cogeneration | 50216 | GN93 | NG | CC | 82 |  | Industrial CHP | Y | Commercial/Industrial Unit
EXCLUDE | CA | Watson Cogeneration | 50216 | GN94 | NG | CC | 82 |  | Industrial CHP | Y | Commercial/Industrial Unit
Exclude | IN | Henry County | 7763 | 3 | NG | GT | 45 |  | Electric Utility | N | Low utilization CT
OGST | TX | Sabine | 3459 | 2 | NG | ST | 239.4 |  | Electric Utility | N
Exclude | GA | McIntosh | 6124 | CT4 | NG | GT | 101.3 |  | Electric Utility | N | Low utilization CT
OGST | TX | Newman | 3456 | 2 | NG | ST | 81.6 |  | Electric Utility | N
OGST | CA | Mandalay | 345 | 1 | NG | ST | 218 |  | Electric Utility/IPP Non-CHP | N
OGST | NM | Cunningham | 2454 | 1 | NG | ST | 75 |  | Electric Utility | N
Exclude | MO | Essex | 7749 | 1 | NG | GT | 121.2 |  | Electric Utility | N | Low utilization CT
EXCLUDE | WA | Kettle Falls Generating Station | 550 | 2 | NG | GT | 7.2 |  | Electric Utility | N | Simple Cycle Turbine (PRMVR=GT or OT) unit under 25MW
EXCLUDE | CA | Power Generation Station (PGS) 2 | 57696 | 1 | OBG | GT | 4.6 |  | Electric Utility | Y | Non Fossil fuel type
OGST | MS | Baxter Wilson | 2050 | 2 | NG | ST | 783 |  | Electric Utility | N
OGST | CA | El Segundo Power | 330 | 4 | NG | ST | 342 |  | Electric Utility/IPP Non-CHP | N
Exclude | FL | Hardee Power Station | 50949 | GEN5 | NG | GT | 90 |  | Electric Utility/IPP Non-CHP | N | Low utilization CT
Exclude | IL | Lincoln Generating Facility | 55222 | CTG4 | NG | GT | 86.5 |  | Electric Utility/IPP Non-CHP | N | Low utilization CT
EXCLUDE | CA | Midway Sunset Cogen | 52169 | A | NG | GT | 78 |  | Industrial CHP | Y | Commercial/Industrial Unit
EXCLUDE | CA | Midway Sunset Cogen | 52169 | B | NG | GT | 78 |  | Industrial CHP | Y | Commercial/Industrial Unit
EXCLUDE | CA | Midway Sunset Cogen | 52169 | C | NG | GT | 78 |  | Industrial CHP | Y | Commercial/Industrial Unit
Exclude | MO | Peno Creek | 7964 | GT1 | NG | GT | 60 |  | Electric Utility | N | Low utilization CT
Exclude | WV | Big Sandy Peaker Plant | 55284 | BSG1 | NG | GT | 57 |  | Electric Utility/IPP Non-CHP | N | Low utilization CT
Exclude | WV | Big Sandy Peaker Plant | 55284 | BSG2 | NG | GT | 57 |  | Electric Utility/IPP Non-CHP | N | Low utilization CT
Exclude | WV | Big Sandy Peaker Plant | 55284 | BSG3 | NG | GT | 57 |  | Electric Utility/IPP Non-CHP | N | Low utilization CT
Exclude | WV | Big Sandy Peaker Plant | 55284 | BSG4 | NG | GT | 57 |  | Electric Utility/IPP Non-CHP | N | Low utilization CT
Exclude | WV | Big Sandy Peaker Plant | 55284 | BSG5 | NG | GT | 57 |  | Electric Utility/IPP Non-CHP | N | Low utilization CT
Exclude | WV | Big Sandy Peaker Plant | 55284 | BSG6 | NG | GT | 57 |  | Electric Utility/IPP Non-CHP | N | Low utilization CT
OGST | MS | Baxter Wilson | 2050 | 1 | NG | ST | 544.6 |  | Electric Utility | N
EXCLUDE | TX | Hal C Weaver Power Plant | 50118 | GEN5 | NG | CC | 6 | 0 | Commercial CHP | Y | Combined Cycle (PRMVR=CC) unit under 25MW
EXCLUDE | TX | Hal C Weaver Power Plant | 50118 | GEN9 | NG | CC | 27.2 |  | Commercial CHP | Y | Commercial/Industrial Unit
EXCLUDE | TX | Hal C Weaver Power Plant | 50118 | GEN10 | NG | CC | 34.4 |  | Commercial CHP | Y | Commercial/Industrial Unit
EXCLUDE | TX | Hal C Weaver Power Plant | 50118 | GEN8 | NG | CC | 48.5 |  | Commercial CHP | Y | Commercial/Industrial Unit
EXCLUDE | TX | Hal C Weaver Power Plant | 50118 | GEN7 | NG | CC | 28.8 | 0 | Commercial CHP | Y | Commercial/Industrial Unit
EXCLUDE | TX | Hal C Weaver Power Plant | 50118 | GEN4 | NG | CC | 7.6 | 0 | Commercial CHP | Y | Combined Cycle (PRMVR=CC) unit under 25MW
Exclude | OH | Woodsdale | 7158 | GT6 | NG | GT | 81.6 |  | Electric Utility | N | Low utilization CT
OGST | TX | V H Braunig | 3612 | 3 | NG | ST | 417 |  | Electric Utility | N
OGST | NM | Rio Grande | 2444 | 7 | NG | ST | 50 |  | Electric Utility | N
Exclude | FL | Higgins | 630 | P3 | NG | GT | 42.9 |  | Electric Utility | N | Low utilization CT
Exclude | WV | Ceredo Generating Station | 55276 | 03 | NG | GT | 86.5 |  | Electric Utility | N | Low utilization CT
Exclude | MO | Peno Creek | 7964 | GT4 | NG | GT | 60 |  | Electric Utility | N | Low utilization CT
Exclude | IL | University Park North | 55640 | 2 | NG | GT | 45 |  | Electric Utility/IPP Non-CHP | N | Low utilization CT
EXCLUDE | TX | Bayou Cogen Plant | 10298 | GEN1 | NG | GT | 75 |  | Industrial CHP | Y | Commercial/Industrial Unit
EXCLUDE | TX | Bayou Cogen Plant | 10298 | GEN2 | NG | GT | 75 |  | Industrial CHP | Y | Commercial/Industrial Unit
EXCLUDE | TX | Bayou Cogen Plant | 10298 | GEN3 | NG | GT | 75 |  | Industrial CHP | Y | Commercial/Industrial Unit
EXCLUDE | TX | Bayou Cogen Plant | 10298 | GEN4 | NG | GT | 75 |  | Industrial CHP | Y | Commercial/Industrial Unit
Exclude | PA | Armstrong | 55347 | 3 | NG | GT | 172 |  | Electric Utility/IPP Non-CHP | N | Low utilization CT
Exclude | PA | Armstrong | 55347 | 4 | NG | GT | 172 |  | Electric Utility/IPP Non-CHP | N | Low utilization CT
NGCC | NY | East River | 2493 | 1 | NG | CC | 180 |  | Electric Utility/Cogeneration | Y
NGCC | NY | East River | 2493 | 2 | NG | CC | 180 |  | Electric Utility/Cogeneration | Y
EXCLUDE | AK | TNSG North Plant | 58278 | CT1 | NG | GT | 5.2 |  | Electric Utility | N | Simple Cycle Turbine (PRMVR=GT or OT) unit under 25MW
EXCLUDE | AK | TNSG North Plant | 58278 | CT2 | NG | GT | 5.2 |  | Electric Utility | N | Simple Cycle Turbine (PRMVR=GT or OT) unit under 25MW
OGST | TX | W A Parish | 3470 | 4 | NG | ST | 580.5 |  | Electric Utility/IPP Non-CHP | N
OGST | OK | Seminole | 2956 | 3 | NG | ST | 567 |  | Electric Utility | N
Exclude | NJ | Bayonne Energy Center | 56964 | GT1 | NG | GT | 64 |  | Electric Utility/IPP Non-CHP | N | Low utilization CT
NGCC | AL | Washington County Cogeneration Facility | 7697 | 1 | NG | CC | 82.6 |  | Electric Utility/Cogeneration | Y
NGCC | AL | Washington County Cogeneration Facility | 7697 | 2 | NG | CC | 39.9 |  | Electric Utility/Cogeneration | Y
OGST | TX | Plant X | 3485 | 4 | NG | ST | 190.4 |  | Electric Utility | N
Exclude | SC | Broad River Energy Center | 55166 | CT01 | NG | GT | 197 |  | Electric Utility/IPP Non-CHP | N | Low utilization CT
EXCLUDE | AR | Elkins Generating Center | 56489 | A | NG | GT | 22 |  | Electric Utility | N | Simple Cycle Turbine (PRMVR=GT or OT) unit under 25MW
EXCLUDE | AR | Elkins Generating Center | 56489 | B | NG | GT | 22 |  | Electric Utility | N | Simple Cycle Turbine (PRMVR=GT or OT) unit under 25MW
EXCLUDE | AR | Elkins Generating Center | 56489 | C | NG | GT | 22 |  | Electric Utility | N | Simple Cycle Turbine (PRMVR=GT or OT) unit under 25MW
OGST | TX | Jones | 3482 | 2 | NG | ST | 247.5 |  | Electric Utility | N
Exclude | IL | Alsey | 7818 | 1 | NG | GT | 30 |  | Electric Utility | N | Low utilization CT
Exclude | IL | Alsey | 7818 | 2 | NG | GT | 30 |  | Electric Utility | N | Low utilization CT
EXCLUDE | IL | Alsey | 7818 | 3 | NG | GT | 20 |  | Electric Utility | N | Simple Cycle Turbine (PRMVR=GT or OT) unit under 25MW
EXCLUDE | IL | Alsey | 7818 | 4 | NG | GT | 20 |  | Electric Utility | N | Simple Cycle Turbine (PRMVR=GT or OT) unit under 25MW
Exclude | IL | Alsey | 7818 | 5 | NG | GT | 25 |  | Electric Utility | N | Low utilization CT
OGST | CA | Haynes | 400 | 1 | NG | ST | 230 |  | Electric Utility | N
Exclude | MN | Solway CT | 7947 | 1 | NG | GT | 50 |  | Electric Utility | N | Low utilization CT
Exclude | OH | Bowling Green Peaking | 7783 | 1 | NG | GT | 32 |  | Electric Utility | N | Low utilization CT
Exclude | NY | Harlem River Yard | 7914 | HR02 | NG | GT | 47 |  | Electric Utility | N | Low utilization CT
Exclude | GA | Talbot County Energy | 7916 | 3 | NG | GT | 121 |  | Electric Utility | N | Low utilization CT
Exclude | CA | Starwood Power Project | 56639 | 2 | NG | GT | 69.9 |  | IPP Non-CHP/Small Power Producer | N | Low utilization CT
Exclude | IN | Worthington Generation LLC | 55148 | 4 | NG | GT | 60.5 |  | Electric Utility | N | Low utilization CT
OGST | NY | Roseton Generating Facility | 8006 | 2 | NG | ST | 621 |  | Electric Utility/IPP Non-CHP | N
Exclude | TX | Leon Creek | 3609 | CGT3 | NG | GT | 57.4 |  | Electric Utility | N | Low utilization CT
Exclude | VA | Doswell Energy Center | 52019 | GEN7 | NG | GT | 187 |  | Electric Utility/IPP Non-CHP | N | Low utilization CT
OGST | TX | Lewis Creek | 3457 | 1 | NG | ST | 271.4 |  | Electric Utility | N
EXCLUDE | TX | Victoria Texas Plant | 10790 | GEN1 | NG | GT | 102.4 |  | Industrial CHP | Y | Commercial/Industrial Unit
EXCLUDE | CA | UCI Facilities Management Central Plant | 57122 | STG1 | NG | CC | 5.5 |  | Commercial CHP | Y | Combined Cycle (PRMVR=CC) unit under 25MW
EXCLUDE | CA | UCI Facilities Management Central Plant | 57122 | CTG1 | NG | CC | 13.5 |  | Commercial CHP | Y | Combined Cycle (PRMVR=CC) unit under 25MW
Exclude | CA | Harbor | 399 | GT10 | NG | GT | 60.5 |  | Electric Utility | N | Low utilization CT
Exclude | CA | Harbor | 399 | GT11 | NG | GT | 60.5 |  | Electric Utility | N | Low utilization CT
Exclude | CA | Harbor | 399 | GT12 | NG | GT | 60.5 |  | Electric Utility | N | Low utilization CT
Exclude | CA | Harbor | 399 | GT13 | NG | GT | 60.5 |  | Electric Utility | N | Low utilization CT
Exclude | CA | Harbor | 399 | GT14 | NG | GT | 60.5 |  | Electric Utility | N | Low utilization CT
Exclude | TX | Leon Creek | 3609 | CGT1 | NG | GT | 57.4 |  | Electric Utility | N | Low utilization CT
SST | NY | Stony Brook Cogen Plant | 54149 | GEN1 | NG | GT | 47 |  | IPP CHP | Y
EXCLUDE | AZ | Cogeneration 1 | 56229 | CT1 | NG | CC | 9 |  | Commercial CHP | Y | Combined Cycle (PRMVR=CC) unit under 25MW
OGST | VA | Possum Point | 3804 | 3 | NG | ST | 113.6 |  | Electric Utility | N
OGST | TX | Decker Creek | 3548 | 1 | NG | ST | 321 |  | Electric Utility | N
EXCLUDE | AZ | Arizona State University CHP | 58199 | G1 | NG | CC | 9.2 |  | Commercial CHP | Y | Combined Cycle (PRMVR=CC) unit under 25MW
EXCLUDE | MA | Gillette SBMC | 54225 | CTG3 | NG | GT | 7.2 |  | Industrial CHP | Y | Simple Cycle Turbine (PRMVR=GT or OT) unit under 25MW
OGST | NM | Rio Grande | 2444 | 8 | NG | ST | 166.5 |  | Electric Utility | N
Exclude | IN | Vermillion Energy Facility | 55111 | CT6 | NG | GT | 85.4 |  | Electric Utility | N | Low utilization CT
EXCLUDE | WA | Roosevelt Biogas 1 | 7832 | 9 | LFG | CC | 6 |  | Electric Utility | N | Non Fossil fuel type
EXCLUDE | WA | Roosevelt Biogas 1 | 7832 | 7 | LFG | CC | 10 |  | Electric Utility | N | Non Fossil fuel type
EXCLUDE | WA | Roosevelt Biogas 1 | 7832 | 8 | LFG | CC | 10 |  | Electric Utility | N | Non Fossil fuel type
Exclude | IL | University Park North | 55640 | 4 | NG | GT | 45 |  | Electric Utility/IPP Non-CHP | N | Low utilization CT
OGST | CT | Middletown | 562 | 3 | NG | ST | 239.4 |  | Electric Utility/IPP Non-CHP | N
NGCC | CA | Fresno Cogen Partners | 10156 | GEN4 | NG | CC | 50.3 |  | IPP CHP | Y
EXCLUDE | CA | Fresno Cogen Partners | 10156 | GEN3 | NG | CC | 22.3 |  | IPP CHP | Y | Combined Cycle (PRMVR=CC) unit under 25MW
EXCLUDE | CA | Fresno Cogen Partners | 10156 | GEN2 | NG | CC | 10 |  | IPP CHP | Y | Combined Cycle (PRMVR=CC) unit under 25MW
OGST | NY | Bowline Point | 2625 | 1 | NG | ST | 621 |  | Electric Utility/IPP Non-CHP | N
Exclude | OH | Greenville Electric Generating Station | 55228 | GT2 | NG | GT | 59 |  | Electric Utility | N | Low utilization CT
OGST | LA | Teche | 1400 | 3 | NG | ST | 348.5 |  | Electric Utility | N
EXCLUDE | OH | Central Utility Plant Cincinnati | 57908 | CTG1 | NG | CC | 11.9 |  | Commercial CHP | Y | Combined Cycle (PRMVR=CC) unit under 25MW
EXCLUDE | OH | Central Utility Plant Cincinnati | 57908 | CTG2 | NG | CC | 11.9 |  | Commercial CHP | Y | Combined Cycle (PRMVR=CC) unit under 25MW
EXCLUDE | OH | Central Utility Plant Cincinnati | 57908 | STG | NG | CC | 21.5 |  | Commercial CHP | Y | Combined Cycle (PRMVR=CC) unit under 25MW
EXCLUDE | NV | CityCenter Central Plant Cogen Units | 57348 | UNITA | NG | GT | 4.3 |  | Commercial CHP | Y | Simple Cycle Turbine (PRMVR=GT or OT) unit under 25MW
EXCLUDE | NV | CityCenter Central Plant Cogen Units | 57348 | UNITB | NG | GT | 4.3 |  | Commercial CHP | Y | Simple Cycle Turbine (PRMVR=GT or OT) unit under 25MW
Exclude | VA | Louisa Generating | 7837 | 2 | NG | GT | 84.5 |  | Electric Utility | N | Low utilization CT
OGST | CA | El Segundo Power | 330 | 3 | NG | ST | 342 |  | Electric Utility/IPP Non-CHP | N
EXCLUDE | LA | Formosa Plastics | 54518 | GT2 | NG | GT | 42.7 |  | Industrial CHP | Y | Commercial/Industrial Unit
EXCLUDE | LA | Formosa Plastics | 54518 | GT3 | NG | GT | 38.8 |  | Industrial CHP | Y | Commercial/Industrial Unit
OGST | LA | Michoud | 1409 | 3 | NG | ST | 582.2 |  | Electric Utility | N
Exclude | IN | Lawrence County Station | 7948 | 1 | NG | GT | 67 |  | Electric Utility | N | Low utilization CT
OGST | OK | Mooreland | 3008 | 2 | NG | ST | 125 |  | Electric Utility | N
OGST | LA | Michoud | 1409 | 2 | NG | ST | 261.8 |  | Electric Utility | N
NGCC | AL | General Electric Plastic | 7698 | 2 | NG | CC | 14.8 | 1 | Electric Utility/Cogeneration | Y
NGCC | AL | General Electric Plastic | 7698 | 1 | NG | CC | 82.2 |  | Electric Utility/Cogeneration | Y
Exclude | IL | University Park North | 55640 | 5 | NG | GT | 45 |  | Electric Utility/IPP Non-CHP | N | Low utilization CT
Exclude | CT | Wallingford Energy | 55517 | CTG2 | NG | GT | 50 |  | Electric Utility/IPP Non-CHP | N | Low utilization CT
Exclude | CA | Yuba City Energy Center | 55813 | CTG1 | NG | GT | 47.3 |  | IPP Non-CHP | N | Low utilization CT
Exclude | AL | Colbert | 47 | GT5 | NG | GT | 59.5 |  | Electric Utility | N | Low utilization CT
EXCLUDE | CA | Berry Placerita Cogen | 52096 | GEN1 | NG | GT | 21.4 |  | Industrial CHP | Y | Simple Cycle Turbine (PRMVR=GT or OT) unit under 25MW
EXCLUDE | CA | Berry Placerita Cogen | 52096 | GEN2 | NG | GT | 21.4 |  | Industrial CHP | Y | Simple Cycle Turbine (PRMVR=GT or OT) unit under 25MW
Exclude | CT | A L Pierce | 6635 | 4 | NG | GT | 84 |  | Electric Utility | N | Low utilization CT
Exclude | IN | Henry County | 7763 | 1 | NG | GT | 45 |  | Electric Utility | N | Low utilization CT
Exclude | IL | University Park North | 55640 | 1 | NG | GT | 45 |  | Electric Utility/IPP Non-CHP | N | Low utilization CT
Exclude | FL | Polk | 7242 | 2 | NG | GT | 175.8 |  | Electric Utility | N | Low utilization CT
Exclude | FL | Polk | 7242 | 3 | NG | GT | 175.8 |  | Electric Utility | N | Low utilization CT
Exclude | FL | Polk | 7242 | 4 | NG | GT | 175.8 |  | Electric Utility | N | Low utilization CT
Exclude | FL | Polk | 7242 | 5 | NG | GT | 175.8 |  | Electric Utility | N | Low utilization CT
Exclude | KY | Marshall Energy Facility | 55232 | CT3 | NG | GT | 86 |  | Electric Utility | N | Low utilization CT
OGST | OK | Seminole | 2956 | 2 | NG | ST | 567 |  | Electric Utility | N
Exclude | IN | Lawrence County Station | 7948 | 5 | NG | GT | 67 |  | Electric Utility | N | Low utilization CT
OGST | CA | Mandalay | 345 | 2 | NG | ST | 218 |  | Electric Utility/IPP Non-CHP | N
Exclude | LA | T J Labbe Electric Generating | 56108 | U-1 | NG | GT | 50.4 |  | Electric Utility | N | Low utilization CT
OGST | TX | Sam Bertron | 3468 | 4 | NG | ST | 225.3 |  | Electric Utility/IPP Non-CHP | N
Exclude | FL | Fort Myers | 612 | CT1 | NG | GT | 181 |  | Electric Utility | N | Low utilization CT
Exclude | FL | Fort Myers | 612 | CT2 | NG | GT | 181 |  | Electric Utility | N | Low utilization CT
Exclude | FL | Fort Myers | 612 | 11 | DFO | GT | 62 |  | Electric Utility | N | Low utilization CT
Exclude | FL | Fort Myers | 612 | 12 | DFO | GT | 62 |  | Electric Utility | N | Low utilization CT
Exclude | FL | Fort Myers | 612 | 3 | DFO | GT | 62 |  | Electric Utility | N | Low utilization CT
Exclude | FL | Fort Myers | 612 | 4 | DFO | GT | 62 |  | Electric Utility | N | Low utilization CT
Exclude | FL | Fort Myers | 612 | 5 | DFO | GT | 62 |  | Electric Utility | N | Low utilization CT
Exclude | FL | Fort Myers | 612 | 6 | DFO | GT | 62 |  | Electric Utility | N | Low utilization CT
Exclude | FL | Fort Myers | 612 | 7 | DFO | GT | 62 |  | Electric Utility | N | Low utilization CT
Exclude | FL | Fort Myers | 612 | 8 | DFO | GT | 62 |  | Electric Utility | N | Low utilization CT
Exclude | FL | Fort Myers | 612 | 9 | DFO | GT | 62 |  | Electric Utility | N | Low utilization CT
Exclude | FL | Fort Myers | 612 | G10 | DFO | GT | 62 |  | Electric Utility | N | Low utilization CT
Exclude | FL | Fort Myers | 612 | GT1 | DFO | GT | 62 |  | Electric Utility | N | Low utilization CT
Exclude | FL | Fort Myers | 612 | GT2 | DFO | GT | 62 |  | Electric Utility | N | Low utilization CT
Exclude | AZ | Sundance | 55522 | CT1 | NG | GT | 60.5 |  | Electric Utility | N | Low utilization CT
Exclude | AZ | Sundance | 55522 | CT10 | NG | GT | 60.5 |  | Electric Utility | N | Low utilization CT
Exclude | AZ | Sundance | 55522 | CT2 | NG | GT | 60.5 |  | Electric Utility | N | Low utilization CT
Exclude | AZ | Sundance | 55522 | CT3 | NG | GT | 60.5 |  | Electric Utility | N | Low utilization CT
Exclude | AZ | Sundance | 55522 | CT4 | NG | GT | 60.5 |  | Electric Utility | N | Low utilization CT
Exclude | AZ | Sundance | 55522 | CT5 | NG | GT | 60.5 |  | Electric Utility | N | Low utilization CT
Exclude | AZ | Sundance | 55522 | CT6 | NG | GT | 60.5 |  | Electric Utility | N | Low utilization CT
Exclude | AZ | Sundance | 55522 | CT7 | NG | GT | 60.5 |  | Electric Utility | N | Low utilization CT
Exclude | AZ | Sundance | 55522 | CT8 | NG | GT | 60.5 |  | Electric Utility | N | Low utilization CT
Exclude | AZ | Sundance | 55522 | CT9 | NG | GT | 60.5 |  | Electric Utility | N | Low utilization CT
NGCC | TX | Oyster Creek Unit VIII | 54676 | G81 | NG | CC | 99 |  | IPP CHP | Y
NGCC | TX | Oyster Creek Unit VIII | 54676 | G82 | NG | CC | 99 |  | IPP CHP | Y
NGCC | TX | Oyster Creek Unit VIII | 54676 | G83 | NG | CC | 99 |  | IPP CHP | Y
NGCC | TX | Oyster Creek Unit VIII | 54676 | G84 | NG | CC | 200.9 |  | IPP CHP | Y
Exclude | GA | Walton County Power LLC | 55128 | 102G | NG | GT | 164.7 |  | Electric Utility/IPP Non-CHP | N | Low utilization CT
Exclude | MN | Cannon Falls Energy Center | 56241 | UNT2 | NG | GT | 204 |  | Electric Utility/IPP Non-CHP | N | Low utilization CT
OGST | LA | Louis Doc Bonin | 1443 | 3 | NG | ST | 187 |  | Electric Utility | N
Exclude | CO | Manchief Electric Generating Station | 55127 | UN2 | NG | GT | 150 |  | Electric Utility/IPP Non-CHP | N | Low utilization CT
OGST | LA | Houma | 1439 | 15 | NG | ST | 25.5 |  | Electric Utility | N
Exclude | CA | Almond Power Plant | 7315 | 1 | NG | GT | 49.5 |  | Electric Utility | N | Low utilization CT
EXCLUDE | FL | Arvah B Hopkins | 688 | GT1 | NG | GT | 16.3 |  | Electric Utility | N | Simple Cycle Turbine (PRMVR=GT or OT) unit under 25MW
Exclude | FL | Arvah B Hopkins | 688 | GT2 | NG | GT | 27 |  | Electric Utility | N | Low utilization CT
Exclude | FL | Arvah B Hopkins | 688 | GT3 | NG | GT | 60 |  | Electric Utility | N | Low utilization CT
Exclude | FL | Arvah B Hopkins | 688 | GT4 | NG | GT | 60 |  | Electric Utility | N | Low utilization CT
Exclude | SD | Lange Gas Turbines | 55478 | 0001 | NG | GT | 40 |  | Electric Utility | N | Low utilization CT
Exclude | PA | Handsome Lake Energy LLC | 55233 | GT03 | NG | GT | 58.9 |  | Electric Utility/IPP Non-CHP | N | Low utilization CT
Exclude | OH | Greenville Electric Generating Station | 55228 | GT4 | NG | GT | 59 |  | Electric Utility | N | Low utilization CT
Exclude | PA | Handsome Lake Energy LLC | 55233 | GT01 | NG | GT | 58.9 |  | Electric Utility/IPP Non-CHP | N | Low utilization CT
Exclude | KY | Riverside Generating LLC | 55198 | GTG3 | NG | GT | 230 |  | Electric Utility/IPP Non-CHP | N | Low utilization CT
OGST | TX | Thomas C Ferguson | 4937 | 1 | NG | ST | 446 |  | Electric Utility | N
Exclude | CO | Limon Generating Station | 55504 | L1 | NG | GT | 77.1 |  | Electric Utility | N | Low utilization CT
OGST | CA | AES Alamitos LLC | 315 | 5 | NG | ST | 495 |  | Electric Utility/IPP Non-CHP | N
Exclude | IL | Lincoln Generating Facility | 55222 | CTG6 | NG | GT | 86.5 |  | Electric Utility/IPP Non-CHP | N | Low utilization CT
Exclude | NY | S A Carlson | 2682 | 7 | NG | GT | 47.3 |  | Electric Utility | N | Low utilization CT
Exclude | MN | Blue Lake | 8027 | 7 | NG | GT | 166.3 |  | Electric Utility | N | Low utilization CT
Exclude | MN | Blue Lake | 8027 | 8 | NG | GT | 166.3 |  | Electric Utility | N | Low utilization CT
Exclude | MN | Blue Lake | 8027 | 1 | DFO | GT | 56.7 |  | Electric Utility | N | Low utilization CT
Exclude | MN | Blue Lake | 8027 | 2 | DFO | GT | 56.7 |  | Electric Utility | N | Low utilization CT
Exclude | MN | Blue Lake | 8027 | 3 | DFO | GT | 56.7 |  | Electric Utility | N | Low utilization CT
Exclude | MN | Blue Lake | 8027 | 4 | DFO | GT | 56.7 |  | Electric Utility | N | Low utilization CT
Exclude | IL | Tilton | 7760 | 2 | NG | GT | 47 |  | Electric Utility/IPP Non-CHP | N | Low utilization CT
OGST | TX | Nichols | 3484 | 2 | NG | ST | 113.6 |  | Electric Utility | N
Exclude | IL | Energy Shelby County | 55237 | CTG1 | NG | GT | 60.5 |  | Electric Utility/IPP Non-CHP | N | Low utilization CT
Exclude | FL | Greenland Energy Center | 56799 | 2 | NG | GT | 190.4 |  | Electric Utility | N | Low utilization CT
EXCLUDE | CA | Richmond Cogen | 52109 | GEN1 | NG | GT | 62.6 |  | Industrial CHP | Y | Commercial/Industrial Unit
EXCLUDE | CA | Richmond Cogen | 52109 | GEN2 | NG | GT | 62.6 |  | Industrial CHP | Y | Commercial/Industrial Unit
OGST | VA | Possum Point | 3804 | 4 | NG | ST | 239.3 |  | Electric Utility | N
EXCLUDE | CA | Equilon Los Angeles Refining | 50530 | GEN3 | OG | ST | 23 |  | Industrial CHP | Y | Steam unit (PRMVR=ST) under 25MW/250 MMBtu/hr
EXCLUDE | NY | Lederle Laboratories | 10521 | GEN3 | NG | CC | 2.2 |  | Industrial CHP | Y | Combined Cycle (PRMVR=CC) unit under 25MW
EXCLUDE | NY | Lederle Laboratories | 10521 | GEN1 | NG | CC | 8.3 |  | Industrial CHP | Y | Combined Cycle (PRMVR=CC) unit under 25MW
EXCLUDE | NY | Lederle Laboratories | 10521 | GEN2 | NG | CC | 8.3 |  | Industrial CHP | Y | Combined Cycle (PRMVR=CC) unit under 25MW
EXCLUDE | NY | Lederle Laboratories | 10521 | TG4 | NG | CC | 3.1 |  | Industrial CHP | Y | Combined Cycle (PRMVR=CC) unit under 25MW
EXCLUDE | NY | Lederle Laboratories | 10521 | 3A | NG | CC | 1.5 |  | Industrial CHP | Y | Combined Cycle (PRMVR=CC) unit under 25MW
EXCLUDE | MO | MJMEUC Generating Station #1 | 56478 | 0001 | NG | GT | 13.3 |  | Electric Utility | Y | Simple Cycle Turbine (PRMVR=GT or OT) unit under 25MW
EXCLUDE | NY | OBP Cogen | 57798 | 1OBP | NG | GT | 4.6 |  | Commercial CHP | Y | Simple Cycle Turbine (PRMVR=GT or OT) unit under 25MW
EXCLUDE | MO | Unionville | 6563 | 1 | DFO | GT | 23 |  | Electric Utility | N | Simple Cycle Turbine (PRMVR=GT or OT) unit under 25MW
EXCLUDE | MO | Unionville | 6563 | 2 | DFO | GT | 23 |  | Electric Utility | N | Simple Cycle Turbine (PRMVR=GT or OT) unit under 25MW
Exclude | CA | Lake | 7987 | L1 | NG | GT | 60.5 |  | Electric Utility | N | Low utilization CT
Exclude | TN | Lagoon Creek | 7845 | GT8 | NG | GT | 84.5 |  | Electric Utility | N | Low utilization CT
EXCLUDE | CA | Puente Hills Energy Recovery | 10472 | GEN1 | LFG | ST | 50 |  | Commercial Non-CHP | N | Non Fossil fuel type
Exclude | CA | Indigo Energy Facility | 55541 | CTG1 | NG | GT | 49.9 |  | Electric Utility/IPP Non-CHP | N | Low utilization CT
Exclude | IL | Tilton | 7760 | 3 | NG | GT | 47 |  | Electric Utility/IPP Non-CHP | N | Low utilization CT
OGST | OK | Riverside | 4940 | 2 | NG | ST | 473 |  | Electric Utility | N
Exclude | PA | Handsome Lake Energy LLC | 55233 | GT02 | NG | GT | 58.9 |  | Electric Utility/IPP Non-CHP | N | Low utilization CT
Exclude | OH | Troy Energy LLC | 55348 | 1 | NG | GT | 172 |  | Electric Utility/IPP Non-CHP | N | Low utilization CT
Exclude | MN | Cambridge CT | 2038 | GT2 | NG | GT | 169.2 |  | Electric Utility | N | Low utilization CT
Exclude | MN | Cambridge CT | 2038 | GT1 | DFO | GT | 25 |  | Electric Utility | N | Low utilization CT
Exclude | TX | Mustang Station Unit 4 | 56326 | GEN1 | NG | GT | 170 |  | Electric Utility | N | Low utilization CT
Exclude | TX | Mustang Station Unit 4 | 56326 | GEN2 | NG | GT | 170 |  | Electric Utility | N | Low utilization CT
Exclude | TX | Mustang Station Unit 4 | 56326 | GEN3 | NG | GT | 170 |  | Electric Utility | N | Low utilization CT
OGST | TX | Wilkes | 3478 | 3 | NG | ST | 351 |  | Electric Utility | N
OGST | CA | Haynes | 400 | 2 | NG | ST | 230 |  | Electric Utility | N
Exclude | AL | Greene County | 10 | GT10 | NG | GT | 80 |  | Electric Utility | N | Low utilization CT
Exclude | MS | Kemper County | 7960 | GT3 | NG | GT | 93 |  | Electric Utility | N | Low utilization CT
EXCLUDE | ID | Rupert Cogen Project | 54579 | 1002 | NG | CC | 10.4 |  | IPP CHP | Y | Combined Cycle (PRMVR=CC) unit under 25MW
OGST | TX | Newman | 3456 | 3 | NG | ST | 121.8 |  | Electric Utility | N
OGST | NY | Arthur Kill Generating Station | 2490 | 3 | NG | ST | 535.5 |  | Electric Utility/IPP Non-CHP | N
Exclude | GA | Dahlberg | 7709 | 8 | NG | GT | 91.9 |  | Electric Utility/IPP Non-CHP | N | Low utilization CT
Exclude | NC | Sherwood H Smith Jr Energy Complex | 7805 | 003 | NG | GT | 211.8 |  | Electric Utility | N | Low utilization CT
Exclude | NJ | Bayonne Energy Center | 56964 | GT4 | NG | GT | 64 |  | Electric Utility/IPP Non-CHP | N | Low utilization CT
Exclude | IN | Worthington Generation LLC | 55148 | 3 | NG | GT | 60.5 |  | Electric Utility | N | Low utilization CT
Exclude | MS | Moselle | 2070 | 4 | NG | GT | 83 |  | Electric Utility | N | Low utilization CT
Exclude | MI | Delray | 1728 | 12-1 | NG | GT | 71.1 |  | Electric Utility | N | Low utilization CT
EXCLUDE | CA | Kern River Eastridge Cogen | 52107 | 101A | NG | GT | 24.4 |  | Industrial CHP | Y | Simple Cycle Turbine (PRMVR=GT or OT) unit under 25MW
EXCLUDE | CA | Kern River Eastridge Cogen | 52107 | 101B | NG | GT | 24.4 |  | Industrial CHP | Y | Simple Cycle Turbine (PRMVR=GT or OT) unit under 25MW
Exclude | SD | Angus Anson | 7237 | 1 | NG | GT | 119.7 |  | Electric Utility | N | Low utilization CT
Exclude | IL | Energy Shelby County | 55237 | CTG2 | NG | GT | 60.5 |  | Electric Utility/IPP Non-CHP | N | Low utilization CT
NGCC | MA | Cleary Flood | 1682 | CA9 | NG | CC | 95 |  | Electric Utility | N
EXCLUDE | MA | Cleary Flood | 1682 | 9A | DFO | CC | 23 |  | Electric Utility | N | Combined Cycle (PRMVR=CC) unit under 25MW
Exclude | CA | Panoche Energy Center | 56803 | 4 | NG | GT | 108 |  | Electric Utility/IPP Non-CHP | N | Low utilization CT
EXCLUDE | OR | Georgia-Pacific Wauna Mill | 56192 | 1 | BLQ | ST | 36 |  | Industrial CHP | Y | Commercial/Industrial Unit
EXCLUDE | TX | Dow Chemical Texas Operation | 52120 | G-64 | NG | CC | 64.8 |  | Industrial CHP | Y | Commercial/Industrial Unit
EXCLUDE | TX | Dow Chemical Texas Operation | 52120 | G-61 | NG | CC | 94.5 |  | Industrial CHP | Y | Commercial/Industrial Unit
EXCLUDE | TX | Dow Chemical Texas Operation | 52120 | G-63 | NG | CC | 94.5 |  | Industrial CHP | Y | Commercial/Industrial Unit
EXCLUDE | TX | Dow Chemical Texas Operation | 52120 | G-65 | NG | CC | 111.3 |  | Industrial CHP | Y | Commercial/Industrial Unit
EXCLUDE | TX | Dow Chemical Texas Operation | 52120 | G-66 | NG | CC | 119 |  | Industrial CHP | Y | Commercial/Industrial Unit
EXCLUDE | TX | Dow Chemical Texas Operation | 52120 | G-67 | NG | CC | 119 |  | Industrial CHP | Y | Commercial/Industrial Unit
EXCLUDE | TX | Dow Chemical Texas Operation | 52120 | G-37 | NG | CC | 75 |  | Industrial CHP | Y | Commercial/Industrial Unit
EXCLUDE | PA | York Generation Company LLC | 54693 | GT#1 | NG | CC | 8.3 |  | IPP CHP | Y | Combined Cycle (PRMVR=CC) unit under 25MW
EXCLUDE | PA | York Generation Company LLC | 54693 | GT#2 | NG | CC | 8.3 |  | IPP CHP | Y | Combined Cycle (PRMVR=CC) unit under 25MW
EXCLUDE | PA | York Generation Company LLC | 54693 | GT#5 | NG | CC | 8.3 |  | IPP CHP | Y | Combined Cycle (PRMVR=CC) unit under 25MW
EXCLUDE | PA | York Generation Company LLC | 54693 | GT#6 | NG | CC | 8.3 |  | IPP CHP | Y | Combined Cycle (PRMVR=CC) unit under 25MW
EXCLUDE | PA | York Generation Company LLC | 54693 | ST#1 | NG | CC | 9.5 |  | IPP CHP | Y | Combined Cycle (PRMVR=CC) unit under 25MW
EXCLUDE | PA | York Generation Company LLC | 54693 | ST#2 | NG | CC | 9.5 |  | IPP CHP | Y | Combined Cycle (PRMVR=CC) unit under 25MW
EXCLUDE | CT | Danbury Hospital Cogen Plant | 58152 | GEN1 | NG | GT | 4.3 |  | Commercial CHP | Y | Simple Cycle Turbine (PRMVR=GT or OT) unit under 25MW
Exclude | KY | Marshall Energy Facility | 55232 | CT2 | NG | GT | 86 |  | Electric Utility | N | Low utilization CT
OGST | CA | AES Huntington Beach LLC | 335 | 2 | NG | ST | 218 |  | Electric Utility/IPP Non-CHP | N
OGST | TX | Mountain Creek | 3453 | 8 | NG | ST | 580.5 |  | Electric Utility/IPP Non-CHP | N
Exclude | OK | Spring Creek Energy Center | 55651 | CT04 | NG | GT | 84.5 |  | Electric Utility | N | Low utilization CT
OGST | TX | Sim Gideon | 3601 | 3 | NG | ST | 351 |  | Electric Utility | N
Exclude | MI | Renaissance Power LLC | 55402 | CT3 | NG | GT | 170 |  | Electric Utility/IPP Non-CHP | N | Low utilization CT
OGST | TX | Sam Bertron | 3468 | ST2 | NG | ST | 187.8 |  | Electric Utility/IPP Non-CHP | N
OGST | NY | Ravenswood | 2500 | 3 | NG | ST | 1027 |  | Electric Utility/IPP Non-CHP | N
Exclude | GA | Hawk Road Facility | 55141 | CT1 | NG | GT | 165 |  | Electric Utility | N | Low utilization CT
EXCLUDE | IL | University of Illinois Abbott Power Plt | 54780 | T8 | NG | GT | 13 |  | Commercial CHP | Y | Simple Cycle Turbine (PRMVR=GT or OT) unit under 25MW
EXCLUDE | IL | University of Illinois Abbott Power Plt | 54780 | T9 | NG | GT | 13 |  | Commercial CHP | Y | Simple Cycle Turbine (PRMVR=GT or OT) unit under 25MW
Exclude | CA | Cuyamaca Peak Energy Plant | 55512 | CPP6 | NG | GT | 48.7 |  | Electric Utility | N | Low utilization CT
EXCLUDE | MI | T B Simon Power Plant | 10328 | GEN6 | NG | GT | 14.3 |  | Commercial CHP | N | Simple Cycle Turbine (PRMVR=GT or OT) unit under 25MW
Exclude | UT | Millcreek Power Generation | 56253 | MC1 | NG | GT | 40 |  | Electric Utility | N | Low utilization CT
EXCLUDE | SC | Urquhart | 3295 | GT1 | NG | GT | 19.6 |  | Electric Utility | N | Simple Cycle Turbine (PRMVR=GT or OT) unit under 25MW
Exclude | SC | Urquhart | 3295 | GT4 | NG | GT | 58.9 |  | Electric Utility | N | Low utilization CT
EXCLUDE | SC | Urquhart | 3295 | GT2 | NG | GT | 16.3 |  | Electric Utility | N | Simple Cycle Turbine (PRMVR=GT or OT) unit under 25MW
EXCLUDE | SC | Urquhart | 3295 | GT3 | NG | GT | 16.3 |  | Electric Utility | N | Simple Cycle Turbine (PRMVR=GT or OT) unit under 25MW
Exclude | GA | Tenaska Georgia Generation Facility | 55061 | GTG3 | NG | GT | 183.2 |  | Electric Utility/IPP Non-CHP | N | Low utilization CT
Exclude | FL | Vandolah Power Station | 55415 | G201 | NG | GT | 182 |  | Electric Utility/IPP Non-CHP | N | Low utilization CT
Exclude | OH | Troy Energy LLC | 55348 | 3 | NG | GT | 172 |  | Electric Utility/IPP Non-CHP | N | Low utilization CT
OGST | LA | Little Gypsy | 1402 | 3 | NG | ST | 582.2 |  | Electric Utility | N
EXCLUDE | CA | South Belridge Cogeneration Facility | 50752 | GEN1 | NG | GT | 31.4 |  | Industrial CHP | Y | Commercial/Industrial Unit
EXCLUDE | CA | South Belridge Cogeneration Facility | 50752 | GEN2 | NG | GT | 31.4 |  | Industrial CHP | Y | Commercial/Industrial Unit
EXCLUDE | CA | South Belridge Cogeneration Facility | 50752 | GEN3 | NG | GT | 31.4 |  | Industrial CHP | Y | Commercial/Industrial Unit
NGCC | TX | Gregory Power Facility | 55086 | GT1A | NG | CC | 166 |  | IPP CHP | Y
NGCC | TX | Gregory Power Facility | 55086 | GT1B | NG | CC | 166 |  | IPP CHP | Y
NGCC | TX | Gregory Power Facility | 55086 | STG | NG | CC | 100 |  | IPP CHP | Y
OGST | OK | Riverside | 4940 | 1 | NG | ST | 473 |  | Electric Utility | N
OGST | TX | Handley | 3491 | 3 | NG | ST | 404.8 |  | Electric Utility/IPP Non-CHP | N
Exclude | NJ | Bayonne Energy Center | 56964 | GT3 | NG | GT | 64 |  | Electric Utility/IPP Non-CHP | N | Low utilization CT
NGCC | CA | Coolwater | 329 | 31 | NG | CC | 85 |  | Electric Utility/IPP Non-CHP | N
NGCC | CA | Coolwater | 329 | 32 | NG | CC | 85 |  | Electric Utility/IPP Non-CHP | N
NGCC | CA | Coolwater | 329 | 41 | NG | CC | 85 |  | Electric Utility/IPP Non-CHP | N
NGCC | CA | Coolwater | 329 | 42 | NG | CC | 85 |  | Electric Utility/IPP Non-CHP | N
NGCC | CA | Coolwater | 329 | 30 | NG | CC | 120 |  | Electric Utility/IPP Non-CHP | N
NGCC | CA | Coolwater | 329 | 40 | NG | CC | 120 |  | Electric Utility/IPP Non-CHP | N
Exclude | IL | Elgin Energy Center | 55438 | CT02 | NG | GT | 135 |  | Electric Utility/IPP Non-CHP | N | Low utilization CT
Exclude | WV | Pleasants Energy LLC | 55349 | 2 | NG | GT | 172 |  | Electric Utility/IPP Non-CHP | N | Low utilization CT
OGST | OK | Mustang | 2953 | 3 | NG | ST | 133 |  | Electric Utility | N
Exclude | TX | Sand Hill | 7900 | SH2 | NG | GT | 51.4 |  | Electric Utility | N | Low utilization CT
OGST | CA | Ormond Beach | 350 | 1 | NG | ST | 806 |  | Electric Utility/IPP Non-CHP | N
EXCLUDE | CA | ExxonMobil Santa Ynez Facility | 50270 | STG1 | NG | CC | 9.8 | 0 | Industrial CHP | Y | Combined Cycle (PRMVR=CC) unit under 25MW
EXCLUDE | CA | ExxonMobil Santa Ynez Facility | 50270 | GTG1 | NG | CC | 39.5 |  | Industrial CHP | Y | Commercial/Industrial Unit
Exclude | LA | T J Labbe Electric Generating | 56108 | U-2 | NG | GT | 50.4 |  | Electric Utility | N | Low utilization CT
Exclude | VA | Wolf Hills Energy | 55285 | WHG1 | NG | GT | 57 |  | Electric Utility/IPP Non-CHP | N | Low utilization CT
Exclude | VA | Wolf Hills Energy | 55285 | WHG2 | NG | GT | 57 |  | Electric Utility/IPP Non-CHP | N | Low utilization CT
Exclude | VA | Wolf Hills Energy | 55285 | WHG3 | NG | GT | 57 |  | Electric Utility/IPP Non-CHP | N | Low utilization CT
Exclude | VA | Wolf Hills Energy | 55285 | WHG4 | NG | GT | 57 |  | Electric Utility/IPP Non-CHP | N | Low utilization CT
Exclude | VA | Wolf Hills Energy | 55285 | WHG5 | NG | GT | 57 |  | Electric Utility/IPP Non-CHP | N | Low utilization CT
OGST | CA | Scattergood | 404 | 3 | NG | ST | 496.8 |  | Electric Utility | N
Exclude | TN | Lagoon Creek | 7845 | GT9 | NG | GT | 86.2 |  | Electric Utility | N | Low utilization CT
Exclude | ID | Bennett Mountain | 55733 | 1 | NG | GT | 172.8 |  | Electric Utility | N | Low utilization CT
EXCLUDE | DE | Delaware City Plant | 52193 | G3 | OG | ST | 75 |  | Industrial CHP/Petroleum Refinery | Y | Commercial/Industrial Unit
Exclude | GA | Hawk Road Facility | 55141 | CT3 | NG | GT | 165 |  | Electric Utility | N | Low utilization CT
EXCLUDE | DE | Delaware City Plant | 52193 | G1 | OG | ST | 27.5 |  | Industrial CHP/Petroleum Refinery | Y | Commercial/Industrial Unit
EXCLUDE | DE | Delaware City Plant | 52193 | G2 | OG | ST | 27.5 |  | Industrial CHP/Petroleum Refinery | Y | Commercial/Industrial Unit
EXCLUDE | DE | Delaware City Plant | 52193 | G4 | OG | ST | 10 |  | Industrial CHP/Petroleum Refinery | Y | Steam unit (PRMVR=ST) under 25MW/250 MMBtu/hr
Exclude | OH | Robert P Mone Plant | 7872 | 1 | NG | GT | 198 |  | Electric Utility | N | Low utilization CT
OGST | CA | AES Huntington Beach LLC | 335 | 3 | NG | ST | 225 |  | Electric Utility/IPP Non-CHP | N
NGCC | CA | Harbor Cogen | 50541 | ST2 | NG | CC | 11.5 | 1 | IPP Non-CHP | N
NGCC | CA | Harbor Cogen | 50541 | ST1 | NG | CC | 13.6 | 1 | IPP Non-CHP | N
NGCC | CA | Harbor Cogen | 50541 | GEN1 | NG | CC | 82.3 |  | IPP Non-CHP | N
Exclude | OR | Klamath Expansion Project | 55544 | GT4 | NG | GT | 29.4 |  | Electric Utility/IPP Non-CHP | N | Low utilization CT
Exclude | FL | Port Everglades | 617 | GT5 | NG | GT | 34.2 |  | Electric Utility | N | Low utilization CT
NGCC | CO | Brush Generation Facility | 10683 | GT3 | NG | CC | 37 |  | IPP Non-CHP | N
NGCC | CO | Brush Generation Facility | 10683 | ST2 | NG | CC | 37 |  | IPP Non-CHP | N
Exclude | CA | CalPeak Power Panoche Peaker Plant | 55508 | CPP2 | NG | GT | 49.5 |  | Electric Utility/IPP Non-CHP | N | Low utilization CT
Exclude | OK | Ponca City | 7546 | 4 | NG | GT | 60.5 |  | Electric Utility | N | Low utilization CT
OGST | NY | Arthur Kill Generating Station | 2490 | 2 | NG | ST | 342 |  | Electric Utility/IPP Non-CHP | N
OGST | AZ | H Wilson Sundt Generating Station | 126 | ST1 | NG | ST | 108.8 |  | Electric Utility | N
Exclude | TX | Morgan Creek | 3492 | CT5 | NG | GT | 89.4 |  | Electric Utility/IPP Non-CHP | N | Low utilization CT
Exclude | MO | Nodaway | 7754 | 1 | NG | GT | 157.8 |  | Electric Utility | N | Low utilization CT
OGST | NY | Far Rockaway | 2513 | 4 | NG | ST | 100 |  | Electric Utility | N
Exclude | IL | Zion Energy Center | 55392 | CTG1 | NG | GT | 198.9 |  | Electric Utility/IPP Non-CHP | N | Low utilization CT
Exclude | IL | Zion Energy Center | 55392 | CTG2 | NG | GT | 198.9 |  | Electric Utility/IPP Non-CHP | N | Low utilization CT
Exclude | IL | Zion Energy Center | 55392 | CTG3 | NG | GT | 198.9 |  | Electric Utility/IPP Non-CHP | N | Low utilization CT
Exclude | NC | Wayne County | 7538 | 1 | NG | GT | 211.8 |  | Electric Utility | N | Low utilization CT
Exclude | NC | Wayne County | 7538 | 2 | NG | GT | 211.8 |  | Electric Utility | N | Low utilization CT
Exclude | NC | Wayne County | 7538 | 3 | NG | GT | 211.8 |  | Electric Utility | N | Low utilization CT
Exclude | NC | Wayne County | 7538 | 4 | NG | GT | 211.8 |  | Electric Utility | N | Low utilization CT
Exclude | NC | Wayne County | 7538 | 5 | NG | GT | 211.8 |  | Electric Utility | N | Low utilization CT
Exclude | GA | Tenaska Georgia Generation Facility | 55061 | GTG6 | NG | GT | 183.2 |  | Electric Utility/IPP Non-CHP | N | Low utilization CT
OGST | NY | Northport | 2516 | 2 | NG | ST | 387 |  | Electric Utility | N
EXCLUDE | CA | Saint Agnes Medical Center | 54800 | 9911 | NG | GT | 3.5 |  | Commercial CHP | Y | Simple Cycle Turbine (PRMVR=GT or OT) unit under 25MW
EXCLUDE | CA | Saint Agnes Medical Center | 54800 | 9929 | NG | GT | 3.5 |  | Commercial CHP | Y | Simple Cycle Turbine (PRMVR=GT or OT) unit under 25MW
Exclude | WI | Alliant Energy Neenah | 55135 | CT02 | NG | GT | 185.5 |  | Electric Utility | N | Low utilization CT
OGST | DE | Edge Moor | 593 | 4 | NG | ST | 176.8 |  | Electric Utility/IPP CHP | Y
Exclude | NY | Joseph J Seymour Power Project | 7910 | 2 | NG | GT | 47 |  | Electric Utility | N | Low utilization CT
Exclude | GA | Doyle Generating Facility | 55244 | CTG3 | NG | GT | 71.8 |  | Electric Utility/IPP Non-CHP | N | Low utilization CT
OGST | CA | Haynes | 400 | 6 | NG | ST | 343 |  | Electric Utility | N
Exclude | OR | Klamath Expansion Project | 55544 | GT1 | NG | GT | 29.4 |  | Electric Utility/IPP Non-CHP | N | Low utilization CT
OGST | CA | Haynes | 400 | 5 | NG | ST | 343 |  | Electric Utility | N
Exclude | CA | Niland Gas Turbine Plant | 56569 | 1 | NG | GT | 60.5 |  | Electric Utility | N | Low utilization CT
OGST | NY | Ravenswood | 2500 | 1 | NG | ST | 400 |  | Electric Utility/IPP Non-CHP | N
Exclude | NC | Sherwood H Smith Jr Energy Complex | 7805 | 004 | NG | GT | 211.8 |  | Electric Utility | N | Low utilization CT
Exclude | CO | Valmont Combustion Turbine Project | 55207 | UN8 | NG | GT | 71.1 |  | Electric Utility/IPP Non-CHP | N | Low utilization CT
EXCLUDE | MI | Claude Vandyke | 1880 | 6 | NG | CC | 23 |  | Electric Utility | N | Combined Cycle (PRMVR=CC) unit under 25MW
Exclude | MO | Audrain Generating Station | 55234 | GT6 | NG | GT | 101.8 |  | Electric Utility | N | Low utilization CT
EXCLUDE | LA | Plaquemine Cogeneration Plant | 55419 | G500 | NG | CC | 198 |  | Industrial CHP | Y | Commercial/Industrial Unit
EXCLUDE | LA | Plaquemine Cogeneration Plant | 55419 | G600 | NG | CC | 198 |  | Industrial CHP | Y | Commercial/Industrial Unit
EXCLUDE | LA | Plaquemine Cogeneration Plant | 55419 | G700 | NG | CC | 198 |  | Industrial CHP | Y | Commercial/Industrial Unit
EXCLUDE | LA | Plaquemine Cogeneration Plant | 55419 | G800 | NG | CC | 198 |  | Industrial CHP | Y | Commercial/Industrial Unit
EXCLUDE | LA | Plaquemine Cogeneration Plant | 55419 | ST5 | NG | CC | 195 |  | Industrial CHP | Y | Commercial/Industrial Unit
Exclude | IA | Exira | 56013 | U3 | NG | GT | 60.5 |  | Electric Utility | N | Low utilization CT
Exclude | CA | Mira Loma Peaker | 56473 | 1 | NG | GT | 49.8 |  | Electric Utility | N | Low utilization CT
Exclude | CT | Wallingford Energy | 55517 | CTG4 | NG | GT | 50 |  | Electric Utility/IPP Non-CHP | N | Low utilization CT
EXCLUDE | CA | Oxnard Paper Mill | 57585 | 1 | NG | GT | 29 |  | Industrial CHP | Y | Commercial/Industrial Unit
NGCC | CA | Cardinal Cogen | 10168 | STG1 | NG | CC | 10.7 | 1 | IPP CHP | Y
NGCC | CA | Cardinal Cogen | 10168 | GTG1 | NG | CC | 42.1 |  | IPP CHP | Y
Exclude | MS | Kemper County | 7960 | GT2 | NG | GT | 93 |  | Electric Utility | N | Low utilization CT
Exclude | NJ | Bayonne Energy Center | 56964 | GT2 | NG | GT | 64 |  | Electric Utility/IPP Non-CHP | N | Low utilization CT
COALST | AR | John W Turk Jr Power Plant | 56564 | 1 | SUB | ST | 609 |  | Electric Utility | N
Exclude | CA | Larkspur Energy Facility | 55542 | CTG1 | NG | GT | 49.9 |  | Electric Utility/IPP Non-CHP | N | Low utilization CT
OGST | NY | Ravenswood | 2500 | 2 | NG | ST | 400 |  | Electric Utility/IPP Non-CHP | N
Exclude | MI | Kalkaska CT #1 | 7984 | 001 | NG | GT | 60.5 |  | Electric Utility | N | Low utilization CT
EXCLUDE | MA | Medical Area Total Energy Plant | 10883 | CT1 | NG | GT | 12.5 |  | Commercial CHP | Y | Simple Cycle Turbine (PRMVR=GT or OT) unit under 25MW
EXCLUDE | MA | Medical Area Total Energy Plant | 10883 | CT2 | NG | GT | 12.5 |  | Commercial CHP | Y | Simple Cycle Turbine (PRMVR=GT or OT) unit under 25MW
Exclude | AL | Calhoun Energy Center | 55409 | CAL1 | NG | GT | 187 |  | Electric Utility/IPP Non-CHP | N | Low utilization CT
Exclude | VA | Marsh Run Generating | 7836 | 1 | NG | GT | 171.1 |  | Electric Utility | N | Low utilization CT
Exclude | VA | Marsh Run Generating | 7836 | 2 | NG | GT | 171.1 |  | Electric Utility | N | Low utilization CT
Exclude | VA | Marsh Run Generating | 7836 | 3 | NG | GT | 171.1 |  | Electric Utility | N | Low utilization CT
Exclude | MO | Audrain Generating Station | 55234 | GT5 | NG | GT | 101.8 |  | Electric Utility | N | Low utilization CT
Exclude | VA | Darbytown | 7212 | 2 | NG | GT | 92.1 |  | Electric Utility | N | Low utilization CT
Exclude | AL | Greene County | 10 | GT6 | NG | GT | 80 |  | Electric Utility | N | Low utilization CT
Exclude | PA | FirstEnergy Allegheny Energy Units 8 & 9 | 55377 | UNT8 | NG | GT | 43.8 |  | Electric Utility/IPP Non-CHP | N | Low utilization CT
OGST | NY | E F Barrett | 2511 | ST2 | NG | ST | 188 |  | Electric Utility | N
NGCC | TX | Corpus Christi Energy Center | 55206 | CT1 | NG | CC | 190 |  | IPP CHP | Y
NGCC | TX | Corpus Christi Energy Center | 55206 | CT2 | NG | CC | 190 |  | IPP CHP | Y
NGCC | TX | Corpus Christi Energy Center | 55206 | ST1 | NG | CC | 195.5 |  | IPP CHP | Y
OGST | MS | Gerald Andrus | 8054 | 1 | NG | ST | 781.4 |  | Electric Utility | N
Exclude | FL | DeSoto County Plant | 55422 | DES1 | NG | GT | 199.4 |  | Electric Utility/IPP Non-CHP | N | Low utilization CT
Exclude | NC | Sherwood H Smith Jr Energy Complex | 7805 | 6 | NG | GT | 195.3 |  | Electric Utility | N | Low utilization CT
EXCLUDE | TX | Green Power 2 | 55470 | TR1 | NG | CC | 167 |  | Industrial CHP | Y | Commercial/Industrial Unit
EXCLUDE | TX | Green Power 2 | 55470 | TR2 | NG | CC | 167 |  | Industrial CHP | Y | Commercial/Industrial Unit
EXCLUDE | TX | Green Power 2 | 55470 | TR3 | NG | CC | 167 |  | Industrial CHP | Y | Commercial/Industrial Unit
EXCLUDE | TX | Green Power 2 | 55470 | ST805 | NG | CC | 250 |  | Industrial CHP | Y | Commercial/Industrial Unit
EXCLUDE | TX | Green Power 2 | 55470 | ST1 | NG | CC | 110 |  | Industrial CHP | Y | Commercial/Industrial Unit
Exclude | NY | Port Jefferson | 2517 | GT2 | NG | GT | 53 |  | Electric Utility | N | Low utilization CT
Exclude | NY | Port Jefferson | 2517 | GT3 | NG | GT | 53 |  | Electric Utility | N | Low utilization CT
EXCLUDE | NY | Port Jefferson | 2517 | GT1 | DFO | GT | 16 |  | Electric Utility | N | Simple Cycle Turbine (PRMVR=GT or OT) unit under 25MW
Exclude | CA | Canyon Power Plant | 57027 | CPP1 | NG | GT | 50 |  | Electric Utility | N | Low utilization CT
EXCLUDE | OH | Galion Generating Station | 55263 | CT2 | NG | GT | 16.5 |  | Electric Utility | N | Simple Cycle Turbine (PRMVR=GT or OT) unit under 25MW
Exclude | OH | Galion Generating Station | 55263 | CT1 | NG | GT | 33 |  | Electric Utility | N | Low utilization CT
Exclude | AR | Fulton | 7825 | 1 | NG | GT | 154.8 |  | Electric Utility | N | Low utilization CT
Exclude | AL | McIntosh | 7063 | 2 | NG | GT | 113 |  | Electric Utility | N | Low utilization CT
Exclude | AL | McIntosh | 7063 | 3 | NG | GT | 113 |  | Electric Utility | N | Low utilization CT
Exclude | AL | McIntosh | 7063 | 4 | NG | GT | 224 |  | Electric Utility | N | Low utilization CT
Exclude | AL | McIntosh | 7063 | 5 | NG | GT | 224 |  | Electric Utility | N | Low utilization CT
Exclude | PA | Allegheny Energy Units 12 & 13 | 55654 | UN12 | NG | GT | 43.8 |  | Electric Utility/IPP Non-CHP | N | Low utilization CT
Exclude | IL | Lee Energy Facility | 55236 | CT1 | NG | GT | 101.8 |  | Electric Utility/IPP Non-CHP | N | Low utilization CT
Exclude | GA | Dahlberg | 7709 | 2 | NG | GT | 91.9 |  | Electric Utility/IPP Non-CHP | N | Low utilization CT
Exclude | OK | Spring Creek Energy Center | 55651 | CT03 | NG | GT | 84.5 |  | Electric Utility | N | Low utilization CT
Exclude | FL | Shady Hills Generating Station | 55414 | G101 | NG | GT | 182 |  | Electric Utility/IPP Non-CHP | N | Low utilization CT
Exclude | FL | Shady Hills Generating Station | 55414 | G201 | NG | GT | 182 |  | Electric Utility/IPP Non-CHP | N | Low utilization CT
Exclude | FL | Shady Hills Generating Station | 55414 | G301 | NG | GT | 182 |  | Electric Utility/IPP Non-CHP | N | Low utilization CT
Exclude | CA | CalPeak Power Enterprise Peaker Plant | 55513 | CPP7 | NG | GT | 49 |  | Electric Utility/IPP Non-CHP | N | Low utilization CT
Exclude | NV | Clark | 2322 | GT4 | NG | GT | 72.4 |  | Electric Utility | N | Low utilization CT
Exclude | NV | Clark | 2322 | 11 | NG | GT | 60.5 |  | Electric Utility | N | Low utilization CT
Exclude | NV | Clark | 2322 | 12 | NG | GT | 60.5 |  | Electric Utility | N | Low utilization CT
Exclude | NV | Clark | 2322 | 13 | NG | GT | 60.5 |  | Electric Utility | N | Low utilization CT
Exclude | NV | Clark | 2322 | 14 | NG | GT | 60.5 |  | Electric Utility | N | Low utilization CT
Exclude | NV | Clark | 2322 | 15 | NG | GT | 60.5 |  | Electric Utility | N | Low utilization CT
Exclude | NV | Clark | 2322 | 16 | NG | GT | 60.5 |  | Electric Utility | N | Low utilization CT
Exclude | NV | Clark | 2322 | 17 | NG | GT | 60.5 |  | Electric Utility | N | Low utilization CT
Exclude | NV | Clark | 2322 | 18 | NG | GT | 60.5 |  | Electric Utility | N | Low utilization CT
Exclude | NV | Clark | 2322 | 19 | NG | GT | 60.5 |  | Electric Utility | N | Low utilization CT
Exclude | NV | Clark | 2322 | 20 | NG | GT | 60.5 |  | Electric Utility | N | Low utilization CT
Exclude | NV | Clark | 2322 | 21 | NG | GT | 60.5 |  | Electric Utility | N | Low utilization CT
Exclude | NV | Clark | 2322 | 22 | NG | GT | 60.5 |  | Electric Utility | N | Low utilization CT
Exclude | PA | FirstEnergy Allegheny Energy Units 8 & 9 | 55377 | UNT9 | NG | GT | 43.8 |  | Electric Utility/IPP Non-CHP | N | Low utilization CT
Exclude | KY | Marshall Energy Facility | 55232 | CT1 | NG | GT | 86 |  | Electric Utility | N | Low utilization CT
NGCC | CA | Naval Station Energy Facility | 10811 | GEN1 | NG | CC | 38.3 |  | IPP CHP | Y
NGCC | CA | Naval Station Energy Facility | 10811 | GEN2 | NG | CC | 11.6 | 1 | IPP CHP | Y
NGCC | CA | Naval Station Energy Facility | 10811 | GEN3 | NG | CC | 5.2 | 1 | IPP CHP | Y
Exclude | MO | Peno Creek | 7964 | GT3 | NG | GT | 60 |  | Electric Utility | N | Low utilization CT
EXCLUDE | CA | Oxnard | 50464 | GEN2 | NG | GT | 49.5 |  | Industrial CHP | Y | Commercial/Industrial Unit
EXCLUDE | CA | Oxnard | 50464 | GEN1 | NG | GT | 19.2 |  | Industrial CHP | Y | Simple Cycle Turbine (PRMVR=GT or OT) unit under 25MW
Exclude | NY | Bethpage Power Plant | 50292 | GEN5 | NG | GT | 60 |  | Electric Utility/IPP Non-CHP | N | Low utilization CT
EXCLUDE | UT | Bountiful City | 3665 | 2A | NG | GT | 12.6 |  | Electric Utility | N | Simple Cycle Turbine (PRMVR=GT or OT) unit under 25MW
EXCLUDE | UT | Bountiful City | 3665 | 3A | NG | GT | 12.6 |  | Electric Utility | N | Simple Cycle Turbine (PRMVR=GT or OT) unit under 25MW
EXCLUDE | UT | Bountiful City | 3665 | 1A | NG | GT | 5.2 |  | Electric Utility | N | Simple Cycle Turbine (PRMVR=GT or OT) unit under 25MW
OGST | NM | Maddox | 2446 | 1 | NG | ST | 113.6 |  | Electric Utility | N
Exclude | MS | Crossroads Energy Center | 55395 | CT02 | NG | GT | 76.6 |  | Electric Utility | N | Low utilization CT
Exclude | MI | Dearborn Industrial Generation | 55088 | GTP1 | NG | GT | 170 |  | Electric Utility/IPP CHP | Y | Low utilization CT
Exclude | CA | Canyon Power Plant | 57027 | CPP4 | NG | GT | 50 |  | Electric Utility | N | Low utilization CT
Exclude | CA | Grapeland Peaker | 56472 | 1 | NG | GT | 49.8 |  | Electric Utility | N | Low utilization CT
EXCLUDE | CA | Jefferson Smurfit Santa Clara Mill | 54561 | GT-G | NG | CC | 24 |  | IPP CHP | Y | Combined Cycle (PRMVR=CC) unit under 25MW
EXCLUDE | CA | Jefferson Smurfit Santa Clara Mill | 54561 | ST-G | NG | CC | 3 |  | IPP CHP | Y | Combined Cycle (PRMVR=CC) unit under 25MW
Exclude | CA | Hanford Energy Park Peaker | 55698 | HEP1 | NG | GT | 46.1 |  | Electric Utility/IPP Non-CHP | N | Low utilization CT
Exclude | CA | CalPeak Power Border Peaker Plant | 55510 | CPP4 | NG | GT | 49.5 |  | Electric Utility/IPP Non-CHP | N | Low utilization CT
OGST | OK | Mustang | 2953 | 4 | NG | ST | 253 |  | Electric Utility | N
Exclude | MS | Kemper County | 7960 | GT4 | NG | GT | 93 |  | Electric Utility | N | Low utilization CT
NGCC | IN | Portside Energy | 55096 | GT | NG | CC | 50 |  | IPP CHP | Y
NGCC | IN | Portside Energy | 55096 | ST | NG | CC | 25.6 |  | IPP CHP | Y
Exclude | IL | Lee Energy Facility | 55236 | CT4 | NG | GT | 101.8 |  | Electric Utility/IPP Non-CHP | N | Low utilization CT
OGST | TX | Knox Lee | 3476 | 5 | NG | ST | 351 |  | Electric Utility | N
Exclude | MN | Cannon Falls Energy Center | 56241 | UNT1 | NG | GT | 204 |  | Electric Utility/IPP Non-CHP | N | Low utilization CT
Exclude | CA | Carson Ice-Gen Project | 7527 | CCCT | NG | GT | 54 |  | Electric Utility/Cogeneration | Y | Low utilization CT
Exclude | OK | Anadarko Plant | 3006 | 10 | NG | GT | 45 |  | Electric Utility | N | Low utilization CT
Exclude | NY | Glenwood Landing | 7869 | GT4 | NG | GT | 53 |  | Electric Utility | N | Low utilization CT
Exclude | NY | Glenwood Landing | 7869 | GT5 | NG | GT | 53 |  | Electric Utility | N | Low utilization CT
EXCLUDE | NY | Glenwood Landing | 7869 | GT1 | DFO | GT | 16 |  | Electric Utility | N | Simple Cycle Turbine (PRMVR=GT or OT) unit under 25MW
Exclude | FL | Brandy Branch | 7846 | 001 | NG | GT | 185 |  | Electric Utility | N | Low utilization CT
Exclude | GA | Edward L. Addison Generating Plant | 55267 | 712 | NG | GT | 175.3 |  | Electric Utility/IPP Non-CHP | N | Low utilization CT
Exclude | GA | Edward L. Addison Generating Plant | 55267 | 713 | NG | GT | 175.3 |  | Electric Utility/IPP Non-CHP | N | Low utilization CT
Exclude | GA | Edward L. Addison Generating Plant | 55267 | 714 | NG | GT | 175.3 |  | Electric Utility/IPP Non-CHP | N | Low utilization CT
Exclude | GA | Edward L. Addison Generating Plant | 55267 | 715 | NG | GT | 175.3 |  | Electric Utility/IPP Non-CHP | N | Low utilization CT
Exclude | NC | Anson County Generation Facility | 56249 | 4 | NG | GT | 57.3 |  | Electric Utility | N | Low utilization CT
Exclude | CA | CalPeak Power Vaca Dixon Peaker Plant | 55499 | CPP1 | NG | GT | 49.5 |  | Electric Utility/IPP Non-CHP | N | Low utilization CT
NGCC | NY | Nassau Energy Corp | 52056 | ST1 | NG | CC | 12 | 1 | IPP CHP | Y
NGCC | NY | Nassau Energy Corp | 52056 | GT1 | NG | CC | 43 |  | IPP CHP | Y
Exclude | IN | Montpelier Electric Generating Station | 55229 | GT1 | NG | GT | 59 |  | Electric Utility/IPP Non-CHP | N | Low utilization CT
Exclude | IN | Montpelier Electric Generating Station | 55229 | GT2 | NG | GT | 59 |  | Electric Utility/IPP Non-CHP | N | Low utilization CT
Exclude | IN | Montpelier Electric Generating Station | 55229 | GT3 | NG | GT | 59 |  | Electric Utility/IPP Non-CHP | N | Low utilization CT
Exclude | IN | Montpelier Electric Generating Station | 55229 | GT4 | NG | GT | 59 |  | Electric Utility/IPP Non-CHP | N | Low utilization CT
OGST | NY | Northport | 2516 | 3 | NG | ST | 387 |  | Electric Utility | N
Exclude | FL | DeSoto County Plant | 55422 | DES2 | NG | GT | 199.4 |  | Electric Utility/IPP Non-CHP | N | Low utilization CT
Exclude | CA | Barre Peaker | 56474 | 1 | NG | GT | 49.8 |  | Electric Utility | N | Low utilization CT
NGCC | AK | George M Sullivan Generation Plant 2 | 6559 | 5 | NG | CC | 38.1 |  | Electric Utility | N
NGCC | AK | George M Sullivan Generation Plant 2 | 6559 | 6 | NG | CC | 33 |  | Electric Utility | N
NGCC | AK | George M Sullivan Generation Plant 2 | 6559 | 7 | NG | CC | 102.6 |  | Electric Utility | N
Exclude | CA | Orange Grove Peaking Facility | 56914 | CTG2 | NG | GT | 59 |  | Electric Utility/IPP Non-CHP | N | Low utilization CT
EXCLUDE | TX | Central Utility Plant | 58151 | GTG01 | NG | CC | 34.1 |  | Commercial CHP | Y | Commercial/Industrial Unit
EXCLUDE | TX | Central Utility Plant | 58151 | STG02 | NG | CC | 11 | 0 | Commercial CHP | Y | Combined Cycle (PRMVR=CC) unit under 25MW
EXCLUDE | TX | Central Utility Plant | 58151 | STG04 | NG | CC | 5 | 0 | Commercial CHP | Y | Combined Cycle (PRMVR=CC) unit under 25MW
EXCLUDE | TX | Houston Chemical Complex Battleground | 50043 | GT3 | NG | CC | 84.9 |  | Industrial CHP | Y | Commercial/Industrial Unit
EXCLUDE | TX | Houston Chemical Complex Battleground | 50043 | GT1 | NG | CC | 98.3 |  | Industrial CHP | Y | Commercial/Industrial Unit
EXCLUDE | TX | Houston Chemical Complex Battleground | 50043 | GT2 | NG | CC | 98.3 |  | Industrial CHP | Y | Commercial/Industrial Unit
EXCLUDE | TX | Houston Chemical Complex Battleground | 50043 | ST | NG | CC | 87.4 |  | Industrial CHP | Y | Commercial/Industrial Unit
EXCLUDE | NJ | Kenilworth Energy Facility | 10805 | GEN1 | NG | CC | 22 |  | IPP CHP | Y | Combined Cycle (PRMVR=CC) unit under 25MW
EXCLUDE | NJ | Kenilworth Energy Facility | 10805 | GEN2 | NG | CC | 6.8 |  | IPP CHP | Y | Combined Cycle (PRMVR=CC) unit under 25MW
Exclude | IN | Lawrence County Station | 7948 | 4 | NG | GT | 67 |  | Electric Utility | N | Low utilization CT
Exclude | TX | Jones | 3482 | 4 | NG | GT | 180 |  | Electric Utility | N | Low utilization CT
Exclude | TX | Jones | 3482 | 3 | NG | GT | 182.7 |  | Electric Utility | N | Low utilization CT
Exclude | TN | Brownsville Peaking Power | 55081 | 4 | NG | GT | 118 |  | Electric Utility | N | Low utilization CT
Exclude | IL | Freedom Power Project | 7842 | CT1 | NG | GT | 71 |  | Electric Utility | N | Low utilization CT
Exclude | OK | Horseshoe Lake | 2951 | 9 | NG | GT | 60.5 |  | Electric Utility | N | Low utilization CT
OGST | TX | Cedar Bayou | 3460 | 1 | NG | ST | 765 |  | Electric Utility/IPP Non-CHP | N
Exclude | CA | Hanford Energy Park Peaker | 55698 | HEP2 | NG | GT | 46.1 |  | Electric Utility/IPP Non-CHP | N | Low utilization CT
Exclude | CA | Grayson | 377 | 9 | NG | GT | 57.4 |  | Electric Utility | N | Low utilization CT
EXCLUDE | IL | Avenue A Generator Sets | 7854 | 1 | DFO | GT | 1.8 |  | Electric Utility | N | Simple Cycle Turbine (PRMVR=GT or OT) unit under 25MW
EXCLUDE | IL | Avenue A Generator Sets | 7854 | 2 | DFO | GT | 1.8 |  | Electric Utility | N | Simple Cycle Turbine (PRMVR=GT or OT) unit under 25MW
Exclude | CO | Pueblo Airport Generating Station | 56998 | GT1 | NG | GT | 100 |  | Electric Utility/IPP Non-CHP | N | Low utilization CT
Exclude | CO | Pueblo Airport Generating Station | 56998 | GT2 | NG | GT | 100 |  | Electric Utility/IPP Non-CHP | N | Low utilization CT
Exclude | NC | Sherwood H Smith Jr Energy Complex | 7805 | 001 | NG | GT | 211.8 |  | Electric Utility | N | Low utilization CT
EXCLUDE | MA | NAEA Energy Massachusetts LLC | 1642 | WS10 | KER | GT | 17 |  | Electric Utility/IPP Non-CHP | N | Simple Cycle Turbine (PRMVR=GT or OT) unit under 25MW
Exclude | MA | NAEA Energy Massachusetts LLC | 1642 | GT-1 | NG | GT | 60 |  | Electric Utility/IPP Non-CHP | N | Low utilization CT
Exclude | MA | NAEA Energy Massachusetts LLC | 1642 | GT-2 | NG | GT | 60 |  | Electric Utility/IPP Non-CHP | N | Low utilization CT
OGST | CA | Dynegy Morro Bay LLC | 259 | 3 | NG | ST | 359 |  | Electric Utility/IPP Non-CHP | N
OGST | CA | Dynegy Morro Bay LLC | 259 | 4 | NG | ST | 359 |  | Electric Utility/IPP Non-CHP | N
Exclude | WI | Paris | 7270 | 2 | NG | GT | 95.4 |  | Electric Utility | N | Low utilization CT
EXCLUDE | MN | Hutchinson Plant #1 | 1980 | 8 | NG | CC | 16 |  | Electric Utility | N | Combined Cycle (PRMVR=CC) unit under 25MW
EXCLUDE | MI | Ada Cogeneration LP | 10819 | GEN1 | NG | CC | 23 |  | IPP CHP | Y | Combined Cycle (PRMVR=CC) unit under 25MW
EXCLUDE | MI | Ada Cogeneration LP | 10819 | GEN2 | NG | CC | 10.1 |  | IPP CHP | Y | Combined Cycle (PRMVR=CC) unit under 25MW
Exclude | NY | Edgewood Energy LLC | 55786 | CT02 | NG | GT | 50 |  | Electric Utility/IPP Non-CHP | N | Low utilization CT
Exclude | NY | Edgewood Energy LLC | 55786 | CT01 | NG | GT | 50 |  | Electric Utility/IPP Non-CHP | N | Low utilization CT
Exclude | MI | Renaissance Power LLC | 55402 | CT2 | NG | GT | 170 |  | Electric Utility/IPP Non-CHP | N | Low utilization CT
Exclude | NJ | Bayonne Energy Center | 56964 | GT5 | NG | GT | 64 |  | Electric Utility/IPP Non-CHP | N | Low utilization CT
NGCC | CO | JM Shafer Generating Station | 50707 | STA | NG | CC | 47 |  | Electric Utility/Cogeneration | Y
NGCC | CO | JM Shafer Generating Station | 50707 | STB | NG | CC | 47 |  | Electric Utility/Cogeneration | Y
NGCC | CO | JM Shafer Generating Station | 50707 | LMA | NG | CC | 58.5 |  | Electric Utility/Cogeneration | Y
NGCC | CO | JM Shafer Generating Station | 50707 | LMB | NG | CC | 58.5 |  | Electric Utility/Cogeneration | Y
NGCC | CO | JM Shafer Generating Station | 50707 | LMC | NG | CC | 58.5 |  | Electric Utility/Cogeneration | Y
NGCC | CO | JM Shafer Generating Station | 50707 | LMD | NG | CC | 58.5 |  | Electric Utility/Cogeneration | Y
NGCC | CO | JM Shafer Generating Station | 50707 | LME | NG | CC | 58.5 |  | Electric Utility/Cogeneration | Y
Exclude | MO | Peno Creek | 7964 | GT2 | NG | GT | 60 |  | Electric Utility | N | Low utilization CT
Exclude | WI | Sheboygan Falls | 56166 | 2 | NG | GT | 173.4 |  | Electric Utility | N | Low utilization CT
OGST | TX | Jones | 3482 | 1 | NG | ST | 247.5 |  | Electric Utility | N
Exclude | NC | Anson County Generation Facility | 56249 | 6 | NG | GT | 57.3 |  | Electric Utility | N | Low utilization CT
Exclude | IL | Tilton | 7760 | 4 | NG | GT | 47 |  | Electric Utility/IPP Non-CHP | N | Low utilization CT
Exclude | IL | Energy Shelby County | 55237 | CTG8 | NG | GT | 60 |  | Electric Utility/IPP Non-CHP | N | Low utilization CT
EXCLUDE | OH | Summit Street Power Plant | 58140 | GT-1 | NG | GT | 5.7 |  | Commercial CHP | Y | Simple Cycle Turbine (PRMVR=GT or OT) unit under 25MW
EXCLUDE | OH | Summit Street Power Plant | 58140 | GT-2 | NG | GT | 7.5 |  | Commercial CHP | Y | Simple Cycle Turbine (PRMVR=GT or OT) unit under 25MW
Exclude | SC | Broad River Energy Center | 55166 | CT05 | NG | GT | 197 |  | Electric Utility/IPP Non-CHP | N | Low utilization CT
Exclude | PA | FirstEnergy Allegheny Energy Units 1 & 2 | 55196 | UNT1 | NG | GT | 43.8 |  | Electric Utility/IPP Non-CHP | N | Low utilization CT
OGST | CA | Ormond Beach | 350 | 2 | NG | ST | 806 |  | Electric Utility/IPP Non-CHP | N
Exclude | SC | W S Lee | 3264 | 7 | NG | GT | 54 |  | Electric Utility | N | Low utilization CT
Exclude | SC | W S Lee | 3264 | 8 | NG | GT | 54 |  | Electric Utility | N | Low utilization CT
Exclude | WI | RockGen Energy Center | 55391 | 02 | NG | GT | 187 |  | Electric Utility/IPP Non-CHP | N | Low utilization CT
Exclude | TX | Sand Hill | 7900 | SH3 | NG | GT | 51.4 |  | Electric Utility | N | Low utilization CT
Exclude | IL | Tilton | 7760 | 1 | NG | GT | 47 |  | Electric Utility/IPP Non-CHP | N | Low utilization CT
Exclude | IL | Calumet Energy Team LLC | 55296 | CT11 | NG | GT | 156.4 |  | Electric Utility/IPP Non-CHP | N | Low utilization CT
Exclude | CA | Center Peaker | 56475 | 1 | NG | GT | 49.8 |  | Electric Utility | N | Low utilization CT
Exclude | IL | Energy Shelby County | 55237 | CTG4 | NG | GT | 60.5 |  | Electric Utility/IPP Non-CHP | N | Low utilization CT
Exclude | NC | Anson County Generation Facility | 56249 | 2 | NG | GT | 57.3 |  | Electric Utility | N | Low utilization CT
OGST | CA | Dynegy Moss Landing Power Plant | 260 | 7 | NG | ST | 702 |  | Electric Utility/IPP Non-CHP | N
Exclude | CA | Glenarm | 422 | GT1 | NG | GT | 28.8 |  | Electric Utility | N | Low utilization CT
Exclude | CA | Glenarm | 422 | GT2 | NG | GT | 28.8 |  | Electric Utility | N | Low utilization CT
Exclude | CA | Glenarm | 422 | GT3 | NG | GT | 60.5 |  | Electric Utility | N | Low utilization CT
Exclude | CA | Glenarm | 422 | GT4 | NG | GT | 60.5 |  | Electric Utility | N | Low utilization CT
Exclude | NJ | NAEA Ocean Peaking Power LLC | 55938 | OPP3 | NG | GT | 191.5 |  | Electric Utility/IPP Non-CHP | N | Low utilization CT
Exclude | NJ | NAEA Ocean Peaking Power LLC | 55938 | OPP4 | NG | GT | 191.5 |  | Electric Utility/IPP Non-CHP | N | Low utilization CT
EXCLUDE | CA | NTC/MCRD Energy Facility | 10810 | GEN1 | NG | CC | 23 |  | IPP CHP | Y | Combined Cycle (PRMVR=CC) unit under 25MW
EXCLUDE | CA | NTC/MCRD Energy Facility | 10810 | GEN2 | NG | CC | 2.6 |  | IPP CHP | Y | Combined Cycle (PRMVR=CC) unit under 25MW
Exclude | IL | Goose Creek Energy Center | 55496 | CT06 | NG | GT | 114 |  | Electric Utility | N | Low utilization CT
EXCLUDE | CA | High Sierra | 50495 | HS1 | NG | GT | 24.9 |  | IPP CHP | Y | Simple Cycle Turbine (PRMVR=GT or OT) unit under 25MW
EXCLUDE | CA | High Sierra | 50495 | HS2 | NG | GT | 24.9 |  | IPP CHP | Y | Simple Cycle Turbine (PRMVR=GT or OT) unit under 25MW
EXCLUDE | CA | Kern Front | 50494 | KF1 | NG | GT | 24.9 |  | IPP CHP | Y | Simple Cycle Turbine (PRMVR=GT or OT) unit under 25MW
EXCLUDE | CA | Kern Front | 50494 | KF2 | NG | GT | 24.9 |  | IPP CHP | Y | Simple Cycle Turbine (PRMVR=GT or OT) unit under 25MW
EXCLUDE | CA | Brea Expansion Plant | 58007 | G5 | LFG | CC | 10 |  | IPP Non-CHP | N | Non Fossil fuel type
EXCLUDE | CA | Brea Expansion Plant | 58007 | G1 | LFG | CC | 6.8 |  | IPP Non-CHP | N | Non Fossil fuel type
EXCLUDE | CA | Brea Expansion Plant | 58007 | G2 | LFG | CC | 6.8 |  | IPP Non-CHP | N | Non Fossil fuel type
EXCLUDE | CA | Brea Expansion Plant | 58007 | G3 | LFG | CC | 6.8 |  | IPP Non-CHP | N | Non Fossil fuel type
EXCLUDE | CA | Brea Expansion Plant | 58007 | G4 | LFG | CC | 6.8 |  | IPP Non-CHP | N | Non Fossil fuel type
Exclude | CO | Manchief Electric Generating Station | 55127 | UN1 | NG | GT | 150 |  | Electric Utility/IPP Non-CHP | N | Low utilization CT
Exclude | IL | Energy Shelby County | 55237 | CTG7 | NG | GT | 60 |  | Electric Utility/IPP Non-CHP | N | Low utilization CT
Exclude | CA | Miramar Energy Facility | 56232 | 1 | NG | GT | 53 |  | Electric Utility | N | Low utilization CT
Exclude | NC | Hamlet Generating Facility | 56292 | ES1 | NG | GT | 57.3 |  | Electric Utility | N | Low utilization CT
Exclude | NC | Hamlet Generating Facility | 56292 | ES2 | NG | GT | 57.3 |  | Electric Utility | N | Low utilization CT
Exclude | NC | Hamlet Generating Facility | 56292 | ES3 | NG | GT | 57.3 |  | Electric Utility | N | Low utilization CT
Exclude | NC | Hamlet Generating Facility | 56292 | ES4 | NG | GT | 57.3 |  | Electric Utility | N | Low utilization CT
Exclude | NC | Hamlet Generating Facility | 56292 | ES5 | NG | GT | 57.3 |  | Electric Utility | N | Low utilization CT
OGST | AZ | Yucca | 120 | ST1 | NG | ST | 86.7 |  | Electric Utility | N
EXCLUDE | MD | Central Utility Plant at White Oak | 58207 | G3 | NG | GT | 4.3 |  | IPP CHP | Y | Simple Cycle Turbine (PRMVR=GT or OT) unit under 25MW
EXCLUDE | MD | Central Utility Plant at White Oak | 58207 | G4 | NG | GT | 4.3 |  | IPP CHP | Y | Simple Cycle Turbine (PRMVR=GT or OT) unit under 25MW
EXCLUDE | MD | Central Utility Plant at White Oak | 58207 | G5 | NG | GT | 4.3 |  | IPP CHP | Y | Simple Cycle Turbine (PRMVR=GT or OT) unit under 25MW
EXCLUDE | MD | Central Utility Plant at White Oak | 58207 | G6 | NG | GT | 4.3 |  | IPP CHP | Y | Simple Cycle Turbine (PRMVR=GT or OT) unit under 25MW
EXCLUDE | MD | Central Utility Plant at White Oak | 58207 | G9 | NG | GT | 4.3 |  | IPP CHP | Y | Simple Cycle Turbine (PRMVR=GT or OT) unit under 25MW
EXCLUDE | MD | Central Utility Plant at White Oak | 58207 | G7 | NG | GT | 7.5 |  | IPP CHP | Y | Simple Cycle Turbine (PRMVR=GT or OT) unit under 25MW
EXCLUDE | MD | Central Utility Plant at White Oak | 58207 | G8 | NG | GT | 7.5 |  | IPP CHP | Y | Simple Cycle Turbine (PRMVR=GT or OT) unit under 25MW
OGST | NM | Cunningham | 2454 | 2 | NG | ST | 190.4 |  | Electric Utility | N
EXCLUDE | PA | Procter & Gamble Mehoopany Mill | 50463 | GEN3 | NG | GT | 64 |  | Industrial CHP | N | Commercial/Industrial Unit
EXCLUDE | PA | Procter & Gamble Mehoopany Mill | 50463 | GEN1 | NG | GT | 53.6 |  | Industrial CHP | Y | Commercial/Industrial Unit
Exclude | NY | Vernon Boulevard | 7909 | VG03 | NG | GT | 47 |  | Electric Utility | N | Low utilization CT
Exclude | OK | Anadarko Plant | 3006 | 11 | NG | GT | 45 |  | Electric Utility | N | Low utilization CT
EXCLUDE | CA | Double C | 50493 | DC1 | NG | GT | 24.9 |  | IPP CHP | Y | Simple Cycle Turbine (PRMVR=GT or OT) unit under 25MW
EXCLUDE | CA | Double C | 50493 | DC2 | NG | GT | 24.9 |  | IPP CHP | Y | Simple Cycle Turbine (PRMVR=GT or OT) unit under 25MW
Exclude | CA | Agua Mansa Power Plant | 55951 | AMP1 | NG | GT | 60.5 |  | Electric Utility | N | Low utilization CT
Exclude | NC | Anson County Generation Facility | 56249 | 5 | NG | GT | 57.3 |  | Electric Utility | N | Low utilization CT
Exclude | MA | Potter Station 2 | 1660 | WAT2 | NG | GT | 58 |  | Electric Utility | N | Low utilization CT
Exclude | NE | Sarpy County | 2292 | 4 | NG | GT | 58.9 |  | Electric Utility | N | Low utilization CT
Exclude | NE | Sarpy County | 2292 | 5 | NG | GT | 58.9 |  | Electric Utility | N | Low utilization CT
Exclude | NE | Sarpy County | 2292 | 3 | NG | GT | 105.6 |  | Electric Utility | N | Low utilization CT
Exclude | NE | Sarpy County | 2292 | 1 | NG | GT | 55.4 |  | Electric Utility | N | Low utilization CT
Exclude | NE | Sarpy County | 2292 | 2 | NG | GT | 55.4 |  | Electric Utility | N | Low utilization CT
OGST | MI | Greenwood | 6035 | 1 | NG | ST | 815.4 |  | Electric Utility | N
Exclude | IL | Venice | 913 | GT3 | NG | GT | 200 |  | Electric Utility | N | Low utilization CT
Exclude | IL | Venice | 913 | GT4 | NG | GT | 200 |  | Electric Utility | N | Low utilization CT
Exclude | IL | Venice | 913 | GT5 | NG | GT | 125 |  | Electric Utility | N | Low utilization CT
Exclude | IL | Venice | 913 | GT2 | NG | GT | 61 |  | Electric Utility | N | Low utilization CT
OGST | CA | AES Huntington Beach LLC | 335 | 4 | NG | ST | 227 |  | Electric Utility/IPP Non-CHP | N
Exclude | SC | Broad River Energy Center | 55166 | CT02 | NG | GT | 197 |  | Electric Utility/IPP Non-CHP | N | Low utilization CT
Exclude | PA | Allegheny Energy Units 12 & 13 | 55654 | UN13 | NG | GT | 43.8 |  | Electric Utility/IPP Non-CHP | N | Low utilization CT
Exclude | IL | Calumet Energy Team LLC | 55296 | CT12 | NG | GT | 156.4 |  | Electric Utility/IPP Non-CHP | N | Low utilization CT
OGST | CA | Dynegy Moss Landing Power Plant | 260 | 6 | NG | ST | 702 |  | Electric Utility/IPP Non-CHP | N
Exclude | CA | Gates Peaker | 55875 | GEN1 | NG | GT | 46.5 |  | Electric Utility/IPP Non-CHP | N | Low utilization CT
NGCC | TX | Clear Lake Cogeneration Ltd | 10741 | S101 | NG | CC | 59 |  | IPP CHP | Y
NGCC | TX | Clear Lake Cogeneration Ltd | 10741 | G102 | NG | CC | 129 |  | IPP CHP | Y
NGCC | TX | Clear Lake Cogeneration Ltd | 10741 | G103 | NG | CC | 129 |  | IPP CHP | Y
NGCC | TX | Clear Lake Cogeneration Ltd | 10741 | G104 | NG | CC | 129 |  | IPP CHP | Y
NGCC | TX | Clear Lake Cogeneration Ltd | 10741 | S102 | NG | CC | 19.2 | 1 | IPP CHP | Y
Exclude | NJ | Bayonne Energy Center | 56964 | GT6 | NG | GT | 64 |  | Electric Utility/IPP Non-CHP | N | Low utilization CT
Exclude | PA | Croydon CT Generating Station | 8012 | 42 | DFO | GT | 68.3 |  | Electric Utility/IPP Non-CHP | N | Low utilization CT
Exclude | TN | Lagoon Creek | 7845 | GT12 | NG | GT | 86.2 |  | Electric Utility | N | Low utilization CT
Exclude | AZ | Apache Station | 160 | GT4 | NG | GT | 60.5 |  | Electric Utility | N | Low utilization CT
EXCLUDE | AZ | Apache Station | 160 | GT2 | NG | GT | 20.4 |  | Electric Utility | N | Simple Cycle Turbine (PRMVR=GT or OT) unit under 25MW
Exclude | AZ | Apache Station | 160 | GT3 | NG | GT | 78.7 |  | Electric Utility | N | Low utilization CT
Exclude | IL | Aurora | 55279 | CTG5 | NG | GT | 71 |  | Electric Utility/IPP Non-CHP | N | Low utilization CT
Exclude | CA | Henrietta Peaker | 55807 | HPP1 | NG | GT | 49 |  | Electric Utility/IPP Non-CHP | N | Low utilization CT
Exclude | CA | Valley | 408 | 5 | NG | GT | 60.5 |  | Electric Utility | N | Low utilization CT
Exclude | NY | Equus Freeport Power | 56032 | 0001 | NG | GT | 60 |  | Electric Utility/IPP Non-CHP | N | Low utilization CT
EXCLUDE | FL | Tropicana Products Bradent | 50971 | GEN1 | NG | GT | 46.8 |  | Industrial CHP | Y | Commercial/Industrial Unit
Exclude | IL | NRG Rockford II Energy Center | 55936 | GT3 | NG | GT | 168 |  | Electric Utility/IPP Non-CHP | N | Low utilization CT
Exclude | TN | Lagoon Creek | 7845 | GT11 | NG | GT | 86.2 |  | Electric Utility | N | Low utilization CT
EXCLUDE | CA | Wheelabrator Norwalk Energy | 50876 | GEN1 | NG | CC | 23 |  | IPP CHP | Y | Combined Cycle (PRMVR=CC) unit under 25MW
EXCLUDE | CA | Wheelabrator Norwalk Energy | 50876 | GEN2 | NG | CC | 7.7 |  | IPP CHP | Y | Combined Cycle (PRMVR=CC) unit under 25MW
Exclude | MI | Zeeland Generating Station | 55087 | 1A | NG | GT | 188.7 |  | Electric Utility/Cogeneration | Y | Low utilization CT
NGCC | CA | Harbor | 399 | 10A | NG | CC | 85.3 |  | Electric Utility | Y
NGCC | CA | Harbor | 399 | 10B | NG | CC | 85.3 |  | Electric Utility | Y
NGCC | CA | Harbor | 399 | 5 | NG | CC | 75 |  | Electric Utility | Y
NGCC | NJ | Parlin Power Plant | 50799 | GEN3 | NG | CC | 21.6 | 1 | IPP CHP | Y
NGCC | NJ | Parlin Power Plant | 50799 | GEN4 | NG | CC | 21.6 | 1 | IPP CHP | Y
NGCC | NJ | Parlin Power Plant | 50799 | GEN1 | NG | CC | 45.9 |  | IPP CHP | Y
NGCC | NJ | Parlin Power Plant | 50799 | GEN2 | NG | CC | 45.9 |  | IPP CHP | Y
EXCLUDE | CA | El Segundo Cogen | 10213 | GEN3 | NG | CC | 1.5 | 0 | Industrial CHP | Y | Combined Cycle (PRMVR=CC) unit under 25MW
EXCLUDE | CA | El Segundo Cogen | 10213 | GEN6 | NG | CC | 9.1 | 0 | Industrial CHP | Y | Combined Cycle (PRMVR=CC) unit under 25MW
EXCLUDE | CA | El Segundo Cogen | 10213 | GEN5 | NG | CC | 40.3 |  | Industrial CHP | Y | Commercial/Industrial Unit
EXCLUDE | CA | El Segundo Cogen | 10213 | GEN1 | NG | CC | 42.4 |  | Industrial CHP | Y | Commercial/Industrial Unit
EXCLUDE | CA | El Segundo Cogen | 10213 | GEN2 | NG | CC | 42.4 |  | Industrial CHP | Y | Commercial/Industrial Unit
EXCLUDE | CA | El Segundo Cogen | 10213 | GEN4 | NG | CC | 1.2 | 0 | Industrial CHP | Y | Combined Cycle (PRMVR=CC) unit under 25MW
Exclude | NC | Rockingham County CT Station | 55116 | CT5 | NG | GT | 195.5 |  | Electric Utility | N | Low utilization CT
Exclude | CO | Fountain Valley Power Facility | 55453 | S2 | NG | GT | 38 |  | Electric Utility/IPP Non-CHP | N | Low utilization CT
Exclude | NC | Anson County Generation Facility | 56249 | 1 | NG | GT | 57.3 |  | Electric Utility | N | Low utilization CT
OGST | TX | Sabine | 3459 | 4 | NG | ST | 591.6 |  | Electric Utility | N
Exclude | GA | Baconton Power Plant | 55304 | CT5 | NG | GT | 60 |  | Electric Utility/IPP Non-CHP | N | Low utilization CT
Exclude | GA | Sowega Power | 7768 | CTG2 | NG | GT | 60 |  | IPP Non-CHP/Small Power Producer | N | Low utilization CT
Exclude | NC | Rowan | 7826 | 002 | NG | GT | 199.4 |  | Electric Utility/IPP Non-CHP | N | Low utilization CT
NGCC | TX | J Robert Massengale | 3604 | 8 | NG | CC | 40 |  | Electric Utility/Cogeneration | Y
NGCC | TX | J Robert Massengale | 3604 | 6A | NG | CC | 22 | 1 | Electric Utility/Cogeneration | Y
NGCC | TX | J Robert Massengale | 3604 | 7 | NG | CC | 22 | 1 | Electric Utility/Cogeneration | Y
Exclude | FL | Port Everglades | 617 | 7 | NG | GT | 34.2 |  | Electric Utility | N | Low utilization CT
Exclude | NY | North 1st | 7915 | N01 | NG | GT | 47 |  | Electric Utility | N | Low utilization CT
EXCLUDE | NM | Ford Utilities Center | 50906 | 3 | NG | GT | 7 |  | Commercial CHP | Y | Simple Cycle Turbine (PRMVR=GT or OT) unit under 25MW
EXCLUDE | NJ | PSEG Burlington Generating Station | 2399 | 8 | DFO | GT | 18.5 |  | Electric Utility/IPP Non-CHP | N | Simple Cycle Turbine (PRMVR=GT or OT) unit under 25MW
Exclude | NJ | PSEG Burlington Generating Station | 2399 | 121 | NG | GT | 60.5 |  | Electric Utility/IPP Non-CHP | N | Low utilization CT
Exclude | NJ | PSEG Burlington Generating Station | 2399 | 122 | NG | GT | 60.5 |  | Electric Utility/IPP Non-CHP | N | Low utilization CT
Exclude | NJ | PSEG Burlington Generating Station | 2399 | 123 | NG | GT | 60.5 |  | Electric Utility/IPP Non-CHP | N | Low utilization CT
Exclude | NJ | PSEG Burlington Generating Station | 2399 | 124 | NG | GT | 60.5 |  | Electric Utility/IPP Non-CHP | N | Low utilization CT
Exclude | NJ | PSEG Burlington Generating Station | 2399 | 111 | DFO | GT | 41.8 |  | Electric Utility/IPP Non-CHP | N | Low utilization CT
Exclude | NJ | PSEG Burlington Generating Station | 2399 | 112 | DFO | GT | 41.8 |  | Electric Utility/IPP Non-CHP | N | Low utilization CT
Exclude | NJ | PSEG Burlington Generating Station | 2399 | 113 | DFO | GT | 41.8 |  | Electric Utility/IPP Non-CHP | N | Low utilization CT
Exclude | NJ | PSEG Burlington Generating Station | 2399 | 114 | DFO | GT | 41.8 |  | Electric Utility/IPP Non-CHP | N | Low utilization CT
Exclude | NJ | PSEG Burlington Generating Station | 2399 | 91 | DFO | GT | 41.8 |  | Electric Utility/IPP Non-CHP | N | Low utilization CT
Exclude | NJ | PSEG Burlington Generating Station | 2399 | 92 | DFO | GT | 41.8 |  | Electric Utility/IPP Non-CHP | N | Low utilization CT
Exclude | NJ | PSEG Burlington Generating Station | 2399 | 93 | DFO | GT | 41.8 |  | Electric Utility/IPP Non-CHP | N | Low utilization CT
Exclude | NJ | PSEG Burlington Generating Station | 2399 | 94 | DFO | GT | 41.8 |  | Electric Utility/IPP Non-CHP | N | Low utilization CT
EXCLUDE | TX | CCI Signal Hill LLC | 50127 | GTA | NG | CC | 20 |  | IPP Non-CHP | N | Combined Cycle (PRMVR=CC) unit under 25MW
EXCLUDE | TX | CCI Signal Hill LLC | 50127 | GTB | NG | CC | 20 |  | IPP Non-CHP | N | Combined Cycle (PRMVR=CC) unit under 25MW
EXCLUDE | TX | CCI Signal Hill LLC | 50127 | GTC | NG | CC | 20 |  | IPP Non-CHP | N | Combined Cycle (PRMVR=CC) unit under 25MW
EXCLUDE | TX | CCI Signal Hill LLC | 50127 | STD | NG | CC | 20 |  | IPP Non-CHP | N | Combined Cycle (PRMVR=CC) unit under 25MW
Exclude | GA | Baconton Power Plant | 55304 | CT1 | NG | GT | 60 |  | Electric Utility/IPP Non-CHP | N | Low utilization CT
Exclude | FL | H L Culbreath Bayside Power Station | 7873 | 3 | NG | GT | 69.9 |  | Electric Utility | N | Low utilization CT
Exclude | FL | H L Culbreath Bayside Power Station | 7873 | 4 | NG | GT | 69.9 |  | Electric Utility | N | Low utilization CT
Exclude | FL | H L Culbreath Bayside Power Station | 7873 | 5 | NG | GT | 69.9 |  | Electric Utility | N | Low utilization CT
Exclude | FL | H L Culbreath Bayside Power Station | 7873 | 6 | NG | GT | 69.9 |  | Electric Utility | N | Low utilization CT
Exclude | PA | FirstEnergy Allegheny Energy Units 1 & 2 | 55196 | UNT2 | NG | GT | 43.8 |  | Electric Utility/IPP Non-CHP | N | Low utilization CT
Exclude | WI | Concord | 7159 | 3 | NG | GT | 95.4 |  | Electric Utility | N | Low utilization CT
Exclude | VA | Louisa Generating | 7837 | 3 | NG | GT | 84.5 |  | Electric Utility | N | Low utilization CT
Exclude | NC | Lincoln Combustion | 7277 | 11 | NG | GT | 109.6 |  | Electric Utility | N | Low utilization CT
Exclude | NC | Anson County Generation Facility | 56249 | 3 | NG | GT | 57.3 |  | Electric Utility | N | Low utilization CT
EXCLUDE | TX | Westhollow Technology Center | 54330 | 1 | NG | GT | 3.7 |  | Industrial CHP | Y | Simple Cycle Turbine (PRMVR=GT or OT) unit under 25MW
NGCC | CT | Capital District Energy Center | 50498 | GTG | NG | CC | 44.1 |  | IPP CHP | Y
NGCC | CT | Capital District Energy Center | 50498 | STG | NG | CC | 34.1 |  | IPP CHP | Y
Exclude | CO | Ray D Nixon | 8219 | GT2 | NG | GT | 35.8 |  | Electric Utility | N | Low utilization CT
Exclude | NY | Plant No 2 | 2679 | CT5 | NG | GT | 60.5 |  | Electric Utility | N | Low utilization CT
EXCLUDE | NY | Plant No 2 | 2679 | 3 | DFO | GT | 18.1 |  | Electric Utility | N | Simple Cycle Turbine (PRMVR=GT or OT) unit under 25MW
Exclude | NV | Harry Allen | 7082 | GT1 | NG | GT | 101.5 |  | Electric Utility | N | Low utilization CT
Exclude | IL | NRG Rockford I | 55238 | 0001 | NG | GT | 158 |  | Electric Utility/IPP Non-CHP | N | Low utilization CT
Exclude | NC | Lincoln Combustion | 7277 | 6 | NG | GT | 109.6 |  | Electric Utility | N | Low utilization CT
NGCC | TX | Newman | 3456 | 4 | NG | CC | 120 |  | Electric Utility | N
NGCC | TX | Newman | 3456 | CT1 | NG | CC | 85 |  | Electric Utility | N
NGCC | TX | Newman | 3456 | CT2 | NG | CC | 85 |  | Electric Utility | N
NGCC | TX | Newman | 3456 | 5CA1 | NG | CC | 165 |  | Electric Utility | N
EXCLUDE | CA | Valero Refinery Cogeneration Unit 1 | 55851 | GT1 | NG | GT | 51 |  | Industrial CHP | Y | Commercial/Industrial Unit
NGCC | TX | Channelview Cogeneration Plant | 55187 | GT1 | NG | CC | 192.1 |  | Electric Utility/IPP CHP | Y
NGCC | TX | Channelview Cogeneration Plant | 55187 | GT2 | NG | CC | 192.1 |  | Electric Utility/IPP CHP | Y
NGCC | TX | Channelview Cogeneration Plant | 55187 | GT3 | NG | CC | 192.1 |  | Electric Utility/IPP CHP | Y
NGCC | TX | Channelview Cogeneration Plant | 55187 | GT4 | NG | CC | 192.1 |  | Electric Utility/IPP CHP | Y
NGCC | TX | Channelview Cogeneration Plant | 55187 | ST1 | NG | CC | 149.9 |  | Electric Utility/IPP CHP | Y
NGCC | TX | Deer Park Energy Center | 55464 | CTG1 | NG | CC | 180 |  | IPP CHP | Y
NGCC | TX | Deer Park Energy Center | 55464 | CTG2 | NG | CC | 180 |  | IPP CHP | Y
NGCC | TX | Deer Park Energy Center | 55464 | CTG3 | NG | CC | 180 |  | IPP CHP | Y
NGCC | TX | Deer Park Energy Center | 55464 | CTG4 | NG | CC | 180 |  | IPP CHP | Y
NGCC | TX | Deer Park Energy Center | 55464 | STG1 | NG | CC | 276 |  | IPP CHP | Y
OGST | TX | Plant X | 3485 | 3 | NG | ST | 98 |  | Electric Utility | N
Exclude | WV | Pleasants Energy LLC | 55349 | 1 | NG | GT | 172 |  | Electric Utility/IPP Non-CHP | N | Low utilization CT
Exclude | TX | Winchester Power Park | 56674 | CGT2 | NG | GT | 60.5 |  | Electric Utility | N | Low utilization CT
Exclude | GA | Doyle Generating Facility | 55244 | CTG1 | NG | GT | 64 |  | Electric Utility/IPP Non-CHP | N | Low utilization CT
Exclude | OR | Klamath Expansion Project | 55544 | GT2 | NG | GT | 29.4 |  | Electric Utility/IPP Non-CHP | N | Low utilization CT
OGST | NY | Northport | 2516 | 4 | NG | ST | 387 |  | Electric Utility | N
Exclude | AL | Calhoun Energy Center | 55409 | CAL3 | NG | GT | 187 |  | Electric Utility/IPP Non-CHP | N | Low utilization CT
Exclude | MD | NAEA Rock Springs LLC | 7835 | 2 | NG | GT | 175.9 |  | Electric Utility/IPP Non-CHP | N | Low utilization CT
Exclude | MD | NAEA Rock Springs LLC | 7835 | 1 | NG | GT | 198.9 |  | Electric Utility/IPP Non-CHP | N | Low utilization CT
Exclude | MD | NAEA Rock Springs LLC | 7835 | 3 | NG | GT | 198.9 |  | Electric Utility/IPP Non-CHP | N | Low utilization CT
Exclude | MD | NAEA Rock Springs LLC | 7835 | 4 | NG | GT | 198.9 |  | Electric Utility/IPP Non-CHP | N | Low utilization CT
EXCLUDE | CT | Fairfield University CHP Plant | 56928 | CHP1 | NG | GT | 4.5 |  | Commercial CHP | Y | Simple Cycle Turbine (PRMVR=GT or OT) unit under 25MW
Exclude | CA | Kings River | 56239 | GT-1 | NG | GT | 60.5 |  | Electric Utility | N | Low utilization CT
NGCC | NJ | Eagle Point Power Generation | 50561 | GTG1 | NG | CC | 90 |  | Electric Utility/IPP Non-CHP | N
NGCC | NJ | Eagle Point Power Generation | 50561 | GTG2 | NG | CC | 90 |  | Electric Utility/IPP Non-CHP | N
NGCC | NJ | Eagle Point Power Generation | 50561 | STG1 | NG | CC | 45 |  | Electric Utility/IPP Non-CHP | N
Exclude | CA | Anaheim GT | 7693 | 1 | NG | GT | 49.2 |  | Electric Utility | N | Low utilization CT
Exclude | NY | Pouch | 8053 | N01 | NG | GT | 47 |  | Electric Utility | N | Low utilization CT
Exclude | TX | Morgan Creek | 3492 | CT4 | NG | GT | 89.4 |  | Electric Utility/IPP Non-CHP | N | Low utilization CT
Exclude | MD | Dickerson | 1572 | GT2 | NG | GT | 163 |  | Electric Utility/IPP Non-CHP | N | Low utilization CT
Exclude | MD | Dickerson | 1572 | GT3 | NG | GT | 163 |  | Electric Utility/IPP Non-CHP | N | Low utilization CT
EXCLUDE | MD | Dickerson | 1572 | GT1 | DFO | GT | 16 |  | Electric Utility/IPP Non-CHP | N | Simple Cycle Turbine (PRMVR=GT or OT) unit under 25MW
Exclude | NY | Harlem River Yard | 7914 | HR01 | NG | GT | 47 |  | Electric Utility | N | Low utilization CT
Exclude | CO | Frank Knutson | 55505 | BR2 | NG | GT | 77.1 |  | Electric Utility | N | Low utilization CT
Exclude | GA | Doyle Generating Facility | 55244 | CTG2 | NG | GT | 71.8 |  | Electric Utility/IPP Non-CHP | N | Low utilization CT
EXCLUDE | CA | Sheraton SD East Tower | 57592 | 45 | NG | FC | 0.3 |  | Commercial CHP | Y | Fuel Cell (PRMVR=FC)
EXCLUDE | CA | Sheraton SD East Tower | 57592 | 47 | NG | FC | 0.3 |  | Commercial CHP | Y | Fuel Cell (PRMVR=FC)
EXCLUDE | CA | Sheraton SD East Tower | 57592 | 50 | NG | FC | 0.3 |  | Commercial CHP | Y | Fuel Cell (PRMVR=FC)
EXCLUDE | CA | Sheraton SD East Tower | 57592 | 51 | NG | FC | 0.3 |  | Commercial CHP | Y | Fuel Cell (PRMVR=FC)
Exclude | CA | Indigo Energy Facility | 55541 | CTG2 | NG | GT | 49.9 |  | Electric Utility/IPP Non-CHP | N | Low utilization CT
NGCC | TX | T H Wharton | 3469 | 43 | NG | CC | 56.7 |  | Electric Utility/IPP Non-CHP | N
NGCC | TX | T H Wharton | 3469 | 44 | NG | CC | 56.7 |  | Electric Utility/IPP Non-CHP | N
NGCC | TX | T H Wharton | 3469 | 3 | NG | CC | 113.1 |  | Electric Utility/IPP Non-CHP | N
NGCC | TX | T H Wharton | 3469 | 4 | NG | CC | 113.1 |  | Electric Utility/IPP Non-CHP | N
NGCC | TX | T H Wharton | 3469 | 31 | NG | CC | 51.3 |  | Electric Utility/IPP Non-CHP | N
NGCC | TX | T H Wharton | 3469 | 32 | NG | CC | 51.3 |  | Electric Utility/IPP Non-CHP | N
NGCC | TX | T H Wharton | 3469 | 33 | NG | CC | 51.3 |  | Electric Utility/IPP Non-CHP | N
NGCC | TX | T H Wharton | 3469 | 34 | NG | CC | 51.3 |  | Electric Utility/IPP Non-CHP | N
NGCC | TX | T H Wharton | 3469 | 41 | NG | CC | 51.3 |  | Electric Utility/IPP Non-CHP | N
NGCC | TX | T H Wharton | 3469 | 42 | NG | CC | 51.3 |  | Electric Utility/IPP Non-CHP | N
Exclude | NC | Rockingham County CT Station | 55116 | CT1 | NG | GT | 195.5 |  | Electric Utility | N | Low utilization CT
Exclude | ID | Rathdrum | 7456 | 2 | NG | GT | 83.2 |  | Electric Utility | N | Low utilization CT
Exclude | CA | Indigo Energy Facility | 55541 | CTG3 | NG | GT | 49.9 |  | Electric Utility/IPP Non-CHP | N | Low utilization CT
Exclude | IL | Energy Shelby County | 55237 | CTG6 | NG | GT | 60.5 |  | Electric Utility/IPP Non-CHP | N | Low utilization CT
EXCLUDE | CA | United Cogen | 50104 | G-1 | NG | CC | 23 |  | Commercial CHP | Y | Combined Cycle (PRMVR=CC) unit under 25MW
EXCLUDE | CA | United Cogen | 50104 | G-2 | NG | CC | 8 |  | Commercial CHP | Y | Combined Cycle (PRMVR=CC) unit under 25MW
EXCLUDE | TX | Brandon Station | 7131 | 1 | NG | GT | 21 |  | Electric Utility | Y | Simple Cycle Turbine (PRMVR=GT or OT) unit under 25MW
Exclude | CA | Starwood Power Project | 56639 | 1 | NG | GT | 69.9 |  | IPP Non-CHP/Small Power Producer | N | Low utilization CT
OGST | TX | Nichols | 3484 | 1 | NG | ST | 113.6 |  | Electric Utility | N
NGCC | CO | Brush Generation Facility | 55209 | ST4 | NG | CC | 90 |  | Electric Utility/IPP Non-CHP | N
EXCLUDE | CO | Brush Generation Facility | 55209 | GT4 | NG | CC | 23.8 |  | Electric Utility/IPP Non-CHP | N | Combined Cycle (PRMVR=CC) unit under 25MW
EXCLUDE | CO | Brush Generation Facility | 55209 | GT5 | NG | CC | 23.8 |  | Electric Utility/IPP Non-CHP | N | Combined Cycle (PRMVR=CC) unit under 25MW
Exclude | OK | Anadarko Plant | 3006 | 9 | NG | GT | 45 |  | Electric Utility | N | Low utilization CT
Exclude | PA | Armstrong | 55347 | 1 | NG | GT | 172 |  | Electric Utility/IPP Non-CHP | N | Low utilization CT
NGCC | AZ | Gila River Power Station | 55306 | ST10 | NG | CC | 271 |  | Electric Utility/IPP Non-CHP | N
NGCC | AZ | Gila River Power Station | 55306 | ST11 | NG | CC | 271 |  | Electric Utility/IPP Non-CHP | N
NGCC | AZ | Gila River Power Station | 55306 | ST12 | NG | CC | 271 |  | Electric Utility/IPP Non-CHP | N
NGCC | AZ | Gila River Power Station | 55306 | ST9 | NG | CC | 271 |  | Electric Utility/IPP Non-CHP | N
NGCC | AZ | Gila River Power Station | 55306 | CTG1 | NG | CC | 174 |  | Electric Utility/IPP Non-CHP | N
NGCC | AZ | Gila River Power Station | 55306 | CTG2 | NG | CC | 174 |  | Electric Utility/IPP Non-CHP | N
NGCC | AZ | Gila River Power Station | 55306 | CTG3 | NG | CC | 174 |  | Electric Utility/IPP Non-CHP | N
NGCC | AZ | Gila River Power Station | 55306 | CTG4 | NG | CC | 174 |  | Electric Utility/IPP Non-CHP | N
NGCC | AZ | Gila River Power Station | 55306 | CTG5 | NG | CC | 174 |  | Electric Utility/IPP Non-CHP | N
NGCC | AZ | Gila River Power Station | 55306 | CTG6 | NG | CC | 174 |  | Electric Utility/IPP Non-CHP | N
NGCC | AZ | Gila River Power Station | 55306 | CTG7 | NG | CC | 174 |  | Electric Utility/IPP Non-CHP | N
NGCC | AZ | Gila River Power Station | 55306 | CTG8 | NG | CC | 174 |  | Electric Utility/IPP Non-CHP | N
Exclude | FL | Big Bend | 645 | GT4 | NG | GT | 62 |  | Electric Utility | N | Low utilization CT
NGCC | TX | Eastman Cogeneration Facility | 55176 | GEN3 | NG | CC | 127.7 |  | IPP CHP | Y
NGCC | TX | Eastman Cogeneration Facility | 55176 | GEN1 | NG | CC | 170 |  | IPP CHP | Y
NGCC | TX | Eastman Cogeneration Facility | 55176 | GEN2 | NG | CC | 170 |  | IPP CHP | Y
Exclude | CA | Canyon Power Plant | 57027 | CPP2 | NG | GT | 50 |  | Electric Utility | N | Low utilization CT
Exclude | MN | Cascade Creek | 6058 | 2 | NG | GT | 49.9 |  | Electric Utility | N | Low utilization CT
Exclude | MN | Cascade Creek | 6058 | 1 | NG | GT | 35 |  | Electric Utility | N | Low utilization CT
NGCC | NJ | Elmwood Energy Holdings LLC | 50852 | GEN2 | NG | CC | 24 | 1 | IPP CHP | Y
NGCC | NJ | Elmwood Energy Holdings LLC | 50852 | GEN1 | NG | CC | 59 |  | IPP CHP | Y
Exclude | OK | Horseshoe Lake | 2951 | 10 | NG | GT | 60.5 |  | Electric Utility | N | Low utilization CT
EXCLUDE | NM | Animas | 2465 | 1 | NG | CC | 3 |  | Electric Utility | N | Combined Cycle (PRMVR=CC) unit under 25MW
EXCLUDE | NM | Animas | 2465 | 2 | NG | CC | 3 |  | Electric Utility | N | Combined Cycle (PRMVR=CC) unit under 25MW
EXCLUDE | NM | Animas | 2465 | GT1 | NG | CC | 18.6 |  | Electric Utility | N | Combined Cycle (PRMVR=CC) unit under 25MW
NGCC | FL | Putnam | 6246 | 1ST | NG | CC | 120 |  | Electric Utility | N
NGCC | FL | Putnam | 6246 | 2ST | NG | CC | 120 |  | Electric Utility | N
NGCC | FL | Putnam | 6246 | 1GT1 | NG | CC | 85 |  | Electric Utility | N
NGCC | FL | Putnam | 6246 | 1GT2 | NG | CC | 85 |  | Electric Utility | N
NGCC | FL | Putnam | 6246 | 2GT1 | NG | CC | 85 |  | Electric Utility | N
NGCC | FL | Putnam | 6246 | 2GT2 | NG | CC | 85 |  | Electric Utility | N
Exclude | WY | Neil Simpson II | 7504 | GT1 | NG | GT | 40 |  | Electric Utility | N | Low utilization CT
Exclude | CA | El Cajon Energy Center | 57001 | GEN1 | NG | GT | 49.9 |  | Electric Utility/IPP Non-CHP | N | Low utilization CT
Exclude | CA | Orange Grove Peaking Facility | 56914 | CTG1 | NG | GT | 59 |  | Electric Utility/IPP Non-CHP | N | Low utilization CT
Exclude | CA | Niland Gas Turbine Plant | 56569 | 2 | NG | GT | 60.5 |  | Electric Utility | N | Low utilization CT
Exclude | VA | Louisa Generating | 7837 | 4 | NG | GT | 84.5 |  | Electric Utility | N | Low utilization CT
Exclude | DE | NRG Energy Center Dover | 10030 | KD-1 | NG | GT | 50 |  | Electric Utility/IPP CHP | Y | Low utilization CT
Exclude | AZ | Coolidge Generation Station | 56948 | 7 | NG | GT | 60.5 |  | Electric Utility/IPP Non-CHP | N | Low utilization CT
Exclude | AZ | Coolidge Generation Station | 56948 | 4 | NG | GT | 60.5 |  | Electric Utility/IPP Non-CHP | N | Low utilization CT
Exclude | TX | Winchester Power Park | 56674 | CGT1 | NG | GT | 60.5 |  | Electric Utility | N | Low utilization CT
Exclude | AZ | Coolidge Generation Station | 56948 | 10 | NG | GT | 60.5 |  | Electric Utility/IPP Non-CHP | N | Low utilization CT
OGST | OK | Northeastern | 2963 | 2 | NG | ST | 473 |  | Electric Utility | N
NGCC | TX | Quail Run Energy Center | 56349 | ST1 | NG | CC | 125 |  | Electric Utility/IPP Non-CHP | N
NGCC | TX | Quail Run Energy Center | 56349 | ST2 | NG | CC | 125 |  | Electric Utility/IPP Non-CHP | N
NGCC | TX | Quail Run Energy Center | 56349 | CT1A | NG | CC | 75 |  | Electric Utility/IPP Non-CHP | N
NGCC | TX | Quail Run Energy Center | 56349 | CT1B | NG | CC | 75 |  | Electric Utility/IPP Non-CHP | N
NGCC | TX | Quail Run Energy Center | 56349 | CT2A | NG | CC | 86.5 |  | Electric Utility/IPP Non-CHP | N
NGCC | TX | Quail Run Energy Center | 56349 | CT2B | NG | CC | 86.5 |  | Electric Utility/IPP Non-CHP | N
OGST | LA | Willow Glen | 1394 | 1 | NG | ST | 163.2 |  | Electric Utility | N
Exclude | AZ | Coolidge Generation Station | 56948 | 8 | NG | GT | 60.5 |  | Electric Utility/IPP Non-CHP | N | Low utilization CT
Exclude | MT | Highwood Generating Station | 57480 | GTG1 | NG | GT | 42.6 |  | Electric Utility | N | Low utilization CT
Exclude | CA | Kings River | 56239 | GT-2 | NG | GT | 60.5 |  | Electric Utility | N | Low utilization CT
Exclude | AL | AMEA Peaking | 56018 | 1 | NG | GT | 49.3 |  | Electric Utility | N | Low utilization CT
EXCLUDE | CA | THUMS | 56051 | GEN1 | NG | GT | 57.4 |  | Industrial Non-CHP | N | Commercial/Industrial Unit
Exclude | IN | Richmond | 7335 | RCT1 | NG | GT | 41.4 |  | Electric Utility | N | Low utilization CT
Exclude | CA | Riverside Energy Resource Center | 56143 | 3 | NG | GT | 48 |  | Electric Utility | N | Low utilization CT
Exclude | CA | Larkspur Energy Facility | 55542 | CTG2 | NG | GT | 49.9 |  | Electric Utility/IPP Non-CHP | N | Low utilization CT
Exclude | GA | Sowega Power | 7768 | CTG3 | NG | GT | 60 |  | IPP Non-CHP/Small Power Producer | N | Low utilization CT
Exclude | VA | Elizabeth River Power Station | 52087 | GEN2 | NG | GT | 129.6 |  | Electric Utility | N | Low utilization CT
NGCC | NY | Indeck Yerkes Energy Center | 50451 | GEN1 | NG | CC | 40.6 |  | IPP CHP | Y
NGCC | NY | Indeck Yerkes Energy Center | 50451 | GEN2 | NG | CC | 19.3 | 1 | IPP CHP | Y
Exclude | FL | Oleander Power Project LP | 55286 | OG4 | NG | GT | 198.9 |  | Electric Utility/IPP Non-CHP | N | Low utilization CT
Exclude | AL | AMEA Peaking | 56018 | 2 | NG | GT | 49.3 |  | Electric Utility | N | Low utilization CT
NGCC | MS | Moselle | 2070 | GTG1 | NG | CC | 83.5 |  | Electric Utility | N
NGCC | MS | Moselle | 2070 | GTG2 | NG | CC | 83.5 |  | Electric Utility | N
NGCC | MS | Moselle | 2070 | 1 | NG | CC | 59 |  | Electric Utility | N
NGCC | MS | Moselle | 2070 | 2 | NG | CC | 59 |  | Electric Utility | N
Exclude | CT | Wallingford Energy | 55517 | CTG1 | NG | GT | 50 |  | Electric Utility/IPP Non-CHP | N | Low utilization CT
Exclude | AZ | Coolidge Generation Station | 56948 | 5 | NG | GT | 60.5 |  | Electric Utility/IPP Non-CHP | N | Low utilization CT
Exclude | AZ | Coolidge Generation Station | 56948 | 11 | NG | GT | 60.5 |  | Electric Utility/IPP Non-CHP | N | Low utilization CT
SST | FL | University of Florida | 7345 | P1 | NG | GT | 43 |  | Electric Utility/Cogeneration | Y
NGCC | CA | North Island Energy Facility | 10812 | GEN1 | NG | CC | 36.3 |  | IPP CHP | Y
NGCC | CA | North Island Energy Facility | 10812 | GEN2 | NG | CC | 4 | 1 | IPP CHP | Y
NGCC | NV | Saguaro Power | 54271 | CTG1 | NG | CC | 45.1 |  | IPP CHP | Y
NGCC | NV | Saguaro Power | 54271 | CTG2 | NG | CC | 45.1 |  | IPP CHP | Y
NGCC | NV | Saguaro Power | 54271 | STG | NG | CC | 37 |  | IPP CHP | Y
NGCC | CA | Foster Wheeler Martinez | 10342 | TG1 | NG | CC | 40 |  | IPP CHP | Y
NGCC | CA | Foster Wheeler Martinez | 10342 | TG2 | NG | CC | 40 |  | IPP CHP | Y
NGCC | CA | Foster Wheeler Martinez | 10342 | TG3 | NG | CC | 33.5 |  | IPP CHP | Y
NGCC | OH | Fremont Energy Center | 55701 | CA01 | NG | CC | 358.7 |  | Electric Utility | N
NGCC | OH | Fremont Energy Center | 55701 | CT01 | NG | CC | 190.4 |  | Electric Utility | N
NGCC | OH | Fremont Energy Center | 55701 | CT02 | NG | CC | 190.4 |  | Electric Utility | N
Exclude | KY | Bluegrass Generation LLC | 55164 | CT3 | NG | GT | 208 |  | Electric Utility/IPP Non-CHP | N | Low utilization CT
OGST | AZ | H Wilson Sundt Generating Station | 126 | ST3 | NG | ST | 113.6 |  | Electric Utility | N
Exclude | AZ | Coolidge Generation Station | 56948 | 2 | NG | GT | 60.5 |  | Electric Utility/IPP Non-CHP | N | Low utilization CT
Exclude | GA | Baconton Power Plant | 55304 | CT6 | NG | GT | 60 |  | Electric Utility/IPP Non-CHP | N | Low utilization CT
Exclude | NC | Rowan | 7826 | 003 | NG | GT | 199.4 |  | Electric Utility/IPP Non-CHP | N | Low utilization CT
NGCC | NY | Brooklyn Navy Yard Cogeneration | 54914 | 03 | NG | CC | 40 |  | IPP CHP | Y
NGCC | NY | Brooklyn Navy Yard Cogeneration | 54914 | 04 | NG | CC | 40 |  | IPP CHP | Y
NGCC | NY | Brooklyn Navy Yard Cogeneration | 54914 | 01 | NG | CC | 121 |  | IPP CHP | Y
NGCC | NY | Brooklyn Navy Yard Cogeneration | 54914 | 02 | NG | CC | 121 |  | IPP CHP | Y
Exclude | OH | Napoleon Peaking Station | 55264 | CT1 | NG | GT | 33 |  | Electric Utility | N | Low utilization CT
EXCLUDE | OH | Napoleon Peaking Station | 55264 | CT2 | NG | GT | 16.5 |  | Electric Utility | N | Simple Cycle Turbine (PRMVR=GT or OT) unit under 25MW
Exclude | NY | Brentwood | 7912 | 1 | NG | GT | 47 |  | Electric Utility | N | Low utilization CT
Exclude | MA | Potter Station 2 | 1660 | WAT1 | NG | GT | 58 |  | Electric Utility | N | Low utilization CT
NGCC | FL | Vero Beach Municipal Power Plant | 693 | 5 | NG | CC | 41.4 |  | Electric Utility | N
NGCC | FL | Vero Beach Municipal Power Plant | 693 | 2 | NG | CC | 16.5 | 1 | Electric Utility | N
Exclude | IA | Exira | 56013 | U1 | NG | GT | 60.5 |  | Electric Utility | N | Low utilization CT
Exclude | LA | Bayou Cove Peaking Power | 55433 | 0002 | NG | GT | 104 |  | Electric Utility/IPP Non-CHP | N | Low utilization CT
Exclude | FL | Osceola | 55192 | CTG1 | NG | GT | 200 |  | Electric Utility/IPP Non-CHP | N | Low utilization CT
NGCC | CA | Carson Ice-Gen Project | 7527 | 1 | NG | CC | 54 |  | Electric Utility/Cogeneration | Y
NGCC | CA | Carson Ice-Gen Project | 7527 | 2 | NG | CC | 17.5 | 1 | Electric Utility/Cogeneration | Y
Exclude | OH | Darby Electric Generating Station | 55247 | GT5 | NG | GT | 94 |  | Electric Utility | N | Low utilization CT
Exclude | NY | Joseph J Seymour Power Project | 7910 | 1 | NG | GT | 47 |  | Electric Utility | N | Low utilization CT
Exclude | MO | John Twitty Energy Center | 6195 | GT2 | NG | GT | 52 |  | Electric Utility | N | Low utilization CT
Exclude | CA | San Joaquin Cogen | 50062 | GEN1 | NG | GT | 46 |  | IPP Non-CHP | N | Low utilization CT
Exclude | NJ | Bayonne Energy Center | 56964 | GT8 | NG | GT | 64 |  | Electric Utility/IPP Non-CHP | N | Low utilization CT
EXCLUDE | ME | Verso Paper | 50243 | GEN4 | NG | GT | 186.8 |  | Industrial CHP | Y | Commercial/Industrial Unit
Exclude | CA | Canyon Power Plant | 57027 | CPP3 | NG | GT | 50 |  | Electric Utility | N | Low utilization CT
Exclude | CA | Corona Cogen | 10635 | GEN1 | NG | GT | 47 |  | IPP CHP | Y | Low utilization CT
Exclude | CA | Riverside Energy Resource Center | 56143 | 4 | NG | GT | 48 |  | Electric Utility | N | Low utilization CT
OGST | MA | NAEA Energy Massachusetts LLC | 1642 | 3 | NG | ST | 113.6 |  | Electric Utility/IPP Non-CHP | N
Exclude | CA | Wheelabrator Lassen | 50298 | GEN1 | NG | GT | 38.8 |  | IPP CHP | Y | Low utilization CT
Exclude | CA | San Gabriel Facility | 50300 | GEN1 | NG | GT | 46 |  | IPP CHP | Y | Low utilization CT
Exclude | FL | Vandolah Power Station | 55415 | G401 | NG | GT | 182 |  | Electric Utility/IPP Non-CHP | N | Low utilization CT
Exclude | PA | Armstrong | 55347 | 2 | NG | GT | 172 |  | Electric Utility/IPP Non-CHP | N | Low utilization CT
Exclude | TX | Sand Hill | 7900 | SH4 | NG | GT | 51.4 |  | Electric Utility | N | Low utilization CT
Exclude | AZ | Coolidge Generation Station | 56948 | 1 | NG | GT | 60.5 |  | Electric Utility/IPP Non-CHP | N | Low utilization CT
NGCC | RI | Pawtucket Power Associates | 54056 | GEN2 | NG | CC | 27 |  | Electric Utility/IPP Non-CHP | N
NGCC | RI | Pawtucket Power Associates | 54056 | GEN1 | NG | CC | 41.8 |  | Electric Utility/IPP Non-CHP | N
Exclude | AZ | Coolidge Generation Station | 56948 | 3 | NG | GT | 60.5 |  | Electric Utility/IPP Non-CHP | N | Low utilization CT
NGCC | AR | Thomas Fitzhugh | 201 | 2 | NG | CC | 126 |  | Electric Utility | N
NGCC | AR | Thomas Fitzhugh | 201 | 1 | NG | CC | 59 |  | Electric Utility | N
Exclude | IL | Lee Energy Facility | 55236 | CT5 | NG | GT | 101.8 |  | Electric Utility/IPP Non-CHP | N | Low utilization CT
NGCC | AR | Pine Bluff Energy Center | 55075 | CT01 | NG | CC | 180 |  | IPP CHP | Y
NGCC | AR | Pine Bluff Energy Center | 55075 | ST01 | NG | CC | 56 |  | IPP CHP | Y
NGCC | SD | Deer Creek Station | 56610 | 02 | NG | CC | 170 |  | Electric Utility | N
NGCC | SD | Deer Creek Station | 56610 | 01 | NG | CC | 154 |  | Electric Utility | N
Exclude | NM | Cunningham | 2454 | 4 | NG | GT | 126.9 |  | Electric Utility | N | Low utilization CT
Exclude | CA | Ripon Mill | 50299 | GEN1 | NG | GT | 49.5 |  | IPP CHP | Y | Low utilization CT
Exclude | NY | Vernon Boulevard | 7909 | VG02 | NG | GT | 47 |  | Electric Utility | N | Low utilization CT
Exclude | UT | Millcreek Power Generation | 56253 | MC2 | NG | GT | 40 |  | Electric Utility | N | Low utilization CT
SST | CA | Oildale Energy LLC | 54371 | ODC1 | NG | GT | 42.2 |  | IPP CHP | Y
EXCLUDE | IN | Northeast | 1013 | 2 | NG | GT | 11.5 |  | Electric Utility | N | Simple Cycle Turbine (PRMVR=GT or OT) unit under 25MW
EXCLUDE | IN | Northeast | 1013 | 1 | NG | GT | 10.7 |  | Electric Utility | N | Simple Cycle Turbine (PRMVR=GT or OT) unit under 25MW
Exclude | AZ | Coolidge Generation Station | 56948 | 9 | NG | GT | 60.5 |  | Electric Utility/IPP Non-CHP | N | Low utilization CT
EXCLUDE | CA | Martinez Refining | 54912 | STG1 | NG | CC | 20 | 0 | Industrial CHP | Y | Combined Cycle (PRMVR=CC) unit under 25MW
EXCLUDE | CA | Martinez Refining | 54912 | GTG1 | NG | CC | 40 |  | Industrial CHP | Y | Commercial/Industrial Unit
EXCLUDE | CA | Martinez Refining | 54912 | GTG2 | NG | CC | 40 |  | Industrial CHP | Y | Commercial/Industrial Unit
Exclude | TX | DeCordova Steam Electric Station | 8063 | CT3 | NG | GT | 89.4 |  | Electric Utility/IPP Non-CHP | N | Low utilization CT
NGCC | TX | C R Wing Cogen Plant | 52176 | GEN3 | NG | CC | 75 |  | IPP CHP | Y
NGCC | TX | C R Wing Cogen Plant | 52176 | GEN1 | NG | CC | 77.5 |  | IPP CHP | Y
NGCC | TX | C R Wing Cogen Plant | 52176 | GEN2 | NG | CC | 77.5 |  | IPP CHP | Y
EXCLUDE | AR | Jonesboro City Water & Light Plant | 56505 | SN02 | NG | GT | 21.4 |  | Electric Utility | N | Simple Cycle Turbine (PRMVR=GT or OT) unit under 25MW
Exclude | AR | Jonesboro City Water & Light Plant | 56505 | SN06 | NG | GT | 57.4 |  | Electric Utility | N | Low utilization CT
Exclude | AR | Jonesboro City Water & Light Plant | 56505 | SN04 | NG | GT | 60.5 |  | Electric Utility | N | Low utilization CT
Exclude | AR | Jonesboro City Water & Light Plant | 56505 | SN07 | NG | GT | 60.5 |  | Electric Utility | N | Low utilization CT
EXCLUDE | AR | Jonesboro City Water & Light Plant | 56505 | SN01 | NG | GT | 24.5 |  | Electric Utility | N | Simple Cycle Turbine (PRMVR=GT or OT) unit under 25MW
Exclude | WV | Ceredo Generating Station | 55276 | 05 | NG | GT | 86.5 |  | Electric Utility | N | Low utilization CT
Exclude | TN | Brownsville Peaking Power | 55081 | 3 | NG | GT | 118 |  | Electric Utility | N | Low utilization CT
Exclude | CA | Panoche Energy Center | 56803 | 1 | NG | GT | 108 |  | Electric Utility/IPP Non-CHP | N | Low utilization CT
NGCC | CA | El Centro | 389 | 2 | NG | CC | 34.5 |  | Electric Utility | N
NGCC | CA | El Centro | 389 | 2A | NG | CC | 89.9 |  | Electric Utility | N
NGCC | CA | El Centro | 389 | 30 | NG | CC | 65.9 |  | Electric Utility | N
NGCC | CA | El Centro | 389 | 31 | NG | CC | 43.2 |  | Electric Utility | N
NGCC | CA | El Centro | 389 | 32 | NG | CC | 43.2 |  | Electric Utility | N
Exclude | CO | Fountain Valley Power Facility | 55453 | S4 | NG | GT | 38 |  | Electric Utility/IPP Non-CHP | N | Low utilization CT
Exclude | VA | Buchanan Generation LLC | 55738 | 2 | NG | GT | 44 |  | Electric Utility/IPP Non-CHP | N | Low utilization CT
Exclude | AZ | Coolidge Generation Station | 56948 | 12 | NG | GT | 60.5 |  | Electric Utility/IPP Non-CHP | N | Low utilization CT
Exclude | CA | Panoche Energy Center | 56803 | 2 | NG | GT | 108 |  | Electric Utility/IPP Non-CHP | N | Low utilization CT
Exclude | NM | Pyramid | 7975 | 4 | NG | GT | 46.5 |  | Electric Utility | N | Low utilization CT
EXCLUDE | NV | Goodsprings Waste Heat Recovery | 57684 | HR1 | NG | ST | 7.5 |  | Electric Utility | N | Steam unit (PRMVR=ST) under 25MW/250 MMBtu/hr
EXCLUDE | MN | Poet Biorefining Lake Crystal | 58197 | 2 | NG | ST | 1 |  | Industrial Non-CHP | N | Steam unit (PRMVR=ST) under 25MW/250 MMBtu/hr
Exclude | NY | Hell Gate | 7913 | HG02 | NG | GT | 47 |  | Electric Utility | N | Low utilization CT
Exclude | CA | Yuba City Cogen Partners | 52186 | GEN1 | NG | GT | 49 |  | IPP CHP | Y | Low utilization CT
NGCC | MI | Midland Cogeneration Venture | 10745 | ST1 | NG | CC | 410 |  | IPP CHP | Y
NGCC | MI | Midland Cogeneration Venture | 10745 | ST2 | NG | CC | 380 |  | IPP CHP | Y
NGCC | MI | Midland Cogeneration Venture | 10745 | GT10 | NG | CC | 87.1 |  | IPP CHP | Y
NGCC | MI | Midland Cogeneration Venture | 10745 | GT11 | NG | CC | 87.1 |  | IPP CHP | Y
NGCC | MI | Midland Cogeneration Venture | 10745 | GT12 | NG | CC | 87.1 |  | IPP CHP | Y
NGCC | MI | Midland Cogeneration Venture | 10745 | GT13 | NG | CC | 87.1 |  | IPP CHP | Y
NGCC | MI | Midland Cogeneration Venture | 10745 | GT14 | NG | CC | 87.1 |  | IPP CHP | Y
NGCC | MI | Midland Cogeneration Venture | 10745 | GT3 | NG | CC | 87.1 |  | IPP CHP | Y
NGCC | MI | Midland Cogeneration Venture | 10745 | GT4 | NG | CC | 87.1 |  | IPP CHP | Y
NGCC | MI | Midland Cogeneration Venture | 10745 | GT5 | NG | CC | 87.1 |  | IPP CHP | Y
NGCC | MI | Midland Cogeneration Venture | 10745 | GT6 | NG | CC | 87.1 |  | IPP CHP | Y
NGCC | MI | Midland Cogeneration Venture | 10745 | GT7 | NG | CC | 87.1 |  | IPP CHP | Y
NGCC | MI | Midland Cogeneration Venture | 10745 | GT8 | NG | CC | 87.1 |  | IPP CHP | Y
NGCC | MI | Midland Cogeneration Venture | 10745 | GT9 | NG | CC | 87.1 |  | IPP CHP | Y
NGCC | MI | Midland Cogeneration Venture | 10745 | BP15 | NG | CC | 13.4 | 1 | IPP CHP | Y
Exclude | WY | Neil Simpson Gas Turbine #2 | 55477 | GT2 | NG | GT | 40 |  | Electric Utility/IPP Non-CHP | N | Low utilization CT
NGCC | NV | Nevada Cogen Associates 2 Black Mountain | 54349 | STM | NG | CC | 29.7 |  | IPP CHP | Y
EXCLUDE | NV | Nevada Cogen Associates 2 Black Mountain | 54349 | GTA | NG | CC | 22.2 |  | IPP CHP | Y | Combined Cycle (PRMVR=CC) unit under 25MW
EXCLUDE | NV | Nevada Cogen Associates 2 Black Mountain | 54349 | GTB | NG | CC | 22.2 |  | IPP CHP | Y | Combined Cycle (PRMVR=CC) unit under 25MW
EXCLUDE | NV | Nevada Cogen Associates 2 Black Mountain | 54349 | GTC | NG | CC | 22.2 |  | IPP CHP | Y | Combined Cycle (PRMVR=CC) unit under 25MW
Exclude | IL | Lee Energy Facility | 55236 | CT6 | NG | GT | 101.8 |  | Electric Utility/IPP Non-CHP | N | Low utilization CT
NGCC | NE | Beatrice | 8000 | CT1 | NG | CC | 104.7 |  | Electric Utility | N
NGCC | NE | Beatrice | 8000 | CT2 | NG | CC | 104.7 |  | Electric Utility | N
NGCC | NE | Beatrice | 8000 | ST1 | NG | CC | 93.9 |  | Electric Utility | N
Exclude | AR | Harry D Mattison Gas Plant | 56328 | 3 | NG | GT | 88 |  | Electric Utility | N | Low utilization CT
EXCLUDE | TX | Sabine River Works | 10789 | GEN3 | NG | CC | 6.2 | 0 | Industrial CHP | Y | Combined Cycle (PRMVR=CC) unit under 25MW
EXCLUDE | TX | Sabine River Works | 10789 | GEN1 | NG | CC | 89.9 |  | Industrial CHP | Y | Commercial/Industrial Unit
NGCC | VA | Hopewell Cogeneration | 10633 | GT1 | NG | CC | 101 |  | IPP CHP | Y
NGCC | VA | Hopewell Cogeneration | 10633 | GT2 | NG | CC | 101 |  | IPP CHP | Y
NGCC | VA | Hopewell Cogeneration | 10633 | GT3 | NG | CC | 101 |  | IPP CHP | Y
NGCC | VA | Hopewell Cogeneration | 10633 | ST1 | NG | CC | 96 |  | IPP CHP | Y
NGCC | TX | Paris Energy Center | 50109 | GEN1 | NG | CC | 80 |  | Electric Utility/IPP Non-CHP | N
NGCC | TX | Paris Energy Center | 50109 | GEN2 | NG | CC | 80 |  | Electric Utility/IPP Non-CHP | N
NGCC | TX | Paris Energy Center | 50109 | GEN3 | NG | CC | 90 |  | Electric Utility/IPP Non-CHP | N
Exclude | NE | Cass County | 55972 | CT-1 | NG | GT | 172.5 |  | Electric Utility | N | Low utilization CT
NGCC | NJ | Bayonne Plant Holding LLC | 50497 | GTG1 | NG | CC | 43.4 |  | IPP CHP | Y
NGCC | NJ | Bayonne Plant Holding LLC | 50497 | GTG2 | NG | CC | 43.4 |  | IPP CHP | Y
NGCC | NJ | Bayonne Plant Holding LLC | 50497 | GTG3 | NG | CC | 43.4 |  | IPP CHP | Y
NGCC | NJ | Bayonne Plant Holding LLC | 50497 | STG1 | NG | CC | 61.4 |  | IPP CHP | Y
Exclude | VA | Buchanan Generation LLC | 55738 | 1 | NG | GT | 44 |  | Electric Utility/IPP Non-CHP | N | Low utilization CT
Exclude | CO | Blue Spruce Energy Center | 55645 | CT02 | NG | GT | 198.9 |  | Electric Utility | N | Low utilization CT
NGCC | NY | Indeck Silver Springs Energy Center | 50449 | GEN1 | NG | CC | 39.4 |  | IPP CHP | Y
NGCC | NY | Indeck Silver Springs Energy Center | 50449 | GEN2 | NG | CC | 17.2 | 1 | IPP CHP | Y
NGCC | NY | Indeck Oswego Energy Center | 50450 | GEN1 | NG | CC | 41.2 |  | IPP CHP | Y
NGCC | NY | Indeck Oswego Energy Center | 50450 | GEN2 | NG | CC | 16.2 | 1 | IPP CHP | Y
NGCC | AZ | Yuma Cogeneration Associates | 54694 | GEN2 | NG | CC | 18.5 | 1 | IPP CHP | Y
NGCC | AZ | Yuma Cogeneration Associates | 54694 | GEN1 | NG | CC | 44.1 |  | IPP CHP | Y
Exclude | CA | Badger Creek Cogen | 10650 | GEN1 | NG | GT | 46 |  | IPP CHP | Y | Low utilization CT
Exclude | WV | Ceredo Generating Station | 55276 | 06 | NG | GT | 86.5 |  | Electric Utility | N | Low utilization CT
NGCC | MA | Stony Brook | 6081 | CA1 | NG | CC | 105 |  | Electric Utility | N
NGCC | MA | Stony Brook | 6081 | CT1 | NG | CC | 85 |  | Electric Utility | N
NGCC | MA | Stony Brook | 6081 | CT2 | NG | CC | 85 |  | Electric Utility | N
NGCC | MA | Stony Brook | 6081 | CT3 | NG | CC | 85 |  | Electric Utility | N
Exclude | MN | Minnesota River | 7844 | UOO1 | NG | GT | 49 |  | Electric Utility | N | Low utilization CT
NGCC | NY | Indeck Olean Energy Center | 54076 | GEN1 | NG | CC | 46 |  | IPP CHP | Y
NGCC | NY | Indeck Olean Energy Center | 54076 | GEN2 | NG | CC | 44.6 |  | IPP CHP | Y
NGCC | NY | CH Resources Beaver Falls | 10617 | GEN1 | NG | CC | 65.5 |  | IPP CHP | Y
NGCC | NY | CH Resources Beaver Falls | 10617 | GEN2 | NG | CC | 42.3 |  | IPP CHP | Y
NGCC | NE | Terry Bundy Generating Station | 7887 | 2 | NG | CC | 46 |  | Electric Utility | N
NGCC | NE | Terry Bundy Generating Station | 7887 | 3 | NG | CC | 46 |  | Electric Utility | N
NGCC | NE | Terry Bundy Generating Station | 7887 | 4 | NG | CC | 46 |  | Electric Utility | N
NGCC | NE | Terry Bundy Generating Station | 7887 | 1 | NG | CC | 27 |  | Electric Utility | N
NGCC | AK | Beluga | 96 | 8 | NG | CC | 62 |  | Electric Utility | N
NGCC | AK | Beluga | 96 | 6 | NG | CC | 76.5 |  | Electric Utility | N
NGCC | AK | Beluga | 96 | 7 | NG | CC | 76.5 |  | Electric Utility | N
Exclude | DE | NRG Energy Center Dover | 10030 | KD-2 | NG | GT | 50 |  | Electric Utility/IPP CHP | Y | Low utilization CT
NGCC | AL | Theodore Cogen Facility | 7721 | 2 | NG | CC | 88.4 |  | Electric Utility/Cogeneration | Y
NGCC | AL | Theodore Cogen Facility | 7721 | 1 | NG | CC | 229 |  | Electric Utility/Cogeneration | Y
Exclude | CA | Bear Mountain Cogen | 10649 | GEN1 | NG | GT | 46 |  | IPP CHP | Y | Low utilization CT
Exclude | OH | Frank M Tait | 2847 | GT1 | NG | GT | 103.5 |  | Electric Utility | N | Low utilization CT
Exclude | KS | Chanute 2 | 1268 | 14 | NG | GT | 60 |  | Electric Utility | N | Low utilization CT
Exclude | WI | Weston | 4078 | 32 | NG | GT | 56.7 |  | Electric Utility | N | Low utilization CT
EXCLUDE | WI | Weston | 4078 | 31 | NG | GT | 19.6 |  | Electric Utility | N | Simple Cycle Turbine (PRMVR=GT or OT) unit under 25MW
Exclude | GA | MPC Generating | 7764 | 1 | NG | GT | 185.4 |  | Electric Utility/IPP Non-CHP | N | Low utilization CT
NGCC | NJ | Camden Plant Holding LLC | 10751 | GEN1 | NG | CC | 95.2 |  | IPP Non-CHP | N
NGCC | NJ | Camden Plant Holding LLC | 10751 | GEN2 | NG | CC | 61.8 |  | IPP Non-CHP | N
NGCC | MI | Michigan Power LP | 54915 | G001 | NG | CC | 58 |  | IPP CHP | Y
NGCC | MI | Michigan Power LP | 54915 | G101 | NG | CC | 96.1 |  | IPP CHP | Y
NGCC | OK | Ponca City | 7546 | 3 | NG | CC | 54 | 0 | Electric Utility | N
NGCC | OK | Ponca City | 7546 | 1 | NG | CC | 19.8 | 1 | Electric Utility | N
NGCC | NY | Saranac Facility | 54574 | GEN1 | NG | CC | 95.2 |  | IPP Non-CHP | N
NGCC | NY | Saranac Facility | 54574 | GEN2 | NG | CC | 95.2 |  | IPP Non-CHP | N
NGCC | NY | Saranac Facility | 54574 | GEN3 | NG | CC | 95.2 |  | IPP Non-CHP | N
Exclude | IN | Anderson | 7336 | ACT1 | NG | GT | 41.4 |  | Electric Utility | N | Low utilization CT
Exclude | CA | Miramar Energy Facility | 56232 | 2 | NG | GT | 53 |  | Electric Utility | N | Low utilization CT
SST | CA | Live Oak Cogen | 54768 | GEN1 | NG | GT | 46 |  | IPP CHP | Y
Exclude | AL | Calhoun Energy Center | 55409 | CAL2 | NG | GT | 187 |  | Electric Utility/IPP Non-CHP | N | Low utilization CT
EXCLUDE | CA | Pitchess Cogen Station | 10478 | GEN2 | NG | CC | 7.4 |  | Commercial CHP | Y | Combined Cycle (PRMVR=CC) unit under 25MW
EXCLUDE | CA | Pitchess Cogen Station | 10478 | GEN1 | NG | CC | 20.9 |  | Commercial CHP | Y | Combined Cycle (PRMVR=CC) unit under 25MW
OGST | LA | Willow Glen | 1394 | 4 | NG | ST | 591.8 |  | Electric Utility | N
Exclude | KY | Riverside Generating LLC | 55198 | GTG2 | NG | GT | 230 |  | Electric Utility/IPP Non-CHP | N | Low utilization CT
Exclude | CO | Fountain Valley Power Facility | 55453 | S6 | NG | GT | 38 |  | Electric Utility/IPP Non-CHP | N | Low utilization CT
Exclude | IL | Rocky Road Power LLC | 55109 | TG3 | NG | GT | 41.5 |  | Electric Utility/IPP Non-CHP | N | Low utilization CT
NGCC | CO | Arapahoe Combustion Turbine Project | 55200 | UN5 | NG | CC | 71.1 |  | Electric Utility/IPP Non-CHP | N
NGCC | CO | Arapahoe Combustion Turbine Project | 55200 | UN6 | NG | CC | 71.1 |  | Electric Utility/IPP Non-CHP | N
NGCC | CO | Arapahoe Combustion Turbine Project | 55200 | UN7 | NG | CC | 51.8 |  | Electric Utility/IPP Non-CHP | N
EXCLUDE | CA | Kingsburg Cogen | 10405 | GEN1 | NG | CC | 23.1 |  | Electric Utility/IPP CHP | Y | Combined Cycle (PRMVR=CC) unit under 25MW
EXCLUDE | CA | Kingsburg Cogen | 10405 | GEN2 | NG | CC | 13.1 |  | Electric Utility/IPP CHP | Y | Combined Cycle (PRMVR=CC) unit under 25MW
Exclude | TX | Permian Basin | 3494 | CT2 | NG | GT | 89.4 |  | Electric Utility/IPP Non-CHP | N | Low utilization CT
NGCC | NV | Clark | 2322 | GT5 | NG | CC | 92.5 |  | Electric Utility | N
NGCC | NV | Clark | 2322 | GT6 | NG | CC | 92.5 |  | Electric Utility | N
NGCC | NV | Clark | 2322 | GT7 | NG | CC | 92.5 |  | Electric Utility | N
NGCC | NV | Clark | 2322 | GT8 | NG | CC | 92.5 |  | Electric Utility | N
NGCC | NV | Clark | 2322 | 10 | NG | CC | 104.4 |  | Electric Utility | N
NGCC | NV | Clark | 2322 | 9 | NG | CC | 104.4 |  | Electric Utility | N
NGCC | NY | CH Resources Syracuse | 10621 | GEN1 | NG | CC | 65.5 |  | Electric Utility/IPP Non-CHP | N
NGCC | NY | CH Resources Syracuse | 10621 | GEN2 | NG | CC | 37.2 |  | Electric Utility/IPP Non-CHP | N
NGCC | CA | Grayson | 377 | 8A | NG | CC | 25.4 |  | Electric Utility | N
NGCC | CA | Grayson | 377 | 1 | NG | CC | 20 | 1 | Electric Utility | N
NGCC | CA | Grayson | 377 | 2 | NG | CC | 20 | 1 | Electric Utility | N
NGCC | CA | Grayson | 377 | 8BC | NG | CC | 55.1 |  | Electric Utility | N
NGCC | NJ | Linden Cogen Plant | 50006 | GTG6 | NG | CC | 212.5 |  | IPP CHP | Y
NGCC | NJ | Linden Cogen Plant | 50006 | GTG1 | NG | CC | 95.2 |  | IPP CHP | Y
NGCC | NJ | Linden Cogen Plant | 50006 | GTG2 | NG | CC | 95.2 |  | IPP CHP | Y
NGCC | NJ | Linden Cogen Plant | 50006 | GTG3 | NG | CC | 95.2 |  | IPP CHP | Y
NGCC | NJ | Linden Cogen Plant | 50006 | GTG4 | NG | CC | 95.2 |  | IPP CHP | Y
NGCC | NJ | Linden Cogen Plant | 50006 | GTG5 | NG | CC | 95.2 |  | IPP CHP | Y
NGCC | NJ | Linden Cogen Plant | 50006 | STG1 | NG | CC | 95.2 |  | IPP CHP | Y
NGCC | NJ | Linden Cogen Plant | 50006 | STG2 | NG | CC | 95.2 |  | IPP CHP | Y
NGCC | NJ | Linden Cogen Plant | 50006 | STG3 | NG | CC | 95.2 |  | IPP CHP | Y
NGCC | FL | Cane Island | 7238 | 4 | NG | CC | 180 |  | Electric Utility | N
NGCC | FL | Cane Island | 7238 | 2 | NG | CC | 80 |  | Electric Utility | N
NGCC | FL | Cane Island | 7238 | 4A | NG | CC | 143.5 |  | Electric Utility | N
NGCC | FL | Cane Island | 7238 | 3 | NG | CC | 167.5 |  | Electric Utility | N
NGCC | FL | Cane Island | 7238 | 3A | NG | CC | 82.5 |  | Electric Utility | N
NGCC | FL | Cane Island | 7238 | 2A | NG | CC | 40 |  | Electric Utility | N
Exclude | MI | Renaissance Power LLC | 55402 | CT4 | NG | GT | 170 |  | Electric Utility/IPP Non-CHP | N | Low utilization CT
Exclude | MO | Audrain Generating Station | 55234 | GT8 | NG | GT | 101.8 |  | Electric Utility | N | Low utilization CT
EXCLUDE | LA | RS Cogen | 55117 | RS-4 | NG | CC | 103 |  | Industrial CHP | Y | Commercial/Industrial Unit
EXCLUDE | LA | RS Cogen | 55117 | RS-5 | NG | CC | 195 |  | Industrial CHP | Y | Commercial/Industrial Unit
EXCLUDE | LA | RS Cogen | 55117 | RS-6 | NG | CC | 195 |  | Industrial CHP | Y | Commercial/Industrial Unit
NGCC | MA | Pittsfield Generating LP | 50002 | GEN1 | NG | CC | 40 |  | Electric Utility/IPP CHP | Y
NGCC | MA | Pittsfield Generating LP | 50002 | GEN2 | NG | CC | 40 |  | Electric Utility/IPP CHP | Y
NGCC | MA | Pittsfield Generating LP | 50002 | GEN3 | NG | CC | 40 |  | Electric Utility/IPP CHP | Y
NGCC | MA | Pittsfield Generating LP | 50002 | GEN4 | NG | CC | 53.4 |  | Electric Utility/IPP CHP | Y
Exclude | CA | McKittrick Cogen | 50612 | GEN1 | NG | GT | 46 |  | IPP CHP | Y | Low utilization CT
NGCC | NY | Massena Energy Facility | 54592 | GEN2 | NG | CC | 35.6 |  | IPP Non-CHP | N
NGCC | NY | Massena Energy Facility | 54592 | GEN1 | NG | CC | 66.5 |  | IPP Non-CHP | N
NGCC | NY | Carthage Energy LLC | 10620 | GEN1 | NG | CC | 40.9 |  | IPP Non-CHP | N
NGCC | NY | Carthage Energy LLC | 10620 | GEN2 | NG | CC | 22 | 1 | IPP Non-CHP | N
Exclude | CA | Chalk Cliff Cogen | 50003 | GEN1 | NG | GT | 46 |  | IPP CHP | Y | Low utilization CT
EXCLUDE | TX | Ingleside Cogeneration | 55313 | STG | NG | CC | 176.8 |  | Industrial CHP | Y | Commercial/Industrial Unit
EXCLUDE | TX | Ingleside Cogeneration | 55313 | CTG1 | NG | CC | 170.1 |  | Industrial CHP | Y | Commercial/Industrial Unit
EXCLUDE | TX | Ingleside Cogeneration | 55313 | CTG2 | NG | CC | 170.1 |  | Industrial CHP | Y | Commercial/Industrial Unit
Exclude | UT | Gadsby | 3648 | 4 | NG | GT | 60.4 |  | Electric Utility | N | Low utilization CT
EXCLUDE | NV | Nevada Cogen Assoc#1 GarnetVly | 54350 | GTA | NG | CC | 22.2 |  | IPP CHP | Y | Combined Cycle (PRMVR=CC) unit under 25MW
EXCLUDE | NV | Nevada Cogen Assoc#1 GarnetVly | 54350 | GTB | NG | CC | 22.2 |  | IPP CHP | Y | Combined Cycle (PRMVR=CC) unit under 25MW
EXCLUDE | NV | Nevada Cogen Assoc#1 GarnetVly | 54350 | GTC | NG | CC | 22.2 |  | IPP CHP | Y | Combined Cycle (PRMVR=CC) unit under 25MW
NGCC | NV | Nevada Cogen Assoc#1 GarnetVly | 54350 | STM | NG | CC | 29.7 |  | IPP CHP | Y
NGCC | MA | Kendall Square Station | 1595 | 1 | NG | CC | 17.2 | 1 | Electric Utility/IPP CHP | Y
NGCC | MA | Kendall Square Station | 1595 | 2 | NG | CC | 23 | 1 | Electric Utility/IPP CHP | Y
NGCC | MA | Kendall Square Station | 1595 | GEN4 | NG | CC | 186.2 |  | Electric Utility/IPP CHP | Y
NGCC | MA | Kendall Square Station | 1595 | 3 | NG | CC | 27.2 |  | Electric Utility/IPP CHP | Y
Exclude | AZ | Coolidge Generation Station | 56948 | 6 | NG | GT | 60.5 |  | Electric Utility/IPP Non-CHP | N | Low utilization CT
Exclude | OH | Troy Energy LLC | 55348 | 2 | NG | GT | 172 |  | Electric Utility/IPP Non-CHP | N | Low utilization CT
NGCC | OK | Anadarko Plant | 3006 | 4 | NG | CC | 105.1 |  | Electric Utility | N
NGCC | OK | Anadarko Plant | 3006 | 5 | NG | CC | 105.1 |  | Electric Utility | N
NGCC | OK | Anadarko Plant | 3006 | 6 | NG | CC | 105.1 |  | Electric Utility | N
Exclude | MT | Glendive GT | 2176 | GT-2 | NG | GT | 43 |  | Electric Utility | N | Low utilization CT
Exclude | MT | Glendive GT | 2176 | GT1 | NG | GT | 40.7 |  | Electric Utility | N | Low utilization CT
Exclude | KS | Emporia Energy Center | 56502 | 5 | NG | GT | 171.4 |  | Electric Utility | N | Low utilization CT
NGCC | MI | Dearborn Industrial Generation | 55088 | GT1 | NG | CC | 170 |  | Electric Utility/IPP CHP | Y
NGCC | MI | Dearborn Industrial Generation | 55088 | GT2 | NG | CC | 170 |  | Electric Utility/IPP CHP | Y
NGCC | MI | Dearborn Industrial Generation | 55088 | ST1 | NG | CC | 250 |  | Electric Utility/IPP CHP | Y
Exclude | IL | Aurora | 55279 | CTG6 | NG | GT | 71 |  | Electric Utility/IPP Non-CHP | N | Low utilization CT
EXCLUDE | CA | OLS Energy Chino | 50850 | GEN1 | NG | CC | 23.5 |  | IPP CHP | Y | Combined Cycle (PRMVR=CC) unit under 25MW
NGCC | CA | OLS Energy Chino | 50850 | GEN2 | NG | CC | 7.3 | 1 | IPP CHP | Y
NGCC | NY | Kennedy International Airport Cogen | 54114 | GEN3 | NG | CC | 27 |  | IPP CHP | Y
NGCC | NY | Kennedy International Airport Cogen | 54114 | GEN1 | NG | CC | 47.1 |  | IPP CHP | Y
NGCC | NY | Kennedy International Airport Cogen | 54114 | GEN2 | NG | CC | 47.1 |  | IPP CHP | Y
Exclude | CA | E F Oxnard Energy Facility | 10776 | GTG | NG | GT | 48.5 |  | IPP CHP | Y | Low utilization CT
NGCC | OK | Comanche | 8059 | 1G1 | NG | CC | 85 |  | Electric Utility | N
NGCC | OK | Comanche | 8059 | 1G2 | NG | CC | 85 |  | Electric Utility | N
NGCC | OK | Comanche | 8059 | 1S | NG | CC | 120 |  | Electric Utility | N
Exclude | OH | Robert P Mone Plant | 7872 | 3 | NG | GT | 198 |  | Electric Utility | N | Low utilization CT
NGCC | NY | Rensselaer Cogen | 54034 | GEN2 | NG | CC | 39 |  | Electric Utility/IPP Non-CHP | N
NGCC | NY | Rensselaer Cogen | 54034 | GEN1 | NG | CC | 57.9 |  | Electric Utility/IPP Non-CHP | N
Exclude | SD | Groton Generating Station | 56238 | GT02 | NG | GT | 95 |  | Electric Utility | N | Low utilization CT
Exclude | CA | Combustion Turbine Project No 2 | 7449 | NA1 | NG | GT | 50 |  | Electric Utility | N | Low utilization CT
Exclude | WI | RockGen Energy Center | 55391 | 03 | NG | GT | 187 |  | Electric Utility/IPP Non-CHP | N | Low utilization CT
NGCC | NC | Rosemary Power Station | 50555 | GEN2 | NG | CC | 40 |  | Electric Utility | N
NGCC | NC | Rosemary Power Station | 50555 | GEN3 | NG | CC | 54 |  | Electric Utility | N
NGCC | NC | Rosemary Power Station | 50555 | GEN1 | NG | CC | 86 |  | Electric Utility | N
Exclude | AK | North Pole | 6285 | STG1 | JF | CC | 13 | 1 | Electric Utility | N | Other
Exclude | AK | North Pole | 6285 | GT3 | JF | CC | 47 |  | Electric Utility | N | Other
NGCC | CA | Goal Line LP | 54749 | CTG | NG | CC | 41.2 |  | IPP CHP | Y
NGCC | CA | Goal Line LP | 54749 | STG | NG | CC | 10.2 | 1 | IPP CHP | Y
OGST | LA | Willow Glen | 1394 | 2 | NG | ST | 239.4 |  | Electric Utility | N
Exclude | FL | Midulla Generating Station | 7380 | GT4 | NG | GT | 62 |  | Electric Utility | N | Low utilization CT
Exclude | IA | Exira | 56013 | U2 | NG | GT | 60.5 |  | Electric Utility | N | Low utilization CT
NGCC | NY | Fortistar North Tonawanda | 54131 | GEN1 | NG | CC | 38.3 |  | IPP CHP | Y
NGCC | NY | Fortistar North Tonawanda | 54131 | GEN2 | NG | CC | 17 | 1 | IPP CHP | Y
NGCC | CO | Thermo Power & Electric | 50676 | GEN3 | NG | CC | 16.4 | 1 | IPP CHP | Y
NGCC | CO | Thermo Power & Electric | 50676 | GEN1 | NG | CC | 47.2 |  | IPP CHP | Y
NGCC | CO | Thermo Power & Electric | 50676 | GEN2 | NG | CC | 47.2 |  | IPP CHP | Y
EXCLUDE | CA | Agnews Power Plant | 50748 | GEN1 | NG | CC | 24.4 |  | IPP CHP | Y | Combined Cycle (PRMVR=CC) unit under 25MW
NGCC | CA | Agnews Power Plant | 50748 | GEN2 | NG | CC | 7.6 | 1 | IPP CHP | Y
Exclude | GA | Talbot County Energy | 7916 | 4 | NG | GT | 121 |  | Electric Utility | N | Low utilization CT
NGCC | WA | Sumas Power Plant | 54476 | GEN2 | NG | CC | 37.7 |  | Electric Utility | Y
NGCC | WA | Sumas Power Plant | 54476 | GEN1 | NG | CC | 87.8 |  | Electric Utility | Y
Exclude | SC | Broad River Energy Center | 55166 | CT03 | NG | GT | 197 |  | Electric Utility/IPP Non-CHP | N | Low utilization CT
NGCC | NY | Selkirk Cogen | 10725 | GEN2 | NG | CC | 12 | 1 | IPP CHP | Y
NGCC | NY | Selkirk Cogen | 10725 | GEN5 | NG | CC | 148.4 |  | IPP CHP | Y
NGCC | NY | Selkirk Cogen | 10725 | GEN1 | NG | CC | 95.2 |  | IPP CHP | Y
NGCC | NY | Selkirk Cogen | 10725 | GEN3 | NG | CC | 95.2 |  | IPP CHP | Y
NGCC | NY | Selkirk Cogen | 10725 | GEN4 | NG | CC | 95.2 |  | IPP CHP | Y
Exclude | LA | Big Cajun 1 | 1464 | 4 | NG | GT | 132.8 |  | Electric Utility/IPP Non-CHP | N | Low utilization CT
Exclude | TX | Winchester Power Park | 56674 | CGT3 | NG | GT | 60.5 |  | Electric Utility | N | Low utilization CT
NGCC | MO | Hawthorn | 2079 | 9 | NG | CC | 146 |  | Electric Utility | N
NGCC | MO | Hawthorn | 2079 | 6 | NG | CC | 176 |  | Electric Utility | N
EXCLUDE | AZ | Yucca | 120 | GT1 | NG | GT | 23.6 |  | Electric Utility | N | Simple Cycle Turbine (PRMVR=GT or OT) unit under 25MW
EXCLUDE | AZ | Yucca | 120 | GT2 | NG | GT | 23.6 |  | Electric Utility | N | Simple Cycle Turbine (PRMVR=GT or OT) unit under 25MW
Exclude | AZ | Yucca | 120 | GT5 | NG | GT | 60.5 |  | Electric Utility | N | Low utilization CT
Exclude | AZ | Yucca | 120 | GT6 | NG | GT | 60.5 |  | Electric Utility | N | Low utilization CT
Exclude | AZ | Yucca | 120 | GT3 | NG | GT | 72.4 |  | Electric Utility | N | Low utilization CT
Exclude | AZ | Yucca | 120 | GT4 | DFO | GT | 72.4 |  | Electric Utility | N | Low utilization CT
Exclude | AZ | Yucca | 120 | GT21 | DFO | GT | 25.3 |  | Electric Utility | N | Low utilization CT
EXCLUDE | LA | Formosa Plastics | 54518 | ST1 | NG | ST | 12 |  | Industrial CHP | Y | Steam unit (PRMVR=ST) under 25MW/250 MMBtu/hr
Exclude | OH | Rolling Hills Generating | 55401 | CT2 | NG | GT | 195.5 |  | Electric Utility/IPP Non-CHP | N | Low utilization CT
EXCLUDE | LA | Formosa Plastics | 54518 | ST2 | NG | ST | 12 |  | Industrial CHP | Y | Steam unit (PRMVR=ST) under 25MW/250 MMBtu/hr
EXCLUDE | CA | Western Power & Steam Inc | 54410 | STG | NG | CC | 8.3 | 0 | Industrial CHP | Y | Combined Cycle (PRMVR=CC) unit under 25MW
EXCLUDE | CA | Western Power & Steam Inc | 54410 | CTG | NG | CC | 27.7 |  | Industrial CHP | Y | Commercial/Industrial Unit
Exclude | GA | Baconton Power Plant | 55304 | CT4 | NG | GT | 60 |  | Electric Utility/IPP Non-CHP | N | Low utilization CT
NGCC | VA | Gordonsville Energy LP | 54844 | GOR1 | NG | CC | 97.2 |  | Electric Utility | N
NGCC | VA | Gordonsville Energy LP | 54844 | GOR2 | NG | CC | 97.2 |  | Electric Utility | N
NGCC | VA | Gordonsville Energy LP | 54844 | GOR3 | NG | CC | 53 |  | Electric Utility | N
NGCC | VA | Gordonsville Energy LP | 54844 | GOR4 | NG | CC | 53 |  | Electric Utility | N
NGCC | RI | Ocean State Power II | 54324 | GEN3 | NG | CC | 88.6 |  | Electric Utility/IPP Non-CHP | N
NGCC | RI | Ocean State Power II | 54324 | GEN1 | NG | CC | 82.8 |  | Electric Utility/IPP Non-CHP | N
NGCC | RI | Ocean State Power II | 54324 | GEN2 | NG | CC | 82.8 |  | Electric Utility/IPP Non-CHP | N
NGCC | FL | Mulberry Cogeneration Facility | 54426 | GT1 | NG | CC | 82 |  | IPP CHP | Y
NGCC | FL | Mulberry Cogeneration Facility | 54426 | ST1 | NG | CC | 49.5 |  | IPP CHP | Y
EXCLUDE | CA | OLS Energy Camarillo | 50851 | GEN2 | NG | CC | 7.6 | 0 | IPP CHP | Y | Combined Cycle (PRMVR=CC) unit under 25MW
EXCLUDE | CA | OLS Energy Camarillo | 50851 | GEN1 | NG | CC | 23.5 |  | IPP CHP | Y | Combined Cycle (PRMVR=CC) unit under 25MW
NGCC | CA | Clearwater Power Plant | 56356 | CT1 | NG | CC | 41 |  | Electric Utility | Y
NGCC | CA | Clearwater Power Plant | 56356 | ST1 | NG | CC | 8 | 1 | Electric Utility | Y
NGCC | VA | Bellmeade Power Station | 50966 | 1 | NG | CC | 110 |  | Electric Utility | N
NGCC | VA | Bellmeade Power Station | 50966 | 2 | NG | CC | 110 |  | Electric Utility | N
NGCC | VA | Bellmeade Power Station | 50966 | 3 | NG | CC | 110 |  | Electric Utility | N
Exclude | LA | Calcasieu | 55165 | G101 | NG | GT | 174.3 |  | Electric Utility | N | Low utilization CT
NGCC | MI | Jackson Michigan Facility | 55270 | LM1 | NG | CC | 60 |  | Electric Utility/IPP Non-CHP | N
NGCC | MI | Jackson Michigan Facility | 55270 | LM2 | NG | CC | 60 |  | Electric Utility/IPP Non-CHP | N
NGCC | MI | Jackson Michigan Facility | 55270 | LM3 | NG | CC | 60 |  | Electric Utility/IPP Non-CHP | N
NGCC | MI | Jackson Michigan Facility | 55270 | LM4 | NG | CC | 60 |  | Electric Utility/IPP Non-CHP | N
NGCC | MI | Jackson Michigan Facility | 55270 | LM5 | NG | CC | 60 |  | Electric Utility/IPP Non-CHP | N
NGCC | MI | Jackson Michigan Facility | 55270 | LM6 | NG | CC | 60 |  | Electric Utility/IPP Non-CHP | N
NGCC | MI | Jackson Michigan Facility | 55270 | 7EA | NG | CC | 79 |  | Electric Utility/IPP Non-CHP | N
NGCC | MI | Jackson Michigan Facility | 55270 | ST1 | NG | CC | 105 |  | Electric Utility/IPP Non-CHP | N
NGCC | MI | Jackson Michigan Facility | 55270 | ST2 | NG | CC | 105 |  | Electric Utility/IPP Non-CHP | N
Exclude | FL | Port Everglades | 617 | 11 | NG | GT | 34.2 |  | Electric Utility | N | Low utilization CT
EXCLUDE | CA | SF State University | 57043 | 2 | NG | FC | 1.4 |  | Electric Utility | Y | Fuel Cell (PRMVR=FC)
EXCLUDE | CA | SF State University | 57043 | 1 | NG | FC | 0.2 |  | Electric Utility | N | Fuel Cell (PRMVR=FC)
NGCC | MN | LSP-Cottage Grove LP | 55010 | CTG1 | NG | CC | 177.3 |  | IPP CHP | Y
NGCC | MN | LSP-Cottage Grove LP | 55010 | STG1 | NG | CC | 106.2 |  | IPP CHP | Y
Exclude | TX | Sand Hill | 7900 | SH1 | NG | GT | 51.4 |  | Electric Utility | N | Low utilization CT
NGCC | CA | SPA Cogen 3 | 7552 | CCST | NG | CC | 55.2 |  | Electric Utility/Cogeneration | Y
NGCC | CA | SPA Cogen 3 | 7552 | CCCT | NG | CC | 118.7 |  | Electric Utility/Cogeneration | Y
NGCC | MA | Bellingham Cogeneration Facility | 10307 | CT1 | NG | CC | 128.7 |  | Electric Utility/IPP CHP | Y
NGCC | MA | Bellingham Cogeneration Facility | 10307 | CT2 | NG | CC | 128.7 |  | Electric Utility/IPP CHP | Y
NGCC | MA | Bellingham Cogeneration Facility | 10307 | ST1 | NG | CC | 128.7 |  | Electric Utility/IPP CHP | Y
NGCC | CA | Crockett Cogen Project | 55084 | GE1 | NG | CC | 247.4 |  | IPP CHP | Y
NGCC | NY | Batavia Power Plant | 54593 | GEN2 | NG | CC | 18.5 | 1 | IPP CHP | Y
NGCC | NY | Batavia Power Plant | 54593 | GEN1 | NG | CC | 47.7 |  | IPP CHP | Y
NGCC | FL | John R Kelly | 664 | CT04 | NG | CC | 96.1 |  | Electric Utility | N
NGCC | FL | John R Kelly | 664 | 8 | NG | CC | 50 |  | Electric Utility | N
EXCLUDE | CA | CSU East Bay | 57042 | 1 | NG | FC | 1.4 |  | Electric Utility | Y | Fuel Cell (PRMVR=FC)
NGCC | FL | Central Energy Plant | 7294 | STG | NG | CC | 8.5 | 1 | Electric Utility/Cogeneration | Y
NGCC | FL | Central Energy Plant | 7294 | GTG | NG | CC | 61.5 |  | Electric Utility/Cogeneration | Y
Exclude | MO | Audrain Generating Station | 55234 | GT7 | NG | GT | 101.8 |  | Electric Utility | N | Low utilization CT
Exclude | VA | Louisa Generating | 7837 | 1 | NG | GT | 84.5 |  | Electric Utility | N | Low utilization CT
Exclude | MN | Lakefield Junction | 7925 | 2 | NG | GT | 89.3 |  | Electric Utility | N | Low utilization CT
Exclude | TX | Leon Creek | 3609 | CGT2 | NG | GT | 57.4 |  | Electric Utility | N | Low utilization CT
Exclude | VA | Commonwealth Chesapeake | 55381 | UNT4 | DFO | GT | 57.5 |  | Electric Utility/IPP Non-CHP | N | Low utilization CT
NGCC | NY | Allegany Cogen | 7784 | 2 | NG | CC | 25 |  | Electric Utility | N
NGCC | NY | Allegany Cogen | 7784 | 1 | NG | CC | 42 |  | Electric Utility | N
EXCLUDE | CA | Sonoma County Fuel Cell | 57793 | FC-1 | NG | FC | 1.4 |  | Commercial CHP | Y | Fuel Cell (PRMVR=FC)
EXCLUDE | VA | MillerCoors Shenandoah Brewery | 58057 | WWTP | OBG | GT | 1.4 |  | Industrial Non-CHP | N | Non Fossil fuel type
NGCC | CA | Gilroy Power Plant | 10034 | GEN1 | NG | CC | 90 |  | IPP CHP | Y
NGCC | CA | Gilroy Power Plant | 10034 | GEN2 | NG | CC | 40 |  | IPP CHP | Y
NGCC | WA | Encogen | 7870 | CTG1 | NG | CC | 39.4 |  | Electric Utility | Y
NGCC | WA | Encogen | 7870 | CTG2 | NG | CC | 39.4 |  | Electric Utility | Y
NGCC | WA | Encogen | 7870 | CTG3 | NG | CC | 39.4 |  | Electric Utility | Y
NGCC | WA | Encogen | 7870 | STG | NG | CC | 58.2 |  | Electric Utility | Y
Exclude | FL | Vandolah Power Station | 55415 | G301 | NG | GT | 182 |  | Electric Utility/IPP Non-CHP | N | Low utilization CT
NGCC | AR | Harry L. Oswald | 55221 | G1 | NG | CC | 51 |  | Electric Utility | N
NGCC | AR | Harry L. Oswald | 55221 | G2 | NG | CC | 51 |  | Electric Utility | N
NGCC | AR | Harry L. Oswald | 55221 | G3 | NG | CC | 51 |  | Electric Utility | N
NGCC | AR | Harry L. Oswald | 55221 | G4 | NG | CC | 51 |  | Electric Utility | N
NGCC | AR | Harry L. Oswald | 55221 | G5 | NG | CC | 51 |  | Electric Utility | N
NGCC | AR | Harry L. Oswald | 55221 | G6 | NG | CC | 51 |  | Electric Utility | N
NGCC | AR | Harry L. Oswald | 55221 | G8 | NG | CC | 105 |  | Electric Utility | N
NGCC | AR | Harry L. Oswald | 55221 | G9 | NG | CC | 105 |  | Electric Utility | N
NGCC | AR | Harry L. Oswald | 55221 | G7 | NG | CC | 83.5 |  | Electric Utility | N
NGCC | NJ | Pedricktown Cogeneration Company LP | 10099 | GEN2 | NG | CC | 42.4 |  | Electric Utility/IPP CHP | Y
NGCC | NJ | Pedricktown Cogeneration Company LP | 10099 | GEN1 | NG | CC | 92.1 |  | Electric Utility/IPP CHP | Y
NGCC | TX | Colorado Bend Energy Center | 56350 | ST2 | NG | CC | 115 |  | Electric Utility/IPP Non-CHP | N
NGCC | TX | Colorado Bend Energy Center | 56350 | ST1 | NG | CC | 105.1 |  | Electric Utility/IPP Non-CHP | N
NGCC | TX | Colorado Bend Energy Center | 56350 | CT1A | NG | CC | 90 |  | Electric Utility/IPP Non-CHP | N
NGCC | TX | Colorado Bend Energy Center | 56350 | CT1B | NG | CC | 90 |  | Electric Utility/IPP Non-CHP | N
NGCC | TX | Colorado Bend Energy Center | 56350 | CT2A | NG | CC | 90 |  | Electric Utility/IPP Non-CHP | N
NGCC | TX | Colorado Bend Energy Center | 56350 | CT2B | NG | CC | 90 |  | Electric Utility/IPP Non-CHP | N
NGCC | NY | Pinelawn Power LLC | 56188 | STG | NG | CC | 32 |  | Electric Utility/IPP Non-CHP | N
NGCC | NY | Pinelawn Power LLC | 56188 | CTG | NG | CC | 50 |  | Electric Utility/IPP Non-CHP | N
Exclude | CT | Wallingford Energy | 55517 | CTG3 | NG | GT | 50 |  | Electric Utility/IPP Non-CHP | N | Low utilization CT
NGCC | TX | Sam Rayburn | 3631 | 7 | NG | CC | 49.2 |  | Electric Utility | N
NGCC | TX | Sam Rayburn | 3631 | 8 | NG | CC | 49.2 |  | Electric Utility | N
NGCC | TX | Sam Rayburn | 3631 | 9 | NG | CC | 49.2 |  | Electric Utility | N
NGCC | TX | Sam Rayburn | 3631 | 10 | NG | CC | 42 |  | Electric Utility | N
NGCC | FL | Orlando Cogen LP | 54466 | GEN1 | NG | CC | 122.4 |  | IPP CHP | Y
Exclude | CA | Ripon Generation Station | 56135 | 2 | NG | GT | 60.5 |  | Electric Utility | N | Low utilization CT
Exclude | GA | Tenaska Georgia Generation Facility | 55061 | GTG1 | NG | GT | 183.2 |  | Electric Utility/IPP Non-CHP | N | Low utilization CT
Exclude | SD | Groton Generating Station | 56238 | GT01 | NG | GT | 93.5 |  | Electric Utility | N | Low utilization CT
NGCC | IL | Grand Tower | 862 | 4 | NG | CC | 113.6 |  | Electric Utility/IPP Non-CHP | N
NGCC | IL | Grand Tower | 862 | 1 | NG | CC | 248 |  | Electric Utility/IPP Non-CHP | N
NGCC | IL | Grand Tower | 862 | 2 | NG | CC | 200 |  | Electric Utility/IPP Non-CHP | N
NGCC | IL | Grand Tower | 862 | 3 | NG | CC | 85.7 |  | Electric Utility/IPP Non-CHP | N
EXCLUDE | OK | University of Oklahoma | 50307 | GEN4 | NG | ST | 4.3 |  | Commercial CHP | Y | Steam unit (PRMVR=ST) under 25MW/250 MMBtu/hr
NGCC | FL | Pasco Cogen Ltd | 54424 | ST1 | NG | CC | 26.5 |  | IPP CHP | Y
NGCC | FL | Pasco Cogen Ltd | 54424 | GT1 | NG | CC | 57.4 |  | IPP CHP | Y
NGCC | FL | Pasco Cogen Ltd | 54424 | GT2 | NG | CC | 57.4 |  | IPP CHP | Y
NGCC | SC | Cherokee County Cogen | 55043 | ST1 | NG | CC | 41.2 |  | IPP CHP | Y
NGCC | SC | Cherokee County Cogen | 55043 | GT1 | NG | CC | 60 |  | IPP CHP | Y
EXCLUDE | CA | Caltech Central | 57460 | CL00 | OBG | FC | 0.1 |  | IPP Non-CHP | N | Fuel Cell (PRMVR=FC)
EXCLUDE | CA | Caltech Central | 57460 | CL01 | OBG | FC | 0.1 |  | IPP Non-CHP | N | Fuel Cell (PRMVR=FC)
EXCLUDE | CA | Caltech Central | 57460 | CL02 | OBG | FC | 0.1 |  | IPP Non-CHP | N | Fuel Cell (PRMVR=FC)
EXCLUDE | CA | Caltech Central | 57460 | CL03 | OBG | FC | 0.1 |  | IPP Non-CHP | N | Fuel Cell (PRMVR=FC)
EXCLUDE | CA | Caltech Central | 57460 | CL04 | OBG | FC | 0.1 |  | IPP Non-CHP | N | Fuel Cell (PRMVR=FC)
EXCLUDE | CA | Caltech Central | 57460 | CL05 | OBG | FC | 0.1 |  | IPP Non-CHP | N | Fuel Cell (PRMVR=FC)
EXCLUDE | CA | Caltech Central | 57460 | CL06 | OBG | FC | 0.1 |  | IPP Non-CHP | N | Fuel Cell (PRMVR=FC)
EXCLUDE | CA | Caltech Central | 57460 | CL07 | OBG | FC | 0.1 |  | IPP Non-CHP | N | Fuel Cell (PRMVR=FC)
EXCLUDE | CA | Caltech Central | 57460 | CL08 | OBG | FC | 0.1 |  | IPP Non-CHP | N | Fuel Cell (PRMVR=FC)
EXCLUDE | CA | Caltech Central | 57460 | CL09 | OBG | FC | 0.1 |  | IPP Non-CHP | N | Fuel Cell (PRMVR=FC)
Exclude | CT | Wallingford Energy | 55517 | CTG5 | NG | GT | 50 |  | Electric Utility/IPP Non-CHP | N | Low utilization CT
Exclude | FL | Stock Island | 6584 | GT4 | DFO | GT | 42 |  | Electric Utility | N | Low utilization CT
EXCLUDE | FL | Stock Island | 6584 | GT1 | DFO | GT | 23.4 |  | Electric Utility | N | Simple Cycle Turbine (PRMVR=GT or OT) unit under 25MW
EXCLUDE | FL | Stock Island | 6584 | GT2 | DFO | GT | 19.7 |  | Electric Utility | N | Simple Cycle Turbine (PRMVR=GT or OT) unit under 25MW
EXCLUDE | FL | Stock Island | 6584 | GT3 | DFO | GT | 19.7 |  | Electric Utility | N | Simple Cycle Turbine (PRMVR=GT or OT) unit under 25MW
Exclude | IL | University Park North | 55640 | 7 | NG | GT | 45 |  | Electric Utility/IPP Non-CHP | N | Low utilization CT
Exclude | CO | Spindle Hill Energy Center | 56445 | GEN1 | NG | GT | 197 |  | Electric Utility/IPP Non-CHP | N | Low utilization CT
NGCC | FL | Hardee Power Station | 50949 | GEN1 | NG | CC | 86 |  | Electric Utility/IPP Non-CHP | N
NGCC | FL | Hardee Power Station | 50949 | GEN2 | NG | CC | 86 |  | Electric Utility/IPP Non-CHP | N
NGCC | FL | Hardee Power Station | 50949 | GEN3 | NG | CC | 86 |  | Electric Utility/IPP Non-CHP | N
Exclude | NJ | Bayonne Energy Center | 56964 | GT7 | NG | GT | 64 |  | Electric Utility/IPP Non-CHP | N | Low utilization CT
NGCC | NY | Carr Street Generating Station | 50978 | GEN1 | NG | CC | 48.8 |  | Electric Utility/IPP Non-CHP | N
NGCC | NY | Carr Street Generating Station | 50978 | GEN2 | NG | CC | 48.8 |  | Electric Utility/IPP Non-CHP | N
NGCC | NY | Carr Street Generating Station | 50978 | GEN3 | NG | CC | 25 |  | Electric Utility/IPP Non-CHP | N
Exclude | OH | Frank M Tait | 2847 | GT2 | NG | GT | 106.1 |  | Electric Utility | N | Low utilization CT
NGCC | GA | Mid-Georgia Cogeneration Facility | 55040 | ST1 | NG | CC | 110 |  | IPP CHP | Y
NGCC | GA | Mid-Georgia Cogeneration Facility | 55040 | CT1 | NG | CC | 106.5 |  | IPP CHP | Y
NGCC | GA | Mid-Georgia Cogeneration Facility | 55040 | CT2 | NG | CC | 106.5 |  | IPP CHP | Y
NGCC | VA | Doswell Energy Center | 52019 | GEN3 | NG | CC | 132 |  | Electric Utility/IPP Non-CHP | N
NGCC | VA | Doswell Energy Center | 52019 | GEN6 | NG | CC | 132 |  | Electric Utility/IPP Non-CHP | N
NGCC | VA | Doswell Energy Center | 52019 | GEN1 | NG | CC | 122 |  | Electric Utility/IPP Non-CHP | N
NGCC | VA | Doswell Energy Center | 52019 | GEN2 | NG | CC | 122 |  | Electric Utility/IPP Non-CHP | N
NGCC | VA | Doswell Energy Center | 52019 | GEN4 | NG | CC | 122 |  | Electric Utility/IPP Non-CHP | N
NGCC | VA | Doswell Energy Center | 52019 | GEN5 | NG | CC | 122 |  | Electric Utility/IPP Non-CHP | N
Exclude | CA | Gilroy Peaking Energy Center | 55810 | S4 | NG | GT | 45 |  | Electric Utility/IPP Non-CHP | N | Low utilization CT
Exclude | TX | Winchester Power Park | 56674 | CGT4 | NG | GT | 60.5 |  | Electric Utility | N | Low utilization CT
NGCC | MA | Dartmouth Power Associates LP | 52026 | GEN1 | NG | CC | 45 |  | Electric Utility/IPP Non-CHP | N
NGCC | MA | Dartmouth Power Associates LP | 52026 | GEN2 | NG | CC | 32 |  | Electric Utility/IPP Non-CHP | N
NGCC | MA | L'Energia Energy Center | 54586 | TRENT | NG | CC | 57.9 |  | IPP Non-CHP | N
NGCC | MA | L'Energia Energy Center | 54586 | VAX | NG | CC | 27.1 |  | IPP Non-CHP | N
Exclude | IL | University Park North | 55640 | 10 | NG | GT | 45 |  | Electric Utility/IPP Non-CHP | N | Low utilization CT
NGCC | MN | Black Dog | 1904 | 5 | NG | CC | 187.9 |  | Electric Utility | N
NGCC | MN | Black Dog | 1904 | 2 | NG | CC | 136.9 |  | Electric Utility | N
NGCC | FL | Auburndale Power Partners | 54658 | ST | NG | CC | 52 |  | Electric Utility/IPP CHP | Y
NGCC | FL | Auburndale Power Partners | 54658 | CT | NG | CC | 121.5 |  | Electric Utility/IPP CHP | Y
NGCC | NY | Lockport Energy Associates LP | 54041 | GEN1 | NG | CC | 48.7 |  | IPP CHP | Y
NGCC | NY | Lockport Energy Associates LP | 54041 | GEN2 | NG | CC | 48.7 |  | IPP CHP | Y
NGCC | NY | Lockport Energy Associates LP | 54041 | GEN3 | NG | CC | 48.7 |  | IPP CHP | Y
NGCC | NY | Lockport Energy Associates LP | 54041 | GEN4 | NG | CC | 75.2 |  | IPP CHP | Y
Exclude | IL | Aurora | 55279 | CTG9 | NG | GT | 71 |  | Electric Utility/IPP Non-CHP | N | Low utilization CT
Exclude | SC | Mill Creek | 7981 | 6 | NG | GT | 99.9 |  | Electric Utility | N | Low utilization CT
NGCC | MA | Masspower | 10726 | GEN1 | NG | CC | 90 |  | IPP CHP | Y
NGCC | MA | Masspower | 10726 | GEN2 | NG | CC | 90 |  | IPP CHP | Y
NGCC | MA | Masspower | 10726 | GEN3 | NG | CC | 80.9 |  | IPP CHP | Y
NGCC | RI | Manchester Street | 3236 | GE10 | NG | CC | 48 |  | Electric Utility/IPP Non-CHP | N
NGCC | RI | Manchester Street | 3236 | G10A | NG | CC | 125 |  | Electric Utility/IPP Non-CHP | N
NGCC | RI | Manchester Street | 3236 | G11A | NG | CC | 125 |  | Electric Utility/IPP Non-CHP | N
NGCC | RI | Manchester Street | 3236 | GE9A | NG | CC | 125 |  | Electric Utility/IPP Non-CHP | N
NGCC | RI | Manchester Street | 3236 | GE11 | NG | CC | 46 |  | Electric Utility/IPP Non-CHP | N
NGCC | RI | Manchester Street | 3236 | GEN9 | NG | CC | 46 |  | Electric Utility/IPP Non-CHP | N
NGCC | FL | Lauderdale | 613 | ST4 | NG | CC | 151.2 |  | Electric Utility | N
NGCC | FL | Lauderdale | 613 | ST5 | NG | CC | 151.2 |  | Electric Utility | N
NGCC | FL | Lauderdale | 613 | 4GT1 | NG | CC | 185 |  | Electric Utility | N
NGCC | FL | Lauderdale | 613 | 4GT2 | NG | CC | 185 |  | Electric Utility | N
NGCC | FL | Lauderdale | 613 | 5GT1 | NG | CC | 185 |  | Electric Utility | N
NGCC | FL | Lauderdale | 613 | 5GT2 | NG | CC | 185 |  | Electric Utility | N
EXCLUDE | CA | Santa Clara Cogen | 7232 | 1 | NG | GT | 3.9 |  | Electric Utility | N | Simple Cycle Turbine (PRMVR=GT or OT) unit under 25MW
EXCLUDE | CA | Santa Clara Cogen | 7232 | 2 | NG | GT | 3.9 |  | Electric Utility | N | Simple Cycle Turbine (PRMVR=GT or OT) unit under 25MW
Exclude | KY | Paddys Run | 1366 | 12 | NG | GT | 32.6 |  | Electric Utility | N | Low utilization CT
EXCLUDE | KY | Paddys Run | 1366 | 11 | NG | GT | 16 |  | Electric Utility | N | Simple Cycle Turbine (PRMVR=GT or OT) unit under 25MW
Exclude | KY | Paddys Run | 1366 | 13 | NG | GT | 178 |  | Electric Utility | N | Low utilization CT
NGCC | DE | Hay Road | 7153 | HR1 | NG | CC | 122 |  | Electric Utility/IPP Non-CHP | N
NGCC | DE | Hay Road | 7153 | HR2 | NG | CC | 122 |  | Electric Utility/IPP Non-CHP | N
NGCC | DE | Hay Road | 7153 | HR3 | NG | CC | 122 |  | Electric Utility/IPP Non-CHP | N
NGCC | DE | Hay Road | 7153 | HR4 | NG | CC | 200 |  | Electric Utility/IPP Non-CHP | N
NGCC | DE | Hay Road | 7153 | HR8 | NG | CC | 195 |  | Electric Utility/IPP Non-CHP | N
NGCC | DE | Hay Road | 7153 | HR5 | NG | CC | 144 |  | Electric Utility/IPP Non-CHP | N
NGCC | DE | Hay Road | 7153 | HR6 | NG | CC | 144 |  | Electric Utility/IPP Non-CHP | N
NGCC | DE | Hay Road | 7153 | HR7 | NG | CC | 144 |  | Electric Utility/IPP Non-CHP | N
NGCC | OK | PowerSmith Cogeneration Project | 50558 | ST01 | NG | CC | 49.9 |  | IPP CHP | Y
NGCC | OK | PowerSmith Cogeneration Project | 50558 | GT01 | NG | CC | 72.5 |  | IPP CHP | Y
NGCC | TX | Odessa Ector Generating Station | 55215 | CTG1 | NG | CC | 171.7 |  | Electric Utility/IPP Non-CHP | N
NGCC | TX | Odessa Ector Generating Station | 55215 | CTG2 | NG | CC | 171.7 |  | Electric Utility/IPP Non-CHP | N
NGCC | TX | Odessa Ector Generating Station | 55215 | CTG3 | NG | CC | 171.7 |  | Electric Utility/IPP Non-CHP | N
NGCC | TX | Odessa Ector Generating Station | 55215 | CTG4 | NG | CC | 171.7 |  | Electric Utility/IPP Non-CHP | N
NGCC | TX | Odessa Ector Generating Station | 55215 | STG1 | NG | CC | 224.2 |  | Electric Utility/IPP Non-CHP | N
NGCC | TX | Odessa Ector Generating Station | 55215 | STG2 | NG | CC | 224.2 |  | Electric Utility/IPP Non-CHP | N
Exclude | OH | Madison | 55110 | CT7 | NG | GT | 85.4 |  | Electric Utility | N | Low utilization CT
Exclude | CA | Panoche Energy Center | 56803 | 3 | NG | GT | 108 |  | Electric Utility/IPP Non-CHP | N | Low utilization CT
Exclude | MD | Riverside | 1559 | GT7 | DFO | GT | 25 |  | Electric Utility/IPP Non-CHP | N | Low utilization CT
Exclude | MD | Riverside | 1559 | GT8 | DFO | GT | 25 |  | Electric Utility/IPP Non-CHP | N | Low utilization CT
Exclude | MD | Riverside | 1559 | GT6 | NG | GT | 135 |  | Electric Utility/IPP Non-CHP | N | Low utilization CT
NGCC | RI | Ocean State Power | 51030 | GEN3 | NG | CC | 88.6 |  | Electric Utility/IPP Non-CHP | N
NGCC | RI | Ocean State Power | 51030 | GEN1 | NG | CC | 82.8 |  | Electric Utility/IPP Non-CHP | N
NGCC | RI | Ocean State Power | 51030 | GEN2 | NG | CC | 82.8 |  | Electric Utility/IPP Non-CHP | N
NGCC | LA | Carville Energy LLC | 55404 | CTG1 | NG | CC | 187 |  | IPP CHP | Y
NGCC | LA | Carville Energy LLC | 55404 | CTG2 | NG | CC | 187 |  | IPP CHP | Y
NGCC | LA | Carville Energy LLC | 55404 | STG | NG | CC | 196 |  | IPP CHP | Y
NGCC | CA | Carson Cogeneration | 10169 | GEN2 | NG | CC | 10.5 | 1 | Electric Utility/IPP CHP | Y
NGCC | CA | Carson Cogeneration | 10169 | GEN1 | NG | CC | 45.3 |  | Electric Utility/IPP CHP | Y
EXCLUDE | NH | UNH 7.9 MW Plant | 58180 | 1 | LFG | GT | 7.9 |  | Commercial CHP | Y | Non Fossil fuel type
NGCC | MD | Panda Brandywine LP | 54832 | 1 | NG | CC | 98.7 |  | IPP CHP | Y
NGCC | MD | Panda Brandywine LP | 54832 | 2 | NG | CC | 98.7 |  | IPP CHP | Y
NGCC | MD | Panda Brandywine LP | 54832 | 3 | NG | CC | 91.4 |  | IPP CHP | Y
NGCC | FL | Lake Cogen Ltd | 54423 | GT2 | NG | CC | 69.2 |  | IPP CHP | Y
NGCC | FL | Lake Cogen Ltd | 54423 | ST1 | NG | CC | 31.1 |  | IPP CHP | Y
NGCC | FL | Lake Cogen Ltd | 54423 | GT1 | NG | CC | 57.4 |  | IPP CHP | Y
NGCC | WI | LSP-Whitewater LP | 55011 | CTG1 | NG | CC | 177.3 |  | IPP CHP | Y
NGCC | WI | LSP-Whitewater LP | 55011 | STG1 | NG | CC | 106.2 |  | IPP CHP | Y
NGCC | NJ | Sayreville Cogeneration Facility | 10308 | CT1 | NG | CC | 143.4 |  | IPP Non-CHP | N
NGCC | NJ | Sayreville Cogeneration Facility | 10308 | CT2 | NG | CC | 143.4 |  | IPP Non-CHP | N
NGCC | NJ | Sayreville Cogeneration Facility | 10308 | ST1 | NG | CC | 143.4 |  | IPP Non-CHP | N
NGCC | MA | Milford Power LP | 54805 | ST-1 | NG | CC | 49.1 |  | Electric Utility/IPP Non-CHP | N
NGCC | MA | Milford Power LP | 54805 | GT-1 | NG | CC | 128.9 |  | Electric Utility/IPP Non-CHP | N
NGCC | IL | Cordova Energy | 55188 | PT11 | NG | CC | 210 |  | Electric Utility/IPP Non-CHP | N
NGCC | IL | Cordova Energy | 55188 | PT21 | NG | CC | 210 |  | Electric Utility/IPP Non-CHP | N
NGCC | IL | Cordova Energy | 55188 | PT31 | NG | CC | 191.2 |  | Electric Utility/IPP Non-CHP | N
NGCC | FL | S O Purdom | 689 | 8 | NG | CC | 160 |  | Electric Utility | N
NGCC | FL | S O Purdom | 689 | 9 | NG | CC | 87 |  | Electric Utility | N
NGCC | TX | Wolf Hollow I LP | 55139 | CTG1 | NG | CC | 264.8 |  | Electric Utility/IPP Non-CHP | N
NGCC | TX | Wolf Hollow I LP | 55139 | CTG2 | NG | CC | 264.8 |  | Electric Utility/IPP Non-CHP | N
NGCC | TX | Wolf Hollow I LP | 55139 | ST | NG | CC | 280 |  | Electric Utility/IPP Non-CHP | N
NGCC | CA | Walnut Energy Center | 56078 | 1 | NG | CC | 94.9 |  | Electric Utility | N
NGCC | CA | Walnut Energy Center | 56078 | 2 | NG | CC | 94.9 |  | Electric Utility | N
NGCC | CA | Walnut Energy Center | 56078 | 3 | NG | CC | 110.8 |  | Electric Utility | N
NGCC | PA | Hunlock Power Station | 3176 | 3 | NG | CC | 49.9 |  | Electric Utility/IPP Non-CHP | N
NGCC | PA | Hunlock Power Station | 3176 | 5 | NG | CC | 48 |  | Electric Utility/IPP Non-CHP | N
NGCC | PA | Hunlock Power Station | 3176 | 6 | NG | CC | 48 |  | Electric Utility/IPP Non-CHP | N
NGCC | TX | Johnson County | 54817 | GT-1 | NG | CC | 178.2 |  | Electric Utility | N
NGCC | TX | Johnson County | 54817 | ST-1 | NG | CC | 104.4 |  | Electric Utility | N
Exclude | CA | Almond Power Plant | 7315 | 4 | NG | GT | 58 |  | Electric Utility | N | Low utilization CT
NGCC | NY | Bethpage Power Plant | 50292 | GEN7 | NG | CC | 36 |  | Electric Utility/IPP Non-CHP | N
NGCC | NY | Bethpage Power Plant | 50292 | GEN6 | NG | CC | 60 |  | Electric Utility/IPP Non-CHP | N
NGCC | NY | Bethpage Power Plant | 50292 | GEN3 | NG | CC | 16.2 | 1 | Electric Utility/IPP Non-CHP | N
NGCC | NY | Bethpage Power Plant | 50292 | GEN1 | NG | CC | 33.7 |  | Electric Utility/IPP Non-CHP | N
NGCC | NY | Bethpage Power Plant | 50292 | GEN2 | NG | CC | 33.7 |  | Electric Utility/IPP Non-CHP | N
NGCC | NY | Indeck Corinth Energy Center | 50458 | GEN1 | NG | CC | 92 |  | IPP CHP | Y
NGCC | NY | Indeck Corinth Energy Center | 50458 | GEN2 | NG | CC | 55 |  | IPP CHP | Y
Exclude | IN | Georgetown | 7759 | GT1 | NG | GT | 85.3 |  | Electric Utility | N | Low utilization CT
Exclude | OH | Rolling Hills Generating | 55401 | CT1 | NG | GT | 195.5 |  | Electric Utility/IPP Non-CHP | N | Low utilization CT
Exclude | IL | Energy Shelby County | 55237 | CTG5 | NG | GT | 60.5 |  | Electric Utility/IPP Non-CHP | N | Low utilization CT
NGCC | NY | Sterling Power Plant | 50744 | GEN2 | NG | CC | 16.5 | 1 | IPP CHP | Y
NGCC | NY | Sterling Power Plant | 50744 | GEN1 | NG | CC | 47.7 |  | IPP CHP | Y
NGCC | PA | FPL Energy Marcus Hook LP | 55801 | CT13 | NG | CC | 188.2 |  | IPP CHP | Y
NGCC | PA | FPL Energy Marcus Hook LP | 55801 | CT1A | NG | CC | 188.2 |  | IPP CHP | Y
NGCC | PA | FPL Energy Marcus Hook LP | 55801 | CTIB | NG | CC | 188.2 |  | IPP CHP | Y
NGCC | PA | FPL Energy Marcus Hook LP | 55801 | STG | NG | CC | 271.5 |  | IPP CHP | Y
NGCC | PA | Bethlehem Power Plant | 55690 | STG4 | NG | CC | 230 |  | Electric Utility/IPP Non-CHP | N
NGCC | PA | Bethlehem Power Plant | 55690 | STG8 | NG | CC | 230 |  | Electric Utility/IPP Non-CHP | N
NGCC | PA | Bethlehem Power Plant | 55690 | CTG1 | NG | CC | 140 |  | Electric Utility/IPP Non-CHP | N
NGCC | PA | Bethlehem Power Plant | 55690 | CTG2 | NG | CC | 140 |  | Electric Utility/IPP Non-CHP | N
NGCC | PA | Bethlehem Power Plant | 55690 | CTG3 | NG | CC | 140 |  | Electric Utility/IPP Non-CHP | N
NGCC | PA | Bethlehem Power Plant | 55690 | CTG5 | NG | CC | 140 |  | Electric Utility/IPP Non-CHP | N
NGCC | PA | Bethlehem Power Plant | 55690 | CTG6 | NG | CC | 140 |  | Electric Utility/IPP Non-CHP | N
NGCC | PA | Bethlehem Power Plant | 55690 | CTG7 | NG | CC | 140 |  | Electric Utility/IPP Non-CHP | N
NGCC | WA | Chehalis Generating Facility | 55662 | CA | NG | CC | 195.5 |  | Electric Utility | N
NGCC | WA | Chehalis Generating Facility | 55662 | CT1 | NG | CC | 198.9 |  | Electric Utility | N
NGCC | WA | Chehalis Generating Facility | 55662 | CT2 | NG | CC | 198.9 |  | Electric Utility | N
NGCC | NJ | NAEA Lakewood LLC | 54640 | GEN3 | NG | CC | 82.7 |  | IPP Non-CHP | N
NGCC | NJ | NAEA Lakewood LLC | 54640 | GEN1 | NG | CC | 77.9 |  | IPP Non-CHP | N
NGCC | NJ | NAEA Lakewood LLC | 54640 | GEN2 | NG | CC | 77.9 |  | IPP Non-CHP | N
NGCC | NY | Richard M Flynn | 7314 | NA1 | NG | CC | 108 |  | Electric Utility | N
NGCC | NY | Richard M Flynn | 7314 | NA2 | NG | CC | 56 |  | Electric Utility | N
EXCLUDE | IA | Roquette America | 57953 | HRSG | NG | CC | 10 | 0 | Industrial CHP | Y | Combined Cycle (PRMVR=CC) unit under 25MW
EXCLUDE | IA | Roquette America | 57953 | GT | NG | CC | 40 |  | Industrial CHP | Y | Commercial/Industrial Unit
Exclude | TX | Dansby | 6243 | 2 | NG | GT | 49.1 |  | Electric Utility | N | Low utilization CT
NGCC | PA | York Energy Center | 55524 | CTG1 | NG | CC | 120 |  | Electric Utility/IPP Non-CHP | N
NGCC | PA | York Energy Center | 55524 | CTG2 | NG | CC | 120 |  | Electric Utility/IPP Non-CHP | N
NGCC | PA | York Energy Center | 55524 | CTG3 | NG | CC | 120 |  | Electric Utility/IPP Non-CHP | N
NGCC | PA | York Energy Center | 55524 | STG1 | NG | CC | 200 |  | Electric Utility/IPP Non-CHP | N
NGCC | OK | Northeastern | 2963 | 1 | NG | CC | 170 |  | Electric Utility | N
NGCC | OK | Northeastern | 2963 | 1A | NG | CC | 178.5 |  | Electric Utility | N
NGCC | OK | Northeastern | 2963 | 1B | NG | CC | 178.5 |  | Electric Utility | N
NGCC | TX | Barney M Davis | 4939 | 2 | NG | CC | 351 |  | Electric Utility/IPP Non-CHP | N
NGCC | TX | Barney M Davis | 4939 | 3 | NG | CC | 189.6 |  | Electric Utility/IPP Non-CHP | N
NGCC | TX | Barney M Davis | 4939 | 4 | NG | CC | 189.6 |  | Electric Utility/IPP Non-CHP | N
Exclude | CT | Waterbury Generation | 56629 | 10 | NG | GT | 96 |  | Electric Utility/IPP Non-CHP | N | Low utilization CT
Exclude | MT | Culbertson Generation Station | 56606 | 01 | NG | GT | 91 |  | Electric Utility | N | Low utilization CT
Exclude | SC | Hagood | 3285 | 4 | NG | GT | 122 |  | Electric Utility | N | Low utilization CT
Exclude | SC | Hagood | 3285 | 5 | NG | GT | 32 |  | Electric Utility | N | Low utilization CT
Exclude | SC | Hagood | 3285 | 6 | NG | GT | 32 |  | Electric Utility | N | Low utilization CT
NGCC | LA | Coughlin Power Station | 1396 | 6 | NG | CC | 113.6 |  | Electric Utility/IPP Non-CHP | N
NGCC | LA | Coughlin Power Station | 1396 | 7 | NG | CC | 243.1 |  | Electric Utility/IPP Non-CHP | N
NGCC | LA | Coughlin Power Station | 1396 | U6CT | NG | CC | 188.7 |  | Electric Utility/IPP Non-CHP | N
NGCC | LA | Coughlin Power Station | 1396 | U72 | NG | CC | 188.7 |  | Electric Utility/IPP Non-CHP | N
NGCC | LA | Coughlin Power Station | 1396 | U7CT | NG | CC | 188.7 |  | Electric Utility/IPP Non-CHP | N
NGCC | SC | Columbia Energy Center | 55386 | CT1 | NG | CC | 197 |  | Electric Utility/IPP CHP | Y
NGCC | SC | Columbia Energy Center | 55386 | CT2 | NG | CC | 197 |  | Electric Utility/IPP CHP | Y
NGCC | SC | Columbia Energy Center | 55386 | ST1 | NG | CC | 274.5 |  | Electric Utility/IPP CHP | Y
OGST | TX | R W Miller | 3628 | 2 | NG | ST | 100 |  | Electric Utility | N
NGCC | TX | Victoria | 3443 | 5 | NG | CC | 180 |  | Electric Utility/IPP Non-CHP | N
NGCC | TX | Victoria | 3443 | 7 | NG | CC | 196.9 |  | Electric Utility/IPP Non-CHP | N
NGCC | UT | Nebo Power Station | 56177 | ST1 | NG | CC | 75 |  | Electric Utility/IPP Non-CHP | N
NGCC | UT | Nebo Power Station | 56177 | GT1 | NG | CC | 65 |  | Electric Utility/IPP Non-CHP | N
NGCC | CO | Front Range Power Plant | 55283 | 1 | NG | CC | 154 |  | Electric Utility | N
NGCC | CO | Front Range Power Plant | 55283 | 2 | NG | CC | 154 |  | Electric Utility | N
NGCC | CO | Front Range Power Plant | 55283 | 3 | NG | CC | 233 |  | Electric Utility | N
Exclude | GA | Hartwell Energy Facility | 54538 | MAG1 | NG | GT | 180 |  | Electric Utility | N | Low utilization CT
NGCC | CA | Malburg | 56041 | M3 | NG | CC | 58.8 |  | Electric Utility/IPP Non-CHP | N
NGCC | CA | Malburg | 56041 | M1 | NG | CC | 50 |  | Electric Utility/IPP Non-CHP | N
NGCC | CA | Malburg | 56041 | M2 | NG | CC | 50 |  | Electric Utility/IPP Non-CHP | N
Exclude | GA | Tenaska Georgia Generation Facility | 55061 | GTG5 | NG | GT | 183.2 |  | Electric Utility/IPP Non-CHP | N | Low utilization CT
Exclude | IL | Lee Energy Facility | 55236 | CT2 | NG | GT | 101.8 |  | Electric Utility/IPP Non-CHP | N | Low utilization CT
EXCLUDE | CA | Adobe San Jose | 57811 | ADB00 | NG | FC | 0.8 |  | IPP Non-CHP | N | Fuel Cell (PRMVR=FC)
EXCLUDE | CA | Adobe San Jose | 57811 | ADB01 | NG | FC | 0.4 |  | IPP Non-CHP | N | Fuel Cell (PRMVR=FC)
NGCC | NV | Las Vegas Cogeneration II LLC | 55952 | GEN3 | NG | CC | 60.5 |  | Electric Utility/IPP Non-CHP | N
NGCC | NV | Las Vegas Cogeneration II LLC | 55952 | GEN4 | NG | CC | 60.5 |  | Electric Utility/IPP Non-CHP | N
NGCC | NV | Las Vegas Cogeneration II LLC | 55952 | GEN5 | NG | CC | 60.5 |  | Electric Utility/IPP Non-CHP | N
NGCC | NV | Las Vegas Cogeneration II LLC | 55952 | GEN6 | NG | CC | 60.5 |  | Electric Utility/IPP Non-CHP | N
NGCC | NV | Las Vegas Cogeneration II LLC | 55952 | GEN7 | NG | CC | 27.8 |  | Electric Utility/IPP Non-CHP | N
NGCC | NV | Las Vegas Cogeneration II LLC | 55952 | GEN8 | NG | CC | 27.8 |  | Electric Utility/IPP Non-CHP | N
NGCC | IN | Noblesville | 1007 | 3 | NG | CC | 76 |  | Electric Utility | N
NGCC | IN | Noblesville | 1007 | 4 | NG | CC | 76 |  | Electric Utility | N
NGCC | IN | Noblesville | 1007 | 5 | NG | CC | 76 |  | Electric Utility | N
NGCC | IN | Noblesville | 1007 | 1 | NG | CC | 50 |  | Electric Utility | N
NGCC | IN | Noblesville | 1007 | 2 | NG | CC | 50 |  | Electric Utility | N
NGCC | TX | Channel Energy Center LLC | 55299 | CTG1 | NG | CC | 215 |  | IPP CHP | Y
NGCC | TX | Channel Energy Center LLC | 55299 | CTG2 | NG | CC | 215 |  | IPP CHP | Y
NGCC | TX | Channel Energy Center LLC | 55299 | ST-1 | NG | CC | 285 |  | IPP CHP | Y
NGCC | NM | Bluffview | 55977 | STG1 | NG | CC | 27 |  | Electric Utility | N
NGCC | NM | Bluffview | 55977 | CTG1 | NG | CC | 40 |  | Electric Utility | N
NGCC | TX | Sand Hill | 7900 | 5A | NG | CC | 198 |  | Electric Utility | N
NGCC | TX | Sand Hill | 7900 | 5C | NG | CC | 190 |  | Electric Utility | N
EXCLUDE | LA | Taft Cogeneration Facility | 55089 | CT1 | NG | CC | 178.5 |  | Industrial CHP | Y | Commercial/Industrial Unit
EXCLUDE | LA | Taft Cogeneration Facility | 55089 | CT2 | NG | CC | 178.5 |  | Industrial CHP | Y | Commercial/Industrial Unit
EXCLUDE | LA | Taft Cogeneration Facility | 55089 | CT3 | NG | CC | 178.5 |  | Industrial CHP | Y | Commercial/Industrial Unit
EXCLUDE | LA | Taft Cogeneration Facility | 55089 | ST1 | NG | CC | 358.7 |  | Industrial CHP | Y | Commercial/Industrial Unit
Exclude | SC | Mill Creek | 7981 | 5 | NG | GT | 99.9 |  | Electric Utility | N | Low utilization CT
Exclude | IL | University Park North | 55640 | 8 | NG | GT | 45 |  | Electric Utility/IPP Non-CHP | N | Low utilization CT
Exclude | GA | Washington County | 55332 | 2 | NG | GT | 198.9 |  | Electric Utility/IPP Non-CHP | N | Low utilization CT
Exclude | GA | Sandersville Energy Facility | 55672 | CT8 | NG | GT | 86.5 |  | Electric Utility/IPP Non-CHP | N | Low utilization CT
Exclude | IL | University Park North | 55640 | 9 | NG | GT | 45 |  | Electric Utility/IPP Non-CHP | N | Low utilization CT
NGCC | NM | Afton Generating Station | 55210 | 0001 | NG | CC | 177 |  | Electric Utility | N
NGCC | NM | Afton Generating Station | 55210 | 0002 | NG | CC | 110 |  | Electric Utility | N
NGCC | MA | Dighton Power Plant | 55026 | UNT1 | NG | CC | 200 |  | Electric Utility/IPP Non-CHP | N
NGCC | ID | Langley Gulch Power Plant | 57028 | STG | NG | CC | 131.5 |  | Electric Utility | N
NGCC | ID | Langley Gulch Power Plant | 57028 | GTG | NG | CC | 187 |  | Electric Utility | N
NGCC | AR | Dell Power Station | 55340 | CTG1 | NG | CC | 199.3 |  | Electric Utility | N
NGCC | AR | Dell Power Station | 55340 | CTG2 | NG | CC | 199.3 |  | Electric Utility | N
NGCC | AR | Dell Power Station | 55340 | STG | NG | CC | 280.5 |  | Electric Utility | N
NGCC | MA | ANP Bellingham Energy Project | 55211 | U1 | NG | CC | 289 |  | Electric Utility/IPP Non-CHP | N
NGCC | MA | ANP Bellingham Energy Project | 55211 | U2 | NG | CC | 289 |  | Electric Utility/IPP Non-CHP | N
NGCC | MN | Mankato Energy Center | 56104 | STG1 | NG | CC | 320 |  | Electric Utility/IPP Non-CHP | N
NGCC | MN | Mankato Energy Center | 56104 | CTG2 | NG | CC | 210 |  | Electric Utility/IPP Non-CHP | N
NGCC | TX | Nueces Bay | 3441 | 7 | NG | CC | 351 |  | Electric Utility/IPP Non-CHP | N
NGCC | TX | Nueces Bay | 3441 | 8 | NG | CC | 189.6 |  | Electric Utility/IPP Non-CHP | N
NGCC | TX | Nueces Bay | 3441 | 9 | NG | CC | 189.6 |  | Electric Utility/IPP Non-CHP | N
NGCC | CA | Donald Von Raesfeld Power Plant | 56026 | CTG1 | NG | CC | 50 |  | Electric Utility | N
NGCC | CA | Donald Von Raesfeld Power Plant | 56026 | CTG2 | NG | CC | 50 |  | Electric Utility | N
NGCC | CA | Donald Von Raesfeld Power Plant | 56026 | STG | NG | CC | 54 |  | Electric Utility | N
Exclude | VA | Commonwealth Chesapeake | 55381 | UNT5 | DFO | GT | 57.5 |  | Electric Utility/IPP Non-CHP | N | Low utilization CT
EXCLUDE | TX | Formosa Utility Venture Ltd | 10554 | BO3 | NG | CC | 36.2 |  | Industrial CHP | Y | Commercial/Industrial Unit
EXCLUDE | TX | Formosa Utility Venture Ltd | 10554 | ST1 | NG | CC | 33.5 |  | Industrial CHP | Y | Commercial/Industrial Unit
EXCLUDE | TX | Formosa Utility Venture Ltd | 10554 | ST2 | NG | CC | 66.3 |  | Industrial CHP | Y | Commercial/Industrial Unit
EXCLUDE | TX | Formosa Utility Venture Ltd | 10554 | TBG1 | NG | CC | 82.5 |  | Industrial CHP | Y | Commercial/Industrial Unit
EXCLUDE | TX | Formosa Utility Venture Ltd | 10554 | TBG2 | NG | CC | 82.5 |  | Industrial CHP | Y | Commercial/Industrial Unit
EXCLUDE | TX | Formosa Utility Venture Ltd | 10554 | TBG3 | NG | CC | 82.5 |  | Industrial CHP | Y | Commercial/Industrial Unit
EXCLUDE | TX | Formosa Utility Venture Ltd | 10554 | TBG4 | NG | CC | 82.5 |  | Industrial CHP | Y | Commercial/Industrial Unit
EXCLUDE | TX | Formosa Utility Venture Ltd | 10554 | TBG5 | NG | CC | 82.5 |  | Industrial CHP | Y | Commercial/Industrial Unit
EXCLUDE | TX | Formosa Utility Venture Ltd | 10554 | TBG6 | NG | CC | 85.9 |  | Industrial CHP | Y | Commercial/Industrial Unit
EXCLUDE | TX | Formosa Utility Venture Ltd | 10554 | ST3 | NG | CC | 55 |  | Industrial CHP | Y | Commercial/Industrial Unit
Exclude | GA | Sandersville Energy Facility | 55672 | CT7 | NG | GT | 86.5 |  | Electric Utility/IPP Non-CHP | N | Low utilization CT
NGCC | AL | Tenaska Central Alabama Generating Stn | 55440 | CTG1 | NG | CC | 179 |  | Electric Utility/IPP Non-CHP | N
NGCC | AL | Tenaska Central Alabama Generating Stn | 55440 | CTG2 | NG | CC | 179 |  | Electric Utility/IPP Non-CHP | N
NGCC | AL | Tenaska Central Alabama Generating Stn | 55440 | CTG3 | NG | CC | 179 |  | Electric Utility/IPP Non-CHP | N
NGCC | AL | Tenaska Central Alabama Generating Stn | 55440 | ST1 | NG | CC | 390.1 |  | Electric Utility/IPP Non-CHP | N
NGCC | NV | Silverhawk | 55841 | ST1 | NG | CC | 270.3 |  | Electric Utility | N
NGCC | NV | Silverhawk | 55841 | CT1 | NG | CC | 197.2 |  | Electric Utility | N
NGCC | NV | Silverhawk | 55841 | CT2 | NG | CC | 197.2 |  | Electric Utility | N
NGCC | SC | Urquhart | 3295 | 1 | NG | CC | 75 |  | Electric Utility | N
NGCC | SC | Urquhart | 3295 | 2 | NG | CC | 75 |  | Electric Utility | N
NGCC | SC | Urquhart | 3295 | CT1 | NG | CC | 198.9 |  | Electric Utility | N
NGCC | SC | Urquhart | 3295 | CT2 | NG | CC | 198.9 |  | Electric Utility | N
NGCC | LA | Perryville Power Station | 55620 | 2-CT | NG | CC | 186.2 |  | Electric Utility | N
NGCC | LA | Perryville Power Station | 55620 | CT-1 | NG | CC | 198.9 |  | Electric Utility | N
NGCC | LA | Perryville Power Station | 55620 | CT-2 | NG | CC | 198.9 |  | Electric Utility | N
NGCC | LA | Perryville Power Station | 55620 | ST-1 | NG | CC | 240.1 |  | Electric Utility | N
Exclude | IL | Lee Energy Facility | 55236 | CT3 | NG | GT | 101.8 |  | Electric Utility/IPP Non-CHP | N | Low utilization CT
Exclude | KS | Emporia Energy Center | 56502 | 6 | NG | GT | 171.4 |  | Electric Utility | N | Low utilization CT
NGCC | CA | Roseville Energy Park | 56298 | 0003 | NG | CC | 80 |  | Electric Utility | N
NGCC | CA | Roseville Energy Park | 56298 | 0001 | NG | CC | 42 |  | Electric Utility | N
NGCC | CA | Roseville Energy Park | 56298 | 0002 | NG | CC | 42 |  | Electric Utility | N
NGCC | IL | Holland Energy Facility | 55334 | CTG1 | NG | CC | 178.5 |  | Electric Utility | N
NGCC | IL | Holland Energy Facility | 55334 | CTG2 | NG | CC | 178.5 |  | Electric Utility | N
NGCC | IL | Holland Energy Facility | 55334 | STG1 | NG | CC | 345.1 |  | Electric Utility | N
NGCC | FL | Arvah B Hopkins | 688 | 2 | NG | CC | 259.2 |  | Electric Utility | N
NGCC | FL | Arvah B Hopkins | 688 | CT2A | NG | CC | 198.9 |  | Electric Utility | N
NGCC | ME | Rumford Power Associates | 55100 | UNT2 | NG | CC | 95.1 |  | Electric Utility/IPP Non-CHP | N
NGCC | ME | Rumford Power Associates | 55100 | UNT1 | NG | CC | 179.4 |  | Electric Utility/IPP Non-CHP | N
NGCC | NJ | Bergen Generating Station | 2398 | 1501 | NG | CC | 325.2 |  | Electric Utility/IPP Non-CHP | N
NGCC | NJ | Bergen Generating Station | 2398 | 2101 | NG | CC | 183.6 |  | Electric Utility/IPP Non-CHP | N
NGCC | NJ | Bergen Generating Station | 2398 | 2201 | NG | CC | 183.6 |  | Electric Utility/IPP Non-CHP | N
NGCC | NJ | Bergen Generating Station | 2398 | 1101 | NG | CC | 112.5 |  | Electric Utility/IPP Non-CHP | N
NGCC | NJ | Bergen Generating Station | 2398 | 1201 | NG | CC | 112.5 |  | Electric Utility/IPP Non-CHP | N
NGCC | NJ | Bergen Generating Station | 2398 | 1301 | NG | CC | 112.5 |  | Electric Utility/IPP Non-CHP | N
NGCC | NJ | Bergen Generating Station | 2398 | 1401 | NG | CC | 112.5 |  | Electric Utility/IPP Non-CHP | N
NGCC | NJ | Bergen Generating Station | 2398 | 2301 | NG | CC | 258.4 |  | Electric Utility/IPP Non-CHP | N
EXCLUDE | LA | LaO Energy Systems | 52006 | GEN4 | NG | CC | 76.5 |  | Industrial CHP | Y | Commercial/Industrial Unit
EXCLUDE | LA | LaO Energy Systems | 52006 | GEN5 | NG | CC | 76.5 |  | Industrial CHP | Y | Commercial/Industrial Unit
EXCLUDE | LA | LaO Energy Systems | 52006 | GEN6 | NG | CC | 76.5 |  | Industrial CHP | Y | Commercial/Industrial Unit
EXCLUDE | LA | LaO Energy Systems | 52006 | GEN7 | NG | CC | 125 |  | Industrial CHP | Y | Commercial/Industrial Unit
EXCLUDE | LA | LaO Energy Systems | 52006 | GEN1 | NG | CC | 57 |  | Industrial CHP | Y | Commercial/Industrial Unit
EXCLUDE | LA | LaO Energy Systems | 52006 | GEN2 | NG | CC | 88 |  | Industrial CHP | Y | Commercial/Industrial Unit
EXCLUDE | LA | LaO Energy Systems | 52006 | GEN3 | NG | CC | 90 |  | Industrial CHP | Y | Commercial/Industrial Unit
NGCC | CO | Rocky Mountain Energy Center | 55835 | STG1 | NG | CC | 334.9 |  | Electric Utility | N
NGCC | CO | Rocky Mountain Energy Center | 55835 | CTG1 | NG | CC | 175.1 |  | Electric Utility | N
NGCC | CO | Rocky Mountain Energy Center | 55835 | CTG2 | NG | CC | 175.1 |  | Electric Utility | N
NGCC | NM | Luna Energy Facility | 55343 | CTG1 | NG | CC | 175 |  | Electric Utility | N
NGCC | NM | Luna Energy Facility | 55343 | CTG2 | NG | CC | 175 |  | Electric Utility | N
NGCC | NM | Luna Energy Facility | 55343 | STG1 | NG | CC | 300 |  | Electric Utility | N
NGCC | TX | Bastrop Energy Center | 55168 | 0003 | NG | CC | 285 |  | Electric Utility/IPP Non-CHP | N
NGCC | TX | Bastrop Energy Center | 55168 | 0001 | NG | CC | 221.4 |  | Electric Utility/IPP Non-CHP | N
NGCC | TX | Bastrop Energy Center | 55168 | 0002 | NG | CC | 221.4 |  | Electric Utility/IPP Non-CHP | N
NGCC | AZ | Desert Basin | 55129 | STG | NG | CC | 272.1 |  | Electric Utility | N
NGCC | AZ | Desert Basin | 55129 | CTG1 | NG | CC | 187 |  | Electric Utility | N
NGCC | AZ | Desert Basin | 55129 | CTG2 | NG | CC | 187 |  | Electric Utility | N
EXCLUDE | TX | EG178 Facility | 56233 | CT02 | NG | CC | 60.5 |  | Industrial Non-CHP | N | Commercial/Industrial Unit
EXCLUDE | TX | EG178 Facility | 56233 | CTG1 | NG | CC | 60.5 |  | Industrial Non-CHP | N | Commercial/Industrial Unit
EXCLUDE | TX | EG178 Facility | 56233 | STG | NG | CC | 32.9 |  | Industrial Non-CHP | N | Commercial/Industrial Unit
NGCC | TX | Midlothian Energy Facility | 55091 | STK1 | NG | CC | 289 |  | Electric Utility/IPP Non-CHP | N
NGCC | TX | Midlothian Energy Facility | 55091 | STK2 | NG | CC | 289 |  | Electric Utility/IPP Non-CHP | N
NGCC | TX | Midlothian Energy Facility | 55091 | STK3 | NG | CC | 289 |  | Electric Utility/IPP Non-CHP | N
NGCC | TX | Midlothian Energy Facility | 55091 | STK4 | NG | CC | 289 |  | Electric Utility/IPP Non-CHP | N
NGCC | TX | Midlothian Energy Facility | 55091 | STK5 | NG | CC | 289 |  | Electric Utility/IPP Non-CHP | N
NGCC | TX | Midlothian Energy Facility | 55091 | STK6 | NG | CC | 289 |  | Electric Utility/IPP Non-CHP | N
NGCC | TX | Harrison County Power Project | 55664 | ST-1 | NG | CC | 230 |  | Electric Utility/IPP Non-CHP | N
NGCC | TX | Harrison County Power Project | 55664 | GT-1 | NG | CC | 170 |  | Electric Utility/IPP Non-CHP | N
NGCC | TX | Harrison County Power Project | 55664 | GT-2 | NG | CC | 170 |  | Electric Utility/IPP Non-CHP | N
NGCC | CO | Fort St Vrain | 6112 | 2 | NG | CC | 175.1 |  | Electric Utility | N
NGCC | CO | Fort St Vrain | 6112 | 3 | NG | CC | 175.1 |  | Electric Utility | N
NGCC | CO | Fort St Vrain | 6112 | 4 | NG | CC | 175.1 |  | Electric Utility | N
NGCC | CO | Fort St Vrain | 6112 | 1 | NG | CC | 342.6 |  | Electric Utility | N
NGCC | OK | Oneta Energy Center | 55225 | CTG1 | NG | CC | 176 |  | Electric Utility/IPP Non-CHP | N
NGCC | OK | Oneta Energy Center | 55225 | CTG2 | NG | CC | 176 |  | Electric Utility/IPP Non-CHP | N
NGCC | OK | Oneta Energy Center | 55225 | CTG3 | NG | CC | 176 |  | Electric Utility/IPP Non-CHP | N
NGCC | OK | Oneta Energy Center | 55225 | CTG4 | NG | CC | 176 |  | Electric Utility/IPP Non-CHP | N
NGCC | OK | Oneta Energy Center | 55225 | STG1 | NG | CC | 255 |  | Electric Utility/IPP Non-CHP | N
NGCC | OK | Oneta Energy Center | 55225 | STG2 | NG | CC | 255 |  | Electric Utility/IPP Non-CHP | N
NGCC | TX | Mustang Station | 55065 | GEN1 | NG | CC | 174.2 |  | Electric Utility | N
NGCC | TX | Mustang Station | 55065 | GEN2 | NG | CC | 174.2 |  | Electric Utility | N
NGCC | TX | Mustang Station | 55065 | GEN3 | NG | CC | 172.6 |  | Electric Utility | N
NGCC | AL | McWilliams | 533 | 1 | NG | CC | 7.5 | 1 | Electric Utility | N
NGCC | AL | McWilliams | 533 | 2 | NG | CC | 7.5 | 1 | Electric Utility | N
NGCC | AL | McWilliams | 533 | VAN1 | NG | CC | 165 |  | Electric Utility | N
NGCC | AL | McWilliams | 533 | VAN2 | NG | CC | 165 |  | Electric Utility | N
NGCC | AL | McWilliams | 533 | VAN3 | NG | CC | 177 |  | Electric Utility | N
NGCC | AL | McWilliams | 533 | 4 | NG | CC | 107 |  | Electric Utility | N
NGCC | AL | McWilliams | 533 | 3 | NG | CC | 25 |  | Electric Utility | N
NGCC | FL | Midulla Generating Station | 7380 | CT1 | NG | CC | 199 |  | Electric Utility | N
NGCC | FL | Midulla Generating Station | 7380 | CT2 | NG | CC | 199 |  | Electric Utility | N
NGCC | FL | Midulla Generating Station | 7380 | ST3 | NG | CC | 189 |  | Electric Utility | N
Exclude | AL | Colbert | 47 | GT6 | NG | GT | 59.5 |  | Electric Utility | N | Low utilization CT
Exclude | AR | Harry D Mattison Gas Plant | 56328 | 4 | NG | GT | 88 |  | Electric Utility | N | Low utilization CT
NGCC | PA | PPL Ironwood LLC | 55337 | CT1 | NG | CC | 259.2 |  | Electric Utility/IPP Non-CHP | N
NGCC | PA | PPL Ironwood LLC | 55337 | CT2 | NG | CC | 259.2 |  | Electric Utility/IPP Non-CHP | N
NGCC | PA | PPL Ironwood LLC | 55337 | ST4 | NG | CC | 259.2 |  | Electric Utility/IPP Non-CHP | N
NGCC | MS | Magnolia Power Plant | 55451 | STG1 | NG | CC | 156 |  | Electric Utility | N
NGCC | MS | Magnolia Power Plant | 55451 | STG2 | NG | CC | 156 |  | Electric Utility | N
NGCC | MS | Magnolia Power Plant | 55451 | STG3 | NG | CC | 156 |  | Electric Utility | N
NGCC | MS | Magnolia Power Plant | 55451 | CTG1 | NG | CC | 178.5 |  | Electric Utility | N
NGCC | MS | Magnolia Power Plant | 55451 | CTG2 | NG | CC | 178.5 |  | Electric Utility | N
NGCC | MS | Magnolia Power Plant | 55451 | CTG3 | NG | CC | 178.5 |  | Electric Utility | N
NGCC | NV | Tracy | 2336 | 10 | NG | CC | 312 |  | Electric Utility | N
NGCC | NV | Tracy | 2336 | 4 | NG | CC | 69.7 |  | Electric Utility | N
NGCC | NV | Tracy | 2336 | 8 | NG | CC | 155.6 |  | Electric Utility | N
NGCC | NV | Tracy | 2336 | 9 | NG | CC | 155.6 |  | Electric Utility | N
NGCC | NV | Tracy | 2336 | 5 | NG | CC | 50.2 |  | Electric Utility | N
Exclude | NC | Lincoln Combustion | 7277 | 5 | NG | GT | 109.6 |  | Electric Utility | N | Low utilization CT
NGCC | TX | Forney Energy Center | 55480 | ST1 | NG | CC | 416 |  | Electric Utility/IPP Non-CHP | N
NGCC | TX | Forney Energy Center | 55480 | ST2 | NG | CC | 416 |  | Electric Utility/IPP Non-CHP | N
NGCC | TX | Forney Energy Center | 55480 | U1 | NG | CC | 169.8 |  | Electric Utility/IPP Non-CHP | N
NGCC | TX | Forney Energy Center | 55480 | U2 | NG | CC | 169.8 |  | Electric Utility/IPP Non-CHP | N
NGCC | TX | Forney Energy Center | 55480 | U3 | NG | CC | 169.8 |  | Electric Utility/IPP Non-CHP | N
NGCC | TX | Forney Energy Center | 55480 | U4 | NG | CC | 169.8 |  | Electric Utility/IPP Non-CHP | N
NGCC | TX | Forney Energy Center | 55480 | U5 | NG | CC | 169.8 |  | Electric Utility/IPP Non-CHP | N
NGCC | TX | Forney Energy Center | 55480 | U6 | NG | CC | 169.8 |  | Electric Utility/IPP Non-CHP | N
NGCC | NM | Hobbs Generating Station | 56458 | GT1 | NG | CC | 196.9 |  | Electric Utility/IPP Non-CHP | N
NGCC | NM | Hobbs Generating Station | 56458 | GT2 | NG | CC | 196.9 |  | Electric Utility/IPP Non-CHP | N
NGCC | NM | Hobbs Generating Station | 56458 | ST3 | NG | CC | 264.6 |  | Electric Utility/IPP Non-CHP | N
NGCC | NV | Las Vegas Cogeneration LP | 10761 | GEN2 | NG | CC | 11.5 | 1 | Electric Utility/IPP CHP | Y
NGCC | NV | Las Vegas Cogeneration LP | 10761 | GEN1 | NG | CC | 49.8 |  | Electric Utility/IPP CHP | Y
NGCC | FL | Sanford | 620 | 4A | NG | CC | 188.2 |  | Electric Utility | N
NGCC | FL | Sanford | 620 | 4B | NG | CC | 188.2 |  | Electric Utility | N
NGCC | FL | Sanford | 620 | 4C | NG | CC | 188.2 |  | Electric Utility | N
NGCC | FL | Sanford | 620 | 4D | NG | CC | 188.2 |  | Electric Utility | N
NGCC | FL | Sanford | 620 | 5A | NG | CC | 188.2 |  | Electric Utility | N
NGCC | FL | Sanford | 620 | 5B | NG | CC | 188.2 |  | Electric Utility | N
NGCC | FL | Sanford | 620 | 5C | NG | CC | 188.2 |  | Electric Utility | N
NGCC | FL | Sanford | 620 | 5D | NG | CC | 188.2 |  | Electric Utility | N
NGCC | FL | Sanford | 620 | 4 | NG | CC | 436.1 |  | Electric Utility | N
NGCC | FL | Sanford | 620 | 5 | NG | CC | 436.1 |  | Electric Utility | N
NGCC | NY | Empire Generating Co LLC | 56259 | CT11 | NG | CC | 179 |  | Electric Utility/IPP CHP | Y
NGCC | NY | Empire Generating Co LLC | 56259 | CT12 | NG | CC | 179 |  | Electric Utility/IPP CHP | Y
NGCC | NY | Empire Generating Co LLC | 56259 | ST13 | NG | CC | 295.7 |  | Electric Utility/IPP CHP | Y
NGCC | FL | P L Bartow | 634 | 4AGT | NG | CC | 208 |  | Electric Utility | N
NGCC | FL | P L Bartow | 634 | 4BGT | NG | CC | 208 |  | Electric Utility | N
NGCC | FL | P L Bartow | 634 | 4CGT | NG | CC | 208 |  | Electric Utility | N
NGCC | FL | P L Bartow | 634 | 4DGT | NG | CC | 208 |  | Electric Utility | N
NGCC | FL | P L Bartow | 634 | 4ST | NG | CC | 421 |  | Electric Utility | N
NGCC | FL | Santa Rosa Energy Center | 55242 | CT01 | NG | CC | 200 |  | Electric Utility/IPP CHP | Y
NGCC | FL | Santa Rosa Energy Center | 55242 | ST01 | NG | CC | 74.5 |  | Electric Utility/IPP CHP | Y
NGCC | NV | Higgins Generating Station | 55687 | ST1 | NG | CC | 332.4 |  | Electric Utility | N
NGCC | NV | Higgins Generating Station | 55687 | A01 | NG | CC | 178 |  | Electric Utility | N
NGCC | NV | Higgins Generating Station | 55687 | A02 | NG | CC | 178 |  | Electric Utility | N
NGCC | FL | Orange Cogeneration Facility | 54365 | APC1 | NG | CC | 54 |  | IPP CHP | Y
NGCC | FL | Orange Cogeneration Facility | 54365 | APC2 | NG | CC | 54 |  | IPP CHP | Y
NGCC | FL | Orange Cogeneration Facility | 54365 | APC3 | NG | CC | 28.6 |  | IPP CHP | Y
NGCC | TX | Hays Energy Project | 55144 | U3 | NG | CC | 252.8 |  | Electric Utility/IPP Non-CHP | N
NGCC | TX | Hays Energy Project | 55144 | U4 | NG | CC | 252.8 |  | Electric Utility/IPP Non-CHP | N
NGCC | TX | Hays Energy Project | 55144 | U1 | NG | CC | 241.7 |  | Electric Utility/IPP Non-CHP | N
NGCC | TX | Hays Energy Project | 55144 | U2 | NG | CC | 241.7 |  | Electric Utility/IPP Non-CHP | N
NGCC | CA | Los Medanos Energy Center | 55217 | STG3 | NG | CC | 280.5 |  | IPP CHP | Y
NGCC | CA | Los Medanos Energy Center | 55217 | CTG1 | NG | CC | 198.9 |  | IPP CHP | Y
NGCC | CA | Los Medanos Energy Center | 55217 | CTG2 | NG | CC | 198.9 |  | IPP CHP | Y
NGCC | CA | Algonquin Power Sanger LLC | 57564 | CTG | NG | CC | 49 |  | IPP CHP | Y
NGCC | CA | Algonquin Power Sanger LLC | 57564 | STG | NG | CC | 12.5 | 1 | IPP CHP | Y
NGCC | CA | Algonquin Power Sanger LLC | 57564 | STG2 | NG | CC | 12.5 | 1 | IPP CHP | Y
NGCC | MO | State Line Combined Cycle | 7296 | 2-1 | NG | CC | 181 |  | Electric Utility | N
NGCC | MO | State Line Combined Cycle | 7296 | 2-3 | NG | CC | 206.5 |  | Electric Utility | N
NGCC | MO | State Line Combined Cycle | 7296 | 2-2 | NG | CC | 180 |  | Electric Utility | N
NGCC | NH | EP Newington Energy LLC | 55661 | ST | NG | CC | 234.3 |  | Electric Utility/IPP Non-CHP | N
NGCC | NH | EP Newington Energy LLC | 55661 | GT-1 | NG | CC | 185.6 |  | Electric Utility/IPP Non-CHP | N
NGCC | NH | EP Newington Energy LLC | 55661 | GT-2 | NG | CC | 185.6 |  | Electric Utility/IPP Non-CHP | N
Exclude | GA | Walton County Power LLC | 55128 | 103G | NG | GT | 164.7 |  | Electric Utility/IPP Non-CHP | N | Low utilization CT
NGCC | UT | Currant Creek | 56102 | CT1A | NG | CC | 146.2 |  | Electric Utility | N
NGCC | UT | Currant Creek | 56102 | CT1B | NG | CC | 146.2 |  | Electric Utility | N
NGCC | UT | Currant Creek | 56102 | ST1 | NG | CC | 274.5 |  | Electric Utility | N
NGCC | AL | Morgan Energy Center | 55293 | STG1 | NG | CC | 270 |  | Electric Utility/IPP CHP | Y
NGCC | AL | Morgan Energy Center | 55293 | CTG1 | NG | CC | 210 |  | Electric Utility/IPP CHP | Y
NGCC | AL | Morgan Energy Center | 55293 | CTG2 | NG | CC | 210 |  | Electric Utility/IPP CHP | Y
NGCC | AL | Morgan Energy Center | 55293 | CTG3 | NG | CC | 210 |  | Electric Utility/IPP CHP | Y
NGCC | TX | Baytown Energy Center | 55327 | CTG2 | NG | CC | 214.8 |  | IPP CHP | Y
NGCC | TX | Baytown Energy Center | 55327 | CTG3 | NG | CC | 214.8 |  | IPP CHP | Y
NGCC | TX | Baytown Energy Center | 55327 | STG1 | NG | CC | 275 |  | IPP CHP | Y
NGCC | TX | Baytown Energy Center | 55327 | CTG1 | NG | CC | 210 |  | IPP CHP | Y
NGCC | AL | Hog Bayou Energy Center | 55241 | CT01 | NG | CC | 200 |  | Electric Utility/IPP Non-CHP | N
NGCC | AL | Hog Bayou Energy Center | 55241 | ST01 | NG | CC | 80 |  | Electric Utility/IPP Non-CHP | N
NGCC | IA | Emery Station | 8031 | 11 | NG | CC | 173.4 |  | Electric Utility | N
NGCC | IA | Emery Station | 8031 | 12 | NG | CC | 173.4 |  | Electric Utility | N
NGCC | IA | Emery Station | 8031 | ST1 | NG | CC | 256 |  | Electric Utility | N
NGCC | MS | Batesville Generation Facility | 55063 | CTG1 | NG | CC | 184.5 |  | Electric Utility | N
NGCC | MS | Batesville Generation Facility | 55063 | CTG2 | NG | CC | 184.5 |  | Electric Utility | N
NGCC | MS | Batesville Generation Facility | 55063 | CTG3 | NG | CC | 184.5 |  | Electric Utility | N
NGCC | MS | Batesville Generation Facility | 55063 | STG1 | NG | CC | 112.5 |  | Electric Utility | N
NGCC | MS | Batesville Generation Facility | 55063 | STG2 | NG | CC | 112.5 |  | Electric Utility | N
NGCC | MS | Batesville Generation Facility | 55063 | STG3 | NG | CC | 112.5 |  | Electric Utility | N
NGCC | TX | Cottonwood Energy Project | 55358 | CT1 | NG | CC | 198.9 |  | Electric Utility/IPP Non-CHP | N
NGCC | TX | Cottonwood Energy Project | 55358 | CT2 | NG | CC | 198.9 |  | Electric Utility/IPP Non-CHP | N
NGCC | TX | Cottonwood Energy Project | 55358 | CT3 | NG | CC | 198.9 |  | Electric Utility/IPP Non-CHP | N
NGCC | TX | Cottonwood Energy Project | 55358 | CT4 | NG | CC | 198.9 |  | Electric Utility/IPP Non-CHP | N
NGCC | TX | Cottonwood Energy Project | 55358 | ST1 | NG | CC | 159.5 |  | Electric Utility/IPP Non-CHP | N
NGCC | TX | Cottonwood Energy Project | 55358 | ST2 | NG | CC | 159.5 |  | Electric Utility/IPP Non-CHP | N
NGCC | TX | Cottonwood Energy Project | 55358 | ST3 | NG | CC | 159.5 |  | Electric Utility/IPP Non-CHP | N
NGCC | TX | Cottonwood Energy Project | 55358 | ST4 | NG | CC | 159.5 |  | Electric Utility/IPP Non-CHP | N
NGCC | MI | Zeeland Generating Station | 55087 | 2A | NG | CC | 188.7 |  | Electric Utility/Cogeneration | Y
NGCC | MI | Zeeland Generating Station | 55087 | 2B | NG | CC | 188.7 |  | Electric Utility/Cogeneration | Y
NGCC | MI | Zeeland Generating Station | 55087 | 2C | NG | CC | 213.3 |  | Electric Utility/Cogeneration | Y
NGCC | TX | Tenaska Frontier Generation Station | 55062 | GTG1 | NG | CC | 183.2 |  | Electric Utility/IPP Non-CHP | N
NGCC | TX | Tenaska Frontier Generation Station | 55062 | GTG2 | NG | CC | 183.2 |  | Electric Utility/IPP Non-CHP | N
NGCC | TX | Tenaska Frontier Generation Station | 55062 | GTG3 | NG | CC | 183.2 |  | Electric Utility/IPP Non-CHP | N
NGCC | TX | Tenaska Frontier Generation Station | 55062 | STG1 | NG | CC | 390.1 |  | Electric Utility/IPP Non-CHP | N
NGCC | TX | Cedar Bayou 4 | 56806 | 4 | NG | CC | 178.5 |  | Electric Utility/IPP Non-CHP | N
NGCC | TX | Cedar Bayou 4 | 56806 | 41 | NG | CC | 178.5 |  | Electric Utility/IPP Non-CHP | N
NGCC | TX | Cedar Bayou 4 | 56806 | 42 | NG | CC | 178.5 |  | Electric Utility/IPP Non-CHP | N
NGCC | MN | Faribault Energy Park | 56164 | EU01 | NG | CC | 212.5 |  | Electric Utility | N
NGCC | MN | Faribault Energy Park | 56164 | HRSG | NG | CC | 122 |  | Electric Utility | N
NGCC | OK | Redbud Power Plant | 55463 | CT01 | NG | CC | 198.9 |  | Electric Utility | N
NGCC | OK | Redbud Power Plant | 55463 | CT02 | NG | CC | 198.9 |  | Electric Utility | N
NGCC | OK | Redbud Power Plant | 55463 | CT03 | NG | CC | 198.9 |  | Electric Utility | N
NGCC | OK | Redbud Power Plant | 55463 | CT04 | NG | CC | 198.9 |  | Electric Utility | N
NGCC | OK | Redbud Power Plant | 55463 | ST01 | NG | CC | 159.5 |  | Electric Utility | N
NGCC | OK | Redbud Power Plant | 55463 | ST02 | NG | CC | 159.5 |  | Electric Utility | N
NGCC | OK | Redbud Power Plant | 55463 | ST03 | NG | CC | 159.5 |  | Electric Utility | N
NGCC | OK | Redbud Power Plant | 55463 | ST04 | NG | CC | 159.5 |  | Electric Utility | N
NGCC | CA | Otay Mesa Generating Project | 55345 | 1-01 | NG | CC | 198.9 |  | Electric Utility/IPP Non-CHP | N
NGCC | CA | Otay Mesa Generating Project | 55345 | 1-02 | NG | CC | 198.9 |  | Electric Utility/IPP Non-CHP | N
NGCC | CA | Otay Mesa Generating Project | 55345 | 1-03 | NG | CC | 290.7 |  | Electric Utility/IPP Non-CHP | N
NGCC | OR | Hermiston Generating Plant | 54761 | GEN1 | NG | CC | 106.1 |  | Electric Utility/IPP CHP | Y
NGCC | OR | Hermiston Generating Plant | 54761 | GEN3 | NG | CC | 106.1 |  | Electric Utility/IPP CHP | Y
NGCC | OR | Hermiston Generating Plant | 54761 | GEN2 | NG | CC | 204.5 |  | Electric Utility/IPP CHP | Y
NGCC | OR | Hermiston Generating Plant | 54761 | GEN4 | NG | CC | 204.5 |  | Electric Utility/IPP CHP | Y
NGCC | MA | Berkshire Power | 55041 | GEN2 | NG | CC | 289 |  | Electric Utility/IPP Non-CHP | N
NGCC | TX | Frontera Energy Center | 55098 | GEN1 | NG | CC | 172 |  | Electric Utility/IPP Non-CHP | N
NGCC | TX | Frontera Energy Center | 55098 | GEN2 | NG | CC | 172 |  | Electric Utility/IPP Non-CHP | N
NGCC | TX | Frontera Energy Center | 55098 | GEN3 | NG | CC | 185 |  | Electric Utility/IPP Non-CHP | N
NGCC | NY | Sithe Independence Station | 54547 | 4 | NG | CC | 169.5 |  | IPP CHP | Y
NGCC | NY | Sithe Independence Station | 54547 | 5 | NG | CC | 204.5 |  | IPP CHP | Y
NGCC | NY | Sithe Independence Station | 54547 | 6 | NG | CC | 204.5 |  | IPP CHP | Y
NGCC | NY | Sithe Independence Station | 54547 | 1 | NG | CC | 169.2 |  | IPP CHP | Y
NGCC | NY | Sithe Independence Station | 54547 | 2 | NG | CC | 169.2 |  | IPP CHP | Y
NGCC | NY | Sithe Independence Station | 54547 | 3 | NG | CC | 169.2 |  | IPP CHP | Y
NGCC | OR | Klamath Cogeneration Plant | 55103 | CT1 | NG | CC | 161.5 |  | IPP CHP | Y
NGCC | OR | Klamath Cogeneration Plant | 55103 | CT2 | NG | CC | 161.5 |  | IPP CHP | Y
NGCC | OR | Klamath Cogeneration Plant | 55103 | ST1 | NG | CC | 178.5 |  | IPP CHP | Y
NGCC | TX | Rio Nogales Power Project | 55137 | STG1 | NG | CC | 373.2 |  | Electric Utility | N
NGCC | TX | Rio Nogales Power Project | 55137 | CTG1 | NG | CC | 175 |  | Electric Utility | N
NGCC | TX | Rio Nogales Power Project | 55137 | CTG2 | NG | CC | 175 |  | Electric Utility | N
NGCC | TX | Rio Nogales Power Project | 55137 | CTG3 | NG | CC | 175 |  | Electric Utility | N
NGCC | PA | Fayette Energy Facility | 55516 | CTG1 | NG | CC | 163.5 |  | Electric Utility/IPP Non-CHP | N
NGCC | PA | Fayette Energy Facility | 55516 | CTG2 | NG | CC | 163.5 |  | Electric Utility/IPP Non-CHP | N
NGCC | PA | Fayette Energy Facility | 55516 | STG1 | NG | CC | 317.1 |  | Electric Utility/IPP Non-CHP | N
NGCC | TX | Magic Valley Generating Station | 55123 | CTG1 | NG | CC | 267 |  | Electric Utility/IPP Non-CHP | N
NGCC | TX | Magic Valley Generating Station | 55123 | CTG2 | NG | CC | 267 |  | Electric Utility/IPP Non-CHP | N
NGCC | TX | Magic Valley Generating Station | 55123 | STG | NG | CC | 267 |  | Electric Utility/IPP Non-CHP | N
NGCC | TX | Lamar Power Project | 55097 | CTG1 | NG | CC | 171.7 |  | Electric Utility/IPP Non-CHP | N
NGCC | TX | Lamar Power Project | 55097 | STG1 | NG | CC | 204.3 |  | Electric Utility/IPP Non-CHP | N
NGCC | TX | Lamar Power Project | 55097 | STG2 | NG | CC | 204.3 |  | Electric Utility/IPP Non-CHP | N
NGCC | TX | Lamar Power Project | 55097 | CTG2 | NG | CC | 176 |  | Electric Utility/IPP Non-CHP | N
NGCC | TX | Lamar Power Project | 55097 | CTG3 | NG | CC | 176 |  | Electric Utility/IPP Non-CHP | N
NGCC | TX | Lamar Power Project | 55097 | CTG4 | NG | CC | 176 |  | Electric Utility/IPP Non-CHP | N
NGCC | MO | St Francis Energy Facility | 7604 | 1 | NG | CC | 253.3 |  | Electric Utility | N
NGCC | MO | St Francis Energy Facility | 7604 | 2 | NG | CC | 253.3 |  | Electric Utility | N
NGCC | AR | Hot Spring Generating Facility | 55418 | CT1 | NG | CC | 198.9 |  | Electric Utility | N
NGCC | AR | Hot Spring Generating Facility | 55418 | CT2 | NG | CC | 198.9 |  | Electric Utility | N
NGCC | AR | Hot Spring Generating Facility | 55418 | ST1 | NG | CC | 317 |  | Electric Utility | N
NGCC | MS | Choctaw County | 55706 | STG1 | NG | CC | 362 |  | Electric Utility/IPP Non-CHP | N
NGCC | MS | Choctaw County | 55706 | CTG1 | NG | CC | 179 |  | Electric Utility/IPP Non-CHP | N
NGCC | MS | Choctaw County | 55706 | CTG2 | NG | CC | 179 |  | Electric Utility/IPP Non-CHP | N
NGCC | MS | Choctaw County | 55706 | CTG3 | NG | CC | 179 |  | Electric Utility/IPP Non-CHP | N
NGCC | NV | Desert Star Energy Center | 55077 | ED01 | NG | CC | 170 |  | Electric Utility | N
NGCC | NV | Desert Star Energy Center | 55077 | ED02 | NG | CC | 170 |  | Electric Utility | N
NGCC | NV | Desert Star Energy Center | 55077 | ED03 | NG | CC | 196 |  | Electric Utility | N
NGCC | FL | Osprey Energy Center Power Plant | 55412 | OECS | NG | CC | 260 |  | Electric Utility/IPP Non-CHP | N
NGCC | FL | Osprey Energy Center Power Plant | 55412 | OEC1 | NG | CC | 192.1 |  | Electric Utility/IPP Non-CHP | N
NGCC | FL | Osprey Energy Center Power Plant | 55412 | OEC2 | NG | CC | 192.1 |  | Electric Utility/IPP Non-CHP | N
NGCC | MO | Dogwood Energy Facility | 55178 | CT-1 | NG | CC | 208.8 |  | Electric Utility/IPP Non-CHP | N
NGCC | MO | Dogwood Energy Facility | 55178 | CT-2 | NG | CC | 208.8 |  | Electric Utility/IPP Non-CHP | N
NGCC | MO | Dogwood Energy Facility | 55178 | ST-1 | NG | CC | 265 |  | Electric Utility/IPP Non-CHP | N
EXCLUDE | CA | South Bay Fuel Cell Plant | 57770 | SBFC | OBG | FC | 1.5 |  | IPP Non-CHP | N | Fuel Cell (PRMVR=FC)
NGCC | AZ | Red Hawk | 55455 | CT1B | NG | CC | 181.6 |  | Electric Utility | N
NGCC | AZ | Red Hawk | 55455 | CT2A | NG | CC | 181.6 |  | Electric Utility | N
NGCC | AZ | Red Hawk | 55455 | CT2B | NG | CC | 181.6 |  | Electric Utility | N
NGCC | AZ | Red Hawk | 55455 | ST1 | NG | CC | 204 |  | Electric Utility | N
NGCC | AZ | Red Hawk | 55455 | ST2 | NG | CC | 204 |  | Electric Utility | N
NGCC | AZ | Red Hawk | 55455 | CT1A | NG | CC | 187.5 |  | Electric Utility | N
NGCC | OK | Chouteau | 7757 | 1 | NG | CC | 176 |  | Electric Utility | N
NGCC | OK | Chouteau | 7757 | 2 | NG | CC | 176 |  | Electric Utility | N
NGCC | OK | Chouteau | 7757 | 4 | NG | CC | 176 |  | Electric Utility | N
NGCC | OK | Chouteau | 7757 | 5 | NG | CC | 176 |  | Electric Utility | N
NGCC | OK | Chouteau | 7757 | 3 | NG | CC | 182.8 |  | Electric Utility | N
NGCC | OK | Chouteau | 7757 | 6 | NG | CC | 182.8 |  | Electric Utility | N
NGCC | TX | Tenaska Gateway Generating Station | 55132 | GTG1 | NG | CC | 183.2 |  | Electric Utility/IPP Non-CHP | N
NGCC | TX | Tenaska Gateway Generating Station | 55132 | GTG2 | NG | CC | 183.2 |  | Electric Utility/IPP Non-CHP | N
NGCC | TX | Tenaska Gateway Generating Station | 55132 | GTG3 | NG | CC | 183.2 |  | Electric Utility/IPP Non-CHP | N
NGCC | TX | Tenaska Gateway Generating Station | 55132 | STG1 | NG | CC | 390 |  | Electric Utility/IPP Non-CHP | N
NGCC | TX | Guadalupe Generating Station | 55153 | CTG1 | NG | CC | 171.1 |  | IPP Non-CHP | N
NGCC | TX | Guadalupe Generating Station | 55153 | CTG2 | NG | CC | 171.1 |  | IPP Non-CHP | N
NGCC | TX | Guadalupe Generating Station | 55153 | CTG3 | NG | CC | 171.1 |  | IPP Non-CHP | N
NGCC | TX | Guadalupe Generating Station | 55153 | CTG4 | NG | CC | 171.1 |  | IPP Non-CHP | N
NGCC | TX | Guadalupe Generating Station | 55153 | STG1 | NG | CC | 201.9 |  | IPP Non-CHP | N
NGCC | TX | Guadalupe Generating Station | 55153 | STG2 | NG | CC | 201.9 |  | IPP Non-CHP | N
NGCC | AL | Decatur Energy Center | 55292 | STG1 | NG | CC | 270 |  | Electric Utility/IPP Non-CHP | N
NGCC | AL | Decatur Energy Center | 55292 | CTG1 | NG | CC | 210.8 |  | Electric Utility/IPP Non-CHP | N
NGCC | AL | Decatur Energy Center | 55292 | CTG2 | NG | CC | 210.8 |  | Electric Utility/IPP Non-CHP | N
NGCC | AL | Decatur Energy Center | 55292 | CTG3 | NG | CC | 210.8 |  | Electric Utility/IPP Non-CHP | N
NGCC | FL | Tiger Bay | 7699 | CW1 | NG | CC | 82.9 |  | Electric Utility/Cogeneration | Y
NGCC | FL | Tiger Bay | 7699 | CT1 | NG | CC | 195.2 |  | Electric Utility/Cogeneration | Y
NGCC | VA | Chesterfield | 3797 | CW7 | NG | CC | 74.4 |  | Electric Utility | N
NGCC | VA | Chesterfield | 3797 | CW8 | NG | CC | 79.2 |  | Electric Utility | N
NGCC | VA | Chesterfield | 3797 | CT8 | NG | CC | 148 |  | Electric Utility | N
NGCC | VA | Chesterfield | 3797 | CT7 | NG | CC | 145 |  | Electric Utility | N
NGCC | NY | 500MW CC | 56196 | CT01 | NG | CC | 170 |  | Electric Utility | N
NGCC | NY | 500MW CC | 56196 | CT02 | NG | CC | 170 |  | Electric Utility | N
NGCC | NY | 500MW CC | 56196 | CA01 | NG | CC | 188 |  | Electric Utility | N
Exclude | GA | Washington County | 55332 | 4 | NG | GT | 198.9 |  | Electric Utility/IPP Non-CHP | N | Low utilization CT
NGCC | WA | Frederickson Power LP | 55818 | FIST | NG | CC | 126.3 |  | Electric Utility/IPP Non-CHP | N
NGCC | WA | Frederickson Power LP | 55818 | FICT | NG | CC | 192 |  | Electric Utility/IPP Non-CHP | N
NGCC | NH | Granite Ridge | 55170 | CT11 | NG | CC | 300 |  | Electric Utility/IPP Non-CHP | N
NGCC | NH | Granite Ridge | 55170 | CT12 | NG | CC | 300 |  | Electric Utility/IPP Non-CHP | N
NGCC | NH | Granite Ridge | 55170 | STG | NG | CC | 300 |  | Electric Utility/IPP Non-CHP | N
NGCC | FL | Curtis H Stanton Energy Center | 55821 | A | NG | CC | 203.2 |  | Electric Utility/IPP Non-CHP | N
NGCC | FL | Curtis H Stanton Energy Center | 55821 | B | NG | CC | 203.2 |  | Electric Utility/IPP Non-CHP | N
NGCC | FL | Curtis H Stanton Energy Center | 55821 | C | NG | CC | 281.9 |  | Electric Utility/IPP Non-CHP | N
NGCC | IA | Greater Des Moines | 7985 | ST1 | NG | CC | 195.5 |  | Electric Utility | N
NGCC | IA | Greater Des Moines | 7985 | GT1 | NG | CC | 190.4 |  | Electric Utility | N
NGCC | IA | Greater Des Moines | 7985 | GT2 | NG | CC | 190.4 |  | Electric Utility | N
NGCC | OH | Hanging Rock Energy Facility | 55736 | 1ST | NG | CC | 317.1 |  | Electric Utility/IPP Non-CHP | N
NGCC | OH | Hanging Rock Energy Facility | 55736 | 2ST | NG | CC | 317.1 |  | Electric Utility/IPP Non-CHP | N
NGCC | OH | Hanging Rock Energy Facility | 55736 | 1GT1 | NG | CC | 163.5 |  | Electric Utility/IPP Non-CHP | N
NGCC | OH | Hanging Rock Energy Facility | 55736 | 1GT2 | NG | CC | 163.5 |  | Electric Utility/IPP Non-CHP | N
NGCC | OH | Hanging Rock Energy Facility | 55736 | 2GT1 | NG | CC | 163.5 |  | Electric Utility/IPP Non-CHP | N
NGCC | OH | Hanging Rock Energy Facility | 55736 | 2GT2 | NG | CC | 163.5 |  | Electric Utility/IPP Non-CHP | N
NGCC | UT | Lake Side Power Plant | 56237 | CT01 | NG | CC | 182.7 |  | Electric Utility | N
NGCC | UT | Lake Side Power Plant | 56237 | CT02 | NG | CC | 182.7 |  | Electric Utility | N
NGCC | UT | Lake Side Power Plant | 56237 | ST01 | NG | CC | 225.9 |  | Electric Utility | N
NGCC | AZ | Kyrene | 147 | KY7 | NG | CC | 170 |  | Electric Utility | N
NGCC | AZ | Kyrene | 147 | KY7A | NG | CC | 122 |  | Electric Utility | N
NGCC | GA | Thomas A Smith Energy Facility | 55382 | 1GT1 | NG | CC | 147 |  | Electric Utility/IPP Non-CHP | N
NGCC | GA | Thomas A Smith Energy Facility | 55382 | 1GT2 | NG | CC | 147 |  | Electric Utility/IPP Non-CHP | N
NGCC | GA | Thomas A Smith Energy Facility | 55382 | 2GT1 | NG | CC | 147 |  | Electric Utility/IPP Non-CHP | N
NGCC | GA | Thomas A Smith Energy Facility | 55382 | 2GT2 | NG | CC | 147 |  | Electric Utility/IPP Non-CHP | N
NGCC | GA | Thomas A Smith Energy Facility | 55382 | 1STG | NG | CC | 302 |  | Electric Utility/IPP Non-CHP | N
NGCC | GA | Thomas A Smith Energy Facility | 55382 | 2STG | NG | CC | 302 |  | Electric Utility/IPP Non-CHP | N
EXCLUDE | NY | Riverbay | 52168 | GEN2 | NG | CC | 16 |  | Commercial CHP | Y | Combined Cycle (PRMVR=CC) unit under 25MW
EXCLUDE | NY | Riverbay | 52168 | GEN3 | NG | CC | 12.9 |  | Commercial CHP | Y | Combined Cycle (PRMVR=CC) unit under 25MW
EXCLUDE | NY | Riverbay | 52168 | GEN4 | NG | CC | 12.9 |  | Commercial CHP | Y | Combined Cycle (PRMVR=CC) unit under 25MW
NGCC | FL | Fort Myers | 612 | 2A | NG | CC | 188.2 |  | Electric Utility | N
NGCC | FL | Fort Myers | 612 | 2B | NG | CC | 188.2 |  | Electric Utility | N
NGCC | FL | Fort Myers | 612 | 2C | NG | CC | 188.2 |  | Electric Utility | N
NGCC | FL | Fort Myers | 612 | 2D | NG | CC | 188.2 |  | Electric Utility | N
NGCC | FL | Fort Myers | 612 | 2E | NG | CC | 188.2 |  | Electric Utility | N
NGCC | FL | Fort Myers | 612 | 2F | NG | CC | 188.2 |  | Electric Utility | N
NGCC | FL | Fort Myers | 612 | ST1 | NG | CC | 156.2 |  | Electric Utility | N
NGCC | FL | Fort Myers | 612 | ST2 | NG | CC | 436.1 |  | Electric Utility | N
NGCC | NV | Chuck Lenzie Generating Station | 55322 | ST1 | NG | CC | 329.8 |  | Electric Utility | N
NGCC | NV | Chuck Lenzie Generating Station | 55322 | ST2 | NG | CC | 329.8 |  | Electric Utility | N
NGCC | NV | Chuck Lenzie Generating Station | 55322 | CTG1 | NG | CC | 201.5 |  | Electric Utility | Y
NGCC | NV | Chuck Lenzie Generating Station | 55322 | CTG2 | NG | CC | 201.5 |  | Electric Utility | N
NGCC | NV | Chuck Lenzie Generating Station | 55322 | CTG3 | NG | CC | 201.5 |  | Electric Utility | N
NGCC | NV | Chuck Lenzie Generating Station | 55322 | CTG4 | NG | CC | 201.5 |  | Electric Utility | N
NGCC | OR | Coyote Springs | 7350 | 2 | NG | CC | 80.6 |  | Electric Utility | Y
NGCC | OR | Coyote Springs | 7350 | 1 | NG | CC | 185.7 |  | Electric Utility | Y
NGCC | MN | High Bridge | 1912 | 9 | NG | CC | 250 |  | Electric Utility | N
NGCC | MN | High Bridge | 1912 | 7 | NG | CC | 197 |  | Electric Utility | N
NGCC | MN | High Bridge | 1912 | 8 | NG | CC | 197 |  | Electric Utility | N
NGCC | AZ | Griffith Energy LLC | 55124 | CTG1 | NG | CC | 176 |  | Electric Utility/IPP Non-CHP | N
NGCC | AZ | Griffith Energy LLC | 55124 | CTG2 | NG | CC | 176.6 |  | Electric Utility/IPP Non-CHP | N
NGCC | AZ | Griffith Energy LLC | 55124 | STG | NG | CC | 301.8 |  | Electric Utility/IPP Non-CHP | N
NGCC | CA | Blythe Energy Inc | 55295 | CT1 | NG | CC | 182 |  | Electric Utility/IPP Non-CHP | N
NGCC | CA | Blythe Energy Inc | 55295 | CT2 | NG | CC | 182 |  | Electric Utility/IPP Non-CHP | N
NGCC | CA | Blythe Energy Inc | 55295 | ST1 | NG | CC | 227 |  | Electric Utility/IPP Non-CHP | N
NGCC | AR | Union Power Partners LP | 55380 | CTG1 | NG | CC | 176 |  | Electric Utility/IPP Non-CHP | N
NGCC | AR | Union Power Partners LP | 55380 | CTG2 | NG | CC | 176 |  | Electric Utility/IPP Non-CHP | N
NGCC | AR | Union Power Partners LP | 55380 | CTG3 | NG | CC | 176 |  | Electric Utility/IPP Non-CHP | N
NGCC | AR | Union Power Partners LP | 55380 | CTG4 | NG | CC | 176 |  | Electric Utility/IPP Non-CHP | N
NGCC | AR | Union Power Partners LP | 55380 | CTG5 | NG | CC | 176 |  | Electric Utility/IPP Non-CHP | N
NGCC | AR | Union Power Partners LP | 55380 | CTG6 | NG | CC | 176 |  | Electric Utility/IPP Non-CHP | N
NGCC | AR | Union Power Partners LP | 55380 | CTG7 | NG | CC | 176 |  | Electric Utility/IPP Non-CHP | N
NGCC | AR | Union Power Partners LP | 55380 | CTG8 | NG | CC | 176 |  | Electric Utility/IPP Non-CHP | N
NGCC | AR | Union Power Partners LP | 55380 | STG1 | NG | CC | 255 |  | Electric Utility/IPP Non-CHP | N
NGCC | AR | Union Power Partners LP | 55380 | STG2 | NG | CC | 255 |  | Electric Utility/IPP Non-CHP | N
NGCC | AR | Union Power Partners LP | 55380 | STG3 | NG | CC | 255 |  | Electric Utility/IPP Non-CHP | N
NGCC | AR | Union Power Partners LP | 55380 | STG4 | NG | CC | 255 |  | Electric Utility/IPP Non-CHP | N
NGCC | IL | Kendall County Generation Facility | 55131 | STG1 | NG | CC | 134 |  | Electric Utility/IPP Non-CHP | N
NGCC | IL | Kendall County Generation Facility | 55131 | STG2 | NG | CC | 134 |  | Electric Utility/IPP Non-CHP | N
NGCC | IL | Kendall County Generation Facility | 55131 | STG3 | NG | CC | 134 |  | Electric Utility/IPP Non-CHP | N
NGCC | IL | Kendall County Generation Facility | 55131 | STG4 | NG | CC | 134 |  | Electric Utility/IPP Non-CHP | N
NGCC | IL | Kendall County Generation Facility | 55131 | CTG1 | NG | CC | 180 |  | Electric Utility/IPP Non-CHP | N
NGCC | IL | Kendall County Generation Facility | 55131 | CTG2 | NG | CC | 180 |  | Electric Utility/IPP Non-CHP | N
NGCC | IL | Kendall County Generation Facility | 55131 | CTG3 | NG | CC | 180 |  | Electric Utility/IPP Non-CHP | N
NGCC | IL | Kendall County Generation Facility | 55131 | CTG4 | NG | CC | 180 |  | Electric Utility/IPP Non-CHP | N
Exclude | IL | University Park North | 55640 | 11 | NG | GT | 45 |  | Electric Utility/IPP Non-CHP | N | Low utilization CT
Exclude | GA | Dahlberg | 7709 | 7 | NG | GT | 91.9 |  | Electric Utility/IPP Non-CHP | N | Low utilization CT
NGCC | CA | Gateway Generating Station | 56476 | C | NG | CC | 213.3 |  | Electric Utility | N
NGCC | CA | Gateway Generating Station | 56476 | A | NG | CC | 203.2 |  | Electric Utility | N
NGCC | CA | Gateway Generating Station | 56476 | B | NG | CC | 203.2 |  | Electric Utility | N
Exclude | FL | Oleander Power Project LP | 55286 | OG3 | NG | GT | 198.9 |  | Electric Utility/IPP Non-CHP | N | Low utilization CT
Exclude | CA | Mariposa Energy Project | 57483 | CTG3 | NG | GT | 49.9 |  | Electric Utility/IPP Non-CHP | N | Low utilization CT
NGCC | CA | Dynegy Moss Landing Power Plant | 260 | CT1A | NG | CC | 233 |  | Electric Utility/IPP Non-CHP | N
NGCC | CA | Dynegy Moss Landing Power Plant | 260 | CT1B | NG | CC | 233 |  | Electric Utility/IPP Non-CHP | N
NGCC | CA | Dynegy Moss Landing Power Plant | 260 | CT2A | NG | CC | 233 |  | Electric Utility/IPP Non-CHP | N
NGCC | CA | Dynegy Moss Landing Power Plant | 260 | CT2B | NG | CC | 233 |  | Electric Utility/IPP Non-CHP | N
NGCC | CA | Dynegy Moss Landing Power Plant | 260 | ST1 | NG | CC | 233 |  | Electric Utility/IPP Non-CHP | N
NGCC | CA | Dynegy Moss Landing Power Plant | 260 | ST2 | NG | CC | 233 |  | Electric Utility/IPP Non-CHP | N
NGCC | FL | Martin | 6043 | 3GT1 | NG | CC | 204 |  | Electric Utility | N
NGCC | FL | Martin | 6043 | 3GT2 | NG | CC | 204 |  | Electric Utility | N
NGCC | FL | Martin | 6043 | 3ST | NG | CC | 204 |  | Electric Utility | N
NGCC | FL | Martin | 6043 | 4GT1 | NG | CC | 204 |  | Electric Utility | N
NGCC | FL | Martin | 6043 | 4GT2 | NG | CC | 204 |  | Electric Utility | N
NGCC | FL | Martin | 6043 | 4ST | NG | CC | 204 |  | Electric Utility | N
NGCC | FL | Martin | 6043 | 8A | NG | CC | 188.2 |  | Electric Utility | N
NGCC | FL | Martin | 6043 | 8B | NG | CC | 188.2 |  | Electric Utility | N
NGCC | FL | Martin | 6043 | 8C | NG | CC | 188.2 |  | Electric Utility | N
NGCC | FL | Martin | 6043 | 8D | NG | CC | 188.2 |  | Electric Utility | N
NGCC | FL | Martin | 6043 | 8 | NG | CC | 471.7 |  | Electric Utility | N
NGCC | OH | Washington Energy Facility | 55397 | CT1 | NG | CC | 198.9 |  | Electric Utility/IPP Non-CHP | N
NGCC | OH | Washington Energy Facility | 55397 | CT2 | NG | CC | 198.9 |  | Electric Utility/IPP Non-CHP | N
NGCC | OH | Washington Energy Facility | 55397 | ST1 | NG | CC | 317.1 |  | Electric Utility/IPP Non-CHP | N
NGCC | NJ | PSEG Linden Generating Station | 2406 | 1001 | NG | CC | 315 |  | Electric Utility/IPP Non-CHP | N
NGCC | NJ | PSEG Linden Generating Station | 2406 | 1101 | NG | CC | 181.4 |  | Electric Utility/IPP Non-CHP | N
NGCC | NJ | PSEG Linden Generating Station | 2406 | 1201 | NG | CC | 181.4 |  | Electric Utility/IPP Non-CHP | N
NGCC | NJ | PSEG Linden Generating Station | 2406 | 2001 | NG | CC | 315 |  | Electric Utility/IPP Non-CHP | N
NGCC | NJ | PSEG Linden Generating Station | 2406 | 2101 | NG | CC | 181.4 |  | Electric Utility/IPP Non-CHP | N
NGCC | NJ | PSEG Linden Generating Station | 2406 | 2201 | NG | CC | 181.4 |  | Electric Utility/IPP Non-CHP | N
NGCC | WA | Mint Farm Generating Station | 55700 | CTG1 | NG | CC | 186 |  | Electric Utility | N
NGCC | WA | Mint Farm Generating Station | 55700 | 1STG | NG | CC | 133 |  | Electric Utility | N
NGCC | RI | Tiverton Power Plant | 55048 | UNT1 | NG | CC | 179.3 |  | Electric Utility/IPP Non-CHP | N
NGCC | RI | Tiverton Power Plant | 55048 | UNT2 | NG | CC | 93.2 |  | Electric Utility/IPP Non-CHP | N
NGCC | VA | Possum Point | 3804 | 6ST | NG | CC | 265 |  | Electric Utility | N
NGCC | VA | Possum Point | 3804 | 6A | NG | CC | 174 |  | Electric Utility | N
NGCC | VA | Possum Point | 3804 | 6B | NG | CC | 174 |  | Electric Utility | N
NGCC | PA | Ontelaunee Energy Center | 55193 | CTG1 | NG | CC | 250 |  | Electric Utility/IPP Non-CHP | N
NGCC | PA | Ontelaunee Energy Center | 55193 | CTG2 | NG | CC | 250 |  | Electric Utility/IPP Non-CHP | N
NGCC | PA | Ontelaunee Energy Center | 55193 | STG | NG | CC | 228 |  | Electric Utility/IPP Non-CHP | N
NGCC | TX | Brazos Valley Generating Facility | 55357 | CTG1 | NG | CC | 200 |  | IPP Non-CHP | N
NGCC | TX | Brazos Valley Generating Facility | 55357 | CTG2 | NG | CC | 200 |  | IPP Non-CHP | N
NGCC | TX | Brazos Valley Generating Facility | 55357 | STG1 | NG | CC | 275.6 |  | IPP Non-CHP | N
NGCC | AZ | Mesquite Generating Station | 55481 | ST1 | NG | CC | 321 |  | Electric Utility/IPP Non-CHP | N
NGCC | AZ | Mesquite Generating Station | 55481 | ST2 | NG | CC | 321 |  | Electric Utility/IPP Non-CHP | N
NGCC | AZ | Mesquite Generating Station | 55481 | GT1 | NG | CC | 185.3 |  | Electric Utility/IPP Non-CHP | N
NGCC | AZ | Mesquite Generating Station | 55481 | GT2 | NG | CC | 185.3 |  | Electric Utility/IPP Non-CHP | N
NGCC | AZ | Mesquite Generating Station | 55481 | GT3 | NG | CC | 185.3 |  | Electric Utility/IPP Non-CHP | N
NGCC | AZ | Mesquite Generating Station | 55481 | GT4 | NG | CC | 185.3 |  | Electric Utility/IPP Non-CHP | N
NGCC | AZ | Arlington Valley Energy Facility | 55282 | CTG1 | NG | CC | 198 |  | Electric Utility/IPP Non-CHP | N
NGCC | AZ | Arlington Valley Energy Facility | 55282 | CTG2 | NG | CC | 198 |  | Electric Utility/IPP Non-CHP | N
NGCC | AZ | Arlington Valley Energy Facility | 55282 | STG1 | NG | CC | 317 |  | Electric Utility/IPP Non-CHP | N
NGCC | AL | Barry | 3 | A1CT | NG | CC | 170.1 |  | Electric Utility | N
NGCC | AL | Barry | 3 | A1CT2 | NG | CC | 170.1 |  | Electric Utility | N
NGCC | AL | Barry | 3 | A1ST | NG | CC | 195.2 |  | Electric Utility | N
NGCC | AL | Barry | 3 | A2C1 | NG | CC | 170.1 |  | Electric Utility | N
NGCC | AL | Barry | 3 | A2C2 | NG | CC | 170.1 |  | Electric Utility | N
NGCC | AL | Barry | 3 | A2ST | NG | CC | 195.2 |  | Electric Utility | N
NGCC | LA | Acadia Energy Center | 55173 | CT11 | NG | CC | 212 |  | Electric Utility | N
NGCC | LA | Acadia Energy Center | 55173 | CT12 | NG | CC | 212 |  | Electric Utility | N
NGCC | LA | Acadia Energy Center | 55173 | CT24 | NG | CC | 212 |  | Electric Utility | N
NGCC | LA | Acadia Energy Center | 55173 | CT25 | NG | CC | 212 |  | Electric Utility | N
NGCC | LA | Acadia Energy Center | 55173 | ST13 | NG | CC | 264 |  | Electric Utility | N
NGCC | LA | Acadia Energy Center | 55173 | ST26 | NG | CC | 264 |  | Electric Utility | N
NGCC | FL | H L Culbreath Bayside Power Station | 7873 | 1A | NG | CC | 189.9 |  | Electric Utility | N
NGCC | FL | H L Culbreath Bayside Power Station | 7873 | 1B | NG | CC | 189.9 |  | Electric Utility | N
NGCC | FL | H L Culbreath Bayside Power Station | 7873 | 1C | NG | CC | 189.9 |  | Electric Utility | N
NGCC | FL | H L Culbreath Bayside Power Station | 7873 | 2A | NG | CC | 189.9 |  | Electric Utility | N
NGCC | FL | H L Culbreath Bayside Power Station | 7873 | 2B | NG | CC | 189.9 |  | Electric Utility | N
NGCC | FL | H L Culbreath Bayside Power Station | 7873 | 2C | NG | CC | 189.9 |  | Electric Utility | N
NGCC | FL | H L Culbreath Bayside Power Station | 7873 | 2D | NG | CC | 189.9 |  | Electric Utility | N
NGCC | FL | H L Culbreath Bayside Power Station | 7873 | 1ST | NG | CC | 239.4 |  | Electric Utility | N
NGCC | FL | H L Culbreath Bayside Power Station | 7873 | 2ST | NG | CC | 445.7 |  | Electric Utility | N
NGCC | PA | Hunterstown | 55976 | 401 | NG | CC | 361 |  | Electric Utility/IPP Non-CHP | N
NGCC | PA | Hunterstown | 55976 | 101 | NG | CC | 179 |  | Electric Utility/IPP Non-CHP | N
NGCC | PA | Hunterstown | 55976 | 201 | NG | CC | 179 |  | Electric Utility/IPP Non-CHP | N
NGCC | PA | Hunterstown | 55976 | 301 | NG | CC | 179 |  | Electric Utility/IPP Non-CHP | N
NGCC | GA | Effingham County Power Project | 55406 | STG | NG | CC | 197.8 |  | Electric Utility/IPP Non-CHP | N
NGCC | GA | Effingham County Power Project | 55406 | UNT1 | NG | CC | 199.4 |  | Electric Utility/IPP Non-CHP | N
NGCC | GA | Effingham County Power Project | 55406 | UNT2 | NG | CC | 199.4 |  | Electric Utility/IPP Non-CHP | N
NGCC | OH | AEP Waterford Facility | 55503 | ST1 | NG | CC | 399 |  | Electric Utility | N
NGCC | OH | AEP Waterford Facility | 55503 | CTG1 | NG | CC | 174.2 |  | Electric Utility | N
NGCC | OH | AEP Waterford Facility | 55503 | CTG2 | NG | CC | 174.2 |  | Electric Utility | N
NGCC | OH | AEP Waterford Facility | 55503 | CTG3 | NG | CC | 174.2 |  | Electric Utility | N
EXCLUDE | GA | Kraft | 733 | PWA | NG | GT | 18.5 |  | Electric Utility | N | Simple Cycle Turbine (PRMVR=GT or OT) unit under 25MW
NGCC | CA | Lodi Energy Center | 57978 | CT1 | NG | CC | 185 |  | Electric Utility | N
NGCC | CA | Lodi Energy Center | 57978 | ST1 | NG | CC | 130 |  | Electric Utility | N
NGCC | Fort Mojave | South Point Energy Center | 55177 | A | NG | CC | 236 |  | Electric Utility/IPP Non-CHP | N
NGCC | Fort Mojave | South Point Energy Center | 55177 | B | NG | CC | 236 |  | Electric Utility/IPP Non-CHP | N
NGCC | Fort Mojave | South Point Energy Center | 55177 | ST1 | NG | CC | 236 |  | Electric Utility/IPP Non-CHP | N
NGCC | PA | Liberty Electric Power Plant | 55231 | GTG1 | NG | CC | 186 |  | Electric Utility/IPP Non-CHP | N
NGCC | PA | Liberty Electric Power Plant | 55231 | GTG2 | NG | CC | 186 |  | Electric Utility/IPP Non-CHP | N
NGCC | PA | Liberty Electric Power Plant | 55231 | STG | NG | CC | 242 |  | Electric Utility/IPP Non-CHP | N
NGCC | TX | Wise County Power LLC | 55320 | ST1 | NG | CC | 262 |  | Electric Utility/IPP Non-CHP | N
NGCC | TX | Wise County Power LLC | 55320 | GT1 | NG | CC | 242 |  | Electric Utility/IPP Non-CHP | N
NGCC | TX | Wise County Power LLC | 55320 | GT2 | NG | CC | 242 |  | Electric Utility/IPP Non-CHP | N
NGCC | AZ | Harquahala Generating Project | 55372 | STG1 | NG | CC | 160 |  | Electric Utility/IPP Non-CHP | N
NGCC | AZ | Harquahala Generating Project | 55372 | STG2 | NG | CC | 160 |  | Electric Utility/IPP Non-CHP | N
NGCC | AZ | Harquahala Generating Project | 55372 | STG3 | NG | CC | 160 |  | Electric Utility/IPP Non-CHP | N
NGCC | AZ | Harquahala Generating Project | 55372 | CTG1 | NG | CC | 281.7 |  | Electric Utility/IPP Non-CHP | N
NGCC | AZ | Harquahala Generating Project | 55372 | CTG2 | NG | CC | 281.7 |  | Electric Utility/IPP Non-CHP | N
NGCC | AZ | Harquahala Generating Project | 55372 | CTG3 | NG | CC | 281.7 |  | Electric Utility/IPP Non-CHP | N
NGCC | ME | Maine Independence Station | 55068 | GEN1 | NG | CC | 177.8 |  | Electric Utility/IPP Non-CHP | N
NGCC | ME | Maine Independence Station | 55068 | GEN2 | NG | CC | 177.8 |  | Electric Utility/IPP Non-CHP | N
NGCC | ME | Maine Independence Station | 55068 | GEN3 | NG | CC | 194.6 |  | Electric Utility/IPP Non-CHP | N
NGCC | NC | Sherwood H Smith Jr Energy Complex | 7805 | 10 | NG | CC | 191.2 |  | Electric Utility | N
NGCC | NC | Sherwood H Smith Jr Energy Complex | 7805 | 9 | NG | CC | 191.2 |  | Electric Utility | N
NGCC | NC | Sherwood H Smith Jr Energy Complex | 7805 | ST5 | NG | CC | 271 |  | Electric Utility | N
NGCC | NC | Sherwood H Smith Jr Energy Complex | 7805 | 7 | NG | CC | 195.3 |  | Electric Utility | N
NGCC | NC | Sherwood H Smith Jr Energy Complex | 7805 | 8 | NG | CC | 195.3 |  | Electric Utility | N
NGCC | NC | Sherwood H Smith Jr Energy Complex | 7805 | ST4 | NG | CC | 195.3 |  | Electric Utility | N
NGCC | GA | Jack McDonough | 710 | 5ACT | NG | CC | 232.5 |  | Electric Utility | N
NGCC | GA | Jack McDonough | 710 | 5BCT | NG | CC | 232.5 |  | Electric Utility | N
NGCC | GA | Jack McDonough | 710 | 6ACT | NG | CC | 232.5 |  | Electric Utility | N
NGCC | GA | Jack McDonough | 710 | 6BCT | NG | CC | 232.5 |  | Electric Utility | N
NGCC | GA | Jack McDonough | 710 | CT4A | NG | CC | 232.5 |  | Electric Utility | N
NGCC | GA | Jack McDonough | 710 | CT4B | NG | CC | 232.5 |  | Electric Utility | N
NGCC | GA | Jack McDonough | 710 | 4 | NG | CC | 375 |  | Electric Utility | N
NGCC | GA | Jack McDonough | 710 | 5 | NG | CC | 375 |  | Electric Utility | N
NGCC | GA | Jack McDonough | 710 | 6 | NG | CC | 375 |  | Electric Utility | N
NGCC | MA | Fore River Generating Station | 55317 | GT11 | NG | CC | 278.6 |  | Electric Utility/IPP Non-CHP | N
NGCC | MA | Fore River Generating Station | 55317 | GT12 | NG | CC | 278.6 |  | Electric Utility/IPP Non-CHP | N
NGCC | MA | Fore River Generating Station | 55317 | ST15 | NG | CC | 315 |  | Electric Utility/IPP Non-CHP | N
NGCC | OK | Green Country Energy LLC | 55146 | CTG1 | NG | CC | 179.3 |  | Electric Utility/IPP Non-CHP | N
NGCC | OK | Green Country Energy LLC | 55146 | CTG2 | NG | CC | 179.3 |  | Electric Utility/IPP Non-CHP | N
NGCC | OK | Green Country Energy LLC | 55146 | CTG3 | NG | CC | 179.3 |  | Electric Utility/IPP Non-CHP | N
NGCC | OK | Green Country Energy LLC | 55146 | STG1 | NG | CC | 122 |  | Electric Utility/IPP Non-CHP | N
NGCC | OK | Green Country Energy LLC | 55146 | STG2 | NG | CC | 122 |  | Electric Utility/IPP Non-CHP | N
NGCC | OK | Green Country Energy LLC | 55146 | STG3 | NG | CC | 122 |  | Electric Utility/IPP Non-CHP | N
EXCLUDE | CA | Juniper Networks Sunnyvale | 58301 | JPR | NG | FC | 1.1 |  | IPP Non-CHP | N | Fuel Cell (PRMVR=FC)
NGCC | MS | Caledonia | 55197 | CTG1 | NG | CC | 161 |  | Electric Utility | N
NGCC | MS | Caledonia | 55197 | CTG2 | NG | CC | 161 |  | Electric Utility | N
NGCC | MS | Caledonia | 55197 | CTG3 | NG | CC | 161 |  | Electric Utility | N
NGCC | MS | Caledonia | 55197 | STG1 | NG | CC | 106 |  | Electric Utility | N
NGCC | MS | Caledonia | 55197 | STG2 | NG | CC | 106 |  | Electric Utility | N
NGCC | MS | Caledonia | 55197 | STG3 | NG | CC | 106 |  | Electric Utility | N
NGCC | TX | Arthur Von Rosenberg | 7512 | 1 | NG | CC | 175 |  | Electric Utility | N
NGCC | TX | Arthur Von Rosenberg | 7512 | 2 | NG | CC | 175 |  | Electric Utility | N
NGCC | TX | Arthur Von Rosenberg | 7512 | 3 | NG | CC | 200 |  | Electric Utility | N
NGCC | PA | Lower Mount Bethel Energy | 55667 | G1 | NG | CC | 211.5 |  | Electric Utility/IPP Non-CHP | N
NGCC | PA | Lower Mount Bethel Energy | 55667 | G2 | NG | CC | 211.5 |  | Electric Utility/IPP Non-CHP | N
NGCC | PA | Lower Mount Bethel Energy | 55667 | G3 | NG | CC | 228.6 |  | Electric Utility/IPP Non-CHP | N
NGCC | NV | Apex Generating Station | 55514 | CTG1 | NG | CC | 174 |  | Electric Utility/IPP Non-CHP | N
NGCC | NV | Apex Generating Station | 55514 | CTG2 | NG | CC | 174 |  | Electric Utility/IPP Non-CHP | N
NGCC | NV | Apex Generating Station | 55514 | STG1 | NG | CC | 252.6 |  | Electric Utility/IPP Non-CHP | N
EXCLUDE | NJ | Red Oak Power LLC | 55239 | 0004 | NG | CC | 330 |  | Industrial/IPP Non-CHP | N | Commercial/Industrial Unit
EXCLUDE | NJ | Red Oak Power LLC | 55239 | 0001 | NG | CC | 212 |  | Industrial/IPP Non-CHP | N | Commercial/Industrial Unit
EXCLUDE | NJ | Red Oak Power LLC | 55239 | 0002 | NG | CC | 212 |  | Industrial/IPP Non-CHP | N | Commercial/Industrial Unit
EXCLUDE | NJ | Red Oak Power LLC | 55239 | 0003 | NG | CC | 212 |  | Industrial/IPP Non-CHP | N | Commercial/Industrial Unit
Exclude | IL | Aurora | 55279 | CTG8 | NG | GT | 71 |  | Electric Utility/IPP Non-CHP | N | Low utilization CT
NGCC | CA | Haynes | 400 | 10 | NG | CC | 182.8 |  | Electric Utility | Y
NGCC | CA | Haynes | 400 | 9 | NG | CC | 182.8 |  | Electric Utility | Y
NGCC | CA | Haynes | 400 | 8 | NG | CC | 264.3 |  | Electric Utility | Y
NGCC | TX | Freestone Energy Center | 55226 | GT1 | NG | CC | 166.7 |  | IPP Non-CHP | N
NGCC | TX | Freestone Energy Center | 55226 | GT2 | NG | CC | 166.7 |  | IPP Non-CHP | N
NGCC | TX | Freestone Energy Center | 55226 | GT3 | NG | CC | 166.7 |  | IPP Non-CHP | N
NGCC | TX | Freestone Energy Center | 55226 | GT4 | NG | CC | 166.7 |  | IPP Non-CHP | N
NGCC | TX | Freestone Energy Center | 55226 | ST3 | NG | CC | 184.6 |  | IPP Non-CHP | N
NGCC | TX | Freestone Energy Center | 55226 | ST6 | NG | CC | 184.6 |  | IPP Non-CHP | N
NGCC | MA | Mystic Generating Station | 1588 | GT81 | NG | CC | 278.6 |  | Electric Utility/IPP Non-CHP | N
NGCC | MA | Mystic Generating Station | 1588 | GT82 | NG | CC | 278.6 |  | Electric Utility/IPP Non-CHP | N
NGCC | MA | Mystic Generating Station | 1588 | GT93 | NG | CC | 278.6 |  | Electric Utility/IPP Non-CHP | N
NGCC | MA | Mystic Generating Station | 1588 | GT94 | NG | CC | 278.6 |  | Electric Utility/IPP Non-CHP | N
NGCC | MA | Mystic Generating Station | 1588 | ST85 | NG | CC | 315 |  | Electric Utility/IPP Non-CHP | N
NGCC | MA | Mystic Generating Station | 1588 | ST96 | NG | CC | 315 |  | Electric Utility/IPP Non-CHP | N
Exclude | IL | Aurora | 55279 | CTG10 | NG | GT | 71 |  | Electric Utility/IPP Non-CHP | N | Low utilization CT
NGCC | NC | Rowan | 7826 | 4 | NG | CC | 199.4 |  | Electric Utility/IPP Non-CHP | N
NGCC | NC | Rowan | 7826 | 5 | NG | CC | 199.4 |  | Electric Utility/IPP Non-CHP | N
NGCC | NC | Rowan | 7826 | STG | NG | CC | 195 |  | Electric Utility/IPP Non-CHP | N
NGCC | OR | Hermiston Power Partnership | 55328 | CTG1 | NG | CC | 212.5 |  | Electric Utility/IPP Non-CHP | N
NGCC | OR | Hermiston Power Partnership | 55328 | CTG2 | NG | CC | 212.5 |  | Electric Utility/IPP Non-CHP | N
NGCC | OR | Hermiston Power Partnership | 55328 | STG1 | NG | CC | 264.4 |  | Electric Utility/IPP Non-CHP | N
NGCC | MA | Millennium Power | 55079 | CT01 | NG | CC | 230 |  | Electric Utility/IPP Non-CHP | N
NGCC | MA | Millennium Power | 55079 | ST01 | NG | CC | 130 |  | Electric Utility/IPP Non-CHP | N
NGCC | PA | Fairless Energy Center | 55298 | CT1A | NG | CC | 198.9 |  | Electric Utility/IPP Non-CHP | N
NGCC | PA | Fairless Energy Center | 55298 | CT1B | NG | CC | 198.9 |  | Electric Utility/IPP Non-CHP | N
NGCC | PA | Fairless Energy Center | 55298 | CT2A | NG | CC | 198.9 |  | Electric Utility/IPP Non-CHP | N
NGCC | PA | Fairless Energy Center | 55298 | CT2B | NG | CC | 198.9 |  | Electric Utility/IPP Non-CHP | N
NGCC | PA | Fairless Energy Center | 55298 | ST1 | NG | CC | 271.2 |  | Electric Utility/IPP Non-CHP | N
NGCC | PA | Fairless Energy Center | 55298 | ST2 | NG | CC | 271.2 |  | Electric Utility/IPP Non-CHP | N
NGCC | WA | River Road Gen Plant | 7605 | 1 | NG | CC | 248 |  | Electric Utility | N
NGCC | CT | Bridgeport Energy Project | 55042 | GEN1 | NG | CC | 170 |  | Electric Utility/IPP Non-CHP | N
NGCC | CT | Bridgeport Energy Project | 55042 | GEN2 | NG | CC | 170 |  | Electric Utility/IPP Non-CHP | N
NGCC | CT | Bridgeport Energy Project | 55042 | GEN3 | NG | CC | 180 |  | Electric Utility/IPP Non-CHP | N
NGCC | IN | Lawrenceburg Energy Facility | 55502 | 0100 | NG | CC | 268 |  | Electric Utility | N
NGCC | IN | Lawrenceburg Energy Facility | 55502 | 0200 | NG | CC | 268 |  | Electric Utility | N
NGCC | IN | Lawrenceburg Energy Facility | 55502 | 1100 | NG | CC | 174 |  | Electric Utility | N
NGCC | IN | Lawrenceburg Energy Facility | 55502 | 1200 | NG | CC | 174 |  | Electric Utility | N
NGCC | IN | Lawrenceburg Energy Facility | 55502 | 2100 | NG | CC | 174 |  | Electric Utility | N
NGCC | IN | Lawrenceburg Energy Facility | 55502 | 2200 | NG | CC | 174 |  | Electric Utility | N
NGCC | CT | Lake Road Generating Plant | 55149 | U1 | NG | CC | 280 |  | Electric Utility/IPP Non-CHP | N
NGCC | CT | Lake Road Generating Plant | 55149 | U2 | NG | CC | 280 |  | Electric Utility/IPP Non-CHP | N
NGCC | CT | Lake Road Generating Plant | 55149 | U3 | NG | CC | 280 |  | Electric Utility/IPP Non-CHP | N
NGCC | NY | Astoria Energy II | 57664 | CT3 | NG | CC | 200 |  | IPP Non-CHP | N
NGCC | NY | Astoria Energy II | 57664 | CT4 | NG | CC | 200 |  | IPP Non-CHP | N
NGCC | NY | Astoria Energy II | 57664 | ST2 | NG | CC | 250 |  | IPP Non-CHP | N
NGCC | TX | Hidalgo Energy Center | 55545 | CTG1 | NG | CC | 176.6 |  | Electric Utility/IPP Non-CHP | N
NGCC | TX | Hidalgo Energy Center | 55545 | CTG2 | NG | CC | 176.6 |  | Electric Utility/IPP Non-CHP | N
NGCC | TX | Hidalgo Energy Center | 55545 | STG1 | NG | CC | 198.1 |  | Electric Utility/IPP Non-CHP | N
NGCC | CA | Delta Energy Center | 55333 | CTG1 | NG | CC | 212 |  | Electric Utility/IPP Non-CHP | N
NGCC | CA | Delta Energy Center | 55333 | CTG2 | NG | CC | 212 |  | Electric Utility/IPP Non-CHP | N
NGCC | CA | Delta Energy Center | 55333 | STG1 | NG | CC | 306 |  | Electric Utility/IPP Non-CHP | N
NGCC | CA | Delta Energy Center | 55333 | CTG3 | NG | CC | 213.5 |  | Electric Utility/IPP Non-CHP | N
NGCC | CA | Mountainview Generating Station | 358 | MV3A | NG | CC | 164.6 |  | Electric Utility | N
NGCC | CA | Mountainview Generating Station | 358 | MV3B | NG | CC | 164.6 |  | Electric Utility | N
NGCC | CA | Mountainview Generating Station | 358 | MV3C | NG | CC | 189.2 |  | Electric Utility | N
NGCC | CA | Mountainview Generating Station | 358 | MV4A | NG | CC | 164.6 |  | Electric Utility | N
NGCC | CA | Mountainview Generating Station | 358 | MV4B | NG | CC | 164.6 |  | Electric Utility | N
NGCC | CA | Mountainview Generating Station | 358 | MV4C | NG | CC | 189.2 |  | Electric Utility | N
NGCC | OK | Kiamichi Energy Facility | 55501 | CTG1 | NG | CC | 183.9 |  | Electric Utility/IPP Non-CHP | N
NGCC | OK | Kiamichi Energy Facility | 55501 | CTG2 | NG | CC | 183.9 |  | Electric Utility/IPP Non-CHP | N
NGCC | OK | Kiamichi Energy Facility | 55501 | CTG3 | NG | CC | 183.9 |  | Electric Utility/IPP Non-CHP | N
NGCC | OK | Kiamichi Energy Facility | 55501 | CTG4 | NG | CC | 183.9 |  | Electric Utility/IPP Non-CHP | N
NGCC | OK | Kiamichi Energy Facility | 55501 | STG1 | NG | CC | 317.2 |  | Electric Utility/IPP Non-CHP | N
NGCC | OK | Kiamichi Energy Facility | 55501 | STG2 | NG | CC | 317.2 |  | Electric Utility/IPP Non-CHP | N
NGCC | CA | La Paloma Generating LLC | 55151 | GEN1 | NG | CC | 300 |  | Electric Utility/IPP Non-CHP | N
NGCC | CA | La Paloma Generating LLC | 55151 | GEN2 | NG | CC | 300 |  | Electric Utility/IPP Non-CHP | N
NGCC | CA | La Paloma Generating LLC | 55151 | GEN3 | NG | CC | 300 |  | Electric Utility/IPP Non-CHP | N
NGCC | CA | La Paloma Generating LLC | 55151 | GEN4 | NG | CC | 300 |  | Electric Utility/IPP Non-CHP | N
NGCC | TN | John Sevier | 3405 | CTG1 | NG | CC | 191.3 |  | Electric Utility | N
NGCC | TN | John Sevier | 3405 | CTG2 | NG | CC | 191.3 |  | Electric Utility | N
NGCC | TN | John Sevier | 3405 | CTG3 | NG | CC | 191.3 |  | Electric Utility | N
NGCC | TN | John Sevier | 3405 | STG1 | NG | CC | 423 |  | Electric Utility | N
NGCC | VA | Tenaska Virginia Generating Station | 55439 | CTG1 | NG | CC | 183.3 |  | Electric Utility/IPP Non-CHP | N
NGCC | VA | Tenaska Virginia Generating Station | 55439 | CTG2 | NG | CC | 183.3 |  | Electric Utility/IPP Non-CHP | N
NGCC | VA | Tenaska Virginia Generating Station | 55439 | CTG3 | NG | CC | 183.3 |  | Electric Utility/IPP Non-CHP | N
NGCC | VA | Tenaska Virginia Generating Station | 55439 | STG1 | NG | CC | 396.2 |  | Electric Utility/IPP Non-CHP | N
NGCC | WI | Port Washington Generating Station | 4040 | 1CT1 | NG | CC | 167.9 |  | Electric Utility | N
NGCC | WI | Port Washington Generating Station | 4040 | 1CT2 | NG | CC | 167.9 |  | Electric Utility | N
NGCC | WI | Port Washington Generating Station | 4040 | 2CT1 | NG | CC | 167.9 |  | Electric Utility | N
NGCC | WI | Port Washington Generating Station | 4040 | 2CT2 | NG | CC | 167.9 |  | Electric Utility | N
NGCC | WI | Port Washington Generating Station | 4040 | ST1 | NG | CC | 268.6 |  | Electric Utility | N
NGCC | WI | Port Washington Generating Station | 4040 | ST2 | NG | CC | 268.6 |  | Electric Utility | N
NGCC | VA | Bear Garden | 56807 | 1A | NG | CC | 145 |  | Electric Utility | N
NGCC | VA | Bear Garden | 56807 | 1B | NG | CC | 152 |  | Electric Utility | N
NGCC | VA | Bear Garden | 56807 | 1C | NG | CC | 262 |  | Electric Utility | N
NGCC | MS | Quantum Choctaw Power LLC | 55694 | CT1 | NG | CC | 270 |  | Electric Utility/IPP Non-CHP | N
NGCC | MS | Quantum Choctaw Power LLC | 55694 | CT2 | NG | CC | 270 |  | Electric Utility/IPP Non-CHP | N
NGCC | MS | Quantum Choctaw Power LLC | 55694 | ST1 | NG | CC | 310.5 |  | Electric Utility/IPP Non-CHP | N
NGCC | CA | Valley | 408 | 6 | NG | CC | 182.8 |  | Electric Utility | Y
NGCC | CA | Valley | 408 | 7 | NG | CC | 182.8 |  | Electric Utility | Y
NGCC | CA | Valley | 408 | 8 | NG | CC | 264.4 |  | Electric Utility | Y
NGCC | FL | Stanton Energy Center | 564 | B | NG | CC | 129.8 |  | Electric Utility | N
NGCC | FL | Stanton Energy Center | 564 | B1 | NG | CC | 203.2 |  | Electric Utility | N
NGCC | AL | Hillabee Energy Center | 55411 | HEC1 | NG | CC | 258.4 |  | Electric Utility/IPP Non-CHP | N
NGCC | AL | Hillabee Energy Center | 55411 | HEC2 | NG | CC | 258.4 |  | Electric Utility/IPP Non-CHP | N
NGCC | AL | Hillabee Energy Center | 55411 | HECS | NG | CC | 306 |  | Electric Utility/IPP Non-CHP | N
NGCC | WA | Grays Harbor Energy Facility | 7999 | ST1 | NG | CC | 300 |  | Electric Utility | N
NGCC | WA | Grays Harbor Energy Facility | 7999 | CT1 | NG | CC | 175 |  | Electric Utility | N
NGCC | WA | Grays Harbor Energy Facility | 7999 | CT2 | NG | CC | 175 |  | Electric Utility | N
NGCC | CA | Magnolia Power Project | 56046 | 2 | NG | CC | 188.7 |  | Electric Utility | N
NGCC | CA | Magnolia Power Project | 56046 | 1 | NG | CC | 198.9 |  | Electric Utility | N
NGCC | FL | Turkey Point | 621 | 5CA | NG | CC | 472 |  | Electric Utility | N
NGCC | FL | Turkey Point | 621 | 5CTA | NG | CC | 188 |  | Electric Utility | N
NGCC | FL | Turkey Point | 621 | 5CTB | NG | CC | 188 |  | Electric Utility | N
NGCC | FL | Turkey Point | 621 | 5CTC | NG | CC | 188 |  | Electric Utility | N
NGCC | FL | Turkey Point | 621 | 5CTD | NG | CC | 188 |  | Electric Utility | N
NGCC | CA | Metcalf Energy Center | 55393 | CTG1 | NG | CC | 200 |  | Electric Utility/IPP Non-CHP | N
NGCC | CA | Metcalf Energy Center | 55393 | CTG2 | NG | CC | 200 |  | Electric Utility/IPP Non-CHP | N
NGCC | CA | Metcalf Energy Center | 55393 | STG1 | NG | CC | 235 |  | Electric Utility/IPP Non-CHP | N
NGCC | CA | Woodland | 7266 | 2 | NG | CC | 37.7 |  | Electric Utility | N
NGCC | CA | Woodland | 7266 | 3 | NG | CC | 60.5 |  | Electric Utility | N
Exclude | CA | Mariposa Energy Project | 57483 | CTG1 | NG | GT | 49.9 |  | Electric Utility/IPP Non-CHP | N | Low utilization CT
NGCC | CA | High Desert Power Plant | 55518 | STG1 | NG | CC | 333 |  | Electric Utility/IPP Non-CHP | N
NGCC | CA | High Desert Power Plant | 55518 | CTG1 | NG | CC | 173 |  | Electric Utility/IPP Non-CHP | N
NGCC | CA | High Desert Power Plant | 55518 | CTG2 | NG | CC | 173 |  | Electric Utility/IPP Non-CHP | N
NGCC | CA | High Desert Power Plant | 55518 | CTG3 | NG | CC | 173 |  | Electric Utility/IPP Non-CHP | N
NGCC | CA | Sunrise Power LLC | 55182 | STG | NG | CC | 270 |  | Electric Utility/IPP Non-CHP | N
NGCC | CA | Sunrise Power LLC | 55182 | X718 | NG | CC | 167.7 |  | Electric Utility/IPP Non-CHP | N
NGCC | CA | Sunrise Power LLC | 55182 | X719 | NG | CC | 167.7 |  | Electric Utility/IPP Non-CHP | N
NGCC | TX | Lost Pines 1 Power Project | 55154 | CTA | NG | CC | 195.5 |  | Electric Utility | N
NGCC | TX | Lost Pines 1 Power Project | 55154 | CTB | NG | CC | 195.5 |  | Electric Utility | N
NGCC | TX | Lost Pines 1 Power Project | 55154 | ST | NG | CC | 204 |  | Electric Utility | N
NGCC | MA | ANP Blackstone Energy Project | 55212 | U1 | NG | CC | 289 |  | Electric Utility/IPP Non-CHP | N
NGCC | MA | ANP Blackstone Energy Project | 55212 | U2 | NG | CC | 289 |  | Electric Utility/IPP Non-CHP | N
Exclude | NJ | Howard Down | 2434 | 11 | NG | GT | 68.2 |  | Electric Utility | N | Low utilization CT
NGCC | IN | Sugar Creek Power | 55364 | CT01 | NG | CC | 159 |  | Electric Utility | N
NGCC | IN | Sugar Creek Power | 55364 | CT02 | NG | CC | 159 |  | Electric Utility | N
NGCC | IN | Sugar Creek Power | 55364 | ST1 | NG | CC | 237.3 |  | Electric Utility | N
EXCLUDE | CT | CCSU Fuel Cell Project | 58237 | CCSU | NG | FC | 1.4 |  | Commercial CHP | Y | Fuel Cell (PRMVR=FC)
NGCC | WI | Riverside Energy Center | 55641 | STG1 | NG | CC | 299.7 |  | Electric Utility/IPP Non-CHP | N
NGCC | WI | Riverside Energy Center | 55641 | CTG1 | NG | CC | 198 |  | Electric Utility/IPP Non-CHP | N
NGCC | WI | Riverside Energy Center | 55641 | CTG2 | NG | CC | 198 |  | Electric Utility/IPP Non-CHP | N
NGCC | NY | Bethlehem Energy Center | 2539 | 5 | NG | CC | 194.3 |  | Electric Utility/IPP Non-CHP | N
NGCC | NY | Bethlehem Energy Center | 2539 | 6 | NG | CC | 194.3 |  | Electric Utility/IPP Non-CHP | N
NGCC | NY | Bethlehem Energy Center | 2539 | 7 | NG | CC | 194.3 |  | Electric Utility/IPP Non-CHP | N
NGCC | NY | Bethlehem Energy Center | 2539 | 8 | NG | CC | 310.2 |  | Electric Utility/IPP Non-CHP | N
NGCC | AR | Magnet Cove | 55714 | GT1 | NG | CC | 242 |  | Electric Utility | N
NGCC | AR | Magnet Cove | 55714 | GT2 | NG | CC | 242 |  | Electric Utility | N
NGCC | AR | Magnet Cove | 55714 | ST1 | NG | CC | 262 |  | Electric Utility | N
NGCC | AZ | West Phoenix | 117 | C4-2 | NG | CC | 44.6 |  | Electric Utility | N
NGCC | AZ | West Phoenix | 117 | 1B | NG | CC | 132 |  | Electric Utility | N
NGCC | AZ | West Phoenix | 117 | 2B | NG | CC | 132 |  | Electric Utility | N
NGCC | AZ | West Phoenix | 117 | 3B | NG | CC | 132 |  | Electric Utility | N
NGCC | AZ | West Phoenix | 117 | C4-1 | NG | CC | 91 |  | Electric Utility | N
NGCC | AZ | West Phoenix | 117 | C5-3 | NG | CC | 200.6 |  | Electric Utility | N
NGCC | AZ | West Phoenix | 117 | C5-1 | NG | CC | 184.5 |  | Electric Utility | N
NGCC | AZ | West Phoenix | 117 | C5-2 | NG | CC | 184.5 |  | Electric Utility | N
NGCC | FL | Treasure Coast Energy Center | 56400 | CT1 | NG | CC | 219.6 |  | Electric Utility | N
NGCC | FL | Treasure Coast Energy Center | 56400 | ST1 | NG | CC | 191.8 |  | Electric Utility | N
EXCLUDE | KS | Coffeyville | 1271 | 6 | NG | ST | 18.7 |  | Electric Utility | N | Steam unit (PRMVR=ST) under 25MW/250 MMBtu/hr
NGCC | CA | Colusa Generating Station | 56532 | C | NG | CC | 349.4 |  | Electric Utility | N
NGCC | CA | Colusa Generating Station | 56532 | A | NG | CC | 181.5 |  | Electric Utility | N
NGCC | CA | Colusa Generating Station | 56532 | B | NG | CC | 181.5 |  | Electric Utility | N
NGCC | CT | Milford Power Project | 55126 | CA01 | NG | CC | 289 |  | Electric Utility/IPP Non-CHP | N
NGCC | CT | Milford Power Project | 55126 | CA02 | NG | CC | 289 |  | Electric Utility/IPP Non-CHP | N
NGCC | CA | Palomar Energy | 55985 | CTG1 | NG | CC | 165 |  | Electric Utility | N
NGCC | CA | Palomar Energy | 55985 | CTG2 | NG | CC | 165 |  | Electric Utility | N
NGCC | CA | Palomar Energy | 55985 | STG | NG | CC | 229 |  | Electric Utility | N
NGCC | FL | Manatee | 6042 | 3 | NG | CC | 471.8 |  | Electric Utility | N
NGCC | FL | Manatee | 6042 | A | NG | CC | 188.2 |  | Electric Utility | N
NGCC | FL | Manatee | 6042 | B | NG | CC | 188.2 |  | Electric Utility | N
NGCC | FL | Manatee | 6042 | C | NG | CC | 188.2 |  | Electric Utility | N
NGCC | FL | Manatee | 6042 | D | NG | CC | 188.2 |  | Electric Utility | N
NGCC | TX | Jack County | 55230 | CT1 | NG | CC | 170 |  | Electric Utility | N
NGCC | TX | Jack County | 55230 | CT2 | NG | CC | 170 |  | Electric Utility | N
NGCC | TX | Jack County | 55230 | CT3 | NG | CC | 170 |  | Electric Utility | N
NGCC | TX | Jack County | 55230 | CT4 | NG | CC | 170 |  | Electric Utility | N
NGCC | TX | Jack County | 55230 | ST1 | NG | CC | 300 |  | Electric Utility | N
NGCC | TX | Jack County | 55230 | ST2 | NG | CC | 300 |  | Electric Utility | N
NGCC | NC | Buck | 2720 | CT11 | NG | CC | 185.3 |  | Electric Utility | N
NGCC | NC | Buck | 2720 | CT12 | NG | CC | 185.3 |  | Electric Utility | N
NGCC | NC | Buck | 2720 | ST10 | NG | CC | 320.5 |  | Electric Utility | N
NGCC | CA | Pastoria Energy Facility, LLC | 55656 | ST05 | NG | CC | 90 |  | Electric Utility/IPP Non-CHP | N
NGCC | CA | Pastoria Energy Facility, LLC | 55656 | ST03 | NG | CC | 185 |  | Electric Utility/IPP Non-CHP | N
NGCC | CA | Pastoria Energy Facility, LLC | 55656 | CT01 | NG | CC | 168 |  | Electric Utility/IPP Non-CHP | N
NGCC | CA | Pastoria Energy Facility, LLC | 55656 | CT02 | NG | CC | 168 |  | Electric Utility/IPP Non-CHP | N
NGCC | CA | Pastoria Energy Facility, LLC | 55656 | CT04 | NG | CC | 168 |  | Electric Utility/IPP Non-CHP | N
NGCC | MS | TVA Southaven Combined Cycle | 55269 | CTG1 | NG | CC | 179.3 |  | Electric Utility | N
NGCC | MS | TVA Southaven Combined Cycle | 55269 | CTG2 | NG | CC | 179.3 |  | Electric Utility | N
NGCC | MS | TVA Southaven Combined Cycle | 55269 | CTG3 | NG | CC | 179.3 |  | Electric Utility | N
NGCC | MS | TVA Southaven Combined Cycle | 55269 | STG1 | NG | CC | 122 |  | Electric Utility | N
NGCC | MS | TVA Southaven Combined Cycle | 55269 | STG2 | NG | CC | 122 |  | Electric Utility | N
NGCC | MS | TVA Southaven Combined Cycle | 55269 | STG3 | NG | CC | 122 |  | Electric Utility | N
NGCC | SC | John S Rainey | 7834 | CT1A | NG | CC | 165 |  | Electric Utility | N
NGCC | SC | John S Rainey | 7834 | CT1B | NG | CC | 165 |  | Electric Utility | N
NGCC | SC | John S Rainey | 7834 | ST1S | NG | CC | 190 |  | Electric Utility | N
NGCC | PA | Allegheny Energy Units 3 4 & 5 | 55710 | UNT3 | NG | CC | 184 |  | Electric Utility/IPP Non-CHP | N
NGCC | PA | Allegheny Energy Units 3 4 & 5 | 55710 | UNT4 | NG | CC | 184 |  | Electric Utility/IPP Non-CHP | N
NGCC | PA | Allegheny Energy Units 3 4 & 5 | 55710 | UNT5 | NG | CC | 188 |  | Electric Utility/IPP Non-CHP | N
EXCLUDE | NC | Apple Data Center - Fuel Cell 1&2 | 58264 | FC2 | LFG | FC | 5.5 |  | Commercial Non-CHP | N | Fuel Cell (PRMVR=FC)
EXCLUDE | NC | Apple Data Center - Fuel Cell 1&2 | 58264 | FC1 | LFG | FC | 5 |  | Commercial Non-CHP | N | Fuel Cell (PRMVR=FC)
NGCC | ID | Rathdrum Power LLC | 55179 | CTG1 | NG | CC | 179.4 |  | Electric Utility/IPP Non-CHP | N
NGCC | ID | Rathdrum Power LLC | 55179 | STG1 | NG | CC | 122.1 |  | Electric Utility/IPP Non-CHP | N
NGCC | AL | Tenaska Lindsay Hill Generating Station | 55271 | STG1 | NG | CC | 390.1 |  | Electric Utility/IPP Non-CHP | N
NGCC | AL | Tenaska Lindsay Hill Generating Station | 55271 | GTG1 | NG | CC | 183.1 |  | Electric Utility/IPP Non-CHP | N
NGCC | AL | Tenaska Lindsay Hill Generating Station | 55271 | GTG2 | NG | CC | 183.1 |  | Electric Utility/IPP Non-CHP | N
NGCC | AL | Tenaska Lindsay Hill Generating Station | 55271 | GTG3 | NG | CC | 183.1 |  | Electric Utility/IPP Non-CHP | N
NGCC | ME | Westbrook Energy Center Power Plant | 55294 | GTG1 | NG | CC | 184.2 |  | Electric Utility/IPP Non-CHP | N
NGCC | ME | Westbrook Energy Center Power Plant | 55294 | GTG2 | NG | CC | 184.2 |  | Electric Utility/IPP Non-CHP | N
NGCC | ME | Westbrook Energy Center Power Plant | 55294 | STG3 | NG | CC | 195.5 |  | Electric Utility/IPP Non-CHP | N
NGCC | FL | Brandy Branch | 7846 | 002 | NG | CC | 185 |  | Electric Utility | N
NGCC | FL | Brandy Branch | 7846 | 003 | NG | CC | 185 |  | Electric Utility | N
NGCC | FL | Brandy Branch | 7846 | 004 | NG | CC | 228.1 |  | Electric Utility | N
NGCC | FL | Lansing Smith | 643 | 3A | NG | CC | 203.2 |  | Electric Utility | N
NGCC | FL | Lansing Smith | 643 | 3B | NG | CC | 203.2 |  | Electric Utility | N
NGCC | FL | Lansing Smith | 643 | 3S | NG | CC | 213.3 |  | Electric Utility | N
NGCC | FL | Hines Energy Complex | 7302 | 1GT | NG | CC | 173.4 |  | Electric Utility | N
NGCC | FL | Hines Energy Complex | 7302 | 1GT2 | NG | CC | 173.4 |  | Electric Utility | N
NGCC | FL | Hines Energy Complex | 7302 | 1ST | NG | CC | 199.7 |  | Electric Utility | N
NGCC | FL | Hines Energy Complex | 7302 | 2GT | NG | CC | 167.7 |  | Electric Utility | N
NGCC | FL | Hines Energy Complex | 7302 | 2GT2 | NG | CC | 167.7 |  | Electric Utility | N
NGCC | FL | Hines Energy Complex | 7302 | 2ST | NG | CC | 180.6 |  | Electric Utility | N
NGCC | FL | Hines Energy Complex | 7302 | 4GT | NG | CC | 199 |  | Electric Utility | N
NGCC | FL | Hines Energy Complex | 7302 | 4GT2 | NG | CC | 199 |  | Electric Utility | N
NGCC | FL | Hines Energy Complex | 7302 | 3GT | NG | CC | 193 |  | Electric Utility | N
NGCC | FL | Hines Energy Complex | 7302 | 3GT2 | NG | CC | 193 |  | Electric Utility | N
NGCC | FL | Hines Energy Complex | 7302 | 4ST | NG | CC | 212 |  | Electric Utility | N
NGCC | FL | Hines Energy Complex | 7302 | 3ST | NG | CC | 204 |  | Electric Utility | N
NGCC | GA | Chattahoochee Energy Facility | 7917 | 3 | NG | CC | 187.7 |  | Electric Utility | N
NGCC | GA | Chattahoochee Energy Facility | 7917 | 1 | NG | CC | 176 |  | Electric Utility | N
NGCC | GA | Chattahoochee Energy Facility | 7917 | 2 | NG | CC | 176 |  | Electric Utility | N
Exclude | NC | Rockingham County CT Station | 55116 | CT3 | NG | GT | 195.5 |  | Electric Utility | N | Low utilization CT
NGCC | CA | Cosumnes | 55970 | 1 | NG | CC | 190 |  | Electric Utility | N
NGCC | CA | Cosumnes | 55970 | 2 | NG | CC | 170 |  | Electric Utility | N
NGCC | CA | Cosumnes | 55970 | 3 | NG | CC | 170 |  | Electric Utility | N
NGCC | TX | Pasadena Cogeneration | 55047 | STG1 | NG | CC | 85 |  | IPP CHP | Y
NGCC | TX | Pasadena Cogeneration | 55047 | CTG1 | NG | CC | 175 |  | IPP CHP | Y
NGCC | TX | Pasadena Cogeneration | 55047 | CTG2 | NG | CC | 185 |  | IPP CHP | Y
NGCC | TX | Pasadena Cogeneration | 55047 | CTG3 | NG | CC | 185 |  | IPP CHP | Y
NGCC | TX | Pasadena Cogeneration | 55047 | STG2 | NG | CC | 185 |  | IPP CHP | Y
NGCC | AL | H Allen Franklin Combined Cycle | 7710 | CT1A | NG | CC | 203.1 |  | Electric Utility/IPP Non-CHP | N
NGCC | AL | H Allen Franklin Combined Cycle | 7710 | CT1B | NG | CC | 203.1 |  | Electric Utility/IPP Non-CHP | N
NGCC | AL | H Allen Franklin Combined Cycle | 7710 | CT2A | NG | CC | 203.1 |  | Electric Utility/IPP Non-CHP | N
NGCC | AL | H Allen Franklin Combined Cycle | 7710 | CT2B | NG | CC | 203.1 |  | Electric Utility/IPP Non-CHP | N
NGCC | AL | H Allen Franklin Combined Cycle | 7710 | CT3A | NG | CC | 203.1 |  | Electric Utility/IPP Non-CHP | N
NGCC | AL | H Allen Franklin Combined Cycle | 7710 | CT3B | NG | CC | 203.1 |  | Electric Utility/IPP Non-CHP | N
NGCC | AL | H Allen Franklin Combined Cycle | 7710 | ST1 | NG | CC | 213.3 |  | Electric Utility/IPP Non-CHP | N
NGCC | AL | H Allen Franklin Combined Cycle | 7710 | ST2 | NG | CC | 281.9 |  | Electric Utility/IPP Non-CHP | N
NGCC | AL | H Allen Franklin Combined Cycle | 7710 | ST3 | NG | CC | 281.9 |  | Electric Utility/IPP Non-CHP | N
NGCC | GA | Wansley Unit 9 | 7946 | CT1 | NG | CC | 171 |  | Electric Utility | N
NGCC | GA | Wansley Unit 9 | 7946 | CT2 | NG | CC | 171 |  | Electric Utility | N
NGCC | GA | Wansley Unit 9 | 7946 | ST1 | NG | CC | 226 |  | Electric Utility | N
NGCC | RI | Entergy Rhode Island State Energy LP | 55107 | CTG1 | NG | CC | 196 |  | Electric Utility/IPP Non-CHP | N
NGCC | RI | Entergy Rhode Island State Energy LP | 55107 | CTG2 | NG | CC | 196 |  | Electric Utility/IPP Non-CHP | N
NGCC | RI | Entergy Rhode Island State Energy LP | 55107 | STG1 | NG | CC | 204 |  | Electric Utility/IPP Non-CHP | N
NGCC | OR | Port Westward | 56227 | 2 | NG | CC | 171 |  | Electric Utility | N
NGCC | OR | Port Westward | 56227 | 1 | NG | CC | 312 |  | Electric Utility | N
NGCC | OR | Coyote Springs II | 7931 | 1 | NG | CC | 170 |  | Electric Utility | N
NGCC | OR | Coyote Springs II | 7931 | 2 | NG | CC | 117 |  | Electric Utility | N
NGCC | GA | McIntosh Combined Cycle Facility | 56150 | C10A | NG | CC | 203.2 |  | Electric Utility | N
NGCC | GA | McIntosh Combined Cycle Facility | 56150 | C10B | NG | CC | 203.2 |  | Electric Utility | N
NGCC | GA | McIntosh Combined Cycle Facility | 56150 | C11A | NG | CC | 203.2 |  | Electric Utility | N
NGCC | GA | McIntosh Combined Cycle Facility | 56150 | C11B | NG | CC | 203.2 |  | Electric Utility | N
NGCC | GA | McIntosh Combined Cycle Facility | 56150 | 10ST | NG | CC | 281.9 |  | Electric Utility | N
NGCC | GA | McIntosh Combined Cycle Facility | 56150 | 11ST | NG | CC | 281.9 |  | Electric Utility | N
Exclude | IL | Aurora | 55279 | CTG7 | NG | GT | 71 |  | Electric Utility/IPP Non-CHP | N | Low utilization CT
NGCC | LA | J Lamar Stall Unit | 56565 | 6A | NG | CC | 184 |  | Electric Utility | N
NGCC | LA | J Lamar Stall Unit | 56565 | 6B | NG | CC | 184 |  | Electric Utility | N
NGCC | LA | J Lamar Stall Unit | 56565 | 6STG | NG | CC | 256 |  | Electric Utility | N
Exclude | IL | Elwood Energy LLC | 55199 | GT1 | NG | GT | 192 |  | Electric Utility/IPP Non-CHP | N | Low utilization CT
NGCC | MI | New Covert Generating Facility | 55297 | 1 | NG | CC | 245 |  | Electric Utility/IPP Non-CHP | N
NGCC | MI | New Covert Generating Facility | 55297 | 1A | NG | CC | 147 |  | Electric Utility/IPP Non-CHP | N
NGCC | MI | New Covert Generating Facility | 55297 | 2 | NG | CC | 245 |  | Electric Utility/IPP Non-CHP | N
NGCC | MI | New Covert Generating Facility | 55297 | 2A | NG | CC | 147 |  | Electric Utility/IPP Non-CHP | N
NGCC | MI | New Covert Generating Facility | 55297 | 3 | NG | CC | 245 |  | Electric Utility/IPP Non-CHP | N
NGCC | MI | New Covert Generating Facility | 55297 | 3A | NG | CC | 147 |  | Electric Utility/IPP Non-CHP | N
NGCC | OK | McClain Energy Facility | 55457 | CT1 | NG | CC | 150.1 |  | Electric Utility | N
NGCC | OK | McClain Energy Facility | 55457 | CT2 | NG | CC | 150.1 |  | Electric Utility | N
NGCC | OK | McClain Energy Facility | 55457 | ST1 | NG | CC | 168.3 |  | Electric Utility | N
NGCC | NY | Athens Generating Plant | 55405 | CT1 | NG | CC | 300 |  | Electric Utility/IPP Non-CHP | N
NGCC | NY | Athens Generating Plant | 55405 | CT2 | NG | CC | 300 |  | Electric Utility/IPP Non-CHP | N
NGCC | NY | Athens Generating Plant | 55405 | CT3 | NG | CC | 300 |  | Electric Utility/IPP Non-CHP | N
NGCC | NY | Athens Generating Plant | 55405 | ST1 | NG | CC | 141 |  | Electric Utility/IPP Non-CHP | N
NGCC | NY | Athens Generating Plant | 55405 | ST2 | NG | CC | 141 |  | Electric Utility/IPP Non-CHP | N
NGCC | NY | Athens Generating Plant | 55405 | ST3 | NG | CC | 141 |  | Electric Utility/IPP Non-CHP | N
EXCLUDE | CA | Kaiser Downey | 58128 | KRSO1 | LFG | FC | 0.2 |  | IPP Non-CHP | N | Fuel Cell (PRMVR=FC)
EXCLUDE | CA | Kaiser Downey | 58128 | KRSO2 | LFG | FC | 0.2 |  | IPP Non-CHP | N | Fuel Cell (PRMVR=FC)
EXCLUDE | CA | Kaiser Downey | 58128 | KRSO3 | LFG | FC | 0.2 |  | IPP Non-CHP | N | Fuel Cell (PRMVR=FC)
EXCLUDE | CA | Kaiser Downey | 58128 | KRSO4 | LFG | FC | 0.2 |  | IPP Non-CHP | N | Fuel Cell (PRMVR=FC)
EXCLUDE | CA | Kaiser Downey | 58128 | KRSO5 | LFG | FC | 0.2 |  | IPP Non-CHP | N | Fuel Cell (PRMVR=FC)
NGCC | GA | Wansley Combined Cycle | 55965 | CT6A | NG | CC | 203.1 |  | Electric Utility/IPP Non-CHP | N
NGCC | GA | Wansley Combined Cycle | 55965 | CT6B | NG | CC | 203.1 |  | Electric Utility/IPP Non-CHP | N
NGCC | GA | Wansley Combined Cycle | 55965 | CT7A | NG | CC | 203.1 |  | Electric Utility/IPP Non-CHP | N
NGCC | GA | Wansley Combined Cycle | 55965 | CT7B | NG | CC | 203.1 |  | Electric Utility/IPP Non-CHP | N
NGCC | GA | Wansley Combined Cycle | 55965 | ST6 | NG | CC | 213.3 |  | Electric Utility/IPP Non-CHP | N
NGCC | GA | Wansley Combined Cycle | 55965 | ST7 | NG | CC | 213.3 |  | Electric Utility/IPP Non-CHP | N
NGCC | MN | Riverside | 1927 | ST7 | NG | CC | 164.7 |  | Electric Utility | N
NGCC | MN | Riverside | 1927 | 10 | NG | CC | 210.6 |  | Electric Utility | N
NGCC | MN | Riverside | 1927 | 9 | NG | CC | 210.6 |  | Electric Utility | N
NGCC | FL | West County Energy Center | 56407 | 1A | NG | CC | 298 |  | Electric Utility | N
NGCC | FL | West County Energy Center | 56407 | 1B | NG | CC | 298 |  | Electric Utility | N
NGCC | FL | West County Energy Center | 56407 | 1C | NG | CC | 298 |  | Electric Utility | N
NGCC | FL | West County Energy Center | 56407 | 1ST | NG | CC | 527 |  | Electric Utility | N
NGCC | FL | West County Energy Center | 56407 | 2A | NG | CC | 298 |  | Electric Utility | N
NGCC | FL | West County Energy Center | 56407 | 2B | NG | CC | 298 |  | Electric Utility | N
NGCC | FL | West County Energy Center | 56407 | 2C | NG | CC | 298 |  | Electric Utility | N
NGCC | FL | West County Energy Center | 56407 | 2ST | NG | CC | 527 |  | Electric Utility | N
NGCC | FL | West County Energy Center | 56407 | 3A | NG | CC | 298 |  | Electric Utility | N
NGCC | FL | West County Energy Center | 56407 | 3B | NG | CC | 298 |  | Electric Utility | N
NGCC | FL | West County Energy Center | 56407 | 3C | NG | CC | 298 |  | Electric Utility | N
NGCC | FL | West County Energy Center | 56407 | 3ST | NG | CC | 527 |  | Electric Utility | N
NGCC | NY | Caithness Long Island Energy Center | 56234 | CT01 | NG | CC | 196.2 |  | Electric Utility/IPP Non-CHP | N
NGCC | NY | Caithness Long Island Energy Center | 56234 | ST01 | NG | CC | 152.7 |  | Electric Utility/IPP Non-CHP | N
Exclude | GA | Talbot County Energy | 7916 | 5 | NG | GT | 121 |  | Electric Utility | N | Low utilization CT
NGCC | AL | E B Harris Electric Generating Plant | 7897 | CT1A | NG | CC | 185 |  | Electric Utility/IPP Non-CHP | N
NGCC | AL | E B Harris Electric Generating Plant | 7897 | CT1B | NG | CC | 185 |  | Electric Utility/IPP Non-CHP | N
NGCC | AL | E B Harris Electric Generating Plant | 7897 | CT2A | NG | CC | 185 |  | Electric Utility/IPP Non-CHP | N
NGCC | AL | E B Harris Electric Generating Plant | 7897 | CT2B | NG | CC | 185 |  | Electric Utility/IPP Non-CHP | N
NGCC | AL | E B Harris Electric Generating Plant | 7897 | ST1 | NG | CC | 282 |  | Electric Utility/IPP Non-CHP | N
NGCC | AL | E B Harris Electric Generating Plant | 7897 | ST2 | NG | CC | 282 |  | Electric Utility/IPP Non-CHP | N
NGCC | LA | Ouachita | 55467 | STG1 | NG | CC | 122 |  | Electric Utility | N
NGCC | LA | Ouachita | 55467 | STG2 | NG | CC | 122 |  | Electric Utility | N
NGCC | LA | Ouachita | 55467 | STG3 | NG | CC | 122 |  | Electric Utility | N
NGCC | LA | Ouachita | 55467 | CTG1 | NG | CC | 179.3 |  | Electric Utility | N
NGCC | LA | Ouachita | 55467 | CTG2 | NG | CC | 179.3 |  | Electric Utility | N
NGCC | LA | Ouachita | 55467 | CTG3 | NG | CC | 179.3 |  | Electric Utility | N
NGCC | CA | Inland Empire Energy Center | 55853 | 1 | NG | CC | 409.5 |  | Electric Utility/IPP Non-CHP | N
NGCC | CA | Inland Empire Energy Center | 55853 | 2 | NG | CC | 409.5 |  | Electric Utility/IPP Non-CHP | N
NGCC | NV | Harry Allen | 7082 | 7 | NG | CC | 223.5 |  | Electric Utility | N
NGCC | NV | Harry Allen | 7082 | 5 | NG | CC | 167.5 |  | Electric Utility | N
NGCC | NV | Harry Allen | 7082 | 6 | NG | CC | 167.5 |  | Electric Utility | N
NGCC | MS | Victor J Daniel Jr | 6073 | 3 | NG | CC | 185.5 |  | Electric Utility | N
NGCC | MS | Victor J Daniel Jr | 6073 | 3CT | NG | CC | 185.5 |  | Electric Utility | N
NGCC | MS | Victor J Daniel Jr | 6073 | 4 | NG | CC | 185.5 |  | Electric Utility | N
NGCC | MS | Victor J Daniel Jr | 6073 | 4CT | NG | CC | 185.5 |  | Electric Utility | N
NGCC | MS | Victor J Daniel Jr | 6073 | 3ST | NG | CC | 195.2 |  | Electric Utility | N
NGCC | MS | Victor J Daniel Jr | 6073 | 4ST | NG | CC | 195.2 |  | Electric Utility | N
NGCC | CA | Greenleaf 1 Power Plant | 10350 | GEN2 | NG | CC | 20 | 1 | Electric Utility/IPP CHP | Y
NGCC | CA | Greenleaf 1 Power Plant | 10350 | GEN1 | NG | CC | 46 |  | Electric Utility/IPP CHP | Y
EXCLUDE | CA | UCSD Fuel Cell Plant | 57735 | UCSD | OBG | FC | 3 |  | IPP Non-CHP | N | Fuel Cell (PRMVR=FC)
NGCC | SC | Jasper | 55927 | ST1 | NG | CC | 405 |  | Electric Utility | N
NGCC | SC | Jasper | 55927 | CT1 | NG | CC | 198.9 |  | Electric Utility | N
NGCC | SC | Jasper | 55927 | CT2 | NG | CC | 198.9 |  | Electric Utility | N
NGCC | SC | Jasper | 55927 | CT3 | NG | CC | 198.9 |  | Electric Utility | N
NGCC | TX | Ennis Power Company LLC | 55223 | ST1 | NG | CC | 133 |  | Electric Utility/IPP Non-CHP | N
NGCC | TX | Ennis Power Company LLC | 55223 | GT1 | NG | CC | 285 |  | Electric Utility/IPP Non-CHP | N
NGCC | WA | Goldendale Generating Station | 55482 | G1 | NG | CC | 166 |  | Electric Utility | N
NGCC | WA | Goldendale Generating Station | 55482 | G2 | NG | CC | 114.3 |  | Electric Utility | N
Exclude | FL | P L Bartow | 634 | P1 | DFO | GT | 55.7 |  | Electric Utility | N | Low utilization CT
Exclude | FL | P L Bartow | 634 | P2 | NG | GT | 55.7 |  | Electric Utility | N | Low utilization CT
Exclude | FL | P L Bartow | 634 | P3 | DFO | GT | 55.7 |  | Electric Utility | N | Low utilization CT
Exclude | FL | P L Bartow | 634 | P4 | NG | GT | 55.7 |  | Electric Utility | N | Low utilization CT
EXCLUDE | CA | Roll Lost Hills | 58298 | ROL3 | NG | FC | 1.1 |  | IPP Non-CHP | N | Fuel Cell (PRMVR=FC)
EXCLUDE | DE | Brookside Newark | 58110 | BRK | NG | FC | 3.1 |  | IPP Non-CHP | N | Fuel Cell (PRMVR=FC)
Exclude | KY | Trimble County | 6071 | 8 | NG | GT | 199 |  | Electric Utility | N | Low utilization CT
Exclude | TN | Johnsonville | 3406 | G16 | NG | GT | 68 |  | Electric Utility | N | Low utilization CT
Exclude | IN | Wheatland Generating Facility | 55224 | CTG2 | NG | GT | 135 |  | Electric Utility | N | Low utilization CT
NGCC | CA | Sutter Energy Center | 55112 | CT01 | NG | CC | 212 |  | Electric Utility/IPP Non-CHP | N
NGCC | CA | Sutter Energy Center | 55112 | CT02 | NG | CC | 212 |  | Electric Utility/IPP Non-CHP | N
NGCC | CA | Sutter Energy Center | 55112 | ST01 | NG | CC | 212 |  | Electric Utility/IPP Non-CHP | N
EXCLUDE | CA | Franklin Templeton San Mateo | 57809 | FRK00 | NG | FC | 1.1 |  | IPP Non-CHP | N | Fuel Cell (PRMVR=FC)
EXCLUDE | CA | Lockheed Martin Sunnyvale | 57808 | LOK00 | NG | FC | 1.1 |  | IPP Non-CHP | N | Fuel Cell (PRMVR=FC)
Exclude | CA | Mariposa Energy Project | 57483 | CTG2 | NG | GT | 49.9 |  | Electric Utility/IPP Non-CHP | N | Low utilization CT
NGCC | CO | Rifle Generating Station | 10755 | GT4 | NG | CC | 39 |  | Electric Utility | Y
NGCC | CO | Rifle Generating Station | 10755 | ST1 | NG | CC | 39 |  | Electric Utility | N
EXCLUDE | CO | Rifle Generating Station | 10755 | GT2 | NG | CC | 15.3 |  | Electric Utility | Y | Combined Cycle (PRMVR=CC) unit under 25MW
EXCLUDE | CO | Rifle Generating Station | 10755 | GT3 | NG | CC | 15 |  | Electric Utility | Y | Combined Cycle (PRMVR=CC) unit under 25MW
NGCC | FL | C D McIntosh Jr | 676 | 5CT | NG | CC | 249 |  | Electric Utility | N
NGCC | FL | C D McIntosh Jr | 676 | 5ST | NG | CC | 120 |  | Electric Utility | N
EXCLUDE | CA | Roll Delano | 58297 | ROL4 | NG | FC | 1.1 |  | IPP Non-CHP | N | Fuel Cell (PRMVR=FC)
NGCC | CO | Pueblo Airport Generating Station | 56998 | 4 | NG | CC | 40 |  | Electric Utility/IPP Non-CHP | N
NGCC | CO | Pueblo Airport Generating Station | 56998 | 43 | NG | CC | 20 | 1 | Electric Utility/IPP Non-CHP | N
NGCC | CO | Pueblo Airport Generating Station | 56998 | 5 | NG | CC | 40 |  | Electric Utility/IPP Non-CHP | N
NGCC | CO | Pueblo Airport Generating Station | 56998 | 53 | NG | CC | 20 | 1 | Electric Utility/IPP Non-CHP | N
NGCC | CO | Pueblo Airport Generating Station | 56998 | 6 | NG | CC | 40 |  | Electric Utility/IPP Non-CHP | N
NGCC | CO | Pueblo Airport Generating Station | 56998 | 7 | NG | CC | 40 |  | Electric Utility/IPP Non-CHP | N
EXCLUDE | CA | Honda Torrance | 58300 | HON | NG | FC | 1.1 |  | IPP Non-CHP | N | Fuel Cell (PRMVR=FC)
Exclude | CO | Rawhide | 6761 | B | NG | GT | 89.3 |  | Electric Utility | N | Low utilization CT
Exclude | KY | Trimble County | 6071 | 7 | NG | GT | 199 |  | Electric Utility | N | Low utilization CT
Exclude | IL | University Park North | 55640 | 12 | NG | GT | 45 |  | Electric Utility/IPP Non-CHP | N | Low utilization CT
NGCC | TN | Lagoon Creek | 7845 | CTG1 | NG | CC | 173.4 |  | Electric Utility | N
NGCC | TN | Lagoon Creek | 7845 | CTG2 | NG | CC | 173.4 |  | Electric Utility | N
NGCC | TN | Lagoon Creek | 7845 | STG1 | NG | CC | 257.6 |  | Electric Utility | N
EXCLUDE | CA | Xilinx San Jose | 58299 | XLX | NG | FC | 1.1 |  | IPP Non-CHP | N | Fuel Cell (PRMVR=FC)
NGCC | MS | Hinds Energy Facility | 55218 | H01 | NG | CC | 176.6 |  | Electric Utility | N
NGCC | MS | Hinds Energy Facility | 55218 | H02 | NG | CC | 176.6 |  | Electric Utility | N
NGCC | MS | Hinds Energy Facility | 55218 | H03 | NG | CC | 198.1 |  | Electric Utility | N
EXCLUDE | CA | Elk Hills Power LLC | 55400 | CTG1 | NG | CC | 199 |  | Industrial/IPP Non-CHP | N | Commercial/Industrial Unit
EXCLUDE | CA | Elk Hills Power LLC | 55400 | CTG2 | NG | CC | 199 |  | Industrial/IPP Non-CHP | N | Commercial/Industrial Unit
EXCLUDE | CA | Elk Hills Power LLC | 55400 | STG | NG | CC | 225 |  | Industrial/IPP Non-CHP | N | Commercial/Industrial Unit
EXCLUDE | CA | Life Technologies Carlsbad | 58302 | LFT | NG | FC | 1.1 |  | IPP Non-CHP | N | Fuel Cell (PRMVR=FC)
Exclude | WI | West Marinette | 4076 | 32 | NG | GT | 41.8 |  | Electric Utility | N | Low utilization CT
NGCC | AZ | Santan | 8068 | ST5S | NG | CC | 314.5 |  | Electric Utility | N
NGCC | AZ | Santan | 8068 | ST6S | NG | CC | 136.1 |  | Electric Utility | N
NGCC | AZ | Santan | 8068 | ST5A | NG | CC | 153.8 |  | Electric Utility | N
NGCC | AZ | Santan | 8068 | ST5B | NG | CC | 153.8 |  | Electric Utility | N
NGCC | AZ | Santan | 8068 | ST6A | NG | CC | 153.8 |  | Electric Utility | N
NGCC | AZ | Santan | 8068 | ST1 | NG | CC | 103.5 |  | Electric Utility | N
NGCC | AZ | Santan | 8068 | ST2 | NG | CC | 103.5 |  | Electric Utility | N
NGCC | AZ | Santan | 8068 | ST3 | NG | CC | 103.5 |  | Electric Utility | N
NGCC | AZ | Santan | 8068 | ST4 | NG | CC | 103.5 |  | Electric Utility | N
Exclude | IL | Elwood Energy LLC | 55199 | GT2 | NG | GT | 192 |  | Electric Utility/IPP Non-CHP | N | Low utilization CT
Exclude | MO | Meramec | 2104 | GT1 | DFO | GT | 62 |  | Electric Utility | N | Low utilization CT
Exclude | MO | McCartney | 7903 | MGS1 | NG | GT | 58.9 |  | Electric Utility | N | Low utilization CT
Exclude | MO | Empire Energy Center | 6223 | 2 | NG | GT | 129 |  | Electric Utility | N | Low utilization CT
EXCLUDE | CA | Roll Delano 2 | 58296 | ROL6 | NG | FC | 1 |  | IPP Non-CHP | N | Fuel Cell (PRMVR=FC)
NGCC | WI | Fox Energy Center | 56031 | CTG1 | NG | CC | 185 |  | Electric Utility/IPP Non-CHP | N
NGCC | WI | Fox Energy Center | 56031 | CTG2 | NG | CC | 185 |  | Electric Utility/IPP Non-CHP | N
NGCC | WI | Fox Energy Center | 56031 | STG | NG | CC | 250 |  | Electric Utility/IPP Non-CHP | N
NGCC | MS | Attala | 55220 | A03 | NG | CC | 198.1 |  | Electric Utility | N
NGCC | MS | Attala | 55220 | A01 | NG | CC | 176.6 |  | Electric Utility | N
NGCC | MS | Attala | 55220 | A02 | NG | CC | 176.6 |  | Electric Utility | N
Exclude | OH | Bowling Green Generating Station | 55262 | CT1 | NG | GT | 33 |  | Electric Utility | N | Low utilization CT
EXCLUDE | OH | Bowling Green Generating Station | 55262 | CT2 | NG | GT | 16.5 |  | Electric Utility | N | Simple Cycle Turbine (PRMVR=GT or OT) unit under 25MW
Exclude | GA | Talbot County Energy | 7916 | 6 | NG | GT | 121 |  | Electric Utility | N | Low utilization CT
EXCLUDE | IN | Peru | 1037 | 3 | BIT | ST | 12.5 |  | Electric Utility | N | Steam unit (PRMVR=ST) under 25MW/250 MMBtu/hr
Exclude | NM | Pyramid | 7975 | 1 | NG | GT | 46.5 |  | Electric Utility | N | Low utilization CT
Exclude | MN | Lakefield Junction | 7925 | 1 | NG | GT | 89.3 |  | Electric Utility | N | Low utilization CT
Exclude | IL | Elwood Energy LLC | 55199 | GT3 | NG | GT | 192 |  | Electric Utility/IPP Non-CHP | N | Low utilization CT
Exclude | SD | Angus Anson | 7237 | 2 | NG | GT | 119.7 |  | Electric Utility | N | Low utilization CT
NGCC | WA | Ferndale Generating Station | 54537 | CT1A | NG | CC | 95.9 |  | Electric Utility | Y
NGCC | WA | Ferndale Generating Station | 54537 | CT1B | NG | CC | 95.9 |  | Electric Utility | Y
NGCC | WA | Ferndale Generating Station | 54537 | ST1 | NG | CC | 93.7 |  | Electric Utility | Y
Exclude | TX | Sand Hill | 7900 | SH7 | NG | GT | 51.4 |  | Electric Utility | N | Low utilization CT
Exclude | MI | 491 E 48th Street | 7268 | 7 | NG | GT | 39.1 |  | Electric Utility | N | Low utilization CT
NGCC | CT | Kleen Energy Systems Project | 56798 | ST | NG | CC | 295 |  | Electric Utility/IPP Non-CHP | N
NGCC | CT | Kleen Energy Systems Project | 56798 | U1 | NG | CC | 199 |  | Electric Utility/IPP Non-CHP | N
NGCC | CT | Kleen Energy Systems Project | 56798 | U2 | NG | CC | 199 |  | Electric Utility/IPP Non-CHP | N
Exclude | TX | Sand Hill | 7900 | SH6 | NG | GT | 51.4 |  | Electric Utility | N | Low utilization CT
Exclude | WA | Fredonia | 607 | 1 | NG | GT | 129.1 |  | Electric Utility | N | Low utilization CT
Exclude | WA | Fredonia | 607 | 2 | NG | GT | 129.1 |  | Electric Utility | N | Low utilization CT
Exclude | WA | Fredonia | 607 | 3 | NG | GT | 58.9 |  | Electric Utility | N | Low utilization CT
Exclude | WA | Fredonia | 607 | 4 | NG | GT | 58.9 |  | Electric Utility | N | Low utilization CT
Exclude | PA | Croydon CT Generating Station | 8012 | 41 | DFO | GT | 68.3 |  | Electric Utility/IPP Non-CHP | N | Low utilization CT
Exclude | KS | Emporia Energy Center | 56502 | 7 | NG | GT | 171.4 |  | Electric Utility | N | Low utilization CT
EXCLUDE | MS | Chevron Oil | 2047 | 3 | NG | GT | 18 |  | Industrial CHP | Y | Simple Cycle Turbine (PRMVR=GT or OT) unit under 25MW
EXCLUDE | MS | Chevron Oil | 2047 | 4 | NG | GT | 18 |  | Industrial CHP | Y | Simple Cycle Turbine (PRMVR=GT or OT) unit under 25MW
EXCLUDE | MS | Chevron Oil | 2047 | 5 | NG | GT | 101.3 |  | Industrial CHP | Y | Commercial/Industrial Unit
EXCLUDE | MS | Chevron Oil | 2047 | 1 | NG | GT | 16.6 |  | Industrial CHP | Y | Simple Cycle Turbine (PRMVR=GT or OT) unit under 25MW
EXCLUDE | MS | Chevron Oil | 2047 | 2 | NG | GT | 16.6 |  | Industrial CHP | Y | Simple Cycle Turbine (PRMVR=GT or OT) unit under 25MW
NGCC | NC | Dan River | 2723 | ST7 | NG | CC | 320.5 |  | Electric Utility | N
NGCC | NC | Dan River | 2723 | CT8 | NG | CC | 185.3 |  | Electric Utility | N
NGCC | NC | Dan River | 2723 | CT9 | NG | CC | 185.3 |  | Electric Utility | N
Exclude | TN | Johnsonville | 3406 | G14 | NG | GT | 68 |  | Electric Utility | N | Low utilization CT
EXCLUDE | CA | Kaiser Ontario | 58132 | KSRO1 | OBG | FC | 0.2 |  | IPP Non-CHP | N | Fuel Cell (PRMVR=FC)
EXCLUDE | CA | Kaiser Ontario | 58132 | KSRO2 | OBG | FC | 0.2 |  | IPP Non-CHP | N | Fuel Cell (PRMVR=FC)
EXCLUDE | CA | Kaiser Ontario | 58132 | KSRO3 | OBG | FC | 0.2 |  | IPP Non-CHP | N | Fuel Cell (PRMVR=FC)
EXCLUDE | CA | Kaiser Ontario | 58132 | KSRO4 | OBG | FC | 0.2 |  | IPP Non-CHP | N | Fuel Cell (PRMVR=FC)
EXCLUDE | CA | Kaiser Ontario | 58132 | KSRO5 | OBG | FC | 0.2 |  | IPP Non-CHP | N | Fuel Cell (PRMVR=FC)
Exclude | TX | Laredo | 3439 | 5 | NG | GT | 131.8 |  | Electric Utility/IPP Non-CHP | N | Low utilization CT
Exclude | IL | Elwood Energy LLC | 55199 | GT4 | NG | GT | 192 |  | Electric Utility/IPP Non-CHP | N | Low utilization CT
Exclude | MS | Silver Creek | 7988 | 2 | NG | GT | 83.5 |  | Electric Utility | N | Low utilization CT
Exclude | NJ | PSEG Kearny Generating Station | 2404 | 10 | NG | GT | 146.2 |  | Electric Utility/IPP Non-CHP | N | Low utilization CT
Exclude | NJ | PSEG Kearny Generating Station | 2404 | 11 | NG | GT | 146.2 |  | Electric Utility/IPP Non-CHP | N | Low utilization CT
Exclude | NJ | PSEG Kearny Generating Station | 2404 | 131 | NG | GT | 60.5 |  | Electric Utility/IPP Non-CHP | N | Low utilization CT
Exclude | NJ | PSEG Kearny Generating Station | 2404 | 132 | NG | GT | 60.5 |  | Electric Utility/IPP Non-CHP | N | Low utilization CT
Exclude | NJ | PSEG Kearny Generating Station | 2404 | 133 | NG | GT | 60.5 |  | Electric Utility/IPP Non-CHP | N | Low utilization CT
Exclude | NJ | PSEG Kearny Generating Station | 2404 | 134 | NG | GT | 60.5 |  | Electric Utility/IPP Non-CHP | N | Low utilization CT
Exclude | NJ | PSEG Kearny Generating Station | 2404 | 141 | NG | GT | 60.5 |  | Electric Utility/IPP Non-CHP | N | Low utilization CT
Exclude | NJ | PSEG Kearny Generating Station | 2404 | 142 | NG | GT | 60.5 |  | Electric Utility/IPP Non-CHP | N | Low utilization CT
Exclude | NJ | PSEG Kearny Generating Station | 2404 | N121 | NG | GT | 60.5 |  | Electric Utility/IPP Non-CHP | N | Low utilization CT
Exclude | NJ | PSEG Kearny Generating Station | 2404 | N122 | NG | GT | 60.5 |  | Electric Utility/IPP Non-CHP | N | Low utilization CT
Exclude | NJ | PSEG Kearny Generating Station | 2404 | N123 | NG | GT | 60.5 |  | Electric Utility/IPP Non-CHP | N | Low utilization CT
Exclude | NJ | PSEG Kearny Generating Station | 2404 | N124 | NG | GT | 60.5 |  | Electric Utility/IPP Non-CHP | N | Low utilization CT
EXCLUDE | NJ | PSEG Kearny Generating Station | 2404 | 9 | NG | GT | 18.5 |  | Electric Utility/IPP Non-CHP | N | Simple Cycle Turbine (PRMVR=GT or OT) unit under 25MW
Exclude | TN | Gleason Generating Facility | 55251 | CTG3 | NG | GT | 191.2 |  | Electric Utility | N | Low utilization CT
EXCLUDE | CT | Algonquin Windsor Locks | 10567 | STG | NG | CC | 16 |  | IPP CHP | Y | Combined Cycle (PRMVR=CC) unit under 25MW
EXCLUDE | CT | Algonquin Windsor Locks | 10567 | GTG2 | NG | CC | 15 |  | IPP CHP | Y | Combined Cycle (PRMVR=CC) unit under 25MW
NGCC | CT | Algonquin Windsor Locks | 10567 | GTG | NG | CC | 40 |  | IPP CHP | Y
EXCLUDE | AL | Fairfield Works | 50730 | GEN2 | BFG | ST | 20 |  | Industrial Non-CHP | N | Steam unit (PRMVR=ST) under 25MW/250 MMBtu/hr
Exclude | KY | Trimble County | 6071 | 10 | NG | GT | 199 |  | Electric Utility | N | Low utilization CT
Exclude | FL | Indian River Plant | 683 | A | NG | GT | 41.4 |  | Electric Utility | N | Low utilization CT
EXCLUDE | OH | ArcelorMittal Warren | 54207 | GEN2 | BFG | ST | 7.5 |  | Industrial CHP | Y | Steam unit (PRMVR=ST) under 25MW/250 MMBtu/hr
Exclude | IL | Elwood Energy LLC | 55199 | GT9 | NG | GT | 192 |  | Electric Utility/IPP Non-CHP | N | Low utilization CT
Exclude | GA | Dahlberg | 7709 | 1 | NG | GT | 91.9 |  | Electric Utility/IPP Non-CHP | N | Low utilization CT
Exclude | VA | Ladysmith | 7839 | 1 | NG | GT | 178.5 |  | Electric Utility | N | Low utilization CT
Exclude | VA | Ladysmith | 7839 | 2 | NG | GT | 178.5 |  | Electric Utility | N | Low utilization CT
Exclude | VA | Ladysmith | 7839 | 3 | NG | GT | 178.5 |  | Electric Utility | N | Low utilization CT
Exclude | VA | Ladysmith | 7839 | 4 | NG | GT | 178.5 |  | Electric Utility | N | Low utilization CT
Exclude | VA | Ladysmith | 7839 | 5 | NG | GT | 178.5 |  | Electric Utility | N | Low utilization CT
Exclude | CA | Mariposa Energy Project | 57483 | CTG4 | NG | GT | 49.9 |  | Electric Utility/IPP Non-CHP | N | Low utilization CT
EXCLUDE | TX | Pasadena | 10638 | GEN1 | NG | GT | 6.5 |  | Industrial CHP | Y | Simple Cycle Turbine (PRMVR=GT or OT) unit under 25MW
NGCC | NY | Ravenswood | 2500 | 4 | NG | CC | 170 |  | Electric Utility/IPP Non-CHP | N
NGCC | NY | Ravenswood | 2500 | 4S | NG | CC | 80 |  | Electric Utility/IPP Non-CHP | N
Exclude | FL | DeBary | 6046 | P1 | DFO | GT | 66.8 |  | Electric Utility | N | Low utilization CT
EXCLUDE | NY | S A Carlson | 2682 | 6 | NG | ST | 24.5 |  | Electric Utility | N | Steam unit (PRMVR=ST) under 25MW/250 MMBtu/hr
EXCLUDE | NY | S A Carlson | 2682 | 5 | NG | ST | 24.5 |  | Electric Utility | N | Steam unit (PRMVR=ST) under 25MW/250 MMBtu/hr
Exclude | FL | Indian River Plant | 683 | B | NG | GT | 41.4 |  | Electric Utility | N | Low utilization CT
Exclude | KY | PPS Power Plant No 1 | 56556 | 2 | NG | GT | 60 |  | Electric Utility | N | Low utilization CT
Exclude | WI | West Marinette | 4076 | 31 | NG | GT | 41.8 |  | Electric Utility | N | Low utilization CT
EXCLUDE | WY | Simplot Phosphates | 54472 | GEN1 | OTH | ST | 11.5 |  | Industrial CHP | Y | Non Fossil fuel type
EXCLUDE | OH | Dicks Creek | 2831 | 4 | DFO | GT | 21.3 |  | Electric Utility | N | Simple Cycle Turbine (PRMVR=GT or OT) unit under 25MW
EXCLUDE | OH | Dicks Creek | 2831 | 5 | DFO | GT | 21.3 |  | Electric Utility | N | Simple Cycle Turbine (PRMVR=GT or OT) unit under 25MW
Exclude | OH | Dicks Creek | 2831 | 1 | NG | GT | 100 |  | Electric Utility | N | Low utilization CT
EXCLUDE | OH | Dicks Creek | 2831 | 3 | NG | GT | 16.5 |  | Electric Utility | N | Simple Cycle Turbine (PRMVR=GT or OT) unit under 25MW
Exclude | DE | Warren F Sam Beasley Generation Station | 7962 | 002 | NG | GT | 51 |  | Electric Utility | N | Low utilization CT
Exclude | FL | Oleander Power Project LP | 55286 | OG2 | NG | GT | 198.9 |  | Electric Utility/IPP Non-CHP | N | Low utilization CT
Exclude | GA | Dahlberg | 7709 | 3 | NG | GT | 91.9 |  | Electric Utility/IPP Non-CHP | N | Low utilization CT
Exclude | NJ | Cumberland | 5083 | CUMB2 | NG | GT | 131.8 |  | Electric Utility/IPP Non-CHP | N | Low utilization CT
EXCLUDE | ME | Verso Paper | 50243 | GEN3 | NG | ST | 72 |  | Industrial CHP | Y | Commercial/Industrial Unit
EXCLUDE | ME | Verso Paper | 50243 | GEN5 | NG | ST | 24 |  | Industrial CHP | Y | Steam unit (PRMVR=ST) under 25MW/250 MMBtu/hr
EXCLUDE | ME | Verso Paper | 50243 | GEN2 | NG | ST | 15.6 |  | Industrial CHP | Y | Steam unit (PRMVR=ST) under 25MW/250 MMBtu/hr
Exclude | TN | Johnsonville | 3406 | G15 | NG | GT | 68 |  | Electric Utility | N | Low utilization CT
Exclude | MI | 491 E 48th Street | 7268 | 8 | NG | GT | 39.1 |  | Electric Utility | N | Low utilization CT
Exclude | GA | Smarr Energy Center | 7829 | 2 | NG | GT | 121 |  | Electric Utility | N | Low utilization CT
Exclude | AZ | Black Mountain Generating Station | 56482 | 2 | NG | GT | 60.5 |  | Electric Utility | N | Low utilization CT
Exclude | GA | Dahlberg | 7709 | 5 | NG | GT | 91.9 |  | Electric Utility/IPP Non-CHP | N | Low utilization CT
Exclude | KS | West Gardner | 7929 | 4 | NG | GT | 91.3 |  | Electric Utility | N | Low utilization CT
Exclude | GA | McIntosh | 6124 | CT3 | NG | GT | 101.3 |  | Electric Utility | N | Low utilization CT
Exclude | TN | Johnsonville | 3406 | G13 | NG | GT | 68 |  | Electric Utility | N | Low utilization CT
Exclude | MT | Dave Gates Generating Station | 56908 | 2 | NG | GT | 50 |  | Electric Utility | N | Low utilization CT
Exclude | TN | Johnsonville | 3406 | G12 | NG | GT | 68 |  | Electric Utility | N | Low utilization CT
Exclude | CT | New Haven Harbor | 6156 | 4 | NG | GT | 60.5 |  | Electric Utility/IPP Non-CHP | N | Low utilization CT
Exclude | TN | Johnsonville | 3406 | GT2 | NG | GT | 68 |  | Electric Utility | N | Low utilization CT
Exclude | FL | DeBary | 6046 | 10 | DFO | GT | 115 |  | Electric Utility | N | Low utilization CT
Exclude | FL | Oleander Power Project LP | 55286 | OG5 | NG | GT | 198.8 |  | Electric Utility/IPP Non-CHP | N | Low utilization CT
Exclude | KY | E W Brown | 1355 | 9 | NG | GT | 126 |  | Electric Utility | N | Low utilization CT
Exclude | KY | PPS Power Plant No 1 | 56556 | 1 | NG | GT | 60 |  | Electric Utility | N | Low utilization CT
Exclude | FL | DeBary | 6046 | 3 | DFO | GT | 66.8 |  | Electric Utility | N | Low utilization CT
Exclude | KY | E W Brown | 1355 | 5 | NG | GT | 123 |  | Electric Utility | N | Low utilization CT
EXCLUDE | TX | BASF Freeport Works | 55311 | GEN2 | NG | ST | 11.7 |  | Industrial CHP | Y | Steam unit (PRMVR=ST) under 25MW/250 MMBtu/hr
Exclude | WI | Wheaton | 4014 | 6 | DFO | GT | 53.1 |  | Electric Utility | N | Low utilization CT
Exclude | TN | Johnsonville | 3406 | GT4 | NG | GT | 68 |  | Electric Utility | N | Low utilization CT
Exclude | TN | Johnsonville | 3406 | GT5 | NG | GT | 68 |  | Electric Utility | N | Low utilization CT
Exclude | MO | Columbia Energy Center | 55447 | CT02 | NG | GT | 40.7 |  | Electric Utility | N | Low utilization CT
Exclude | ID | Evander Andrews Power Complex | 7953 | 2 | NG | GT | 50 |  | Electric Utility | N | Low utilization CT
Exclude | ID | Evander Andrews Power Complex | 7953 | 3 | NG | GT | 50 |  | Electric Utility | N | Low utilization CT
Exclude | MI | Livingston Generating Station | 55102 | 004 | NG | GT | 42.4 |  | Electric Utility/IPP Non-CHP | N | Low utilization CT
Exclude | TN | Johnsonville | 3406 | G10 | NG | GT | 68 |  | Electric Utility | N | Low utilization CT
Exclude | VA | Commonwealth Chesapeake | 55381 | UNT7 | DFO | GT | 57.5 |  | Electric Utility/IPP Non-CHP | N | Low utilization CT
Exclude | TN | Johnsonville | 3406 | G11 | NG | GT | 68 |  | Electric Utility | N | Low utilization CT
Exclude | WI | Wheaton | 4014 | 5 | DFO | GT | 53.1 |  | Electric Utility | N | Low utilization CT
Exclude | FL | Suwannee River | 638 | P2 | DFO | GT | 61.2 |  | Electric Utility | N | Low utilization CT
Exclude | TN | Johnsonville | 3406 | GT3 | NG | GT | 68 |  | Electric Utility | N | Low utilization CT
Exclude | KY | E W Brown | 1355 | 11 | NG | GT | 126 |  | Electric Utility | N | Low utilization CT
Exclude | TN | Johnsonville | 3406 | GT1 | NG | GT | 68 |  | Electric Utility | N | Low utilization CT
Exclude | FL | DeBary | 6046 | 6 | DFO | GT | 66.8 |  | Electric Utility | N | Low utilization CT
Exclude | LA | Hargis-Hebert Electric Generating | 56283 | U-2 | NG | GT | 50.4 |  | Electric Utility | N | Low utilization CT
Exclude | FL | DeBary | 6046 | 5 | DFO | GT | 66.8 |  | Electric Utility | N | Low utilization CT
Exclude | FL | DeBary | 6046 | 2 | DFO | GT | 66.8 |  | Electric Utility | N | Low utilization CT
Exclude | MN | Pleasant Valley | 7843 | 13 | NG | GT | 132.8 |  | Electric Utility | N | Low utilization CT
Exclude | TN | Johnsonville | 3406 | GT6 | NG | GT | 68 |  | Electric Utility | N | Low utilization CT
EXCLUDE | PA | Archbald Power Station | 50279 | GEN5 | LFG | GT | 4.6 |  | Electric Utility/IPP CHP | Y | Non Fossil fuel type
EXCLUDE | PA | Archbald Power Station | 50279 | GEN6 | LFG | GT | 4.6 |  | Electric Utility/IPP CHP | Y | Non Fossil fuel type
Exclude | PA | Archbald Power Station | 50279 | Gen2 | NG | GT | 60.5 |  | Electric Utility/IPP CHP | Y | Low utilization CT
EXCLUDE | IL | ITT Cogen Facility | 52021 | GEN1 | NG | GT | 3.7 |  | Commercial CHP | Y | Simple Cycle Turbine (PRMVR=GT or OT) unit under 25MW
EXCLUDE | IL | ITT Cogen Facility | 52021 | GEN2 | NG | GT | 3.7 |  | Commercial CHP | Y | Simple Cycle Turbine (PRMVR=GT or OT) unit under 25MW
Exclude | FL | DeBary | 6046 | 4 | DFO | GT | 66.8 |  | Electric Utility | N | Low utilization CT
Exclude | KS | Gordon Evans Energy Center | 1240 | GT2 | NG | GT | 98.3 |  | Electric Utility | N | Low utilization CT
Exclude | CO | Rawhide | 6761 | C | NG | GT | 89.3 |  | Electric Utility | N | Low utilization CT
Exclude | MD | Perryman | 1556 | GT2 | DFO | GT | 53.1 |  | Electric Utility/IPP Non-CHP | N | Low utilization CT
Exclude | CT | New Haven Harbor | 6156 | 3 | NG | GT | 60.5 |  | Electric Utility/IPP Non-CHP | N | Low utilization CT
Exclude | VA | Commonwealth Chesapeake | 55381 | UNT6 | DFO | GT | 57.5 |  | Electric Utility/IPP Non-CHP | N | Low utilization CT
Exclude | IL | Gibson City | 55201 | 2 | NG | GT | 135 |  | Electric Utility/IPP Non-CHP | N | Low utilization CT
Exclude | CA | McGrath Peaker | 56471 | 1 | NG | GT | 49.8 |  | Electric Utility | N | Low utilization CT
Exclude | IL | Pinckneyville | 55202 | 5 | NG | GT | 50 |  | Electric Utility | N | Low utilization CT
EXCLUDE | MA | Deer Island Treatment Plant | 10823 | S101 | OBG | ST | 17.5 |  | Commercial CHP | Y | Non Fossil fuel type
Exclude | IL | Pinckneyville | 55202 | 7 | NG | GT | 50 |  | Electric Utility | N | Low utilization CT
NGCC | TX | Bosque County Peaking | 55172 | ST-5 | NG | CC | 250 |  | Electric Utility/IPP Non-CHP | N
NGCC | TX | Bosque County Peaking | 55172 | GT-1 | NG | CC | 154 |  | Electric Utility/IPP Non-CHP | N
NGCC | TX | Bosque County Peaking | 55172 | GT-2 | NG | CC | 154 |  | Electric Utility/IPP Non-CHP | N
NGCC | TX | Bosque County Peaking | 55172 | GT-3 | NG | CC | 154 |  | Electric Utility/IPP Non-CHP | N
NGCC | TX | Bosque County Peaking | 55172 | ST-4 | NG | CC | 95 |  | Electric Utility/IPP Non-CHP | N
Exclude | IL | Pinckneyville | 55202 | 6 | NG | GT | 50 |  | Electric Utility | N | Low utilization CT
Exclude | FL | Intercession City | 8049 | P5 | DFO | GT | 56.7 |  | Electric Utility | N | Low utilization CT
Exclude | FL | Intercession City | 8049 | P2 | DFO | GT | 56.7 |  | Electric Utility | N | Low utilization CT
Exclude | KS | Gordon Evans Energy Center | 1240 | GT1 | NG | GT | 98.3 |  | Electric Utility | N | Low utilization CT
EXCLUDE | IA | NCAH Central Utility Plant | 58265 | S-16 | NG | GT | 3 |  | Commercial CHP | Y | Simple Cycle Turbine (PRMVR=GT or OT) unit under 25MW
EXCLUDE | IA | NCAH Central Utility Plant | 58265 | S-7A | NG | GT | 1 |  | Commercial CHP | Y | Simple Cycle Turbine (PRMVR=GT or OT) unit under 25MW
Exclude | TN | Johnsonville | 3406 | GT7 | NG | GT | 68 |  | Electric Utility | N | Low utilization CT
Exclude | TN | Johnsonville | 3406 | GT8 | NG | GT | 68 |  | Electric Utility | N | Low utilization CT
Exclude | OH | FirstEnergy West Lorain | 2869 | 1B | DFO | GT | 65.3 |  | Electric Utility/IPP Non-CHP | N | Low utilization CT
Exclude | MD | Perryman | 1556 | GT1 | DFO | GT | 53.1 |  | Electric Utility/IPP Non-CHP | N | Low utilization CT
SST | CA | Greenleaf 2 Power Plant | 10349 | GEN1 | NG | GT | 49.5 |  | Electric Utility/IPP CHP | Y
Exclude | IL | Pinckneyville | 55202 | 8 | NG | GT | 50 |  | Electric Utility | N | Low utilization CT
Exclude | CO | Rawhide | 6761 | A | NG | GT | 89.3 |  | Electric Utility | N | Low utilization CT
EXCLUDE | CA | Turlock Irrigation District Fuel Cell | 56631 | TFC | OBG | FC | 1.2 |  | Electric Utility | Y | Fuel Cell (PRMVR=FC)
Exclude | MD | Perryman | 1556 | GT3 | DFO | GT | 53.1 |  | Electric Utility/IPP Non-CHP | N | Low utilization CT
NGCC | CO | Brush Generation Facility | 10682 | GT1 | NG | CC | 25 |  | Electric Utility/IPP Non-CHP | N
NGCC | CO | Brush Generation Facility | 10682 | GT2 | NG | CC | 25 |  | Electric Utility/IPP Non-CHP | N
NGCC | CO | Brush Generation Facility | 10682 | ST1 | NG | CC | 38 |  | Electric Utility/IPP Non-CHP | N
Exclude | OH | FirstEnergy West Lorain | 2869 | 1A | DFO | GT | 65.3 |  | Electric Utility/IPP Non-CHP | N | Low utilization CT
EXCLUDE | OH | Dover | 2914 | 6 | NG | GT | 19.5 |  | Electric Utility | N | Simple Cycle Turbine (PRMVR=GT or OT) unit under 25MW
Exclude | KY | E W Brown | 1355 | 8 | NG | GT | 126 |  | Electric Utility | N | Low utilization CT
Exclude | CT | New Haven Harbor | 6156 | 2 | NG | GT | 60.5 |  | Electric Utility/IPP Non-CHP | N | Low utilization CT
Exclude | TN | Johnsonville | 3406 | GT9 | NG | GT | 68 |  | Electric Utility | N | Low utilization CT
Exclude | KY | E W Brown | 1355 | 10 | NG | GT | 126 |  | Electric Utility | N | Low utilization CT
Exclude | IA | Marshalltown | 1068 | 3 | DFO | GT | 63 |  | Electric Utility | N | Low utilization CT
EXCLUDE | AL | Fairfield Works | 50730 | GEN1 | BFG | ST | 20 |  | Industrial Non-CHP | N | Steam unit (PRMVR=ST) under 25MW/250 MMBtu/hr
Exclude | MD | Perryman | 1556 | GT4 | DFO | GT | 53.1 |  | Electric Utility/IPP Non-CHP | N | Low utilization CT
Exclude | FL | Intercession City | 8049 | P1 | DFO | GT | 56.7 |  | Electric Utility | N | Low utilization CT
NGCC | MA | Potter Station 2 | 1660 | CC2 | NG | CC | 76 |  | Electric Utility | N
NGCC | MA | Potter Station 2 | 1660 | CC3 | NG | CC | 25 |  | Electric Utility | N
NGCC | CA | Redding Power | 7307 | 4 | NG | CC | 26.8 |  | Electric Utility | N
NGCC | CA | Redding Power | 7307 | 6 | NG | CC | 42.5 |  | Electric Utility | N
NGCC | CA | Redding Power | 7307 | 5 | NG | CC | 40 |  | Electric Utility | N
Exclude | CO | Rawhide | 6761 | D | NG | GT | 89.3 |  | Electric Utility | N | Low utilization CT
SST | CA | SCA Cogen 2 | 7551 | CT1C | NG | GT | 44 |  | Electric Utility/Cogeneration | Y
Exclude | FL | Intercession City | 8049 | P3 | DFO | GT | 56.7 |  | Electric Utility | N | Low utilization CT
Exclude | GA | Sewell Creek Energy | 7813 | 1 | NG | GT | 121 |  | Electric Utility | N | Low utilization CT
EXCLUDE | NY | Covanta Niagara LP | 50472 | GEN1 | MSB | ST | 25 |  | Industrial/IPP CHP | Y | Non Fossil fuel type
EXCLUDE | NY | Covanta Niagara LP | 50472 | GEN2 | MSB | ST | 25 |  | Industrial/IPP CHP | Y | Non Fossil fuel type
Exclude | MO | Empire Energy Center | 6223 | 1 | NG | GT | 129 |  | Electric Utility | N | Low utilization CT
Exclude | GA | Sewell Creek Energy | 7813 | 2 | NG | GT | 121 |  | Electric Utility | N | Low utilization CT
Exclude | FL | Intercession City | 8049 | P6 | DFO | GT | 56.7 |  | Electric Utility | N | Low utilization CT
Exclude | CT | Exeter Energy LP | 50736 | GEN1 | TDF | ST | 31.3 |  | IPP Non-CHP | N | Other
Exclude | FL | Intercession City | 8049 | P11 | DFO | GT | 165 |  | Electric Utility | N | Low utilization CT
Exclude | FL | Cane Island | 7238 | 1 | NG | GT | 42 |  | Electric Utility | N | Low utilization CT
Exclude | FL | Intercession City | 8049 | P4 | DFO | GT | 56.7 |  | Electric Utility | N | Low utilization CT
EXCLUDE | DE | McKee Run | 599 | 2 | NG | ST | 18.8 |  | Electric Utility/IPP Non-CHP | N | Steam unit (PRMVR=ST) under 25MW/250 MMBtu/hr
EXCLUDE | RI | Central Power Plant | 50621 | GEN3 | RFO | ST | 2 |  | Commercial CHP | Y | Steam unit (PRMVR=ST) under 25MW/250 MMBtu/hr
EXCLUDE | RI | Central Power Plant | 50621 | GEN4 | RFO | ST | 2 |  | Commercial CHP | Y | Steam unit (PRMVR=ST) under 25MW/250 MMBtu/hr
EXCLUDE | MI | Warner Lambert | 54604 | 5164 | NG | GT | 3 |  | Commercial CHP | Y | Simple Cycle Turbine (PRMVR=GT or OT) unit under 25MW
OGST | NJ | Deepwater | 2384 | 1 | NG | ST | 81.6 |  | Electric Utility/IPP Non-CHP | N
EXCLUDE | CA | Parnassus Central Utility Plant | 58198 | GTG1 | NG | CC | 5 |  | Commercial CHP | Y | Combined Cycle (PRMVR=CC) unit under 25MW
EXCLUDE | CA | Parnassus Central Utility Plant | 58198 | GTG2 | NG | CC | 5 |  | Commercial CHP | Y | Combined Cycle (PRMVR=CC) unit under 25MW
EXCLUDE | CA | Parnassus Central Utility Plant | 58198 | STG1 | NG | CC | 3.5 |  | Commercial CHP | Y | Combined Cycle (PRMVR=CC) unit under 25MW
EXCLUDE | AK | King Cove | 7493 | 4 | WAT | HY | 0.8 |  | Electric Utility | N | Non Combustion (NUC, WAT, WND, GEO, or SUN)
EXCLUDE | ND | Glen Ullin Station 6 | 57172 | 1 | WH | ST | 5.3 |  | Electric Utility | N | Non Fossil fuel type
EXCLUDE | NJ | Bayway Refinery | 56294 | FGX | OTH | OT | 11.2 |  | Industrial Non-CHP | N | Non Fossil fuel type
EXCLUDE | NV | Fleish | 6513 | 1 | WAT | HY | 2 |  | IPP Non-CHP | N | Non Combustion (NUC, WAT, WND, GEO, or SUN)
EXCLUDE | NY | Indian Point 3 | 8907 | 3 | NUC | ST | 1012 |  | IPP Non-CHP | N | Non Combustion (NUC, WAT, WND, GEO, or SUN)
EXCLUDE | VT | Vermont Yankee | 3751 | 1 | NUC | ST | 563.4 |  | IPP Non-CHP | N | Non Combustion (NUC, WAT, WND, GEO, or SUN)
EXCLUDE | AK | Beaver Falls | 6580 | 1 | WAT | HY | 1 |  | Electric Utility | N | Non Combustion (NUC, WAT, WND, GEO, or SUN)
EXCLUDE | AK | Beaver Falls | 6580 | 3 | WAT | HY | 2.2 |  | Electric Utility | N | Non Combustion (NUC, WAT, WND, GEO, or SUN)
EXCLUDE | AK | Beaver Falls | 6580 | 4 | WAT | HY | 2.2 |  | Electric Utility | N | Non Combustion (NUC, WAT, WND, GEO, or SUN)
EXCLUDE | MA | Deer Island Treatment Plant | 10823 | PV101 | SUN | PV | 0.1 |  | Commercial CHP | N | Non Combustion (NUC, WAT, WND, GEO, or SUN)
EXCLUDE | MA | Pilgrim Nuclear Power Station | 1590 | 1 | NUC | ST | 670 |  | IPP Non-CHP | N | Non Combustion (NUC, WAT, WND, GEO, or SUN)
EXCLUDE | ME | Medway Hydro | 55288 | MW01 | WAT | HY | 0.6 |  | IPP Non-CHP | N | Non Combustion (NUC, WAT, WND, GEO, or SUN)
EXCLUDE | ME | Medway Hydro | 55288 | MW02 | WAT | HY | 0.6 |  | IPP Non-CHP | N | Non Combustion (NUC, WAT, WND, GEO, or SUN)
EXCLUDE | ME | Medway Hydro | 55288 | MW03 | WAT | HY | 0.6 |  | IPP Non-CHP | N | Non Combustion (NUC, WAT, WND, GEO, or SUN)
EXCLUDE | ME | Medway Hydro | 55288 | MW04 | WAT | HY | 0.7 |  | IPP Non-CHP | N | Non Combustion (NUC, WAT, WND, GEO, or SUN)
EXCLUDE | ME | Medway Hydro | 55288 | MW05 | WAT | HY | 0.7 |  | IPP Non-CHP | N | Non Combustion (NUC, WAT, WND, GEO, or SUN)
EXCLUDE | MO | Callaway | 6153 | 1 | NUC | ST | 1235.8 |  | Electric Utility | N | Non Combustion (NUC, WAT, WND, GEO, or SUN)
EXCLUDE | NJ | Oyster Creek | 2388 | 1 | NUC | ST | 550 |  | IPP Non-CHP | N | Non Combustion (NUC, WAT, WND, GEO, or SUN)
EXCLUDE | CA | Narrows | 262 | 1 | WAT | HY | 10.2 |  | Electric Utility | N | Non Combustion (NUC, WAT, WND, GEO, or SUN)
EXCLUDE | GA | Vogtle | 649 | 1 | NUC | ST | 1160 |  | Electric Utility | N | Non Combustion (NUC, WAT, WND, GEO, or SUN)
EXCLUDE | GA | Vogtle | 649 | 2 | NUC | ST | 1160 |  | Electric Utility | N | Non Combustion (NUC, WAT, WND, GEO, or SUN)
EXCLUDE | AR | Arkansas Nuclear One | 8055 | 1 | NUC | ST | 902.5 |  | Electric Utility | N | Non Combustion (NUC, WAT, WND, GEO, or SUN)
EXCLUDE | AR | Arkansas Nuclear One | 8055 | 2 | NUC | ST | 942.5 |  | Electric Utility | N | Non Combustion (NUC, WAT, WND, GEO, or SUN)
EXCLUDE | IL | LaSalle Generating Station | 6026 | 1 | NUC | ST | 1170 |  | IPP Non-CHP | N | Non Combustion (NUC, WAT, WND, GEO, or SUN)
EXCLUDE | IL | LaSalle Generating Station | 6026 | 2 | NUC | ST | 1170 |  | IPP Non-CHP | N | Non Combustion (NUC, WAT, WND, GEO, or SUN)
EXCLUDE | GA | Edwin I Hatch | 6051 | 1 | NUC | ST | 857.1 |  | Electric Utility | N | Non Combustion (NUC, WAT, WND, GEO, or SUN)
EXCLUDE | GA | Edwin I Hatch | 6051 | 2 | NUC | ST | 864.7 |  | Electric Utility | N | Non Combustion (NUC, WAT, WND, GEO, or SUN)
EXCLUDE | AL | Joseph M Farley | 6001 | 1 | NUC | ST | 888.2 |  | Electric Utility | N | Non Combustion (NUC, WAT, WND, GEO, or SUN)
EXCLUDE | AL | Joseph M Farley | 6001 | 2 | NUC | ST | 888.2 |  | Electric Utility | N | Non Combustion (NUC, WAT, WND, GEO, or SUN)
EXCLUDE | ME | Bangor Pacific Hydro | 10255 | GEN1 | WAT | HY | 6.5 |  | IPP Non-CHP | N | Non Combustion (NUC, WAT, WND, GEO, or SUN)
EXCLUDE | ME | Bangor Pacific Hydro | 10255 | GEN2 | WAT | HY | 6.5 |  | IPP Non-CHP | N | Non Combustion (NUC, WAT, WND, GEO, or SUN)
EXCLUDE | AK | Petersburg | 91 | 3 | WAT | HY | 1.6 |  | Electric Utility | N | Non Combustion (NUC, WAT, WND, GEO, or SUN)
EXCLUDE | IL | Clinton Power Station | 204 | 1 | NUC | ST | 1138.3 |  | IPP Non-CHP | N | Non Combustion (NUC, WAT, WND, GEO, or SUN)
EXCLUDE | TX | Comanche Peak | 6145 | 1 | NUC | ST | 1215 |  | IPP Non-CHP | N | Non Combustion (NUC, WAT, WND, GEO, or SUN)
EXCLUDE | TX | Comanche Peak | 6145 | 2 | NUC | ST | 1215 |  | IPP Non-CHP | N | Non Combustion (NUC, WAT, WND, GEO, or SUN)
EXCLUDE | MT | Big Fork | 6459 | 1 | WAT | HY | 1.7 |  | Electric Utility | N | Non Combustion (NUC, WAT, WND, GEO, or SUN)
EXCLUDE | MT | Big Fork | 6459 | 2 | WAT | HY | 1.7 |  | Electric Utility | N | Non Combustion (NUC, WAT, WND, GEO, or SUN)
EXCLUDE | MT | Big Fork | 6459 | 3 | WAT | HY | 0.7 |  | Electric Utility | N | Non Combustion (NUC, WAT, WND, GEO, or SUN)
EXCLUDE | PA | Peach Bottom | 3166 | 2 | NUC | ST | 1159.7 |  | IPP Non-CHP | N | Non Combustion (NUC, WAT, WND, GEO, or SUN)
EXCLUDE | PA | Peach Bottom | 3166 | 3 | NUC | ST | 1159.7 |  | IPP Non-CHP | N | Non Combustion (NUC, WAT, WND, GEO, or SUN)
EXCLUDE | WI | Kewaunee | 8024 | 1 | NUC | ST | 560.1 |  | IPP Non-CHP | N | Non Combustion (NUC, WAT, WND, GEO, or SUN)
EXCLUDE | NJ | PSEG Salem Generating Station | 2410 | 1 | NUC | ST | 1170 |  | IPP Non-CHP | N | Non Combustion (NUC, WAT, WND, GEO, or SUN)
EXCLUDE | NJ | PSEG Salem Generating Station | 2410 | 2 | NUC | ST | 1170 |  | IPP Non-CHP | N | Non Combustion (NUC, WAT, WND, GEO, or SUN)
EXCLUDE | PA | Limerick | 6105 | 1 | NUC | ST | 1138.5 |  | IPP Non-CHP | N | Non Combustion (NUC, WAT, WND, GEO, or SUN)
EXCLUDE | PA | Limerick | 6105 | 2 | NUC | ST | 1138.5 |  | IPP Non-CHP | N | Non Combustion (NUC, WAT, WND, GEO, or SUN)
EXCLUDE | AK | Blue Lake | 93 | 1 | WAT | HY | 3.5 |  | Electric Utility | N | Non Combustion (NUC, WAT, WND, GEO, or SUN)
EXCLUDE | AK | Blue Lake | 93 | 2 | WAT | HY | 3.5 |  | Electric Utility | N | Non Combustion (NUC, WAT, WND, GEO, or SUN)
EXCLUDE | HI | Waiau | 774 | 1 | WAT | HY | 0.7 |  | Electric Utility | N | Non Combustion (NUC, WAT, WND, GEO, or SUN)
EXCLUDE | HI | Waiau | 774 | 2 | WAT | HY | 0.3 |  | Electric Utility | N | Non Combustion (NUC, WAT, WND, GEO, or SUN)
EXCLUDE | NV | Caithness Dixie Valley | 52015 | GEN1 | GEO | ST | 60.5 |  | IPP Non-CHP | N | Non Combustion (NUC, WAT, WND, GEO, or SUN)
EXCLUDE | NV | Verdi | 6531 | 1 | WAT | HY | 2.4 |  | IPP Non-CHP | N | Non Combustion (NUC, WAT, WND, GEO, or SUN)
EXCLUDE | VA | Surry | 3806 | 1 | NUC | ST | 847.5 |  | Electric Utility | N | Non Combustion (NUC, WAT, WND, GEO, or SUN)
EXCLUDE | VA | Surry | 3806 | 2 | NUC | ST | 847.5 |  | Electric Utility | N | Non Combustion (NUC, WAT, WND, GEO, or SUN)
EXCLUDE | CT | Millstone | 566 | 2 | NUC | ST | 909.9 |  | IPP Non-CHP | N | Non Combustion (NUC, WAT, WND, GEO, or SUN)
EXCLUDE | CT | Millstone | 566 | 3 | NUC | ST | 1253 |  | IPP Non-CHP | N | Non Combustion (NUC, WAT, WND, GEO, or SUN)
EXCLUDE | ID | Lower Malad | 815 | 1 | WAT | HY | 13.5 |  | Electric Utility | N | Non Combustion (NUC, WAT, WND, GEO, or SUN)
EXCLUDE | VA | North Anna | 6168 | 1 | NUC | ST | 979.7 |  | Electric Utility | N | Non Combustion (NUC, WAT, WND, GEO, or SUN)
EXCLUDE | VA | North Anna | 6168 | 2 | NUC | ST | 979.7 |  | Electric Utility | N | Non Combustion (NUC, WAT, WND, GEO, or SUN)
EXCLUDE | WA | Columbia Generating Station | 371 | 2 | NUC | ST | 1200 |  | Electric Utility | N | Non Combustion (NUC, WAT, WND, GEO, or SUN)
EXCLUDE | OR | Sullivan | 3053 | 1 | WAT | HY | 1.2 |  | Electric Utility | N | Non Combustion (NUC, WAT, WND, GEO, or SUN)
EXCLUDE | OR | Sullivan | 3053 | 10 | WAT | HY | 1.2 |  | Electric Utility | N | Non Combustion (NUC, WAT, WND, GEO, or SUN)
EXCLUDE | OR | Sullivan | 3053 | 11 | WAT | HY | 1.2 |  | Electric Utility | N | Non Combustion (NUC, WAT, WND, GEO, or SUN)
EXCLUDE | OR | Sullivan | 3053 | 12 | WAT | HY | 1.2 |  | Electric Utility | N | Non Combustion (NUC, WAT, WND, GEO, or SUN)
EXCLUDE | OR | Sullivan | 3053 | 13 | WAT | HY | 1.2 |  | Electric Utility | N | Non Combustion (NUC, WAT, WND, GEO, or SUN)
EXCLUDE | OR | Sullivan | 3053 | 2 | WAT | HY | 1.2 |  | Electric Utility | N | Non Combustion (NUC, WAT, WND, GEO, or SUN)
EXCLUDE | OR | Sullivan | 3053 | 3 | WAT | HY | 1.2 |  | Electric Utility | N | Non Combustion (NUC, WAT, WND, GEO, or SUN)
EXCLUDE | OR | Sullivan | 3053 | 4 | WAT | HY | 1.2 |  | Electric Utility | N | Non Combustion (NUC, WAT, WND, GEO, or SUN)
EXCLUDE | OR | Sullivan | 3053 | 5 | WAT | HY | 1.2 |  | Electric Utility | N | Non Combustion (NUC, WAT, WND, GEO, or SUN)
EXCLUDE | OR | Sullivan | 3053 | 6 | WAT | HY | 1.2 |  | Electric Utility | N | Non Combustion (NUC, WAT, WND, GEO, or SUN)
EXCLUDE | OR | Sullivan | 3053 | 7 | WAT | HY | 1.2 |  | Electric Utility | N | Non Combustion (NUC, WAT, WND, GEO, or SUN)
EXCLUDE | OR | Sullivan | 3053 | 8 | WAT | HY | 1.2 |  | Electric Utility | N | Non Combustion (NUC, WAT, WND, GEO, or SUN)
EXCLUDE | OR | Sullivan | 3053 | 9 | WAT | HY | 1 |  | Electric Utility | N | Non Combustion (NUC, WAT, WND, GEO, or SUN)
EXCLUDE | MI | Donald C Cook | 6000 | 1 | NUC | ST | 1152 |  | Electric Utility | N | Non Combustion (NUC, WAT, WND, GEO, or SUN)
EXCLUDE | MI | Donald C Cook | 6000 | 2 | NUC | ST | 1133.3 |  | Electric Utility | N | Non Combustion (NUC, WAT, WND, GEO, or SUN)
EXCLUDE | MT | Ryan | 2194 | RYA1 | WAT | HY | 8 |  | IPP Non-CHP | N | Non Combustion (NUC, WAT, WND, GEO, or SUN)
EXCLUDE | MT | Ryan | 2194 | RYA2 | WAT | HY | 9.2 |  | IPP Non-CHP | N | Non Combustion (NUC, WAT, WND, GEO, or SUN)
EXCLUDE | MT | Ryan | 2194 | RYA3 | WAT | HY | 8 |  | IPP Non-CHP | N | Non Combustion (NUC, WAT, WND, GEO, or SUN)
EXCLUDE | MT | Ryan | 2194 | RYA4 | WAT | HY | 9.2 |  | IPP Non-CHP | N | Non Combustion (NUC, WAT, WND, GEO, or SUN)
EXCLUDE | MT | Ryan | 2194 | RYA5 | WAT | HY | 8 |  | IPP Non-CHP | N | Non Combustion (NUC, WAT, WND, GEO, or SUN)
EXCLUDE | MT | Ryan | 2194 | RYA6 | WAT | HY | 8 |  | IPP Non-CHP | N | Non Combustion (NUC, WAT, WND, GEO, or SUN)
EXCLUDE | WA | McNary Dam Fish Attraction Project | 7511 | 1 | WAT | HY | 10 |  | Electric Utility | N | Non Combustion (NUC, WAT, WND, GEO, or SUN)
EXCLUDE | SC | Oconee | 3265 | 1 | NUC | ST | 886.7 |  | Electric Utility | N | Non Combustion (NUC, WAT, WND, GEO, or SUN)
EXCLUDE | SC | Oconee | 3265 | 2 | NUC | ST | 886.7 |  | Electric Utility | N | Non Combustion (NUC, WAT, WND, GEO, or SUN)
EXCLUDE | SC | Oconee | 3265 | 3 | NUC | ST | 893.3 |  | Electric Utility | N | Non Combustion (NUC, WAT, WND, GEO, or SUN)
EXCLUDE | SC | Spillway | 3321 | 1 | WAT | HY | 2 |  | Electric Utility | N | Non Combustion (NUC, WAT, WND, GEO, or SUN)
EXCLUDE | PA | Beaver Valley | 6040 | 1 | NUC | ST | 923.4 |  | IPP Non-CHP | N | Non Combustion (NUC, WAT, WND, GEO, or SUN)
EXCLUDE | PA | Beaver Valley | 6040 | 2 | NUC | ST | 923.4 |  | IPP Non-CHP | N | Non Combustion (NUC, WAT, WND, GEO, or SUN)
EXCLUDE | OH | Davis Besse | 6149 | 1 | NUC | ST | 925.2 |  | IPP Non-CHP | N | Non Combustion (NUC, WAT, WND, GEO, or SUN)
EXCLUDE | IL | Quad Cities Generating Station | 880 | 1 | NUC | ST | 1009.3 |  | IPP Non-CHP | N | Non Combustion (NUC, WAT, WND, GEO, or SUN)
EXCLUDE | IL | Quad Cities Generating Station | 880 | 2 | NUC | ST | 1009.3 |  | IPP Non-CHP | N | Non Combustion (NUC, WAT, WND, GEO, or SUN)
EXCLUDE | IL | Braidwood Generation Station | 6022 | 1 | NUC | ST | 1224.9 |  | IPP Non-CHP | N | Non Combustion (NUC, WAT, WND, GEO, or SUN)
EXCLUDE | IL | Braidwood Generation Station | 6022 | 2 | NUC | ST | 1224.9 |  | IPP Non-CHP | N | Non Combustion (NUC, WAT, WND, GEO, or SUN)
EXCLUDE | OR | Walterville | 3071 | 1 | WAT | HY | 8 |  | Electric Utility | N | Non Combustion (NUC, WAT, WND, GEO, or SUN)
EXCLUDE | OR | Middle Fork Irrigation District | 50917 | GEN1 | WAT | HY | 2 |  | IPP Non-CHP | N | Non Combustion (NUC, WAT, WND, GEO, or SUN)
EXCLUDE | OR | Middle Fork Irrigation District | 50917 | GEN3 | WAT | HY | 0.8 |  | IPP Non-CHP | N | Non Combustion (NUC, WAT, WND, GEO, or SUN)
EXCLUDE | OR | Middle Fork Irrigation District | 50917 | GEN2 | WAT | HY | 0.5 |  | IPP Non-CHP | N | Non Combustion (NUC, WAT, WND, GEO, or SUN)
EXCLUDE | CA | Diablo Canyon | 6099 | 1 | NUC | ST | 1159 |  | Electric Utility | N | Non Combustion (NUC, WAT, WND, GEO, or SUN)
EXCLUDE | CA | Diablo Canyon | 6099 | 2 | NUC | ST | 1164 |  | Electric Utility | N | Non Combustion (NUC, WAT, WND, GEO, or SUN)
EXCLUDE | ME | Gulf Island | 1491 | GI1 | WAT | HY | 6.4 |  | IPP Non-CHP | N | Non Combustion (NUC, WAT, WND, GEO, or SUN)
EXCLUDE | ME | Gulf Island | 1491 | GI2 | WAT | HY | 6.4 |  | IPP Non-CHP | N | Non Combustion (NUC, WAT, WND, GEO, or SUN)
EXCLUDE | ME | Gulf Island | 1491 | GI3 | WAT | HY | 6.4 |  | IPP Non-CHP | N | Non Combustion (NUC, WAT, WND, GEO, or SUN)
EXCLUDE | WI | Point Beach Nuclear Plant | 4046 | 1 | NUC | ST | 643 |  | IPP Non-CHP | N | Non Combustion (NUC, WAT, WND, GEO, or SUN)
EXCLUDE | WI | Point Beach Nuclear Plant | 4046 | 2 | NUC | ST | 643 |  | IPP Non-CHP | N | Non Combustion (NUC, WAT, WND, GEO, or SUN)
EXCLUDE | OH | Perry | 6020 | 1 | NUC | ST | 1311.6 |  | IPP Non-CHP | N | Non Combustion (NUC, WAT, WND, GEO, or SUN)
EXCLUDE | MT | Hauser | 2185 | HAU1 | WAT | HY | 2.8 |  | IPP Non-CHP | N | Non Combustion (NUC, WAT, WND, GEO, or SUN)
EXCLUDE | MT | Hauser | 2185 | HAU2 | WAT | HY | 2.8 |  | IPP Non-CHP | N | Non Combustion (NUC, WAT, WND, GEO, or SUN)
EXCLUDE | MT | Hauser | 2185 | HAU3 | WAT | HY | 2.8 |  | IPP Non-CHP | N | Non Combustion (NUC, WAT, WND, GEO, or SUN)
EXCLUDE | MT | Hauser | 2185 | HAU4 | WAT | HY | 2.8 |  | IPP Non-CHP | N | Non Combustion (NUC, WAT, WND, GEO, or SUN)
EXCLUDE | MT | Hauser | 2185 | HAU5 | WAT | HY | 2.8 |  | IPP Non-CHP | N | Non Combustion (NUC, WAT, WND, GEO, or SUN)
EXCLUDE | MT | Hauser | 2185 | HAU6 | WAT | HY | 3 |  | IPP Non-CHP | N | Non Combustion (NUC, WAT, WND, GEO, or SUN)
EXCLUDE | AZ | Palo Verde | 6008 | 1 | NUC | ST | 1403.1 |  | Electric Utility | N | Non Combustion (NUC, WAT, WND, GEO, or SUN)
EXCLUDE | AZ | Palo Verde | 6008 | 2 | NUC | ST | 1403.1 |  | Electric Utility | N | Non Combustion (NUC, WAT, WND, GEO, or SUN)
EXCLUDE | AZ | Palo Verde | 6008 | 3 | NUC | ST | 1403.1 |  | Electric Utility | N | Non Combustion (NUC, WAT, WND, GEO, or SUN)
EXCLUDE | ME | Stillwater Hydro Station | 1478 | SW01 | WAT | HY | 0.4 |  | IPP Non-CHP | N | Non Combustion (NUC, WAT, WND, GEO, or SUN)
EXCLUDE | ME | Stillwater Hydro Station | 1478 | SW02 | WAT | HY | 0.4 |  | IPP Non-CHP | N | Non Combustion (NUC, WAT, WND, GEO, or SUN)
EXCLUDE | ME | Stillwater Hydro Station | 1478 | SW03 | WAT | HY | 0.4 |  | IPP Non-CHP | N | Non Combustion (NUC, WAT, WND, GEO, or SUN)
EXCLUDE | ME | Stillwater Hydro Station | 1478 | SW04 | WAT | HY | 0.6 |  | IPP Non-CHP | N | Non Combustion (NUC, WAT, WND, GEO, or SUN)
EXCLUDE | MT | Madison | 6422 | MAD1 | WAT | HY | 2.2 |  | IPP Non-CHP | N | Non Combustion (NUC, WAT, WND, GEO, or SUN)
EXCLUDE | MT | Madison | 6422 | MAD2 | WAT | HY | 2.2 |  | IPP Non-CHP | N | Non Combustion (NUC, WAT, WND, GEO, or SUN)
EXCLUDE | MT | Madison | 6422 | MAD3 | WAT | HY | 2.2 |  | IPP Non-CHP | N | Non Combustion (NUC, WAT, WND, GEO, or SUN)
EXCLUDE | MT | Madison | 6422 | MAD4 | WAT | HY | 2.2 |  | IPP Non-CHP | N | Non Combustion (NUC, WAT, WND, GEO, or SUN)
EXCLUDE | LA | River Bend | 6462 | 1 | NUC | ST | 1035.9 |  | Electric Utility | N | Non Combustion (NUC, WAT, WND, GEO, or SUN)
EXCLUDE | ME | Williams | 1510 | WI1 | WAT | HY | 7 |  | IPP Non-CHP | N | Non Combustion (NUC, WAT, WND, GEO, or SUN)
EXCLUDE | ME | Williams | 1510 | WI2 | WAT | HY | 6 |  | IPP Non-CHP | N | Non Combustion (NUC, WAT, WND, GEO, or SUN)
EXCLUDE | ME | Veazie Hydro Station | 1479 | VZ01 | WAT | HY | 0.7 |  | IPP Non-CHP | N | Non Combustion (NUC, WAT, WND, GEO, or SUN)
EXCLUDE | ME | Veazie Hydro Station | 1479 | VZ02 | WAT | HY | 0.3 |  | IPP Non-CHP | N | Non Combustion (NUC, WAT, WND, GEO, or SUN)
EXCLUDE | ME | Veazie Hydro Station | 1479 | VZ03 | WAT | HY | 0.3 |  | IPP Non-CHP | N | Non Combustion (NUC, WAT, WND, GEO, or SUN)
EXCLUDE | ME | Veazie Hydro Station | 1479 | VZ04 | WAT | HY | 0.3 |  | IPP Non-CHP | N | Non Combustion (NUC, WAT, WND, GEO, or SUN)
EXCLUDE | ME | Veazie Hydro Station | 1479 | VZ05 | WAT | HY | 0.3 |  | IPP Non-CHP | N | Non Combustion (NUC, WAT, WND, GEO, or SUN)
EXCLUDE | ME | Veazie Hydro Station | 1479 | VZ06 | WAT | HY | 0.3 |  | IPP Non-CHP | N | Non Combustion (NUC, WAT, WND, GEO, or SUN)
EXCLUDE | ME | Veazie Hydro Station | 1479 | VZ07 | WAT | HY | 0.3 |  | IPP Non-CHP | N | Non Combustion (NUC, WAT, WND, GEO, or SUN)
EXCLUDE | ME | Veazie Hydro Station | 1479 | VZ08 | WAT | HY | 0.3 |  | IPP Non-CHP | N | Non Combustion (NUC, WAT, WND, GEO, or SUN)
EXCLUDE | ME | Veazie Hydro Station | 1479 | VZ09 | WAT | HY | 0.3 |  | IPP Non-CHP | N | Non Combustion (NUC, WAT, WND, GEO, or SUN)
EXCLUDE | ME | Veazie Hydro Station | 1479 | VZ10 | WAT | HY | 0.3 |  | IPP Non-CHP | N | Non Combustion (NUC, WAT, WND, GEO, or SUN)
EXCLUDE | ME | Veazie Hydro Station | 1479 | VZ11 | WAT | HY | 0.3 |  | IPP Non-CHP | N | Non Combustion (NUC, WAT, WND, GEO, or SUN)
EXCLUDE | ME | Veazie Hydro Station | 1479 | VZ12 | WAT | HY | 0.3 |  | IPP Non-CHP | N | Non Combustion (NUC, WAT, WND, GEO, or SUN)
EXCLUDE | ME | Veazie Hydro Station | 1479 | VZ13 | WAT | HY | 0.3 |  | IPP Non-CHP | N | Non Combustion (NUC, WAT, WND, GEO, or SUN)
EXCLUDE | ME | Veazie Hydro Station | 1479 | VZ14 | WAT | HY | 0.3 |  | IPP Non-CHP | N | Non Combustion (NUC, WAT, WND, GEO, or SUN)
EXCLUDE | ME | Veazie Hydro Station | 1479 | VZ15 | WAT | HY | 0.5 |  | IPP Non-CHP | N | Non Combustion (NUC, WAT, WND, GEO, or SUN)
EXCLUDE | ME | Veazie Hydro Station | 1479 | VZ16 | WAT | HY | 1.5 |  | IPP Non-CHP | N | Non Combustion (NUC, WAT, WND, GEO, or SUN)
EXCLUDE | ME | Veazie Hydro Station | 1479 | VZ17 | WAT | HY | 1.5 |  | IPP Non-CHP | N | Non Combustion (NUC, WAT, WND, GEO, or SUN)
EXCLUDE | CA | Whiskeytown | 7189 | 1 | WAT | HY | 3.5 |  | Electric Utility | N | Non Combustion (NUC, WAT, WND, GEO, or SUN)
EXCLUDE | NY | R E Ginna Nuclear Power Plant | 6122 | 1 | NUC | ST | 614 |  | IPP Non-CHP | N | Non Combustion (NUC, WAT, WND, GEO, or SUN)
EXCLUDE | NY | Hailesboro 4 Plant | 10544 | GEN1 | WAT | HY | 0.8 |  | IPP Non-CHP | N | Non Combustion (NUC, WAT, WND, GEO, or SUN)
EXCLUDE | NY | Hailesboro 4 Plant | 10544 | GEN2 | WAT | HY | 0.6 |  | IPP Non-CHP | N | Non Combustion (NUC, WAT, WND, GEO, or SUN)
EXCLUDE | NC | Harris | 6015 | 1 | NUC | ST | 950.9 |  | Electric Utility | N | Non Combustion (NUC, WAT, WND, GEO, or SUN)
EXCLUDE | IL | Byron Generating Station | 6023 | 1 | NUC | ST | 1224.9 |  | IPP Non-CHP | N | Non Combustion (NUC, WAT, WND, GEO, or SUN)
EXCLUDE | IL | Byron Generating Station | 6023 | 2 | NUC | ST | 1224.9 |  | IPP Non-CHP | N | Non Combustion (NUC, WAT, WND, GEO, or SUN)
EXCLUDE | ME | Androscoggin 3 | 1480 | 328 | WAT | HY | 3.6 |  | IPP Non-CHP | N | Non Combustion (NUC, WAT, WND, GEO, or SUN)
EXCLUDE | AL | Browns Ferry | 46 | 1 | NUC | ST | 1152 |  | Electric Utility | N | Non Combustion (NUC, WAT, WND, GEO, or SUN)
EXCLUDE | AL | Browns Ferry | 46 | 2 | NUC | ST | 1152 |  | Electric Utility | N | Non Combustion (NUC, WAT, WND, GEO, or SUN)
EXCLUDE | AL | Browns Ferry | 46 | 3 | NUC | ST | 1190 |  | Electric Utility | N | Non Combustion (NUC, WAT, WND, GEO, or SUN)
EXCLUDE | HI | Puna Geothermal Venture I | 52028 | OEC11 | GEO | ST | 3.5 |  | IPP Non-CHP | N | Non Combustion (NUC, WAT, WND, GEO, or SUN)
EXCLUDE | HI | Puna Geothermal Venture I | 52028 | OEC12 | GEO | ST | 3.5 |  | IPP Non-CHP | N | Non Combustion (NUC, WAT, WND, GEO, or SUN)
EXCLUDE | HI | Puna Geothermal Venture I | 52028 | OEC13 | GEO | ST | 3.5 |  | IPP Non-CHP | N | Non Combustion (NUC, WAT, WND, GEO, or SUN)
EXCLUDE | HI | Puna Geothermal Venture I | 52028 | OEC14 | GEO | ST | 3.5 |  | IPP Non-CHP | N | Non Combustion (NUC, WAT, WND, GEO, or SUN)
EXCLUDE | HI | Puna Geothermal Venture I | 52028 | OEC15 | GEO | ST | 3.5 |  | IPP Non-CHP | N | Non Combustion (NUC, WAT, WND, GEO, or SUN)
EXCLUDE | HI | Puna Geothermal Venture I | 52028 | OEC21 | GEO | ST | 3.5 |  | IPP Non-CHP | N | Non Combustion (NUC, WAT, WND, GEO, or SUN)
EXCLUDE | HI | Puna Geothermal Venture I | 52028 | OEC22 | GEO | ST | 3.5 |  | IPP Non-CHP | N | Non Combustion (NUC, WAT, WND, GEO, or SUN)
EXCLUDE | HI | Puna Geothermal Venture I | 52028 | OEC23 | GEO | ST | 3.5 |  | IPP Non-CHP | N | Non Combustion (NUC, WAT, WND, GEO, or SUN)
EXCLUDE | HI | Puna Geothermal Venture I | 52028 | OEC24 | GEO | ST | 3.5 |  | IPP Non-CHP | N | Non Combustion (NUC, WAT, WND, GEO, or SUN)
EXCLUDE | HI | Puna Geothermal Venture I | 52028 | OEC25 | GEO | ST | 3.5 |  | IPP Non-CHP | N | Non Combustion (NUC, WAT, WND, GEO, or SUN)
EXCLUDE | ID | Moyie Springs | 6506 | 1 | WAT | HY | 1 |  | Electric Utility | N | Non Combustion (NUC, WAT, WND, GEO, or SUN)
EXCLUDE | ID | Moyie Springs | 6506 | 2 | WAT | HY | 0.4 |  | Electric Utility | N | Non Combustion (NUC, WAT, WND, GEO, or SUN)
EXCLUDE | ID | Moyie Springs | 6506 | 3 | WAT | HY | 1 |  | Electric Utility | N | Non Combustion (NUC, WAT, WND, GEO, or SUN)
EXCLUDE | ID | Moyie Springs | 6506 | 4 | WAT | HY | 1.5 |  | Electric Utility | N | Non Combustion (NUC, WAT, WND, GEO, or SUN)
EXCLUDE | OR | Prospect 2 | 3033 | 1 | WAT | HY | 16 |  | Electric Utility | N | Non Combustion (NUC, WAT, WND, GEO, or SUN)
EXCLUDE | OR | Prospect 2 | 3033 | 2 | WAT | HY | 16 |  | Electric Utility | N | Non Combustion (NUC, WAT, WND, GEO, or SUN)
EXCLUDE | MD | Calvert Cliffs Nuclear Power Plant | 6011 | 1 | NUC | ST | 918 |  | IPP Non-CHP | N | Non Combustion (NUC, WAT, WND, GEO, or SUN)
EXCLUDE | MD | Calvert Cliffs Nuclear Power Plant | 6011 | 2 | NUC | ST | 910.7 |  | IPP Non-CHP | N | Non Combustion (NUC, WAT, WND, GEO, or SUN)
EXCLUDE | ID | Upper Malad | 823 | 1 | WAT | HY | 8.3 |  | Electric Utility | N | Non Combustion (NUC, WAT, WND, GEO, or SUN)
EXCLUDE | NJ | PSEG Hope Creek Generating Station | 6118 | 1 | NUC | ST | 1290.7 |  | IPP Non-CHP | N | Non Combustion (NUC, WAT, WND, GEO, or SUN)
EXCLUDE | SC | Catawba | 6036 | 1 | NUC | ST | 1205.1 |  | Electric Utility | N | Non Combustion (NUC, WAT, WND, GEO, or SUN)
EXCLUDE | SC | Catawba | 6036 | 2 | NUC | ST | 1205.1 |  | Electric Utility | N | Non Combustion (NUC, WAT, WND, GEO, or SUN)
EXCLUDE | MT | Holter | 2186 | HOL1 | WAT | HY | 9.6 |  | IPP Non-CHP | N | Non Combustion (NUC, WAT, WND, GEO, or SUN)
EXCLUDE | MT | Holter | 2186 | HOL2 | WAT | HY | 9.6 |  | IPP Non-CHP | N | Non Combustion (NUC, WAT, WND, GEO, or SUN)
EXCLUDE | MT | Holter | 2186 | HOL3 | WAT | HY | 9.6 |  | IPP Non-CHP | N | Non Combustion (NUC, WAT, WND, GEO, or SUN)
EXCLUDE | MT | Holter | 2186 | HOL4 | WAT | HY | 9.6 |  | IPP Non-CHP | N | Non Combustion (NUC, WAT, WND, GEO, or SUN)
EXCLUDE | NC | McGuire | 6038 | 1 | NUC | ST | 1220.3 |  | Electric Utility | N | Non Combustion (NUC, WAT, WND, GEO, or SUN)
EXCLUDE | NC | McGuire | 6038 | 2 | NUC | ST | 1220.3 |  | Electric Utility | N | Non Combustion (NUC, WAT, WND, GEO, or SUN)
EXCLUDE | NY | Robert Moses Power Dam | 2694 | 17 | WAT | HY | 57 |  | Electric Utility | N | Non Combustion (NUC, WAT, WND, GEO, or SUN)
EXCLUDE | NY | Robert Moses Power Dam | 2694 | 18 | WAT | HY | 57 |  | Electric Utility | N | Non Combustion (NUC, WAT, WND, GEO, or SUN)
EXCLUDE | NY | Robert Moses Power Dam | 2694 | 19 | WAT | HY | 57 |  | Electric Utility | N | Non Combustion (NUC, WAT, WND, GEO, or SUN)
EXCLUDE | NY | Robert Moses Power Dam | 2694 | 20 | WAT | HY | 57 |  | Electric Utility | N | Non Combustion (NUC, WAT, WND, GEO, or SUN)
EXCLUDE | NY | Robert Moses Power Dam | 2694 | 21 | WAT | HY | 57 |  | Electric Utility | N | Non Combustion (NUC, WAT, WND, GEO, or SUN)
EXCLUDE | NY | Robert Moses Power Dam | 2694 | 22 | WAT | HY | 57 |  | Electric Utility | N | Non Combustion (NUC, WAT, WND, GEO, or SUN)
EXCLUDE | NY | Robert Moses Power Dam | 2694 | 23 | WAT | HY | 57 |  | Electric Utility | N | Non Combustion (NUC, WAT, WND, GEO, or SUN)
EXCLUDE | NY | Robert Moses Power Dam | 2694 | 24 | WAT | HY | 57 |  | Electric Utility | N | Non Combustion (NUC, WAT, WND, GEO, or SUN)
EXCLUDE | NY | Robert Moses Power Dam | 2694 | 25 | WAT | HY | 57 |  | Electric Utility | N | Non Combustion (NUC, WAT, WND, GEO, or SUN)
EXCLUDE | NY | Robert Moses Power Dam | 2694 | 26 | WAT | HY | 57 |  | Electric Utility | N | Non Combustion (NUC, WAT, WND, GEO, or SUN)
EXCLUDE | NY | Robert Moses Power Dam | 2694 | 27 | WAT | HY | 57 |  | Electric Utility | N | Non Combustion (NUC, WAT, WND, GEO, or SUN)
EXCLUDE | NY | Robert Moses Power Dam | 2694 | 28 | WAT | HY | 57 |  | Electric Utility | N | Non Combustion (NUC, WAT, WND, GEO, or SUN)
EXCLUDE | NY | Robert Moses Power Dam | 2694 | 29 | WAT | HY | 57 |  | Electric Utility | N | Non Combustion (NUC, WAT, WND, GEO, or SUN)
EXCLUDE | NY | Robert Moses Power Dam | 2694 | 30 | WAT | HY | 57 |  | Electric Utility | N | Non Combustion (NUC, WAT, WND, GEO, or SUN)
EXCLUDE | NY | Robert Moses Power Dam | 2694 | 31 | WAT | HY | 57 |  | Electric Utility | N | Non Combustion (NUC, WAT, WND, GEO, or SUN)
EXCLUDE | NY | Robert Moses Power Dam | 2694 | 32 | WAT | HY | 57 |  | Electric Utility | N | Non Combustion (NUC, WAT, WND, GEO, or SUN)
EXCLUDE | WA | Long Lake | 3867 | 1 | WAT | HY | 17.5 |  | Electric Utility | N | Non Combustion (NUC, WAT, WND, GEO, or SUN)
EXCLUDE | WA | Long Lake | 3867 | 2 | WAT | HY | 17.5 |  | Electric Utility | N | Non Combustion (NUC, WAT, WND, GEO, or SUN)
EXCLUDE | WA | Long Lake | 3867 | 3 | WAT | HY | 17.5 |  | Electric Utility | N | Non Combustion (NUC, WAT, WND, GEO, or SUN)
EXCLUDE | WA | Long Lake | 3867 | 4 | WAT | HY | 17.5 |  | Electric Utility | N | Non Combustion (NUC, WAT, WND, GEO, or SUN)
EXCLUDE | IL | Dresden Generating Station | 869 | 2 | NUC | ST | 1009.3 |  | IPP Non-CHP | N | Non Combustion (NUC, WAT, WND, GEO, or SUN)
EXCLUDE | IL | Dresden Generating Station | 869 | 3 | NUC | ST | 1009.3 |  | IPP Non-CHP | N | Non Combustion (NUC, WAT, WND, GEO, or SUN)
EXCLUDE | ME | Weston | 1509 | WE1 | WAT | HY | 3 |  | IPP Non-CHP | N | Non Combustion (NUC, WAT, WND, GEO, or SUN)
EXCLUDE | ME | Weston | 1509 | WE2 | WAT | HY | 3 |  | IPP Non-CHP | N | Non Combustion (NUC, WAT, WND, GEO, or SUN)
EXCLUDE | ME | Weston | 1509 | WE3 | WAT | HY | 3 |  | IPP Non-CHP | N | Non Combustion (NUC, WAT, WND, GEO, or SUN)
EXCLUDE | ME | Weston | 1509 | WE4 | WAT | HY | 3 |  | IPP Non-CHP | N | Non Combustion (NUC, WAT, WND, GEO, or SUN)
EXCLUDE | CO | Williams Ignacio Natural Gas Plant | 50205 | 7101 | WH | ST | 6.1 |  | Industrial CHP | Y | Non Fossil fuel type
EXCLUDE | MI | Saint Marys Falls | 1865 | 1 | WAT | HY | 6.2 |  | Electric Utility | N | Non Combustion (NUC, WAT, WND, GEO, or SUN)
EXCLUDE | MI | Saint Marys Falls | 1865 | 10 | WAT | HY | 2.6 |  | Electric Utility | N | Non Combustion (NUC, WAT, WND, GEO, or SUN)
EXCLUDE | MI | Saint Marys Falls | 1865 | 2 | WAT | HY | 6.2 |  | Electric Utility | N | Non Combustion (NUC, WAT, WND, GEO, or SUN)
EXCLUDE | MI | Saint Marys Falls | 1865 | 3 | WAT | HY | 6.2 |  | Electric Utility | N | Non Combustion (NUC, WAT, WND, GEO, or SUN)
EXCLUDE | MI | Saint Marys Falls | 1865 | 3A | WAT | HY | 2.5 |  | Electric Utility | N | Non Combustion (NUC, WAT, WND, GEO, or SUN)
EXCLUDE | ID | Upper Power Plant | 844 | 4 | WAT | HY | 8 |  | Electric Utility | N | Non Combustion (NUC, WAT, WND, GEO, or SUN)
EXCLUDE | PA | York Haven | 3117 | 1 | WAT | HY | 19.6 |  | IPP Non-CHP | N | Non Combustion (NUC, WAT, WND, GEO, or SUN)
EXCLUDE | NE | Cooper | 8036 | 1 | NUC | ST | 801 |  | Electric Utility | N | Non Combustion (NUC, WAT, WND, GEO, or SUN)
EXCLUDE | CA | Elmore Company | 10634 | GEN1 | GEO | ST | 49 |  | IPP Non-CHP | N | Non Combustion (NUC, WAT, WND, GEO, or SUN)
EXCLUDE | PA | Three Mile Island | 8011 | 1 | NUC | ST | 975.6 |  | IPP Non-CHP | N | Non Combustion (NUC, WAT, WND, GEO, or SUN)
EXCLUDE | WA | Meyers Falls | 3868 | UN1 | WAT | HY | 0.9 |  | IPP Non-CHP | N | Non Combustion (NUC, WAT, WND, GEO, or SUN)
EXCLUDE | WA | Meyers Falls | 3868 | UN2 | WAT | HY | 0.3 |  | IPP Non-CHP | N | Non Combustion (NUC, WAT, WND, GEO, or SUN)
EXCLUDE | CA | Ples I | 10479 | T101 | GEO | BT | 5 |  | IPP Non-CHP | N | Non Combustion (NUC, WAT, WND, GEO, or SUN)
EXCLUDE | CA | Ples I | 10479 | T102 | GEO | BT | 5 |  | IPP Non-CHP | N | Non Combustion (NUC, WAT, WND, GEO, or SUN)
EXCLUDE | CA | Ples I | 10479 | T103 | GEO | BT | 5 |  | IPP Non-CHP | N | Non Combustion (NUC, WAT, WND, GEO, or SUN)
EXCLUDE | ME | Bonny Eagle | 1482 | 1 | WAT | HY | 1.2 |  | IPP Non-CHP | N | Non Combustion (NUC, WAT, WND, GEO, or SUN)
EXCLUDE | ME | Bonny Eagle | 1482 | 2 | WAT | HY | 1.2 |  | IPP Non-CHP | N | Non Combustion (NUC, WAT, WND, GEO, or SUN)
EXCLUDE | ME | Bonny Eagle | 1482 | 3 | WAT | HY | 1.2 |  | IPP Non-CHP | N | Non Combustion (NUC, WAT, WND, GEO, or SUN)
EXCLUDE | ME | Bonny Eagle | 1482 | 4 | WAT | HY | 1.2 |  | IPP Non-CHP | N | Non Combustion (NUC, WAT, WND, GEO, or SUN)
EXCLUDE | ME | Bonny Eagle | 1482 | 5 | WAT | HY | 1.2 |  | IPP Non-CHP | N | Non Combustion (NUC, WAT, WND, GEO, or SUN)
EXCLUDE | ME | Bonny Eagle | 1482 | 6 | WAT | HY | 1.2 |  | IPP Non-CHP | N | Non Combustion (NUC, WAT, WND, GEO, or SUN)
EXCLUDE | OR | Siphon Power Project | 50980 | GEN1 | WAT | HY | 2.7 |  | IPP Non-CHP | N | Non Combustion (NUC, WAT, WND, GEO, or SUN)
EXCLUDE | OR | Siphon Power Project | 50980 | GEN2 | WAT | HY | 2.7 |  | IPP Non-CHP | N | Non Combustion (NUC, WAT, WND, GEO, or SUN)
EXCLUDE | CA | CE Leathers | 10631 | GEN1 | GEO | ST | 49 |  | IPP Non-CHP | N | Non Combustion (NUC, WAT, WND, GEO, or SUN)
EXCLUDE | NC | Brunswick | 6014 | 1 | NUC | ST | 1001.6 |  | Electric Utility | N | Non Combustion (NUC, WAT, WND, GEO, or SUN)
EXCLUDE | NC | Brunswick | 6014 | 2 | NUC | ST | 1001.6 |  | Electric Utility | N | Non Combustion (NUC, WAT, WND, GEO, or SUN)
EXCLUDE | ID | Gem State | 790 | 1 | WAT | HY | 23.4 |  | Electric Utility | N | Non Combustion (NUC, WAT, WND, GEO, or SUN)
EXCLUDE | MN | Monticello | 1922 | 1 | NUC | ST | 685 |  | Electric Utility | N | Non Combustion (NUC, WAT, WND, GEO, or SUN)
EXCLUDE | ME | Milford Hydro Station | 1475 | MF01 | WAT | HY | 0.7 |  | IPP Non-CHP | N | Non Combustion (NUC, WAT, WND, GEO, or SUN)
EXCLUDE | ME | Milford Hydro Station | 1475 | MF02 | WAT | HY | 0.7 |  | IPP Non-CHP | N | Non Combustion (NUC, WAT, WND, GEO, or SUN)
EXCLUDE | ME | Milford Hydro Station | 1475 | MF03 | WAT | HY | 1.6 |  | IPP Non-CHP | N | Non Combustion (NUC, WAT, WND, GEO, or SUN)
EXCLUDE | ME | Milford Hydro Station | 1475 | MF04 | WAT | HY | 1.6 |  | IPP Non-CHP | N | Non Combustion (NUC, WAT, WND, GEO, or SUN)
EXCLUDE | ME | Milford Hydro Station | 1475 | MF05 | WAT | HY | 1.6 |  | IPP Non-CHP | N | Non Combustion (NUC, WAT, WND, GEO, or SUN)
EXCLUDE | ME | Milford Hydro Station | 1475 | MF06 | WAT | HY | 1.6 |  | IPP Non-CHP | N | Non Combustion (NUC, WAT, WND, GEO, or SUN)
EXCLUDE | SC | V C Summer | 6127 | 1 | NUC | ST | 1029.6 |  | Electric Utility | N | Non Combustion (NUC, WAT, WND, GEO, or SUN)
EXCLUDE | CA | BP Wilmington Calciner | 10601 | GEN1 | WH | ST | 34 |  | Industrial CHP | Y | Non Fossil fuel type
EXCLUDE | UT | Blundell | 299 | 1 | GEO | ST | 26.1 |  | Electric Utility | N | Non Combustion (NUC, WAT, WND, GEO, or SUN)
EXCLUDE | UT | Blundell | 299 | 2 | GEO | ST | 12 |  | Electric Utility | N | Non Combustion (NUC, WAT, WND, GEO, or SUN)
EXCLUDE | ID | City Power Plant | 841 | 3 | WAT | HY | 8 |  | Electric Utility | N | Non Combustion (NUC, WAT, WND, GEO, or SUN)
EXCLUDE | HI | Wainiha Hydro | 10413 | WAIA | WAT | HY | 1.8 |  | Industrial Non-CHP | N | Non Combustion (NUC, WAT, WND, GEO, or SUN)
EXCLUDE | HI | Wainiha Hydro | 10413 | WAIB | WAT | HY | 1.8 |  | Industrial Non-CHP | N | Non Combustion (NUC, WAT, WND, GEO, or SUN)
EXCLUDE | MT | Tiber Dam Hydroelectric Plant | 56499 | HY1 | WAT | HY | 7.5 |  | IPP Non-CHP | N | Non Combustion (NUC, WAT, WND, GEO, or SUN)
EXCLUDE | ID | Upper Salmon B | 7079 | 1 | WAT | HY | 8.2 |  | Electric Utility | N | Non Combustion (NUC, WAT, WND, GEO, or SUN)
EXCLUDE | ID | Upper Salmon B | 7079 | 2 | WAT | HY | 8.3 |  | Electric Utility | N | Non Combustion (NUC, WAT, WND, GEO, or SUN)
EXCLUDE | NY | Nine Mile Point Nuclear Station | 2589 | 1 | NUC | ST | 641.8 |  | IPP Non-CHP | N | Non Combustion (NUC, WAT, WND, GEO, or SUN)
EXCLUDE | NY | Nine Mile Point Nuclear Station | 2589 | 2 | NUC | ST | 1259.3 |  | IPP Non-CHP | N | Non Combustion (NUC, WAT, WND, GEO, or SUN)
EXCLUDE | WA | Monroe Street | 9095 | 6 | WAT | HY | 14.8 |  | Electric Utility | N | Non Combustion (NUC, WAT, WND, GEO, or SUN)
EXCLUDE | ID | Lower No 1 | 7012 | 2 | WAT | HY | 8 |  | Electric Utility | N | Non Combustion (NUC, WAT, WND, GEO, or SUN)
EXCLUDE | GA | Sibley Mill | 54322 | 2 | WAT | HY | 0.6 |  | Industrial Non-CHP | N | Non Combustion (NUC, WAT, WND, GEO, or SUN)
EXCLUDE | GA | Sibley Mill | 54322 | 3 | WAT | HY | 0.7 |  | Industrial Non-CHP | N | Non Combustion (NUC, WAT, WND, GEO, or SUN)
EXCLUDE | GA | Sibley Mill | 54322 | 4 | WAT | HY | 0.8 |  | Industrial Non-CHP | N | Non Combustion (NUC, WAT, WND, GEO, or SUN)
EXCLUDE | NY | James A Fitzpatrick | 6110 | 1 | NUC | ST | 882 |  | IPP Non-CHP | N | Non Combustion (NUC, WAT, WND, GEO, or SUN)
EXCLUDE | TX | South Texas Project | 6251 | 1 | NUC | ST | 1354.3 |  | IPP Non-CHP | N | Non Combustion (NUC, WAT, WND, GEO, or SUN)
EXCLUDE | TX | South Texas Project | 6251 | 2 | NUC | ST | 1354.3 |  | IPP Non-CHP | N | Non Combustion (NUC, WAT, WND, GEO, or SUN)
EXCLUDE | WY | Strawberry Creek | 6393 | 1 | WAT | HY | 0.5 |  | Electric Utility | N | Non Combustion (NUC, WAT, WND, GEO, or SUN)
EXCLUDE | WY | Strawberry Creek | 6393 | 2 | WAT | HY | 0.5 |  | Electric Utility | N | Non Combustion (NUC, WAT, WND, GEO, or SUN)
EXCLUDE | WY | Strawberry Creek | 6393 | 3 | WAT | HY | 0.5 |  | Electric Utility | N | Non Combustion (NUC, WAT, WND, GEO, or SUN)
EXCLUDE | TN | Sequoyah | 6152 | 1 | NUC | ST | 1220.5 |  | Electric Utility | N | Non Combustion (NUC, WAT, WND, GEO, or SUN)
EXCLUDE | TN | Sequoyah | 6152 | 2 | NUC | ST | 1220.5 |  | Electric Utility | N | Non Combustion (NUC, WAT, WND, GEO, or SUN)
EXCLUDE | NY | Norwood | 2591 | 1 | WAT | HY | 2 |  | IPP Non-CHP | N | Non Combustion (NUC, WAT, WND, GEO, or SUN)
EXCLUDE | HI | Puueo | 771 | 1 | WAT | HY | 0.7 |  | Electric Utility | N | Non Combustion (NUC, WAT, WND, GEO, or SUN)
EXCLUDE | HI | Puueo | 771 | 2A | WAT | HY | 2.4 |  | Electric Utility | N | Non Combustion (NUC, WAT, WND, GEO, or SUN)
EXCLUDE | ID | Clear Lake | 814 | 1 | WAT | HY | 2.5 |  | Electric Utility | N | Non Combustion (NUC, WAT, WND, GEO, or SUN)
EXCLUDE | ME | Orono Hydro Station | 57184 | 1 | WAT | HY | 0.5 |  | IPP Non-CHP | N | Non Combustion (NUC, WAT, WND, GEO, or SUN)
EXCLUDE | ME | Orono Hydro Station | 57184 | 2 | WAT | HY | 0.6 |  | IPP Non-CHP | N | Non Combustion (NUC, WAT, WND, GEO, or SUN)
EXCLUDE | ME | Orono Hydro Station | 57184 | 3 | WAT | HY | 0.8 |  | IPP Non-CHP | N | Non Combustion (NUC, WAT, WND, GEO, or SUN)
EXCLUDE | ME | Orono Hydro Station | 57184 | 4 | WAT | HY | 0.8 |  | IPP Non-CHP | N | Non Combustion (NUC, WAT, WND, GEO, or SUN)
EXCLUDE | WA | Chelan | 6424 | A-1 | WAT | HY | 29.6 |  | Electric Utility | N | Non Combustion (NUC, WAT, WND, GEO, or SUN)
EXCLUDE | WA | Chelan | 6424 | A-2 | WAT | HY | 29.6 |  | Electric Utility | N | Non Combustion (NUC, WAT, WND, GEO, or SUN)
EXCLUDE | ME | Skelton | 1505 | 1 | WAT | HY | 8.4 |  | IPP Non-CHP | N | Non Combustion (NUC, WAT, WND, GEO, or SUN)
EXCLUDE | ME | Skelton | 1505 | 2 | WAT | HY | 8.4 |  | IPP Non-CHP | N | Non Combustion (NUC, WAT, WND, GEO, or SUN)
EXCLUDE | OR | Opal Springs Hydro | 54251 | 1 | WAT | HY | 4.3 |  | IPP Non-CHP | N | Non Combustion (NUC, WAT, WND, GEO, or SUN)
EXCLUDE | TN | Watts Bar Nuclear Plant | 7722 | 1 | NUC | ST | 1269.9 |  | Electric Utility | N | Non Combustion (NUC, WAT, WND, GEO, or SUN)
EXCLUDE | WA | LaGrande | 3916 | 1 | WAT | HY | 6 |  | Electric Utility | N | Non Combustion (NUC, WAT, WND, GEO, or SUN)
EXCLUDE | WA | LaGrande | 3916 | 2 | WAT | HY | 6 |  | Electric Utility | N | Non Combustion (NUC, WAT, WND, GEO, or SUN)
EXCLUDE | WA | LaGrande | 3916 | 3 | WAT | HY | 6 |  | Electric Utility | N | Non Combustion (NUC, WAT, WND, GEO, or SUN)
EXCLUDE | WA | LaGrande | 3916 | 4 | WAT | HY | 6 |  | Electric Utility | N | Non Combustion (NUC, WAT, WND, GEO, or SUN)
EXCLUDE | WA | LaGrande | 3916 | 5 | WAT | HY | 40 |  | Electric Utility | N | Non Combustion (NUC, WAT, WND, GEO, or SUN)
EXCLUDE | CA | Bishop Creek 6 | 327 | 1 | WAT | HY | 1.6 |  | Electric Utility | N | Non Combustion (NUC, WAT, WND, GEO, or SUN)
EXCLUDE | NH | Seabrook | 6115 | 1 | NUC | ST | 1242 |  | IPP Non-CHP | N | Non Combustion (NUC, WAT, WND, GEO, or SUN)
EXCLUDE | CA | Salton Sea Power Gen Co - Unit 3 | 10759 | GEN1 | GEO | ST | 53.9 |  | IPP Non-CHP | N | Non Combustion (NUC, WAT, WND, GEO, or SUN)
EXCLUDE | LA | Waterford 3 | 4270 | 3 | NUC | ST | 1199.8 |  | Electric Utility | N | Non Combustion (NUC, WAT, WND, GEO, or SUN)
EXCLUDE | AK | Silvis | 6581 | 1 | WAT | HY | 2.1 |  | Electric Utility | N | Non Combustion (NUC, WAT, WND, GEO, or SUN)
EXCLUDE | KS | Wolf Creek Generating Station | 210 | 1 | NUC | ST | 1267.7 |  | Electric Utility | N | Non Combustion (NUC, WAT, WND, GEO, or SUN)
EXCLUDE | NY | Raymondville | 2601 | 1 | WAT | HY | 2 |  | IPP Non-CHP | N | Non Combustion (NUC, WAT, WND, GEO, or SUN)
EXCLUDE | PA | PPL Susquehanna | 6103 | 1 | NUC | ST | 1298 |  | IPP Non-CHP | N | Non Combustion (NUC, WAT, WND, GEO, or SUN)
EXCLUDE | PA | PPL Susquehanna | 6103 | 2 | NUC | ST | 1298 |  | IPP Non-CHP | N | Non Combustion (NUC, WAT, WND, GEO, or SUN)
EXCLUDE | NV | Steamboat Hills LP | 50654 | OEC41 | GEO | BT | 5.5 |  | IPP Non-CHP | N | Non Combustion (NUC, WAT, WND, GEO, or SUN)
EXCLUDE | MT | Canyon Ferry | 6400 | 1 | WAT | HY | 16.6 |  | Electric Utility | N | Non Combustion (NUC, WAT, WND, GEO, or SUN)
EXCLUDE | MT | Canyon Ferry | 6400 | 2 | WAT | HY | 16.6 |  | Electric Utility | N | Non Combustion (NUC, WAT, WND, GEO, or SUN)
EXCLUDE | MT | Canyon Ferry | 6400 | 3 | WAT | HY | 16.6 |  | Electric Utility | N | Non Combustion (NUC, WAT, WND, GEO, or SUN)
EXCLUDE | MI | Menominee Mill Marinette | 50409 | 4 | WAT | HY | 0.4 |  | Industrial Non-CHP | N | Non Combustion (NUC, WAT, WND, GEO, or SUN)
EXCLUDE | MI | Menominee Mill Marinette | 50409 | 5 | WAT | HY | 0.4 |  | Industrial Non-CHP | N | Non Combustion (NUC, WAT, WND, GEO, or SUN)
EXCLUDE | MI | Menominee Mill Marinette | 50409 | 8 | WAT | HY | 0.5 |  | Industrial Non-CHP | N | Non Combustion (NUC, WAT, WND, GEO, or SUN)
EXCLUDE | MI | Menominee Mill Marinette | 50409 | 9 | WAT | HY | 0.5 |  | Industrial Non-CHP | N | Non Combustion (NUC, WAT, WND, GEO, or SUN)
EXCLUDE | NH | Smith | 2368 | 1 | WAT | HY | 15 |  | Electric Utility | N | Non Combustion (NUC, WAT, WND, GEO, or SUN)
EXCLUDE | ID | Thousand Springs | 820 | 1 | WAT | HY | 1 |  | Electric Utility | N | Non Combustion (NUC, WAT, WND, GEO, or SUN)
EXCLUDE | ID | Thousand Springs | 820 | 2 | WAT | HY | 1 |  | Electric Utility | N | Non Combustion (NUC, WAT, WND, GEO, or SUN)
EXCLUDE | ID | Thousand Springs | 820 | 3 | WAT | HY | 6.8 |  | Electric Utility | N | Non Combustion (NUC, WAT, WND, GEO, or SUN)
EXCLUDE | ME | Rumford Falls Hydro Facility | 10493 | GEN1 | WAT | HY | 8.1 |  | IPP Non-CHP | N | Non Combustion (NUC, WAT, WND, GEO, or SUN)
EXCLUDE | ME | Rumford Falls Hydro Facility | 10493 | GEN2 | WAT | HY | 8.1 |  | IPP Non-CHP | N | Non Combustion (NUC, WAT, WND, GEO, or SUN)
EXCLUDE | ME | Rumford Falls Hydro Facility | 10493 | GEN3 | WAT | HY | 8.8 |  | IPP Non-CHP | N | Non Combustion (NUC, WAT, WND, GEO, or SUN)
EXCLUDE | ME | Rumford Falls Hydro Facility | 10493 | GEN4 | WAT | HY | 4.3 |  | IPP Non-CHP | N | Non Combustion (NUC, WAT, WND, GEO, or SUN)
EXCLUDE | ME | Rumford Falls Hydro Facility | 10493 | GEN5 | WAT | HY | 7.6 |  | IPP Non-CHP | N | Non Combustion (NUC, WAT, WND, GEO, or SUN)
EXCLUDE | ME | Rumford Falls Hydro Facility | 10493 | GEN6 | WAT | HY | 7.6 |  | IPP Non-CHP | N | Non Combustion (NUC, WAT, WND, GEO, or SUN)
EXCLUDE | CA | John L. Featherstone Plant | 57475 | HRP1 | GEO | ST | 55 |  | IPP Non-CHP | N | Non Combustion (NUC, WAT, WND, GEO, or SUN)
EXCLUDE | IA | Duane Arnold Energy Center | 1060 | 1 | NUC | ST | 679.5 |  | IPP Non-CHP | N | Non Combustion (NUC, WAT, WND, GEO, or SUN)
EXCLUDE | OR | Eagle Point | 3024 | 1 | WAT | HY | 2.8 |  | Electric Utility | N | Non Combustion (NUC, WAT, WND, GEO, or SUN)
EXCLUDE | MI | Palisades | 1715 | 1 | NUC | ST | 811.8 |  | IPP Non-CHP | N | Non Combustion (NUC, WAT, WND, GEO, or SUN)
EXCLUDE | VT | Fairfax Falls | 3712 | 1 | WAT | HY | 1.4 |  | Electric Utility | N | Non Combustion (NUC, WAT, WND, GEO, or SUN)
EXCLUDE | VT | Fairfax Falls | 3712 | 2 | WAT | HY | 2.1 |  | Electric Utility | N | Non Combustion (NUC, WAT, WND, GEO, or SUN)
EXCLUDE | ID | Falls River Hydro | 54668 | 1 | WAT | HY | 4.5 |  | IPP Non-CHP | N | Non Combustion (NUC, WAT, WND, GEO, or SUN)
EXCLUDE | ID | Falls River Hydro | 54668 | 2 | WAT | HY | 4.5 |  | IPP Non-CHP | N | Non Combustion (NUC, WAT, WND, GEO, or SUN)
EXCLUDE | WA | Yelm | 3878 | 1 | WAT | HY | 3 |  | Electric Utility | N | Non Combustion (NUC, WAT, WND, GEO, or SUN)
EXCLUDE | WA | Yelm | 3878 | 2 | WAT | HY | 3 |  | Electric Utility | N | Non Combustion (NUC, WAT, WND, GEO, or SUN)
EXCLUDE | WA | Yelm | 3878 | 3 | WAT | HY | 6 |  | Electric Utility | N | Non Combustion (NUC, WAT, WND, GEO, or SUN)
EXCLUDE | CA | Kelly Ridge | 418 | 1 | WAT | HY | 10 |  | Electric Utility | N | Non Combustion (NUC, WAT, WND, GEO, or SUN)
EXCLUDE | WA | Skookumchuck | 7259 | 1 | WAT | HY | 1 |  | IPP Non-CHP | N | Non Combustion (NUC, WAT, WND, GEO, or SUN)
EXCLUDE | WA | Little Falls | 3866 | 1 | WAT | HY | 8 |  | Electric Utility | N | Non Combustion (NUC, WAT, WND, GEO, or SUN)
EXCLUDE | WA | Little Falls | 3866 | 2 | WAT | HY | 8 |  | Electric Utility | N | Non Combustion (NUC, WAT, WND, GEO, or SUN)
EXCLUDE | WA | Little Falls | 3866 | 3 | WAT | HY | 8 |  | Electric Utility | N | Non Combustion (NUC, WAT, WND, GEO, or SUN)
EXCLUDE | WA | Little Falls | 3866 | 4 | WAT | HY | 8 |  | Electric Utility | N | Non Combustion (NUC, WAT, WND, GEO, or SUN)
EXCLUDE | MI | French Paper Hydro | 10656 | 1 | WAT | HY | 0.3 |  | Industrial Non-CHP | N | Non Combustion (NUC, WAT, WND, GEO, or SUN)
EXCLUDE | MI | French Paper Hydro | 10656 | 2 | WAT | HY | 0.4 |  | Industrial Non-CHP | N | Non Combustion (NUC, WAT, WND, GEO, or SUN)
EXCLUDE | MI | French Paper Hydro | 10656 | 3 | WAT | HY | 0.4 |  | Industrial Non-CHP | N | Non Combustion (NUC, WAT, WND, GEO, or SUN)
EXCLUDE | MI | French Paper Hydro | 10656 | 4 | WAT | HY | 0.2 |  | Industrial Non-CHP | N | Non Combustion (NUC, WAT, WND, GEO, or SUN)
EXCLUDE | OR | Lemolo 2 | 6421 | 1 | WAT | HY | 33 |  | Electric Utility | N | Non Combustion (NUC, WAT, WND, GEO, or SUN)
EXCLUDE | OR | Leaburg | 3068 | 1 | WAT | HY | 8.4 |  | Electric Utility | N | Non Combustion (NUC, WAT, WND, GEO, or SUN)
EXCLUDE | OR | Leaburg | 3068 | 2 | WAT | HY | 7.5 |  | Electric Utility | N | Non Combustion (NUC, WAT, WND, GEO, or SUN)
EXCLUDE | OR | River Mill | 3049 | 1 | WAT | HY | 3.3 |  | Electric Utility | N | Non Combustion (NUC, WAT, WND, GEO, or SUN)
EXCLUDE | OR | River Mill | 3049 | 2 | WAT | HY | 3.3 |  | Electric Utility | N | Non Combustion (NUC, WAT, WND, GEO, or SUN)
EXCLUDE | OR | River Mill | 3049 | 3 | WAT | HY | 3.3 |  | Electric Utility | N | Non Combustion (NUC, WAT, WND, GEO, or SUN)
EXCLUDE | OR | River Mill | 3049 | 4 | WAT | HY | 3.9 |  | Electric Utility | N | Non Combustion (NUC, WAT, WND, GEO, or SUN)
EXCLUDE | OR | River Mill | 3049 | 5 | WAT | HY | 5 |  | Electric Utility | N | Non Combustion (NUC, WAT, WND, GEO, or SUN)
EXCLUDE | CA | Kern River 1 | 340 | 1 | WAT | HY | 6.5 |  | Electric Utility | N | Non Combustion (NUC, WAT, WND, GEO, or SUN)
EXCLUDE | CA | Kern River 1 | 340 | 2 | WAT | HY | 6.5 |  | Electric Utility | N | Non Combustion (NUC, WAT, WND, GEO, or SUN)
EXCLUDE | CA | Kern River 1 | 340 | 3 | WAT | HY | 6.5 |  | Electric Utility | N | Non Combustion (NUC, WAT, WND, GEO, or SUN)
EXCLUDE | CA | Kern River 1 | 340 | 4 | WAT | HY | 6.5 |  | Electric Utility | N | Non Combustion (NUC, WAT, WND, GEO, or SUN)
EXCLUDE | WA | Twin Reservoirs | 50382 | GEN1 | WAT | HY | 2.2 |  | IPP Non-CHP | N | Non Combustion (NUC, WAT, WND, GEO, or SUN)
EXCLUDE | OR | Toketee Falls | 3040 | 1 | WAT | HY | 14.2 |  | Electric Utility | N | Non Combustion (NUC, WAT, WND, GEO, or SUN)
EXCLUDE | OR | Toketee Falls | 3040 | 2 | WAT | HY | 14.2 |  | Electric Utility | N | Non Combustion (NUC, WAT, WND, GEO, or SUN)
EXCLUDE | OR | Toketee Falls | 3040 | 3 | WAT | HY | 14.2 |  | Electric Utility | N | Non Combustion (NUC, WAT, WND, GEO, or SUN)
EXCLUDE | CA | Thermalito Diverson Dam | 7129 | TD1 | WAT | HY | 3.4 |  | Electric Utility | N | Non Combustion (NUC, WAT, WND, GEO, or SUN)
EXCLUDE | CO | Marys Lake | 517 | 1 | WAT | HY | 8.1 |  | Electric Utility | N | Non Combustion (NUC, WAT, WND, GEO, or SUN)
EXCLUDE | NC | PCS Phosphate | 50509 | GEN1 | OTH | ST | 50.4 |  | Industrial CHP | Y | Non Fossil fuel type
EXCLUDE | NY | Piercefield | 2598 | 1 | WAT | HY | 1.5 |  | IPP Non-CHP | N | Non Combustion (NUC, WAT, WND, GEO, or SUN)
EXCLUDE | NY | Piercefield | 2598 | 2 | WAT | HY | 0.6 |  | IPP Non-CHP | N | Non Combustion (NUC, WAT, WND, GEO, or SUN)
EXCLUDE | NY | Piercefield | 2598 | 3 | WAT | HY | 0.6 |  | IPP Non-CHP | N | Non Combustion (NUC, WAT, WND, GEO, or SUN)
EXCLUDE | OR | North Fork | 3047 | 1 | WAT | HY | 19.2 |  | Electric Utility | N | Non Combustion (NUC, WAT, WND, GEO, or SUN)
EXCLUDE | OR | North Fork | 3047 | 2 | WAT | HY | 21.6 |  | Electric Utility | N | Non Combustion (NUC, WAT, WND, GEO, or SUN)
EXCLUDE | CA | Vulcan-BN Geothermal Power Company | 50210 | GEN1 | GEO | ST | 30.1 |  | IPP Non-CHP | N | Non Combustion (NUC, WAT, WND, GEO, or SUN)
EXCLUDE | CA | Vulcan-BN Geothermal Power Company | 50210 | GEN2 | GEO | ST | 9.5 |  | IPP Non-CHP | N | Non Combustion (NUC, WAT, WND, GEO, or SUN)
EXCLUDE | ME | Cataract | 1486 | 1 | WAT | HY | 6.6 |  | IPP Non-CHP | N | Non Combustion (NUC, WAT, WND, GEO, or SUN)
EXCLUDE | ME | Upper Barker | 52171 | GEN1 | WAT | HY | 1 |  | IPP Non-CHP | N | Non Combustion (NUC, WAT, WND, GEO, or SUN)
EXCLUDE | SD | Fort Randall | 3373 | 1 | WAT | HY | 40 |  | Electric Utility | N | Non Combustion (NUC, WAT, WND, GEO, or SUN)
EXCLUDE | SD | Fort Randall | 3373 | 2 | WAT | HY | 40 |  | Electric Utility | N | Non Combustion (NUC, WAT, WND, GEO, or SUN)
EXCLUDE | SD | Fort Randall | 3373 | 3 | WAT | HY | 40 |  | Electric Utility | N | Non Combustion (NUC, WAT, WND, GEO, or SUN)
EXCLUDE | SD | Fort Randall | 3373 | 4 | WAT | HY | 40 |  | Electric Utility | N | Non Combustion (NUC, WAT, WND, GEO, or SUN)
EXCLUDE | SD | Fort Randall | 3373 | 5 | WAT | HY | 40 |  | Electric Utility | N | Non Combustion (NUC, WAT, WND, GEO, or SUN)
EXCLUDE | SD | Fort Randall | 3373 | 6 | WAT | HY | 40 |  | Electric Utility | N | Non Combustion (NUC, WAT, WND, GEO, or SUN)
EXCLUDE | SD | Fort Randall | 3373 | 7 | WAT | HY | 40 |  | Electric Utility | N | Non Combustion (NUC, WAT, WND, GEO, or SUN)
EXCLUDE | SD | Fort Randall | 3373 | 8 | WAT | HY | 40 |  | Electric Utility | N | Non Combustion (NUC, WAT, WND, GEO, or SUN)
EXCLUDE | NY | Indian Point 2 | 2497 | 2 | NUC | ST | 1299 |  | IPP Non-CHP | N | Non Combustion (NUC, WAT, WND, GEO, or SUN)
EXCLUDE | WI | Georgia-Pacific Corp - Nekoosa Mill | 50395 | HY1 | WAT | HY | 0.8 |  | Industrial CHP | N | Non Combustion (NUC, WAT, WND, GEO, or SUN)
EXCLUDE | WI | Georgia-Pacific Corp - Nekoosa Mill | 50395 | HY2 | WAT | HY | 0.8 |  | Industrial CHP | N | Non Combustion (NUC, WAT, WND, GEO, or SUN)
EXCLUDE | WI | Georgia-Pacific Corp - Nekoosa Mill | 50395 | HY3 | WAT | HY | 0.8 |  | Industrial CHP | N | Non Combustion (NUC, WAT, WND, GEO, or SUN)
EXCLUDE | WI | Georgia-Pacific Corp - Nekoosa Mill | 50395 | HY4 | WAT | HY | 0.6 |  | Industrial CHP | N | Non Combustion (NUC, WAT, WND, GEO, or SUN)
EXCLUDE | WI | Georgia-Pacific Corp - Nekoosa Mill | 50395 | HY5 | WAT | HY | 0.7 |  | Industrial CHP | N | Non Combustion (NUC, WAT, WND, GEO, or SUN)
EXCLUDE | WI | Georgia-Pacific Corp - Nekoosa Mill | 50395 | NHG1 | WAT | HY | 0.2 |  | Industrial CHP | N | Non Combustion (NUC, WAT, WND, GEO, or SUN)
EXCLUDE | MT | Fort Peck | 6623 | 1 | WAT | HY | 43.5 |  | Electric Utility | N | Non Combustion (NUC, WAT, WND, GEO, or SUN)
EXCLUDE | MT | Fort Peck | 6623 | 2 | WAT | HY | 18.3 |  | Electric Utility | N | Non Combustion (NUC, WAT, WND, GEO, or SUN)
EXCLUDE | MT | Fort Peck | 6623 | 3 | WAT | HY | 43.5 |  | Electric Utility | N | Non Combustion (NUC, WAT, WND, GEO, or SUN)
EXCLUDE | MT | Fort Peck | 6623 | 4 | WAT | HY | 40 |  | Electric Utility | N | Non Combustion (NUC, WAT, WND, GEO, or SUN)
EXCLUDE | MT | Fort Peck | 6623 | 5 | WAT | HY | 40 |  | Electric Utility | N | Non Combustion (NUC, WAT, WND, GEO, or SUN)
EXCLUDE | HI | Gay Robinson | 50333 | HYD2 | WAT | HY | 1.2 |  | Industrial CHP | N | Non Combustion (NUC, WAT, WND, GEO, or SUN)
EXCLUDE | CA | Salton Sea Power LLC - Unit 5 | 55983 | TG51 | GEO | ST | 49.9 |  | IPP Non-CHP | N | Non Combustion (NUC, WAT, WND, GEO, or SUN)
EXCLUDE | IA | Keokuk | 1109 | 1 | WAT | HY | 7.6 |  | Electric Utility | N | Non Combustion (NUC, WAT, WND, GEO, or SUN)
EXCLUDE | IA | Keokuk | 1109 | 10 | WAT | HY | 8.8 |  | Electric Utility | N | Non Combustion (NUC, WAT, WND, GEO, or SUN)
EXCLUDE | IA | Keokuk | 1109 | 11 | WAT | HY | 8.8 |  | Electric Utility | N | Non Combustion (NUC, WAT, WND, GEO, or SUN)
EXCLUDE | IA | Keokuk | 1109 | 12 | WAT | HY | 8.8 |  | Electric Utility | N | Non Combustion (NUC, WAT, WND, GEO, or SUN)
EXCLUDE | IA | Keokuk | 1109 | 13 | WAT | HY | 8.8 |  | Electric Utility | N | Non Combustion (NUC, WAT, WND, GEO, or SUN)
EXCLUDE | IA | Keokuk | 1109 | 14 | WAT | HY | 8.8 |  | Electric Utility | N | Non Combustion (NUC, WAT, WND, GEO, or SUN)
EXCLUDE | IA | Keokuk | 1109 | 15 | WAT | HY | 8.8 |  | Electric Utility | N | Non Combustion (NUC, WAT, WND, GEO, or SUN)
EXCLUDE | IA | Keokuk | 1109 | 2 | WAT | HY | 7.6 |  | Electric Utility | N | Non Combustion (NUC, WAT, WND, GEO, or SUN)
EXCLUDE | IA | Keokuk | 1109 | 3 | WAT | HY | 7.6 |  | Electric Utility | N | Non Combustion (NUC, WAT, WND, GEO, or SUN)
EXCLUDE | IA | Keokuk | 1109 | 4 | WAT | HY | 7.6 |  | Electric Utility | N | Non Combustion (NUC, WAT, WND, GEO, or SUN)
EXCLUDE | IA | Keokuk | 1109 | 5 | WAT | HY | 7.6 |  | Electric Utility | N | Non Combustion (NUC, WAT, WND, GEO, or SUN)
EXCLUDE | IA | Keokuk | 1109 | 6 | WAT | HY | 7.6 |  | Electric Utility | N | Non Combustion (NUC, WAT, WND, GEO, or SUN)
EXCLUDE | IA | Keokuk | 1109 | 7 | WAT | HY | 8.8 |  | Electric Utility | N | Non Combustion (NUC, WAT, WND, GEO, or SUN)
EXCLUDE | IA | Keokuk | 1109 | 8 | WAT | HY | 8.8 |  | Electric Utility | N | Non Combustion (NUC, WAT, WND, GEO, or SUN)
EXCLUDE | IA | Keokuk | 1109 | 9 | WAT | HY | 8.8 |  | Electric Utility | N | Non Combustion (NUC, WAT, WND, GEO, or SUN)
EXCLUDE | ID | Black Canyon | 6396 | 1 | WAT | HY | 5.1 |  | Electric Utility | N | Non Combustion (NUC, WAT, WND, GEO, or SUN)
EXCLUDE | ID | Black Canyon | 6396 | 2 | WAT | HY | 5.1 |  | Electric Utility | N | Non Combustion (NUC, WAT, WND, GEO, or SUN)
EXCLUDE | TX | Sherwin Alumina | 54291 | 1 | PUR | ST | 6 |  | Industrial CHP | Y | Non Fossil fuel type
EXCLUDE | TX | Sherwin Alumina | 54291 | 2 | PUR | ST | 6 |  | Industrial CHP | Y | Non Fossil fuel type
EXCLUDE | TX | Sherwin Alumina | 54291 | 3 | PUR | ST | 6 |  | Industrial CHP | Y | Non Fossil fuel type
EXCLUDE | TX | Sherwin Alumina | 54291 | 4 | PUR | ST | 6 |  | Industrial CHP | Y | Non Fossil fuel type
EXCLUDE | CA | CE Turbo LLC | 55984 | TG21 | GEO | ST | 11.5 |  | IPP Non-CHP | N | Non Combustion (NUC, WAT, WND, GEO, or SUN)
EXCLUDE | NV | Beowawe Power | 10287 | GEN1 | GEO | ST | 17 |  | IPP Non-CHP | N | Non Combustion (NUC, WAT, WND, GEO, or SUN)
EXCLUDE | WA | Wells | 3886 | U-1 | WAT | HY | 77.4 |  | Electric Utility | N | Non Combustion (NUC, WAT, WND, GEO, or SUN)
EXCLUDE | WA | Wells | 3886 | U-10 | WAT | HY | 77.4 |  | Electric Utility | N | Non Combustion (NUC, WAT, WND, GEO, or SUN)
EXCLUDE | WA | Wells | 3886 | U-2 | WAT | HY | 77.4 |  | Electric Utility | N | Non Combustion (NUC, WAT, WND, GEO, or SUN)
EXCLUDE | WA | Wells | 3886 | U-3 | WAT | HY | 77.4 |  | Electric Utility | N | Non Combustion (NUC, WAT, WND, GEO, or SUN)
EXCLUDE | WA | Wells | 3886 | U-4 | WAT | HY | 77.4 |  | Electric Utility | N | Non Combustion (NUC, WAT, WND, GEO, or SUN)
EXCLUDE | WA | Wells | 3886 | U-5 | WAT | HY | 77.4 |  | Electric Utility | N | Non Combustion (NUC, WAT, WND, GEO, or SUN)
EXCLUDE | WA | Wells | 3886 | U-6 | WAT | HY | 77.4 |  | Electric Utility | N | Non Combustion (NUC, WAT, WND, GEO, or SUN)
EXCLUDE | WA | Wells | 3886 | U-7 | WAT | HY | 77.4 |  | Electric Utility | N | Non Combustion (NUC, WAT, WND, GEO, or SUN)
EXCLUDE | WA | Wells | 3886 | U-8 | WAT | HY | 77.4 |  | Electric Utility | N | Non Combustion (NUC, WAT, WND, GEO, or SUN)
EXCLUDE | WA | Wells | 3886 | U-9 | WAT | HY | 77.4 |  | Electric Utility | N | Non Combustion (NUC, WAT, WND, GEO, or SUN)
EXCLUDE | CA | Foothill Feeder | 6645 | 1 | WAT | HY | 4.5 |  | Electric Utility | N | Non Combustion (NUC, WAT, WND, GEO, or SUN)
EXCLUDE | CA | Foothill Feeder | 6645 | 2 | WAT | HY | 4.5 |  | Electric Utility | N | Non Combustion (NUC, WAT, WND, GEO, or SUN)
EXCLUDE | CA | South | 280 | 1 | WAT | HY | 6.7 |  | Electric Utility | N | Non Combustion (NUC, WAT, WND, GEO, or SUN)
EXCLUDE | MT | Thompson Falls | 2195 | TF1 | WAT | HY | 5 |  | IPP Non-CHP | N | Non Combustion (NUC, WAT, WND, GEO, or SUN)
EXCLUDE | MT | Thompson Falls | 2195 | TF2 | WAT | HY | 5 |  | IPP Non-CHP | N | Non Combustion (NUC, WAT, WND, GEO, or SUN)
EXCLUDE | MT | Thompson Falls | 2195 | TF3 | WAT | HY | 5 |  | IPP Non-CHP | N | Non Combustion (NUC, WAT, WND, GEO, or SUN)
EXCLUDE | MT | Thompson Falls | 2195 | TF4 | WAT | HY | 5 |  | IPP Non-CHP | N | Non Combustion (NUC, WAT, WND, GEO, or SUN)
EXCLUDE | MT | Thompson Falls | 2195 | TF5 | WAT | HY | 5 |  | IPP Non-CHP | N | Non Combustion (NUC, WAT, WND, GEO, or SUN)
EXCLUDE | MT | Thompson Falls | 2195 | TF6 | WAT | HY | 5 |  | IPP Non-CHP | N | Non Combustion (NUC, WAT, WND, GEO, or SUN)
EXCLUDE | MT | Thompson Falls | 2195 | TF7 | WAT | HY | 57.1 |  | IPP Non-CHP | N | Non Combustion (NUC, WAT, WND, GEO, or SUN)
EXCLUDE | WA | Roza | 6407 | 1 | WAT | HY | 12.9 |  | Electric Utility | N | Non Combustion (NUC, WAT, WND, GEO, or SUN)
EXCLUDE | CA | Salton Sea Power Gen Co - Unit 4 | 54996 | 4100 | GEO | ST | 51 |  | IPP Non-CHP | N | Non Combustion (NUC, WAT, WND, GEO, or SUN)
EXCLUDE | WA | Upper Falls | 9096 | 1 | WAT | HY | 10 |  | Electric Utility | N | Non Combustion (NUC, WAT, WND, GEO, or SUN)
EXCLUDE | MN | Prairie Island | 1925 | 1 | NUC | ST | 593.1 |  | Electric Utility | N | Non Combustion (NUC, WAT, WND, GEO, or SUN)
EXCLUDE | MN | Prairie Island | 1925 | 2 | NUC | ST | 593.1 |  | Electric Utility | N | Non Combustion (NUC, WAT, WND, GEO, or SUN)
EXCLUDE | NH | Berlin Gorham | 54639 | CAS1 | WAT | HY | 2.4 |  | IPP Non-CHP | N | Non Combustion (NUC, WAT, WND, GEO, or SUN)
EXCLUDE | NH | Berlin Gorham | 54639 | CAS2 | WAT | HY | 2.4 |  | IPP Non-CHP | N | Non Combustion (NUC, WAT, WND, GEO, or SUN)
EXCLUDE | NH | Berlin Gorham | 54639 | CAS3 | WAT | HY | 3.1 |  | IPP Non-CHP | N | Non Combustion (NUC, WAT, WND, GEO, or SUN)
EXCLUDE | NH | Berlin Gorham | 54639 | GOR1 | WAT | HY | 1.2 |  | IPP Non-CHP | N | Non Combustion (NUC, WAT, WND, GEO, or SUN)
EXCLUDE | NH | Berlin Gorham | 54639 | GOR2 | WAT | HY | 1.2 |  | IPP Non-CHP | N | Non Combustion (NUC, WAT, WND, GEO, or SUN)
EXCLUDE | NH | Berlin Gorham | 54639 | GOR3 | WAT | HY | 1.2 |  | IPP Non-CHP | N | Non Combustion (NUC, WAT, WND, GEO, or SUN)
EXCLUDE | NH | Berlin Gorham | 54639 | GOR4 | WAT | HY | 1.2 |  | IPP Non-CHP | N | Non Combustion (NUC, WAT, WND, GEO, or SUN)
EXCLUDE | NH | Berlin Gorham | 54639 | RS1 | WAT | HY | 3.8 |  | IPP Non-CHP | N | Non Combustion (NUC, WAT, WND, GEO, or SUN)
EXCLUDE | NH | Berlin Gorham | 54639 | RS3 | WAT | HY | 4.1 |  | IPP Non-CHP | N | Non Combustion (NUC, WAT, WND, GEO, or SUN)
EXCLUDE | NH | Berlin Gorham | 54639 | SH2 | WAT | HY | 0.9 |  | IPP Non-CHP | N | Non Combustion (NUC, WAT, WND, GEO, or SUN)
EXCLUDE | NH | Berlin Gorham | 54639 | SHL1 | WAT | HY | 0.9 |  | IPP Non-CHP | N | Non Combustion (NUC, WAT, WND, GEO, or SUN)
EXCLUDE | NH | Berlin Gorham | 54639 | SHL3 | WAT | HY | 1.8 |  | IPP Non-CHP | N | Non Combustion (NUC, WAT, WND, GEO, or SUN)
EXCLUDE | NH | Berlin Gorham | 54639 | SM1 | WAT | HY | 0.8 |  | IPP Non-CHP | N | Non Combustion (NUC, WAT, WND, GEO, or SUN)
EXCLUDE | NH | Berlin Gorham | 54639 | SM2 | WAT | HY | 0.8 |  | IPP Non-CHP | N | Non Combustion (NUC, WAT, WND, GEO, or SUN)
EXCLUDE | NH | Berlin Gorham | 54639 | SM3 | WAT | HY | 0.7 |  | IPP Non-CHP | N | Non Combustion (NUC, WAT, WND, GEO, or SUN)
EXCLUDE | NH | Berlin Gorham | 54639 | SM4 | WAT | HY | 0.8 |  | IPP Non-CHP | N | Non Combustion (NUC, WAT, WND, GEO, or SUN)
EXCLUDE | NH | Berlin Gorham | 54639 | XP1 | WAT | HY | 0.6 |  | IPP Non-CHP | N | Non Combustion (NUC, WAT, WND, GEO, or SUN)
EXCLUDE | NH | Berlin Gorham | 54639 | XP2 | WAT | HY | 0.6 |  | IPP Non-CHP | N | Non Combustion (NUC, WAT, WND, GEO, or SUN)
EXCLUDE | NH | Berlin Gorham | 54639 | XP3 | WAT | HY | 0.6 |  | IPP Non-CHP | N | Non Combustion (NUC, WAT, WND, GEO, or SUN)
EXCLUDE | NH | Berlin Gorham | 54639 | XP4 | WAT | HY | 0.5 |  | IPP Non-CHP | N | Non Combustion (NUC, WAT, WND, GEO, or SUN)
EXCLUDE | NH | Berlin Gorham | 54639 | XP5 | WAT | HY | 0.7 |  | IPP Non-CHP | N | Non Combustion (NUC, WAT, WND, GEO, or SUN)
EXCLUDE | WI | Park Mill | 50408 | 1 | WAT | HY | 0.4 |  | Industrial Non-CHP | N | Non Combustion (NUC, WAT, WND, GEO, or SUN)
EXCLUDE | WI | Park Mill | 50408 | 10 | WAT | HY | 0.3 |  | Industrial Non-CHP | N | Non Combustion (NUC, WAT, WND, GEO, or SUN)
EXCLUDE | WI | Park Mill | 50408 | 2 | WAT | HY | 0.2 |  | Industrial Non-CHP | N | Non Combustion (NUC, WAT, WND, GEO, or SUN)
EXCLUDE | WI | Park Mill | 50408 | 3 | WAT | HY | 0.4 |  | Industrial Non-CHP | N | Non Combustion (NUC, WAT, WND, GEO, or SUN)
EXCLUDE | WI | Park Mill | 50408 | 6 | WAT | HY | 0.4 |  | Industrial Non-CHP | N | Non Combustion (NUC, WAT, WND, GEO, or SUN)
EXCLUDE | WI | Park Mill | 50408 | 7 | WAT | HY | 0.4 |  | Industrial Non-CHP | N | Non Combustion (NUC, WAT, WND, GEO, or SUN)
EXCLUDE | CA | Temescal | 479 | 1 | WAT | HY | 2.9 |  | Electric Utility | N | Non Combustion (NUC, WAT, WND, GEO, or SUN)
EXCLUDE | ID | Birch Creek Power | 10140 | GEN1 | WAT | HY | 2.6 |  | IPP Non-CHP | N | Non Combustion (NUC, WAT, WND, GEO, or SUN)
EXCLUDE | AK | Lake Dorothy Hydroelectric Project | 57085 | 1 | WAT | HY | 14.3 |  | Electric Utility | N | Non Combustion (NUC, WAT, WND, GEO, or SUN)
EXCLUDE | OR | Dalles Dam North Fishway Project | 7431 | 1 | WAT | HY | 6.5 |  | Electric Utility | N | Non Combustion (NUC, WAT, WND, GEO, or SUN)
EXCLUDE | NY | Trenton Falls | 2619 | 5 | WAT | HY | 6.8 |  | IPP Non-CHP | N | Non Combustion (NUC, WAT, WND, GEO, or SUN)
EXCLUDE | NY | Trenton Falls | 2619 | 6 | WAT | HY | 6.4 |  | IPP Non-CHP | N | Non Combustion (NUC, WAT, WND, GEO, or SUN)
EXCLUDE | NY | Trenton Falls | 2619 | 7 | WAT | HY | 8.7 |  | IPP Non-CHP | N | Non Combustion (NUC, WAT, WND, GEO, or SUN)
EXCLUDE | MT | OREG 1 Inc | 56833 | CS10 | WH | OT | 7.5 |  | IPP Non-CHP | N | Non Fossil fuel type
EXCLUDE | MT | OREG 1 Inc | 56833 | CS11 | WH | OT | 7.5 |  | IPP Non-CHP | N | Non Fossil fuel type
EXCLUDE | MT | OREG 1 Inc | 56833 | CS7 | WH | OT | 7.5 |  | IPP Non-CHP | N | Non Fossil fuel type
EXCLUDE | MT | OREG 1 Inc | 56833 | CS9 | WH | OT | 7.5 |  | IPP Non-CHP | N | Non Fossil fuel type
EXCLUDE | OR | McNary | 3084 | 1 | WAT | HY | 70 |  | Electric Utility | N | Non Combustion (NUC, WAT, WND, GEO, or SUN)
EXCLUDE | OR | McNary | 3084 | 10 | WAT | HY | 70 |  | Electric Utility | N | Non Combustion (NUC, WAT, WND, GEO, or SUN)
EXCLUDE | OR | McNary | 3084 | 11 | WAT | HY | 70 |  | Electric Utility | N | Non Combustion (NUC, WAT, WND, GEO, or SUN)
EXCLUDE | OR | McNary | 3084 | 12 | WAT | HY | 70 |  | Electric Utility | N | Non Combustion (NUC, WAT, WND, GEO, or SUN)
EXCLUDE | OR | McNary | 3084 | 13 | WAT | HY | 70 |  | Electric Utility | N | Non Combustion (NUC, WAT, WND, GEO, or SUN)
EXCLUDE | OR | McNary | 3084 | 14 | WAT | HY | 80.5 |  | Electric Utility | N | Non Combustion (NUC, WAT, WND, GEO, or SUN)
EXCLUDE | OR | McNary | 3084 | 2 | WAT | HY | 70 |  | Electric Utility | N | Non Combustion (NUC, WAT, WND, GEO, or SUN)
EXCLUDE | OR | McNary | 3084 | 3 | WAT | HY | 70 |  | Electric Utility | N | Non Combustion (NUC, WAT, WND, GEO, or SUN)
EXCLUDE | OR | McNary | 3084 | 4 | WAT | HY | 70 |  | Electric Utility | N | Non Combustion (NUC, WAT, WND, GEO, or SUN)
EXCLUDE | OR | McNary | 3084 | 5 | WAT | HY | 70 |  | Electric Utility | N | Non Combustion (NUC, WAT, WND, GEO, or SUN)
EXCLUDE | OR | McNary | 3084 | 6 | WAT | HY | 70 |  | Electric Utility | N | Non Combustion (NUC, WAT, WND, GEO, or SUN)
EXCLUDE | OR | McNary | 3084 | 7 | WAT | HY | 70 |  | Electric Utility | N | Non Combustion (NUC, WAT, WND, GEO, or SUN)
EXCLUDE | OR | McNary | 3084 | 8 | WAT | HY | 70 |  | Electric Utility | N | Non Combustion (NUC, WAT, WND, GEO, or SUN)
EXCLUDE | OR | McNary | 3084 | 9 | WAT | HY | 70 |  | Electric Utility | N | Non Combustion (NUC, WAT, WND, GEO, or SUN)
EXCLUDE | CA | Coso Power Developers | 10874 | GEN4 | GEO | ST | 30 |  | IPP Non-CHP | N | Non Combustion (NUC, WAT, WND, GEO, or SUN)
EXCLUDE | CA | Coso Power Developers | 10874 | GEN5 | GEO | ST | 30 |  | IPP Non-CHP | N | Non Combustion (NUC, WAT, WND, GEO, or SUN)
EXCLUDE | CA | Coso Power Developers | 10874 | GEN6 | GEO | ST | 30 |  | IPP Non-CHP | N | Non Combustion (NUC, WAT, WND, GEO, or SUN)
EXCLUDE | WI | Little Chute | 4119 | 1 | WAT | HY | 1.1 |  | Electric Utility | N | Non Combustion (NUC, WAT, WND, GEO, or SUN)
EXCLUDE | WI | Little Chute | 4119 | 2 | WAT | HY | 1.1 |  | Electric Utility | N | Non Combustion (NUC, WAT, WND, GEO, or SUN)
EXCLUDE | WI | Little Chute | 4119 | 3 | WAT | HY | 1.1 |  | Electric Utility | N | Non Combustion (NUC, WAT, WND, GEO, or SUN)
EXCLUDE | WI | Kaukauna City Hydro | 7822 | 1 | WAT | HY | 2.4 |  | Electric Utility | N | Non Combustion (NUC, WAT, WND, GEO, or SUN)
EXCLUDE | WI | Kaukauna City Hydro | 7822 | 2 | WAT | HY | 2.4 |  | Electric Utility | N | Non Combustion (NUC, WAT, WND, GEO, or SUN)
EXCLUDE | UT | Deer Creek | 6404 | 1 | WAT | HY | 2.4 |  | Electric Utility | N | Non Combustion (NUC, WAT, WND, GEO, or SUN)
EXCLUDE | UT | Deer Creek | 6404 | 2 | WAT | HY | 2.4 |  | Electric Utility | N | Non Combustion (NUC, WAT, WND, GEO, or SUN)
EXCLUDE | AK | Terror Lake | 71 | 1 | WAT | HY | 11.2 |  | Electric Utility | N | Non Combustion (NUC, WAT, WND, GEO, or SUN)
EXCLUDE | AK | Terror Lake | 71 | 2 | WAT | HY | 11.2 |  | Electric Utility | N | Non Combustion (NUC, WAT, WND, GEO, or SUN)
EXCLUDE | ME | Shawmut | 1504 | SH1 | WAT | HY | 0.7 |  | IPP Non-CHP | N | Non Combustion (NUC, WAT, WND, GEO, or SUN)
EXCLUDE | ME | Shawmut | 1504 | SH2 | WAT | HY | 0.7 |  | IPP Non-CHP | N | Non Combustion (NUC, WAT, WND, GEO, or SUN)
EXCLUDE | ME | Shawmut | 1504 | SH3 | WAT | HY | 0.7 |  | IPP Non-CHP | N | Non Combustion (NUC, WAT, WND, GEO, or SUN)
EXCLUDE | ME | Shawmut | 1504 | SH4 | WAT | HY | 0.7 |  | IPP Non-CHP | N | Non Combustion (NUC, WAT, WND, GEO, or SUN)
EXCLUDE | ME | Shawmut | 1504 | SH5 | WAT | HY | 0.7 |  | IPP Non-CHP | N | Non Combustion (NUC, WAT, WND, GEO, or SUN)
EXCLUDE | ME | Shawmut | 1504 | SH6 | WAT | HY | 0.9 |  | IPP Non-CHP | N | Non Combustion (NUC, WAT, WND, GEO, or SUN)
EXCLUDE | ME | Shawmut | 1504 | SH7 | WAT | HY | 2.2 |  | IPP Non-CHP | N | Non Combustion (NUC, WAT, WND, GEO, or SUN)
EXCLUDE | ME | Shawmut | 1504 | SH8 | WAT | HY | 2.2 |  | IPP Non-CHP | N | Non Combustion (NUC, WAT, WND, GEO, or SUN)
EXCLUDE | CA | West Ford Flat Power Plant | 10199 | WFF1 | GEO | ST | 19 |  | IPP Non-CHP | N | Non Combustion (NUC, WAT, WND, GEO, or SUN)
EXCLUDE | CA | West Ford Flat Power Plant | 10199 | WFF2 | GEO | ST | 19 |  | IPP Non-CHP | N | Non Combustion (NUC, WAT, WND, GEO, or SUN)
EXCLUDE | CA | Wilmington Hydrogen Plant | 55557 | T101 | WH | ST | 31.9 |  | Industrial CHP | Y | Non Fossil fuel type
EXCLUDE | ME | Deer Rips | 1488 | DR1 | WAT | HY | 0.6 |  | IPP Non-CHP | N | Non Combustion (NUC, WAT, WND, GEO, or SUN)
EXCLUDE | ME | Deer Rips | 1488 | DR2 | WAT | HY | 0.6 |  | IPP Non-CHP | N | Non Combustion (NUC, WAT, WND, GEO, or SUN)
EXCLUDE | ME | Deer Rips | 1488 | DR3 | WAT | HY | 0.9 |  | IPP Non-CHP | N | Non Combustion (NUC, WAT, WND, GEO, or SUN)
EXCLUDE | ME | Deer Rips | 1488 | DR4 | WAT | HY | 0.8 |  | IPP Non-CHP | N | Non Combustion (NUC, WAT, WND, GEO, or SUN)
EXCLUDE | ME | Deer Rips | 1488 | DR5 | WAT | HY | 0.8 |  | IPP Non-CHP | N | Non Combustion (NUC, WAT, WND, GEO, or SUN)
EXCLUDE | ME | Deer Rips | 1488 | DR6 | WAT | HY | 1.8 |  | IPP Non-CHP | N | Non Combustion (NUC, WAT, WND, GEO, or SUN)
EXCLUDE | ME | Deer Rips | 1488 | DR7 | WAT | HY | 1 |  | IPP Non-CHP | N | Non Combustion (NUC, WAT, WND, GEO, or SUN)
EXCLUDE | NH | Pontook Hydro Facility | 50741 | GEN1 | WAT | HY | 3.5 |  | IPP Non-CHP | N | Non Combustion (NUC, WAT, WND, GEO, or SUN)
EXCLUDE | NH | Pontook Hydro Facility | 50741 | GEN2 | WAT | HY | 3.5 |  | IPP Non-CHP | N | Non Combustion (NUC, WAT, WND, GEO, or SUN)
EXCLUDE | NH | Pontook Hydro Facility | 50741 | GEN3 | WAT | HY | 3.5 |  | IPP Non-CHP | N | Non Combustion (NUC, WAT, WND, GEO, or SUN)
EXCLUDE | AL | Guntersville | 48 | 1 | WAT | HY | 28.8 |  | Electric Utility | N | Non Combustion (NUC, WAT, WND, GEO, or SUN)
EXCLUDE | AL | Guntersville | 48 | 2 | WAT | HY | 28.8 |  | Electric Utility | N | Non Combustion (NUC, WAT, WND, GEO, or SUN)
EXCLUDE | AL | Guntersville | 48 | 3 | WAT | HY | 28.8 |  | Electric Utility | N | Non Combustion (NUC, WAT, WND, GEO, or SUN)
EXCLUDE | AL | Guntersville | 48 | 4 | WAT | HY | 28.8 |  | Electric Utility | N | Non Combustion (NUC, WAT, WND, GEO, or SUN)
EXCLUDE | WI | Combined Locks | 4201 | HC1 | WAT | HY | 3.1 |  | Electric Utility | N | Non Combustion (NUC, WAT, WND, GEO, or SUN)
EXCLUDE | WI | Combined Locks | 4201 | HC2 | WAT | HY | 3.1 |  | Electric Utility | N | Non Combustion (NUC, WAT, WND, GEO, or SUN)
EXCLUDE | CA | Thermalito | 438 | 1 | WAT | HY | 32.6 |  | Electric Utility | N | Non Combustion (NUC, WAT, WND, GEO, or SUN)
EXCLUDE | CA | Salton Sea Power Gen Co - Unit 2 | 10879 | GEN1 | GEO | ST | 11.5 |  | IPP Non-CHP | N | Non Combustion (NUC, WAT, WND, GEO, or SUN)
EXCLUDE | CA | Salton Sea Power Gen Co - Unit 2 | 10879 | GEN2 | GEO | ST | 5 |  | IPP Non-CHP | N | Non Combustion (NUC, WAT, WND, GEO, or SUN)
EXCLUDE | CA | Salton Sea Power Gen Co - Unit 2 | 10879 | GEN3 | GEO | ST | 3.5 |  | IPP Non-CHP | N | Non Combustion (NUC, WAT, WND, GEO, or SUN)
EXCLUDE | OR | Oxbow | 3014 | 1 | WAT | HY | 47.5 |  | Electric Utility | N | Non Combustion (NUC, WAT, WND, GEO, or SUN)
EXCLUDE | OR | Oxbow | 3014 | 2 | WAT | HY | 47.5 |  | Electric Utility | N | Non Combustion (NUC, WAT, WND, GEO, or SUN)
EXCLUDE | OR | Oxbow | 3014 | 3 | WAT | HY | 47.5 |  | Electric Utility | N | Non Combustion (NUC, WAT, WND, GEO, or SUN)
EXCLUDE | OR | Oxbow | 3014 | 4 | WAT | HY | 47.5 |  | Electric Utility | N | Non Combustion (NUC, WAT, WND, GEO, or SUN)
EXCLUDE | AK | Ketchikan | 84 | 3 | WAT | HY | 1.4 |  | Electric Utility | N | Non Combustion (NUC, WAT, WND, GEO, or SUN)
EXCLUDE | AK | Ketchikan | 84 | 4 | WAT | HY | 1.4 |  | Electric Utility | N | Non Combustion (NUC, WAT, WND, GEO, or SUN)
EXCLUDE | AK | Ketchikan | 84 | 5 | WAT | HY | 1.4 |  | Electric Utility | N | Non Combustion (NUC, WAT, WND, GEO, or SUN)
EXCLUDE | ID | Upper Salmon A | 822 | 1 | WAT | HY | 9 |  | Electric Utility | N | Non Combustion (NUC, WAT, WND, GEO, or SUN)
EXCLUDE | ID | Upper Salmon A | 822 | 2 | WAT | HY | 9 |  | Electric Utility | N | Non Combustion (NUC, WAT, WND, GEO, or SUN)
EXCLUDE | IN | Markland | 1005 | 1 | WAT | HY | 21.6 |  | Electric Utility | N | Non Combustion (NUC, WAT, WND, GEO, or SUN)
EXCLUDE | IN | Markland | 1005 | 2 | WAT | HY | 21.6 |  | Electric Utility | N | Non Combustion (NUC, WAT, WND, GEO, or SUN)
EXCLUDE | IN | Markland | 1005 | 3 | WAT | HY | 21.6 |  | Electric Utility | N | Non Combustion (NUC, WAT, WND, GEO, or SUN)
EXCLUDE | ID | Post Falls | 835 | 1 | WAT | HY | 2.2 |  | Electric Utility | N | Non Combustion (NUC, WAT, WND, GEO, or SUN)
EXCLUDE | ID | Post Falls | 835 | 2 | WAT | HY | 2.2 |  | Electric Utility | N | Non Combustion (NUC, WAT, WND, GEO, or SUN)
EXCLUDE | ID | Post Falls | 835 | 3 | WAT | HY | 2.2 |  | Electric Utility | N | Non Combustion (NUC, WAT, WND, GEO, or SUN)
EXCLUDE | ID | Post Falls | 835 | 4 | WAT | HY | 2.2 |  | Electric Utility | N | Non Combustion (NUC, WAT, WND, GEO, or SUN)
EXCLUDE | ID | Post Falls | 835 | 5 | WAT | HY | 2.2 |  | Electric Utility | N | Non Combustion (NUC, WAT, WND, GEO, or SUN)
EXCLUDE | ID | Post Falls | 835 | 6 | WAT | HY | 3.5 |  | Electric Utility | N | Non Combustion (NUC, WAT, WND, GEO, or SUN)
EXCLUDE | MI | Superior Falls | 1757 | 1 | WAT | HY | 0.7 |  | Electric Utility | N | Non Combustion (NUC, WAT, WND, GEO, or SUN)
EXCLUDE | MI | Superior Falls | 1757 | 2 | WAT | HY | 0.7 |  | Electric Utility | N | Non Combustion (NUC, WAT, WND, GEO, or SUN)
EXCLUDE | ME | Otis Hydro | 50080 | GEN1 | WAT | HY | 5.1 |  | Industrial Non-CHP | N | Non Combustion (NUC, WAT, WND, GEO, or SUN)
EXCLUDE | ME | Otis Hydro | 50080 | GEN2 | WAT | HY | 5.1 |  | Industrial Non-CHP | N | Non Combustion (NUC, WAT, WND, GEO, or SUN)
EXCLUDE | ME | Hydro Kennebec Project | 54148 | GEN1 | WAT | HY | 7.7 |  | IPP Non-CHP | N | Non Combustion (NUC, WAT, WND, GEO, or SUN)
EXCLUDE | ME | Hydro Kennebec Project | 54148 | GEN2 | WAT | HY | 7.7 |  | IPP Non-CHP | N | Non Combustion (NUC, WAT, WND, GEO, or SUN)
EXCLUDE | CA | Corona | 480 | 1 | WAT | HY | 2.9 |  | Electric Utility | N | Non Combustion (NUC, WAT, WND, GEO, or SUN)
EXCLUDE | PA | Allegheny Hydro No 8 | 50897 | GEN1 | WAT | HY | 6.8 |  | IPP Non-CHP | N | Non Combustion (NUC, WAT, WND, GEO, or SUN)
EXCLUDE | PA | Allegheny Hydro No 8 | 50897 | GEN2 | WAT | HY | 6.8 |  | IPP Non-CHP | N | Non Combustion (NUC, WAT, WND, GEO, or SUN)
EXCLUDE | CA | Coso Finance Partners | 10873 | GEN1 | GEO | ST | 32.2 |  | IPP Non-CHP | N | Non Combustion (NUC, WAT, WND, GEO, or SUN)
EXCLUDE | CA | Coso Finance Partners | 10873 | GEN2 | GEO | ST | 30 |  | IPP Non-CHP | N | Non Combustion (NUC, WAT, WND, GEO, or SUN)
EXCLUDE | CA | Coso Finance Partners | 10873 | GEN3 | GEO | ST | 30 |  | IPP Non-CHP | N | Non Combustion (NUC, WAT, WND, GEO, or SUN)
EXCLUDE | CA | Drop 4 | 387 | 1 | WAT | HY | 10 |  | Electric Utility | N | Non Combustion (NUC, WAT, WND, GEO, or SUN)
EXCLUDE | CA | Drop 4 | 387 | 2 | WAT | HY | 9.6 |  | Electric Utility | N | Non Combustion (NUC, WAT, WND, GEO, or SUN)
EXCLUDE | WV | London | 6560 | 1 | WAT | HY | 4.4 |  | Electric Utility | N | Non Combustion (NUC, WAT, WND, GEO, or SUN)
EXCLUDE | WV | London | 6560 | 2 | WAT | HY | 4.8 |  | Electric Utility | N | Non Combustion (NUC, WAT, WND, GEO, or SUN)
EXCLUDE | WV | London | 6560 | 3 | WAT | HY | 4.8 |  | Electric Utility | N | Non Combustion (NUC, WAT, WND, GEO, or SUN)
EXCLUDE | NY | Allens Falls | 2540 | 1 | WAT | HY | 4 |  | IPP Non-CHP | N | Non Combustion (NUC, WAT, WND, GEO, or SUN)
EXCLUDE | ID | C J Strike | 812 | 1 | WAT | HY | 27.6 |  | Electric Utility | N | Non Combustion (NUC, WAT, WND, GEO, or SUN)
EXCLUDE | ID | C J Strike | 812 | 2 | WAT | HY | 27.6 |  | Electric Utility | N | Non Combustion (NUC, WAT, WND, GEO, or SUN)
EXCLUDE | ID | C J Strike | 812 | 3 | WAT | HY | 27.6 |  | Electric Utility | N | Non Combustion (NUC, WAT, WND, GEO, or SUN)
EXCLUDE | CA | Iron Gate | 297 | 1 | WAT | HY | 18 |  | Electric Utility | N | Non Combustion (NUC, WAT, WND, GEO, or SUN)
EXCLUDE | MN | Shane's Wind Machine | 56577 | 1 | WND | WT | 1.3 |  | IPP Non-CHP | N | Non Combustion (NUC, WAT, WND, GEO, or SUN)
EXCLUDE | NY | Sugar Island | 2616 | 1 | WAT | HY | 2 |  | IPP Non-CHP | N | Non Combustion (NUC, WAT, WND, GEO, or SUN)
EXCLUDE | NY | Sugar Island | 2616 | 2 | WAT | HY | 2 |  | IPP Non-CHP | N | Non Combustion (NUC, WAT, WND, GEO, or SUN)
EXCLUDE | ME | Domtar - Woodland Mill | 10613 | HG1 | WAT | HY | 3 |  | Industrial CHP | N | Non Combustion (NUC, WAT, WND, GEO, or SUN)
EXCLUDE | ME | Domtar - Woodland Mill | 10613 | HG10 | WAT | HY | 1.2 |  | Industrial CHP | N | Non Combustion (NUC, WAT, WND, GEO, or SUN)
EXCLUDE | ME | Domtar - Woodland Mill | 10613 | HG2 | WAT | HY | 3 |  | Industrial CHP | N | Non Combustion (NUC, WAT, WND, GEO, or SUN)
EXCLUDE | ME | Domtar - Woodland Mill | 10613 | HG3 | WAT | HY | 3.3 |  | Industrial CHP | N | Non Combustion (NUC, WAT, WND, GEO, or SUN)
EXCLUDE | ME | Domtar - Woodland Mill | 10613 | HG4 | WAT | HY | 0.8 |  | Industrial CHP | N | Non Combustion (NUC, WAT, WND, GEO, or SUN)
EXCLUDE | ME | Domtar - Woodland Mill | 10613 | HG5 | WAT | HY | 0.8 |  | Industrial CHP | N | Non Combustion (NUC, WAT, WND, GEO, or SUN)
EXCLUDE | ME | Domtar - Woodland Mill | 10613 | HG6 | WAT | HY | 0.8 |  | Industrial CHP | N | Non Combustion (NUC, WAT, WND, GEO, or SUN)
EXCLUDE | ME | Domtar - Woodland Mill | 10613 | HG7 | WAT | HY | 1.6 |  | Industrial CHP | N | Non Combustion (NUC, WAT, WND, GEO, or SUN)
EXCLUDE | ME | Domtar - Woodland Mill | 10613 | HG8 | WAT | HY | 2 |  | Industrial CHP | N | Non Combustion (NUC, WAT, WND, GEO, or SUN)
EXCLUDE | ME | Domtar - Woodland Mill | 10613 | HG9 | WAT | HY | 2 |  | Industrial CHP | N | Non Combustion (NUC, WAT, WND, GEO, or SUN)
EXCLUDE | WA | Mayfield | 3917 | 41 | WAT | HY | 40.5 |  | Electric Utility | N | Non Combustion (NUC, WAT, WND, GEO, or SUN)
EXCLUDE | WA | Mayfield | 3917 | 42 | WAT | HY | 40.5 |  | Electric Utility | N | Non Combustion (NUC, WAT, WND, GEO, or SUN)
EXCLUDE | WA | Mayfield | 3917 | 43 | WAT | HY | 40.5 |  | Electric Utility | N | Non Combustion (NUC, WAT, WND, GEO, or SUN)
EXCLUDE | WA | Mayfield | 3917 | 44 | WAT | HY | 40.5 |  | Electric Utility | N | Non Combustion (NUC, WAT, WND, GEO, or SUN)
EXCLUDE | PA | Allegheny Hydro No 9 | 50898 | GEN1 | WAT | HY | 8.9 |  | IPP Non-CHP | N | Non Combustion (NUC, WAT, WND, GEO, or SUN)
EXCLUDE | PA | Allegheny Hydro No 9 | 50898 | GEN2 | WAT | HY | 8.9 |  | IPP Non-CHP | N | Non Combustion (NUC, WAT, WND, GEO, or SUN)
EXCLUDE | NE | Gavins Point | 6624 | 1 | WAT | HY | 44.1 |  | Electric Utility | N | Non Combustion (NUC, WAT, WND, GEO, or SUN)
EXCLUDE | NE | Gavins Point | 6624 | 2 | WAT | HY | 44.1 |  | Electric Utility | N | Non Combustion (NUC, WAT, WND, GEO, or SUN)
EXCLUDE | NE | Gavins Point | 6624 | 3 | WAT | HY | 44.1 |  | Electric Utility | N | Non Combustion (NUC, WAT, WND, GEO, or SUN)
EXCLUDE | CA | Salton Sea Power Gen Co Unit 1 | 10878 | EE11 | GEO | ST | 10 |  | IPP Non-CHP | N | Non Combustion (NUC, WAT, WND, GEO, or SUN)
EXCLUDE | VT | Bellows Falls | 3745 | GEN1 | WAT | HY | 13.6 |  | IPP Non-CHP | N | Non Combustion (NUC, WAT, WND, GEO, or SUN)
EXCLUDE | VT | Bellows Falls | 3745 | GEN2 | WAT | HY | 13.6 |  | IPP Non-CHP | N | Non Combustion (NUC, WAT, WND, GEO, or SUN)
EXCLUDE | VT | Bellows Falls | 3745 | GEN3 | WAT | HY | 13.6 |  | IPP Non-CHP | N | Non Combustion (NUC, WAT, WND, GEO, or SUN)
EXCLUDE | NH | Errol Hydroelectric Project | 10570 | 1 | WAT | HY | 3 |  | IPP Non-CHP | N | Non Combustion (NUC, WAT, WND, GEO, or SUN)
EXCLUDE | CA | Del Ranch Company | 10632 | GEN1 | GEO | ST | 49 |  | IPP Non-CHP | N | Non Combustion (NUC, WAT, WND, GEO, or SUN)
EXCLUDE | UT | Boulder | 3699 | 1 | WAT | HY | 1.4 |  | Electric Utility | N | Non Combustion (NUC, WAT, WND, GEO, or SUN)
EXCLUDE | UT | Boulder | 3699 | 2 | WAT | HY | 1.4 |  | Electric Utility | N | Non Combustion (NUC, WAT, WND, GEO, or SUN)
EXCLUDE | UT | Boulder | 3699 | 3 | WAT | HY | 1.4 |  | Electric Utility | N | Non Combustion (NUC, WAT, WND, GEO, or SUN)
EXCLUDE | MT | Broadwater Power Project | 54006 | GEN1 | WAT | HY | 9.7 |  | IPP Non-CHP | N | Non Combustion (NUC, WAT, WND, GEO, or SUN)
EXCLUDE | NY | Robert Moses Niagara | 2693 | 1 | WAT | HY | 193.5 |  | Electric Utility | N | Non Combustion (NUC, WAT, WND, GEO, or SUN)
EXCLUDE | NY | Robert Moses Niagara | 2693 | 10 | WAT | HY | 193.5 |  | Electric Utility | N | Non Combustion (NUC, WAT, WND, GEO, or SUN)
EXCLUDE | NY | Robert Moses Niagara | 2693 | 11 | WAT | HY | 193.5 |  | Electric Utility | N | Non Combustion (NUC, WAT, WND, GEO, or SUN)
EXCLUDE | NY | Robert Moses Niagara | 2693 | 12 | WAT | HY | 193.5 |  | Electric Utility | N | Non Combustion (NUC, WAT, WND, GEO, or SUN)
EXCLUDE | NY | Robert Moses Niagara | 2693 | 13 | WAT | HY | 193.5 |  | Electric Utility | N | Non Combustion (NUC, WAT, WND, GEO, or SUN)
EXCLUDE | NY | Robert Moses Niagara | 2693 | 2 | WAT | HY | 193.5 |  | Electric Utility | N | Non Combustion (NUC, WAT, WND, GEO, or SUN)
EXCLUDE | NY | Robert Moses Niagara | 2693 | 3 | WAT | HY | 193.5 |  | Electric Utility | N | Non Combustion (NUC, WAT, WND, GEO, or SUN)
EXCLUDE | NY | Robert Moses Niagara | 2693 | 4 | WAT | HY | 193.5 |  | Electric Utility | N | Non Combustion (NUC, WAT, WND, GEO, or SUN)
EXCLUDE | NY | Robert Moses Niagara | 2693 | 5 | WAT | HY | 193.5 |  | Electric Utility | N | Non Combustion (NUC, WAT, WND, GEO, or SUN)
EXCLUDE | NY | Robert Moses Niagara | 2693 | 6 | WAT | HY | 193.5 |  | Electric Utility | N | Non Combustion (NUC, WAT, WND, GEO, or SUN)
EXCLUDE | NY | Robert Moses Niagara | 2693 | 7 | WAT | HY | 193.5 |  | Electric Utility | N | Non Combustion (NUC, WAT, WND, GEO, or SUN)
EXCLUDE | NY | Robert Moses Niagara | 2693 | 8 | WAT | HY | 150.3 |  | Electric Utility | N | Non Combustion (NUC, WAT, WND, GEO, or SUN)
EXCLUDE | NY | Robert Moses Niagara | 2693 | 9 | WAT | HY | 150.3 |  | Electric Utility | N | Non Combustion (NUC, WAT, WND, GEO, or SUN)
EXCLUDE | WI | Trego | 4012 | 1 | WAT | HY | 0.7 |  | Electric Utility | N | Non Combustion (NUC, WAT, WND, GEO, or SUN)
EXCLUDE | WI | Trego | 4012 | 2 | WAT | HY | 0.5 |  | Electric Utility | N | Non Combustion (NUC, WAT, WND, GEO, or SUN)
EXCLUDE | WI | Rapide Croche | 4122 | 1 | WAT | HY | 0.6 |  | Electric Utility | N | Non Combustion (NUC, WAT, WND, GEO, or SUN)
EXCLUDE | WI | Rapide Croche | 4122 | 2 | WAT | HY | 0.6 |  | Electric Utility | N | Non Combustion (NUC, WAT, WND, GEO, or SUN)
EXCLUDE | WI | Rapide Croche | 4122 | 3 | WAT | HY | 0.6 |  | Electric Utility | N | Non Combustion (NUC, WAT, WND, GEO, or SUN)
EXCLUDE | WI | Rapide Croche | 4122 | 4 | WAT | HY | 0.6 |  | Electric Utility | N | Non Combustion (NUC, WAT, WND, GEO, or SUN)
EXCLUDE | WA | Alder | 3913 | 11 | WAT | HY | 25 |  | Electric Utility | N | Non Combustion (NUC, WAT, WND, GEO, or SUN)
EXCLUDE | WA | Alder | 3913 | 12 | WAT | HY | 25 |  | Electric Utility | N | Non Combustion (NUC, WAT, WND, GEO, or SUN)
EXCLUDE | WV | Marmet | 6561 | 1 | WAT | HY | 4.8 |  | Electric Utility | N | Non Combustion (NUC, WAT, WND, GEO, or SUN)
EXCLUDE | WV | Marmet | 6561 | 2 | WAT | HY | 4.8 |  | Electric Utility | N | Non Combustion (NUC, WAT, WND, GEO, or SUN)
EXCLUDE | WV | Marmet | 6561 | 3 | WAT | HY | 4.8 |  | Electric Utility | N | Non Combustion (NUC, WAT, WND, GEO, or SUN)
EXCLUDE | AK | Annex Creek | 62 | 5 | WAT | HY | 1.8 |  | Electric Utility | N | Non Combustion (NUC, WAT, WND, GEO, or SUN)
EXCLUDE | AK | Annex Creek | 62 | 6 | WAT | HY | 2.2 |  | Electric Utility | N | Non Combustion (NUC, WAT, WND, GEO, or SUN)
EXCLUDE | ME | Pejepscot Hydroelectric Project | 50758 | GEN3 | WAT | HY | 0.5 |  | IPP Non-CHP | N | Non Combustion (NUC, WAT, WND, GEO, or SUN)
EXCLUDE | ME | Pejepscot Hydroelectric Project | 50758 | GEN4 | WAT | HY | 0.5 |  | IPP Non-CHP | N | Non Combustion (NUC, WAT, WND, GEO, or SUN)
EXCLUDE | ME | Pejepscot Hydroelectric Project | 50758 | GEN1 | WAT | HY | 12.3 |  | IPP Non-CHP | N | Non Combustion (NUC, WAT, WND, GEO, or SUN)
EXCLUDE | ME | Pejepscot Hydroelectric Project | 50758 | GEN2 | WAT | HY | 0.4 |  | IPP Non-CHP | N | Non Combustion (NUC, WAT, WND, GEO, or SUN)
EXCLUDE | OR | Dexter | 3078 | 1 | WAT | HY | 15 |  | Electric Utility | N | Non Combustion (NUC, WAT, WND, GEO, or SUN)
EXCLUDE | NH | Ayers Island | 2355 | 1 | WAT | HY | 2.8 |  | Electric Utility | N | Non Combustion (NUC, WAT, WND, GEO, or SUN)
EXCLUDE | NH | Ayers Island | 2355 | 2 | WAT | HY | 2.8 |  | Electric Utility | N | Non Combustion (NUC, WAT, WND, GEO, or SUN)
EXCLUDE | NH | Ayers Island | 2355 | 3 | WAT | HY | 2.8 |  | Electric Utility | N | Non Combustion (NUC, WAT, WND, GEO, or SUN)
EXCLUDE | WA | Chandler | 6406 | 1 | WAT | HY | 6 |  | Electric Utility | N | Non Combustion (NUC, WAT, WND, GEO, or SUN)
EXCLUDE | WA | Chandler | 6406 | 2 | WAT | HY | 6 |  | Electric Utility | N | Non Combustion (NUC, WAT, WND, GEO, or SUN)
EXCLUDE | AK | Chester Lake | 7168 | 1 | WAT | HY | 1 |  | Electric Utility | N | Non Combustion (NUC, WAT, WND, GEO, or SUN)
EXCLUDE | NH | Gorham | 2358 | 1 | WAT | HY | 0.4 |  | Electric Utility | N | Non Combustion (NUC, WAT, WND, GEO, or SUN)
EXCLUDE | NH | Gorham | 2358 | 2 | WAT | HY | 0.4 |  | Electric Utility | N | Non Combustion (NUC, WAT, WND, GEO, or SUN)
EXCLUDE | NH | Gorham | 2358 | 3 | WAT | HY | 0.7 |  | Electric Utility | N | Non Combustion (NUC, WAT, WND, GEO, or SUN)
EXCLUDE | NH | Gorham | 2358 | 4 | WAT | HY | 0.7 |  | Electric Utility | N | Non Combustion (NUC, WAT, WND, GEO, or SUN)
EXCLUDE | MT | Kerr | 2188 | KER1 | WAT | HY | 70.6 |  | IPP Non-CHP | N | Non Combustion (NUC, WAT, WND, GEO, or SUN)
EXCLUDE | MT | Kerr | 2188 | KER2 | WAT | HY | 50.4 |  | IPP Non-CHP | N | Non Combustion (NUC, WAT, WND, GEO, or SUN)
EXCLUDE | MT | Kerr | 2188 | KER3 | WAT | HY | 86.6 |  | IPP Non-CHP | N | Non Combustion (NUC, WAT, WND, GEO, or SUN)
EXCLUDE | CA | Heber Geothermal | 54689 | 1 | GEO | ST | 52 |  | IPP Non-CHP | N | Non Combustion (NUC, WAT, WND, GEO, or SUN)
EXCLUDE | ME | Pumpkin Hill | 50699 | GEN1 | WAT | HY | 1 |  | IPP Non-CHP | N | Non Combustion (NUC, WAT, WND, GEO, or SUN)
EXCLUDE | NY | Gouldtown | 56704 | 3 | WAT | HY | 2 |  | IPP Non-CHP | N | Non Combustion (NUC, WAT, WND, GEO, or SUN)
EXCLUDE | NH | Amoskeag | 2354 | 1 | WAT | HY | 6 |  | Electric Utility | N | Non Combustion (NUC, WAT, WND, GEO, or SUN)
EXCLUDE | NH | Amoskeag | 2354 | 2 | WAT | HY | 5 |  | Electric Utility | N | Non Combustion (NUC, WAT, WND, GEO, or SUN)
EXCLUDE | NH | Amoskeag | 2354 | 3 | WAT | HY | 5 |  | Electric Utility | N | Non Combustion (NUC, WAT, WND, GEO, or SUN)
EXCLUDE | IN | Expander Turbine | 10475 | 16TG | BFG | OT | 20 |  | Industrial Non-CHP | N | Simple Cycle Turbine (PRMVR=GT or OT) unit under 25MW
EXCLUDE | OR | Oak Grove | 6505 | 1 | WAT | HY | 25.5 |  | Electric Utility | N | Non Combustion (NUC, WAT, WND, GEO, or SUN)
EXCLUDE | OR | Oak Grove | 6505 | 2 | WAT | HY | 25.5 |  | Electric Utility | N | Non Combustion (NUC, WAT, WND, GEO, or SUN)
EXCLUDE | NV | Tuscarora Geothermal Power Plant | 57451 | G9200 | GEO | BT | 12 |  | IPP Non-CHP | N | Non Combustion (NUC, WAT, WND, GEO, or SUN)
EXCLUDE | NV | Tuscarora Geothermal Power Plant | 57451 | G9250 | GEO | BT | 12 |  | IPP Non-CHP | N | Non Combustion (NUC, WAT, WND, GEO, or SUN)
EXCLUDE | CA | Bidwell Ditch Project | 10880 | GEN1 | WAT | HY | 1.8 |  | IPP Non-CHP | N | Non Combustion (NUC, WAT, WND, GEO, or SUN)
EXCLUDE | OR | Slide Creek | 3036 | 1 | WAT | HY | 18 |  | Electric Utility | N | Non Combustion (NUC, WAT, WND, GEO, or SUN)
EXCLUDE | OR | Prospect 1 | 3032 | 1 | WAT | HY | 3.8 |  | Electric Utility | N | Non Combustion (NUC, WAT, WND, GEO, or SUN)
EXCLUDE | WA | Rocky Reach | 3883 | C-1 | WAT | HY | 114 |  | Electric Utility | N | Non Combustion (NUC, WAT, WND, GEO, or SUN)
EXCLUDE | WA | Rocky Reach | 3883 | C-10 | WAT | HY | 125.4 |  | Electric Utility | N | Non Combustion (NUC, WAT, WND, GEO, or SUN)
EXCLUDE | WA | Rocky Reach | 3883 | C-11 | WAT | HY | 125.4 |  | Electric Utility | N | Non Combustion (NUC, WAT, WND, GEO, or SUN)
EXCLUDE | WA | Rocky Reach | 3883 | C-2 | WAT | HY | 114 |  | Electric Utility | N | Non Combustion (NUC, WAT, WND, GEO, or SUN)
EXCLUDE | WA | Rocky Reach | 3883 | C-3 | WAT | HY | 114 |  | Electric Utility | N | Non Combustion (NUC, WAT, WND, GEO, or SUN)
EXCLUDE | WA | Rocky Reach | 3883 | C-4 | WAT | HY | 114 |  | Electric Utility | N | Non Combustion (NUC, WAT, WND, GEO, or SUN)
EXCLUDE | WA | Rocky Reach | 3883 | C-5 | WAT | HY | 114 |  | Electric Utility | N | Non Combustion (NUC, WAT, WND, GEO, or SUN)
EXCLUDE | WA | Rocky Reach | 3883 | C-6 | WAT | HY | 114 |  | Electric Utility | N | Non Combustion (NUC, WAT, WND, GEO, or SUN)
EXCLUDE | WA | Rocky Reach | 3883 | C-7 | WAT | HY | 114 |  | Electric Utility | N | Non Combustion (NUC, WAT, WND, GEO, or SUN)
EXCLUDE | WA | Rocky Reach | 3883 | C-8 | WAT | HY | 125.4 |  | Electric Utility | N | Non Combustion (NUC, WAT, WND, GEO, or SUN)
EXCLUDE | WA | Rocky Reach | 3883 | C-9 | WAT | HY | 125.4 |  | Electric Utility | N | Non Combustion (NUC, WAT, WND, GEO, or SUN)
EXCLUDE | WY | Shoshone | 4183 | 1 | WAT | HY | 3 |  | Electric Utility | N | Non Combustion (NUC, WAT, WND, GEO, or SUN)
EXCLUDE | HI | Pakini Nui Wind Farm | 56378 | 1 | WND | WT | 21 |  | IPP Non-CHP | N | Non Combustion (NUC, WAT, WND, GEO, or SUN)
EXCLUDE | NH | Hooksett | 2359 | 1 | WAT | HY | 1.6 |  | Electric Utility | N | Non Combustion (NUC, WAT, WND, GEO, or SUN)
EXCLUDE | OR | Hells Canyon | 3013 | 1 | WAT | HY | 130.5 |  | Electric Utility | N | Non Combustion (NUC, WAT, WND, GEO, or SUN)
EXCLUDE | OR | Hells Canyon | 3013 | 2 | WAT | HY | 130.5 |  | Electric Utility | N | Non Combustion (NUC, WAT, WND, GEO, or SUN)
EXCLUDE | OR | Hells Canyon | 3013 | 3 | WAT | HY | 130.5 |  | Electric Utility | N | Non Combustion (NUC, WAT, WND, GEO, or SUN)
EXCLUDE | MT | Libby | 6172 | 1 | WAT | HY | 105 |  | Electric Utility | N | Non Combustion (NUC, WAT, WND, GEO, or SUN)
EXCLUDE | MT | Libby | 6172 | 2 | WAT | HY | 105 |  | Electric Utility | N | Non Combustion (NUC, WAT, WND, GEO, or SUN)
EXCLUDE | MT | Libby | 6172 | 3 | WAT | HY | 105 |  | Electric Utility | N | Non Combustion (NUC, WAT, WND, GEO, or SUN)
EXCLUDE | MT | Libby | 6172 | 4 | WAT | HY | 105 |  | Electric Utility | N | Non Combustion (NUC, WAT, WND, GEO, or SUN)
EXCLUDE | MT | Libby | 6172 | 5 | WAT | HY | 105 |  | Electric Utility | N | Non Combustion (NUC, WAT, WND, GEO, or SUN)
EXCLUDE | ME | Gardiner | 50688 | GEN1 | WAT | HY | 1 |  | IPP Non-CHP | N | Non Combustion (NUC, WAT, WND, GEO, or SUN)
EXCLUDE | WV | Belleville | 7594 | 1 | WAT | HY | 21 |  | Electric Utility | N | Non Combustion (NUC, WAT, WND, GEO, or SUN)
EXCLUDE | WV | Belleville | 7594 | 2 | WAT | HY | 21 |  | Electric Utility | N | Non Combustion (NUC, WAT, WND, GEO, or SUN)
EXCLUDE | WI | Mosinee Paper | 50614 | HYD1 | WAT | HY | 2.2 |  | Industrial CHP | N | Non Combustion (NUC, WAT, WND, GEO, or SUN)
EXCLUDE | WI | Mosinee Paper | 50614 | HYD2 | WAT | HY | 0.6 |  | Industrial CHP | N | Non Combustion (NUC, WAT, WND, GEO, or SUN)
EXCLUDE | WI | Mosinee Paper | 50614 | HYD3 | WAT | HY | 0.6 |  | Industrial CHP | N | Non Combustion (NUC, WAT, WND, GEO, or SUN)
EXCLUDE | UT | Uintah | 3704 | 1 | WAT | HY | 0.6 |  | Electric Utility | N | Non Combustion (NUC, WAT, WND, GEO, or SUN)
EXCLUDE | UT | Uintah | 3704 | 2 | WAT | HY | 0.6 |  | Electric Utility | N | Non Combustion (NUC, WAT, WND, GEO, or SUN)
EXCLUDE | ME | Hiram | 1493 | 1 | WAT | HY | 2.4 |  | IPP Non-CHP | N | Non Combustion (NUC, WAT, WND, GEO, or SUN)
EXCLUDE | ME | Hiram | 1493 | 2 | WAT | HY | 8.1 |  | IPP Non-CHP | N | Non Combustion (NUC, WAT, WND, GEO, or SUN)
EXCLUDE | NY | Sewalls | 2608 | 1 | WAT | HY | 1 |  | IPP Non-CHP | N | Non Combustion (NUC, WAT, WND, GEO, or SUN)
EXCLUDE | NY | Sewalls | 2608 | 2 | WAT | HY | 1 |  | IPP Non-CHP | N | Non Combustion (NUC, WAT, WND, GEO, or SUN)
EXCLUDE | CA | Phoenix | 264 | 1 | WAT | HY | 1.6 |  | Electric Utility | N | Non Combustion (NUC, WAT, WND, GEO, or SUN)
EXCLUDE | NV | Galena 3 Geothermal Power Plant | 56541 | GEN1 | GEO | BT | 15 |  | IPP Non-CHP | N | Non Combustion (NUC, WAT, WND, GEO, or SUN)
EXCLUDE | NV | Galena 3 Geothermal Power Plant | 56541 | GEN2 | GEO | BT | 15 |  | IPP Non-CHP | N | Non Combustion (NUC, WAT, WND, GEO, or SUN)
EXCLUDE | FL | Mosaic Co Martlow Facility | 50633 | GEN1 | OTH | ST | 36.9 |  | Industrial CHP | Y | Non Fossil fuel type
EXCLUDE | FL | Mosaic Co Martlow Facility | 50633 | GEN2 | OTH | ST | 45 |  | Industrial CHP | Y | Non Fossil fuel type
EXCLUDE | MA | Lawrence Hydroelectric Associates | 50545 | GEN1 | WAT | HY | 7.4 |  | IPP Non-CHP | N | Non Combustion (NUC, WAT, WND, GEO, or SUN)
EXCLUDE | MA | Lawrence Hydroelectric Associates | 50545 | GEN2 | WAT | HY | 7.4 |  | IPP Non-CHP | N | Non Combustion (NUC, WAT, WND, GEO, or SUN)
EXCLUDE | MN | Wausau Paper Mills LLC | 50636 | 1 | WAT | HY | 0.5 |  | Industrial Non-CHP | N | Non Combustion (NUC, WAT, WND, GEO, or SUN)
EXCLUDE | MN | Wausau Paper Mills LLC | 50636 | 2 | WAT | HY | 0.5 |  | Industrial Non-CHP | N | Non Combustion (NUC, WAT, WND, GEO, or SUN)
EXCLUDE | MN | Wausau Paper Mills LLC | 50636 | 3 | WAT | HY | 0.4 |  | Industrial Non-CHP | N | Non Combustion (NUC, WAT, WND, GEO, or SUN)
EXCLUDE | MN | Wausau Paper Mills LLC | 50636 | 4 | WAT | HY | 0.6 |  | Industrial Non-CHP | N | Non Combustion (NUC, WAT, WND, GEO, or SUN)
EXCLUDE | MN | Wausau Paper Mills LLC | 50636 | 5 | WAT | HY | 0.6 |  | Industrial Non-CHP | N | Non Combustion (NUC, WAT, WND, GEO, or SUN)
EXCLUDE | ID | Shoshone Falls | 818 | 1 | WAT | HY | 0.6 |  | Electric Utility | N | Non Combustion (NUC, WAT, WND, GEO, or SUN)
EXCLUDE | ID | Shoshone Falls | 818 | 2 | WAT | HY | 0.4 |  | Electric Utility | N | Non Combustion (NUC, WAT, WND, GEO, or SUN)
EXCLUDE | ID | Shoshone Falls | 818 | 3 | WAT | HY | 11.5 |  | Electric Utility | N | Non Combustion (NUC, WAT, WND, GEO, or SUN)
EXCLUDE | ME | Great Lakes Hydro America - ME | 54134 | DOH2 | WAT | HY | 1.3 |  | IPP Non-CHP | N | Non Combustion (NUC, WAT, WND, GEO, or SUN)
EXCLUDE | ME | Great Lakes Hydro America - ME | 54134 | DOH3 | WAT | HY | 1.3 |  | IPP Non-CHP | N | Non Combustion (NUC, WAT, WND, GEO, or SUN)
EXCLUDE | ME | Great Lakes Hydro America - ME | 54134 | DOH4 | WAT | HY | 1.8 |  | IPP Non-CHP | N | Non Combustion (NUC, WAT, WND, GEO, or SUN)
EXCLUDE | ME | Great Lakes Hydro America - ME | 54134 | DOH5 | WAT | HY | 5.3 |  | IPP Non-CHP | N | Non Combustion (NUC, WAT, WND, GEO, or SUN)
EXCLUDE | ME | Great Lakes Hydro America - ME | 54134 | DOH6 | WAT | HY | 4.1 |  | IPP Non-CHP | N | Non Combustion (NUC, WAT, WND, GEO, or SUN)
EXCLUDE | ME | Great Lakes Hydro America - ME | 54134 | DOH7 | WAT | HY | 4.1 |  | IPP Non-CHP | N | Non Combustion (NUC, WAT, WND, GEO, or SUN)
EXCLUDE | ME | Great Lakes Hydro America - ME | 54134 | DOH8 | WAT | HY | 3 |  | IPP Non-CHP | N | Non Combustion (NUC, WAT, WND, GEO, or SUN)
EXCLUDE | ME | Great Lakes Hydro America - ME | 54134 | EMH1 | WAT | HY | 1.6 |  | IPP Non-CHP | N | Non Combustion (NUC, WAT, WND, GEO, or SUN)
EXCLUDE | ME | Great Lakes Hydro America - ME | 54134 | EMH2 | WAT | HY | 1.6 |  | IPP Non-CHP | N | Non Combustion (NUC, WAT, WND, GEO, or SUN)
EXCLUDE | ME | Great Lakes Hydro America - ME | 54134 | EMH3 | WAT | HY | 1.6 |  | IPP Non-CHP | N | Non Combustion (NUC, WAT, WND, GEO, or SUN)
EXCLUDE | ME | Great Lakes Hydro America - ME | 54134 | EMH4 | WAT | HY | 1.6 |  | IPP Non-CHP | N | Non Combustion (NUC, WAT, WND, GEO, or SUN)
EXCLUDE | ME | Great Lakes Hydro America - ME | 54134 | EMH5 | WAT | HY | 1.6 |  | IPP Non-CHP | N | Non Combustion (NUC, WAT, WND, GEO, or SUN)
EXCLUDE | ME | Great Lakes Hydro America - ME | 54134 | EMH6 | WAT | HY | 1.6 |  | IPP Non-CHP | N | Non Combustion (NUC, WAT, WND, GEO, or SUN)
EXCLUDE | ME | Great Lakes Hydro America - ME | 54134 | MCH1 | WAT | HY | 12.2 |  | IPP Non-CHP | N | Non Combustion (NUC, WAT, WND, GEO, or SUN)
EXCLUDE | ME | Great Lakes Hydro America - ME | 54134 | MCH2 | WAT | HY | 12.2 |  | IPP Non-CHP | N | Non Combustion (NUC, WAT, WND, GEO, or SUN)
EXCLUDE | ME | Great Lakes Hydro America - ME | 54134 | MCH3 | WAT | HY | 13.2 |  | IPP Non-CHP | N | Non Combustion (NUC, WAT, WND, GEO, or SUN)
EXCLUDE | ME | Great Lakes Hydro America - ME | 54134 | MIH2 | WAT | HY | 5.5 |  | IPP Non-CHP | N | Non Combustion (NUC, WAT, WND, GEO, or SUN)
EXCLUDE | ME | Great Lakes Hydro America - ME | 54134 | MIH3 | WAT | HY | 5.5 |  | IPP Non-CHP | N | Non Combustion (NUC, WAT, WND, GEO, or SUN)
EXCLUDE | ME | Great Lakes Hydro America - ME | 54134 | MIH4 | WAT | HY | 5.1 |  | IPP Non-CHP | N | Non Combustion (NUC, WAT, WND, GEO, or SUN)
EXCLUDE | ME | Great Lakes Hydro America - ME | 54134 | MIH5 | WAT | HY | 5.1 |  | IPP Non-CHP | N | Non Combustion (NUC, WAT, WND, GEO, or SUN)
EXCLUDE | ME | Great Lakes Hydro America - ME | 54134 | MIH6 | WAT | HY | 5.1 |  | IPP Non-CHP | N | Non Combustion (NUC, WAT, WND, GEO, or SUN)
EXCLUDE | ME | Great Lakes Hydro America - ME | 54134 | MIH7 | WAT | HY | 4 |  | IPP Non-CHP | N | Non Combustion (NUC, WAT, WND, GEO, or SUN)
EXCLUDE | ME | Great Lakes Hydro America - ME | 54134 | MIH8 | WAT | HY | 5.4 |  | IPP Non-CHP | N | Non Combustion (NUC, WAT, WND, GEO, or SUN)
EXCLUDE | ME | Great Lakes Hydro America - ME | 54134 | MIHI | WAT | HY | 5.4 |  | IPP Non-CHP | N | Non Combustion (NUC, WAT, WND, GEO, or SUN)
EXCLUDE | ME | Great Lakes Hydro America - ME | 54134 | NOH1 | WAT | HY | 3.2 |  | IPP Non-CHP | N | Non Combustion (NUC, WAT, WND, GEO, or SUN)
EXCLUDE | ME | Great Lakes Hydro America - ME | 54134 | NOH2 | WAT | HY | 3.2 |  | IPP Non-CHP | N | Non Combustion (NUC, WAT, WND, GEO, or SUN)
EXCLUDE | ME | Great Lakes Hydro America - ME | 54134 | NOH3 | WAT | HY | 3.2 |  | IPP Non-CHP | N | Non Combustion (NUC, WAT, WND, GEO, or SUN)
EXCLUDE | ME | Great Lakes Hydro America - ME | 54134 | WEH1 | WAT | HY | 4.8 |  | IPP Non-CHP | N | Non Combustion (NUC, WAT, WND, GEO, or SUN)
EXCLUDE | ME | Great Lakes Hydro America - ME | 54134 | WEH2 | WAT | HY | 4.8 |  | IPP Non-CHP | N | Non Combustion (NUC, WAT, WND, GEO, or SUN)
EXCLUDE | ME | Great Lakes Hydro America - ME | 54134 | WEH3 | WAT | HY | 4.8 |  | IPP Non-CHP | N | Non Combustion (NUC, WAT, WND, GEO, or SUN)
EXCLUDE | ME | Great Lakes Hydro America - ME | 54134 | WEH4 | WAT | HY | 4.8 |  | IPP Non-CHP | N | Non Combustion (NUC, WAT, WND, GEO, or SUN)
EXCLUDE | MT | Morony | 2191 | MOR1 | WAT | HY | 22.5 |  | IPP Non-CHP | N | Non Combustion (NUC, WAT, WND, GEO, or SUN)
EXCLUDE | MT | Morony | 2191 | MOR2 | WAT | HY | 31.5 |  | IPP Non-CHP | N | Non Combustion (NUC, WAT, WND, GEO, or SUN)
EXCLUDE | ID | Horseshoe Bend Hydroelectric Company | 54524 | GEN1 | WAT | HY | 4.7 |  | IPP Non-CHP | N | Non Combustion (NUC, WAT, WND, GEO, or SUN)
EXCLUDE | ID | Horseshoe Bend Hydroelectric Company | 54524 | GEN2 | WAT | HY | 4.7 |  | IPP Non-CHP | N | Non Combustion (NUC, WAT, WND, GEO, or SUN)
EXCLUDE | OR | Cougar | 3076 | 1 | WAT | HY | 13 |  | Electric Utility | N | Non Combustion (NUC, WAT, WND, GEO, or SUN)
EXCLUDE | OR | Cougar | 3076 | 2 | WAT | HY | 13 |  | Electric Utility | N | Non Combustion (NUC, WAT, WND, GEO, or SUN)
EXCLUDE | MA | Hadley Falls | 1605 | 1 | WAT | HY | 17.6 |  | Electric Utility | N | Non Combustion (NUC, WAT, WND, GEO, or SUN)
EXCLUDE | MA | Hadley Falls | 1605 | 2 | WAT | HY | 15.8 |  | Electric Utility | N | Non Combustion (NUC, WAT, WND, GEO, or SUN)
EXCLUDE | OR | Foster | 6552 | 1 | WAT | HY | 10 |  | Electric Utility | N | Non Combustion (NUC, WAT, WND, GEO, or SUN)
EXCLUDE | OR | Foster | 6552 | 2 | WAT | HY | 10 |  | Electric Utility | N | Non Combustion (NUC, WAT, WND, GEO, or SUN)
EXCLUDE | ME | Brassua Hydroelectric Project | 10555 | 1 | WAT | HY | 3.6 |  | IPP Non-CHP | N | Non Combustion (NUC, WAT, WND, GEO, or SUN)
EXCLUDE | NY | Higley | 2576 | 1N | WAT | HY | 1.5 |  | IPP Non-CHP | N | Non Combustion (NUC, WAT, WND, GEO, or SUN)
EXCLUDE | NY | Higley | 2576 | 2N | WAT | HY | 1.5 |  | IPP Non-CHP | N | Non Combustion (NUC, WAT, WND, GEO, or SUN)
EXCLUDE | NY | Higley | 2576 | 3N | WAT | HY | 1.5 |  | IPP Non-CHP | N | Non Combustion (NUC, WAT, WND, GEO, or SUN)
EXCLUDE | NY | Higley | 2576 | 4N | WAT | HY | 1.5 |  | IPP Non-CHP | N | Non Combustion (NUC, WAT, WND, GEO, or SUN)
EXCLUDE | WA | Yale | 3852 | 1 | WAT | HY | 67 |  | Electric Utility | N | Non Combustion (NUC, WAT, WND, GEO, or SUN)
EXCLUDE | WA | Yale | 3852 | 2 | WAT | HY | 67 |  | Electric Utility | N | Non Combustion (NUC, WAT, WND, GEO, or SUN)
EXCLUDE | NY | East Norfolk | 2561 | 1 | WAT | HY | 4 |  | IPP Non-CHP | N | Non Combustion (NUC, WAT, WND, GEO, or SUN)
EXCLUDE | WV | New Martinsville Hannibal Hydro | 50036 | UNT1 | WAT | HY | 18.7 |  | IPP Non-CHP | N | Non Combustion (NUC, WAT, WND, GEO, or SUN)
EXCLUDE | WV | New Martinsville Hannibal Hydro | 50036 | UNT2 | WAT | HY | 18.7 |  | IPP Non-CHP | N | Non Combustion (NUC, WAT, WND, GEO, or SUN)
EXCLUDE | OR | Prospect 3 | 3034 | 1 | WAT | HY | 7.2 |  | Electric Utility | N | Non Combustion (NUC, WAT, WND, GEO, or SUN)
EXCLUDE | WA | Gorge | 6431 | 21 | WAT | HY | 36.8 |  | Electric Utility | N | Non Combustion (NUC, WAT, WND, GEO, or SUN)
EXCLUDE | WA | Gorge | 6431 | 22 | WAT | HY | 36.8 |  | Electric Utility | N | Non Combustion (NUC, WAT, WND, GEO, or SUN)
EXCLUDE | WA | Gorge | 6431 | 23 | WAT | HY | 36.8 |  | Electric Utility | N | Non Combustion (NUC, WAT, WND, GEO, or SUN)
EXCLUDE | WA | Gorge | 6431 | 24 | WAT | HY | 96.9 |  | Electric Utility | N | Non Combustion (NUC, WAT, WND, GEO, or SUN)
EXCLUDE | FL | CFI Plant City Phosphate Complex | 50371 | MI34 | WH | ST | 40.5 |  | Industrial CHP | Y | Non Fossil fuel type
EXCLUDE | NY | Hampshire Paper | 10116 | 05 | WAT | HY | 3.4 |  | IPP Non-CHP | N | Non Combustion (NUC, WAT, WND, GEO, or SUN)
EXCLUDE | WI | Thornapple | 3988 | 1 | WAT | HY | 0.7 |  | Electric Utility | N | Non Combustion (NUC, WAT, WND, GEO, or SUN)
EXCLUDE | WI | Thornapple | 3988 | 2 | WAT | HY | 0.7 |  | Electric Utility | N | Non Combustion (NUC, WAT, WND, GEO, or SUN)
EXCLUDE | ME | Lockwood Hydroelectric Facility | 10066 | GEN1 | WAT | HY | 0.8 |  | IPP Non-CHP | N | Non Combustion (NUC, WAT, WND, GEO, or SUN)
EXCLUDE | ME | Lockwood Hydroelectric Facility | 10066 | GEN2 | WAT | HY | 0.8 |  | IPP Non-CHP | N | Non Combustion (NUC, WAT, WND, GEO, or SUN)
EXCLUDE | ME | Lockwood Hydroelectric Facility | 10066 | GEN3 | WAT | HY | 0.8 |  | IPP Non-CHP | N | Non Combustion (NUC, WAT, WND, GEO, or SUN)
EXCLUDE | ME | Lockwood Hydroelectric Facility | 10066 | GEN4 | WAT | HY | 0.8 |  | IPP Non-CHP | N | Non Combustion (NUC, WAT, WND, GEO, or SUN)
EXCLUDE | ME | Lockwood Hydroelectric Facility | 10066 | GEN5 | WAT | HY | 0.8 |  | IPP Non-CHP | N | Non Combustion (NUC, WAT, WND, GEO, or SUN)
EXCLUDE | ME | Lockwood Hydroelectric Facility | 10066 | GEN6 | WAT | HY | 0.8 |  | IPP Non-CHP | N | Non Combustion (NUC, WAT, WND, GEO, or SUN)
EXCLUDE | ME | Lockwood Hydroelectric Facility | 10066 | GEN7 | WAT | HY | 2.4 |  | IPP Non-CHP | N | Non Combustion (NUC, WAT, WND, GEO, or SUN)
EXCLUDE | CA | East Portal Generator | 50375 | GEN1 | WAT | HY | 1.2 |  | IPP Non-CHP | N | Non Combustion (NUC, WAT, WND, GEO, or SUN)
EXCLUDE | WY | Fontenelle | 4185 | 1 | WAT | HY | 10 |  | Electric Utility | N | Non Combustion (NUC, WAT, WND, GEO, or SUN)
EXCLUDE | MI | Marshall | 1844 | 1 | WAT | HY | 0.1 |  | Electric Utility | N | Non Combustion (NUC, WAT, WND, GEO, or SUN)
EXCLUDE | MI | Marshall | 1844 | 3 | WAT | HY | 0.1 |  | Electric Utility | N | Non Combustion (NUC, WAT, WND, GEO, or SUN)
EXCLUDE | CO | Pole Hill | 519 | 1 | WAT | HY | 38.2 |  | Electric Utility | N | Non Combustion (NUC, WAT, WND, GEO, or SUN)
EXCLUDE | WA | Sheep Creek Hydro | 50091 | TB1 | WAT | HY | 1.3 |  | IPP Non-CHP | N | Non Combustion (NUC, WAT, WND, GEO, or SUN)
EXCLUDE | WA | Sheep Creek Hydro | 50091 | TB2 | WAT | HY | 0.3 |  | IPP Non-CHP | N | Non Combustion (NUC, WAT, WND, GEO, or SUN)
EXCLUDE | CA | Drop 2 | 385 | 1 | WAT | HY | 5 |  | Electric Utility | N | Non Combustion (NUC, WAT, WND, GEO, or SUN)
EXCLUDE | CA | Drop 2 | 385 | 2 | WAT | HY | 5 |  | Electric Utility | N | Non Combustion (NUC, WAT, WND, GEO, or SUN)
EXCLUDE | NY | Tannery Island Power | 50416 | GEN1 | WAT | HY | 0.3 |  | IPP Non-CHP | N | Non Combustion (NUC, WAT, WND, GEO, or SUN)
EXCLUDE | NY | Tannery Island Power | 50416 | GEN2 | WAT | HY | 0.3 |  | IPP Non-CHP | N | Non Combustion (NUC, WAT, WND, GEO, or SUN)
EXCLUDE | NY | Tannery Island Power | 50416 | GEN3 | WAT | HY | 0.3 |  | IPP Non-CHP | N | Non Combustion (NUC, WAT, WND, GEO, or SUN)
EXCLUDE | NY | Tannery Island Power | 50416 | GEN4 | WAT | HY | 0.3 |  | IPP Non-CHP | N | Non Combustion (NUC, WAT, WND, GEO, or SUN)
EXCLUDE | NY | Tannery Island Power | 50416 | GEN5 | WAT | HY | 0.3 |  | IPP Non-CHP | N | Non Combustion (NUC, WAT, WND, GEO, or SUN)
EXCLUDE | WV | Hawks Nest Hydro | 50011 | GEN1 | WAT | HY | 25.5 |  | Industrial Non-CHP | N | Non Combustion (NUC, WAT, WND, GEO, or SUN)
EXCLUDE | WV | Hawks Nest Hydro | 50011 | GEN2 | WAT | HY | 25.5 |  | Industrial Non-CHP | N | Non Combustion (NUC, WAT, WND, GEO, or SUN)
EXCLUDE | WV | Hawks Nest Hydro | 50011 | GEN3 | WAT | HY | 25.5 |  | Industrial Non-CHP | N | Non Combustion (NUC, WAT, WND, GEO, or SUN)
EXCLUDE | WV | Hawks Nest Hydro | 50011 | GEN4 | WAT | HY | 25.5 |  | Industrial Non-CHP | N | Non Combustion (NUC, WAT, WND, GEO, or SUN)
EXCLUDE | CA | Drop 3 | 386 | 1 | WAT | HY | 4.8 |  | Electric Utility | N | Non Combustion (NUC, WAT, WND, GEO, or SUN)
EXCLUDE | CA | Drop 3 | 386 | 2 | WAT | HY | 5 |  | Electric Utility | N | Non Combustion (NUC, WAT, WND, GEO, or SUN)
EXCLUDE | NY | Middle Falls Hydro | 10219 | HY1 | WAT | HY | 1.1 |  | IPP Non-CHP | N | Non Combustion (NUC, WAT, WND, GEO, or SUN)
EXCLUDE | NY | Middle Falls Hydro | 10219 | HY2 | WAT | HY | 1.1 |  | IPP Non-CHP | N | Non Combustion (NUC, WAT, WND, GEO, or SUN)
EXCLUDE | WA | Diablo | 6432 | 31 | WAT | HY | 90 |  | Electric Utility | N | Non Combustion (NUC, WAT, WND, GEO, or SUN)
EXCLUDE | WA | Diablo | 6432 | 32 | WAT | HY | 90 |  | Electric Utility | N | Non Combustion (NUC, WAT, WND, GEO, or SUN)
EXCLUDE | WA | Diablo | 6432 | 35 | WAT | HY | 1.2 |  | Electric Utility | N | Non Combustion (NUC, WAT, WND, GEO, or SUN)
EXCLUDE | WA | Diablo | 6432 | 36 | WAT | HY | 1.2 |  | Electric Utility | N | Non Combustion (NUC, WAT, WND, GEO, or SUN)
EXCLUDE | HI | Paia Hydroelectric Plant | 58277 | PAH1 | WAT | HY | 1.3 |  | Industrial Non-CHP | N | Non Combustion (NUC, WAT, WND, GEO, or SUN)
EXCLUDE | CA | Drum 2 | 236 | 5 | WAT | HY | 53.1 |  | Electric Utility | N | Non Combustion (NUC, WAT, WND, GEO, or SUN)
EXCLUDE | TN | Nickajack | 3409 | 1 | WAT | HY | 27.4 |  | Electric Utility | N | Non Combustion (NUC, WAT, WND, GEO, or SUN)
EXCLUDE | TN | Nickajack | 3409 | 2 | WAT | HY | 27.9 |  | Electric Utility | N | Non Combustion (NUC, WAT, WND, GEO, or SUN)
EXCLUDE | TN | Nickajack | 3409 | 3 | WAT | HY | 24.3 |  | Electric Utility | N | Non Combustion (NUC, WAT, WND, GEO, or SUN)
EXCLUDE | TN | Nickajack | 3409 | 4 | WAT | HY | 24.3 |  | Electric Utility | N | Non Combustion (NUC, WAT, WND, GEO, or SUN)
EXCLUDE | NH | Dodge Falls Associates | 10526 | 1UNI | WAT | HY | 5 |  | IPP Non-CHP | N | Non Combustion (NUC, WAT, WND, GEO, or SUN)
EXCLUDE | OR | Wallowa Falls | 3041 | 1 | WAT | HY | 1.1 |  | Electric Utility | N | Non Combustion (NUC, WAT, WND, GEO, or SUN)
EXCLUDE | CA | Three Forks Water Power Project | 54308 | 1 | WAT | HY | 1.3 |  | IPP Non-CHP | N | Non Combustion (NUC, WAT, WND, GEO, or SUN)
EXCLUDE | ID | Swan Falls | 819 | 1 | WAT | HY | 12.5 |  | Electric Utility | N | Non Combustion (NUC, WAT, WND, GEO, or SUN)
EXCLUDE | ID | Swan Falls | 819 | 2 | WAT | HY | 12.5 |  | Electric Utility | N | Non Combustion (NUC, WAT, WND, GEO, or SUN)
EXCLUDE | NY | Curtis Palmer Hydroelectric | 54580 | C1 | WAT | HY | 2.6 |  | IPP Non-CHP | N | Non Combustion (NUC, WAT, WND, GEO, or SUN)
EXCLUDE | NY | Curtis Palmer Hydroelectric | 54580 | C2 | WAT | HY | 2.6 |  | IPP Non-CHP | N | Non Combustion (NUC, WAT, WND, GEO, or SUN)
EXCLUDE | NY | Curtis Palmer Hydroelectric | 54580 | C3 | WAT | HY | 2.6 |  | IPP Non-CHP | N | Non Combustion (NUC, WAT, WND, GEO, or SUN)
EXCLUDE | NY | Curtis Palmer Hydroelectric | 54580 | C4 | WAT | HY | 1 |  | IPP Non-CHP | N | Non Combustion (NUC, WAT, WND, GEO, or SUN)
EXCLUDE | NY | Curtis Palmer Hydroelectric | 54580 | C5 | WAT | HY | 1 |  | IPP Non-CHP | N | Non Combustion (NUC, WAT, WND, GEO, or SUN)
EXCLUDE | NY | Curtis Palmer Hydroelectric | 54580 | P1 | WAT | HY | 24.6 |  | IPP Non-CHP | N | Non Combustion (NUC, WAT, WND, GEO, or SUN)
EXCLUDE | NY | Curtis Palmer Hydroelectric | 54580 | P2 | WAT | HY | 24.6 |  | IPP Non-CHP | N | Non Combustion (NUC, WAT, WND, GEO, or SUN)
EXCLUDE | VT | Essex Junction 19 | 3737 | H1 | WAT | HY | 1.8 |  | Electric Utility | N | Non Combustion (NUC, WAT, WND, GEO, or SUN)
EXCLUDE | VT | Essex Junction 19 | 3737 | H2 | WAT | HY | 1.8 |  | Electric Utility | N | Non Combustion (NUC, WAT, WND, GEO, or SUN)
EXCLUDE | VT | Essex Junction 19 | 3737 | H3 | WAT | HY | 1.8 |  | Electric Utility | N | Non Combustion (NUC, WAT, WND, GEO, or SUN)
EXCLUDE | VT | Essex Junction 19 | 3737 | H4 | WAT | HY | 1.8 |  | Electric Utility | N | Non Combustion (NUC, WAT, WND, GEO, or SUN)
EXCLUDE | VT | Essex Junction 19 | 3737 | H9 | WAT | HY | 0.8 |  | Electric Utility | N | Non Combustion (NUC, WAT, WND, GEO, or SUN)
EXCLUDE | NV | Washoe | 6532 | 1 | WAT | HY | 1.3 |  | IPP Non-CHP | N | Non Combustion (NUC, WAT, WND, GEO, or SUN)
EXCLUDE | NV | Washoe | 6532 | 2 | WAT | HY | 1.3 |  | IPP Non-CHP | N | Non Combustion (NUC, WAT, WND, GEO, or SUN)
EXCLUDE | WA | Chief Joseph | 3921 | 1 | WAT | HY | 88.2 |  | Electric Utility | N | Non Combustion (NUC, WAT, WND, GEO, or SUN)
EXCLUDE | WA | Chief Joseph | 3921 | 10 | WAT | HY | 88.2 |  | Electric Utility | N | Non Combustion (NUC, WAT, WND, GEO, or SUN)
EXCLUDE | WA | Chief Joseph | 3921 | 11 | WAT | HY | 88.2 |  | Electric Utility | N | Non Combustion (NUC, WAT, WND, GEO, or SUN)
EXCLUDE | WA | Chief Joseph | 3921 | 12 | WAT | HY | 88.2 |  | Electric Utility | N | Non Combustion (NUC, WAT, WND, GEO, or SUN)
EXCLUDE | WA | Chief Joseph | 3921 | 13 | WAT | HY | 88.2 |  | Electric Utility | N | Non Combustion (NUC, WAT, WND, GEO, or SUN)
EXCLUDE | WA | Chief Joseph | 3921 | 14 | WAT | HY | 88.2 |  | Electric Utility | N | Non Combustion (NUC, WAT, WND, GEO, or SUN)
EXCLUDE | WA | Chief Joseph | 3921 | 15 | WAT | HY | 88.2 |  | Electric Utility | N | Non Combustion (NUC, WAT, WND, GEO, or SUN)
EXCLUDE | WA | Chief Joseph | 3921 | 16 | WAT | HY | 88.2 |  | Electric Utility | N | Non Combustion (NUC, WAT, WND, GEO, or SUN)
EXCLUDE | WA | Chief Joseph | 3921 | 17 | WAT | HY | 95 |  | Electric Utility | N | Non Combustion (NUC, WAT, WND, GEO, or SUN)
EXCLUDE | WA | Chief Joseph | 3921 | 18 | WAT | HY | 95 |  | Electric Utility | N | Non Combustion (NUC, WAT, WND, GEO, or SUN)
EXCLUDE | WA | Chief Joseph | 3921 | 19 | WAT | HY | 95 |  | Electric Utility | N | Non Combustion (NUC, WAT, WND, GEO, or SUN)
EXCLUDE | WA | Chief Joseph | 3921 | 2 | WAT | HY | 88.2 |  | Electric Utility | N | Non Combustion (NUC, WAT, WND, GEO, or SUN)
EXCLUDE | WA | Chief Joseph | 3921 | 20 | WAT | HY | 95 |  | Electric Utility | N | Non Combustion (NUC, WAT, WND, GEO, or SUN)
EXCLUDE | WA | Chief Joseph | 3921 | 21 | WAT | HY | 95 |  | Electric Utility | N | Non Combustion (NUC, WAT, WND, GEO, or SUN)
EXCLUDE | WA | Chief Joseph | 3921 | 22 | WAT | HY | 95 |  | Electric Utility | N | Non Combustion (NUC, WAT, WND, GEO, or SUN)
EXCLUDE | WA | Chief Joseph | 3921 | 23 | WAT | HY | 95 |  | Electric Utility | N | Non Combustion (NUC, WAT, WND, GEO, or SUN)
EXCLUDE | WA | Chief Joseph | 3921 | 24 | WAT | HY | 95 |  | Electric Utility | N | Non Combustion (NUC, WAT, WND, GEO, or SUN)
EXCLUDE | WA | Chief Joseph | 3921 | 25 | WAT | HY | 95 |  | Electric Utility | N | Non Combustion (NUC, WAT, WND, GEO, or SUN)
EXCLUDE | WA | Chief Joseph | 3921 | 26 | WAT | HY | 95 |  | Electric Utility | N | Non Combustion (NUC, WAT, WND, GEO, or SUN)
EXCLUDE | WA | Chief Joseph | 3921 | 27 | WAT | HY | 95 |  | Electric Utility | N | Non Combustion (NUC, WAT, WND, GEO, or SUN)
EXCLUDE | WA | Chief Joseph | 3921 | 3 | WAT | HY | 88.2 |  | Electric Utility | N | Non Combustion (NUC, WAT, WND, GEO, or SUN)
EXCLUDE | WA | Chief Joseph | 3921 | 4 | WAT | HY | 88.2 |  | Electric Utility | N | Non Combustion (NUC, WAT, WND, GEO, or SUN)
EXCLUDE | WA | Chief Joseph | 3921 | 5 | WAT | HY | 88.2 |  | Electric Utility | N | Non Combustion (NUC, WAT, WND, GEO, or SUN)
EXCLUDE | WA | Chief Joseph | 3921 | 6 | WAT | HY | 88.2 |  | Electric Utility | N | Non Combustion (NUC, WAT, WND, GEO, or SUN)
EXCLUDE | WA | Chief Joseph | 3921 | 7 | WAT | HY | 88.2 |  | Electric Utility | N | Non Combustion (NUC, WAT, WND, GEO, or SUN)
EXCLUDE | WA | Chief Joseph | 3921 | 8 | WAT | HY | 88.2 |  | Electric Utility | N | Non Combustion (NUC, WAT, WND, GEO, or SUN)
EXCLUDE | WA | Chief Joseph | 3921 | 9 | WAT | HY | 88.2 |  | Electric Utility | N | Non Combustion (NUC, WAT, WND, GEO, or SUN)
EXCLUDE | WI | Oconto Falls Upper | 4044 | 1 | WAT | HY | 0.4 |  | IPP Non-CHP | N | Non Combustion (NUC, WAT, WND, GEO, or SUN)
EXCLUDE | WI | Oconto Falls Upper | 4044 | 2 | WAT | HY | 0.4 |  | IPP Non-CHP | N | Non Combustion (NUC, WAT, WND, GEO, or SUN)
EXCLUDE | WI | Oconto Falls Upper | 4044 | 3 | WAT | HY | 0.3 |  | IPP Non-CHP | N | Non Combustion (NUC, WAT, WND, GEO, or SUN)
EXCLUDE | OR | Lemolo 1 | 3029 | 1 | WAT | HY | 32.8 |  | Electric Utility | N | Non Combustion (NUC, WAT, WND, GEO, or SUN)
EXCLUDE | OR | Bonneville | 3075 | 1 | WAT | HY | 43.2 |  | Electric Utility | N | Non Combustion (NUC, WAT, WND, GEO, or SUN)
EXCLUDE | OR | Bonneville | 3075 | 10 | WAT | HY | 54 |  | Electric Utility | N | Non Combustion (NUC, WAT, WND, GEO, or SUN)
EXCLUDE | OR | Bonneville | 3075 | 11 | WAT | HY | 66.5 |  | Electric Utility | N | Non Combustion (NUC, WAT, WND, GEO, or SUN)
EXCLUDE | OR | Bonneville | 3075 | 12 | WAT | HY | 66.5 |  | Electric Utility | N | Non Combustion (NUC, WAT, WND, GEO, or SUN)
EXCLUDE | OR | Bonneville | 3075 | 13 | WAT | HY | 66.5 |  | Electric Utility | N | Non Combustion (NUC, WAT, WND, GEO, or SUN)
EXCLUDE | OR | Bonneville | 3075 | 14 | WAT | HY | 66.5 |  | Electric Utility | N | Non Combustion (NUC, WAT, WND, GEO, or SUN)
EXCLUDE | OR | Bonneville | 3075 | 15 | WAT | HY | 66.5 |  | Electric Utility | N | Non Combustion (NUC, WAT, WND, GEO, or SUN)
EXCLUDE | OR | Bonneville | 3075 | 16 | WAT | HY | 66.5 |  | Electric Utility | N | Non Combustion (NUC, WAT, WND, GEO, or SUN)
EXCLUDE | OR | Bonneville | 3075 | 17 | WAT | HY | 66.5 |  | Electric Utility | N | Non Combustion (NUC, WAT, WND, GEO, or SUN)
EXCLUDE | OR | Bonneville | 3075 | 18 | WAT | HY | 66.5 |  | Electric Utility | N | Non Combustion (NUC, WAT, WND, GEO, or SUN)
EXCLUDE | OR | Bonneville | 3075 | 2 | WAT | HY | 59.5 |  | Electric Utility | N | Non Combustion (NUC, WAT, WND, GEO, or SUN)
EXCLUDE | OR | Bonneville | 3075 | 3 | WAT | HY | 54 |  | Electric Utility | N | Non Combustion (NUC, WAT, WND, GEO, or SUN)
EXCLUDE | OR | Bonneville | 3075 | 4 | WAT | HY | 54 |  | Electric Utility | N | Non Combustion (NUC, WAT, WND, GEO, or SUN)
EXCLUDE | OR | Bonneville | 3075 | 5 | WAT | HY | 54 |  | Electric Utility | N | Non Combustion (NUC, WAT, WND, GEO, or SUN)
EXCLUDE | OR | Bonneville | 3075 | 6 | WAT | HY | 54 |  | Electric Utility | N | Non Combustion (NUC, WAT, WND, GEO, or SUN)
EXCLUDE | OR | Bonneville | 3075 | 7 | WAT | HY | 54 |  | Electric Utility | N | Non Combustion (NUC, WAT, WND, GEO, or SUN)
EXCLUDE | OR | Bonneville | 3075 | 8 | WAT | HY | 54 |  | Electric Utility | N | Non Combustion (NUC, WAT, WND, GEO, or SUN)
EXCLUDE | OR | Bonneville | 3075 | 9 | WAT | HY | 54 |  | Electric Utility | N | Non Combustion (NUC, WAT, WND, GEO, or SUN)
EXCLUDE | OR | Bonneville | 3075 | F1 | WAT | HY | 13.1 |  | Electric Utility | N | Non Combustion (NUC, WAT, WND, GEO, or SUN)
EXCLUDE | OR | Bonneville | 3075 | F2 | WAT | HY | 13.1 |  | Electric Utility | N | Non Combustion (NUC, WAT, WND, GEO, or SUN)
EXCLUDE | NY | West Delaware Tunnel Plant | 51033 | GEN1 | WAT | HY | 7.5 |  | IPP Non-CHP | N | Non Combustion (NUC, WAT, WND, GEO, or SUN)
EXCLUDE | NV | Steamboat III | 54666 | T301 | GEO | BT | 9.1 |  | IPP Non-CHP | N | Non Combustion (NUC, WAT, WND, GEO, or SUN)
EXCLUDE | NV | Steamboat III | 54666 | T302 | GEO | BT | 9.1 |  | IPP Non-CHP | N | Non Combustion (NUC, WAT, WND, GEO, or SUN)
EXCLUDE | CA | West Point | 291 | 1 | WAT | HY | 13.6 |  | Electric Utility | N | Non Combustion (NUC, WAT, WND, GEO, or SUN)
EXCLUDE | MS | Grand Gulf | 6072 | 1 | NUC | ST | 1440 |  | Electric Utility | N | Non Combustion (NUC, WAT, WND, GEO, or SUN)
EXCLUDE | VT | Canaan | 3750 | 1 | WAT | HY | 1.1 |  | Electric Utility | N | Non Combustion (NUC, WAT, WND, GEO, or SUN)
EXCLUDE | ID | Arrowrock Hydroelectric Project | 56997 | 1 | WAT | HY | 7.5 |  | IPP Non-CHP | N | Non Combustion (NUC, WAT, WND, GEO, or SUN)
EXCLUDE | ID | Arrowrock Hydroelectric Project | 56997 | 2 | WAT | HY | 7.5 |  | IPP Non-CHP | N | Non Combustion (NUC, WAT, WND, GEO, or SUN)
EXCLUDE | MN | Little Falls | 1896 | 1 | WAT | HY | 0.8 |  | Electric Utility | N | Non Combustion (NUC, WAT, WND, GEO, or SUN)
EXCLUDE | MN | Little Falls | 1896 | 2 | WAT | HY | 0.8 |  | Electric Utility | N | Non Combustion (NUC, WAT, WND, GEO, or SUN)
EXCLUDE | MN | Little Falls | 1896 | 3 | WAT | HY | 1 |  | Electric Utility | N | Non Combustion (NUC, WAT, WND, GEO, or SUN)
EXCLUDE | MN | Little Falls | 1896 | 4 | WAT | HY | 1.2 |  | Electric Utility | N | Non Combustion (NUC, WAT, WND, GEO, or SUN)
EXCLUDE | MN | Little Falls | 1896 | 5 | WAT | HY | 0.4 |  | Electric Utility | N | Non Combustion (NUC, WAT, WND, GEO, or SUN)
EXCLUDE | MN | Little Falls | 1896 | 6 | WAT | HY | 0.4 |  | Electric Utility | N | Non Combustion (NUC, WAT, WND, GEO, or SUN)
EXCLUDE | OR | Copper Dam Plant | 10323 | GEN1 | WAT | HY | 2 |  | IPP Non-CHP | N | Non Combustion (NUC, WAT, WND, GEO, or SUN)
EXCLUDE | OR | Copper Dam Plant | 10323 | GEN2 | WAT | HY | 1 |  | IPP Non-CHP | N | Non Combustion (NUC, WAT, WND, GEO, or SUN)
EXCLUDE | NY | Taylorville | 2617 | 1 | WAT | HY | 1 |  | IPP Non-CHP | N | Non Combustion (NUC, WAT, WND, GEO, or SUN)
EXCLUDE | NY | Taylorville | 2617 | 2 | WAT | HY | 1 |  | IPP Non-CHP | N | Non Combustion (NUC, WAT, WND, GEO, or SUN)
EXCLUDE | NY | Taylorville | 2617 | 3 | WAT | HY | 1 |  | IPP Non-CHP | N | Non Combustion (NUC, WAT, WND, GEO, or SUN)
EXCLUDE | NY | Taylorville | 2617 | 4 | WAT | HY | 1 |  | IPP Non-CHP | N | Non Combustion (NUC, WAT, WND, GEO, or SUN)
EXCLUDE | MT | Black Eagle | 2181 | BLA1 | WAT | HY | 7.8 |  | IPP Non-CHP | N | Non Combustion (NUC, WAT, WND, GEO, or SUN)
EXCLUDE | MT | Black Eagle | 2181 | BLA2 | WAT | HY | 7.8 |  | IPP Non-CHP | N | Non Combustion (NUC, WAT, WND, GEO, or SUN)
EXCLUDE | MT | Black Eagle | 2181 | BLA3 | WAT | HY | 8.4 |  | IPP Non-CHP | N | Non Combustion (NUC, WAT, WND, GEO, or SUN)
EXCLUDE | ME | Caribou Generation Station | 1513 | CH1 | WAT | HY | 0.4 |  | IPP Non-CHP | N | Non Combustion (NUC, WAT, WND, GEO, or SUN)
EXCLUDE | ME | Caribou Generation Station | 1513 | CH2 | WAT | HY | 0.4 |  | IPP Non-CHP | N | Non Combustion (NUC, WAT, WND, GEO, or SUN)
EXCLUDE | MN | Pillager | 1898 | 1 | WAT | HY | 0.8 |  | Electric Utility | N | Non Combustion (NUC, WAT, WND, GEO, or SUN)
EXCLUDE | MN | Pillager | 1898 | 2 | WAT | HY | 0.8 |  | Electric Utility | N | Non Combustion (NUC, WAT, WND, GEO, or SUN)
EXCLUDE | MI | Saxon Falls | 1756 | 1 | WAT | HY | 0.8 |  | Electric Utility | N | Non Combustion (NUC, WAT, WND, GEO, or SUN)
EXCLUDE | MI | Saxon Falls | 1756 | 2 | WAT | HY | 0.8 |  | Electric Utility | N | Non Combustion (NUC, WAT, WND, GEO, or SUN)
EXCLUDE | WA | Box Canyon | 3891 | 1 | WAT | HY | 15 |  | Electric Utility | N | Non Combustion (NUC, WAT, WND, GEO, or SUN)
EXCLUDE | WA | Box Canyon | 3891 | 2 | WAT | HY | 15 |  | Electric Utility | N | Non Combustion (NUC, WAT, WND, GEO, or SUN)
EXCLUDE | WA | Box Canyon | 3891 | 3 | WAT | HY | 22.5 |  | Electric Utility | N | Non Combustion (NUC, WAT, WND, GEO, or SUN)
EXCLUDE | WA | Box Canyon | 3891 | 4 | WAT | HY | 22.5 |  | Electric Utility | N | Non Combustion (NUC, WAT, WND, GEO, or SUN)
EXCLUDE | NV | Richard Burdette Geothermal | 56321 | 1 | GEO | BT | 15 |  | IPP Non-CHP | N | Non Combustion (NUC, WAT, WND, GEO, or SUN)
EXCLUDE | NV | Richard Burdette Geothermal | 56321 | OEC2 | GEO | BT | 15 |  | IPP Non-CHP | N | Non Combustion (NUC, WAT, WND, GEO, or SUN)
EXCLUDE | VT | Milton | 3717 | 1 | WAT | HY | 3.7 |  | Electric Utility | N | Non Combustion (NUC, WAT, WND, GEO, or SUN)
EXCLUDE | VT | Milton | 3717 | 2 | WAT | HY | 3.7 |  | Electric Utility | N | Non Combustion (NUC, WAT, WND, GEO, or SUN)
EXCLUDE | IL | Peru | 955 | HC1 | WAT | HY | 1.9 |  | Electric Utility | N | Non Combustion (NUC, WAT, WND, GEO, or SUN)
EXCLUDE | IL | Peru | 955 | HC2 | WAT | HY | 1.9 |  | Electric Utility | N | Non Combustion (NUC, WAT, WND, GEO, or SUN)
EXCLUDE | IL | Peru | 955 | HC3 | WAT | HY | 1.9 |  | Electric Utility | N | Non Combustion (NUC, WAT, WND, GEO, or SUN)
EXCLUDE | IL | Peru | 955 | HC4 | WAT | HY | 1.9 |  | Electric Utility | N | Non Combustion (NUC, WAT, WND, GEO, or SUN)
EXCLUDE | VA | Fries Hydroelectric Project | 10798 | GEN1 | WAT | HY | 2 |  | IPP Non-CHP | N | Non Combustion (NUC, WAT, WND, GEO, or SUN)
EXCLUDE | VA | Fries Hydroelectric Project | 10798 | GEN2 | WAT | HY | 0.8 |  | IPP Non-CHP | N | Non Combustion (NUC, WAT, WND, GEO, or SUN)
EXCLUDE | VA | Fries Hydroelectric Project | 10798 | GEN3 | WAT | HY | 0.2 |  | IPP Non-CHP | N | Non Combustion (NUC, WAT, WND, GEO, or SUN)
EXCLUDE | VA | Fries Hydroelectric Project | 10798 | GEN4 | WAT | HY | 2.4 |  | IPP Non-CHP | N | Non Combustion (NUC, WAT, WND, GEO, or SUN)
EXCLUDE | NY | Feeder Dam Hydro Plant | 10530 | 1 | WAT | HY | 1 |  | IPP Non-CHP | N | Non Combustion (NUC, WAT, WND, GEO, or SUN)
EXCLUDE | NY | Feeder Dam Hydro Plant | 10530 | 2 | WAT | HY | 1 |  | IPP Non-CHP | N | Non Combustion (NUC, WAT, WND, GEO, or SUN)
EXCLUDE | NY | Feeder Dam Hydro Plant | 10530 | 3 | WAT | HY | 1 |  | IPP Non-CHP | N | Non Combustion (NUC, WAT, WND, GEO, or SUN)
EXCLUDE | NY | Feeder Dam Hydro Plant | 10530 | 4 | WAT | HY | 1 |  | IPP Non-CHP | N | Non Combustion (NUC, WAT, WND, GEO, or SUN)
EXCLUDE | NY | Feeder Dam Hydro Plant | 10530 | 5 | WAT | HY | 1 |  | IPP Non-CHP | N | Non Combustion (NUC, WAT, WND, GEO, or SUN)
EXCLUDE | WI | Arpin Dam | 3995 | 1 | WAT | HY | 0.6 |  | IPP Non-CHP | N | Non Combustion (NUC, WAT, WND, GEO, or SUN)
EXCLUDE | WI | Arpin Dam | 3995 | 2 | WAT | HY | 0.6 |  | IPP Non-CHP | N | Non Combustion (NUC, WAT, WND, GEO, or SUN)
EXCLUDE | WI | Arpin Dam | 3995 | 3 | WAT | HY | 0.2 |  | IPP Non-CHP | N | Non Combustion (NUC, WAT, WND, GEO, or SUN)
EXCLUDE | ME | Wyman Hydro | 1511 | WY1 | WAT | HY | 24 |  | IPP Non-CHP | N | Non Combustion (NUC, WAT, WND, GEO, or SUN)
EXCLUDE | ME | Wyman Hydro | 1511 | WY2 | WAT | HY | 24 |  | IPP Non-CHP | N | Non Combustion (NUC, WAT, WND, GEO, or SUN)
EXCLUDE | ME | Wyman Hydro | 1511 | WY3 | WAT | HY | 24 |  | IPP Non-CHP | N | Non Combustion (NUC, WAT, WND, GEO, or SUN)
EXCLUDE | ID | Dworshak | 840 | 1 | WAT | HY | 90 |  | Electric Utility | N | Non Combustion (NUC, WAT, WND, GEO, or SUN)
EXCLUDE | ID | Dworshak | 840 | 2 | WAT | HY | 90 |  | Electric Utility | N | Non Combustion (NUC, WAT, WND, GEO, or SUN)
EXCLUDE | ID | Dworshak | 840 | 3 | WAT | HY | 220 |  | Electric Utility | N | Non Combustion (NUC, WAT, WND, GEO, or SUN)
EXCLUDE | NY | Union Falls | 50176 | GEN1 | WAT | HY | 1.3 |  | IPP Non-CHP | N | Non Combustion (NUC, WAT, WND, GEO, or SUN)
EXCLUDE | NY | Union Falls | 50176 | GEN2 | WAT | HY | 1.3 |  | IPP Non-CHP | N | Non Combustion (NUC, WAT, WND, GEO, or SUN)
EXCLUDE | NY | Theresa Plant | 10539 | GEN2 | WAT | HY | 0.3 |  | IPP Non-CHP | N | Non Combustion (NUC, WAT, WND, GEO, or SUN)
EXCLUDE | NY | Theresa Plant | 10539 | GEN1 | WAT | HY | 1 |  | IPP Non-CHP | N | Non Combustion (NUC, WAT, WND, GEO, or SUN)
EXCLUDE | CA | Kilarc | 253 | 1 | WAT | HY | 1.5 |  | Electric Utility | N | Non Combustion (NUC, WAT, WND, GEO, or SUN)
EXCLUDE | CA | Kilarc | 253 | 2 | WAT | HY | 1.5 |  | Electric Utility | N | Non Combustion (NUC, WAT, WND, GEO, or SUN)
EXCLUDE | NY | Norfolk | 2590 | 1 | WAT | HY | 5 |  | IPP Non-CHP | N | Non Combustion (NUC, WAT, WND, GEO, or SUN)
EXCLUDE | CA | Fall Creek | 296 | 1 | WAT | HY | 0.5 |  | Electric Utility | N | Non Combustion (NUC, WAT, WND, GEO, or SUN)
EXCLUDE | CA | Fall Creek | 296 | 2 | WAT | HY | 0.4 |  | Electric Utility | N | Non Combustion (NUC, WAT, WND, GEO, or SUN)
EXCLUDE | CA | Fall Creek | 296 | 3 | WAT | HY | 1.2 |  | Electric Utility | N | Non Combustion (NUC, WAT, WND, GEO, or SUN)
EXCLUDE | MI | Ninth Street Hydropower Project | 54342 | 1 | WAT | HY | 0.4 |  | IPP Non-CHP | N | Non Combustion (NUC, WAT, WND, GEO, or SUN)
EXCLUDE | MI | Ninth Street Hydropower Project | 54342 | 2 | WAT | HY | 0.4 |  | IPP Non-CHP | N | Non Combustion (NUC, WAT, WND, GEO, or SUN)
EXCLUDE | MI | Ninth Street Hydropower Project | 54342 | 3 | WAT | HY | 0.4 |  | IPP Non-CHP | N | Non Combustion (NUC, WAT, WND, GEO, or SUN)
EXCLUDE | MI | Allegan Dam | 1694 | 1 | WAT | HY | 0.5 |  | Electric Utility | N | Non Combustion (NUC, WAT, WND, GEO, or SUN)
EXCLUDE | MI | Allegan Dam | 1694 | 2 | WAT | HY | 0.9 |  | Electric Utility | N | Non Combustion (NUC, WAT, WND, GEO, or SUN)
EXCLUDE | MI | Allegan Dam | 1694 | 3 | WAT | HY | 1.2 |  | Electric Utility | N | Non Combustion (NUC, WAT, WND, GEO, or SUN)
EXCLUDE | ME | Charles E Monty | 805 | M-1 | WAT | HY | 14.2 |  | IPP Non-CHP | N | Non Combustion (NUC, WAT, WND, GEO, or SUN)
EXCLUDE | ME | Charles E Monty | 805 | M2 | WAT | HY | 14.2 |  | IPP Non-CHP | N | Non Combustion (NUC, WAT, WND, GEO, or SUN)
EXCLUDE | SC | Piedmont Hydro Power Project | 10787 | GEN1 | WAT | HY | 1 |  | IPP Non-CHP | N | Non Combustion (NUC, WAT, WND, GEO, or SUN)
EXCLUDE | NV | Galena 2 Geothermal Power Plant | 56540 | GEN1 | GEO | BT | 13.5 |  | IPP Non-CHP | N | Non Combustion (NUC, WAT, WND, GEO, or SUN)
EXCLUDE | KY | Kentucky Dam | 1377 | 1 | WAT | HY | 44.6 |  | Electric Utility | N | Non Combustion (NUC, WAT, WND, GEO, or SUN)
EXCLUDE | KY | Kentucky Dam | 1377 | 2 | WAT | HY | 42.4 |  | Electric Utility | N | Non Combustion (NUC, WAT, WND, GEO, or SUN)
EXCLUDE | KY | Kentucky Dam | 1377 | 3 | WAT | HY | 42.4 |  | Electric Utility | N | Non Combustion (NUC, WAT, WND, GEO, or SUN)
EXCLUDE | KY | Kentucky Dam | 1377 | 4 | WAT | HY | 44.6 |  | Electric Utility | N | Non Combustion (NUC, WAT, WND, GEO, or SUN)
EXCLUDE | KY | Kentucky Dam | 1377 | 5 | WAT | HY | 44.6 |  | Electric Utility | N | Non Combustion (NUC, WAT, WND, GEO, or SUN)
EXCLUDE | MN | Duluth Paper Mill | 50424 | GEN1 | PUR | ST | 10.6 |  | Industrial CHP | Y | Non Fossil fuel type
EXCLUDE | WA | Priest Rapids | 3887 | 1 | WAT | HY | 95 |  | Electric Utility | N | Non Combustion (NUC, WAT, WND, GEO, or SUN)
EXCLUDE | WA | Priest Rapids | 3887 | 10 | WAT | HY | 95 |  | Electric Utility | N | Non Combustion (NUC, WAT, WND, GEO, or SUN)
EXCLUDE | WA | Priest Rapids | 3887 | 2 | WAT | HY | 97.8 |  | Electric Utility | N | Non Combustion (NUC, WAT, WND, GEO, or SUN)
EXCLUDE | WA | Priest Rapids | 3887 | 3 | WAT | HY | 95 |  | Electric Utility | N | Non Combustion (NUC, WAT, WND, GEO, or SUN)
EXCLUDE | WA | Priest Rapids | 3887 | 4 | WAT | HY | 95 |  | Electric Utility | N | Non Combustion (NUC, WAT, WND, GEO, or SUN)
EXCLUDE | WA | Priest Rapids | 3887 | 5 | WAT | HY | 95 |  | Electric Utility | N | Non Combustion (NUC, WAT, WND, GEO, or SUN)
EXCLUDE | WA | Priest Rapids | 3887 | 6 | WAT | HY | 95 |  | Electric Utility | N | Non Combustion (NUC, WAT, WND, GEO, or SUN)
EXCLUDE | WA | Priest Rapids | 3887 | 7 | WAT | HY | 95 |  | Electric Utility | N | Non Combustion (NUC, WAT, WND, GEO, or SUN)
EXCLUDE | WA | Priest Rapids | 3887 | 8 | WAT | HY | 95 |  | Electric Utility | N | Non Combustion (NUC, WAT, WND, GEO, or SUN)
EXCLUDE | WA | Priest Rapids | 3887 | 9 | WAT | HY | 97.8 |  | Electric Utility | N | Non Combustion (NUC, WAT, WND, GEO, or SUN)
EXCLUDE | VT | Clark Falls | 3711 | 1 | WAT | HY | 3 |  | Electric Utility | N | Non Combustion (NUC, WAT, WND, GEO, or SUN)
EXCLUDE | FL | Swift Creek Chemical Complex | 50474 | SCC | OTH | ST | 21 |  | Industrial CHP | Y | Non Fossil fuel type
EXCLUDE | OR | Stone Creek | 7508 | 1 | WAT | HY | 12 |  | Electric Utility | N | Non Combustion (NUC, WAT, WND, GEO, or SUN)
EXCLUDE | ID | Bliss | 810 | 1 | WAT | HY | 25 |  | Electric Utility | N | Non Combustion (NUC, WAT, WND, GEO, or SUN)
EXCLUDE | ID | Bliss | 810 | 2 | WAT | HY | 25 |  | Electric Utility | N | Non Combustion (NUC, WAT, WND, GEO, or SUN)
EXCLUDE | ID | Bliss | 810 | 3 | WAT | HY | 25 |  | Electric Utility | N | Non Combustion (NUC, WAT, WND, GEO, or SUN)
EXCLUDE | MN | Sylvan | 1900 | 1 | WAT | HY | 0.6 |  | Electric Utility | N | Non Combustion (NUC, WAT, WND, GEO, or SUN)
EXCLUDE | MN | Sylvan | 1900 | 2 | WAT | HY | 0.6 |  | Electric Utility | N | Non Combustion (NUC, WAT, WND, GEO, or SUN)
EXCLUDE | MN | Sylvan | 1900 | 3 | WAT | HY | 0.6 |  | Electric Utility | N | Non Combustion (NUC, WAT, WND, GEO, or SUN)
EXCLUDE | ID | Minidoka | 6398 | 6 | WAT | HY | 2.7 |  | Electric Utility | N | Non Combustion (NUC, WAT, WND, GEO, or SUN)
EXCLUDE | ID | Minidoka | 6398 | 7 | WAT | HY | 5 |  | Electric Utility | N | Non Combustion (NUC, WAT, WND, GEO, or SUN)
EXCLUDE | ID | Minidoka | 6398 | 8 | WAT | HY | 10 |  | Electric Utility | N | Non Combustion (NUC, WAT, WND, GEO, or SUN)
EXCLUDE | ID | Minidoka | 6398 | 9 | WAT | HY | 10 |  | Electric Utility | N | Non Combustion (NUC, WAT, WND, GEO, or SUN)
EXCLUDE | CA | Bishop Creek 4 | 325 | 1 | WAT | HY | 1 |  | Electric Utility | N | Non Combustion (NUC, WAT, WND, GEO, or SUN)
EXCLUDE | CA | Bishop Creek 4 | 325 | 2 | WAT | HY | 1 |  | Electric Utility | N | Non Combustion (NUC, WAT, WND, GEO, or SUN)
EXCLUDE | CA | Bishop Creek 4 | 325 | 3 | WAT | HY | 1.9 |  | Electric Utility | N | Non Combustion (NUC, WAT, WND, GEO, or SUN)
EXCLUDE | CA | Bishop Creek 4 | 325 | 4 | WAT | HY | 1.9 |  | Electric Utility | N | Non Combustion (NUC, WAT, WND, GEO, or SUN)
EXCLUDE | CA | Bishop Creek 4 | 325 | 5 | WAT | HY | 1.9 |  | Electric Utility | N | Non Combustion (NUC, WAT, WND, GEO, or SUN)
EXCLUDE | WI | Little Quinnesec Falls Hydro Project | 57190 | UNIT1 | WAT | HY | 1.9 |  | IPP Non-CHP | N | Non Combustion (NUC, WAT, WND, GEO, or SUN)
EXCLUDE | WI | Little Quinnesec Falls Hydro Project | 57190 | UNIT2 | WAT | HY | 0.8 |  | IPP Non-CHP | N | Non Combustion (NUC, WAT, WND, GEO, or SUN)
EXCLUDE | WI | Little Quinnesec Falls Hydro Project | 57190 | UNIT3 | WAT | HY | 1.9 |  | IPP Non-CHP | N | Non Combustion (NUC, WAT, WND, GEO, or SUN)
EXCLUDE | WI | Little Quinnesec Falls Hydro Project | 57190 | UNIT4 | WAT | HY | 1 |  | IPP Non-CHP | N | Non Combustion (NUC, WAT, WND, GEO, or SUN)
EXCLUDE | WI | Little Quinnesec Falls Hydro Project | 57190 | UNIT5 | WAT | HY | 1 |  | IPP Non-CHP | N | Non Combustion (NUC, WAT, WND, GEO, or SUN)
EXCLUDE | WI | Little Quinnesec Falls Hydro Project | 57190 | UNIT6 | WAT | HY | 2.4 |  | IPP Non-CHP | N | Non Combustion (NUC, WAT, WND, GEO, or SUN)
EXCLUDE | ME | Brunswick | 1483 | B1 | WAT | HY | 12.6 |  | IPP Non-CHP | N | Non Combustion (NUC, WAT, WND, GEO, or SUN)
EXCLUDE | ME | Brunswick | 1483 | B2 | WAT | HY | 3.5 |  | IPP Non-CHP | N | Non Combustion (NUC, WAT, WND, GEO, or SUN)
EXCLUDE | ME | Brunswick | 1483 | B3 | WAT | HY | 3.5 |  | IPP Non-CHP | N | Non Combustion (NUC, WAT, WND, GEO, or SUN)
EXCLUDE | ME | Howland Hydro Station | 1472 | HL01 | WAT | HY | 0.6 |  | IPP Non-CHP | N | Non Combustion (NUC, WAT, WND, GEO, or SUN)
EXCLUDE | ME | Howland Hydro Station | 1472 | HL02 | WAT | HY | 0.6 |  | IPP Non-CHP | N | Non Combustion (NUC, WAT, WND, GEO, or SUN)
EXCLUDE | ME | Howland Hydro Station | 1472 | HL03 | WAT | HY | 0.6 |  | IPP Non-CHP | N | Non Combustion (NUC, WAT, WND, GEO, or SUN)
EXCLUDE | NY | Colton | 2551 | 1 | WAT | HY | 11 |  | IPP Non-CHP | N | Non Combustion (NUC, WAT, WND, GEO, or SUN)
EXCLUDE | NY | Colton | 2551 | 2 | WAT | HY | 12 |  | IPP Non-CHP | N | Non Combustion (NUC, WAT, WND, GEO, or SUN)
EXCLUDE | NY | Colton | 2551 | 3 | WAT | HY | 13 |  | IPP Non-CHP | N | Non Combustion (NUC, WAT, WND, GEO, or SUN)
EXCLUDE | CA | Geo East Mesa III | 10763 | GEN1 | GEO | ST | 21.6 |  | IPP Non-CHP | N | Non Combustion (NUC, WAT, WND, GEO, or SUN)
EXCLUDE | ID | Island Park | 4204 | HY1 | WAT | HY | 2.4 |  | Electric Utility | N | Non Combustion (NUC, WAT, WND, GEO, or SUN)
EXCLUDE | ID | Island Park | 4204 | HY2 | WAT | HY | 2.4 |  | Electric Utility | N | Non Combustion (NUC, WAT, WND, GEO, or SUN)
EXCLUDE | NY | Grahamsville | 2627 | GRHM | WAT | HY | 18 |  | IPP Non-CHP | N | Non Combustion (NUC, WAT, WND, GEO, or SUN)
EXCLUDE | TN | Watts Bar Hydro | 3420 | HY1 | WAT | HY | 41 |  | Electric Utility | N | Non Combustion (NUC, WAT, WND, GEO, or SUN)
EXCLUDE | TN | Watts Bar Hydro | 3420 | HY2 | WAT | HY | 33.4 |  | Electric Utility | N | Non Combustion (NUC, WAT, WND, GEO, or SUN)
EXCLUDE | TN | Watts Bar Hydro | 3420 | HY3 | WAT | HY | 33.4 |  | Electric Utility | N | Non Combustion (NUC, WAT, WND, GEO, or SUN)
EXCLUDE | TN | Watts Bar Hydro | 3420 | HY4 | WAT | HY | 33.4 |  | Electric Utility | N | Non Combustion (NUC, WAT, WND, GEO, or SUN)
EXCLUDE | TN | Watts Bar Hydro | 3420 | HY5 | WAT | HY | 33.4 |  | Electric Utility | N | Non Combustion (NUC, WAT, WND, GEO, or SUN)
EXCLUDE | CA | W E Warne | 6196 | 1 | WAT | HY | 37.1 |  | Electric Utility | N | Non Combustion (NUC, WAT, WND, GEO, or SUN)
EXCLUDE | CA | W E Warne | 6196 | 2 | WAT | HY | 37.1 |  | Electric Utility | N | Non Combustion (NUC, WAT, WND, GEO, or SUN)
EXCLUDE | NY | South Glens Falls Hydroelectric | 54772 | GEN1 | WAT | HY | 6.9 |  | IPP Non-CHP | N | Non Combustion (NUC, WAT, WND, GEO, or SUN)
EXCLUDE | NY | South Glens Falls Hydroelectric | 54772 | GEN2 | WAT | HY | 6.9 |  | IPP Non-CHP | N | Non Combustion (NUC, WAT, WND, GEO, or SUN)
EXCLUDE | NY | Upper Mechanicville | 625 | 1 | WAT | HY | 8.2 |  | Electric Utility | N | Non Combustion (NUC, WAT, WND, GEO, or SUN)
EXCLUDE | NY | Upper Mechanicville | 625 | 2 | WAT | HY | 8.2 |  | Electric Utility | N | Non Combustion (NUC, WAT, WND, GEO, or SUN)
EXCLUDE | NY | Belfort | 2544 | 1 | WAT | HY | 0.4 |  | IPP Non-CHP | N | Non Combustion (NUC, WAT, WND, GEO, or SUN)
EXCLUDE | NY | Belfort | 2544 | 2 | WAT | HY | 0.6 |  | IPP Non-CHP | N | Non Combustion (NUC, WAT, WND, GEO, or SUN)
EXCLUDE | NY | Belfort | 2544 | 3 | WAT | HY | 1 |  | IPP Non-CHP | N | Non Combustion (NUC, WAT, WND, GEO, or SUN)
EXCLUDE | VT | Gilman Mill | 10608 | GEN1 | WAT | HY | 2.2 |  | Industrial CHP | N | Non Combustion (NUC, WAT, WND, GEO, or SUN)
EXCLUDE | VT | Gilman Mill | 10608 | GEN2 | WAT | HY | 1 |  | Industrial CHP | N | Non Combustion (NUC, WAT, WND, GEO, or SUN)
EXCLUDE | VT | Gilman Mill | 10608 | GEN3 | WAT | HY | 0.8 |  | Industrial CHP | N | Non Combustion (NUC, WAT, WND, GEO, or SUN)
EXCLUDE | VT | Gilman Mill | 10608 | GEN4 | WAT | HY | 0.8 |  | Industrial CHP | N | Non Combustion (NUC, WAT, WND, GEO, or SUN)
EXCLUDE | CA | Spaulding 1 | 281 | 1 | WAT | HY | 7 |  | Electric Utility | N | Non Combustion (NUC, WAT, WND, GEO, or SUN)
EXCLUDE | OR | John Day | 3082 | 1 | WAT | HY | 135 |  | Electric Utility | N | Non Combustion (NUC, WAT, WND, GEO, or SUN)
EXCLUDE | OR | John Day | 3082 | 10 | WAT | HY | 135 |  | Electric Utility | N | Non Combustion (NUC, WAT, WND, GEO, or SUN)
EXCLUDE | OR | John Day | 3082 | 11 | WAT | HY | 135 |  | Electric Utility | N | Non Combustion (NUC, WAT, WND, GEO, or SUN)
EXCLUDE | OR | John Day | 3082 | 12 | WAT | HY | 135 |  | Electric Utility | N | Non Combustion (NUC, WAT, WND, GEO, or SUN)
EXCLUDE | OR | John Day | 3082 | 13 | WAT | HY | 135 |  | Electric Utility | N | Non Combustion (NUC, WAT, WND, GEO, or SUN)
EXCLUDE | OR | John Day | 3082 | 14 | WAT | HY | 135 |  | Electric Utility | N | Non Combustion (NUC, WAT, WND, GEO, or SUN)
EXCLUDE | OR | John Day | 3082 | 15 | WAT | HY | 135 |  | Electric Utility | N | Non Combustion (NUC, WAT, WND, GEO, or SUN)
EXCLUDE | OR | John Day | 3082 | 16 | WAT | HY | 135 |  | Electric Utility | N | Non Combustion (NUC, WAT, WND, GEO, or SUN)
EXCLUDE | OR | John Day | 3082 | 2 | WAT | HY | 135 |  | Electric Utility | N | Non Combustion (NUC, WAT, WND, GEO, or SUN)
EXCLUDE | OR | John Day | 3082 | 3 | WAT | HY | 135 |  | Electric Utility | N | Non Combustion (NUC, WAT, WND, GEO, or SUN)
EXCLUDE | OR | John Day | 3082 | 4 | WAT | HY | 135 |  | Electric Utility | N | Non Combustion (NUC, WAT, WND, GEO, or SUN)
EXCLUDE | OR | John Day | 3082 | 5 | WAT | HY | 135 |  | Electric Utility | N | Non Combustion (NUC, WAT, WND, GEO, or SUN)
EXCLUDE | OR | John Day | 3082 | 6 | WAT | HY | 135 |  | Electric Utility | N | Non Combustion (NUC, WAT, WND, GEO, or SUN)
EXCLUDE | OR | John Day | 3082 | 7 | WAT | HY | 135 |  | Electric Utility | N | Non Combustion (NUC, WAT, WND, GEO, or SUN)
EXCLUDE | OR | John Day | 3082 | 8 | WAT | HY | 135 |  | Electric Utility | N | Non Combustion (NUC, WAT, WND, GEO, or SUN)
EXCLUDE | OR | John Day | 3082 | 9 | WAT | HY | 135 |  | Electric Utility | N | Non Combustion (NUC, WAT, WND, GEO, or SUN)
EXCLUDE | WA | Merwin | 3847 | 1 | WAT | HY | 45 |  | Electric Utility | N | Non Combustion (NUC, WAT, WND, GEO, or SUN)
EXCLUDE | WA | Merwin | 3847 | 2 | WAT | HY | 45 |  | Electric Utility | N | Non Combustion (NUC, WAT, WND, GEO, or SUN)
EXCLUDE | WA | Merwin | 3847 | 3 | WAT | HY | 45 |  | Electric Utility | N | Non Combustion (NUC, WAT, WND, GEO, or SUN)
EXCLUDE | WA | Merwin | 3847 | House | WAT | HY | 1 |  | Electric Utility | N | Non Combustion (NUC, WAT, WND, GEO, or SUN)
EXCLUDE | IL | Rockton | 903 | 1 | WAT | HY | 0.6 |  | IPP Non-CHP | N | Non Combustion (NUC, WAT, WND, GEO, or SUN)
EXCLUDE | IL | Rockton | 903 | 2 | WAT | HY | 0.5 |  | IPP Non-CHP | N | Non Combustion (NUC, WAT, WND, GEO, or SUN)
EXCLUDE | MN | Hastings City Hydroelectric | 54285 | 1 | WAT | HY | 2.2 |  | IPP Non-CHP | N | Non Combustion (NUC, WAT, WND, GEO, or SUN)
EXCLUDE | MN | Hastings City Hydroelectric | 54285 | 2 | WAT | HY | 2.2 |  | IPP Non-CHP | N | Non Combustion (NUC, WAT, WND, GEO, or SUN)
EXCLUDE | ID | Crystal Springs | 10806 | GEN1 | WAT | HY | 2.3 |  | IPP Non-CHP | N | Non Combustion (NUC, WAT, WND, GEO, or SUN)
EXCLUDE | AR | White River Lock and Dam 3 | 57162 | LD#3 | WAT | HY | 4.3 |  | IPP Non-CHP | N | Non Combustion (NUC, WAT, WND, GEO, or SUN)
EXCLUDE | CA | Inskip | 248 | 1 | WAT | HY | 7.6 |  | Electric Utility | N | Non Combustion (NUC, WAT, WND, GEO, or SUN)
EXCLUDE | NY | Heuvelton | 2573 | 1 | WAT | HY | 0.5 |  | IPP Non-CHP | N | Non Combustion (NUC, WAT, WND, GEO, or SUN)
EXCLUDE | NY | Heuvelton | 2573 | 2 | WAT | HY | 0.5 |  | IPP Non-CHP | N | Non Combustion (NUC, WAT, WND, GEO, or SUN)
EXCLUDE | UT | Stairs | 3659 | 3 | WAT | HY | 1 |  | Electric Utility | N | Non Combustion (NUC, WAT, WND, GEO, or SUN)
EXCLUDE | ME | Worumbo Hydro Station | 50278 | GEN1 | WAT | HY | 9.7 |  | IPP Non-CHP | N | Non Combustion (NUC, WAT, WND, GEO, or SUN)
EXCLUDE | ME | Worumbo Hydro Station | 50278 | GEN2 | WAT | HY | 9.7 |  | IPP Non-CHP | N | Non Combustion (NUC, WAT, WND, GEO, or SUN)
EXCLUDE | MA | Cabot | 1629 | 1 | WAT | HY | 10.3 |  | IPP Non-CHP | N | Non Combustion (NUC, WAT, WND, GEO, or SUN)
EXCLUDE | MA | Cabot | 1629 | 2 | WAT | HY | 10.3 |  | IPP Non-CHP | N | Non Combustion (NUC, WAT, WND, GEO, or SUN)
EXCLUDE | MA | Cabot | 1629 | 3 | WAT | HY | 10.3 |  | IPP Non-CHP | N | Non Combustion (NUC, WAT, WND, GEO, or SUN)
EXCLUDE | MA | Cabot | 1629 | 4 | WAT | HY | 10.3 |  | IPP Non-CHP | N | Non Combustion (NUC, WAT, WND, GEO, or SUN)
EXCLUDE | MA | Cabot | 1629 | 5 | WAT | HY | 10.3 |  | IPP Non-CHP | N | Non Combustion (NUC, WAT, WND, GEO, or SUN)
EXCLUDE | MA | Cabot | 1629 | 6 | WAT | HY | 10.3 |  | IPP Non-CHP | N | Non Combustion (NUC, WAT, WND, GEO, or SUN)
EXCLUDE | NC | Nantahala | 2747 | 1 | WAT | HY | 43.2 |  | Electric Utility | N | Non Combustion (NUC, WAT, WND, GEO, or SUN)
EXCLUDE | CA | Aidlin Geothermal Power Plant | 52158 | GEN1 | GEO | ST | 12.5 |  | IPP Non-CHP | N | Non Combustion (NUC, WAT, WND, GEO, or SUN)
EXCLUDE | CA | Aidlin Geothermal Power Plant | 52158 | GEN2 | GEO | ST | 12.5 |  | IPP Non-CHP | N | Non Combustion (NUC, WAT, WND, GEO, or SUN)
EXCLUDE | CA | Dutch Flat | 237 | 1 | WAT | HY | 22 |  | Electric Utility | N | Non Combustion (NUC, WAT, WND, GEO, or SUN)
EXCLUDE | OR | Falls Creek | 52187 | GE-1 | WAT | HY | 4.1 |  | IPP Non-CHP | N | Non Combustion (NUC, WAT, WND, GEO, or SUN)
EXCLUDE | OR | Warm Springs Power Enterprises | 54721 | 0001 | WAT | HY | 19.6 |  | IPP Non-CHP | N | Non Combustion (NUC, WAT, WND, GEO, or SUN)
EXCLUDE | FL | St Lucie | 6045 | 1 | NUC | ST | 1080 |  | Electric Utility | N | Non Combustion (NUC, WAT, WND, GEO, or SUN)
EXCLUDE | FL | St Lucie | 6045 | 2 | NUC | ST | 1080 |  | Electric Utility | N | Non Combustion (NUC, WAT, WND, GEO, or SUN)
EXCLUDE | ME | International Paper Riley Hydro | 50081 | GEN1 | WAT | HY | 1.1 |  | Industrial Non-CHP | N | Non Combustion (NUC, WAT, WND, GEO, or SUN)
EXCLUDE | ME | International Paper Riley Hydro | 50081 | GEN2 | WAT | HY | 1.1 |  | Industrial Non-CHP | N | Non Combustion (NUC, WAT, WND, GEO, or SUN)
EXCLUDE | ME | International Paper Riley Hydro | 50081 | GEN3 | WAT | HY | 1.1 |  | Industrial Non-CHP | N | Non Combustion (NUC, WAT, WND, GEO, or SUN)
EXCLUDE | ME | International Paper Riley Hydro | 50081 | GEN4 | WAT | HY | 1.1 |  | Industrial Non-CHP | N | Non Combustion (NUC, WAT, WND, GEO, or SUN)
EXCLUDE | ME | International Paper Riley Hydro | 50081 | GEN5 | WAT | HY | 1.1 |  | Industrial Non-CHP | N | Non Combustion (NUC, WAT, WND, GEO, or SUN)
EXCLUDE | ME | International Paper Riley Hydro | 50081 | GEN6 | WAT | HY | 1.1 |  | Industrial Non-CHP | N | Non Combustion (NUC, WAT, WND, GEO, or SUN)
EXCLUDE | ID | Rock Creek I | 50987 | GEN1 | WAT | HY | 2.1 |  | IPP Non-CHP | N | Non Combustion (NUC, WAT, WND, GEO, or SUN)
EXCLUDE | NY | Brookfield Power Glen Falls Hydro | 56936 | GEN1 | WAT | HY | 2.4 |  | Industrial Non-CHP | N | Non Combustion (NUC, WAT, WND, GEO, or SUN)
EXCLUDE | NY | Brookfield Power Glen Falls Hydro | 56936 | GEN2 | WAT | HY | 2 |  | Industrial Non-CHP | N | Non Combustion (NUC, WAT, WND, GEO, or SUN)
EXCLUDE | NY | Brookfield Power Glen Falls Hydro | 56936 | GEN3 | WAT | HY | 2.2 |  | Industrial Non-CHP | N | Non Combustion (NUC, WAT, WND, GEO, or SUN)
EXCLUDE | NY | Brookfield Power Glen Falls Hydro | 56936 | GEN4 | WAT | HY | 2.4 |  | Industrial Non-CHP | N | Non Combustion (NUC, WAT, WND, GEO, or SUN)
EXCLUDE | NY | Brookfield Power Glen Falls Hydro | 56936 | GEN5 | WAT | HY | 2.8 |  | Industrial Non-CHP | N | Non Combustion (NUC, WAT, WND, GEO, or SUN)
EXCLUDE | FL | Suwannee River Chemical Complex | 50473 | SRC | OTH | ST | 27.3 |  | Industrial CHP | Y | Non Fossil fuel type
EXCLUDE | NY | Rochester 2 | 2639 | 1 | WAT | HY | 8.5 |  | Electric Utility | N | Non Combustion (NUC, WAT, WND, GEO, or SUN)
EXCLUDE | WA | Mossyrock | 3918 | 51 | WAT | HY | 150 |  | Electric Utility | N | Non Combustion (NUC, WAT, WND, GEO, or SUN)
EXCLUDE | WA | Mossyrock | 3918 | 52 | WAT | HY | 150 |  | Electric Utility | N | Non Combustion (NUC, WAT, WND, GEO, or SUN)
EXCLUDE | UT | Thermo No 1 | 57353 | 1 | GEO | BT | 14 |  | IPP Non-CHP | N | Non Combustion (NUC, WAT, WND, GEO, or SUN)
EXCLUDE | WI | Castle Rock | 4079 | 1 | WAT | HY | 3 |  | Electric Utility | N | Non Combustion (NUC, WAT, WND, GEO, or SUN)
EXCLUDE | WI | Castle Rock | 4079 | 2 | WAT | HY | 3 |  | Electric Utility | N | Non Combustion (NUC, WAT, WND, GEO, or SUN)
EXCLUDE | WI | Castle Rock | 4079 | 3 | WAT | HY | 3 |  | Electric Utility | N | Non Combustion (NUC, WAT, WND, GEO, or SUN)
EXCLUDE | WI | Castle Rock | 4079 | 4 | WAT | HY | 3 |  | Electric Utility | N | Non Combustion (NUC, WAT, WND, GEO, or SUN)
EXCLUDE | WI | Castle Rock | 4079 | 5 | WAT | HY | 3 |  | Electric Utility | N | Non Combustion (NUC, WAT, WND, GEO, or SUN)
EXCLUDE | CA | Tulloch | 416 | 1 | WAT | HY | 8.5 |  | IPP Non-CHP | N | Non Combustion (NUC, WAT, WND, GEO, or SUN)
EXCLUDE | CA | Tulloch | 416 | 2 | WAT | HY | 8.5 |  | IPP Non-CHP | N | Non Combustion (NUC, WAT, WND, GEO, or SUN)
EXCLUDE | CA | Tulloch | 416 | 3 | WAT | HY | 7.2 |  | IPP Non-CHP | N | Non Combustion (NUC, WAT, WND, GEO, or SUN)
EXCLUDE | TN | Fort Loudoun | 3402 | 1 | WAT | HY | 35.5 |  | Electric Utility | N | Non Combustion (NUC, WAT, WND, GEO, or SUN)
EXCLUDE | TN | Fort Loudoun | 3402 | 2 | WAT | HY | 34.2 |  | Electric Utility | N | Non Combustion (NUC, WAT, WND, GEO, or SUN)
EXCLUDE | TN | Fort Loudoun | 3402 | 3 | WAT | HY | 43 |  | Electric Utility | N | Non Combustion (NUC, WAT, WND, GEO, or SUN)
EXCLUDE | TN | Fort Loudoun | 3402 | 4 | WAT | HY | 40.6 |  | Electric Utility | N | Non Combustion (NUC, WAT, WND, GEO, or SUN)
EXCLUDE | MN | Twin Cities Hydro LLC | 57069 | 1 | WAT | HY | 4.5 |  | IPP Non-CHP | N | Non Combustion (NUC, WAT, WND, GEO, or SUN)
EXCLUDE | MN | Twin Cities Hydro LLC | 57069 | 2 | WAT | HY | 4.5 |  | IPP Non-CHP | N | Non Combustion (NUC, WAT, WND, GEO, or SUN)
EXCLUDE | MN | Twin Cities Hydro LLC | 57069 | 3 | WAT | HY | 4.5 |  | IPP Non-CHP | N | Non Combustion (NUC, WAT, WND, GEO, or SUN)
EXCLUDE | MN | Twin Cities Hydro LLC | 57069 | 4 | WAT | HY | 4.5 |  | IPP Non-CHP | N | Non Combustion (NUC, WAT, WND, GEO, or SUN)
EXCLUDE | NY | Cellu Tissue Natural Dam | 54878 | 01 | WAT | HY | 0.4 |  | Industrial Non-CHP | N | Non Combustion (NUC, WAT, WND, GEO, or SUN)
EXCLUDE | NY | Cellu Tissue Natural Dam | 54878 | 02 | WAT | HY | 0.3 |  | Industrial Non-CHP | N | Non Combustion (NUC, WAT, WND, GEO, or SUN)
EXCLUDE | NY | Cellu Tissue Natural Dam | 54878 | 03 | WAT | HY | 0.3 |  | Industrial Non-CHP | N | Non Combustion (NUC, WAT, WND, GEO, or SUN)
EXCLUDE | WI | Port Edwards Mill | 54103 | HG1 | WAT | HY | 0.4 |  | Industrial CHP | N | Non Combustion (NUC, WAT, WND, GEO, or SUN)
EXCLUDE | WI | Port Edwards Mill | 54103 | HG2 | WAT | HY | 0.4 |  | Industrial CHP | N | Non Combustion (NUC, WAT, WND, GEO, or SUN)
EXCLUDE | WI | Port Edwards Mill | 54103 | HG3 | WAT | HY | 0.4 |  | Industrial CHP | N | Non Combustion (NUC, WAT, WND, GEO, or SUN)
EXCLUDE | WI | Port Edwards Mill | 54103 | HG4 | WAT | HY | 0.4 |  | Industrial CHP | N | Non Combustion (NUC, WAT, WND, GEO, or SUN)
EXCLUDE | WI | Port Edwards Mill | 54103 | HG5 | WAT | HY | 0.8 |  | Industrial CHP | N | Non Combustion (NUC, WAT, WND, GEO, or SUN)
EXCLUDE | WI | Port Edwards Mill | 54103 | HG6 | WAT | HY | 0.8 |  | Industrial CHP | N | Non Combustion (NUC, WAT, WND, GEO, or SUN)
EXCLUDE | WI | Port Edwards Mill | 54103 | JHG1 | WAT | HY | 1.3 |  | Industrial CHP | N | Non Combustion (NUC, WAT, WND, GEO, or SUN)
EXCLUDE | WI | Port Edwards Mill | 54103 | JHG2 | WAT | HY | 0.6 |  | Industrial CHP | N | Non Combustion (NUC, WAT, WND, GEO, or SUN)
EXCLUDE | WI | Port Edwards Mill | 54103 | JHG3 | WAT | HY | 0.6 |  | Industrial CHP | N | Non Combustion (NUC, WAT, WND, GEO, or SUN)
EXCLUDE | WI | Port Edwards Mill | 54103 | JHG4 | WAT | HY | 0.4 |  | Industrial CHP | N | Non Combustion (NUC, WAT, WND, GEO, or SUN)
EXCLUDE | WI | Port Edwards Mill | 54103 | JHG5 | WAT | HY | 0.6 |  | Industrial CHP | N | Non Combustion (NUC, WAT, WND, GEO, or SUN)
EXCLUDE | HI | Kalaheo Hydro | 10412 | KAL | WAT | HY | 1.1 |  | Industrial Non-CHP | N | Non Combustion (NUC, WAT, WND, GEO, or SUN)
EXCLUDE | CO | Redlands Water & Power | 50267 | RED1 | WAT | HY | 1.4 |  | IPP Non-CHP | N | Non Combustion (NUC, WAT, WND, GEO, or SUN)
EXCLUDE | WV | FirstEnergy Dam 5 | 6544 | 1 | WAT | HY | 0.5 |  | IPP Non-CHP | N | Non Combustion (NUC, WAT, WND, GEO, or SUN)
EXCLUDE | WV | FirstEnergy Dam 5 | 6544 | 2 | WAT | HY | 0.5 |  | IPP Non-CHP | N | Non Combustion (NUC, WAT, WND, GEO, or SUN)
EXCLUDE | VT | Weybridge | 3728 | 1 | WAT | HY | 3 |  | Electric Utility | N | Non Combustion (NUC, WAT, WND, GEO, or SUN)
EXCLUDE | NY | Elmer | 2559 | 1 | WAT | HY | 1 |  | IPP Non-CHP | N | Non Combustion (NUC, WAT, WND, GEO, or SUN)
EXCLUDE | NY | Elmer | 2559 | 2 | WAT | HY | 1 |  | IPP Non-CHP | N | Non Combustion (NUC, WAT, WND, GEO, or SUN)
EXCLUDE | ME | Anson Abenaki Hydros | 10186 | AB1 | WAT | HY | 3 |  | Industrial CHP | N | Non Combustion (NUC, WAT, WND, GEO, or SUN)
EXCLUDE | ME | Anson Abenaki Hydros | 10186 | AB2 | WAT | HY | 2.7 |  | Industrial CHP | N | Non Combustion (NUC, WAT, WND, GEO, or SUN)
EXCLUDE | ME | Anson Abenaki Hydros | 10186 | AB3 | WAT | HY | 3 |  | Industrial CHP | N | Non Combustion (NUC, WAT, WND, GEO, or SUN)
EXCLUDE | ME | Anson Abenaki Hydros | 10186 | AB4 | WAT | HY | 3 |  | Industrial CHP | N | Non Combustion (NUC, WAT, WND, GEO, or SUN)
EXCLUDE | ME | Anson Abenaki Hydros | 10186 | AB5 | WAT | HY | 2.5 |  | Industrial CHP | N | Non Combustion (NUC, WAT, WND, GEO, or SUN)
EXCLUDE | ME | Anson Abenaki Hydros | 10186 | AB6 | WAT | HY | 3 |  | Industrial CHP | N | Non Combustion (NUC, WAT, WND, GEO, or SUN)
EXCLUDE | ME | Anson Abenaki Hydros | 10186 | AB7 | WAT | HY | 2.5 |  | Industrial CHP | N | Non Combustion (NUC, WAT, WND, GEO, or SUN)
EXCLUDE | ME | Anson Abenaki Hydros | 10186 | AB8 | WAT | HY | 0.3 |  | Industrial CHP | N | Non Combustion (NUC, WAT, WND, GEO, or SUN)
EXCLUDE | ME | Anson Abenaki Hydros | 10186 | AN1 | WAT | HY | 1.8 |  | Industrial CHP | N | Non Combustion (NUC, WAT, WND, GEO, or SUN)
EXCLUDE | ME | Anson Abenaki Hydros | 10186 | AN2 | WAT | HY | 1.8 |  | Industrial CHP | N | Non Combustion (NUC, WAT, WND, GEO, or SUN)
EXCLUDE | ME | Anson Abenaki Hydros | 10186 | AN3 | WAT | HY | 1.8 |  | Industrial CHP | N | Non Combustion (NUC, WAT, WND, GEO, or SUN)
EXCLUDE | ME | Anson Abenaki Hydros | 10186 | AN4 | WAT | HY | 1.8 |  | Industrial CHP | N | Non Combustion (NUC, WAT, WND, GEO, or SUN)
EXCLUDE | ME | Anson Abenaki Hydros | 10186 | AN5 | WAT | HY | 1.8 |  | Industrial CHP | N | Non Combustion (NUC, WAT, WND, GEO, or SUN)
EXCLUDE | NY | Diamond Island Plant | 10540 | GEN1 | WAT | HY | 0.4 |  | IPP Non-CHP | N | Non Combustion (NUC, WAT, WND, GEO, or SUN)
EXCLUDE | NY | Diamond Island Plant | 10540 | GEN2 | WAT | HY | 0.4 |  | IPP Non-CHP | N | Non Combustion (NUC, WAT, WND, GEO, or SUN)
EXCLUDE | NY | Diamond Island Plant | 10540 | GEN3 | WAT | HY | 0.4 |  | IPP Non-CHP | N | Non Combustion (NUC, WAT, WND, GEO, or SUN)
EXCLUDE | IA | Iowa Hydro LLC | 1067 | 1 | WAT | HY | 0.6 |  | IPP Non-CHP | N | Non Combustion (NUC, WAT, WND, GEO, or SUN)
EXCLUDE | IA | Iowa Hydro LLC | 1067 | 2 | WAT | HY | 0.6 |  | IPP Non-CHP | N | Non Combustion (NUC, WAT, WND, GEO, or SUN)
EXCLUDE | NY | High Falls | 2530 | 1 | WAT | HY | 4 |  | Electric Utility | N | Non Combustion (NUC, WAT, WND, GEO, or SUN)
EXCLUDE | NY | High Falls | 2530 | 2 | WAT | HY | 4 |  | Electric Utility | N | Non Combustion (NUC, WAT, WND, GEO, or SUN)
EXCLUDE | NY | High Falls | 2530 | 3 | WAT | HY | 7 |  | Electric Utility | N | Non Combustion (NUC, WAT, WND, GEO, or SUN)
EXCLUDE | CA | Rollins | 34 | 1P | WAT | HY | 12.1 |  | IPP Non-CHP | N | Non Combustion (NUC, WAT, WND, GEO, or SUN)
EXCLUDE | WA | H M Jackson | 7588 | 1 | WAT | HY | 47.5 |  | Electric Utility | N | Non Combustion (NUC, WAT, WND, GEO, or SUN)
EXCLUDE | WA | H M Jackson | 7588 | 2 | WAT | HY | 47.5 |  | Electric Utility | N | Non Combustion (NUC, WAT, WND, GEO, or SUN)
EXCLUDE | WA | H M Jackson | 7588 | 3 | WAT | HY | 8.4 |  | Electric Utility | N | Non Combustion (NUC, WAT, WND, GEO, or SUN)
EXCLUDE | WA | H M Jackson | 7588 | 4 | WAT | HY | 8.4 |  | Electric Utility | N | Non Combustion (NUC, WAT, WND, GEO, or SUN)
EXCLUDE | WA | Rock Island | 6200 | A | WAT | HY | 1.2 |  | Electric Utility | N | Non Combustion (NUC, WAT, WND, GEO, or SUN)
EXCLUDE | WA | Rock Island | 6200 | B-1 | WAT | HY | 20.7 |  | Electric Utility | N | Non Combustion (NUC, WAT, WND, GEO, or SUN)
EXCLUDE | WA | Rock Island | 6200 | B-10 | WAT | HY | 22.5 |  | Electric Utility | N | Non Combustion (NUC, WAT, WND, GEO, or SUN)
EXCLUDE | WA | Rock Island | 6200 | B-2 | WAT | HY | 20.7 |  | Electric Utility | N | Non Combustion (NUC, WAT, WND, GEO, or SUN)
EXCLUDE | WA | Rock Island | 6200 | B-3 | WAT | HY | 20.7 |  | Electric Utility | N | Non Combustion (NUC, WAT, WND, GEO, or SUN)
EXCLUDE | WA | Rock Island | 6200 | B-4 | WAT | HY | 20.7 |  | Electric Utility | N | Non Combustion (NUC, WAT, WND, GEO, or SUN)
EXCLUDE | WA | Rock Island | 6200 | B-5 | WAT | HY | 22.5 |  | Electric Utility | N | Non Combustion (NUC, WAT, WND, GEO, or SUN)
EXCLUDE | WA | Rock Island | 6200 | B-6 | WAT | HY | 22.5 |  | Electric Utility | N | Non Combustion (NUC, WAT, WND, GEO, or SUN)
EXCLUDE | WA | Rock Island | 6200 | B-7 | WAT | HY | 22.5 |  | Electric Utility | N | Non Combustion (NUC, WAT, WND, GEO, or SUN)
EXCLUDE | WA | Rock Island | 6200 | B-8 | WAT | HY | 22.5 |  | Electric Utility | N | Non Combustion (NUC, WAT, WND, GEO, or SUN)
EXCLUDE | WA | Rock Island | 6200 | B-9 | WAT | HY | 22.5 |  | Electric Utility | N | Non Combustion (NUC, WAT, WND, GEO, or SUN)
EXCLUDE | WA | Rock Island | 6200 | U-1 | WAT | HY | 51.3 |  | Electric Utility | N | Non Combustion (NUC, WAT, WND, GEO, or SUN)
EXCLUDE | WA | Rock Island | 6200 | U-2 | WAT | HY | 51.3 |  | Electric Utility | N | Non Combustion (NUC, WAT, WND, GEO, or SUN)
EXCLUDE | WA | Rock Island | 6200 | U-3 | WAT | HY | 51.3 |  | Electric Utility | N | Non Combustion (NUC, WAT, WND, GEO, or SUN)
EXCLUDE | WA | Rock Island | 6200 | U-4 | WAT | HY | 51.3 |  | Electric Utility | N | Non Combustion (NUC, WAT, WND, GEO, or SUN)
EXCLUDE | WA | Rock Island | 6200 | U-5 | WAT | HY | 51.3 |  | Electric Utility | N | Non Combustion (NUC, WAT, WND, GEO, or SUN)
EXCLUDE | WA | Rock Island | 6200 | U-6 | WAT | HY | 51.3 |  | Electric Utility | N | Non Combustion (NUC, WAT, WND, GEO, or SUN)
EXCLUDE | WA | Rock Island | 6200 | U-7 | WAT | HY | 51.3 |  | Electric Utility | N | Non Combustion (NUC, WAT, WND, GEO, or SUN)
EXCLUDE | WA | Rock Island | 6200 | U-8 | WAT | HY | 51.3 |  | Electric Utility | N | Non Combustion (NUC, WAT, WND, GEO, or SUN)
EXCLUDE | NY | Black River | 2546 | 1 | WAT | HY | 2 |  | IPP Non-CHP | N | Non Combustion (NUC, WAT, WND, GEO, or SUN)
EXCLUDE | NY | Black River | 2546 | 2 | WAT | HY | 2 |  | IPP Non-CHP | N | Non Combustion (NUC, WAT, WND, GEO, or SUN)
EXCLUDE | NY | Black River | 2546 | 3 | WAT | HY | 2 |  | IPP Non-CHP | N | Non Combustion (NUC, WAT, WND, GEO, or SUN)
EXCLUDE | NY | Eagle | 2555 | 1 | WAT | HY | 2 |  | IPP Non-CHP | N | Non Combustion (NUC, WAT, WND, GEO, or SUN)
EXCLUDE | NY | Eagle | 2555 | 2 | WAT | HY | 1 |  | IPP Non-CHP | N | Non Combustion (NUC, WAT, WND, GEO, or SUN)
EXCLUDE | NY | Eagle | 2555 | 3 | WAT | HY | 1 |  | IPP Non-CHP | N | Non Combustion (NUC, WAT, WND, GEO, or SUN)
EXCLUDE | NY | Eagle | 2555 | 4 | WAT | HY | 2 |  | IPP Non-CHP | N | Non Combustion (NUC, WAT, WND, GEO, or SUN)
EXCLUDE | NY | Inghams | 2579 | 1 | WAT | HY | 3 |  | IPP Non-CHP | N | Non Combustion (NUC, WAT, WND, GEO, or SUN)
EXCLUDE | NY | Inghams | 2579 | 2 | WAT | HY | 3 |  | IPP Non-CHP | N | Non Combustion (NUC, WAT, WND, GEO, or SUN)
EXCLUDE | CA | Drop 5 | 314 | 1 | WAT | HY | 2 |  | Electric Utility | N | Non Combustion (NUC, WAT, WND, GEO, or SUN)
EXCLUDE | CA | Drop 5 | 314 | 2 | WAT | HY | 2 |  | Electric Utility | N | Non Combustion (NUC, WAT, WND, GEO, or SUN)
EXCLUDE | ID | Anderson Ranch | 6395 | 1 | WAT | HY | 20 |  | Electric Utility | N | Non Combustion (NUC, WAT, WND, GEO, or SUN)
EXCLUDE | ID | Anderson Ranch | 6395 | 2 | WAT | HY | 20 |  | Electric Utility | N | Non Combustion (NUC, WAT, WND, GEO, or SUN)
EXCLUDE | CA | Tule River | 365 | 1 | WAT | HY | 1.2 |  | Electric Utility | N | Non Combustion (NUC, WAT, WND, GEO, or SUN)
EXCLUDE | CA | Tule River | 365 | 2 | WAT | HY | 1.2 |  | Electric Utility | N | Non Combustion (NUC, WAT, WND, GEO, or SUN)
EXCLUDE | KY | Mother Ann Lee | 1359 | 1 | WAT | HY | 0.6 |  | IPP Non-CHP | N | Non Combustion (NUC, WAT, WND, GEO, or SUN)
EXCLUDE | KY | Mother Ann Lee | 1359 | 2 | WAT | HY | 0.6 |  | IPP Non-CHP | N | Non Combustion (NUC, WAT, WND, GEO, or SUN)
EXCLUDE | KY | Mother Ann Lee | 1359 | 3 | WAT | HY | 0.6 |  | IPP Non-CHP | N | Non Combustion (NUC, WAT, WND, GEO, or SUN)
EXCLUDE | OR | Owyhee Dam Power Project | 50361 | GEN1 | WAT | HY | 4.3 |  | IPP Non-CHP | N | Non Combustion (NUC, WAT, WND, GEO, or SUN)
EXCLUDE | CA | Lake Mathews | 6644 | 1 | WAT | HY | 4.9 |  | Electric Utility | N | Non Combustion (NUC, WAT, WND, GEO, or SUN)
EXCLUDE | OR | Soda Springs | 3037 | 1 | WAT | HY | 11 |  | Electric Utility | N | Non Combustion (NUC, WAT, WND, GEO, or SUN)
EXCLUDE | TN | Pickwick Landing Dam | 3415 | 1 | WAT | HY | 40 |  | Electric Utility | N | Non Combustion (NUC, WAT, WND, GEO, or SUN)
EXCLUDE | TN | Pickwick Landing Dam | 3415 | 2 | WAT | HY | 40 |  | Electric Utility | N | Non Combustion (NUC, WAT, WND, GEO, or SUN)
EXCLUDE | TN | Pickwick Landing Dam | 3415 | 3 | WAT | HY | 40 |  | Electric Utility | N | Non Combustion (NUC, WAT, WND, GEO, or SUN)
EXCLUDE | TN | Pickwick Landing Dam | 3415 | 4 | WAT | HY | 40 |  | Electric Utility | N | Non Combustion (NUC, WAT, WND, GEO, or SUN)
EXCLUDE | TN | Pickwick Landing Dam | 3415 | 5 | WAT | HY | 40 |  | Electric Utility | N | Non Combustion (NUC, WAT, WND, GEO, or SUN)
EXCLUDE | TN | Pickwick Landing Dam | 3415 | 6 | WAT | HY | 40 |  | Electric Utility | N | Non Combustion (NUC, WAT, WND, GEO, or SUN)
EXCLUDE | NE | Spencer | 2278 | 1 | WAT | HY | 0.8 |  | Electric Utility | N | Non Combustion (NUC, WAT, WND, GEO, or SUN)
EXCLUDE | NE | Spencer | 2278 | 2 | WAT | HY | 1.6 |  | Electric Utility | N | Non Combustion (NUC, WAT, WND, GEO, or SUN)
EXCLUDE | CA | C&H Sugar Plant | 58251 | TG3 | PUR | ST | 5 |  | Industrial CHP | Y | Non Fossil fuel type
EXCLUDE | CA | C&H Sugar Plant | 58251 | TG4 | PUR | ST | 5 |  | Industrial CHP | Y | Non Fossil fuel type
EXCLUDE | ID | Albeni Falls | 851 | 1 | WAT | HY | 14 |  | Electric Utility | N | Non Combustion (NUC, WAT, WND, GEO, or SUN)
EXCLUDE | ID | Albeni Falls | 851 | 2 | WAT | HY | 14 |  | Electric Utility | N | Non Combustion (NUC, WAT, WND, GEO, or SUN)
EXCLUDE | ID | Albeni Falls | 851 | 3 | WAT | HY | 14 |  | Electric Utility | N | Non Combustion (NUC, WAT, WND, GEO, or SUN)
EXCLUDE | NE | Jeffrey | 2227 | 1 | WAT | HY | 10.8 |  | Electric Utility | N | Non Combustion (NUC, WAT, WND, GEO, or SUN)
EXCLUDE | NE | Jeffrey | 2227 | 2 | WAT | HY | 10.8 |  | Electric Utility | N | Non Combustion (NUC, WAT, WND, GEO, or SUN)
EXCLUDE | WI | Appleton | 4043 | 4 | WAT | HY | 1.5 |  | Electric Utility | N | Non Combustion (NUC, WAT, WND, GEO, or SUN)
EXCLUDE | WI | Appleton | 4043 | 5 | WAT | HY | 0.7 |  | Electric Utility | N | Non Combustion (NUC, WAT, WND, GEO, or SUN)
EXCLUDE | WI | Appleton | 4043 | 6 | WAT | HY | 0.7 |  | Electric Utility | N | Non Combustion (NUC, WAT, WND, GEO, or SUN)
EXCLUDE | MA | Gillette SBMC | 54225 | TG2 | NG | ST | 5 |  | Industrial CHP | Y | Steam unit (PRMVR=ST) under 25MW/250 MMBtu/hr
EXCLUDE | OR | Faraday | 3045 | 1 | WAT | HY | 3.1 |  | Electric Utility | N | Non Combustion (NUC, WAT, WND, GEO, or SUN)
EXCLUDE | OR | Faraday | 3045 | 2 | WAT | HY | 3.1 |  | Electric Utility | N | Non Combustion (NUC, WAT, WND, GEO, or SUN)
EXCLUDE | OR | Faraday | 3045 | 3 | WAT | HY | 2.7 |  | Electric Utility | N | Non Combustion (NUC, WAT, WND, GEO, or SUN)
EXCLUDE | OR | Faraday | 3045 | 4 | WAT | HY | 4.5 |  | Electric Utility | N | Non Combustion (NUC, WAT, WND, GEO, or SUN)
EXCLUDE | OR | Faraday | 3045 | 5 | WAT | HY | 4 |  | Electric Utility | N | Non Combustion (NUC, WAT, WND, GEO, or SUN)
EXCLUDE | OR | Faraday | 3045 | 6 | WAT | HY | 19.2 |  | Electric Utility | N | Non Combustion (NUC, WAT, WND, GEO, or SUN)
EXCLUDE | NY | Beebee Island Hydro Plant | 10531 | 1 | WAT | HY | 4 |  | IPP Non-CHP | N | Non Combustion (NUC, WAT, WND, GEO, or SUN)
EXCLUDE | NY | Beebee Island Hydro Plant | 10531 | 2 | WAT | HY | 5 |  | IPP Non-CHP | N | Non Combustion (NUC, WAT, WND, GEO, or SUN)
EXCLUDE | NY | Fourth Branch Hydroelectric Facility | 10467 | 1 | WAT | HY | 3.3 |  | IPP Non-CHP | N | Non Combustion (NUC, WAT, WND, GEO, or SUN)
EXCLUDE | VT | Vergennes 9 | 6519 | 1 | WAT | HY | 0.7 |  | Electric Utility | N | Non Combustion (NUC, WAT, WND, GEO, or SUN)
EXCLUDE | VT | Vergennes 9 | 6519 | 2 | WAT | HY | 0.7 |  | Electric Utility | N | Non Combustion (NUC, WAT, WND, GEO, or SUN)
EXCLUDE | VT | Vergennes 9 | 6519 | 4 | WAT | HY | 1 |  | Electric Utility | N | Non Combustion (NUC, WAT, WND, GEO, or SUN)
EXCLUDE | IN | Twin Branch | 989 | H1E | WAT | HY | 0.6 |  | Electric Utility | N | Non Combustion (NUC, WAT, WND, GEO, or SUN)
EXCLUDE | IN | Twin Branch | 989 | H1W | WAT | HY | 0.6 |  | Electric Utility | N | Non Combustion (NUC, WAT, WND, GEO, or SUN)
EXCLUDE | IN | Twin Branch | 989 | H2W | WAT | HY | 0.6 |  | Electric Utility | N | Non Combustion (NUC, WAT, WND, GEO, or SUN)
EXCLUDE | IN | Twin Branch | 989 | H3W | WAT | HY | 0.6 |  | Electric Utility | N | Non Combustion (NUC, WAT, WND, GEO, or SUN)
EXCLUDE | IN | Twin Branch | 989 | H4W | WAT | HY | 0.6 |  | Electric Utility | N | Non Combustion (NUC, WAT, WND, GEO, or SUN)
EXCLUDE | IN | Twin Branch | 989 | H5W | WAT | HY | 0.6 |  | Electric Utility | N | Non Combustion (NUC, WAT, WND, GEO, or SUN)
EXCLUDE | IN | Twin Branch | 989 | H6E | WAT | HY | 0.6 |  | Electric Utility | N | Non Combustion (NUC, WAT, WND, GEO, or SUN)
EXCLUDE | IN | Twin Branch | 989 | H6W | WAT | HY | 0.6 |  | Electric Utility | N | Non Combustion (NUC, WAT, WND, GEO, or SUN)
EXCLUDE | IL | Dixon Hydroelectric Dam | 54969 | 1 | WAT | HY | 0.6 |  | IPP Non-CHP | N | Non Combustion (NUC, WAT, WND, GEO, or SUN)
EXCLUDE | IL | Dixon Hydroelectric Dam | 54969 | 2 | WAT | HY | 0.6 |  | IPP Non-CHP | N | Non Combustion (NUC, WAT, WND, GEO, or SUN)
EXCLUDE | IL | Dixon Hydroelectric Dam | 54969 | 3 | WAT | HY | 0.6 |  | IPP Non-CHP | N | Non Combustion (NUC, WAT, WND, GEO, or SUN)
EXCLUDE | IL | Dixon Hydroelectric Dam | 54969 | 4 | WAT | HY | 0.6 |  | IPP Non-CHP | N | Non Combustion (NUC, WAT, WND, GEO, or SUN)
EXCLUDE | IL | Dixon Hydroelectric Dam | 54969 | 5 | WAT | HY | 0.6 |  | IPP Non-CHP | N | Non Combustion (NUC, WAT, WND, GEO, or SUN)
EXCLUDE | NV | Steamboat II | 54665 | T201 | GEO | BT | 9.1 |  | IPP Non-CHP | N | Non Combustion (NUC, WAT, WND, GEO, or SUN)
EXCLUDE | NV | Steamboat II | 54665 | T202 | GEO | BT | 9.1 |  | IPP Non-CHP | N | Non Combustion (NUC, WAT, WND, GEO, or SUN)
EXCLUDE | ID | Cabinet Gorge | 833 | 1 | WAT | HY | 59.4 |  | Electric Utility | N | Non Combustion (NUC, WAT, WND, GEO, or SUN)
EXCLUDE | ID | Cabinet Gorge | 833 | 2 | WAT | HY | 73.2 |  | Electric Utility | N | Non Combustion (NUC, WAT, WND, GEO, or SUN)
EXCLUDE | ID | Cabinet Gorge | 833 | 3 | WAT | HY | 73.2 |  | Electric Utility | N | Non Combustion (NUC, WAT, WND, GEO, or SUN)
EXCLUDE | ID | Cabinet Gorge | 833 | 4 | WAT | HY | 59.4 |  | Electric Utility | N | Non Combustion (NUC, WAT, WND, GEO, or SUN)
EXCLUDE | AZ | Davis Dam | 152 | 1 | WAT | HY | 51.7 |  | Electric Utility | N | Non Combustion (NUC, WAT, WND, GEO, or SUN)
EXCLUDE | AZ | Davis Dam | 152 | 2 | WAT | HY | 51.7 |  | Electric Utility | N | Non Combustion (NUC, WAT, WND, GEO, or SUN)
EXCLUDE | AZ | Davis Dam | 152 | 3 | WAT | HY | 48 |  | Electric Utility | N | Non Combustion (NUC, WAT, WND, GEO, or SUN)
EXCLUDE | AZ | Davis Dam | 152 | 4 | WAT | HY | 51.7 |  | Electric Utility | N | Non Combustion (NUC, WAT, WND, GEO, or SUN)
EXCLUDE | AZ | Davis Dam | 152 | 5 | WAT | HY | 51.7 |  | Electric Utility | N | Non Combustion (NUC, WAT, WND, GEO, or SUN)
EXCLUDE | WI | Biron | 3971 | 1 | WAT | HY | 1.4 |  | Electric Utility | N | Non Combustion (NUC, WAT, WND, GEO, or SUN)
EXCLUDE | WI | Biron | 3971 | 2 | WAT | HY | 1.4 |  | Electric Utility | N | Non Combustion (NUC, WAT, WND, GEO, or SUN)
EXCLUDE | WI | Biron | 3971 | 3 | WAT | HY | 0.4 |  | Electric Utility | N | Non Combustion (NUC, WAT, WND, GEO, or SUN)
EXCLUDE | WI | Biron | 3971 | 4 | WAT | HY | 0.4 |  | Electric Utility | N | Non Combustion (NUC, WAT, WND, GEO, or SUN)
EXCLUDE | WI | Biron | 3971 | 5 | WAT | HY | 0.4 |  | Electric Utility | N | Non Combustion (NUC, WAT, WND, GEO, or SUN)
EXCLUDE | WI | Biron | 3971 | 6 | WAT | HY | 0.4 |  | Electric Utility | N | Non Combustion (NUC, WAT, WND, GEO, or SUN)
EXCLUDE | WI | Biron | 3971 | 7 | WAT | HY | 0.4 |  | Electric Utility | N | Non Combustion (NUC, WAT, WND, GEO, or SUN)
EXCLUDE | WI | Biron | 3971 | 9 | WAT | HY | 0.8 |  | Electric Utility | N | Non Combustion (NUC, WAT, WND, GEO, or SUN)
EXCLUDE | OR | Galesville Project | 50938 | GV1 | WAT | HY | 0.8 |  | IPP Non-CHP | N | Non Combustion (NUC, WAT, WND, GEO, or SUN)
EXCLUDE | OR | Galesville Project | 50938 | GV2 | WAT | HY | 0.8 |  | IPP Non-CHP | N | Non Combustion (NUC, WAT, WND, GEO, or SUN)
EXCLUDE | NY | Chasm | 2550 | 1 | WAT | HY | 1 |  | IPP Non-CHP | N | Non Combustion (NUC, WAT, WND, GEO, or SUN)
EXCLUDE | NY | Chasm | 2550 | 2 | WAT | HY | 1 |  | IPP Non-CHP | N | Non Combustion (NUC, WAT, WND, GEO, or SUN)
EXCLUDE | NY | Chasm | 2550 | 3 | WAT | HY | 1 |  | IPP Non-CHP | N | Non Combustion (NUC, WAT, WND, GEO, or SUN)
EXCLUDE | NY | Glenwood | 2568 | 1 | WAT | HY | 0.5 |  | IPP Non-CHP | N | Non Combustion (NUC, WAT, WND, GEO, or SUN)
EXCLUDE | NY | Glenwood | 2568 | 2 | WAT | HY | 0.5 |  | IPP Non-CHP | N | Non Combustion (NUC, WAT, WND, GEO, or SUN)
EXCLUDE | NY | Glenwood | 2568 | 3 | WAT | HY | 0.5 |  | IPP Non-CHP | N | Non Combustion (NUC, WAT, WND, GEO, or SUN)
EXCLUDE | NY | Kent Falls | 2532 | 1 | WAT | HY | 3.2 |  | Electric Utility | N | Non Combustion (NUC, WAT, WND, GEO, or SUN)
EXCLUDE | NY | Kent Falls | 2532 | 2 | WAT | HY | 3.2 |  | Electric Utility | N | Non Combustion (NUC, WAT, WND, GEO, or SUN)
EXCLUDE | NY | Kent Falls | 2532 | 3 | WAT | HY | 6 |  | Electric Utility | N | Non Combustion (NUC, WAT, WND, GEO, or SUN)
EXCLUDE | NV | ENEL Salt Wells LLC | 57213 | 101 | GEO | BT | 11.8 |  | IPP Non-CHP | N | Non Combustion (NUC, WAT, WND, GEO, or SUN)
EXCLUDE | NV | ENEL Salt Wells LLC | 57213 | 201 | GEO | BT | 11.8 |  | IPP Non-CHP | N | Non Combustion (NUC, WAT, WND, GEO, or SUN)
EXCLUDE | NY | Dexter Plant | 10538 | GEN1 | WAT | HY | 0.5 |  | IPP Non-CHP | N | Non Combustion (NUC, WAT, WND, GEO, or SUN)
EXCLUDE | NY | Dexter Plant | 10538 | GEN2 | WAT | HY | 0.5 |  | IPP Non-CHP | N | Non Combustion (NUC, WAT, WND, GEO, or SUN)
EXCLUDE | NY | Dexter Plant | 10538 | GEN3 | WAT | HY | 0.2 |  | IPP Non-CHP | N | Non Combustion (NUC, WAT, WND, GEO, or SUN)
EXCLUDE | NY | Dexter Plant | 10538 | GEN4 | WAT | HY | 0.2 |  | IPP Non-CHP | N | Non Combustion (NUC, WAT, WND, GEO, or SUN)
EXCLUDE | NY | Dexter Plant | 10538 | GEN5 | WAT | HY | 0.2 |  | IPP Non-CHP | N | Non Combustion (NUC, WAT, WND, GEO, or SUN)
EXCLUDE | NY | Dexter Plant | 10538 | GEN6 | WAT | HY | 1.3 |  | IPP Non-CHP | N | Non Combustion (NUC, WAT, WND, GEO, or SUN)
EXCLUDE | NY | Dexter Plant | 10538 | GEN7 | WAT | HY | 1.3 |  | IPP Non-CHP | N | Non Combustion (NUC, WAT, WND, GEO, or SUN)
EXCLUDE | VA | Buck | 3772 | 1 | WAT | HY | 2.8 |  | Electric Utility | N | Non Combustion (NUC, WAT, WND, GEO, or SUN)
EXCLUDE | VA | Buck | 3772 | 2 | WAT | HY | 2.8 |  | Electric Utility | N | Non Combustion (NUC, WAT, WND, GEO, or SUN)
EXCLUDE | VA | Buck | 3772 | 3 | WAT | HY | 2.8 |  | Electric Utility | N | Non Combustion (NUC, WAT, WND, GEO, or SUN)
EXCLUDE | NY | Hewittville Hydroelectric | 50268 | HY1 | WAT | HY | 3 |  | IPP Non-CHP | N | Non Combustion (NUC, WAT, WND, GEO, or SUN)
EXCLUDE | OR | Peters Drive Plant | 10324 | GEN3 | WAT | HY | 1.8 |  | IPP Non-CHP | N | Non Combustion (NUC, WAT, WND, GEO, or SUN)
EXCLUDE | CA | Tiger Creek | 287 | H1 | WAT | HY | 25.5 |  | Electric Utility | N | Non Combustion (NUC, WAT, WND, GEO, or SUN)
EXCLUDE | CA | Tiger Creek | 287 | H2 | WAT | HY | 26.7 |  | Electric Utility | N | Non Combustion (NUC, WAT, WND, GEO, or SUN)
EXCLUDE | NY | Cadyville | 2522 | 1 | WAT | HY | 1.2 |  | Electric Utility | N | Non Combustion (NUC, WAT, WND, GEO, or SUN)
EXCLUDE | NY | Cadyville | 2522 | 2 | WAT | HY | 1.2 |  | Electric Utility | N | Non Combustion (NUC, WAT, WND, GEO, or SUN)
EXCLUDE | NY | Cadyville | 2522 | 3 | WAT | HY | 3.1 |  | Electric Utility | N | Non Combustion (NUC, WAT, WND, GEO, or SUN)
EXCLUDE | ID | Burley Butte Windpark | 56434 | BBWP | WND | WT | 13.5 |  | IPP Non-CHP | N | Non Combustion (NUC, WAT, WND, GEO, or SUN)
EXCLUDE | NE | Laredo Ridge Wind LLC | 57262 | 1 | WND | WT | 79.9 |  | IPP Non-CHP | N | Non Combustion (NUC, WAT, WND, GEO, or SUN)
EXCLUDE | NY | West End Dam Hydroelectric Project | 50759 | GEN1 | WAT | HY | 2.2 |  | IPP Non-CHP | N | Non Combustion (NUC, WAT, WND, GEO, or SUN)
EXCLUDE | NY | West End Dam Hydroelectric Project | 50759 | GEN2 | WAT | HY | 2.2 |  | IPP Non-CHP | N | Non Combustion (NUC, WAT, WND, GEO, or SUN)
EXCLUDE | SD | Day County Wind LLC | 57194 | GE15 | WND | WT | 99 |  | IPP Non-CHP | N | Non Combustion (NUC, WAT, WND, GEO, or SUN)
EXCLUDE | MI | Four Mile Hydropower Project | 54341 | 1 | WAT | HY | 0.6 |  | IPP Non-CHP | N | Non Combustion (NUC, WAT, WND, GEO, or SUN)
EXCLUDE | MI | Four Mile Hydropower Project | 54341 | 2 | WAT | HY | 0.6 |  | IPP Non-CHP | N | Non Combustion (NUC, WAT, WND, GEO, or SUN)
EXCLUDE | MI | Four Mile Hydropower Project | 54341 | 3 | WAT | HY | 0.6 |  | IPP Non-CHP | N | Non Combustion (NUC, WAT, WND, GEO, or SUN)
EXCLUDE | MI | Four Mile Hydropower Project | 54341 | 4 | WAT | HY | 0.2 |  | IPP Non-CHP | N | Non Combustion (NUC, WAT, WND, GEO, or SUN)
EXCLUDE | NH | Rolfe Canal Hydro | 50351 | 1 | WAT | HY | 4.3 |  | IPP Non-CHP | N | Non Combustion (NUC, WAT, WND, GEO, or SUN)
EXCLUDE | NY | Stillwater Hydro Electric Project | 54395 | 1 | WAT | HY | 1.7 |  | IPP Non-CHP | N | Non Combustion (NUC, WAT, WND, GEO, or SUN)
EXCLUDE | NY | Stillwater Hydro Electric Project | 54395 | 2 | WAT | HY | 1.7 |  | IPP Non-CHP | N | Non Combustion (NUC, WAT, WND, GEO, or SUN)
EXCLUDE | MT | Gordon Butte Wind LLC | 57748 | GBW | WND | WT | 9.6 |  | IPP Non-CHP | N | Non Combustion (NUC, WAT, WND, GEO, or SUN)
EXCLUDE | WI | Kilbourn | 4053 | 2 | WAT | HY | 2.5 |  | Electric Utility | N | Non Combustion (NUC, WAT, WND, GEO, or SUN)
EXCLUDE | WI | Kilbourn | 4053 | HC1 | WAT | HY | 2.2 |  | Electric Utility | N | Non Combustion (NUC, WAT, WND, GEO, or SUN)
EXCLUDE | WI | Kilbourn | 4053 | HC5 | WAT | HY | 2.5 |  | Electric Utility | N | Non Combustion (NUC, WAT, WND, GEO, or SUN)
EXCLUDE | WI | Kilbourn | 4053 | HC6 | WAT | HY | 2.5 |  | Electric Utility | N | Non Combustion (NUC, WAT, WND, GEO, or SUN)
EXCLUDE | CA | Red Mountain | 484 | 1 | WAT | HY | 5.9 |  | Electric Utility | N | Non Combustion (NUC, WAT, WND, GEO, or SUN)
EXCLUDE | WI | Cedar Falls | 3998 | 1 | WAT | HY | 2 |  | Electric Utility | N | Non Combustion (NUC, WAT, WND, GEO, or SUN)
EXCLUDE | WI | Cedar Falls | 3998 | 2 | WAT | HY | 2 |  | Electric Utility | N | Non Combustion (NUC, WAT, WND, GEO, or SUN)
EXCLUDE | WI | Cedar Falls | 3998 | 3 | WAT | HY | 2 |  | Electric Utility | N | Non Combustion (NUC, WAT, WND, GEO, or SUN)
EXCLUDE | ME | Aziscohos Hydroelectric Project | 50999 | GEN1 | WAT | HY | 6.7 |  | IPP Non-CHP | N | Non Combustion (NUC, WAT, WND, GEO, or SUN)
EXCLUDE | OR | Lost Creek | 6174 | 1 | WAT | HY | 24.5 |  | Electric Utility | N | Non Combustion (NUC, WAT, WND, GEO, or SUN)
EXCLUDE | OR | Lost Creek | 6174 | 2 | WAT | HY | 24.5 |  | Electric Utility | N | Non Combustion (NUC, WAT, WND, GEO, or SUN)
EXCLUDE | WA | Cowlitz Falls | 7427 | U#1 | WAT | HY | 35 |  | Electric Utility | N | Non Combustion (NUC, WAT, WND, GEO, or SUN)
EXCLUDE | WA | Cowlitz Falls | 7427 | U#2 | WAT | HY | 35 |  | Electric Utility | N | Non Combustion (NUC, WAT, WND, GEO, or SUN)
EXCLUDE | ID | Simplot Leasing Don Plant | 50274 | GEN1 | OTH | ST | 15.9 |  | Industrial CHP | Y | Non Fossil fuel type
EXCLUDE | NY | Unionville Hydro Project 2499 NY | 50269 | HY1 | WAT | HY | 3 |  | IPP Non-CHP | N | Non Combustion (NUC, WAT, WND, GEO, or SUN)
EXCLUDE | WI | St Croix Falls | 4011 | 1 | WAT | HY | 2.5 |  | Electric Utility | N | Non Combustion (NUC, WAT, WND, GEO, or SUN)
EXCLUDE | WI | St Croix Falls | 4011 | 2 | WAT | HY | 2.5 |  | Electric Utility | N | Non Combustion (NUC, WAT, WND, GEO, or SUN)
EXCLUDE | WI | St Croix Falls | 4011 | 3 | WAT | HY | 2.5 |  | Electric Utility | N | Non Combustion (NUC, WAT, WND, GEO, or SUN)
EXCLUDE | WI | St Croix Falls | 4011 | 4 | WAT | HY | 2.5 |  | Electric Utility | N | Non Combustion (NUC, WAT, WND, GEO, or SUN)
EXCLUDE | WI | St Croix Falls | 4011 | 5 | WAT | HY | 3.4 |  | Electric Utility | N | Non Combustion (NUC, WAT, WND, GEO, or SUN)
EXCLUDE | WI | St Croix Falls | 4011 | 6 | WAT | HY | 3.4 |  | Electric Utility | N | Non Combustion (NUC, WAT, WND, GEO, or SUN)
EXCLUDE | WI | St Croix Falls | 4011 | 7 | WAT | HY | 3.2 |  | Electric Utility | N | Non Combustion (NUC, WAT, WND, GEO, or SUN)
EXCLUDE | WI | St Croix Falls | 4011 | 8 | WAT | HY | 3.2 |  | Electric Utility | N | Non Combustion (NUC, WAT, WND, GEO, or SUN)
EXCLUDE | NY | Hudson Falls Hydroelectric Project | 54953 | GEN1 | WAT | HY | 22 |  | IPP Non-CHP | N | Non Combustion (NUC, WAT, WND, GEO, or SUN)
EXCLUDE | NY | Hudson Falls Hydroelectric Project | 54953 | GEN2 | WAT | HY | 22 |  | IPP Non-CHP | N | Non Combustion (NUC, WAT, WND, GEO, or SUN)
EXCLUDE | WA | Wanapum | 3888 | 1 | WAT | HY | 103.8 |  | Electric Utility | N | Non Combustion (NUC, WAT, WND, GEO, or SUN)
EXCLUDE | WA | Wanapum | 3888 | 10 | WAT | HY | 103.8 |  | Electric Utility | N | Non Combustion (NUC, WAT, WND, GEO, or SUN)
EXCLUDE | WA | Wanapum | 3888 | 2 | WAT | HY | 103.8 |  | Electric Utility | N | Non Combustion (NUC, WAT, WND, GEO, or SUN)
EXCLUDE | WA | Wanapum | 3888 | 2A | WAT | HY | 122 |  | Electric Utility | N | Non Combustion (NUC, WAT, WND, GEO, or SUN)
EXCLUDE | WA | Wanapum | 3888 | 3 | WAT | HY | 103.8 |  | Electric Utility | N | Non Combustion (NUC, WAT, WND, GEO, or SUN)
EXCLUDE | WA | Wanapum | 3888 | 4 | WAT | HY | 103.8 |  | Electric Utility | N | Non Combustion (NUC, WAT, WND, GEO, or SUN)
EXCLUDE | WA | Wanapum | 3888 | 5A | WAT | HY | 122 |  | Electric Utility | N | Non Combustion (NUC, WAT, WND, GEO, or SUN)
EXCLUDE | WA | Wanapum | 3888 | 6 | WAT | HY | 103.8 |  | Electric Utility | N | Non Combustion (NUC, WAT, WND, GEO, or SUN)
EXCLUDE | WA | Wanapum | 3888 | 7A | WAT | HY | 122 |  | Electric Utility | N | Non Combustion (NUC, WAT, WND, GEO, or SUN)
EXCLUDE | WA | Wanapum | 3888 | 8 | WAT | HY | 103.8 |  | Electric Utility | N | Non Combustion (NUC, WAT, WND, GEO, or SUN)
EXCLUDE | WA | Wanapum | 3888 | 9 | WAT | HY | 103.8 |  | Electric Utility | N | Non Combustion (NUC, WAT, WND, GEO, or SUN)
EXCLUDE | AK | Black Bear Lake | 7752 | 1 | WAT | HY | 4.5 |  | Electric Utility | N | Non Combustion (NUC, WAT, WND, GEO, or SUN)
EXCLUDE | CA | Whitewater Hydro Plant | 10162 | WWHI | WAT | HY | 1.3 |  | IPP Non-CHP | N | Non Combustion (NUC, WAT, WND, GEO, or SUN)
EXCLUDE | CO | Crystal | 6159 | 1 | WAT | HY | 28 |  | Electric Utility | N | Non Combustion (NUC, WAT, WND, GEO, or SUN)
EXCLUDE | CA | San Dimas | 6646 | 1 | WAT | HY | 9.9 |  | Electric Utility | N | Non Combustion (NUC, WAT, WND, GEO, or SUN)
EXCLUDE | AK | Swan Lake | 70 | 1 | WAT | HY | 11.2 |  | Electric Utility | N | Non Combustion (NUC, WAT, WND, GEO, or SUN)
EXCLUDE | AK | Swan Lake | 70 | 2 | WAT | HY | 11.2 |  | Electric Utility | N | Non Combustion (NUC, WAT, WND, GEO, or SUN)
EXCLUDE | NY | Parishville | 2597 | 1 | WAT | HY | 3 |  | IPP Non-CHP | N | Non Combustion (NUC, WAT, WND, GEO, or SUN)
EXCLUDE | OR | Round Butte | 3050 | 1 | WAT | HY | 82.3 |  | Electric Utility | N | Non Combustion (NUC, WAT, WND, GEO, or SUN)
EXCLUDE | OR | Round Butte | 3050 | 2 | WAT | HY | 82.3 |  | Electric Utility | N | Non Combustion (NUC, WAT, WND, GEO, or SUN)
EXCLUDE | OR | Round Butte | 3050 | 3 | WAT | HY | 82.3 |  | Electric Utility | N | Non Combustion (NUC, WAT, WND, GEO, or SUN)
EXCLUDE | NY | Effley | 2557 | 1 | WAT | HY | 0.4 |  | IPP Non-CHP | N | Non Combustion (NUC, WAT, WND, GEO, or SUN)
EXCLUDE | NY | Effley | 2557 | 2 | WAT | HY | 0.4 |  | IPP Non-CHP | N | Non Combustion (NUC, WAT, WND, GEO, or SUN)
EXCLUDE | NY | Effley | 2557 | 3 | WAT | HY | 0.6 |  | IPP Non-CHP | N | Non Combustion (NUC, WAT, WND, GEO, or SUN)
EXCLUDE | NY | Effley | 2557 | 4 | WAT | HY | 1.6 |  | IPP Non-CHP | N | Non Combustion (NUC, WAT, WND, GEO, or SUN)
EXCLUDE | OR | The Dalles | 3895 | 1 | WAT | HY | 78 |  | Electric Utility | N | Non Combustion (NUC, WAT, WND, GEO, or SUN)
EXCLUDE | OR | The Dalles | 3895 | 10 | WAT | HY | 78 |  | Electric Utility | N | Non Combustion (NUC, WAT, WND, GEO, or SUN)
EXCLUDE | OR | The Dalles | 3895 | 11 | WAT | HY | 78 |  | Electric Utility | N | Non Combustion (NUC, WAT, WND, GEO, or SUN)
EXCLUDE | OR | The Dalles | 3895 | 12 | WAT | HY | 78 |  | Electric Utility | N | Non Combustion (NUC, WAT, WND, GEO, or SUN)
EXCLUDE | OR | The Dalles | 3895 | 13 | WAT | HY | 78 |  | Electric Utility | N | Non Combustion (NUC, WAT, WND, GEO, or SUN)
EXCLUDE | OR | The Dalles | 3895 | 14 | WAT | HY | 78 |  | Electric Utility | N | Non Combustion (NUC, WAT, WND, GEO, or SUN)
EXCLUDE | OR | The Dalles | 3895 | 15 | WAT | HY | 86 |  | Electric Utility | N | Non Combustion (NUC, WAT, WND, GEO, or SUN)
EXCLUDE | OR | The Dalles | 3895 | 16 | WAT | HY | 86 |  | Electric Utility | N | Non Combustion (NUC, WAT, WND, GEO, or SUN)
EXCLUDE | OR | The Dalles | 3895 | 17 | WAT | HY | 86 |  | Electric Utility | N | Non Combustion (NUC, WAT, WND, GEO, or SUN)
EXCLUDE | OR | The Dalles | 3895 | 18 | WAT | HY | 86 |  | Electric Utility | N | Non Combustion (NUC, WAT, WND, GEO, or SUN)
EXCLUDE | OR | The Dalles | 3895 | 19 | WAT | HY | 86 |  | Electric Utility | N | Non Combustion (NUC, WAT, WND, GEO, or SUN)
EXCLUDE | OR | The Dalles | 3895 | 2 | WAT | HY | 78 |  | Electric Utility | N | Non Combustion (NUC, WAT, WND, GEO, or SUN)
EXCLUDE | OR | The Dalles | 3895 | 20 | WAT | HY | 86 |  | Electric Utility | N | Non Combustion (NUC, WAT, WND, GEO, or SUN)
EXCLUDE | OR | The Dalles | 3895 | 21 | WAT | HY | 86 |  | Electric Utility | N | Non Combustion (NUC, WAT, WND, GEO, or SUN)
EXCLUDE | OR | The Dalles | 3895 | 22 | WAT | HY | 86 |  | Electric Utility | N | Non Combustion (NUC, WAT, WND, GEO, or SUN)
EXCLUDE | OR | The Dalles | 3895 | 3 | WAT | HY | 78 |  | Electric Utility | N | Non Combustion (NUC, WAT, WND, GEO, or SUN)
EXCLUDE | OR | The Dalles | 3895 | 4 | WAT | HY | 78 |  | Electric Utility | N | Non Combustion (NUC, WAT, WND, GEO, or SUN)
EXCLUDE | OR | The Dalles | 3895 | 5 | WAT | HY | 89.7 |  | Electric Utility | N | Non Combustion (NUC, WAT, WND, GEO, or SUN)
EXCLUDE | OR | The Dalles | 3895 | 6 | WAT | HY | 78 |  | Electric Utility | N | Non Combustion (NUC, WAT, WND, GEO, or SUN)
EXCLUDE | OR | The Dalles | 3895 | 7 | WAT | HY | 78 |  | Electric Utility | N | Non Combustion (NUC, WAT, WND, GEO, or SUN)
EXCLUDE | OR | The Dalles | 3895 | 8 | WAT | HY | 78 |  | Electric Utility | N | Non Combustion (NUC, WAT, WND, GEO, or SUN)
EXCLUDE | OR | The Dalles | 3895 | 9 | WAT | HY | 78 |  | Electric Utility | N | Non Combustion (NUC, WAT, WND, GEO, or SUN)
EXCLUDE | OR | The Dalles | 3895 | F1 | WAT | HY | 14 |  | Electric Utility | N | Non Combustion (NUC, WAT, WND, GEO, or SUN)
EXCLUDE | OR | The Dalles | 3895 | F2 | WAT | HY | 14 |  | Electric Utility | N | Non Combustion (NUC, WAT, WND, GEO, or SUN)
EXCLUDE | TN | Chickamauga | 3398 | 1 | WAT | HY | 39.9 |  | Electric Utility | N | Non Combustion (NUC, WAT, WND, GEO, or SUN)
EXCLUDE | TN | Chickamauga | 3398 | 2 | WAT | HY | 39.9 |  | Electric Utility | N | Non Combustion (NUC, WAT, WND, GEO, or SUN)
EXCLUDE | TN | Chickamauga | 3398 | 3 | WAT | HY | 39.9 |  | Electric Utility | N | Non Combustion (NUC, WAT, WND, GEO, or SUN)
EXCLUDE | TN | Chickamauga | 3398 | 4 | WAT | HY | 39.9 |  | Electric Utility | N | Non Combustion (NUC, WAT, WND, GEO, or SUN)
EXCLUDE | NY | Lyons Falls Hydroelectric | 56703 | 1 | WAT | HY | 1 |  | IPP Non-CHP | N | Non Combustion (NUC, WAT, WND, GEO, or SUN)
EXCLUDE | NY | Lyons Falls Hydroelectric | 56703 | 6 | WAT | HY | 1.2 |  | IPP Non-CHP | N | Non Combustion (NUC, WAT, WND, GEO, or SUN)
EXCLUDE | NY | Lyons Falls Hydroelectric | 56703 | 7 | WAT | HY | 1.2 |  | IPP Non-CHP | N | Non Combustion (NUC, WAT, WND, GEO, or SUN)
EXCLUDE | NY | Lyons Falls Hydroelectric | 56703 | 8 | WAT | HY | 1.2 |  | IPP Non-CHP | N | Non Combustion (NUC, WAT, WND, GEO, or SUN)
EXCLUDE | NY | Lyons Falls Hydroelectric | 56703 | 9 | WAT | HY | 0.9 |  | IPP Non-CHP | N | Non Combustion (NUC, WAT, WND, GEO, or SUN)
EXCLUDE | ME | S D Warren Westbrook | 50447 | GEN1 | WAT | HY | 0.6 |  | Industrial CHP | N | Non Combustion (NUC, WAT, WND, GEO, or SUN)
EXCLUDE | ME | S D Warren Westbrook | 50447 | GEN2 | WAT | HY | 0.6 |  | Industrial CHP | N | Non Combustion (NUC, WAT, WND, GEO, or SUN)
EXCLUDE | ME | S D Warren Westbrook | 50447 | GEN3 | WAT | HY | 0.6 |  | Industrial CHP | N | Non Combustion (NUC, WAT, WND, GEO, or SUN)
EXCLUDE | ME | S D Warren Westbrook | 50447 | GEN4 | WAT | HY | 0.8 |  | Industrial CHP | N | Non Combustion (NUC, WAT, WND, GEO, or SUN)
EXCLUDE | ME | S D Warren Westbrook | 50447 | GEN5 | WAT | HY | 0.8 |  | Industrial CHP | N | Non Combustion (NUC, WAT, WND, GEO, or SUN)
EXCLUDE | ME | S D Warren Westbrook | 50447 | GEN6 | WAT | HY | 0.8 |  | Industrial CHP | N | Non Combustion (NUC, WAT, WND, GEO, or SUN)
EXCLUDE | ME | S D Warren Westbrook | 50447 | GEN7 | WAT | HY | 0.6 |  | Industrial CHP | N | Non Combustion (NUC, WAT, WND, GEO, or SUN)
EXCLUDE | ME | S D Warren Westbrook | 50447 | GN11 | WAT | HY | 0.6 |  | Industrial CHP | N | Non Combustion (NUC, WAT, WND, GEO, or SUN)
EXCLUDE | ME | S D Warren Westbrook | 50447 | GN12 | WAT | HY | 0.2 |  | Industrial CHP | N | Non Combustion (NUC, WAT, WND, GEO, or SUN)
EXCLUDE | ME | S D Warren Westbrook | 50447 | GN13 | WAT | HY | 0.2 |  | Industrial CHP | N | Non Combustion (NUC, WAT, WND, GEO, or SUN)
EXCLUDE | ME | S D Warren Westbrook | 50447 | GN14 | WAT | HY | 0.2 |  | Industrial CHP | N | Non Combustion (NUC, WAT, WND, GEO, or SUN)
EXCLUDE | ME | S D Warren Westbrook | 50447 | GN15 | WAT | HY | 0.2 |  | Industrial CHP | N | Non Combustion (NUC, WAT, WND, GEO, or SUN)
EXCLUDE | ME | S D Warren Westbrook | 50447 | GN16 | WAT | HY | 0.5 |  | Industrial CHP | N | Non Combustion (NUC, WAT, WND, GEO, or SUN)
EXCLUDE | ME | S D Warren Westbrook | 50447 | GN17 | WAT | HY | 0.5 |  | Industrial CHP | N | Non Combustion (NUC, WAT, WND, GEO, or SUN)
EXCLUDE | ME | S D Warren Westbrook | 50447 | GN18 | WAT | HY | 0.4 |  | Industrial CHP | N | Non Combustion (NUC, WAT, WND, GEO, or SUN)
EXCLUDE | ME | S D Warren Westbrook | 50447 | GN19 | WAT | HY | 0.4 |  | Industrial CHP | N | Non Combustion (NUC, WAT, WND, GEO, or SUN)
EXCLUDE | ME | S D Warren Westbrook | 50447 | GN20 | WAT | HY | 0.4 |  | Industrial CHP | N | Non Combustion (NUC, WAT, WND, GEO, or SUN)
EXCLUDE | ID | Cascade | 813 | 1 | WAT | HY | 6.2 |  | Electric Utility | N | Non Combustion (NUC, WAT, WND, GEO, or SUN)
EXCLUDE | ID | Cascade | 813 | 2 | WAT | HY | 6.2 |  | Electric Utility | N | Non Combustion (NUC, WAT, WND, GEO, or SUN)
EXCLUDE | VT | Vernon | 2352 | 1 | WAT | HY | 2 |  | IPP Non-CHP | N | Non Combustion (NUC, WAT, WND, GEO, or SUN)
EXCLUDE | VT | Vernon | 2352 | 10 | WAT | HY | 4.2 |  | IPP Non-CHP | N | Non Combustion (NUC, WAT, WND, GEO, or SUN)
EXCLUDE | VT | Vernon | 2352 | 2 | WAT | HY | 2 |  | IPP Non-CHP | N | Non Combustion (NUC, WAT, WND, GEO, or SUN)
EXCLUDE | VT | Vernon | 2352 | 3 | WAT | HY | 2 |  | IPP Non-CHP | N | Non Combustion (NUC, WAT, WND, GEO, or SUN)
EXCLUDE | VT | Vernon | 2352 | 4 | WAT | HY | 2.5 |  | IPP Non-CHP | N | Non Combustion (NUC, WAT, WND, GEO, or SUN)
EXCLUDE | VT | Vernon | 2352 | 5 | WAT | HY | 4.5 |  | IPP Non-CHP | N | Non Combustion (NUC, WAT, WND, GEO, or SUN)
EXCLUDE | VT | Vernon | 2352 | 6 | WAT | HY | 4.5 |  | IPP Non-CHP | N | Non Combustion (NUC, WAT, WND, GEO, or SUN)
EXCLUDE | VT | Vernon | 2352 | 7 | WAT | HY | 4.5 |  | IPP Non-CHP | N | Non Combustion (NUC, WAT, WND, GEO, or SUN)
EXCLUDE | VT | Vernon | 2352 | 8 | WAT | HY | 4.5 |  | IPP Non-CHP | N | Non Combustion (NUC, WAT, WND, GEO, or SUN)
EXCLUDE | VT | Vernon | 2352 | 9 | WAT | HY | 4.2 |  | IPP Non-CHP | N | Non Combustion (NUC, WAT, WND, GEO, or SUN)
EXCLUDE | CA | Copco 1 | 294 | 1 | WAT | HY | 10 |  | Electric Utility | N | Non Combustion (NUC, WAT, WND, GEO, or SUN)
EXCLUDE | CA | Copco 1 | 294 | 2 | WAT | HY | 10 |  | Electric Utility | N | Non Combustion (NUC, WAT, WND, GEO, or SUN)
EXCLUDE | ME | Benton Falls Associates | 10523 | GEN1 | WAT | HY | 3.5 |  | IPP Non-CHP | N | Non Combustion (NUC, WAT, WND, GEO, or SUN)
EXCLUDE | ME | Benton Falls Associates | 10523 | GEN2 | WAT | HY | 0.7 |  | IPP Non-CHP | N | Non Combustion (NUC, WAT, WND, GEO, or SUN)
EXCLUDE | PA | PPL Holtwood | 3145 | HW1 | WAT | HY | 10.4 |  | IPP Non-CHP | N | Non Combustion (NUC, WAT, WND, GEO, or SUN)
EXCLUDE | PA | PPL Holtwood | 3145 | HW10 | WAT | HY | 12 |  | IPP Non-CHP | N | Non Combustion (NUC, WAT, WND, GEO, or SUN)
EXCLUDE | PA | PPL Holtwood | 3145 | HW11 | WAT | HY | 1.4 |  | IPP Non-CHP | N | Non Combustion (NUC, WAT, WND, GEO, or SUN)
EXCLUDE | PA | PPL Holtwood | 3145 | HW13 | WAT | HY | 1.4 |  | IPP Non-CHP | N | Non Combustion (NUC, WAT, WND, GEO, or SUN)
EXCLUDE | PA | PPL Holtwood | 3145 | HW2 | WAT | HY | 10.4 |  | IPP Non-CHP | N | Non Combustion (NUC, WAT, WND, GEO, or SUN)
EXCLUDE | PA | PPL Holtwood | 3145 | HW3 | WAT | HY | 13.5 |  | IPP Non-CHP | N | Non Combustion (NUC, WAT, WND, GEO, or SUN)
EXCLUDE | PA | PPL Holtwood | 3145 | HW4 | WAT | HY | 10.4 |  | IPP Non-CHP | N | Non Combustion (NUC, WAT, WND, GEO, or SUN)
EXCLUDE | PA | PPL Holtwood | 3145 | HW5 | WAT | HY | 10.4 |  | IPP Non-CHP | N | Non Combustion (NUC, WAT, WND, GEO, or SUN)
EXCLUDE | PA | PPL Holtwood | 3145 | HW6 | WAT | HY | 10.4 |  | IPP Non-CHP | N | Non Combustion (NUC, WAT, WND, GEO, or SUN)
EXCLUDE | PA | PPL Holtwood | 3145 | HW7 | WAT | HY | 10.4 |  | IPP Non-CHP | N | Non Combustion (NUC, WAT, WND, GEO, or SUN)
EXCLUDE | PA | PPL Holtwood | 3145 | HW8 | WAT | HY | 11.4 |  | IPP Non-CHP | N | Non Combustion (NUC, WAT, WND, GEO, or SUN)
EXCLUDE | PA | PPL Holtwood | 3145 | HW9 | WAT | HY | 13.2 |  | IPP Non-CHP | N | Non Combustion (NUC, WAT, WND, GEO, or SUN)
EXCLUDE | MI | Cheboygan | 50461 | GEN1 | WAT | HY | 1.5 |  | Industrial Non-CHP | N | Non Combustion (NUC, WAT, WND, GEO, or SUN)
EXCLUDE | MA | Boatlock | 1603 | 1 | WAT | HY | 0.7 |  | Electric Utility | N | Non Combustion (NUC, WAT, WND, GEO, or SUN)
EXCLUDE | MA | Boatlock | 1603 | 2 | WAT | HY | 1.2 |  | Electric Utility | N | Non Combustion (NUC, WAT, WND, GEO, or SUN)
EXCLUDE | MA | Boatlock | 1603 | 3 | WAT | HY | 1.2 |  | Electric Utility | N | Non Combustion (NUC, WAT, WND, GEO, or SUN)
EXCLUDE | CA | Oxbow | 426 | 1 | WAT | HY | 6.1 |  | Electric Utility | N | Non Combustion (NUC, WAT, WND, GEO, or SUN)
EXCLUDE | ME | Pittsfield | 54124 | GEN1 | WAT | HY | 0.4 |  | IPP Non-CHP | N | Non Combustion (NUC, WAT, WND, GEO, or SUN)
EXCLUDE | ME | Pittsfield | 54124 | GEN2 | WAT | HY | 0.3 |  | IPP Non-CHP | N | Non Combustion (NUC, WAT, WND, GEO, or SUN)
EXCLUDE | ME | Pittsfield | 54124 | GEN3 | WAT | HY | 0.4 |  | IPP Non-CHP | N | Non Combustion (NUC, WAT, WND, GEO, or SUN)
EXCLUDE | MN | Thief River Falls | 2014 | HY1 | WAT | HY | 0.3 |  | Electric Utility | N | Non Combustion (NUC, WAT, WND, GEO, or SUN)
EXCLUDE | MN | Thief River Falls | 2014 | HY2 | WAT | HY | 0.2 |  | Electric Utility | N | Non Combustion (NUC, WAT, WND, GEO, or SUN)
EXCLUDE | CA | Greg Avenue | 6643 | 1 | WAT | HY | 1 |  | Electric Utility | N | Non Combustion (NUC, WAT, WND, GEO, or SUN)
EXCLUDE | NY | Sherman Island | 2609 | 1 | WAT | HY | 7 |  | IPP Non-CHP | N | Non Combustion (NUC, WAT, WND, GEO, or SUN)
EXCLUDE | NY | Sherman Island | 2609 | 2 | WAT | HY | 7 |  | IPP Non-CHP | N | Non Combustion (NUC, WAT, WND, GEO, or SUN)
EXCLUDE | NY | Sherman Island | 2609 | 3 | WAT | HY | 7 |  | IPP Non-CHP | N | Non Combustion (NUC, WAT, WND, GEO, or SUN)
EXCLUDE | NY | Sherman Island | 2609 | 4 | WAT | HY | 7 |  | IPP Non-CHP | N | Non Combustion (NUC, WAT, WND, GEO, or SUN)
EXCLUDE | NY | Sherman Island | 2609 | 5 | WAT | HY | 7 |  | IPP Non-CHP | N | Non Combustion (NUC, WAT, WND, GEO, or SUN)
EXCLUDE | NY | Sherman Island | 2609 | 6 | WAT | HY | 1.3 |  | IPP Non-CHP | N | Non Combustion (NUC, WAT, WND, GEO, or SUN)
EXCLUDE | NY | Chateaugay High Falls Hydro | 50093 | WT | WAT | HY | 1.7 |  | IPP Non-CHP | N | Non Combustion (NUC, WAT, WND, GEO, or SUN)
EXCLUDE | NY | High Falls | 2575 | 1 | WAT | HY | 2 |  | IPP Non-CHP | N | Non Combustion (NUC, WAT, WND, GEO, or SUN)
EXCLUDE | NY | High Falls | 2575 | 2 | WAT | HY | 2 |  | IPP Non-CHP | N | Non Combustion (NUC, WAT, WND, GEO, or SUN)
EXCLUDE | NY | High Falls | 2575 | 3 | WAT | HY | 2 |  | IPP Non-CHP | N | Non Combustion (NUC, WAT, WND, GEO, or SUN)
EXCLUDE | OK | Weatherford Wind Energy Center | 56273 | 1 | WND | WT | 106.5 |  | IPP Non-CHP | N | Non Combustion (NUC, WAT, WND, GEO, or SUN)
EXCLUDE | OK | Weatherford Wind Energy Center | 56273 | 2 | WND | WT | 40.5 |  | IPP Non-CHP | N | Non Combustion (NUC, WAT, WND, GEO, or SUN)
EXCLUDE | ME | West Buxton | 1508 | WB1 | WAT | HY | 0.6 |  | IPP Non-CHP | N | Non Combustion (NUC, WAT, WND, GEO, or SUN)
EXCLUDE | ME | West Buxton | 1508 | WB2 | WAT | HY | 0.6 |  | IPP Non-CHP | N | Non Combustion (NUC, WAT, WND, GEO, or SUN)
EXCLUDE | ME | West Buxton | 1508 | WB3 | WAT | HY | 1.1 |  | IPP Non-CHP | N | Non Combustion (NUC, WAT, WND, GEO, or SUN)
EXCLUDE | ME | West Buxton | 1508 | WB4 | WAT | HY | 0.7 |  | IPP Non-CHP | N | Non Combustion (NUC, WAT, WND, GEO, or SUN)
EXCLUDE | ME | West Buxton | 1508 | WB5 | WAT | HY | 0.7 |  | IPP Non-CHP | N | Non Combustion (NUC, WAT, WND, GEO, or SUN)
EXCLUDE | ME | West Buxton | 1508 | WB6 | WAT | HY | 4 |  | IPP Non-CHP | N | Non Combustion (NUC, WAT, WND, GEO, or SUN)
EXCLUDE | WA | Packwood | 3929 | 1 | WAT | HY | 27.5 |  | Electric Utility | N | Non Combustion (NUC, WAT, WND, GEO, or SUN)
EXCLUDE | MI | Cascade Dam | 50436 | CAS1 | WAT | HY | 1.6 |  | IPP Non-CHP | N | Non Combustion (NUC, WAT, WND, GEO, or SUN)
EXCLUDE | CA | Ralston | 427 | 1 | WAT | HY | 79.2 |  | Electric Utility | N | Non Combustion (NUC, WAT, WND, GEO, or SUN)
EXCLUDE | CA | Nimbus | 444 | 1 | WAT | HY | 6.7 |  | Electric Utility | N | Non Combustion (NUC, WAT, WND, GEO, or SUN)
EXCLUDE | CA | Nimbus | 444 | 2 | WAT | HY | 6.7 |  | Electric Utility | N | Non Combustion (NUC, WAT, WND, GEO, or SUN)
EXCLUDE | MI | Fermi | 1729 | 2 | NUC | ST | 1217 |  | Electric Utility | N | Non Combustion (NUC, WAT, WND, GEO, or SUN)
EXCLUDE | IA | Buffalo Center Wind LLC | 58038 | BCW | WND | WT | 1.5 |  | IPP Non-CHP | N | Non Combustion (NUC, WAT, WND, GEO, or SUN)
EXCLUDE | MA | Boott Hydropower | 10556 | GEN1 | WAT | HY | 7.5 |  | IPP Non-CHP | N | Non Combustion (NUC, WAT, WND, GEO, or SUN)
EXCLUDE | MA | Boott Hydropower | 10556 | GEN2 | WAT | HY | 7.5 |  | IPP Non-CHP | N | Non Combustion (NUC, WAT, WND, GEO, or SUN)
EXCLUDE | MA | Boott Hydropower | 10556 | GEN3 | WAT | HY | 7.9 |  | IPP Non-CHP | N | Non Combustion (NUC, WAT, WND, GEO, or SUN)
EXCLUDE | ME | Bar Mills | 1481 | 1 | WAT | HY | 2 |  | IPP Non-CHP | N | Non Combustion (NUC, WAT, WND, GEO, or SUN)
EXCLUDE | ME | Bar Mills | 1481 | 2 | WAT | HY | 2 |  | IPP Non-CHP | N | Non Combustion (NUC, WAT, WND, GEO, or SUN)
EXCLUDE | CA | Scott Flat | 839 | 7P | WAT | HY | 1 |  | IPP Non-CHP | N | Non Combustion (NUC, WAT, WND, GEO, or SUN)
EXCLUDE | WA | Tieton Dam Hydro Electric Project | 57496 | UNIT1 | WAT | HY | 6.9 |  | Electric Utility | N | Non Combustion (NUC, WAT, WND, GEO, or SUN)
EXCLUDE | WA | Tieton Dam Hydro Electric Project | 57496 | UNIT2 | WAT | HY | 6.9 |  | Electric Utility | N | Non Combustion (NUC, WAT, WND, GEO, or SUN)
EXCLUDE | CA | Warm Springs Hydro Project | 54261 | 3385 | WAT | HY | 2.7 |  | IPP Non-CHP | N | Non Combustion (NUC, WAT, WND, GEO, or SUN)
EXCLUDE | WV | FirstEnergy Millville | 6546 | 1 | WAT | HY | 0.8 |  | IPP Non-CHP | N | Non Combustion (NUC, WAT, WND, GEO, or SUN)
EXCLUDE | WV | FirstEnergy Millville | 6546 | 2 | WAT | HY | 1 |  | IPP Non-CHP | N | Non Combustion (NUC, WAT, WND, GEO, or SUN)
EXCLUDE | WV | FirstEnergy Millville | 6546 | 3 | WAT | HY | 1 |  | IPP Non-CHP | N | Non Combustion (NUC, WAT, WND, GEO, or SUN)
EXCLUDE | ID | Notch Butte Hydro | 50718 | HYD1 | WAT | HY | 1 |  | IPP Non-CHP | N | Non Combustion (NUC, WAT, WND, GEO, or SUN)
EXCLUDE | WV | Winfield | 6562 | 1 | WAT | HY | 14.7 |  | Electric Utility | N | Non Combustion (NUC, WAT, WND, GEO, or SUN)
EXCLUDE | WV | Winfield | 6562 | 2 | WAT | HY | 4.9 |  | Electric Utility | N | Non Combustion (NUC, WAT, WND, GEO, or SUN)
EXCLUDE | WV | Winfield | 6562 | 3 | WAT | HY | 4.9 |  | Electric Utility | N | Non Combustion (NUC, WAT, WND, GEO, or SUN)
EXCLUDE | CO | Shoshone | 476 | A | WAT | HY | 7.2 |  | Electric Utility | N | Non Combustion (NUC, WAT, WND, GEO, or SUN)
EXCLUDE | CO | Shoshone | 476 | B | WAT | HY | 7.2 |  | Electric Utility | N | Non Combustion (NUC, WAT, WND, GEO, or SUN)
EXCLUDE | CA | Geothermal 1 | 7368 | 1 | GEO | ST | 55 |  | Electric Utility | N | Non Combustion (NUC, WAT, WND, GEO, or SUN)
EXCLUDE | CA | Geothermal 1 | 7368 | 2 | GEO | ST | 55 |  | Electric Utility | N | Non Combustion (NUC, WAT, WND, GEO, or SUN)
EXCLUDE | VT | Peterson | 3720 | 1 | WAT | HY | 6.3 |  | Electric Utility | N | Non Combustion (NUC, WAT, WND, GEO, or SUN)
EXCLUDE | NY | Carver Falls | 6456 | 1 | WAT | HY | 1.3 |  | Electric Utility | N | Non Combustion (NUC, WAT, WND, GEO, or SUN)
EXCLUDE | NY | Carver Falls | 6456 | 2 | WAT | HY | 0.6 |  | Electric Utility | N | Non Combustion (NUC, WAT, WND, GEO, or SUN)
EXCLUDE | CA | Sonoma California Geothermal | 510 | 1 | GEO | ST | 78 |  | IPP Non-CHP | N | Non Combustion (NUC, WAT, WND, GEO, or SUN)
EXCLUDE | MI | Crystal Falls | 1821 | 1 | WAT | HY | 0.3 |  | Electric Utility | N | Non Combustion (NUC, WAT, WND, GEO, or SUN)
EXCLUDE | MI | Crystal Falls | 1821 | 2 | WAT | HY | 0.3 |  | Electric Utility | N | Non Combustion (NUC, WAT, WND, GEO, or SUN)
EXCLUDE | MI | Crystal Falls | 1821 | 3 | WAT | HY | 0.4 |  | Electric Utility | N | Non Combustion (NUC, WAT, WND, GEO, or SUN)
EXCLUDE | MI | Ada Dam | 50433 | ADA1 | WAT | HY | 1.4 |  | IPP Non-CHP | N | Non Combustion (NUC, WAT, WND, GEO, or SUN)
EXCLUDE | ID | Felt | 6359 | 1 | WAT | HY | 2.8 |  | Electric Utility | N | Non Combustion (NUC, WAT, WND, GEO, or SUN)
EXCLUDE | ID | Felt | 6359 | 2 | WAT | HY | 2.8 |  | Electric Utility | N | Non Combustion (NUC, WAT, WND, GEO, or SUN)
EXCLUDE | ID | Felt | 6359 | 4 | WAT | HY | 0.6 |  | Electric Utility | N | Non Combustion (NUC, WAT, WND, GEO, or SUN)
EXCLUDE | ID | Felt | 6359 | 5 | WAT | HY | 0.7 |  | Electric Utility | N | Non Combustion (NUC, WAT, WND, GEO, or SUN)
EXCLUDE | NY | Fort Miller Hydroelectric Facility | 50514 | GEN1 | WAT | HY | 2.5 |  | IPP Non-CHP | N | Non Combustion (NUC, WAT, WND, GEO, or SUN)
EXCLUDE | NY | Fort Miller Hydroelectric Facility | 50514 | GEN2 | WAT | HY | 2.5 |  | IPP Non-CHP | N | Non Combustion (NUC, WAT, WND, GEO, or SUN)
EXCLUDE | OR | Pelton | 3048 | 1 | WAT | HY | 45 |  | Electric Utility | N | Non Combustion (NUC, WAT, WND, GEO, or SUN)
EXCLUDE | OR | Pelton | 3048 | 2 | WAT | HY | 32.4 |  | Electric Utility | N | Non Combustion (NUC, WAT, WND, GEO, or SUN)
EXCLUDE | OR | Pelton | 3048 | 3 | WAT | HY | 32.4 |  | Electric Utility | N | Non Combustion (NUC, WAT, WND, GEO, or SUN)
EXCLUDE | ID | Lower Salmon | 816 | 1 | WAT | HY | 15 |  | Electric Utility | N | Non Combustion (NUC, WAT, WND, GEO, or SUN)
EXCLUDE | ID | Lower Salmon | 816 | 2 | WAT | HY | 15 |  | Electric Utility | N | Non Combustion (NUC, WAT, WND, GEO, or SUN)
EXCLUDE | ID | Lower Salmon | 816 | 3 | WAT | HY | 15 |  | Electric Utility | N | Non Combustion (NUC, WAT, WND, GEO, or SUN)
EXCLUDE | ID | Lower Salmon | 816 | 4 | WAT | HY | 15 |  | Electric Utility | N | Non Combustion (NUC, WAT, WND, GEO, or SUN)
EXCLUDE | ID | Raft River Geothermal Power Plant | 56317 | 1 | GEO | BT | 18 |  | IPP Non-CHP | N | Non Combustion (NUC, WAT, WND, GEO, or SUN)
EXCLUDE | NH | Penacook Lower Falls | 50353 | 1 | WAT | HY | 4.6 |  | IPP Non-CHP | N | Non Combustion (NUC, WAT, WND, GEO, or SUN)
EXCLUDE | CA | Lost Creek I | 10708 | GEN1 | WAT | HY | 1.1 |  | IPP Non-CHP | N | Non Combustion (NUC, WAT, WND, GEO, or SUN)
EXCLUDE | AK | Purple Lake | 6302 | 1 | WAT | HY | 1.3 |  | Electric Utility | N | Non Combustion (NUC, WAT, WND, GEO, or SUN)
EXCLUDE | AK | Purple Lake | 6302 | 2 | WAT | HY | 1.3 |  | Electric Utility | N | Non Combustion (NUC, WAT, WND, GEO, or SUN)
EXCLUDE | AK | Purple Lake | 6302 | 3 | WAT | HY | 1.3 |  | Electric Utility | N | Non Combustion (NUC, WAT, WND, GEO, or SUN)
EXCLUDE | SD | Wessington Springs | 56650 | 1 | WND | WT | 51 |  | IPP Non-CHP | N | Non Combustion (NUC, WAT, WND, GEO, or SUN)
EXCLUDE | CT | Bulls Bridge | 541 | 1 | WAT | HY | 1.2 |  | IPP Non-CHP | N | Non Combustion (NUC, WAT, WND, GEO, or SUN)
EXCLUDE | CT | Bulls Bridge | 541 | 2 | WAT | HY | 1.2 |  | IPP Non-CHP | N | Non Combustion (NUC, WAT, WND, GEO, or SUN)
EXCLUDE | CT | Bulls Bridge | 541 | 3 | WAT | HY | 1.2 |  | IPP Non-CHP | N | Non Combustion (NUC, WAT, WND, GEO, or SUN)
EXCLUDE | CT | Bulls Bridge | 541 | 4 | WAT | HY | 1.2 |  | IPP Non-CHP | N | Non Combustion (NUC, WAT, WND, GEO, or SUN)
EXCLUDE | CT | Bulls Bridge | 541 | 5 | WAT | HY | 1.2 |  | IPP Non-CHP | N | Non Combustion (NUC, WAT, WND, GEO, or SUN)
EXCLUDE | CT | Bulls Bridge | 541 | 6 | WAT | HY | 1.2 |  | IPP Non-CHP | N | Non Combustion (NUC, WAT, WND, GEO, or SUN)
EXCLUDE | NY | Warrensburg Hydroelectric | 10218 | HY1 | WAT | HY | 2.9 |  | IPP Non-CHP | N | Non Combustion (NUC, WAT, WND, GEO, or SUN)
EXCLUDE | ID | Palisades | 850 | 1 | WAT | HY | 44.1 |  | Electric Utility | N | Non Combustion (NUC, WAT, WND, GEO, or SUN)
EXCLUDE | ID | Palisades | 850 | 2 | WAT | HY | 44.1 |  | Electric Utility | N | Non Combustion (NUC, WAT, WND, GEO, or SUN)
EXCLUDE | ID | Palisades | 850 | 3 | WAT | HY | 44.1 |  | Electric Utility | N | Non Combustion (NUC, WAT, WND, GEO, or SUN)
EXCLUDE | ID | Palisades | 850 | 4 | WAT | HY | 44.1 |  | Electric Utility | N | Non Combustion (NUC, WAT, WND, GEO, or SUN)
EXCLUDE | VA | Radford | 3827 | 1 | WAT | HY | 1 |  | Electric Utility | N | Non Combustion (NUC, WAT, WND, GEO, or SUN)
EXCLUDE | MN | Blanchard | 1892 | 1 | WAT | HY | 6 |  | Electric Utility | N | Non Combustion (NUC, WAT, WND, GEO, or SUN)
EXCLUDE | MN | Blanchard | 1892 | 2 | WAT | HY | 6 |  | Electric Utility | N | Non Combustion (NUC, WAT, WND, GEO, or SUN)
EXCLUDE | MN | Blanchard | 1892 | 3 | WAT | HY | 6 |  | Electric Utility | N | Non Combustion (NUC, WAT, WND, GEO, or SUN)
EXCLUDE | MI | Berrien Springs | 1753 | 10 | WAT | HY | 0.6 |  | Electric Utility | N | Non Combustion (NUC, WAT, WND, GEO, or SUN)
EXCLUDE | MI | Berrien Springs | 1753 | 11 | WAT | HY | 0.6 |  | Electric Utility | N | Non Combustion (NUC, WAT, WND, GEO, or SUN)
EXCLUDE | MI | Berrien Springs | 1753 | 12 | WAT | HY | 0.6 |  | Electric Utility | N | Non Combustion (NUC, WAT, WND, GEO, or SUN)
EXCLUDE | MI | Berrien Springs | 1753 | 1A | WAT | HY | 0.6 |  | Electric Utility | N | Non Combustion (NUC, WAT, WND, GEO, or SUN)
EXCLUDE | MI | Berrien Springs | 1753 | 2A | WAT | HY | 0.6 |  | Electric Utility | N | Non Combustion (NUC, WAT, WND, GEO, or SUN)
EXCLUDE | MI | Berrien Springs | 1753 | 3A | WAT | HY | 0.6 |  | Electric Utility | N | Non Combustion (NUC, WAT, WND, GEO, or SUN)
EXCLUDE | MI | Berrien Springs | 1753 | 4A | WAT | HY | 0.6 |  | Electric Utility | N | Non Combustion (NUC, WAT, WND, GEO, or SUN)
EXCLUDE | MI | Berrien Springs | 1753 | 5 | WAT | HY | 0.6 |  | Electric Utility | N | Non Combustion (NUC, WAT, WND, GEO, or SUN)
EXCLUDE | MI | Berrien Springs | 1753 | 6 | WAT | HY | 0.6 |  | Electric Utility | N | Non Combustion (NUC, WAT, WND, GEO, or SUN)
EXCLUDE | MI | Berrien Springs | 1753 | 7 | WAT | HY | 0.6 |  | Electric Utility | N | Non Combustion (NUC, WAT, WND, GEO, or SUN)
EXCLUDE | MI | Berrien Springs | 1753 | 8 | WAT | HY | 0.6 |  | Electric Utility | N | Non Combustion (NUC, WAT, WND, GEO, or SUN)
EXCLUDE | MI | Berrien Springs | 1753 | 9 | WAT | HY | 0.6 |  | Electric Utility | N | Non Combustion (NUC, WAT, WND, GEO, or SUN)
EXCLUDE | CA | Angels | 215 | 1 | WAT | HY | 1.4 |  | IPP Non-CHP | N | Non Combustion (NUC, WAT, WND, GEO, or SUN)
EXCLUDE | NM | Navajo Dam | 584 | 1 | WAT | HY | 15 |  | Electric Utility | N | Non Combustion (NUC, WAT, WND, GEO, or SUN)
EXCLUDE | NM | Navajo Dam | 584 | 2 | WAT | HY | 15 |  | Electric Utility | N | Non Combustion (NUC, WAT, WND, GEO, or SUN)
EXCLUDE | MI | Big Quinnesec 92 | 7820 | 1 | WAT | HY | 8 |  | Electric Utility | N | Non Combustion (NUC, WAT, WND, GEO, or SUN)
EXCLUDE | MI | Big Quinnesec 92 | 7820 | 2 | WAT | HY | 8 |  | Electric Utility | N | Non Combustion (NUC, WAT, WND, GEO, or SUN)
EXCLUDE | TX | Majestic 1 Wind Farm | 56648 | 1 | WND | WT | 79.5 |  | IPP Non-CHP | N | Non Combustion (NUC, WAT, WND, GEO, or SUN)
EXCLUDE | NY | Franklin | 2564 | 1 | WAT | HY | 1 |  | IPP Non-CHP | N | Non Combustion (NUC, WAT, WND, GEO, or SUN)
EXCLUDE | NY | Franklin | 2564 | 2 | WAT | HY | 1 |  | IPP Non-CHP | N | Non Combustion (NUC, WAT, WND, GEO, or SUN)
EXCLUDE | NY | South Edwards | 2604 | 1 | WAT | HY | 1 |  | IPP Non-CHP | N | Non Combustion (NUC, WAT, WND, GEO, or SUN)
EXCLUDE | NY | South Edwards | 2604 | 2 | WAT | HY | 1 |  | IPP Non-CHP | N | Non Combustion (NUC, WAT, WND, GEO, or SUN)
EXCLUDE | NY | South Edwards | 2604 | 3 | WAT | HY | 1 |  | IPP Non-CHP | N | Non Combustion (NUC, WAT, WND, GEO, or SUN)
EXCLUDE | NY | South Edwards | 2604 | 4 | WAT | HY | 1 |  | IPP Non-CHP | N | Non Combustion (NUC, WAT, WND, GEO, or SUN)
EXCLUDE | WA | Lower Baker | 3855 | 3 | WAT | HY | 85 |  | Electric Utility | N | Non Combustion (NUC, WAT, WND, GEO, or SUN)
EXCLUDE | WY | Swift Creek | 6394 | 3 | WAT | HY | 0.8 |  | Electric Utility | N | Non Combustion (NUC, WAT, WND, GEO, or SUN)
EXCLUDE | WY | Swift Creek | 6394 | 4 | WAT | HY | 0.6 |  | Electric Utility | N | Non Combustion (NUC, WAT, WND, GEO, or SUN)
EXCLUDE | WY | Swift Creek | 6394 | 5 | WAT | HY | 0.3 |  | Electric Utility | N | Non Combustion (NUC, WAT, WND, GEO, or SUN)
EXCLUDE | NE | TPW Petersburg | 57755 | PETE | WND | WT | 40.5 |  | IPP Non-CHP | N | Non Combustion (NUC, WAT, WND, GEO, or SUN)
EXCLUDE | TN | Cheatham | 6418 | 1 | WAT | HY | 12 |  | Electric Utility | N | Non Combustion (NUC, WAT, WND, GEO, or SUN)
EXCLUDE | TN | Cheatham | 6418 | 2 | WAT | HY | 12 |  | Electric Utility | N | Non Combustion (NUC, WAT, WND, GEO, or SUN)
EXCLUDE | TN | Cheatham | 6418 | 3 | WAT | HY | 12 |  | Electric Utility | N | Non Combustion (NUC, WAT, WND, GEO, or SUN)
EXCLUDE | CA | De Sabla | 232 | 1 | WAT | HY | 18.4 |  | Electric Utility | N | Non Combustion (NUC, WAT, WND, GEO, or SUN)
EXCLUDE | CA | Borel | 328 | 1 | WAT | HY | 3 |  | Electric Utility | N | Non Combustion (NUC, WAT, WND, GEO, or SUN)
EXCLUDE | CA | Borel | 328 | 2 | WAT | HY | 3 |  | Electric Utility | N | Non Combustion (NUC, WAT, WND, GEO, or SUN)
EXCLUDE | CA | Borel | 328 | 3 | WAT | HY | 6 |  | Electric Utility | N | Non Combustion (NUC, WAT, WND, GEO, or SUN)
EXCLUDE | ME | International Paper Livermore Hydro | 50082 | GEN1 | WAT | HY | 1.1 |  | Industrial Non-CHP | N | Non Combustion (NUC, WAT, WND, GEO, or SUN)
EXCLUDE | ME | International Paper Livermore Hydro | 50082 | GEN2 | WAT | HY | 1.1 |  | Industrial Non-CHP | N | Non Combustion (NUC, WAT, WND, GEO, or SUN)
EXCLUDE | ME | International Paper Livermore Hydro | 50082 | GEN3 | WAT | HY | 1.1 |  | Industrial Non-CHP | N | Non Combustion (NUC, WAT, WND, GEO, or SUN)
EXCLUDE | ME | International Paper Livermore Hydro | 50082 | GEN4 | WAT | HY | 1.2 |  | Industrial Non-CHP | N | Non Combustion (NUC, WAT, WND, GEO, or SUN)
EXCLUDE | ME | International Paper Livermore Hydro | 50082 | GEN5 | WAT | HY | 1.1 |  | Industrial Non-CHP | N | Non Combustion (NUC, WAT, WND, GEO, or SUN)
EXCLUDE | ME | International Paper Livermore Hydro | 50082 | GEN6 | WAT | HY | 0.7 |  | Industrial Non-CHP | N | Non Combustion (NUC, WAT, WND, GEO, or SUN)
EXCLUDE | ME | International Paper Livermore Hydro | 50082 | GEN7 | WAT | HY | 0.9 |  | Industrial Non-CHP | N | Non Combustion (NUC, WAT, WND, GEO, or SUN)
EXCLUDE | ME | International Paper Livermore Hydro | 50082 | GEN8 | WAT | HY | 1 |  | Industrial Non-CHP | N | Non Combustion (NUC, WAT, WND, GEO, or SUN)
EXCLUDE | ME | International Paper Livermore Hydro | 50082 | GEN9 | WAT | HY | 1 |  | Industrial Non-CHP | N | Non Combustion (NUC, WAT, WND, GEO, or SUN)
EXCLUDE | ME | Twin Rivers Paper Co LLC | 58146 | GEN5 | PUR | ST | 22 |  | Industrial CHP | Y | Non Fossil fuel type
EXCLUDE | MT | South Dry Creek Hydro | 10138 | 1 | WAT | HY | 2 |  | IPP Non-CHP | N | Non Combustion (NUC, WAT, WND, GEO, or SUN)
EXCLUDE | MT | Mystic | 2192 | MYS1 | WAT | HY | 6 |  | IPP Non-CHP | N | Non Combustion (NUC, WAT, WND, GEO, or SUN)
EXCLUDE | MT | Mystic | 2192 | MYS2 | WAT | HY | 6 |  | IPP Non-CHP | N | Non Combustion (NUC, WAT, WND, GEO, or SUN)
EXCLUDE | MI | Constantine | 1760 | 1 | WAT | HY | 0.3 |  | Electric Utility | N | Non Combustion (NUC, WAT, WND, GEO, or SUN)
EXCLUDE | MI | Constantine | 1760 | 2 | WAT | HY | 0.3 |  | Electric Utility | N | Non Combustion (NUC, WAT, WND, GEO, or SUN)
EXCLUDE | MI | Constantine | 1760 | 3 | WAT | HY | 0.3 |  | Electric Utility | N | Non Combustion (NUC, WAT, WND, GEO, or SUN)
EXCLUDE | MI | Constantine | 1760 | 4 | WAT | HY | 0.3 |  | Electric Utility | N | Non Combustion (NUC, WAT, WND, GEO, or SUN)
EXCLUDE | CA | Spaulding 3 | 283 | 1 | WAT | HY | 6.6 |  | Electric Utility | N | Non Combustion (NUC, WAT, WND, GEO, or SUN)
EXCLUDE | SD | Prairie Winds SD1 | 56608 | SD1 | WND | WT | 150 |  | Electric Utility | N | Non Combustion (NUC, WAT, WND, GEO, or SUN)
EXCLUDE | SD | Prairie Winds SD1 | 56608 | SD2 | WND | WT | 10.5 |  | Electric Utility | N | Non Combustion (NUC, WAT, WND, GEO, or SUN)
EXCLUDE | SD | Prairie Winds SD1 | 56608 | SD3 | WND | WT | 1.5 |  | Electric Utility | N | Non Combustion (NUC, WAT, WND, GEO, or SUN)
EXCLUDE | CA | Edward C Hyatt | 437 | 1 | WAT | HY | 117 |  | Electric Utility | N | Non Combustion (NUC, WAT, WND, GEO, or SUN)
EXCLUDE | CA | Edward C Hyatt | 437 | 3 | WAT | HY | 117 |  | Electric Utility | N | Non Combustion (NUC, WAT, WND, GEO, or SUN)
EXCLUDE | CA | Edward C Hyatt | 437 | 5 | WAT | HY | 117 |  | Electric Utility | N | Non Combustion (NUC, WAT, WND, GEO, or SUN)
EXCLUDE | WA | Summer Falls Power Plant | 56695 | 1 | WAT | HY | 46 |  | Electric Utility | N | Non Combustion (NUC, WAT, WND, GEO, or SUN)
EXCLUDE | WA | Summer Falls Power Plant | 56695 | 2 | WAT | HY | 46 |  | Electric Utility | N | Non Combustion (NUC, WAT, WND, GEO, or SUN)
EXCLUDE | WA | Potholes East Canal 66.0 | 56697 | 1 | WAT | HY | 2.3 |  | Electric Utility | N | Non Combustion (NUC, WAT, WND, GEO, or SUN)
EXCLUDE | AK | Goat Lake Hydro | 7751 | 1 | WAT | HY | 4 |  | Electric Utility | N | Non Combustion (NUC, WAT, WND, GEO, or SUN)
EXCLUDE | WA | Cedar Falls | 6430 | 5 | WAT | HY | 15 |  | Electric Utility | N | Non Combustion (NUC, WAT, WND, GEO, or SUN)
EXCLUDE | WA | Cedar Falls | 6430 | 6 | WAT | HY | 15 |  | Electric Utility | N | Non Combustion (NUC, WAT, WND, GEO, or SUN)
EXCLUDE | WA | Grand Coulee | 6163 | 1 | WAT | HY | 125 |  | Electric Utility | N | Non Combustion (NUC, WAT, WND, GEO, or SUN)
EXCLUDE | WA | Grand Coulee | 6163 | 10 | WAT | HY | 125 |  | Electric Utility | N | Non Combustion (NUC, WAT, WND, GEO, or SUN)
EXCLUDE | WA | Grand Coulee | 6163 | 11 | WAT | HY | 125 |  | Electric Utility | N | Non Combustion (NUC, WAT, WND, GEO, or SUN)
EXCLUDE | WA | Grand Coulee | 6163 | 12 | WAT | HY | 125 |  | Electric Utility | N | Non Combustion (NUC, WAT, WND, GEO, or SUN)
EXCLUDE | WA | Grand Coulee | 6163 | 13 | WAT | HY | 125 |  | Electric Utility | N | Non Combustion (NUC, WAT, WND, GEO, or SUN)
EXCLUDE | WA | Grand Coulee | 6163 | 14 | WAT | HY | 125 |  | Electric Utility | N | Non Combustion (NUC, WAT, WND, GEO, or SUN)
EXCLUDE | WA | Grand Coulee | 6163 | 15 | WAT | HY | 125 |  | Electric Utility | N | Non Combustion (NUC, WAT, WND, GEO, or SUN)
EXCLUDE | WA | Grand Coulee | 6163 | 16 | WAT | HY | 125 |  | Electric Utility | N | Non Combustion (NUC, WAT, WND, GEO, or SUN)
EXCLUDE | WA | Grand Coulee | 6163 | 17 | WAT | HY | 125 |  | Electric Utility | N | Non Combustion (NUC, WAT, WND, GEO, or SUN)
EXCLUDE | WA | Grand Coulee | 6163 | 18 | WAT | HY | 125 |  | Electric Utility | N | Non Combustion (NUC, WAT, WND, GEO, or SUN)
EXCLUDE | WA | Grand Coulee | 6163 | 19 | WAT | HY | 600 |  | Electric Utility | N | Non Combustion (NUC, WAT, WND, GEO, or SUN)
EXCLUDE | WA | Grand Coulee | 6163 | 2 | WAT | HY | 125 |  | Electric Utility | N | Non Combustion (NUC, WAT, WND, GEO, or SUN)
EXCLUDE | WA | Grand Coulee | 6163 | 20 | WAT | HY | 600 |  | Electric Utility | N | Non Combustion (NUC, WAT, WND, GEO, or SUN)
EXCLUDE | WA | Grand Coulee | 6163 | 21 | WAT | HY | 600 |  | Electric Utility | N | Non Combustion (NUC, WAT, WND, GEO, or SUN)
EXCLUDE | WA | Grand Coulee | 6163 | 22 | WAT | HY | 805 |  | Electric Utility | N | Non Combustion (NUC, WAT, WND, GEO, or SUN)
EXCLUDE | WA | Grand Coulee | 6163 | 23 | WAT | HY | 805 |  | Electric Utility | N | Non Combustion (NUC, WAT, WND, GEO, or SUN)
EXCLUDE | WA | Grand Coulee | 6163 | 24 | WAT | HY | 805 |  | Electric Utility | N | Non Combustion (NUC, WAT, WND, GEO, or SUN)
EXCLUDE | WA | Grand Coulee | 6163 | 3 | WAT | HY | 125 |  | Electric Utility | N | Non Combustion (NUC, WAT, WND, GEO, or SUN)
EXCLUDE | WA | Grand Coulee | 6163 | 4 | WAT | HY | 125 |  | Electric Utility | N | Non Combustion (NUC, WAT, WND, GEO, or SUN)
EXCLUDE | WA | Grand Coulee | 6163 | 5 | WAT | HY | 125 |  | Electric Utility | N | Non Combustion (NUC, WAT, WND, GEO, or SUN)
EXCLUDE | WA | Grand Coulee | 6163 | 6 | WAT | HY | 125 |  | Electric Utility | N | Non Combustion (NUC, WAT, WND, GEO, or SUN)
EXCLUDE | WA | Grand Coulee | 6163 | 7 | WAT | HY | 125 |  | Electric Utility | N | Non Combustion (NUC, WAT, WND, GEO, or SUN)
EXCLUDE | WA | Grand Coulee | 6163 | 8 | WAT | HY | 125 |  | Electric Utility | N | Non Combustion (NUC, WAT, WND, GEO, or SUN)
EXCLUDE | WA | Grand Coulee | 6163 | 9 | WAT | HY | 125 |  | Electric Utility | N | Non Combustion (NUC, WAT, WND, GEO, or SUN)
EXCLUDE | WA | Grand Coulee | 6163 | LS1 | WAT | HY | 10 |  | Electric Utility | N | Non Combustion (NUC, WAT, WND, GEO, or SUN)
EXCLUDE | WA | Grand Coulee | 6163 | LS2 | WAT | HY | 10 |  | Electric Utility | N | Non Combustion (NUC, WAT, WND, GEO, or SUN)
EXCLUDE | WA | Grand Coulee | 6163 | LS3 | WAT | HY | 10 |  | Electric Utility | N | Non Combustion (NUC, WAT, WND, GEO, or SUN)
EXCLUDE | NH | Rollinsford | 54418 | GEN1 | WAT | HY | 0.7 |  | IPP Non-CHP | N | Non Combustion (NUC, WAT, WND, GEO, or SUN)
EXCLUDE | NH | Rollinsford | 54418 | GEN2 | WAT | HY | 0.7 |  | IPP Non-CHP | N | Non Combustion (NUC, WAT, WND, GEO, or SUN)
EXCLUDE | WI | Stiles | 4147 | 1 | WAT | HY | 0.5 |  | Electric Utility | N | Non Combustion (NUC, WAT, WND, GEO, or SUN)
EXCLUDE | WI | Stiles | 4147 | 2 | WAT | HY | 0.5 |  | Electric Utility | N | Non Combustion (NUC, WAT, WND, GEO, or SUN)
EXCLUDE | NY | Chasm Hydro Partnership | 50315 | 1100 | WAT | HY | 1 |  | IPP Non-CHP | N | Non Combustion (NUC, WAT, WND, GEO, or SUN)
EXCLUDE | NY | Chasm Hydro Partnership | 50315 | 2600 | WAT | HY | 0.6 |  | IPP Non-CHP | N | Non Combustion (NUC, WAT, WND, GEO, or SUN)
EXCLUDE | TX | Wildorado Wind Ranch | 56432 | 1 | WND | WT | 161 |  | IPP Non-CHP | N | Non Combustion (NUC, WAT, WND, GEO, or SUN)
EXCLUDE | NY | Crescent | 2685 | 1 | WAT | HY | 2.8 |  | Electric Utility | N | Non Combustion (NUC, WAT, WND, GEO, or SUN)
EXCLUDE | NY | Crescent | 2685 | 2 | WAT | HY | 2.8 |  | Electric Utility | N | Non Combustion (NUC, WAT, WND, GEO, or SUN)
EXCLUDE | NY | Crescent | 2685 | 3 | WAT | HY | 3 |  | Electric Utility | N | Non Combustion (NUC, WAT, WND, GEO, or SUN)
EXCLUDE | NY | Crescent | 2685 | 4 | WAT | HY | 3 |  | Electric Utility | N | Non Combustion (NUC, WAT, WND, GEO, or SUN)
EXCLUDE | NY | Mill C | 6486 | 1 | WAT | HY | 1 |  | Electric Utility | N | Non Combustion (NUC, WAT, WND, GEO, or SUN)
EXCLUDE | NY | Mill C | 6486 | 2 | WAT | HY | 1.2 |  | Electric Utility | N | Non Combustion (NUC, WAT, WND, GEO, or SUN)
EXCLUDE | NY | Mill C | 6486 | 3 | WAT | HY | 3.8 |  | Electric Utility | N | Non Combustion (NUC, WAT, WND, GEO, or SUN)
EXCLUDE | CA | Copco 2 | 295 | 1 | WAT | HY | 13.5 |  | Electric Utility | N | Non Combustion (NUC, WAT, WND, GEO, or SUN)
EXCLUDE | CA | Copco 2 | 295 | 2 | WAT | HY | 13.5 |  | Electric Utility | N | Non Combustion (NUC, WAT, WND, GEO, or SUN)
EXCLUDE | NY | Newport Hydro | 50354 | 1 | WAT | HY | 0.8 |  | IPP Non-CHP | N | Non Combustion (NUC, WAT, WND, GEO, or SUN)
EXCLUDE | NY | Newport Hydro | 50354 | 2 | WAT | HY | 0.8 |  | IPP Non-CHP | N | Non Combustion (NUC, WAT, WND, GEO, or SUN)
EXCLUDE | NY | Newport Hydro | 50354 | 3 | WAT | HY | 0.1 |  | IPP Non-CHP | N | Non Combustion (NUC, WAT, WND, GEO, or SUN)
EXCLUDE | PA | William F Matson Generating Station | 7128 | 1 | WAT | HY | 7 |  | Electric Utility | N | Non Combustion (NUC, WAT, WND, GEO, or SUN)
EXCLUDE | PA | William F Matson Generating Station | 7128 | 2 | WAT | HY | 14.7 |  | Electric Utility | N | Non Combustion (NUC, WAT, WND, GEO, or SUN)
EXCLUDE | NH | Mcindoes | 6483 | GEN1 | WAT | HY | 2.6 |  | IPP Non-CHP | N | Non Combustion (NUC, WAT, WND, GEO, or SUN)
EXCLUDE | NH | Mcindoes | 6483 | GEN2 | WAT | HY | 2.6 |  | IPP Non-CHP | N | Non Combustion (NUC, WAT, WND, GEO, or SUN)
EXCLUDE | NH | Mcindoes | 6483 | GEN3 | WAT | HY | 2.6 |  | IPP Non-CHP | N | Non Combustion (NUC, WAT, WND, GEO, or SUN)
EXCLUDE | NH | Mcindoes | 6483 | GEN4 | WAT | HY | 2.6 |  | IPP Non-CHP | N | Non Combustion (NUC, WAT, WND, GEO, or SUN)
EXCLUDE | MI | Loud | 1712 | 1 | WAT | HY | 2 |  | Electric Utility | N | Non Combustion (NUC, WAT, WND, GEO, or SUN)
EXCLUDE | MI | Loud | 1712 | 2 | WAT | HY | 2 |  | Electric Utility | N | Non Combustion (NUC, WAT, WND, GEO, or SUN)
EXCLUDE | CA | Coleman | 227 | 1 | WAT | HY | 12.1 |  | Electric Utility | N | Non Combustion (NUC, WAT, WND, GEO, or SUN)
EXCLUDE | MA | Riverside | 1607 | 4 | WAT | HY | 0.8 |  | Electric Utility | N | Non Combustion (NUC, WAT, WND, GEO, or SUN)
EXCLUDE | MA | Riverside | 1607 | 5 | WAT | HY | 0.6 |  | Electric Utility | N | Non Combustion (NUC, WAT, WND, GEO, or SUN)
EXCLUDE | MA | Riverside | 1607 | 7 | WAT | HY | 1.5 |  | Electric Utility | N | Non Combustion (NUC, WAT, WND, GEO, or SUN)
EXCLUDE | MA | Riverside | 1607 | 8 | WAT | HY | 4 |  | Electric Utility | N | Non Combustion (NUC, WAT, WND, GEO, or SUN)
EXCLUDE | HI | Kaheawa Pastures Wind Farm | 56449 | 1 | WND | WT | 30 |  | IPP Non-CHP | N | Non Combustion (NUC, WAT, WND, GEO, or SUN)
EXCLUDE | FL | Mosiac New Wales Operations | 10434 | TG1 | WH | ST | 10 |  | Industrial CHP | Y | Non Fossil fuel type
EXCLUDE | FL | Mosiac New Wales Operations | 10434 | TG2 | WH | ST | 58.5 |  | Industrial CHP | Y | Non Fossil fuel type
EXCLUDE | FL | Mosiac New Wales Operations | 10434 | TG3 | WH | ST | 32 |  | Industrial CHP | Y | Non Fossil fuel type
EXCLUDE | OK | Blue Canyon Windpower VI LLC | 57616 | GEN1 | WND | WT | 100 |  | IPP Non-CHP | N | Non Combustion (NUC, WAT, WND, GEO, or SUN)
EXCLUDE | IA | Bulldog | 57632 | 1 | WND | WT | 1.5 |  | IPP Non-CHP | N | Non Combustion (NUC, WAT, WND, GEO, or SUN)
EXCLUDE | HI | Hawi Wind Farm | 56447 | V-47 | WND | WT | 10.6 |  | IPP Non-CHP | N | Non Combustion (NUC, WAT, WND, GEO, or SUN)
EXCLUDE | OK | Crossroads Wind Farm | 57332 | 1-98 | WND | WT | 227 |  | Electric Utility | N | Non Combustion (NUC, WAT, WND, GEO, or SUN)
EXCLUDE | ND | Garrison | 2815 | 1 | WAT | HY | 128 |  | Electric Utility | N | Non Combustion (NUC, WAT, WND, GEO, or SUN)
EXCLUDE | ND | Garrison | 2815 | 2 | WAT | HY | 128 |  | Electric Utility | N | Non Combustion (NUC, WAT, WND, GEO, or SUN)
EXCLUDE | ND | Garrison | 2815 | 3 | WAT | HY | 128 |  | Electric Utility | N | Non Combustion (NUC, WAT, WND, GEO, or SUN)
EXCLUDE | ND | Garrison | 2815 | 4 | WAT | HY | 115 |  | Electric Utility | N | Non Combustion (NUC, WAT, WND, GEO, or SUN)
EXCLUDE | ND | Garrison | 2815 | 5 | WAT | HY | 115 |  | Electric Utility | N | Non Combustion (NUC, WAT, WND, GEO, or SUN)
EXCLUDE | CA | Bear Canyon Power Plant | 10469 | BVC1 | GEO | ST | 12.2 |  | IPP Non-CHP | N | Non Combustion (NUC, WAT, WND, GEO, or SUN)
EXCLUDE | CA | Bear Canyon Power Plant | 10469 | BVC2 | GEO | ST | 12.2 |  | IPP Non-CHP | N | Non Combustion (NUC, WAT, WND, GEO, or SUN)
EXCLUDE | NV | NGP Blue Mountain I LLC | 56982 | BM1 | GEO | BT | 21.3 |  | IPP Non-CHP | N | Non Combustion (NUC, WAT, WND, GEO, or SUN)
EXCLUDE | NV | NGP Blue Mountain I LLC | 56982 | BM2 | GEO | BT | 21.3 |  | IPP Non-CHP | N | Non Combustion (NUC, WAT, WND, GEO, or SUN)
EXCLUDE | NV | NGP Blue Mountain I LLC | 56982 | BM3 | GEO | BT | 21.3 |  | IPP Non-CHP | N | Non Combustion (NUC, WAT, WND, GEO, or SUN)
EXCLUDE | FL | Mosaic Co Tampa Facility | 10204 | GEN1 | WH | ST | 35.4 |  | Industrial CHP | Y | Non Fossil fuel type
EXCLUDE | FL | Mosaic Co Tampa Facility | 10204 | GEN3 | WH | ST | 42.5 |  | Industrial CHP | Y | Non Fossil fuel type
EXCLUDE | WA | Nine Mile | 3869 | 1 | WAT | HY | 3.3 |  | Electric Utility | N | Non Combustion (NUC, WAT, WND, GEO, or SUN)
EXCLUDE | WA | Nine Mile | 3869 | 2 | WAT | HY | 3.1 |  | Electric Utility | N | Non Combustion (NUC, WAT, WND, GEO, or SUN)
EXCLUDE | WA | Nine Mile | 3869 | 3N | WAT | HY | 10 |  | Electric Utility | N | Non Combustion (NUC, WAT, WND, GEO, or SUN)
EXCLUDE | WA | Nine Mile | 3869 | 4N | WAT | HY | 10 |  | Electric Utility | N | Non Combustion (NUC, WAT, WND, GEO, or SUN)
EXCLUDE | WI | Whiting | 3975 | 1 | WAT | HY | 1.2 |  | Electric Utility | N | Non Combustion (NUC, WAT, WND, GEO, or SUN)
EXCLUDE | WI | Whiting | 3975 | 10 | WAT | HY | 0.3 |  | Electric Utility | N | Non Combustion (NUC, WAT, WND, GEO, or SUN)
EXCLUDE | WI | Whiting | 3975 | 2 | WAT | HY | 0.5 |  | Electric Utility | N | Non Combustion (NUC, WAT, WND, GEO, or SUN)
EXCLUDE | WI | Whiting | 3975 | 3 | WAT | HY | 0.5 |  | Electric Utility | N | Non Combustion (NUC, WAT, WND, GEO, or SUN)
EXCLUDE | WI | Whiting | 3975 | 4 | WAT | HY | 0.5 |  | Electric Utility | N | Non Combustion (NUC, WAT, WND, GEO, or SUN)
EXCLUDE | WI | Whiting | 3975 | 5 | WAT | HY | 0.5 |  | Electric Utility | N | Non Combustion (NUC, WAT, WND, GEO, or SUN)
EXCLUDE | WI | Whiting | 3975 | 6 | WAT | HY | 0.5 |  | Electric Utility | N | Non Combustion (NUC, WAT, WND, GEO, or SUN)
EXCLUDE | WI | Whiting | 3975 | 7 | WAT | HY | 0.5 |  | Electric Utility | N | Non Combustion (NUC, WAT, WND, GEO, or SUN)
EXCLUDE | WI | Whiting | 3975 | 8 | WAT | HY | 0.3 |  | Electric Utility | N | Non Combustion (NUC, WAT, WND, GEO, or SUN)
EXCLUDE | WI | Whiting | 3975 | 9 | WAT | HY | 0.3 |  | Electric Utility | N | Non Combustion (NUC, WAT, WND, GEO, or SUN)
EXCLUDE | CO | McPhee | 7372 | 1 | WAT | HY | 1.2 |  | Electric Utility | N | Non Combustion (NUC, WAT, WND, GEO, or SUN)
EXCLUDE | TN | Old Hickory | 3426 | 1 | WAT | HY | 28.7 |  | Electric Utility | N | Non Combustion (NUC, WAT, WND, GEO, or SUN)
EXCLUDE | TN | Old Hickory | 3426 | 2 | WAT | HY | 25 |  | Electric Utility | N | Non Combustion (NUC, WAT, WND, GEO, or SUN)
EXCLUDE | TN | Old Hickory | 3426 | 3 | WAT | HY | 25 |  | Electric Utility | N | Non Combustion (NUC, WAT, WND, GEO, or SUN)
EXCLUDE | TN | Old Hickory | 3426 | 4 | WAT | HY | 25 |  | Electric Utility | N | Non Combustion (NUC, WAT, WND, GEO, or SUN)
EXCLUDE | CA | Rancho Penasquitos | 56615 | G100 | WAT | HY | 4.6 |  | IPP Non-CHP | N | Non Combustion (NUC, WAT, WND, GEO, or SUN)
EXCLUDE | NY | Vischer Ferry | 2686 | 1 | WAT | HY | 2.8 |  | Electric Utility | N | Non Combustion (NUC, WAT, WND, GEO, or SUN)
EXCLUDE | NY | Vischer Ferry | 2686 | 2 | WAT | HY | 2.8 |  | Electric Utility | N | Non Combustion (NUC, WAT, WND, GEO, or SUN)
EXCLUDE | NY | Vischer Ferry | 2686 | 3 | WAT | HY | 3 |  | Electric Utility | N | Non Combustion (NUC, WAT, WND, GEO, or SUN)
EXCLUDE | NY | Vischer Ferry | 2686 | 4 | WAT | HY | 3 |  | Electric Utility | N | Non Combustion (NUC, WAT, WND, GEO, or SUN)
EXCLUDE | NM | Caprock Wind Farm | 56293 | 1 | WND | WT | 60 |  | IPP Non-CHP | N | Non Combustion (NUC, WAT, WND, GEO, or SUN)
EXCLUDE | NM | Caprock Wind Farm | 56293 | 2 | WND | WT | 20 |  | IPP Non-CHP | N | Non Combustion (NUC, WAT, WND, GEO, or SUN)
EXCLUDE | AK | Cooper Lake | 6291 | 1 | WAT | HY | 9.7 |  | Electric Utility | N | Non Combustion (NUC, WAT, WND, GEO, or SUN)
EXCLUDE | AK | Cooper Lake | 6291 | 2 | WAT | HY | 9.7 |  | Electric Utility | N | Non Combustion (NUC, WAT, WND, GEO, or SUN)
EXCLUDE | WI | Stevens Point | 3973 | 1 | WAT | HY | 0.8 |  | Electric Utility | N | Non Combustion (NUC, WAT, WND, GEO, or SUN)
EXCLUDE | WI | Stevens Point | 3973 | 2 | WAT | HY | 0.8 |  | Electric Utility | N | Non Combustion (NUC, WAT, WND, GEO, or SUN)
EXCLUDE | WI | Stevens Point | 3973 | 3 | WAT | HY | 0.8 |  | Electric Utility | N | Non Combustion (NUC, WAT, WND, GEO, or SUN)
EXCLUDE | WI | Stevens Point | 3973 | 4 | WAT | HY | 0.8 |  | Electric Utility | N | Non Combustion (NUC, WAT, WND, GEO, or SUN)
EXCLUDE | WI | Stevens Point | 3973 | 5 | WAT | HY | 0.8 |  | Electric Utility | N | Non Combustion (NUC, WAT, WND, GEO, or SUN)
EXCLUDE | WI | Stevens Point | 3973 | 6 | WAT | HY | 0.8 |  | Electric Utility | N | Non Combustion (NUC, WAT, WND, GEO, or SUN)
EXCLUDE | CA | Bishop Creek 2 | 323 | 1 | WAT | HY | 2.5 |  | Electric Utility | N | Non Combustion (NUC, WAT, WND, GEO, or SUN)
EXCLUDE | CA | Bishop Creek 2 | 323 | 2 | WAT | HY | 2.5 |  | Electric Utility | N | Non Combustion (NUC, WAT, WND, GEO, or SUN)
EXCLUDE | CA | Bishop Creek 2 | 323 | 3 | WAT | HY | 2.3 |  | Electric Utility | N | Non Combustion (NUC, WAT, WND, GEO, or SUN)
EXCLUDE | WI | Du Bay | 3972 | 1 | WAT | HY | 1.2 |  | Electric Utility | N | Non Combustion (NUC, WAT, WND, GEO, or SUN)
EXCLUDE | WI | Du Bay | 3972 | 2 | WAT | HY | 2 |  | Electric Utility | N | Non Combustion (NUC, WAT, WND, GEO, or SUN)
EXCLUDE | WI | Du Bay | 3972 | 3 | WAT | HY | 2 |  | Electric Utility | N | Non Combustion (NUC, WAT, WND, GEO, or SUN)
EXCLUDE | WI | Du Bay | 3972 | 4 | WAT | HY | 2 |  | Electric Utility | N | Non Combustion (NUC, WAT, WND, GEO, or SUN)
EXCLUDE | NH | Newfound Hydroelectric | 50324 | 1 | WAT | HY | 0.7 |  | IPP Non-CHP | N | Non Combustion (NUC, WAT, WND, GEO, or SUN)
EXCLUDE | NH | Newfound Hydroelectric | 50324 | 2 | WAT | HY | 0.7 |  | IPP Non-CHP | N | Non Combustion (NUC, WAT, WND, GEO, or SUN)
EXCLUDE | NC | Marshall | 2710 | HC1 | WAT | HY | 2.5 |  | Electric Utility | N | Non Combustion (NUC, WAT, WND, GEO, or SUN)
EXCLUDE | NC | Marshall | 2710 | HC2 | WAT | HY | 2.5 |  | Electric Utility | N | Non Combustion (NUC, WAT, WND, GEO, or SUN)
EXCLUDE | NC | Tuxedo | 2736 | 1 | WAT | HY | 2.5 |  | Electric Utility | N | Non Combustion (NUC, WAT, WND, GEO, or SUN)
EXCLUDE | NC | Tuxedo | 2736 | 2 | WAT | HY | 2.5 |  | Electric Utility | N | Non Combustion (NUC, WAT, WND, GEO, or SUN)
EXCLUDE | WA | Twin Falls Hydro | 50827 | UNI1 | WAT | HY | 12 |  | IPP Non-CHP | N | Non Combustion (NUC, WAT, WND, GEO, or SUN)
EXCLUDE | WA | Twin Falls Hydro | 50827 | UNI2 | WAT | HY | 12 |  | IPP Non-CHP | N | Non Combustion (NUC, WAT, WND, GEO, or SUN)
EXCLUDE | NC | Blewett | 2707 | 1 | WAT | HY | 3.2 |  | Electric Utility | N | Non Combustion (NUC, WAT, WND, GEO, or SUN)
EXCLUDE | NC | Blewett | 2707 | 2 | WAT | HY | 3.2 |  | Electric Utility | N | Non Combustion (NUC, WAT, WND, GEO, or SUN)
EXCLUDE | NC | Blewett | 2707 | 3 | WAT | HY | 3.2 |  | Electric Utility | N | Non Combustion (NUC, WAT, WND, GEO, or SUN)
EXCLUDE | NC | Blewett | 2707 | 4 | WAT | HY | 5 |  | Electric Utility | N | Non Combustion (NUC, WAT, WND, GEO, or SUN)
EXCLUDE | NC | Blewett | 2707 | 5 | WAT | HY | 5 |  | Electric Utility | N | Non Combustion (NUC, WAT, WND, GEO, or SUN)
EXCLUDE | NC | Blewett | 2707 | 6 | WAT | HY | 5 |  | Electric Utility | N | Non Combustion (NUC, WAT, WND, GEO, or SUN)
EXCLUDE | CA | Coso Energy Developers | 10875 | GEN7 | GEO | ST | 30 |  | IPP Non-CHP | N | Non Combustion (NUC, WAT, WND, GEO, or SUN)
EXCLUDE | CA | Coso Energy Developers | 10875 | GEN8 | GEO | ST | 30 |  | IPP Non-CHP | N | Non Combustion (NUC, WAT, WND, GEO, or SUN)
EXCLUDE | CA | Coso Energy Developers | 10875 | GEN9 | GEO | ST | 30 |  | IPP Non-CHP | N | Non Combustion (NUC, WAT, WND, GEO, or SUN)
EXCLUDE | NY | New York State Dam Hydro | 10221 | GEN1 | WAT | HY | 5.7 |  | IPP Non-CHP | N | Non Combustion (NUC, WAT, WND, GEO, or SUN)
EXCLUDE | NY | New York State Dam Hydro | 10221 | GEN2 | WAT | HY | 5.7 |  | IPP Non-CHP | N | Non Combustion (NUC, WAT, WND, GEO, or SUN)
EXCLUDE | CO | Boulder City Silver Lake Hydro | 55931 | 0001 | WAT | HY | 3.3 |  | IPP Non-CHP | N | Non Combustion (NUC, WAT, WND, GEO, or SUN)
EXCLUDE | WA | Weeks Falls | 54387 | GEN1 | WAT | HY | 4.3 |  | IPP Non-CHP | N | Non Combustion (NUC, WAT, WND, GEO, or SUN)
EXCLUDE | MA | Deerfield 3 | 6083 | GEN1 | WAT | HY | 1.6 |  | IPP Non-CHP | N | Non Combustion (NUC, WAT, WND, GEO, or SUN)
EXCLUDE | MA | Deerfield 3 | 6083 | GEN2 | WAT | HY | 1.6 |  | IPP Non-CHP | N | Non Combustion (NUC, WAT, WND, GEO, or SUN)
EXCLUDE | MA | Deerfield 3 | 6083 | GEN3 | WAT | HY | 1.6 |  | IPP Non-CHP | N | Non Combustion (NUC, WAT, WND, GEO, or SUN)
EXCLUDE | UT | Weber | 3661 | 1 | WAT | HY | 3.8 |  | Electric Utility | N | Non Combustion (NUC, WAT, WND, GEO, or SUN)
EXCLUDE | OR | Big Cliff | 3074 | 1 | WAT | HY | 18 |  | Electric Utility | N | Non Combustion (NUC, WAT, WND, GEO, or SUN)
EXCLUDE | NY | Kosterville | 56705 | 4 | WAT | HY | 0.5 |  | IPP Non-CHP | N | Non Combustion (NUC, WAT, WND, GEO, or SUN)
EXCLUDE | NY | Kosterville | 56705 | 5 | WAT | HY | 0.5 |  | IPP Non-CHP | N | Non Combustion (NUC, WAT, WND, GEO, or SUN)
EXCLUDE | ID | Lucky Peak Power Plant Project | 10014 | U131 | WAT | HY | 45 |  | IPP Non-CHP | N | Non Combustion (NUC, WAT, WND, GEO, or SUN)
EXCLUDE | ID | Lucky Peak Power Plant Project | 10014 | U132 | WAT | HY | 45 |  | IPP Non-CHP | N | Non Combustion (NUC, WAT, WND, GEO, or SUN)
EXCLUDE | ID | Lucky Peak Power Plant Project | 10014 | U133 | WAT | HY | 11.2 |  | IPP Non-CHP | N | Non Combustion (NUC, WAT, WND, GEO, or SUN)
EXCLUDE | VT | Wilder | 2353 | GEN1 | WAT | HY | 16.2 |  | IPP Non-CHP | N | Non Combustion (NUC, WAT, WND, GEO, or SUN)
EXCLUDE | VT | Wilder | 2353 | GEN2 | WAT | HY | 16.2 |  | IPP Non-CHP | N | Non Combustion (NUC, WAT, WND, GEO, or SUN)
EXCLUDE | VT | Wilder | 2353 | GEN3 | WAT | HY | 3.2 |  | IPP Non-CHP | N | Non Combustion (NUC, WAT, WND, GEO, or SUN)
EXCLUDE | MA | Oakdale Power Station | 10824 | OAKD | WAT | HY | 3.5 |  | IPP Non-CHP | N | Non Combustion (NUC, WAT, WND, GEO, or SUN)
EXCLUDE | CA | Hickman | 162 | 1 | WAT | HY | 0.5 |  | Electric Utility | N | Non Combustion (NUC, WAT, WND, GEO, or SUN)
EXCLUDE | CA | Hickman | 162 | 2 | WAT | HY | 0.5 |  | Electric Utility | N | Non Combustion (NUC, WAT, WND, GEO, or SUN)
EXCLUDE | WY | Spirit Mountain | 7541 | 1 | WAT | HY | 4.5 |  | Electric Utility | N | Non Combustion (NUC, WAT, WND, GEO, or SUN)
EXCLUDE | IA | Wolverine | 57631 | 1 | WND | WT | 1.5 |  | IPP Non-CHP | N | Non Combustion (NUC, WAT, WND, GEO, or SUN)
EXCLUDE | CO | Kit Carson Windpower | 57244 | KCW | WND | WT | 51 |  | IPP Non-CHP | N | Non Combustion (NUC, WAT, WND, GEO, or SUN)
EXCLUDE | AZ | Headgate Rock | 7179 | 1 | WAT | HY | 6.5 |  | Electric Utility | N | Non Combustion (NUC, WAT, WND, GEO, or SUN)
EXCLUDE | AZ | Headgate Rock | 7179 | 2 | WAT | HY | 6.5 |  | Electric Utility | N | Non Combustion (NUC, WAT, WND, GEO, or SUN)
EXCLUDE | AZ | Headgate Rock | 7179 | 3 | WAT | HY | 6.5 |  | Electric Utility | N | Non Combustion (NUC, WAT, WND, GEO, or SUN)
EXCLUDE | CA | Bowman | 50546 | GEN1 | WAT | HY | 3.6 |  | IPP Non-CHP | N | Non Combustion (NUC, WAT, WND, GEO, or SUN)
EXCLUDE | ID | Brownlee | 811 | 1 | WAT | HY | 90.1 |  | Electric Utility | N | Non Combustion (NUC, WAT, WND, GEO, or SUN)
EXCLUDE | ID | Brownlee | 811 | 2 | WAT | HY | 90.1 |  | Electric Utility | N | Non Combustion (NUC, WAT, WND, GEO, or SUN)
EXCLUDE | ID | Brownlee | 811 | 3 | WAT | HY | 90.1 |  | Electric Utility | N | Non Combustion (NUC, WAT, WND, GEO, or SUN)
EXCLUDE | ID | Brownlee | 811 | 4 | WAT | HY | 90.1 |  | Electric Utility | N | Non Combustion (NUC, WAT, WND, GEO, or SUN)
EXCLUDE | ID | Brownlee | 811 | 5 | WAT | HY | 225 |  | Electric Utility | N | Non Combustion (NUC, WAT, WND, GEO, or SUN)
EXCLUDE | NE | Flat Water Wind Farm | 57283 | WTG1 | WND | WT | 60 |  | IPP Non-CHP | N | Non Combustion (NUC, WAT, WND, GEO, or SUN)
EXCLUDE | TX | Suzlon Project VIII LLC | 57741 | SP95 | WND | WT | 2.1 |  | IPP Non-CHP | N | Non Combustion (NUC, WAT, WND, GEO, or SUN)
EXCLUDE | TX | Suzlon Project VIII LLC | 57741 | SP97 | WND | WT | 2.1 |  | IPP Non-CHP | N | Non Combustion (NUC, WAT, WND, GEO, or SUN)
EXCLUDE | CA | Ormesa II | 54724 | OEC21 | GEO | ST | 12 |  | IPP CHP | Y | Non Combustion (NUC, WAT, WND, GEO, or SUN)
EXCLUDE | CA | Ormesa II | 54724 | OEC22 | GEO | ST | 12 |  | IPP CHP | Y | Non Combustion (NUC, WAT, WND, GEO, or SUN)
EXCLUDE | IA | Victory Wind Farm | 56379 | VWF | WND | WT | 99 |  | Electric Utility | N | Non Combustion (NUC, WAT, WND, GEO, or SUN)
EXCLUDE | OR | Green Peter | 3080 | 1 | WAT | HY | 40 |  | Electric Utility | N | Non Combustion (NUC, WAT, WND, GEO, or SUN)
EXCLUDE | OR | Green Peter | 3080 | 2 | WAT | HY | 40 |  | Electric Utility | N | Non Combustion (NUC, WAT, WND, GEO, or SUN)
EXCLUDE | MI | French Landing Dam | 50437 | FRL1 | WAT | HY | 1.6 |  | IPP Non-CHP | N | Non Combustion (NUC, WAT, WND, GEO, or SUN)
EXCLUDE | ME | Barker Lower | 10728 | GEN1 | WAT | HY | 1.5 |  | IPP Non-CHP | N | Non Combustion (NUC, WAT, WND, GEO, or SUN)
EXCLUDE | NY | Port Leyden Hydroelectric Project | 10817 | GEN1 | WAT | HY | 0.5 |  | IPP Non-CHP | N | Non Combustion (NUC, WAT, WND, GEO, or SUN)
EXCLUDE | NY | Port Leyden Hydroelectric Project | 10817 | GEN2 | WAT | HY | 0.5 |  | IPP Non-CHP | N | Non Combustion (NUC, WAT, WND, GEO, or SUN)
EXCLUDE | VA | FirstEnergy Newport | 3790 | 1 | WAT | HY | 0.4 |  | IPP Non-CHP | N | Non Combustion (NUC, WAT, WND, GEO, or SUN)
EXCLUDE | VA | FirstEnergy Newport | 3790 | 2 | WAT | HY | 0.4 |  | IPP Non-CHP | N | Non Combustion (NUC, WAT, WND, GEO, or SUN)
EXCLUDE | VA | FirstEnergy Newport | 3790 | 3 | WAT | HY | 0.6 |  | IPP Non-CHP | N | Non Combustion (NUC, WAT, WND, GEO, or SUN)
EXCLUDE | WV | FirstEnergy Dam 4 | 6543 | 1 | WAT | HY | 0.5 |  | IPP Non-CHP | N | Non Combustion (NUC, WAT, WND, GEO, or SUN)
EXCLUDE | WV | FirstEnergy Dam 4 | 6543 | 2 | WAT | HY | 0.5 |  | IPP Non-CHP | N | Non Combustion (NUC, WAT, WND, GEO, or SUN)
EXCLUDE | WV | FirstEnergy Dam 4 | 6543 | 3 | WAT | HY | 0.9 |  | IPP Non-CHP | N | Non Combustion (NUC, WAT, WND, GEO, or SUN)
EXCLUDE | VA | FirstEnergy Luray | 3789 | 1 | WAT | HY | 0.6 |  | IPP Non-CHP | N | Non Combustion (NUC, WAT, WND, GEO, or SUN)
EXCLUDE | VA | FirstEnergy Luray | 3789 | 2 | WAT | HY | 0.4 |  | IPP Non-CHP | N | Non Combustion (NUC, WAT, WND, GEO, or SUN)
EXCLUDE | VA | FirstEnergy Luray | 3789 | 3 | WAT | HY | 0.6 |  | IPP Non-CHP | N | Non Combustion (NUC, WAT, WND, GEO, or SUN)
EXCLUDE | OR | Hills Creek | 3081 | 1 | WAT | HY | 15 |  | Electric Utility | N | Non Combustion (NUC, WAT, WND, GEO, or SUN)
EXCLUDE | OR | Hills Creek | 3081 | 2 | WAT | HY | 15 |  | Electric Utility | N | Non Combustion (NUC, WAT, WND, GEO, or SUN)
EXCLUDE | TX | McAdoo Wind Energy LLC | 56773 | 1 | WND | WT | 150 |  | IPP Non-CHP | N | Non Combustion (NUC, WAT, WND, GEO, or SUN)
EXCLUDE | AL | Holt Dam | 12 | 1 | WAT | HY | 40 |  | Electric Utility | N | Non Combustion (NUC, WAT, WND, GEO, or SUN)
EXCLUDE | IA | Iowa Lakes Superior Wind Farm | 57252 | SUP1 | WND | WT | 10.5 |  | Electric Utility | N | Non Combustion (NUC, WAT, WND, GEO, or SUN)
EXCLUDE | OR | Fish Creek | 3026 | 1 | WAT | HY | 11 |  | Electric Utility | N | Non Combustion (NUC, WAT, WND, GEO, or SUN)
EXCLUDE | OK | Minco Wind I, LLC | 57590 | 1 | WND | WT | 99.2 |  | IPP Non-CHP | N | Non Combustion (NUC, WAT, WND, GEO, or SUN)
EXCLUDE | NY | Deferiet | 2552 | 1 | WAT | HY | 4 |  | IPP Non-CHP | N | Non Combustion (NUC, WAT, WND, GEO, or SUN)
EXCLUDE | NY | Deferiet | 2552 | 2 | WAT | HY | 4 |  | IPP Non-CHP | N | Non Combustion (NUC, WAT, WND, GEO, or SUN)
EXCLUDE | NY | Deferiet | 2552 | 3 | WAT | HY | 4 |  | IPP Non-CHP | N | Non Combustion (NUC, WAT, WND, GEO, or SUN)
EXCLUDE | ID | Felt Hydroelectric Plant | 10028 | GEN1 | WAT | HY | 2.7 |  | IPP Non-CHP | N | Non Combustion (NUC, WAT, WND, GEO, or SUN)
EXCLUDE | ID | Felt Hydroelectric Plant | 10028 | GEN2 | WAT | HY | 2.7 |  | IPP Non-CHP | N | Non Combustion (NUC, WAT, WND, GEO, or SUN)
EXCLUDE | ID | Felt Hydroelectric Plant | 10028 | GEN3 | WAT | HY | 1.1 |  | IPP Non-CHP | N | Non Combustion (NUC, WAT, WND, GEO, or SUN)
EXCLUDE | ID | Felt Hydroelectric Plant | 10028 | GEN4 | WAT | HY | 0.9 |  | IPP Non-CHP | N | Non Combustion (NUC, WAT, WND, GEO, or SUN)
EXCLUDE | ID | Little Mac Project | 10049 | 1 | WAT | HY | 0.3 |  | IPP Non-CHP | N | Non Combustion (NUC, WAT, WND, GEO, or SUN)
EXCLUDE | ID | Little Mac Project | 10049 | 2 | WAT | HY | 0.4 |  | IPP Non-CHP | N | Non Combustion (NUC, WAT, WND, GEO, or SUN)
EXCLUDE | ID | Little Mac Project | 10049 | 3 | WAT | HY | 0.4 |  | IPP Non-CHP | N | Non Combustion (NUC, WAT, WND, GEO, or SUN)
EXCLUDE | ID | Little Mac Project | 10049 | 4 | WAT | HY | 0.4 |  | IPP Non-CHP | N | Non Combustion (NUC, WAT, WND, GEO, or SUN)
EXCLUDE | CA | Hat Creek 2 | 244 | 1 | WAT | HY | 10 |  | Electric Utility | N | Non Combustion (NUC, WAT, WND, GEO, or SUN)
EXCLUDE | OK | Blue Canyon Windpower V LLC | 57108 | GEN1 | WND | WT | 99 |  | IPP Non-CHP | N | Non Combustion (NUC, WAT, WND, GEO, or SUN)
EXCLUDE | OR | Green Springs | 6403 | 1 | WAT | HY | 17.2 |  | Electric Utility | N | Non Combustion (NUC, WAT, WND, GEO, or SUN)
EXCLUDE | CA | Parker Dam | 447 | 1 | WAT | HY | 30 |  | Electric Utility | N | Non Combustion (NUC, WAT, WND, GEO, or SUN)
EXCLUDE | CA | Parker Dam | 447 | 2 | WAT | HY | 30 |  | Electric Utility | N | Non Combustion (NUC, WAT, WND, GEO, or SUN)
EXCLUDE | CA | Parker Dam | 447 | 3 | WAT | HY | 30 |  | Electric Utility | N | Non Combustion (NUC, WAT, WND, GEO, or SUN)
EXCLUDE | CA | Parker Dam | 447 | 4 | WAT | HY | 30 |  | Electric Utility | N | Non Combustion (NUC, WAT, WND, GEO, or SUN)
EXCLUDE | TX | Robert D Willis | 7200 | 1 | WAT | HY | 4 |  | Electric Utility | N | Non Combustion (NUC, WAT, WND, GEO, or SUN)
EXCLUDE | TX | Robert D Willis | 7200 | 2 | WAT | HY | 4 |  | Electric Utility | N | Non Combustion (NUC, WAT, WND, GEO, or SUN)
EXCLUDE | CA | Middle Fork | 425 | 1 | WAT | HY | 61.2 |  | Electric Utility | N | Non Combustion (NUC, WAT, WND, GEO, or SUN)
EXCLUDE | CA | Middle Fork | 425 | 2 | WAT | HY | 54.9 |  | Electric Utility | N | Non Combustion (NUC, WAT, WND, GEO, or SUN)
EXCLUDE | WI | Wisconsin Rapids | 3974 | 1 | WAT | HY | 2.3 |  | Electric Utility | N | Non Combustion (NUC, WAT, WND, GEO, or SUN)
EXCLUDE | WI | Wisconsin Rapids | 3974 | 10 | WAT | HY | 0.6 |  | Electric Utility | N | Non Combustion (NUC, WAT, WND, GEO, or SUN)
EXCLUDE | WI | Wisconsin Rapids | 3974 | 2 | WAT | HY | 2.3 |  | Electric Utility | N | Non Combustion (NUC, WAT, WND, GEO, or SUN)
EXCLUDE | WI | Wisconsin Rapids | 3974 | 3 | WAT | HY | 0.6 |  | Electric Utility | N | Non Combustion (NUC, WAT, WND, GEO, or SUN)
EXCLUDE | WI | Wisconsin Rapids | 3974 | 4 | WAT | HY | 0.6 |  | Electric Utility | N | Non Combustion (NUC, WAT, WND, GEO, or SUN)
EXCLUDE | WI | Wisconsin Rapids | 3974 | 5 | WAT | HY | 0.6 |  | Electric Utility | N | Non Combustion (NUC, WAT, WND, GEO, or SUN)
EXCLUDE | WI | Wisconsin Rapids | 3974 | 6 | WAT | HY | 0.3 |  | Electric Utility | N | Non Combustion (NUC, WAT, WND, GEO, or SUN)
EXCLUDE | WI | Wisconsin Rapids | 3974 | 7 | WAT | HY | 0.6 |  | Electric Utility | N | Non Combustion (NUC, WAT, WND, GEO, or SUN)
EXCLUDE | WI | Wisconsin Rapids | 3974 | 8 | WAT | HY | 0.3 |  | Electric Utility | N | Non Combustion (NUC, WAT, WND, GEO, or SUN)
EXCLUDE | WI | Wisconsin Rapids | 3974 | 9 | WAT | HY | 0.6 |  | Electric Utility | N | Non Combustion (NUC, WAT, WND, GEO, or SUN)
EXCLUDE | CA | Volta 1 | 290 | 1 | WAT | HY | 8.5 |  | Electric Utility | N | Non Combustion (NUC, WAT, WND, GEO, or SUN)
EXCLUDE | TX | Sunray Wind I | 57326 | WND1 | WND | WT | 49.5 |  | IPP Non-CHP | N | Non Combustion (NUC, WAT, WND, GEO, or SUN)
EXCLUDE | OR | Prospect 4 | 3035 | 1 | WAT | HY | 1 |  | Electric Utility | N | Non Combustion (NUC, WAT, WND, GEO, or SUN)
EXCLUDE | CA | Coram Energy LLC (ECT) | 54298 | GEWE | WND | WT | 7.5 |  | IPP Non-CHP | N | Non Combustion (NUC, WAT, WND, GEO, or SUN)
EXCLUDE | UT | Brigham City | 3666 | 1 | WAT | HY | 0.6 |  | Electric Utility | N | Non Combustion (NUC, WAT, WND, GEO, or SUN)
EXCLUDE | UT | Brigham City | 3666 | 2 | WAT | HY | 0.6 |  | Electric Utility | N | Non Combustion (NUC, WAT, WND, GEO, or SUN)
EXCLUDE | UT | Brigham City | 3666 | 8182 | WAT | HY | 0.6 |  | Electric Utility | N | Non Combustion (NUC, WAT, WND, GEO, or SUN)
EXCLUDE | MI | Rogers | 1716 | 1 | WAT | HY | 1.7 |  | Electric Utility | N | Non Combustion (NUC, WAT, WND, GEO, or SUN)
EXCLUDE | MI | Rogers | 1716 | 2 | WAT | HY | 1.7 |  | Electric Utility | N | Non Combustion (NUC, WAT, WND, GEO, or SUN)
EXCLUDE | MI | Rogers | 1716 | 3 | WAT | HY | 1.7 |  | Electric Utility | N | Non Combustion (NUC, WAT, WND, GEO, or SUN)
EXCLUDE | MI | Rogers | 1716 | 4 | WAT | HY | 1.7 |  | Electric Utility | N | Non Combustion (NUC, WAT, WND, GEO, or SUN)
EXCLUDE | ND | Wilton Wind II LLC | 57120 | 1 | WND | WT | 49.5 |  | IPP Non-CHP | N | Non Combustion (NUC, WAT, WND, GEO, or SUN)
EXCLUDE | ID | American Falls | 809 | 1 | WAT | HY | 30.8 |  | Electric Utility | N | Non Combustion (NUC, WAT, WND, GEO, or SUN)
EXCLUDE | ID | American Falls | 809 | 2 | WAT | HY | 30.8 |  | Electric Utility | N | Non Combustion (NUC, WAT, WND, GEO, or SUN)
EXCLUDE | ID | American Falls | 809 | 3 | WAT | HY | 30.8 |  | Electric Utility | N | Non Combustion (NUC, WAT, WND, GEO, or SUN)
EXCLUDE | KS | Elk River Wind | 56303 | 1 | WND | WT | 150 |  | IPP Non-CHP | N | Non Combustion (NUC, WAT, WND, GEO, or SUN)
EXCLUDE | CA | Fullerton Mill CHP | 58083 | STG1 | NG | ST | 2 |  | Industrial CHP | Y | Steam unit (PRMVR=ST) under 25MW/250 MMBtu/hr
EXCLUDE | TX | Golden Spread Panhandle Wnd Rch | 57866 | PWR | WND | WT | 78.2 |  | Electric Utility | N | Non Combustion (NUC, WAT, WND, GEO, or SUN)
EXCLUDE | TN | Ocoee 3 | 3414 | 1 | WAT | HY | 28.8 |  | Electric Utility | N | Non Combustion (NUC, WAT, WND, GEO, or SUN)
EXCLUDE | MN | Marshall Wind 3 LLC | 56825 | 1 | WND | WT | 4.2 |  | IPP Non-CHP | N | Non Combustion (NUC, WAT, WND, GEO, or SUN)
EXCLUDE | CA | Geothermal 2 | 7369 | 3 | GEO | ST | 55 |  | Electric Utility | N | Non Combustion (NUC, WAT, WND, GEO, or SUN)
EXCLUDE | CA | Geothermal 2 | 7369 | 4 | GEO | ST | 55 |  | Electric Utility | N | Non Combustion (NUC, WAT, WND, GEO, or SUN)
EXCLUDE | IN | Elkhart | 986 | 1 | WAT | HY | 1.4 |  | Electric Utility | N | Non Combustion (NUC, WAT, WND, GEO, or SUN)
EXCLUDE | IN | Elkhart | 986 | 2 | WAT | HY | 1 |  | Electric Utility | N | Non Combustion (NUC, WAT, WND, GEO, or SUN)
EXCLUDE | IN | Elkhart | 986 | 3 | WAT | HY | 1 |  | Electric Utility | N | Non Combustion (NUC, WAT, WND, GEO, or SUN)
EXCLUDE | MN | Hennepin Island | 1911 | 1 | WAT | HY | 2.5 |  | Electric Utility | N | Non Combustion (NUC, WAT, WND, GEO, or SUN)
EXCLUDE | MN | Hennepin Island | 1911 | 2 | WAT | HY | 2.5 |  | Electric Utility | N | Non Combustion (NUC, WAT, WND, GEO, or SUN)
EXCLUDE | MN | Hennepin Island | 1911 | 3 | WAT | HY | 2.5 |  | Electric Utility | N | Non Combustion (NUC, WAT, WND, GEO, or SUN)
EXCLUDE | MN | Hennepin Island | 1911 | 4 | WAT | HY | 2.5 |  | Electric Utility | N | Non Combustion (NUC, WAT, WND, GEO, or SUN)
EXCLUDE | MN | Hennepin Island | 1911 | 5 | WAT | HY | 2.5 |  | Electric Utility | N | Non Combustion (NUC, WAT, WND, GEO, or SUN)
EXCLUDE | CA | Geysers Unit 5-20 | 286 | U10 | GEO | ST | 55 |  | IPP Non-CHP | N | Non Combustion (NUC, WAT, WND, GEO, or SUN)
EXCLUDE | CA | Geysers Unit 5-20 | 286 | U11 | GEO | ST | 110 |  | IPP Non-CHP | N | Non Combustion (NUC, WAT, WND, GEO, or SUN)
EXCLUDE | CA | Geysers Unit 5-20 | 286 | U12 | GEO | ST | 110 |  | IPP Non-CHP | N | Non Combustion (NUC, WAT, WND, GEO, or SUN)
EXCLUDE | CA | Geysers Unit 5-20 | 286 | U13 | GEO | ST | 138 |  | IPP Non-CHP | N | Non Combustion (NUC, WAT, WND, GEO, or SUN)
EXCLUDE | CA | Geysers Unit 5-20 | 286 | U14 | GEO | ST | 113 |  | IPP Non-CHP | N | Non Combustion (NUC, WAT, WND, GEO, or SUN)
EXCLUDE | CA | Geysers Unit 5-20 | 286 | U16 | GEO | ST | 118 |  | IPP Non-CHP | N | Non Combustion (NUC, WAT, WND, GEO, or SUN)
EXCLUDE | CA | Geysers Unit 5-20 | 286 | U17 | GEO | ST | 118 |  | IPP Non-CHP | N | Non Combustion (NUC, WAT, WND, GEO, or SUN)
EXCLUDE | CA | Geysers Unit 5-20 | 286 | U18 | GEO | ST | 118 |  | IPP Non-CHP | N | Non Combustion (NUC, WAT, WND, GEO, or SUN)
EXCLUDE | CA | Geysers Unit 5-20 | 286 | U20 | GEO | ST | 118 |  | IPP Non-CHP | N | Non Combustion (NUC, WAT, WND, GEO, or SUN)
EXCLUDE | CA | Geysers Unit 5-20 | 286 | U5 | GEO | ST | 55 |  | IPP Non-CHP | N | Non Combustion (NUC, WAT, WND, GEO, or SUN)
EXCLUDE | CA | Geysers Unit 5-20 | 286 | U6 | GEO | ST | 55 |  | IPP Non-CHP | N | Non Combustion (NUC, WAT, WND, GEO, or SUN)
EXCLUDE | CA | Geysers Unit 5-20 | 286 | U7 | GEO | ST | 55 |  | IPP Non-CHP | N | Non Combustion (NUC, WAT, WND, GEO, or SUN)
EXCLUDE | CA | Geysers Unit 5-20 | 286 | U8 | GEO | ST | 55 |  | IPP Non-CHP | N | Non Combustion (NUC, WAT, WND, GEO, or SUN)
EXCLUDE | CA | Geysers Unit 5-20 | 286 | U9 | GEO | ST | 55 |  | IPP Non-CHP | N | Non Combustion (NUC, WAT, WND, GEO, or SUN)
EXCLUDE | ND | Prairie Winds ND1 | 56607 | ND1 | WND | WT | 115.5 |  | Electric Utility | N | Non Combustion (NUC, WAT, WND, GEO, or SUN)
EXCLUDE | SD | Rolling Thunder Wind Farm | 57045 | 1 | WND | WT | 25 |  | IPP Non-CHP | N | Non Combustion (NUC, WAT, WND, GEO, or SUN)
EXCLUDE | CA | Pit 7 | 270 | H1 | WAT | HY | 57.6 |  | Electric Utility | N | Non Combustion (NUC, WAT, WND, GEO, or SUN)
EXCLUDE | CA | Pit 7 | 270 | H2 | WAT | HY | 52.2 |  | Electric Utility | N | Non Combustion (NUC, WAT, WND, GEO, or SUN)
EXCLUDE | MT | Cochrane | 2182 | COC1 | WAT | HY | 28.4 |  | IPP Non-CHP | N | Non Combustion (NUC, WAT, WND, GEO, or SUN)
EXCLUDE | MT | Cochrane | 2182 | COC2 | WAT | HY | 32 |  | IPP Non-CHP | N | Non Combustion (NUC, WAT, WND, GEO, or SUN)
EXCLUDE | OK | Minco Wind II, LLC | 57956 | 1 | WND | WT | 100.8 |  | IPP Non-CHP | N | Non Combustion (NUC, WAT, WND, GEO, or SUN)
EXCLUDE | WA | Main Canal Headworks | 56698 | 1 | WAT | HY | 26.8 |  | Electric Utility | N | Non Combustion (NUC, WAT, WND, GEO, or SUN)
EXCLUDE | CA | Deer Creek | 233 | 1 | WAT | HY | 5.5 |  | Electric Utility | N | Non Combustion (NUC, WAT, WND, GEO, or SUN)
EXCLUDE | MI | Croton | 1701 | 3 | WAT | HY | 1.4 |  | Electric Utility | N | Non Combustion (NUC, WAT, WND, GEO, or SUN)
EXCLUDE | MI | Croton | 1701 | 1 | WAT | HY | 3 |  | Electric Utility | N | Non Combustion (NUC, WAT, WND, GEO, or SUN)
EXCLUDE | MI | Croton | 1701 | 2 | WAT | HY | 3 |  | Electric Utility | N | Non Combustion (NUC, WAT, WND, GEO, or SUN)
EXCLUDE | MI | Croton | 1701 | 4 | WAT | HY | 1.5 |  | Electric Utility | N | Non Combustion (NUC, WAT, WND, GEO, or SUN)
EXCLUDE | NV | Desert Peak Power Plant | 10018 | GEN2 | GEO | BT | 15 |  | IPP Non-CHP | N | Non Combustion (NUC, WAT, WND, GEO, or SUN)
EXCLUDE | NV | Desert Peak Power Plant | 10018 | OEC2 | GEO | BT | 11 |  | IPP Non-CHP | N | Non Combustion (NUC, WAT, WND, GEO, or SUN)
EXCLUDE | WA | South Fork Tolt | 622 | 1 | WAT | HY | 16.8 |  | Electric Utility | N | Non Combustion (NUC, WAT, WND, GEO, or SUN)
EXCLUDE | VT | Chace Mill Winooski One | 54355 | GEN1 | WAT | HY | 2.5 |  | IPP Non-CHP | N | Non Combustion (NUC, WAT, WND, GEO, or SUN)
EXCLUDE | VT | Chace Mill Winooski One | 54355 | GEN2 | WAT | HY | 2.5 |  | IPP Non-CHP | N | Non Combustion (NUC, WAT, WND, GEO, or SUN)
EXCLUDE | VT | Chace Mill Winooski One | 54355 | GEN3 | WAT | HY | 2.5 |  | IPP Non-CHP | N | Non Combustion (NUC, WAT, WND, GEO, or SUN)
EXCLUDE | TX | Wolf Ridge Wind | 58080 | 1 | WND | WT | 112.5 |  | IPP Non-CHP | N | Non Combustion (NUC, WAT, WND, GEO, or SUN)
EXCLUDE | CA | Pit 6 | 269 | H1 | WAT | HY | 39.6 |  | Electric Utility | N | Non Combustion (NUC, WAT, WND, GEO, or SUN)
EXCLUDE | CA | Pit 6 | 269 | H2 | WAT | HY | 39.6 |  | Electric Utility | N | Non Combustion (NUC, WAT, WND, GEO, or SUN)
EXCLUDE | MI | Twin Falls | 1784 | 1 | WAT | HY | 1.3 |  | Electric Utility | N | Non Combustion (NUC, WAT, WND, GEO, or SUN)
EXCLUDE | MI | Twin Falls | 1784 | 2 | WAT | HY | 1.3 |  | Electric Utility | N | Non Combustion (NUC, WAT, WND, GEO, or SUN)
EXCLUDE | MI | Twin Falls | 1784 | 3 | WAT | HY | 1.3 |  | Electric Utility | N | Non Combustion (NUC, WAT, WND, GEO, or SUN)
EXCLUDE | MI | Twin Falls | 1784 | 4 | WAT | HY | 1.2 |  | Electric Utility | N | Non Combustion (NUC, WAT, WND, GEO, or SUN)
EXCLUDE | MI | Twin Falls | 1784 | 5 | WAT | HY | 1.2 |  | Electric Utility | N | Non Combustion (NUC, WAT, WND, GEO, or SUN)
EXCLUDE | SD | MinnDakota Wind LLC | 56459 | 2 | WND | WT | 150 |  | IPP Non-CHP | N | Non Combustion (NUC, WAT, WND, GEO, or SUN)
EXCLUDE | NY | Moshier | 2588 | 1 | WAT | HY | 4 |  | IPP Non-CHP | N | Non Combustion (NUC, WAT, WND, GEO, or SUN)
EXCLUDE | NY | Moshier | 2588 | 2 | WAT | HY | 4 |  | IPP Non-CHP | N | Non Combustion (NUC, WAT, WND, GEO, or SUN)
EXCLUDE | MN | Ridgewind | 57386 | WTG1 | WND | WT | 25.3 |  | IPP Non-CHP | N | Non Combustion (NUC, WAT, WND, GEO, or SUN)
EXCLUDE | WI | Clam River Dam | 4018 | 1 | WAT | HY | 0.4 |  | IPP Non-CHP | N | Non Combustion (NUC, WAT, WND, GEO, or SUN)
EXCLUDE | WI | Clam River Dam | 4018 | 2 | WAT | HY | 0.4 |  | IPP Non-CHP | N | Non Combustion (NUC, WAT, WND, GEO, or SUN)
EXCLUDE | WI | Clam River Dam | 4018 | 3 | WAT | HY | 0.4 |  | IPP Non-CHP | N | Non Combustion (NUC, WAT, WND, GEO, or SUN)
EXCLUDE | WI | Apple River | 6231 | 1 | WAT | HY | 0.8 |  | Electric Utility | N | Non Combustion (NUC, WAT, WND, GEO, or SUN)
EXCLUDE | WI | Apple River | 6231 | 3 | WAT | HY | 0.8 |  | Electric Utility | N | Non Combustion (NUC, WAT, WND, GEO, or SUN)
EXCLUDE | WI | Apple River | 6231 | 4 | WAT | HY | 0.8 |  | Electric Utility | N | Non Combustion (NUC, WAT, WND, GEO, or SUN)
EXCLUDE | OH | Greenup Hydro | 4258 | 1 | WAT | HY | 23.4 |  | Electric Utility | N | Non Combustion (NUC, WAT, WND, GEO, or SUN)
EXCLUDE | OH | Greenup Hydro | 4258 | 2 | WAT | HY | 23.4 |  | Electric Utility | N | Non Combustion (NUC, WAT, WND, GEO, or SUN)
EXCLUDE | OH | Greenup Hydro | 4258 | 3 | WAT | HY | 23.4 |  | Electric Utility | N | Non Combustion (NUC, WAT, WND, GEO, or SUN)
EXCLUDE | VA | Holcomb Rock | 56314 | HG1 | WAT | HY | 0.6 |  | Industrial Non-CHP | N | Non Combustion (NUC, WAT, WND, GEO, or SUN)
EXCLUDE | VA | Holcomb Rock | 56314 | HG2 | WAT | HY | 0.6 |  | Industrial Non-CHP | N | Non Combustion (NUC, WAT, WND, GEO, or SUN)
EXCLUDE | VA | Holcomb Rock | 56314 | HG3 | WAT | HY | 0.6 |  | Industrial Non-CHP | N | Non Combustion (NUC, WAT, WND, GEO, or SUN)
EXCLUDE | CA | James B Black | 249 | 1 | WAT | HY | 85.1 |  | Electric Utility | N | Non Combustion (NUC, WAT, WND, GEO, or SUN)
EXCLUDE | CA | James B Black | 249 | 2 | WAT | HY | 83.5 |  | Electric Utility | N | Non Combustion (NUC, WAT, WND, GEO, or SUN)
EXCLUDE | NH | Penacook Upper Falls Hydro | 50414 | 1 | WAT | HY | 3.4 |  | IPP Non-CHP | N | Non Combustion (NUC, WAT, WND, GEO, or SUN)
EXCLUDE | CT | Falls Village | 560 | 1 | WAT | HY | 3 |  | IPP Non-CHP | N | Non Combustion (NUC, WAT, WND, GEO, or SUN)
EXCLUDE | CT | Falls Village | 560 | 2 | WAT | HY | 3 |  | IPP Non-CHP | N | Non Combustion (NUC, WAT, WND, GEO, or SUN)
EXCLUDE | CT | Falls Village | 560 | 3 | WAT | HY | 3 |  | IPP Non-CHP | N | Non Combustion (NUC, WAT, WND, GEO, or SUN)
EXCLUDE | AK | Snettisham | 78 | 1 | WAT | HY | 23.6 |  | Electric Utility | N | Non Combustion (NUC, WAT, WND, GEO, or SUN)
EXCLUDE | AK | Snettisham | 78 | 2 | WAT | HY | 23.6 |  | Electric Utility | N | Non Combustion (NUC, WAT, WND, GEO, or SUN)
EXCLUDE | AK | Snettisham | 78 | 3 | WAT | HY | 31 |  | Electric Utility | N | Non Combustion (NUC, WAT, WND, GEO, or SUN)
EXCLUDE | MN | Moraine II Wind LLC | 56794 | 1 | WND | WT | 49.5 |  | IPP Non-CHP | N | Non Combustion (NUC, WAT, WND, GEO, or SUN)
EXCLUDE | CA | Kaweah 2 | 336 | 2 | WAT | HY | 1.8 |  | Electric Utility | N | Non Combustion (NUC, WAT, WND, GEO, or SUN)
EXCLUDE | OK | Blue Canyon Windpower II | 56335 | EW2 | WND | WT | 151 |  | IPP Non-CHP | N | Non Combustion (NUC, WAT, WND, GEO, or SUN)
EXCLUDE | TX | Eagle Pass | 3437 | 1 | WAT | HY | 3.2 |  | IPP Non-CHP | N | Non Combustion (NUC, WAT, WND, GEO, or SUN)
EXCLUDE | TX | Eagle Pass | 3437 | 2 | WAT | HY | 3.2 |  | IPP Non-CHP | N | Non Combustion (NUC, WAT, WND, GEO, or SUN)
EXCLUDE | TX | Eagle Pass | 3437 | 3 | WAT | HY | 3.2 |  | IPP Non-CHP | N | Non Combustion (NUC, WAT, WND, GEO, or SUN)
EXCLUDE | MN | Marshall Wind 6 LLC | 56828 | 1 | WND | WT | 2.1 |  | IPP Non-CHP | N | Non Combustion (NUC, WAT, WND, GEO, or SUN)
EXCLUDE | CA | Drop 1 | 585 | 1 | WAT | HY | 1.9 |  | Electric Utility | N | Non Combustion (NUC, WAT, WND, GEO, or SUN)
EXCLUDE | CA | Drop 1 | 585 | 2 | WAT | HY | 1.9 |  | Electric Utility | N | Non Combustion (NUC, WAT, WND, GEO, or SUN)
EXCLUDE | CA | Drop 1 | 585 | 3 | WAT | HY | 1.9 |  | Electric Utility | N | Non Combustion (NUC, WAT, WND, GEO, or SUN)
EXCLUDE | MN | Marshall Wind 5 LLC | 56827 | 1 | WND | WT | 2.1 |  | IPP Non-CHP | N | Non Combustion (NUC, WAT, WND, GEO, or SUN)
EXCLUDE | SD | Oahe | 3356 | 1 | WAT | HY | 112 |  | Electric Utility | N | Non Combustion (NUC, WAT, WND, GEO, or SUN)
EXCLUDE | SD | Oahe | 3356 | 2 | WAT | HY | 112 |  | Electric Utility | N | Non Combustion (NUC, WAT, WND, GEO, or SUN)
EXCLUDE | SD | Oahe | 3356 | 3 | WAT | HY | 112 |  | Electric Utility | N | Non Combustion (NUC, WAT, WND, GEO, or SUN)
EXCLUDE | SD | Oahe | 3356 | 4 | WAT | HY | 112 |  | Electric Utility | N | Non Combustion (NUC, WAT, WND, GEO, or SUN)
EXCLUDE | SD | Oahe | 3356 | 5 | WAT | HY | 112 |  | Electric Utility | N | Non Combustion (NUC, WAT, WND, GEO, or SUN)
EXCLUDE | SD | Oahe | 3356 | 6 | WAT | HY | 112 |  | Electric Utility | N | Non Combustion (NUC, WAT, WND, GEO, or SUN)
EXCLUDE | SD | Oahe | 3356 | 7 | WAT | HY | 112 |  | Electric Utility | N | Non Combustion (NUC, WAT, WND, GEO, or SUN)
EXCLUDE | MA | Collins Facility | 52166 | 1 | WAT | HY | 0.6 |  | IPP Non-CHP | N | Non Combustion (NUC, WAT, WND, GEO, or SUN)
EXCLUDE | MA | Collins Facility | 52166 | 2 | WAT | HY | 0.6 |  | IPP Non-CHP | N | Non Combustion (NUC, WAT, WND, GEO, or SUN)
EXCLUDE | VT | Highgate Falls | 6618 | 1 | WAT | HY | 1.1 |  | Electric Utility | N | Non Combustion (NUC, WAT, WND, GEO, or SUN)
EXCLUDE | VT | Highgate Falls | 6618 | 2 | WAT | HY | 1 |  | Electric Utility | N | Non Combustion (NUC, WAT, WND, GEO, or SUN)
EXCLUDE | VT | Highgate Falls | 6618 | 3 | WAT | HY | 3.2 |  | Electric Utility | N | Non Combustion (NUC, WAT, WND, GEO, or SUN)
EXCLUDE | VT | Highgate Falls | 6618 | 4 | WAT | HY | 5.8 |  | Electric Utility | N | Non Combustion (NUC, WAT, WND, GEO, or SUN)
EXCLUDE | WA | Port Townsend Paper | 50544 | HDRO | WAT | HY | 0.4 |  | Industrial CHP | N | Non Combustion (NUC, WAT, WND, GEO, or SUN)
EXCLUDE | CA | Franklin | 397 | 1 | WAT | HY | 2 |  | Electric Utility | N | Non Combustion (NUC, WAT, WND, GEO, or SUN)
EXCLUDE | ND | Tatanka Wind Power LLC | 56669 | TW1 | WND | WT | 180 |  | IPP Non-CHP | N | Non Combustion (NUC, WAT, WND, GEO, or SUN)
EXCLUDE | AK | Solomon Gulch | 390 | 1 | WAT | HY | 6 |  | Electric Utility | N | Non Combustion (NUC, WAT, WND, GEO, or SUN)
EXCLUDE | AK | Solomon Gulch | 390 | 2 | WAT | HY | 6 |  | Electric Utility | N | Non Combustion (NUC, WAT, WND, GEO, or SUN)
EXCLUDE | CT | Tunnel | 557 | 1 | WAT | HY | 1 |  | IPP Non-CHP | N | Non Combustion (NUC, WAT, WND, GEO, or SUN)
EXCLUDE | CT | Tunnel | 557 | 2 | WAT | HY | 1 |  | IPP Non-CHP | N | Non Combustion (NUC, WAT, WND, GEO, or SUN)
EXCLUDE | OK | Blue Canyon Windpower | 56081 | EW | WND | WT | 74.3 |  | IPP Non-CHP | N | Non Combustion (NUC, WAT, WND, GEO, or SUN)
EXCLUDE | WY | Buffalo Bill | 7317 | 1 | WAT | HY | 6 |  | Electric Utility | N | Non Combustion (NUC, WAT, WND, GEO, or SUN)
EXCLUDE | WY | Buffalo Bill | 7317 | 2 | WAT | HY | 6 |  | Electric Utility | N | Non Combustion (NUC, WAT, WND, GEO, or SUN)
EXCLUDE | WY | Buffalo Bill | 7317 | 3 | WAT | HY | 6 |  | Electric Utility | N | Non Combustion (NUC, WAT, WND, GEO, or SUN)
EXCLUDE | CA | Big Creek 2 | 318 | 3 | WAT | HY | 15.7 |  | Electric Utility | N | Non Combustion (NUC, WAT, WND, GEO, or SUN)
EXCLUDE | CA | Big Creek 2 | 318 | 4 | WAT | HY | 15.7 |  | Electric Utility | N | Non Combustion (NUC, WAT, WND, GEO, or SUN)
EXCLUDE | CA | Big Creek 2 | 318 | 5 | WAT | HY | 17.5 |  | Electric Utility | N | Non Combustion (NUC, WAT, WND, GEO, or SUN)
EXCLUDE | CA | Big Creek 2 | 318 | 6 | WAT | HY | 17.5 |  | Electric Utility | N | Non Combustion (NUC, WAT, WND, GEO, or SUN)
EXCLUDE | CA | Heber Geothermal | 54689 | 2 | GEO | BT | 7 |  | IPP Non-CHP | N | Non Combustion (NUC, WAT, WND, GEO, or SUN)
EXCLUDE | CA | Heber Geothermal | 54689 | 3 | GEO | BT | 3.5 |  | IPP Non-CHP | N | Non Combustion (NUC, WAT, WND, GEO, or SUN)
EXCLUDE | MN | Fenton Wind Farm | 56617 | 1 | WND | WT | 205.5 |  | IPP Non-CHP | N | Non Combustion (NUC, WAT, WND, GEO, or SUN)
EXCLUDE | WA | Boundary | 6433 | 51 | WAT | HY | 158.4 |  | Electric Utility | N | Non Combustion (NUC, WAT, WND, GEO, or SUN)
EXCLUDE | WA | Boundary | 6433 | 52 | WAT | HY | 161.5 |  | Electric Utility | N | Non Combustion (NUC, WAT, WND, GEO, or SUN)
EXCLUDE | WA | Boundary | 6433 | 53 | WAT | HY | 158.4 |  | Electric Utility | N | Non Combustion (NUC, WAT, WND, GEO, or SUN)
EXCLUDE | WA | Boundary | 6433 | 54 | WAT | HY | 161.5 |  | Electric Utility | N | Non Combustion (NUC, WAT, WND, GEO, or SUN)
EXCLUDE | WA | Boundary | 6433 | 55 | WAT | HY | 200 |  | Electric Utility | N | Non Combustion (NUC, WAT, WND, GEO, or SUN)
EXCLUDE | WA | Boundary | 6433 | 56 | WAT | HY | 200 |  | Electric Utility | N | Non Combustion (NUC, WAT, WND, GEO, or SUN)
EXCLUDE | IA | Lakota Wind Wind Farm | 57251 | LAK1 | WND | WT | 10.5 |  | Electric Utility | N | Non Combustion (NUC, WAT, WND, GEO, or SUN)
EXCLUDE | CA | Sepulveda Canyon | 316 | 1 | WAT | HY | 8.5 |  | Electric Utility | N | Non Combustion (NUC, WAT, WND, GEO, or SUN)
EXCLUDE | CA | Diablo Wind LLC | 56271 | VEST | WND | WT | 18 |  | IPP Non-CHP | N | Non Combustion (NUC, WAT, WND, GEO, or SUN)
EXCLUDE | TN | Cordell Hull | 3423 | 1 | WAT | HY | 33.3 |  | Electric Utility | N | Non Combustion (NUC, WAT, WND, GEO, or SUN)
EXCLUDE | TN | Cordell Hull | 3423 | 2 | WAT | HY | 33.3 |  | Electric Utility | N | Non Combustion (NUC, WAT, WND, GEO, or SUN)
EXCLUDE | TN | Cordell Hull | 3423 | 3 | WAT | HY | 33.3 |  | Electric Utility | N | Non Combustion (NUC, WAT, WND, GEO, or SUN)
EXCLUDE | OR | Lacomb Irrigation District | 52155 | GEN1 | WAT | HY | 1 |  | IPP Non-CHP | N | Non Combustion (NUC, WAT, WND, GEO, or SUN)
EXCLUDE | MN | Scanlon | 1899 | 1 | WAT | HY | 0.4 |  | Electric Utility | N | Non Combustion (NUC, WAT, WND, GEO, or SUN)
EXCLUDE | MN | Scanlon | 1899 | 2 | WAT | HY | 0.4 |  | Electric Utility | N | Non Combustion (NUC, WAT, WND, GEO, or SUN)
EXCLUDE | MN | Scanlon | 1899 | 3 | WAT | HY | 0.4 |  | Electric Utility | N | Non Combustion (NUC, WAT, WND, GEO, or SUN)
EXCLUDE | MN | Scanlon | 1899 | 4 | WAT | HY | 0.4 |  | Electric Utility | N | Non Combustion (NUC, WAT, WND, GEO, or SUN)
EXCLUDE | MN | Prairie Wind Power LLC | 56628 | 1 | WND | WT | 4 |  | IPP Non-CHP | N | Non Combustion (NUC, WAT, WND, GEO, or SUN)
EXCLUDE | IA | Crosswind Energy Project | 56859 | 1 | WND | WT | 21 |  | IPP Non-CHP | N | Non Combustion (NUC, WAT, WND, GEO, or SUN)
EXCLUDE | NY | Kamargo | 2581 | 1 | WAT | HY | 2 |  | IPP Non-CHP | N | Non Combustion (NUC, WAT, WND, GEO, or SUN)
EXCLUDE | NY | Kamargo | 2581 | 2 | WAT | HY | 2 |  | IPP Non-CHP | N | Non Combustion (NUC, WAT, WND, GEO, or SUN)
EXCLUDE | NY | Kamargo | 2581 | 3 | WAT | HY | 2 |  | IPP Non-CHP | N | Non Combustion (NUC, WAT, WND, GEO, or SUN)
EXCLUDE | WI | Petenwell | 4080 | 1 | WAT | HY | 5 |  | Electric Utility | N | Non Combustion (NUC, WAT, WND, GEO, or SUN)
EXCLUDE | WI | Petenwell | 4080 | 2 | WAT | HY | 5 |  | Electric Utility | N | Non Combustion (NUC, WAT, WND, GEO, or SUN)
EXCLUDE | WI | Petenwell | 4080 | 3 | WAT | HY | 5 |  | Electric Utility | N | Non Combustion (NUC, WAT, WND, GEO, or SUN)
EXCLUDE | WI | Petenwell | 4080 | 4 | WAT | HY | 5 |  | Electric Utility | N | Non Combustion (NUC, WAT, WND, GEO, or SUN)
EXCLUDE | WA | Eltopia Branch Canal 4.6 | 56696 | 1 | WAT | HY | 2.2 |  | Electric Utility | N | Non Combustion (NUC, WAT, WND, GEO, or SUN)
EXCLUDE | MN | BC Energy LLC | 56624 | 1 | WND | WT | 4 |  | IPP Non-CHP | N | Non Combustion (NUC, WAT, WND, GEO, or SUN)
EXCLUDE | OK | Taloga Wind LLC | 57261 | 1 | WND | WT | 130 |  | IPP Non-CHP | N | Non Combustion (NUC, WAT, WND, GEO, or SUN)
EXCLUDE | IA | Carroll Wind Farm | 56809 | CWF | WND | WT | 150 |  | Electric Utility | N | Non Combustion (NUC, WAT, WND, GEO, or SUN)
EXCLUDE | CA | East Winds Project | 50820 | GEN1 | WND | WT | 4.2 |  | IPP Non-CHP | N | Non Combustion (NUC, WAT, WND, GEO, or SUN)
EXCLUDE | MO | Ozark Beach | 6280 | 5 | WAT | HY | 4 |  | Electric Utility | N | Non Combustion (NUC, WAT, WND, GEO, or SUN)
EXCLUDE | MO | Ozark Beach | 6280 | 6 | WAT | HY | 4 |  | Electric Utility | N | Non Combustion (NUC, WAT, WND, GEO, or SUN)
EXCLUDE | MO | Ozark Beach | 6280 | 7 | WAT | HY | 4 |  | Electric Utility | N | Non Combustion (NUC, WAT, WND, GEO, or SUN)
EXCLUDE | MO | Ozark Beach | 6280 | 8 | WAT | HY | 4 |  | Electric Utility | N | Non Combustion (NUC, WAT, WND, GEO, or SUN)
EXCLUDE | CA | San Gorgonio Windplant WPP1993 | 54454 | GEN11 | WND | WT | 49.5 |  | IPP Non-CHP | N | Non Combustion (NUC, WAT, WND, GEO, or SUN)
EXCLUDE | MN | Franklin Heating Station | 54224 | GEN6 | PUR | ST | 6.5 |  | Commercial CHP | Y | Non Fossil fuel type
EXCLUDE | IA | Elk Wind Farm | 57417 | NORD | WND | WT | 40.8 |  | IPP Non-CHP | N | Non Combustion (NUC, WAT, WND, GEO, or SUN)
EXCLUDE | MN | Marshall Wind 2 LLC | 56824 | 1 | WND | WT | 4.2 |  | IPP Non-CHP | N | Non Combustion (NUC, WAT, WND, GEO, or SUN)
EXCLUDE | TX | Ralls Wind Farm | 57474 | 1 | WND | WT | 10 |  | IPP Non-CHP | N | Non Combustion (NUC, WAT, WND, GEO, or SUN)
EXCLUDE | MI | Five Channels | 1704 | 1 | WAT | HY | 3 |  | Electric Utility | N | Non Combustion (NUC, WAT, WND, GEO, or SUN)
EXCLUDE | MI | Five Channels | 1704 | 2 | WAT | HY | 3 |  | Electric Utility | N | Non Combustion (NUC, WAT, WND, GEO, or SUN)
EXCLUDE | ID | Barber Dam | 10735 | GEN1 | WAT | HY | 4.1 |  | IPP Non-CHP | N | Non Combustion (NUC, WAT, WND, GEO, or SUN)
EXCLUDE | CA | Foothill | 396 | 1 | WAT | HY | 11 |  | Electric Utility | N | Non Combustion (NUC, WAT, WND, GEO, or SUN)
EXCLUDE | MN | KSS Turbines LLC | 56627 | 1 | WND | WT | 4 |  | IPP Non-CHP | N | Non Combustion (NUC, WAT, WND, GEO, or SUN)
EXCLUDE | WA | Koma Kulshan Associates | 54267 | GEN1 | WAT | HY | 12 |  | IPP Non-CHP | N | Non Combustion (NUC, WAT, WND, GEO, or SUN)
EXCLUDE | CO | Spring Canyon | 56320 | 1 | WND | WT | 60 |  | IPP Non-CHP | N | Non Combustion (NUC, WAT, WND, GEO, or SUN)
EXCLUDE | TX | Post Wind Farm LP | 56457 | 1 | WND | WT | 84 |  | IPP Non-CHP | N | Non Combustion (NUC, WAT, WND, GEO, or SUN)
EXCLUDE | ND | FPL Energy Oliver Wind II LLC | 56573 | 2 | WND | WT | 48 |  | IPP Non-CHP | N | Non Combustion (NUC, WAT, WND, GEO, or SUN)
EXCLUDE | VT | Searsburg | 6529 | GEN1 | WAT | HY | 4.1 |  | IPP Non-CHP | N | Non Combustion (NUC, WAT, WND, GEO, or SUN)
EXCLUDE | NY | Glen Park Hydroelectric Project | 50512 | GEN1 | WAT | HY | 14.5 |  | IPP Non-CHP | N | Non Combustion (NUC, WAT, WND, GEO, or SUN)
EXCLUDE | NY | Glen Park Hydroelectric Project | 50512 | GEN2 | WAT | HY | 14.5 |  | IPP Non-CHP | N | Non Combustion (NUC, WAT, WND, GEO, or SUN)
EXCLUDE | NY | Glen Park Hydroelectric Project | 50512 | GEN3 | WAT | HY | 3.6 |  | IPP Non-CHP | N | Non Combustion (NUC, WAT, WND, GEO, or SUN)
EXCLUDE | OK | Keenan II Renewable Energy Co LLC | 57358 | 1 | WND | WT | 151.8 |  | IPP Non-CHP | N | Non Combustion (NUC, WAT, WND, GEO, or SUN)
EXCLUDE | NY | Spier Falls | 2612 | 8 | WAT | HY | 9 |  | IPP Non-CHP | N | Non Combustion (NUC, WAT, WND, GEO, or SUN)
EXCLUDE | NY | Spier Falls | 2612 | 9 | WAT | HY | 47 |  | IPP Non-CHP | N | Non Combustion (NUC, WAT, WND, GEO, or SUN)
EXCLUDE | NH | Eastman Falls | 2356 | 1 | WAT | HY | 1.8 |  | Electric Utility | N | Non Combustion (NUC, WAT, WND, GEO, or SUN)
EXCLUDE | NH | Eastman Falls | 2356 | 2 | WAT | HY | 4.6 |  | Electric Utility | N | Non Combustion (NUC, WAT, WND, GEO, or SUN)
EXCLUDE | ME | International Paper Jay Hydro | 50047 | GEN1 | WAT | HY | 0.5 |  | Industrial Non-CHP | N | Non Combustion (NUC, WAT, WND, GEO, or SUN)
EXCLUDE | ME | International Paper Jay Hydro | 50047 | GEN2 | WAT | HY | 0.5 |  | Industrial Non-CHP | N | Non Combustion (NUC, WAT, WND, GEO, or SUN)
EXCLUDE | ME | International Paper Jay Hydro | 50047 | GEN3 | WAT | HY | 0.5 |  | Industrial Non-CHP | N | Non Combustion (NUC, WAT, WND, GEO, or SUN)
EXCLUDE | ME | International Paper Jay Hydro | 50047 | GEN4 | WAT | HY | 0.5 |  | Industrial Non-CHP | N | Non Combustion (NUC, WAT, WND, GEO, or SUN)
EXCLUDE | ME | International Paper Jay Hydro | 50047 | GEN5 | WAT | HY | 0.5 |  | Industrial Non-CHP | N | Non Combustion (NUC, WAT, WND, GEO, or SUN)
EXCLUDE | ME | International Paper Jay Hydro | 50047 | GEN6 | WAT | HY | 0.6 |  | Industrial Non-CHP | N | Non Combustion (NUC, WAT, WND, GEO, or SUN)
EXCLUDE | OK | Elk City LLC | 57346 | 1 | WND | WT | 98.9 |  | IPP Non-CHP | N | Non Combustion (NUC, WAT, WND, GEO, or SUN)
EXCLUDE | OK | Elk City LLC | 57346 | 2 | WND | WT | 99.2 |  | IPP Non-CHP | N | Non Combustion (NUC, WAT, WND, GEO, or SUN)
EXCLUDE | TX | Sweetwater Wind 1 LLC | 56211 | SW1 | WND | WT | 37.5 |  | IPP Non-CHP | N | Non Combustion (NUC, WAT, WND, GEO, or SUN)
EXCLUDE | UT | Upper Beaver | 3643 | 1 | WAT | HY | 1.3 |  | Electric Utility | N | Non Combustion (NUC, WAT, WND, GEO, or SUN)
EXCLUDE | UT | Upper Beaver | 3643 | 2 | WAT | HY | 1.2 |  | Electric Utility | N | Non Combustion (NUC, WAT, WND, GEO, or SUN)
EXCLUDE | ND | Langdon Wind II LLC | 56912 | GE15 | WND | WT | 40.5 |  | IPP Non-CHP | N | Non Combustion (NUC, WAT, WND, GEO, or SUN)
EXCLUDE | ND | Langdon Wind Energy Center | 57033 | 1 | WND | WT | 40.5 |  | Electric Utility | N | Non Combustion (NUC, WAT, WND, GEO, or SUN)
EXCLUDE | ME | North Gorham | 1501 | 1 | WAT | HY | 1.1 |  | IPP Non-CHP | N | Non Combustion (NUC, WAT, WND, GEO, or SUN)
EXCLUDE | ME | North Gorham | 1501 | 2 | WAT | HY | 1.1 |  | IPP Non-CHP | N | Non Combustion (NUC, WAT, WND, GEO, or SUN)
EXCLUDE | NY | Hollow Dam Power Partnership | 10124 | HY1 | WAT | HY | 0.5 |  | IPP Non-CHP | N | Non Combustion (NUC, WAT, WND, GEO, or SUN)
EXCLUDE | NY | Hollow Dam Power Partnership | 10124 | HY2 | WAT | HY | 0.5 |  | IPP Non-CHP | N | Non Combustion (NUC, WAT, WND, GEO, or SUN)
EXCLUDE | LA | Sidney A Murray Jr Hydroelectric | 54678 | 01 | WAT | HY | 24 |  | IPP Non-CHP | N | Non Combustion (NUC, WAT, WND, GEO, or SUN)
EXCLUDE | LA | Sidney A Murray Jr Hydroelectric | 54678 | 02 | WAT | HY | 24 |  | IPP Non-CHP | N | Non Combustion (NUC, WAT, WND, GEO, or SUN)
EXCLUDE | LA | Sidney A Murray Jr Hydroelectric | 54678 | 03 | WAT | HY | 24 |  | IPP Non-CHP | N | Non Combustion (NUC, WAT, WND, GEO, or SUN)
EXCLUDE | LA | Sidney A Murray Jr Hydroelectric | 54678 | 04 | WAT | HY | 24 |  | IPP Non-CHP | N | Non Combustion (NUC, WAT, WND, GEO, or SUN)
EXCLUDE | LA | Sidney A Murray Jr Hydroelectric | 54678 | 05 | WAT | HY | 24 |  | IPP Non-CHP | N | Non Combustion (NUC, WAT, WND, GEO, or SUN)
EXCLUDE | LA | Sidney A Murray Jr Hydroelectric | 54678 | 06 | WAT | HY | 24 |  | IPP Non-CHP | N | Non Combustion (NUC, WAT, WND, GEO, or SUN)
EXCLUDE | LA | Sidney A Murray Jr Hydroelectric | 54678 | 07 | WAT | HY | 24 |  | IPP Non-CHP | N | Non Combustion (NUC, WAT, WND, GEO, or SUN)
EXCLUDE | LA | Sidney A Murray Jr Hydroelectric | 54678 | 08 | WAT | HY | 24 |  | IPP Non-CHP | N | Non Combustion (NUC, WAT, WND, GEO, or SUN)
EXCLUDE | WY | Kortes | 4180 | 1 | WAT | HY | 12 |  | Electric Utility | N | Non Combustion (NUC, WAT, WND, GEO, or SUN)
EXCLUDE | WY | Kortes | 4180 | 2 | WAT | HY | 12 |  | Electric Utility | N | Non Combustion (NUC, WAT, WND, GEO, or SUN)
EXCLUDE | WY | Kortes | 4180 | 3 | WAT | HY | 12 |  | Electric Utility | N | Non Combustion (NUC, WAT, WND, GEO, or SUN)
EXCLUDE | FL | Mosiac South Pierce Operations | 10004 | TG1 | WH | ST | 7.5 |  | Industrial CHP | Y | Non Fossil fuel type
EXCLUDE | FL | Mosiac South Pierce Operations | 10004 | TG2 | WH | ST | 38 |  | Industrial CHP | Y | Non Fossil fuel type
EXCLUDE | WA | Quincy Chute | 917 | 1 | WAT | HY | 9.4 |  | Electric Utility | N | Non Combustion (NUC, WAT, WND, GEO, or SUN)
EXCLUDE | UT | Wanship | 3698 | 1 | WAT | HY | 1.9 |  | Electric Utility | N | Non Combustion (NUC, WAT, WND, GEO, or SUN)
EXCLUDE | AL | Bankhead Dam | 2 | 1 | WAT | HY | 45 |  | Electric Utility | N | Non Combustion (NUC, WAT, WND, GEO, or SUN)
EXCLUDE | TX | Cedro Hill Wind LLC | 57260 | 1 | WND | WT | 150 |  | IPP Non-CHP | N | Non Combustion (NUC, WAT, WND, GEO, or SUN)
EXCLUDE | ND | Luverne Wind Farm | 57031 | 1 | WND | WT | 49.5 |  | Electric Utility | N | Non Combustion (NUC, WAT, WND, GEO, or SUN)
EXCLUDE | TX | EC&R Panther Creek Wind Farm I | 56920 | 1 | WND | WT | 142.5 |  | IPP Non-CHP | N | Non Combustion (NUC, WAT, WND, GEO, or SUN)
EXCLUDE | MN | Community Wind North LLC | 57385 | 34505 | WND | WT | 30 |  | IPP Non-CHP | N | Non Combustion (NUC, WAT, WND, GEO, or SUN)
EXCLUDE | NY | Oswego Falls West | 2596 | 4 | WAT | HY | 1 |  | IPP Non-CHP | N | Non Combustion (NUC, WAT, WND, GEO, or SUN)
EXCLUDE | NY | Oswego Falls West | 2596 | 5 | WAT | HY | 1 |  | IPP Non-CHP | N | Non Combustion (NUC, WAT, WND, GEO, or SUN)
EXCLUDE | NH | Garvins Falls | 2357 | 1 | WAT | HY | 3.4 |  | Electric Utility | N | Non Combustion (NUC, WAT, WND, GEO, or SUN)
EXCLUDE | NH | Garvins Falls | 2357 | 2 | WAT | HY | 3.4 |  | Electric Utility | N | Non Combustion (NUC, WAT, WND, GEO, or SUN)
EXCLUDE | NH | Garvins Falls | 2357 | 3 | WAT | HY | 2.4 |  | Electric Utility | N | Non Combustion (NUC, WAT, WND, GEO, or SUN)
EXCLUDE | NH | Garvins Falls | 2357 | 4 | WAT | HY | 3.2 |  | Electric Utility | N | Non Combustion (NUC, WAT, WND, GEO, or SUN)
EXCLUDE | ND | Baldwin Wind LLC | 57347 | GE1 | WND | WT | 102.4 |  | IPP Non-CHP | N | Non Combustion (NUC, WAT, WND, GEO, or SUN)
EXCLUDE | VA | Coleman Falls | 56313 | CGH2 | WAT | HY | 0.5 |  | Industrial Non-CHP | N | Non Combustion (NUC, WAT, WND, GEO, or SUN)
EXCLUDE | VA | Coleman Falls | 56313 | CGH3 | WAT | HY | 0.5 |  | Industrial Non-CHP | N | Non Combustion (NUC, WAT, WND, GEO, or SUN)
EXCLUDE | VA | Coleman Falls | 56313 | CHG1 | WAT | HY | 0.5 |  | Industrial Non-CHP | N | Non Combustion (NUC, WAT, WND, GEO, or SUN)
EXCLUDE | CA | Monticello | 7646 | 1 | WAT | HY | 5 |  | Electric Utility | N | Non Combustion (NUC, WAT, WND, GEO, or SUN)
EXCLUDE | CA | Monticello | 7646 | 2 | WAT | HY | 5 |  | Electric Utility | N | Non Combustion (NUC, WAT, WND, GEO, or SUN)
EXCLUDE | CA | Monticello | 7646 | 3 | WAT | HY | 1.5 |  | Electric Utility | N | Non Combustion (NUC, WAT, WND, GEO, or SUN)
EXCLUDE | ND | Bison I Wind Energy Center | 57038 | PHS1 | WND | WT | 36.8 |  | Electric Utility | N | Non Combustion (NUC, WAT, WND, GEO, or SUN)
EXCLUDE | ND | Bison I Wind Energy Center | 57038 | PHS2 | WND | WT | 42.7 |  | Electric Utility | N | Non Combustion (NUC, WAT, WND, GEO, or SUN)
EXCLUDE | MN | K-Brink Windfarm LLC | 56206 | 1 | WND | WT | 2 |  | IPP Non-CHP | N | Non Combustion (NUC, WAT, WND, GEO, or SUN)
EXCLUDE | MN | KC Energy LLC | 56625 | 1 | WND | WT | 4 |  | IPP Non-CHP | N | Non Combustion (NUC, WAT, WND, GEO, or SUN)
EXCLUDE | CA | Bolthouse S&P and Rowen Farms Solar | 56862 | 1 | SUN | PV | 0.3 |  | IPP Non-CHP | N | Non Combustion (NUC, WAT, WND, GEO, or SUN)
EXCLUDE | CA | Bolthouse S&P and Rowen Farms Solar | 56862 | 2 | SUN | PV | 0.3 |  | IPP Non-CHP | N | Non Combustion (NUC, WAT, WND, GEO, or SUN)
EXCLUDE | CA | Bolthouse S&P and Rowen Farms Solar | 56862 | 3 | SUN | PV | 0.3 |  | IPP Non-CHP | N | Non Combustion (NUC, WAT, WND, GEO, or SUN)
EXCLUDE | CA | Bolthouse S&P and Rowen Farms Solar | 56862 | 4 | SUN | PV | 0.3 |  | IPP Non-CHP | N | Non Combustion (NUC, WAT, WND, GEO, or SUN)
EXCLUDE | ID | Mile 28 Water Power Project | 54812 | 1 | WAT | HY | 0.7 |  | IPP Non-CHP | N | Non Combustion (NUC, WAT, WND, GEO, or SUN)
EXCLUDE | ID | Mile 28 Water Power Project | 54812 | 2 | WAT | HY | 0.7 |  | IPP Non-CHP | N | Non Combustion (NUC, WAT, WND, GEO, or SUN)
EXCLUDE | NY | Wappinger Falls Hydroelectric | 54573 | 1 | WAT | HY | 1 |  | IPP Non-CHP | N | Non Combustion (NUC, WAT, WND, GEO, or SUN)
EXCLUDE | NY | Wappinger Falls Hydroelectric | 54573 | 2 | WAT | HY | 1 |  | IPP Non-CHP | N | Non Combustion (NUC, WAT, WND, GEO, or SUN)
EXCLUDE | UT | Quail Creek Hydro Plant #1 | 52039 | 1 | WAT | HY | 2.3 |  | IPP Non-CHP | N | Non Combustion (NUC, WAT, WND, GEO, or SUN)
EXCLUDE | CO | Twin Buttes Wind Project | 56460 | WT1 | WND | WT | 75 |  | IPP Non-CHP | N | Non Combustion (NUC, WAT, WND, GEO, or SUN)
EXCLUDE | MA | Chicopee Hydroelectric Station | 50832 | 1 | WAT | HY | 1.2 |  | IPP Non-CHP | N | Non Combustion (NUC, WAT, WND, GEO, or SUN)
EXCLUDE | MA | Chicopee Hydroelectric Station | 50832 | 2 | WAT | HY | 1.2 |  | IPP Non-CHP | N | Non Combustion (NUC, WAT, WND, GEO, or SUN)
EXCLUDE | ID | South Forks Hydro | 10296 | GEN1 | WAT | HY | 4 |  | IPP Non-CHP | N | Non Combustion (NUC, WAT, WND, GEO, or SUN)
EXCLUDE | ID | South Forks Hydro | 10296 | GEN2 | WAT | HY | 4 |  | IPP Non-CHP | N | Non Combustion (NUC, WAT, WND, GEO, or SUN)
EXCLUDE | MN | Christoffer Wind Energy IV LLC | 56712 | 1 | WND | WT | 2.1 |  | IPP Non-CHP | N | Non Combustion (NUC, WAT, WND, GEO, or SUN)
EXCLUDE | MN | Christoffer Wind Energy III LLC | 56711 | 1 | WND | WT | 2.1 |  | IPP Non-CHP | N | Non Combustion (NUC, WAT, WND, GEO, or SUN)
EXCLUDE | ID | Rock Creek II | 10809 | GEN1 | WAT | HY | 1.9 |  | IPP Non-CHP | N | Non Combustion (NUC, WAT, WND, GEO, or SUN)
EXCLUDE | WY | Garland Canal Power Plant | 57551 | MAIN | WAT | HY | 2.9 |  | IPP Non-CHP | N | Non Combustion (NUC, WAT, WND, GEO, or SUN)
EXCLUDE | WV | Glen Ferris Hydro | 50010 | GEN1 | WAT | HY | 0.4 |  | Industrial Non-CHP | N | Non Combustion (NUC, WAT, WND, GEO, or SUN)
EXCLUDE | WV | Glen Ferris Hydro | 50010 | GEN2 | WAT | HY | 0.4 |  | Industrial Non-CHP | N | Non Combustion (NUC, WAT, WND, GEO, or SUN)
EXCLUDE | WV | Glen Ferris Hydro | 50010 | GEN3 | WAT | HY | 0.4 |  | Industrial Non-CHP | N | Non Combustion (NUC, WAT, WND, GEO, or SUN)
EXCLUDE | WV | Glen Ferris Hydro | 50010 | GEN4 | WAT | HY | 0.4 |  | Industrial Non-CHP | N | Non Combustion (NUC, WAT, WND, GEO, or SUN)
EXCLUDE | WV | Glen Ferris Hydro | 50010 | GEN5 | WAT | HY | 0.4 |  | Industrial Non-CHP | N | Non Combustion (NUC, WAT, WND, GEO, or SUN)
EXCLUDE | WV | Glen Ferris Hydro | 50010 | GEN6 | WAT | HY | 0.4 |  | Industrial Non-CHP | N | Non Combustion (NUC, WAT, WND, GEO, or SUN)
EXCLUDE | WV | Glen Ferris Hydro | 50010 | GEN7 | WAT | HY | 1.9 |  | Industrial Non-CHP | N | Non Combustion (NUC, WAT, WND, GEO, or SUN)
EXCLUDE | WV | Glen Ferris Hydro | 50010 | GEN8 | WAT | HY | 1.9 |  | Industrial Non-CHP | N | Non Combustion (NUC, WAT, WND, GEO, or SUN)
EXCLUDE | NY | Lyonsdale Associates | 50652 | GEN1 | WAT | HY | 1.5 |  | IPP Non-CHP | N | Non Combustion (NUC, WAT, WND, GEO, or SUN)
EXCLUDE | NY | Lyonsdale Associates | 50652 | GEN2 | WAT | HY | 1.5 |  | IPP Non-CHP | N | Non Combustion (NUC, WAT, WND, GEO, or SUN)
EXCLUDE | CA | Colgate | 454 | 1 | WAT | HY | 157.5 |  | Electric Utility | N | Non Combustion (NUC, WAT, WND, GEO, or SUN)
EXCLUDE | CA | Colgate | 454 | 2 | WAT | HY | 157.5 |  | Electric Utility | N | Non Combustion (NUC, WAT, WND, GEO, or SUN)
EXCLUDE | SD | Buffalo Ridge I LLC | 56792 | 1 | WND | WT | 50.4 |  | IPP Non-CHP | N | Non Combustion (NUC, WAT, WND, GEO, or SUN)
EXCLUDE | OK | Red Hills Wind Project LLC | 56804 | RH | WND | WT | 123 |  | IPP Non-CHP | N | Non Combustion (NUC, WAT, WND, GEO, or SUN)
EXCLUDE | MN | International Falls Power | 10487 | GEN1 | WAT | HY | 2.2 |  | Industrial Non-CHP | N | Non Combustion (NUC, WAT, WND, GEO, or SUN)
EXCLUDE | MN | International Falls Power | 10487 | GEN2 | WAT | HY | 2.2 |  | Industrial Non-CHP | N | Non Combustion (NUC, WAT, WND, GEO, or SUN)
EXCLUDE | MN | International Falls Power | 10487 | GEN3 | WAT | HY | 2.2 |  | Industrial Non-CHP | N | Non Combustion (NUC, WAT, WND, GEO, or SUN)
EXCLUDE | MN | International Falls Power | 10487 | GEN4 | WAT | HY | 2.2 |  | Industrial Non-CHP | N | Non Combustion (NUC, WAT, WND, GEO, or SUN)
EXCLUDE | MN | International Falls Power | 10487 | GEN5 | WAT | HY | 2.2 |  | Industrial Non-CHP | N | Non Combustion (NUC, WAT, WND, GEO, or SUN)
EXCLUDE | MN | International Falls Power | 10487 | GEN6 | WAT | HY | 1.6 |  | Industrial Non-CHP | N | Non Combustion (NUC, WAT, WND, GEO, or SUN)
EXCLUDE | MN | International Falls Power | 10487 | GEN7 | WAT | HY | 1.6 |  | Industrial Non-CHP | N | Non Combustion (NUC, WAT, WND, GEO, or SUN)
EXCLUDE | KS | Greensburg Wind Farm LLC | 57118 | GEN1 | WND | WT | 12.5 |  | IPP Non-CHP | N | Non Combustion (NUC, WAT, WND, GEO, or SUN)
EXCLUDE | IA | Roeder Family Wind Farm LLC | 58089 | 1 | WND | WT | 1.6 |  | IPP Non-CHP | N | Non Combustion (NUC, WAT, WND, GEO, or SUN)
EXCLUDE | KS | Smoky Hills Wind Project Phase I | 56488 | 1 | WND | WT | 100.8 |  | IPP Non-CHP | N | Non Combustion (NUC, WAT, WND, GEO, or SUN)
EXCLUDE | CA | Bishop Creek 3 | 324 | 1 | WAT | HY | 2.7 |  | Electric Utility | N | Non Combustion (NUC, WAT, WND, GEO, or SUN)
EXCLUDE | CA | Bishop Creek 3 | 324 | 2 | WAT | HY | 2.3 |  | Electric Utility | N | Non Combustion (NUC, WAT, WND, GEO, or SUN)
EXCLUDE | CA | Bishop Creek 3 | 324 | 3 | WAT | HY | 2.7 |  | Electric Utility | N | Non Combustion (NUC, WAT, WND, GEO, or SUN)
EXCLUDE | SC | Pelzer Upper | 10799 | GEN1 | WAT | HY | 2 |  | IPP Non-CHP | N | Non Combustion (NUC, WAT, WND, GEO, or SUN)
EXCLUDE | CA | Pit 5 | 268 | H1 | WAT | HY | 38.2 |  | Electric Utility | N | Non Combustion (NUC, WAT, WND, GEO, or SUN)
EXCLUDE | CA | Pit 5 | 268 | H2 | WAT | HY | 38.2 |  | Electric Utility | N | Non Combustion (NUC, WAT, WND, GEO, or SUN)
EXCLUDE | CA | Pit 5 | 268 | H3 | WAT | HY | 33.2 |  | Electric Utility | N | Non Combustion (NUC, WAT, WND, GEO, or SUN)
EXCLUDE | CA | Pit 5 | 268 | H4 | WAT | HY | 32 |  | Electric Utility | N | Non Combustion (NUC, WAT, WND, GEO, or SUN)
EXCLUDE | WA | PEC Headworks | 7113 | 1 | WAT | HY | 6.6 |  | Electric Utility | N | Non Combustion (NUC, WAT, WND, GEO, or SUN)
EXCLUDE | TN | Apalachia | 3394 | 1 | WAT | HY | 52.2 |  | Electric Utility | N | Non Combustion (NUC, WAT, WND, GEO, or SUN)
EXCLUDE | TN | Apalachia | 3394 | 2 | WAT | HY | 41.4 |  | Electric Utility | N | Non Combustion (NUC, WAT, WND, GEO, or SUN)
EXCLUDE | MN | Christoffer Wind Energy II LLC | 56710 | 1 | WND | WT | 2.1 |  | IPP Non-CHP | N | Non Combustion (NUC, WAT, WND, GEO, or SUN)
EXCLUDE | CA | Salt Springs | 279 | 1 | WAT | HY | 12.3 |  | Electric Utility | N | Non Combustion (NUC, WAT, WND, GEO, or SUN)
EXCLUDE | CA | Salt Springs | 279 | 2 | WAT | HY | 29.7 |  | Electric Utility | N | Non Combustion (NUC, WAT, WND, GEO, or SUN)
EXCLUDE | OK | Buffalo Bear LLC | 56946 | 1 | WND | WT | 18.9 |  | IPP Non-CHP | N | Non Combustion (NUC, WAT, WND, GEO, or SUN)
EXCLUDE | NY | Lower Saranac Hydroelectric Facility | 10214 | GEN1 | WAT | HY | 3.2 |  | IPP Non-CHP | N | Non Combustion (NUC, WAT, WND, GEO, or SUN)
EXCLUDE | NY | Lower Saranac Hydroelectric Facility | 10214 | GEN2 | WAT | HY | 3.2 |  | IPP Non-CHP | N | Non Combustion (NUC, WAT, WND, GEO, or SUN)
EXCLUDE | NY | Lower Saranac Hydroelectric Facility | 10214 | GEN3 | WAT | HY | 0.3 |  | IPP Non-CHP | N | Non Combustion (NUC, WAT, WND, GEO, or SUN)
EXCLUDE | IL | Dayton Hydro | 10520 | 1 | WAT | HY | 1.6 |  | IPP Non-CHP | N | Non Combustion (NUC, WAT, WND, GEO, or SUN)
EXCLUDE | IL | Dayton Hydro | 10520 | 2 | WAT | HY | 1 |  | IPP Non-CHP | N | Non Combustion (NUC, WAT, WND, GEO, or SUN)
EXCLUDE | IL | Dayton Hydro | 10520 | 3 | WAT | HY | 1 |  | IPP Non-CHP | N | Non Combustion (NUC, WAT, WND, GEO, or SUN)
EXCLUDE | TX | EC&R Panther Creek Wind Farm II | 56921 | 1 | WND | WT | 115.5 |  | IPP Non-CHP | N | Non Combustion (NUC, WAT, WND, GEO, or SUN)
EXCLUDE | NY | Fulton | 2566 | 1 | WAT | HY | 0.8 |  | IPP Non-CHP | N | Non Combustion (NUC, WAT, WND, GEO, or SUN)
EXCLUDE | NY | Fulton | 2566 | 2 | WAT | HY | 0.5 |  | IPP Non-CHP | N | Non Combustion (NUC, WAT, WND, GEO, or SUN)
EXCLUDE | TX | South Trent Wind Farm | 56649 | 1 | WND | WT | 101.2 |  | IPP Non-CHP | N | Non Combustion (NUC, WAT, WND, GEO, or SUN)
EXCLUDE | NY | Five Falls | 2562 | 1 | WAT | HY | 24 |  | IPP Non-CHP | N | Non Combustion (NUC, WAT, WND, GEO, or SUN)
EXCLUDE | MN | Jeffers Wind 20 LLC | 56750 | 1 | WND | WT | 50 |  | IPP Non-CHP | N | Non Combustion (NUC, WAT, WND, GEO, or SUN)
EXCLUDE | MN | Marshall Wind 4 LLC | 56826 | 1 | WND | WT | 4.2 |  | IPP Non-CHP | N | Non Combustion (NUC, WAT, WND, GEO, or SUN)
EXCLUDE | NM | San Juan Mesa | 56304 | 1 | WND | WT | 120 |  | IPP Non-CHP | N | Non Combustion (NUC, WAT, WND, GEO, or SUN)
EXCLUDE | CA | Sand Bar Power Plant | 50400 | GEN1 | WAT | HY | 16.2 |  | IPP Non-CHP | N | Non Combustion (NUC, WAT, WND, GEO, or SUN)
EXCLUDE | CO | Cedar Point Wind | 57315 | 1-139 | WND | WT | 252 |  | IPP Non-CHP | N | Non Combustion (NUC, WAT, WND, GEO, or SUN)
EXCLUDE | CA | Siphon Drop Power Plant | 57364 | 1 | WAT | HY | 2.2 |  | IPP Non-CHP | N | Non Combustion (NUC, WAT, WND, GEO, or SUN)
EXCLUDE | CA | Siphon Drop Power Plant | 57364 | 2 | WAT | HY | 2.2 |  | IPP Non-CHP | N | Non Combustion (NUC, WAT, WND, GEO, or SUN)
EXCLUDE | GA | Graniteville Enterprise Division | 54462 | 1 | WAT | HY | 0.6 |  | Industrial Non-CHP | N | Non Combustion (NUC, WAT, WND, GEO, or SUN)
EXCLUDE | GA | Graniteville Enterprise Division | 54462 | 2 | WAT | HY | 0.6 |  | Industrial Non-CHP | N | Non Combustion (NUC, WAT, WND, GEO, or SUN)
EXCLUDE | VT | Middlesex 2 | 3740 | 1 | WAT | HY | 1.6 |  | Electric Utility | N | Non Combustion (NUC, WAT, WND, GEO, or SUN)
EXCLUDE | VT | Middlesex 2 | 3740 | 2 | WAT | HY | 1.6 |  | Electric Utility | N | Non Combustion (NUC, WAT, WND, GEO, or SUN)
EXCLUDE | CA | R C Kirkwood | 382 | 1 | WAT | HY | 39.5 |  | Electric Utility | N | Non Combustion (NUC, WAT, WND, GEO, or SUN)
EXCLUDE | CA | R C Kirkwood | 382 | 2 | WAT | HY | 39.5 |  | Electric Utility | N | Non Combustion (NUC, WAT, WND, GEO, or SUN)
EXCLUDE | CA | R C Kirkwood | 382 | 3 | WAT | HY | 36.5 |  | Electric Utility | N | Non Combustion (NUC, WAT, WND, GEO, or SUN)
EXCLUDE | CA | Spring Gap | 284 | 1 | WAT | HY | 6 |  | Electric Utility | N | Non Combustion (NUC, WAT, WND, GEO, or SUN)
EXCLUDE | ID | Blind Canyon Hydro | 54514 | 1 | WAT | HY | 1.3 |  | IPP Non-CHP | N | Non Combustion (NUC, WAT, WND, GEO, or SUN)
EXCLUDE | IA | Flying Cloud Power Partners LLC | 56172 | FC | WND | WT | 43.5 |  | IPP Non-CHP | N | Non Combustion (NUC, WAT, WND, GEO, or SUN)
EXCLUDE | CA | Chili Bar | 225 | 1 | WAT | HY | 7 |  | Electric Utility | N | Non Combustion (NUC, WAT, WND, GEO, or SUN)
EXCLUDE | NC | Metropolitan Sewerage District | 10181 | GEN1 | WAT | HY | 0.8 |  | Commercial Non-CHP | N | Non Combustion (NUC, WAT, WND, GEO, or SUN)
EXCLUDE | NC | Metropolitan Sewerage District | 10181 | GEN2 | WAT | HY | 0.8 |  | Commercial Non-CHP | N | Non Combustion (NUC, WAT, WND, GEO, or SUN)
EXCLUDE | NC | Metropolitan Sewerage District | 10181 | GEN3 | WAT | HY | 0.8 |  | Commercial Non-CHP | N | Non Combustion (NUC, WAT, WND, GEO, or SUN)
EXCLUDE | CA | Kaweah 1 | 337 | 1 | WAT | HY | 2.2 |  | Electric Utility | N | Non Combustion (NUC, WAT, WND, GEO, or SUN)
EXCLUDE | WI | Grandfather Falls | 4063 | 1 | WAT | HY | 11 |  | Electric Utility | N | Non Combustion (NUC, WAT, WND, GEO, or SUN)
EXCLUDE | WI | Grandfather Falls | 4063 | 2 | WAT | HY | 6.2 |  | Electric Utility | N | Non Combustion (NUC, WAT, WND, GEO, or SUN)
EXCLUDE | VT | Boltonville Hydro Associates | 50539 | 1 | WAT | HY | 0.5 |  | IPP Non-CHP | N | Non Combustion (NUC, WAT, WND, GEO, or SUN)
EXCLUDE | VT | Boltonville Hydro Associates | 50539 | 2 | WAT | HY | 0.3 |  | IPP Non-CHP | N | Non Combustion (NUC, WAT, WND, GEO, or SUN)
EXCLUDE | VT | Boltonville Hydro Associates | 50539 | 3 | WAT | HY | 0.3 |  | IPP Non-CHP | N | Non Combustion (NUC, WAT, WND, GEO, or SUN)
EXCLUDE | NY | Blake | 2547 | 1 | WAT | HY | 15 |  | IPP Non-CHP | N | Non Combustion (NUC, WAT, WND, GEO, or SUN)
EXCLUDE | WY | Campbell Hill Windpower | 57090 | CHWF | WND | WT | 99 |  | IPP Non-CHP | N | Non Combustion (NUC, WAT, WND, GEO, or SUN)
EXCLUDE | MT | Noxon Rapids | 2199 | 1 | WAT | HY | 113.9 |  | Electric Utility | N | Non Combustion (NUC, WAT, WND, GEO, or SUN)
EXCLUDE | MT | Noxon Rapids | 2199 | 2 | WAT | HY | 76.8 |  | Electric Utility | N | Non Combustion (NUC, WAT, WND, GEO, or SUN)
EXCLUDE | MT | Noxon Rapids | 2199 | 3 | WAT | HY | 113.9 |  | Electric Utility | N | Non Combustion (NUC, WAT, WND, GEO, or SUN)
EXCLUDE | MT | Noxon Rapids | 2199 | 4 | WAT | HY | 113.8 |  | Electric Utility | N | Non Combustion (NUC, WAT, WND, GEO, or SUN)
EXCLUDE | MT | Noxon Rapids | 2199 | 5 | WAT | HY | 114 |  | Electric Utility | N | Non Combustion (NUC, WAT, WND, GEO, or SUN)
EXCLUDE | MN | Welcome Wind Turbine | 57248 | WIND1 | WND | WT | 2.1 |  | Electric Utility | N | Non Combustion (NUC, WAT, WND, GEO, or SUN)
EXCLUDE | TN | Great Falls | 3404 | 1 | WAT | HY | 15.3 |  | Electric Utility | N | Non Combustion (NUC, WAT, WND, GEO, or SUN)
EXCLUDE | TN | Great Falls | 3404 | 2 | WAT | HY | 18.4 |  | Electric Utility | N | Non Combustion (NUC, WAT, WND, GEO, or SUN)
EXCLUDE | TX | Scurry County Wind II | 56775 | 1 | WND | WT | 120 |  | IPP Non-CHP | N | Non Combustion (NUC, WAT, WND, GEO, or SUN)
EXCLUDE | MI | White Rapids | 1786 | 1 | WAT | HY | 2.6 |  | Electric Utility | N | Non Combustion (NUC, WAT, WND, GEO, or SUN)
EXCLUDE | MI | White Rapids | 1786 | 3 | WAT | HY | 2.6 |  | Electric Utility | N | Non Combustion (NUC, WAT, WND, GEO, or SUN)
EXCLUDE | MI | White Rapids | 1786 | 2 | WAT | HY | 2 |  | Electric Utility | N | Non Combustion (NUC, WAT, WND, GEO, or SUN)
EXCLUDE | MT | Judith Gap Wind Energy Center | 56377 | 1 | WND | WT | 135 |  | IPP Non-CHP | N | Non Combustion (NUC, WAT, WND, GEO, or SUN)
EXCLUDE | MN | Adams Wind Generations LLC | 57375 | AWG | WND | WT | 20 |  | IPP Non-CHP | N | Non Combustion (NUC, WAT, WND, GEO, or SUN)
EXCLUDE | SD | South Dakota Wind Energy Cente | 56092 | GE15 | WND | WT | 40.5 |  | IPP Non-CHP | N | Non Combustion (NUC, WAT, WND, GEO, or SUN)
EXCLUDE | TX | Langford Wind Power | 57153 | 1 | WND | WT | 150 |  | IPP Non-CHP | N | Non Combustion (NUC, WAT, WND, GEO, or SUN)
EXCLUDE | MN | Viking Wind Partners | 56153 | 1 | WND | WT | 12 |  | IPP Non-CHP | N | Non Combustion (NUC, WAT, WND, GEO, or SUN)
EXCLUDE | NY | Rainbow Falls | 2600 | 1 | WAT | HY | 25 |  | IPP Non-CHP | N | Non Combustion (NUC, WAT, WND, GEO, or SUN)
EXCLUDE | CA | Woodleaf | 419 | 1 | WAT | HY | 59 |  | Electric Utility | N | Non Combustion (NUC, WAT, WND, GEO, or SUN)
EXCLUDE | MN | Ruthton Ridge LLC | 55571 | RR30 | WND | WT | 1.9 |  | IPP Non-CHP | N | Non Combustion (NUC, WAT, WND, GEO, or SUN)
EXCLUDE | IL | Sears Hydroelectric Plant | 56978 | 1 | WAT | HY | 0.4 |  | IPP Non-CHP | N | Non Combustion (NUC, WAT, WND, GEO, or SUN)
EXCLUDE | IL | Sears Hydroelectric Plant | 56978 | 2 | WAT | HY | 0.4 |  | IPP Non-CHP | N | Non Combustion (NUC, WAT, WND, GEO, or SUN)
EXCLUDE | IL | Sears Hydroelectric Plant | 56978 | 3 | WAT | HY | 0.3 |  | IPP Non-CHP | N | Non Combustion (NUC, WAT, WND, GEO, or SUN)
EXCLUDE | IL | Sears Hydroelectric Plant | 56978 | 4 | WAT | HY | 0.3 |  | IPP Non-CHP | N | Non Combustion (NUC, WAT, WND, GEO, or SUN)
EXCLUDE | CA | Devil Canyon | 436 | 1 | WAT | HY | 59.8 |  | Electric Utility | N | Non Combustion (NUC, WAT, WND, GEO, or SUN)
EXCLUDE | CA | Devil Canyon | 436 | 2 | WAT | HY | 59.8 |  | Electric Utility | N | Non Combustion (NUC, WAT, WND, GEO, or SUN)
EXCLUDE | CA | Devil Canyon | 436 | 3 | WAT | HY | 78.3 |  | Electric Utility | N | Non Combustion (NUC, WAT, WND, GEO, or SUN)
EXCLUDE | CA | Devil Canyon | 436 | 4 | WAT | HY | 78.3 |  | Electric Utility | N | Non Combustion (NUC, WAT, WND, GEO, or SUN)
EXCLUDE | NM | El Vado Dam | 7593 | 1 | WAT | HY | 8 |  | Electric Utility | N | Non Combustion (NUC, WAT, WND, GEO, or SUN)
EXCLUDE | IA | FPL Energy Story Wind LLC | 56924 | GE15 | WND | WT | 150 |  | IPP Non-CHP | N | Non Combustion (NUC, WAT, WND, GEO, or SUN)
EXCLUDE | CA | Phillips 66 Carbon Plant | 50388 | GEN1 | WH | ST | 27.3 |  | Industrial CHP | Y | Non Fossil fuel type
EXCLUDE | WI | Packaging of America Tomahawk Mill | 50476 | GEN3 | WAT | HY | 1 |  | Industrial CHP | N | Non Combustion (NUC, WAT, WND, GEO, or SUN)
EXCLUDE | WI | Packaging of America Tomahawk Mill | 50476 | GEN4 | WAT | HY | 1 |  | Industrial CHP | N | Non Combustion (NUC, WAT, WND, GEO, or SUN)
EXCLUDE | WI | Packaging of America Tomahawk Mill | 50476 | GEN5 | WAT | HY | 1 |  | Industrial CHP | N | Non Combustion (NUC, WAT, WND, GEO, or SUN)
EXCLUDE | VT | Lower Middlebury | 3716 | 1 | WAT | HY | 0.8 |  | Electric Utility | N | Non Combustion (NUC, WAT, WND, GEO, or SUN)
EXCLUDE | VT | Lower Middlebury | 3716 | 2 | WAT | HY | 0.8 |  | Electric Utility | N | Non Combustion (NUC, WAT, WND, GEO, or SUN)
EXCLUDE | VT | Lower Middlebury | 3716 | 3 | WAT | HY | 0.8 |  | Electric Utility | N | Non Combustion (NUC, WAT, WND, GEO, or SUN)
EXCLUDE | CA | Stampede | 7066 | 1 | WAT | HY | 3 |  | Electric Utility | N | Non Combustion (NUC, WAT, WND, GEO, or SUN)
EXCLUDE | CA | Stampede | 7066 | 2 | WAT | HY | 0.6 |  | Electric Utility | N | Non Combustion (NUC, WAT, WND, GEO, or SUN)
EXCLUDE | CA | Balch 1 | 217 | 1 | WAT | HY | 31 |  | Electric Utility | N | Non Combustion (NUC, WAT, WND, GEO, or SUN)
EXCLUDE | OR | Clearwater 1 | 3020 | 1 | WAT | HY | 15 |  | Electric Utility | N | Non Combustion (NUC, WAT, WND, GEO, or SUN)
EXCLUDE | MN | Valley View Transmission LLC | 57434 | VVT | WND | WT | 10 |  | IPP Non-CHP | N | Non Combustion (NUC, WAT, WND, GEO, or SUN)
EXCLUDE | CA | J.R. Simplot Company | 58216 | 1 | WH | ST | 4 |  | Industrial Non-CHP | N | Non Fossil fuel type
EXCLUDE | CA | Beardsley | 414 | 1 | WAT | HY | 10 |  | IPP Non-CHP | N | Non Combustion (NUC, WAT, WND, GEO, or SUN)
EXCLUDE | WA | Swift 1 | 3850 | HY11 | WAT | HY | 80 |  | Electric Utility | N | Non Combustion (NUC, WAT, WND, GEO, or SUN)
EXCLUDE | WA | Swift 1 | 3850 | HY12 | WAT | HY | 80 |  | Electric Utility | N | Non Combustion (NUC, WAT, WND, GEO, or SUN)
EXCLUDE | WA | Swift 1 | 3850 | HY13 | WAT | HY | 80 |  | Electric Utility | N | Non Combustion (NUC, WAT, WND, GEO, or SUN)
EXCLUDE | NY | Diana Hydroelectric | 10237 | GEN1 | WAT | HY | 1.8 |  | IPP Non-CHP | N | Non Combustion (NUC, WAT, WND, GEO, or SUN)
EXCLUDE | NE | Elkhorn Ridge Wind LLC | 56947 | 1 | WND | WT | 81 |  | IPP Non-CHP | N | Non Combustion (NUC, WAT, WND, GEO, or SUN)
EXCLUDE | CA | El Dorado | 238 | 1 | WAT | HY | 10 |  | Electric Utility | N | Non Combustion (NUC, WAT, WND, GEO, or SUN)
EXCLUDE | CA | El Dorado | 238 | 2 | WAT | HY | 10 |  | Electric Utility | N | Non Combustion (NUC, WAT, WND, GEO, or SUN)
EXCLUDE | GA | Flint River | 706 | 1 | WAT | HY | 1.8 |  | Electric Utility | N | Non Combustion (NUC, WAT, WND, GEO, or SUN)
EXCLUDE | GA | Flint River | 706 | 2 | WAT | HY | 1.8 |  | Electric Utility | N | Non Combustion (NUC, WAT, WND, GEO, or SUN)
EXCLUDE | GA | Flint River | 706 | 3 | WAT | HY | 1.8 |  | Electric Utility | N | Non Combustion (NUC, WAT, WND, GEO, or SUN)
EXCLUDE | NE | Johnson 2 | 2229 | 1 | WAT | HY | 22.5 |  | Electric Utility | N | Non Combustion (NUC, WAT, WND, GEO, or SUN)
EXCLUDE | TX | Forest Creek Wind Farm LLC | 56394 | 1 | WND | WT | 124.2 |  | IPP Non-CHP | N | Non Combustion (NUC, WAT, WND, GEO, or SUN)
EXCLUDE | SC | Parr Hydro | 3290 | 1 | WAT | HY | 2.4 |  | Electric Utility | N | Non Combustion (NUC, WAT, WND, GEO, or SUN)
EXCLUDE | SC | Parr Hydro | 3290 | 2 | WAT | HY | 2.4 |  | Electric Utility | N | Non Combustion (NUC, WAT, WND, GEO, or SUN)
EXCLUDE | SC | Parr Hydro | 3290 | 3 | WAT | HY | 2.4 |  | Electric Utility | N | Non Combustion (NUC, WAT, WND, GEO, or SUN)
EXCLUDE | SC | Parr Hydro | 3290 | 4 | WAT | HY | 2.4 |  | Electric Utility | N | Non Combustion (NUC, WAT, WND, GEO, or SUN)
EXCLUDE | SC | Parr Hydro | 3290 | 5 | WAT | HY | 2.4 |  | Electric Utility | N | Non Combustion (NUC, WAT, WND, GEO, or SUN)
EXCLUDE | SC | Parr Hydro | 3290 | 6 | WAT | HY | 2.4 |  | Electric Utility | N | Non Combustion (NUC, WAT, WND, GEO, or SUN)
EXCLUDE | MN | Knife Falls | 1895 | 1 | WAT | HY | 0.8 |  | Electric Utility | N | Non Combustion (NUC, WAT, WND, GEO, or SUN)
EXCLUDE | MN | Knife Falls | 1895 | 2 | WAT | HY | 0.8 |  | Electric Utility | N | Non Combustion (NUC, WAT, WND, GEO, or SUN)
EXCLUDE | MN | Knife Falls | 1895 | 3 | WAT | HY | 0.8 |  | Electric Utility | N | Non Combustion (NUC, WAT, WND, GEO, or SUN)
EXCLUDE | CT | Goodwin Hydroelectric | 54302 | G1 | WAT | HY | 1.6 |  | IPP Non-CHP | N | Non Combustion (NUC, WAT, WND, GEO, or SUN)
EXCLUDE | CT | Goodwin Hydroelectric | 54302 | G2 | WAT | HY | 1.6 |  | IPP Non-CHP | N | Non Combustion (NUC, WAT, WND, GEO, or SUN)
EXCLUDE | WY | Seven Mile Hill | 56843 | 1 | WND | WT | 103.3 |  | Electric Utility | N | Non Combustion (NUC, WAT, WND, GEO, or SUN)
EXCLUDE | WY | Seven Mile Hill | 56843 | 2 | WND | WT | 20.3 |  | Electric Utility | N | Non Combustion (NUC, WAT, WND, GEO, or SUN)
EXCLUDE | MN | Boeve Windfarm LLC | 56209 | 1 | WND | WT | 2 |  | IPP Non-CHP | N | Non Combustion (NUC, WAT, WND, GEO, or SUN)
EXCLUDE | NY | Pyrites Plant | 10547 | GEN1 | WAT | HY | 1.2 |  | IPP Non-CHP | N | Non Combustion (NUC, WAT, WND, GEO, or SUN)
EXCLUDE | NY | Pyrites Plant | 10547 | GEN2 | WAT | HY | 3.5 |  | IPP Non-CHP | N | Non Combustion (NUC, WAT, WND, GEO, or SUN)
EXCLUDE | NY | Pyrites Plant | 10547 | GEN3 | WAT | HY | 3.5 |  | IPP Non-CHP | N | Non Combustion (NUC, WAT, WND, GEO, or SUN)
EXCLUDE | ND | FPL Energy Oliver Wind I LLC | 56392 | 1 | WND | WT | 50.6 |  | IPP Non-CHP | N | Non Combustion (NUC, WAT, WND, GEO, or SUN)
EXCLUDE | PA | Conemaugh Hydro Plant | 52173 | GEN1 | WAT | HY | 7.5 |  | IPP Non-CHP | N | Non Combustion (NUC, WAT, WND, GEO, or SUN)
EXCLUDE | PA | Conemaugh Hydro Plant | 52173 | GEN2 | WAT | HY | 7.5 |  | IPP Non-CHP | N | Non Combustion (NUC, WAT, WND, GEO, or SUN)
EXCLUDE | WY | Dunlap | 57299 | 1 | WND | WT | 115.8 |  | Electric Utility | N | Non Combustion (NUC, WAT, WND, GEO, or SUN)
EXCLUDE | ND | FPL Energy Burleigh County Wind | 56357 | GE | WND | WT | 18 |  | IPP Non-CHP | N | Non Combustion (NUC, WAT, WND, GEO, or SUN)
EXCLUDE | ND | FPL Energy Burleigh County Wind | 56357 | GE15 | WND | WT | 31.5 |  | IPP Non-CHP | N | Non Combustion (NUC, WAT, WND, GEO, or SUN)
EXCLUDE | ND | FPL Energy Ashtabula Wind LLC | 56919 | GE15 | WND | WT | 148.5 |  | IPP Non-CHP | N | Non Combustion (NUC, WAT, WND, GEO, or SUN)
EXCLUDE | IA | Osceola Windpower II | 56913 | CL25 | WND | WT | 50 |  | IPP Non-CHP | N | Non Combustion (NUC, WAT, WND, GEO, or SUN)
EXCLUDE | ND | Ashtabula Wind II LLC | 57121 | 1 | WND | WT | 120 |  | IPP Non-CHP | N | Non Combustion (NUC, WAT, WND, GEO, or SUN)
EXCLUDE | NY | Little Falls Hydro | 51034 | GEN1 | WAT | HY | 6.5 |  | IPP Non-CHP | N | Non Combustion (NUC, WAT, WND, GEO, or SUN)
EXCLUDE | NY | Little Falls Hydro | 51034 | GEN2 | WAT | HY | 6.5 |  | IPP Non-CHP | N | Non Combustion (NUC, WAT, WND, GEO, or SUN)
EXCLUDE | IA | Walnut Wind Farm | 56811 | WWF | WND | WT | 153 |  | Electric Utility | N | Non Combustion (NUC, WAT, WND, GEO, or SUN)
EXCLUDE | WI | Alexander | 4060 | 1 | WAT | HY | 1.4 |  | Electric Utility | N | Non Combustion (NUC, WAT, WND, GEO, or SUN)
EXCLUDE | WI | Alexander | 4060 | 2 | WAT | HY | 1.4 |  | Electric Utility | N | Non Combustion (NUC, WAT, WND, GEO, or SUN)
EXCLUDE | WI | Alexander | 4060 | 3 | WAT | HY | 1.4 |  | Electric Utility | N | Non Combustion (NUC, WAT, WND, GEO, or SUN)
EXCLUDE | CA | La Grange | 440 | 1 | WAT | HY | 1.2 |  | Electric Utility | N | Non Combustion (NUC, WAT, WND, GEO, or SUN)
EXCLUDE | CA | La Grange | 440 | 2 | WAT | HY | 3.3 |  | Electric Utility | N | Non Combustion (NUC, WAT, WND, GEO, or SUN)
EXCLUDE | NY | South Colton | 2611 | 1 | WAT | HY | 21 |  | IPP Non-CHP | N | Non Combustion (NUC, WAT, WND, GEO, or SUN)
EXCLUDE | AK | Salmon Creek 1 | 65 | HY7 | WAT | HY | 8.5 |  | Electric Utility | N | Non Combustion (NUC, WAT, WND, GEO, or SUN)
EXCLUDE | TX | Scurry County Wind LP | 56506 | SCW | WND | WT | 130.5 |  | IPP Non-CHP | N | Non Combustion (NUC, WAT, WND, GEO, or SUN)
EXCLUDE | IA | Winnebago Wind Power Project | 56764 | 1 | WND | WT | 20 |  | IPP Non-CHP | N | Non Combustion (NUC, WAT, WND, GEO, or SUN)
EXCLUDE | WA | Upper Baker | 3861 | 1 | WAT | HY | 52.4 |  | Electric Utility | N | Non Combustion (NUC, WAT, WND, GEO, or SUN)
EXCLUDE | WA | Upper Baker | 3861 | 2 | WAT | HY | 52.4 |  | Electric Utility | N | Non Combustion (NUC, WAT, WND, GEO, or SUN)
EXCLUDE | AK | Skagway | 66 | 1 | WAT | HY | 0.4 |  | Electric Utility | N | Non Combustion (NUC, WAT, WND, GEO, or SUN)
EXCLUDE | AK | Skagway | 66 | 2 | WAT | HY | 0.1 |  | Electric Utility | N | Non Combustion (NUC, WAT, WND, GEO, or SUN)
EXCLUDE | AK | Skagway | 66 | 3 | WAT | HY | 0.3 |  | Electric Utility | N | Non Combustion (NUC, WAT, WND, GEO, or SUN)
EXCLUDE | AK | Skagway | 66 | 4 | WAT | HY | 0.2 |  | Electric Utility | N | Non Combustion (NUC, WAT, WND, GEO, or SUN)
EXCLUDE | ID | Boise R Diversion | 6397 | 1A | WAT | HY | 1.1 |  | Electric Utility | N | Non Combustion (NUC, WAT, WND, GEO, or SUN)
EXCLUDE | ID | Boise R Diversion | 6397 | 2A | WAT | HY | 1.1 |  | Electric Utility | N | Non Combustion (NUC, WAT, WND, GEO, or SUN)
EXCLUDE | ID | Boise R Diversion | 6397 | 3A | WAT | HY | 1.1 |  | Electric Utility | N | Non Combustion (NUC, WAT, WND, GEO, or SUN)
EXCLUDE | ME | Ellsworth Hydro Station | 1469 | EL01 | WAT | HY | 2.5 |  | IPP Non-CHP | N | Non Combustion (NUC, WAT, WND, GEO, or SUN)
EXCLUDE | ME | Ellsworth Hydro Station | 1469 | EL02 | WAT | HY | 2 |  | IPP Non-CHP | N | Non Combustion (NUC, WAT, WND, GEO, or SUN)
EXCLUDE | ME | Ellsworth Hydro Station | 1469 | EL03 | WAT | HY | 2 |  | IPP Non-CHP | N | Non Combustion (NUC, WAT, WND, GEO, or SUN)
EXCLUDE | ME | Ellsworth Hydro Station | 1469 | EL04 | WAT | HY | 2.4 |  | IPP Non-CHP | N | Non Combustion (NUC, WAT, WND, GEO, or SUN)
EXCLUDE | ID | Wilson Lake Hydroelectric Project | 54306 | 1 | WAT | HY | 4.2 |  | IPP Non-CHP | N | Non Combustion (NUC, WAT, WND, GEO, or SUN)
EXCLUDE | ID | Wilson Lake Hydroelectric Project | 54306 | 2 | WAT | HY | 4.2 |  | IPP Non-CHP | N | Non Combustion (NUC, WAT, WND, GEO, or SUN)
EXCLUDE | MN | Trimont Area Wind Farm | 56296 | 1 | WND | WT | 100.5 |  | IPP Non-CHP | N | Non Combustion (NUC, WAT, WND, GEO, or SUN)
EXCLUDE | CO | Taylor Draw Hydroelectric Facility | 54729 | COX1 | WAT | HY | 2.3 |  | IPP Non-CHP | N | Non Combustion (NUC, WAT, WND, GEO, or SUN)
EXCLUDE | NY | Oswego Falls East | 2595 | 1 | WAT | HY | 2 |  | IPP Non-CHP | N | Non Combustion (NUC, WAT, WND, GEO, or SUN)
EXCLUDE | NY | Oswego Falls East | 2595 | 2 | WAT | HY | 2 |  | IPP Non-CHP | N | Non Combustion (NUC, WAT, WND, GEO, or SUN)
EXCLUDE | NY | Oswego Falls East | 2595 | 3 | WAT | HY | 2 |  | IPP Non-CHP | N | Non Combustion (NUC, WAT, WND, GEO, or SUN)
EXCLUDE | NY | School Street | 2605 | 1 | WAT | HY | 8 |  | IPP Non-CHP | N | Non Combustion (NUC, WAT, WND, GEO, or SUN)
EXCLUDE | NY | School Street | 2605 | 2 | WAT | HY | 7 |  | IPP Non-CHP | N | Non Combustion (NUC, WAT, WND, GEO, or SUN)
EXCLUDE | NY | School Street | 2605 | 3 | WAT | HY | 7 |  | IPP Non-CHP | N | Non Combustion (NUC, WAT, WND, GEO, or SUN)
EXCLUDE | NY | School Street | 2605 | 4 | WAT | HY | 7 |  | IPP Non-CHP | N | Non Combustion (NUC, WAT, WND, GEO, or SUN)
EXCLUDE | NY | School Street | 2605 | 5 | WAT | HY | 13 |  | IPP Non-CHP | N | Non Combustion (NUC, WAT, WND, GEO, or SUN)
EXCLUDE | TX | Little Pringle II Wind Farm | 57264 | LP2 | WND | WT | 10 |  | IPP Non-CHP | N | Non Combustion (NUC, WAT, WND, GEO, or SUN)
EXCLUDE | FL | J Woodruff | 690 | 1A | WAT | HY | 14.5 |  | Electric Utility | N | Non Combustion (NUC, WAT, WND, GEO, or SUN)
EXCLUDE | FL | J Woodruff | 690 | 2A | WAT | HY | 14.5 |  | Electric Utility | N | Non Combustion (NUC, WAT, WND, GEO, or SUN)
EXCLUDE | FL | J Woodruff | 690 | 3A | WAT | HY | 14.5 |  | Electric Utility | N | Non Combustion (NUC, WAT, WND, GEO, or SUN)
EXCLUDE | MA | Putts Bridge | 1637 | PB2 | WAT | HY | 1.6 |  | IPP Non-CHP | N | Non Combustion (NUC, WAT, WND, GEO, or SUN)
EXCLUDE | MA | Putts Bridge | 1637 | PB3 | WAT | HY | 1.6 |  | IPP Non-CHP | N | Non Combustion (NUC, WAT, WND, GEO, or SUN)
EXCLUDE | NE | Spalding | 2303 | 1 | WAT | HY | 0.1 |  | Electric Utility | N | Non Combustion (NUC, WAT, WND, GEO, or SUN)
EXCLUDE | NE | Spalding | 2303 | 2 | WAT | HY | 0.1 |  | Electric Utility | N | Non Combustion (NUC, WAT, WND, GEO, or SUN)
EXCLUDE | KS | Caney River Wind Project | 57858 | 1 | WND | WT | 200 |  | IPP Non-CHP | N | Non Combustion (NUC, WAT, WND, GEO, or SUN)
EXCLUDE | NY | Prospect | 2599 | 1 | WAT | HY | 19 |  | IPP Non-CHP | N | Non Combustion (NUC, WAT, WND, GEO, or SUN)
EXCLUDE | CA | Pit 4 | 267 | 1 | WAT | HY | 51.7 |  | Electric Utility | N | Non Combustion (NUC, WAT, WND, GEO, or SUN)
EXCLUDE | CA | Pit 4 | 267 | 2 | WAT | HY | 51.7 |  | Electric Utility | N | Non Combustion (NUC, WAT, WND, GEO, or SUN)
EXCLUDE | AK | South Fork | 56265 | 1 | WAT | HY | 2 |  | Electric Utility | N | Non Combustion (NUC, WAT, WND, GEO, or SUN)
EXCLUDE | WY | Top of the World Windpower Project | 57327 | TOTW1 | WND | WT | 200 |  | IPP Non-CHP | N | Non Combustion (NUC, WAT, WND, GEO, or SUN)
EXCLUDE | WI | White River | 3989 | 1 | WAT | HY | 0.5 |  | Electric Utility | N | Non Combustion (NUC, WAT, WND, GEO, or SUN)
EXCLUDE | WI | White River | 3989 | 2 | WAT | HY | 0.5 |  | Electric Utility | N | Non Combustion (NUC, WAT, WND, GEO, or SUN)
EXCLUDE | MN | Wilmont Hills LLC | 55782 | WH01 | WND | WT | 1.5 |  | IPP Non-CHP | N | Non Combustion (NUC, WAT, WND, GEO, or SUN)
EXCLUDE | MN | Winters Spawn LLC | 55567 | WS30 | WND | WT | 1.9 |  | IPP Non-CHP | N | Non Combustion (NUC, WAT, WND, GEO, or SUN)
EXCLUDE | MN | Elm Creek Wind LLC | 56793 | 1 | WND | WT | 99 |  | IPP Non-CHP | N | Non Combustion (NUC, WAT, WND, GEO, or SUN)
EXCLUDE | CA | Whitewater Hill Wind Partners | 56012 | 1 | WND | WT | 61.5 |  | IPP Non-CHP | N | Non Combustion (NUC, WAT, WND, GEO, or SUN)
EXCLUDE | MI | Michigan Wind 2 | 56659 | 1 | WND | WT | 90 |  | IPP Non-CHP | N | Non Combustion (NUC, WAT, WND, GEO, or SUN)
EXCLUDE | MN | Prairie Star Wind Farm | 56494 | HP2 | WND | WT | 100.6 |  | IPP Non-CHP | N | Non Combustion (NUC, WAT, WND, GEO, or SUN)
EXCLUDE | CA | Narrows 2 | 455 | 1 | WAT | HY | 46.7 |  | Electric Utility | N | Non Combustion (NUC, WAT, WND, GEO, or SUN)
EXCLUDE | TX | Sweetwater Wind 2 LLC | 56212 | SW2 | WND | WT | 91.5 |  | IPP Non-CHP | N | Non Combustion (NUC, WAT, WND, GEO, or SUN)
EXCLUDE | WI | Wausau | 4077 | 1 | WAT | HY | 1.8 |  | Electric Utility | N | Non Combustion (NUC, WAT, WND, GEO, or SUN)
EXCLUDE | WI | Wausau | 4077 | 2 | WAT | HY | 1.8 |  | Electric Utility | N | Non Combustion (NUC, WAT, WND, GEO, or SUN)
EXCLUDE | WI | Wausau | 4077 | 3 | WAT | HY | 1.8 |  | Electric Utility | N | Non Combustion (NUC, WAT, WND, GEO, or SUN)
EXCLUDE | CA | Electra | 239 | 1 | WAT | HY | 32.3 |  | Electric Utility | N | Non Combustion (NUC, WAT, WND, GEO, or SUN)
EXCLUDE | CA | Electra | 239 | 2 | WAT | HY | 35.1 |  | Electric Utility | N | Non Combustion (NUC, WAT, WND, GEO, or SUN)
EXCLUDE | CA | Electra | 239 | 3 | WAT | HY | 35.1 |  | Electric Utility | N | Non Combustion (NUC, WAT, WND, GEO, or SUN)
EXCLUDE | AR | White River Lock and Dam 2 | 57161 | LD#2 | WAT | HY | 3.5 |  | IPP Non-CHP | N | Non Combustion (NUC, WAT, WND, GEO, or SUN)
EXCLUDE | IA | Laurel Wind Farm | 57500 | LWF | WND | WT | 119.6 |  | Electric Utility | N | Non Combustion (NUC, WAT, WND, GEO, or SUN)
EXCLUDE | VT | Newport | 3731 | 1 | WAT | HY | 1.7 |  | IPP Non-CHP | N | Non Combustion (NUC, WAT, WND, GEO, or SUN)
EXCLUDE | VT | Newport | 3731 | 2 | WAT | HY | 1.7 |  | IPP Non-CHP | N | Non Combustion (NUC, WAT, WND, GEO, or SUN)
EXCLUDE | VT | Newport | 3731 | 3 | WAT | HY | 0.6 |  | IPP Non-CHP | N | Non Combustion (NUC, WAT, WND, GEO, or SUN)
EXCLUDE | MN | Christoffer Wind Energy I LLC | 56709 | 1 | WND | WT | 2.1 |  | IPP Non-CHP | N | Non Combustion (NUC, WAT, WND, GEO, or SUN)
EXCLUDE | ND | Ashtabula Wind III LLC | 57387 | GE16 | WND | WT | 62.4 |  | IPP Non-CHP | N | Non Combustion (NUC, WAT, WND, GEO, or SUN)
EXCLUDE | KS | Smoky Hills Wind Project Phase II | 56985 | SMKII | WND | WT | 148.5 |  | IPP Non-CHP | N | Non Combustion (NUC, WAT, WND, GEO, or SUN)
EXCLUDE | IL | White Oak Energy LLC | 57342 | 1 | WND | WT | 150 |  | IPP Non-CHP | N | Non Combustion (NUC, WAT, WND, GEO, or SUN)
EXCLUDE | MN | Hadley Ridge LLC | 55573 | HR30 | WND | WT | 1.9 |  | IPP Non-CHP | N | Non Combustion (NUC, WAT, WND, GEO, or SUN)
EXCLUDE | TX | Noble Great Plains Windpark LLC | 56905 | 1 | WND | WT | 114 |  | IPP Non-CHP | N | Non Combustion (NUC, WAT, WND, GEO, or SUN)
EXCLUDE | NC | Haw River Hydro | 10258 | 1 | WAT | HY | 1 |  | IPP Non-CHP | N | Non Combustion (NUC, WAT, WND, GEO, or SUN)
EXCLUDE | NC | Haw River Hydro | 10258 | 2 | WAT | HY | 0.5 |  | IPP Non-CHP | N | Non Combustion (NUC, WAT, WND, GEO, or SUN)
EXCLUDE | TX | Champion Wind Farm LLC | 56592 | CH1 | WND | WT | 126.5 |  | IPP Non-CHP | N | Non Combustion (NUC, WAT, WND, GEO, or SUN)
EXCLUDE | MN | K&D Energy LLC | 56626 | 1 | WND | WT | 4 |  | IPP Non-CHP | N | Non Combustion (NUC, WAT, WND, GEO, or SUN)
EXCLUDE | CO | Tesla | 7233 | 1 | WAT | HY | 27.6 |  | Electric Utility | N | Non Combustion (NUC, WAT, WND, GEO, or SUN)
EXCLUDE | TX | Stanton Wind Energy LLC | 56644 | 1 | WND | WT | 120 |  | IPP Non-CHP | N | Non Combustion (NUC, WAT, WND, GEO, or SUN)
EXCLUDE | IA | Windwalkers LLC | 58071 | 1 | WND | WT | 1.6 |  | IPP Non-CHP | N | Non Combustion (NUC, WAT, WND, GEO, or SUN)
EXCLUDE | IA | Pomeroy Wind Farm | 56501 | PWF | WND | WT | 123 |  | Electric Utility | N | Non Combustion (NUC, WAT, WND, GEO, or SUN)
EXCLUDE | IA | Pomeroy Wind Farm | 56501 | PWF2 | WND | WT | 75 |  | Electric Utility | N | Non Combustion (NUC, WAT, WND, GEO, or SUN)
EXCLUDE | IA | Pomeroy Wind Farm | 56501 | PWF3 | WND | WT | 58.5 |  | Electric Utility | N | Non Combustion (NUC, WAT, WND, GEO, or SUN)
EXCLUDE | IA | Pomeroy Wind Farm | 56501 | PWF4 | WND | WT | 29.9 |  | Electric Utility | N | Non Combustion (NUC, WAT, WND, GEO, or SUN)
EXCLUDE | NY | Eel Weir | 2556 | 1 | WAT | HY | 0.5 |  | IPP Non-CHP | N | Non Combustion (NUC, WAT, WND, GEO, or SUN)
EXCLUDE | NY | Eel Weir | 2556 | 2 | WAT | HY | 1 |  | IPP Non-CHP | N | Non Combustion (NUC, WAT, WND, GEO, or SUN)
EXCLUDE | NY | Eel Weir | 2556 | 3 | WAT | HY | 1 |  | IPP Non-CHP | N | Non Combustion (NUC, WAT, WND, GEO, or SUN)
EXCLUDE | MA | Cabot Holyoke | 9864 | 1 | WAT | HY | 0.8 |  | Electric Utility | N | Non Combustion (NUC, WAT, WND, GEO, or SUN)
EXCLUDE | MA | Cabot Holyoke | 9864 | 2 | WAT | HY | 0.8 |  | Electric Utility | N | Non Combustion (NUC, WAT, WND, GEO, or SUN)
EXCLUDE | MA | Cabot Holyoke | 9864 | 3 | WAT | HY | 0.4 |  | Electric Utility | N | Non Combustion (NUC, WAT, WND, GEO, or SUN)
EXCLUDE | MA | Cabot Holyoke | 9864 | 4 | WAT | HY | 0.6 |  | Electric Utility | N | Non Combustion (NUC, WAT, WND, GEO, or SUN)
EXCLUDE | MN | Fey Windfarm LLC | 56204 | 1 | WND | WT | 2 |  | IPP Non-CHP | N | Non Combustion (NUC, WAT, WND, GEO, or SUN)
EXCLUDE | CO | Peetz Table Wind Energy | 56563 | GE | WND | WT | 199.5 |  | IPP Non-CHP | N | Non Combustion (NUC, WAT, WND, GEO, or SUN)
EXCLUDE | NY | Schuylerville | 2607 | 1 | WAT | HY | 2 |  | IPP Non-CHP | N | Non Combustion (NUC, WAT, WND, GEO, or SUN)
EXCLUDE | WI | Hat Rapids | 4064 | 1 | WAT | HY | 0.8 |  | Electric Utility | N | Non Combustion (NUC, WAT, WND, GEO, or SUN)
EXCLUDE | WI | Hat Rapids | 4064 | 2A | WAT | HY | 0.5 |  | Electric Utility | N | Non Combustion (NUC, WAT, WND, GEO, or SUN)
EXCLUDE | WI | Hat Rapids | 4064 | 3A | WAT | HY | 0.4 |  | Electric Utility | N | Non Combustion (NUC, WAT, WND, GEO, or SUN)
EXCLUDE | MN | Odin Wind Farm | 56755 | 1 | WND | WT | 20 |  | IPP Non-CHP | N | Non Combustion (NUC, WAT, WND, GEO, or SUN)
EXCLUDE | TX | Buffalo Gap Wind Farm | 56240 | 1 | WND | WT | 120.6 |  | IPP Non-CHP | N | Non Combustion (NUC, WAT, WND, GEO, or SUN)
EXCLUDE | OK | Sleeping Bear LLC | 56621 | 1 | WND | WT | 94.5 |  | IPP Non-CHP | N | Non Combustion (NUC, WAT, WND, GEO, or SUN)
EXCLUDE | OK | OU Spirit Wind Farm | 57286 | WT1 | WND | WT | 101.2 |  | Electric Utility | N | Non Combustion (NUC, WAT, WND, GEO, or SUN)
EXCLUDE | TX | Sweetwater Wind 3 LLC | 56311 | SW3 | WND | WT | 135 |  | IPP Non-CHP | N | Non Combustion (NUC, WAT, WND, GEO, or SUN)
EXCLUDE | AL | Wilson Dam | 6440 | 1 | WAT | HY | 23 |  | Electric Utility | N | Non Combustion (NUC, WAT, WND, GEO, or SUN)
EXCLUDE | AL | Wilson Dam | 6440 | 10 | WAT | HY | 29.2 |  | Electric Utility | N | Non Combustion (NUC, WAT, WND, GEO, or SUN)
EXCLUDE | AL | Wilson Dam | 6440 | 11 | WAT | HY | 29.2 |  | Electric Utility | N | Non Combustion (NUC, WAT, WND, GEO, or SUN)
EXCLUDE | AL | Wilson Dam | 6440 | 12 | WAT | HY | 29.2 |  | Electric Utility | N | Non Combustion (NUC, WAT, WND, GEO, or SUN)
EXCLUDE | AL | Wilson Dam | 6440 | 13 | WAT | HY | 29.2 |  | Electric Utility | N | Non Combustion (NUC, WAT, WND, GEO, or SUN)
EXCLUDE | AL | Wilson Dam | 6440 | 14 | WAT | HY | 25.2 |  | Electric Utility | N | Non Combustion (NUC, WAT, WND, GEO, or SUN)
EXCLUDE | AL | Wilson Dam | 6440 | 15 | WAT | HY | 29.2 |  | Electric Utility | N | Non Combustion (NUC, WAT, WND, GEO, or SUN)
EXCLUDE | AL | Wilson Dam | 6440 | 16 | WAT | HY | 29.2 |  | Electric Utility | N | Non Combustion (NUC, WAT, WND, GEO, or SUN)
EXCLUDE | AL | Wilson Dam | 6440 | 17 | WAT | HY | 29.2 |  | Electric Utility | N | Non Combustion (NUC, WAT, WND, GEO, or SUN)
EXCLUDE | AL | Wilson Dam | 6440 | 18 | WAT | HY | 25.2 |  | Electric Utility | N | Non Combustion (NUC, WAT, WND, GEO, or SUN)
EXCLUDE | AL | Wilson Dam | 6440 | 19 | WAT | HY | 54 |  | Electric Utility | N | Non Combustion (NUC, WAT, WND, GEO, or SUN)
EXCLUDE | AL | Wilson Dam | 6440 | 2 | WAT | HY | 23 |  | Electric Utility | N | Non Combustion (NUC, WAT, WND, GEO, or SUN)
EXCLUDE | AL | Wilson Dam | 6440 | 20 | WAT | HY | 54 |  | Electric Utility | N | Non Combustion (NUC, WAT, WND, GEO, or SUN)
EXCLUDE | AL | Wilson Dam | 6440 | 21 | WAT | HY | 54 |  | Electric Utility | N | Non Combustion (NUC, WAT, WND, GEO, or SUN)
EXCLUDE | AL | Wilson Dam | 6440 | 3 | WAT | HY | 23 |  | Electric Utility | N | Non Combustion (NUC, WAT, WND, GEO, or SUN)
EXCLUDE | AL | Wilson Dam | 6440 | 4 | WAT | HY | 23 |  | Electric Utility | N | Non Combustion (NUC, WAT, WND, GEO, or SUN)
EXCLUDE | AL | Wilson Dam | 6440 | 5 | WAT | HY | 36 |  | Electric Utility | N | Non Combustion (NUC, WAT, WND, GEO, or SUN)
EXCLUDE | AL | Wilson Dam | 6440 | 6 | WAT | HY | 30.9 |  | Electric Utility | N | Non Combustion (NUC, WAT, WND, GEO, or SUN)
EXCLUDE | AL | Wilson Dam | 6440 | 7 | WAT | HY | 30.9 |  | Electric Utility | N | Non Combustion (NUC, WAT, WND, GEO, or SUN)
EXCLUDE | AL | Wilson Dam | 6440 | 8 | WAT | HY | 30.9 |  | Electric Utility | N | Non Combustion (NUC, WAT, WND, GEO, or SUN)
EXCLUDE | AL | Wilson Dam | 6440 | 9 | WAT | HY | 29.2 |  | Electric Utility | N | Non Combustion (NUC, WAT, WND, GEO, or SUN)
EXCLUDE | LA | Geismar | 10319 | GEN3 | NG | ST | 7.2 |  | Industrial CHP | N | Steam unit (PRMVR=ST) under 25MW/250 MMBtu/hr
EXCLUDE | MN | Soliloquoy Ridge LLC | 55570 | SR30 | WND | WT | 1.9 |  | IPP Non-CHP | N | Non Combustion (NUC, WAT, WND, GEO, or SUN)
EXCLUDE | MN | UMM Wind Turbine | 57732 | UMM1 | WND | WT | 1.7 |  | Commercial Non-CHP | N | Non Combustion (NUC, WAT, WND, GEO, or SUN)
EXCLUDE | TX | Sand Bluff Wind Farm | 56479 | 2 | WND | WT | 90 |  | IPP Non-CHP | N | Non Combustion (NUC, WAT, WND, GEO, or SUN)
EXCLUDE | ND | Ashtabula Wind Energy Center | 57032 | 1 | WND | WT | 48 |  | Electric Utility | N | Non Combustion (NUC, WAT, WND, GEO, or SUN)
EXCLUDE | VT | Huntington Falls | 50713 | GEN1 | WAT | HY | 0.8 |  | Electric Utility | N | Non Combustion (NUC, WAT, WND, GEO, or SUN)
EXCLUDE | VT | Huntington Falls | 50713 | GEN2 | WAT | HY | 0.8 |  | Electric Utility | N | Non Combustion (NUC, WAT, WND, GEO, or SUN)
EXCLUDE | VT | Huntington Falls | 50713 | GEN3 | WAT | HY | 4.1 |  | Electric Utility | N | Non Combustion (NUC, WAT, WND, GEO, or SUN)
EXCLUDE | NC | Thorpe | 2750 | 1 | WAT | HY | 21.6 |  | Electric Utility | N | Non Combustion (NUC, WAT, WND, GEO, or SUN)
EXCLUDE | ID | Magic Dam Hydroelectric Project | 10740 | GEN1 | WAT | HY | 3 |  | IPP Non-CHP | N | Non Combustion (NUC, WAT, WND, GEO, or SUN)
EXCLUDE | ID | Magic Dam Hydroelectric Project | 10740 | GEN2 | WAT | HY | 3 |  | IPP Non-CHP | N | Non Combustion (NUC, WAT, WND, GEO, or SUN)
EXCLUDE | ID | Magic Dam Hydroelectric Project | 10740 | GEN3 | WAT | HY | 3 |  | IPP Non-CHP | N | Non Combustion (NUC, WAT, WND, GEO, or SUN)
EXCLUDE | NV | Stillwater Facility | 50765 | 1-1 | GEO | BT | 11.8 |  | IPP Non-CHP | N | Non Combustion (NUC, WAT, WND, GEO, or SUN)
EXCLUDE | NV | Stillwater Facility | 50765 | 1-2 | GEO | BT | 11.8 |  | IPP Non-CHP | N | Non Combustion (NUC, WAT, WND, GEO, or SUN)
EXCLUDE | NV | Stillwater Facility | 50765 | 2-1 | GEO | BT | 11.8 |  | IPP Non-CHP | N | Non Combustion (NUC, WAT, WND, GEO, or SUN)
EXCLUDE | NV | Stillwater Facility | 50765 | 2-2 | GEO | BT | 11.8 |  | IPP Non-CHP | N | Non Combustion (NUC, WAT, WND, GEO, or SUN)
EXCLUDE | CA | Kern Canyon | 7911 | 1 | WAT | HY | 9.5 |  | Electric Utility | N | Non Combustion (NUC, WAT, WND, GEO, or SUN)
EXCLUDE | MN | Nobles Wind Project | 57047 | 1 | WND | WT | 201 |  | Electric Utility | N | Non Combustion (NUC, WAT, WND, GEO, or SUN)
EXCLUDE | AR | White River Lock and Dam 1 | 57160 | LD#1 | WAT | HY | 4.3 |  | IPP Non-CHP | N | Non Combustion (NUC, WAT, WND, GEO, or SUN)
EXCLUDE | MI | Norway | 1848 | 1 | WAT | HY | 2.7 |  | Electric Utility | N | Non Combustion (NUC, WAT, WND, GEO, or SUN)
EXCLUDE | MI | Norway | 1848 | 2 | WAT | HY | 1.2 |  | Electric Utility | N | Non Combustion (NUC, WAT, WND, GEO, or SUN)
EXCLUDE | MI | Norway | 1848 | 3 | WAT | HY | 1.2 |  | Electric Utility | N | Non Combustion (NUC, WAT, WND, GEO, or SUN)
EXCLUDE | MI | Norway | 1848 | 4 | WAT | HY | 1.2 |  | Electric Utility | N | Non Combustion (NUC, WAT, WND, GEO, or SUN)
EXCLUDE | NY | Stewarts Bridge | 2614 | 1 | WAT | HY | 36 |  | IPP Non-CHP | N | Non Combustion (NUC, WAT, WND, GEO, or SUN)
EXCLUDE | WY | Foote Creek IV | 55610 | GEN1 | WND | WT | 16.8 |  | IPP Non-CHP | N | Non Combustion (NUC, WAT, WND, GEO, or SUN)
EXCLUDE | CO | Colorado Green Holdings LLC | 56173 | CG | WND | WT | 162 |  | IPP Non-CHP | N | Non Combustion (NUC, WAT, WND, GEO, or SUN)
EXCLUDE | ID | Dietrich Drop | 10807 | GEN1 | WAT | HY | 4.8 |  | IPP Non-CHP | N | Non Combustion (NUC, WAT, WND, GEO, or SUN)
EXCLUDE | PA | FirstEnergy Allegheny Hydro Partners Ltd | 50893 | GEN1 | WAT | HY | 4.6 |  | IPP Non-CHP | N | Non Combustion (NUC, WAT, WND, GEO, or SUN)
EXCLUDE | PA | FirstEnergy Allegheny Hydro Partners Ltd | 50893 | GEN2 | WAT | HY | 4.6 |  | IPP Non-CHP | N | Non Combustion (NUC, WAT, WND, GEO, or SUN)
EXCLUDE | UT | Granite | 3651 | 1 | WAT | HY | 2 |  | Electric Utility | N | Non Combustion (NUC, WAT, WND, GEO, or SUN)
EXCLUDE | IA | Hardin Hilltop Wind LLC | 56860 | 1 | WND | WT | 14.7 |  | IPP Non-CHP | N | Non Combustion (NUC, WAT, WND, GEO, or SUN)
EXCLUDE | MN | Redwood Falls Wind | 56414 | WND1 | WND | WT | 1.7 |  | Electric Utility | N | Non Combustion (NUC, WAT, WND, GEO, or SUN)
EXCLUDE | MN | Redwood Falls Wind | 56414 | WND2 | WND | WT | 1.7 |  | Electric Utility | N | Non Combustion (NUC, WAT, WND, GEO, or SUN)
EXCLUDE | TX | Brazos Wind Farm | 56111 | GEN1 | WND | WT | 160 |  | IPP Non-CHP | N | Non Combustion (NUC, WAT, WND, GEO, or SUN)
EXCLUDE | CO | Cedar Creek II | 57210 | 1 | WND | WT | 250.8 |  | IPP Non-CHP | N | Non Combustion (NUC, WAT, WND, GEO, or SUN)
EXCLUDE | TX | Sherbino I Wind Farm | 56779 | 1 | WND | WT | 150 |  | IPP Non-CHP | N | Non Combustion (NUC, WAT, WND, GEO, or SUN)
EXCLUDE | WY | McFadden Ridge | 57039 | 1 | WND | WT | 29.7 |  | Electric Utility | N | Non Combustion (NUC, WAT, WND, GEO, or SUN)
EXCLUDE | MN | Wapsipinicon Wind Project | 56876 | TBD | WND | WT | 100.5 |  | IPP Non-CHP | N | Non Combustion (NUC, WAT, WND, GEO, or SUN)
EXCLUDE | IA | Crane Creek Wind Energy Center | 56831 | 1 | WND | WT | 99 |  | Electric Utility | N | Non Combustion (NUC, WAT, WND, GEO, or SUN)
EXCLUDE | HI | Kaheka Hydro | 55864 | KAH1 | WAT | HY | 1.5 |  | Industrial Non-CHP | N | Non Combustion (NUC, WAT, WND, GEO, or SUN)
EXCLUDE | HI | Kaheka Hydro | 55864 | KAH2 | WAT | HY | 1.5 |  | Industrial Non-CHP | N | Non Combustion (NUC, WAT, WND, GEO, or SUN)
EXCLUDE | HI | Kaheka Hydro | 55864 | KAH3 | WAT | HY | 1.5 |  | Industrial Non-CHP | N | Non Combustion (NUC, WAT, WND, GEO, or SUN)
EXCLUDE | WY | Alcova | 6409 | 1 | WAT | HY | 20.7 |  | Electric Utility | N | Non Combustion (NUC, WAT, WND, GEO, or SUN)
EXCLUDE | WY | Alcova | 6409 | 2 | WAT | HY | 20.7 |  | Electric Utility | N | Non Combustion (NUC, WAT, WND, GEO, or SUN)
EXCLUDE | PA | Allegheny No 6 Hydro Partners | 50894 | GEN1 | WAT | HY | 4.6 |  | IPP Non-CHP | N | Non Combustion (NUC, WAT, WND, GEO, or SUN)
EXCLUDE | PA | Allegheny No 6 Hydro Partners | 50894 | GEN2 | WAT | HY | 4.6 |  | IPP Non-CHP | N | Non Combustion (NUC, WAT, WND, GEO, or SUN)
EXCLUDE | WI | Shirley Wind | 57553 | 1 | WND | WT | 20 |  | IPP Non-CHP | N | Non Combustion (NUC, WAT, WND, GEO, or SUN)
EXCLUDE | NC | Walters | 2715 | 1 | WAT | HY | 36 |  | Electric Utility | N | Non Combustion (NUC, WAT, WND, GEO, or SUN)
EXCLUDE | NC | Walters | 2715 | 2 | WAT | HY | 36 |  | Electric Utility | N | Non Combustion (NUC, WAT, WND, GEO, or SUN)
EXCLUDE | NC | Walters | 2715 | 3 | WAT | HY | 36 |  | Electric Utility | N | Non Combustion (NUC, WAT, WND, GEO, or SUN)
EXCLUDE | MA | Turners Falls | 6388 | 1 | WAT | HY | 1.4 |  | IPP Non-CHP | N | Non Combustion (NUC, WAT, WND, GEO, or SUN)
EXCLUDE | MA | Turners Falls | 6388 | 2 | WAT | HY | 0.4 |  | IPP Non-CHP | N | Non Combustion (NUC, WAT, WND, GEO, or SUN)
EXCLUDE | MA | Turners Falls | 6388 | 3 | WAT | HY | 1.3 |  | IPP Non-CHP | N | Non Combustion (NUC, WAT, WND, GEO, or SUN)
EXCLUDE | MA | Turners Falls | 6388 | 5 | WAT | HY | 1.3 |  | IPP Non-CHP | N | Non Combustion (NUC, WAT, WND, GEO, or SUN)
EXCLUDE | MA | Turners Falls | 6388 | 7 | WAT | HY | 1.3 |  | IPP Non-CHP | N | Non Combustion (NUC, WAT, WND, GEO, or SUN)
EXCLUDE | WA | Black Creek | 54860 | GEN1 | WAT | HY | 3.7 |  | IPP Non-CHP | N | Non Combustion (NUC, WAT, WND, GEO, or SUN)
EXCLUDE | IA | FPL Energy Crystal Lake Wind LLC | 56923 | GE15 | WND | WT | 150 |  | IPP Non-CHP | N | Non Combustion (NUC, WAT, WND, GEO, or SUN)
EXCLUDE | CA | Mountain View I&2 | 55719 | GEN2 | WND | WT | 22.2 |  | IPP Non-CHP | N | Non Combustion (NUC, WAT, WND, GEO, or SUN)
EXCLUDE | CA | Mountain View I&2 | 55719 | GENI | WND | WT | 44.4 |  | IPP Non-CHP | N | Non Combustion (NUC, WAT, WND, GEO, or SUN)
EXCLUDE | OR | Detroit | 3077 | 1 | WAT | HY | 50 |  | Electric Utility | N | Non Combustion (NUC, WAT, WND, GEO, or SUN)
EXCLUDE | OR | Detroit | 3077 | 2 | WAT | HY | 50 |  | Electric Utility | N | Non Combustion (NUC, WAT, WND, GEO, or SUN)
EXCLUDE | TX | Post Oak Wind LLC | 56483 | 1 | WND | WT | 200 |  | IPP Non-CHP | N | Non Combustion (NUC, WAT, WND, GEO, or SUN)
EXCLUDE | MN | Marshall Wind 1 LLC | 56840 | 1 | WND | WT | 2.1 |  | IPP Non-CHP | N | Non Combustion (NUC, WAT, WND, GEO, or SUN)
EXCLUDE | WI | Prairie Du Sac | 4056 | 1 | WAT | HY | 3.5 |  | Electric Utility | N | Non Combustion (NUC, WAT, WND, GEO, or SUN)
EXCLUDE | WI | Prairie Du Sac | 4056 | 2 | WAT | HY | 4.3 |  | Electric Utility | N | Non Combustion (NUC, WAT, WND, GEO, or SUN)
EXCLUDE | WI | Prairie Du Sac | 4056 | 3 | WAT | HY | 4.8 |  | Electric Utility | N | Non Combustion (NUC, WAT, WND, GEO, or SUN)
EXCLUDE | WI | Prairie Du Sac | 4056 | 4 | WAT | HY | 4.8 |  | Electric Utility | N | Non Combustion (NUC, WAT, WND, GEO, or SUN)
EXCLUDE | WI | Prairie Du Sac | 4056 | 5 | WAT | HY | 3.5 |  | Electric Utility | N | Non Combustion (NUC, WAT, WND, GEO, or SUN)
EXCLUDE | WI | Prairie Du Sac | 4056 | 6 | WAT | HY | 3.5 |  | Electric Utility | N | Non Combustion (NUC, WAT, WND, GEO, or SUN)
EXCLUDE | WI | Prairie Du Sac | 4056 | 7 | WAT | HY | 3.5 |  | Electric Utility | N | Non Combustion (NUC, WAT, WND, GEO, or SUN)
EXCLUDE | WI | Prairie Du Sac | 4056 | 8 | WAT | HY | 3.5 |  | Electric Utility | N | Non Combustion (NUC, WAT, WND, GEO, or SUN)
EXCLUDE | NY | Victory Mills | 10902 | GEN1 | WAT | HY | 1.7 |  | IPP Non-CHP | N | Non Combustion (NUC, WAT, WND, GEO, or SUN)
EXCLUDE | MN | Champepaden Wind Power | 55980 | 1 | WND | WT | 2 |  | IPP Non-CHP | N | Non Combustion (NUC, WAT, WND, GEO, or SUN)
EXCLUDE | CA | Keswick | 443 | 1 | WAT | HY | 39 |  | Electric Utility | N | Non Combustion (NUC, WAT, WND, GEO, or SUN)
EXCLUDE | CA | Keswick | 443 | 2 | WAT | HY | 39 |  | Electric Utility | N | Non Combustion (NUC, WAT, WND, GEO, or SUN)
EXCLUDE | CA | Keswick | 443 | 3 | WAT | HY | 39 |  | Electric Utility | N | Non Combustion (NUC, WAT, WND, GEO, or SUN)
EXCLUDE | MN | B&K Energy Systems LLC | 56210 | 1 | WND | WT | 2 |  | IPP Non-CHP | N | Non Combustion (NUC, WAT, WND, GEO, or SUN)
EXCLUDE | ID | Marsh Valley Development | 50972 | 1 | WAT | HY | 1.6 |  | IPP Non-CHP | N | Non Combustion (NUC, WAT, WND, GEO, or SUN)
EXCLUDE | CA | Pit 3 | 266 | H1 | WAT | HY | 26.7 |  | Electric Utility | N | Non Combustion (NUC, WAT, WND, GEO, or SUN)
EXCLUDE | CA | Pit 3 | 266 | H2 | WAT | HY | 26.7 |  | Electric Utility | N | Non Combustion (NUC, WAT, WND, GEO, or SUN)
EXCLUDE | CA | Pit 3 | 266 | H3 | WAT | HY | 26.7 |  | Electric Utility | N | Non Combustion (NUC, WAT, WND, GEO, or SUN)
EXCLUDE | MA | Berkshire Wind Power Project | 57721 | BWP | WND | WT | 15 |  | Electric Utility | N | Non Combustion (NUC, WAT, WND, GEO, or SUN)
EXCLUDE | TX | Callahan Divide Wind Energy Center | 56270 | 1 | WND | WT | 114 |  | IPP Non-CHP | N | Non Combustion (NUC, WAT, WND, GEO, or SUN)
EXCLUDE | ID | Hazelton B Hydro | 54558 | U1 | WAT | HY | 3.8 |  | IPP Non-CHP | N | Non Combustion (NUC, WAT, WND, GEO, or SUN)
EXCLUDE | ID | Hazelton B Hydro | 54558 | U2 | WAT | HY | 3.8 |  | IPP Non-CHP | N | Non Combustion (NUC, WAT, WND, GEO, or SUN)
EXCLUDE | MN | Lucky Wind | 56412 | 1 | WND | WT | 1.7 |  | IPP Non-CHP | N | Non Combustion (NUC, WAT, WND, GEO, or SUN)
EXCLUDE | ME | Mars Hill Wind Farm Project | 56448 | 1 | WND | WT | 42 |  | IPP Non-CHP | N | Non Combustion (NUC, WAT, WND, GEO, or SUN)
EXCLUDE | ID | Power County Wind Park North | 57761 | PCWPN | WND | WT | 22.5 |  | IPP Non-CHP | N | Non Combustion (NUC, WAT, WND, GEO, or SUN)
EXCLUDE | NH | Mine Falls Generating Station | 10183 | GEN1 | WAT | HY | 1.5 |  | IPP Non-CHP | N | Non Combustion (NUC, WAT, WND, GEO, or SUN)
EXCLUDE | NH | Mine Falls Generating Station | 10183 | GEN2 | WAT | HY | 1.5 |  | IPP Non-CHP | N | Non Combustion (NUC, WAT, WND, GEO, or SUN)
EXCLUDE | PA | Townsend Hydro | 10285 | GEN1 | WAT | HY | 2.6 |  | IPP Non-CHP | N | Non Combustion (NUC, WAT, WND, GEO, or SUN)
EXCLUDE | PA | Townsend Hydro | 10285 | GEN2 | WAT | HY | 2.6 |  | IPP Non-CHP | N | Non Combustion (NUC, WAT, WND, GEO, or SUN)
EXCLUDE | OR | PaTu Wind Farm LLC | 57578 | PATU | WND | WT | 9 |  | IPP Non-CHP | N | Non Combustion (NUC, WAT, WND, GEO, or SUN)
EXCLUDE | TX | Elbow Creek Wind Project LLC | 56783 | 1 | WND | WT | 121.9 |  | IPP Non-CHP | N | Non Combustion (NUC, WAT, WND, GEO, or SUN)
EXCLUDE | TX | Penascal Wind Power LLC | 56795 | 1 | WND | WT | 201.6 |  | IPP Non-CHP | N | Non Combustion (NUC, WAT, WND, GEO, or SUN)
EXCLUDE | MI | Victoria | 1774 | 1 | WAT | HY | 6 |  | Electric Utility | N | Non Combustion (NUC, WAT, WND, GEO, or SUN)
EXCLUDE | MI | Victoria | 1774 | 2 | WAT | HY | 6 |  | Electric Utility | N | Non Combustion (NUC, WAT, WND, GEO, or SUN)
EXCLUDE | ID | Twin Falls | 821 | 1 | WAT | HY | 8.4 |  | Electric Utility | N | Non Combustion (NUC, WAT, WND, GEO, or SUN)
EXCLUDE | ID | Twin Falls | 821 | 2 | WAT | HY | 44.3 |  | Electric Utility | N | Non Combustion (NUC, WAT, WND, GEO, or SUN)
EXCLUDE | TX | Llano Estacado Wind Ranch | 55579 | EXIS | WND | WT | 80 |  | IPP Non-CHP | N | Non Combustion (NUC, WAT, WND, GEO, or SUN)
EXCLUDE | IA | Garden Wind LLC | 57469 | GE1.5 | WND | WT | 150 |  | IPP Non-CHP | N | Non Combustion (NUC, WAT, WND, GEO, or SUN)
EXCLUDE | MN | Mower County Wind Energy Center | 56424 | 1 | WND | WT | 98.9 |  | IPP Non-CHP | N | Non Combustion (NUC, WAT, WND, GEO, or SUN)
EXCLUDE | IA | Lost Lakes Wind Farm LLC | 57111 | GEN1 | WND | WT | 100 |  | IPP Non-CHP | N | Non Combustion (NUC, WAT, WND, GEO, or SUN)
EXCLUDE | CA | Vasco Winds | 57700 | 1 | WND | WT | 78.2 |  | IPP Non-CHP | N | Non Combustion (NUC, WAT, WND, GEO, or SUN)
EXCLUDE | AK | Bradley Lake | 7367 | 1 | WAT | HY | 63 |  | Electric Utility | N | Non Combustion (NUC, WAT, WND, GEO, or SUN)
EXCLUDE | AK | Bradley Lake | 7367 | 2 | WAT | HY | 63 |  | Electric Utility | N | Non Combustion (NUC, WAT, WND, GEO, or SUN)
EXCLUDE | MN | Moraine Wind LLC | 56174 | MOR | WND | WT | 51 |  | IPP Non-CHP | N | Non Combustion (NUC, WAT, WND, GEO, or SUN)
EXCLUDE | LA | Chalmette Refining LLC | 50626 | GEN1 | OTH | OT | 5.7 |  | Industrial Non-CHP | N | Non Fossil fuel type
EXCLUDE | CA | Moccasin | 381 | 1 | WAT | HY | 50 |  | Electric Utility | N | Non Combustion (NUC, WAT, WND, GEO, or SUN)
EXCLUDE | CA | Moccasin | 381 | 2 | WAT | HY | 50 |  | Electric Utility | N | Non Combustion (NUC, WAT, WND, GEO, or SUN)
EXCLUDE | IA | Pioneer Prairie Wind Farm | 56797 | 1 | WND | WT | 300 |  | IPP Non-CHP | N | Non Combustion (NUC, WAT, WND, GEO, or SUN)
EXCLUDE | CA | Murphys | 261 | 1 | WAT | HY | 4.5 |  | IPP Non-CHP | N | Non Combustion (NUC, WAT, WND, GEO, or SUN)
EXCLUDE | AZ | Stewart Mountain | 150 | SM | WAT | HY | 13 |  | Electric Utility | N | Non Combustion (NUC, WAT, WND, GEO, or SUN)
EXCLUDE | MI | Edison Sault | 1751 | 10 | WAT | HY | 0.6 |  | Electric Utility | N | Non Combustion (NUC, WAT, WND, GEO, or SUN)
EXCLUDE | MI | Edison Sault | 1751 | 11 | WAT | HY | 0.6 |  | Electric Utility | N | Non Combustion (NUC, WAT, WND, GEO, or SUN)
EXCLUDE | MI | Edison Sault | 1751 | 12 | WAT | HY | 0.6 |  | Electric Utility | N | Non Combustion (NUC, WAT, WND, GEO, or SUN)
EXCLUDE | MI | Edison Sault | 1751 | 13 | WAT | HY | 0.6 |  | Electric Utility | N | Non Combustion (NUC, WAT, WND, GEO, or SUN)
EXCLUDE | MI | Edison Sault | 1751 | 14 | WAT | HY | 0.6 |  | Electric Utility | N | Non Combustion (NUC, WAT, WND, GEO, or SUN)
EXCLUDE | MI | Edison Sault | 1751 | 15 | WAT | HY | 0.6 |  | Electric Utility | N | Non Combustion (NUC, WAT, WND, GEO, or SUN)
EXCLUDE | MI | Edison Sault | 1751 | 16 | WAT | HY | 0.6 |  | Electric Utility | N | Non Combustion (NUC, WAT, WND, GEO, or SUN)
EXCLUDE | MI | Edison Sault | 1751 | 17 | WAT | HY | 0.6 |  | Electric Utility | N | Non Combustion (NUC, WAT, WND, GEO, or SUN)
EXCLUDE | MI | Edison Sault | 1751 | 18 | WAT | HY | 0.6 |  | Electric Utility | N | Non Combustion (NUC, WAT, WND, GEO, or SUN)
EXCLUDE | MI | Edison Sault | 1751 | 19 | WAT | HY | 0.6 |  | Electric Utility | N | Non Combustion (NUC, WAT, WND, GEO, or SUN)
EXCLUDE | MI | Edison Sault | 1751 | 20 | WAT | HY | 0.6 |  | Electric Utility | N | Non Combustion (NUC, WAT, WND, GEO, or SUN)
EXCLUDE | MI | Edison Sault | 1751 | 21 | WAT | HY | 0.6 |  | Electric Utility | N | Non Combustion (NUC, WAT, WND, GEO, or SUN)
EXCLUDE | MI | Edison Sault | 1751 | 22 | WAT | HY | 0.6 |  | Electric Utility | N | Non Combustion (NUC, WAT, WND, GEO, or SUN)
EXCLUDE | MI | Edison Sault | 1751 | 23 | WAT | HY | 0.6 |  | Electric Utility | N | Non Combustion (NUC, WAT, WND, GEO, or SUN)
EXCLUDE | MI | Edison Sault | 1751 | 24 | WAT | HY | 0.6 |  | Electric Utility | N | Non Combustion (NUC, WAT, WND, GEO, or SUN)
EXCLUDE | MI | Edison Sault | 1751 | 25 | WAT | HY | 0.6 |  | Electric Utility | N | Non Combustion (NUC, WAT, WND, GEO, or SUN)
EXCLUDE | MI | Edison Sault | 1751 | 26 | WAT | HY | 0.6 |  | Electric Utility | N | Non Combustion (NUC, WAT, WND, GEO, or SUN)
EXCLUDE | MI | Edison Sault | 1751 | 27 | WAT | HY | 0.6 |  | Electric Utility | N | Non Combustion (NUC, WAT, WND, GEO, or SUN)
EXCLUDE | MI | Edison Sault | 1751 | 28 | WAT | HY | 0.6 |  | Electric Utility | N | Non Combustion (NUC, WAT, WND, GEO, or SUN)
EXCLUDE | MI | Edison Sault | 1751 | 29 | WAT | HY | 0.6 |  | Electric Utility | N | Non Combustion (NUC, WAT, WND, GEO, or SUN)
EXCLUDE | MI | Edison Sault | 1751 | 30 | WAT | HY | 0.6 |  | Electric Utility | N | Non Combustion (NUC, WAT, WND, GEO, or SUN)
EXCLUDE | MI | Edison Sault | 1751 | 31 | WAT | HY | 0.6 |  | Electric Utility | N | Non Combustion (NUC, WAT, WND, GEO, or SUN)
EXCLUDE | MI | Edison Sault | 1751 | 32 | WAT | HY | 0.6 |  | Electric Utility | N | Non Combustion (NUC, WAT, WND, GEO, or SUN)
EXCLUDE | MI | Edison Sault | 1751 | 33 | WAT | HY | 0.6 |  | Electric Utility | N | Non Combustion (NUC, WAT, WND, GEO, or SUN)
EXCLUDE | MI | Edison Sault | 1751 | 34 | WAT | HY | 0.6 |  | Electric Utility | N | Non Combustion (NUC, WAT, WND, GEO, or SUN)
EXCLUDE | MI | Edison Sault | 1751 | 35 | WAT | HY | 0.6 |  | Electric Utility | N | Non Combustion (NUC, WAT, WND, GEO, or SUN)
EXCLUDE | MI | Edison Sault | 1751 | 36 | WAT | HY | 0.6 |  | Electric Utility | N | Non Combustion (NUC, WAT, WND, GEO, or SUN)
EXCLUDE | MI | Edison Sault | 1751 | 37 | WAT | HY | 0.6 |  | Electric Utility | N | Non Combustion (NUC, WAT, WND, GEO, or SUN)
EXCLUDE | MI | Edison Sault | 1751 | 38 | WAT | HY | 0.6 |  | Electric Utility | N | Non Combustion (NUC, WAT, WND, GEO, or SUN)
EXCLUDE | MI | Edison Sault | 1751 | 39 | WAT | HY | 0.6 |  | Electric Utility | N | Non Combustion (NUC, WAT, WND, GEO, or SUN)
EXCLUDE | MI | Edison Sault | 1751 | 40 | WAT | HY | 0.6 |  | Electric Utility | N | Non Combustion (NUC, WAT, WND, GEO, or SUN)
EXCLUDE | MI | Edison Sault | 1751 | 41 | WAT | HY | 0.6 |  | Electric Utility | N | Non Combustion (NUC, WAT, WND, GEO, or SUN)
EXCLUDE | MI | Edison Sault | 1751 | 42 | WAT | HY | 0.5 |  | Electric Utility | N | Non Combustion (NUC, WAT, WND, GEO, or SUN)
EXCLUDE | MI | Edison Sault | 1751 | 45 | WAT | HY | 0.6 |  | Electric Utility | N | Non Combustion (NUC, WAT, WND, GEO, or SUN)
EXCLUDE | MI | Edison Sault | 1751 | 46 | WAT | HY | 0.6 |  | Electric Utility | N | Non Combustion (NUC, WAT, WND, GEO, or SUN)
EXCLUDE | MI | Edison Sault | 1751 | 47 | WAT | HY | 0.6 |  | Electric Utility | N | Non Combustion (NUC, WAT, WND, GEO, or SUN)
EXCLUDE | MI | Edison Sault | 1751 | 48 | WAT | HY | 0.6 |  | Electric Utility | N | Non Combustion (NUC, WAT, WND, GEO, or SUN)
EXCLUDE | MI | Edison Sault | 1751 | 49 | WAT | HY | 0.6 |  | Electric Utility | N | Non Combustion (NUC, WAT, WND, GEO, or SUN)
EXCLUDE | MI | Edison Sault | 1751 | 50 | WAT | HY | 0.6 |  | Electric Utility | N | Non Combustion (NUC, WAT, WND, GEO, or SUN)
EXCLUDE | MI | Edison Sault | 1751 | 51 | WAT | HY | 0.6 |  | Electric Utility | N | Non Combustion (NUC, WAT, WND, GEO, or SUN)
EXCLUDE | MI | Edison Sault | 1751 | 52 | WAT | HY | 0.6 |  | Electric Utility | N | Non Combustion (NUC, WAT, WND, GEO, or SUN)
EXCLUDE | MI | Edison Sault | 1751 | 53 | WAT | HY | 0.6 |  | Electric Utility | N | Non Combustion (NUC, WAT, WND, GEO, or SUN)
EXCLUDE | MI | Edison Sault | 1751 | 54 | WAT | HY | 0.6 |  | Electric Utility | N | Non Combustion (NUC, WAT, WND, GEO, or SUN)
EXCLUDE | MI | Edison Sault | 1751 | 55 | WAT | HY | 0.6 |  | Electric Utility | N | Non Combustion (NUC, WAT, WND, GEO, or SUN)
EXCLUDE | MI | Edison Sault | 1751 | 56 | WAT | HY | 0.6 |  | Electric Utility | N | Non Combustion (NUC, WAT, WND, GEO, or SUN)
EXCLUDE | MI | Edison Sault | 1751 | 57 | WAT | HY | 0.6 |  | Electric Utility | N | Non Combustion (NUC, WAT, WND, GEO, or SUN)
EXCLUDE | MI | Edison Sault | 1751 | 58 | WAT | HY | 0.6 |  | Electric Utility | N | Non Combustion (NUC, WAT, WND, GEO, or SUN)
EXCLUDE | MI | Edison Sault | 1751 | 59 | WAT | HY | 0.6 |  | Electric Utility | N | Non Combustion (NUC, WAT, WND, GEO, or SUN)
EXCLUDE | MI | Edison Sault | 1751 | 6 | WAT | HY | 0.6 |  | Electric Utility | N | Non Combustion (NUC, WAT, WND, GEO, or SUN)
EXCLUDE | MI | Edison Sault | 1751 | 60 | WAT | HY | 0.6 |  | Electric Utility | N | Non Combustion (NUC, WAT, WND, GEO, or SUN)
EXCLUDE | MI | Edison Sault | 1751 | 61 | WAT | HY | 0.6 |  | Electric Utility | N | Non Combustion (NUC, WAT, WND, GEO, or SUN)
EXCLUDE | MI | Edison Sault | 1751 | 62 | WAT | HY | 0.5 |  | Electric Utility | N | Non Combustion (NUC, WAT, WND, GEO, or SUN)
EXCLUDE | MI | Edison Sault | 1751 | 63 | WAT | HY | 0.5 |  | Electric Utility | N | Non Combustion (NUC, WAT, WND, GEO, or SUN)
EXCLUDE | MI | Edison Sault | 1751 | 64 | WAT | HY | 0.5 |  | Electric Utility | N | Non Combustion (NUC, WAT, WND, GEO, or SUN)
EXCLUDE | MI | Edison Sault | 1751 | 65 | WAT | HY | 0.5 |  | Electric Utility | N | Non Combustion (NUC, WAT, WND, GEO, or SUN)
EXCLUDE | MI | Edison Sault | 1751 | 66 | WAT | HY | 0.5 |  | Electric Utility | N | Non Combustion (NUC, WAT, WND, GEO, or SUN)
EXCLUDE | MI | Edison Sault | 1751 | 67 | WAT | HY | 0.5 |  | Electric Utility | N | Non Combustion (NUC, WAT, WND, GEO, or SUN)
EXCLUDE | MI | Edison Sault | 1751 | 68 | WAT | HY | 0.5 |  | Electric Utility | N | Non Combustion (NUC, WAT, WND, GEO, or SUN)
EXCLUDE | MI | Edison Sault | 1751 | 69 | WAT | HY | 0.5 |  | Electric Utility | N | Non Combustion (NUC, WAT, WND, GEO, or SUN)
EXCLUDE | MI | Edison Sault | 1751 | 7 | WAT | HY | 0.6 |  | Electric Utility | N | Non Combustion (NUC, WAT, WND, GEO, or SUN)
EXCLUDE | MI | Edison Sault | 1751 | 70 | WAT | HY | 0.5 |  | Electric Utility | N | Non Combustion (NUC, WAT, WND, GEO, or SUN)
EXCLUDE | MI | Edison Sault | 1751 | 71 | WAT | HY | 0.5 |  | Electric Utility | N | Non Combustion (NUC, WAT, WND, GEO, or SUN)
EXCLUDE | MI | Edison Sault | 1751 | 72 | WAT | HY | 0.5 |  | Electric Utility | N | Non Combustion (NUC, WAT, WND, GEO, or SUN)
EXCLUDE | MI | Edison Sault | 1751 | 73 | WAT | HY | 0.5 |  | Electric Utility | N | Non Combustion (NUC, WAT, WND, GEO, or SUN)
EXCLUDE | MI | Edison Sault | 1751 | 74 | WAT | HY | 0.5 |  | Electric Utility | N | Non Combustion (NUC, WAT, WND, GEO, or SUN)
EXCLUDE | MI | Edison Sault | 1751 | 75 | WAT | HY | 0.5 |  | Electric Utility | N | Non Combustion (NUC, WAT, WND, GEO, or SUN)
EXCLUDE | MI | Edison Sault | 1751 | 76 | WAT | HY | 0.5 |  | Electric Utility | N | Non Combustion (NUC, WAT, WND, GEO, or SUN)
EXCLUDE | MI | Edison Sault | 1751 | 77 | WAT | HY | 0.5 |  | Electric Utility | N | Non Combustion (NUC, WAT, WND, GEO, or SUN)
EXCLUDE | MI | Edison Sault | 1751 | 78 | WAT | HY | 0.5 |  | Electric Utility | N | Non Combustion (NUC, WAT, WND, GEO, or SUN)
EXCLUDE | MI | Edison Sault | 1751 | 79 | WAT | HY | 0.5 |  | Electric Utility | N | Non Combustion (NUC, WAT, WND, GEO, or SUN)
EXCLUDE | MI | Edison Sault | 1751 | 8 | WAT | HY | 0.6 |  | Electric Utility | N | Non Combustion (NUC, WAT, WND, GEO, or SUN)
EXCLUDE | MI | Edison Sault | 1751 | 80 | WAT | HY | 0.5 |  | Electric Utility | N | Non Combustion (NUC, WAT, WND, GEO, or SUN)
EXCLUDE | MI | Edison Sault | 1751 | 9 | WAT | HY | 0.6 |  | Electric Utility | N | Non Combustion (NUC, WAT, WND, GEO, or SUN)
EXCLUDE | MN | Moulton Wind Power | 55981 | 1 | WND | WT | 2 |  | IPP Non-CHP | N | Non Combustion (NUC, WAT, WND, GEO, or SUN)
EXCLUDE | MN | DL Windy Acres LLC | 56207 | 1 | WND | WT | 2 |  | IPP Non-CHP | N | Non Combustion (NUC, WAT, WND, GEO, or SUN)
EXCLUDE | IA | Pocahontas Prairie Wind Farm | 57976 | 1 | WND | WT | 80 |  | IPP Non-CHP | N | Non Combustion (NUC, WAT, WND, GEO, or SUN)
EXCLUDE | NY | Stark | 2613 | 1 | WAT | HY | 26 |  | IPP Non-CHP | N | Non Combustion (NUC, WAT, WND, GEO, or SUN)
EXCLUDE | MN | Chanarambie Power Partners, LLC | 56142 | WND1 | WND | WT | 85.5 |  | IPP Non-CHP | N | Non Combustion (NUC, WAT, WND, GEO, or SUN)
EXCLUDE | CA | Mountain View IV | 57459 | 1 | WND | WT | 49 |  | IPP Non-CHP | N | Non Combustion (NUC, WAT, WND, GEO, or SUN)
EXCLUDE | CA | Mountain View III | 56112 | V47 | WND | WT | 22.4 |  | IPP Non-CHP | N | Non Combustion (NUC, WAT, WND, GEO, or SUN)
EXCLUDE | MI | Hydro Plant | 1856 | 1 | WAT | HY | 0.4 |  | Electric Utility | N | Non Combustion (NUC, WAT, WND, GEO, or SUN)
EXCLUDE | MI | Hydro Plant | 1856 | 2 | WAT | HY | 0.4 |  | Electric Utility | N | Non Combustion (NUC, WAT, WND, GEO, or SUN)
EXCLUDE | MI | Hydro Plant | 1856 | 3 | WAT | HY | 0.7 |  | Electric Utility | N | Non Combustion (NUC, WAT, WND, GEO, or SUN)
EXCLUDE | MI | Hydro Plant | 1856 | 4 | WAT | HY | 0.7 |  | Electric Utility | N | Non Combustion (NUC, WAT, WND, GEO, or SUN)
EXCLUDE | NY | Sturgeon | 2486 | H1 | WAT | HY | 4.8 |  | Electric Utility | N | Non Combustion (NUC, WAT, WND, GEO, or SUN)
EXCLUDE | NY | Sturgeon | 2486 | H2 | WAT | HY | 4.8 |  | Electric Utility | N | Non Combustion (NUC, WAT, WND, GEO, or SUN)
EXCLUDE | NY | Sturgeon | 2486 | H3 | WAT | HY | 4.8 |  | Electric Utility | N | Non Combustion (NUC, WAT, WND, GEO, or SUN)
EXCLUDE | CA | Box Canyon | 50179 | GEN1 | WAT | HY | 2.5 |  | IPP Non-CHP | N | Non Combustion (NUC, WAT, WND, GEO, or SUN)
EXCLUDE | CA | Box Canyon | 50179 | GEN2 | WAT | HY | 2.5 |  | IPP Non-CHP | N | Non Combustion (NUC, WAT, WND, GEO, or SUN)
EXCLUDE | MN | Tofteland Windfarm LLC | 56202 | I | WND | WT | 2 |  | IPP Non-CHP | N | Non Combustion (NUC, WAT, WND, GEO, or SUN)
EXCLUDE | AK | Green Lake | 313 | 1 | WAT | HY | 9.3 |  | Electric Utility | N | Non Combustion (NUC, WAT, WND, GEO, or SUN)
EXCLUDE | AK | Green Lake | 313 | 2 | WAT | HY | 9.3 |  | Electric Utility | N | Non Combustion (NUC, WAT, WND, GEO, or SUN)
EXCLUDE | NY | Hannawa | 2571 | 1 | WAT | HY | 4 |  | IPP Non-CHP | N | Non Combustion (NUC, WAT, WND, GEO, or SUN)
EXCLUDE | NY | Hannawa | 2571 | 2 | WAT | HY | 4 |  | IPP Non-CHP | N | Non Combustion (NUC, WAT, WND, GEO, or SUN)
EXCLUDE | MN | Winton | 1902 | 2 | WAT | HY | 2 |  | Electric Utility | N | Non Combustion (NUC, WAT, WND, GEO, or SUN)
EXCLUDE | MN | Winton | 1902 | 3 | WAT | HY | 2 |  | Electric Utility | N | Non Combustion (NUC, WAT, WND, GEO, or SUN)
EXCLUDE | NV | Lahontan | 6521 | 1 | WAT | HY | 0.6 |  | Electric Utility | N | Non Combustion (NUC, WAT, WND, GEO, or SUN)
EXCLUDE | NV | Lahontan | 6521 | 2 | WAT | HY | 0.6 |  | Electric Utility | N | Non Combustion (NUC, WAT, WND, GEO, or SUN)
EXCLUDE | NV | Lahontan | 6521 | 3 | WAT | HY | 0.6 |  | Electric Utility | N | Non Combustion (NUC, WAT, WND, GEO, or SUN)
EXCLUDE | VA | Snowden | 3821 | 4 | WAT | HY | 2.5 |  | Electric Utility | N | Non Combustion (NUC, WAT, WND, GEO, or SUN)
EXCLUDE | VA | Snowden | 3821 | 5 | WAT | HY | 2.5 |  | Electric Utility | N | Non Combustion (NUC, WAT, WND, GEO, or SUN)
EXCLUDE | OR | Elkhorn Valley Wind Farm | 56623 | EH1 | WND | WT | 100.7 |  | IPP Non-CHP | N | Non Combustion (NUC, WAT, WND, GEO, or SUN)
EXCLUDE | MO | Lost Creek Wind Energy Facility | 57189 | LCW | WND | WT | 150 |  | IPP Non-CHP | N | Non Combustion (NUC, WAT, WND, GEO, or SUN)
EXCLUDE | CA | Camp Far West | 531 | 1 | WAT | HY | 7.2 |  | Electric Utility | N | Non Combustion (NUC, WAT, WND, GEO, or SUN)
EXCLUDE | MN | Hope Creek LLC | 55572 | HC30 | WND | WT | 1.9 |  | IPP Non-CHP | N | Non Combustion (NUC, WAT, WND, GEO, or SUN)
EXCLUDE | TX | EXC Wind 6 LLC | 56562 | JDW6 | WND | WT | 10 |  | IPP Non-CHP | N | Non Combustion (NUC, WAT, WND, GEO, or SUN)
EXCLUDE | WA | Lower Monumental | 3927 | 1 | WAT | HY | 135 |  | Electric Utility | N | Non Combustion (NUC, WAT, WND, GEO, or SUN)
EXCLUDE | WA | Lower Monumental | 3927 | 2 | WAT | HY | 135 |  | Electric Utility | N | Non Combustion (NUC, WAT, WND, GEO, or SUN)
EXCLUDE | WA | Lower Monumental | 3927 | 3 | WAT | HY | 135 |  | Electric Utility | N | Non Combustion (NUC, WAT, WND, GEO, or SUN)
EXCLUDE | WA | Lower Monumental | 3927 | 4 | WAT | HY | 135 |  | Electric Utility | N | Non Combustion (NUC, WAT, WND, GEO, or SUN)
EXCLUDE | WA | Lower Monumental | 3927 | 5 | WAT | HY | 135 |  | Electric Utility | N | Non Combustion (NUC, WAT, WND, GEO, or SUN)
EXCLUDE | WA | Lower Monumental | 3927 | 6 | WAT | HY | 135 |  | Electric Utility | N | Non Combustion (NUC, WAT, WND, GEO, or SUN)
EXCLUDE | MN | Uilk Wind LLC | 57351 | FA01 | WND | WT | 1.5 |  | Commercial Non-CHP | N | Non Combustion (NUC, WAT, WND, GEO, or SUN)
EXCLUDE | MN | Uilk Wind LLC | 57351 | FA02 | WND | WT | 1.5 |  | Commercial Non-CHP | N | Non Combustion (NUC, WAT, WND, GEO, or SUN)
EXCLUDE | MN | Uilk Wind LLC | 57351 | FA03 | WND | WT | 1.5 |  | Commercial Non-CHP | N | Non Combustion (NUC, WAT, WND, GEO, or SUN)
EXCLUDE | MA | Dwight | 6378 | DW2 | WAT | HY | 0.4 |  | IPP Non-CHP | N | Non Combustion (NUC, WAT, WND, GEO, or SUN)
EXCLUDE | MA | Dwight | 6378 | DW3 | WAT | HY | 0.4 |  | IPP Non-CHP | N | Non Combustion (NUC, WAT, WND, GEO, or SUN)
EXCLUDE | MA | Dwight | 6378 | DW4 | WAT | HY | 0.4 |  | IPP Non-CHP | N | Non Combustion (NUC, WAT, WND, GEO, or SUN)
EXCLUDE | MI | Buchanan | 1754 | 1 | WAT | HY | 0.4 |  | Electric Utility | N | Non Combustion (NUC, WAT, WND, GEO, or SUN)
EXCLUDE | MI | Buchanan | 1754 | 10 | WAT | HY | 0.5 |  | Electric Utility | N | Non Combustion (NUC, WAT, WND, GEO, or SUN)
EXCLUDE | MI | Buchanan | 1754 | 2 | WAT | HY | 0.4 |  | Electric Utility | N | Non Combustion (NUC, WAT, WND, GEO, or SUN)
EXCLUDE | MI | Buchanan | 1754 | 3 | WAT | HY | 0.4 |  | Electric Utility | N | Non Combustion (NUC, WAT, WND, GEO, or SUN)
EXCLUDE | MI | Buchanan | 1754 | 4 | WAT | HY | 0.4 |  | Electric Utility | N | Non Combustion (NUC, WAT, WND, GEO, or SUN)
EXCLUDE | MI | Buchanan | 1754 | 5 | WAT | HY | 0.4 |  | Electric Utility | N | Non Combustion (NUC, WAT, WND, GEO, or SUN)
EXCLUDE | MI | Buchanan | 1754 | 6 | WAT | HY | 0.4 |  | Electric Utility | N | Non Combustion (NUC, WAT, WND, GEO, or SUN)
EXCLUDE | MI | Buchanan | 1754 | 7 | WAT | HY | 0.5 |  | Electric Utility | N | Non Combustion (NUC, WAT, WND, GEO, or SUN)
EXCLUDE | MI | Buchanan | 1754 | 8 | WAT | HY | 0.5 |  | Electric Utility | N | Non Combustion (NUC, WAT, WND, GEO, or SUN)
EXCLUDE | MI | Buchanan | 1754 | 9 | WAT | HY | 0.5 |  | Electric Utility | N | Non Combustion (NUC, WAT, WND, GEO, or SUN)
EXCLUDE | TX | Silver Star I Wind Power Project | 56771 | 1 | WND | WT | 60 |  | IPP Non-CHP | N | Non Combustion (NUC, WAT, WND, GEO, or SUN)
EXCLUDE | CA | Trinity | 451 | 1 | WAT | HY | 70 |  | Electric Utility | N | Non Combustion (NUC, WAT, WND, GEO, or SUN)
EXCLUDE | CA | Trinity | 451 | 2 | WAT | HY | 70 |  | Electric Utility | N | Non Combustion (NUC, WAT, WND, GEO, or SUN)
EXCLUDE | TX | High Plains Wind Power LLC | 56834 | 1 | WND | WT | 10 |  | IPP Non-CHP | N | Non Combustion (NUC, WAT, WND, GEO, or SUN)
EXCLUDE | WI | Big Falls | 3983 | 1 | WAT | HY | 2.6 |  | Electric Utility | N | Non Combustion (NUC, WAT, WND, GEO, or SUN)
EXCLUDE | WI | Big Falls | 3983 | 2 | WAT | HY | 2.6 |  | Electric Utility | N | Non Combustion (NUC, WAT, WND, GEO, or SUN)
EXCLUDE | WI | Big Falls | 3983 | 3 | WAT | HY | 2.5 |  | Electric Utility | N | Non Combustion (NUC, WAT, WND, GEO, or SUN)
EXCLUDE | MA | Sherman | 6012 | GEN1 | WAT | HY | 7.2 |  | IPP Non-CHP | N | Non Combustion (NUC, WAT, WND, GEO, or SUN)
EXCLUDE | MN | Wolf Wind Enterprises LLC | 56589 | 1 | WND | WT | 1.3 |  | IPP Non-CHP | N | Non Combustion (NUC, WAT, WND, GEO, or SUN)
EXCLUDE | ID | Pilgrim Stage Wind Park | 56440 | PSWP | WND | WT | 10.5 |  | IPP Non-CHP | N | Non Combustion (NUC, WAT, WND, GEO, or SUN)
EXCLUDE | ID | Rockland Wind Farm | 57766 | RLWF | WND | WT | 79.2 |  | IPP Non-CHP | N | Non Combustion (NUC, WAT, WND, GEO, or SUN)
EXCLUDE | NM | Aragonne Wind LLC | 56336 | 1 | WND | WT | 90 |  | IPP Non-CHP | N | Non Combustion (NUC, WAT, WND, GEO, or SUN)
EXCLUDE | MN | Tsar Nicholas LLC | 55561 | TN30 | WND | WT | 1.9 |  | IPP Non-CHP | N | Non Combustion (NUC, WAT, WND, GEO, or SUN)
EXCLUDE | CA | Forbestown | 417 | 1 | WAT | HY | 41.9 |  | Electric Utility | N | Non Combustion (NUC, WAT, WND, GEO, or SUN)
EXCLUDE | MN | Grand Meadow | 56994 | WND67 | WND | WT | 100.5 |  | Electric Utility | N | Non Combustion (NUC, WAT, WND, GEO, or SUN)
EXCLUDE | TX | EXC Wind 4 LLC | 56560 | JDW4 | WND | WT | 79.8 |  | IPP Non-CHP | N | Non Combustion (NUC, WAT, WND, GEO, or SUN)
EXCLUDE | TN | Calderwood | 54900 | 1 | WAT | HY | 52.2 |  | Industrial Non-CHP | N | Non Combustion (NUC, WAT, WND, GEO, or SUN)
EXCLUDE | TN | Calderwood | 54900 | 2 | WAT | HY | 52.2 |  | Industrial Non-CHP | N | Non Combustion (NUC, WAT, WND, GEO, or SUN)
EXCLUDE | TN | Calderwood | 54900 | 3 | WAT | HY | 52.2 |  | Industrial Non-CHP | N | Non Combustion (NUC, WAT, WND, GEO, or SUN)
EXCLUDE | MD | Conowingo | 1574 | 1 | WAT | HY | 45 |  | IPP Non-CHP | N | Non Combustion (NUC, WAT, WND, GEO, or SUN)
EXCLUDE | MD | Conowingo | 1574 | 10 | WAT | HY | 55.6 |  | IPP Non-CHP | N | Non Combustion (NUC, WAT, WND, GEO, or SUN)
EXCLUDE | MD | Conowingo | 1574 | 11 | WAT | HY | 55.6 |  | IPP Non-CHP | N | Non Combustion (NUC, WAT, WND, GEO, or SUN)
EXCLUDE | MD | Conowingo | 1574 | 2 | WAT | HY | 36 |  | IPP Non-CHP | N | Non Combustion (NUC, WAT, WND, GEO, or SUN)
EXCLUDE | MD | Conowingo | 1574 | 3 | WAT | HY | 48 |  | IPP Non-CHP | N | Non Combustion (NUC, WAT, WND, GEO, or SUN)
EXCLUDE | MD | Conowingo | 1574 | 4 | WAT | HY | 47.7 |  | IPP Non-CHP | N | Non Combustion (NUC, WAT, WND, GEO, or SUN)
EXCLUDE | MD | Conowingo | 1574 | 5 | WAT | HY | 36 |  | IPP Non-CHP | N | Non Combustion (NUC, WAT, WND, GEO, or SUN)
EXCLUDE | MD | Conowingo | 1574 | 6 | WAT | HY | 47.7 |  | IPP Non-CHP | N | Non Combustion (NUC, WAT, WND, GEO, or SUN)
EXCLUDE | MD | Conowingo | 1574 | 7 | WAT | HY | 48 |  | IPP Non-CHP | N | Non Combustion (NUC, WAT, WND, GEO, or SUN)
EXCLUDE | MD | Conowingo | 1574 | 8 | WAT | HY | 55.6 |  | IPP Non-CHP | N | Non Combustion (NUC, WAT, WND, GEO, or SUN)
EXCLUDE | MD | Conowingo | 1574 | 9 | WAT | HY | 55.6 |  | IPP Non-CHP | N | Non Combustion (NUC, WAT, WND, GEO, or SUN)
EXCLUDE | MI | Kleber | 1871 | K1 | WAT | HY | 0.6 |  | IPP Non-CHP | N | Non Combustion (NUC, WAT, WND, GEO, or SUN)
EXCLUDE | MI | Kleber | 1871 | K2 | WAT | HY | 0.6 |  | IPP Non-CHP | N | Non Combustion (NUC, WAT, WND, GEO, or SUN)
EXCLUDE | MI | Kleber | 1871 | T1 | WAT | HY | 0.3 |  | IPP Non-CHP | N | Non Combustion (NUC, WAT, WND, GEO, or SUN)
EXCLUDE | MI | Kleber | 1871 | T2 | WAT | HY | 0.3 |  | IPP Non-CHP | N | Non Combustion (NUC, WAT, WND, GEO, or SUN)
EXCLUDE | ID | Ford Hydro LP | 54674 | GEN1 | WAT | HY | 0.4 |  | IPP Non-CHP | N | Non Combustion (NUC, WAT, WND, GEO, or SUN)
EXCLUDE | ID | Ford Hydro LP | 54674 | GEN2 | WAT | HY | 0.4 |  | IPP Non-CHP | N | Non Combustion (NUC, WAT, WND, GEO, or SUN)
EXCLUDE | ID | Ford Hydro LP | 54674 | GEN3 | WAT | HY | 0.4 |  | IPP Non-CHP | N | Non Combustion (NUC, WAT, WND, GEO, or SUN)
EXCLUDE | IA | Adair Wind Farm | 56810 | AWF | WND | WT | 174.8 |  | Electric Utility | N | Non Combustion (NUC, WAT, WND, GEO, or SUN)
EXCLUDE | VT | Waterbury 22 | 6520 | 1 | WAT | HY | 5.5 |  | Electric Utility | N | Non Combustion (NUC, WAT, WND, GEO, or SUN)
EXCLUDE | TX | Buffalo Gap 2 Wind Farm | 56484 | 1 | WND | WT | 232.5 |  | IPP Non-CHP | N | Non Combustion (NUC, WAT, WND, GEO, or SUN)
EXCLUDE | NY | Hydraulic Race | 2578 | 1 | WAT | HY | 3 |  | IPP Non-CHP | N | Non Combustion (NUC, WAT, WND, GEO, or SUN)
EXCLUDE | TX | EC&R Papalote Creek II LLC | 57212 | 1 | WND | WT | 200.1 |  | IPP Non-CHP | N | Non Combustion (NUC, WAT, WND, GEO, or SUN)
EXCLUDE | UT | Flaming Gorge | 6405 | 1 | WAT | HY | 50.6 |  | Electric Utility | N | Non Combustion (NUC, WAT, WND, GEO, or SUN)
EXCLUDE | UT | Flaming Gorge | 6405 | 2 | WAT | HY | 50.6 |  | Electric Utility | N | Non Combustion (NUC, WAT, WND, GEO, or SUN)
EXCLUDE | UT | Flaming Gorge | 6405 | 3 | WAT | HY | 50.6 |  | Electric Utility | N | Non Combustion (NUC, WAT, WND, GEO, or SUN)
EXCLUDE | MN | Spartan Hills LLC | 55569 | SH30 | WND | WT | 1.9 |  | IPP Non-CHP | N | Non Combustion (NUC, WAT, WND, GEO, or SUN)
EXCLUDE | CA | Swanmill Windfarm I | 54650 | EXI2 | WND | WT | 9.1 |  | IPP Non-CHP | N | Non Combustion (NUC, WAT, WND, GEO, or SUN)
EXCLUDE | CA | Swanmill Windfarm I | 54650 | EXIS | WND | WT | 9.6 |  | IPP Non-CHP | N | Non Combustion (NUC, WAT, WND, GEO, or SUN)
EXCLUDE | NY | Flat Rock | 2563 | 1 | WAT | HY | 2 |  | IPP Non-CHP | N | Non Combustion (NUC, WAT, WND, GEO, or SUN)
EXCLUDE | NY | Flat Rock | 2563 | 2 | WAT | HY | 3 |  | IPP Non-CHP | N | Non Combustion (NUC, WAT, WND, GEO, or SUN)
EXCLUDE | CA | Dillon Wind LLC | 56791 | 1 | WND | WT | 45 |  | IPP Non-CHP | N | Non Combustion (NUC, WAT, WND, GEO, or SUN)
EXCLUDE | IA | Rolling Hills Wind Farm | 57501 | RHWF | WND | WT | 443.9 |  | Electric Utility | N | Non Combustion (NUC, WAT, WND, GEO, or SUN)
EXCLUDE | WY | Silver Sage Windpower | 57091 | SSW01 | WND | WT | 42 |  | IPP Non-CHP | N | Non Combustion (NUC, WAT, WND, GEO, or SUN)
EXCLUDE | CA | French Meadows | 424 | 1 | WAT | HY | 15.3 |  | Electric Utility | N | Non Combustion (NUC, WAT, WND, GEO, or SUN)
EXCLUDE | WY | High Plains | 57040 | 1 | WND | WT | 103.3 |  | Electric Utility | N | Non Combustion (NUC, WAT, WND, GEO, or SUN)
EXCLUDE | ND | Minot Wind Project | 55995 | MWP | WND | WT | 2.6 |  | Electric Utility | N | Non Combustion (NUC, WAT, WND, GEO, or SUN)
EXCLUDE | ND | Minot Wind Project | 55995 | MWP2 | WND | WT | 4.5 |  | Electric Utility | N | Non Combustion (NUC, WAT, WND, GEO, or SUN)
EXCLUDE | TX | EXC Wind 7 LLC | 56839 | 1 | WND | WT | 10 |  | IPP Non-CHP | N | Non Combustion (NUC, WAT, WND, GEO, or SUN)
EXCLUDE | IL | FPL Energy Illinois Wind LLC | 57325 | GE1.5 | WND | WT | 217.5 |  | IPP Non-CHP | N | Non Combustion (NUC, WAT, WND, GEO, or SUN)
EXCLUDE | ID | Low Line Rapids | 10808 | GEN1 | WAT | HY | 2.8 |  | IPP Non-CHP | N | Non Combustion (NUC, WAT, WND, GEO, or SUN)
EXCLUDE | UT | Hydro III | 3675 | HY1 | WAT | HY | 0.7 |  | Electric Utility | N | Non Combustion (NUC, WAT, WND, GEO, or SUN)
EXCLUDE | UT | Hydro III | 3675 | HY2 | WAT | HY | 0.7 |  | Electric Utility | N | Non Combustion (NUC, WAT, WND, GEO, or SUN)
EXCLUDE | UT | Hydro III | 3675 | HY3 | WAT | HY | 0.1 |  | Electric Utility | N | Non Combustion (NUC, WAT, WND, GEO, or SUN)
EXCLUDE | MN | Westridge Windfarm LLC | 56203 | 1 | WND | WT | 2 |  | IPP Non-CHP | N | Non Combustion (NUC, WAT, WND, GEO, or SUN)
EXCLUDE | NE | North Platte | 2274 | 1 | WAT | HY | 13.1 |  | Electric Utility | N | Non Combustion (NUC, WAT, WND, GEO, or SUN)
EXCLUDE | NE | North Platte | 2274 | 2 | WAT | HY | 13.1 |  | Electric Utility | N | Non Combustion (NUC, WAT, WND, GEO, or SUN)
EXCLUDE | NV | McGinness Hills | 57446 | 1 | GEO | BT | 20 |  | IPP Non-CHP | N | Non Combustion (NUC, WAT, WND, GEO, or SUN)
EXCLUDE | NV | McGinness Hills | 57446 | 2 | GEO | BT | 20 |  | IPP Non-CHP | N | Non Combustion (NUC, WAT, WND, GEO, or SUN)
EXCLUDE | NV | McGinness Hills | 57446 | 3 | GEO | BT | 12 |  | IPP Non-CHP | N | Non Combustion (NUC, WAT, WND, GEO, or SUN)
EXCLUDE | NY | High Dam | 2574 | 1 | WAT | HY | 2.8 |  | Electric Utility | N | Non Combustion (NUC, WAT, WND, GEO, or SUN)
EXCLUDE | NY | High Dam | 2574 | 2 | WAT | HY | 2.8 |  | Electric Utility | N | Non Combustion (NUC, WAT, WND, GEO, or SUN)
EXCLUDE | NY | High Dam | 2574 | 3 | WAT | HY | 2.8 |  | Electric Utility | N | Non Combustion (NUC, WAT, WND, GEO, or SUN)
EXCLUDE | NY | High Dam | 2574 | 4 | WAT | HY | 3.5 |  | Electric Utility | N | Non Combustion (NUC, WAT, WND, GEO, or SUN)
EXCLUDE | IA | Intrepid | 56251 | INWF | WND | WT | 175.5 |  | Electric Utility | N | Non Combustion (NUC, WAT, WND, GEO, or SUN)
EXCLUDE | IL | Old Trail Wind Farm | 56614 | 2 | WND | WT | 198 |  | IPP Non-CHP | N | Non Combustion (NUC, WAT, WND, GEO, or SUN)
EXCLUDE | WY | Foote Creek II | 55608 | GEN1 | WND | WT | 1.8 |  | IPP Non-CHP | N | Non Combustion (NUC, WAT, WND, GEO, or SUN)
EXCLUDE | IA | Osage | 1172 | W1 | WND | WT | 1.6 |  | Electric Utility | N | Non Combustion (NUC, WAT, WND, GEO, or SUN)
EXCLUDE | TX | Capricorn Ridge Wind LLC | 56763 | 1 | WND | WT | 149.5 |  | IPP Non-CHP | N | Non Combustion (NUC, WAT, WND, GEO, or SUN)
EXCLUDE | TX | Capricorn Ridge Wind LLC | 56763 | 2 | WND | WT | 214.5 |  | IPP Non-CHP | N | Non Combustion (NUC, WAT, WND, GEO, or SUN)
EXCLUDE | TX | Capricorn Ridge Wind LLC | 56763 | 3 | WND | WT | 186 |  | IPP Non-CHP | N | Non Combustion (NUC, WAT, WND, GEO, or SUN)
EXCLUDE | TX | Capricorn Ridge Wind LLC | 56763 | 4 | WND | WT | 112.5 |  | IPP Non-CHP | N | Non Combustion (NUC, WAT, WND, GEO, or SUN)
EXCLUDE | NC | Narrows | 54894 | YN1 | WAT | HY | 24.7 |  | Electric Utility | N | Non Combustion (NUC, WAT, WND, GEO, or SUN)
EXCLUDE | NC | Narrows | 54894 | YN2 | WAT | HY | 24.7 |  | Electric Utility | N | Non Combustion (NUC, WAT, WND, GEO, or SUN)
EXCLUDE | NC | Narrows | 54894 | YN3 | WAT | HY | 29 |  | Electric Utility | N | Non Combustion (NUC, WAT, WND, GEO, or SUN)
EXCLUDE | NC | Narrows | 54894 | YN4 | WAT | HY | 30.4 |  | Electric Utility | N | Non Combustion (NUC, WAT, WND, GEO, or SUN)
EXCLUDE | IL | Rail Splitter Wind Farm | 56856 | GEN1 | WND | WT | 100.5 |  | IPP Non-CHP | N | Non Combustion (NUC, WAT, WND, GEO, or SUN)
EXCLUDE | CA | Second Imperial Geothermal | 54111 | GE10 | GEO | BT | 4.5 |  | IPP Non-CHP | N | Non Combustion (NUC, WAT, WND, GEO, or SUN)
EXCLUDE | CA | Second Imperial Geothermal | 54111 | GE11 | GEO | BT | 4.5 |  | IPP Non-CHP | N | Non Combustion (NUC, WAT, WND, GEO, or SUN)
EXCLUDE | CA | Second Imperial Geothermal | 54111 | GE12 | GEO | BT | 4.5 |  | IPP Non-CHP | N | Non Combustion (NUC, WAT, WND, GEO, or SUN)
EXCLUDE | CA | Second Imperial Geothermal | 54111 | GE13 | GEO | BT | 16 |  | IPP Non-CHP | N | Non Combustion (NUC, WAT, WND, GEO, or SUN)
EXCLUDE | CA | Second Imperial Geothermal | 54111 | GEN1 | GEO | BT | 3.5 |  | IPP Non-CHP | N | Non Combustion (NUC, WAT, WND, GEO, or SUN)
EXCLUDE | CA | Second Imperial Geothermal | 54111 | GEN14 | GEO | BT | 16 |  | IPP Non-CHP | N | Non Combustion (NUC, WAT, WND, GEO, or SUN)
EXCLUDE | CA | Second Imperial Geothermal | 54111 | GEN2 | GEO | BT | 3.5 |  | IPP Non-CHP | N | Non Combustion (NUC, WAT, WND, GEO, or SUN)
EXCLUDE | CA | Second Imperial Geothermal | 54111 | GEN3 | GEO | BT | 3.5 |  | IPP Non-CHP | N | Non Combustion (NUC, WAT, WND, GEO, or SUN)
EXCLUDE | CA | Second Imperial Geothermal | 54111 | GEN4 | GEO | BT | 3.5 |  | IPP Non-CHP | N | Non Combustion (NUC, WAT, WND, GEO, or SUN)
EXCLUDE | CA | Second Imperial Geothermal | 54111 | GEN5 | GEO | BT | 3.5 |  | IPP Non-CHP | N | Non Combustion (NUC, WAT, WND, GEO, or SUN)
EXCLUDE | CA | Second Imperial Geothermal | 54111 | GEN6 | GEO | BT | 3.5 |  | IPP Non-CHP | N | Non Combustion (NUC, WAT, WND, GEO, or SUN)
EXCLUDE | CA | Second Imperial Geothermal | 54111 | GEN7 | GEO | BT | 4.5 |  | IPP Non-CHP | N | Non Combustion (NUC, WAT, WND, GEO, or SUN)
EXCLUDE | CA | Second Imperial Geothermal | 54111 | GEN8 | GEO | BT | 4.5 |  | IPP Non-CHP | N | Non Combustion (NUC, WAT, WND, GEO, or SUN)
EXCLUDE | CA | Second Imperial Geothermal | 54111 | GEN9 | GEO | BT | 4.5 |  | IPP Non-CHP | N | Non Combustion (NUC, WAT, WND, GEO, or SUN)
EXCLUDE | CO | Vallecito Hydroelectric | 50206 | GEN1 | WAT | HY | 0.8 |  | IPP Non-CHP | N | Non Combustion (NUC, WAT, WND, GEO, or SUN)
EXCLUDE | CO | Vallecito Hydroelectric | 50206 | GEN2 | WAT | HY | 2.5 |  | IPP Non-CHP | N | Non Combustion (NUC, WAT, WND, GEO, or SUN)
EXCLUDE | CO | Vallecito Hydroelectric | 50206 | GEN3 | WAT | HY | 2.5 |  | IPP Non-CHP | N | Non Combustion (NUC, WAT, WND, GEO, or SUN)
EXCLUDE | CA | Calistoga Power Plant | 50066 | UNT1 | GEO | ST | 88.2 |  | IPP Non-CHP | N | Non Combustion (NUC, WAT, WND, GEO, or SUN)
EXCLUDE | CA | Calistoga Power Plant | 50066 | UNT2 | GEO | ST | 88.2 |  | IPP Non-CHP | N | Non Combustion (NUC, WAT, WND, GEO, or SUN)
EXCLUDE | OR | Bend | 6484 | 1 | WAT | HY | 0.2 |  | Electric Utility | N | Non Combustion (NUC, WAT, WND, GEO, or SUN)
EXCLUDE | OR | Bend | 6484 | 2 | WAT | HY | 0.3 |  | Electric Utility | N | Non Combustion (NUC, WAT, WND, GEO, or SUN)
EXCLUDE | OR | Bend | 6484 | 3 | WAT | HY | 0.6 |  | Electric Utility | N | Non Combustion (NUC, WAT, WND, GEO, or SUN)
EXCLUDE | NC | Fontana Dam | 2779 | 1 | WAT | HY | 81 |  | Electric Utility | N | Non Combustion (NUC, WAT, WND, GEO, or SUN)
EXCLUDE | NC | Fontana Dam | 2779 | 2 | WAT | HY | 92.7 |  | Electric Utility | N | Non Combustion (NUC, WAT, WND, GEO, or SUN)
EXCLUDE | NC | Fontana Dam | 2779 | 3 | WAT | HY | 81 |  | Electric Utility | N | Non Combustion (NUC, WAT, WND, GEO, or SUN)
EXCLUDE | TX | Buffalo Gap 3 Wind Farm | 56638 | GEN1 | WND | WT | 170.2 |  | IPP Non-CHP | N | Non Combustion (NUC, WAT, WND, GEO, or SUN)
EXCLUDE | CO | Northern Colorado Wind LLC | 57290 | GE | WND | WT | 22.5 |  | IPP Non-CHP | N | Non Combustion (NUC, WAT, WND, GEO, or SUN)
EXCLUDE | CO | Northern Colorado Wind LLC | 57290 | SIEM | WND | WT | 151.8 |  | IPP Non-CHP | N | Non Combustion (NUC, WAT, WND, GEO, or SUN)
EXCLUDE | TX | EC&R Papalote Creek I LLC | 56983 | 1 | WND | WT | 180 |  | IPP Non-CHP | N | Non Combustion (NUC, WAT, WND, GEO, or SUN)
EXCLUDE | MT | Diamond Willow Wind Facility | 56782 | DIAW | WND | WT | 30 |  | Electric Utility | N | Non Combustion (NUC, WAT, WND, GEO, or SUN)
EXCLUDE | UT | Manti Upper | 3676 | 1 | WAT | HY | 0.6 |  | Electric Utility | N | Non Combustion (NUC, WAT, WND, GEO, or SUN)
EXCLUDE | UT | Manti Upper | 3676 | HC2 | WAT | HY | 1 |  | Electric Utility | N | Non Combustion (NUC, WAT, WND, GEO, or SUN)
EXCLUDE | MN | Twin Lake Hills LLC | 55568 | TL30 | WND | WT | 1.9 |  | IPP Non-CHP | N | Non Combustion (NUC, WAT, WND, GEO, or SUN)
EXCLUDE | MI | Edenville | 50158 | 1 | WAT | HY | 2.4 |  | IPP Non-CHP | N | Non Combustion (NUC, WAT, WND, GEO, or SUN)
EXCLUDE | MI | Edenville | 50158 | 2 | WAT | HY | 2.4 |  | IPP Non-CHP | N | Non Combustion (NUC, WAT, WND, GEO, or SUN)
EXCLUDE | TX | EXC Wind 8 LLC | 56838 | 1 | WND | WT | 10 |  | IPP Non-CHP | N | Non Combustion (NUC, WAT, WND, GEO, or SUN)
EXCLUDE | MN | Grant County Wind LLC | 57274 | 1 | WND | WT | 20 |  | IPP Non-CHP | N | Non Combustion (NUC, WAT, WND, GEO, or SUN)
EXCLUDE | AR | Remmel | 174 | 1 | WAT | HY | 3 |  | Electric Utility | N | Non Combustion (NUC, WAT, WND, GEO, or SUN)
EXCLUDE | AR | Remmel | 174 | 2 | WAT | HY | 3 |  | Electric Utility | N | Non Combustion (NUC, WAT, WND, GEO, or SUN)
EXCLUDE | AR | Remmel | 174 | 3 | WAT | HY | 3 |  | Electric Utility | N | Non Combustion (NUC, WAT, WND, GEO, or SUN)
EXCLUDE | UT | Pine View Dam | 7132 | NA1 | WAT | HY | 1.8 |  | Electric Utility | N | Non Combustion (NUC, WAT, WND, GEO, or SUN)
EXCLUDE | UT | Pioneer | 3656 | 1 | WAT | HY | 2.5 |  | Electric Utility | N | Non Combustion (NUC, WAT, WND, GEO, or SUN)
EXCLUDE | UT | Pioneer | 3656 | 2 | WAT | HY | 2.5 |  | Electric Utility | N | Non Combustion (NUC, WAT, WND, GEO, or SUN)
EXCLUDE | MN | Carstensen Wind | 56410 | 1 | WND | WT | 1.7 |  | IPP Non-CHP | N | Non Combustion (NUC, WAT, WND, GEO, or SUN)
EXCLUDE | TX | Mesquite Wind Power LLC | 56395 | 1 | WND | WT | 200 |  | IPP Non-CHP | N | Non Combustion (NUC, WAT, WND, GEO, or SUN)
EXCLUDE | CA | Merced Falls | 258 | 1 | WAT | HY | 3.4 |  | Electric Utility | N | Non Combustion (NUC, WAT, WND, GEO, or SUN)
EXCLUDE | CA | Pit 1 | 265 | H1 | WAT | HY | 34.6 |  | Electric Utility | N | Non Combustion (NUC, WAT, WND, GEO, or SUN)
EXCLUDE | CA | Pit 1 | 265 | H2 | WAT | HY | 34.6 |  | Electric Utility | N | Non Combustion (NUC, WAT, WND, GEO, or SUN)
EXCLUDE | TN | South Holston | 3416 | 1 | WAT | HY | 38.5 |  | Electric Utility | N | Non Combustion (NUC, WAT, WND, GEO, or SUN)
EXCLUDE | CA | Caribou 2 | 223 | 4 | WAT | HY | 60.3 |  | Electric Utility | N | Non Combustion (NUC, WAT, WND, GEO, or SUN)
EXCLUDE | CA | Caribou 2 | 223 | 5 | WAT | HY | 57.6 |  | Electric Utility | N | Non Combustion (NUC, WAT, WND, GEO, or SUN)
EXCLUDE | WI | Tomahawk | 4075 | 1 | WAT | HY | 1.3 |  | Electric Utility | N | Non Combustion (NUC, WAT, WND, GEO, or SUN)
EXCLUDE | WI | Tomahawk | 4075 | 2 | WAT | HY | 1.3 |  | Electric Utility | N | Non Combustion (NUC, WAT, WND, GEO, or SUN)
EXCLUDE | CA | Volta 2 | 180 | 1 | WAT | HY | 1 |  | Electric Utility | N | Non Combustion (NUC, WAT, WND, GEO, or SUN)
EXCLUDE | MN | Danielson Wind Farms LLC | 57396 | DWF | WND | WT | 20 |  | IPP Non-CHP | N | Non Combustion (NUC, WAT, WND, GEO, or SUN)
EXCLUDE | CA | Cow Creek | 229 | 1 | WAT | HY | 0.7 |  | Electric Utility | N | Non Combustion (NUC, WAT, WND, GEO, or SUN)
EXCLUDE | CA | Cow Creek | 229 | 2 | WAT | HY | 0.7 |  | Electric Utility | N | Non Combustion (NUC, WAT, WND, GEO, or SUN)
EXCLUDE | WA | Ice Harbor | 3925 | 1 | WAT | HY | 90 |  | Electric Utility | N | Non Combustion (NUC, WAT, WND, GEO, or SUN)
EXCLUDE | WA | Ice Harbor | 3925 | 2 | WAT | HY | 90 |  | Electric Utility | N | Non Combustion (NUC, WAT, WND, GEO, or SUN)
EXCLUDE | WA | Ice Harbor | 3925 | 3 | WAT | HY | 90 |  | Electric Utility | N | Non Combustion (NUC, WAT, WND, GEO, or SUN)
EXCLUDE | WA | Ice Harbor | 3925 | 4 | WAT | HY | 111 |  | Electric Utility | N | Non Combustion (NUC, WAT, WND, GEO, or SUN)
EXCLUDE | WA | Ice Harbor | 3925 | 5 | WAT | HY | 111 |  | Electric Utility | N | Non Combustion (NUC, WAT, WND, GEO, or SUN)
EXCLUDE | WA | Ice Harbor | 3925 | 6 | WAT | HY | 111 |  | Electric Utility | N | Non Combustion (NUC, WAT, WND, GEO, or SUN)
EXCLUDE | ND | FPL Energy North Dakota Wind I/II | 56099 | GE15 | WND | WT | 21 |  | IPP Non-CHP | N | Non Combustion (NUC, WAT, WND, GEO, or SUN)
EXCLUDE | ND | FPL Energy North Dakota Wind I/II | 56099 | GE16 | WND | WT | 40.5 |  | IPP Non-CHP | N | Non Combustion (NUC, WAT, WND, GEO, or SUN)
EXCLUDE | ID | Yahoo Creek | 57126 | YCWP | WND | WT | 21 |  | IPP Non-CHP | N | Non Combustion (NUC, WAT, WND, GEO, or SUN)
EXCLUDE | SD | Buffalo Ridge II LLC | 57424 | 1 | WND | WT | 210 |  | IPP Non-CHP | N | Non Combustion (NUC, WAT, WND, GEO, or SUN)
EXCLUDE | NY | Dolgeville Hydro | 10238 | GEN1 | WAT | HY | 5 |  | IPP Non-CHP | N | Non Combustion (NUC, WAT, WND, GEO, or SUN)
EXCLUDE | CO | Logan Wind Energy | 56613 | 1 | WND | WT | 201 |  | IPP Non-CHP | N | Non Combustion (NUC, WAT, WND, GEO, or SUN)
EXCLUDE | TX | EXC Wind 5 LLC | 56561 | JDW5 | WND | WT | 10 |  | IPP Non-CHP | N | Non Combustion (NUC, WAT, WND, GEO, or SUN)
EXCLUDE | VT | Beldens | 6451 | 1 | WAT | HY | 0.8 |  | Electric Utility | N | Non Combustion (NUC, WAT, WND, GEO, or SUN)
EXCLUDE | VT | Beldens | 6451 | 2 | WAT | HY | 0.8 |  | Electric Utility | N | Non Combustion (NUC, WAT, WND, GEO, or SUN)
EXCLUDE | VT | Beldens | 6451 | HC3 | WAT | HY | 4.1 |  | Electric Utility | N | Non Combustion (NUC, WAT, WND, GEO, or SUN)
EXCLUDE | WV | Pinnacle Wind Force LLC | 57595 | 1 | WND | WT | 55.2 |  | IPP Non-CHP | N | Non Combustion (NUC, WAT, WND, GEO, or SUN)
EXCLUDE | WA | Lower Granite | 6175 | 1 | WAT | HY | 135 |  | Electric Utility | N | Non Combustion (NUC, WAT, WND, GEO, or SUN)
EXCLUDE | WA | Lower Granite | 6175 | 2 | WAT | HY | 135 |  | Electric Utility | N | Non Combustion (NUC, WAT, WND, GEO, or SUN)
EXCLUDE | WA | Lower Granite | 6175 | 3 | WAT | HY | 135 |  | Electric Utility | N | Non Combustion (NUC, WAT, WND, GEO, or SUN)
EXCLUDE | WA | Lower Granite | 6175 | 4 | WAT | HY | 135 |  | Electric Utility | N | Non Combustion (NUC, WAT, WND, GEO, or SUN)
EXCLUDE | WA | Lower Granite | 6175 | 5 | WAT | HY | 135 |  | Electric Utility | N | Non Combustion (NUC, WAT, WND, GEO, or SUN)
EXCLUDE | WA | Lower Granite | 6175 | 6 | WAT | HY | 135 |  | Electric Utility | N | Non Combustion (NUC, WAT, WND, GEO, or SUN)
EXCLUDE | CA | Cresta | 231 | 1 | WAT | HY | 36.9 |  | Electric Utility | N | Non Combustion (NUC, WAT, WND, GEO, or SUN)
EXCLUDE | CA | Cresta | 231 | 2 | WAT | HY | 36.9 |  | Electric Utility | N | Non Combustion (NUC, WAT, WND, GEO, or SUN)
EXCLUDE | TX | NWP Indian Mesa Wind Farm | 55747 | NWP2 | WND | WT | 82.5 |  | IPP Non-CHP | N | Non Combustion (NUC, WAT, WND, GEO, or SUN)
EXCLUDE | WA | Wynoochee | 7127 | 1 | WAT | HY | 12.8 |  | Electric Utility | N | Non Combustion (NUC, WAT, WND, GEO, or SUN)
EXCLUDE | IL | High Trail Wind Farm LLC | 56338 | 1 | WND | WT | 198 |  | IPP Non-CHP | N | Non Combustion (NUC, WAT, WND, GEO, or SUN)
EXCLUDE | NC | High Rock | 54896 | HR1 | WAT | HY | 11 |  | Electric Utility | N | Non Combustion (NUC, WAT, WND, GEO, or SUN)
EXCLUDE | NC | High Rock | 54896 | HR2 | WAT | HY | 11 |  | Electric Utility | N | Non Combustion (NUC, WAT, WND, GEO, or SUN)
EXCLUDE | NC | High Rock | 54896 | HR3 | WAT | HY | 11 |  | Electric Utility | N | Non Combustion (NUC, WAT, WND, GEO, or SUN)
EXCLUDE | NY | Copenhagen Plant | 10545 | GEN1 | WAT | HY | 1.5 |  | IPP Non-CHP | N | Non Combustion (NUC, WAT, WND, GEO, or SUN)
EXCLUDE | NY | Copenhagen Plant | 10545 | GEN2 | WAT | HY | 1.5 |  | IPP Non-CHP | N | Non Combustion (NUC, WAT, WND, GEO, or SUN)
EXCLUDE | NY | Copenhagen Plant | 10545 | GEN3 | WAT | HY | 0.3 |  | IPP Non-CHP | N | Non Combustion (NUC, WAT, WND, GEO, or SUN)
EXCLUDE | KS | Cloud County Wind Farm | 56784 | 1 | WND | WT | 105 |  | IPP Non-CHP | N | Non Combustion (NUC, WAT, WND, GEO, or SUN)
EXCLUDE | KS | Cloud County Wind Farm | 56784 | 2 | WND | WT | 96 |  | IPP Non-CHP | N | Non Combustion (NUC, WAT, WND, GEO, or SUN)
EXCLUDE | KS | Central Plains Wind Farm | 56818 | 1 | WND | WT | 99 |  | Electric Utility | N | Non Combustion (NUC, WAT, WND, GEO, or SUN)
EXCLUDE | MI | McClure | 7116 | 1 | WAT | HY | 4 |  | Electric Utility | N | Non Combustion (NUC, WAT, WND, GEO, or SUN)
EXCLUDE | MI | McClure | 7116 | 2 | WAT | HY | 4 |  | Electric Utility | N | Non Combustion (NUC, WAT, WND, GEO, or SUN)
EXCLUDE | WI | Flambeau Crowley Rapids Project | 55684 | GEN1 | WAT | HY | 1 |  | IPP Non-CHP | N | Non Combustion (NUC, WAT, WND, GEO, or SUN)
EXCLUDE | WI | Flambeau Crowley Rapids Project | 55684 | GEN2 | WAT | HY | 0.5 |  | IPP Non-CHP | N | Non Combustion (NUC, WAT, WND, GEO, or SUN)
EXCLUDE | TX | EC&R Panther Creek Wind Farm III | 56979 | 1 | WND | WT | 199.5 |  | IPP Non-CHP | N | Non Combustion (NUC, WAT, WND, GEO, or SUN)
EXCLUDE | MA | Redbridge | 1638 | RB3 | WAT | HY | 1.8 |  | IPP Non-CHP | N | Non Combustion (NUC, WAT, WND, GEO, or SUN)
EXCLUDE | MA | Redbridge | 1638 | RB4 | WAT | HY | 1.8 |  | IPP Non-CHP | N | Non Combustion (NUC, WAT, WND, GEO, or SUN)
EXCLUDE | MN | CG Windfarm LLC | 56200 | I | WND | WT | 2 |  | IPP Non-CHP | N | Non Combustion (NUC, WAT, WND, GEO, or SUN)
EXCLUDE | TX | EXC Wind 9 LLC | 56837 | 1 | WND | WT | 10 |  | IPP Non-CHP | N | Non Combustion (NUC, WAT, WND, GEO, or SUN)
EXCLUDE | TX | EXC Wind 2 LLC | 56558 | JDW2 | WND | WT | 10 |  | IPP Non-CHP | N | Non Combustion (NUC, WAT, WND, GEO, or SUN)
EXCLUDE | AL | Millers Ferry | 38 | 1 | WAT | HY | 33.7 |  | Electric Utility | N | Non Combustion (NUC, WAT, WND, GEO, or SUN)
EXCLUDE | AL | Millers Ferry | 38 | 2 | WAT | HY | 33.7 |  | Electric Utility | N | Non Combustion (NUC, WAT, WND, GEO, or SUN)
EXCLUDE | AL | Millers Ferry | 38 | 3 | WAT | HY | 33.7 |  | Electric Utility | N | Non Combustion (NUC, WAT, WND, GEO, or SUN)
EXCLUDE | ID | Mora Drop Hydroelectric Project | 56498 | 1 | WAT | HY | 1.7 |  | IPP Non-CHP | N | Non Combustion (NUC, WAT, WND, GEO, or SUN)
EXCLUDE | WY | Glenrock | 56841 | 1 | WND | WT | 103.3 |  | Electric Utility | N | Non Combustion (NUC, WAT, WND, GEO, or SUN)
EXCLUDE | WY | Glenrock | 56841 | 2 | WND | WT | 40.7 |  | Electric Utility | N | Non Combustion (NUC, WAT, WND, GEO, or SUN)
EXCLUDE | TX | Sweetwater Wind 4 LLC | 56337 | SW4 | WND | WT | 241 |  | IPP Non-CHP | N | Non Combustion (NUC, WAT, WND, GEO, or SUN)
EXCLUDE | MN | Green Acres Breeze LLC | 56590 | 1 | WND | WT | 1.3 |  | IPP Non-CHP | N | Non Combustion (NUC, WAT, WND, GEO, or SUN)
EXCLUDE | TX | Sweetwater Wind 5 | 56372 | SW5 | WND | WT | 80.5 |  | IPP Non-CHP | N | Non Combustion (NUC, WAT, WND, GEO, or SUN)
EXCLUDE | CA | Poe | 272 | 1 | WAT | HY | 71.4 |  | Electric Utility | N | Non Combustion (NUC, WAT, WND, GEO, or SUN)
EXCLUDE | CA | Poe | 272 | 2 | WAT | HY | 71.4 |  | Electric Utility | N | Non Combustion (NUC, WAT, WND, GEO, or SUN)
EXCLUDE | CA | San Dimas Wash Generating Station | 50233 | 4011 | WAT | HY | 1 |  | IPP Non-CHP | N | Non Combustion (NUC, WAT, WND, GEO, or SUN)
EXCLUDE | NY | Dashville | 2481 | 1 | WAT | HY | 2.4 |  | Electric Utility | N | Non Combustion (NUC, WAT, WND, GEO, or SUN)
EXCLUDE | NY | Dashville | 2481 | 2 | WAT | HY | 2.4 |  | Electric Utility | N | Non Combustion (NUC, WAT, WND, GEO, or SUN)
EXCLUDE | MN | Minnesota Breeze LLC | 56587 | 1 | WND | WT | 1.3 |  | IPP Non-CHP | N | Non Combustion (NUC, WAT, WND, GEO, or SUN)
EXCLUDE | NY | Granby | 2569 | 1 | WAT | HY | 5 |  | IPP Non-CHP | N | Non Combustion (NUC, WAT, WND, GEO, or SUN)
EXCLUDE | NY | Granby | 2569 | 2 | WAT | HY | 5 |  | IPP Non-CHP | N | Non Combustion (NUC, WAT, WND, GEO, or SUN)
EXCLUDE | NH | Somersworth Lower Great Dam | 50704 | GEN1 | WAT | HY | 1.3 |  | IPP Non-CHP | N | Non Combustion (NUC, WAT, WND, GEO, or SUN)
EXCLUDE | MN | Autumn Hills LLC | 55566 | AH30 | WND | WT | 1.9 |  | IPP Non-CHP | N | Non Combustion (NUC, WAT, WND, GEO, or SUN)
EXCLUDE | ID | Salmon Falls Wind Park | 56441 | SFWP | WND | WT | 21 |  | IPP Non-CHP | N | Non Combustion (NUC, WAT, WND, GEO, or SUN)
EXCLUDE | KS | Flat Ridge Wind Energy LLC | 56879 | 1 | WND | WT | 50 |  | IPP Non-CHP | N | Non Combustion (NUC, WAT, WND, GEO, or SUN)
EXCLUDE | MN | Byllesby | 50328 | 1 | WAT | HY | 0.8 |  | IPP Non-CHP | N | Non Combustion (NUC, WAT, WND, GEO, or SUN)
EXCLUDE | MN | Byllesby | 50328 | 2 | WAT | HY | 0.8 |  | IPP Non-CHP | N | Non Combustion (NUC, WAT, WND, GEO, or SUN)
EXCLUDE | MN | Byllesby | 50328 | 3 | WAT | HY | 0.9 |  | IPP Non-CHP | N | Non Combustion (NUC, WAT, WND, GEO, or SUN)
EXCLUDE | CA | Big Creek 1 | 317 | 1 | WAT | HY | 19.8 |  | Electric Utility | N | Non Combustion (NUC, WAT, WND, GEO, or SUN)
EXCLUDE | CA | Big Creek 1 | 317 | 2 | WAT | HY | 15.7 |  | Electric Utility | N | Non Combustion (NUC, WAT, WND, GEO, or SUN)
EXCLUDE | CA | Big Creek 1 | 317 | 3 | WAT | HY | 21.6 |  | Electric Utility | N | Non Combustion (NUC, WAT, WND, GEO, or SUN)
EXCLUDE | CA | Big Creek 1 | 317 | 4 | WAT | HY | 31.2 |  | Electric Utility | N | Non Combustion (NUC, WAT, WND, GEO, or SUN)
EXCLUDE | IA | Osceola Windpower LLC | 56645 | CL25 | WND | WT | 100 |  | IPP Non-CHP | N | Non Combustion (NUC, WAT, WND, GEO, or SUN)
EXCLUDE | TX | Turkey Track Wind Energy LLC | 56774 | 1 | WND | WT | 169.5 |  | IPP Non-CHP | N | Non Combustion (NUC, WAT, WND, GEO, or SUN)
EXCLUDE | MN | Sun River LLC | 55562 | SU30 | WND | WT | 1.9 |  | IPP Non-CHP | N | Non Combustion (NUC, WAT, WND, GEO, or SUN)
EXCLUDE | MN | G Flow Wind LLC | 56588 | 1 | WND | WT | 1.3 |  | IPP Non-CHP | N | Non Combustion (NUC, WAT, WND, GEO, or SUN)
EXCLUDE | MN | Sunset Breeze LLC | 56586 | 1 | WND | WT | 1.3 |  | IPP Non-CHP | N | Non Combustion (NUC, WAT, WND, GEO, or SUN)
EXCLUDE | CT | Rainbow | 559 | 1 | WAT | HY | 4 |  | Electric Utility | N | Non Combustion (NUC, WAT, WND, GEO, or SUN)
EXCLUDE | CT | Rainbow | 559 | 2 | WAT | HY | 4 |  | Electric Utility | N | Non Combustion (NUC, WAT, WND, GEO, or SUN)
EXCLUDE | MN | Elm Creek Wind II LLC | 57649 | 1 | WND | WT | 148.8 |  | IPP Non-CHP | N | Non Combustion (NUC, WAT, WND, GEO, or SUN)
EXCLUDE | MN | Chandler Hills Wind Farm | 56646 | 1 | WND | WT | 2 |  | IPP Non-CHP | N | Non Combustion (NUC, WAT, WND, GEO, or SUN)
EXCLUDE | ID | Payne's Ferry | 57124 | PFWP | WND | WT | 21 |  | IPP Non-CHP | N | Non Combustion (NUC, WAT, WND, GEO, or SUN)
EXCLUDE | ID | Milner Hydro | 7190 | 1 | WAT | HY | 46.6 |  | Electric Utility | N | Non Combustion (NUC, WAT, WND, GEO, or SUN)
EXCLUDE | ID | Milner Hydro | 7190 | 2 | WAT | HY | 12.1 |  | Electric Utility | N | Non Combustion (NUC, WAT, WND, GEO, or SUN)
EXCLUDE | ID | Milner Hydro | 7190 | 3 | WAT | HY | 0.8 |  | Electric Utility | N | Non Combustion (NUC, WAT, WND, GEO, or SUN)
EXCLUDE | ID | S E Hazelton A | 50896 | GEN1 | WAT | HY | 2.8 |  | IPP Non-CHP | N | Non Combustion (NUC, WAT, WND, GEO, or SUN)
EXCLUDE | ID | S E Hazelton A | 50896 | GEN2 | WAT | HY | 2.8 |  | IPP Non-CHP | N | Non Combustion (NUC, WAT, WND, GEO, or SUN)
EXCLUDE | ID | S E Hazelton A | 50896 | GEN3 | WAT | HY | 2.8 |  | IPP Non-CHP | N | Non Combustion (NUC, WAT, WND, GEO, or SUN)
EXCLUDE | CA | Stanislaus | 285 | HC1 | WAT | HY | 81.9 |  | Electric Utility | N | Non Combustion (NUC, WAT, WND, GEO, or SUN)
EXCLUDE | TX | Trent Wind Farm LP | 55968 | WTG1 | WND | WT | 150 |  | IPP Non-CHP | N | Non Combustion (NUC, WAT, WND, GEO, or SUN)
EXCLUDE | IL | Upper Sterling | 7474 | 1 | WAT | HY | 1.1 |  | Electric Utility | N | Non Combustion (NUC, WAT, WND, GEO, or SUN)
EXCLUDE | IL | Upper Sterling | 7474 | 2 | WAT | HY | 1.1 |  | Electric Utility | N | Non Combustion (NUC, WAT, WND, GEO, or SUN)
EXCLUDE | NE | Johnson 1 | 2228 | 1 | WAT | HY | 10.8 |  | Electric Utility | N | Non Combustion (NUC, WAT, WND, GEO, or SUN)
EXCLUDE | NE | Johnson 1 | 2228 | 2 | WAT | HY | 10.8 |  | Electric Utility | N | Non Combustion (NUC, WAT, WND, GEO, or SUN)
EXCLUDE | TN | Norris Dam | 3411 | 1 | WAT | HY | 65.7 |  | Electric Utility | N | Non Combustion (NUC, WAT, WND, GEO, or SUN)
EXCLUDE | TN | Norris Dam | 3411 | 2 | WAT | HY | 65.7 |  | Electric Utility | N | Non Combustion (NUC, WAT, WND, GEO, or SUN)
EXCLUDE | CA | Montezuma Wind II | 57701 | 1 | WND | WT | 78.2 |  | IPP Non-CHP | N | Non Combustion (NUC, WAT, WND, GEO, or SUN)
EXCLUDE | MI | Grand Rapids | 1787 | 1 | WAT | HY | 1.1 |  | Electric Utility | N | Non Combustion (NUC, WAT, WND, GEO, or SUN)
EXCLUDE | MI | Grand Rapids | 1787 | 2 | WAT | HY | 1.1 |  | Electric Utility | N | Non Combustion (NUC, WAT, WND, GEO, or SUN)
EXCLUDE | MI | Grand Rapids | 1787 | 3 | WAT | HY | 1.5 |  | Electric Utility | N | Non Combustion (NUC, WAT, WND, GEO, or SUN)
EXCLUDE | MI | Grand Rapids | 1787 | 4 | WAT | HY | 1.9 |  | Electric Utility | N | Non Combustion (NUC, WAT, WND, GEO, or SUN)
EXCLUDE | MI | Grand Rapids | 1787 | 5 | WAT | HY | 1.9 |  | Electric Utility | N | Non Combustion (NUC, WAT, WND, GEO, or SUN)
EXCLUDE | MN | Fairmont Wind | 56415 | WND1 | WND | WT | 1 |  | Electric Utility | N | Non Combustion (NUC, WAT, WND, GEO, or SUN)
EXCLUDE | MN | Fairmont Wind | 56415 | WND2 | WND | WT | 1 |  | Electric Utility | N | Non Combustion (NUC, WAT, WND, GEO, or SUN)
EXCLUDE | MN | Fairmont Wind | 56415 | WND3 | WND | WT | 1.7 |  | Electric Utility | N | Non Combustion (NUC, WAT, WND, GEO, or SUN)
EXCLUDE | MN | Fairmont Wind | 56415 | WND4 | WND | WT | 1.7 |  | Electric Utility | N | Non Combustion (NUC, WAT, WND, GEO, or SUN)
EXCLUDE | PA | Yough Hydro Power | 52036 | GEN1 | WAT | HY | 6.1 |  | IPP Non-CHP | N | Non Combustion (NUC, WAT, WND, GEO, or SUN)
EXCLUDE | PA | Yough Hydro Power | 52036 | GEN2 | WAT | HY | 6.1 |  | IPP Non-CHP | N | Non Combustion (NUC, WAT, WND, GEO, or SUN)
EXCLUDE | WA | Upriver Dam Hydro Plant | 50380 | GEN1 | WAT | HY | 2 |  | IPP Non-CHP | N | Non Combustion (NUC, WAT, WND, GEO, or SUN)
EXCLUDE | WA | Upriver Dam Hydro Plant | 50380 | GEN2 | WAT | HY | 2 |  | IPP Non-CHP | N | Non Combustion (NUC, WAT, WND, GEO, or SUN)
EXCLUDE | WA | Upriver Dam Hydro Plant | 50380 | GEN3 | WAT | HY | 2 |  | IPP Non-CHP | N | Non Combustion (NUC, WAT, WND, GEO, or SUN)
EXCLUDE | WA | Upriver Dam Hydro Plant | 50380 | GEN4 | WAT | HY | 5.8 |  | IPP Non-CHP | N | Non Combustion (NUC, WAT, WND, GEO, or SUN)
EXCLUDE | WA | Upriver Dam Hydro Plant | 50380 | GEN5 | WAT | HY | 5.8 |  | IPP Non-CHP | N | Non Combustion (NUC, WAT, WND, GEO, or SUN)
EXCLUDE | IA | Iowa Lakes Community College Wind Farm | 57257 | VMN82 | WND | WT | 1 |  | Commercial Non-CHP | N | Non Combustion (NUC, WAT, WND, GEO, or SUN)
EXCLUDE | TX | Sherbino II | 57415 | 1 | WND | WT | 150 |  | IPP Non-CHP | N | Non Combustion (NUC, WAT, WND, GEO, or SUN)
EXCLUDE | WY | Foote Creek III | 55609 | GEN1 | WND | WT | 24.8 |  | IPP Non-CHP | N | Non Combustion (NUC, WAT, WND, GEO, or SUN)
EXCLUDE | OR | PHP 2 | 4214 | 2 | WAT | HY | 11.8 |  | Electric Utility | N | Non Combustion (NUC, WAT, WND, GEO, or SUN)
EXCLUDE | IA | Charles City Wind Farm | 56677 | CCWF | WND | WT | 75 |  | Electric Utility | N | Non Combustion (NUC, WAT, WND, GEO, or SUN)
EXCLUDE | WA | Vantage Wind Energy LLC | 57188 | 1 | WND | WT | 90 |  | IPP Non-CHP | N | Non Combustion (NUC, WAT, WND, GEO, or SUN)
EXCLUDE | TX | Pattern Gulf Wind | 56661 | 1 | WND | WT | 283.2 |  | IPP Non-CHP | N | Non Combustion (NUC, WAT, WND, GEO, or SUN)
EXCLUDE | OH | Racine | 6006 | 1 | WAT | HY | 23.7 |  | Electric Utility | N | Non Combustion (NUC, WAT, WND, GEO, or SUN)
EXCLUDE | OH | Racine | 6006 | 2 | WAT | HY | 23.7 |  | Electric Utility | N | Non Combustion (NUC, WAT, WND, GEO, or SUN)
EXCLUDE | CA | Pardee | 376 | 1 | WAT | HY | 7.5 |  | Electric Utility | N | Non Combustion (NUC, WAT, WND, GEO, or SUN)
EXCLUDE | CA | Pardee | 376 | 2 | WAT | HY | 7.5 |  | Electric Utility | N | Non Combustion (NUC, WAT, WND, GEO, or SUN)
EXCLUDE | CA | Pardee | 376 | 3 | WAT | HY | 8.6 |  | Electric Utility | N | Non Combustion (NUC, WAT, WND, GEO, or SUN)
EXCLUDE | MI | C W Tippy | 1698 | 1 | WAT | HY | 6.7 |  | Electric Utility | N | Non Combustion (NUC, WAT, WND, GEO, or SUN)
EXCLUDE | MI | C W Tippy | 1698 | 2 | WAT | HY | 6.7 |  | Electric Utility | N | Non Combustion (NUC, WAT, WND, GEO, or SUN)
EXCLUDE | MI | C W Tippy | 1698 | 3 | WAT | HY | 6.7 |  | Electric Utility | N | Non Combustion (NUC, WAT, WND, GEO, or SUN)
EXCLUDE | MD | Roth Rock Wind Farm LLC | 57239 | SRRW1 | WND | WT | 40 |  | IPP Non-CHP | N | Non Combustion (NUC, WAT, WND, GEO, or SUN)
EXCLUDE | OK | Centennial Wind Farm | 56380 | WT1 | WND | WT | 120 |  | Electric Utility | N | Non Combustion (NUC, WAT, WND, GEO, or SUN)
EXCLUDE | ID | Goshen Phase II | 57211 | 1 | WND | WT | 124.5 |  | IPP Non-CHP | N | Non Combustion (NUC, WAT, WND, GEO, or SUN)
EXCLUDE | TX | Penascal II Wind Project LLC | 57095 | 1 | WND | WT | 201 |  | IPP Non-CHP | N | Non Combustion (NUC, WAT, WND, GEO, or SUN)
EXCLUDE | TX | EXC Wind 1 LLC | 56557 | 1 | WND | WT | 10 |  | IPP Non-CHP | N | Non Combustion (NUC, WAT, WND, GEO, or SUN)
EXCLUDE | CO | Estes | 513 | 1 | WAT | HY | 15 |  | Electric Utility | N | Non Combustion (NUC, WAT, WND, GEO, or SUN)
EXCLUDE | CO | Estes | 513 | 2 | WAT | HY | 15 |  | Electric Utility | N | Non Combustion (NUC, WAT, WND, GEO, or SUN)
EXCLUDE | CO | Estes | 513 | 3 | WAT | HY | 15 |  | Electric Utility | N | Non Combustion (NUC, WAT, WND, GEO, or SUN)
EXCLUDE | MN | Rochester Hydro | 2007 | 1 | WAT | HY | 1.3 |  | Electric Utility | N | Non Combustion (NUC, WAT, WND, GEO, or SUN)
EXCLUDE | MN | Rochester Hydro | 2007 | 2 | WAT | HY | 1.3 |  | Electric Utility | N | Non Combustion (NUC, WAT, WND, GEO, or SUN)
EXCLUDE | CA | San Gorgonio Westwinds II LLC | 50690 | GEN1 | WND | WT | 43.4 |  | IPP Non-CHP | N | Non Combustion (NUC, WAT, WND, GEO, or SUN)
EXCLUDE | NE | Ainsworth Wind | 56162 | 1 | WND | WT | 59.4 |  | Electric Utility | N | Non Combustion (NUC, WAT, WND, GEO, or SUN)
EXCLUDE | MN | Windcurrent Farms LLC | 56205 | 1 | WND | WT | 2 |  | IPP Non-CHP | N | Non Combustion (NUC, WAT, WND, GEO, or SUN)
EXCLUDE | IA | Whispering Willow Wind Farm - East | 56355 | 1 | WND | WT | 199.7 |  | Electric Utility | N | Non Combustion (NUC, WAT, WND, GEO, or SUN)
EXCLUDE | AK | Humpback Creek | 7042 | 1 | WAT | HY | 0.5 |  | Electric Utility | N | Non Combustion (NUC, WAT, WND, GEO, or SUN)
EXCLUDE | AK | Humpback Creek | 7042 | 2 | WAT | HY | 0.5 |  | Electric Utility | N | Non Combustion (NUC, WAT, WND, GEO, or SUN)
EXCLUDE | AK | Humpback Creek | 7042 | 3 | WAT | HY | 0.2 |  | Electric Utility | N | Non Combustion (NUC, WAT, WND, GEO, or SUN)
EXCLUDE | MI | Hardy | 1707 | 1 | WAT | HY | 10 |  | Electric Utility | N | Non Combustion (NUC, WAT, WND, GEO, or SUN)
EXCLUDE | MI | Hardy | 1707 | 2 | WAT | HY | 10 |  | Electric Utility | N | Non Combustion (NUC, WAT, WND, GEO, or SUN)
EXCLUDE | MI | Hardy | 1707 | 3 | WAT | HY | 11.5 |  | Electric Utility | N | Non Combustion (NUC, WAT, WND, GEO, or SUN)
EXCLUDE | VT | Cavendish | 3710 | 1 | WAT | HY | 0.6 |  | Electric Utility | N | Non Combustion (NUC, WAT, WND, GEO, or SUN)
EXCLUDE | VT | Cavendish | 3710 | 2 | WAT | HY | 0.6 |  | Electric Utility | N | Non Combustion (NUC, WAT, WND, GEO, or SUN)
EXCLUDE | VT | Cavendish | 3710 | 3 | WAT | HY | 0.5 |  | Electric Utility | N | Non Combustion (NUC, WAT, WND, GEO, or SUN)
EXCLUDE | WY | Happy Jack Windpower Project | 56960 | HJW01 | WND | WT | 29.4 |  | IPP Non-CHP | N | Non Combustion (NUC, WAT, WND, GEO, or SUN)
EXCLUDE | MN | Florence Hills LLC | 55574 | FH30 | WND | WT | 1.9 |  | IPP Non-CHP | N | Non Combustion (NUC, WAT, WND, GEO, or SUN)
EXCLUDE | CA | Cabazon Wind Partners | 56011 | V-47 | WND | WT | 41 |  | IPP Non-CHP | N | Non Combustion (NUC, WAT, WND, GEO, or SUN)
EXCLUDE | CO | Boulder City Betasso Hydro Plant | 54680 | 0001 | WAT | HY | 3 |  | IPP Non-CHP | N | Non Combustion (NUC, WAT, WND, GEO, or SUN)
EXCLUDE | MN | Minwind 3-9 | 56123 | 1 | WND | WT | 11.5 |  | IPP Non-CHP | N | Non Combustion (NUC, WAT, WND, GEO, or SUN)
EXCLUDE | CA | Garnet Wind Energy Center | 57302 | 1 | WND | WT | 6.5 |  | IPP Non-CHP | N | Non Combustion (NUC, WAT, WND, GEO, or SUN)
EXCLUDE | NV | Steamboat Hills LP | 50654 | GEN1 | GEO | ST | 14.6 |  | IPP Non-CHP | N | Non Combustion (NUC, WAT, WND, GEO, or SUN)
EXCLUDE | TX | Pyron Wind Farm LLC | 56981 | 1 | WND | WT | 249 |  | IPP Non-CHP | N | Non Combustion (NUC, WAT, WND, GEO, or SUN)
EXCLUDE | ID | Bypass | 50895 | GEN1 | WAT | HY | 3.3 |  | IPP Non-CHP | N | Non Combustion (NUC, WAT, WND, GEO, or SUN)
EXCLUDE | ID | Bypass | 50895 | GEN2 | WAT | HY | 3.3 |  | IPP Non-CHP | N | Non Combustion (NUC, WAT, WND, GEO, or SUN)
EXCLUDE | ID | Bypass | 50895 | GEN3 | WAT | HY | 3.3 |  | IPP Non-CHP | N | Non Combustion (NUC, WAT, WND, GEO, or SUN)
EXCLUDE | KS | Flat Ridge Wind Farm | 56819 | 1 | WND | WT | 50 |  | Electric Utility | N | Non Combustion (NUC, WAT, WND, GEO, or SUN)
EXCLUDE | IL | Crescent Ridge | 56297 | 1 | WND | WT | 53 |  | IPP Non-CHP | N | Non Combustion (NUC, WAT, WND, GEO, or SUN)
EXCLUDE | ID | Golden Valley Wind Park LLC | 56435 | GVWP | WND | WT | 12 |  | IPP Non-CHP | N | Non Combustion (NUC, WAT, WND, GEO, or SUN)
EXCLUDE | MI | Alcona | 1693 | 1 | WAT | HY | 4 |  | Electric Utility | N | Non Combustion (NUC, WAT, WND, GEO, or SUN)
EXCLUDE | MI | Alcona | 1693 | 2 | WAT | HY | 4 |  | Electric Utility | N | Non Combustion (NUC, WAT, WND, GEO, or SUN)
EXCLUDE | CA | Balch 2 | 218 | 2 | WAT | HY | 48.6 |  | Electric Utility | N | Non Combustion (NUC, WAT, WND, GEO, or SUN)
EXCLUDE | CA | Balch 2 | 218 | 3 | WAT | HY | 48.6 |  | Electric Utility | N | Non Combustion (NUC, WAT, WND, GEO, or SUN)
EXCLUDE | CA | Shiloh I Wind Project | 56362 | 1 | WND | WT | 150 |  | IPP Non-CHP | N | Non Combustion (NUC, WAT, WND, GEO, or SUN)
EXCLUDE | NH | Franklin Industrial Complex | 10109 | 1 | WAT | HY | 1.5 |  | IPP Non-CHP | N | Non Combustion (NUC, WAT, WND, GEO, or SUN)
EXCLUDE | NH | Franklin Industrial Complex | 10109 | 2 | WAT | HY | 0.2 |  | IPP Non-CHP | N | Non Combustion (NUC, WAT, WND, GEO, or SUN)
EXCLUDE | WY | Medicine Bow | 692 | 10 | WND | WT | 0.7 |  | Electric Utility | N | Non Combustion (NUC, WAT, WND, GEO, or SUN)
EXCLUDE | WY | Medicine Bow | 692 | 11 | WND | WT | 0.7 |  | Electric Utility | N | Non Combustion (NUC, WAT, WND, GEO, or SUN)
EXCLUDE | WY | Medicine Bow | 692 | 1A | WND | WT | 0.6 |  | Electric Utility | N | Non Combustion (NUC, WAT, WND, GEO, or SUN)
EXCLUDE | WY | Medicine Bow | 692 | 2A | WND | WT | 0.6 |  | Electric Utility | N | Non Combustion (NUC, WAT, WND, GEO, or SUN)
EXCLUDE | WY | Medicine Bow | 692 | 5 | WND | WT | 0.7 |  | Electric Utility | N | Non Combustion (NUC, WAT, WND, GEO, or SUN)
EXCLUDE | WY | Medicine Bow | 692 | 6 | WND | WT | 0.7 |  | Electric Utility | N | Non Combustion (NUC, WAT, WND, GEO, or SUN)
EXCLUDE | WY | Medicine Bow | 692 | 7 | WND | WT | 0.7 |  | Electric Utility | N | Non Combustion (NUC, WAT, WND, GEO, or SUN)
EXCLUDE | WY | Medicine Bow | 692 | 8 | WND | WT | 0.7 |  | Electric Utility | N | Non Combustion (NUC, WAT, WND, GEO, or SUN)
EXCLUDE | WY | Medicine Bow | 692 | 9 | WND | WT | 0.7 |  | Electric Utility | N | Non Combustion (NUC, WAT, WND, GEO, or SUN)
EXCLUDE | NM | High Lonesome Mesa LLC | 56945 | 1 | WND | WT | 100 |  | IPP Non-CHP | N | Non Combustion (NUC, WAT, WND, GEO, or SUN)
EXCLUDE | TX | EXC Wind 10 LLC | 56836 | 1 | WND | WT | 10 |  | IPP Non-CHP | N | Non Combustion (NUC, WAT, WND, GEO, or SUN)
EXCLUDE | MI | Foote | 1705 | 1 | WAT | HY | 3 |  | Electric Utility | N | Non Combustion (NUC, WAT, WND, GEO, or SUN)
EXCLUDE | MI | Foote | 1705 | 2 | WAT | HY | 3 |  | Electric Utility | N | Non Combustion (NUC, WAT, WND, GEO, or SUN)
EXCLUDE | MI | Foote | 1705 | 3 | WAT | HY | 3 |  | Electric Utility | N | Non Combustion (NUC, WAT, WND, GEO, or SUN)
EXCLUDE | CA | Bucks Creek | 220 | H1 | WAT | HY | 33 |  | Electric Utility | N | Non Combustion (NUC, WAT, WND, GEO, or SUN)
EXCLUDE | CA | Bucks Creek | 220 | H2 | WAT | HY | 33 |  | Electric Utility | N | Non Combustion (NUC, WAT, WND, GEO, or SUN)
EXCLUDE | CA | North Brawley Geothermal Plant | 56832 | GE1 | GEO | BT | 16 |  | IPP Non-CHP | N | Non Combustion (NUC, WAT, WND, GEO, or SUN)
EXCLUDE | CA | North Brawley Geothermal Plant | 56832 | GE2 | GEO | BT | 16 |  | IPP Non-CHP | N | Non Combustion (NUC, WAT, WND, GEO, or SUN)
EXCLUDE | CA | North Brawley Geothermal Plant | 56832 | GE3 | GEO | BT | 16 |  | IPP Non-CHP | N | Non Combustion (NUC, WAT, WND, GEO, or SUN)
EXCLUDE | CA | North Brawley Geothermal Plant | 56832 | GE4 | GEO | BT | 16 |  | IPP Non-CHP | N | Non Combustion (NUC, WAT, WND, GEO, or SUN)
EXCLUDE | CA | Shiloh Wind Project 2 LLC | 56874 | TBD | WND | WT | 150 |  | IPP Non-CHP | N | Non Combustion (NUC, WAT, WND, GEO, or SUN)
EXCLUDE | TX | Roscoe Wind Farm LLC | 56593 | RO1 | WND | WT | 209 |  | IPP Non-CHP | N | Non Combustion (NUC, WAT, WND, GEO, or SUN)
EXCLUDE | IL | Streator Cayuga Ridge South | 57094 | 1 | WND | WT | 300 |  | IPP Non-CHP | N | Non Combustion (NUC, WAT, WND, GEO, or SUN)
EXCLUDE | WA | Russell D Smith | 56694 | 1 | WAT | HY | 6.1 |  | Electric Utility | N | Non Combustion (NUC, WAT, WND, GEO, or SUN)
EXCLUDE | ID | Dry Creek Project | 54394 | GEN1 | WAT | HY | 3.6 |  | IPP Non-CHP | N | Non Combustion (NUC, WAT, WND, GEO, or SUN)
EXCLUDE | IL | Camp Grove Wind Farm | 56640 | 1 | WND | WT | 150 |  | IPP Non-CHP | N | Non Combustion (NUC, WAT, WND, GEO, or SUN)
EXCLUDE | OR | Four Corners Windfarm LLC | 56969 | 1 | WND | WT | 10 |  | IPP Non-CHP | N | Non Combustion (NUC, WAT, WND, GEO, or SUN)
EXCLUDE | NY | Dahowa Hydro | 50280 | GEN1 | WAT | HY | 10.5 |  | IPP Non-CHP | N | Non Combustion (NUC, WAT, WND, GEO, or SUN)
EXCLUDE | CA | Mammoth Pacific II | 10481 | 1 | GEO | BT | 5 |  | IPP Non-CHP | N | Non Combustion (NUC, WAT, WND, GEO, or SUN)
EXCLUDE | CA | Mammoth Pacific II | 10481 | 2 | GEO | BT | 5 |  | IPP Non-CHP | N | Non Combustion (NUC, WAT, WND, GEO, or SUN)
EXCLUDE | CA | Mammoth Pacific II | 10481 | 3 | GEO | BT | 5 |  | IPP Non-CHP | N | Non Combustion (NUC, WAT, WND, GEO, or SUN)
EXCLUDE | CA | Mammoth Pacific II | 10481 | T101 | GEO | BT | 5 |  | IPP Non-CHP | N | Non Combustion (NUC, WAT, WND, GEO, or SUN)
EXCLUDE | CA | Mammoth Pacific II | 10481 | T102 | GEO | BT | 5 |  | IPP Non-CHP | N | Non Combustion (NUC, WAT, WND, GEO, or SUN)
EXCLUDE | CA | Mammoth Pacific II | 10481 | T103 | GEO | BT | 5 |  | IPP Non-CHP | N | Non Combustion (NUC, WAT, WND, GEO, or SUN)
EXCLUDE | AL | Jones Bluff | 6131 | 1 | WAT | HY | 20.5 |  | Electric Utility | N | Non Combustion (NUC, WAT, WND, GEO, or SUN)
EXCLUDE | AL | Jones Bluff | 6131 | 2 | WAT | HY | 20.5 |  | Electric Utility | N | Non Combustion (NUC, WAT, WND, GEO, or SUN)
EXCLUDE | AL | Jones Bluff | 6131 | 3 | WAT | HY | 20.5 |  | Electric Utility | N | Non Combustion (NUC, WAT, WND, GEO, or SUN)
EXCLUDE | AL | Jones Bluff | 6131 | 4 | WAT | HY | 20.5 |  | Electric Utility | N | Non Combustion (NUC, WAT, WND, GEO, or SUN)
EXCLUDE | IA | Century | 56252 | CWF | WND | WT | 185 |  | Electric Utility | N | Non Combustion (NUC, WAT, WND, GEO, or SUN)
EXCLUDE | IA | Century | 56252 | CWF2 | WND | WT | 15 |  | Electric Utility | N | Non Combustion (NUC, WAT, WND, GEO, or SUN)
EXCLUDE | CA | Donnells | 415 | H1 | WAT | HY | 72 |  | IPP Non-CHP | N | Non Combustion (NUC, WAT, WND, GEO, or SUN)
EXCLUDE | WY | Mountain Wind Power II LLC | 56753 | 1 | WND | WT | 80 |  | IPP Non-CHP | N | Non Combustion (NUC, WAT, WND, GEO, or SUN)
EXCLUDE | TX | Goat Wind LP | 56754 | 1 | WND | WT | 80 |  | IPP Non-CHP | N | Non Combustion (NUC, WAT, WND, GEO, or SUN)
EXCLUDE | TX | Goat Wind LP | 56754 | 2 | WND | WT | 69.6 |  | IPP Non-CHP | N | Non Combustion (NUC, WAT, WND, GEO, or SUN)
EXCLUDE | TX | Whirlwind Energy Center | 56673 | WEC | WND | WT | 59.8 |  | IPP Non-CHP | N | Non Combustion (NUC, WAT, WND, GEO, or SUN)
EXCLUDE | CA | Wise | 292 | 1 | WAT | HY | 13.6 |  | Electric Utility | N | Non Combustion (NUC, WAT, WND, GEO, or SUN)
EXCLUDE | CA | Wise | 292 | 2 | WAT | HY | 2.8 |  | Electric Utility | N | Non Combustion (NUC, WAT, WND, GEO, or SUN)
EXCLUDE | ME | Beaver Ridge Wind | 57130 | BR1 | WND | WT | 4.5 |  | IPP Non-CHP | N | Non Combustion (NUC, WAT, WND, GEO, or SUN)
EXCLUDE | WY | Guernsey | 4178 | 1 | WAT | HY | 3.2 |  | Electric Utility | N | Non Combustion (NUC, WAT, WND, GEO, or SUN)
EXCLUDE | WY | Guernsey | 4178 | 2 | WAT | HY | 3.2 |  | Electric Utility | N | Non Combustion (NUC, WAT, WND, GEO, or SUN)
EXCLUDE | WA | Little Goose | 3926 | 1 | WAT | HY | 135 |  | Electric Utility | N | Non Combustion (NUC, WAT, WND, GEO, or SUN)
EXCLUDE | WA | Little Goose | 3926 | 2 | WAT | HY | 135 |  | Electric Utility | N | Non Combustion (NUC, WAT, WND, GEO, or SUN)
EXCLUDE | WA | Little Goose | 3926 | 3 | WAT | HY | 135 |  | Electric Utility | N | Non Combustion (NUC, WAT, WND, GEO, or SUN)
EXCLUDE | WA | Little Goose | 3926 | 4 | WAT | HY | 135 |  | Electric Utility | N | Non Combustion (NUC, WAT, WND, GEO, or SUN)
EXCLUDE | WA | Little Goose | 3926 | 5 | WAT | HY | 135 |  | Electric Utility | N | Non Combustion (NUC, WAT, WND, GEO, or SUN)
EXCLUDE | WA | Little Goose | 3926 | 6 | WAT | HY | 135 |  | Electric Utility | N | Non Combustion (NUC, WAT, WND, GEO, or SUN)
EXCLUDE | ID | Power County Wind Park South | 57760 | PCWPS | WND | WT | 22.5 |  | IPP Non-CHP | N | Non Combustion (NUC, WAT, WND, GEO, or SUN)
EXCLUDE | IN | Heat Recovery Coke Facility | 55066 | TG18 | WH | ST | 94.6 |  | Industrial Non-CHP | N | Non Fossil fuel type
EXCLUDE | AZ | UASTP II | 57717 | UATP2 | SUN | PV | 2.8 |  | Electric Utility | N | Non Combustion (NUC, WAT, WND, GEO, or SUN)
EXCLUDE | GA | Burton | 704 | 1 | WAT | HY | 3 |  | Electric Utility | N | Non Combustion (NUC, WAT, WND, GEO, or SUN)
EXCLUDE | GA | Burton | 704 | 2 | WAT | HY | 3 |  | Electric Utility | N | Non Combustion (NUC, WAT, WND, GEO, or SUN)
EXCLUDE | NY | Schaghticoke | 2606 | 1 | WAT | HY | 4 |  | IPP Non-CHP | N | Non Combustion (NUC, WAT, WND, GEO, or SUN)
EXCLUDE | NY | Schaghticoke | 2606 | 2 | WAT | HY | 4 |  | IPP Non-CHP | N | Non Combustion (NUC, WAT, WND, GEO, or SUN)
EXCLUDE | NY | Schaghticoke | 2606 | 3 | WAT | HY | 4 |  | IPP Non-CHP | N | Non Combustion (NUC, WAT, WND, GEO, or SUN)
EXCLUDE | NY | Schaghticoke | 2606 | 4 | WAT | HY | 4 |  | IPP Non-CHP | N | Non Combustion (NUC, WAT, WND, GEO, or SUN)
EXCLUDE | CA | Halsey | 241 | 1 | WAT | HY | 13.6 |  | Electric Utility | N | Non Combustion (NUC, WAT, WND, GEO, or SUN)
EXCLUDE | MN | Windom Wind Project | 56544 | 1 | WND | WT | 15.6 |  | IPP Non-CHP | N | Non Combustion (NUC, WAT, WND, GEO, or SUN)
EXCLUDE | TX | Snyder Wind Farm | 56602 | SNY1 | WND | WT | 63 |  | IPP Non-CHP | N | Non Combustion (NUC, WAT, WND, GEO, or SUN)
EXCLUDE | AZ | Horse Mesa | 145 | HM1 | WAT | HY | 9.9 |  | Electric Utility | N | Non Combustion (NUC, WAT, WND, GEO, or SUN)
EXCLUDE | AZ | Horse Mesa | 145 | HM2 | WAT | HY | 9.9 |  | Electric Utility | N | Non Combustion (NUC, WAT, WND, GEO, or SUN)
EXCLUDE | AZ | Horse Mesa | 145 | HM3 | WAT | HY | 9.9 |  | Electric Utility | N | Non Combustion (NUC, WAT, WND, GEO, or SUN)
EXCLUDE | WA | Youngs Creek Hydroelectric Project | 57763 | 1 | WAT | HY | 7.5 |  | Electric Utility | N | Non Combustion (NUC, WAT, WND, GEO, or SUN)
EXCLUDE | ME | Messalonskee 2 (Oakland) | 1497 | 1 | WAT | HY | 2.8 |  | IPP Non-CHP | N | Non Combustion (NUC, WAT, WND, GEO, or SUN)
EXCLUDE | WA | Linden Wind Energy Project | 57635 | LW1 | WND | WT | 50 |  | Electric Utility | N | Non Combustion (NUC, WAT, WND, GEO, or SUN)
EXCLUDE | CA | Cameron Ridge LLC | 10586 | EXIS | WND | WT | 59.6 |  | IPP Non-CHP | N | Non Combustion (NUC, WAT, WND, GEO, or SUN)
EXCLUDE | WY | Rolling Hills | 56842 | 1 | WND | WT | 103.3 |  | Electric Utility | N | Non Combustion (NUC, WAT, WND, GEO, or SUN)
EXCLUDE | OR | Klondike Windpower II | 56359 | PH2 | WND | WT | 75 |  | IPP Non-CHP | N | Non Combustion (NUC, WAT, WND, GEO, or SUN)
EXCLUDE | WY | Heart Mountain | 6408 | 1 | WAT | HY | 5 |  | Electric Utility | N | Non Combustion (NUC, WAT, WND, GEO, or SUN)
EXCLUDE | NY | Valley Falls Hydroelectric Facility | 50034 | GEN1 | WAT | HY | 2.5 |  | IPP Non-CHP | N | Non Combustion (NUC, WAT, WND, GEO, or SUN)
EXCLUDE | MN | Oak Glen Wind Farm | 57432 | 1 | WND | WT | 44 |  | Electric Utility | N | Non Combustion (NUC, WAT, WND, GEO, or SUN)
EXCLUDE | ME | Spruce Mountain WInd | 58026 | 1 | WND | WT | 20 |  | IPP Non-CHP | N | Non Combustion (NUC, WAT, WND, GEO, or SUN)
EXCLUDE | MI | Norway Point Hydropower Project | 54340 | 1 | WAT | HY | 2.8 |  | IPP Non-CHP | N | Non Combustion (NUC, WAT, WND, GEO, or SUN)
EXCLUDE | MI | Norway Point Hydropower Project | 54340 | 2 | WAT | HY | 1.2 |  | IPP Non-CHP | N | Non Combustion (NUC, WAT, WND, GEO, or SUN)
EXCLUDE | NC | Falls | 54895 | YF1 | WAT | HY | 9 |  | Electric Utility | N | Non Combustion (NUC, WAT, WND, GEO, or SUN)
EXCLUDE | NC | Falls | 54895 | YF2 | WAT | HY | 11.2 |  | Electric Utility | N | Non Combustion (NUC, WAT, WND, GEO, or SUN)
EXCLUDE | NC | Falls | 54895 | YF3 | WAT | HY | 11.2 |  | Electric Utility | N | Non Combustion (NUC, WAT, WND, GEO, or SUN)
EXCLUDE | TX | Little Pringle I Wind Farm | 57263 | LP1 | WND | WT | 10 |  | IPP Non-CHP | N | Non Combustion (NUC, WAT, WND, GEO, or SUN)
EXCLUDE | WY | Mountain Wind Power LLC | 56752 | 1 | WND | WT | 61 |  | IPP Non-CHP | N | Non Combustion (NUC, WAT, WND, GEO, or SUN)
EXCLUDE | VA | Schoolfield Dam | 54655 | SCH1 | WAT | HY | 1.5 |  | IPP Non-CHP | N | Non Combustion (NUC, WAT, WND, GEO, or SUN)
EXCLUDE | VA | Schoolfield Dam | 54655 | SCH2 | WAT | HY | 1.5 |  | IPP Non-CHP | N | Non Combustion (NUC, WAT, WND, GEO, or SUN)
EXCLUDE | VA | Schoolfield Dam | 54655 | SCH3 | WAT | HY | 1.5 |  | IPP Non-CHP | N | Non Combustion (NUC, WAT, WND, GEO, or SUN)
EXCLUDE | TN | Ocoee 2 | 3413 | 1 | WAT | HY | 11.5 |  | Electric Utility | N | Non Combustion (NUC, WAT, WND, GEO, or SUN)
EXCLUDE | TN | Ocoee 2 | 3413 | 2 | WAT | HY | 11.5 |  | Electric Utility | N | Non Combustion (NUC, WAT, WND, GEO, or SUN)
EXCLUDE | ID | Koyle Ranch Hydroelectric Project | 10781 | GEN1 | WAT | HY | 0.2 |  | IPP Non-CHP | N | Non Combustion (NUC, WAT, WND, GEO, or SUN)
EXCLUDE | ID | Koyle Ranch Hydroelectric Project | 10781 | GEN2 | WAT | HY | 0.3 |  | IPP Non-CHP | N | Non Combustion (NUC, WAT, WND, GEO, or SUN)
EXCLUDE | ID | Koyle Ranch Hydroelectric Project | 10781 | GEN3 | WAT | HY | 0.8 |  | IPP Non-CHP | N | Non Combustion (NUC, WAT, WND, GEO, or SUN)
EXCLUDE | NM | Texico Wind Ranch LP | 57258 | 1 | WND | WT | 1.9 |  | IPP Non-CHP | N | Non Combustion (NUC, WAT, WND, GEO, or SUN)
EXCLUDE | CA | Los Angeles Harbor College | 57314 | 1 | SUN | PV | 1.2 |  | Commercial Non-CHP | N | Non Combustion (NUC, WAT, WND, GEO, or SUN)
EXCLUDE | TN | Chilhowee | 54901 | 1 | WAT | HY | 16.6 |  | Industrial Non-CHP | N | Non Combustion (NUC, WAT, WND, GEO, or SUN)
EXCLUDE | TN | Chilhowee | 54901 | 2 | WAT | HY | 16.6 |  | Industrial Non-CHP | N | Non Combustion (NUC, WAT, WND, GEO, or SUN)
EXCLUDE | TN | Chilhowee | 54901 | 3 | WAT | HY | 16.6 |  | Industrial Non-CHP | N | Non Combustion (NUC, WAT, WND, GEO, or SUN)
EXCLUDE | ID | Milner Dam Wind Park LLC | 56437 | MDWP | WND | WT | 19.5 |  | IPP Non-CHP | N | Non Combustion (NUC, WAT, WND, GEO, or SUN)
EXCLUDE | NH | Pembroke Hydro | 50312 | 1 | WAT | HY | 2.7 |  | IPP Non-CHP | N | Non Combustion (NUC, WAT, WND, GEO, or SUN)
EXCLUDE | CA | A G Wishon | 293 | 1 | WAT | HY | 3.2 |  | Electric Utility | N | Non Combustion (NUC, WAT, WND, GEO, or SUN)
EXCLUDE | CA | A G Wishon | 293 | 2 | WAT | HY | 3.2 |  | Electric Utility | N | Non Combustion (NUC, WAT, WND, GEO, or SUN)
EXCLUDE | CA | A G Wishon | 293 | 3 | WAT | HY | 3.2 |  | Electric Utility | N | Non Combustion (NUC, WAT, WND, GEO, or SUN)
EXCLUDE | CA | A G Wishon | 293 | 4 | WAT | HY | 3.2 |  | Electric Utility | N | Non Combustion (NUC, WAT, WND, GEO, or SUN)
EXCLUDE | VT | Wrightsville Hydro Plant | 7051 | 1 | WAT | HY | 0.1 |  | Electric Utility | N | Non Combustion (NUC, WAT, WND, GEO, or SUN)
EXCLUDE | VT | Wrightsville Hydro Plant | 7051 | 2 | WAT | HY | 0.3 |  | Electric Utility | N | Non Combustion (NUC, WAT, WND, GEO, or SUN)
EXCLUDE | VT | Wrightsville Hydro Plant | 7051 | 3 | WAT | HY | 0.6 |  | Electric Utility | N | Non Combustion (NUC, WAT, WND, GEO, or SUN)
EXCLUDE | TX | Valero Refinery Corpus Christi West | 50121 | PRU | WH | ST | 12 |  | Industrial CHP | N | Non Fossil fuel type
EXCLUDE | CA | McSwain | 410 | 1 | WAT | HY | 9 |  | IPP Non-CHP | N | Non Combustion (NUC, WAT, WND, GEO, or SUN)
EXCLUDE | MN | S&P Windfarm LLC | 56208 | 1 | WND | WT | 2 |  | IPP Non-CHP | N | Non Combustion (NUC, WAT, WND, GEO, or SUN)
EXCLUDE | AZ | Glen Canyon Dam | 153 | 1 | WAT | HY | 165 |  | Electric Utility | N | Non Combustion (NUC, WAT, WND, GEO, or SUN)
EXCLUDE | AZ | Glen Canyon Dam | 153 | 2 | WAT | HY | 165 |  | Electric Utility | N | Non Combustion (NUC, WAT, WND, GEO, or SUN)
EXCLUDE | AZ | Glen Canyon Dam | 153 | 3 | WAT | HY | 165 |  | Electric Utility | N | Non Combustion (NUC, WAT, WND, GEO, or SUN)
EXCLUDE | AZ | Glen Canyon Dam | 153 | 4 | WAT | HY | 165 |  | Electric Utility | N | Non Combustion (NUC, WAT, WND, GEO, or SUN)
EXCLUDE | AZ | Glen Canyon Dam | 153 | 5 | WAT | HY | 165 |  | Electric Utility | N | Non Combustion (NUC, WAT, WND, GEO, or SUN)
EXCLUDE | AZ | Glen Canyon Dam | 153 | 6 | WAT | HY | 165 |  | Electric Utility | N | Non Combustion (NUC, WAT, WND, GEO, or SUN)
EXCLUDE | AZ | Glen Canyon Dam | 153 | 7 | WAT | HY | 157 |  | Electric Utility | N | Non Combustion (NUC, WAT, WND, GEO, or SUN)
EXCLUDE | AZ | Glen Canyon Dam | 153 | 8 | WAT | HY | 165 |  | Electric Utility | N | Non Combustion (NUC, WAT, WND, GEO, or SUN)
EXCLUDE | KS | Spearville | 56351 | 1 | WND | WT | 100.5 |  | Electric Utility | N | Non Combustion (NUC, WAT, WND, GEO, or SUN)
EXCLUDE | KS | Spearville | 56351 | 2 | WND | WT | 48 |  | Electric Utility | N | Non Combustion (NUC, WAT, WND, GEO, or SUN)
EXCLUDE | CO | Cedar Creek Wind | 56371 | 1 | WND | WT | 300.5 |  | IPP Non-CHP | N | Non Combustion (NUC, WAT, WND, GEO, or SUN)
EXCLUDE | TX | Ocotillo Windpower | 56959 | OWF | WND | WT | 58.8 |  | IPP Non-CHP | N | Non Combustion (NUC, WAT, WND, GEO, or SUN)
EXCLUDE | ID | Tuana Gulch Wind Park | 56443 | TGWP | WND | WT | 10.5 |  | IPP Non-CHP | N | Non Combustion (NUC, WAT, WND, GEO, or SUN)
EXCLUDE | WI | Cedar Ridge | 56347 | 1 | WND | WT | 67.7 |  | Electric Utility | N | Non Combustion (NUC, WAT, WND, GEO, or SUN)
EXCLUDE | TX | Desert Sky | 55992 | 1 | WND | WT | 160.5 |  | IPP Non-CHP | N | Non Combustion (NUC, WAT, WND, GEO, or SUN)
EXCLUDE | TX | Lubbock Wind Ranch | 57259 | 1 | WND | WT | 7.5 |  | IPP Non-CHP | N | Non Combustion (NUC, WAT, WND, GEO, or SUN)
EXCLUDE | OR | Vansycle | 55125 | WGNS | WND | WT | 25 |  | IPP Non-CHP | N | Non Combustion (NUC, WAT, WND, GEO, or SUN)
EXCLUDE | NY | Herrings | 2572 | 1 | WAT | HY | 1.8 |  | IPP Non-CHP | N | Non Combustion (NUC, WAT, WND, GEO, or SUN)
EXCLUDE | NY | Herrings | 2572 | 2 | WAT | HY | 1.8 |  | IPP Non-CHP | N | Non Combustion (NUC, WAT, WND, GEO, or SUN)
EXCLUDE | NY | Herrings | 2572 | 3 | WAT | HY | 1.8 |  | IPP Non-CHP | N | Non Combustion (NUC, WAT, WND, GEO, or SUN)
EXCLUDE | MT | NaturEner Glacier Wind Energy 2 | 57050 | NGW2 | WND | WT | 103.5 |  | IPP Non-CHP | N | Non Combustion (NUC, WAT, WND, GEO, or SUN)
EXCLUDE | NM | Abiquiu Dam | 7789 | 1 | WAT | HY | 6.3 |  | Electric Utility | N | Non Combustion (NUC, WAT, WND, GEO, or SUN)
EXCLUDE | NM | Abiquiu Dam | 7789 | 2 | WAT | HY | 6.3 |  | Electric Utility | N | Non Combustion (NUC, WAT, WND, GEO, or SUN)
EXCLUDE | NM | Abiquiu Dam | 7789 | 3 | WAT | HY | 3 |  | Electric Utility | N | Non Combustion (NUC, WAT, WND, GEO, or SUN)
EXCLUDE | MN | Agassiz Beach LLC | 55576 | AB30 | WND | WT | 1.9 |  | IPP Non-CHP | N | Non Combustion (NUC, WAT, WND, GEO, or SUN)
EXCLUDE | NY | Minetto | 2586 | 1 | WAT | HY | 2 |  | IPP Non-CHP | N | Non Combustion (NUC, WAT, WND, GEO, or SUN)
EXCLUDE | NY | Minetto | 2586 | 2 | WAT | HY | 2 |  | IPP Non-CHP | N | Non Combustion (NUC, WAT, WND, GEO, or SUN)
EXCLUDE | NY | Minetto | 2586 | 3 | WAT | HY | 2 |  | IPP Non-CHP | N | Non Combustion (NUC, WAT, WND, GEO, or SUN)
EXCLUDE | NY | Minetto | 2586 | 4 | WAT | HY | 2 |  | IPP Non-CHP | N | Non Combustion (NUC, WAT, WND, GEO, or SUN)
EXCLUDE | NY | Minetto | 2586 | 5 | WAT | HY | 2 |  | IPP Non-CHP | N | Non Combustion (NUC, WAT, WND, GEO, or SUN)
EXCLUDE | MN | Breezy Bucks II LLC | 56582 | 1 | WND | WT | 1.3 |  | IPP Non-CHP | N | Non Combustion (NUC, WAT, WND, GEO, or SUN)
EXCLUDE | CA | Chicago Park | 412 | 2P | WAT | HY | 44 |  | IPP Non-CHP | N | Non Combustion (NUC, WAT, WND, GEO, or SUN)
EXCLUDE | NV | Western 102 Power Plant | 56500 | PV1 | SUN | PV | 1 |  | Industrial Non-CHP | N | Non Combustion (NUC, WAT, WND, GEO, or SUN)
EXCLUDE | TX | EXC Wind 11 LLC | 56835 | 1 | WND | WT | 10 |  | IPP Non-CHP | N | Non Combustion (NUC, WAT, WND, GEO, or SUN)
EXCLUDE | ID | Wolverine Creek | 56301 | 1 | WND | WT | 64.5 |  | IPP Non-CHP | N | Non Combustion (NUC, WAT, WND, GEO, or SUN)
EXCLUDE | CA | Jaybird | 431 | H1 | WAT | HY | 80.8 |  | Electric Utility | N | Non Combustion (NUC, WAT, WND, GEO, or SUN)
EXCLUDE | CA | Jaybird | 431 | H2 | WAT | HY | 80.8 |  | Electric Utility | N | Non Combustion (NUC, WAT, WND, GEO, or SUN)
EXCLUDE | NC | Cedar Cliff | 2743 | 1 | WAT | HY | 6.4 |  | Electric Utility | N | Non Combustion (NUC, WAT, WND, GEO, or SUN)
EXCLUDE | NC | Bear Creek | 2741 | 1 | WAT | HY | 9 |  | Electric Utility | N | Non Combustion (NUC, WAT, WND, GEO, or SUN)
EXCLUDE | UT | Gateway | 3697 | 1 | WAT | HY | 2 |  | Electric Utility | N | Non Combustion (NUC, WAT, WND, GEO, or SUN)
EXCLUDE | UT | Gateway | 3697 | 2 | WAT | HY | 2 |  | Electric Utility | N | Non Combustion (NUC, WAT, WND, GEO, or SUN)
EXCLUDE | MI | Mottville | 1761 | 1 | WAT | HY | 0.4 |  | Electric Utility | N | Non Combustion (NUC, WAT, WND, GEO, or SUN)
EXCLUDE | MI | Mottville | 1761 | 2 | WAT | HY | 0.4 |  | Electric Utility | N | Non Combustion (NUC, WAT, WND, GEO, or SUN)
EXCLUDE | MI | Mottville | 1761 | 3 | WAT | HY | 0.4 |  | Electric Utility | N | Non Combustion (NUC, WAT, WND, GEO, or SUN)
EXCLUDE | MI | Mottville | 1761 | 4 | WAT | HY | 0.4 |  | Electric Utility | N | Non Combustion (NUC, WAT, WND, GEO, or SUN)
EXCLUDE | ID | Mink Creek Hydro | 10325 | GEN1 | WAT | HY | 3.1 |  | IPP Non-CHP | N | Non Combustion (NUC, WAT, WND, GEO, or SUN)
EXCLUDE | SC | 99 Islands | 3272 | 1 | WAT | HY | 3 |  | Electric Utility | N | Non Combustion (NUC, WAT, WND, GEO, or SUN)
EXCLUDE | SC | 99 Islands | 3272 | 2 | WAT | HY | 3 |  | Electric Utility | N | Non Combustion (NUC, WAT, WND, GEO, or SUN)
EXCLUDE | SC | 99 Islands | 3272 | 3 | WAT | HY | 3 |  | Electric Utility | N | Non Combustion (NUC, WAT, WND, GEO, or SUN)
EXCLUDE | SC | 99 Islands | 3272 | 4 | WAT | HY | 3 |  | Electric Utility | N | Non Combustion (NUC, WAT, WND, GEO, or SUN)
EXCLUDE | SC | 99 Islands | 3272 | 5 | WAT | HY | 3 |  | Electric Utility | N | Non Combustion (NUC, WAT, WND, GEO, or SUN)
EXCLUDE | SC | 99 Islands | 3272 | 6 | WAT | HY | 3 |  | Electric Utility | N | Non Combustion (NUC, WAT, WND, GEO, or SUN)
EXCLUDE | ME | Messalonskee 3 | 1498 | 1 | WAT | HY | 1.6 |  | IPP Non-CHP | N | Non Combustion (NUC, WAT, WND, GEO, or SUN)
EXCLUDE | CO | Manitou Springs | 494 | 1 | WAT | HY | 2.5 |  | Electric Utility | N | Non Combustion (NUC, WAT, WND, GEO, or SUN)
EXCLUDE | CO | Manitou Springs | 494 | 2 | WAT | HY | 2.5 |  | Electric Utility | N | Non Combustion (NUC, WAT, WND, GEO, or SUN)
EXCLUDE | CO | Manitou Springs | 494 | 3 | WAT | HY | 1 |  | Electric Utility | N | Non Combustion (NUC, WAT, WND, GEO, or SUN)
EXCLUDE | IL | Pioneer Trail Wind Farm, LLC | 57675 | PTWF | WND | WT | 150.4 |  | IPP Non-CHP | N | Non Combustion (NUC, WAT, WND, GEO, or SUN)
EXCLUDE | VT | Glen | 3714 | 1 | WAT | HY | 1 |  | Electric Utility | N | Non Combustion (NUC, WAT, WND, GEO, or SUN)
EXCLUDE | VT | Glen | 3714 | 2 | WAT | HY | 1 |  | Electric Utility | N | Non Combustion (NUC, WAT, WND, GEO, or SUN)
EXCLUDE | ME | Harris | 1492 | HA1 | WAT | HY | 15 |  | IPP Non-CHP | N | Non Combustion (NUC, WAT, WND, GEO, or SUN)
EXCLUDE | ME | Harris | 1492 | HA2 | WAT | HY | 30 |  | IPP Non-CHP | N | Non Combustion (NUC, WAT, WND, GEO, or SUN)
EXCLUDE | ME | Harris | 1492 | HA3 | WAT | HY | 30 |  | IPP Non-CHP | N | Non Combustion (NUC, WAT, WND, GEO, or SUN)
EXCLUDE | ME | Harris | 1492 | HA4 | WAT | HY | 1.4 |  | IPP Non-CHP | N | Non Combustion (NUC, WAT, WND, GEO, or SUN)
EXCLUDE | NY | Talcville | 7583 | 1 | WAT | HY | 1 |  | IPP Non-CHP | N | Non Combustion (NUC, WAT, WND, GEO, or SUN)
EXCLUDE | NY | Talcville | 7583 | 2 | WAT | HY | 0.1 |  | IPP Non-CHP | N | Non Combustion (NUC, WAT, WND, GEO, or SUN)
EXCLUDE | MN | Jack River LLC | 55565 | JR30 | WND | WT | 1.9 |  | IPP Non-CHP | N | Non Combustion (NUC, WAT, WND, GEO, or SUN)
EXCLUDE | AL | Wheeler Dam | 49 | 1 | WAT | HY | 35.1 |  | Electric Utility | N | Non Combustion (NUC, WAT, WND, GEO, or SUN)
EXCLUDE | AL | Wheeler Dam | 49 | 10 | WAT | HY | 36 |  | Electric Utility | N | Non Combustion (NUC, WAT, WND, GEO, or SUN)
EXCLUDE | AL | Wheeler Dam | 49 | 11 | WAT | HY | 43.6 |  | Electric Utility | N | Non Combustion (NUC, WAT, WND, GEO, or SUN)
EXCLUDE | AL | Wheeler Dam | 49 | 2 | WAT | HY | 35.1 |  | Electric Utility | N | Non Combustion (NUC, WAT, WND, GEO, or SUN)
EXCLUDE | AL | Wheeler Dam | 49 | 3 | WAT | HY | 35.1 |  | Electric Utility | N | Non Combustion (NUC, WAT, WND, GEO, or SUN)
EXCLUDE | AL | Wheeler Dam | 49 | 4 | WAT | HY | 35.1 |  | Electric Utility | N | Non Combustion (NUC, WAT, WND, GEO, or SUN)
EXCLUDE | AL | Wheeler Dam | 49 | 5 | WAT | HY | 35.1 |  | Electric Utility | N | Non Combustion (NUC, WAT, WND, GEO, or SUN)
EXCLUDE | AL | Wheeler Dam | 49 | 6 | WAT | HY | 35.1 |  | Electric Utility | N | Non Combustion (NUC, WAT, WND, GEO, or SUN)
EXCLUDE | AL | Wheeler Dam | 49 | 7 | WAT | HY | 35.1 |  | Electric Utility | N | Non Combustion (NUC, WAT, WND, GEO, or SUN)
EXCLUDE | AL | Wheeler Dam | 49 | 8 | WAT | HY | 35.1 |  | Electric Utility | N | Non Combustion (NUC, WAT, WND, GEO, or SUN)
EXCLUDE | AL | Wheeler Dam | 49 | 9 | WAT | HY | 43.6 |  | Electric Utility | N | Non Combustion (NUC, WAT, WND, GEO, or SUN)
EXCLUDE | OR | Michell Butte Power Project | 50360 | GEN1 | WAT | HY | 1.8 |  | IPP Non-CHP | N | Non Combustion (NUC, WAT, WND, GEO, or SUN)
EXCLUDE | MN | Kas Brothers Windfarm | 55809 | G1 | WND | WT | 1.5 |  | IPP Non-CHP | N | Non Combustion (NUC, WAT, WND, GEO, or SUN)
EXCLUDE | UT | Kennecott Power Plant | 56163 | SM58 | WH | ST | 31.8 |  | Industrial CHP | N | Non Fossil fuel type
EXCLUDE | OR | Juniper Ridge Hydroelectric Project | 57437 | 21-01 | WAT | HY | 5 |  | IPP Non-CHP | N | Non Combustion (NUC, WAT, WND, GEO, or SUN)
EXCLUDE | CA | FPL Energy Montezuma Winds LLC | 57201 | S2.3 | WND | WT | 36.8 |  | IPP Non-CHP | N | Non Combustion (NUC, WAT, WND, GEO, or SUN)
EXCLUDE | ID | Thousand Springs Wind Park | 56442 | TSWP | WND | WT | 12 |  | IPP Non-CHP | N | Non Combustion (NUC, WAT, WND, GEO, or SUN)
EXCLUDE | MT | NaturEner Glacier Wind Energy 1 | 57049 | NGW1 | WND | WT | 106.5 |  | IPP Non-CHP | N | Non Combustion (NUC, WAT, WND, GEO, or SUN)
EXCLUDE | CO | Tacoma | 6206 | 1 | WAT | HY | 2.3 |  | Electric Utility | N | Non Combustion (NUC, WAT, WND, GEO, or SUN)
EXCLUDE | CO | Tacoma | 6206 | 2 | WAT | HY | 2.3 |  | Electric Utility | N | Non Combustion (NUC, WAT, WND, GEO, or SUN)
EXCLUDE | TX | EXC Wind 3 LLC | 56559 | JDW3 | WND | WT | 10 |  | IPP Non-CHP | N | Non Combustion (NUC, WAT, WND, GEO, or SUN)
EXCLUDE | OR | PHP 1 | 4213 | 1 | WAT | HY | 23.7 |  | Electric Utility | N | Non Combustion (NUC, WAT, WND, GEO, or SUN)
EXCLUDE | WI | Forward Wind Energy Center | 56942 | 1 | WND | WT | 99 |  | IPP Non-CHP | N | Non Combustion (NUC, WAT, WND, GEO, or SUN)
EXCLUDE | WI | Forward Wind Energy Center | 56942 | 2 | WND | WT | 30 |  | IPP Non-CHP | N | Non Combustion (NUC, WAT, WND, GEO, or SUN)
EXCLUDE | NY | Phoenix Hydro Project | 54865 | 1-02 | WAT | HY | 1.7 |  | IPP Non-CHP | N | Non Combustion (NUC, WAT, WND, GEO, or SUN)
EXCLUDE | NY | Phoenix Hydro Project | 54865 | 2-01 | WAT | HY | 1.7 |  | IPP Non-CHP | N | Non Combustion (NUC, WAT, WND, GEO, or SUN)
EXCLUDE | MN | Mountain Lake | 1998 | 8 | WND | WT | 1.2 |  | Electric Utility | N | Non Combustion (NUC, WAT, WND, GEO, or SUN)
EXCLUDE | ND | Rugby Wind Power Project | 57097 | 1 | WND | WT | 149 |  | IPP Non-CHP | N | Non Combustion (NUC, WAT, WND, GEO, or SUN)
EXCLUDE | NY | Browns Falls | 2548 | 1 | WAT | HY | 8 |  | IPP Non-CHP | N | Non Combustion (NUC, WAT, WND, GEO, or SUN)
EXCLUDE | NY | Browns Falls | 2548 | 2 | WAT | HY | 8 |  | IPP Non-CHP | N | Non Combustion (NUC, WAT, WND, GEO, or SUN)
EXCLUDE | MN | Stahl Wind Energy | 56409 | 1 | WND | WT | 1.7 |  | IPP Non-CHP | N | Non Combustion (NUC, WAT, WND, GEO, or SUN)
EXCLUDE | AZ | Cotton Center Solar | 57561 | PV1 | SUN | PV | 17 |  | Electric Utility | N | Non Combustion (NUC, WAT, WND, GEO, or SUN)
EXCLUDE | NE | MEAN Wind Project | 56106 | 1 | WND | WT | 10.5 |  | Electric Utility | N | Non Combustion (NUC, WAT, WND, GEO, or SUN)
EXCLUDE | MN | Blue Breezes II LLC | 56581 | 1 | WND | WT | 1.3 |  | IPP Non-CHP | N | Non Combustion (NUC, WAT, WND, GEO, or SUN)
EXCLUDE | WA | Hopkins Ridge Wind | 56255 | 1 | WND | WT | 150 |  | Electric Utility | N | Non Combustion (NUC, WAT, WND, GEO, or SUN)
EXCLUDE | WA | Hopkins Ridge Wind | 56255 | 2 | WND | WT | 7.2 |  | Electric Utility | N | Non Combustion (NUC, WAT, WND, GEO, or SUN)
EXCLUDE | ID | Oregon Trail Wind Park | 56439 | OTWP | WND | WT | 13.5 |  | IPP Non-CHP | N | Non Combustion (NUC, WAT, WND, GEO, or SUN)
EXCLUDE | ND | Langdon Wind LLC | 56605 | GE15 | WND | WT | 159 |  | IPP Non-CHP | N | Non Combustion (NUC, WAT, WND, GEO, or SUN)
EXCLUDE | CA | Shiloh III Wind Project LLC | 57586 | 1 | WND | WT | 102.5 |  | IPP Non-CHP | N | Non Combustion (NUC, WAT, WND, GEO, or SUN)
EXCLUDE | CA | Bishop Creek 5 | 326 | 1 | WAT | HY | 2 |  | Electric Utility | N | Non Combustion (NUC, WAT, WND, GEO, or SUN)
EXCLUDE | CA | Bishop Creek 5 | 326 | 2 | WAT | HY | 2.5 |  | Electric Utility | N | Non Combustion (NUC, WAT, WND, GEO, or SUN)
EXCLUDE | WY | Rock River I LLC | 55740 | GEN1 | WND | WT | 50 |  | IPP Non-CHP | N | Non Combustion (NUC, WAT, WND, GEO, or SUN)
EXCLUDE | MN | SAF Hydroelectric LLC | 57665 | 1 | WAT | HY | 0.6 |  | IPP Non-CHP | N | Non Combustion (NUC, WAT, WND, GEO, or SUN)
EXCLUDE | MN | SAF Hydroelectric LLC | 57665 | 10 | WAT | HY | 0.6 |  | IPP Non-CHP | N | Non Combustion (NUC, WAT, WND, GEO, or SUN)
EXCLUDE | MN | SAF Hydroelectric LLC | 57665 | 11 | WAT | HY | 0.6 |  | IPP Non-CHP | N | Non Combustion (NUC, WAT, WND, GEO, or SUN)
EXCLUDE | MN | SAF Hydroelectric LLC | 57665 | 12 | WAT | HY | 0.6 |  | IPP Non-CHP | N | Non Combustion (NUC, WAT, WND, GEO, or SUN)
EXCLUDE | MN | SAF Hydroelectric LLC | 57665 | 13 | WAT | HY | 0.6 |  | IPP Non-CHP | N | Non Combustion (NUC, WAT, WND, GEO, or SUN)
EXCLUDE | MN | SAF Hydroelectric LLC | 57665 | 14 | WAT | HY | 0.6 |  | IPP Non-CHP | N | Non Combustion (NUC, WAT, WND, GEO, or SUN)
EXCLUDE | MN | SAF Hydroelectric LLC | 57665 | 15 | WAT | HY | 0.6 |  | IPP Non-CHP | N | Non Combustion (NUC, WAT, WND, GEO, or SUN)
EXCLUDE | MN | SAF Hydroelectric LLC | 57665 | 16 | WAT | HY | 0.6 |  | IPP Non-CHP | N | Non Combustion (NUC, WAT, WND, GEO, or SUN)
EXCLUDE | MN | SAF Hydroelectric LLC | 57665 | 2 | WAT | HY | 0.6 |  | IPP Non-CHP | N | Non Combustion (NUC, WAT, WND, GEO, or SUN)
EXCLUDE | MN | SAF Hydroelectric LLC | 57665 | 3 | WAT | HY | 0.6 |  | IPP Non-CHP | N | Non Combustion (NUC, WAT, WND, GEO, or SUN)
EXCLUDE | MN | SAF Hydroelectric LLC | 57665 | 4 | WAT | HY | 0.6 |  | IPP Non-CHP | N | Non Combustion (NUC, WAT, WND, GEO, or SUN)
EXCLUDE | MN | SAF Hydroelectric LLC | 57665 | 5 | WAT | HY | 0.6 |  | IPP Non-CHP | N | Non Combustion (NUC, WAT, WND, GEO, or SUN)
EXCLUDE | MN | SAF Hydroelectric LLC | 57665 | 6 | WAT | HY | 0.6 |  | IPP Non-CHP | N | Non Combustion (NUC, WAT, WND, GEO, or SUN)
EXCLUDE | MN | SAF Hydroelectric LLC | 57665 | 7 | WAT | HY | 0.6 |  | IPP Non-CHP | N | Non Combustion (NUC, WAT, WND, GEO, or SUN)
EXCLUDE | MN | SAF Hydroelectric LLC | 57665 | 8 | WAT | HY | 0.6 |  | IPP Non-CHP | N | Non Combustion (NUC, WAT, WND, GEO, or SUN)
EXCLUDE | MN | SAF Hydroelectric LLC | 57665 | 9 | WAT | HY | 0.6 |  | IPP Non-CHP | N | Non Combustion (NUC, WAT, WND, GEO, or SUN)
EXCLUDE | ID | Sawtooth Wind Project | 57749 | ST | WND | WT | 22.4 |  | IPP Non-CHP | N | Non Combustion (NUC, WAT, WND, GEO, or SUN)
EXCLUDE | MI | Kingsford | 1778 | 1 | WAT | HY | 2.4 |  | Electric Utility | N | Non Combustion (NUC, WAT, WND, GEO, or SUN)
EXCLUDE | MI | Kingsford | 1778 | 2 | WAT | HY | 2.4 |  | Electric Utility | N | Non Combustion (NUC, WAT, WND, GEO, or SUN)
EXCLUDE | MI | Kingsford | 1778 | 3 | WAT | HY | 2.4 |  | Electric Utility | N | Non Combustion (NUC, WAT, WND, GEO, or SUN)
EXCLUDE | VA | Claytor | 3774 | 1 | WAT | HY | 18.7 |  | Electric Utility | N | Non Combustion (NUC, WAT, WND, GEO, or SUN)
EXCLUDE | VA | Claytor | 3774 | 2 | WAT | HY | 18.7 |  | Electric Utility | N | Non Combustion (NUC, WAT, WND, GEO, or SUN)
EXCLUDE | VA | Claytor | 3774 | 3 | WAT | HY | 18.7 |  | Electric Utility | N | Non Combustion (NUC, WAT, WND, GEO, or SUN)
EXCLUDE | VA | Claytor | 3774 | 4 | WAT | HY | 18.7 |  | Electric Utility | N | Non Combustion (NUC, WAT, WND, GEO, or SUN)
EXCLUDE | WI | Flambeau Lower Project | 55685 | GEN1 | WAT | HY | 0.4 |  | IPP Non-CHP | N | Non Combustion (NUC, WAT, WND, GEO, or SUN)
EXCLUDE | WI | Flambeau Lower Project | 55685 | GEN2 | WAT | HY | 0.4 |  | IPP Non-CHP | N | Non Combustion (NUC, WAT, WND, GEO, or SUN)
EXCLUDE | WI | Flambeau Lower Project | 55685 | GEN3 | WAT | HY | 0.4 |  | IPP Non-CHP | N | Non Combustion (NUC, WAT, WND, GEO, or SUN)
EXCLUDE | WY | Casper Wind Farm | 57093 | CWGT | WND | WT | 17 |  | IPP Non-CHP | N | Non Combustion (NUC, WAT, WND, GEO, or SUN)
EXCLUDE | WA | Nine Canyon | 7936 | 1 | WND | WT | 95.9 |  | Electric Utility | N | Non Combustion (NUC, WAT, WND, GEO, or SUN)
EXCLUDE | CA | Kumeyaay Wind | 56295 | 1 | WND | WT | 50 |  | IPP Non-CHP | N | Non Combustion (NUC, WAT, WND, GEO, or SUN)
EXCLUDE | MN | Shaokatan Hills LLC | 55354 | 6150 | WND | WT | 11.8 |  | IPP Non-CHP | N | Non Combustion (NUC, WAT, WND, GEO, or SUN)
EXCLUDE | NC | Hiwassee Dam | 2780 | 1 | WAT | HY | 70.6 |  | Electric Utility | N | Non Combustion (NUC, WAT, WND, GEO, or SUN)
EXCLUDE | OR | Ward Butte Windfarm LLC | 56975 | 1 | WND | WT | 6.6 |  | IPP Non-CHP | N | Non Combustion (NUC, WAT, WND, GEO, or SUN)
EXCLUDE | CA | Spaulding 2 | 282 | 1 | WAT | HY | 3.7 |  | Electric Utility | N | Non Combustion (NUC, WAT, WND, GEO, or SUN)
EXCLUDE | WI | Oconto Falls Lower | 50439 | GEN1 | WAT | HY | 0.3 |  | Industrial Non-CHP | N | Non Combustion (NUC, WAT, WND, GEO, or SUN)
EXCLUDE | WI | Oconto Falls Lower | 50439 | GEN2 | WAT | HY | 1.7 |  | Industrial Non-CHP | N | Non Combustion (NUC, WAT, WND, GEO, or SUN)
EXCLUDE | UT | Unit 4 | 7015 | 1 | WAT | HY | 1.5 |  | Electric Utility | N | Non Combustion (NUC, WAT, WND, GEO, or SUN)
EXCLUDE | MN | WCROC Wind Farm | 57823 | WTG1 | WND | WT | 1.7 |  | IPP Non-CHP | N | Non Combustion (NUC, WAT, WND, GEO, or SUN)
EXCLUDE | MD | UMCP CHP Plant | 56038 | 3 | NG | ST | 5.4 |  | IPP CHP | Y | Steam unit (PRMVR=ST) under 25MW/250 MMBtu/hr
EXCLUDE | MN | Lake Benton II | 55265 | EXIS | WND | WT | 103.5 |  | IPP Non-CHP | N | Non Combustion (NUC, WAT, WND, GEO, or SUN)
EXCLUDE | NM | New Mexico Wind Energy Center | 56097 | GE15 | WND | WT | 204 |  | IPP Non-CHP | N | Non Combustion (NUC, WAT, WND, GEO, or SUN)
EXCLUDE | MN | Salty Dog II LLC | 56584 | 1 | WND | WT | 1.3 |  | IPP Non-CHP | N | Non Combustion (NUC, WAT, WND, GEO, or SUN)
EXCLUDE | WA | Tuolumne Wind Project | 56702 | WPT1 | WND | WT | 136.3 |  | Electric Utility | N | Non Combustion (NUC, WAT, WND, GEO, or SUN)
EXCLUDE | MN | Bisson Windfarm LLC | 56201 | I | WND | WT | 2 |  | IPP Non-CHP | N | Non Combustion (NUC, WAT, WND, GEO, or SUN)
EXCLUDE | CA | Victor Valley CC CPV Solar | 57254 | 1PV | SUN | PV | 1 |  | Commercial Non-CHP | N | Non Combustion (NUC, WAT, WND, GEO, or SUN)
EXCLUDE | MA | Deer Island Treatment Plant | 10823 | H101 | WAT | HY | 1 |  | Commercial CHP | N | Non Combustion (NUC, WAT, WND, GEO, or SUN)
EXCLUDE | MA | Deer Island Treatment Plant | 10823 | H201 | WAT | HY | 1 |  | Commercial CHP | N | Non Combustion (NUC, WAT, WND, GEO, or SUN)
EXCLUDE | NH | Jackman | 2360 | 1 | WAT | HY | 3.2 |  | Electric Utility | N | Non Combustion (NUC, WAT, WND, GEO, or SUN)
EXCLUDE | NY | Varick | 2621 | 2 | WAT | HY | 2 |  | IPP Non-CHP | N | Non Combustion (NUC, WAT, WND, GEO, or SUN)
EXCLUDE | NY | Varick | 2621 | 3 | WAT | HY | 2 |  | IPP Non-CHP | N | Non Combustion (NUC, WAT, WND, GEO, or SUN)
EXCLUDE | NY | Varick | 2621 | 4 | WAT | HY | 2 |  | IPP Non-CHP | N | Non Combustion (NUC, WAT, WND, GEO, or SUN)
EXCLUDE | NY | Varick | 2621 | 5 | WAT | HY | 2 |  | IPP Non-CHP | N | Non Combustion (NUC, WAT, WND, GEO, or SUN)
EXCLUDE | TX | Loraine Windpower Park LLC | 57303 | LWG1 | WND | WT | 75 |  | IPP Non-CHP | N | Non Combustion (NUC, WAT, WND, GEO, or SUN)
EXCLUDE | TX | Loraine Windpower Park LLC | 57303 | LWG2 | WND | WT | 75 |  | IPP Non-CHP | N | Non Combustion (NUC, WAT, WND, GEO, or SUN)
EXCLUDE | OR | Combine Hills I | 56195 | 001 | WND | WT | 41 |  | IPP Non-CHP | N | Non Combustion (NUC, WAT, WND, GEO, or SUN)
EXCLUDE | WY | Wyoming Wind Energy Center | 56093 | GE15 | WND | WT | 144 |  | IPP Non-CHP | N | Non Combustion (NUC, WAT, WND, GEO, or SUN)
EXCLUDE | AR | Dam 2 | 7246 | 1 | WAT | HY | 34.2 |  | Electric Utility | N | Non Combustion (NUC, WAT, WND, GEO, or SUN)
EXCLUDE | AR | Dam 2 | 7246 | 2 | WAT | HY | 34.2 |  | Electric Utility | N | Non Combustion (NUC, WAT, WND, GEO, or SUN)
EXCLUDE | AR | Dam 2 | 7246 | 3 | WAT | HY | 34.2 |  | Electric Utility | N | Non Combustion (NUC, WAT, WND, GEO, or SUN)
EXCLUDE | RI | Blackstone/Tupperware | 50177 | GEN1 | WAT | HY | 0.4 |  | IPP Non-CHP | N | Non Combustion (NUC, WAT, WND, GEO, or SUN)
EXCLUDE | RI | Blackstone/Tupperware | 50177 | GEN2 | WAT | HY | 0.4 |  | IPP Non-CHP | N | Non Combustion (NUC, WAT, WND, GEO, or SUN)
EXCLUDE | RI | Blackstone/Tupperware | 50177 | GEN3 | WAT | HY | 0.4 |  | IPP Non-CHP | N | Non Combustion (NUC, WAT, WND, GEO, or SUN)
EXCLUDE | RI | Blackstone/Tupperware | 50177 | GEN4 | WAT | HY | 0.4 |  | IPP Non-CHP | N | Non Combustion (NUC, WAT, WND, GEO, or SUN)
EXCLUDE | CA | Union Valley | 6612 | 1 | WAT | HY | 38.6 |  | Electric Utility | N | Non Combustion (NUC, WAT, WND, GEO, or SUN)
EXCLUDE | MO | CR Clearing LLC | 56537 | 1 | WND | WT | 50.4 |  | IPP Non-CHP | N | Non Combustion (NUC, WAT, WND, GEO, or SUN)
EXCLUDE | MN | Buffalo Ridge Windplant WPP 1993 | 54794 | EXIS | WND | WT | 21.9 |  | IPP Non-CHP | N | Non Combustion (NUC, WAT, WND, GEO, or SUN)
EXCLUDE | PA | Locust Ridge | 56470 | LRWF | WND | WT | 26 |  | IPP Non-CHP | N | Non Combustion (NUC, WAT, WND, GEO, or SUN)
EXCLUDE | MN | Blue Breezes LLC | 56580 | 1 | WND | WT | 1.3 |  | IPP Non-CHP | N | Non Combustion (NUC, WAT, WND, GEO, or SUN)
EXCLUDE | TN | Ocoee 1 | 3412 | 1 | WAT | HY | 3.8 |  | Electric Utility | N | Non Combustion (NUC, WAT, WND, GEO, or SUN)
EXCLUDE | TN | Ocoee 1 | 3412 | 2 | WAT | HY | 3.8 |  | Electric Utility | N | Non Combustion (NUC, WAT, WND, GEO, or SUN)
EXCLUDE | TN | Ocoee 1 | 3412 | 3 | WAT | HY | 3.8 |  | Electric Utility | N | Non Combustion (NUC, WAT, WND, GEO, or SUN)
EXCLUDE | TN | Ocoee 1 | 3412 | 4 | WAT | HY | 3.8 |  | Electric Utility | N | Non Combustion (NUC, WAT, WND, GEO, or SUN)
EXCLUDE | TN | Ocoee 1 | 3412 | 5 | WAT | HY | 3.8 |  | Electric Utility | N | Non Combustion (NUC, WAT, WND, GEO, or SUN)
EXCLUDE | NH | Lempster Wind LLC | 56399 | 1 | WND | WT | 24 |  | IPP Non-CHP | N | Non Combustion (NUC, WAT, WND, GEO, or SUN)
EXCLUDE | NY | Waterport | 2623 | 1 | WAT | HY | 2 |  | IPP Non-CHP | N | Non Combustion (NUC, WAT, WND, GEO, or SUN)
EXCLUDE | NY | Waterport | 2623 | 2 | WAT | HY | 2 |  | IPP Non-CHP | N | Non Combustion (NUC, WAT, WND, GEO, or SUN)
EXCLUDE | NY | Jarvis (Hinckley) | 808 | 1 | WAT | HY | 4.5 |  | Electric Utility | N | Non Combustion (NUC, WAT, WND, GEO, or SUN)
EXCLUDE | NY | Jarvis (Hinckley) | 808 | 2 | WAT | HY | 4.5 |  | Electric Utility | N | Non Combustion (NUC, WAT, WND, GEO, or SUN)
EXCLUDE | WA | White Creek Wind Farm | 56487 | 1 | WND | WT | 204 |  | IPP Non-CHP | N | Non Combustion (NUC, WAT, WND, GEO, or SUN)
EXCLUDE | NM | Roadrunner Solar | 57338 | 1 | SUN | PV | 20.2 |  | IPP Non-CHP | N | Non Combustion (NUC, WAT, WND, GEO, or SUN)
EXCLUDE | CA | Ormesa IH | 50762 | OE11 | GEO | ST | 1.2 |  | IPP Non-CHP | N | Non Combustion (NUC, WAT, WND, GEO, or SUN)
EXCLUDE | CA | Ormesa IH | 50762 | OE12 | GEO | ST | 1.2 |  | IPP Non-CHP | N | Non Combustion (NUC, WAT, WND, GEO, or SUN)
EXCLUDE | CA | Ormesa IH | 50762 | OE13 | GEO | ST | 1.2 |  | IPP Non-CHP | N | Non Combustion (NUC, WAT, WND, GEO, or SUN)
EXCLUDE | CA | Ormesa IH | 50762 | OE14 | GEO | ST | 1.2 |  | IPP Non-CHP | N | Non Combustion (NUC, WAT, WND, GEO, or SUN)
EXCLUDE | CA | Ormesa IH | 50762 | OE15 | GEO | ST | 1.2 |  | IPP Non-CHP | N | Non Combustion (NUC, WAT, WND, GEO, or SUN)
EXCLUDE | CA | Ormesa IH | 50762 | OE16 | GEO | ST | 1.2 |  | IPP Non-CHP | N | Non Combustion (NUC, WAT, WND, GEO, or SUN)
EXCLUDE | CA | Ormesa IH | 50762 | OE21 | GEO | ST | 1.2 |  | IPP Non-CHP | N | Non Combustion (NUC, WAT, WND, GEO, or SUN)
EXCLUDE | CA | Ormesa IH | 50762 | OE22 | GEO | ST | 1.2 |  | IPP Non-CHP | N | Non Combustion (NUC, WAT, WND, GEO, or SUN)
EXCLUDE | CA | Ormesa IH | 50762 | OE23 | GEO | ST | 1.2 |  | IPP Non-CHP | N | Non Combustion (NUC, WAT, WND, GEO, or SUN)
EXCLUDE | CA | Ormesa IH | 50762 | OE24 | GEO | ST | 1.2 |  | IPP Non-CHP | N | Non Combustion (NUC, WAT, WND, GEO, or SUN)
EXCLUDE | CA | Ormesa IH | 50762 | OE25 | GEO | ST | 1.2 |  | IPP Non-CHP | N | Non Combustion (NUC, WAT, WND, GEO, or SUN)
EXCLUDE | CA | Ormesa IH | 50762 | OE26 | GEO | ST | 1.2 |  | IPP Non-CHP | N | Non Combustion (NUC, WAT, WND, GEO, or SUN)
EXCLUDE | WI | Brule | 1775 | 1 | WAT | HY | 1.3 |  | Electric Utility | N | Non Combustion (NUC, WAT, WND, GEO, or SUN)
EXCLUDE | WI | Brule | 1775 | 2 | WAT | HY | 2 |  | Electric Utility | N | Non Combustion (NUC, WAT, WND, GEO, or SUN)
EXCLUDE | WI | Brule | 1775 | 3 | WAT | HY | 2 |  | Electric Utility | N | Non Combustion (NUC, WAT, WND, GEO, or SUN)
EXCLUDE | WI | Rhinelander Mill | 50933 | HYD1 | WAT | HY | 0.5 |  | Industrial CHP | N | Non Combustion (NUC, WAT, WND, GEO, or SUN)
EXCLUDE | WI | Rhinelander Mill | 50933 | HYD2 | WAT | HY | 0.5 |  | Industrial CHP | N | Non Combustion (NUC, WAT, WND, GEO, or SUN)
EXCLUDE | WI | Rhinelander Mill | 50933 | HYD3 | WAT | HY | 1 |  | Industrial CHP | N | Non Combustion (NUC, WAT, WND, GEO, or SUN)
EXCLUDE | KY | Barkley | 1371 | 1 | WAT | HY | 32.5 |  | Electric Utility | N | Non Combustion (NUC, WAT, WND, GEO, or SUN)
EXCLUDE | KY | Barkley | 1371 | 2 | WAT | HY | 32.5 |  | Electric Utility | N | Non Combustion (NUC, WAT, WND, GEO, or SUN)
EXCLUDE | KY | Barkley | 1371 | 3 | WAT | HY | 32.5 |  | Electric Utility | N | Non Combustion (NUC, WAT, WND, GEO, or SUN)
EXCLUDE | KY | Barkley | 1371 | 4 | WAT | HY | 32.5 |  | Electric Utility | N | Non Combustion (NUC, WAT, WND, GEO, or SUN)
EXCLUDE | OR | Oregon Trail Windfarm LLC | 56971 | 1 | WND | WT | 9.9 |  | IPP Non-CHP | N | Non Combustion (NUC, WAT, WND, GEO, or SUN)
EXCLUDE | NY | Ogdensburg | 52058 | 01 | WAT | HY | 0.7 |  | IPP Non-CHP | N | Non Combustion (NUC, WAT, WND, GEO, or SUN)
EXCLUDE | NY | Ogdensburg | 52058 | 02 | WAT | HY | 0.7 |  | IPP Non-CHP | N | Non Combustion (NUC, WAT, WND, GEO, or SUN)
EXCLUDE | NY | Ogdensburg | 52058 | 03 | WAT | HY | 0.7 |  | IPP Non-CHP | N | Non Combustion (NUC, WAT, WND, GEO, or SUN)
EXCLUDE | NY | Ogdensburg | 52058 | 04 | WAT | HY | 0.7 |  | IPP Non-CHP | N | Non Combustion (NUC, WAT, WND, GEO, or SUN)
EXCLUDE | NY | Ogdensburg | 52058 | 05 | WAT | HY | 0.7 |  | IPP Non-CHP | N | Non Combustion (NUC, WAT, WND, GEO, or SUN)
EXCLUDE | TX | Barton Chapel Wind Farm | 57156 | BC | WND | WT | 120 |  | IPP Non-CHP | N | Non Combustion (NUC, WAT, WND, GEO, or SUN)
EXCLUDE | OR | Butter Creek Power LLC | 56967 | 1 | WND | WT | 5 |  | IPP Non-CHP | N | Non Combustion (NUC, WAT, WND, GEO, or SUN)
EXCLUDE | NC | Lookout Shoals | 2726 | 1 | WAT | HY | 8.6 |  | Electric Utility | N | Non Combustion (NUC, WAT, WND, GEO, or SUN)
EXCLUDE | NC | Lookout Shoals | 2726 | 2 | WAT | HY | 8.6 |  | Electric Utility | N | Non Combustion (NUC, WAT, WND, GEO, or SUN)
EXCLUDE | NC | Lookout Shoals | 2726 | 3 | WAT | HY | 8.6 |  | Electric Utility | N | Non Combustion (NUC, WAT, WND, GEO, or SUN)
EXCLUDE | AR | Whillock | 7135 | 1 | WAT | HY | 10.8 |  | Electric Utility | N | Non Combustion (NUC, WAT, WND, GEO, or SUN)
EXCLUDE | AR | Whillock | 7135 | 2 | WAT | HY | 10.8 |  | Electric Utility | N | Non Combustion (NUC, WAT, WND, GEO, or SUN)
EXCLUDE | AR | Whillock | 7135 | 3 | WAT | HY | 10.8 |  | Electric Utility | N | Non Combustion (NUC, WAT, WND, GEO, or SUN)
EXCLUDE | TX | Hackberry Wind Farm | 56823 | HWFG1 | WND | WT | 165.6 |  | IPP Non-CHP | N | Non Combustion (NUC, WAT, WND, GEO, or SUN)
EXCLUDE | WI | Wissota | 4015 | 1 | WAT | HY | 6 |  | Electric Utility | N | Non Combustion (NUC, WAT, WND, GEO, or SUN)
EXCLUDE | WI | Wissota | 4015 | 2 | WAT | HY | 6 |  | Electric Utility | N | Non Combustion (NUC, WAT, WND, GEO, or SUN)
EXCLUDE | WI | Wissota | 4015 | 3 | WAT | HY | 6 |  | Electric Utility | N | Non Combustion (NUC, WAT, WND, GEO, or SUN)
EXCLUDE | WI | Wissota | 4015 | 4 | WAT | HY | 6 |  | Electric Utility | N | Non Combustion (NUC, WAT, WND, GEO, or SUN)
EXCLUDE | WI | Wissota | 4015 | 5 | WAT | HY | 6 |  | Electric Utility | N | Non Combustion (NUC, WAT, WND, GEO, or SUN)
EXCLUDE | WI | Wissota | 4015 | 6 | WAT | HY | 6 |  | Electric Utility | N | Non Combustion (NUC, WAT, WND, GEO, or SUN)
EXCLUDE | GA | Stevens Creek | 736 | 1 | WAT | HY | 2.3 |  | Electric Utility | N | Non Combustion (NUC, WAT, WND, GEO, or SUN)
EXCLUDE | GA | Stevens Creek | 736 | 2 | WAT | HY | 2.3 |  | Electric Utility | N | Non Combustion (NUC, WAT, WND, GEO, or SUN)
EXCLUDE | GA | Stevens Creek | 736 | 3 | WAT | HY | 2.3 |  | Electric Utility | N | Non Combustion (NUC, WAT, WND, GEO, or SUN)
EXCLUDE | GA | Stevens Creek | 736 | 4 | WAT | HY | 2.3 |  | Electric Utility | N | Non Combustion (NUC, WAT, WND, GEO, or SUN)
EXCLUDE | GA | Stevens Creek | 736 | 5 | WAT | HY | 2.3 |  | Electric Utility | N | Non Combustion (NUC, WAT, WND, GEO, or SUN)
EXCLUDE | GA | Stevens Creek | 736 | 6 | WAT | HY | 2.3 |  | Electric Utility | N | Non Combustion (NUC, WAT, WND, GEO, or SUN)
EXCLUDE | GA | Stevens Creek | 736 | 7 | WAT | HY | 2.3 |  | Electric Utility | N | Non Combustion (NUC, WAT, WND, GEO, or SUN)
EXCLUDE | GA | Stevens Creek | 736 | 8 | WAT | HY | 2.3 |  | Electric Utility | N | Non Combustion (NUC, WAT, WND, GEO, or SUN)
EXCLUDE | SC | Neal Shoals | 3289 | 1 | WAT | HY | 1.3 |  | Electric Utility | N | Non Combustion (NUC, WAT, WND, GEO, or SUN)
EXCLUDE | SC | Neal Shoals | 3289 | 2 | WAT | HY | 1.3 |  | Electric Utility | N | Non Combustion (NUC, WAT, WND, GEO, or SUN)
EXCLUDE | SC | Neal Shoals | 3289 | 3 | WAT | HY | 1.3 |  | Electric Utility | N | Non Combustion (NUC, WAT, WND, GEO, or SUN)
EXCLUDE | SC | Neal Shoals | 3289 | 4 | WAT | HY | 1.3 |  | Electric Utility | N | Non Combustion (NUC, WAT, WND, GEO, or SUN)
EXCLUDE | WY | Fremont Canyon | 4176 | 1 | WAT | HY | 33.4 |  | Electric Utility | N | Non Combustion (NUC, WAT, WND, GEO, or SUN)
EXCLUDE | WY | Fremont Canyon | 4176 | 2 | WAT | HY | 33.4 |  | Electric Utility | N | Non Combustion (NUC, WAT, WND, GEO, or SUN)
EXCLUDE | NY | Steel Winds Wind Farm | 56575 | 1 | WND | WT | 20 |  | IPP Non-CHP | N | Non Combustion (NUC, WAT, WND, GEO, or SUN)
EXCLUDE | CA | Ridgetop | 54931 | WGN1 | WND | WT | 46.8 |  | IPP Non-CHP | N | Non Combustion (NUC, WAT, WND, GEO, or SUN)
EXCLUDE | MN | Eastridge Wind Project | 56543 | 1 | WND | WT | 10.4 |  | IPP Non-CHP | N | Non Combustion (NUC, WAT, WND, GEO, or SUN)
EXCLUDE | WY | Foote Creek I | 55607 | GEN1 | WND | WT | 41.4 |  | IPP Non-CHP | N | Non Combustion (NUC, WAT, WND, GEO, or SUN)
EXCLUDE | CA | Butt Valley | 221 | 1 | WAT | HY | 40 |  | Electric Utility | N | Non Combustion (NUC, WAT, WND, GEO, or SUN)
EXCLUDE | MA | Notus Wind 1 | 57414 | 1 | WND | WT | 1.7 |  | IPP Non-CHP | N | Non Combustion (NUC, WAT, WND, GEO, or SUN)
EXCLUDE | CO | Grand Valley Project Power Plant | 473 | 1 | WAT | HY | 1.5 |  | Electric Utility | N | Non Combustion (NUC, WAT, WND, GEO, or SUN)
EXCLUDE | CO | Grand Valley Project Power Plant | 473 | 2 | WAT | HY | 1.5 |  | Electric Utility | N | Non Combustion (NUC, WAT, WND, GEO, or SUN)
EXCLUDE | CA | Dion R Holm | 380 | 1 | WAT | HY | 78.4 |  | Electric Utility | N | Non Combustion (NUC, WAT, WND, GEO, or SUN)
EXCLUDE | CA | Dion R Holm | 380 | 2 | WAT | HY | 78.4 |  | Electric Utility | N | Non Combustion (NUC, WAT, WND, GEO, or SUN)
EXCLUDE | MN | Carleton College | 57296 | WIND1 | WND | WT | 1.6 |  | Commercial Non-CHP | N | Non Combustion (NUC, WAT, WND, GEO, or SUN)
EXCLUDE | MN | Carleton College | 57296 | WIND2 | WND | WT | 1.6 |  | Commercial Non-CHP | N | Non Combustion (NUC, WAT, WND, GEO, or SUN)
EXCLUDE | IN | Benton County Wind Farm | 56679 | 1 | WND | WT | 130.5 |  | IPP Non-CHP | N | Non Combustion (NUC, WAT, WND, GEO, or SUN)
EXCLUDE | WA | Big Horn Wind Project | 56361 | 1 | WND | WT | 199 |  | IPP Non-CHP | N | Non Combustion (NUC, WAT, WND, GEO, or SUN)
EXCLUDE | MI | Stoney Corners Wind Farm | 57131 | SCWF1 | WND | WT | 60 |  | IPP Non-CHP | N | Non Combustion (NUC, WAT, WND, GEO, or SUN)
EXCLUDE | IA | Hancock County Wind Energy Center | 56010 | V-47 | WND | WT | 98 |  | IPP Non-CHP | N | Non Combustion (NUC, WAT, WND, GEO, or SUN)
EXCLUDE | WI | Butler Ridge | 56647 | 1 | WND | WT | 54 |  | IPP Non-CHP | N | Non Combustion (NUC, WAT, WND, GEO, or SUN)
EXCLUDE | IL | Blackstone Wind Farm LLC | 57110 | GEN1 | WND | WT | 102 |  | IPP Non-CHP | N | Non Combustion (NUC, WAT, WND, GEO, or SUN)
EXCLUDE | AZ | Roosevelt | 149 | ROOS | WAT | HY | 36 |  | Electric Utility | N | Non Combustion (NUC, WAT, WND, GEO, or SUN)
EXCLUDE | NC | Avalon/Mayo Hydropower | 54801 | GEN1 | WAT | HY | 0.8 |  | Commercial Non-CHP | N | Non Combustion (NUC, WAT, WND, GEO, or SUN)
EXCLUDE | NC | Avalon/Mayo Hydropower | 54801 | GEN2 | WAT | HY | 0.3 |  | Commercial Non-CHP | N | Non Combustion (NUC, WAT, WND, GEO, or SUN)
EXCLUDE | NC | Avalon/Mayo Hydropower | 54801 | GEN3 | WAT | HY | 0.1 |  | Commercial Non-CHP | N | Non Combustion (NUC, WAT, WND, GEO, or SUN)
EXCLUDE | WI | Menomonie | 4009 | 1 | WAT | HY | 2.7 |  | Electric Utility | N | Non Combustion (NUC, WAT, WND, GEO, or SUN)
EXCLUDE | WI | Menomonie | 4009 | 2 | WAT | HY | 2.7 |  | Electric Utility | N | Non Combustion (NUC, WAT, WND, GEO, or SUN)
EXCLUDE | MN | Windy Dog I LLC | 56579 | 1 | WND | WT | 1.3 |  | IPP Non-CHP | N | Non Combustion (NUC, WAT, WND, GEO, or SUN)
EXCLUDE | CA | Karen Avenue Windfarm | 10718 | WND | WND | WT | 11.7 |  | IPP Non-CHP | N | Non Combustion (NUC, WAT, WND, GEO, or SUN)
EXCLUDE | MN | TG Windfarm LLC | 56199 | 1 | WND | WT | 2 |  | IPP Non-CHP | N | Non Combustion (NUC, WAT, WND, GEO, or SUN)
EXCLUDE | MN | Minwind | 56002 | 1 | WND | WT | 3.8 |  | IPP Non-CHP | N | Non Combustion (NUC, WAT, WND, GEO, or SUN)
EXCLUDE | IA | Northern Iowa Windpower II | 56383 | TOI2 | WND | WT | 80 |  | IPP Non-CHP | N | Non Combustion (NUC, WAT, WND, GEO, or SUN)
EXCLUDE | WI | Potato Rapids | 4071 | 1 | WAT | HY | 0.5 |  | Electric Utility | N | Non Combustion (NUC, WAT, WND, GEO, or SUN)
EXCLUDE | WI | Potato Rapids | 4071 | 2 | WAT | HY | 0.4 |  | Electric Utility | N | Non Combustion (NUC, WAT, WND, GEO, or SUN)
EXCLUDE | WI | Potato Rapids | 4071 | 3 | WAT | HY | 0.4 |  | Electric Utility | N | Non Combustion (NUC, WAT, WND, GEO, or SUN)
EXCLUDE | MN | Julia Hills LLC | 55563 | JH30 | WND | WT | 1.9 |  | IPP Non-CHP | N | Non Combustion (NUC, WAT, WND, GEO, or SUN)
EXCLUDE | MD | Criterion Wind Project | 57300 | 1 | WND | WT | 70 |  | IPP Non-CHP | N | Non Combustion (NUC, WAT, WND, GEO, or SUN)
EXCLUDE | OR | Four Mile Canyon Windfarm LLC | 56970 | 1 | WND | WT | 10 |  | IPP Non-CHP | N | Non Combustion (NUC, WAT, WND, GEO, or SUN)
EXCLUDE | VA | Pinnacles | 3825 | 1 | WAT | HY | 3.7 |  | Electric Utility | N | Non Combustion (NUC, WAT, WND, GEO, or SUN)
EXCLUDE | VA | Pinnacles | 3825 | 2 | WAT | HY | 3.7 |  | Electric Utility | N | Non Combustion (NUC, WAT, WND, GEO, or SUN)
EXCLUDE | VA | Pinnacles | 3825 | 3 | WAT | HY | 3.7 |  | Electric Utility | N | Non Combustion (NUC, WAT, WND, GEO, or SUN)
EXCLUDE | MI | Mio | 1714 | 1 | WAT | HY | 2.5 |  | Electric Utility | N | Non Combustion (NUC, WAT, WND, GEO, or SUN)
EXCLUDE | MI | Mio | 1714 | 2 | WAT | HY | 2.5 |  | Electric Utility | N | Non Combustion (NUC, WAT, WND, GEO, or SUN)
EXCLUDE | NY | E J West | 6527 | 1 | WAT | HY | 11 |  | IPP Non-CHP | N | Non Combustion (NUC, WAT, WND, GEO, or SUN)
EXCLUDE | NY | E J West | 6527 | 2 | WAT | HY | 11 |  | IPP Non-CHP | N | Non Combustion (NUC, WAT, WND, GEO, or SUN)
EXCLUDE | MI | Harvest Windfarm LLC | 56635 | 1 | WND | WT | 52.8 |  | IPP Non-CHP | N | Non Combustion (NUC, WAT, WND, GEO, or SUN)
EXCLUDE | HI | Wailuku River Hydroelectric | 54827 | 8101 | WAT | HY | 5.2 |  | IPP Non-CHP | N | Non Combustion (NUC, WAT, WND, GEO, or SUN)
EXCLUDE | HI | Wailuku River Hydroelectric | 54827 | 8102 | WAT | HY | 5.2 |  | IPP Non-CHP | N | Non Combustion (NUC, WAT, WND, GEO, or SUN)
EXCLUDE | IA | New Harvest Wind Project LLC | 57609 | 1 | WND | WT | 100 |  | IPP Non-CHP | N | Non Combustion (NUC, WAT, WND, GEO, or SUN)
EXCLUDE | CO | Greater Sandhill I | 57377 | GS-P1 | SUN | PV | 10 |  | IPP Non-CHP | N | Non Combustion (NUC, WAT, WND, GEO, or SUN)
EXCLUDE | CO | Greater Sandhill I | 57377 | GS-P2 | SUN | PV | 9 |  | IPP Non-CHP | N | Non Combustion (NUC, WAT, WND, GEO, or SUN)
EXCLUDE | KS | Gray County Wind Energy | 55734 | V47 | WND | WT | 112 |  | IPP Non-CHP | N | Non Combustion (NUC, WAT, WND, GEO, or SUN)
EXCLUDE | MN | Hoot Lake | 1943 | H1 | WAT | HY | 1 |  | Electric Utility | N | Non Combustion (NUC, WAT, WND, GEO, or SUN)
EXCLUDE | VT | East Barnet | 788 | 1 | WAT | HY | 2.2 |  | Electric Utility | N | Non Combustion (NUC, WAT, WND, GEO, or SUN)
EXCLUDE | MN | Northern Lights Wind LLC | 56411 | 1 | WND | WT | 1.7 |  | IPP Non-CHP | N | Non Combustion (NUC, WAT, WND, GEO, or SUN)
EXCLUDE | CA | Big Creek 3 | 319 | 1 | WAT | HY | 34 |  | Electric Utility | N | Non Combustion (NUC, WAT, WND, GEO, or SUN)
EXCLUDE | CA | Big Creek 3 | 319 | 2 | WAT | HY | 34 |  | Electric Utility | N | Non Combustion (NUC, WAT, WND, GEO, or SUN)
EXCLUDE | CA | Big Creek 3 | 319 | 3 | WAT | HY | 34 |  | Electric Utility | N | Non Combustion (NUC, WAT, WND, GEO, or SUN)
EXCLUDE | CA | Big Creek 3 | 319 | 4 | WAT | HY | 36 |  | Electric Utility | N | Non Combustion (NUC, WAT, WND, GEO, or SUN)
EXCLUDE | CA | Big Creek 3 | 319 | 5 | WAT | HY | 36.4 |  | Electric Utility | N | Non Combustion (NUC, WAT, WND, GEO, or SUN)
EXCLUDE | CA | Terra-Gen VG Wind LLC | 56570 | WGNS | WND | WT | 7.4 |  | IPP Non-CHP | N | Non Combustion (NUC, WAT, WND, GEO, or SUN)
EXCLUDE | IA | Barton Windpower LLC | 56765 | 1 | WND | WT | 28 |  | IPP Non-CHP | N | Non Combustion (NUC, WAT, WND, GEO, or SUN)
EXCLUDE | IA | Barton Windpower LLC | 56765 | 2 | WND | WT | 132 |  | IPP Non-CHP | N | Non Combustion (NUC, WAT, WND, GEO, or SUN)
EXCLUDE | CA | Buena Vista Energy LLC | 56446 | 1 | WND | WT | 38 |  | IPP Non-CHP | N | Non Combustion (NUC, WAT, WND, GEO, or SUN)
EXCLUDE | CT | Scotland Dam | 551 | 1 | WAT | HY | 2 |  | IPP Non-CHP | N | Non Combustion (NUC, WAT, WND, GEO, or SUN)
EXCLUDE | CO | Ruedi | 7458 | 1 | WAT | HY | 5 |  | Electric Utility | N | Non Combustion (NUC, WAT, WND, GEO, or SUN)
EXCLUDE | OR | Carmen Smith | 3067 | 1 | WAT | HY | 52.2 |  | Electric Utility | N | Non Combustion (NUC, WAT, WND, GEO, or SUN)
EXCLUDE | OR | Carmen Smith | 3067 | 2 | WAT | HY | 52.2 |  | Electric Utility | N | Non Combustion (NUC, WAT, WND, GEO, or SUN)
EXCLUDE | OR | Carmen Smith | 3067 | 3 | WAT | HY | 9.9 |  | Electric Utility | N | Non Combustion (NUC, WAT, WND, GEO, or SUN)
EXCLUDE | MN | Salty Dog I LLC | 56583 | 1 | WND | WT | 1.3 |  | IPP Non-CHP | N | Non Combustion (NUC, WAT, WND, GEO, or SUN)
EXCLUDE | MN | Adams Wind Farm | 56307 | 1 | WND | WT | 14 |  | IPP Non-CHP | N | Non Combustion (NUC, WAT, WND, GEO, or SUN)
EXCLUDE | MN | Adams Wind Farm | 56307 | 2 | WND | WT | 10 |  | IPP Non-CHP | N | Non Combustion (NUC, WAT, WND, GEO, or SUN)
EXCLUDE | ND | Velva Windfarm LLC | 56670 | VW1 | WND | WT | 11.9 |  | IPP Non-CHP | N | Non Combustion (NUC, WAT, WND, GEO, or SUN)
EXCLUDE | WA | Windy Flats Wind Project | 57159 | GEN1 | WND | WT | 262.2 |  | IPP Non-CHP | N | Non Combustion (NUC, WAT, WND, GEO, or SUN)
EXCLUDE | PA | Stony Creek Wind Farm LLC | 56980 | 1 | WND | WT | 52.5 |  | IPP Non-CHP | N | Non Combustion (NUC, WAT, WND, GEO, or SUN)
EXCLUDE | MO | Cow Branch Wind Power LLC | 56536 | 1 | WND | WT | 50.4 |  | IPP Non-CHP | N | Non Combustion (NUC, WAT, WND, GEO, or SUN)
EXCLUDE | OR | Klondike Windpower III | 56468 | 1 | WND | WT | 221 |  | IPP Non-CHP | N | Non Combustion (NUC, WAT, WND, GEO, or SUN)
EXCLUDE | OR | Klondike Windpower III | 56468 | 2 | WND | WT | 76.5 |  | IPP Non-CHP | N | Non Combustion (NUC, WAT, WND, GEO, or SUN)
EXCLUDE | MN | Greenback Energy | 56413 | 1 | WND | WT | 1.7 |  | IPP Non-CHP | N | Non Combustion (NUC, WAT, WND, GEO, or SUN)
EXCLUDE | ME | Salmon Falls | 50702 | GEN1 | WAT | HY | 0.4 |  | IPP Non-CHP | N | Non Combustion (NUC, WAT, WND, GEO, or SUN)
EXCLUDE | ME | Salmon Falls | 50702 | GEN2 | WAT | HY | 0.4 |  | IPP Non-CHP | N | Non Combustion (NUC, WAT, WND, GEO, or SUN)
EXCLUDE | ME | Salmon Falls | 50702 | GEN3 | WAT | HY | 0.4 |  | IPP Non-CHP | N | Non Combustion (NUC, WAT, WND, GEO, or SUN)
EXCLUDE | CA | Shasta | 445 | 1 | WAT | HY | 142 |  | Electric Utility | N | Non Combustion (NUC, WAT, WND, GEO, or SUN)
EXCLUDE | CA | Shasta | 445 | 2 | WAT | HY | 142 |  | Electric Utility | N | Non Combustion (NUC, WAT, WND, GEO, or SUN)
EXCLUDE | CA | Shasta | 445 | 3 | WAT | HY | 142 |  | Electric Utility | N | Non Combustion (NUC, WAT, WND, GEO, or SUN)
EXCLUDE | CA | Shasta | 445 | 4 | WAT | HY | 142 |  | Electric Utility | N | Non Combustion (NUC, WAT, WND, GEO, or SUN)
EXCLUDE | CA | Shasta | 445 | 5 | WAT | HY | 142 |  | Electric Utility | N | Non Combustion (NUC, WAT, WND, GEO, or SUN)
EXCLUDE | CA | Shasta | 445 | S1 | WAT | HY | 2 |  | Electric Utility | N | Non Combustion (NUC, WAT, WND, GEO, or SUN)
EXCLUDE | CA | Shasta | 445 | S2 | WAT | HY | 2 |  | Electric Utility | N | Non Combustion (NUC, WAT, WND, GEO, or SUN)
EXCLUDE | NC | Santeetlah | 54898 | 1 | WAT | HY | 22.5 |  | Industrial Non-CHP | N | Non Combustion (NUC, WAT, WND, GEO, or SUN)
EXCLUDE | NC | Santeetlah | 54898 | 2 | WAT | HY | 22.5 |  | Industrial Non-CHP | N | Non Combustion (NUC, WAT, WND, GEO, or SUN)
EXCLUDE | VT | Bolton Falls | 7056 | 1 | WAT | HY | 4.4 |  | Electric Utility | N | Non Combustion (NUC, WAT, WND, GEO, or SUN)
EXCLUDE | VT | Bolton Falls | 7056 | 2 | WAT | HY | 4.4 |  | Electric Utility | N | Non Combustion (NUC, WAT, WND, GEO, or SUN)
EXCLUDE | AZ | Copper Crossing Solar LLC | 57318 | 1 | SUN | PV | 20 |  | IPP Non-CHP | N | Non Combustion (NUC, WAT, WND, GEO, or SUN)
EXCLUDE | TX | Horse Hollow Wind Energy Center | 56291 | 1 | WND | WT | 213 |  | IPP Non-CHP | N | Non Combustion (NUC, WAT, WND, GEO, or SUN)
EXCLUDE | TX | Horse Hollow Wind Energy Center | 56291 | 2 | WND | WT | 223.5 |  | IPP Non-CHP | N | Non Combustion (NUC, WAT, WND, GEO, or SUN)
EXCLUDE | TX | Horse Hollow Wind Energy Center | 56291 | 3 | WND | WT | 299 |  | IPP Non-CHP | N | Non Combustion (NUC, WAT, WND, GEO, or SUN)
EXCLUDE | CA | Kern River 3 | 339 | 1 | WAT | HY | 20.5 |  | Electric Utility | N | Non Combustion (NUC, WAT, WND, GEO, or SUN)
EXCLUDE | CA | Kern River 3 | 339 | 2 | WAT | HY | 19.6 |  | Electric Utility | N | Non Combustion (NUC, WAT, WND, GEO, or SUN)
EXCLUDE | AL | Goat Rock | 707 | 3 | WAT | HY | 5 |  | Electric Utility | N | Non Combustion (NUC, WAT, WND, GEO, or SUN)
EXCLUDE | AL | Goat Rock | 707 | 4 | WAT | HY | 5 |  | Electric Utility | N | Non Combustion (NUC, WAT, WND, GEO, or SUN)
EXCLUDE | AL | Goat Rock | 707 | 5 | WAT | HY | 5 |  | Electric Utility | N | Non Combustion (NUC, WAT, WND, GEO, or SUN)
EXCLUDE | AL | Goat Rock | 707 | 6 | WAT | HY | 5 |  | Electric Utility | N | Non Combustion (NUC, WAT, WND, GEO, or SUN)
EXCLUDE | AL | Goat Rock | 707 | 7 | WAT | HY | 9.3 |  | Electric Utility | N | Non Combustion (NUC, WAT, WND, GEO, or SUN)
EXCLUDE | AL | Goat Rock | 707 | 8 | WAT | HY | 9.3 |  | Electric Utility | N | Non Combustion (NUC, WAT, WND, GEO, or SUN)
EXCLUDE | MI | Chalk Hill | 1776 | 1 | WAT | HY | 2.6 |  | Electric Utility | N | Non Combustion (NUC, WAT, WND, GEO, or SUN)
EXCLUDE | MI | Chalk Hill | 1776 | 2 | WAT | HY | 2.6 |  | Electric Utility | N | Non Combustion (NUC, WAT, WND, GEO, or SUN)
EXCLUDE | MI | Chalk Hill | 1776 | 3 | WAT | HY | 2.6 |  | Electric Utility | N | Non Combustion (NUC, WAT, WND, GEO, or SUN)
EXCLUDE | WA | Harvest Wind Project | 57152 | HWP1 | WND | WT | 98.9 |  | IPP Non-CHP | N | Non Combustion (NUC, WAT, WND, GEO, or SUN)
EXCLUDE | WA | Marengo Wind Plant | 56466 | 1 | WND | WT | 140.4 |  | Electric Utility | N | Non Combustion (NUC, WAT, WND, GEO, or SUN)
EXCLUDE | WA | Marengo Wind Plant | 56466 | 2 | WND | WT | 70.2 |  | Electric Utility | N | Non Combustion (NUC, WAT, WND, GEO, or SUN)
EXCLUDE | OR | Lookout Point | 3083 | 1 | WAT | HY | 40 |  | Electric Utility | N | Non Combustion (NUC, WAT, WND, GEO, or SUN)
EXCLUDE | OR | Lookout Point | 3083 | 2 | WAT | HY | 40 |  | Electric Utility | N | Non Combustion (NUC, WAT, WND, GEO, or SUN)
EXCLUDE | OR | Lookout Point | 3083 | 3 | WAT | HY | 40 |  | Electric Utility | N | Non Combustion (NUC, WAT, WND, GEO, or SUN)
EXCLUDE | NY | Goodyear Lake Plant | 50079 | GEN1 | WAT | HY | 0.8 |  | IPP Non-CHP | N | Non Combustion (NUC, WAT, WND, GEO, or SUN)
EXCLUDE | NY | Goodyear Lake Plant | 50079 | GEN2 | WAT | HY | 0.6 |  | IPP Non-CHP | N | Non Combustion (NUC, WAT, WND, GEO, or SUN)
EXCLUDE | IL | Blackstone Wind Farm II LLC | 57113 | GEN1 | WND | WT | 200 |  | IPP Non-CHP | N | Non Combustion (NUC, WAT, WND, GEO, or SUN)
EXCLUDE | PA | Chestnut Flats Wind Farm | 57268 | 1 | WND | WT | 38 |  | IPP Non-CHP | N | Non Combustion (NUC, WAT, WND, GEO, or SUN)
EXCLUDE | WY | Boysen | 505 | 1 | WAT | HY | 7.5 |  | Electric Utility | N | Non Combustion (NUC, WAT, WND, GEO, or SUN)
EXCLUDE | WY | Boysen | 505 | 2 | WAT | HY | 7.5 |  | Electric Utility | N | Non Combustion (NUC, WAT, WND, GEO, or SUN)
EXCLUDE | NY | Forestport | 50768 | 1 | WAT | HY | 3.4 |  | IPP Non-CHP | N | Non Combustion (NUC, WAT, WND, GEO, or SUN)
EXCLUDE | MI | Cooke | 1700 | 1 | WAT | HY | 3 |  | Electric Utility | N | Non Combustion (NUC, WAT, WND, GEO, or SUN)
EXCLUDE | MI | Cooke | 1700 | 2 | WAT | HY | 3 |  | Electric Utility | N | Non Combustion (NUC, WAT, WND, GEO, or SUN)
EXCLUDE | MI | Cooke | 1700 | 3 | WAT | HY | 3 |  | Electric Utility | N | Non Combustion (NUC, WAT, WND, GEO, or SUN)
EXCLUDE | MT | Turnbull Hydro | 57690 | 1 | WAT | HY | 5.3 |  | IPP Non-CHP | N | Non Combustion (NUC, WAT, WND, GEO, or SUN)
EXCLUDE | MT | Turnbull Hydro | 57690 | 2 | WAT | HY | 7.7 |  | IPP Non-CHP | N | Non Combustion (NUC, WAT, WND, GEO, or SUN)
EXCLUDE | PA | Lookout Windpower LLC | 56700 | 1 | WND | WT | 37.8 |  | IPP Non-CHP | N | Non Combustion (NUC, WAT, WND, GEO, or SUN)
EXCLUDE | MT | Horseshoe Bend Wind Park | 56591 | HBWP | WND | WT | 9 |  | IPP Non-CHP | N | Non Combustion (NUC, WAT, WND, GEO, or SUN)
EXCLUDE | PA | Casselman Wind Power Project | 56369 | 1 | WND | WT | 34.5 |  | IPP Non-CHP | N | Non Combustion (NUC, WAT, WND, GEO, or SUN)
EXCLUDE | AZ | Prescott Solar Plant | 58147 | PV1 | SUN | PV | 10.8 |  | IPP Non-CHP | N | Non Combustion (NUC, WAT, WND, GEO, or SUN)
EXCLUDE | AZ | UASTP I | 57392 | UATP1 | SUN | PV | 1.2 |  | Electric Utility | N | Non Combustion (NUC, WAT, WND, GEO, or SUN)
EXCLUDE | TX | Amistad Dam & Power | 6128 | 1 | WAT | HY | 33 |  | Electric Utility | N | Non Combustion (NUC, WAT, WND, GEO, or SUN)
EXCLUDE | TX | Amistad Dam & Power | 6128 | 2 | WAT | HY | 33 |  | Electric Utility | N | Non Combustion (NUC, WAT, WND, GEO, or SUN)
EXCLUDE | CA | Frankenheimer Power Plant | 50219 | U1 | WAT | HY | 5.3 |  | IPP Non-CHP | N | Non Combustion (NUC, WAT, WND, GEO, or SUN)
EXCLUDE | WA | Coastal Energy Project | 57756 | 1 | WND | WT | 6 |  | IPP Non-CHP | N | Non Combustion (NUC, WAT, WND, GEO, or SUN)
EXCLUDE | OK | Oklahoma Wind Energy Center | 56094 | GE15 | WND | WT | 51 |  | IPP Non-CHP | N | Non Combustion (NUC, WAT, WND, GEO, or SUN)
EXCLUDE | OK | Oklahoma Wind Energy Center | 56094 | GSOO | WND | WT | 51 |  | IPP Non-CHP | N | Non Combustion (NUC, WAT, WND, GEO, or SUN)
EXCLUDE | AZ | Paloma Solar | 57562 | PV1 | SUN | PV | 17 |  | Electric Utility | N | Non Combustion (NUC, WAT, WND, GEO, or SUN)
EXCLUDE | CO | Ridge Crest Wind Partners | 55741 | A1 | WND | WT | 29.7 |  | IPP Non-CHP | N | Non Combustion (NUC, WAT, WND, GEO, or SUN)
EXCLUDE | IN | Meadow Lake Wind Farm II LLC | 57112 | GEN1 | WND | WT | 99 |  | IPP Non-CHP | N | Non Combustion (NUC, WAT, WND, GEO, or SUN)
EXCLUDE | SC | Saluda | 3267 | 1 | WAT | HY | 0.6 |  | IPP Non-CHP | N | Non Combustion (NUC, WAT, WND, GEO, or SUN)
EXCLUDE | SC | Saluda | 3267 | 2 | WAT | HY | 0.6 |  | IPP Non-CHP | N | Non Combustion (NUC, WAT, WND, GEO, or SUN)
EXCLUDE | SC | Saluda | 3267 | 3 | WAT | HY | 0.6 |  | IPP Non-CHP | N | Non Combustion (NUC, WAT, WND, GEO, or SUN)
EXCLUDE | SC | Saluda | 3267 | 4 | WAT | HY | 0.6 |  | IPP Non-CHP | N | Non Combustion (NUC, WAT, WND, GEO, or SUN)
EXCLUDE | CA | Montgomery Creek Hydro | 55009 | GEN1 | WAT | HY | 2.6 |  | IPP Non-CHP | N | Non Combustion (NUC, WAT, WND, GEO, or SUN)
EXCLUDE | WA | Cushman 1 | 3914 | 21 | WAT | HY | 21.6 |  | Electric Utility | N | Non Combustion (NUC, WAT, WND, GEO, or SUN)
EXCLUDE | WA | Cushman 1 | 3914 | 22 | WAT | HY | 21.6 |  | Electric Utility | N | Non Combustion (NUC, WAT, WND, GEO, or SUN)
EXCLUDE | MN | Rapids Energy Center | 10686 | HYD | WAT | HY | 1.9 |  | Electric Utility | N | Non Combustion (NUC, WAT, WND, GEO, or SUN)
EXCLUDE | MN | Roadrunner I LLC | 56578 | 1 | WND | WT | 1.3 |  | IPP Non-CHP | N | Non Combustion (NUC, WAT, WND, GEO, or SUN)
EXCLUDE | MO | Wind Capital Holdings LLC | 56555 | 1 | WND | WT | 56.7 |  | IPP Non-CHP | N | Non Combustion (NUC, WAT, WND, GEO, or SUN)
EXCLUDE | MN | Lakota Ridge LLC | 55353 | NMO1 | WND | WT | 11.2 |  | IPP Non-CHP | N | Non Combustion (NUC, WAT, WND, GEO, or SUN)
EXCLUDE | MN | Wallys Wind Farm LLC | 56585 | 1 | WND | WT | 1.3 |  | IPP Non-CHP | N | Non Combustion (NUC, WAT, WND, GEO, or SUN)
EXCLUDE | ID | Grace | 827 | 3 | WAT | HY | 11 |  | Electric Utility | N | Non Combustion (NUC, WAT, WND, GEO, or SUN)
EXCLUDE | ID | Grace | 827 | 4 | WAT | HY | 11 |  | Electric Utility | N | Non Combustion (NUC, WAT, WND, GEO, or SUN)
EXCLUDE | ID | Grace | 827 | 5 | WAT | HY | 11 |  | Electric Utility | N | Non Combustion (NUC, WAT, WND, GEO, or SUN)
EXCLUDE | MI | Hoist | 7115 | 2 | WAT | HY | 1.4 |  | Electric Utility | N | Non Combustion (NUC, WAT, WND, GEO, or SUN)
EXCLUDE | MI | Hoist | 7115 | 3 | WAT | HY | 2 |  | Electric Utility | N | Non Combustion (NUC, WAT, WND, GEO, or SUN)
EXCLUDE | IA | FPL Energy Crystal Lake Wind II LLC | 56925 | CL25 | WND | WT | 200 |  | IPP Non-CHP | N | Non Combustion (NUC, WAT, WND, GEO, or SUN)
EXCLUDE | CA | New Hogan Power Plant | 50755 | GEN1 | WAT | HY | 1.9 |  | Electric Utility | N | Non Combustion (NUC, WAT, WND, GEO, or SUN)
EXCLUDE | CA | New Hogan Power Plant | 50755 | GEN2 | WAT | HY | 0.9 |  | Electric Utility | N | Non Combustion (NUC, WAT, WND, GEO, or SUN)
EXCLUDE | IA | Top of Iowa Windfarm III | 56386 | TOI3 | WND | WT | 29.7 |  | Electric Utility | N | Non Combustion (NUC, WAT, WND, GEO, or SUN)
EXCLUDE | NM | Macho Springs Power I | 57947 | GEN | WND | WT | 50.4 |  | IPP Non-CHP | N | Non Combustion (NUC, WAT, WND, GEO, or SUN)
EXCLUDE | MN | Taconite Ridge 1 Wind Energy Center | 56630 | 1 | WND | WT | 25 |  | Electric Utility | N | Non Combustion (NUC, WAT, WND, GEO, or SUN)
EXCLUDE | AK | Gold Creek | 63 | 1 | WAT | HY | 0.8 |  | Electric Utility | N | Non Combustion (NUC, WAT, WND, GEO, or SUN)
EXCLUDE | AK | Gold Creek | 63 | 2 | WAT | HY | 0.4 |  | Electric Utility | N | Non Combustion (NUC, WAT, WND, GEO, or SUN)
EXCLUDE | AK | Gold Creek | 63 | 3 | WAT | HY | 0.4 |  | Electric Utility | N | Non Combustion (NUC, WAT, WND, GEO, or SUN)
EXCLUDE | IN | Meadow Lake Wind Farm III LLC | 57115 | GEN1 | WND | WT | 103.5 |  | IPP Non-CHP | N | Non Combustion (NUC, WAT, WND, GEO, or SUN)
EXCLUDE | CA | Indian Valley Dam Hydro Project | 50129 | 1641 | WAT | HY | 1.4 |  | IPP Non-CHP | N | Non Combustion (NUC, WAT, WND, GEO, or SUN)
EXCLUDE | CA | Indian Valley Dam Hydro Project | 50129 | 1642 | WAT | HY | 1.4 |  | IPP Non-CHP | N | Non Combustion (NUC, WAT, WND, GEO, or SUN)
EXCLUDE | CA | Indian Valley Dam Hydro Project | 50129 | 8332 | WAT | HY | 0.1 |  | IPP Non-CHP | N | Non Combustion (NUC, WAT, WND, GEO, or SUN)
EXCLUDE | WA | Wild Horse | 56322 | 1 | WND | WT | 228.6 |  | Electric Utility | N | Non Combustion (NUC, WAT, WND, GEO, or SUN)
EXCLUDE | WA | Wild Horse | 56322 | WH2 | WND | WT | 44 |  | Electric Utility | N | Non Combustion (NUC, WAT, WND, GEO, or SUN)
EXCLUDE | NH | EHC West Hopkinton | 54384 | GEN1 | WAT | HY | 1 |  | IPP Non-CHP | N | Non Combustion (NUC, WAT, WND, GEO, or SUN)
EXCLUDE | CA | Big Creek 4 | 320 | 1 | WAT | HY | 50 |  | Electric Utility | N | Non Combustion (NUC, WAT, WND, GEO, or SUN)
EXCLUDE | CA | Big Creek 4 | 320 | 2 | WAT | HY | 50 |  | Electric Utility | N | Non Combustion (NUC, WAT, WND, GEO, or SUN)
EXCLUDE | MI | Secord | 50159 | 1 | WAT | HY | 1.2 |  | IPP Non-CHP | N | Non Combustion (NUC, WAT, WND, GEO, or SUN)
EXCLUDE | MT | Hungry Horse | 2203 | 1 | WAT | HY | 107 |  | Electric Utility | N | Non Combustion (NUC, WAT, WND, GEO, or SUN)
EXCLUDE | MT | Hungry Horse | 2203 | 2 | WAT | HY | 107 |  | Electric Utility | N | Non Combustion (NUC, WAT, WND, GEO, or SUN)
EXCLUDE | MT | Hungry Horse | 2203 | 3 | WAT | HY | 107 |  | Electric Utility | N | Non Combustion (NUC, WAT, WND, GEO, or SUN)
EXCLUDE | MT | Hungry Horse | 2203 | 4 | WAT | HY | 107 |  | Electric Utility | N | Non Combustion (NUC, WAT, WND, GEO, or SUN)
EXCLUDE | KY | Ohio Falls | 1365 | 1 | WAT | HY | 10 |  | Electric Utility | N | Non Combustion (NUC, WAT, WND, GEO, or SUN)
EXCLUDE | KY | Ohio Falls | 1365 | 2 | WAT | HY | 10 |  | Electric Utility | N | Non Combustion (NUC, WAT, WND, GEO, or SUN)
EXCLUDE | KY | Ohio Falls | 1365 | 3 | WAT | HY | 10 |  | Electric Utility | N | Non Combustion (NUC, WAT, WND, GEO, or SUN)
EXCLUDE | KY | Ohio Falls | 1365 | 4 | WAT | HY | 10 |  | Electric Utility | N | Non Combustion (NUC, WAT, WND, GEO, or SUN)
EXCLUDE | KY | Ohio Falls | 1365 | 5 | WAT | HY | 10 |  | Electric Utility | N | Non Combustion (NUC, WAT, WND, GEO, or SUN)
EXCLUDE | KY | Ohio Falls | 1365 | 6 | WAT | HY | 12.6 |  | Electric Utility | N | Non Combustion (NUC, WAT, WND, GEO, or SUN)
EXCLUDE | KY | Ohio Falls | 1365 | 7 | WAT | HY | 12.6 |  | Electric Utility | N | Non Combustion (NUC, WAT, WND, GEO, or SUN)
EXCLUDE | KY | Ohio Falls | 1365 | 8 | WAT | HY | 10 |  | Electric Utility | N | Non Combustion (NUC, WAT, WND, GEO, or SUN)
EXCLUDE | MO | Farmers City Wind LLC | 56767 | 1 | WND | WT | 146 |  | IPP Non-CHP | N | Non Combustion (NUC, WAT, WND, GEO, or SUN)
EXCLUDE | AZ | Prescott Airport | 56228 | PV1 | SUN | PV | 2.1 |  | Electric Utility | N | Non Combustion (NUC, WAT, WND, GEO, or SUN)
EXCLUDE | CO | Boulder City Lakewood Hydro | 54679 | 0001 | WAT | HY | 3.5 |  | IPP Non-CHP | N | Non Combustion (NUC, WAT, WND, GEO, or SUN)
EXCLUDE | PA | Beaver Valley Patterson Dam | 10546 | GEN1 | WAT | HY | 0.4 |  | IPP Non-CHP | N | Non Combustion (NUC, WAT, WND, GEO, or SUN)
EXCLUDE | PA | Beaver Valley Patterson Dam | 10546 | GEN2 | WAT | HY | 0.4 |  | IPP Non-CHP | N | Non Combustion (NUC, WAT, WND, GEO, or SUN)
EXCLUDE | PA | Beaver Valley Patterson Dam | 10546 | GEN3 | WAT | HY | 0.4 |  | IPP Non-CHP | N | Non Combustion (NUC, WAT, WND, GEO, or SUN)
EXCLUDE | WI | Dells | 4002 | 1 | WAT | HY | 2.9 |  | Electric Utility | N | Non Combustion (NUC, WAT, WND, GEO, or SUN)
EXCLUDE | WI | Dells | 4002 | 2 | WAT | HY | 2.6 |  | Electric Utility | N | Non Combustion (NUC, WAT, WND, GEO, or SUN)
EXCLUDE | WI | Dells | 4002 | 3 | WAT | HY | 2.6 |  | Electric Utility | N | Non Combustion (NUC, WAT, WND, GEO, or SUN)
EXCLUDE | WI | Dells | 4002 | 4 | WAT | HY | 2.6 |  | Electric Utility | N | Non Combustion (NUC, WAT, WND, GEO, or SUN)
EXCLUDE | WI | Dells | 4002 | 5 | WAT | HY | 1.6 |  | Electric Utility | N | Non Combustion (NUC, WAT, WND, GEO, or SUN)
EXCLUDE | PA | Armenia Mountain Wind Farm | 57044 | 1 | WND | WT | 100.5 |  | IPP Non-CHP | N | Non Combustion (NUC, WAT, WND, GEO, or SUN)
EXCLUDE | CA | Parker | 428 | 1 | WAT | HY | 2.7 |  | IPP Non-CHP | N | Non Combustion (NUC, WAT, WND, GEO, or SUN)
EXCLUDE | NV | Soda Lake Geothermal No I II | 52174 | OE11 | GEO | ST | 1.2 |  | IPP Non-CHP | N | Non Combustion (NUC, WAT, WND, GEO, or SUN)
EXCLUDE | NV | Soda Lake Geothermal No I II | 52174 | OE12 | GEO | ST | 1.2 |  | IPP Non-CHP | N | Non Combustion (NUC, WAT, WND, GEO, or SUN)
EXCLUDE | NV | Soda Lake Geothermal No I II | 52174 | OE13 | GEO | ST | 1.2 |  | IPP Non-CHP | N | Non Combustion (NUC, WAT, WND, GEO, or SUN)
EXCLUDE | NV | Soda Lake Geothermal No I II | 52174 | OE21 | GEO | ST | 1.5 |  | IPP Non-CHP | N | Non Combustion (NUC, WAT, WND, GEO, or SUN)
EXCLUDE | NV | Soda Lake Geothermal No I II | 52174 | OEC1 | GEO | ST | 3.5 |  | IPP Non-CHP | N | Non Combustion (NUC, WAT, WND, GEO, or SUN)
EXCLUDE | NV | Soda Lake Geothermal No I II | 52174 | OEC2 | GEO | ST | 3.5 |  | IPP Non-CHP | N | Non Combustion (NUC, WAT, WND, GEO, or SUN)
EXCLUDE | NV | Soda Lake Geothermal No I II | 52174 | OEC3 | GEO | ST | 3.5 |  | IPP Non-CHP | N | Non Combustion (NUC, WAT, WND, GEO, or SUN)
EXCLUDE | NV | Soda Lake Geothermal No I II | 52174 | OEC4 | GEO | ST | 3.5 |  | IPP Non-CHP | N | Non Combustion (NUC, WAT, WND, GEO, or SUN)
EXCLUDE | NV | Soda Lake Geothermal No I II | 52174 | OEC5 | GEO | ST | 3.5 |  | IPP Non-CHP | N | Non Combustion (NUC, WAT, WND, GEO, or SUN)
EXCLUDE | NV | Soda Lake Geothermal No I II | 52174 | OEC6 | GEO | ST | 3.5 |  | IPP Non-CHP | N | Non Combustion (NUC, WAT, WND, GEO, or SUN)
EXCLUDE | CA | RE Bruceville 1 | 57783 | BRU1 | SUN | PV | 5 |  | IPP Non-CHP | N | Non Combustion (NUC, WAT, WND, GEO, or SUN)
EXCLUDE | OR | Biglow Canyon Wind Farm | 56485 | 1 | WND | WT | 125.4 |  | Electric Utility | N | Non Combustion (NUC, WAT, WND, GEO, or SUN)
EXCLUDE | OR | Biglow Canyon Wind Farm | 56485 | 2 | WND | WT | 149.5 |  | Electric Utility | N | Non Combustion (NUC, WAT, WND, GEO, or SUN)
EXCLUDE | OR | Biglow Canyon Wind Farm | 56485 | 3 | WND | WT | 174.8 |  | Electric Utility | N | Non Combustion (NUC, WAT, WND, GEO, or SUN)
EXCLUDE | CA | Mill Creek 3 | 7147 | 3 | WAT | HY | 1 |  | Electric Utility | N | Non Combustion (NUC, WAT, WND, GEO, or SUN)
EXCLUDE | CA | Mill Creek 3 | 7147 | 4 | WAT | HY | 1 |  | Electric Utility | N | Non Combustion (NUC, WAT, WND, GEO, or SUN)
EXCLUDE | CA | Mill Creek 3 | 7147 | 5 | WAT | HY | 1 |  | Electric Utility | N | Non Combustion (NUC, WAT, WND, GEO, or SUN)
EXCLUDE | NY | Ephratah | 2560 | 1 | WAT | HY | 1 |  | IPP Non-CHP | N | Non Combustion (NUC, WAT, WND, GEO, or SUN)
EXCLUDE | NY | Ephratah | 2560 | 2 | WAT | HY | 1 |  | IPP Non-CHP | N | Non Combustion (NUC, WAT, WND, GEO, or SUN)
EXCLUDE | NY | Ephratah | 2560 | 3 | WAT | HY | 1 |  | IPP Non-CHP | N | Non Combustion (NUC, WAT, WND, GEO, or SUN)
EXCLUDE | NY | Ephratah | 2560 | 4 | WAT | HY | 1 |  | IPP Non-CHP | N | Non Combustion (NUC, WAT, WND, GEO, or SUN)
EXCLUDE | CA | Coram Energy LLC | 54299 | GEWE | WND | WT | 3 |  | IPP Non-CHP | N | Non Combustion (NUC, WAT, WND, GEO, or SUN)
EXCLUDE | PA | Meyersdale Windpower | 56052 | GE15 | WND | WT | 30 |  | IPP Non-CHP | N | Non Combustion (NUC, WAT, WND, GEO, or SUN)
EXCLUDE | CA | Hatchet Ridge Wind Project | 56654 | 1 | WND | WT | 101.2 |  | IPP Non-CHP | N | Non Combustion (NUC, WAT, WND, GEO, or SUN)
EXCLUDE | CA | RE Kammerer 1 | 57778 | KAM1 | SUN | PV | 5 |  | IPP Non-CHP | N | Non Combustion (NUC, WAT, WND, GEO, or SUN)
EXCLUDE | NY | Munnsville Wind Farm LLC | 56594 | MU1 | WND | WT | 34.5 |  | IPP Non-CHP | N | Non Combustion (NUC, WAT, WND, GEO, or SUN)
EXCLUDE | OR | Sand Ranch Windfarm LLC | 56973 | 1 | WND | WT | 9.9 |  | IPP Non-CHP | N | Non Combustion (NUC, WAT, WND, GEO, or SUN)
EXCLUDE | MN | Jessica Mills LLC | 55564 | JM30 | WND | WT | 1.9 |  | IPP Non-CHP | N | Non Combustion (NUC, WAT, WND, GEO, or SUN)
EXCLUDE | AZ | Hyder Solar | 57563 | PV1 | SUN | PV | 11 |  | Electric Utility | N | Non Combustion (NUC, WAT, WND, GEO, or SUN)
EXCLUDE | AZ | Hyder Solar | 57563 | PV2 | SUN | PV | 5 |  | Electric Utility | N | Non Combustion (NUC, WAT, WND, GEO, or SUN)
EXCLUDE | PA | Warrior Ridge Hydro | 10152 | L-1 | WAT | HY | 0.7 |  | IPP Non-CHP | N | Non Combustion (NUC, WAT, WND, GEO, or SUN)
EXCLUDE | PA | Warrior Ridge Hydro | 10152 | L-2 | WAT | HY | 0.7 |  | IPP Non-CHP | N | Non Combustion (NUC, WAT, WND, GEO, or SUN)
EXCLUDE | PA | Warrior Ridge Hydro | 10152 | L-4 | WAT | HY | 0.7 |  | IPP Non-CHP | N | Non Combustion (NUC, WAT, WND, GEO, or SUN)
EXCLUDE | PA | Warrior Ridge Hydro | 10152 | L-5 | WAT | HY | 0.7 |  | IPP Non-CHP | N | Non Combustion (NUC, WAT, WND, GEO, or SUN)
EXCLUDE | WI | Old Badger | 4121 | 3 | WAT | HY | 1 |  | Electric Utility | N | Non Combustion (NUC, WAT, WND, GEO, or SUN)
EXCLUDE | WI | Old Badger | 4121 | 4 | WAT | HY | 1 |  | Electric Utility | N | Non Combustion (NUC, WAT, WND, GEO, or SUN)
EXCLUDE | CA | SunEdison Ironwood State Prison | 57007 | 1 | SUN | PV | 1 |  | IPP Non-CHP | N | Non Combustion (NUC, WAT, WND, GEO, or SUN)
EXCLUDE | NC | Tennessee Creek | 2749 | 1 | WAT | HY | 10.8 |  | Electric Utility | N | Non Combustion (NUC, WAT, WND, GEO, or SUN)
EXCLUDE | CA | SunEdison Walmart Apple Valley DC | 57012 | 1 | SUN | PV | 1 |  | IPP Non-CHP | N | Non Combustion (NUC, WAT, WND, GEO, or SUN)
EXCLUDE | IL | EcoGrove Wind LLC | 56805 | 1 | WND | WT | 100.5 |  | IPP Non-CHP | N | Non Combustion (NUC, WAT, WND, GEO, or SUN)
EXCLUDE | IA | Storm Lake II | 55287 | EXIS | WND | WT | 80.2 |  | IPP Non-CHP | N | Non Combustion (NUC, WAT, WND, GEO, or SUN)
EXCLUDE | CO | Flatiron | 518 | 1 | WAT | HY | 45 |  | Electric Utility | N | Non Combustion (NUC, WAT, WND, GEO, or SUN)
EXCLUDE | CO | Flatiron | 518 | 2 | WAT | HY | 45 |  | Electric Utility | N | Non Combustion (NUC, WAT, WND, GEO, or SUN)
EXCLUDE | OR | Eurus Combine Hills Turbine Ranch 2 | 57137 | 1 | WND | WT | 63 |  | IPP Non-CHP | N | Non Combustion (NUC, WAT, WND, GEO, or SUN)
EXCLUDE | OR | John C Boyle | 3028 | 1 | WAT | HY | 50.3 |  | Electric Utility | N | Non Combustion (NUC, WAT, WND, GEO, or SUN)
EXCLUDE | OR | John C Boyle | 3028 | 2 | WAT | HY | 48.4 |  | Electric Utility | N | Non Combustion (NUC, WAT, WND, GEO, or SUN)
EXCLUDE | ME | Messalonskee 5 | 1500 | 1 | WAT | HY | 1.8 |  | IPP Non-CHP | N | Non Combustion (NUC, WAT, WND, GEO, or SUN)
EXCLUDE | MI | Michigan Wind 1 LLC | 56416 | 1 | WND | WT | 69 |  | IPP Non-CHP | N | Non Combustion (NUC, WAT, WND, GEO, or SUN)
EXCLUDE | NM | SPS5 Hopi | 57740 | 1 | SUN | PV | 10.1 |  | IPP Non-CHP | N | Non Combustion (NUC, WAT, WND, GEO, or SUN)
EXCLUDE | MI | Smallwood | 50160 | 1 | WAT | HY | 1.2 |  | IPP Non-CHP | N | Non Combustion (NUC, WAT, WND, GEO, or SUN)
EXCLUDE | CA | RE Dillard 2 | 57779 | DIL2 | SUN | PV | 3 |  | IPP Non-CHP | N | Non Combustion (NUC, WAT, WND, GEO, or SUN)
EXCLUDE | NY | Lachute Hydro Lower | 10752 | GEN1 | WAT | HY | 3.8 |  | IPP Non-CHP | N | Non Combustion (NUC, WAT, WND, GEO, or SUN)
EXCLUDE | NV | New Lahontan | 50261 | GEN1 | WAT | HY | 4 |  | IPP Non-CHP | N | Non Combustion (NUC, WAT, WND, GEO, or SUN)
EXCLUDE | CT | Shepaug | 552 | 1 | WAT | HY | 37.2 |  | IPP Non-CHP | N | Non Combustion (NUC, WAT, WND, GEO, or SUN)
EXCLUDE | WA | Big Horn Wind II | 57319 | 1 | WND | WT | 50 |  | IPP Non-CHP | N | Non Combustion (NUC, WAT, WND, GEO, or SUN)
EXCLUDE | SC | Gaston Shoals | 3258 | 3 | WAT | HY | 1.4 |  | Electric Utility | N | Non Combustion (NUC, WAT, WND, GEO, or SUN)
EXCLUDE | SC | Gaston Shoals | 3258 | 4 | WAT | HY | 1.4 |  | Electric Utility | N | Non Combustion (NUC, WAT, WND, GEO, or SUN)
EXCLUDE | SC | Gaston Shoals | 3258 | 5 | WAT | HY | 1.4 |  | Electric Utility | N | Non Combustion (NUC, WAT, WND, GEO, or SUN)
EXCLUDE | SC | Gaston Shoals | 3258 | 6 | WAT | HY | 2.5 |  | Electric Utility | N | Non Combustion (NUC, WAT, WND, GEO, or SUN)
EXCLUDE | TX | Notrees Windpower | 56961 | GE | WND | WT | 60 |  | IPP Non-CHP | N | Non Combustion (NUC, WAT, WND, GEO, or SUN)
EXCLUDE | TX | Notrees Windpower | 56961 | VESTA | WND | WT | 92.5 |  | IPP Non-CHP | N | Non Combustion (NUC, WAT, WND, GEO, or SUN)
EXCLUDE | IA | Storm Lake 1 | 54793 | EXIS | WND | WT | 112.5 |  | IPP Non-CHP | N | Non Combustion (NUC, WAT, WND, GEO, or SUN)
EXCLUDE | IA | Storm Lake 1 | 54793 | 2 | WND | WT | 0.7 |  | IPP Non-CHP | N | Non Combustion (NUC, WAT, WND, GEO, or SUN)
EXCLUDE | IA | Storm Lake 1 | 54793 | 3 | WND | WT | 0.7 |  | IPP Non-CHP | N | Non Combustion (NUC, WAT, WND, GEO, or SUN)
EXCLUDE | TX | Inadale Wind Farm LLC | 56984 | 1 | WND | WT | 197 |  | IPP Non-CHP | N | Non Combustion (NUC, WAT, WND, GEO, or SUN)
EXCLUDE | NM | Questa Solar Facility | 57369 | QST | SUN | PV | 1 |  | IPP Non-CHP | N | Non Combustion (NUC, WAT, WND, GEO, or SUN)
EXCLUDE | NY | Beardslee | 2543 | 1 | WAT | HY | 10 |  | IPP Non-CHP | N | Non Combustion (NUC, WAT, WND, GEO, or SUN)
EXCLUDE | NY | Beardslee | 2543 | 2 | WAT | HY | 10 |  | IPP Non-CHP | N | Non Combustion (NUC, WAT, WND, GEO, or SUN)
EXCLUDE | SC | Lockhart | 3275 | 2 | WAT | HY | 4.2 |  | Electric Utility | N | Non Combustion (NUC, WAT, WND, GEO, or SUN)
EXCLUDE | SC | Lockhart | 3275 | HY1 | WAT | HY | 4.2 |  | Electric Utility | N | Non Combustion (NUC, WAT, WND, GEO, or SUN)
EXCLUDE | SC | Lockhart | 3275 | HY3 | WAT | HY | 4.2 |  | Electric Utility | N | Non Combustion (NUC, WAT, WND, GEO, or SUN)
EXCLUDE | SC | Lockhart | 3275 | HY4 | WAT | HY | 4.2 |  | Electric Utility | N | Non Combustion (NUC, WAT, WND, GEO, or SUN)
EXCLUDE | SC | Lockhart | 3275 | HY5 | WAT | HY | 1.2 |  | Electric Utility | N | Non Combustion (NUC, WAT, WND, GEO, or SUN)
EXCLUDE | NM | Alamogordo Solar Energy Center | 57577 | AGSEC | SUN | PV | 5 |  | Electric Utility | N | Non Combustion (NUC, WAT, WND, GEO, or SUN)
EXCLUDE | CA | Edwards Air Force Base | 58076 | 1 | SUN | PV | 0.9 |  | IPP Non-CHP | N | Non Combustion (NUC, WAT, WND, GEO, or SUN)
EXCLUDE | CA | Edwards Air Force Base | 58076 | 2 | SUN | PV | 1 |  | IPP Non-CHP | N | Non Combustion (NUC, WAT, WND, GEO, or SUN)
EXCLUDE | CA | Edwards Air Force Base | 58076 | 3 | SUN | PV | 1 |  | IPP Non-CHP | N | Non Combustion (NUC, WAT, WND, GEO, or SUN)
EXCLUDE | IL | Geneseo | 944 | 10 | WND | WT | 1.5 |  | Electric Utility | N | Non Combustion (NUC, WAT, WND, GEO, or SUN)
EXCLUDE | IL | Geneseo | 944 | 11 | WND | WT | 1.5 |  | Electric Utility | N | Non Combustion (NUC, WAT, WND, GEO, or SUN)
EXCLUDE | CA | San Gorgonio Farms Wind Farm | 50281 | WGEN | WND | WT | 31 |  | IPP Non-CHP | N | Non Combustion (NUC, WAT, WND, GEO, or SUN)
EXCLUDE | MN | GL Wind | 57813 | TURB1 | WND | WT | 2.5 |  | IPP Non-CHP | N | Non Combustion (NUC, WAT, WND, GEO, or SUN)
EXCLUDE | MN | GL Wind | 57813 | TURB2 | WND | WT | 2.5 |  | IPP Non-CHP | N | Non Combustion (NUC, WAT, WND, GEO, or SUN)
EXCLUDE | NV | Jersey Valley Geothermal Power Plant | 57376 | OEC1 | GEO | BT | 16 |  | IPP Non-CHP | N | Non Combustion (NUC, WAT, WND, GEO, or SUN)
EXCLUDE | NV | Jersey Valley Geothermal Power Plant | 57376 | OEC2 | GEO | BT | 7.5 |  | IPP Non-CHP | N | Non Combustion (NUC, WAT, WND, GEO, or SUN)
EXCLUDE | IN | Fowler Ridge Wind Farm LLC | 56777 | FIA | WND | WT | 201.3 |  | IPP Non-CHP | N | Non Combustion (NUC, WAT, WND, GEO, or SUN)
EXCLUDE | IN | Fowler Ridge Wind Farm LLC | 56777 | FIB | WND | WT | 100 |  | IPP Non-CHP | N | Non Combustion (NUC, WAT, WND, GEO, or SUN)
EXCLUDE | IN | Fowler Ridge Wind Farm LLC | 56777 | FII | WND | WT | 200 |  | IPP Non-CHP | N | Non Combustion (NUC, WAT, WND, GEO, or SUN)
EXCLUDE | IN | Fowler Ridge Wind Farm LLC | 56777 | FIII | WND | WT | 99 |  | IPP Non-CHP | N | Non Combustion (NUC, WAT, WND, GEO, or SUN)
EXCLUDE | NM | SPS4 Monument | 57739 | 1 | SUN | PV | 10.1 |  | IPP Non-CHP | N | Non Combustion (NUC, WAT, WND, GEO, or SUN)
EXCLUDE | CA | RE Dillard 3 | 57781 | DIL3 | SUN | PV | 3 |  | IPP Non-CHP | N | Non Combustion (NUC, WAT, WND, GEO, or SUN)
EXCLUDE | ID | K W Company | 55007 | LS1 | WAT | HY | 0.1 |  | IPP Non-CHP | N | Non Combustion (NUC, WAT, WND, GEO, or SUN)
EXCLUDE | ID | K W Company | 55007 | LS2 | WAT | HY | 0.1 |  | IPP Non-CHP | N | Non Combustion (NUC, WAT, WND, GEO, or SUN)
EXCLUDE | ID | K W Company | 55007 | LS3 | WAT | HY | 0.1 |  | IPP Non-CHP | N | Non Combustion (NUC, WAT, WND, GEO, or SUN)
EXCLUDE | ID | K W Company | 55007 | LS4 | WAT | HY | 0.1 |  | IPP Non-CHP | N | Non Combustion (NUC, WAT, WND, GEO, or SUN)
EXCLUDE | ID | K W Company | 55007 | LS5 | WAT | HY | 0.1 |  | IPP Non-CHP | N | Non Combustion (NUC, WAT, WND, GEO, or SUN)
EXCLUDE | ID | K W Company | 55007 | UE5 | WAT | HY | 0.1 |  | IPP Non-CHP | N | Non Combustion (NUC, WAT, WND, GEO, or SUN)
EXCLUDE | ID | K W Company | 55007 | UW1 | WAT | HY | 0.2 |  | IPP Non-CHP | N | Non Combustion (NUC, WAT, WND, GEO, or SUN)
EXCLUDE | ID | K W Company | 55007 | UW2 | WAT | HY | 0.2 |  | IPP Non-CHP | N | Non Combustion (NUC, WAT, WND, GEO, or SUN)
EXCLUDE | ID | K W Company | 55007 | UW3 | WAT | HY | 0.2 |  | IPP Non-CHP | N | Non Combustion (NUC, WAT, WND, GEO, or SUN)
EXCLUDE | ID | K W Company | 55007 | UW4 | WAT | HY | 0.2 |  | IPP Non-CHP | N | Non Combustion (NUC, WAT, WND, GEO, or SUN)
EXCLUDE | CA | RE Dillard 1 | 57777 | DL1 | SUN | PV | 3 |  | IPP Non-CHP | N | Non Combustion (NUC, WAT, WND, GEO, or SUN)
EXCLUDE | UT | Spanish Fork | 3691 | 1 | WAT | HY | 1.7 |  | Electric Utility | N | Non Combustion (NUC, WAT, WND, GEO, or SUN)
EXCLUDE | UT | Spanish Fork | 3691 | 2 | WAT | HY | 1.7 |  | Electric Utility | N | Non Combustion (NUC, WAT, WND, GEO, or SUN)
EXCLUDE | UT | Spanish Fork | 3691 | 3 | WAT | HY | 0.2 |  | Electric Utility | N | Non Combustion (NUC, WAT, WND, GEO, or SUN)
EXCLUDE | OR | Pacific Canyon Windfarm LLC | 56972 | 1 | WND | WT | 8.3 |  | IPP Non-CHP | N | Non Combustion (NUC, WAT, WND, GEO, or SUN)
EXCLUDE | ID | Marco Ranch | 50323 | 1 | WAT | HY | 0.3 |  | IPP Non-CHP | N | Non Combustion (NUC, WAT, WND, GEO, or SUN)
EXCLUDE | ID | Marco Ranch | 50323 | 2 | WAT | HY | 0.3 |  | IPP Non-CHP | N | Non Combustion (NUC, WAT, WND, GEO, or SUN)
EXCLUDE | ID | Marco Ranch | 50323 | 3 | WAT | HY | 0.3 |  | IPP Non-CHP | N | Non Combustion (NUC, WAT, WND, GEO, or SUN)
EXCLUDE | ID | Marco Ranch | 50323 | 4 | WAT | HY | 0.3 |  | IPP Non-CHP | N | Non Combustion (NUC, WAT, WND, GEO, or SUN)
EXCLUDE | WI | Ladysmith | 3986 | 1 | WAT | HY | 0.9 |  | Electric Utility | N | Non Combustion (NUC, WAT, WND, GEO, or SUN)
EXCLUDE | WI | Ladysmith | 3986 | 2 | WAT | HY | 0.9 |  | Electric Utility | N | Non Combustion (NUC, WAT, WND, GEO, or SUN)
EXCLUDE | WI | Ladysmith | 3986 | 3 | WAT | HY | 1.6 |  | Electric Utility | N | Non Combustion (NUC, WAT, WND, GEO, or SUN)
EXCLUDE | TX | Falcon Dam & Power | 6410 | 1 | WAT | HY | 10.5 |  | Electric Utility | N | Non Combustion (NUC, WAT, WND, GEO, or SUN)
EXCLUDE | TX | Falcon Dam & Power | 6410 | 2 | WAT | HY | 10.5 |  | Electric Utility | N | Non Combustion (NUC, WAT, WND, GEO, or SUN)
EXCLUDE | TX | Falcon Dam & Power | 6410 | 3 | WAT | HY | 10.5 |  | Electric Utility | N | Non Combustion (NUC, WAT, WND, GEO, or SUN)
EXCLUDE | WY | Glendo | 4177 | 1 | WAT | HY | 19 |  | Electric Utility | N | Non Combustion (NUC, WAT, WND, GEO, or SUN)
EXCLUDE | WY | Glendo | 4177 | 2 | WAT | HY | 19 |  | Electric Utility | N | Non Combustion (NUC, WAT, WND, GEO, or SUN)
EXCLUDE | OR | FPL Energy Vansycle LLC (OR) | 55989 | V-47 | WND | WT | 122.8 |  | IPP Non-CHP | N | Non Combustion (NUC, WAT, WND, GEO, or SUN)
EXCLUDE | ID | Cassia Gulch Wind Park LLC | 56935 | 1 | WND | WT | 18.9 |  | IPP Non-CHP | N | Non Combustion (NUC, WAT, WND, GEO, or SUN)
EXCLUDE | CO | OREG 4 Peetz | 57134 | 1 | WH | OT | 4.5 |  | IPP Non-CHP | N | Non Fossil fuel type
EXCLUDE | NM | Mesalands Comm College Wind Turbine | 57106 | 1 | WND | WT | 1.5 |  | Commercial Non-CHP | N | Non Combustion (NUC, WAT, WND, GEO, or SUN)
EXCLUDE | SC | Ware Shoals Hydro Project | 10801 | GEN1 | WAT | HY | 3 |  | IPP Non-CHP | N | Non Combustion (NUC, WAT, WND, GEO, or SUN)
EXCLUDE | SC | Ware Shoals Hydro Project | 10801 | GEN2 | WAT | HY | 3.2 |  | IPP Non-CHP | N | Non Combustion (NUC, WAT, WND, GEO, or SUN)
EXCLUDE | OH | Blue Creek Wind Project | 57449 | 1 | WND | WT | 302 |  | IPP Non-CHP | N | Non Combustion (NUC, WAT, WND, GEO, or SUN)
EXCLUDE | CT | Stevenson | 553 | 1 | WAT | HY | 7.5 |  | IPP Non-CHP | N | Non Combustion (NUC, WAT, WND, GEO, or SUN)
EXCLUDE | CT | Stevenson | 553 | 2 | WAT | HY | 7.5 |  | IPP Non-CHP | N | Non Combustion (NUC, WAT, WND, GEO, or SUN)
EXCLUDE | CT | Stevenson | 553 | 3 | WAT | HY | 7.5 |  | IPP Non-CHP | N | Non Combustion (NUC, WAT, WND, GEO, or SUN)
EXCLUDE | CT | Stevenson | 553 | 4 | WAT | HY | 8 |  | IPP Non-CHP | N | Non Combustion (NUC, WAT, WND, GEO, or SUN)
EXCLUDE | CA | Alta Wind Energy Center I | 57282 | AW01 | WND | WT | 150 |  | IPP Non-CHP | N | Non Combustion (NUC, WAT, WND, GEO, or SUN)
EXCLUDE | NY | Philadlephia | 10197 | GEN1 | WAT | HY | 3.6 |  | IPP Non-CHP | N | Non Combustion (NUC, WAT, WND, GEO, or SUN)
EXCLUDE | TX | Trinity Hills | 57520 | 1 | WND | WT | 225 |  | IPP Non-CHP | N | Non Combustion (NUC, WAT, WND, GEO, or SUN)
EXCLUDE | MN | Breezy Bucks I LLC | 56595 | 1 | WND | WT | 1.3 |  | IPP Non-CHP | N | Non Combustion (NUC, WAT, WND, GEO, or SUN)
EXCLUDE | CA | Turlock Lake | 161 | 1 | WAT | HY | 1.1 |  | Electric Utility | N | Non Combustion (NUC, WAT, WND, GEO, or SUN)
EXCLUDE | CA | Turlock Lake | 161 | 2 | WAT | HY | 1.1 |  | Electric Utility | N | Non Combustion (NUC, WAT, WND, GEO, or SUN)
EXCLUDE | CA | Turlock Lake | 161 | 3 | WAT | HY | 1.1 |  | Electric Utility | N | Non Combustion (NUC, WAT, WND, GEO, or SUN)
EXCLUDE | CA | Valley View | 487 | 1 | WAT | HY | 4.1 |  | Electric Utility | N | Non Combustion (NUC, WAT, WND, GEO, or SUN)
EXCLUDE | WI | Chippewa Falls | 4000 | 1 | WAT | HY | 3.6 |  | Electric Utility | N | Non Combustion (NUC, WAT, WND, GEO, or SUN)
EXCLUDE | WI | Chippewa Falls | 4000 | 2 | WAT | HY | 3.6 |  | Electric Utility | N | Non Combustion (NUC, WAT, WND, GEO, or SUN)
EXCLUDE | WI | Chippewa Falls | 4000 | 3 | WAT | HY | 3.6 |  | Electric Utility | N | Non Combustion (NUC, WAT, WND, GEO, or SUN)
EXCLUDE | WI | Chippewa Falls | 4000 | 4 | WAT | HY | 3.6 |  | Electric Utility | N | Non Combustion (NUC, WAT, WND, GEO, or SUN)
EXCLUDE | WI | Chippewa Falls | 4000 | 5 | WAT | HY | 3.6 |  | Electric Utility | N | Non Combustion (NUC, WAT, WND, GEO, or SUN)
EXCLUDE | WI | Chippewa Falls | 4000 | 6 | WAT | HY | 3.6 |  | Electric Utility | N | Non Combustion (NUC, WAT, WND, GEO, or SUN)
EXCLUDE | MI | Hodenpyl | 1708 | 1 | WAT | HY | 9.5 |  | Electric Utility | N | Non Combustion (NUC, WAT, WND, GEO, or SUN)
EXCLUDE | MI | Hodenpyl | 1708 | 2 | WAT | HY | 9.5 |  | Electric Utility | N | Non Combustion (NUC, WAT, WND, GEO, or SUN)
EXCLUDE | SC | Hollidays Bridge Hydro | 3261 | 1 | WAT | HY | 1 |  | IPP Non-CHP | N | Non Combustion (NUC, WAT, WND, GEO, or SUN)
EXCLUDE | SC | Hollidays Bridge Hydro | 3261 | 2 | WAT | HY | 1 |  | IPP Non-CHP | N | Non Combustion (NUC, WAT, WND, GEO, or SUN)
EXCLUDE | SC | Hollidays Bridge Hydro | 3261 | 3 | WAT | HY | 1 |  | IPP Non-CHP | N | Non Combustion (NUC, WAT, WND, GEO, or SUN)
EXCLUDE | SC | Hollidays Bridge Hydro | 3261 | 4 | WAT | HY | 1 |  | IPP Non-CHP | N | Non Combustion (NUC, WAT, WND, GEO, or SUN)
EXCLUDE | CA | Sly Creek | 776 | 1 | WAT | HY | 12.1 |  | Electric Utility | N | Non Combustion (NUC, WAT, WND, GEO, or SUN)
EXCLUDE | WI | New Badger | 4120 | 1 | WAT | HY | 1.8 |  | Electric Utility | N | Non Combustion (NUC, WAT, WND, GEO, or SUN)
EXCLUDE | WI | New Badger | 4120 | 2 | WAT | HY | 1.8 |  | Electric Utility | N | Non Combustion (NUC, WAT, WND, GEO, or SUN)
EXCLUDE | MN | G McNeilus Wind Farm Dodge Center | 56054 | GM1 | WND | WT | 32 |  | IPP Non-CHP | N | Non Combustion (NUC, WAT, WND, GEO, or SUN)
EXCLUDE | MN | G McNeilus Wind Farm Dodge Center | 56054 | GM2 | WND | WT | 8 |  | IPP Non-CHP | N | Non Combustion (NUC, WAT, WND, GEO, or SUN)
EXCLUDE | MN | G McNeilus Wind Farm Dodge Center | 56054 | GM3 | WND | WT | 3 |  | IPP Non-CHP | N | Non Combustion (NUC, WAT, WND, GEO, or SUN)
EXCLUDE | CA | Folsom | 441 | 1 | WAT | HY | 66.2 |  | Electric Utility | N | Non Combustion (NUC, WAT, WND, GEO, or SUN)
EXCLUDE | CA | Folsom | 441 | 2 | WAT | HY | 66.2 |  | Electric Utility | N | Non Combustion (NUC, WAT, WND, GEO, or SUN)
EXCLUDE | CA | Folsom | 441 | 3 | WAT | HY | 66.2 |  | Electric Utility | N | Non Combustion (NUC, WAT, WND, GEO, or SUN)
EXCLUDE | CA | Big Creek 2A | 322 | 1 | WAT | HY | 55 |  | Electric Utility | N | Non Combustion (NUC, WAT, WND, GEO, or SUN)
EXCLUDE | CA | Big Creek 2A | 322 | 2 | WAT | HY | 55 |  | Electric Utility | N | Non Combustion (NUC, WAT, WND, GEO, or SUN)
EXCLUDE | NM | SPS3 Lea | 57738 | 1 | SUN | PV | 10 |  | IPP Non-CHP | N | Non Combustion (NUC, WAT, WND, GEO, or SUN)
EXCLUDE | CA | Robert O Schulz Solar Farm | 57579 | 1 | SUN | PV | 0.9 |  | Electric Utility | N | Non Combustion (NUC, WAT, WND, GEO, or SUN)
EXCLUDE | CA | Robert O Schulz Solar Farm | 57579 | 2 | SUN | PV | 0.4 |  | Electric Utility | N | Non Combustion (NUC, WAT, WND, GEO, or SUN)
EXCLUDE | CA | City of Hayward WWTP | 58525 | 1 | SUN | PV | 1 |  | IPP Non-CHP | N | Non Combustion (NUC, WAT, WND, GEO, or SUN)
EXCLUDE | IN | Meadow Lake Wind Farm LLC | 57109 | GEN1 | WND | WT | 199.7 |  | IPP Non-CHP | N | Non Combustion (NUC, WAT, WND, GEO, or SUN)
EXCLUDE | CA | High Winds LLC | 56075 | 1 | WND | WT | 145.8 |  | IPP Non-CHP | N | Non Combustion (NUC, WAT, WND, GEO, or SUN)
EXCLUDE | CA | High Winds LLC | 56075 | 2 | WND | WT | 16.2 |  | IPP Non-CHP | N | Non Combustion (NUC, WAT, WND, GEO, or SUN)
EXCLUDE | ID | Little Wood Hydro Project | 54386 | GEN1 | WAT | HY | 2.8 |  | IPP Non-CHP | N | Non Combustion (NUC, WAT, WND, GEO, or SUN)
EXCLUDE | ME | Mechanic Falls | 54123 | GEN1 | WAT | HY | 1 |  | IPP Non-CHP | N | Non Combustion (NUC, WAT, WND, GEO, or SUN)
EXCLUDE | ME | Mechanic Falls | 54123 | GEN2 | WAT | HY | 0.4 |  | IPP Non-CHP | N | Non Combustion (NUC, WAT, WND, GEO, or SUN)
EXCLUDE | MD | Roth Rock North Wind Farm, LLC | 57240 | SRRNW | WND | WT | 10 |  | IPP Non-CHP | N | Non Combustion (NUC, WAT, WND, GEO, or SUN)
EXCLUDE | WI | Glacier Hills | 57199 | 1 | WND | WT | 162 |  | Electric Utility | N | Non Combustion (NUC, WAT, WND, GEO, or SUN)
EXCLUDE | OR | Wagon Trail LLC | 56974 | 1 | WND | WT | 3.3 |  | IPP Non-CHP | N | Non Combustion (NUC, WAT, WND, GEO, or SUN)
EXCLUDE | OR | Willow Creek Energy Center | 56952 | 1 | WND | WT | 72 |  | IPP Non-CHP | N | Non Combustion (NUC, WAT, WND, GEO, or SUN)
EXCLUDE | CO | Lower Molina | 520 | 1 | WAT | HY | 4.8 |  | Electric Utility | N | Non Combustion (NUC, WAT, WND, GEO, or SUN)
EXCLUDE | NM | Deming Solar Energy Center | 57575 | DSEC | SUN | PV | 5 |  | Electric Utility | N | Non Combustion (NUC, WAT, WND, GEO, or SUN)
EXCLUDE | NM | Los Lunas Solar Energy Center | 57571 | LLSEC | SUN | PV | 5 |  | Electric Utility | N | Non Combustion (NUC, WAT, WND, GEO, or SUN)
EXCLUDE | NH | Gregg Falls | 50384 | 1 | WAT | HY | 2.1 |  | IPP Non-CHP | N | Non Combustion (NUC, WAT, WND, GEO, or SUN)
EXCLUDE | NH | Gregg Falls | 50384 | 2 | WAT | HY | 1.3 |  | IPP Non-CHP | N | Non Combustion (NUC, WAT, WND, GEO, or SUN)
EXCLUDE | ID | Lateral 10 Ventures | 54753 | GEN1 | WAT | HY | 2.4 |  | IPP Non-CHP | N | Non Combustion (NUC, WAT, WND, GEO, or SUN)
EXCLUDE | TN | Cherokee Dam | 3397 | 1 | WAT | HY | 33.4 |  | Electric Utility | N | Non Combustion (NUC, WAT, WND, GEO, or SUN)
EXCLUDE | TN | Cherokee Dam | 3397 | 2 | WAT | HY | 34.6 |  | Electric Utility | N | Non Combustion (NUC, WAT, WND, GEO, or SUN)
EXCLUDE | TN | Cherokee Dam | 3397 | 3 | WAT | HY | 34.6 |  | Electric Utility | N | Non Combustion (NUC, WAT, WND, GEO, or SUN)
EXCLUDE | TN | Cherokee Dam | 3397 | 4 | WAT | HY | 32.4 |  | Electric Utility | N | Non Combustion (NUC, WAT, WND, GEO, or SUN)
EXCLUDE | CA | Tehachapi Wind Resource II | 54909 | EXI2 | WND | WT | 8.3 |  | IPP Non-CHP | N | Non Combustion (NUC, WAT, WND, GEO, or SUN)
EXCLUDE | CA | Tehachapi Wind Resource II | 54909 | EXIS | WND | WT | 13.6 |  | IPP Non-CHP | N | Non Combustion (NUC, WAT, WND, GEO, or SUN)
EXCLUDE | TN | Douglas Dam | 3400 | 1 | WAT | HY | 36.5 |  | Electric Utility | N | Non Combustion (NUC, WAT, WND, GEO, or SUN)
EXCLUDE | TN | Douglas Dam | 3400 | 2 | WAT | HY | 41.4 |  | Electric Utility | N | Non Combustion (NUC, WAT, WND, GEO, or SUN)
EXCLUDE | TN | Douglas Dam | 3400 | 3 | WAT | HY | 31.5 |  | Electric Utility | N | Non Combustion (NUC, WAT, WND, GEO, or SUN)
EXCLUDE | TN | Douglas Dam | 3400 | 4 | WAT | HY | 41.4 |  | Electric Utility | N | Non Combustion (NUC, WAT, WND, GEO, or SUN)
EXCLUDE | SC | Dearborn | 3256 | 1 | WAT | HY | 15 |  | Electric Utility | N | Non Combustion (NUC, WAT, WND, GEO, or SUN)
EXCLUDE | SC | Dearborn | 3256 | 2 | WAT | HY | 15 |  | Electric Utility | N | Non Combustion (NUC, WAT, WND, GEO, or SUN)
EXCLUDE | SC | Dearborn | 3256 | 3 | WAT | HY | 15 |  | Electric Utility | N | Non Combustion (NUC, WAT, WND, GEO, or SUN)
EXCLUDE | WI | Blue Sky Green Field Wind Project | 56391 | 1 | WND | WT | 145.2 |  | Electric Utility | N | Non Combustion (NUC, WAT, WND, GEO, or SUN)
EXCLUDE | IL | Brown County Wind Turbine | 57767 | 1 | WND | WT | 1.5 |  | Electric Utility | N | Non Combustion (NUC, WAT, WND, GEO, or SUN)
EXCLUDE | NM | SPS2 Jal | 57737 | 1 | SUN | PV | 10 |  | IPP Non-CHP | N | Non Combustion (NUC, WAT, WND, GEO, or SUN)
EXCLUDE | MI | Gratiot Wind Park | 57421 | 1 | WND | WT | 102 |  | Electric Utility | N | Non Combustion (NUC, WAT, WND, GEO, or SUN)
EXCLUDE | WI | Danbury Dam | 4019 | 1 | WAT | HY | 0.1 |  | IPP Non-CHP | N | Non Combustion (NUC, WAT, WND, GEO, or SUN)
EXCLUDE | WI | Danbury Dam | 4019 | 2 | WAT | HY | 0.3 |  | IPP Non-CHP | N | Non Combustion (NUC, WAT, WND, GEO, or SUN)
EXCLUDE | WI | Danbury Dam | 4019 | HY3 | WAT | HY | 0.6 |  | IPP Non-CHP | N | Non Combustion (NUC, WAT, WND, GEO, or SUN)
EXCLUDE | MA | MA Military Reservation Wind Project | 57253 | 1 | WND | WT | 1.5 |  | IPP Non-CHP | N | Non Combustion (NUC, WAT, WND, GEO, or SUN)
EXCLUDE | MA | MA Military Reservation Wind Project | 57253 | 2 | WND | WT | 1.5 |  | IPP Non-CHP | N | Non Combustion (NUC, WAT, WND, GEO, or SUN)
EXCLUDE | MA | MA Military Reservation Wind Project | 57253 | 3 | WND | WT | 1.5 |  | IPP Non-CHP | N | Non Combustion (NUC, WAT, WND, GEO, or SUN)
EXCLUDE | CA | RE Bruceville 3 | 57785 | BRU3 | SUN | PV | 5 |  | IPP Non-CHP | N | Non Combustion (NUC, WAT, WND, GEO, or SUN)
EXCLUDE | KY | Wolf Creek | 1380 | 1 | WAT | HY | 45 |  | Electric Utility | N | Non Combustion (NUC, WAT, WND, GEO, or SUN)
EXCLUDE | KY | Wolf Creek | 1380 | 2 | WAT | HY | 45 |  | Electric Utility | N | Non Combustion (NUC, WAT, WND, GEO, or SUN)
EXCLUDE | KY | Wolf Creek | 1380 | 3 | WAT | HY | 45 |  | Electric Utility | N | Non Combustion (NUC, WAT, WND, GEO, or SUN)
EXCLUDE | KY | Wolf Creek | 1380 | 4 | WAT | HY | 45 |  | Electric Utility | N | Non Combustion (NUC, WAT, WND, GEO, or SUN)
EXCLUDE | KY | Wolf Creek | 1380 | 5 | WAT | HY | 45 |  | Electric Utility | N | Non Combustion (NUC, WAT, WND, GEO, or SUN)
EXCLUDE | KY | Wolf Creek | 1380 | 6 | WAT | HY | 45 |  | Electric Utility | N | Non Combustion (NUC, WAT, WND, GEO, or SUN)
EXCLUDE | AK | Kasidaya Creek Hydro | 56542 | 1 | WAT | HY | 3 |  | Electric Utility | N | Non Combustion (NUC, WAT, WND, GEO, or SUN)
EXCLUDE | MA | Deerfield 5 | 1620 | GEN1 | WAT | HY | 17.5 |  | IPP Non-CHP | N | Non Combustion (NUC, WAT, WND, GEO, or SUN)
EXCLUDE | NY | Stillwater Reservoir Hydro | 50513 | GEN1 | WAT | HY | 1.8 |  | IPP Non-CHP | N | Non Combustion (NUC, WAT, WND, GEO, or SUN)
EXCLUDE | AZ | RE Ajo 1 LLC | 57795 | 1 | SUN | PV | 4.5 |  | IPP Non-CHP | N | Non Combustion (NUC, WAT, WND, GEO, or SUN)
EXCLUDE | ID | Bennett Creek Windfarm LLC | 56637 | 1 | WND | WT | 21 |  | IPP Non-CHP | N | Non Combustion (NUC, WAT, WND, GEO, or SUN)
EXCLUDE | WI | Domtar Paper Company Rothschild | 50190 | HG1 | WAT | HY | 0.6 |  | Industrial CHP | N | Non Combustion (NUC, WAT, WND, GEO, or SUN)
EXCLUDE | WI | Domtar Paper Company Rothschild | 50190 | HG2 | WAT | HY | 0.5 |  | Industrial CHP | N | Non Combustion (NUC, WAT, WND, GEO, or SUN)
EXCLUDE | WI | Domtar Paper Company Rothschild | 50190 | HG3 | WAT | HY | 0.6 |  | Industrial CHP | N | Non Combustion (NUC, WAT, WND, GEO, or SUN)
EXCLUDE | WI | Domtar Paper Company Rothschild | 50190 | HG4 | WAT | HY | 0.5 |  | Industrial CHP | N | Non Combustion (NUC, WAT, WND, GEO, or SUN)
EXCLUDE | WI | Domtar Paper Company Rothschild | 50190 | HG5 | WAT | HY | 1 |  | Industrial CHP | N | Non Combustion (NUC, WAT, WND, GEO, or SUN)
EXCLUDE | WI | Domtar Paper Company Rothschild | 50190 | HG6 | WAT | HY | 0.7 |  | Industrial CHP | N | Non Combustion (NUC, WAT, WND, GEO, or SUN)
EXCLUDE | WI | Domtar Paper Company Rothschild | 50190 | HG7 | WAT | HY | 0.5 |  | Industrial CHP | N | Non Combustion (NUC, WAT, WND, GEO, or SUN)
EXCLUDE | MN | Lake Benton I | 55208 | EXIS | WND | WT | 107.2 |  | IPP Non-CHP | N | Non Combustion (NUC, WAT, WND, GEO, or SUN)
EXCLUDE | NV | Nellis Air Force Base Solar Array | 56568 | NS1 | SUN | PV | 4.9 |  | Commercial Non-CHP | N | Non Combustion (NUC, WAT, WND, GEO, or SUN)
EXCLUDE | NV | Nellis Air Force Base Solar Array | 56568 | NS2 | SUN | PV | 5.2 |  | Commercial Non-CHP | N | Non Combustion (NUC, WAT, WND, GEO, or SUN)
EXCLUDE | NV | Nellis Air Force Base Solar Array | 56568 | NS3 | SUN | PV | 3.9 |  | Commercial Non-CHP | N | Non Combustion (NUC, WAT, WND, GEO, or SUN)
EXCLUDE | OR | Threemile Canyon Wind I LLC | 56933 | 1 | WND | WT | 9.9 |  | IPP Non-CHP | N | Non Combustion (NUC, WAT, WND, GEO, or SUN)
EXCLUDE | CA | Gosselin Hydro Plant | 10128 | GEN1 | WAT | HY | 1 |  | IPP Non-CHP | N | Non Combustion (NUC, WAT, WND, GEO, or SUN)
EXCLUDE | CA | Gosselin Hydro Plant | 10128 | GEN2 | WAT | HY | 1 |  | IPP Non-CHP | N | Non Combustion (NUC, WAT, WND, GEO, or SUN)
EXCLUDE | WY | Seminoe | 4182 | 1 | WAT | HY | 17.2 |  | Electric Utility | N | Non Combustion (NUC, WAT, WND, GEO, or SUN)
EXCLUDE | WY | Seminoe | 4182 | 2 | WAT | HY | 17.2 |  | Electric Utility | N | Non Combustion (NUC, WAT, WND, GEO, or SUN)
EXCLUDE | WY | Seminoe | 4182 | 3 | WAT | HY | 17.2 |  | Electric Utility | N | Non Combustion (NUC, WAT, WND, GEO, or SUN)
EXCLUDE | CA | Upper Gorge | 407 | 1 | WAT | HY | 37.5 |  | Electric Utility | N | Non Combustion (NUC, WAT, WND, GEO, or SUN)
EXCLUDE | IL | GSG LLC | 56450 | 1 | WND | WT | 80 |  | IPP Non-CHP | N | Non Combustion (NUC, WAT, WND, GEO, or SUN)
EXCLUDE | NM | Cimarron Solar Facility | 57243 | CIM1 | SUN | PV | 30.6 |  | IPP Non-CHP | N | Non Combustion (NUC, WAT, WND, GEO, or SUN)
EXCLUDE | NV | Hoover Dam | 154 | N0 | WAT | HY | 2.4 |  | Electric Utility | N | Non Combustion (NUC, WAT, WND, GEO, or SUN)
EXCLUDE | NV | Hoover Dam | 154 | N1 | WAT | HY | 130 |  | Electric Utility | N | Non Combustion (NUC, WAT, WND, GEO, or SUN)
EXCLUDE | NV | Hoover Dam | 154 | N2 | WAT | HY | 130 |  | Electric Utility | N | Non Combustion (NUC, WAT, WND, GEO, or SUN)
EXCLUDE | NV | Hoover Dam | 154 | N3 | WAT | HY | 130 |  | Electric Utility | N | Non Combustion (NUC, WAT, WND, GEO, or SUN)
EXCLUDE | NV | Hoover Dam | 154 | N4 | WAT | HY | 130 |  | Electric Utility | N | Non Combustion (NUC, WAT, WND, GEO, or SUN)
EXCLUDE | NV | Hoover Dam | 154 | N5 | WAT | HY | 130 |  | Electric Utility | N | Non Combustion (NUC, WAT, WND, GEO, or SUN)
EXCLUDE | NV | Hoover Dam | 154 | N6 | WAT | HY | 130 |  | Electric Utility | N | Non Combustion (NUC, WAT, WND, GEO, or SUN)
EXCLUDE | NV | Hoover Dam | 154 | N7 | WAT | HY | 127 |  | Electric Utility | N | Non Combustion (NUC, WAT, WND, GEO, or SUN)
EXCLUDE | NV | Hoover Dam | 154 | N8 | WAT | HY | 130 |  | Electric Utility | N | Non Combustion (NUC, WAT, WND, GEO, or SUN)
EXCLUDE | NC | Tuckertown | 54897 | TT1 | WAT | HY | 14 |  | Electric Utility | N | Non Combustion (NUC, WAT, WND, GEO, or SUN)
EXCLUDE | NC | Tuckertown | 54897 | TT2 | WAT | HY | 14 |  | Electric Utility | N | Non Combustion (NUC, WAT, WND, GEO, or SUN)
EXCLUDE | NC | Tuckertown | 54897 | TT3 | WAT | HY | 14 |  | Electric Utility | N | Non Combustion (NUC, WAT, WND, GEO, or SUN)
EXCLUDE | CA | RE Bruceville 2 | 57784 | BRU2 | SUN | PV | 5 |  | IPP Non-CHP | N | Non Combustion (NUC, WAT, WND, GEO, or SUN)
EXCLUDE | CA | Aerojet I | 57697 | 1 | SUN | PV | 3 |  | IPP Non-CHP | N | Non Combustion (NUC, WAT, WND, GEO, or SUN)
EXCLUDE | WV | Gauley River Power Partners | 56333 | GEN1 | WAT | HY | 40 |  | IPP Non-CHP | N | Non Combustion (NUC, WAT, WND, GEO, or SUN)
EXCLUDE | WV | Gauley River Power Partners | 56333 | GEN2 | WAT | HY | 40 |  | IPP Non-CHP | N | Non Combustion (NUC, WAT, WND, GEO, or SUN)
EXCLUDE | NY | Hardscrabble Wind Power LLC | 57287 | 1 | WND | WT | 74 |  | IPP Non-CHP | N | Non Combustion (NUC, WAT, WND, GEO, or SUN)
EXCLUDE | UT | Lake Creek | 159 | 1 | WAT | HY | 1.5 |  | Electric Utility | N | Non Combustion (NUC, WAT, WND, GEO, or SUN)
EXCLUDE | CO | Ames Hydro | 6207 | 1 | WAT | HY | 3.6 |  | Electric Utility | N | Non Combustion (NUC, WAT, WND, GEO, or SUN)
EXCLUDE | AR | Ellis | 7040 | 1 | WAT | HY | 10.8 |  | Electric Utility | N | Non Combustion (NUC, WAT, WND, GEO, or SUN)
EXCLUDE | AR | Ellis | 7040 | 2 | WAT | HY | 10.8 |  | Electric Utility | N | Non Combustion (NUC, WAT, WND, GEO, or SUN)
EXCLUDE | AR | Ellis | 7040 | 3 | WAT | HY | 10.8 |  | Electric Utility | N | Non Combustion (NUC, WAT, WND, GEO, or SUN)
EXCLUDE | ID | Cassia Wind Farm LLC | 56934 | 1 | WND | WT | 10.5 |  | IPP Non-CHP | N | Non Combustion (NUC, WAT, WND, GEO, or SUN)
EXCLUDE | IL | Providence Heights Wind LLC | 56622 | 1 | WND | WT | 72 |  | IPP Non-CHP | N | Non Combustion (NUC, WAT, WND, GEO, or SUN)
EXCLUDE | CA | Upper Dawson | 489 | 1 | WAT | HY | 4.4 |  | Electric Utility | N | Non Combustion (NUC, WAT, WND, GEO, or SUN)
EXCLUDE | WA | FPL Energy Vansycle LLC (WA) | 55560 | V-47 | WND | WT | 176.9 |  | IPP Non-CHP | N | Non Combustion (NUC, WAT, WND, GEO, or SUN)
EXCLUDE | NY | High Sheldon Wind Farm | 56953 | 1 | WND | WT | 112 |  | IPP Non-CHP | N | Non Combustion (NUC, WAT, WND, GEO, or SUN)
EXCLUDE | NY | Mongaup | 2630 | GEN1 | WAT | HY | 4 |  | IPP Non-CHP | N | Non Combustion (NUC, WAT, WND, GEO, or SUN)
EXCLUDE | CA | NRG Solar Blythe LLC | 56939 | 1 | SUN | PV | 21 |  | IPP Non-CHP | N | Non Combustion (NUC, WAT, WND, GEO, or SUN)
EXCLUDE | CT | Derby Hydro | 10063 | GEN1 | WAT | HY | 4 |  | IPP Non-CHP | N | Non Combustion (NUC, WAT, WND, GEO, or SUN)
EXCLUDE | CT | Derby Hydro | 10063 | GEN2 | WAT | HY | 4 |  | IPP Non-CHP | N | Non Combustion (NUC, WAT, WND, GEO, or SUN)
EXCLUDE | CT | Derby Hydro | 10063 | GEN3 | WAT | HY | 0.3 |  | IPP Non-CHP | N | Non Combustion (NUC, WAT, WND, GEO, or SUN)
EXCLUDE | CT | Derby Hydro | 10063 | GEN4 | WAT | HY | 0.3 |  | IPP Non-CHP | N | Non Combustion (NUC, WAT, WND, GEO, or SUN)
EXCLUDE | PA | Safe Harbor | 3175 | 1 | WAT | HY | 33 |  | Electric Utility | N | Non Combustion (NUC, WAT, WND, GEO, or SUN)
EXCLUDE | PA | Safe Harbor | 3175 | 10 | WAT | HY | 37.5 |  | Electric Utility | N | Non Combustion (NUC, WAT, WND, GEO, or SUN)
EXCLUDE | PA | Safe Harbor | 3175 | 11 | WAT | HY | 37.5 |  | Electric Utility | N | Non Combustion (NUC, WAT, WND, GEO, or SUN)
EXCLUDE | PA | Safe Harbor | 3175 | 12 | WAT | HY | 37.5 |  | Electric Utility | N | Non Combustion (NUC, WAT, WND, GEO, or SUN)
EXCLUDE | PA | Safe Harbor | 3175 | 2 | WAT | HY | 33 |  | Electric Utility | N | Non Combustion (NUC, WAT, WND, GEO, or SUN)
EXCLUDE | PA | Safe Harbor | 3175 | 3 | WAT | HY | 32 |  | Electric Utility | N | Non Combustion (NUC, WAT, WND, GEO, or SUN)
EXCLUDE | PA | Safe Harbor | 3175 | 4 | WAT | HY | 32 |  | Electric Utility | N | Non Combustion (NUC, WAT, WND, GEO, or SUN)
EXCLUDE | PA | Safe Harbor | 3175 | 41 | WAT | HY | 2 |  | Electric Utility | N | Non Combustion (NUC, WAT, WND, GEO, or SUN)
EXCLUDE | PA | Safe Harbor | 3175 | 42 | WAT | HY | 2 |  | Electric Utility | N | Non Combustion (NUC, WAT, WND, GEO, or SUN)
EXCLUDE | PA | Safe Harbor | 3175 | 5 | WAT | HY | 32 |  | Electric Utility | N | Non Combustion (NUC, WAT, WND, GEO, or SUN)
EXCLUDE | PA | Safe Harbor | 3175 | 6 | WAT | HY | 32 |  | Electric Utility | N | Non Combustion (NUC, WAT, WND, GEO, or SUN)
EXCLUDE | PA | Safe Harbor | 3175 | 7 | WAT | HY | 32 |  | Electric Utility | N | Non Combustion (NUC, WAT, WND, GEO, or SUN)
EXCLUDE | PA | Safe Harbor | 3175 | 8 | WAT | HY | 37.5 |  | Electric Utility | N | Non Combustion (NUC, WAT, WND, GEO, or SUN)
EXCLUDE | PA | Safe Harbor | 3175 | 9 | WAT | HY | 37.5 |  | Electric Utility | N | Non Combustion (NUC, WAT, WND, GEO, or SUN)
EXCLUDE | CA | Solar Photovoltaic Project #08 | 57222 | S008A | SUN | PV | 0.5 |  | Electric Utility | N | Non Combustion (NUC, WAT, WND, GEO, or SUN)
EXCLUDE | CA | Solar Photovoltaic Project #08 | 57222 | S008B | SUN | PV | 0.5 |  | Electric Utility | N | Non Combustion (NUC, WAT, WND, GEO, or SUN)
EXCLUDE | CA | Solar Photovoltaic Project #08 | 57222 | S008C | SUN | PV | 0.5 |  | Electric Utility | N | Non Combustion (NUC, WAT, WND, GEO, or SUN)
EXCLUDE | CA | Solar Photovoltaic Project #08 | 57222 | S008D | SUN | PV | 0.5 |  | Electric Utility | N | Non Combustion (NUC, WAT, WND, GEO, or SUN)
EXCLUDE | CT | Taftville | 554 | 1 | WAT | HY | 0.4 |  | IPP Non-CHP | N | Non Combustion (NUC, WAT, WND, GEO, or SUN)
EXCLUDE | CT | Taftville | 554 | 2 | WAT | HY | 0.3 |  | IPP Non-CHP | N | Non Combustion (NUC, WAT, WND, GEO, or SUN)
EXCLUDE | CT | Taftville | 554 | 3 | WAT | HY | 0.3 |  | IPP Non-CHP | N | Non Combustion (NUC, WAT, WND, GEO, or SUN)
EXCLUDE | CT | Taftville | 554 | 4 | WAT | HY | 0.3 |  | IPP Non-CHP | N | Non Combustion (NUC, WAT, WND, GEO, or SUN)
EXCLUDE | CT | Taftville | 554 | 5 | WAT | HY | 0.3 |  | IPP Non-CHP | N | Non Combustion (NUC, WAT, WND, GEO, or SUN)
EXCLUDE | MI | Webber | 1722 | 1 | WAT | HY | 3.3 |  | Electric Utility | N | Non Combustion (NUC, WAT, WND, GEO, or SUN)
EXCLUDE | MI | Webber | 1722 | 2 | WAT | HY | 1 |  | Electric Utility | N | Non Combustion (NUC, WAT, WND, GEO, or SUN)
EXCLUDE | MT | Rainbow | 2193 | RAI1 | WAT | HY | 4.5 |  | IPP Non-CHP | N | Non Combustion (NUC, WAT, WND, GEO, or SUN)
EXCLUDE | MT | Rainbow | 2193 | RAI2 | WAT | HY | 4.5 |  | IPP Non-CHP | N | Non Combustion (NUC, WAT, WND, GEO, or SUN)
EXCLUDE | MT | Rainbow | 2193 | RAI3 | WAT | HY | 4 |  | IPP Non-CHP | N | Non Combustion (NUC, WAT, WND, GEO, or SUN)
EXCLUDE | MT | Rainbow | 2193 | RAI4 | WAT | HY | 4 |  | IPP Non-CHP | N | Non Combustion (NUC, WAT, WND, GEO, or SUN)
EXCLUDE | MT | Rainbow | 2193 | RAI5 | WAT | HY | 4 |  | IPP Non-CHP | N | Non Combustion (NUC, WAT, WND, GEO, or SUN)
EXCLUDE | MT | Rainbow | 2193 | RAI6 | WAT | HY | 4 |  | IPP Non-CHP | N | Non Combustion (NUC, WAT, WND, GEO, or SUN)
EXCLUDE | MT | Rainbow | 2193 | RAI7 | WAT | HY | 5.8 |  | IPP Non-CHP | N | Non Combustion (NUC, WAT, WND, GEO, or SUN)
EXCLUDE | MT | Rainbow | 2193 | RAI8 | WAT | HY | 5.8 |  | IPP Non-CHP | N | Non Combustion (NUC, WAT, WND, GEO, or SUN)
EXCLUDE | MT | Rainbow | 2193 | RAI9 | WAT | HY | 70 |  | IPP Non-CHP | N | Non Combustion (NUC, WAT, WND, GEO, or SUN)
EXCLUDE | AZ | Kingman 1 | 57775 | WGNS | WND | WT | 10 |  | IPP Non-CHP | N | Non Combustion (NUC, WAT, WND, GEO, or SUN)
EXCLUDE | WA | Goodnoe Hills | 56666 | 1 | WND | WT | 97.8 |  | Electric Utility | N | Non Combustion (NUC, WAT, WND, GEO, or SUN)
EXCLUDE | WA | Cowiche | 50423 | 983 | WAT | HY | 1.7 |  | IPP Non-CHP | N | Non Combustion (NUC, WAT, WND, GEO, or SUN)
EXCLUDE | OR | Big Top LLC | 56968 | 1 | WND | WT | 1.7 |  | IPP Non-CHP | N | Non Combustion (NUC, WAT, WND, GEO, or SUN)
EXCLUDE | OR | Star Point Wind Project LLC | 57096 | 1 | WND | WT | 98.7 |  | IPP Non-CHP | N | Non Combustion (NUC, WAT, WND, GEO, or SUN)
EXCLUDE | CA | RE Kammerer 3 | 57782 | KAM3 | SUN | PV | 5 |  | IPP Non-CHP | N | Non Combustion (NUC, WAT, WND, GEO, or SUN)
EXCLUDE | CA | Windland | 50386 | WING | WND | WT | 16 |  | IPP Non-CHP | N | Non Combustion (NUC, WAT, WND, GEO, or SUN)
EXCLUDE | CA | Solano Wind | 7526 | 1 | WND | WT | 13.2 |  | Electric Utility | N | Non Combustion (NUC, WAT, WND, GEO, or SUN)
EXCLUDE | CA | Solano Wind | 7526 | 2 | WND | WT | 24 |  | Electric Utility | N | Non Combustion (NUC, WAT, WND, GEO, or SUN)
EXCLUDE | CA | Solano Wind | 7526 | 2B | WND | WT | 63 |  | Electric Utility | N | Non Combustion (NUC, WAT, WND, GEO, or SUN)
EXCLUDE | CA | Solano Wind | 7526 | 3 | WND | WT | 128 |  | Electric Utility | N | Non Combustion (NUC, WAT, WND, GEO, or SUN)
EXCLUDE | CA | Potter Valley | 274 | 1 | WAT | HY | 4.4 |  | Electric Utility | N | Non Combustion (NUC, WAT, WND, GEO, or SUN)
EXCLUDE | CA | Potter Valley | 274 | 2 | WAT | HY | 2 |  | Electric Utility | N | Non Combustion (NUC, WAT, WND, GEO, or SUN)
EXCLUDE | CA | Potter Valley | 274 | 3 | WAT | HY | 3 |  | Electric Utility | N | Non Combustion (NUC, WAT, WND, GEO, or SUN)
EXCLUDE | ID | Last Chance | 987 | 1 | WAT | HY | 0.2 |  | Electric Utility | N | Non Combustion (NUC, WAT, WND, GEO, or SUN)
EXCLUDE | ID | Last Chance | 987 | 2 | WAT | HY | 0.5 |  | Electric Utility | N | Non Combustion (NUC, WAT, WND, GEO, or SUN)
EXCLUDE | ID | Last Chance | 987 | 3 | WAT | HY | 1 |  | Electric Utility | N | Non Combustion (NUC, WAT, WND, GEO, or SUN)
EXCLUDE | CA | RE Kammerer 2 | 57780 | KAM2 | SUN | PV | 5 |  | IPP Non-CHP | N | Non Combustion (NUC, WAT, WND, GEO, or SUN)
EXCLUDE | CO | AFA Solar Farm | 57554 | AFA1 | SUN | PV | 5.5 |  | IPP Non-CHP | N | Non Combustion (NUC, WAT, WND, GEO, or SUN)
EXCLUDE | ID | Fossil Gulch | 56308 | 1 | WND | WT | 10.5 |  | IPP Non-CHP | N | Non Combustion (NUC, WAT, WND, GEO, or SUN)
EXCLUDE | MI | Peavy Falls | 1781 | 1 | WAT | HY | 6 |  | Electric Utility | N | Non Combustion (NUC, WAT, WND, GEO, or SUN)
EXCLUDE | MI | Peavy Falls | 1781 | 2 | WAT | HY | 6 |  | Electric Utility | N | Non Combustion (NUC, WAT, WND, GEO, or SUN)
EXCLUDE | NY | Maple Ridge Wind Farm | 56290 | 1 | WND | WT | 137 |  | IPP Non-CHP | N | Non Combustion (NUC, WAT, WND, GEO, or SUN)
EXCLUDE | NY | Maple Ridge Wind Farm | 56290 | 1A | WND | WT | 61 |  | IPP Non-CHP | N | Non Combustion (NUC, WAT, WND, GEO, or SUN)
EXCLUDE | NY | Maple Ridge Wind Farm | 56290 | 2 | WND | WT | 33 |  | IPP Non-CHP | N | Non Combustion (NUC, WAT, WND, GEO, or SUN)
EXCLUDE | NY | Maple Ridge Wind Farm | 56290 | 3 | WND | WT | 91 |  | IPP Non-CHP | N | Non Combustion (NUC, WAT, WND, GEO, or SUN)
EXCLUDE | SC | Wateree | 3270 | 1 | WAT | HY | 11.2 |  | Electric Utility | N | Non Combustion (NUC, WAT, WND, GEO, or SUN)
EXCLUDE | SC | Wateree | 3270 | 2 | WAT | HY | 11.2 |  | Electric Utility | N | Non Combustion (NUC, WAT, WND, GEO, or SUN)
EXCLUDE | SC | Wateree | 3270 | 3 | WAT | HY | 11.2 |  | Electric Utility | N | Non Combustion (NUC, WAT, WND, GEO, or SUN)
EXCLUDE | SC | Wateree | 3270 | 4 | WAT | HY | 11.2 |  | Electric Utility | N | Non Combustion (NUC, WAT, WND, GEO, or SUN)
EXCLUDE | SC | Wateree | 3270 | 5 | WAT | HY | 11.2 |  | Electric Utility | N | Non Combustion (NUC, WAT, WND, GEO, or SUN)
EXCLUDE | UT | Milford Wind Corridor I LLC | 57079 | 1 | WND | WT | 203.5 |  | IPP Non-CHP | N | Non Combustion (NUC, WAT, WND, GEO, or SUN)
EXCLUDE | VT | Harriman | 3746 | GEN1 | WAT | HY | 11.2 |  | IPP Non-CHP | N | Non Combustion (NUC, WAT, WND, GEO, or SUN)
EXCLUDE | VT | Harriman | 3746 | GEN2 | WAT | HY | 11.2 |  | IPP Non-CHP | N | Non Combustion (NUC, WAT, WND, GEO, or SUN)
EXCLUDE | VT | Harriman | 3746 | GEN3 | WAT | HY | 11.2 |  | IPP Non-CHP | N | Non Combustion (NUC, WAT, WND, GEO, or SUN)
EXCLUDE | TN | Watauga | 3418 | 1 | WAT | HY | 28.8 |  | Electric Utility | N | Non Combustion (NUC, WAT, WND, GEO, or SUN)
EXCLUDE | TN | Watauga | 3418 | 2 | WAT | HY | 28.8 |  | Electric Utility | N | Non Combustion (NUC, WAT, WND, GEO, or SUN)
EXCLUDE | MN | Woodstock Windfarm | 55342 | WIND | WND | WT | 10.2 |  | IPP Non-CHP | N | Non Combustion (NUC, WAT, WND, GEO, or SUN)
EXCLUDE | SD | Big Bend | 3375 | 1 | WAT | HY | 67.2 |  | Electric Utility | N | Non Combustion (NUC, WAT, WND, GEO, or SUN)
EXCLUDE | SD | Big Bend | 3375 | 2 | WAT | HY | 67.2 |  | Electric Utility | N | Non Combustion (NUC, WAT, WND, GEO, or SUN)
EXCLUDE | SD | Big Bend | 3375 | 3 | WAT | HY | 67.2 |  | Electric Utility | N | Non Combustion (NUC, WAT, WND, GEO, or SUN)
EXCLUDE | SD | Big Bend | 3375 | 4 | WAT | HY | 58.5 |  | Electric Utility | N | Non Combustion (NUC, WAT, WND, GEO, or SUN)
EXCLUDE | SD | Big Bend | 3375 | 5 | WAT | HY | 58.5 |  | Electric Utility | N | Non Combustion (NUC, WAT, WND, GEO, or SUN)
EXCLUDE | SD | Big Bend | 3375 | 6 | WAT | HY | 58.5 |  | Electric Utility | N | Non Combustion (NUC, WAT, WND, GEO, or SUN)
EXCLUDE | SD | Big Bend | 3375 | 7 | WAT | HY | 58.5 |  | Electric Utility | N | Non Combustion (NUC, WAT, WND, GEO, or SUN)
EXCLUDE | SD | Big Bend | 3375 | 8 | WAT | HY | 58.5 |  | Electric Utility | N | Non Combustion (NUC, WAT, WND, GEO, or SUN)
EXCLUDE | TX | West Texas Wind Energy LLC | 55367 | 01 | WND | WT | 75 |  | IPP Non-CHP | N | Non Combustion (NUC, WAT, WND, GEO, or SUN)
EXCLUDE | NY | Ashokan | 88 | 1 | WAT | HY | 2.3 |  | Electric Utility | N | Non Combustion (NUC, WAT, WND, GEO, or SUN)
EXCLUDE | NY | Ashokan | 88 | 2 | WAT | HY | 2.3 |  | Electric Utility | N | Non Combustion (NUC, WAT, WND, GEO, or SUN)
EXCLUDE | OR | Sprague Hydro | 10737 | GEN1 | WAT | HY | 1.2 |  | IPP Non-CHP | N | Non Combustion (NUC, WAT, WND, GEO, or SUN)
EXCLUDE | PA | Mill Run Windpower | 55805 | G1 | WND | WT | 15 |  | IPP Non-CHP | N | Non Combustion (NUC, WAT, WND, GEO, or SUN)
EXCLUDE | CA | Lime Saddle | 255 | 1 | WAT | HY | 1 |  | Electric Utility | N | Non Combustion (NUC, WAT, WND, GEO, or SUN)
EXCLUDE | CA | Lime Saddle | 255 | 2 | WAT | HY | 1 |  | Electric Utility | N | Non Combustion (NUC, WAT, WND, GEO, or SUN)
EXCLUDE | VT | Sheldon Springs Hydroelectric | 10494 | IG-1 | WAT | HY | 1.8 |  | IPP Non-CHP | N | Non Combustion (NUC, WAT, WND, GEO, or SUN)
EXCLUDE | VT | Sheldon Springs Hydroelectric | 10494 | IG-2 | WAT | HY | 1.8 |  | IPP Non-CHP | N | Non Combustion (NUC, WAT, WND, GEO, or SUN)
EXCLUDE | VT | Sheldon Springs Hydroelectric | 10494 | IG-3 | WAT | HY | 0.2 |  | IPP Non-CHP | N | Non Combustion (NUC, WAT, WND, GEO, or SUN)
EXCLUDE | VT | Sheldon Springs Hydroelectric | 10494 | SG-1 | WAT | HY | 10.2 |  | IPP Non-CHP | N | Non Combustion (NUC, WAT, WND, GEO, or SUN)
EXCLUDE | VT | Sheldon Springs Hydroelectric | 10494 | SG-2 | WAT | HY | 10.2 |  | IPP Non-CHP | N | Non Combustion (NUC, WAT, WND, GEO, or SUN)
EXCLUDE | VT | Sheldon Springs Hydroelectric | 10494 | SG-3 | WAT | HY | 1 |  | IPP Non-CHP | N | Non Combustion (NUC, WAT, WND, GEO, or SUN)
EXCLUDE | NY | Steel Winds II | 57078 | 1 | WND | WT | 15 |  | IPP Non-CHP | N | Non Combustion (NUC, WAT, WND, GEO, or SUN)
EXCLUDE | NM | SPS1 Dollarhide | 57736 | 1 | SUN | PV | 10 |  | IPP Non-CHP | N | Non Combustion (NUC, WAT, WND, GEO, or SUN)
EXCLUDE | WV | NedPower Mount Storm | 56495 | MS1 | WND | WT | 164 |  | IPP Non-CHP | N | Non Combustion (NUC, WAT, WND, GEO, or SUN)
EXCLUDE | WV | NedPower Mount Storm | 56495 | MS2 | WND | WT | 100 |  | IPP Non-CHP | N | Non Combustion (NUC, WAT, WND, GEO, or SUN)
EXCLUDE | CA | Forks of Butte Hydro Project | 50350 | GEN1 | WAT | HY | 14.5 |  | IPP Non-CHP | N | Non Combustion (NUC, WAT, WND, GEO, or SUN)
EXCLUDE | CA | Solano Wind Plant III | 58092 | 3 | WND | WT | 128 |  | Electric Utility | N | Non Combustion (NUC, WAT, WND, GEO, or SUN)
EXCLUDE | OK | Robert S Kerr | 2985 | 1 | WAT | HY | 27.5 |  | Electric Utility | N | Non Combustion (NUC, WAT, WND, GEO, or SUN)
EXCLUDE | OK | Robert S Kerr | 2985 | 2 | WAT | HY | 27.5 |  | Electric Utility | N | Non Combustion (NUC, WAT, WND, GEO, or SUN)
EXCLUDE | OK | Robert S Kerr | 2985 | 3 | WAT | HY | 27.5 |  | Electric Utility | N | Non Combustion (NUC, WAT, WND, GEO, or SUN)
EXCLUDE | OK | Robert S Kerr | 2985 | 4 | WAT | HY | 27.5 |  | Electric Utility | N | Non Combustion (NUC, WAT, WND, GEO, or SUN)
EXCLUDE | WI | Merrill | 4068 | 1 | WAT | HY | 0.4 |  | Electric Utility | N | Non Combustion (NUC, WAT, WND, GEO, or SUN)
EXCLUDE | WI | Merrill | 4068 | 2 | WAT | HY | 0.4 |  | Electric Utility | N | Non Combustion (NUC, WAT, WND, GEO, or SUN)
EXCLUDE | WI | Merrill | 4068 | 3 | WAT | HY | 1.5 |  | Electric Utility | N | Non Combustion (NUC, WAT, WND, GEO, or SUN)
EXCLUDE | TX | King Mountain Wind Ranch 1 | 55581 | EXIS | WND | WT | 278 |  | IPP Non-CHP | N | Non Combustion (NUC, WAT, WND, GEO, or SUN)
EXCLUDE | CA | Springville Hydroelectric | 56125 | 4152 | WAT | HY | 1 |  | IPP Non-CHP | N | Non Combustion (NUC, WAT, WND, GEO, or SUN)
EXCLUDE | MA | Chemical | 1604 | 1 | WAT | HY | 0.8 |  | Electric Utility | N | Non Combustion (NUC, WAT, WND, GEO, or SUN)
EXCLUDE | MA | Chemical | 1604 | 2 | WAT | HY | 0.8 |  | Electric Utility | N | Non Combustion (NUC, WAT, WND, GEO, or SUN)
EXCLUDE | NV | CM48 | 57205 | PV02 | SUN | PV | 8 |  | IPP Non-CHP | N | Non Combustion (NUC, WAT, WND, GEO, or SUN)
EXCLUDE | NV | CM48 | 57205 | PV03 | SUN | PV | 10 |  | IPP Non-CHP | N | Non Combustion (NUC, WAT, WND, GEO, or SUN)
EXCLUDE | NV | CM48 | 57205 | PV04 | SUN | PV | 10 |  | IPP Non-CHP | N | Non Combustion (NUC, WAT, WND, GEO, or SUN)
EXCLUDE | NV | CM48 | 57205 | PV05 | SUN | PV | 10 |  | IPP Non-CHP | N | Non Combustion (NUC, WAT, WND, GEO, or SUN)
EXCLUDE | NV | CM48 | 57205 | PV06 | SUN | PV | 10 |  | IPP Non-CHP | N | Non Combustion (NUC, WAT, WND, GEO, or SUN)
EXCLUDE | AK | Power Creek | 7862 | 4 | WAT | HY | 3 |  | Electric Utility | N | Non Combustion (NUC, WAT, WND, GEO, or SUN)
EXCLUDE | AK | Power Creek | 7862 | 5 | WAT | HY | 3 |  | Electric Utility | N | Non Combustion (NUC, WAT, WND, GEO, or SUN)
EXCLUDE | OR | Pebble Springs Wind LLC | 56789 | 1 | WND | WT | 98.7 |  | IPP Non-CHP | N | Non Combustion (NUC, WAT, WND, GEO, or SUN)
EXCLUDE | OR | Tunnel 1 Power Project | 50362 | GEN1 | WAT | HY | 7 |  | IPP Non-CHP | N | Non Combustion (NUC, WAT, WND, GEO, or SUN)
EXCLUDE | ME | Fox Island Wind LLC | 57354 | 1 | WND | WT | 4.5 |  | IPP Non-CHP | N | Non Combustion (NUC, WAT, WND, GEO, or SUN)
EXCLUDE | CO | Lamar Plant | 508 | T1-T3 | WND | WT | 4.5 |  | Electric Utility | N | Non Combustion (NUC, WAT, WND, GEO, or SUN)
EXCLUDE | CO | Lamar Plant | 508 | T4 | WND | WT | 1.5 |  | Electric Utility | N | Non Combustion (NUC, WAT, WND, GEO, or SUN)
EXCLUDE | AZ | Amonix UASTP Solar Power Station | 57930 | UAST | SUN | PV | 1.9 |  | IPP Non-CHP | N | Non Combustion (NUC, WAT, WND, GEO, or SUN)
EXCLUDE | NY | Walden | 10848 | GEN1 | WAT | HY | 1.2 |  | IPP Non-CHP | N | Non Combustion (NUC, WAT, WND, GEO, or SUN)
EXCLUDE | NY | Walden | 10848 | GEN2 | WAT | HY | 0.8 |  | IPP Non-CHP | N | Non Combustion (NUC, WAT, WND, GEO, or SUN)
EXCLUDE | NY | Walden | 10848 | GEN3 | WAT | HY | 0.4 |  | IPP Non-CHP | N | Non Combustion (NUC, WAT, WND, GEO, or SUN)
EXCLUDE | MA | Hull Wind II | 56800 | HW2 | WND | WT | 1.8 |  | Electric Utility | N | Non Combustion (NUC, WAT, WND, GEO, or SUN)
EXCLUDE | CT | Quinebaug Lower Project | 55860 | 5-M | WAT | HY | 0.3 |  | IPP Non-CHP | N | Non Combustion (NUC, WAT, WND, GEO, or SUN)
EXCLUDE | CT | Quinebaug Lower Project | 55860 | MF | WAT | HY | 0.1 |  | IPP Non-CHP | N | Non Combustion (NUC, WAT, WND, GEO, or SUN)
EXCLUDE | CT | Quinebaug Lower Project | 55860 | U2 | WAT | HY | 0.8 |  | IPP Non-CHP | N | Non Combustion (NUC, WAT, WND, GEO, or SUN)
EXCLUDE | CT | Quinebaug Lower Project | 55860 | UI | WAT | HY | 1.3 |  | IPP Non-CHP | N | Non Combustion (NUC, WAT, WND, GEO, or SUN)
EXCLUDE | PA | Waymart Wind | 56001 | GE15 | WND | WT | 64.5 |  | IPP Non-CHP | N | Non Combustion (NUC, WAT, WND, GEO, or SUN)
EXCLUDE | ID | Hot Springs Windfarm LLC | 56636 | 1 | WND | WT | 21 |  | IPP Non-CHP | N | Non Combustion (NUC, WAT, WND, GEO, or SUN)
EXCLUDE | OH | Auglaize Hydro | 7657 | 1 | WAT | HY | 0.7 |  | Electric Utility | N | Non Combustion (NUC, WAT, WND, GEO, or SUN)
EXCLUDE | OH | Auglaize Hydro | 7657 | 2A | WAT | HY | 0.9 |  | Electric Utility | N | Non Combustion (NUC, WAT, WND, GEO, or SUN)
EXCLUDE | OH | Auglaize Hydro | 7657 | 3A | WAT | HY | 0.9 |  | Electric Utility | N | Non Combustion (NUC, WAT, WND, GEO, or SUN)
EXCLUDE | OH | Auglaize Hydro | 7657 | 4 | WAT | HY | 0.5 |  | Electric Utility | N | Non Combustion (NUC, WAT, WND, GEO, or SUN)
EXCLUDE | OH | Auglaize Hydro | 7657 | 5 | WAT | HY | 0.5 |  | Electric Utility | N | Non Combustion (NUC, WAT, WND, GEO, or SUN)
EXCLUDE | OH | Auglaize Hydro | 7657 | 6 | WAT | HY | 0.1 |  | Electric Utility | N | Non Combustion (NUC, WAT, WND, GEO, or SUN)
EXCLUDE | IL | Agriwind LLC | 56408 | AWND1 | WND | WT | 8.4 |  | IPP Non-CHP | N | Non Combustion (NUC, WAT, WND, GEO, or SUN)
EXCLUDE | CA | Combie South | 846 | 1 | WAT | HY | 0.5 |  | IPP Non-CHP | N | Non Combustion (NUC, WAT, WND, GEO, or SUN)
EXCLUDE | CA | Combie South | 846 | 2 | WAT | HY | 0.5 |  | IPP Non-CHP | N | Non Combustion (NUC, WAT, WND, GEO, or SUN)
EXCLUDE | CA | Combie South | 846 | 3 | WAT | HY | 0.5 |  | IPP Non-CHP | N | Non Combustion (NUC, WAT, WND, GEO, or SUN)
EXCLUDE | AZ | Agua Fria | 141 | PV-3 | SUN | PV | 0.2 |  | Electric Utility | N | Non Combustion (NUC, WAT, WND, GEO, or SUN)
EXCLUDE | OH | LE Wind Turbine 1 | 57613 | WTG1 | WND | WT | 2.5 |  | Industrial Non-CHP | N | Non Combustion (NUC, WAT, WND, GEO, or SUN)
EXCLUDE | NM | Las Vegas Solar Energy Center | 57576 | LVSEC | SUN | PV | 5 |  | Electric Utility | N | Non Combustion (NUC, WAT, WND, GEO, or SUN)
EXCLUDE | CO | Upper Molina | 521 | 1 | WAT | HY | 8.6 |  | Electric Utility | N | Non Combustion (NUC, WAT, WND, GEO, or SUN)
EXCLUDE | CA | Diamond Valley Lake | 7942 | 10 | WAT | HY | 3.3 |  | Electric Utility | N | Non Combustion (NUC, WAT, WND, GEO, or SUN)
EXCLUDE | CA | Diamond Valley Lake | 7942 | 11 | WAT | HY | 3.3 |  | Electric Utility | N | Non Combustion (NUC, WAT, WND, GEO, or SUN)
EXCLUDE | CA | Diamond Valley Lake | 7942 | 12 | WAT | HY | 3.3 |  | Electric Utility | N | Non Combustion (NUC, WAT, WND, GEO, or SUN)
EXCLUDE | CA | Diamond Valley Lake | 7942 | 2 | WAT | HY | 3.3 |  | Electric Utility | N | Non Combustion (NUC, WAT, WND, GEO, or SUN)
EXCLUDE | CA | Diamond Valley Lake | 7942 | 3 | WAT | HY | 3.3 |  | Electric Utility | N | Non Combustion (NUC, WAT, WND, GEO, or SUN)
EXCLUDE | CA | Diamond Valley Lake | 7942 | 4 | WAT | HY | 3.3 |  | Electric Utility | N | Non Combustion (NUC, WAT, WND, GEO, or SUN)
EXCLUDE | CA | Diamond Valley Lake | 7942 | 6 | WAT | HY | 3.3 |  | Electric Utility | N | Non Combustion (NUC, WAT, WND, GEO, or SUN)
EXCLUDE | CA | Diamond Valley Lake | 7942 | 7 | WAT | HY | 3.3 |  | Electric Utility | N | Non Combustion (NUC, WAT, WND, GEO, or SUN)
EXCLUDE | CA | Diamond Valley Lake | 7942 | 8 | WAT | HY | 3.3 |  | Electric Utility | N | Non Combustion (NUC, WAT, WND, GEO, or SUN)
EXCLUDE | NY | Lighthouse Hill | 2582 | 1 | WAT | HY | 4 |  | IPP Non-CHP | N | Non Combustion (NUC, WAT, WND, GEO, or SUN)
EXCLUDE | NY | Lighthouse Hill | 2582 | 2 | WAT | HY | 4 |  | IPP Non-CHP | N | Non Combustion (NUC, WAT, WND, GEO, or SUN)
EXCLUDE | IN | Meadow Lake Wind Farm IV | 57177 | GEN1 | WND | WT | 98.7 |  | IPP Non-CHP | N | Non Combustion (NUC, WAT, WND, GEO, or SUN)
EXCLUDE | OH | Hamilton Hydro | 7807 | 3 | WAT | HY | 1.1 |  | Electric Utility | N | Non Combustion (NUC, WAT, WND, GEO, or SUN)
EXCLUDE | OH | Hamilton Hydro | 7807 | 4 | WAT | HY | 1.1 |  | Electric Utility | N | Non Combustion (NUC, WAT, WND, GEO, or SUN)
EXCLUDE | ID | Tuana Springs | 57136 | 1 | WND | WT | 16.8 |  | IPP Non-CHP | N | Non Combustion (NUC, WAT, WND, GEO, or SUN)
EXCLUDE | WA | Electron | 3854 | 1 | WAT | HY | 5.1 |  | Electric Utility | N | Non Combustion (NUC, WAT, WND, GEO, or SUN)
EXCLUDE | WA | Electron | 3854 | 2 | WAT | HY | 5.1 |  | Electric Utility | N | Non Combustion (NUC, WAT, WND, GEO, or SUN)
EXCLUDE | WA | Electron | 3854 | 3 | WAT | HY | 5.1 |  | Electric Utility | N | Non Combustion (NUC, WAT, WND, GEO, or SUN)
EXCLUDE | WA | Electron | 3854 | 4 | WAT | HY | 7.5 |  | Electric Utility | N | Non Combustion (NUC, WAT, WND, GEO, or SUN)
EXCLUDE | CA | Foundation AB | 57791 | WTG1 | WND | WT | 1.5 |  | IPP Non-CHP | N | Non Combustion (NUC, WAT, WND, GEO, or SUN)
EXCLUDE | ME | Record Hill Wind | 57568 | RHW | WND | WT | 50.6 |  | IPP Non-CHP | N | Non Combustion (NUC, WAT, WND, GEO, or SUN)
EXCLUDE | OK | Dempsey Ridge Wind Farm | 56665 | DR | WND | WT | 132 |  | IPP Non-CHP | N | Non Combustion (NUC, WAT, WND, GEO, or SUN)
EXCLUDE | OH | Cooper Farms VW Project | 57570 | WTG | WND | WT | 3 |  | Industrial Non-CHP | N | Non Combustion (NUC, WAT, WND, GEO, or SUN)
EXCLUDE | CA | ExxonMobil Oil Torrance Refinery | 50624 | EXP1 | WH | ST | 7.5 |  | Industrial CHP | N | Non Fossil fuel type
EXCLUDE | CA | ExxonMobil Oil Torrance Refinery | 50624 | STG1 | WH | ST | 19.3 |  | Industrial CHP | N | Non Fossil fuel type
EXCLUDE | VA | Byllesby 2 | 3773 | 1 | WAT | HY | 5.4 |  | Electric Utility | N | Non Combustion (NUC, WAT, WND, GEO, or SUN)
EXCLUDE | VA | Byllesby 2 | 3773 | 2 | WAT | HY | 5.4 |  | Electric Utility | N | Non Combustion (NUC, WAT, WND, GEO, or SUN)
EXCLUDE | VA | Byllesby 2 | 3773 | 3 | WAT | HY | 5.4 |  | Electric Utility | N | Non Combustion (NUC, WAT, WND, GEO, or SUN)
EXCLUDE | VA | Byllesby 2 | 3773 | 4 | WAT | HY | 5.4 |  | Electric Utility | N | Non Combustion (NUC, WAT, WND, GEO, or SUN)
EXCLUDE | NH | Comerford | 2349 | GEN1 | WAT | HY | 35.1 |  | IPP Non-CHP | N | Non Combustion (NUC, WAT, WND, GEO, or SUN)
EXCLUDE | NH | Comerford | 2349 | GEN2 | WAT | HY | 35.1 |  | IPP Non-CHP | N | Non Combustion (NUC, WAT, WND, GEO, or SUN)
EXCLUDE | NH | Comerford | 2349 | GEN3 | WAT | HY | 35.1 |  | IPP Non-CHP | N | Non Combustion (NUC, WAT, WND, GEO, or SUN)
EXCLUDE | NH | Comerford | 2349 | GEN4 | WAT | HY | 35.1 |  | IPP Non-CHP | N | Non Combustion (NUC, WAT, WND, GEO, or SUN)
EXCLUDE | AZ | RE Bagdad Solar I LLC | 57790 | 1 | SUN | PV | 16.6 |  | IPP Non-CHP | N | Non Combustion (NUC, WAT, WND, GEO, or SUN)
EXCLUDE | CA | Ridgetop Energy LLC | 10597 | WGN1 | WND | WT | 29 |  | IPP Non-CHP | N | Non Combustion (NUC, WAT, WND, GEO, or SUN)
EXCLUDE | IA | Iowa Distributed Wind Generation Project | 7966 | IDWG | WND | WT | 2.3 |  | Electric Utility | N | Non Combustion (NUC, WAT, WND, GEO, or SUN)
EXCLUDE | SC | Fishing Creek | 3257 | 1 | WAT | HY | 9.3 |  | Electric Utility | N | Non Combustion (NUC, WAT, WND, GEO, or SUN)
EXCLUDE | SC | Fishing Creek | 3257 | 2 | WAT | HY | 8.8 |  | Electric Utility | N | Non Combustion (NUC, WAT, WND, GEO, or SUN)
EXCLUDE | SC | Fishing Creek | 3257 | 3 | WAT | HY | 8.8 |  | Electric Utility | N | Non Combustion (NUC, WAT, WND, GEO, or SUN)
EXCLUDE | SC | Fishing Creek | 3257 | 4 | WAT | HY | 9.4 |  | Electric Utility | N | Non Combustion (NUC, WAT, WND, GEO, or SUN)
EXCLUDE | SC | Fishing Creek | 3257 | 5 | WAT | HY | 6 |  | Electric Utility | N | Non Combustion (NUC, WAT, WND, GEO, or SUN)
EXCLUDE | CA | Exchequer | 409 | 1 | WAT | HY | 94.5 |  | IPP Non-CHP | N | Non Combustion (NUC, WAT, WND, GEO, or SUN)
EXCLUDE | NE | Salt Valley Wind Plant | 7965 | G1 | WND | WT | 0.6 |  | Electric Utility | N | Non Combustion (NUC, WAT, WND, GEO, or SUN)
EXCLUDE | NE | Salt Valley Wind Plant | 7965 | G2 | WND | WT | 0.6 |  | Electric Utility | N | Non Combustion (NUC, WAT, WND, GEO, or SUN)
EXCLUDE | AR | Dardanelle | 199 | 1 | WAT | HY | 40.2 |  | Electric Utility | N | Non Combustion (NUC, WAT, WND, GEO, or SUN)
EXCLUDE | AR | Dardanelle | 199 | 2 | WAT | HY | 40.2 |  | Electric Utility | N | Non Combustion (NUC, WAT, WND, GEO, or SUN)
EXCLUDE | AR | Dardanelle | 199 | 3 | WAT | HY | 40.2 |  | Electric Utility | N | Non Combustion (NUC, WAT, WND, GEO, or SUN)
EXCLUDE | AR | Dardanelle | 199 | 4 | WAT | HY | 40.2 |  | Electric Utility | N | Non Combustion (NUC, WAT, WND, GEO, or SUN)
EXCLUDE | CA | City of Madera WWTP | 57682 | 1 | SUN | PV | 1.2 |  | IPP Non-CHP | N | Non Combustion (NUC, WAT, WND, GEO, or SUN)
EXCLUDE | WI | Sandstone Rapids | 4074 | 1 | WAT | HY | 1.9 |  | Electric Utility | N | Non Combustion (NUC, WAT, WND, GEO, or SUN)
EXCLUDE | WI | Sandstone Rapids | 4074 | 2 | WAT | HY | 1.9 |  | Electric Utility | N | Non Combustion (NUC, WAT, WND, GEO, or SUN)
EXCLUDE | CA | Westside Solar Station | 57499 | 1 | SUN | PV | 15 |  | Electric Utility | N | Non Combustion (NUC, WAT, WND, GEO, or SUN)
EXCLUDE | CA | Stroud Solar Station | 57497 | 1 | SUN | PV | 20 |  | Electric Utility | N | Non Combustion (NUC, WAT, WND, GEO, or SUN)
EXCLUDE | CA | Judge F Carr | 442 | 1 | WAT | HY | 77.2 |  | Electric Utility | N | Non Combustion (NUC, WAT, WND, GEO, or SUN)
EXCLUDE | CA | Judge F Carr | 442 | 2 | WAT | HY | 77.2 |  | Electric Utility | N | Non Combustion (NUC, WAT, WND, GEO, or SUN)
EXCLUDE | TX | Woodward Mountain II | 55795 | 01 | WND | WT | 78 |  | IPP Non-CHP | N | Non Combustion (NUC, WAT, WND, GEO, or SUN)
EXCLUDE | CA | Sun City Project LLC | 57360 | 1 | SUN | PV | 20 |  | IPP Non-CHP | N | Non Combustion (NUC, WAT, WND, GEO, or SUN)
EXCLUDE | NC | Oxford | 2729 | 1 | WAT | HY | 18 |  | Electric Utility | N | Non Combustion (NUC, WAT, WND, GEO, or SUN)
EXCLUDE | NC | Oxford | 2729 | 2 | WAT | HY | 18 |  | Electric Utility | N | Non Combustion (NUC, WAT, WND, GEO, or SUN)
EXCLUDE | CO | Ponnequin | 7937 | 30 | WND | WT | 9.9 |  | Electric Utility | N | Non Combustion (NUC, WAT, WND, GEO, or SUN)
EXCLUDE | CO | Ponnequin | 7937 | 8 | WND | WT | 15.4 |  | Electric Utility | N | Non Combustion (NUC, WAT, WND, GEO, or SUN)
EXCLUDE | CO | SunE Alamosa | 56481 | 1 | SUN | PV | 1 |  | IPP Non-CHP | N | Non Combustion (NUC, WAT, WND, GEO, or SUN)
EXCLUDE | CO | SunE Alamosa | 56481 | 2 | SUN | PV | 7.2 |  | IPP Non-CHP | N | Non Combustion (NUC, WAT, WND, GEO, or SUN)
EXCLUDE | CA | SunEdison Anheuser Busch Fairfield | 57010 | 1 | SUN | PV | 1 |  | IPP Non-CHP | N | Non Combustion (NUC, WAT, WND, GEO, or SUN)
EXCLUDE | MA | Ipswich Wind Turbine | 57855 | 1 | WND | WT | 1.6 |  | Electric Utility | N | Non Combustion (NUC, WAT, WND, GEO, or SUN)
EXCLUDE | MN | Bent Tree Wind Farm Phase 1 | 57198 | 1 | WND | WT | 201.3 |  | Electric Utility | N | Non Combustion (NUC, WAT, WND, GEO, or SUN)
EXCLUDE | AZ | La Senita | 57556 | 1 | SUN | PV | 1 |  | Electric Utility | N | Non Combustion (NUC, WAT, WND, GEO, or SUN)
EXCLUDE | CA | Haas | 240 | H1 | WAT | HY | 67.5 |  | Electric Utility | N | Non Combustion (NUC, WAT, WND, GEO, or SUN)
EXCLUDE | CA | Haas | 240 | H2 | WAT | HY | 67.5 |  | Electric Utility | N | Non Combustion (NUC, WAT, WND, GEO, or SUN)
EXCLUDE | CA | Solar Photovoltaic Project #09 | 57223 | S009A | SUN | PV | 0.5 |  | Electric Utility | N | Non Combustion (NUC, WAT, WND, GEO, or SUN)
EXCLUDE | CA | Solar Photovoltaic Project #09 | 57223 | S009B | SUN | PV | 0.5 |  | Electric Utility | N | Non Combustion (NUC, WAT, WND, GEO, or SUN)
EXCLUDE | CA | Pleasant Valley | 402 | 1 | WAT | HY | 3.2 |  | Electric Utility | N | Non Combustion (NUC, WAT, WND, GEO, or SUN)
EXCLUDE | AZ | Mormon Flat | 148 | MF1 | WAT | HY | 9.2 |  | Electric Utility | N | Non Combustion (NUC, WAT, WND, GEO, or SUN)
EXCLUDE | UT | Hydro II | 7034 | 1 | WAT | HY | 3.3 |  | Electric Utility | N | Non Combustion (NUC, WAT, WND, GEO, or SUN)
EXCLUDE | UT | Hydro II | 7034 | 2 | WAT | HY | 3.3 |  | Electric Utility | N | Non Combustion (NUC, WAT, WND, GEO, or SUN)
EXCLUDE | OR | Wheat Field Wind Power Project | 56854 | GEN1 | WND | WT | 97 |  | IPP Non-CHP | N | Non Combustion (NUC, WAT, WND, GEO, or SUN)
EXCLUDE | IA | Top of Iowa Windfarm | 55804 | NM | WND | WT | 80 |  | IPP Non-CHP | N | Non Combustion (NUC, WAT, WND, GEO, or SUN)
EXCLUDE | GA | Nacoochee | 718 | 1 | WAT | HY | 2.4 |  | Electric Utility | N | Non Combustion (NUC, WAT, WND, GEO, or SUN)
EXCLUDE | GA | Nacoochee | 718 | 2 | WAT | HY | 2.4 |  | Electric Utility | N | Non Combustion (NUC, WAT, WND, GEO, or SUN)
EXCLUDE | WI | Johnson Falls | 4067 | 1 | WAT | HY | 1.7 |  | Electric Utility | N | Non Combustion (NUC, WAT, WND, GEO, or SUN)
EXCLUDE | WI | Johnson Falls | 4067 | 2 | WAT | HY | 1.7 |  | Electric Utility | N | Non Combustion (NUC, WAT, WND, GEO, or SUN)
EXCLUDE | NV | CM10 | 56944 | PV01 | SUN | PV | 10 |  | IPP Non-CHP | N | Non Combustion (NUC, WAT, WND, GEO, or SUN)
EXCLUDE | CA | Sand Drag LLC | 57361 | 1 | SUN | PV | 19 |  | IPP Non-CHP | N | Non Combustion (NUC, WAT, WND, GEO, or SUN)
EXCLUDE | CA | Alta Wind Energy Center III | 57292 | AW03 | WND | WT | 150 |  | IPP Non-CHP | N | Non Combustion (NUC, WAT, WND, GEO, or SUN)
EXCLUDE | PA | Allegheny Ridge Wind Farm | 56451 | 1 | WND | WT | 80 |  | IPP Non-CHP | N | Non Combustion (NUC, WAT, WND, GEO, or SUN)
EXCLUDE | CA | Avenal Park | 57359 | 1 | SUN | PV | 6 |  | IPP Non-CHP | N | Non Combustion (NUC, WAT, WND, GEO, or SUN)
EXCLUDE | AR | Murray | 7166 | 1 | WAT | HY | 22.7 |  | Electric Utility | N | Non Combustion (NUC, WAT, WND, GEO, or SUN)
EXCLUDE | AR | Murray | 7166 | 2 | WAT | HY | 22.7 |  | Electric Utility | N | Non Combustion (NUC, WAT, WND, GEO, or SUN)
EXCLUDE | CA | Middle Gorge | 401 | 1 | WAT | HY | 37.5 |  | Electric Utility | N | Non Combustion (NUC, WAT, WND, GEO, or SUN)
EXCLUDE | CA | Edom Hills Project 1 LLC | 50553 | 1 | WND | WT | 21.1 |  | IPP Non-CHP | N | Non Combustion (NUC, WAT, WND, GEO, or SUN)
EXCLUDE | SC | Pelzer Lower | 10800 | GEN1 | WAT | HY | 3.3 |  | IPP Non-CHP | N | Non Combustion (NUC, WAT, WND, GEO, or SUN)
EXCLUDE | UT | Spanish Fork Wind Park 2 LLC | 56751 | 1 | WND | WT | 18.9 |  | IPP Non-CHP | N | Non Combustion (NUC, WAT, WND, GEO, or SUN)
EXCLUDE | TN | Dale Hollow | 3424 | 1 | WAT | HY | 18 |  | Electric Utility | N | Non Combustion (NUC, WAT, WND, GEO, or SUN)
EXCLUDE | TN | Dale Hollow | 3424 | 2 | WAT | HY | 18 |  | Electric Utility | N | Non Combustion (NUC, WAT, WND, GEO, or SUN)
EXCLUDE | TN | Dale Hollow | 3424 | 3 | WAT | HY | 18 |  | Electric Utility | N | Non Combustion (NUC, WAT, WND, GEO, or SUN)
EXCLUDE | ME | Rollins Wind Project | 56990 | 1 | WND | WT | 60 |  | IPP Non-CHP | N | Non Combustion (NUC, WAT, WND, GEO, or SUN)
EXCLUDE | MT | Yellowtail | 2204 | 1 | WAT | HY | 62.5 |  | Electric Utility | N | Non Combustion (NUC, WAT, WND, GEO, or SUN)
EXCLUDE | MT | Yellowtail | 2204 | 2 | WAT | HY | 62.5 |  | Electric Utility | N | Non Combustion (NUC, WAT, WND, GEO, or SUN)
EXCLUDE | MT | Yellowtail | 2204 | 3 | WAT | HY | 62.5 |  | Electric Utility | N | Non Combustion (NUC, WAT, WND, GEO, or SUN)
EXCLUDE | MT | Yellowtail | 2204 | 4 | WAT | HY | 62.5 |  | Electric Utility | N | Non Combustion (NUC, WAT, WND, GEO, or SUN)
EXCLUDE | CA | Vaca Dixon Solar Station | 57041 | 1 | SUN | PV | 2 |  | Electric Utility | N | Non Combustion (NUC, WAT, WND, GEO, or SUN)
EXCLUDE | KS | Cimarron Windpower II | 57663 | 1 | WND | WT | 131 |  | IPP Non-CHP | N | Non Combustion (NUC, WAT, WND, GEO, or SUN)
EXCLUDE | WV | Mountaineer Wind Energy Center | 55986 | WT1 | WND | WT | 66 |  | IPP Non-CHP | N | Non Combustion (NUC, WAT, WND, GEO, or SUN)
EXCLUDE | MN | Lakefield Wind Project LLC | 57374 | LAKE1 | WND | WT | 205.5 |  | IPP Non-CHP | N | Non Combustion (NUC, WAT, WND, GEO, or SUN)
EXCLUDE | CA | SMUD at Grundman | 57669 | PV1 | SUN | PV | 17 |  | IPP Non-CHP | N | Non Combustion (NUC, WAT, WND, GEO, or SUN)
EXCLUDE | CA | CalRenew-1 | 56768 | CR1 | SUN | PV | 5 |  | IPP Non-CHP | N | Non Combustion (NUC, WAT, WND, GEO, or SUN)
EXCLUDE | NY | Mt Ida Hydroelectric | 50031 | 3983 | WAT | HY | 1.5 |  | IPP Non-CHP | N | Non Combustion (NUC, WAT, WND, GEO, or SUN)
EXCLUDE | NY | Mt Ida Hydroelectric | 50031 | 3986 | WAT | HY | 1.5 |  | IPP Non-CHP | N | Non Combustion (NUC, WAT, WND, GEO, or SUN)
EXCLUDE | IL | Pike County Wind Power | 56376 | WTG1 | WND | WT | 1.7 |  | Electric Utility | N | Non Combustion (NUC, WAT, WND, GEO, or SUN)
EXCLUDE | NE | Monroe | 2273 | 1 | WAT | HY | 2.8 |  | Electric Utility | N | Non Combustion (NUC, WAT, WND, GEO, or SUN)
EXCLUDE | NE | Monroe | 2273 | 2 | WAT | HY | 2.8 |  | Electric Utility | N | Non Combustion (NUC, WAT, WND, GEO, or SUN)
EXCLUDE | NE | Monroe | 2273 | 3 | WAT | HY | 2.8 |  | Electric Utility | N | Non Combustion (NUC, WAT, WND, GEO, or SUN)
EXCLUDE | TN | Melton Hill | 3408 | 1 | WAT | HY | 36 |  | Electric Utility | N | Non Combustion (NUC, WAT, WND, GEO, or SUN)
EXCLUDE | TN | Melton Hill | 3408 | 2 | WAT | HY | 36 |  | Electric Utility | N | Non Combustion (NUC, WAT, WND, GEO, or SUN)
EXCLUDE | CA | Oak Flat | 626 | 1 | WAT | HY | 1.4 |  | Electric Utility | N | Non Combustion (NUC, WAT, WND, GEO, or SUN)
EXCLUDE | VT | Ottauquechee Hydro | 50126 | 1 | WAT | HY | 1.2 |  | IPP Non-CHP | N | Non Combustion (NUC, WAT, WND, GEO, or SUN)
EXCLUDE | VT | Ottauquechee Hydro | 50126 | 2 | WAT | HY | 0.6 |  | IPP Non-CHP | N | Non Combustion (NUC, WAT, WND, GEO, or SUN)
EXCLUDE | CA | Pine Tree Wind Power Project | 56433 | 1 | WND | WT | 135 |  | Electric Utility | N | Non Combustion (NUC, WAT, WND, GEO, or SUN)
EXCLUDE | CT | Tenth Street | 583 | 1 | WAT | HY | 1.4 |  | Electric Utility | N | Non Combustion (NUC, WAT, WND, GEO, or SUN)
EXCLUDE | NH | Mascoma Hydro | 54471 | 01 | WAT | HY | 0.5 |  | IPP Non-CHP | N | Non Combustion (NUC, WAT, WND, GEO, or SUN)
EXCLUDE | NH | Mascoma Hydro | 54471 | 02 | WAT | HY | 0.5 |  | IPP Non-CHP | N | Non Combustion (NUC, WAT, WND, GEO, or SUN)
EXCLUDE | NH | Mascoma Hydro | 54471 | 03 | WAT | HY | 0.5 |  | IPP Non-CHP | N | Non Combustion (NUC, WAT, WND, GEO, or SUN)
EXCLUDE | PA | FirstEnergy Lake Lynn Power Station | 6636 | 1 | WAT | HY | 12.8 |  | IPP Non-CHP | N | Non Combustion (NUC, WAT, WND, GEO, or SUN)
EXCLUDE | PA | FirstEnergy Lake Lynn Power Station | 6636 | 2 | WAT | HY | 12.8 |  | IPP Non-CHP | N | Non Combustion (NUC, WAT, WND, GEO, or SUN)
EXCLUDE | PA | FirstEnergy Lake Lynn Power Station | 6636 | 3 | WAT | HY | 12.8 |  | IPP Non-CHP | N | Non Combustion (NUC, WAT, WND, GEO, or SUN)
EXCLUDE | PA | FirstEnergy Lake Lynn Power Station | 6636 | 4 | WAT | HY | 12.8 |  | IPP Non-CHP | N | Non Combustion (NUC, WAT, WND, GEO, or SUN)
EXCLUDE | AZ | Buckeye Union HS District 201 | 58037 | PV1 | SUN | PV | 3.3 |  | IPP Non-CHP | N | Non Combustion (NUC, WAT, WND, GEO, or SUN)
EXCLUDE | WA | Ross | 6202 | 41 | WAT | HY | 112.5 |  | Electric Utility | N | Non Combustion (NUC, WAT, WND, GEO, or SUN)
EXCLUDE | WA | Ross | 6202 | 42 | WAT | HY | 112.5 |  | Electric Utility | N | Non Combustion (NUC, WAT, WND, GEO, or SUN)
EXCLUDE | WA | Ross | 6202 | 43 | WAT | HY | 112.5 |  | Electric Utility | N | Non Combustion (NUC, WAT, WND, GEO, or SUN)
EXCLUDE | WA | Ross | 6202 | 44 | WAT | HY | 112.5 |  | Electric Utility | N | Non Combustion (NUC, WAT, WND, GEO, or SUN)
EXCLUDE | CA | Roaring Creek Water Power | 10881 | GEN1 | WAT | HY | 2 |  | IPP Non-CHP | N | Non Combustion (NUC, WAT, WND, GEO, or SUN)
EXCLUDE | OR | Clearwater 2 | 3021 | 1 | WAT | HY | 26 |  | Electric Utility | N | Non Combustion (NUC, WAT, WND, GEO, or SUN)
EXCLUDE | FL | DeSoto Next Generation Solar Energy | 56929 | 1 | SUN | PV | 25 |  | Electric Utility | N | Non Combustion (NUC, WAT, WND, GEO, or SUN)
EXCLUDE | CA | SMUD at Van Conett | 57670 | PV1 | SUN | PV | 2.9 |  | IPP Non-CHP | N | Non Combustion (NUC, WAT, WND, GEO, or SUN)
EXCLUDE | SC | Cedar Creek | 3255 | 1 | WAT | HY | 15 |  | Electric Utility | N | Non Combustion (NUC, WAT, WND, GEO, or SUN)
EXCLUDE | SC | Cedar Creek | 3255 | 2 | WAT | HY | 15 |  | Electric Utility | N | Non Combustion (NUC, WAT, WND, GEO, or SUN)
EXCLUDE | SC | Cedar Creek | 3255 | 3 | WAT | HY | 15 |  | Electric Utility | N | Non Combustion (NUC, WAT, WND, GEO, or SUN)
EXCLUDE | CA | Cove Hydroelectric | 10707 | GEN1 | WAT | HY | 5 |  | IPP Non-CHP | N | Non Combustion (NUC, WAT, WND, GEO, or SUN)
EXCLUDE | CO | Sugarloaf Hydro Plant | 50435 | SUG1 | WAT | HY | 2.5 |  | IPP Non-CHP | N | Non Combustion (NUC, WAT, WND, GEO, or SUN)
EXCLUDE | CA | SMUD at Lawrence | 57753 | PV1 | SUN | PV | 1 |  | IPP Non-CHP | N | Non Combustion (NUC, WAT, WND, GEO, or SUN)
EXCLUDE | CA | Hamilton Branch | 242 | 1 | WAT | HY | 2.6 |  | Electric Utility | N | Non Combustion (NUC, WAT, WND, GEO, or SUN)
EXCLUDE | CA | Hamilton Branch | 242 | 2 | WAT | HY | 2.7 |  | Electric Utility | N | Non Combustion (NUC, WAT, WND, GEO, or SUN)
EXCLUDE | OR | Arlington Wind Power Project | 56855 | GEN1 | WND | WT | 103 |  | IPP Non-CHP | N | Non Combustion (NUC, WAT, WND, GEO, or SUN)
EXCLUDE | WA | Lower Snake River Wind Energy Project | 57195 | LSR1 | WND | WT | 342 |  | Electric Utility | N | Non Combustion (NUC, WAT, WND, GEO, or SUN)
EXCLUDE | IA | Hawkeye Power Partners LLC | 55816 | 48M | WND | WT | 42 |  | IPP Non-CHP | N | Non Combustion (NUC, WAT, WND, GEO, or SUN)
EXCLUDE | HI | Kapaa Photovoltaic Project | 57525 | KSPV | SUN | PV | 1 |  | IPP Non-CHP | N | Non Combustion (NUC, WAT, WND, GEO, or SUN)
EXCLUDE | CA | Oasis Wind | 56302 | 1 | WND | WT | 60 |  | IPP Non-CHP | N | Non Combustion (NUC, WAT, WND, GEO, or SUN)
EXCLUDE | CA | Kings River | 254 | H1 | WAT | HY | 48.6 |  | Electric Utility | N | Non Combustion (NUC, WAT, WND, GEO, or SUN)
EXCLUDE | NY | Bennetts Bridge | 2545 | 1 | WAT | HY | 9 |  | IPP Non-CHP | N | Non Combustion (NUC, WAT, WND, GEO, or SUN)
EXCLUDE | NY | Bennetts Bridge | 2545 | 2 | WAT | HY | 9 |  | IPP Non-CHP | N | Non Combustion (NUC, WAT, WND, GEO, or SUN)
EXCLUDE | NY | Bennetts Bridge | 2545 | 3 | WAT | HY | 9 |  | IPP Non-CHP | N | Non Combustion (NUC, WAT, WND, GEO, or SUN)
EXCLUDE | NY | Bennetts Bridge | 2545 | 4 | WAT | HY | 9 |  | IPP Non-CHP | N | Non Combustion (NUC, WAT, WND, GEO, or SUN)
EXCLUDE | OR | Condon Windpower LLC | 55739 | GEN1 | WND | WT | 24.6 |  | IPP Non-CHP | N | Non Combustion (NUC, WAT, WND, GEO, or SUN)
EXCLUDE | OR | Condon Windpower LLC | 55739 | GEN2 | WND | WT | 25.2 |  | IPP Non-CHP | N | Non Combustion (NUC, WAT, WND, GEO, or SUN)
EXCLUDE | CA | Big Creek 8 | 321 | 1 | WAT | HY | 30 |  | Electric Utility | N | Non Combustion (NUC, WAT, WND, GEO, or SUN)
EXCLUDE | CA | Big Creek 8 | 321 | 2 | WAT | HY | 45 |  | Electric Utility | N | Non Combustion (NUC, WAT, WND, GEO, or SUN)
EXCLUDE | GA | North Highlands | 719 | 1 | WAT | HY | 9.2 |  | Electric Utility | N | Non Combustion (NUC, WAT, WND, GEO, or SUN)
EXCLUDE | GA | North Highlands | 719 | 2 | WAT | HY | 9.2 |  | Electric Utility | N | Non Combustion (NUC, WAT, WND, GEO, or SUN)
EXCLUDE | GA | North Highlands | 719 | 3 | WAT | HY | 9.2 |  | Electric Utility | N | Non Combustion (NUC, WAT, WND, GEO, or SUN)
EXCLUDE | GA | North Highlands | 719 | 4 | WAT | HY | 2 |  | Electric Utility | N | Non Combustion (NUC, WAT, WND, GEO, or SUN)
EXCLUDE | NJ | Toys R Us- DE, Inc. at Mt. Olive, NJ | 57647 | PV1 | SUN | PV | 2.4 |  | IPP Non-CHP | N | Non Combustion (NUC, WAT, WND, GEO, or SUN)
EXCLUDE | PA | North Allegheny Windpower Project | 56651 | 1 | WND | WT | 70 |  | IPP Non-CHP | N | Non Combustion (NUC, WAT, WND, GEO, or SUN)
EXCLUDE | CA | Adelanto Solar Project | 57305 | 1 | SUN | PV | 10 |  | Electric Utility | N | Non Combustion (NUC, WAT, WND, GEO, or SUN)
EXCLUDE | CA | Coram Tehachapi | 54750 | VW1 | WND | WT | 6.9 |  | IPP Non-CHP | N | Non Combustion (NUC, WAT, WND, GEO, or SUN)
EXCLUDE | VT | Deweys Mill | 10137 | GEN1 | WAT | HY | 2.5 |  | IPP Non-CHP | N | Non Combustion (NUC, WAT, WND, GEO, or SUN)
EXCLUDE | VT | Deweys Mill | 10137 | GEN2 | WAT | HY | 0.5 |  | IPP Non-CHP | N | Non Combustion (NUC, WAT, WND, GEO, or SUN)
EXCLUDE | IL | Big Sky Wind LLC | 57135 | 1 | WND | WT | 240 |  | IPP Non-CHP | N | Non Combustion (NUC, WAT, WND, GEO, or SUN)
EXCLUDE | CA | Nacimiento Hydro Project | 50352 | 1 | WAT | HY | 4 |  | IPP Non-CHP | N | Non Combustion (NUC, WAT, WND, GEO, or SUN)
EXCLUDE | CA | Nacimiento Hydro Project | 50352 | 2 | WAT | HY | 0.4 |  | IPP Non-CHP | N | Non Combustion (NUC, WAT, WND, GEO, or SUN)
EXCLUDE | AZ | Arizona Western College PV | 57765 | GV1 | SUN | PV | 0.5 |  | IPP Non-CHP | N | Non Combustion (NUC, WAT, WND, GEO, or SUN)
EXCLUDE | AZ | Arizona Western College PV | 57765 | GV2 | SUN | PV | 0.5 |  | IPP Non-CHP | N | Non Combustion (NUC, WAT, WND, GEO, or SUN)
EXCLUDE | AZ | Arizona Western College PV | 57765 | SFC | SUN | PV | 1 |  | IPP Non-CHP | N | Non Combustion (NUC, WAT, WND, GEO, or SUN)
EXCLUDE | AZ | Arizona Western College PV | 57765 | SHP | SUN | PV | 0.9 |  | IPP Non-CHP | N | Non Combustion (NUC, WAT, WND, GEO, or SUN)
EXCLUDE | AZ | Arizona Western College PV | 57765 | STE | SUN | PV | 0.9 |  | IPP Non-CHP | N | Non Combustion (NUC, WAT, WND, GEO, or SUN)
EXCLUDE | AZ | Arizona Western College PV | 57765 | SWD | SUN | PV | 0.9 |  | IPP Non-CHP | N | Non Combustion (NUC, WAT, WND, GEO, or SUN)
EXCLUDE | AL | Point A | 55 | 1 | WAT | HY | 1.6 |  | Electric Utility | N | Non Combustion (NUC, WAT, WND, GEO, or SUN)
EXCLUDE | AL | Point A | 55 | 2 | WAT | HY | 1.6 |  | Electric Utility | N | Non Combustion (NUC, WAT, WND, GEO, or SUN)
EXCLUDE | AL | Point A | 55 | 3 | WAT | HY | 2 |  | Electric Utility | N | Non Combustion (NUC, WAT, WND, GEO, or SUN)
EXCLUDE | CA | Yolo County Solar Project | 57422 | 1 | SUN | PV | 1 |  | Commercial Non-CHP | N | Non Combustion (NUC, WAT, WND, GEO, or SUN)
EXCLUDE | CA | Mojave 5 | 52144 | GEN1 | WND | WT | 22.5 |  | IPP Non-CHP | N | Non Combustion (NUC, WAT, WND, GEO, or SUN)
EXCLUDE | IA | Ottumwa City of | 1173 | 1 | WAT | HY | 1 |  | Electric Utility | N | Non Combustion (NUC, WAT, WND, GEO, or SUN)
EXCLUDE | IA | Ottumwa City of | 1173 | 2 | WAT | HY | 1.2 |  | Electric Utility | N | Non Combustion (NUC, WAT, WND, GEO, or SUN)
EXCLUDE | IA | Ottumwa City of | 1173 | 3 | WAT | HY | 1 |  | Electric Utility | N | Non Combustion (NUC, WAT, WND, GEO, or SUN)
EXCLUDE | ID | Smith Falls Hydro Project | 54249 | GEN1 | WAT | HY | 18 |  | Electric Utility | N | Non Combustion (NUC, WAT, WND, GEO, or SUN)
EXCLUDE | ID | Smith Falls Hydro Project | 54249 | GEN2 | WAT | HY | 18 |  | Electric Utility | N | Non Combustion (NUC, WAT, WND, GEO, or SUN)
EXCLUDE | ID | Smith Falls Hydro Project | 54249 | GEN3 | WAT | HY | 2.1 |  | Electric Utility | N | Non Combustion (NUC, WAT, WND, GEO, or SUN)
EXCLUDE | CA | IKEA Tejon 345 | 58028 | PV | SUN | PV | 1.5 |  | Commercial Non-CHP | N | Non Combustion (NUC, WAT, WND, GEO, or SUN)
EXCLUDE | NC | Chadbourn Farm | 58311 | 1 | SUN | PV | 5 |  | IPP Non-CHP | N | Non Combustion (NUC, WAT, WND, GEO, or SUN)
EXCLUDE | NC | Turner Shoals | 2735 | 1 | WAT | HY | 2.7 |  | IPP Non-CHP | N | Non Combustion (NUC, WAT, WND, GEO, or SUN)
EXCLUDE | NC | Turner Shoals | 2735 | 2 | WAT | HY | 2.7 |  | IPP Non-CHP | N | Non Combustion (NUC, WAT, WND, GEO, or SUN)
EXCLUDE | TX | Webberville Solar Project | 57699 | AES1 | SUN | PV | 30 |  | IPP Non-CHP | N | Non Combustion (NUC, WAT, WND, GEO, or SUN)
EXCLUDE | NV | Brady | 55991 | OEC | GEO | ST | 6.5 |  | IPP Non-CHP | N | Non Combustion (NUC, WAT, WND, GEO, or SUN)
EXCLUDE | NV | Brady | 55991 | TG-1 | GEO | ST | 9.2 |  | IPP Non-CHP | N | Non Combustion (NUC, WAT, WND, GEO, or SUN)
EXCLUDE | NV | Brady | 55991 | TG-2 | GEO | ST | 9.2 |  | IPP Non-CHP | N | Non Combustion (NUC, WAT, WND, GEO, or SUN)
EXCLUDE | NV | Brady | 55991 | TG-3 | GEO | ST | 8 |  | IPP Non-CHP | N | Non Combustion (NUC, WAT, WND, GEO, or SUN)
EXCLUDE | CA | Depot Park Solar System | 58119 | DPSS | SUN | PV | 3 |  | IPP Non-CHP | N | Non Combustion (NUC, WAT, WND, GEO, or SUN)
EXCLUDE | VT | Searsburg Wind Turbine | 7381 | 1 | WND | WT | 6 |  | Electric Utility | N | Non Combustion (NUC, WAT, WND, GEO, or SUN)
EXCLUDE | UT | Milford Wind Corridor Stage II LLC | 57107 | 1 | WND | WT | 102 |  | IPP Non-CHP | N | Non Combustion (NUC, WAT, WND, GEO, or SUN)
EXCLUDE | CA | SMUD at Fleshman | 57671 | PV1 | SUN | PV | 2.9 |  | IPP Non-CHP | N | Non Combustion (NUC, WAT, WND, GEO, or SUN)
EXCLUDE | VT | Morrisville | 3764 | 1 | WAT | HY | 0.6 |  | Electric Utility | N | Non Combustion (NUC, WAT, WND, GEO, or SUN)
EXCLUDE | VT | Morrisville | 3764 | 2 | WAT | HY | 1.2 |  | Electric Utility | N | Non Combustion (NUC, WAT, WND, GEO, or SUN)
EXCLUDE | VT | Sheffield Wind | 57080 | 1 | WND | WT | 40 |  | IPP Non-CHP | N | Non Combustion (NUC, WAT, WND, GEO, or SUN)
EXCLUDE | CA | Solar Photovoltaic Project #06 | 57220 | S006A | SUN | PV | 0.5 |  | Electric Utility | N | Non Combustion (NUC, WAT, WND, GEO, or SUN)
EXCLUDE | CA | Solar Photovoltaic Project #06 | 57220 | S006B | SUN | PV | 0.5 |  | Electric Utility | N | Non Combustion (NUC, WAT, WND, GEO, or SUN)
EXCLUDE | CA | Solar Photovoltaic Project #06 | 57220 | S006C | SUN | PV | 0.5 |  | Electric Utility | N | Non Combustion (NUC, WAT, WND, GEO, or SUN)
EXCLUDE | CA | Solar Photovoltaic Project #06 | 57220 | S006D | SUN | PV | 0.5 |  | Electric Utility | N | Non Combustion (NUC, WAT, WND, GEO, or SUN)
EXCLUDE | TX | Woodward Mountain I | 55796 | 01 | WND | WT | 82 |  | IPP Non-CHP | N | Non Combustion (NUC, WAT, WND, GEO, or SUN)
EXCLUDE | OR | Klondike Wind Power | 55871 | Ph1 | WND | WT | 24.5 |  | IPP Non-CHP | N | Non Combustion (NUC, WAT, WND, GEO, or SUN)
EXCLUDE | AL | Jordan Dam | 13 | 1 | WAT | HY | 25 |  | Electric Utility | N | Non Combustion (NUC, WAT, WND, GEO, or SUN)
EXCLUDE | AL | Jordan Dam | 13 | 2 | WAT | HY | 25 |  | Electric Utility | N | Non Combustion (NUC, WAT, WND, GEO, or SUN)
EXCLUDE | AL | Jordan Dam | 13 | 3 | WAT | HY | 25 |  | Electric Utility | N | Non Combustion (NUC, WAT, WND, GEO, or SUN)
EXCLUDE | AL | Jordan Dam | 13 | 4 | WAT | HY | 25 |  | Electric Utility | N | Non Combustion (NUC, WAT, WND, GEO, or SUN)
EXCLUDE | WV | Laurel Mountain | 57447 | 1 | WND | WT | 97.6 |  | IPP Non-CHP | N | Non Combustion (NUC, WAT, WND, GEO, or SUN)
EXCLUDE | CA | CTV Power Purchase Contract Trust | 54300 | GEWE | WND | WT | 4.5 |  | IPP Non-CHP | N | Non Combustion (NUC, WAT, WND, GEO, or SUN)
EXCLUDE | CA | CTV Power Purchase Contract Trust | 54300 | SX1S | WND | WT | 0.1 |  | IPP Non-CHP | N | Non Combustion (NUC, WAT, WND, GEO, or SUN)
EXCLUDE | CA | Cottonwood | 394 | 1 | WAT | HY | 0.8 |  | Electric Utility | N | Non Combustion (NUC, WAT, WND, GEO, or SUN)
EXCLUDE | CA | Cottonwood | 394 | 2 | WAT | HY | 0.8 |  | Electric Utility | N | Non Combustion (NUC, WAT, WND, GEO, or SUN)
EXCLUDE | NM | Red Mesa Wind LLC | 57357 | EXIS | WND | WT | 102.4 |  | IPP Non-CHP | N | Non Combustion (NUC, WAT, WND, GEO, or SUN)
EXCLUDE | NY | Dutch Hill Wind Project | 56633 | 1 | WND | WT | 37.5 |  | IPP Non-CHP | N | Non Combustion (NUC, WAT, WND, GEO, or SUN)
EXCLUDE | CA | Mariani Packing Vacaville Solar | 57005 | 1 | SUN | PV | 1 |  | IPP Non-CHP | N | Non Combustion (NUC, WAT, WND, GEO, or SUN)
EXCLUDE | IL | Settlers Trail Wind Farm LLC | 57493 | STWF | WND | WT | 150.4 |  | IPP Non-CHP | N | Non Combustion (NUC, WAT, WND, GEO, or SUN)
EXCLUDE | PA | Highland Wind Project | 57139 | 1 | WND | WT | 62.5 |  | IPP Non-CHP | N | Non Combustion (NUC, WAT, WND, GEO, or SUN)
EXCLUDE | CT | Kinneytown New Old | 54385 | GEN1 | WAT | HY | 0.8 |  | IPP Non-CHP | N | Non Combustion (NUC, WAT, WND, GEO, or SUN)
EXCLUDE | CT | Kinneytown New Old | 54385 | GEN2 | WAT | HY | 1.5 |  | IPP Non-CHP | N | Non Combustion (NUC, WAT, WND, GEO, or SUN)
EXCLUDE | MO | Loess Hills Wind Farm LLC | 56538 | 1 | WND | WT | 5 |  | IPP Non-CHP | N | Non Combustion (NUC, WAT, WND, GEO, or SUN)
EXCLUDE | NM | Los Alamos PV Site | 58256 | 1 | SUN | PV | 1 |  | Electric Utility | N | Non Combustion (NUC, WAT, WND, GEO, or SUN)
EXCLUDE | ND | Cedar Hills | 57171 | 1 | WND | WT | 19.5 |  | Electric Utility | N | Non Combustion (NUC, WAT, WND, GEO, or SUN)
EXCLUDE | PA | Wind Park Bear Creek | 56299 | 1 | WND | WT | 24 |  | IPP Non-CHP | N | Non Combustion (NUC, WAT, WND, GEO, or SUN)
EXCLUDE | NC | Warrenton Farm | 58312 | 1 | SUN | PV | 4 |  | IPP Non-CHP | N | Non Combustion (NUC, WAT, WND, GEO, or SUN)
EXCLUDE | CO | Georgetown | 472 | 1 | WAT | HY | 0.6 |  | Electric Utility | N | Non Combustion (NUC, WAT, WND, GEO, or SUN)
EXCLUDE | CO | Georgetown | 472 | 2 | WAT | HY | 0.6 |  | Electric Utility | N | Non Combustion (NUC, WAT, WND, GEO, or SUN)
EXCLUDE | NY | Cornell Hydro | 10286 | 2 | WAT | HY | 1.1 |  | Commercial Non-CHP | N | Non Combustion (NUC, WAT, WND, GEO, or SUN)
EXCLUDE | NY | Cornell Hydro | 10286 | 1 | WAT | HY | 0.8 |  | Commercial Non-CHP | N | Non Combustion (NUC, WAT, WND, GEO, or SUN)
EXCLUDE | PA | Locust Ridge II LLC | 56770 | 1 | WND | WT | 102 |  | IPP Non-CHP | N | Non Combustion (NUC, WAT, WND, GEO, or SUN)
EXCLUDE | FL | RP-Orlando, LLC | 57565 | 1 | SUN | PV | 5.1 |  | IPP Non-CHP | N | Non Combustion (NUC, WAT, WND, GEO, or SUN)
EXCLUDE | CA | Five Points Solar Station | 57498 | 1 | SUN | PV | 15 |  | Electric Utility | N | Non Combustion (NUC, WAT, WND, GEO, or SUN)
EXCLUDE | NC | Tuckasegee | 2751 | 1 | WAT | HY | 3 |  | Electric Utility | N | Non Combustion (NUC, WAT, WND, GEO, or SUN)
EXCLUDE | ME | Kibby Wind Power Project | 56829 | 1 | WND | WT | 66 |  | IPP Non-CHP | N | Non Combustion (NUC, WAT, WND, GEO, or SUN)
EXCLUDE | ME | Kibby Wind Power Project | 56829 | 2 | WND | WT | 66 |  | IPP Non-CHP | N | Non Combustion (NUC, WAT, WND, GEO, or SUN)
EXCLUDE | CO | Blue Mesa | 512 | 1 | WAT | HY | 43.2 |  | Electric Utility | N | Non Combustion (NUC, WAT, WND, GEO, or SUN)
EXCLUDE | CO | Blue Mesa | 512 | 2 | WAT | HY | 43.2 |  | Electric Utility | N | Non Combustion (NUC, WAT, WND, GEO, or SUN)
EXCLUDE | WI | Barron | 4102 | H2 | WAT | HY | 0.1 |  | Electric Utility | N | Non Combustion (NUC, WAT, WND, GEO, or SUN)
EXCLUDE | UT | Manti Lower | 1020 | 2 | WAT | HY | 0.6 |  | Electric Utility | N | Non Combustion (NUC, WAT, WND, GEO, or SUN)
EXCLUDE | UT | Manti Lower | 1020 | HC1 | WAT | HY | 0.6 |  | Electric Utility | N | Non Combustion (NUC, WAT, WND, GEO, or SUN)
EXCLUDE | NE | Columbus | 2260 | 1 | WAT | HY | 15.2 |  | Electric Utility | N | Non Combustion (NUC, WAT, WND, GEO, or SUN)
EXCLUDE | NE | Columbus | 2260 | 2 | WAT | HY | 15.2 |  | Electric Utility | N | Non Combustion (NUC, WAT, WND, GEO, or SUN)
EXCLUDE | NE | Columbus | 2260 | 3 | WAT | HY | 15.2 |  | Electric Utility | N | Non Combustion (NUC, WAT, WND, GEO, or SUN)
EXCLUDE | NC | Belwood Farm | 58314 | 1 | SUN | PV | 4 |  | IPP Non-CHP | N | Non Combustion (NUC, WAT, WND, GEO, or SUN)
EXCLUDE | VT | West Charleston | 3753 | 1 | WAT | HY | 0.7 |  | Electric Utility | N | Non Combustion (NUC, WAT, WND, GEO, or SUN)
EXCLUDE | VT | West Charleston | 3753 | 2 | WAT | HY | 0.7 |  | Electric Utility | N | Non Combustion (NUC, WAT, WND, GEO, or SUN)
EXCLUDE | WV | Beech Ridge Energy LLC | 57151 | GEN1 | WND | WT | 100.5 |  | IPP Non-CHP | N | Non Combustion (NUC, WAT, WND, GEO, or SUN)
EXCLUDE | NY | Noble Wethersfield Windpark LLC | 56902 | 1 | WND | WT | 126 |  | IPP Non-CHP | N | Non Combustion (NUC, WAT, WND, GEO, or SUN)
EXCLUDE | OH | Bowling Green Wind | 56226 | 1 | WND | WT | 1.8 |  | Electric Utility | N | Non Combustion (NUC, WAT, WND, GEO, or SUN)
EXCLUDE | OH | Bowling Green Wind | 56226 | 2 | WND | WT | 1.8 |  | Electric Utility | N | Non Combustion (NUC, WAT, WND, GEO, or SUN)
EXCLUDE | OH | Bowling Green Wind | 56226 | 3 | WND | WT | 1.8 |  | Electric Utility | N | Non Combustion (NUC, WAT, WND, GEO, or SUN)
EXCLUDE | OH | Bowling Green Wind | 56226 | 4 | WND | WT | 1.8 |  | Electric Utility | N | Non Combustion (NUC, WAT, WND, GEO, or SUN)
EXCLUDE | AL | Lay Dam | 15 | 1 | WAT | HY | 29.5 |  | Electric Utility | N | Non Combustion (NUC, WAT, WND, GEO, or SUN)
EXCLUDE | AL | Lay Dam | 15 | 2 | WAT | HY | 29.5 |  | Electric Utility | N | Non Combustion (NUC, WAT, WND, GEO, or SUN)
EXCLUDE | AL | Lay Dam | 15 | 3 | WAT | HY | 29.5 |  | Electric Utility | N | Non Combustion (NUC, WAT, WND, GEO, or SUN)
EXCLUDE | AL | Lay Dam | 15 | 4 | WAT | HY | 29.5 |  | Electric Utility | N | Non Combustion (NUC, WAT, WND, GEO, or SUN)
EXCLUDE | AL | Lay Dam | 15 | 5 | WAT | HY | 29.5 |  | Electric Utility | N | Non Combustion (NUC, WAT, WND, GEO, or SUN)
EXCLUDE | AL | Lay Dam | 15 | 6 | WAT | HY | 29.5 |  | Electric Utility | N | Non Combustion (NUC, WAT, WND, GEO, or SUN)
EXCLUDE | CA | 1420 Coil Av #C | 57310 | 1 | SUN | PV | 1.1 |  | Commercial Non-CHP | N | Non Combustion (NUC, WAT, WND, GEO, or SUN)
EXCLUDE | AZ | Roger Road WWTP | 57524 | 1 | SUN | PV | 1.1 |  | IPP Non-CHP | N | Non Combustion (NUC, WAT, WND, GEO, or SUN)
EXCLUDE | CA | Alta Wind Energy Center II | 57291 | AW02 | WND | WT | 150 |  | IPP Non-CHP | N | Non Combustion (NUC, WAT, WND, GEO, or SUN)
EXCLUDE | WI | Pine | 4045 | 1 | WAT | HY | 1.8 |  | Electric Utility | N | Non Combustion (NUC, WAT, WND, GEO, or SUN)
EXCLUDE | WI | Pine | 4045 | 2 | WAT | HY | 1.8 |  | Electric Utility | N | Non Combustion (NUC, WAT, WND, GEO, or SUN)
EXCLUDE | AZ | Kingman 1 | 57775 | PV | SUN | PV | 0.5 |  | IPP Non-CHP | N | Non Combustion (NUC, WAT, WND, GEO, or SUN)
EXCLUDE | CA | Rio Hondo | 482 | 1 | WAT | HY | 1.9 |  | Electric Utility | N | Non Combustion (NUC, WAT, WND, GEO, or SUN)
EXCLUDE | VT | Great Falls | 3762 | 1 | WAT | HY | 0.3 |  | Electric Utility | N | Non Combustion (NUC, WAT, WND, GEO, or SUN)
EXCLUDE | VT | Great Falls | 3762 | 2 | WAT | HY | 0.3 |  | Electric Utility | N | Non Combustion (NUC, WAT, WND, GEO, or SUN)
EXCLUDE | VT | Great Falls | 3762 | 3 | WAT | HY | 1.3 |  | Electric Utility | N | Non Combustion (NUC, WAT, WND, GEO, or SUN)
EXCLUDE | CA | Green Power I | 55396 | WGNS | WND | WT | 16.5 |  | IPP Non-CHP | N | Non Combustion (NUC, WAT, WND, GEO, or SUN)
EXCLUDE | NY | Cohocton Wind Project | 56634 | 1 | WND | WT | 87.5 |  | IPP Non-CHP | N | Non Combustion (NUC, WAT, WND, GEO, or SUN)
EXCLUDE | VT | Pittsford | 3722 | 1 | WAT | HY | 1.3 |  | Electric Utility | N | Non Combustion (NUC, WAT, WND, GEO, or SUN)
EXCLUDE | VT | Pittsford | 3722 | 2 | WAT | HY | 1.3 |  | Electric Utility | N | Non Combustion (NUC, WAT, WND, GEO, or SUN)
EXCLUDE | VT | Pittsford | 3722 | 3 | WAT | HY | 1 |  | Electric Utility | N | Non Combustion (NUC, WAT, WND, GEO, or SUN)
EXCLUDE | TX | Abbott TP 3 | 3581 | 1 | WAT | HY | 1.4 |  | Electric Utility | N | Non Combustion (NUC, WAT, WND, GEO, or SUN)
EXCLUDE | TX | Abbott TP 3 | 3581 | 2 | WAT | HY | 1.4 |  | Electric Utility | N | Non Combustion (NUC, WAT, WND, GEO, or SUN)
EXCLUDE | PA | Piney | 3124 | 1 | WAT | HY | 10 |  | IPP Non-CHP | N | Non Combustion (NUC, WAT, WND, GEO, or SUN)
EXCLUDE | PA | Piney | 3124 | 2 | WAT | HY | 10 |  | IPP Non-CHP | N | Non Combustion (NUC, WAT, WND, GEO, or SUN)
EXCLUDE | PA | Piney | 3124 | 3 | WAT | HY | 10 |  | IPP Non-CHP | N | Non Combustion (NUC, WAT, WND, GEO, or SUN)
EXCLUDE | TX | Big Spring Wind Power Facility | 54979 | WIND | WND | WT | 34.3 |  | IPP Non-CHP | N | Non Combustion (NUC, WAT, WND, GEO, or SUN)
EXCLUDE | CA | Difwind Farms Ltd I | 54681 | EXIS | WND | WT | 7.3 |  | IPP Non-CHP | N | Non Combustion (NUC, WAT, WND, GEO, or SUN)
EXCLUDE | UT | Bartholomew | 3688 | 2 | WAT | HY | 1 |  | Electric Utility | N | Non Combustion (NUC, WAT, WND, GEO, or SUN)
EXCLUDE | HI | Lanai Solar-Electric Plant | 56667 | 0001 | SUN | PV | 0.1 |  | IPP Non-CHP | N | Non Combustion (NUC, WAT, WND, GEO, or SUN)
EXCLUDE | HI | Lanai Solar-Electric Plant | 56667 | 0002 | SUN | PV | 0.1 |  | IPP Non-CHP | N | Non Combustion (NUC, WAT, WND, GEO, or SUN)
EXCLUDE | HI | Lanai Solar-Electric Plant | 56667 | 0003 | SUN | PV | 0.1 |  | IPP Non-CHP | N | Non Combustion (NUC, WAT, WND, GEO, or SUN)
EXCLUDE | HI | Lanai Solar-Electric Plant | 56667 | 0004 | SUN | PV | 0.1 |  | IPP Non-CHP | N | Non Combustion (NUC, WAT, WND, GEO, or SUN)
EXCLUDE | HI | Lanai Solar-Electric Plant | 56667 | 0005 | SUN | PV | 0.1 |  | IPP Non-CHP | N | Non Combustion (NUC, WAT, WND, GEO, or SUN)
EXCLUDE | HI | Lanai Solar-Electric Plant | 56667 | 0006 | SUN | PV | 0.1 |  | IPP Non-CHP | N | Non Combustion (NUC, WAT, WND, GEO, or SUN)
EXCLUDE | HI | Lanai Solar-Electric Plant | 56667 | 0007 | SUN | PV | 0.1 |  | IPP Non-CHP | N | Non Combustion (NUC, WAT, WND, GEO, or SUN)
EXCLUDE | HI | Lanai Solar-Electric Plant | 56667 | 0008 | SUN | PV | 0.1 |  | IPP Non-CHP | N | Non Combustion (NUC, WAT, WND, GEO, or SUN)
EXCLUDE | HI | Lanai Solar-Electric Plant | 56667 | 0009 | SUN | PV | 0.1 |  | IPP Non-CHP | N | Non Combustion (NUC, WAT, WND, GEO, or SUN)
EXCLUDE | HI | Lanai Solar-Electric Plant | 56667 | 0010 | SUN | PV | 0.1 |  | IPP Non-CHP | N | Non Combustion (NUC, WAT, WND, GEO, or SUN)
EXCLUDE | HI | Lanai Solar-Electric Plant | 56667 | 0011 | SUN | PV | 0.1 |  | IPP Non-CHP | N | Non Combustion (NUC, WAT, WND, GEO, or SUN)
EXCLUDE | HI | Lanai Solar-Electric Plant | 56667 | 0012 | SUN | PV | 0.1 |  | IPP Non-CHP | N | Non Combustion (NUC, WAT, WND, GEO, or SUN)
EXCLUDE | WI | Flambeau Hydroelectric Station | 4142 | 1 | WAT | HY | 7.9 |  | Electric Utility | N | Non Combustion (NUC, WAT, WND, GEO, or SUN)
EXCLUDE | WI | Flambeau Hydroelectric Station | 4142 | 2 | WAT | HY | 6.2 |  | Electric Utility | N | Non Combustion (NUC, WAT, WND, GEO, or SUN)
EXCLUDE | WI | Flambeau Hydroelectric Station | 4142 | 3 | WAT | HY | 7.9 |  | Electric Utility | N | Non Combustion (NUC, WAT, WND, GEO, or SUN)
EXCLUDE | OR | Lime Wind | 57803 | T1-6 | WND | WT | 3 |  | IPP Non-CHP | N | Non Combustion (NUC, WAT, WND, GEO, or SUN)
EXCLUDE | NY | Fenner Wind | 55790 | 1 | WND | WT | 30 |  | IPP Non-CHP | N | Non Combustion (NUC, WAT, WND, GEO, or SUN)
EXCLUDE | CA | Bakersfield College Solar 01 | 57655 | BC01 | SUN | PV | 1.1 |  | Commercial Non-CHP | N | Non Combustion (NUC, WAT, WND, GEO, or SUN)
EXCLUDE | OR | Hay Canyon Wind Power LLC | 56790 | 1 | WND | WT | 108 |  | IPP Non-CHP | N | Non Combustion (NUC, WAT, WND, GEO, or SUN)
EXCLUDE | CA | SunEdison Walgreens Moreno Valley | 57004 | 1 | SUN | PV | 1 |  | IPP Non-CHP | N | Non Combustion (NUC, WAT, WND, GEO, or SUN)
EXCLUDE | MI | Sanford | 50157 | 1 | WAT | HY | 1.2 |  | IPP Non-CHP | N | Non Combustion (NUC, WAT, WND, GEO, or SUN)
EXCLUDE | MI | Sanford | 50157 | 2 | WAT | HY | 1.2 |  | IPP Non-CHP | N | Non Combustion (NUC, WAT, WND, GEO, or SUN)
EXCLUDE | MI | Sanford | 50157 | 3 | WAT | HY | 1.2 |  | IPP Non-CHP | N | Non Combustion (NUC, WAT, WND, GEO, or SUN)
EXCLUDE | NY | Noble Ellenburg Windpark LLC | 56619 | 1 | WND | WT | 81 |  | IPP Non-CHP | N | Non Combustion (NUC, WAT, WND, GEO, or SUN)
EXCLUDE | GA | Carters | 6130 | 1 | WAT | HY | 125 |  | Electric Utility | N | Non Combustion (NUC, WAT, WND, GEO, or SUN)
EXCLUDE | GA | Carters | 6130 | 2 | WAT | HY | 125 |  | Electric Utility | N | Non Combustion (NUC, WAT, WND, GEO, or SUN)
EXCLUDE | MI | James R Smith | 1842 | 1 | WAT | HY | 1.6 |  | Electric Utility | N | Non Combustion (NUC, WAT, WND, GEO, or SUN)
EXCLUDE | MI | James R Smith | 1842 | 2 | WAT | HY | 1.6 |  | Electric Utility | N | Non Combustion (NUC, WAT, WND, GEO, or SUN)
EXCLUDE | CA | Kerckhoff 2 | 682 | 1 | WAT | HY | 139.5 |  | Electric Utility | N | Non Combustion (NUC, WAT, WND, GEO, or SUN)
EXCLUDE | PA | FPL E Somerset Windpower LLC | 55803 | EW | WND | WT | 9 |  | IPP Non-CHP | N | Non Combustion (NUC, WAT, WND, GEO, or SUN)
EXCLUDE | PA | PPL Frey Farm Landfill Wind | 57182 | 1 | WND | WT | 3.2 |  | IPP Non-CHP | N | Non Combustion (NUC, WAT, WND, GEO, or SUN)
EXCLUDE | SC | Columbia Canal Hydro | 3283 | 1 | WAT | HY | 1.6 |  | Electric Utility | N | Non Combustion (NUC, WAT, WND, GEO, or SUN)
EXCLUDE | SC | Columbia Canal Hydro | 3283 | 2 | WAT | HY | 1.6 |  | Electric Utility | N | Non Combustion (NUC, WAT, WND, GEO, or SUN)
EXCLUDE | SC | Columbia Canal Hydro | 3283 | 3 | WAT | HY | 1.6 |  | Electric Utility | N | Non Combustion (NUC, WAT, WND, GEO, or SUN)
EXCLUDE | SC | Columbia Canal Hydro | 3283 | 4 | WAT | HY | 1.3 |  | Electric Utility | N | Non Combustion (NUC, WAT, WND, GEO, or SUN)
EXCLUDE | SC | Columbia Canal Hydro | 3283 | 5 | WAT | HY | 1.3 |  | Electric Utility | N | Non Combustion (NUC, WAT, WND, GEO, or SUN)
EXCLUDE | SC | Columbia Canal Hydro | 3283 | 6 | WAT | HY | 1.6 |  | Electric Utility | N | Non Combustion (NUC, WAT, WND, GEO, or SUN)
EXCLUDE | SC | Columbia Canal Hydro | 3283 | 7 | WAT | HY | 1.6 |  | Electric Utility | N | Non Combustion (NUC, WAT, WND, GEO, or SUN)
EXCLUDE | IL | Mendota Hills, LLC | 56160 | GEN1 | WND | WT | 50.4 |  | IPP Non-CHP | N | Non Combustion (NUC, WAT, WND, GEO, or SUN)
EXCLUDE | TN | Wilbur | 3421 | 1 | WAT | HY | 1.2 |  | Electric Utility | N | Non Combustion (NUC, WAT, WND, GEO, or SUN)
EXCLUDE | TN | Wilbur | 3421 | 2 | WAT | HY | 1.2 |  | Electric Utility | N | Non Combustion (NUC, WAT, WND, GEO, or SUN)
EXCLUDE | TN | Wilbur | 3421 | 3 | WAT | HY | 1.2 |  | Electric Utility | N | Non Combustion (NUC, WAT, WND, GEO, or SUN)
EXCLUDE | TN | Wilbur | 3421 | 4 | WAT | HY | 7 |  | Electric Utility | N | Non Combustion (NUC, WAT, WND, GEO, or SUN)
EXCLUDE | CA | Dinuba Wastewater Treatment Plant | 57827 | DSPV | SUN | PV | 1 |  | Commercial Non-CHP | N | Non Combustion (NUC, WAT, WND, GEO, or SUN)
EXCLUDE | AR | Norfork | 196 | 1 | WAT | HY | 40.2 |  | Electric Utility | N | Non Combustion (NUC, WAT, WND, GEO, or SUN)
EXCLUDE | AR | Norfork | 196 | 2 | WAT | HY | 40.2 |  | Electric Utility | N | Non Combustion (NUC, WAT, WND, GEO, or SUN)
EXCLUDE | CA | Mojave 3 | 52143 | GEN1 | WND | WT | 23.5 |  | IPP Non-CHP | N | Non Combustion (NUC, WAT, WND, GEO, or SUN)
EXCLUDE | TN | J P Priest | 3428 | 1 | WAT | HY | 28 |  | Electric Utility | N | Non Combustion (NUC, WAT, WND, GEO, or SUN)
EXCLUDE | NY | Noble Bliss Windpark LLC | 56620 | 1 | WND | WT | 100.5 |  | IPP Non-CHP | N | Non Combustion (NUC, WAT, WND, GEO, or SUN)
EXCLUDE | NV | Wabuska | 55988 | 1 | GEO | ST | 0.6 |  | IPP Non-CHP | N | Non Combustion (NUC, WAT, WND, GEO, or SUN)
EXCLUDE | NV | Wabuska | 55988 | 2 | GEO | ST | 0.8 |  | IPP Non-CHP | N | Non Combustion (NUC, WAT, WND, GEO, or SUN)
EXCLUDE | NV | Wabuska | 55988 | 3 | GEO | ST | 0.8 |  | IPP Non-CHP | N | Non Combustion (NUC, WAT, WND, GEO, or SUN)
EXCLUDE | NV | Wabuska | 55988 | 4 | GEO | ST | 0.8 |  | IPP Non-CHP | N | Non Combustion (NUC, WAT, WND, GEO, or SUN)
EXCLUDE | NV | Wabuska | 55988 | 5 | GEO | ST | 0.8 |  | IPP Non-CHP | N | Non Combustion (NUC, WAT, WND, GEO, or SUN)
EXCLUDE | NV | Wabuska | 55988 | 6 | GEO | ST | 0.8 |  | IPP Non-CHP | N | Non Combustion (NUC, WAT, WND, GEO, or SUN)
EXCLUDE | NV | Wabuska | 55988 | 7 | GEO | ST | 0.8 |  | IPP Non-CHP | N | Non Combustion (NUC, WAT, WND, GEO, or SUN)
EXCLUDE | CA | Castle Rock Vineyards | 57870 | SOLAR | SUN | PV | 1 |  | Commercial Non-CHP | N | Non Combustion (NUC, WAT, WND, GEO, or SUN)
EXCLUDE | CA | Slate Creek | 50961 | GEN1 | WAT | HY | 4.2 |  | IPP Non-CHP | N | Non Combustion (NUC, WAT, WND, GEO, or SUN)
EXCLUDE | CA | Hatchet Creek Project | 10882 | GEN1 | WAT | HY | 6.8 |  | IPP Non-CHP | N | Non Combustion (NUC, WAT, WND, GEO, or SUN)
EXCLUDE | OK | Tenkiller Ferry | 3004 | 1 | WAT | HY | 19.5 |  | Electric Utility | N | Non Combustion (NUC, WAT, WND, GEO, or SUN)
EXCLUDE | OK | Tenkiller Ferry | 3004 | 2 | WAT | HY | 19.5 |  | Electric Utility | N | Non Combustion (NUC, WAT, WND, GEO, or SUN)
EXCLUDE | NH | Lochmere Hydroelectric Plant | 54572 | UNT1 | WAT | HY | 0.3 |  | IPP Non-CHP | N | Non Combustion (NUC, WAT, WND, GEO, or SUN)
EXCLUDE | NH | Lochmere Hydroelectric Plant | 54572 | UNT2 | WAT | HY | 0.3 |  | IPP Non-CHP | N | Non Combustion (NUC, WAT, WND, GEO, or SUN)
EXCLUDE | NH | Lochmere Hydroelectric Plant | 54572 | UNT3 | WAT | HY | 0.3 |  | IPP Non-CHP | N | Non Combustion (NUC, WAT, WND, GEO, or SUN)
EXCLUDE | NH | Lochmere Hydroelectric Plant | 54572 | UNT4 | WAT | HY | 0.3 |  | IPP Non-CHP | N | Non Combustion (NUC, WAT, WND, GEO, or SUN)
EXCLUDE | CA | Oak Creek Energy Systems I | 50754 | GEN1 | WND | WT | 3.5 |  | IPP Non-CHP | N | Non Combustion (NUC, WAT, WND, GEO, or SUN)
EXCLUDE | CA | Oak Creek Energy Systems I | 50754 | GEN2 | WND | WT | 4.2 |  | IPP Non-CHP | N | Non Combustion (NUC, WAT, WND, GEO, or SUN)
EXCLUDE | CA | Oak Creek Energy Systems I | 50754 | GEN3 | WND | WT | 23.1 |  | IPP Non-CHP | N | Non Combustion (NUC, WAT, WND, GEO, or SUN)
EXCLUDE | CA | Oak Creek Energy Systems I | 50754 | GEN4 | WND | WT | 3.7 |  | IPP Non-CHP | N | Non Combustion (NUC, WAT, WND, GEO, or SUN)
EXCLUDE | CA | Alta Powerhouse | 214 | 1 | WAT | HY | 1 |  | Electric Utility | N | Non Combustion (NUC, WAT, WND, GEO, or SUN)
EXCLUDE | CA | Alta Powerhouse | 214 | 2 | WAT | HY | 1 |  | Electric Utility | N | Non Combustion (NUC, WAT, WND, GEO, or SUN)
EXCLUDE | OK | Fort Gibson | 3003 | 1 | WAT | HY | 11.2 |  | Electric Utility | N | Non Combustion (NUC, WAT, WND, GEO, or SUN)
EXCLUDE | OK | Fort Gibson | 3003 | 2 | WAT | HY | 11.2 |  | Electric Utility | N | Non Combustion (NUC, WAT, WND, GEO, or SUN)
EXCLUDE | OK | Fort Gibson | 3003 | 3 | WAT | HY | 11.2 |  | Electric Utility | N | Non Combustion (NUC, WAT, WND, GEO, or SUN)
EXCLUDE | OK | Fort Gibson | 3003 | 4 | WAT | HY | 11.2 |  | Electric Utility | N | Non Combustion (NUC, WAT, WND, GEO, or SUN)
EXCLUDE | NC | Arndt Farm | 58315 | 1 | SUN | PV | 5 |  | IPP Non-CHP | N | Non Combustion (NUC, WAT, WND, GEO, or SUN)
EXCLUDE | CA | Bear Valley | 457 | HC1 | WAT | HY | 0.7 |  | Electric Utility | N | Non Combustion (NUC, WAT, WND, GEO, or SUN)
EXCLUDE | CA | Bear Valley | 457 | HC2 | WAT | HY | 0.7 |  | Electric Utility | N | Non Combustion (NUC, WAT, WND, GEO, or SUN)
EXCLUDE | CA | Toadtown | 714 | 1 | WAT | HY | 1.8 |  | Electric Utility | N | Non Combustion (NUC, WAT, WND, GEO, or SUN)
EXCLUDE | MN | Willmar | 2022 | WTG3 | WND | WT | 2 |  | Electric Utility | N | Non Combustion (NUC, WAT, WND, GEO, or SUN)
EXCLUDE | MN | Willmar | 2022 | WTG4 | WND | WT | 2 |  | Electric Utility | N | Non Combustion (NUC, WAT, WND, GEO, or SUN)
EXCLUDE | IA | Crystal Lake 3 LLC | 57468 | GE1.5 | WND | WT | 66 |  | IPP Non-CHP | N | Non Combustion (NUC, WAT, WND, GEO, or SUN)
EXCLUDE | WA | Orchard Avenue 1 | 50421 | 201 | WAT | HY | 0.8 |  | IPP Non-CHP | N | Non Combustion (NUC, WAT, WND, GEO, or SUN)
EXCLUDE | WA | Orchard Avenue 1 | 50421 | 301 | WAT | HY | 0.8 |  | IPP Non-CHP | N | Non Combustion (NUC, WAT, WND, GEO, or SUN)
EXCLUDE | GA | Lloyd Shoals | 712 | 1 | WAT | HY | 2.4 |  | Electric Utility | N | Non Combustion (NUC, WAT, WND, GEO, or SUN)
EXCLUDE | GA | Lloyd Shoals | 712 | 2 | WAT | HY | 2.4 |  | Electric Utility | N | Non Combustion (NUC, WAT, WND, GEO, or SUN)
EXCLUDE | GA | Lloyd Shoals | 712 | 3 | WAT | HY | 2.4 |  | Electric Utility | N | Non Combustion (NUC, WAT, WND, GEO, or SUN)
EXCLUDE | GA | Lloyd Shoals | 712 | 4 | WAT | HY | 2.4 |  | Electric Utility | N | Non Combustion (NUC, WAT, WND, GEO, or SUN)
EXCLUDE | GA | Lloyd Shoals | 712 | 5 | WAT | HY | 2.4 |  | Electric Utility | N | Non Combustion (NUC, WAT, WND, GEO, or SUN)
EXCLUDE | GA | Lloyd Shoals | 712 | 6 | WAT | HY | 2.4 |  | Electric Utility | N | Non Combustion (NUC, WAT, WND, GEO, or SUN)
EXCLUDE | WI | Montfort Wind Energy Center | 55742 | ER15 | WND | WT | 30 |  | Electric Utility | N | Non Combustion (NUC, WAT, WND, GEO, or SUN)
EXCLUDE | ME | Stetson Wind I | 56989 | 1 | WND | WT | 57 |  | IPP Non-CHP | N | Non Combustion (NUC, WAT, WND, GEO, or SUN)
EXCLUDE | CO | Vestas Towers America, Inc. | 57643 | V100 | WND | WT | 1.8 |  | Industrial Non-CHP | N | Non Combustion (NUC, WAT, WND, GEO, or SUN)
EXCLUDE | CA | Solar Photovoltaic Project #05 | 57219 | S005A | SUN | PV | 0.5 |  | Electric Utility | N | Non Combustion (NUC, WAT, WND, GEO, or SUN)
EXCLUDE | CA | Solar Photovoltaic Project #05 | 57219 | S005B | SUN | PV | 0.5 |  | Electric Utility | N | Non Combustion (NUC, WAT, WND, GEO, or SUN)
EXCLUDE | CA | Solar Photovoltaic Project #05 | 57219 | S005C | SUN | PV | 0.5 |  | Electric Utility | N | Non Combustion (NUC, WAT, WND, GEO, or SUN)
EXCLUDE | CA | Solar Photovoltaic Project #05 | 57219 | S005D | SUN | PV | 0.5 |  | Electric Utility | N | Non Combustion (NUC, WAT, WND, GEO, or SUN)
EXCLUDE | CA | Solar Photovoltaic Project #05 | 57219 | S005E | SUN | PV | 0.5 |  | Electric Utility | N | Non Combustion (NUC, WAT, WND, GEO, or SUN)
EXCLUDE | WA | Juniper Canyon I Wind Project | 57320 | 1 | WND | WT | 151.2 |  | IPP Non-CHP | N | Non Combustion (NUC, WAT, WND, GEO, or SUN)
EXCLUDE | NJ | Seabrook Solar Plant | 57667 | SBS1 | SUN | PV | 3.2 |  | IPP Non-CHP | N | Non Combustion (NUC, WAT, WND, GEO, or SUN)
EXCLUDE | CA | Meridian Vineyards | 57982 | PV-2 | SUN | PV | 0.6 |  | IPP Non-CHP | N | Non Combustion (NUC, WAT, WND, GEO, or SUN)
EXCLUDE | CA | Meridian Vineyards | 57982 | PV-1 | SUN | PV | 0.5 |  | IPP Non-CHP | N | Non Combustion (NUC, WAT, WND, GEO, or SUN)
EXCLUDE | CA | Jones Fork | 534 | 1 | WAT | HY | 10 |  | Electric Utility | N | Non Combustion (NUC, WAT, WND, GEO, or SUN)
EXCLUDE | NC | Queens Creek | 6438 | 1 | WAT | HY | 1.4 |  | Electric Utility | N | Non Combustion (NUC, WAT, WND, GEO, or SUN)
EXCLUDE | CA | Geo East Mesa II | 54038 | GEN1 | GEO | ST | 21.6 |  | IPP Non-CHP | N | Non Combustion (NUC, WAT, WND, GEO, or SUN)
EXCLUDE | CA | Geo East Mesa II | 54038 | GEN2 | GEO | ST | 21.6 |  | IPP Non-CHP | N | Non Combustion (NUC, WAT, WND, GEO, or SUN)
EXCLUDE | CO | WWRF Solar Plant | 56922 | EAST | SUN | PV | 0.5 |  | IPP Non-CHP | N | Non Combustion (NUC, WAT, WND, GEO, or SUN)
EXCLUDE | CO | WWRF Solar Plant | 56922 | WEST | SUN | PV | 1.2 |  | IPP Non-CHP | N | Non Combustion (NUC, WAT, WND, GEO, or SUN)
EXCLUDE | VT | Silver Lake | 3725 | 1 | WAT | HY | 2.2 |  | Electric Utility | N | Non Combustion (NUC, WAT, WND, GEO, or SUN)
EXCLUDE | CA | Fontana | 332 | 1 | WAT | HY | 1.4 |  | Electric Utility | N | Non Combustion (NUC, WAT, WND, GEO, or SUN)
EXCLUDE | CA | Fontana | 332 | 2 | WAT | HY | 1.4 |  | Electric Utility | N | Non Combustion (NUC, WAT, WND, GEO, or SUN)
EXCLUDE | CA | Etiwanda | 745 | 1 | WAT | HY | 23.9 |  | Electric Utility | N | Non Combustion (NUC, WAT, WND, GEO, or SUN)
EXCLUDE | UT | Olmstead | 3655 | 1 | WAT | HY | 2.4 |  | Electric Utility | N | Non Combustion (NUC, WAT, WND, GEO, or SUN)
EXCLUDE | UT | Olmstead | 3655 | 2 | WAT | HY | 2.4 |  | Electric Utility | N | Non Combustion (NUC, WAT, WND, GEO, or SUN)
EXCLUDE | UT | Olmstead | 3655 | 4 | WAT | HY | 5.5 |  | Electric Utility | N | Non Combustion (NUC, WAT, WND, GEO, or SUN)
EXCLUDE | NM | Hatch Solar Energy Center I, LLC | 57591 | 1 | SUN | PV | 5 |  | IPP Non-CHP | N | Non Combustion (NUC, WAT, WND, GEO, or SUN)
EXCLUDE | NY | Watertown | 2700 | 1 | WAT | HY | 2.7 |  | Electric Utility | N | Non Combustion (NUC, WAT, WND, GEO, or SUN)
EXCLUDE | NY | Watertown | 2700 | 2 | WAT | HY | 2.7 |  | Electric Utility | N | Non Combustion (NUC, WAT, WND, GEO, or SUN)
EXCLUDE | NY | Watertown | 2700 | 3 | WAT | HY | 2.7 |  | Electric Utility | N | Non Combustion (NUC, WAT, WND, GEO, or SUN)
EXCLUDE | VA | Brasfield | 10155 | 1 | WAT | HY | 2.9 |  | IPP Non-CHP | N | Non Combustion (NUC, WAT, WND, GEO, or SUN)
EXCLUDE | VA | Niagara | 3778 | 1 | WAT | HY | 2.4 |  | Electric Utility | N | Non Combustion (NUC, WAT, WND, GEO, or SUN)
EXCLUDE | VA | Niagara | 3778 | 2 | WAT | HY | 1.2 |  | Electric Utility | N | Non Combustion (NUC, WAT, WND, GEO, or SUN)
EXCLUDE | NC | Mocksville Farm | 58313 | 1 | SUN | PV | 5 |  | IPP Non-CHP | N | Non Combustion (NUC, WAT, WND, GEO, or SUN)
EXCLUDE | NC | PCIP Solar | 58305 | PCIP | SUN | PV | 1 |  | IPP Non-CHP | N | Non Combustion (NUC, WAT, WND, GEO, or SUN)
EXCLUDE | SD | Chamberlain Wind Project | 7974 | WTC1 | WND | WT | 1.3 |  | Electric Utility | N | Non Combustion (NUC, WAT, WND, GEO, or SUN)
EXCLUDE | SD | Chamberlain Wind Project | 7974 | WTC2 | WND | WT | 1.3 |  | Electric Utility | N | Non Combustion (NUC, WAT, WND, GEO, or SUN)
EXCLUDE | DE | Dover Sun Park | 57337 | 1 | SUN | PV | 10 |  | IPP Non-CHP | N | Non Combustion (NUC, WAT, WND, GEO, or SUN)
EXCLUDE | CO | RV CSU Power LLC | 57141 | CSU1 | SUN | PV | 1.9 |  | Commercial Non-CHP | N | Non Combustion (NUC, WAT, WND, GEO, or SUN)
EXCLUDE | FL | Space Coast Next Gen Solar Energy | 56930 | 1 | SUN | PV | 10 |  | Electric Utility | N | Non Combustion (NUC, WAT, WND, GEO, or SUN)
EXCLUDE | OR | Leaning Juniper | 56360 | 1 | WND | WT | 103.5 |  | Electric Utility | N | Non Combustion (NUC, WAT, WND, GEO, or SUN)
EXCLUDE | WI | Wind Turbine | 7886 | 1 | WND | WT | 11 |  | Electric Utility | N | Non Combustion (NUC, WAT, WND, GEO, or SUN)
EXCLUDE | AZ | Walmart Casa Grande | 57939 | 1 | SUN | PV | 1.1 |  | Commercial Non-CHP | N | Non Combustion (NUC, WAT, WND, GEO, or SUN)
EXCLUDE | AZ | Walmart Casa Grande | 57939 | 2 | SUN | PV | 0.9 |  | Commercial Non-CHP | N | Non Combustion (NUC, WAT, WND, GEO, or SUN)
EXCLUDE | PA | Sandy Ridge Wind Farm | 57285 | 1 | WND | WT | 50 |  | IPP Non-CHP | N | Non Combustion (NUC, WAT, WND, GEO, or SUN)
EXCLUDE | NJ | The City of Vineland at North Vineland | 57746 | PV1 | SUN | PV | 2.3 |  | IPP Non-CHP | N | Non Combustion (NUC, WAT, WND, GEO, or SUN)
EXCLUDE | CA | Camino | 430 | H1 | WAT | HY | 78.9 |  | Electric Utility | N | Non Combustion (NUC, WAT, WND, GEO, or SUN)
EXCLUDE | CA | Camino | 430 | H2 | WAT | HY | 78.9 |  | Electric Utility | N | Non Combustion (NUC, WAT, WND, GEO, or SUN)
EXCLUDE | MA | Pepperell Hydro Power Plant | 10694 | 2121 | WAT | HY | 0.8 |  | Industrial Non-CHP | N | Non Combustion (NUC, WAT, WND, GEO, or SUN)
EXCLUDE | MA | Pepperell Hydro Power Plant | 10694 | 8281 | WAT | HY | 0.8 |  | Industrial Non-CHP | N | Non Combustion (NUC, WAT, WND, GEO, or SUN)
EXCLUDE | MA | Pepperell Hydro Power Plant | 10694 | G3 | WAT | HY | 0.6 |  | Industrial Non-CHP | N | Non Combustion (NUC, WAT, WND, GEO, or SUN)
EXCLUDE | CA | Mojave Siphon | 7072 | 1 | WAT | HY | 10.9 |  | Electric Utility | N | Non Combustion (NUC, WAT, WND, GEO, or SUN)
EXCLUDE | CA | Mojave Siphon | 7072 | 2 | WAT | HY | 10.9 |  | Electric Utility | N | Non Combustion (NUC, WAT, WND, GEO, or SUN)
EXCLUDE | CA | Mojave Siphon | 7072 | 3 | WAT | HY | 10.9 |  | Electric Utility | N | Non Combustion (NUC, WAT, WND, GEO, or SUN)
EXCLUDE | NY | Soft Maple | 2610 | 1 | WAT | HY | 8 |  | IPP Non-CHP | N | Non Combustion (NUC, WAT, WND, GEO, or SUN)
EXCLUDE | NY | Soft Maple | 2610 | 2 | WAT | HY | 8 |  | IPP Non-CHP | N | Non Combustion (NUC, WAT, WND, GEO, or SUN)
EXCLUDE | GA | Terrora | 724 | 1 | WAT | HY | 8 |  | Electric Utility | N | Non Combustion (NUC, WAT, WND, GEO, or SUN)
EXCLUDE | GA | Terrora | 724 | 2 | WAT | HY | 8 |  | Electric Utility | N | Non Combustion (NUC, WAT, WND, GEO, or SUN)
EXCLUDE | OR | North Hurlburt Wind LLC | 57526 | NORTH | WND | WT | 265 |  | IPP Non-CHP | N | Non Combustion (NUC, WAT, WND, GEO, or SUN)
EXCLUDE | CA | Spicer Meadow Project | 54554 | GEN1 | WAT | HY | 2.7 |  | Electric Utility | N | Non Combustion (NUC, WAT, WND, GEO, or SUN)
EXCLUDE | CA | Spicer Meadow Project | 54554 | GEN2 | WAT | HY | 2.7 |  | Electric Utility | N | Non Combustion (NUC, WAT, WND, GEO, or SUN)
EXCLUDE | CA | Spicer Meadow Project | 54554 | GEN3 | WAT | HY | 0.5 |  | Electric Utility | N | Non Combustion (NUC, WAT, WND, GEO, or SUN)
EXCLUDE | TX | Rhodia Houston Plant | 52065 | GEN1 | OTH | ST | 6 |  | Industrial CHP | Y | Non Fossil fuel type
EXCLUDE | TX | Rhodia Houston Plant | 52065 | GEN2 | OTH | ST | 1.5 |  | Industrial CHP | Y | Non Fossil fuel type
EXCLUDE | CA | Friant Hydro Facility | 50393 | FR1 | WAT | HY | 18.4 |  | IPP Non-CHP | N | Non Combustion (NUC, WAT, WND, GEO, or SUN)
EXCLUDE | CA | Friant Hydro Facility | 50393 | M1 | WAT | HY | 9.8 |  | IPP Non-CHP | N | Non Combustion (NUC, WAT, WND, GEO, or SUN)
EXCLUDE | CA | Friant Hydro Facility | 50393 | RO1 | WAT | HY | 2.4 |  | IPP Non-CHP | N | Non Combustion (NUC, WAT, WND, GEO, or SUN)
EXCLUDE | CO | Denver Int Airport | 56815 | 1 | SUN | PV | 1.9 |  | IPP Non-CHP | N | Non Combustion (NUC, WAT, WND, GEO, or SUN)
EXCLUDE | CA | Kohls San Bernardino Solar Facility | 57009 | 1 | SUN | PV | 1 |  | IPP Non-CHP | N | Non Combustion (NUC, WAT, WND, GEO, or SUN)
EXCLUDE | NJ | The City of Vineland at West Vineland | 57745 | PV1 | SUN | PV | 3.7 |  | IPP Non-CHP | N | Non Combustion (NUC, WAT, WND, GEO, or SUN)
EXCLUDE | NC | Rhodhiss | 2730 | 1 | WAT | HY | 8.5 |  | Electric Utility | N | Non Combustion (NUC, WAT, WND, GEO, or SUN)
EXCLUDE | NC | Rhodhiss | 2730 | 2 | WAT | HY | 8.5 |  | Electric Utility | N | Non Combustion (NUC, WAT, WND, GEO, or SUN)
EXCLUDE | NC | Rhodhiss | 2730 | 3 | WAT | HY | 8.5 |  | Electric Utility | N | Non Combustion (NUC, WAT, WND, GEO, or SUN)
EXCLUDE | NY | Wethersfield Wind Farm | 55368 | V47 | WND | WT | 6.6 |  | IPP Non-CHP | N | Non Combustion (NUC, WAT, WND, GEO, or SUN)
EXCLUDE | CA | FRV SI Transport Solar LP | 57506 | SEIM | SUN | PV | 1 |  | IPP Non-CHP | N | Non Combustion (NUC, WAT, WND, GEO, or SUN)
EXCLUDE | DE | University of Delaware Wind Turbine | 57176 | FSMW | WND | WT | 2 |  | Commercial Non-CHP | N | Non Combustion (NUC, WAT, WND, GEO, or SUN)
EXCLUDE | WI | Byron | 7901 | 1 | WND | WT | 0.7 |  | Electric Utility | N | Non Combustion (NUC, WAT, WND, GEO, or SUN)
EXCLUDE | WI | Byron | 7901 | 2 | WND | WT | 0.7 |  | Electric Utility | N | Non Combustion (NUC, WAT, WND, GEO, or SUN)
EXCLUDE | TX | Bull Creek Wind | 56956 | 001 | WND | WT | 180 |  | IPP Non-CHP | N | Non Combustion (NUC, WAT, WND, GEO, or SUN)
EXCLUDE | MN | Thomson | 1901 | 1 | WAT | HY | 13 |  | Electric Utility | N | Non Combustion (NUC, WAT, WND, GEO, or SUN)
EXCLUDE | MN | Thomson | 1901 | 2 | WAT | HY | 13 |  | Electric Utility | N | Non Combustion (NUC, WAT, WND, GEO, or SUN)
EXCLUDE | MN | Thomson | 1901 | 3 | WAT | HY | 13 |  | Electric Utility | N | Non Combustion (NUC, WAT, WND, GEO, or SUN)
EXCLUDE | MN | Thomson | 1901 | 4 | WAT | HY | 10.8 |  | Electric Utility | N | Non Combustion (NUC, WAT, WND, GEO, or SUN)
EXCLUDE | MN | Thomson | 1901 | 5 | WAT | HY | 10.8 |  | Electric Utility | N | Non Combustion (NUC, WAT, WND, GEO, or SUN)
EXCLUDE | MN | Thomson | 1901 | 6 | WAT | HY | 12 |  | Electric Utility | N | Non Combustion (NUC, WAT, WND, GEO, or SUN)
EXCLUDE | NC | Shannon Farm | 58323 | 1 | SUN | PV | 5 |  | IPP Non-CHP | N | Non Combustion (NUC, WAT, WND, GEO, or SUN)
EXCLUDE | AK | Pillar Mountain Wind Project | 57187 | 1 | WND | WT | 4.5 |  | Electric Utility | N | Non Combustion (NUC, WAT, WND, GEO, or SUN)
EXCLUDE | AK | Pillar Mountain Wind Project | 57187 | 2 | WND | WT | 4.5 |  | Electric Utility | N | Non Combustion (NUC, WAT, WND, GEO, or SUN)
EXCLUDE | TN | Center Hill | 6417 | 1 | WAT | HY | 45 |  | Electric Utility | N | Non Combustion (NUC, WAT, WND, GEO, or SUN)
EXCLUDE | TN | Center Hill | 6417 | 2 | WAT | HY | 45 |  | Electric Utility | N | Non Combustion (NUC, WAT, WND, GEO, or SUN)
EXCLUDE | TN | Center Hill | 6417 | 3 | WAT | HY | 45 |  | Electric Utility | N | Non Combustion (NUC, WAT, WND, GEO, or SUN)
EXCLUDE | TX | Blue Wing Solar Energy Generation | 57197 | 1 | SUN | PV | 13.9 |  | IPP Non-CHP | N | Non Combustion (NUC, WAT, WND, GEO, or SUN)
EXCLUDE | CA | Cabazon Wind Farm | 50552 | WGNS | WND | WT | 39.7 |  | IPP Non-CHP | N | Non Combustion (NUC, WAT, WND, GEO, or SUN)
EXCLUDE | MN | Granite Falls | 1977 | 1 | WAT | HY | 0.3 |  | Electric Utility | N | Non Combustion (NUC, WAT, WND, GEO, or SUN)
EXCLUDE | MN | Granite Falls | 1977 | 2 | WAT | HY | 0.2 |  | Electric Utility | N | Non Combustion (NUC, WAT, WND, GEO, or SUN)
EXCLUDE | MN | Granite Falls | 1977 | HC3 | WAT | HY | 0.8 |  | Electric Utility | N | Non Combustion (NUC, WAT, WND, GEO, or SUN)
EXCLUDE | MA | Fife Brook | 8004 | GEN1 | WAT | HY | 11.2 |  | IPP Non-CHP | N | Non Combustion (NUC, WAT, WND, GEO, or SUN)
EXCLUDE | WA | Cushman 2 | 3915 | 31 | WAT | HY | 27 |  | Electric Utility | N | Non Combustion (NUC, WAT, WND, GEO, or SUN)
EXCLUDE | WA | Cushman 2 | 3915 | 32 | WAT | HY | 27 |  | Electric Utility | N | Non Combustion (NUC, WAT, WND, GEO, or SUN)
EXCLUDE | WA | Cushman 2 | 3915 | 33 | WAT | HY | 27 |  | Electric Utility | N | Non Combustion (NUC, WAT, WND, GEO, or SUN)
EXCLUDE | WA | Cushman 2 | 3915 | 34 | WAT | HY | 1.8 |  | Electric Utility | N | Non Combustion (NUC, WAT, WND, GEO, or SUN)
EXCLUDE | WA | Cushman 2 | 3915 | 35 | WAT | HY | 1.8 |  | Electric Utility | N | Non Combustion (NUC, WAT, WND, GEO, or SUN)
EXCLUDE | CA | Brookfield Tehachapi 1 | 57962 | BT1 | WND | WT | 102 |  | IPP Non-CHP | N | Non Combustion (NUC, WAT, WND, GEO, or SUN)
EXCLUDE | CA | TPC Windfarms LLC | 54647 | EXIS | WND | WT | 28.7 |  | IPP Non-CHP | N | Non Combustion (NUC, WAT, WND, GEO, or SUN)
EXCLUDE | CA | Spring Creek | 450 | 1 | WAT | HY | 90 |  | Electric Utility | N | Non Combustion (NUC, WAT, WND, GEO, or SUN)
EXCLUDE | CA | Spring Creek | 450 | 2 | WAT | HY | 90 |  | Electric Utility | N | Non Combustion (NUC, WAT, WND, GEO, or SUN)
EXCLUDE | CO | Cogentrix of Alamosa | 57368 | 1 | SUN | PV | 30 |  | IPP Non-CHP | N | Non Combustion (NUC, WAT, WND, GEO, or SUN)
EXCLUDE | NY | Noble Chateaugay Windpark LLC | 56904 | 1 | WND | WT | 106.5 |  | IPP Non-CHP | N | Non Combustion (NUC, WAT, WND, GEO, or SUN)
EXCLUDE | CA | Mojave 4 | 52142 | GEN1 | WND | WT | 29 |  | IPP Non-CHP | N | Non Combustion (NUC, WAT, WND, GEO, or SUN)
EXCLUDE | NC | Watts Farm | 58317 | 1 | SUN | PV | 5 |  | IPP Non-CHP | N | Non Combustion (NUC, WAT, WND, GEO, or SUN)
EXCLUDE | NC | Railroad Farm | 58316 | 1 | SUN | PV | 5 |  | IPP Non-CHP | N | Non Combustion (NUC, WAT, WND, GEO, or SUN)
EXCLUDE | WA | Sagebrush Power Partners | 56858 | GEN1 | WND | WT | 100.7 |  | IPP Non-CHP | N | Non Combustion (NUC, WAT, WND, GEO, or SUN)
EXCLUDE | FL | 6th St Solar Park of Gainesville FL | 57438 | 1 | SUN | PV | 1.6 |  | IPP Non-CHP | N | Non Combustion (NUC, WAT, WND, GEO, or SUN)
EXCLUDE | AZ | Dry Lake Wind LLC | 57098 | 1 | WND | WT | 63 |  | IPP Non-CHP | N | Non Combustion (NUC, WAT, WND, GEO, or SUN)
EXCLUDE | CA | Mammoth Pacific I | 10480 | GEN1 | GEO | BT | 5 |  | IPP Non-CHP | N | Non Combustion (NUC, WAT, WND, GEO, or SUN)
EXCLUDE | CA | Mammoth Pacific I | 10480 | GEN2 | GEO | BT | 5 |  | IPP Non-CHP | N | Non Combustion (NUC, WAT, WND, GEO, or SUN)
EXCLUDE | CO | DOE Golden NWTC Load Side | 57692 | SEPV | SUN | PV | 1 |  | Commercial Non-CHP | N | Non Combustion (NUC, WAT, WND, GEO, or SUN)
EXCLUDE | MI | St Louis | 1852 | 5 | WAT | HY | 0.2 |  | Electric Utility | N | Non Combustion (NUC, WAT, WND, GEO, or SUN)
EXCLUDE | MI | St Louis | 1852 | 6 | WAT | HY | 0.2 |  | Electric Utility | N | Non Combustion (NUC, WAT, WND, GEO, or SUN)
EXCLUDE | MA | Indian Orchard | 6379 | IO3 | WAT | HY | 1.5 |  | IPP Non-CHP | N | Non Combustion (NUC, WAT, WND, GEO, or SUN)
EXCLUDE | MA | Indian Orchard | 6379 | IO4 | WAT | HY | 2.2 |  | IPP Non-CHP | N | Non Combustion (NUC, WAT, WND, GEO, or SUN)
EXCLUDE | AR | Blakely Mountain | 197 | 1 | WAT | HY | 37.5 |  | Electric Utility | N | Non Combustion (NUC, WAT, WND, GEO, or SUN)
EXCLUDE | AR | Blakely Mountain | 197 | 2 | WAT | HY | 37.5 |  | Electric Utility | N | Non Combustion (NUC, WAT, WND, GEO, or SUN)
EXCLUDE | OH | Napoleon Solar I | 57462 | 1 | SUN | PV | 8 |  | IPP Non-CHP | N | Non Combustion (NUC, WAT, WND, GEO, or SUN)
EXCLUDE | NY | Lachute Hydro Upper | 10753 | GEN1 | WAT | HY | 5.2 |  | IPP Non-CHP | N | Non Combustion (NUC, WAT, WND, GEO, or SUN)
EXCLUDE | CA | EUIPH Wind Farm | 10027 | EXIS | WND | WT | 25.4 |  | IPP Non-CHP | N | Non Combustion (NUC, WAT, WND, GEO, or SUN)
EXCLUDE | CA | Intel Folsom | 58086 | 1 | SUN | PV | 0.5 |  | Commercial Non-CHP | N | Non Combustion (NUC, WAT, WND, GEO, or SUN)
EXCLUDE | CA | Intel Folsom | 58086 | 2 | SUN | PV | 0.5 |  | Commercial Non-CHP | N | Non Combustion (NUC, WAT, WND, GEO, or SUN)
EXCLUDE | NY | Noble Altona Windpark LLC | 56901 | 1 | WND | WT | 97.5 |  | IPP Non-CHP | N | Non Combustion (NUC, WAT, WND, GEO, or SUN)
EXCLUDE | NJ | Constellation New Energy Inc | 58029 | PV1 | SUN | PV | 3.9 |  | IPP Non-CHP | N | Non Combustion (NUC, WAT, WND, GEO, or SUN)
EXCLUDE | ID | El Dorado Hydro Elk Creek | 50891 | GEN1 | WAT | HY | 2.6 |  | IPP Non-CHP | N | Non Combustion (NUC, WAT, WND, GEO, or SUN)
EXCLUDE | CA | Don Pedro | 439 | 1 | WAT | HY | 45.5 |  | Electric Utility | N | Non Combustion (NUC, WAT, WND, GEO, or SUN)
EXCLUDE | CA | Don Pedro | 439 | 2 | WAT | HY | 45.5 |  | Electric Utility | N | Non Combustion (NUC, WAT, WND, GEO, or SUN)
EXCLUDE | CA | Don Pedro | 439 | 3 | WAT | HY | 45.5 |  | Electric Utility | N | Non Combustion (NUC, WAT, WND, GEO, or SUN)
EXCLUDE | CA | Don Pedro | 439 | 4 | WAT | HY | 34.3 |  | Electric Utility | N | Non Combustion (NUC, WAT, WND, GEO, or SUN)
EXCLUDE | CA | Windstar 1 | 57774 | WGNS | WND | WT | 120 |  | IPP Non-CHP | N | Non Combustion (NUC, WAT, WND, GEO, or SUN)
EXCLUDE | CA | Palo Verde College | 57773 | 1 | SUN | PV | 1.2 |  | Commercial Non-CHP | N | Non Combustion (NUC, WAT, WND, GEO, or SUN)
EXCLUDE | AL | H Neely Henry Dam | 11 | 1 | WAT | HY | 24.3 |  | Electric Utility | N | Non Combustion (NUC, WAT, WND, GEO, or SUN)
EXCLUDE | AL | H Neely Henry Dam | 11 | 2 | WAT | HY | 24.3 |  | Electric Utility | N | Non Combustion (NUC, WAT, WND, GEO, or SUN)
EXCLUDE | AL | H Neely Henry Dam | 11 | 3 | WAT | HY | 24.3 |  | Electric Utility | N | Non Combustion (NUC, WAT, WND, GEO, or SUN)
EXCLUDE | AL | Mitchell Dam | 17 | 4 | WAT | HY | 20 |  | Electric Utility | N | Non Combustion (NUC, WAT, WND, GEO, or SUN)
EXCLUDE | AL | Mitchell Dam | 17 | 5 | WAT | HY | 50 |  | Electric Utility | N | Non Combustion (NUC, WAT, WND, GEO, or SUN)
EXCLUDE | AL | Mitchell Dam | 17 | 6 | WAT | HY | 50 |  | Electric Utility | N | Non Combustion (NUC, WAT, WND, GEO, or SUN)
EXCLUDE | AL | Mitchell Dam | 17 | 7 | WAT | HY | 50 |  | Electric Utility | N | Non Combustion (NUC, WAT, WND, GEO, or SUN)
EXCLUDE | IN | Hoosier Wind Project LLC | 56878 | TBD | WND | WT | 106 |  | IPP Non-CHP | N | Non Combustion (NUC, WAT, WND, GEO, or SUN)
EXCLUDE | TN | Buffalo Mountain Energy Center | 56493 | 4 | WND | WT | 27 |  | IPP Non-CHP | N | Non Combustion (NUC, WAT, WND, GEO, or SUN)
EXCLUDE | CA | GE 1 5 SLE Prototype | 57558 | 15SLE | WND | WT | 1.5 |  | IPP Non-CHP | N | Non Combustion (NUC, WAT, WND, GEO, or SUN)
EXCLUDE | AZ | Dry Lake Wind II LLC | 57379 | 1 | WND | WT | 65.1 |  | IPP Non-CHP | N | Non Combustion (NUC, WAT, WND, GEO, or SUN)
EXCLUDE | NC | Shelby Solar Energy Generation Facility | 57200 | 1 | SUN | PV | 1 |  | IPP Non-CHP | N | Non Combustion (NUC, WAT, WND, GEO, or SUN)
EXCLUDE | CA | SEPV 1 | 58073 | SEPV | SUN | PV | 2 |  | IPP Non-CHP | N | Non Combustion (NUC, WAT, WND, GEO, or SUN)
EXCLUDE | NC | SAS Solar Farm | 56915 | 1 | SUN | PV | 0.5 |  | IPP Non-CHP | N | Non Combustion (NUC, WAT, WND, GEO, or SUN)
EXCLUDE | NC | SAS Solar Farm | 56915 | 2 | SUN | PV | 0.5 |  | IPP Non-CHP | N | Non Combustion (NUC, WAT, WND, GEO, or SUN)
EXCLUDE | NC | SAS Solar Farm | 56915 | 3 | SUN | PV | 0.5 |  | IPP Non-CHP | N | Non Combustion (NUC, WAT, WND, GEO, or SUN)
EXCLUDE | NC | SAS Solar Farm | 56915 | 4 | SUN | PV | 0.5 |  | IPP Non-CHP | N | Non Combustion (NUC, WAT, WND, GEO, or SUN)
EXCLUDE | HI | Kahuku Wind Power LLC | 57087 | 1 | WND | WT | 30 |  | IPP Non-CHP | N | Non Combustion (NUC, WAT, WND, GEO, or SUN)
EXCLUDE | NJ | Maple Solar | 57750 | P1 | SUN | PV | 1.6 |  | IPP Non-CHP | N | Non Combustion (NUC, WAT, WND, GEO, or SUN)
EXCLUDE | NJ | Maple Solar | 57750 | P2 | SUN | PV | 0.8 |  | IPP Non-CHP | N | Non Combustion (NUC, WAT, WND, GEO, or SUN)
EXCLUDE | TN | Fort Patrick Henry | 3401 | 1 | WAT | HY | 29.7 |  | Electric Utility | N | Non Combustion (NUC, WAT, WND, GEO, or SUN)
EXCLUDE | TN | Fort Patrick Henry | 3401 | 2 | WAT | HY | 29.7 |  | Electric Utility | N | Non Combustion (NUC, WAT, WND, GEO, or SUN)
EXCLUDE | TX | Texas City Plant Union Carbide | 50153 | STG | PUR | ST | 56 |  | Industrial CHP | Y | Non Fossil fuel type
EXCLUDE | CA | Solar Photovoltaic Project #07 | 57221 | S007A | SUN | PV | 0.5 |  | Electric Utility | N | Non Combustion (NUC, WAT, WND, GEO, or SUN)
EXCLUDE | CA | Solar Photovoltaic Project #07 | 57221 | S007B | SUN | PV | 0.5 |  | Electric Utility | N | Non Combustion (NUC, WAT, WND, GEO, or SUN)
EXCLUDE | CA | Solar Photovoltaic Project #07 | 57221 | S007C | SUN | PV | 0.5 |  | Electric Utility | N | Non Combustion (NUC, WAT, WND, GEO, or SUN)
EXCLUDE | CA | Solar Photovoltaic Project #07 | 57221 | S007D | SUN | PV | 0.5 |  | Electric Utility | N | Non Combustion (NUC, WAT, WND, GEO, or SUN)
EXCLUDE | CA | Solar Photovoltaic Project #07 | 57221 | S007E | SUN | PV | 0.5 |  | Electric Utility | N | Non Combustion (NUC, WAT, WND, GEO, or SUN)
EXCLUDE | SC | Clifton Dam 3 Power Station | 52049 | 1H | WAT | HY | 0.7 |  | IPP Non-CHP | N | Non Combustion (NUC, WAT, WND, GEO, or SUN)
EXCLUDE | SC | Clifton Dam 3 Power Station | 52049 | 2V | WAT | HY | 0.5 |  | IPP Non-CHP | N | Non Combustion (NUC, WAT, WND, GEO, or SUN)
EXCLUDE | CA | 2555 E Olympic Bl | 57871 | 1 | SUN | PV | 1 |  | Commercial Non-CHP | N | Non Combustion (NUC, WAT, WND, GEO, or SUN)
EXCLUDE | CA | Temescal Canyon RV, LLC | 57656 | 1 | SUN | PV | 1.5 |  | IPP Non-CHP | N | Non Combustion (NUC, WAT, WND, GEO, or SUN)
EXCLUDE | CA | Haiwee | 398 | 1 | WAT | HY | 2.8 |  | Electric Utility | N | Non Combustion (NUC, WAT, WND, GEO, or SUN)
EXCLUDE | CA | Haiwee | 398 | 2 | WAT | HY | 2.8 |  | Electric Utility | N | Non Combustion (NUC, WAT, WND, GEO, or SUN)
EXCLUDE | PA | Forward Windpower LLC | 56699 | 1 | WND | WT | 29.4 |  | IPP Non-CHP | N | Non Combustion (NUC, WAT, WND, GEO, or SUN)
EXCLUDE | CA | Chuckawalla Valley State Prison | 57011 | 1 | SUN | PV | 1 |  | IPP Non-CHP | N | Non Combustion (NUC, WAT, WND, GEO, or SUN)
EXCLUDE | CA | Robbs Peak | 433 | 1 | WAT | HY | 25.5 |  | Electric Utility | N | Non Combustion (NUC, WAT, WND, GEO, or SUN)
EXCLUDE | CA | Stony Gorge | 7151 | 1 | WAT | HY | 2.5 |  | Electric Utility | N | Non Combustion (NUC, WAT, WND, GEO, or SUN)
EXCLUDE | CA | Stony Gorge | 7151 | 2 | WAT | HY | 2.5 |  | Electric Utility | N | Non Combustion (NUC, WAT, WND, GEO, or SUN)
EXCLUDE | CA | Nelson Creek | 50223 | 1296 | WAT | HY | 1.2 |  | IPP Non-CHP | N | Non Combustion (NUC, WAT, WND, GEO, or SUN)
EXCLUDE | NJ | Titusville Solar | 57815 | PV1 | SUN | PV | 4.1 |  | Commercial Non-CHP | N | Non Combustion (NUC, WAT, WND, GEO, or SUN)
EXCLUDE | CA | Kekawaka Power House | 54654 | KEK1 | WAT | HY | 4.9 |  | IPP Non-CHP | N | Non Combustion (NUC, WAT, WND, GEO, or SUN)
EXCLUDE | CA | Belden | 219 | 1 | WAT | HY | 117.9 |  | Electric Utility | N | Non Combustion (NUC, WAT, WND, GEO, or SUN)
EXCLUDE | NJ | Murray Hill Solar | 57471 | MHNJ | SUN | PV | 1 |  | IPP Non-CHP | N | Non Combustion (NUC, WAT, WND, GEO, or SUN)
EXCLUDE | WI | Holcombe | 4007 | 1 | WAT | HY | 11.3 |  | Electric Utility | N | Non Combustion (NUC, WAT, WND, GEO, or SUN)
EXCLUDE | WI | Holcombe | 4007 | 2 | WAT | HY | 11.3 |  | Electric Utility | N | Non Combustion (NUC, WAT, WND, GEO, or SUN)
EXCLUDE | WI | Holcombe | 4007 | 3 | WAT | HY | 11.3 |  | Electric Utility | N | Non Combustion (NUC, WAT, WND, GEO, or SUN)
EXCLUDE | MD | Perdue Salisbury Photovoltaic | 57879 | SALI | SUN | PV | 1 |  | IPP Non-CHP | N | Non Combustion (NUC, WAT, WND, GEO, or SUN)
EXCLUDE | CA | SunEdison Procter & Gamble Oxnard | 57008 | 1 | SUN | PV | 1 |  | IPP Non-CHP | N | Non Combustion (NUC, WAT, WND, GEO, or SUN)
EXCLUDE | CA | Sacramento Soleil LLC | 56875 | TBD | SUN | PV | 1 |  | IPP Non-CHP | N | Non Combustion (NUC, WAT, WND, GEO, or SUN)
EXCLUDE | CA | San Francisquito 1 | 6479 | 1A | WAT | HY | 25 |  | Electric Utility | N | Non Combustion (NUC, WAT, WND, GEO, or SUN)
EXCLUDE | CA | San Francisquito 1 | 6479 | 3 | WAT | HY | 9.3 |  | Electric Utility | N | Non Combustion (NUC, WAT, WND, GEO, or SUN)
EXCLUDE | CA | San Francisquito 1 | 6479 | 4 | WAT | HY | 10 |  | Electric Utility | N | Non Combustion (NUC, WAT, WND, GEO, or SUN)
EXCLUDE | CA | San Francisquito 1 | 6479 | 6 | WAT | HY | 25 |  | Electric Utility | N | Non Combustion (NUC, WAT, WND, GEO, or SUN)
EXCLUDE | CA | Staples La Mirada, CA | 57683 | 1 | SUN | PV | 1.1 |  | IPP Non-CHP | N | Non Combustion (NUC, WAT, WND, GEO, or SUN)
EXCLUDE | CA | Gap Pacific Distribution Center | 56909 | 1 | SUN | PV | 0.3 |  | Commercial Non-CHP | N | Non Combustion (NUC, WAT, WND, GEO, or SUN)
EXCLUDE | CA | Gap Pacific Distribution Center | 56909 | 2 | SUN | PV | 0.3 |  | Commercial Non-CHP | N | Non Combustion (NUC, WAT, WND, GEO, or SUN)
EXCLUDE | CA | Gap Pacific Distribution Center | 56909 | 3 | SUN | PV | 0.3 |  | Commercial Non-CHP | N | Non Combustion (NUC, WAT, WND, GEO, or SUN)
EXCLUDE | CA | Gap Pacific Distribution Center | 56909 | 4 | SUN | PV | 0.3 |  | Commercial Non-CHP | N | Non Combustion (NUC, WAT, WND, GEO, or SUN)
EXCLUDE | MA | Gardners Falls | 1634 | GF2 | WAT | HY | 0.4 |  | IPP Non-CHP | N | Non Combustion (NUC, WAT, WND, GEO, or SUN)
EXCLUDE | MA | Gardners Falls | 1634 | GF3 | WAT | HY | 0.9 |  | IPP Non-CHP | N | Non Combustion (NUC, WAT, WND, GEO, or SUN)
EXCLUDE | MA | Gardners Falls | 1634 | GF4 | WAT | HY | 0.9 |  | IPP Non-CHP | N | Non Combustion (NUC, WAT, WND, GEO, or SUN)
EXCLUDE | MA | Gardners Falls | 1634 | GF5 | WAT | HY | 1.3 |  | IPP Non-CHP | N | Non Combustion (NUC, WAT, WND, GEO, or SUN)
EXCLUDE | MN | Sappi Cloquet Mill | 50639 | HGN1 | WAT | HY | 1.8 |  | Industrial CHP | N | Non Combustion (NUC, WAT, WND, GEO, or SUN)
EXCLUDE | MN | Sappi Cloquet Mill | 50639 | HGN5 | WAT | HY | 0.8 |  | Industrial CHP | N | Non Combustion (NUC, WAT, WND, GEO, or SUN)
EXCLUDE | MN | Sappi Cloquet Mill | 50639 | HGN6 | WAT | HY | 0.8 |  | Industrial CHP | N | Non Combustion (NUC, WAT, WND, GEO, or SUN)
EXCLUDE | MN | Sappi Cloquet Mill | 50639 | HGN7 | WAT | HY | 2.8 |  | Industrial CHP | N | Non Combustion (NUC, WAT, WND, GEO, or SUN)
EXCLUDE | CO | RV CSU Power II LLC | 57507 | CSUII | SUN | PV | 3 |  | Commercial Non-CHP | N | Non Combustion (NUC, WAT, WND, GEO, or SUN)
EXCLUDE | CA | Aerojet II | 57698 | 1 | SUN | PV | 2.7 |  | IPP Non-CHP | N | Non Combustion (NUC, WAT, WND, GEO, or SUN)
EXCLUDE | CA | Helzel & Schwarzhoff 86 | 56275 | WGNS | WND | WT | 2.4 |  | IPP Non-CHP | N | Non Combustion (NUC, WAT, WND, GEO, or SUN)
EXCLUDE | NJ | NJ Oak Solar Plant | 57948 | OAK | SUN | PV | 10 |  | IPP Non-CHP | N | Non Combustion (NUC, WAT, WND, GEO, or SUN)
EXCLUDE | NV | Silver State Solar Power North | 57442 | 56188 | SUN | PV | 52 |  | IPP Non-CHP | N | Non Combustion (NUC, WAT, WND, GEO, or SUN)
EXCLUDE | MD | McCormick & Co. Inc. at Belcamp | 57646 | PV1 | SUN | PV | 1.4 |  | IPP Non-CHP | N | Non Combustion (NUC, WAT, WND, GEO, or SUN)
EXCLUDE | NJ | Vineland Mays Landing Soalr | 57660 | VNLND | SUN | PV | 4.3 |  | IPP Non-CHP | N | Non Combustion (NUC, WAT, WND, GEO, or SUN)
EXCLUDE | MN | Moorhead Wind Turbine | 7855 | 8 | WND | WT | 0.7 |  | Electric Utility | N | Non Combustion (NUC, WAT, WND, GEO, or SUN)
EXCLUDE | MN | Moorhead Wind Turbine | 7855 | 9 | WND | WT | 0.7 |  | Electric Utility | N | Non Combustion (NUC, WAT, WND, GEO, or SUN)
EXCLUDE | UT | Cutler | 3646 | 1 | WAT | HY | 15 |  | Electric Utility | N | Non Combustion (NUC, WAT, WND, GEO, or SUN)
EXCLUDE | UT | Cutler | 3646 | 2 | WAT | HY | 15 |  | Electric Utility | N | Non Combustion (NUC, WAT, WND, GEO, or SUN)
EXCLUDE | CA | Santa Ana 3 | 363 | 1 | WAT | HY | 3.1 |  | Electric Utility | N | Non Combustion (NUC, WAT, WND, GEO, or SUN)
EXCLUDE | SC | Jefferies | 3319 | H1 | WAT | HY | 30.6 |  | Electric Utility | N | Non Combustion (NUC, WAT, WND, GEO, or SUN)
EXCLUDE | SC | Jefferies | 3319 | H2 | WAT | HY | 30.6 |  | Electric Utility | N | Non Combustion (NUC, WAT, WND, GEO, or SUN)
EXCLUDE | SC | Jefferies | 3319 | H3 | WAT | HY | 30.6 |  | Electric Utility | N | Non Combustion (NUC, WAT, WND, GEO, or SUN)
EXCLUDE | SC | Jefferies | 3319 | H4 | WAT | HY | 30.6 |  | Electric Utility | N | Non Combustion (NUC, WAT, WND, GEO, or SUN)
EXCLUDE | SC | Jefferies | 3319 | H6 | WAT | HY | 10.2 |  | Electric Utility | N | Non Combustion (NUC, WAT, WND, GEO, or SUN)
EXCLUDE | MN | Eolos Wind Energy Research Field Station | 57880 | 1 | WND | WT | 2.5 |  | IPP Non-CHP | N | Non Combustion (NUC, WAT, WND, GEO, or SUN)
EXCLUDE | CA | Improvement Dst No. 4 | 57895 | ID4 | SUN | PV | 1.1 |  | Commercial Non-CHP | N | Non Combustion (NUC, WAT, WND, GEO, or SUN)
EXCLUDE | IL | Exelon Solar Chicago | 57191 | ECS1 | SUN | PV | 9 |  | IPP Non-CHP | N | Non Combustion (NUC, WAT, WND, GEO, or SUN)
EXCLUDE | AZ | Agua Caliente Solar Project | 57373 | AGU1 | SUN | PV | 90.7 |  | IPP Non-CHP | N | Non Combustion (NUC, WAT, WND, GEO, or SUN)
EXCLUDE | AZ | Agua Caliente Solar Project | 57373 | AGU2 | SUN | PV | 136 |  | IPP Non-CHP | N | Non Combustion (NUC, WAT, WND, GEO, or SUN)
EXCLUDE | NJ | Calpine Vineland Solar LLC | 57081 | CVS1 | SUN | PV | 2.3 |  | IPP Non-CHP | N | Non Combustion (NUC, WAT, WND, GEO, or SUN)
EXCLUDE | NJ | Calpine Vineland Solar LLC | 57081 | CVS2 | SUN | PV | 1.8 |  | IPP Non-CHP | N | Non Combustion (NUC, WAT, WND, GEO, or SUN)
EXCLUDE | NY | Long Island Solar Farm LLC | 57589 | 9WUBN | SUN | PV | 31.5 |  | IPP Non-CHP | N | Non Combustion (NUC, WAT, WND, GEO, or SUN)
EXCLUDE | UT | Hydro Plant No 3 | 925 | 2 | WAT | HY | 0.7 |  | Electric Utility | N | Non Combustion (NUC, WAT, WND, GEO, or SUN)
EXCLUDE | UT | Hydro Plant No 3 | 925 | 3 | WAT | HY | 2.1 |  | Electric Utility | N | Non Combustion (NUC, WAT, WND, GEO, or SUN)
EXCLUDE | NE | Kingsley | 785 | 1 | WAT | HY | 50 |  | Electric Utility | N | Non Combustion (NUC, WAT, WND, GEO, or SUN)
EXCLUDE | NY | Howard Wind Farm | 57867 | 1 | WND | WT | 55.4 |  | IPP Non-CHP | N | Non Combustion (NUC, WAT, WND, GEO, or SUN)
EXCLUDE | NY | Howard Wind Farm | 57867 | 2 | WND | WT | 4.1 |  | IPP Non-CHP | N | Non Combustion (NUC, WAT, WND, GEO, or SUN)
EXCLUDE | PA | South Chestnut LLC | 56796 | 1 | WND | WT | 50.4 |  | IPP Non-CHP | N | Non Combustion (NUC, WAT, WND, GEO, or SUN)
EXCLUDE | NY | Noble Clinton Windpark LLC | 56618 | 1 | WND | WT | 100.5 |  | IPP Non-CHP | N | Non Combustion (NUC, WAT, WND, GEO, or SUN)
EXCLUDE | NM | SunE EPE2 LLC | 57985 | 1 | SUN | PV | 13.6 |  | IPP Non-CHP | N | Non Combustion (NUC, WAT, WND, GEO, or SUN)
EXCLUDE | ME | Stetson Wind II | 56991 | 1 | WND | WT | 25.5 |  | IPP Non-CHP | N | Non Combustion (NUC, WAT, WND, GEO, or SUN)
EXCLUDE | NJ | Pennsauken Solar | 56883 | GEN1 | SUN | PV | 0.2 |  | IPP Non-CHP | N | Non Combustion (NUC, WAT, WND, GEO, or SUN)
EXCLUDE | NJ | Pennsauken Solar | 56883 | GEN2 | SUN | PV | 0.2 |  | IPP Non-CHP | N | Non Combustion (NUC, WAT, WND, GEO, or SUN)
EXCLUDE | NJ | Pennsauken Solar | 56883 | GEN3 | SUN | PV | 0.1 |  | IPP Non-CHP | N | Non Combustion (NUC, WAT, WND, GEO, or SUN)
EXCLUDE | NJ | Pennsauken Solar | 56883 | GEN4 | SUN | PV | 0.2 |  | IPP Non-CHP | N | Non Combustion (NUC, WAT, WND, GEO, or SUN)
EXCLUDE | NJ | Pennsauken Solar | 56883 | GEN5 | SUN | PV | 0.1 |  | IPP Non-CHP | N | Non Combustion (NUC, WAT, WND, GEO, or SUN)
EXCLUDE | NJ | Pennsauken Solar | 56883 | GEN6 | SUN | PV | 0.2 |  | IPP Non-CHP | N | Non Combustion (NUC, WAT, WND, GEO, or SUN)
EXCLUDE | NJ | Pennsauken Solar | 56883 | GEN7 | SUN | PV | 0.2 |  | IPP Non-CHP | N | Non Combustion (NUC, WAT, WND, GEO, or SUN)
EXCLUDE | NJ | Pennsauken Solar | 56883 | GEN8 | SUN | PV | 0.2 |  | IPP Non-CHP | N | Non Combustion (NUC, WAT, WND, GEO, or SUN)
EXCLUDE | NJ | Pennsauken Solar | 56883 | GEN9 | SUN | PV | 0.1 |  | IPP Non-CHP | N | Non Combustion (NUC, WAT, WND, GEO, or SUN)
EXCLUDE | PA | Longwood Gardens | 57768 | 1 | SUN | PV | 1.3 |  | IPP Non-CHP | N | Non Combustion (NUC, WAT, WND, GEO, or SUN)
EXCLUDE | CA | Walgreens Woodland Distribution Center | 57006 | 1 | SUN | PV | 1 |  | IPP Non-CHP | N | Non Combustion (NUC, WAT, WND, GEO, or SUN)
EXCLUDE | DE | Perdue Bridgeville Photovoltaic | 57772 | BRID | SUN | PV | 1.3 |  | IPP Non-CHP | N | Non Combustion (NUC, WAT, WND, GEO, or SUN)
EXCLUDE | AR | Greers Ferry Lake | 188 | 1 | WAT | HY | 48 |  | Electric Utility | N | Non Combustion (NUC, WAT, WND, GEO, or SUN)
EXCLUDE | AR | Greers Ferry Lake | 188 | 2 | WAT | HY | 48 |  | Electric Utility | N | Non Combustion (NUC, WAT, WND, GEO, or SUN)
EXCLUDE | CA | ELACC Photovoltaic Power Facility | 56814 | PV1 | SUN | PV | 0.5 |  | IPP Non-CHP | N | Non Combustion (NUC, WAT, WND, GEO, or SUN)
EXCLUDE | CA | ELACC Photovoltaic Power Facility | 56814 | PV2 | SUN | PV | 0.5 |  | IPP Non-CHP | N | Non Combustion (NUC, WAT, WND, GEO, or SUN)
EXCLUDE | TX | Shell Deer Park | 50304 | GEN2 | PUR | ST | 51 |  | Industrial CHP | N | Non Fossil fuel type
EXCLUDE | NJ | Christmas Tree Shops DC Burlington NJ | 58094 | FINJ | SUN | PV | 2.1 |  | IPP Non-CHP | N | Non Combustion (NUC, WAT, WND, GEO, or SUN)
EXCLUDE | TX | Magic Valley Wind Farm I LLC | 57802 | MV1 | WND | WT | 203 |  | IPP Non-CHP | N | Non Combustion (NUC, WAT, WND, GEO, or SUN)
EXCLUDE | CA | Tehachapi Wind Resource I | 10191 | EXIS | WND | WT | 8.7 |  | IPP Non-CHP | N | Non Combustion (NUC, WAT, WND, GEO, or SUN)
EXCLUDE | CA | Black Butte | 7229 | 1 | WAT | HY | 6.1 |  | Electric Utility | N | Non Combustion (NUC, WAT, WND, GEO, or SUN)
EXCLUDE | OH | Paulding Wind Farm II | 57620 | GEN1 | WND | WT | 150 |  | IPP Non-CHP | N | Non Combustion (NUC, WAT, WND, GEO, or SUN)
EXCLUDE | MI | Prickett | 1773 | 1 | WAT | HY | 1.1 |  | Electric Utility | N | Non Combustion (NUC, WAT, WND, GEO, or SUN)
EXCLUDE | MI | Prickett | 1773 | 2 | WAT | HY | 1.1 |  | Electric Utility | N | Non Combustion (NUC, WAT, WND, GEO, or SUN)
EXCLUDE | NH | S C Moore | 2351 | GEN1 | WAT | HY | 35.1 |  | IPP Non-CHP | N | Non Combustion (NUC, WAT, WND, GEO, or SUN)
EXCLUDE | NH | S C Moore | 2351 | GEN2 | WAT | HY | 35.1 |  | IPP Non-CHP | N | Non Combustion (NUC, WAT, WND, GEO, or SUN)
EXCLUDE | NH | S C Moore | 2351 | GEN3 | WAT | HY | 35.1 |  | IPP Non-CHP | N | Non Combustion (NUC, WAT, WND, GEO, or SUN)
EXCLUDE | NH | S C Moore | 2351 | GEN4 | WAT | HY | 35.1 |  | IPP Non-CHP | N | Non Combustion (NUC, WAT, WND, GEO, or SUN)
EXCLUDE | NY | Normanskill Hydro Project | 50123 | GEN1 | WAT | HY | 1.2 |  | IPP Non-CHP | N | Non Combustion (NUC, WAT, WND, GEO, or SUN)
EXCLUDE | CA | Dutch Flat 2 | 413 | 3P | WAT | HY | 27.3 |  | IPP Non-CHP | N | Non Combustion (NUC, WAT, WND, GEO, or SUN)
EXCLUDE | MO | Table Rock | 2166 | 1 | WAT | HY | 50 |  | Electric Utility | N | Non Combustion (NUC, WAT, WND, GEO, or SUN)
EXCLUDE | MO | Table Rock | 2166 | 2 | WAT | HY | 50 |  | Electric Utility | N | Non Combustion (NUC, WAT, WND, GEO, or SUN)
EXCLUDE | MO | Table Rock | 2166 | 3 | WAT | HY | 50 |  | Electric Utility | N | Non Combustion (NUC, WAT, WND, GEO, or SUN)
EXCLUDE | MO | Table Rock | 2166 | 4 | WAT | HY | 50 |  | Electric Utility | N | Non Combustion (NUC, WAT, WND, GEO, or SUN)
EXCLUDE | NY | Madison Windpower LLC | 55769 | MADW | WND | WT | 11.5 |  | IPP Non-CHP | N | Non Combustion (NUC, WAT, WND, GEO, or SUN)
EXCLUDE | AL | Walter Bouldin Dam | 4 | 1 | WAT | HY | 75 |  | Electric Utility | N | Non Combustion (NUC, WAT, WND, GEO, or SUN)
EXCLUDE | AL | Walter Bouldin Dam | 4 | 2 | WAT | HY | 75 |  | Electric Utility | N | Non Combustion (NUC, WAT, WND, GEO, or SUN)
EXCLUDE | AL | Walter Bouldin Dam | 4 | 3 | WAT | HY | 75 |  | Electric Utility | N | Non Combustion (NUC, WAT, WND, GEO, or SUN)
EXCLUDE | WI | High Falls | 4065 | 1 | WAT | HY | 1.4 |  | Electric Utility | N | Non Combustion (NUC, WAT, WND, GEO, or SUN)
EXCLUDE | WI | High Falls | 4065 | 2 | WAT | HY | 1.4 |  | Electric Utility | N | Non Combustion (NUC, WAT, WND, GEO, or SUN)
EXCLUDE | WI | High Falls | 4065 | 3 | WAT | HY | 1.4 |  | Electric Utility | N | Non Combustion (NUC, WAT, WND, GEO, or SUN)
EXCLUDE | WI | High Falls | 4065 | 4 | WAT | HY | 1.4 |  | Electric Utility | N | Non Combustion (NUC, WAT, WND, GEO, or SUN)
EXCLUDE | WI | High Falls | 4065 | 5 | WAT | HY | 1.4 |  | Electric Utility | N | Non Combustion (NUC, WAT, WND, GEO, or SUN)
EXCLUDE | VA | Emporia | 50175 | GEN1 | WAT | HY | 2 |  | IPP Non-CHP | N | Non Combustion (NUC, WAT, WND, GEO, or SUN)
EXCLUDE | VA | Emporia | 50175 | GEN2 | WAT | HY | 0.5 |  | IPP Non-CHP | N | Non Combustion (NUC, WAT, WND, GEO, or SUN)
EXCLUDE | MI | Michigamme Falls | 1780 | 1 | WAT | HY | 4.8 |  | Electric Utility | N | Non Combustion (NUC, WAT, WND, GEO, or SUN)
EXCLUDE | MI | Michigamme Falls | 1780 | 2 | WAT | HY | 4.8 |  | Electric Utility | N | Non Combustion (NUC, WAT, WND, GEO, or SUN)
EXCLUDE | WA | Rocky Brook Hydroelectric | 50228 | GEN1 | WAT | HY | 1.6 |  | IPP Non-CHP | N | Non Combustion (NUC, WAT, WND, GEO, or SUN)
EXCLUDE | NJ | Mill Creek Solar | 57728 | MILLC | SUN | PV | 3.5 |  | Electric Utility | N | Non Combustion (NUC, WAT, WND, GEO, or SUN)
EXCLUDE | NC | Tillery | 2714 | 1 | WAT | HY | 22 |  | Electric Utility | N | Non Combustion (NUC, WAT, WND, GEO, or SUN)
EXCLUDE | NC | Tillery | 2714 | 2 | WAT | HY | 18 |  | Electric Utility | N | Non Combustion (NUC, WAT, WND, GEO, or SUN)
EXCLUDE | NC | Tillery | 2714 | 3 | WAT | HY | 22 |  | Electric Utility | N | Non Combustion (NUC, WAT, WND, GEO, or SUN)
EXCLUDE | NC | Tillery | 2714 | 4 | WAT | HY | 22 |  | Electric Utility | N | Non Combustion (NUC, WAT, WND, GEO, or SUN)
EXCLUDE | WI | Cornell | 6086 | 1 | WAT | HY | 11.5 |  | Electric Utility | N | Non Combustion (NUC, WAT, WND, GEO, or SUN)
EXCLUDE | WI | Cornell | 6086 | 2 | WAT | HY | 11.5 |  | Electric Utility | N | Non Combustion (NUC, WAT, WND, GEO, or SUN)
EXCLUDE | WI | Cornell | 6086 | 3 | WAT | HY | 11.5 |  | Electric Utility | N | Non Combustion (NUC, WAT, WND, GEO, or SUN)
EXCLUDE | WI | Cornell | 6086 | 4 | WAT | HY | 0.8 |  | Electric Utility | N | Non Combustion (NUC, WAT, WND, GEO, or SUN)
EXCLUDE | OK | Keystone | 2984 | 1 | WAT | HY | 35 |  | Electric Utility | N | Non Combustion (NUC, WAT, WND, GEO, or SUN)
EXCLUDE | OK | Keystone | 2984 | 2 | WAT | HY | 35 |  | Electric Utility | N | Non Combustion (NUC, WAT, WND, GEO, or SUN)
EXCLUDE | NJ | Trenton Solar Farm | 57352 | TREN | SUN | PV | 1 |  | Electric Utility | N | Non Combustion (NUC, WAT, WND, GEO, or SUN)
EXCLUDE | NC | Roanoke Rapids | 2758 | 1 | WAT | HY | 25 |  | Electric Utility | N | Non Combustion (NUC, WAT, WND, GEO, or SUN)
EXCLUDE | NC | Roanoke Rapids | 2758 | 2 | WAT | HY | 25 |  | Electric Utility | N | Non Combustion (NUC, WAT, WND, GEO, or SUN)
EXCLUDE | NC | Roanoke Rapids | 2758 | 3 | WAT | HY | 25 |  | Electric Utility | N | Non Combustion (NUC, WAT, WND, GEO, or SUN)
EXCLUDE | NC | Roanoke Rapids | 2758 | 4 | WAT | HY | 25 |  | Electric Utility | N | Non Combustion (NUC, WAT, WND, GEO, or SUN)
EXCLUDE | CA | GE 1 6 100 Prototype | 57566 | 1.6PR | WND | WT | 1.6 |  | IPP Non-CHP | N | Non Combustion (NUC, WAT, WND, GEO, or SUN)
EXCLUDE | CA | White Rock/Slab Creek | 435 | H1 | WAT | HY | 133 |  | Electric Utility | N | Non Combustion (NUC, WAT, WND, GEO, or SUN)
EXCLUDE | CA | White Rock/Slab Creek | 435 | H2 | WAT | HY | 133 |  | Electric Utility | N | Non Combustion (NUC, WAT, WND, GEO, or SUN)
EXCLUDE | MN | Winona County Wind LLC | 57547 | WCW | WND | WT | 1.5 |  | IPP Non-CHP | N | Non Combustion (NUC, WAT, WND, GEO, or SUN)
EXCLUDE | CA | Difwind Farms Ltd VII | 10815 | GEN1 | WND | WT | 24 |  | IPP Non-CHP | N | Non Combustion (NUC, WAT, WND, GEO, or SUN)
EXCLUDE | NC | QVC Inc | 56966 | 1 | SUN | PV | 1 |  | IPP Non-CHP | N | Non Combustion (NUC, WAT, WND, GEO, or SUN)
EXCLUDE | MA | Holyoke Solar Cooperative at Mueller | 57931 | PV1 | SUN | PV | 2.7 |  | IPP Non-CHP | N | Non Combustion (NUC, WAT, WND, GEO, or SUN)
EXCLUDE | CA | Painted Hills | 50533 | WGNS | WND | WT | 19 |  | IPP Non-CHP | N | Non Combustion (NUC, WAT, WND, GEO, or SUN)
EXCLUDE | AK | Eklutna Hydro Project | 77 | 1 | WAT | HY | 22.2 |  | Electric Utility | N | Non Combustion (NUC, WAT, WND, GEO, or SUN)
EXCLUDE | AK | Eklutna Hydro Project | 77 | 2 | WAT | HY | 22.2 |  | Electric Utility | N | Non Combustion (NUC, WAT, WND, GEO, or SUN)
EXCLUDE | AZ | Macys Goodyear | 57673 | 1 | SUN | PV | 3.5 |  | IPP Non-CHP | N | Non Combustion (NUC, WAT, WND, GEO, or SUN)
EXCLUDE | CA | Difwind Farms Ltd VI | 54686 | EXIS | WND | WT | 27.1 |  | IPP Non-CHP | N | Non Combustion (NUC, WAT, WND, GEO, or SUN)
EXCLUDE | UT | Little Cottonwood | 6537 | 1 | WAT | HY | 2.4 |  | Electric Utility | N | Non Combustion (NUC, WAT, WND, GEO, or SUN)
EXCLUDE | UT | Little Cottonwood | 6537 | 2 | WAT | HY | 2.4 |  | Electric Utility | N | Non Combustion (NUC, WAT, WND, GEO, or SUN)
EXCLUDE | VT | Proctor | 6450 | 1 | WAT | HY | 1.6 |  | Electric Utility | N | Non Combustion (NUC, WAT, WND, GEO, or SUN)
EXCLUDE | VT | Proctor | 6450 | 2 | WAT | HY | 0.8 |  | Electric Utility | N | Non Combustion (NUC, WAT, WND, GEO, or SUN)
EXCLUDE | VT | Proctor | 6450 | 3 | WAT | HY | 0.8 |  | Electric Utility | N | Non Combustion (NUC, WAT, WND, GEO, or SUN)
EXCLUDE | VT | Proctor | 6450 | 4 | WAT | HY | 0.8 |  | Electric Utility | N | Non Combustion (NUC, WAT, WND, GEO, or SUN)
EXCLUDE | VT | Proctor | 6450 | 5 | WAT | HY | 2.9 |  | Electric Utility | N | Non Combustion (NUC, WAT, WND, GEO, or SUN)
EXCLUDE | CA | Big Pine | 391 | 1 | WAT | HY | 3.2 |  | Electric Utility | N | Non Combustion (NUC, WAT, WND, GEO, or SUN)
EXCLUDE | CA | Rio Bravo Hydro Project | 50037 | UNT1 | WAT | HY | 7 |  | IPP Non-CHP | N | Non Combustion (NUC, WAT, WND, GEO, or SUN)
EXCLUDE | CA | Rio Bravo Hydro Project | 50037 | UNT2 | WAT | HY | 7 |  | IPP Non-CHP | N | Non Combustion (NUC, WAT, WND, GEO, or SUN)
EXCLUDE | WA | Wild Horse | 56322 | WHS1 | SUN | PV | 0.5 |  | Electric Utility | N | Non Combustion (NUC, WAT, WND, GEO, or SUN)
EXCLUDE | MA | Dorchester Solar Site | 57265 | 1 | SUN | PV | 1 |  | Electric Utility | N | Non Combustion (NUC, WAT, WND, GEO, or SUN)
EXCLUDE | PA | Highland North Wind Farm | 57991 | 1 | WND | WT | 75 |  | IPP Non-CHP | N | Non Combustion (NUC, WAT, WND, GEO, or SUN)
EXCLUDE | NJ | Yardville Solar Farm | 57382 | YARD | SUN | PV | 3.6 |  | Electric Utility | N | Non Combustion (NUC, WAT, WND, GEO, or SUN)
EXCLUDE | TN | Boone Dam | 3395 | 1 | WAT | HY | 38 |  | Electric Utility | N | Non Combustion (NUC, WAT, WND, GEO, or SUN)
EXCLUDE | TN | Boone Dam | 3395 | 2 | WAT | HY | 38.3 |  | Electric Utility | N | Non Combustion (NUC, WAT, WND, GEO, or SUN)
EXCLUDE | TN | Boone Dam | 3395 | 3 | WAT | HY | 29.6 |  | Electric Utility | N | Non Combustion (NUC, WAT, WND, GEO, or SUN)
EXCLUDE | OR | Leaning Juniper Wind Power II | 57333 | 1 | WND | WT | 201 |  | IPP Non-CHP | N | Non Combustion (NUC, WAT, WND, GEO, or SUN)
EXCLUDE | CO | City & County of Denver at Denver Int'l | 57645 | PV1 | SUN | PV | 3.4 |  | IPP Non-CHP | N | Non Combustion (NUC, WAT, WND, GEO, or SUN)
EXCLUDE | CA | ISH Solar Hospital Downey | 57841 | 1 | SUN | PV | 1.1 |  | IPP Non-CHP | N | Non Combustion (NUC, WAT, WND, GEO, or SUN)
EXCLUDE | WI | Lincoln Turbines | 7366 | 1 | WND | WT | 9.2 |  | Electric Utility | N | Non Combustion (NUC, WAT, WND, GEO, or SUN)
EXCLUDE | NC | Farrington Farm | 58318 | 1 | SUN | PV | 1 |  | IPP Non-CHP | N | Non Combustion (NUC, WAT, WND, GEO, or SUN)
EXCLUDE | CA | Altech III | 50485 | GEN1 | WND | WT | 21.7 |  | IPP Non-CHP | N | Non Combustion (NUC, WAT, WND, GEO, or SUN)
EXCLUDE | CA | Altech III | 50485 | GEN2 | WND | WT | 3.4 |  | IPP Non-CHP | N | Non Combustion (NUC, WAT, WND, GEO, or SUN)
EXCLUDE | IL | Kankakee Hydro Facility | 54525 | 1 | WAT | HY | 0.4 |  | Commercial Non-CHP | N | Non Combustion (NUC, WAT, WND, GEO, or SUN)
EXCLUDE | IL | Kankakee Hydro Facility | 54525 | 2 | WAT | HY | 0.4 |  | Commercial Non-CHP | N | Non Combustion (NUC, WAT, WND, GEO, or SUN)
EXCLUDE | IL | Kankakee Hydro Facility | 54525 | 3 | WAT | HY | 0.4 |  | Commercial Non-CHP | N | Non Combustion (NUC, WAT, WND, GEO, or SUN)
EXCLUDE | GA | Tugalo | 725 | 1 | WAT | HY | 11.2 |  | Electric Utility | N | Non Combustion (NUC, WAT, WND, GEO, or SUN)
EXCLUDE | GA | Tugalo | 725 | 2 | WAT | HY | 11.2 |  | Electric Utility | N | Non Combustion (NUC, WAT, WND, GEO, or SUN)
EXCLUDE | GA | Tugalo | 725 | 3 | WAT | HY | 11.2 |  | Electric Utility | N | Non Combustion (NUC, WAT, WND, GEO, or SUN)
EXCLUDE | GA | Tugalo | 725 | 4 | WAT | HY | 11.2 |  | Electric Utility | N | Non Combustion (NUC, WAT, WND, GEO, or SUN)
EXCLUDE | CA | CSU Fresno Solar Project | 56813 | 1 | SUN | PV | 0.5 |  | IPP Non-CHP | N | Non Combustion (NUC, WAT, WND, GEO, or SUN)
EXCLUDE | CA | CSU Fresno Solar Project | 56813 | 2 | SUN | PV | 0.5 |  | IPP Non-CHP | N | Non Combustion (NUC, WAT, WND, GEO, or SUN)
EXCLUDE | CO | Carson Solar I | 57509 | 1 | SUN | PV | 2 |  | IPP Non-CHP | N | Non Combustion (NUC, WAT, WND, GEO, or SUN)
EXCLUDE | MI | Hemlock Falls | 1777 | 1 | WAT | HY | 2.8 |  | Electric Utility | N | Non Combustion (NUC, WAT, WND, GEO, or SUN)
EXCLUDE | NC | SunEdison LV Sutton Plant Site | 56938 | NCP1 | SUN | PV | 1.2 |  | IPP Non-CHP | N | Non Combustion (NUC, WAT, WND, GEO, or SUN)
EXCLUDE | NJ | Johnson Matthey, Inc. Solar | 57723 | PV1 | SUN | PV | 4 |  | IPP Non-CHP | N | Non Combustion (NUC, WAT, WND, GEO, or SUN)
EXCLUDE | WI | Wisconsin Rapids Paper Mill | 10466 | GEN1 | PUR | ST | 7.5 |  | Industrial CHP | Y | Non Fossil fuel type
EXCLUDE | WI | Wisconsin Rapids Paper Mill | 10466 | GEN2 | PUR | ST | 8.3 |  | Industrial CHP | Y | Non Fossil fuel type
EXCLUDE | WI | Wisconsin Rapids Paper Mill | 10466 | GEN3 | PUR | ST | 5 |  | Industrial CHP | Y | Non Fossil fuel type
EXCLUDE | AL | Logan Martin Dam | 14 | 1 | WAT | HY | 42.7 |  | Electric Utility | N | Non Combustion (NUC, WAT, WND, GEO, or SUN)
EXCLUDE | AL | Logan Martin Dam | 14 | 2 | WAT | HY | 42.7 |  | Electric Utility | N | Non Combustion (NUC, WAT, WND, GEO, or SUN)
EXCLUDE | AL | Logan Martin Dam | 14 | 3 | WAT | HY | 42.7 |  | Electric Utility | N | Non Combustion (NUC, WAT, WND, GEO, or SUN)
EXCLUDE | NJ | NJMC Landfill | 57724 | NJMC | SUN | PV | 2.5 |  | Electric Utility | N | Non Combustion (NUC, WAT, WND, GEO, or SUN)
EXCLUDE | ID | Camp Reed | 57125 | CRWP | WND | WT | 22.5 |  | IPP Non-CHP | N | Non Combustion (NUC, WAT, WND, GEO, or SUN)
EXCLUDE | NJ | Silver Lake Solar Farm | 57341 | SILV | SUN | PV | 1.7 |  | Electric Utility | N | Non Combustion (NUC, WAT, WND, GEO, or SUN)
EXCLUDE | NJ | Jersey-Atlantic Wind Farm | 56300 | 1 | WND | WT | 7.5 |  | IPP Non-CHP | N | Non Combustion (NUC, WAT, WND, GEO, or SUN)
EXCLUDE | IN | Oakdale | 999 | 1 | WAT | HY | 4.3 |  | Electric Utility | N | Non Combustion (NUC, WAT, WND, GEO, or SUN)
EXCLUDE | IN | Oakdale | 999 | 2 | WAT | HY | 3.2 |  | Electric Utility | N | Non Combustion (NUC, WAT, WND, GEO, or SUN)
EXCLUDE | IN | Oakdale | 999 | 3 | WAT | HY | 4.3 |  | Electric Utility | N | Non Combustion (NUC, WAT, WND, GEO, or SUN)
EXCLUDE | VT | Chittenden County Solar Partners | 57481 | 01 | SUN | PV | 2.2 |  | IPP Non-CHP | N | Non Combustion (NUC, WAT, WND, GEO, or SUN)
EXCLUDE | AL | Weiss Dam | 20 | 1 | WAT | HY | 29.2 |  | Electric Utility | N | Non Combustion (NUC, WAT, WND, GEO, or SUN)
EXCLUDE | AL | Weiss Dam | 20 | 2 | WAT | HY | 29.2 |  | Electric Utility | N | Non Combustion (NUC, WAT, WND, GEO, or SUN)
EXCLUDE | AL | Weiss Dam | 20 | 3 | WAT | HY | 29.2 |  | Electric Utility | N | Non Combustion (NUC, WAT, WND, GEO, or SUN)
EXCLUDE | NJ | Atlantic City Convention Center | 56900 | 1 | SUN | PV | 0.5 |  | Commercial Non-CHP | N | Non Combustion (NUC, WAT, WND, GEO, or SUN)
EXCLUDE | NJ | Atlantic City Convention Center | 56900 | 2 | SUN | PV | 0.5 |  | Commercial Non-CHP | N | Non Combustion (NUC, WAT, WND, GEO, or SUN)
EXCLUDE | NJ | Atlantic City Convention Center | 56900 | 3 | SUN | PV | 0.5 |  | Commercial Non-CHP | N | Non Combustion (NUC, WAT, WND, GEO, or SUN)
EXCLUDE | NJ | Atlantic City Convention Center | 56900 | 4 | SUN | PV | 0.5 |  | Commercial Non-CHP | N | Non Combustion (NUC, WAT, WND, GEO, or SUN)
EXCLUDE | CA | Mammoth Pool | 344 | 1 | WAT | HY | 95 |  | Electric Utility | N | Non Combustion (NUC, WAT, WND, GEO, or SUN)
EXCLUDE | CA | Mammoth Pool | 344 | 2 | WAT | HY | 95 |  | Electric Utility | N | Non Combustion (NUC, WAT, WND, GEO, or SUN)
EXCLUDE | AZ | Hoover Dam | 8902 | A0 | WAT | HY | 2.4 |  | Electric Utility | N | Non Combustion (NUC, WAT, WND, GEO, or SUN)
EXCLUDE | AZ | Hoover Dam | 8902 | A1 | WAT | HY | 130 |  | Electric Utility | N | Non Combustion (NUC, WAT, WND, GEO, or SUN)
EXCLUDE | AZ | Hoover Dam | 8902 | A2 | WAT | HY | 130 |  | Electric Utility | N | Non Combustion (NUC, WAT, WND, GEO, or SUN)
EXCLUDE | AZ | Hoover Dam | 8902 | A3 | WAT | HY | 130 |  | Electric Utility | N | Non Combustion (NUC, WAT, WND, GEO, or SUN)
EXCLUDE | AZ | Hoover Dam | 8902 | A4 | WAT | HY | 130 |  | Electric Utility | N | Non Combustion (NUC, WAT, WND, GEO, or SUN)
EXCLUDE | AZ | Hoover Dam | 8902 | A5 | WAT | HY | 127 |  | Electric Utility | N | Non Combustion (NUC, WAT, WND, GEO, or SUN)
EXCLUDE | AZ | Hoover Dam | 8902 | A6 | WAT | HY | 130 |  | Electric Utility | N | Non Combustion (NUC, WAT, WND, GEO, or SUN)
EXCLUDE | AZ | Hoover Dam | 8902 | A7 | WAT | HY | 130 |  | Electric Utility | N | Non Combustion (NUC, WAT, WND, GEO, or SUN)
EXCLUDE | AZ | Hoover Dam | 8902 | A8 | WAT | HY | 61.5 |  | Electric Utility | N | Non Combustion (NUC, WAT, WND, GEO, or SUN)
EXCLUDE | AZ | Hoover Dam | 8902 | A9 | WAT | HY | 68.5 |  | Electric Utility | N | Non Combustion (NUC, WAT, WND, GEO, or SUN)
EXCLUDE | SC | Boyds Mill Hydro | 3253 | 1 | WAT | HY | 0.7 |  | IPP Non-CHP | N | Non Combustion (NUC, WAT, WND, GEO, or SUN)
EXCLUDE | SC | Boyds Mill Hydro | 3253 | 2 | WAT | HY | 0.7 |  | IPP Non-CHP | N | Non Combustion (NUC, WAT, WND, GEO, or SUN)
EXCLUDE | NJ | Pilesgrove | 57448 | PILE | SUN | PV | 18 |  | IPP Non-CHP | N | Non Combustion (NUC, WAT, WND, GEO, or SUN)
EXCLUDE | CA | Victory Garden Phase IV LLC | 52160 | WGNS | WND | WT | 22 |  | IPP Non-CHP | N | Non Combustion (NUC, WAT, WND, GEO, or SUN)
EXCLUDE | CA | Rock Creek | 275 | H1 | WAT | HY | 62.3 |  | Electric Utility | N | Non Combustion (NUC, WAT, WND, GEO, or SUN)
EXCLUDE | CA | Rock Creek | 275 | H2 | WAT | HY | 62.3 |  | Electric Utility | N | Non Combustion (NUC, WAT, WND, GEO, or SUN)
EXCLUDE | NJ | Frenchtown II Solar | 57487 | F2NJ | SUN | PV | 3 |  | IPP Non-CHP | N | Non Combustion (NUC, WAT, WND, GEO, or SUN)
EXCLUDE | IL | Shady Oaks Wind Farm | 57964 | 1 | WND | WT | 109.5 |  | IPP Non-CHP | N | Non Combustion (NUC, WAT, WND, GEO, or SUN)
EXCLUDE | CA | Gas Utilization Facility | 50492 | 3 | WAT | HY | 1.5 |  | Commercial CHP | N | Non Combustion (NUC, WAT, WND, GEO, or SUN)
EXCLUDE | NJ | Flemington Solar | 57485 | FSNJ | SUN | PV | 8 |  | IPP Non-CHP | N | Non Combustion (NUC, WAT, WND, GEO, or SUN)
EXCLUDE | NC | Solar Star North Carolina II LLC | 57435 | 1 | SUN | PV | 1.3 |  | IPP Non-CHP | N | Non Combustion (NUC, WAT, WND, GEO, or SUN)
EXCLUDE | NC | Solar Star North Carolina II LLC | 57435 | 2 | SUN | PV | 1.3 |  | IPP Non-CHP | N | Non Combustion (NUC, WAT, WND, GEO, or SUN)
EXCLUDE | NC | Solar Star North Carolina II LLC | 57435 | 3 | SUN | PV | 1.3 |  | IPP Non-CHP | N | Non Combustion (NUC, WAT, WND, GEO, or SUN)
EXCLUDE | NC | Solar Star North Carolina II LLC | 57435 | 4 | SUN | PV | 1.3 |  | IPP Non-CHP | N | Non Combustion (NUC, WAT, WND, GEO, or SUN)
EXCLUDE | NC | Solar Star North Carolina II LLC | 57435 | 5 | SUN | PV | 1.3 |  | IPP Non-CHP | N | Non Combustion (NUC, WAT, WND, GEO, or SUN)
EXCLUDE | CA | Sunset Reservoir North Basin | 57559 | 1 | SUN | PV | 4.5 |  | IPP Non-CHP | N | Non Combustion (NUC, WAT, WND, GEO, or SUN)
EXCLUDE | CO | City of Boulder WWTP | 57681 | 1 | SUN | PV | 1 |  | IPP Non-CHP | N | Non Combustion (NUC, WAT, WND, GEO, or SUN)
EXCLUDE | AR | Degray | 187 | 2 | WAT | PS | 28 |  | Electric Utility | N | Non Combustion (NUC, WAT, WND, GEO, or SUN)
EXCLUDE | CA | Woodward Power Plant | 50218 | U1 | WAT | HY | 2.8 |  | IPP Non-CHP | N | Non Combustion (NUC, WAT, WND, GEO, or SUN)
EXCLUDE | CA | Haypress | 10253 | LGEN | WAT | HY | 5 |  | IPP Non-CHP | N | Non Combustion (NUC, WAT, WND, GEO, or SUN)
EXCLUDE | CA | Haypress | 10253 | UGEN | WAT | HY | 5 |  | IPP Non-CHP | N | Non Combustion (NUC, WAT, WND, GEO, or SUN)
EXCLUDE | NC | Chatuge | 2778 | 1 | WAT | HY | 13.2 |  | Electric Utility | N | Non Combustion (NUC, WAT, WND, GEO, or SUN)
EXCLUDE | PA | PPL HW Wallenpaupack | 3153 | WP1 | WAT | HY | 20 |  | IPP Non-CHP | N | Non Combustion (NUC, WAT, WND, GEO, or SUN)
EXCLUDE | PA | PPL HW Wallenpaupack | 3153 | WP2 | WAT | HY | 20 |  | IPP Non-CHP | N | Non Combustion (NUC, WAT, WND, GEO, or SUN)
EXCLUDE | CA | Univ of California San Diego Solar | 57856 | SGU1 | SUN | PV | 1.2 |  | Commercial Non-CHP | N | Non Combustion (NUC, WAT, WND, GEO, or SUN)
EXCLUDE | IA | Waverly Community Wind Project | 57214 | CAN1 | WND | WT | 0.9 |  | Electric Utility | N | Non Combustion (NUC, WAT, WND, GEO, or SUN)
EXCLUDE | IA | Waverly Community Wind Project | 57214 | CAN2 | WND | WT | 0.9 |  | Electric Utility | N | Non Combustion (NUC, WAT, WND, GEO, or SUN)
EXCLUDE | IA | Waverly Community Wind Project | 57214 | SK4 | WND | WT | 0.9 |  | Electric Utility | N | Non Combustion (NUC, WAT, WND, GEO, or SUN)
EXCLUDE | NJ | McGraw Hill Solar | 57662 | MCGRH | SUN | PV | 12.6 |  | IPP Non-CHP | N | Non Combustion (NUC, WAT, WND, GEO, or SUN)
EXCLUDE | CA | Alamo | 905 | 1 | WAT | HY | 19.6 |  | Electric Utility | N | Non Combustion (NUC, WAT, WND, GEO, or SUN)
EXCLUDE | WI | Caldron Falls | 4061 | 1 | WAT | HY | 3.2 |  | Electric Utility | N | Non Combustion (NUC, WAT, WND, GEO, or SUN)
EXCLUDE | WI | Caldron Falls | 4061 | 2 | WAT | HY | 3.2 |  | Electric Utility | N | Non Combustion (NUC, WAT, WND, GEO, or SUN)
EXCLUDE | NC | Bridgewater | 2719 | 1 | WAT | HY | 13 |  | Electric Utility | N | Non Combustion (NUC, WAT, WND, GEO, or SUN)
EXCLUDE | NC | Bridgewater | 2719 | 2 | WAT | HY | 13 |  | Electric Utility | N | Non Combustion (NUC, WAT, WND, GEO, or SUN)
EXCLUDE | NC | Bridgewater | 2719 | 3 | WAT | HY | 1.7 |  | Electric Utility | N | Non Combustion (NUC, WAT, WND, GEO, or SUN)
EXCLUDE | CA | Pine Flat | 7907 | 1 | WAT | HY | 55 |  | Electric Utility | N | Non Combustion (NUC, WAT, WND, GEO, or SUN)
EXCLUDE | CA | Pine Flat | 7907 | 2 | WAT | HY | 55 |  | Electric Utility | N | Non Combustion (NUC, WAT, WND, GEO, or SUN)
EXCLUDE | CA | Pine Flat | 7907 | 3 | WAT | HY | 55 |  | Electric Utility | N | Non Combustion (NUC, WAT, WND, GEO, or SUN)
EXCLUDE | PA | Knouse Solar Project 1 | 57412 | 1 | SUN | PV | 3 |  | Industrial Non-CHP | N | Non Combustion (NUC, WAT, WND, GEO, or SUN)
EXCLUDE | CA | Alta Wind VIII | 57835 | AW08 | WND | WT | 150 |  | IPP Non-CHP | N | Non Combustion (NUC, WAT, WND, GEO, or SUN)
EXCLUDE | CA | ISH Solar Hospital SDMC | 57840 | 1 | SUN | PV | 1.1 |  | IPP Non-CHP | N | Non Combustion (NUC, WAT, WND, GEO, or SUN)
EXCLUDE | OK | Kaw Hydro | 7545 | 1 | WAT | HY | 37 |  | Electric Utility | N | Non Combustion (NUC, WAT, WND, GEO, or SUN)
EXCLUDE | CA | Patterson Pass | 56213 | WND1 | WND | WT | 8.1 |  | IPP Non-CHP | N | Non Combustion (NUC, WAT, WND, GEO, or SUN)
EXCLUDE | CA | Patterson Pass | 56213 | WND2 | WND | WT | 13.8 |  | IPP Non-CHP | N | Non Combustion (NUC, WAT, WND, GEO, or SUN)
EXCLUDE | IL | Moline | 899 | HY1 | WAT | HY | 0.9 |  | Electric Utility | N | Non Combustion (NUC, WAT, WND, GEO, or SUN)
EXCLUDE | IL | Moline | 899 | HY2 | WAT | HY | 0.9 |  | Electric Utility | N | Non Combustion (NUC, WAT, WND, GEO, or SUN)
EXCLUDE | IL | Moline | 899 | HY3 | WAT | HY | 0.9 |  | Electric Utility | N | Non Combustion (NUC, WAT, WND, GEO, or SUN)
EXCLUDE | IL | Moline | 899 | HY4 | WAT | HY | 0.9 |  | Electric Utility | N | Non Combustion (NUC, WAT, WND, GEO, or SUN)
EXCLUDE | GA | Oliver Dam | 720 | 1 | WAT | HY | 18 |  | Electric Utility | N | Non Combustion (NUC, WAT, WND, GEO, or SUN)
EXCLUDE | GA | Oliver Dam | 720 | 2 | WAT | HY | 18 |  | Electric Utility | N | Non Combustion (NUC, WAT, WND, GEO, or SUN)
EXCLUDE | GA | Oliver Dam | 720 | 3 | WAT | HY | 18 |  | Electric Utility | N | Non Combustion (NUC, WAT, WND, GEO, or SUN)
EXCLUDE | GA | Oliver Dam | 720 | 4 | WAT | HY | 6 |  | Electric Utility | N | Non Combustion (NUC, WAT, WND, GEO, or SUN)
EXCLUDE | NC | Franklin | 2745 | 1 | WAT | HY | 0.5 |  | Electric Utility | N | Non Combustion (NUC, WAT, WND, GEO, or SUN)
EXCLUDE | NC | Franklin | 2745 | 2 | WAT | HY | 0.5 |  | Electric Utility | N | Non Combustion (NUC, WAT, WND, GEO, or SUN)
EXCLUDE | NJ | BBB Corporate Headquarters | 58093 | HQNJ | SUN | PV | 1 |  | IPP Non-CHP | N | Non Combustion (NUC, WAT, WND, GEO, or SUN)
EXCLUDE | KS | Kansas River Project | 10279 | 1 | WAT | HY | 0.3 |  | IPP Non-CHP | N | Non Combustion (NUC, WAT, WND, GEO, or SUN)
EXCLUDE | KS | Kansas River Project | 10279 | 10 | WAT | HY | 1.3 |  | IPP Non-CHP | N | Non Combustion (NUC, WAT, WND, GEO, or SUN)
EXCLUDE | KS | Kansas River Project | 10279 | 11 | WAT | HY | 1 |  | IPP Non-CHP | N | Non Combustion (NUC, WAT, WND, GEO, or SUN)
EXCLUDE | KS | Kansas River Project | 10279 | 2 | WAT | HY | 0.3 |  | IPP Non-CHP | N | Non Combustion (NUC, WAT, WND, GEO, or SUN)
EXCLUDE | KS | Kansas River Project | 10279 | 3 | WAT | HY | 0.3 |  | IPP Non-CHP | N | Non Combustion (NUC, WAT, WND, GEO, or SUN)
EXCLUDE | KS | Kansas River Project | 10279 | 4 | WAT | HY | 0.3 |  | IPP Non-CHP | N | Non Combustion (NUC, WAT, WND, GEO, or SUN)
EXCLUDE | KS | Kansas River Project | 10279 | 5 | WAT | HY | 0.4 |  | IPP Non-CHP | N | Non Combustion (NUC, WAT, WND, GEO, or SUN)
EXCLUDE | KS | Kansas River Project | 10279 | 6 | WAT | HY | 0.4 |  | IPP Non-CHP | N | Non Combustion (NUC, WAT, WND, GEO, or SUN)
EXCLUDE | KS | Kansas River Project | 10279 | 7 | WAT | HY | 0.4 |  | IPP Non-CHP | N | Non Combustion (NUC, WAT, WND, GEO, or SUN)
EXCLUDE | KS | Kansas River Project | 10279 | 8 | WAT | HY | 1 |  | IPP Non-CHP | N | Non Combustion (NUC, WAT, WND, GEO, or SUN)
EXCLUDE | KS | Kansas River Project | 10279 | 9 | WAT | HY | 1.3 |  | IPP Non-CHP | N | Non Combustion (NUC, WAT, WND, GEO, or SUN)
EXCLUDE | NM | Ford Utilities Center | 50906 | 4 | NG | ST | 1.1 |  | Commercial CHP | N | Steam unit (PRMVR=ST) under 25MW/250 MMBtu/hr
EXCLUDE | CA | Kanaka | 54653 | KAN1 | WAT | HY | 1.1 |  | IPP Non-CHP | N | Non Combustion (NUC, WAT, WND, GEO, or SUN)
EXCLUDE | CA | Azusa | 6449 | 1 | WAT | HY | 3 |  | Electric Utility | N | Non Combustion (NUC, WAT, WND, GEO, or SUN)
EXCLUDE | AL | Yates Dam | 21 | 1 | WAT | HY | 25.5 |  | Electric Utility | N | Non Combustion (NUC, WAT, WND, GEO, or SUN)
EXCLUDE | AL | Yates Dam | 21 | 2 | WAT | HY | 25 |  | Electric Utility | N | Non Combustion (NUC, WAT, WND, GEO, or SUN)
EXCLUDE | CA | Mesa Wind Power Corp | 50535 | WGNS | WND | WT | 29.9 |  | IPP Non-CHP | N | Non Combustion (NUC, WAT, WND, GEO, or SUN)
EXCLUDE | CA | Industry MetroLink PV 1 | 57860 | 1 | SUN | PV | 1.5 |  | Electric Utility | N | Non Combustion (NUC, WAT, WND, GEO, or SUN)
EXCLUDE | NC | Taylorsville Solar LLC | 57402 | TAY1 | SUN | PV | 1.2 |  | IPP Non-CHP | N | Non Combustion (NUC, WAT, WND, GEO, or SUN)
EXCLUDE | NY | Yaleville | 2624 | 1 | WAT | HY | 1 |  | IPP Non-CHP | N | Non Combustion (NUC, WAT, WND, GEO, or SUN)
EXCLUDE | NY | Yaleville | 2624 | 2 | WAT | HY | 1 |  | IPP Non-CHP | N | Non Combustion (NUC, WAT, WND, GEO, or SUN)
EXCLUDE | CA | Alta Wind Energy Center IV | 57293 | AW04 | WND | WT | 102 |  | IPP Non-CHP | N | Non Combustion (NUC, WAT, WND, GEO, or SUN)
EXCLUDE | NM | Wildcat Wind | 57887 | 1 | WND | WT | 27.3 |  | IPP Non-CHP | N | Non Combustion (NUC, WAT, WND, GEO, or SUN)
EXCLUDE | CA | Kaweah 3 | 338 | 1 | WAT | HY | 2.4 |  | Electric Utility | N | Non Combustion (NUC, WAT, WND, GEO, or SUN)
EXCLUDE | CA | Kaweah 3 | 338 | 2 | WAT | HY | 2.4 |  | Electric Utility | N | Non Combustion (NUC, WAT, WND, GEO, or SUN)
EXCLUDE | WI | Jim Falls | 4008 | 1 | WAT | HY | 29.6 |  | Electric Utility | N | Non Combustion (NUC, WAT, WND, GEO, or SUN)
EXCLUDE | WI | Jim Falls | 4008 | 2 | WAT | HY | 29.6 |  | Electric Utility | N | Non Combustion (NUC, WAT, WND, GEO, or SUN)
EXCLUDE | WI | Jim Falls | 4008 | 4 | WAT | HY | 0.6 |  | Electric Utility | N | Non Combustion (NUC, WAT, WND, GEO, or SUN)
EXCLUDE | NY | Black River Hydro Associates | 10687 | DE1 | WAT | HY | 1.6 |  | IPP Non-CHP | N | Non Combustion (NUC, WAT, WND, GEO, or SUN)
EXCLUDE | NY | Black River Hydro Associates | 10687 | PL1 | WAT | HY | 2.2 |  | IPP Non-CHP | N | Non Combustion (NUC, WAT, WND, GEO, or SUN)
EXCLUDE | NY | Black River Hydro Associates | 10687 | RI1 | WAT | HY | 1.9 |  | IPP Non-CHP | N | Non Combustion (NUC, WAT, WND, GEO, or SUN)
EXCLUDE | CA | Ponderosa Bailey Creek | 10709 | GEN1 | WAT | HY | 1.1 |  | IPP Non-CHP | N | Non Combustion (NUC, WAT, WND, GEO, or SUN)
EXCLUDE | CA | New Melones | 6158 | 1 | WAT | HY | 150 |  | Electric Utility | N | Non Combustion (NUC, WAT, WND, GEO, or SUN)
EXCLUDE | CA | New Melones | 6158 | 2 | WAT | HY | 150 |  | Electric Utility | N | Non Combustion (NUC, WAT, WND, GEO, or SUN)
EXCLUDE | NJ | Lebanon Solar | 57488 | LSNJ | SUN | PV | 2 |  | IPP Non-CHP | N | Non Combustion (NUC, WAT, WND, GEO, or SUN)
EXCLUDE | NJ | Matrix Stults Road Solar Facility | 57588 | STULT | SUN | PV | 2.6 |  | Electric Utility | N | Non Combustion (NUC, WAT, WND, GEO, or SUN)
EXCLUDE | IL | Lockport Powerhouse | 10903 | 1GEN | WAT | HY | 8 |  | IPP Non-CHP | N | Non Combustion (NUC, WAT, WND, GEO, or SUN)
EXCLUDE | IL | Lockport Powerhouse | 10903 | 2GEN | WAT | HY | 8 |  | IPP Non-CHP | N | Non Combustion (NUC, WAT, WND, GEO, or SUN)
EXCLUDE | CA | North Palm Springs 1A | 57743 | 1 | SUN | PV | 2.5 |  | IPP Non-CHP | N | Non Combustion (NUC, WAT, WND, GEO, or SUN)
EXCLUDE | AR | Bull Shoals | 198 | 1 | WAT | HY | 40 |  | Electric Utility | N | Non Combustion (NUC, WAT, WND, GEO, or SUN)
EXCLUDE | AR | Bull Shoals | 198 | 2 | WAT | HY | 40 |  | Electric Utility | N | Non Combustion (NUC, WAT, WND, GEO, or SUN)
EXCLUDE | AR | Bull Shoals | 198 | 3 | WAT | HY | 40 |  | Electric Utility | N | Non Combustion (NUC, WAT, WND, GEO, or SUN)
EXCLUDE | AR | Bull Shoals | 198 | 4 | WAT | HY | 40 |  | Electric Utility | N | Non Combustion (NUC, WAT, WND, GEO, or SUN)
EXCLUDE | AR | Bull Shoals | 198 | 5 | WAT | HY | 45 |  | Electric Utility | N | Non Combustion (NUC, WAT, WND, GEO, or SUN)
EXCLUDE | AR | Bull Shoals | 198 | 6 | WAT | HY | 45 |  | Electric Utility | N | Non Combustion (NUC, WAT, WND, GEO, or SUN)
EXCLUDE | AR | Bull Shoals | 198 | 7 | WAT | HY | 45 |  | Electric Utility | N | Non Combustion (NUC, WAT, WND, GEO, or SUN)
EXCLUDE | AR | Bull Shoals | 198 | 8 | WAT | HY | 45 |  | Electric Utility | N | Non Combustion (NUC, WAT, WND, GEO, or SUN)
EXCLUDE | CA | Alta Wind Energy Center V | 57294 | AW05 | WND | WT | 168 |  | IPP Non-CHP | N | Non Combustion (NUC, WAT, WND, GEO, or SUN)
EXCLUDE | OK | Pensacola | 2981 | 1 | WAT | HY | 21.6 |  | Electric Utility | N | Non Combustion (NUC, WAT, WND, GEO, or SUN)
EXCLUDE | OK | Pensacola | 2981 | 2 | WAT | HY | 21.6 |  | Electric Utility | N | Non Combustion (NUC, WAT, WND, GEO, or SUN)
EXCLUDE | OK | Pensacola | 2981 | 3 | WAT | HY | 21.6 |  | Electric Utility | N | Non Combustion (NUC, WAT, WND, GEO, or SUN)
EXCLUDE | OK | Pensacola | 2981 | 4 | WAT | HY | 21.6 |  | Electric Utility | N | Non Combustion (NUC, WAT, WND, GEO, or SUN)
EXCLUDE | OK | Pensacola | 2981 | 5 | WAT | HY | 21.6 |  | Electric Utility | N | Non Combustion (NUC, WAT, WND, GEO, or SUN)
EXCLUDE | OK | Pensacola | 2981 | 6 | WAT | HY | 21.6 |  | Electric Utility | N | Non Combustion (NUC, WAT, WND, GEO, or SUN)
EXCLUDE | OK | Pensacola | 2981 | A | WAT | HY | 0.5 |  | Electric Utility | N | Non Combustion (NUC, WAT, WND, GEO, or SUN)
EXCLUDE | AR | Carpenter | 166 | 1 | WAT | HY | 28 |  | Electric Utility | N | Non Combustion (NUC, WAT, WND, GEO, or SUN)
EXCLUDE | AR | Carpenter | 166 | 2 | WAT | HY | 28 |  | Electric Utility | N | Non Combustion (NUC, WAT, WND, GEO, or SUN)
EXCLUDE | NJ | Vineland Headquarters | 57742 | VHQ | SUN | PV | 1.1 |  | IPP Non-CHP | N | Non Combustion (NUC, WAT, WND, GEO, or SUN)
EXCLUDE | CA | Control Gorge | 393 | 1 | WAT | HY | 37.5 |  | Electric Utility | N | Non Combustion (NUC, WAT, WND, GEO, or SUN)
EXCLUDE | NJ | Linden Solar Farm | 57381 | LIND | SUN | PV | 2.7 |  | Electric Utility | N | Non Combustion (NUC, WAT, WND, GEO, or SUN)
EXCLUDE | NJ | Matrix Buildings A&B (Perth Amboy) Solar | 57384 | MATR | SUN | PV | 2.5 |  | Electric Utility | N | Non Combustion (NUC, WAT, WND, GEO, or SUN)
EXCLUDE | CA | Golden Springs Building C-1 | 57796 | 1 | SUN | PV | 1.2 |  | IPP Non-CHP | N | Non Combustion (NUC, WAT, WND, GEO, or SUN)
EXCLUDE | CA | Teichert Materials-Teichert Vernalis | 57594 | WTG1 | WND | WT | 1.5 |  | IPP Non-CHP | N | Non Combustion (NUC, WAT, WND, GEO, or SUN)
EXCLUDE | CA | Sky River LLC | 50536 | WGNS | WND | WT | 76.9 |  | IPP Non-CHP | N | Non Combustion (NUC, WAT, WND, GEO, or SUN)
EXCLUDE | MO | Osage | 2106 | 1 | WAT | HY | 27.5 |  | Electric Utility | N | Non Combustion (NUC, WAT, WND, GEO, or SUN)
EXCLUDE | MO | Osage | 2106 | 2 | WAT | HY | 27.5 |  | Electric Utility | N | Non Combustion (NUC, WAT, WND, GEO, or SUN)
EXCLUDE | MO | Osage | 2106 | 3 | WAT | HY | 27.5 |  | Electric Utility | N | Non Combustion (NUC, WAT, WND, GEO, or SUN)
EXCLUDE | MO | Osage | 2106 | 4 | WAT | HY | 27.5 |  | Electric Utility | N | Non Combustion (NUC, WAT, WND, GEO, or SUN)
EXCLUDE | MO | Osage | 2106 | 5 | WAT | HY | 27.5 |  | Electric Utility | N | Non Combustion (NUC, WAT, WND, GEO, or SUN)
EXCLUDE | MO | Osage | 2106 | 6 | WAT | HY | 27.5 |  | Electric Utility | N | Non Combustion (NUC, WAT, WND, GEO, or SUN)
EXCLUDE | MO | Osage | 2106 | 7 | WAT | HY | 21.5 |  | Electric Utility | N | Non Combustion (NUC, WAT, WND, GEO, or SUN)
EXCLUDE | MO | Osage | 2106 | 8 | WAT | HY | 21.5 |  | Electric Utility | N | Non Combustion (NUC, WAT, WND, GEO, or SUN)
EXCLUDE | NJ | Benjamin Moore & Co. Solar | 57733 | PV1 | SUN | PV | 1.4 |  | Commercial Non-CHP | N | Non Combustion (NUC, WAT, WND, GEO, or SUN)
EXCLUDE | CA | Camanche | 537 | 1 | WAT | HY | 3.6 |  | Electric Utility | N | Non Combustion (NUC, WAT, WND, GEO, or SUN)
EXCLUDE | CA | Camanche | 537 | 2 | WAT | HY | 3.6 |  | Electric Utility | N | Non Combustion (NUC, WAT, WND, GEO, or SUN)
EXCLUDE | CA | Camanche | 537 | 3 | WAT | HY | 3.6 |  | Electric Utility | N | Non Combustion (NUC, WAT, WND, GEO, or SUN)
EXCLUDE | SC | Wylie | 3271 | 1 | WAT | HY | 15 |  | Electric Utility | N | Non Combustion (NUC, WAT, WND, GEO, or SUN)
EXCLUDE | SC | Wylie | 3271 | 2 | WAT | HY | 15 |  | Electric Utility | N | Non Combustion (NUC, WAT, WND, GEO, or SUN)
EXCLUDE | SC | Wylie | 3271 | 3 | WAT | HY | 15 |  | Electric Utility | N | Non Combustion (NUC, WAT, WND, GEO, or SUN)
EXCLUDE | SC | Wylie | 3271 | 4 | WAT | HY | 15 |  | Electric Utility | N | Non Combustion (NUC, WAT, WND, GEO, or SUN)
EXCLUDE | ID | Soda | 831 | 1 | WAT | HY | 7 |  | Electric Utility | N | Non Combustion (NUC, WAT, WND, GEO, or SUN)
EXCLUDE | ID | Soda | 831 | 2 | WAT | HY | 7 |  | Electric Utility | N | Non Combustion (NUC, WAT, WND, GEO, or SUN)
EXCLUDE | NC | CS Murphy Point, LLC | 57687 | 1 | SUN | PV | 1 |  | IPP Non-CHP | N | Non Combustion (NUC, WAT, WND, GEO, or SUN)
EXCLUDE | CO | Towaoc | 7373 | 1 | WAT | HY | 11.4 |  | Electric Utility | N | Non Combustion (NUC, WAT, WND, GEO, or SUN)
EXCLUDE | WI | Argyle | 7810 | 3 | WAT | HY | 0.1 |  | Electric Utility | N | Non Combustion (NUC, WAT, WND, GEO, or SUN)
EXCLUDE | LA | ADA Carbon Solutions Red River | 57938 | GEN1 | WH | ST | 20.8 |  | Industrial CHP | Y | Non Fossil fuel type
EXCLUDE | CA | Dutch Wind Energy | 57301 | DEC | WND | WT | 8 |  | IPP Non-CHP | N | Non Combustion (NUC, WAT, WND, GEO, or SUN)
EXCLUDE | CA | San Joaquin 2 | 276 | 1 | WAT | HY | 2.8 |  | Electric Utility | N | Non Combustion (NUC, WAT, WND, GEO, or SUN)
EXCLUDE | CA | San Fernando | 403 | 1 | WAT | HY | 2.8 |  | Electric Utility | N | Non Combustion (NUC, WAT, WND, GEO, or SUN)
EXCLUDE | CA | San Fernando | 403 | 2 | WAT | HY | 2.8 |  | Electric Utility | N | Non Combustion (NUC, WAT, WND, GEO, or SUN)
EXCLUDE | NJ | Bed Bath & Beyond DC Port Reading NJ | 58096 | PTNJ | SUN | PV | 1.8 |  | IPP Non-CHP | N | Non Combustion (NUC, WAT, WND, GEO, or SUN)
EXCLUDE | SC | Cherokee Falls | 10173 | T-1 | WAT | HY | 4.3 |  | Electric Utility | N | Non Combustion (NUC, WAT, WND, GEO, or SUN)
EXCLUDE | PA | Masser Farms Realty Solar | 57494 | MFRS | SUN | PV | 1 |  | IPP Non-CHP | N | Non Combustion (NUC, WAT, WND, GEO, or SUN)
EXCLUDE | NH | Granite Reliable Power | 58004 | 1 | WND | WT | 99 |  | IPP Non-CHP | N | Non Combustion (NUC, WAT, WND, GEO, or SUN)
EXCLUDE | FL | Jacksonville Solar | 57202 | 1 | SUN | PV | 15 |  | IPP Non-CHP | N | Non Combustion (NUC, WAT, WND, GEO, or SUN)
EXCLUDE | AL | Lewis Smith Dam | 18 | 1 | WAT | HY | 78.7 |  | Electric Utility | N | Non Combustion (NUC, WAT, WND, GEO, or SUN)
EXCLUDE | AL | Lewis Smith Dam | 18 | 2 | WAT | HY | 78.7 |  | Electric Utility | N | Non Combustion (NUC, WAT, WND, GEO, or SUN)
EXCLUDE | NC | Martins Creek Solar NC, LLC | 57461 | 1 | SUN | PV | 1 |  | IPP Non-CHP | N | Non Combustion (NUC, WAT, WND, GEO, or SUN)
EXCLUDE | PA | GSK York RDC Solar Facility | 57390 | 1 | SUN | PV | 2.6 |  | IPP Non-CHP | N | Non Combustion (NUC, WAT, WND, GEO, or SUN)
EXCLUDE | MA | Dartmouth Solar | 57473 | DSMA | SUN | PV | 1.6 |  | IPP Non-CHP | N | Non Combustion (NUC, WAT, WND, GEO, or SUN)
EXCLUDE | OH | Yankee Street | 2854 | YS1 | SUN | PV | 1.1 |  | Electric Utility | N | Non Combustion (NUC, WAT, WND, GEO, or SUN)
EXCLUDE | NY | Rio | 2631 | RIO | WAT | HY | 10 |  | IPP Non-CHP | N | Non Combustion (NUC, WAT, WND, GEO, or SUN)
EXCLUDE | PA | Romark PA Solar | 57465 | 1 | SUN | PV | 1.8 |  | IPP Non-CHP | N | Non Combustion (NUC, WAT, WND, GEO, or SUN)
EXCLUDE | NC | Murphy Farm Power, LLC | 57677 | 1 | SUN | PV | 1 |  | IPP Non-CHP | N | Non Combustion (NUC, WAT, WND, GEO, or SUN)
EXCLUDE | CA | Grizzly | 7338 | NA1 | WAT | HY | 22 |  | Electric Utility | N | Non Combustion (NUC, WAT, WND, GEO, or SUN)
EXCLUDE | AL | Thurlow Dam | 19 | 1 | WAT | HY | 40.5 |  | Electric Utility | N | Non Combustion (NUC, WAT, WND, GEO, or SUN)
EXCLUDE | AL | Thurlow Dam | 19 | 2 | WAT | HY | 40.5 |  | Electric Utility | N | Non Combustion (NUC, WAT, WND, GEO, or SUN)
EXCLUDE | AL | Thurlow Dam | 19 | 3 | WAT | HY | 10 |  | Electric Utility | N | Non Combustion (NUC, WAT, WND, GEO, or SUN)
EXCLUDE | NJ | Summit Associates | 57726 | SUMA | SUN | PV | 1.9 |  | Electric Utility | N | Non Combustion (NUC, WAT, WND, GEO, or SUN)
EXCLUDE | GA | Tallulah Falls | 723 | 1 | WAT | HY | 12 |  | Electric Utility | N | Non Combustion (NUC, WAT, WND, GEO, or SUN)
EXCLUDE | GA | Tallulah Falls | 723 | 2 | WAT | HY | 12 |  | Electric Utility | N | Non Combustion (NUC, WAT, WND, GEO, or SUN)
EXCLUDE | GA | Tallulah Falls | 723 | 3 | WAT | HY | 12 |  | Electric Utility | N | Non Combustion (NUC, WAT, WND, GEO, or SUN)
EXCLUDE | GA | Tallulah Falls | 723 | 4 | WAT | HY | 12 |  | Electric Utility | N | Non Combustion (NUC, WAT, WND, GEO, or SUN)
EXCLUDE | GA | Tallulah Falls | 723 | 5 | WAT | HY | 12 |  | Electric Utility | N | Non Combustion (NUC, WAT, WND, GEO, or SUN)
EXCLUDE | GA | Tallulah Falls | 723 | 6 | WAT | HY | 12 |  | Electric Utility | N | Non Combustion (NUC, WAT, WND, GEO, or SUN)
EXCLUDE | CA | Butte College Main Campus Solar | 57970 | SOL1 | SUN | PV | 3.5 |  | Commercial Non-CHP | N | Non Combustion (NUC, WAT, WND, GEO, or SUN)
EXCLUDE | CA | Portal | 354 | 1 | WAT | HY | 10.8 |  | Electric Utility | N | Non Combustion (NUC, WAT, WND, GEO, or SUN)
EXCLUDE | NJ | WEA Texas Bayonne | 57383 | BAYO | SUN | PV | 1.5 |  | Electric Utility | N | Non Combustion (NUC, WAT, WND, GEO, or SUN)
EXCLUDE | GA | Yonah | 729 | 1 | WAT | HY | 7.5 |  | Electric Utility | N | Non Combustion (NUC, WAT, WND, GEO, or SUN)
EXCLUDE | GA | Yonah | 729 | 2 | WAT | HY | 7.5 |  | Electric Utility | N | Non Combustion (NUC, WAT, WND, GEO, or SUN)
EXCLUDE | GA | Yonah | 729 | 3 | WAT | HY | 7.5 |  | Electric Utility | N | Non Combustion (NUC, WAT, WND, GEO, or SUN)
EXCLUDE | CO | Green Mountain | 516 | 1 | WAT | HY | 13 |  | Electric Utility | N | Non Combustion (NUC, WAT, WND, GEO, or SUN)
EXCLUDE | CO | Green Mountain | 516 | 2 | WAT | HY | 13 |  | Electric Utility | N | Non Combustion (NUC, WAT, WND, GEO, or SUN)
EXCLUDE | CA | Plant No 2 | 52099 | GEN6 | OBG | ST | 1 |  | Commercial CHP | Y | Non Fossil fuel type
EXCLUDE | CA | Mojave 18 | 50823 | GEN1 | WND | WT | 30 |  | IPP Non-CHP | N | Non Combustion (NUC, WAT, WND, GEO, or SUN)
EXCLUDE | CA | Rush Creek | 357 | 1 | WAT | HY | 5.8 |  | Electric Utility | N | Non Combustion (NUC, WAT, WND, GEO, or SUN)
EXCLUDE | CA | Rush Creek | 357 | 2 | WAT | HY | 7.2 |  | Electric Utility | N | Non Combustion (NUC, WAT, WND, GEO, or SUN)
EXCLUDE | OK | Rocky Ridge Wind Project | 58078 | GE1. | WND | WT | 148.8 |  | IPP Non-CHP | N | Non Combustion (NUC, WAT, WND, GEO, or SUN)
EXCLUDE | AZ | Mesquite Solar 1 | 57707 | 1 | SUN | PV | 16 |  | IPP Non-CHP | N | Non Combustion (NUC, WAT, WND, GEO, or SUN)
EXCLUDE | AZ | Mesquite Solar 1 | 57707 | 10 | SUN | PV | 12 |  | IPP Non-CHP | N | Non Combustion (NUC, WAT, WND, GEO, or SUN)
EXCLUDE | AZ | Mesquite Solar 1 | 57707 | 11 | SUN | PV | 16 |  | IPP Non-CHP | N | Non Combustion (NUC, WAT, WND, GEO, or SUN)
EXCLUDE | AZ | Mesquite Solar 1 | 57707 | 12 | SUN | PV | 16 |  | IPP Non-CHP | N | Non Combustion (NUC, WAT, WND, GEO, or SUN)
EXCLUDE | AZ | Mesquite Solar 1 | 57707 | 2 | SUN | PV | 16 |  | IPP Non-CHP | N | Non Combustion (NUC, WAT, WND, GEO, or SUN)
EXCLUDE | AZ | Mesquite Solar 1 | 57707 | 3 | SUN | PV | 10 |  | IPP Non-CHP | N | Non Combustion (NUC, WAT, WND, GEO, or SUN)
EXCLUDE | AZ | Mesquite Solar 1 | 57707 | 4 | SUN | PV | 16 |  | IPP Non-CHP | N | Non Combustion (NUC, WAT, WND, GEO, or SUN)
EXCLUDE | AZ | Mesquite Solar 1 | 57707 | 5 | SUN | PV | 16 |  | IPP Non-CHP | N | Non Combustion (NUC, WAT, WND, GEO, or SUN)
EXCLUDE | AZ | Mesquite Solar 1 | 57707 | 6 | SUN | PV | 8 |  | IPP Non-CHP | N | Non Combustion (NUC, WAT, WND, GEO, or SUN)
EXCLUDE | AZ | Mesquite Solar 1 | 57707 | 7 | SUN | PV | 16 |  | IPP Non-CHP | N | Non Combustion (NUC, WAT, WND, GEO, or SUN)
EXCLUDE | AZ | Mesquite Solar 1 | 57707 | 8 | SUN | PV | 12 |  | IPP Non-CHP | N | Non Combustion (NUC, WAT, WND, GEO, or SUN)
EXCLUDE | AZ | Mesquite Solar 1 | 57707 | 9 | SUN | PV | 16 |  | IPP Non-CHP | N | Non Combustion (NUC, WAT, WND, GEO, or SUN)
EXCLUDE | NJ | Harmon DC Totowa NJ | 58095 | TONJ | SUN | PV | 1.5 |  | IPP Non-CHP | N | Non Combustion (NUC, WAT, WND, GEO, or SUN)
EXCLUDE | MA | Deer Island Treatment Plant | 10823 | WT101 | WND | WT | 0.6 |  | Commercial CHP | N | Non Combustion (NUC, WAT, WND, GEO, or SUN)
EXCLUDE | MA | Deer Island Treatment Plant | 10823 | WT102 | WND | WT | 0.6 |  | Commercial CHP | N | Non Combustion (NUC, WAT, WND, GEO, or SUN)
EXCLUDE | PA | Pocono Solar Project | 57367 | POCON | SUN | PV | 3 |  | IPP Non-CHP | N | Non Combustion (NUC, WAT, WND, GEO, or SUN)
EXCLUDE | MD | IKEA College Park 411 | 58015 | PV | SUN | PV | 1 |  | Commercial Non-CHP | N | Non Combustion (NUC, WAT, WND, GEO, or SUN)
EXCLUDE | NJ | 145 Talmadge Solar | 57458 | 1 | SUN | PV | 3.8 |  | IPP Non-CHP | N | Non Combustion (NUC, WAT, WND, GEO, or SUN)
EXCLUDE | HI | Kaheawa Wind Power II LLC | 57082 | 1 | WND | WT | 21 |  | IPP Non-CHP | N | Non Combustion (NUC, WAT, WND, GEO, or SUN)
EXCLUDE | MA | Mt Wachusett Community College | 58025 | WTG1 | WND | WT | 1.7 |  | Commercial Non-CHP | N | Non Combustion (NUC, WAT, WND, GEO, or SUN)
EXCLUDE | MA | Mt Wachusett Community College | 58025 | WTG2 | WND | WT | 1.7 |  | Commercial Non-CHP | N | Non Combustion (NUC, WAT, WND, GEO, or SUN)
EXCLUDE | PA | Morgantown Solar Park | 57362 | 1 | SUN | PV | 2 |  | IPP Non-CHP | N | Non Combustion (NUC, WAT, WND, GEO, or SUN)
EXCLUDE | CO | Morrow Point | 514 | 1 | WAT | HY | 86.6 |  | Electric Utility | N | Non Combustion (NUC, WAT, WND, GEO, or SUN)
EXCLUDE | CO | Morrow Point | 514 | 2 | WAT | HY | 86.6 |  | Electric Utility | N | Non Combustion (NUC, WAT, WND, GEO, or SUN)
EXCLUDE | NJ | Riverside Renewable Energy LLC | 58036 | 1 | SUN | PV | 7.5 |  | IPP Non-CHP | N | Non Combustion (NUC, WAT, WND, GEO, or SUN)
EXCLUDE | UT | Causey | 7548 | 1 | WAT | HY | 1.5 |  | Electric Utility | N | Non Combustion (NUC, WAT, WND, GEO, or SUN)
EXCLUDE | UT | Causey | 7548 | 2 | WAT | HY | 0.6 |  | Electric Utility | N | Non Combustion (NUC, WAT, WND, GEO, or SUN)
EXCLUDE | NC | DE Solar 10240 Old Dowd Rd | 57334 | PV01 | SUN | PV | 1.9 |  | Electric Utility | N | Non Combustion (NUC, WAT, WND, GEO, or SUN)
EXCLUDE | NJ | Shore Point Solar | 57951 | 1 | SUN | PV | 1 |  | IPP Non-CHP | N | Non Combustion (NUC, WAT, WND, GEO, or SUN)
EXCLUDE | SC | Buzzard Roost | 3254 | HC1 | WAT | HY | 5 |  | Electric Utility | N | Non Combustion (NUC, WAT, WND, GEO, or SUN)
EXCLUDE | SC | Buzzard Roost | 3254 | HC2 | WAT | HY | 5 |  | Electric Utility | N | Non Combustion (NUC, WAT, WND, GEO, or SUN)
EXCLUDE | SC | Buzzard Roost | 3254 | HC3 | WAT | HY | 5 |  | Electric Utility | N | Non Combustion (NUC, WAT, WND, GEO, or SUN)
EXCLUDE | NJ | Manalapan Village Solar | 57661 | MANVL | SUN | PV | 3.5 |  | IPP Non-CHP | N | Non Combustion (NUC, WAT, WND, GEO, or SUN)
EXCLUDE | KY | Dix Dam | 1354 | 1 | WAT | HY | 9.4 |  | Electric Utility | N | Non Combustion (NUC, WAT, WND, GEO, or SUN)
EXCLUDE | KY | Dix Dam | 1354 | 2 | WAT | HY | 9.4 |  | Electric Utility | N | Non Combustion (NUC, WAT, WND, GEO, or SUN)
EXCLUDE | KY | Dix Dam | 1354 | 3 | WAT | HY | 9.4 |  | Electric Utility | N | Non Combustion (NUC, WAT, WND, GEO, or SUN)
EXCLUDE | CA | Dinosaur Point | 10005 | WTGS | WND | WT | 17.4 |  | IPP Non-CHP | N | Non Combustion (NUC, WAT, WND, GEO, or SUN)
EXCLUDE | CA | Tule River | 289 | 1 | WAT | HY | 4.2 |  | Electric Utility | N | Non Combustion (NUC, WAT, WND, GEO, or SUN)
EXCLUDE | CA | Tule River | 289 | 2 | WAT | HY | 4.2 |  | Electric Utility | N | Non Combustion (NUC, WAT, WND, GEO, or SUN)
EXCLUDE | UT | Echo Dam | 4263 | 3 | WAT | HY | 1 |  | Electric Utility | N | Non Combustion (NUC, WAT, WND, GEO, or SUN)
EXCLUDE | UT | Echo Dam | 4263 | NA1 | WAT | HY | 1.7 |  | Electric Utility | N | Non Combustion (NUC, WAT, WND, GEO, or SUN)
EXCLUDE | UT | Echo Dam | 4263 | NA2 | WAT | HY | 1.7 |  | Electric Utility | N | Non Combustion (NUC, WAT, WND, GEO, or SUN)
EXCLUDE | GA | Richard B Russell | 6132 | 1 | WAT | HY | 75 |  | Electric Utility | N | Non Combustion (NUC, WAT, WND, GEO, or SUN)
EXCLUDE | GA | Richard B Russell | 6132 | 2 | WAT | HY | 75 |  | Electric Utility | N | Non Combustion (NUC, WAT, WND, GEO, or SUN)
EXCLUDE | GA | Richard B Russell | 6132 | 3 | WAT | HY | 75 |  | Electric Utility | N | Non Combustion (NUC, WAT, WND, GEO, or SUN)
EXCLUDE | GA | Richard B Russell | 6132 | 4 | WAT | HY | 75 |  | Electric Utility | N | Non Combustion (NUC, WAT, WND, GEO, or SUN)
EXCLUDE | PA | MF Mesa Lane LLC | 56993 | MESA | SUN | PV | 3 |  | IPP Non-CHP | N | Non Combustion (NUC, WAT, WND, GEO, or SUN)
EXCLUDE | MA | Princeton Wind Farm | 7501 | 2 | WND | WT | 3 |  | Electric Utility | N | Non Combustion (NUC, WAT, WND, GEO, or SUN)
EXCLUDE | CA | Site 980 65 | 50322 | GEN1 | WAT | HY | 2.1 |  | IPP Non-CHP | N | Non Combustion (NUC, WAT, WND, GEO, or SUN)
EXCLUDE | MI | Bay Windpower I | 55944 | BAY | WND | WT | 1.8 |  | IPP Non-CHP | N | Non Combustion (NUC, WAT, WND, GEO, or SUN)
EXCLUDE | GA | Laredo Bus Facility Solar Canopies | 58064 | LBFS | SUN | PV | 1 |  | Commercial Non-CHP | N | Non Combustion (NUC, WAT, WND, GEO, or SUN)
EXCLUDE | OH | Wyandot Solar Farm | 57203 | 1 | SUN | PV | 12 |  | IPP Non-CHP | N | Non Combustion (NUC, WAT, WND, GEO, or SUN)
EXCLUDE | CA | San Joaquin 3 | 277 | 3 | WAT | HY | 4 |  | Electric Utility | N | Non Combustion (NUC, WAT, WND, GEO, or SUN)
EXCLUDE | NC | Mayberry Solar LLC | 57321 | 1PV | SUN | PV | 1.2 |  | IPP Non-CHP | N | Non Combustion (NUC, WAT, WND, GEO, or SUN)
EXCLUDE | CA | Bottle Rock Power | 902 | 1 | GEO | ST | 55 |  | IPP Non-CHP | N | Non Combustion (NUC, WAT, WND, GEO, or SUN)
EXCLUDE | CA | Burney Creek | 10706 | GEN1 | WAT | HY | 3 |  | IPP Non-CHP | N | Non Combustion (NUC, WAT, WND, GEO, or SUN)
EXCLUDE | CA | Wintec Energy Ltd | 50276 | EXIS | WND | WT | 7.5 |  | IPP Non-CHP | N | Non Combustion (NUC, WAT, WND, GEO, or SUN)
EXCLUDE | DE | Kent County Wastewater Treatment Solar | 57330 | 1 | SUN | PV | 1.2 |  | IPP Non-CHP | N | Non Combustion (NUC, WAT, WND, GEO, or SUN)
EXCLUDE | LA | PPG Riverside | 50488 | GEN1 | PUR | ST | 35 |  | Industrial Non-CHP | N | Non Fossil fuel type
EXCLUDE | LA | PPG Riverside | 50488 | GEN2 | PUR | ST | 45 |  | Industrial Non-CHP | N | Non Fossil fuel type
EXCLUDE | LA | PPG Riverside | 50488 | GEN3 | PUR | ST | 82 |  | Industrial Non-CHP | N | Non Fossil fuel type
EXCLUDE | GA | West Point | 6133 | 1 | WAT | HY | 3.3 |  | Electric Utility | N | Non Combustion (NUC, WAT, WND, GEO, or SUN)
EXCLUDE | GA | West Point | 6133 | 2 | WAT | HY | 35 |  | Electric Utility | N | Non Combustion (NUC, WAT, WND, GEO, or SUN)
EXCLUDE | GA | West Point | 6133 | 3 | WAT | HY | 35 |  | Electric Utility | N | Non Combustion (NUC, WAT, WND, GEO, or SUN)
EXCLUDE | IL | Bishop Hill Energy LLC | 57463 | 1 | WND | WT | 200 |  | IPP Non-CHP | N | Non Combustion (NUC, WAT, WND, GEO, or SUN)
EXCLUDE | CA | Difwind Farms Ltd II | 54682 | EXIS | WND | WT | 5.5 |  | IPP Non-CHP | N | Non Combustion (NUC, WAT, WND, GEO, or SUN)
EXCLUDE | TX | DeWind Frisco | 57517 | FRISC | WND | WT | 20 |  | IPP Non-CHP | N | Non Combustion (NUC, WAT, WND, GEO, or SUN)
EXCLUDE | TX | Delaware Mountain Windfarm | 55399 | 01 | WND | WT | 23.3 |  | IPP Non-CHP | N | Non Combustion (NUC, WAT, WND, GEO, or SUN)
EXCLUDE | CA | Helzel & Schwarzhoff 88 Wind Farm | 52165 | WGNS | WND | WT | 1.8 |  | IPP Non-CHP | N | Non Combustion (NUC, WAT, WND, GEO, or SUN)
EXCLUDE | MA | Indian Orchard PV Facility | 57674 | 1 | SUN | PV | 2.3 |  | Electric Utility | N | Non Combustion (NUC, WAT, WND, GEO, or SUN)
EXCLUDE | NC | High Shoals Hydro | 10550 | GEN1 | WAT | HY | 1.8 |  | IPP Non-CHP | N | Non Combustion (NUC, WAT, WND, GEO, or SUN)
EXCLUDE | IN | Norway | 998 | 1 | WAT | HY | 2 |  | Electric Utility | N | Non Combustion (NUC, WAT, WND, GEO, or SUN)
EXCLUDE | IN | Norway | 998 | 2 | WAT | HY | 2 |  | Electric Utility | N | Non Combustion (NUC, WAT, WND, GEO, or SUN)
EXCLUDE | IN | Norway | 998 | 3 | WAT | HY | 2 |  | Electric Utility | N | Non Combustion (NUC, WAT, WND, GEO, or SUN)
EXCLUDE | IN | Norway | 998 | 4 | WAT | HY | 1.3 |  | Electric Utility | N | Non Combustion (NUC, WAT, WND, GEO, or SUN)
EXCLUDE | MA | Cosgrove Intake and Power Station | 10825 | UNI1 | WAT | HY | 1.6 |  | IPP Non-CHP | N | Non Combustion (NUC, WAT, WND, GEO, or SUN)
EXCLUDE | MA | Cosgrove Intake and Power Station | 10825 | UNI2 | WAT | HY | 1.6 |  | IPP Non-CHP | N | Non Combustion (NUC, WAT, WND, GEO, or SUN)
EXCLUDE | OR | Yamhill Solar LLC | 57652 | 1 | SUN | PV | 1 |  | IPP Non-CHP | N | Non Combustion (NUC, WAT, WND, GEO, or SUN)
EXCLUDE | WA | Consumer Products (Camas) LLC | 57759 | STG1 | PUR | ST | 61.5 |  | Industrial Non-CHP | N | Non Fossil fuel type
EXCLUDE | NJ | BlackRock-Matrix | 57727 | BLAR | SUN | PV | 2.5 |  | Electric Utility | N | Non Combustion (NUC, WAT, WND, GEO, or SUN)
EXCLUDE | OK | Webbers Falls | 2987 | 1 | WAT | HY | 20 |  | Electric Utility | N | Non Combustion (NUC, WAT, WND, GEO, or SUN)
EXCLUDE | OK | Webbers Falls | 2987 | 2 | WAT | HY | 20 |  | Electric Utility | N | Non Combustion (NUC, WAT, WND, GEO, or SUN)
EXCLUDE | OK | Webbers Falls | 2987 | 3 | WAT | HY | 20 |  | Electric Utility | N | Non Combustion (NUC, WAT, WND, GEO, or SUN)
EXCLUDE | GA | Walter F George | 761 | 1 | WAT | HY | 32.5 |  | Electric Utility | N | Non Combustion (NUC, WAT, WND, GEO, or SUN)
EXCLUDE | GA | Walter F George | 761 | 2 | WAT | HY | 32.5 |  | Electric Utility | N | Non Combustion (NUC, WAT, WND, GEO, or SUN)
EXCLUDE | GA | Walter F George | 761 | 3 | WAT | HY | 32.5 |  | Electric Utility | N | Non Combustion (NUC, WAT, WND, GEO, or SUN)
EXCLUDE | GA | Walter F George | 761 | 4 | WAT | HY | 32.5 |  | Electric Utility | N | Non Combustion (NUC, WAT, WND, GEO, or SUN)
EXCLUDE | CA | Solar Photovoltaic Project #42 | 57441 | S42A | SUN | PV | 0.5 |  | Electric Utility | N | Non Combustion (NUC, WAT, WND, GEO, or SUN)
EXCLUDE | CA | Solar Photovoltaic Project #42 | 57441 | S42B | SUN | PV | 0.5 |  | Electric Utility | N | Non Combustion (NUC, WAT, WND, GEO, or SUN)
EXCLUDE | CA | Solar Photovoltaic Project #42 | 57441 | S42C | SUN | PV | 0.5 |  | Electric Utility | N | Non Combustion (NUC, WAT, WND, GEO, or SUN)
EXCLUDE | CA | Solar Photovoltaic Project #42 | 57441 | S42D | SUN | PV | 0.5 |  | Electric Utility | N | Non Combustion (NUC, WAT, WND, GEO, or SUN)
EXCLUDE | CA | Solar Photovoltaic Project #42 | 57441 | S42E | SUN | PV | 0.5 |  | Electric Utility | N | Non Combustion (NUC, WAT, WND, GEO, or SUN)
EXCLUDE | CA | Solar Photovoltaic Project #42 | 57441 | S42F | SUN | PV | 0.5 |  | Electric Utility | N | Non Combustion (NUC, WAT, WND, GEO, or SUN)
EXCLUDE | CA | Solar Photovoltaic Project #42 | 57441 | S42G | SUN | PV | 0.5 |  | Electric Utility | N | Non Combustion (NUC, WAT, WND, GEO, or SUN)
EXCLUDE | CA | Solar Photovoltaic Project #42 | 57441 | S42H | SUN | PV | 0.5 |  | Electric Utility | N | Non Combustion (NUC, WAT, WND, GEO, or SUN)
EXCLUDE | CA | Solar Photovoltaic Project #42 | 57441 | S42I | SUN | PV | 0.5 |  | Electric Utility | N | Non Combustion (NUC, WAT, WND, GEO, or SUN)
EXCLUDE | CA | Solar Photovoltaic Project #42 | 57441 | S42J | SUN | PV | 0.5 |  | Electric Utility | N | Non Combustion (NUC, WAT, WND, GEO, or SUN)
EXCLUDE | VT | Salisbury | 3724 | 1 | WAT | HY | 1.3 |  | Electric Utility | N | Non Combustion (NUC, WAT, WND, GEO, or SUN)
EXCLUDE | MN | Rapidan Hydro Facility | 52054 | GEN1 | WAT | HY | 3.4 |  | IPP Non-CHP | N | Non Combustion (NUC, WAT, WND, GEO, or SUN)
EXCLUDE | MN | Rapidan Hydro Facility | 52054 | GEN2 | WAT | HY | 3.4 |  | IPP Non-CHP | N | Non Combustion (NUC, WAT, WND, GEO, or SUN)
EXCLUDE | VT | Marshfield 6 | 3739 | 1 | WAT | HY | 5 |  | Electric Utility | N | Non Combustion (NUC, WAT, WND, GEO, or SUN)
EXCLUDE | NJ | ETS Ewing Solar Facility | 57574 | ETS1 | SUN | PV | 1.3 |  | IPP Non-CHP | N | Non Combustion (NUC, WAT, WND, GEO, or SUN)
EXCLUDE | CA | Pacific Cruise Ship Terminals Berth 93 | 57309 | 1 | SUN | PV | 1.1 |  | Commercial Non-CHP | N | Non Combustion (NUC, WAT, WND, GEO, or SUN)
EXCLUDE | MA | Haverhill Solar Power Project | 57269 | 1 | SUN | PV | 1 |  | Electric Utility | N | Non Combustion (NUC, WAT, WND, GEO, or SUN)
EXCLUDE | CA | Loon Lake | 432 | H1 | WAT | HY | 74.1 |  | Electric Utility | N | Non Combustion (NUC, WAT, WND, GEO, or SUN)
EXCLUDE | CA | Imperial Valley Solar Company 1 LLC | 58062 | 0001 | SUN | PV | 23 |  | IPP Non-CHP | N | Non Combustion (NUC, WAT, WND, GEO, or SUN)
EXCLUDE | NJ | Dow Jones South Brunswick Solar | 57397 | PV01 | SUN | PV | 2.5 |  | IPP Non-CHP | N | Non Combustion (NUC, WAT, WND, GEO, or SUN)
EXCLUDE | NJ | Dow Jones South Brunswick Solar | 57397 | PV02 | SUN | PV | 1.6 |  | IPP Non-CHP | N | Non Combustion (NUC, WAT, WND, GEO, or SUN)
EXCLUDE | CT | Colebrook Hydroelectric | 54301 | BK1 | WAT | HY | 1.5 |  | IPP Non-CHP | N | Non Combustion (NUC, WAT, WND, GEO, or SUN)
EXCLUDE | CT | Colebrook Hydroelectric | 54301 | BK2 | WAT | HY | 1.5 |  | IPP Non-CHP | N | Non Combustion (NUC, WAT, WND, GEO, or SUN)
EXCLUDE | NJ | PSEG Hackettstown | 57204 | 1 | SUN | PV | 2.2 |  | IPP Non-CHP | N | Non Combustion (NUC, WAT, WND, GEO, or SUN)
EXCLUDE | UT | Salt Palace Solar Gen Plant | 58006 | 1 | SUN | PV | 0.8 |  | IPP Non-CHP | N | Non Combustion (NUC, WAT, WND, GEO, or SUN)
EXCLUDE | UT | Salt Palace Solar Gen Plant | 58006 | 2 | SUN | PV | 0.5 |  | IPP Non-CHP | N | Non Combustion (NUC, WAT, WND, GEO, or SUN)
EXCLUDE | AZ | Waddell | 7164 | PG3 | WAT | PS | 10 |  | Electric Utility | N | Non Combustion (NUC, WAT, WND, GEO, or SUN)
EXCLUDE | AZ | Waddell | 7164 | PG6 | WAT | PS | 10 |  | Electric Utility | N | Non Combustion (NUC, WAT, WND, GEO, or SUN)
EXCLUDE | AZ | Waddell | 7164 | PG7 | WAT | PS | 10 |  | Electric Utility | N | Non Combustion (NUC, WAT, WND, GEO, or SUN)
EXCLUDE | AZ | Waddell | 7164 | PS1 | WAT | PS | 10 |  | Electric Utility | N | Non Combustion (NUC, WAT, WND, GEO, or SUN)
EXCLUDE | IL | Grand Ridge Wind Energy Center | 56941 | 1 | WND | WT | 99 |  | IPP Non-CHP | N | Non Combustion (NUC, WAT, WND, GEO, or SUN)
EXCLUDE | IL | Grand Ridge Wind Energy Center | 56941 | 2 | WND | WT | 51 |  | IPP Non-CHP | N | Non Combustion (NUC, WAT, WND, GEO, or SUN)
EXCLUDE | IL | Grand Ridge Wind Energy Center | 56941 | 3 | WND | WT | 49.5 |  | IPP Non-CHP | N | Non Combustion (NUC, WAT, WND, GEO, or SUN)
EXCLUDE | IL | Grand Ridge Wind Energy Center | 56941 | 4 | WND | WT | 10.5 |  | IPP Non-CHP | N | Non Combustion (NUC, WAT, WND, GEO, or SUN)
EXCLUDE | NJ | ISH Solar Central, LLC | 57799 | 1 | SUN | PV | 1.4 |  | IPP Non-CHP | N | Non Combustion (NUC, WAT, WND, GEO, or SUN)
EXCLUDE | NJ | William Paterson University | 57805 | WPU1 | SUN | PV | 1.4 |  | Commercial Non-CHP | N | Non Combustion (NUC, WAT, WND, GEO, or SUN)
EXCLUDE | NJ | Bayville Central Facility | 54569 | CPV1 | SUN | PV | 0.2 |  | Commercial CHP | N | Non Combustion (NUC, WAT, WND, GEO, or SUN)
EXCLUDE | IA | Eclipse Wind Farm | 57873 | EWF | WND | WT | 200 |  | Electric Utility | N | Non Combustion (NUC, WAT, WND, GEO, or SUN)
EXCLUDE | AL | Gantt | 53 | 3 | WAT | HY | 1.2 |  | Electric Utility | N | Non Combustion (NUC, WAT, WND, GEO, or SUN)
EXCLUDE | AL | Gantt | 53 | 4 | WAT | HY | 1.8 |  | Electric Utility | N | Non Combustion (NUC, WAT, WND, GEO, or SUN)
EXCLUDE | MA | Silver Lake Solar Photovoltaic Facility | 57676 | 1 | SUN | PV | 1.8 |  | Electric Utility | N | Non Combustion (NUC, WAT, WND, GEO, or SUN)
EXCLUDE | PA | 500 Virginia Solar | 57640 | 1 | SUN | PV | 1 |  | IPP Non-CHP | N | Non Combustion (NUC, WAT, WND, GEO, or SUN)
EXCLUDE | MD | FedEx Field Solar Facility | 57747 | 1 | SUN | PV | 2 |  | IPP Non-CHP | N | Non Combustion (NUC, WAT, WND, GEO, or SUN)
EXCLUDE | CA | Terminus Hydroelectric Project | 54343 | GEN1 | WAT | HY | 20.1 |  | IPP Non-CHP | N | Non Combustion (NUC, WAT, WND, GEO, or SUN)
EXCLUDE | CA | Cantua Solar Station | 57522 | 1 | SUN | PV | 20 |  | Electric Utility | N | Non Combustion (NUC, WAT, WND, GEO, or SUN)
EXCLUDE | CA | Alta Wind VI | 57833 | AW06 | WND | WT | 150 |  | IPP Non-CHP | N | Non Combustion (NUC, WAT, WND, GEO, or SUN)
EXCLUDE | CA | Collierville Powerhouse | 54555 | GEN1 | WAT | HY | 126.5 |  | Electric Utility | N | Non Combustion (NUC, WAT, WND, GEO, or SUN)
EXCLUDE | CA | Collierville Powerhouse | 54555 | GEN2 | WAT | HY | 126.5 |  | Electric Utility | N | Non Combustion (NUC, WAT, WND, GEO, or SUN)
EXCLUDE | NJ | Hall's Warehouse Solar Project | 56877 | TBD | SUN | PV | 1.7 |  | IPP Non-CHP | N | Non Combustion (NUC, WAT, WND, GEO, or SUN)
EXCLUDE | CA | Deadwood Creek | 7507 | 1 | WAT | HY | 2 |  | Electric Utility | N | Non Combustion (NUC, WAT, WND, GEO, or SUN)
EXCLUDE | NC | Mountain Island | 2728 | 1 | WAT | HY | 15 |  | Electric Utility | N | Non Combustion (NUC, WAT, WND, GEO, or SUN)
EXCLUDE | NC | Mountain Island | 2728 | 2 | WAT | HY | 15 |  | Electric Utility | N | Non Combustion (NUC, WAT, WND, GEO, or SUN)
EXCLUDE | NC | Mountain Island | 2728 | 3 | WAT | HY | 15 |  | Electric Utility | N | Non Combustion (NUC, WAT, WND, GEO, or SUN)
EXCLUDE | NC | Mountain Island | 2728 | 4 | WAT | HY | 15 |  | Electric Utility | N | Non Combustion (NUC, WAT, WND, GEO, or SUN)
EXCLUDE | OR | Bellevue Solar Project | 57372 | INV-1 | SUN | PV | 1.6 |  | IPP Non-CHP | N | Non Combustion (NUC, WAT, WND, GEO, or SUN)
EXCLUDE | IN | Randolph Eastern School Wind Turbine | 57638 | 1 | WND | WT | 1 |  | Commercial Non-CHP | N | Non Combustion (NUC, WAT, WND, GEO, or SUN)
EXCLUDE | CA | Aeroturbine | 56214 | WT120 | WND | WT | 4.7 |  | IPP Non-CHP | N | Non Combustion (NUC, WAT, WND, GEO, or SUN)
EXCLUDE | NJ | L'Oreal Piscataway | 57868 | UNIT1 | SUN | PV | 1 |  | Industrial Non-CHP | N | Non Combustion (NUC, WAT, WND, GEO, or SUN)
EXCLUDE | NY | Central Hudson High Falls | 579 | 1 | WAT | HY | 3.2 |  | Electric Utility | N | Non Combustion (NUC, WAT, WND, GEO, or SUN)
EXCLUDE | NC | Cheoah | 54899 | 1 | WAT | HY | 20 |  | Industrial Non-CHP | N | Non Combustion (NUC, WAT, WND, GEO, or SUN)
EXCLUDE | NC | Cheoah | 54899 | 1A | WAT | HY | 27.5 |  | Industrial Non-CHP | N | Non Combustion (NUC, WAT, WND, GEO, or SUN)
EXCLUDE | NC | Cheoah | 54899 | 2 | WAT | HY | 20 |  | Industrial Non-CHP | N | Non Combustion (NUC, WAT, WND, GEO, or SUN)
EXCLUDE | NC | Cheoah | 54899 | 2A | WAT | HY | 27.5 |  | Industrial Non-CHP | N | Non Combustion (NUC, WAT, WND, GEO, or SUN)
EXCLUDE | NC | Cheoah | 54899 | 3 | WAT | HY | 20 |  | Industrial Non-CHP | N | Non Combustion (NUC, WAT, WND, GEO, or SUN)
EXCLUDE | NC | Cheoah | 54899 | 3A | WAT | HY | 27.5 |  | Industrial Non-CHP | N | Non Combustion (NUC, WAT, WND, GEO, or SUN)
EXCLUDE | NC | Cheoah | 54899 | 4 | WAT | HY | 20 |  | Industrial Non-CHP | N | Non Combustion (NUC, WAT, WND, GEO, or SUN)
EXCLUDE | NC | Cheoah | 54899 | 4A | WAT | HY | 27.5 |  | Industrial Non-CHP | N | Non Combustion (NUC, WAT, WND, GEO, or SUN)
EXCLUDE | NC | Cheoah | 54899 | 5 | WAT | HY | 30 |  | Industrial Non-CHP | N | Non Combustion (NUC, WAT, WND, GEO, or SUN)
EXCLUDE | WI | Cashton Greens Wind Farm | 57968 | CGWF | WND | WT | 5 |  | IPP Non-CHP | N | Non Combustion (NUC, WAT, WND, GEO, or SUN)
EXCLUDE | CA | Caribou 1 | 222 | 1 | WAT | HY | 23.8 |  | Electric Utility | N | Non Combustion (NUC, WAT, WND, GEO, or SUN)
EXCLUDE | CA | Caribou 1 | 222 | 2 | WAT | HY | 25 |  | Electric Utility | N | Non Combustion (NUC, WAT, WND, GEO, or SUN)
EXCLUDE | CA | Caribou 1 | 222 | 3 | WAT | HY | 25 |  | Electric Utility | N | Non Combustion (NUC, WAT, WND, GEO, or SUN)
EXCLUDE | NJ | Heller Industrial Parks | 57869 | UNIT1 | SUN | PV | 2.7 |  | IPP Non-CHP | N | Non Combustion (NUC, WAT, WND, GEO, or SUN)
EXCLUDE | CA | Terra-Gen 251 Wind LLC | 52161 | WGNS | WND | WT | 18.4 |  | IPP Non-CHP | N | Non Combustion (NUC, WAT, WND, GEO, or SUN)
EXCLUDE | OR | Baldock Solar Highway | 57882 | BSH1 | SUN | PV | 1.7 |  | Electric Utility | N | Non Combustion (NUC, WAT, WND, GEO, or SUN)
EXCLUDE | OK | Eufaula Dam | 6419 | 1 | WAT | HY | 30 |  | Electric Utility | N | Non Combustion (NUC, WAT, WND, GEO, or SUN)
EXCLUDE | OK | Eufaula Dam | 6419 | 2 | WAT | HY | 30 |  | Electric Utility | N | Non Combustion (NUC, WAT, WND, GEO, or SUN)
EXCLUDE | OK | Eufaula Dam | 6419 | 3 | WAT | HY | 30 |  | Electric Utility | N | Non Combustion (NUC, WAT, WND, GEO, or SUN)
EXCLUDE | AL | Bartletts Ferry | 702 | 1 | WAT | HY | 15 |  | Electric Utility | N | Non Combustion (NUC, WAT, WND, GEO, or SUN)
EXCLUDE | AL | Bartletts Ferry | 702 | 2 | WAT | HY | 15 |  | Electric Utility | N | Non Combustion (NUC, WAT, WND, GEO, or SUN)
EXCLUDE | AL | Bartletts Ferry | 702 | 3 | WAT | HY | 15 |  | Electric Utility | N | Non Combustion (NUC, WAT, WND, GEO, or SUN)
EXCLUDE | AL | Bartletts Ferry | 702 | 4 | WAT | HY | 20 |  | Electric Utility | N | Non Combustion (NUC, WAT, WND, GEO, or SUN)
EXCLUDE | AL | Bartletts Ferry | 702 | 5 | WAT | HY | 54 |  | Electric Utility | N | Non Combustion (NUC, WAT, WND, GEO, or SUN)
EXCLUDE | AL | Bartletts Ferry | 702 | 6 | WAT | HY | 54 |  | Electric Utility | N | Non Combustion (NUC, WAT, WND, GEO, or SUN)
EXCLUDE | VT | West Danville 15 | 3743 | 1 | WAT | HY | 1 |  | Electric Utility | N | Non Combustion (NUC, WAT, WND, GEO, or SUN)
EXCLUDE | VA | Philpott Lake | 3834 | 1 | WAT | HY | 6.7 |  | Electric Utility | N | Non Combustion (NUC, WAT, WND, GEO, or SUN)
EXCLUDE | VA | Philpott Lake | 3834 | 2 | WAT | HY | 6.7 |  | Electric Utility | N | Non Combustion (NUC, WAT, WND, GEO, or SUN)
EXCLUDE | VA | Philpott Lake | 3834 | 3 | WAT | HY | 0.6 |  | Electric Utility | N | Non Combustion (NUC, WAT, WND, GEO, or SUN)
EXCLUDE | CA | Altamont Pass Windplant | 50712 | GEN1 | WND | WT | 332.5 |  | IPP Non-CHP | N | Non Combustion (NUC, WAT, WND, GEO, or SUN)
EXCLUDE | VA | Cushaw | 3798 | 1 | WAT | HY | 1.5 |  | Electric Utility | N | Non Combustion (NUC, WAT, WND, GEO, or SUN)
EXCLUDE | VA | Cushaw | 3798 | 2 | WAT | HY | 1.5 |  | Electric Utility | N | Non Combustion (NUC, WAT, WND, GEO, or SUN)
EXCLUDE | VA | Cushaw | 3798 | 3 | WAT | HY | 1.5 |  | Electric Utility | N | Non Combustion (NUC, WAT, WND, GEO, or SUN)
EXCLUDE | VA | Cushaw | 3798 | 4 | WAT | HY | 1.5 |  | Electric Utility | N | Non Combustion (NUC, WAT, WND, GEO, or SUN)
EXCLUDE | VA | Cushaw | 3798 | 5 | WAT | HY | 1.5 |  | Electric Utility | N | Non Combustion (NUC, WAT, WND, GEO, or SUN)
EXCLUDE | NJ | The Lawrenceville School Solar Facility | 58356 | TLS | SUN | PV | 5.2 |  | IPP Non-CHP | N | Non Combustion (NUC, WAT, WND, GEO, or SUN)
EXCLUDE | GA | Lake Blackshear Project | 752 | 1 | WAT | HY | 2.4 |  | Electric Utility | N | Non Combustion (NUC, WAT, WND, GEO, or SUN)
EXCLUDE | GA | Lake Blackshear Project | 752 | 2 | WAT | HY | 5 |  | Electric Utility | N | Non Combustion (NUC, WAT, WND, GEO, or SUN)
EXCLUDE | GA | Lake Blackshear Project | 752 | 3 | WAT | HY | 4.8 |  | Electric Utility | N | Non Combustion (NUC, WAT, WND, GEO, or SUN)
EXCLUDE | GA | Lake Blackshear Project | 752 | 4 | WAT | HY | 5 |  | Electric Utility | N | Non Combustion (NUC, WAT, WND, GEO, or SUN)
EXCLUDE | CA | Westwind Trust | 54258 | WIN1 | WND | WT | 16 |  | IPP Non-CHP | N | Non Combustion (NUC, WAT, WND, GEO, or SUN)
EXCLUDE | NM | Kit Carson | 58240 | PV_KC | SUN | PV | 1.3 |  | IPP Non-CHP | N | Non Combustion (NUC, WAT, WND, GEO, or SUN)
EXCLUDE | CA | Metro Support Services Center Solar | 57313 | 1 | SUN | PV | 1.2 |  | Commercial Non-CHP | N | Non Combustion (NUC, WAT, WND, GEO, or SUN)
EXCLUDE | CA | Coyote Creek | 483 | 1 | WAT | HY | 3.1 |  | Electric Utility | N | Non Combustion (NUC, WAT, WND, GEO, or SUN)
EXCLUDE | NJ | Williams-Sonoma Solar Facility | 58361 | WS | SUN | PV | 4.2 |  | Commercial Non-CHP | N | Non Combustion (NUC, WAT, WND, GEO, or SUN)
EXCLUDE | ID | Oneida | 829 | 1 | WAT | HY | 10 |  | Electric Utility | N | Non Combustion (NUC, WAT, WND, GEO, or SUN)
EXCLUDE | ID | Oneida | 829 | 2 | WAT | HY | 10 |  | Electric Utility | N | Non Combustion (NUC, WAT, WND, GEO, or SUN)
EXCLUDE | ID | Oneida | 829 | 3 | WAT | HY | 10 |  | Electric Utility | N | Non Combustion (NUC, WAT, WND, GEO, or SUN)
EXCLUDE | NJ | United Stationers Supply Solar Electric | 58040 | SEF-A | SUN | PV | 2 |  | Commercial Non-CHP | N | Non Combustion (NUC, WAT, WND, GEO, or SUN)
EXCLUDE | NJ | United Stationers Supply Solar Electric | 58040 | SEF-B | SUN | PV | 0.8 |  | Commercial Non-CHP | N | Non Combustion (NUC, WAT, WND, GEO, or SUN)
EXCLUDE | GA | Morgan Falls | 717 | 1 | WAT | HY | 2.4 |  | Electric Utility | N | Non Combustion (NUC, WAT, WND, GEO, or SUN)
EXCLUDE | GA | Morgan Falls | 717 | 2 | WAT | HY | 2.4 |  | Electric Utility | N | Non Combustion (NUC, WAT, WND, GEO, or SUN)
EXCLUDE | GA | Morgan Falls | 717 | 3 | WAT | HY | 2.4 |  | Electric Utility | N | Non Combustion (NUC, WAT, WND, GEO, or SUN)
EXCLUDE | GA | Morgan Falls | 717 | 4 | WAT | HY | 2.4 |  | Electric Utility | N | Non Combustion (NUC, WAT, WND, GEO, or SUN)
EXCLUDE | GA | Morgan Falls | 717 | 5 | WAT | HY | 2.4 |  | Electric Utility | N | Non Combustion (NUC, WAT, WND, GEO, or SUN)
EXCLUDE | GA | Morgan Falls | 717 | 6 | WAT | HY | 2.4 |  | Electric Utility | N | Non Combustion (NUC, WAT, WND, GEO, or SUN)
EXCLUDE | GA | Morgan Falls | 717 | 7 | WAT | HY | 2.4 |  | Electric Utility | N | Non Combustion (NUC, WAT, WND, GEO, or SUN)
EXCLUDE | GA | Milstead | 54872 | GEN1 | WAT | HY | 1 |  | IPP Non-CHP | N | Non Combustion (NUC, WAT, WND, GEO, or SUN)
EXCLUDE | OK | Broken Bow | 6415 | 1 | WAT | HY | 50 |  | Electric Utility | N | Non Combustion (NUC, WAT, WND, GEO, or SUN)
EXCLUDE | OK | Broken Bow | 6415 | 2 | WAT | HY | 50 |  | Electric Utility | N | Non Combustion (NUC, WAT, WND, GEO, or SUN)
EXCLUDE | TX | Denison | 6416 | 1 | WAT | HY | 35 |  | Electric Utility | N | Non Combustion (NUC, WAT, WND, GEO, or SUN)
EXCLUDE | TX | Denison | 6416 | 2 | WAT | HY | 35 |  | Electric Utility | N | Non Combustion (NUC, WAT, WND, GEO, or SUN)
EXCLUDE | AR | Narrows | 195 | 1 | WAT | HY | 8.5 |  | Electric Utility | N | Non Combustion (NUC, WAT, WND, GEO, or SUN)
EXCLUDE | AR | Narrows | 195 | 2 | WAT | HY | 8.5 |  | Electric Utility | N | Non Combustion (NUC, WAT, WND, GEO, or SUN)
EXCLUDE | AR | Narrows | 195 | 3 | WAT | HY | 8.5 |  | Electric Utility | N | Non Combustion (NUC, WAT, WND, GEO, or SUN)
EXCLUDE | NY | Zotos International WPGF | 57648 | WT1 | WND | WT | 1.7 |  | Industrial Non-CHP | N | Non Combustion (NUC, WAT, WND, GEO, or SUN)
EXCLUDE | NY | Zotos International WPGF | 57648 | WT2 | WND | WT | 1.7 |  | Industrial Non-CHP | N | Non Combustion (NUC, WAT, WND, GEO, or SUN)
EXCLUDE | CA | Mojave 17 | 50822 | GEN1 | WND | WT | 25 |  | IPP Non-CHP | N | Non Combustion (NUC, WAT, WND, GEO, or SUN)
EXCLUDE | CA | Solar Photovoltaic Project #22 | 57237 | S022A | SUN | PV | 0.5 |  | Electric Utility | N | Non Combustion (NUC, WAT, WND, GEO, or SUN)
EXCLUDE | CA | Solar Photovoltaic Project #22 | 57237 | S022B | SUN | PV | 0.5 |  | Electric Utility | N | Non Combustion (NUC, WAT, WND, GEO, or SUN)
EXCLUDE | CA | Solar Photovoltaic Project #22 | 57237 | S022C | SUN | PV | 0.5 |  | Electric Utility | N | Non Combustion (NUC, WAT, WND, GEO, or SUN)
EXCLUDE | CA | Solar Photovoltaic Project #22 | 57237 | S022D | SUN | PV | 0.5 |  | Electric Utility | N | Non Combustion (NUC, WAT, WND, GEO, or SUN)
EXCLUDE | VA | Smith Mountain | 3780 | 2 | WAT | HY | 150.1 |  | Electric Utility | N | Non Combustion (NUC, WAT, WND, GEO, or SUN)
EXCLUDE | VA | Smith Mountain | 3780 | 4 | WAT | HY | 150.1 |  | Electric Utility | N | Non Combustion (NUC, WAT, WND, GEO, or SUN)
EXCLUDE | CO | Big Thompson | 515 | 1 | WAT | HY | 4.5 |  | Electric Utility | N | Non Combustion (NUC, WAT, WND, GEO, or SUN)
EXCLUDE | CA | Giffen | 57521 | 1 | SUN | PV | 10 |  | Electric Utility | N | Non Combustion (NUC, WAT, WND, GEO, or SUN)
EXCLUDE | MA | NEDC Solar Site | 57270 | 1 | SUN | PV | 1 |  | Electric Utility | N | Non Combustion (NUC, WAT, WND, GEO, or SUN)
EXCLUDE | CA | 85 A | 52162 | WGNS | WND | WT | 14.1 |  | IPP Non-CHP | N | Non Combustion (NUC, WAT, WND, GEO, or SUN)
EXCLUDE | VA | Leesville | 3777 | 1 | WAT | HY | 20 |  | Electric Utility | N | Non Combustion (NUC, WAT, WND, GEO, or SUN)
EXCLUDE | VA | Leesville | 3777 | 2 | WAT | HY | 20 |  | Electric Utility | N | Non Combustion (NUC, WAT, WND, GEO, or SUN)
EXCLUDE | ID | Horse Butte Wind I, LLC | 57890 | 1 | WND | WT | 57.6 |  | Electric Utility | N | Non Combustion (NUC, WAT, WND, GEO, or SUN)
EXCLUDE | VA | Martinsville | 3826 | 1 | WAT | HY | 0.3 |  | Electric Utility | N | Non Combustion (NUC, WAT, WND, GEO, or SUN)
EXCLUDE | VA | Martinsville | 3826 | 2 | WAT | HY | 1 |  | Electric Utility | N | Non Combustion (NUC, WAT, WND, GEO, or SUN)
EXCLUDE | CA | Huron Solar Station | 57523 | 1 | SUN | PV | 20 |  | Electric Utility | N | Non Combustion (NUC, WAT, WND, GEO, or SUN)
EXCLUDE | MA | Acushnet Hawes Reed Road | 58271 | 1 | SUN | PV | 1 |  | IPP Non-CHP | N | Non Combustion (NUC, WAT, WND, GEO, or SUN)
EXCLUDE | CO | Salida | 474 | 1 | WAT | HY | 0.8 |  | Electric Utility | N | Non Combustion (NUC, WAT, WND, GEO, or SUN)
EXCLUDE | CO | Salida | 474 | 2 | WAT | HY | 0.6 |  | Electric Utility | N | Non Combustion (NUC, WAT, WND, GEO, or SUN)
EXCLUDE | NJ | Mercer Mall | 58070 | 1 | SUN | PV | 1.1 |  | IPP Non-CHP | N | Non Combustion (NUC, WAT, WND, GEO, or SUN)
EXCLUDE | CA | Amedee Geothermal Venture I | 50964 | IND | GEO | ST | 1.5 |  | IPP Non-CHP | N | Non Combustion (NUC, WAT, WND, GEO, or SUN)
EXCLUDE | CA | Amedee Geothermal Venture I | 50964 | SYN | GEO | ST | 1.5 |  | IPP Non-CHP | N | Non Combustion (NUC, WAT, WND, GEO, or SUN)
EXCLUDE | CA | Bear Creek | 50156 | GEN1 | WAT | HY | 3.2 |  | IPP Non-CHP | N | Non Combustion (NUC, WAT, WND, GEO, or SUN)
EXCLUDE | NY | Neversink | 2483 | H1 | WAT | HY | 25 |  | Electric Utility | N | Non Combustion (NUC, WAT, WND, GEO, or SUN)
EXCLUDE | NM | Elephant Butte | 6402 | 1 | WAT | HY | 9.3 |  | Electric Utility | N | Non Combustion (NUC, WAT, WND, GEO, or SUN)
EXCLUDE | NM | Elephant Butte | 6402 | 2 | WAT | HY | 9.3 |  | Electric Utility | N | Non Combustion (NUC, WAT, WND, GEO, or SUN)
EXCLUDE | NM | Elephant Butte | 6402 | 3 | WAT | HY | 9.3 |  | Electric Utility | N | Non Combustion (NUC, WAT, WND, GEO, or SUN)
EXCLUDE | NJ | McKee City Solar Phase 2 | 57863 | UNIT1 | SUN | PV | 2.6 |  | Electric Utility | N | Non Combustion (NUC, WAT, WND, GEO, or SUN)
EXCLUDE | GA | Nottely | 758 | 1 | WAT | HY | 15 |  | Electric Utility | N | Non Combustion (NUC, WAT, WND, GEO, or SUN)
EXCLUDE | GA | Nottely | 758 | 2 | WAT | HY | 0.9 |  | Electric Utility | N | Non Combustion (NUC, WAT, WND, GEO, or SUN)
EXCLUDE | IA | Rippey Wind Farm | 57830 | NORD | WND | WT | 50 |  | IPP Non-CHP | N | Non Combustion (NUC, WAT, WND, GEO, or SUN)
EXCLUDE | IA | Hawkeye Wind Farm | 57832 | NORD | WND | WT | 36 |  | IPP Non-CHP | N | Non Combustion (NUC, WAT, WND, GEO, or SUN)
EXCLUDE | IN | Union City Wind Turbine | 57637 | 1 | WND | WT | 1 |  | IPP Non-CHP | N | Non Combustion (NUC, WAT, WND, GEO, or SUN)
EXCLUDE | CA | North Hollywood | 57854 | 1PT1 | WAT | PS | 1.8 |  | Electric Utility | N | Non Combustion (NUC, WAT, WND, GEO, or SUN)
EXCLUDE | CA | North Hollywood | 57854 | 1PT2 | WAT | PS | 1.8 |  | Electric Utility | N | Non Combustion (NUC, WAT, WND, GEO, or SUN)
EXCLUDE | CA | North Hollywood | 57854 | 1PT3 | WAT | PS | 1.8 |  | Electric Utility | N | Non Combustion (NUC, WAT, WND, GEO, or SUN)
EXCLUDE | NJ | Great Falls Hydro Project | 52068 | GEN1 | WAT | HY | 3.6 |  | IPP Non-CHP | N | Non Combustion (NUC, WAT, WND, GEO, or SUN)
EXCLUDE | NJ | Great Falls Hydro Project | 52068 | GEN2 | WAT | HY | 3.6 |  | IPP Non-CHP | N | Non Combustion (NUC, WAT, WND, GEO, or SUN)
EXCLUDE | NJ | Great Falls Hydro Project | 52068 | GEN3 | WAT | HY | 3.6 |  | IPP Non-CHP | N | Non Combustion (NUC, WAT, WND, GEO, or SUN)
EXCLUDE | TX | SunE CPS1 LLC | 58068 | 1 | SUN | PV | 10 |  | IPP Non-CHP | N | Non Combustion (NUC, WAT, WND, GEO, or SUN)
EXCLUDE | TX | SunE CPS2 LLC | 58027 | 1 | SUN | PV | 10 |  | IPP Non-CHP | N | Non Combustion (NUC, WAT, WND, GEO, or SUN)
EXCLUDE | NJ | Warren County | 56888 | GEN1 | SUN | PV | 0.5 |  | IPP Non-CHP | N | Non Combustion (NUC, WAT, WND, GEO, or SUN)
EXCLUDE | NJ | Warren County | 56888 | GEN2 | SUN | PV | 0.5 |  | IPP Non-CHP | N | Non Combustion (NUC, WAT, WND, GEO, or SUN)
EXCLUDE | NJ | Warren County | 56888 | GEN3 | SUN | PV | 0.5 |  | IPP Non-CHP | N | Non Combustion (NUC, WAT, WND, GEO, or SUN)
EXCLUDE | NJ | Warren County | 56888 | GEN4 | SUN | PV | 0.5 |  | IPP Non-CHP | N | Non Combustion (NUC, WAT, WND, GEO, or SUN)
EXCLUDE | PA | Trexlertown Solar Array North and South | 57519 | GEN1 | SUN | PV | 2 |  | Industrial Non-CHP | N | Non Combustion (NUC, WAT, WND, GEO, or SUN)
EXCLUDE | CA | Muck Valley Hydroelectric | 10458 | GEN1 | WAT | HY | 29.9 |  | IPP Non-CHP | N | Non Combustion (NUC, WAT, WND, GEO, or SUN)
EXCLUDE | GA | Tallassee Hydro Project | 7191 | 1 | WAT | HY | 2.2 |  | IPP Non-CHP | N | Non Combustion (NUC, WAT, WND, GEO, or SUN)
EXCLUDE | GA | Tallassee Hydro Project | 7191 | 2 | WAT | HY | 0.1 |  | IPP Non-CHP | N | Non Combustion (NUC, WAT, WND, GEO, or SUN)
EXCLUDE | NJ | Atlantic Coast Freezers Solar Facility | 58360 | ACF | SUN | PV | 2.2 |  | Commercial Non-CHP | N | Non Combustion (NUC, WAT, WND, GEO, or SUN)
EXCLUDE | TX | Toledo Bend | 6595 | 1 | WAT | HY | 40.5 |  | Electric Utility | N | Non Combustion (NUC, WAT, WND, GEO, or SUN)
EXCLUDE | TX | Toledo Bend | 6595 | 2 | WAT | HY | 40.5 |  | Electric Utility | N | Non Combustion (NUC, WAT, WND, GEO, or SUN)
EXCLUDE | NJ | Stockton Athletic Center | 57864 | 2LOT7 | SUN | PV | 0.5 |  | Commercial Non-CHP | N | Non Combustion (NUC, WAT, WND, GEO, or SUN)
EXCLUDE | NJ | Stockton Athletic Center | 57864 | LOT7 | SUN | PV | 0.2 |  | Commercial Non-CHP | N | Non Combustion (NUC, WAT, WND, GEO, or SUN)
EXCLUDE | NJ | Stockton Athletic Center | 57864 | LOT7B | SUN | PV | 0.2 |  | Commercial Non-CHP | N | Non Combustion (NUC, WAT, WND, GEO, or SUN)
EXCLUDE | NJ | Stockton Athletic Center | 57864 | SAC | SUN | PV | 0.3 |  | Commercial Non-CHP | N | Non Combustion (NUC, WAT, WND, GEO, or SUN)
EXCLUDE | AR | Beaver | 182 | 1 | WAT | HY | 56 |  | Electric Utility | N | Non Combustion (NUC, WAT, WND, GEO, or SUN)
EXCLUDE | AR | Beaver | 182 | 2 | WAT | HY | 56 |  | Electric Utility | N | Non Combustion (NUC, WAT, WND, GEO, or SUN)
EXCLUDE | NC | Gaston | 2756 | 1 | WAT | HY | 44.4 |  | Electric Utility | N | Non Combustion (NUC, WAT, WND, GEO, or SUN)
EXCLUDE | NC | Gaston | 2756 | 2 | WAT | HY | 44.4 |  | Electric Utility | N | Non Combustion (NUC, WAT, WND, GEO, or SUN)
EXCLUDE | NC | Gaston | 2756 | 3 | WAT | HY | 44.4 |  | Electric Utility | N | Non Combustion (NUC, WAT, WND, GEO, or SUN)
EXCLUDE | NC | Gaston | 2756 | 4 | WAT | HY | 44.4 |  | Electric Utility | N | Non Combustion (NUC, WAT, WND, GEO, or SUN)
EXCLUDE | MA | NFM Solar Power LLC | 58210 | 1 | SUN | PV | 1.9 |  | IPP Non-CHP | N | Non Combustion (NUC, WAT, WND, GEO, or SUN)
EXCLUDE | NJ | PPL Renewable Energy Merck Solar | 56889 | GEN1 | SUN | PV | 1.7 |  | IPP Non-CHP | N | Non Combustion (NUC, WAT, WND, GEO, or SUN)
EXCLUDE | CA | Mojave 16 | 50821 | GEN1 | WND | WT | 30 |  | IPP Non-CHP | N | Non Combustion (NUC, WAT, WND, GEO, or SUN)
EXCLUDE | MI | Heritage Garden Wind Farm I LLC | 58103 | 1 | WND | WT | 28 |  | IPP Non-CHP | N | Non Combustion (NUC, WAT, WND, GEO, or SUN)
EXCLUDE | CO | Ponnequin Phase 1 | 55203 | EXIS | WND | WT | 5.2 |  | IPP Non-CHP | N | Non Combustion (NUC, WAT, WND, GEO, or SUN)
EXCLUDE | NJ | FedEx Woodbridge | 57776 | 1 | SUN | PV | 2.4 |  | IPP Non-CHP | N | Non Combustion (NUC, WAT, WND, GEO, or SUN)
EXCLUDE | AZ | South Consolidated | 100 | SC1 | WAT | HY | 1.4 |  | Electric Utility | N | Non Combustion (NUC, WAT, WND, GEO, or SUN)
EXCLUDE | KS | Ironwood Wind | 57639 | 1 | WND | WT | 167.9 |  | IPP Non-CHP | N | Non Combustion (NUC, WAT, WND, GEO, or SUN)
EXCLUDE | CA | San Antonio West Solar Rooftop | 57904 | CHNO | SUN | PV | 1.5 |  | IPP Non-CHP | N | Non Combustion (NUC, WAT, WND, GEO, or SUN)
EXCLUDE | NY | Swinging Bridge 2 | 2634 | SWI2 | WAT | HY | 7 |  | IPP Non-CHP | N | Non Combustion (NUC, WAT, WND, GEO, or SUN)
EXCLUDE | TX | BP Chemicals Green Lake Plant | 50404 | TG2 | WH | ST | 15 |  | Industrial CHP | Y | Non Fossil fuel type
EXCLUDE | TX | BP Chemicals Green Lake Plant | 50404 | TG3 | WH | ST | 23.8 |  | Industrial CHP | Y | Non Fossil fuel type
EXCLUDE | NC | South Robeson Farm | 58273 | SROB | SUN | PV | 5 |  | IPP Non-CHP | N | Non Combustion (NUC, WAT, WND, GEO, or SUN)
EXCLUDE | CA | 85 B | 52163 | WTGN | WND | WT | 21.2 |  | IPP Non-CHP | N | Non Combustion (NUC, WAT, WND, GEO, or SUN)
EXCLUDE | RI | Portsmouth Wind Turbine | 57350 | WTG-1 | WND | WT | 1.5 |  | IPP Non-CHP | N | Non Combustion (NUC, WAT, WND, GEO, or SUN)
EXCLUDE | CO | DOE Golden NREL Main Campus | 57694 | MESA | SUN | PV | 0.7 |  | Commercial Non-CHP | N | Non Combustion (NUC, WAT, WND, GEO, or SUN)
EXCLUDE | CO | DOE Golden NREL Main Campus | 57694 | PARKG | SUN | PV | 1.2 |  | Commercial Non-CHP | N | Non Combustion (NUC, WAT, WND, GEO, or SUN)
EXCLUDE | CO | DOE Golden NREL Main Campus | 57694 | PARKL | SUN | PV | 0.5 |  | Commercial Non-CHP | N | Non Combustion (NUC, WAT, WND, GEO, or SUN)
EXCLUDE | CO | DOE Golden NREL Main Campus | 57694 | RSF1 | SUN | PV | 0.5 |  | Commercial Non-CHP | N | Non Combustion (NUC, WAT, WND, GEO, or SUN)
EXCLUDE | CO | DOE Golden NREL Main Campus | 57694 | RSF2 | SUN | PV | 0.4 |  | Commercial Non-CHP | N | Non Combustion (NUC, WAT, WND, GEO, or SUN)
EXCLUDE | CO | DOE Golden NREL Main Campus | 57694 | STF | SUN | PV | 0.1 |  | Commercial Non-CHP | N | Non Combustion (NUC, WAT, WND, GEO, or SUN)
EXCLUDE | TN | Tims Ford | 3417 | 1 | WAT | HY | 45 |  | Electric Utility | N | Non Combustion (NUC, WAT, WND, GEO, or SUN)
EXCLUDE | TN | Tims Ford | 3417 | 2 | WAT | HY | 0.7 |  | Electric Utility | N | Non Combustion (NUC, WAT, WND, GEO, or SUN)
EXCLUDE | CA | SEPV 2 | 58074 | SEPV | SUN | PV | 2 |  | IPP Non-CHP | N | Non Combustion (NUC, WAT, WND, GEO, or SUN)
EXCLUDE | KS | Post Rock Wind Power Project, LLC | 57678 | 1 | WND | WT | 201 |  | IPP Non-CHP | N | Non Combustion (NUC, WAT, WND, GEO, or SUN)
EXCLUDE | CA | Pilot Knob | 388 | 1 | WAT | HY | 16.5 |  | Electric Utility | N | Non Combustion (NUC, WAT, WND, GEO, or SUN)
EXCLUDE | CA | Pilot Knob | 388 | 2 | WAT | HY | 16.5 |  | Electric Utility | N | Non Combustion (NUC, WAT, WND, GEO, or SUN)
EXCLUDE | CA | Heliocentric | 57831 | 1 | SUN | PV | 1.5 |  | IPP Non-CHP | N | Non Combustion (NUC, WAT, WND, GEO, or SUN)
EXCLUDE | MA | Westford Solar Park | 58534 | 1 | SUN | PV | 4 |  | IPP Non-CHP | N | Non Combustion (NUC, WAT, WND, GEO, or SUN)
EXCLUDE | AZ | Chino Solar Valley | 57560 | PV1 | SUN | PV | 7 |  | Electric Utility | N | Non Combustion (NUC, WAT, WND, GEO, or SUN)
EXCLUDE | CA | J S Eastwood | 104 | 1 | WAT | PS | 199.8 |  | Electric Utility | N | Non Combustion (NUC, WAT, WND, GEO, or SUN)
EXCLUDE | AR | Ozark | 6142 | 1 | WAT | HY | 20 |  | Electric Utility | N | Non Combustion (NUC, WAT, WND, GEO, or SUN)
EXCLUDE | AR | Ozark | 6142 | 2 | WAT | HY | 20 |  | Electric Utility | N | Non Combustion (NUC, WAT, WND, GEO, or SUN)
EXCLUDE | AR | Ozark | 6142 | 3 | WAT | HY | 20 |  | Electric Utility | N | Non Combustion (NUC, WAT, WND, GEO, or SUN)
EXCLUDE | AR | Ozark | 6142 | 4 | WAT | HY | 20 |  | Electric Utility | N | Non Combustion (NUC, WAT, WND, GEO, or SUN)
EXCLUDE | AR | Ozark | 6142 | 5 | WAT | HY | 20 |  | Electric Utility | N | Non Combustion (NUC, WAT, WND, GEO, or SUN)
EXCLUDE | IA | Morning Light Wind Farm | 57875 | MLWF | WND | WT | 101 |  | Electric Utility | N | Non Combustion (NUC, WAT, WND, GEO, or SUN)
EXCLUDE | MA | Easthampton Landfill-City of Easthampton | 58272 | 1 | SUN | PV | 1.9 |  | IPP Non-CHP | N | Non Combustion (NUC, WAT, WND, GEO, or SUN)
EXCLUDE | CA | Solar Photovoltaic Project #02 | 56996 | S1A | SUN | PV | 0.5 |  | Electric Utility | N | Non Combustion (NUC, WAT, WND, GEO, or SUN)
EXCLUDE | CA | Solar Photovoltaic Project #02 | 56996 | S1B | SUN | PV | 0.5 |  | Electric Utility | N | Non Combustion (NUC, WAT, WND, GEO, or SUN)
EXCLUDE | MA | Town of Falmouth WWTP | 57654 | WIND1 | WND | WT | 1.7 |  | Commercial Non-CHP | N | Non Combustion (NUC, WAT, WND, GEO, or SUN)
EXCLUDE | MA | Town of Falmouth WWTP | 57654 | WIND2 | WND | WT | 1.7 |  | Commercial Non-CHP | N | Non Combustion (NUC, WAT, WND, GEO, or SUN)
EXCLUDE | NC | Lake Lure | 2773 | 1 | WAT | HY | 1.2 |  | IPP Non-CHP | N | Non Combustion (NUC, WAT, WND, GEO, or SUN)
EXCLUDE | NC | Lake Lure | 2773 | 2 | WAT | HY | 2.4 |  | IPP Non-CHP | N | Non Combustion (NUC, WAT, WND, GEO, or SUN)
EXCLUDE | CA | Campbell Soup Solar Facility | 57933 | CSSF | SUN | PV | 1.9 |  | Industrial Non-CHP | N | Non Combustion (NUC, WAT, WND, GEO, or SUN)
EXCLUDE | NY | Johnsonville | 2580 | 1 | WAT | HY | 2 |  | IPP Non-CHP | N | Non Combustion (NUC, WAT, WND, GEO, or SUN)
EXCLUDE | NY | Johnsonville | 2580 | 2 | WAT | HY | 2 |  | IPP Non-CHP | N | Non Combustion (NUC, WAT, WND, GEO, or SUN)
EXCLUDE | CA | Rock Creek LP | 50892 | GEN1 | WAT | HY | 1.5 |  | IPP Non-CHP | N | Non Combustion (NUC, WAT, WND, GEO, or SUN)
EXCLUDE | CA | Rock Creek LP | 50892 | GEN2 | WAT | HY | 1.5 |  | IPP Non-CHP | N | Non Combustion (NUC, WAT, WND, GEO, or SUN)
EXCLUDE | MD | Deep Creek | 1567 | 1 | WAT | HY | 10 |  | IPP Non-CHP | N | Non Combustion (NUC, WAT, WND, GEO, or SUN)
EXCLUDE | MD | Deep Creek | 1567 | 2 | WAT | HY | 10 |  | IPP Non-CHP | N | Non Combustion (NUC, WAT, WND, GEO, or SUN)
EXCLUDE | VA | Halifax | 50178 | GEN1 | WAT | HY | 0.8 |  | IPP Non-CHP | N | Non Combustion (NUC, WAT, WND, GEO, or SUN)
EXCLUDE | VA | Halifax | 50178 | GEN2 | WAT | HY | 0.4 |  | IPP Non-CHP | N | Non Combustion (NUC, WAT, WND, GEO, or SUN)
EXCLUDE | VA | Halifax | 50178 | GEN3 | WAT | HY | 0.4 |  | IPP Non-CHP | N | Non Combustion (NUC, WAT, WND, GEO, or SUN)
EXCLUDE | NC | Mission | 2746 | 1 | WAT | HY | 0.6 |  | Electric Utility | N | Non Combustion (NUC, WAT, WND, GEO, or SUN)
EXCLUDE | NC | Mission | 2746 | 2 | WAT | HY | 0.6 |  | Electric Utility | N | Non Combustion (NUC, WAT, WND, GEO, or SUN)
EXCLUDE | NC | Mission | 2746 | 3 | WAT | HY | 0.6 |  | Electric Utility | N | Non Combustion (NUC, WAT, WND, GEO, or SUN)
EXCLUDE | NV | Spring Valley Wind Project | 57192 | WTG | WND | WT | 150 |  | IPP Non-CHP | N | Non Combustion (NUC, WAT, WND, GEO, or SUN)
EXCLUDE | SC | J Strom Thurmond | 3323 | 1 | WAT | HY | 51.7 |  | Electric Utility | N | Non Combustion (NUC, WAT, WND, GEO, or SUN)
EXCLUDE | SC | J Strom Thurmond | 3323 | 2 | WAT | HY | 51.7 |  | Electric Utility | N | Non Combustion (NUC, WAT, WND, GEO, or SUN)
EXCLUDE | SC | J Strom Thurmond | 3323 | 3 | WAT | HY | 51.7 |  | Electric Utility | N | Non Combustion (NUC, WAT, WND, GEO, or SUN)
EXCLUDE | SC | J Strom Thurmond | 3323 | 4 | WAT | HY | 51.7 |  | Electric Utility | N | Non Combustion (NUC, WAT, WND, GEO, or SUN)
EXCLUDE | SC | J Strom Thurmond | 3323 | 5 | WAT | HY | 51.7 |  | Electric Utility | N | Non Combustion (NUC, WAT, WND, GEO, or SUN)
EXCLUDE | SC | J Strom Thurmond | 3323 | 6 | WAT | HY | 51.7 |  | Electric Utility | N | Non Combustion (NUC, WAT, WND, GEO, or SUN)
EXCLUDE | SC | J Strom Thurmond | 3323 | 7 | WAT | HY | 51.7 |  | Electric Utility | N | Non Combustion (NUC, WAT, WND, GEO, or SUN)
EXCLUDE | AZ | Springerville | 8223 | SGSS | SUN | PV | 5.1 |  | Electric Utility | N | Non Combustion (NUC, WAT, WND, GEO, or SUN)
EXCLUDE | AZ | Springerville | 8223 | SGSS1 | SUN | PV | 4.2 |  | Electric Utility | N | Non Combustion (NUC, WAT, WND, GEO, or SUN)
EXCLUDE | CA | Solar Photovoltaic Project #03 | 57217 | S003A | SUN | PV | 0.5 |  | Electric Utility | N | Non Combustion (NUC, WAT, WND, GEO, or SUN)
EXCLUDE | CA | Solar Photovoltaic Project #03 | 57217 | S003B | SUN | PV | 0.5 |  | Electric Utility | N | Non Combustion (NUC, WAT, WND, GEO, or SUN)
EXCLUDE | MD | Mount Saint Mary's | 57758 | PV1 | SUN | PV | 13.7 |  | IPP Non-CHP | N | Non Combustion (NUC, WAT, WND, GEO, or SUN)
EXCLUDE | AL | Martin Dam | 16 | 1 | WAT | HY | 50.2 |  | Electric Utility | N | Non Combustion (NUC, WAT, WND, GEO, or SUN)
EXCLUDE | AL | Martin Dam | 16 | 2 | WAT | HY | 50.2 |  | Electric Utility | N | Non Combustion (NUC, WAT, WND, GEO, or SUN)
EXCLUDE | AL | Martin Dam | 16 | 3 | WAT | HY | 50.2 |  | Electric Utility | N | Non Combustion (NUC, WAT, WND, GEO, or SUN)
EXCLUDE | AL | Martin Dam | 16 | 4 | WAT | HY | 60 |  | Electric Utility | N | Non Combustion (NUC, WAT, WND, GEO, or SUN)
EXCLUDE | KY | Laurel | 6171 | 1 | WAT | HY | 70 |  | Electric Utility | N | Non Combustion (NUC, WAT, WND, GEO, or SUN)
EXCLUDE | ID | Mainline Windfarm | 57429 | 1 | WND | WT | 23 |  | IPP Non-CHP | N | Non Combustion (NUC, WAT, WND, GEO, or SUN)
EXCLUDE | CA | Solar Star California II LLC | 58143 | 1 | SUN | PV | 2 |  | IPP Non-CHP | N | Non Combustion (NUC, WAT, WND, GEO, or SUN)
EXCLUDE | MD | Kent County - Worton Complex | 58243 | WRTN | SUN | PV | 1 |  | IPP Non-CHP | N | Non Combustion (NUC, WAT, WND, GEO, or SUN)
EXCLUDE | CA | Difwind Farms Ltd VIII | 54687 | EXIS | WND | WT | 15 |  | IPP Non-CHP | N | Non Combustion (NUC, WAT, WND, GEO, or SUN)
EXCLUDE | TX | SunE CPS3 LLC | 58009 | 1 | SUN | PV | 5.6 |  | IPP Non-CHP | N | Non Combustion (NUC, WAT, WND, GEO, or SUN)
EXCLUDE | TX | SunE CPS3 LLC | 58009 | 2 | SUN | PV | 5 |  | IPP Non-CHP | N | Non Combustion (NUC, WAT, WND, GEO, or SUN)
EXCLUDE | VA | John H Kerr | 3833 | 1 | WAT | HY | 13.8 |  | Electric Utility | N | Non Combustion (NUC, WAT, WND, GEO, or SUN)
EXCLUDE | VA | John H Kerr | 3833 | 2 | WAT | HY | 46.8 |  | Electric Utility | N | Non Combustion (NUC, WAT, WND, GEO, or SUN)
EXCLUDE | VA | John H Kerr | 3833 | 3 | WAT | HY | 46.8 |  | Electric Utility | N | Non Combustion (NUC, WAT, WND, GEO, or SUN)
EXCLUDE | VA | John H Kerr | 3833 | 4 | WAT | HY | 46.8 |  | Electric Utility | N | Non Combustion (NUC, WAT, WND, GEO, or SUN)
EXCLUDE | VA | John H Kerr | 3833 | 5 | WAT | HY | 46.8 |  | Electric Utility | N | Non Combustion (NUC, WAT, WND, GEO, or SUN)
EXCLUDE | VA | John H Kerr | 3833 | 6 | WAT | HY | 46.8 |  | Electric Utility | N | Non Combustion (NUC, WAT, WND, GEO, or SUN)
EXCLUDE | VA | John H Kerr | 3833 | 7 | WAT | HY | 46.8 |  | Electric Utility | N | Non Combustion (NUC, WAT, WND, GEO, or SUN)
EXCLUDE | VA | John H Kerr | 3833 | A | WAT | HY | 1.1 |  | Electric Utility | N | Non Combustion (NUC, WAT, WND, GEO, or SUN)
EXCLUDE | VA | John H Kerr | 3833 | B | WAT | HY | 1.1 |  | Electric Utility | N | Non Combustion (NUC, WAT, WND, GEO, or SUN)
EXCLUDE | GA | Buford | 759 | 1A | WAT | HY | 62 |  | Electric Utility | N | Non Combustion (NUC, WAT, WND, GEO, or SUN)
EXCLUDE | GA | Buford | 759 | 2A | WAT | HY | 62 |  | Electric Utility | N | Non Combustion (NUC, WAT, WND, GEO, or SUN)
EXCLUDE | GA | Buford | 759 | 3A | WAT | HY | 7.2 |  | Electric Utility | N | Non Combustion (NUC, WAT, WND, GEO, or SUN)
EXCLUDE | CA | Foundation ST | 57626 | WTG1 | WND | WT | 2 |  | IPP Non-CHP | N | Non Combustion (NUC, WAT, WND, GEO, or SUN)
EXCLUDE | MA | Town of Uxbridge MA at Commerce Dr | 57941 | PV1 | SUN | PV | 1.8 |  | IPP Non-CHP | N | Non Combustion (NUC, WAT, WND, GEO, or SUN)
EXCLUDE | MA | Town of Norfolk MA at Medway Branch | 57942 | PV1 | SUN | PV | 1.2 |  | IPP Non-CHP | N | Non Combustion (NUC, WAT, WND, GEO, or SUN)
EXCLUDE | ID | Two Ponds Windfarm | 57444 | 1 | WND | WT | 23 |  | IPP Non-CHP | N | Non Combustion (NUC, WAT, WND, GEO, or SUN)
EXCLUDE | MO | Harry Truman | 6141 | 1 | WAT | PS | 26.9 |  | Electric Utility | N | Non Combustion (NUC, WAT, WND, GEO, or SUN)
EXCLUDE | MO | Harry Truman | 6141 | 2 | WAT | PS | 26.9 |  | Electric Utility | N | Non Combustion (NUC, WAT, WND, GEO, or SUN)
EXCLUDE | MO | Harry Truman | 6141 | 3 | WAT | PS | 26.9 |  | Electric Utility | N | Non Combustion (NUC, WAT, WND, GEO, or SUN)
EXCLUDE | MO | Harry Truman | 6141 | 4 | WAT | PS | 26.9 |  | Electric Utility | N | Non Combustion (NUC, WAT, WND, GEO, or SUN)
EXCLUDE | MO | Harry Truman | 6141 | 5 | WAT | PS | 26.9 |  | Electric Utility | N | Non Combustion (NUC, WAT, WND, GEO, or SUN)
EXCLUDE | MO | Harry Truman | 6141 | 6 | WAT | PS | 26.9 |  | Electric Utility | N | Non Combustion (NUC, WAT, WND, GEO, or SUN)
EXCLUDE | NC | Rocky Mount Mill | 50468 | 1 | WAT | HY | 0.6 |  | Industrial Non-CHP | N | Non Combustion (NUC, WAT, WND, GEO, or SUN)
EXCLUDE | NC | Rocky Mount Mill | 50468 | 2 | WAT | HY | 0.5 |  | Industrial Non-CHP | N | Non Combustion (NUC, WAT, WND, GEO, or SUN)
EXCLUDE | NC | Rocky Mount Mill | 50468 | 3 | WAT | HY | 0.5 |  | Industrial Non-CHP | N | Non Combustion (NUC, WAT, WND, GEO, or SUN)
EXCLUDE | OK | Markham | 2980 | 1 | WAT | HY | 32.1 |  | Electric Utility | N | Non Combustion (NUC, WAT, WND, GEO, or SUN)
EXCLUDE | OK | Markham | 2980 | 2 | WAT | HY | 30 |  | Electric Utility | N | Non Combustion (NUC, WAT, WND, GEO, or SUN)
EXCLUDE | OK | Markham | 2980 | 3 | WAT | HY | 30 |  | Electric Utility | N | Non Combustion (NUC, WAT, WND, GEO, or SUN)
EXCLUDE | OK | Markham | 2980 | 4 | WAT | HY | 32.1 |  | Electric Utility | N | Non Combustion (NUC, WAT, WND, GEO, or SUN)
EXCLUDE | GA | Allatoona | 760 | 1 | WAT | HY | 42.3 |  | Electric Utility | N | Non Combustion (NUC, WAT, WND, GEO, or SUN)
EXCLUDE | GA | Allatoona | 760 | 2 | WAT | HY | 42.3 |  | Electric Utility | N | Non Combustion (NUC, WAT, WND, GEO, or SUN)
EXCLUDE | GA | Allatoona | 760 | A | WAT | HY | 2 |  | Electric Utility | N | Non Combustion (NUC, WAT, WND, GEO, or SUN)
EXCLUDE | NV | Copper Mountain Solar 2 | 58017 | PV01 | SUN | PV | 30 |  | IPP Non-CHP | N | Non Combustion (NUC, WAT, WND, GEO, or SUN)
EXCLUDE | NV | Copper Mountain Solar 2 | 58017 | PV02 | SUN | PV | 30 |  | IPP Non-CHP | N | Non Combustion (NUC, WAT, WND, GEO, or SUN)
EXCLUDE | NV | Copper Mountain Solar 2 | 58017 | PV03 | SUN | PV | 34 |  | IPP Non-CHP | N | Non Combustion (NUC, WAT, WND, GEO, or SUN)
EXCLUDE | NY | Macomb | 2583 | 1 | WAT | HY | 1 |  | IPP Non-CHP | N | Non Combustion (NUC, WAT, WND, GEO, or SUN)
EXCLUDE | MI | Big Quinnesec 61 | 7821 | 4 | WAT | HY | 2.2 |  | Electric Utility | N | Non Combustion (NUC, WAT, WND, GEO, or SUN)
EXCLUDE | MI | Big Quinnesec 61 | 7821 | 5 | WAT | HY | 2.2 |  | Electric Utility | N | Non Combustion (NUC, WAT, WND, GEO, or SUN)
EXCLUDE | CA | L-8 Solar Project | 57836 | TSM | SUN | PV | 1.5 |  | IPP Non-CHP | N | Non Combustion (NUC, WAT, WND, GEO, or SUN)
EXCLUDE | CA | Lundy | 342 | 1 | WAT | HY | 1.5 |  | Electric Utility | N | Non Combustion (NUC, WAT, WND, GEO, or SUN)
EXCLUDE | CA | Lundy | 342 | 2 | WAT | HY | 1.5 |  | Electric Utility | N | Non Combustion (NUC, WAT, WND, GEO, or SUN)
EXCLUDE | OR | South Hurlburt Wind LLC | 57549 | SOUTH | WND | WT | 290 |  | IPP Non-CHP | N | Non Combustion (NUC, WAT, WND, GEO, or SUN)
EXCLUDE | CA | EDF Renewable Windfarm V Inc | 54453 | GEN2 | WND | WT | 60 |  | IPP Non-CHP | N | Non Combustion (NUC, WAT, WND, GEO, or SUN)
EXCLUDE | LA | PPG Powerhouse A | 50487 | A1 | PUR | ST | 7.5 |  | Industrial Non-CHP | N | Non Fossil fuel type
EXCLUDE | LA | PPG Powerhouse A | 50487 | A2 | PUR | ST | 7.5 |  | Industrial Non-CHP | N | Non Fossil fuel type
EXCLUDE | LA | PPG Powerhouse A | 50487 | A4 | PUR | ST | 7.5 |  | Industrial Non-CHP | N | Non Fossil fuel type
EXCLUDE | LA | PPG Powerhouse A | 50487 | A7 | PUR | ST | 10 |  | Industrial Non-CHP | N | Non Fossil fuel type
EXCLUDE | LA | PPG Powerhouse A | 50487 | A9 | PUR | ST | 20 |  | Industrial Non-CHP | N | Non Fossil fuel type
EXCLUDE | CA | San Francisquito 2 | 6480 | 1 | WAT | HY | 14 |  | Electric Utility | N | Non Combustion (NUC, WAT, WND, GEO, or SUN)
EXCLUDE | CA | San Francisquito 2 | 6480 | 2 | WAT | HY | 14 |  | Electric Utility | N | Non Combustion (NUC, WAT, WND, GEO, or SUN)
EXCLUDE | CA | San Francisquito 2 | 6480 | 3 | WAT | HY | 14 |  | Electric Utility | N | Non Combustion (NUC, WAT, WND, GEO, or SUN)
EXCLUDE | TX | Whitney | 6414 | 1 | WAT | HY | 15 |  | Electric Utility | N | Non Combustion (NUC, WAT, WND, GEO, or SUN)
EXCLUDE | TX | Whitney | 6414 | 2 | WAT | HY | 15 |  | Electric Utility | N | Non Combustion (NUC, WAT, WND, GEO, or SUN)
EXCLUDE | NH | China Mill Hydro | 50103 | GEN1 | WAT | HY | 1.7 |  | IPP Non-CHP | N | Non Combustion (NUC, WAT, WND, GEO, or SUN)
EXCLUDE | ID | Desert Meadow Windfarm | 57430 | 1 | WND | WT | 23 |  | IPP Non-CHP | N | Non Combustion (NUC, WAT, WND, GEO, or SUN)
EXCLUDE | MA | Charlestown Wind Turbine | 58065 | CWT1 | WND | WT | 1.5 |  | IPP Non-CHP | N | Non Combustion (NUC, WAT, WND, GEO, or SUN)
EXCLUDE | ID | Hammett Hill Windfarm | 57428 | 1 | WND | WT | 23 |  | IPP Non-CHP | N | Non Combustion (NUC, WAT, WND, GEO, or SUN)
EXCLUDE | CA | Difwind Farms Ltd V | 54685 | EXIS | WND | WT | 11.7 |  | IPP Non-CHP | N | Non Combustion (NUC, WAT, WND, GEO, or SUN)
EXCLUDE | CA | Newcastle | 632 | 1 | WAT | HY | 12.7 |  | Electric Utility | N | Non Combustion (NUC, WAT, WND, GEO, or SUN)
EXCLUDE | CA | Drum 1 | 235 | 1 | WAT | HY | 12 |  | Electric Utility | N | Non Combustion (NUC, WAT, WND, GEO, or SUN)
EXCLUDE | CA | Drum 1 | 235 | 2 | WAT | HY | 12 |  | Electric Utility | N | Non Combustion (NUC, WAT, WND, GEO, or SUN)
EXCLUDE | CA | Drum 1 | 235 | 3 | WAT | HY | 12 |  | Electric Utility | N | Non Combustion (NUC, WAT, WND, GEO, or SUN)
EXCLUDE | CA | Drum 1 | 235 | 4 | WAT | HY | 13.2 |  | Electric Utility | N | Non Combustion (NUC, WAT, WND, GEO, or SUN)
EXCLUDE | CA | Poole | 353 | 1 | WAT | HY | 11.2 |  | Electric Utility | N | Non Combustion (NUC, WAT, WND, GEO, or SUN)
EXCLUDE | KS | Spearville 3 LLC | 57975 | GEN1 | WND | WT | 108 |  | IPP Non-CHP | N | Non Combustion (NUC, WAT, WND, GEO, or SUN)
EXCLUDE | PA | Laurel Hill Wind | 57744 | 1 | WND | WT | 69 |  | IPP Non-CHP | N | Non Combustion (NUC, WAT, WND, GEO, or SUN)
EXCLUDE | CA | Tulare Success Power Project | 10222 | SPP1 | WAT | HY | 1.4 |  | IPP Non-CHP | N | Non Combustion (NUC, WAT, WND, GEO, or SUN)
EXCLUDE | NM | SunE EPE1 LLC | 57986 | 1 | SUN | PV | 11.3 |  | IPP Non-CHP | N | Non Combustion (NUC, WAT, WND, GEO, or SUN)
EXCLUDE | TX | Aeolus Wind Facility | 56225 | V90 | WND | WT | 3 |  | IPP Non-CHP | N | Non Combustion (NUC, WAT, WND, GEO, or SUN)
EXCLUDE | CA | Venice | 72 | 1 | WAT | HY | 10.1 |  | Electric Utility | N | Non Combustion (NUC, WAT, WND, GEO, or SUN)
EXCLUDE | TX | Sam Rayburn | 6413 | 1 | WAT | HY | 26 |  | Electric Utility | N | Non Combustion (NUC, WAT, WND, GEO, or SUN)
EXCLUDE | TX | Sam Rayburn | 6413 | 2 | WAT | HY | 26 |  | Electric Utility | N | Non Combustion (NUC, WAT, WND, GEO, or SUN)
EXCLUDE | PA | Green Mountain Wind Farm | 55370 | N60 | WND | WT | 10.4 |  | IPP Non-CHP | N | Non Combustion (NUC, WAT, WND, GEO, or SUN)
EXCLUDE | TX | Hueco Mountain Wind Ranch | 55578 | EXIS | WND | WT | 1.3 |  | Electric Utility | N | Non Combustion (NUC, WAT, WND, GEO, or SUN)
EXCLUDE | GA | Hartwell Lake | 754 | 1 | WAT | HY | 85 |  | Electric Utility | N | Non Combustion (NUC, WAT, WND, GEO, or SUN)
EXCLUDE | GA | Hartwell Lake | 754 | 2 | WAT | HY | 85 |  | Electric Utility | N | Non Combustion (NUC, WAT, WND, GEO, or SUN)
EXCLUDE | GA | Hartwell Lake | 754 | 3 | WAT | HY | 85 |  | Electric Utility | N | Non Combustion (NUC, WAT, WND, GEO, or SUN)
EXCLUDE | GA | Hartwell Lake | 754 | 4 | WAT | HY | 85 |  | Electric Utility | N | Non Combustion (NUC, WAT, WND, GEO, or SUN)
EXCLUDE | GA | Hartwell Lake | 754 | 5 | WAT | HY | 80 |  | Electric Utility | N | Non Combustion (NUC, WAT, WND, GEO, or SUN)
EXCLUDE | CO | Busch Ranch Wind Energy Farm | 57980 | WTG | WND | WT | 29 |  | Electric Utility | N | Non Combustion (NUC, WAT, WND, GEO, or SUN)
EXCLUDE | VT | Cadys Falls | 3765 | 1 | WAT | HY | 0.8 |  | Electric Utility | N | Non Combustion (NUC, WAT, WND, GEO, or SUN)
EXCLUDE | VT | Cadys Falls | 3765 | 2 | WAT | HY | 0.8 |  | Electric Utility | N | Non Combustion (NUC, WAT, WND, GEO, or SUN)
EXCLUDE | GA | VC Porterdale Hydroelectric | 50242 | TB-1 | WAT | HY | 1.5 |  | IPP Non-CHP | N | Non Combustion (NUC, WAT, WND, GEO, or SUN)
EXCLUDE | GA | VC Porterdale Hydroelectric | 50242 | TB-2 | WAT | HY | 1.5 |  | IPP Non-CHP | N | Non Combustion (NUC, WAT, WND, GEO, or SUN)
EXCLUDE | HI | Keahole | 8083 | 7 | DFO | CC | 18 |  | Electric Utility | N | Combined Cycle (PRMVR=CC) unit under 25MW
EXCLUDE | HI | Keahole | 8083 | CT4 | DFO | CC | 23 |  | Electric Utility | N | Combined Cycle (PRMVR=CC) unit under 25MW
EXCLUDE | HI | Keahole | 8083 | CT5 | DFO | CC | 23 |  | Electric Utility | N | Combined Cycle (PRMVR=CC) unit under 25MW
EXCLUDE | CA | Crafton Hills College Solar Farm | 58170 | GEN1 | SUN | PV | 1.3 |  | Commercial Non-CHP | N | Non Combustion (NUC, WAT, WND, GEO, or SUN)
EXCLUDE | CA | Hat Creek 1 | 243 | 1 | WAT | HY | 10 |  | Electric Utility | N | Non Combustion (NUC, WAT, WND, GEO, or SUN)
EXCLUDE | FL | IKEA Tampa 042 | 58012 | PV | SUN | PV | 1 |  | Commercial Non-CHP | N | Non Combustion (NUC, WAT, WND, GEO, or SUN)
EXCLUDE | KS | Shooting Star Wind Project LLC | 58018 | 1 | WND | WT | 104 |  | IPP Non-CHP | N | Non Combustion (NUC, WAT, WND, GEO, or SUN)
EXCLUDE | WI | LAC Courte Oreilles Hydroelect | 10453 | U1 | WAT | HY | 0.2 |  | Commercial Non-CHP | N | Non Combustion (NUC, WAT, WND, GEO, or SUN)
EXCLUDE | WI | LAC Courte Oreilles Hydroelect | 10453 | U2 | WAT | HY | 1.6 |  | Commercial Non-CHP | N | Non Combustion (NUC, WAT, WND, GEO, or SUN)
EXCLUDE | WI | LAC Courte Oreilles Hydroelect | 10453 | U3 | WAT | HY | 1.6 |  | Commercial Non-CHP | N | Non Combustion (NUC, WAT, WND, GEO, or SUN)
EXCLUDE | WA | Drop 2 | 6507 | 1 | WAT | HY | 2.5 |  | Electric Utility | N | Non Combustion (NUC, WAT, WND, GEO, or SUN)
EXCLUDE | OR | Horseshoe Bend Wind LLC | 57550 | HORSE | WND | WT | 290 |  | IPP Non-CHP | N | Non Combustion (NUC, WAT, WND, GEO, or SUN)
EXCLUDE | AZ | Crosscut | 143 | CC5 | WAT | HY | 3 |  | Electric Utility | N | Non Combustion (NUC, WAT, WND, GEO, or SUN)
EXCLUDE | CA | Pacific Wind LLC | 57757 | 1 | WND | WT | 151.7 |  | IPP Non-CHP | N | Non Combustion (NUC, WAT, WND, GEO, or SUN)
EXCLUDE | NJ | 180 Raritan Solar | 58187 | 1 | SUN | PV | 2.3 |  | IPP Non-CHP | N | Non Combustion (NUC, WAT, WND, GEO, or SUN)
EXCLUDE | MD | Kent County-Kennedyville | 58239 | PVKV | SUN | PV | 1 |  | IPP Non-CHP | N | Non Combustion (NUC, WAT, WND, GEO, or SUN)
EXCLUDE | CO | Limon Wind I | 58126 | 1 | WND | WT | 200 |  | IPP Non-CHP | N | Non Combustion (NUC, WAT, WND, GEO, or SUN)
EXCLUDE | AK | Kotzebue | 6304 | 18WT | WND | WT | 0.9 |  | Electric Utility | N | Non Combustion (NUC, WAT, WND, GEO, or SUN)
EXCLUDE | AK | Kotzebue | 6304 | 19WT | WND | WT | 0.9 |  | Electric Utility | N | Non Combustion (NUC, WAT, WND, GEO, or SUN)
EXCLUDE | AK | Kotzebue | 6304 | 1WT | WND | WT | 0.6 |  | Electric Utility | N | Non Combustion (NUC, WAT, WND, GEO, or SUN)
EXCLUDE | AK | Kotzebue | 6304 | 3WT | WND | WT | 0.2 |  | Electric Utility | N | Non Combustion (NUC, WAT, WND, GEO, or SUN)
EXCLUDE | AK | Kotzebue | 6304 | 4WT | WND | WT | 0.5 |  | Electric Utility | N | Non Combustion (NUC, WAT, WND, GEO, or SUN)
EXCLUDE | AK | Kotzebue | 6304 | 7WT | WND | WT | 0.3 |  | Electric Utility | N | Non Combustion (NUC, WAT, WND, GEO, or SUN)
EXCLUDE | AK | Kotzebue | 6304 | 10wt | WND | WT | 0.1 |  | Electric Utility | N | Non Combustion (NUC, WAT, WND, GEO, or SUN)
EXCLUDE | AK | Kotzebue | 6304 | 11wt | WND | WT | 0.1 |  | Electric Utility | N | Non Combustion (NUC, WAT, WND, GEO, or SUN)
EXCLUDE | AK | Kotzebue | 6304 | 12wt | WND | WT | 0.1 |  | Electric Utility | N | Non Combustion (NUC, WAT, WND, GEO, or SUN)
EXCLUDE | AK | Kotzebue | 6304 | 13WT | WND | WT | 0.1 |  | Electric Utility | N | Non Combustion (NUC, WAT, WND, GEO, or SUN)
EXCLUDE | AK | Kotzebue | 6304 | 14wt | WND | WT | 0.1 |  | Electric Utility | N | Non Combustion (NUC, WAT, WND, GEO, or SUN)
EXCLUDE | AK | Kotzebue | 6304 | 15WT | WND | WT | 0.1 |  | Electric Utility | N | Non Combustion (NUC, WAT, WND, GEO, or SUN)
EXCLUDE | AK | Kotzebue | 6304 | 16WT | WND | WT | 0.1 |  | Electric Utility | N | Non Combustion (NUC, WAT, WND, GEO, or SUN)
EXCLUDE | AK | Kotzebue | 6304 | 17WT | WND | WT | 0.1 |  | Electric Utility | N | Non Combustion (NUC, WAT, WND, GEO, or SUN)
EXCLUDE | AK | Kotzebue | 6304 | 2WT | WND | WT | 0.1 |  | Electric Utility | N | Non Combustion (NUC, WAT, WND, GEO, or SUN)
EXCLUDE | AK | Kotzebue | 6304 | 5WT | WND | WT | 0.1 |  | Electric Utility | N | Non Combustion (NUC, WAT, WND, GEO, or SUN)
EXCLUDE | AK | Kotzebue | 6304 | 6WT | WND | WT | 0.1 |  | Electric Utility | N | Non Combustion (NUC, WAT, WND, GEO, or SUN)
EXCLUDE | AK | Kotzebue | 6304 | 8WT | WND | WT | 0.1 |  | Electric Utility | N | Non Combustion (NUC, WAT, WND, GEO, or SUN)
EXCLUDE | AK | Kotzebue | 6304 | 9wt | WND | WT | 0.1 |  | Electric Utility | N | Non Combustion (NUC, WAT, WND, GEO, or SUN)
EXCLUDE | WA | Drop 3 | 6508 | 1 | WAT | HY | 0.8 |  | Electric Utility | N | Non Combustion (NUC, WAT, WND, GEO, or SUN)
EXCLUDE | WA | Drop 3 | 6508 | 2 | WAT | HY | 0.8 |  | Electric Utility | N | Non Combustion (NUC, WAT, WND, GEO, or SUN)
EXCLUDE | CA | Isabella Hydro Project | 10139 | GEN1 | WAT | HY | 5.9 |  | IPP Non-CHP | N | Non Combustion (NUC, WAT, WND, GEO, or SUN)
EXCLUDE | CA | Isabella Hydro Project | 10139 | GEN2 | WAT | HY | 5.9 |  | IPP Non-CHP | N | Non Combustion (NUC, WAT, WND, GEO, or SUN)
EXCLUDE | IL | Bishop Hill II Wind Farm | 58111 | 1 | WND | WT | 81 |  | IPP Non-CHP | N | Non Combustion (NUC, WAT, WND, GEO, or SUN)
EXCLUDE | CA | Northwind Energy | 10738 | GEN1 | WND | WT | 13 |  | IPP Non-CHP | N | Non Combustion (NUC, WAT, WND, GEO, or SUN)
EXCLUDE | CO | DOE Golden NWTC Turbine Side | 57693 | ALSTO | WND | WT | 3 |  | Commercial Non-CHP | N | Non Combustion (NUC, WAT, WND, GEO, or SUN)
EXCLUDE | CO | DOE Golden NWTC Turbine Side | 57693 | GAMES | WND | WT | 2 |  | Commercial Non-CHP | N | Non Combustion (NUC, WAT, WND, GEO, or SUN)
EXCLUDE | CO | DOE Golden NWTC Turbine Side | 57693 | GEDOE | WND | WT | 1.5 |  | Commercial Non-CHP | N | Non Combustion (NUC, WAT, WND, GEO, or SUN)
EXCLUDE | CO | DOE Golden NWTC Turbine Side | 57693 | SIEM | WND | WT | 2.3 |  | Commercial Non-CHP | N | Non Combustion (NUC, WAT, WND, GEO, or SUN)
EXCLUDE | GA | Sinclair Dam | 722 | 1 | WAT | HY | 22.5 |  | Electric Utility | N | Non Combustion (NUC, WAT, WND, GEO, or SUN)
EXCLUDE | GA | Sinclair Dam | 722 | 2 | WAT | HY | 22.5 |  | Electric Utility | N | Non Combustion (NUC, WAT, WND, GEO, or SUN)
EXCLUDE | CA | Perris | 481 | 1 | WAT | HY | 7.9 |  | Electric Utility | N | Non Combustion (NUC, WAT, WND, GEO, or SUN)
EXCLUDE | CA | Green Acres Solar Facility 1 | 57849 | GASF1 | SUN | PV | 3 |  | IPP Non-CHP | N | Non Combustion (NUC, WAT, WND, GEO, or SUN)
EXCLUDE | SC | Rocky River | 3305 | 1 | WAT | HY | 1.8 |  | Electric Utility | N | Non Combustion (NUC, WAT, WND, GEO, or SUN)
EXCLUDE | SC | Rocky River | 3305 | 2 | WAT | HY | 0.8 |  | Electric Utility | N | Non Combustion (NUC, WAT, WND, GEO, or SUN)
EXCLUDE | CA | Green Acres Solar Facility 2 | 57850 | GASF2 | SUN | PV | 1 |  | IPP Non-CHP | N | Non Combustion (NUC, WAT, WND, GEO, or SUN)
EXCLUDE | ID | Ryegrass Windfarm | 57427 | 1 | WND | WT | 23 |  | IPP Non-CHP | N | Non Combustion (NUC, WAT, WND, GEO, or SUN)
EXCLUDE | CA | Naval Air Weapons Station China Lake | 57764 | 1 | SUN | PV | 11.1 |  | Commercial Non-CHP | N | Non Combustion (NUC, WAT, WND, GEO, or SUN)
EXCLUDE | CA | Moccasin Low Head Hydro Project | 751 | 1 | WAT | HY | 2.9 |  | Electric Utility | N | Non Combustion (NUC, WAT, WND, GEO, or SUN)
EXCLUDE | GA | Blue Ridge | 757 | 1 | WAT | HY | 22 |  | Electric Utility | N | Non Combustion (NUC, WAT, WND, GEO, or SUN)
EXCLUDE | GA | Blue Ridge | 757 | 2 | WAT | HY | 1.5 |  | Electric Utility | N | Non Combustion (NUC, WAT, WND, GEO, or SUN)
EXCLUDE | CA | Golden Springs Building D | 57797 | 1 | SUN | PV | 1.3 |  | IPP Non-CHP | N | Non Combustion (NUC, WAT, WND, GEO, or SUN)
EXCLUDE | ID | Cold Springs Windfarm | 57431 | 1 | WND | WT | 23 |  | IPP Non-CHP | N | Non Combustion (NUC, WAT, WND, GEO, or SUN)
EXCLUDE | MA | Acushnet AD Makepeace | 58270 | 1 | SUN | PV | 4.7 |  | IPP Non-CHP | N | Non Combustion (NUC, WAT, WND, GEO, or SUN)
EXCLUDE | AZ | Jewish Community Center PV | 58292 | JCC | SUN | PV | 1.1 |  | IPP Non-CHP | N | Non Combustion (NUC, WAT, WND, GEO, or SUN)
EXCLUDE | MI | Harvest II Windfarm | 57888 | 1 | WND | WT | 59.4 |  | IPP Non-CHP | N | Non Combustion (NUC, WAT, WND, GEO, or SUN)
EXCLUDE | VA | Georgia-Pacific Big Island | 50479 | BHG1 | WAT | HY | 0.2 |  | Industrial CHP | N | Non Combustion (NUC, WAT, WND, GEO, or SUN)
EXCLUDE | VA | Georgia-Pacific Big Island | 50479 | BHG2 | WAT | HY | 0.2 |  | Industrial CHP | N | Non Combustion (NUC, WAT, WND, GEO, or SUN)
EXCLUDE | AL | Harris Dam | 6188 | 1 | WAT | HY | 67.5 |  | Electric Utility | N | Non Combustion (NUC, WAT, WND, GEO, or SUN)
EXCLUDE | AL | Harris Dam | 6188 | 2 | WAT | HY | 67.5 |  | Electric Utility | N | Non Combustion (NUC, WAT, WND, GEO, or SUN)
EXCLUDE | CA | Solar Photovoltaic Project #10 | 57224 | S010A | SUN | PV | 0.5 |  | Electric Utility | N | Non Combustion (NUC, WAT, WND, GEO, or SUN)
EXCLUDE | CA | Solar Photovoltaic Project #10 | 57224 | S010B | SUN | PV | 0.5 |  | Electric Utility | N | Non Combustion (NUC, WAT, WND, GEO, or SUN)
EXCLUDE | CA | Solar Photovoltaic Project #10 | 57224 | S010C | SUN | PV | 0.5 |  | Electric Utility | N | Non Combustion (NUC, WAT, WND, GEO, or SUN)
EXCLUDE | AZ | Ocotillo | 116 | PV1 | SUN | PV | 0.1 |  | Electric Utility | N | Non Combustion (NUC, WAT, WND, GEO, or SUN)
EXCLUDE | AZ | Ocotillo | 116 | PV2 | SUN | PV | 0.1 |  | Electric Utility | N | Non Combustion (NUC, WAT, WND, GEO, or SUN)
EXCLUDE | AZ | Ocotillo | 116 | PVM | SUN | PV | 0.4 |  | Electric Utility | N | Non Combustion (NUC, WAT, WND, GEO, or SUN)
EXCLUDE | NY | Sissonville Hydro | 10220 | HY1 | WAT | HY | 3 |  | IPP Non-CHP | N | Non Combustion (NUC, WAT, WND, GEO, or SUN)
EXCLUDE | CA | San Gabriel Hydro Project | 54017 | U1 | WAT | HY | 3.9 |  | IPP Non-CHP | N | Non Combustion (NUC, WAT, WND, GEO, or SUN)
EXCLUDE | CA | San Gabriel Hydro Project | 54017 | U2 | WAT | HY | 1.1 |  | IPP Non-CHP | N | Non Combustion (NUC, WAT, WND, GEO, or SUN)
EXCLUDE | AZ | Queen Creek Solar Farm | 57883 | GEN1 | SUN | PV | 19 |  | IPP Non-CHP | N | Non Combustion (NUC, WAT, WND, GEO, or SUN)
EXCLUDE | FL | C H Corn Hydroelectric Facility | 956 | 1 | WAT | HY | 4.4 |  | Electric Utility | N | Non Combustion (NUC, WAT, WND, GEO, or SUN)
EXCLUDE | FL | C H Corn Hydroelectric Facility | 956 | 2 | WAT | HY | 4.4 |  | Electric Utility | N | Non Combustion (NUC, WAT, WND, GEO, or SUN)
EXCLUDE | FL | C H Corn Hydroelectric Facility | 956 | 3 | WAT | HY | 3.4 |  | Electric Utility | N | Non Combustion (NUC, WAT, WND, GEO, or SUN)
EXCLUDE | NC | DE Solar 657 Brigham Rd | 57335 | PV01 | SUN | PV | 1.3 |  | Electric Utility | N | Non Combustion (NUC, WAT, WND, GEO, or SUN)
EXCLUDE | OR | Neal Hot Springs Geothermal Project | 58022 | NHS1 | GEO | BT | 11 |  | IPP Non-CHP | N | Non Combustion (NUC, WAT, WND, GEO, or SUN)
EXCLUDE | OR | Neal Hot Springs Geothermal Project | 58022 | NHS2 | GEO | BT | 11 |  | IPP Non-CHP | N | Non Combustion (NUC, WAT, WND, GEO, or SUN)
EXCLUDE | OR | Neal Hot Springs Geothermal Project | 58022 | NHS3 | GEO | BT | 11 |  | IPP Non-CHP | N | Non Combustion (NUC, WAT, WND, GEO, or SUN)
EXCLUDE | NY | Kensico | 650 | 1 | WAT | HY | 1 |  | Electric Utility | N | Non Combustion (NUC, WAT, WND, GEO, or SUN)
EXCLUDE | NY | Kensico | 650 | 2 | WAT | HY | 1 |  | Electric Utility | N | Non Combustion (NUC, WAT, WND, GEO, or SUN)
EXCLUDE | NY | Kensico | 650 | 3 | WAT | HY | 1 |  | Electric Utility | N | Non Combustion (NUC, WAT, WND, GEO, or SUN)
EXCLUDE | ME | Bull Hill Wind Project | 57083 | 1 | WND | WT | 34.5 |  | IPP Non-CHP | N | Non Combustion (NUC, WAT, WND, GEO, or SUN)
EXCLUDE | KS | Flat Ridge 2 Wind Energy LLC | 57787 | 1 | WND | WT | 470.2 |  | IPP Non-CHP | N | Non Combustion (NUC, WAT, WND, GEO, or SUN)
EXCLUDE | CA | Foundation Cemex Madison | 58112 | WTG1 | WND | WT | 1 |  | IPP Non-CHP | N | Non Combustion (NUC, WAT, WND, GEO, or SUN)
EXCLUDE | NC | DE Solar 1725 Drywall Dr | 57336 | PV01 | SUN | PV | 1 |  | Electric Utility | N | Non Combustion (NUC, WAT, WND, GEO, or SUN)
EXCLUDE | CA | Tahquitz High School | 58232 | TAHQ | SUN | PV | 1 |  | IPP Non-CHP | N | Non Combustion (NUC, WAT, WND, GEO, or SUN)
EXCLUDE | OK | Canadian Hills Wind | 57987 | 1 | WND | WT | 298.5 |  | IPP Non-CHP | N | Non Combustion (NUC, WAT, WND, GEO, or SUN)
EXCLUDE | CA | Lake Mendocino | 7489 | G1 | WAT | HY | 1 |  | Electric Utility | N | Non Combustion (NUC, WAT, WND, GEO, or SUN)
EXCLUDE | CA | Lake Mendocino | 7489 | G2 | WAT | HY | 2.5 |  | Electric Utility | N | Non Combustion (NUC, WAT, WND, GEO, or SUN)
EXCLUDE | MN | NAE Shaokatan Power | 56217 | SPP2 | WND | WT | 0.8 |  | IPP Non-CHP | N | Non Combustion (NUC, WAT, WND, GEO, or SUN)
EXCLUDE | MN | NAE Shaokatan Power | 56217 | SPP3 | WND | WT | 0.8 |  | IPP Non-CHP | N | Non Combustion (NUC, WAT, WND, GEO, or SUN)
EXCLUDE | TX | IKEA Round Rock 027 | 58013 | PV | SUN | PV | 1.4 |  | Commercial Non-CHP | N | Non Combustion (NUC, WAT, WND, GEO, or SUN)
EXCLUDE | IA | Allendorf | 56215 | A1 | WND | WT | 1.2 |  | IPP Non-CHP | N | Non Combustion (NUC, WAT, WND, GEO, or SUN)
EXCLUDE | MA | Cobble Mountain | 1630 | 1 | WAT | HY | 13 |  | Electric Utility | N | Non Combustion (NUC, WAT, WND, GEO, or SUN)
EXCLUDE | MA | Cobble Mountain | 1630 | 2 | WAT | HY | 7 |  | Electric Utility | N | Non Combustion (NUC, WAT, WND, GEO, or SUN)
EXCLUDE | MA | Cobble Mountain | 1630 | 3 | WAT | HY | 13 |  | Electric Utility | N | Non Combustion (NUC, WAT, WND, GEO, or SUN)
EXCLUDE | TX | West Texas Windplant | 54966 | WIND | WND | WT | 30 |  | IPP Non-CHP | N | Non Combustion (NUC, WAT, WND, GEO, or SUN)
EXCLUDE | CA | Solar Photovoltaic Project #18 | 57232 | S018A | SUN | PV | 0.5 |  | Electric Utility | N | Non Combustion (NUC, WAT, WND, GEO, or SUN)
EXCLUDE | CA | Solar Photovoltaic Project #18 | 57232 | S018B | SUN | PV | 0.5 |  | Electric Utility | N | Non Combustion (NUC, WAT, WND, GEO, or SUN)
EXCLUDE | CA | Solar Photovoltaic Project #18 | 57232 | S018C | SUN | PV | 0.5 |  | Electric Utility | N | Non Combustion (NUC, WAT, WND, GEO, or SUN)
EXCLUDE | CA | Foundation IE | 57792 | WTG1 | WND | WT | 1 |  | IPP Non-CHP | N | Non Combustion (NUC, WAT, WND, GEO, or SUN)
EXCLUDE | MO | Clarence Cannon | 6140 | 1 | WAT | HY | 27 |  | Electric Utility | N | Non Combustion (NUC, WAT, WND, GEO, or SUN)
EXCLUDE | ME | Squa Pan Hydro Station | 1516 | SP1 | WAT | HY | 1.5 |  | IPP Non-CHP | N | Non Combustion (NUC, WAT, WND, GEO, or SUN)
EXCLUDE | WI | Glenmore Turbines | 7882 | 1 | WND | WT | 1.2 |  | Electric Utility | N | Non Combustion (NUC, WAT, WND, GEO, or SUN)
EXCLUDE | IL | Minonk Wind Farm | 57284 | 1 | WND | WT | 200 |  | IPP Non-CHP | N | Non Combustion (NUC, WAT, WND, GEO, or SUN)
EXCLUDE | VT | W K Sanders | 678 | 1 | WAT | HY | 0.9 |  | Electric Utility | N | Non Combustion (NUC, WAT, WND, GEO, or SUN)
EXCLUDE | VT | W K Sanders | 678 | 2 | WAT | HY | 0.9 |  | Electric Utility | N | Non Combustion (NUC, WAT, WND, GEO, or SUN)
EXCLUDE | KS | Ensign Wind LLC | 58137 | 1 | WND | WT | 98.9 |  | IPP Non-CHP | N | Non Combustion (NUC, WAT, WND, GEO, or SUN)
EXCLUDE | MO | Clarence Cannon | 6140 | 2 | WAT | PS | 31 |  | Electric Utility | N | Non Combustion (NUC, WAT, WND, GEO, or SUN)
EXCLUDE | NY | Marble River Wind Farm | 56857 | GEN1 | WND | WT | 215 |  | IPP Non-CHP | N | Non Combustion (NUC, WAT, WND, GEO, or SUN)
EXCLUDE | MO | Stockton | 2124 | 1 | WAT | HY | 45.2 |  | Electric Utility | N | Non Combustion (NUC, WAT, WND, GEO, or SUN)
EXCLUDE | NV | Steamboat 1A Power Plant | 52138 | DE31 | GEO | BT | 1.2 |  | IPP Non-CHP | N | Non Combustion (NUC, WAT, WND, GEO, or SUN)
EXCLUDE | NV | Steamboat 1A Power Plant | 52138 | DE32 | GEO | BT | 1.2 |  | IPP Non-CHP | N | Non Combustion (NUC, WAT, WND, GEO, or SUN)
EXCLUDE | CO | Limon Wind II | 58127 | 1 | WND | WT | 200 |  | IPP Non-CHP | N | Non Combustion (NUC, WAT, WND, GEO, or SUN)
EXCLUDE | CA | Foundation RRM | 58113 | WTG1 | WND | WT | 1 |  | IPP Non-CHP | N | Non Combustion (NUC, WAT, WND, GEO, or SUN)
EXCLUDE | CA | Foundation RRM | 58113 | WTG2 | WND | WT | 1 |  | IPP Non-CHP | N | Non Combustion (NUC, WAT, WND, GEO, or SUN)
EXCLUDE | GA | High Shoals Hydro | 10121 | GEN1 | WAT | HY | 1.4 |  | IPP Non-CHP | N | Non Combustion (NUC, WAT, WND, GEO, or SUN)
EXCLUDE | MO | Niangua | 2099 | 1 | WAT | HY | 1.5 |  | Electric Utility | N | Non Combustion (NUC, WAT, WND, GEO, or SUN)
EXCLUDE | MO | Niangua | 2099 | 2 | WAT | HY | 1.5 |  | Electric Utility | N | Non Combustion (NUC, WAT, WND, GEO, or SUN)
EXCLUDE | CA | Castaic | 392 | 1 | WAT | PS | 212.5 |  | Electric Utility | N | Non Combustion (NUC, WAT, WND, GEO, or SUN)
EXCLUDE | CA | Castaic | 392 | 2 | WAT | PS | 212.5 |  | Electric Utility | N | Non Combustion (NUC, WAT, WND, GEO, or SUN)
EXCLUDE | CA | Castaic | 392 | 3 | WAT | PS | 212.5 |  | Electric Utility | N | Non Combustion (NUC, WAT, WND, GEO, or SUN)
EXCLUDE | CA | Castaic | 392 | 4 | WAT | PS | 212.5 |  | Electric Utility | N | Non Combustion (NUC, WAT, WND, GEO, or SUN)
EXCLUDE | CA | Castaic | 392 | 5 | WAT | PS | 212.5 |  | Electric Utility | N | Non Combustion (NUC, WAT, WND, GEO, or SUN)
EXCLUDE | CA | Castaic | 392 | 6 | WAT | PS | 212.5 |  | Electric Utility | N | Non Combustion (NUC, WAT, WND, GEO, or SUN)
EXCLUDE | CA | San Onofre Nuclear Generating Station | 360 | 2 | NUC | ST | 1127 |  | Electric Utility | N | Non Combustion (NUC, WAT, WND, GEO, or SUN)
EXCLUDE | CA | San Onofre Nuclear Generating Station | 360 | 3 | NUC | ST | 1127 |  | Electric Utility | N | Non Combustion (NUC, WAT, WND, GEO, or SUN)
EXCLUDE | CA | Santa Ana 1 | 361 | 1 | WAT | HY | 0.8 |  | Electric Utility | N | Non Combustion (NUC, WAT, WND, GEO, or SUN)
EXCLUDE | CA | Santa Ana 1 | 361 | 2 | WAT | HY | 0.8 |  | Electric Utility | N | Non Combustion (NUC, WAT, WND, GEO, or SUN)
EXCLUDE | CA | Santa Ana 1 | 361 | 3 | WAT | HY | 0.8 |  | Electric Utility | N | Non Combustion (NUC, WAT, WND, GEO, or SUN)
EXCLUDE | CA | Santa Ana 1 | 361 | 4 | WAT | HY | 0.8 |  | Electric Utility | N | Non Combustion (NUC, WAT, WND, GEO, or SUN)
EXCLUDE | OH | O'Shaughnessy Hydro | 7279 | 1 | WAT | HY | 1.3 |  | Electric Utility | N | Non Combustion (NUC, WAT, WND, GEO, or SUN)
EXCLUDE | OH | O'Shaughnessy Hydro | 7279 | 2 | WAT | HY | 3.9 |  | Electric Utility | N | Non Combustion (NUC, WAT, WND, GEO, or SUN)
EXCLUDE | SC | St Stephen | 6789 | 1 | WAT | HY | 28 |  | Electric Utility | N | Non Combustion (NUC, WAT, WND, GEO, or SUN)
EXCLUDE | SC | St Stephen | 6789 | 2 | WAT | HY | 28 |  | Electric Utility | N | Non Combustion (NUC, WAT, WND, GEO, or SUN)
EXCLUDE | SC | St Stephen | 6789 | 3 | WAT | HY | 28 |  | Electric Utility | N | Non Combustion (NUC, WAT, WND, GEO, or SUN)
EXCLUDE | SC | Great Falls | 3259 | 1 | WAT | HY | 3 |  | Electric Utility | N | Non Combustion (NUC, WAT, WND, GEO, or SUN)
EXCLUDE | SC | Great Falls | 3259 | 2 | WAT | HY | 3 |  | Electric Utility | N | Non Combustion (NUC, WAT, WND, GEO, or SUN)
EXCLUDE | SC | Great Falls | 3259 | 3 | WAT | HY | 3 |  | Electric Utility | N | Non Combustion (NUC, WAT, WND, GEO, or SUN)
EXCLUDE | SC | Great Falls | 3259 | 4 | WAT | HY | 3 |  | Electric Utility | N | Non Combustion (NUC, WAT, WND, GEO, or SUN)
EXCLUDE | SC | Great Falls | 3259 | 5 | WAT | HY | 3 |  | Electric Utility | N | Non Combustion (NUC, WAT, WND, GEO, or SUN)
EXCLUDE | SC | Great Falls | 3259 | 6 | WAT | HY | 3 |  | Electric Utility | N | Non Combustion (NUC, WAT, WND, GEO, or SUN)
EXCLUDE | SC | Great Falls | 3259 | 7 | WAT | HY | 3 |  | Electric Utility | N | Non Combustion (NUC, WAT, WND, GEO, or SUN)
EXCLUDE | SC | Great Falls | 3259 | 8 | WAT | HY | 3 |  | Electric Utility | N | Non Combustion (NUC, WAT, WND, GEO, or SUN)
EXCLUDE | NE | Crofton Bluffs Wind LLC | 57278 | CWET1 | WND | WT | 40 |  | IPP Non-CHP | N | Non Combustion (NUC, WAT, WND, GEO, or SUN)
EXCLUDE | TX | Spinning Spur Wind LLC | 57973 | GEN1 | WND | WT | 161 |  | IPP Non-CHP | N | Non Combustion (NUC, WAT, WND, GEO, or SUN)
EXCLUDE | CA | West Valley High School Solar | 58244 | WEST | SUN | PV | 1 |  | IPP Non-CHP | N | Non Combustion (NUC, WAT, WND, GEO, or SUN)
EXCLUDE | CO | Colorado Highlands Wind | 57174 | CHW1 | WND | WT | 67.2 |  | IPP Non-CHP | N | Non Combustion (NUC, WAT, WND, GEO, or SUN)
EXCLUDE | CO | Ruxton Park | 495 | 1 | WAT | HY | 1.2 |  | Electric Utility | N | Non Combustion (NUC, WAT, WND, GEO, or SUN)
EXCLUDE | TX | Inks | 3598 | 1 | WAT | HY | 15 |  | Electric Utility | N | Non Combustion (NUC, WAT, WND, GEO, or SUN)
EXCLUDE | MT | NaturEner Rim Rock Energy | 57995 | RR | WND | WT | 189 |  | IPP Non-CHP | N | Non Combustion (NUC, WAT, WND, GEO, or SUN)
EXCLUDE | IL | California Ridge Wind Energy LLC | 58008 | CR | WND | WT | 217 |  | IPP Non-CHP | N | Non Combustion (NUC, WAT, WND, GEO, or SUN)
EXCLUDE | IA | Vienna Wind Farm | 57874 | VIWF | WND | WT | 103 |  | Electric Utility | N | Non Combustion (NUC, WAT, WND, GEO, or SUN)
EXCLUDE | AZ | Mormon Flat | 148 | MF2 | WAT | PS | 54.3 |  | Electric Utility | N | Non Combustion (NUC, WAT, WND, GEO, or SUN)
EXCLUDE | NC | Cowans Ford | 2722 | 1 | WAT | HY | 87.5 |  | Electric Utility | N | Non Combustion (NUC, WAT, WND, GEO, or SUN)
EXCLUDE | NC | Cowans Ford | 2722 | 2 | WAT | HY | 87.5 |  | Electric Utility | N | Non Combustion (NUC, WAT, WND, GEO, or SUN)
EXCLUDE | NC | Cowans Ford | 2722 | 3 | WAT | HY | 87.5 |  | Electric Utility | N | Non Combustion (NUC, WAT, WND, GEO, or SUN)
EXCLUDE | NC | Cowans Ford | 2722 | 4 | WAT | HY | 87.5 |  | Electric Utility | N | Non Combustion (NUC, WAT, WND, GEO, or SUN)
EXCLUDE | TX | BayWa r.e Mozart LLC | 58048 | 1 | WND | WT | 30 |  | IPP Non-CHP | N | Non Combustion (NUC, WAT, WND, GEO, or SUN)
EXCLUDE | ID | Ashton | 825 | 1 | WAT | HY | 2.8 |  | Electric Utility | N | Non Combustion (NUC, WAT, WND, GEO, or SUN)
EXCLUDE | ID | Ashton | 825 | 2 | WAT | HY | 2 |  | Electric Utility | N | Non Combustion (NUC, WAT, WND, GEO, or SUN)
EXCLUDE | ID | Ashton | 825 | 3 | WAT | HY | 2 |  | Electric Utility | N | Non Combustion (NUC, WAT, WND, GEO, or SUN)
EXCLUDE | MA | Harris Energy Realty | 54981 | ALBA | WAT | HY | 0.3 |  | Electric Utility | N | Non Combustion (NUC, WAT, WND, GEO, or SUN)
EXCLUDE | MA | Harris Energy Realty | 54981 | C-AB | WAT | HY | 0.3 |  | Electric Utility | N | Non Combustion (NUC, WAT, WND, GEO, or SUN)
EXCLUDE | MA | Harris Energy Realty | 54981 | C-C | WAT | HY | 0.3 |  | Electric Utility | N | Non Combustion (NUC, WAT, WND, GEO, or SUN)
EXCLUDE | MA | Harris Energy Realty | 54981 | GILD | WAT | HY | 0.4 |  | Electric Utility | N | Non Combustion (NUC, WAT, WND, GEO, or SUN)
EXCLUDE | MA | Harris Energy Realty | 54981 | ALBD | WAT | HY | 0.5 |  | Electric Utility | N | Non Combustion (NUC, WAT, WND, GEO, or SUN)
EXCLUDE | MA | Harris Energy Realty | 54981 | GILA | WAT | HY | 0.5 |  | Electric Utility | N | Non Combustion (NUC, WAT, WND, GEO, or SUN)
EXCLUDE | MA | Harris Energy Realty | 54981 | NONO | WAT | HY | 0.5 |  | Electric Utility | N | Non Combustion (NUC, WAT, WND, GEO, or SUN)
EXCLUDE | MA | Harris Energy Realty | 54981 | TOM | WAT | HY | 0.5 |  | Electric Utility | N | Non Combustion (NUC, WAT, WND, GEO, or SUN)
EXCLUDE | CA | Martinez Sulfuric Acid Regeneration Plt | 52063 | GEN1 | OTH | ST | 4 |  | Industrial CHP | Y | Non Fossil fuel type
EXCLUDE | NJ | Gerresheimer Glass Solar Facility | 58359 | GG | SUN | PV | 2.3 |  | Commercial Non-CHP | N | Non Combustion (NUC, WAT, WND, GEO, or SUN)
EXCLUDE | NE | Broken Bow Wind LLC | 57593 | 1 | WND | WT | 79.9 |  | IPP Non-CHP | N | Non Combustion (NUC, WAT, WND, GEO, or SUN)
EXCLUDE | SC | Keowee | 6517 | 1 | WAT | HY | 78.8 |  | Electric Utility | N | Non Combustion (NUC, WAT, WND, GEO, or SUN)
EXCLUDE | SC | Keowee | 6517 | 2 | WAT | HY | 78.8 |  | Electric Utility | N | Non Combustion (NUC, WAT, WND, GEO, or SUN)
EXCLUDE | MI | Tuscola Bay Wind | 58351 | GE16 | WND | WT | 120 |  | IPP Non-CHP | N | Non Combustion (NUC, WAT, WND, GEO, or SUN)
EXCLUDE | HI | Kawailoa Wind | 57529 | 1 | WND | WT | 69 |  | IPP Non-CHP | N | Non Combustion (NUC, WAT, WND, GEO, or SUN)
EXCLUDE | TX | Senate Wind LLC | 57981 | GEN1 | WND | WT | 150 |  | IPP Non-CHP | N | Non Combustion (NUC, WAT, WND, GEO, or SUN)
EXCLUDE | NY | Moose River | 10196 | GEN1 | WAT | HY | 12.6 |  | IPP Non-CHP | N | Non Combustion (NUC, WAT, WND, GEO, or SUN)
EXCLUDE | IN | Wildcat Wind Farm I, LLC | 57862 | 1 | WND | WT | 200 |  | IPP Non-CHP | N | Non Combustion (NUC, WAT, WND, GEO, or SUN)
EXCLUDE | VT | Smith | 3709 | 1 | WAT | HY | 1 |  | Electric Utility | N | Non Combustion (NUC, WAT, WND, GEO, or SUN)
EXCLUDE | VT | Smith | 3709 | HC2 | WAT | HY | 0.5 |  | Electric Utility | N | Non Combustion (NUC, WAT, WND, GEO, or SUN)
EXCLUDE | MI | Way Dam | 1785 | 1 | WAT | HY | 1.8 |  | Electric Utility | N | Non Combustion (NUC, WAT, WND, GEO, or SUN)
EXCLUDE | TX | Granite Shoals | 3597 | 1 | WAT | HY | 30 |  | Electric Utility | N | Non Combustion (NUC, WAT, WND, GEO, or SUN)
EXCLUDE | TX | Granite Shoals | 3597 | 2 | WAT | HY | 30 |  | Electric Utility | N | Non Combustion (NUC, WAT, WND, GEO, or SUN)
EXCLUDE | MI | Lake Winds Energy Park | 57984 | LWEP | WND | WT | 100.8 |  | Electric Utility | N | Non Combustion (NUC, WAT, WND, GEO, or SUN)
EXCLUDE | CA | Manzana Wind LLC | 57484 | GEN1 | WND | WT | 189 |  | IPP Non-CHP | N | Non Combustion (NUC, WAT, WND, GEO, or SUN)
EXCLUDE | NJ | Reeves Station Rd East | 58030 | REEVE | SUN | PV | 5.5 |  | IPP Non-CHP | N | Non Combustion (NUC, WAT, WND, GEO, or SUN)
EXCLUDE | CA | W R Gianelli | 448 | 1 | WAT | PS | 53 |  | Electric Utility | N | Non Combustion (NUC, WAT, WND, GEO, or SUN)
EXCLUDE | CA | W R Gianelli | 448 | 2 | WAT | PS | 53 |  | Electric Utility | N | Non Combustion (NUC, WAT, WND, GEO, or SUN)
EXCLUDE | CA | W R Gianelli | 448 | 3 | WAT | PS | 53 |  | Electric Utility | N | Non Combustion (NUC, WAT, WND, GEO, or SUN)
EXCLUDE | CA | W R Gianelli | 448 | 4 | WAT | PS | 53 |  | Electric Utility | N | Non Combustion (NUC, WAT, WND, GEO, or SUN)
EXCLUDE | CA | W R Gianelli | 448 | 5 | WAT | PS | 53 |  | Electric Utility | N | Non Combustion (NUC, WAT, WND, GEO, or SUN)
EXCLUDE | CA | W R Gianelli | 448 | 6 | WAT | PS | 53 |  | Electric Utility | N | Non Combustion (NUC, WAT, WND, GEO, or SUN)
EXCLUDE | CA | W R Gianelli | 448 | 7 | WAT | PS | 53 |  | Electric Utility | N | Non Combustion (NUC, WAT, WND, GEO, or SUN)
EXCLUDE | CA | W R Gianelli | 448 | 8 | WAT | PS | 53 |  | Electric Utility | N | Non Combustion (NUC, WAT, WND, GEO, or SUN)
EXCLUDE | VT | Kingdom Community Wind | 57979 | KCW | WND | WT | 65 |  | Electric Utility | N | Non Combustion (NUC, WAT, WND, GEO, or SUN)
EXCLUDE | CA | North Palm Springs 4A | 57722 | 1 | SUN | PV | 4 |  | IPP Non-CHP | N | Non Combustion (NUC, WAT, WND, GEO, or SUN)
EXCLUDE | ID | Meadow Creek Project Company | 58106 | MCPC | WND | WT | 119.7 |  | IPP Non-CHP | N | Non Combustion (NUC, WAT, WND, GEO, or SUN)
EXCLUDE | TX | Whitetail Wind Energy LLC | 58021 | 1 | WND | WT | 92 |  | IPP Non-CHP | N | Non Combustion (NUC, WAT, WND, GEO, or SUN)
EXCLUDE | TX | Anacacho Wind Farm, LLC | 58000 | ANA | WND | WT | 99.8 |  | IPP Non-CHP | N | Non Combustion (NUC, WAT, WND, GEO, or SUN)
EXCLUDE | OK | KODE Novus I | 57516 | NOVUS | WND | WT | 80 |  | IPP Non-CHP | N | Non Combustion (NUC, WAT, WND, GEO, or SUN)
EXCLUDE | TX | Marble Falls | 3599 | 1 | WAT | HY | 22 |  | Electric Utility | N | Non Combustion (NUC, WAT, WND, GEO, or SUN)
EXCLUDE | TX | Marble Falls | 3599 | 2 | WAT | HY | 22 |  | Electric Utility | N | Non Combustion (NUC, WAT, WND, GEO, or SUN)
EXCLUDE | CO | Flatiron | 518 | 3 | WAT | PS | 8.5 |  | Electric Utility | N | Non Combustion (NUC, WAT, WND, GEO, or SUN)
EXCLUDE | MA | New England Wind LLC | 57380 | 1 | WND | WT | 28.5 |  | IPP Non-CHP | N | Non Combustion (NUC, WAT, WND, GEO, or SUN)
EXCLUDE | GA | IKEA Savannah 490 | 58011 | PV | SUN | PV | 1.2 |  | Commercial Non-CHP | N | Non Combustion (NUC, WAT, WND, GEO, or SUN)
EXCLUDE | TX | Marshall Ford | 3600 | 1 | WAT | HY | 36 |  | Electric Utility | N | Non Combustion (NUC, WAT, WND, GEO, or SUN)
EXCLUDE | TX | Marshall Ford | 3600 | 2 | WAT | HY | 36 |  | Electric Utility | N | Non Combustion (NUC, WAT, WND, GEO, or SUN)
EXCLUDE | TX | Marshall Ford | 3600 | 3 | WAT | HY | 36 |  | Electric Utility | N | Non Combustion (NUC, WAT, WND, GEO, or SUN)
EXCLUDE | NJ | Cherry Hill | 57734 | CH | SUN | PV | 1.1 |  | IPP Non-CHP | N | Non Combustion (NUC, WAT, WND, GEO, or SUN)
EXCLUDE | CA | Olsen | 50180 | GEN1 | WAT | HY | 5 |  | IPP Non-CHP | N | Non Combustion (NUC, WAT, WND, GEO, or SUN)
EXCLUDE | CA | RE McKenzie 3 | 57818 | MCK3 | SUN | PV | 5 |  | IPP Non-CHP | N | Non Combustion (NUC, WAT, WND, GEO, or SUN)
EXCLUDE | CA | RE McKenzie 4 | 57819 | MCK4 | SUN | PV | 5 |  | IPP Non-CHP | N | Non Combustion (NUC, WAT, WND, GEO, or SUN)
EXCLUDE | NM | WSMR I | 58010 | WSMR1 | SUN | PV | 4.2 |  | IPP Non-CHP | N | Non Combustion (NUC, WAT, WND, GEO, or SUN)
EXCLUDE | NM | WSMR I | 58010 | WSMR2 | SUN | PV | 0.4 |  | IPP Non-CHP | N | Non Combustion (NUC, WAT, WND, GEO, or SUN)
EXCLUDE | CA | RE McKenzie 2 | 57817 | MCK2 | SUN | PV | 5 |  | IPP Non-CHP | N | Non Combustion (NUC, WAT, WND, GEO, or SUN)
EXCLUDE | CA | California Valley Solar Ranch | 57439 | HPR2A | SUN | PV | 21 |  | IPP Non-CHP | N | Non Combustion (NUC, WAT, WND, GEO, or SUN)
EXCLUDE | CA | California Valley Solar Ranch | 57439 | HPR2B | SUN | PV | 64.8 |  | IPP Non-CHP | N | Non Combustion (NUC, WAT, WND, GEO, or SUN)
EXCLUDE | CA | California Valley Solar Ranch | 57439 | HPR2D | SUN | PV | 40 |  | IPP Non-CHP | N | Non Combustion (NUC, WAT, WND, GEO, or SUN)
EXCLUDE | PA | Crayola Solar Project | 57216 | 1 | SUN | PV | 1 |  | IPP Non-CHP | N | Non Combustion (NUC, WAT, WND, GEO, or SUN)
EXCLUDE | PA | Crayola Solar Project | 57216 | 2 | SUN | PV | 1 |  | IPP Non-CHP | N | Non Combustion (NUC, WAT, WND, GEO, or SUN)
EXCLUDE | PA | Crayola Solar Project | 57216 | 3 | SUN | PV | 0.8 |  | IPP Non-CHP | N | Non Combustion (NUC, WAT, WND, GEO, or SUN)
EXCLUDE | CA | RE McKenzie 1 | 57816 | MCK1 | SUN | PV | 5 |  | IPP Non-CHP | N | Non Combustion (NUC, WAT, WND, GEO, or SUN)
EXCLUDE | CA | RE McKenzie 6 | 57821 | MCK6 | SUN | PV | 5 |  | IPP Non-CHP | N | Non Combustion (NUC, WAT, WND, GEO, or SUN)
EXCLUDE | CA | RE McKenzie 5 | 57820 | MCK5 | SUN | PV | 5 |  | IPP Non-CHP | N | Non Combustion (NUC, WAT, WND, GEO, or SUN)
EXCLUDE | KS | Cimarron Wind Energy LLC | 57762 | CPV1 | WND | WT | 165.6 |  | IPP Non-CHP | N | Non Combustion (NUC, WAT, WND, GEO, or SUN)
EXCLUDE | PA | Twin Ridges Wind Farm | 57998 | 1 | WND | WT | 139.4 |  | IPP Non-CHP | N | Non Combustion (NUC, WAT, WND, GEO, or SUN)
EXCLUDE | TX | Austin | 3594 | 1 | WAT | HY | 9 |  | Electric Utility | N | Non Combustion (NUC, WAT, WND, GEO, or SUN)
EXCLUDE | TX | Austin | 3594 | 2 | WAT | HY | 9 |  | Electric Utility | N | Non Combustion (NUC, WAT, WND, GEO, or SUN)
EXCLUDE | OH | AMP Napoleon Solar Facility | 58082 | NSF1 | SUN | PV | 3.5 |  | Electric Utility | N | Non Combustion (NUC, WAT, WND, GEO, or SUN)
EXCLUDE | OR | Outback Solar At Christmas Valley | 58131 | PV1 | SUN | PV | 4.4 |  | IPP Non-CHP | N | Non Combustion (NUC, WAT, WND, GEO, or SUN)
EXCLUDE | CA | ONeill | 446 | 1 | WAT | PS | 4.2 |  | Electric Utility | N | Non Combustion (NUC, WAT, WND, GEO, or SUN)
EXCLUDE | CA | ONeill | 446 | 2 | WAT | PS | 4.2 |  | Electric Utility | N | Non Combustion (NUC, WAT, WND, GEO, or SUN)
EXCLUDE | CA | ONeill | 446 | 3 | WAT | PS | 4.2 |  | Electric Utility | N | Non Combustion (NUC, WAT, WND, GEO, or SUN)
EXCLUDE | CA | ONeill | 446 | 4 | WAT | PS | 4.2 |  | Electric Utility | N | Non Combustion (NUC, WAT, WND, GEO, or SUN)
EXCLUDE | CA | ONeill | 446 | 5 | WAT | PS | 4.2 |  | Electric Utility | N | Non Combustion (NUC, WAT, WND, GEO, or SUN)
EXCLUDE | CA | ONeill | 446 | 6 | WAT | PS | 4.2 |  | Electric Utility | N | Non Combustion (NUC, WAT, WND, GEO, or SUN)
EXCLUDE | CA | East Highline | 586 | 1 | WAT | HY | 2.4 |  | Electric Utility | N | Non Combustion (NUC, WAT, WND, GEO, or SUN)
EXCLUDE | SC | Spartanburg Water System | 54675 | HG1 | WAT | HY | 0.5 |  | Commercial Non-CHP | N | Non Combustion (NUC, WAT, WND, GEO, or SUN)
EXCLUDE | SC | Spartanburg Water System | 54675 | HG2 | WAT | HY | 0.5 |  | Commercial Non-CHP | N | Non Combustion (NUC, WAT, WND, GEO, or SUN)
EXCLUDE | WA | Grand Coulee | 6163 | PG10 | WAT | PS | 53.5 |  | Electric Utility | N | Non Combustion (NUC, WAT, WND, GEO, or SUN)
EXCLUDE | WA | Grand Coulee | 6163 | PG11 | WAT | PS | 53.5 |  | Electric Utility | N | Non Combustion (NUC, WAT, WND, GEO, or SUN)
EXCLUDE | WA | Grand Coulee | 6163 | PG12 | WAT | PS | 53.5 |  | Electric Utility | N | Non Combustion (NUC, WAT, WND, GEO, or SUN)
EXCLUDE | WA | Grand Coulee | 6163 | PG7 | WAT | PS | 50 |  | Electric Utility | N | Non Combustion (NUC, WAT, WND, GEO, or SUN)
EXCLUDE | WA | Grand Coulee | 6163 | PG8 | WAT | PS | 50 |  | Electric Utility | N | Non Combustion (NUC, WAT, WND, GEO, or SUN)
EXCLUDE | WA | Grand Coulee | 6163 | PG9 | WAT | PS | 53.5 |  | Electric Utility | N | Non Combustion (NUC, WAT, WND, GEO, or SUN)
EXCLUDE | AZ | Horse Mesa | 145 | HM4 | WAT | PS | 99.8 |  | Electric Utility | N | Non Combustion (NUC, WAT, WND, GEO, or SUN)
EXCLUDE | MI | Minden Wind Park | 57852 | 1 | WND | WT | 32 |  | Electric Utility | N | Non Combustion (NUC, WAT, WND, GEO, or SUN)
EXCLUDE | PA | Patton Wind Farm | 57999 | 1 | WND | WT | 30 |  | IPP Non-CHP | N | Non Combustion (NUC, WAT, WND, GEO, or SUN)
EXCLUDE | HI | Auwahi Wind Energy | 57996 | AWET | WND | WT | 24 |  | IPP Non-CHP | N | Non Combustion (NUC, WAT, WND, GEO, or SUN)
EXCLUDE | MI | McKinley Wind Park | 57853 | 1 | WND | WT | 14.4 |  | Electric Utility | N | Non Combustion (NUC, WAT, WND, GEO, or SUN)
EXCLUDE | MI | Sigel Wind Park | 57851 | 1 | WND | WT | 64 |  | Electric Utility | N | Non Combustion (NUC, WAT, WND, GEO, or SUN)
EXCLUDE | NH | Groton Wind LLC | 58141 | 1 | WND | WT | 48 |  | IPP Non-CHP | N | Non Combustion (NUC, WAT, WND, GEO, or SUN)
EXCLUDE | CA | Foundation NWNA | 58114 | WTG1 | WND | WT | 1.6 |  | IPP Non-CHP | N | Non Combustion (NUC, WAT, WND, GEO, or SUN)
EXCLUDE | CA | Foundation NWNA | 58114 | WTG2 | WND | WT | 1.6 |  | IPP Non-CHP | N | Non Combustion (NUC, WAT, WND, GEO, or SUN)
EXCLUDE | MN | Big Blue | 57289 | BBWP | WND | WT | 36 |  | IPP Non-CHP | N | Non Combustion (NUC, WAT, WND, GEO, or SUN)
EXCLUDE | TX | Buchanan | 3595 | 1 | WAT | HY | 18.3 |  | Electric Utility | N | Non Combustion (NUC, WAT, WND, GEO, or SUN)
EXCLUDE | TX | Buchanan | 3595 | 2 | WAT | HY | 18.3 |  | Electric Utility | N | Non Combustion (NUC, WAT, WND, GEO, or SUN)
EXCLUDE | TX | Buchanan | 3595 | 3 | WAT | HY | 18.3 |  | Electric Utility | N | Non Combustion (NUC, WAT, WND, GEO, or SUN)
EXCLUDE | OH | Oberlin Spear Point Solar One | 58134 | OSSO | SUN | PV | 2 |  | Commercial Non-CHP | N | Non Combustion (NUC, WAT, WND, GEO, or SUN)
EXCLUDE | WA | Palouse | 57530 | 1 | WND | WT | 105.3 |  | IPP Non-CHP | N | Non Combustion (NUC, WAT, WND, GEO, or SUN)
EXCLUDE | CA | North Sky River Energy LLC | 58154 | GEN1 | WND | WT | 162 |  | IPP Non-CHP | N | Non Combustion (NUC, WAT, WND, GEO, or SUN)
EXCLUDE | GA | Wallace Dam | 6087 | 3 | WAT | HY | 56.2 |  | Electric Utility | N | Non Combustion (NUC, WAT, WND, GEO, or SUN)
EXCLUDE | GA | Wallace Dam | 6087 | 4 | WAT | HY | 56.2 |  | Electric Utility | N | Non Combustion (NUC, WAT, WND, GEO, or SUN)
EXCLUDE | NC | Raeford Farm | 58274 | RAEF | SUN | PV | 5 |  | IPP Non-CHP | N | Non Combustion (NUC, WAT, WND, GEO, or SUN)
EXCLUDE | MD | Rock Hall | 58241 | RCKHL | SUN | PV | 1 |  | IPP Non-CHP | N | Non Combustion (NUC, WAT, WND, GEO, or SUN)
EXCLUDE | IA | Franklin County Wind Farm | 57844 | 1 | WND | WT | 100 |  | IPP Non-CHP | N | Non Combustion (NUC, WAT, WND, GEO, or SUN)
EXCLUDE | CA | Pinyon Pine I | 57834 | AW07 | WND | WT | 168 |  | IPP Non-CHP | N | Non Combustion (NUC, WAT, WND, GEO, or SUN)
EXCLUDE | AR | Degray | 187 | 1 | WAT | HY | 40 |  | Electric Utility | N | Non Combustion (NUC, WAT, WND, GEO, or SUN)
EXCLUDE | CA | Sierra SunTower Solar Gen Station | 57323 | UNIT1 | SUN | ST | 7.5 |  | IPP Non-CHP | N | Non Combustion (NUC, WAT, WND, GEO, or SUN)
EXCLUDE | MI | Beebe Renewable Energy LLC | 58020 | 1 | WND | WT | 81.6 |  | IPP Non-CHP | N | Non Combustion (NUC, WAT, WND, GEO, or SUN)
EXCLUDE | AZ | Black Mountain Solar LLC | 58042 | 1 | SUN | PV | 9 |  | IPP Non-CHP | N | Non Combustion (NUC, WAT, WND, GEO, or SUN)
EXCLUDE | AZ | Saddle Mountain Solar I | 58213 | AZ2 | SUN | PV | 15 |  | IPP Non-CHP | N | Non Combustion (NUC, WAT, WND, GEO, or SUN)
EXCLUDE | CA | Big Creek Water Works | 10282 | BCHY | WAT | HY | 5 |  | Commercial Non-CHP | N | Non Combustion (NUC, WAT, WND, GEO, or SUN)
EXCLUDE | NE | Kearney | 2268 | 1 | WAT | HY | 1.5 |  | Electric Utility | N | Non Combustion (NUC, WAT, WND, GEO, or SUN)
EXCLUDE | CA | Pinyon Pine II | 57837 | AW09 | WND | WT | 132 |  | IPP Non-CHP | N | Non Combustion (NUC, WAT, WND, GEO, or SUN)
EXCLUDE | SC | Saluda | 3293 | 1 | WAT | HY | 32.5 |  | Electric Utility | N | Non Combustion (NUC, WAT, WND, GEO, or SUN)
EXCLUDE | SC | Saluda | 3293 | 2 | WAT | HY | 32.5 |  | Electric Utility | N | Non Combustion (NUC, WAT, WND, GEO, or SUN)
EXCLUDE | SC | Saluda | 3293 | 3 | WAT | HY | 42.3 |  | Electric Utility | N | Non Combustion (NUC, WAT, WND, GEO, or SUN)
EXCLUDE | SC | Saluda | 3293 | 4 | WAT | HY | 32.5 |  | Electric Utility | N | Non Combustion (NUC, WAT, WND, GEO, or SUN)
EXCLUDE | SC | Saluda | 3293 | 5 | WAT | HY | 67.5 |  | Electric Utility | N | Non Combustion (NUC, WAT, WND, GEO, or SUN)
EXCLUDE | CT | Rocky River | 539 | 1 | WAT | PS | 3.5 |  | IPP Non-CHP | N | Non Combustion (NUC, WAT, WND, GEO, or SUN)
EXCLUDE | CT | Rocky River | 539 | 2 | WAT | PS | 3.5 |  | IPP Non-CHP | N | Non Combustion (NUC, WAT, WND, GEO, or SUN)
EXCLUDE | CT | Rocky River | 539 | 3 | WAT | PS | 24 |  | IPP Non-CHP | N | Non Combustion (NUC, WAT, WND, GEO, or SUN)
EXCLUDE | CA | Nickel 1 Solar Facility | 58034 | 1 | SUN | PV | 1.5 |  | IPP Non-CHP | N | Non Combustion (NUC, WAT, WND, GEO, or SUN)
EXCLUDE | AZ | Avra Valley Solar | 57657 | 1 | SUN | PV | 26.5 |  | IPP Non-CHP | N | Non Combustion (NUC, WAT, WND, GEO, or SUN)
EXCLUDE | CA | Foundation Superior Farms | 58104 | WTG1 | WND | WT | 1 |  | Industrial Non-CHP | N | Non Combustion (NUC, WAT, WND, GEO, or SUN)
EXCLUDE | CA | K Road Modesto Solar | 58039 | 1 | SUN | PV | 25 |  | IPP Non-CHP | N | Non Combustion (NUC, WAT, WND, GEO, or SUN)
EXCLUDE | CA | Rancho Seco Solar | 529 | 1 | SUN | PV | 1 |  | Electric Utility | N | Non Combustion (NUC, WAT, WND, GEO, or SUN)
EXCLUDE | CA | Rancho Seco Solar | 529 | 2 | SUN | PV | 1 |  | Electric Utility | N | Non Combustion (NUC, WAT, WND, GEO, or SUN)
EXCLUDE | ID | High Mesa Energy LLC | 58019 | 1 | WND | WT | 40 |  | IPP Non-CHP | N | Non Combustion (NUC, WAT, WND, GEO, or SUN)
EXCLUDE | NJ | Jordache Enterprises Solar | 58049 | PV | SUN | PV | 1 |  | Commercial Non-CHP | N | Non Combustion (NUC, WAT, WND, GEO, or SUN)
EXCLUDE | MN | Lanesboro | 1987 | 2 | WAT | HY | 0.3 |  | Electric Utility | N | Non Combustion (NUC, WAT, WND, GEO, or SUN)
EXCLUDE | TX | Bobcat Bluff Wind Project LLC | 57974 | GEN1 | WND | WT | 150 |  | IPP Non-CHP | N | Non Combustion (NUC, WAT, WND, GEO, or SUN)
EXCLUDE | CA | WKN Wagner | 58233 | GEN1 | WND | WT | 6 |  | IPP Non-CHP | N | Non Combustion (NUC, WAT, WND, GEO, or SUN)
EXCLUDE | CA | Ocotillo Express LLC | 57514 | WTG | WND | WT | 265.4 |  | IPP Non-CHP | N | Non Combustion (NUC, WAT, WND, GEO, or SUN)
EXCLUDE | OK | KODE Novus II | 57889 | NOVII | WND | WT | 40 |  | IPP Non-CHP | N | Non Combustion (NUC, WAT, WND, GEO, or SUN)
EXCLUDE | MN | Community Wind South | 58045 | GEN1 | WND | WT | 30 |  | IPP Non-CHP | N | Non Combustion (NUC, WAT, WND, GEO, or SUN)
EXCLUDE | CA | Yorba Linda | 6647 | 1 | WAT | HY | 5.1 |  | Electric Utility | N | Non Combustion (NUC, WAT, WND, GEO, or SUN)
EXCLUDE | NC | Apple Data Center PV | 57994 | PV1 | SUN | PV | 21 |  | Commercial Non-CHP | N | Non Combustion (NUC, WAT, WND, GEO, or SUN)
EXCLUDE | NY | Rochester 5 | 2641 | 2 | WAT | HY | 12.8 |  | Electric Utility | N | Non Combustion (NUC, WAT, WND, GEO, or SUN)
EXCLUDE | NY | Rochester 5 | 2641 | HY1 | WAT | HY | 12.8 |  | Electric Utility | N | Non Combustion (NUC, WAT, WND, GEO, or SUN)
EXCLUDE | NY | Rochester 5 | 2641 | HY3 | WAT | HY | 18 |  | Electric Utility | N | Non Combustion (NUC, WAT, WND, GEO, or SUN)
EXCLUDE | ND | Bison 2 Wind Energy Center | 57800 | BISO2 | WND | WT | 105 |  | Electric Utility | N | Non Combustion (NUC, WAT, WND, GEO, or SUN)
EXCLUDE | VT | SVEP Solar Project Company | 58144 | SVEP1 | SUN | PV | 2 |  | IPP Non-CHP | N | Non Combustion (NUC, WAT, WND, GEO, or SUN)
EXCLUDE | PA | Keystone Solar | 58091 | KSTN | SUN | PV | 5 |  | IPP Non-CHP | N | Non Combustion (NUC, WAT, WND, GEO, or SUN)
EXCLUDE | HI | Kalaeloa Solar Two | 58259 | KAS2 | SUN | PV | 5 |  | IPP Non-CHP | N | Non Combustion (NUC, WAT, WND, GEO, or SUN)
EXCLUDE | CA | Foundation Cemex River Plant | 58101 | WTG1 | WND | WT | 1.6 |  | IPP Non-CHP | N | Non Combustion (NUC, WAT, WND, GEO, or SUN)
EXCLUDE | CA | Foundation Cemex River Plant | 58101 | WTG2 | WND | WT | 1.6 |  | IPP Non-CHP | N | Non Combustion (NUC, WAT, WND, GEO, or SUN)
EXCLUDE | PA | Mehoopany Wind Energy LLC | 57769 | 1 | WND | WT | 141 |  | IPP Non-CHP | N | Non Combustion (NUC, WAT, WND, GEO, or SUN)
EXCLUDE | CA | FAA NorCal TRACON | 58261 | 1 | SUN | PV | 1 |  | IPP Non-CHP | N | Non Combustion (NUC, WAT, WND, GEO, or SUN)
EXCLUDE | CA | Ausra Kimberlina Solar Generation | 56943 | 1 | SUN | ST | 5 |  | IPP Non-CHP | N | Non Combustion (NUC, WAT, WND, GEO, or SUN)
EXCLUDE | MT | Musselshell Wind Project Two LLC | 57965 | MWP2 | WND | WT | 10 |  | IPP Non-CHP | N | Non Combustion (NUC, WAT, WND, GEO, or SUN)
EXCLUDE | MA | Boston Scientific Solar | 57992 | BSMA | SUN | PV | 1.1 |  | IPP Non-CHP | N | Non Combustion (NUC, WAT, WND, GEO, or SUN)
EXCLUDE | CA | Foundation Cemex BMQ | 58102 | WTG1 | WND | WT | 1.5 |  | IPP Non-CHP | N | Non Combustion (NUC, WAT, WND, GEO, or SUN)
EXCLUDE | CA | Foundation Cemex BMQ | 58102 | WTG2 | WND | WT | 1.5 |  | IPP Non-CHP | N | Non Combustion (NUC, WAT, WND, GEO, or SUN)
EXCLUDE | DE | Milford Solar Farm | 58228 | GEN1 | SUN | PV | 11.8 |  | IPP Non-CHP | N | Non Combustion (NUC, WAT, WND, GEO, or SUN)
EXCLUDE | MS | L L Wilkins | 2059 | 7 | NG | ST | 7.5 |  | Electric Utility | N | Steam unit (PRMVR=ST) under 25MW/250 MMBtu/hr
EXCLUDE | VT | Williamstown Solar | 58145 | WTS_1 | SUN | PV | 2 |  | IPP Non-CHP | N | Non Combustion (NUC, WAT, WND, GEO, or SUN)
EXCLUDE | CA | La Joya Del Sol | 58118 | JDS1 | SUN | PV | 1.5 |  | IPP Non-CHP | N | Non Combustion (NUC, WAT, WND, GEO, or SUN)
EXCLUDE | IA | Pioneer Grove Wind Farm | 58044 | GEN1 | WND | WT | 6 |  | IPP Non-CHP | N | Non Combustion (NUC, WAT, WND, GEO, or SUN)
EXCLUDE | CA | Alpine Solar | 57295 | 1 | SUN | PV | 68 |  | IPP Non-CHP | N | Non Combustion (NUC, WAT, WND, GEO, or SUN)
EXCLUDE | CA | Foundation Wal-Mart Red Bluff | 58105 | WTG1 | WND | WT | 1 |  | Commercial Non-CHP | N | Non Combustion (NUC, WAT, WND, GEO, or SUN)
EXCLUDE | PA | PPL Montour | 3149 | 11 | BIT | ST | 17.2 |  | Electric Utility/IPP Non-CHP | N | Steam unit (PRMVR=ST) under 25MW/250 MMBtu/hr
EXCLUDE | MT | Musselshell Wind Project | 57963 | MWP1 | WND | WT | 10 |  | IPP Non-CHP | N | Non Combustion (NUC, WAT, WND, GEO, or SUN)
EXCLUDE | AZ | Prairie Fire | 58171 | GEN1 | SUN | PV | 5 |  | Electric Utility | N | Non Combustion (NUC, WAT, WND, GEO, or SUN)
EXCLUDE | VT | Georgia Mountain Community Wind Farm | 58238 | GMCW | WND | WT | 10 |  | IPP Non-CHP | N | Non Combustion (NUC, WAT, WND, GEO, or SUN)
EXCLUDE | OH | Shelby Municipal Light Plant | 2943 | 4 | BIT | ST | 7 |  | Electric Utility | N | Steam unit (PRMVR=ST) under 25MW/250 MMBtu/hr
EXCLUDE | NH | Hillsborough Hosiery | 10036 | GEN1 | WAT | HY | 0.6 |  | IPP Non-CHP | N | Non Combustion (NUC, WAT, WND, GEO, or SUN)
EXCLUDE | NH | Hillsborough Hosiery | 10036 | GEN2 | WAT | HY | 0.6 |  | IPP Non-CHP | N | Non Combustion (NUC, WAT, WND, GEO, or SUN)
EXCLUDE | NY | Longfalls Facility | 54548 | 1 | WAT | HY | 3.3 |  | IPP Non-CHP | N | Non Combustion (NUC, WAT, WND, GEO, or SUN)
EXCLUDE | CA | Ormesa I | 50766 | ITLU1 | GEO | ST | 12 |  | IPP CHP | Y | Non Combustion (NUC, WAT, WND, GEO, or SUN)
EXCLUDE | CA | Ormesa I | 50766 | ITLU2 | GEO | ST | 12 |  | IPP CHP | Y | Non Combustion (NUC, WAT, WND, GEO, or SUN)
EXCLUDE | CA | Ormesa I | 50766 | OE11 | GEO | ST | 1.2 |  | IPP CHP | Y | Non Combustion (NUC, WAT, WND, GEO, or SUN)
EXCLUDE | CA | Ormesa I | 50766 | OE12 | GEO | ST | 1.2 |  | IPP CHP | Y | Non Combustion (NUC, WAT, WND, GEO, or SUN)
EXCLUDE | CA | Ormesa I | 50766 | OE14 | GEO | ST | 1.2 |  | IPP CHP | Y | Non Combustion (NUC, WAT, WND, GEO, or SUN)
EXCLUDE | CA | Ormesa I | 50766 | OE15 | GEO | ST | 1.2 |  | IPP CHP | Y | Non Combustion (NUC, WAT, WND, GEO, or SUN)
EXCLUDE | CA | Ormesa I | 50766 | OE21 | GEO | ST | 1.2 |  | IPP CHP | Y | Non Combustion (NUC, WAT, WND, GEO, or SUN)
EXCLUDE | CA | Ormesa I | 50766 | OE22 | GEO | ST | 1.2 |  | IPP CHP | Y | Non Combustion (NUC, WAT, WND, GEO, or SUN)
EXCLUDE | CA | Ormesa I | 50766 | OE24 | GEO | ST | 1.2 |  | IPP CHP | Y | Non Combustion (NUC, WAT, WND, GEO, or SUN)
EXCLUDE | CA | Ormesa I | 50766 | OE25 | GEO | ST | 1.2 |  | IPP CHP | Y | Non Combustion (NUC, WAT, WND, GEO, or SUN)
EXCLUDE | CA | Ormesa I | 50766 | OE26 | GEO | ST | 1.2 |  | IPP CHP | Y | Non Combustion (NUC, WAT, WND, GEO, or SUN)
EXCLUDE | CA | Ormesa I | 50766 | OE31 | GEO | ST | 1.2 |  | IPP CHP | Y | Non Combustion (NUC, WAT, WND, GEO, or SUN)
EXCLUDE | CA | Ormesa I | 50766 | OE32 | GEO | ST | 1.2 |  | IPP CHP | Y | Non Combustion (NUC, WAT, WND, GEO, or SUN)
EXCLUDE | VA | West Point Mill | 10017 | GEN8 | BLQ | ST | 5 |  | Industrial CHP | Y | Steam unit (PRMVR=ST) under 25MW/250 MMBtu/hr
EXCLUDE | CA | Catalina Solar LLC | 57708 | INV | SUN | PV | 110 |  | IPP Non-CHP | N | Non Combustion (NUC, WAT, WND, GEO, or SUN)
EXCLUDE | NJ | Wakefern Food Corp | 58123 | 1 | SUN | PV | 2 |  | IPP Non-CHP | N | Non Combustion (NUC, WAT, WND, GEO, or SUN)
EXCLUDE | IN | M. G. Emmett J. Bean Federal Center | 58178 | 1 | SUN | PV | 2 |  | IPP Non-CHP | N | Non Combustion (NUC, WAT, WND, GEO, or SUN)
EXCLUDE | NY | Center Falls | 10853 | 1 | WAT | HY | 0.4 |  | Industrial Non-CHP | N | Non Combustion (NUC, WAT, WND, GEO, or SUN)
EXCLUDE | NY | Center Falls | 10853 | 2 | WAT | HY | 0.4 |  | Industrial Non-CHP | N | Non Combustion (NUC, WAT, WND, GEO, or SUN)
EXCLUDE | NY | Center Falls | 10853 | 3 | WAT | HY | 0.3 |  | Industrial Non-CHP | N | Non Combustion (NUC, WAT, WND, GEO, or SUN)
EXCLUDE | PA | CASD Solar | 57668 | CASDE | SUN | PV | 0.9 |  | Commercial Non-CHP | N | Non Combustion (NUC, WAT, WND, GEO, or SUN)
EXCLUDE | PA | CASD Solar | 57668 | CASDW | SUN | PV | 0.4 |  | Commercial Non-CHP | N | Non Combustion (NUC, WAT, WND, GEO, or SUN)
EXCLUDE | TX | Cirrus Wind 1 LLC | 58162 | CW | WND | WT | 61.2 |  | IPP Non-CHP | N | Non Combustion (NUC, WAT, WND, GEO, or SUN)
EXCLUDE | MI | Wyandotte | 1866 | 4 | BIT | ST | 11.5 |  | Electric Utility | N | Steam unit (PRMVR=ST) under 25MW/250 MMBtu/hr
EXCLUDE | MI | Wyandotte | 1866 | 6 | NG | ST | 7.5 |  | Electric Utility | N | Steam unit (PRMVR=ST) under 25MW/250 MMBtu/hr
OGST | AR | Robert E Ritchie | 173 | 2 | NG | ST | 544.6 |  | Electric Utility | N
OGST | AR | Robert E Ritchie | 173 | 1 | NG | ST | 359 |  | Electric Utility | N
Exclude | NC | Dan River | 2723 | 4 | NG | GT | 35.2 |  | Electric Utility | N | Low utilization CT
Exclude | NC | Dan River | 2723 | 5 | NG | GT | 35.2 |  | Electric Utility | N | Low utilization CT
Exclude | NC | Dan River | 2723 | 6 | NG | GT | 27.4 |  | Electric Utility | N | Low utilization CT
Exclude | NC | Buck | 2720 | 7 | NG | GT | 34.8 |  | Electric Utility | N | Low utilization CT
Exclude | NC | Buck | 2720 | 8 | NG | GT | 34.8 |  | Electric Utility | N | Low utilization CT
Exclude | NC | Buck | 2720 | 9 | NG | GT | 34.8 |  | Electric Utility | N | Low utilization CT
COALST | NC | Dan River | 2723 | 2 | BIT | ST | 70 |  | Electric Utility | N
OGST | IN | Harding Street | 990 | 3 | DFO | ST | 43.8 |  | Electric Utility | N
OGST | IN | Harding Street | 990 | 4 | DFO | ST | 43.8 |  | Electric Utility | N
COALST | NC | Dan River | 2723 | 3 | BIT | ST | 150 |  | Electric Utility | N
Exclude | MN | Montgomery | 8025 | 1 | DFO | GT | 28.8 |  | Electric Utility | N | Low utilization CT
OGST | AR | Harvey Couch | 169 | 2 | NG | ST | 156.2 |  | Electric Utility | N
OGST | LA | Willow Glen | 1394 | 3 | NG | ST | 591.8 |  | Electric Utility | N
OGST | AZ | Kyrene | 147 | KY2 | NG | ST | 73.5 |  | Electric Utility | N
EXCLUDE | WY | Osage | 4151 | 2 | SUB | ST | 11.5 |  | Electric Utility | N | Steam unit (PRMVR=ST) under 25MW/250 MMBtu/hr
EXCLUDE | WY | Osage | 4151 | 3 | SUB | ST | 11.5 |  | Electric Utility | N | Steam unit (PRMVR=ST) under 25MW/250 MMBtu/hr
EXCLUDE | NJ | PSEG Hudson Generating Station | 2403 | 1 | NG | ST | 454.7 |  | Electric Utility/IPP Non-CHP | N | Status of operation (IP,L,P,T,or U) or Retired before 2012
EXCLUDE | NC | Morehead | 2711 | GT1 | DFO | GT | 16.3 |  | Electric Utility | N | Simple Cycle Turbine (PRMVR=GT or OT) unit under 25MW
OGST | NY | Astoria Generating Station | 8906 | 4 | RFO | ST | 387 |  | Electric Utility/IPP Non-CHP | N
Exclude | NC | Riverbend | 2732 | 10 | NG | GT | 33.8 |  | Electric Utility | N | Low utilization CT
Exclude | NC | Riverbend | 2732 | 11 | NG | GT | 33.8 |  | Electric Utility | N | Low utilization CT
Exclude | NC | Riverbend | 2732 | 8 | NG | GT | 33.8 |  | Electric Utility | N | Low utilization CT
Exclude | NC | Riverbend | 2732 | 9 | NG | GT | 33.8 |  | Electric Utility | N | Low utilization CT
OGST | NY | Astoria Generating Station | 8906 | 2 | NG | ST | 180 |  | Electric Utility/IPP Non-CHP | N
OGST | FL | Indian River | 55318 | 3 | NG | ST | 317 |  | Electric Utility | N
EXCLUDE | PA | Eddystone Generating Station | 3161 | 1 | BIT | ST | 353.6 |  | Electric Utility/IPP Non-CHP | N | Status of operation (IP,L,P,T,or U) or Retired before 2012
OGST | FL | Port Everglades | 617 | ST1 | RFO | ST | 248 |  | Electric Utility | N
EXCLUDE | SC | Rocky Creek | 3266 | 1 | WAT | HY | 3 |  | Electric Utility | N | Non Combustion (NUC, WAT, WND, GEO, or SUN)
EXCLUDE | SC | Rocky Creek | 3266 | 2 | WAT | HY | 3 |  | Electric Utility | N | Non Combustion (NUC, WAT, WND, GEO, or SUN)
EXCLUDE | SC | Rocky Creek | 3266 | 3 | WAT | HY | 3 |  | Electric Utility | N | Non Combustion (NUC, WAT, WND, GEO, or SUN)
EXCLUDE | SC | Rocky Creek | 3266 | 4 | WAT | HY | 3 |  | Electric Utility | N | Non Combustion (NUC, WAT, WND, GEO, or SUN)
EXCLUDE | SC | Rocky Creek | 3266 | 5 | WAT | HY | 5 |  | Electric Utility | N | Non Combustion (NUC, WAT, WND, GEO, or SUN)
EXCLUDE | SC | Rocky Creek | 3266 | 6 | WAT | HY | 5 |  | Electric Utility | N | Non Combustion (NUC, WAT, WND, GEO, or SUN)
EXCLUDE | SC | Rocky Creek | 3266 | 7 | WAT | HY | 3 |  | Electric Utility | N | Non Combustion (NUC, WAT, WND, GEO, or SUN)
EXCLUDE | SC | Rocky Creek | 3266 | 8 | WAT | HY | 3 |  | Electric Utility | N | Non Combustion (NUC, WAT, WND, GEO, or SUN)
OGST | FL | Indian River | 55318 | 2 | NG | ST | 213 |  | Electric Utility | N
OGST | KS | Neosho | 1243 | 3 | NG | ST | 69 |  | Electric Utility | N
OGST | NV | Tracy | 2336 | ST1 | NG | ST | 50 |  | Electric Utility | N
OGST | GA | McManus | 715 | 2 | RFO | ST | 93.7 |  | Electric Utility | N
OGST | LA | Sterlington | 1404 | 6 | NG | ST | 247.7 |  | Electric Utility | N
OGST | FL | Port Everglades | 617 | ST2 | RFO | ST | 248 |  | Electric Utility | N
EXCLUDE | IA | Sutherland | 1077 | 2 | SUB | ST | 37.5 |  | Electric Utility | N | Status of operation (IP,L,P,T,or U) or Retired before 2012
OGST | NV | Tracy | 2336 | ST2 | NG | ST | 75 |  | Electric Utility | N
EXCLUDE | AR | Harvey Couch | 169 | 1 | NG | ST | 26.5 |  | Electric Utility | N | Status of operation (IP,L,P,T,or U) or Retired before 2012
OGST | MS | Eaton | 2046 | 2 | NG | ST | 25.9 |  | Electric Utility | N
EXCLUDE | MS | Rex Brown | 2053 | 1 | NG | ST | 34.5 |  | Electric Utility | N | Status of operation (IP,L,P,T,or U) or Retired before 2012
COALST | IA | Lansing | 1047 | 3 | SUB | ST | 37.5 |  | Electric Utility | N
OGST | MS | Eaton | 2046 | 3 | NG | ST | 25.9 |  | Electric Utility | N
EXCLUDE | GA | Carters | 6130 | 3 | WAT | PS | 125 |  | Electric Utility | N | Non Combustion (NUC, WAT, WND, GEO, or SUN)
EXCLUDE | GA | Carters | 6130 | 4 | WAT | PS | 125 |  | Electric Utility | N | Non Combustion (NUC, WAT, WND, GEO, or SUN)
OGST | FL | Indian River | 55318 | 1 | NG | ST | 79 |  | Electric Utility | N
OGST | AZ | Kyrene | 147 | KY1 | NG | ST | 34.5 |  | Electric Utility | N
EXCLUDE | WY | Osage | 4151 | 1 | SUB | ST | 11.5 |  | Electric Utility | N | Steam unit (PRMVR=ST) under 25MW/250 MMBtu/hr
EXCLUDE | LA | Nine Mile Point | 1403 | 2 | NG | ST | 112.5 |  | Electric Utility | N | Status of operation (IP,L,P,T,or U) or Retired before 2012
COALST | OH | Niles | 2861 | 2 | BIT | ST | 132.8 |  | Electric Utility/IPP Non-CHP | N
COALST | KY | Tyrone | 1361 | 3 | BIT | ST | 75 |  | Electric Utility | N
EXCLUDE | WI | Alma | 4140 | 3 | BIT | ST | 15 |  | Electric Utility | N | Steam unit (PRMVR=ST) under 25MW/250 MMBtu/hr
COALST | NC | Dan River | 2723 | 1 | BIT | ST | 70 |  | Electric Utility | N
OGST | MS | Eaton | 2046 | 1 | NG | ST | 25.9 |  | Electric Utility | N
EXCLUDE | KS | Garden City | 1336 | GC3 | NG | ST | 11.5 |  | Electric Utility | N | Steam unit (PRMVR=ST) under 25MW/250 MMBtu/hr
COALST | AL | Widows Creek | 50 | 4 | BIT | ST | 140.6 |  | Electric Utility | N
OGST | GA | Kraft | 733 | 4 | NG | ST | 126 |  | Electric Utility | N
COALST | PA | Elrama Power Plant | 3098 | 1 | BIT | ST | 100 |  | Electric Utility/IPP Non-CHP | N
COALST | CT | Bridgeport Station | 568 | 2 | SUB | ST | 163 |  | Electric Utility/IPP Non-CHP | N
COALST | KY | Shawnee | 1379 | 10 | BIT | ST | 175 |  | Electric Utility | N
OGST | FL | Turkey Point | 621 | ST2 | RFO | ST | 402 |  | Electric Utility | N
OGST | FL | Sanford | 620 | 3 | RFO | ST | 156.2 |  | Electric Utility | N
OGST | LA | Louis Doc Bonin | 1443 | 1 | NG | ST | 53.9 |  | Electric Utility | N
OGST | SC | Jefferies | 3319 | 2 | WO | ST | 50 |  | Electric Utility | N
EXCLUDE | NE | Fort Calhoun | 2289 | 1 | NUC | ST | 502 |  | Electric Utility | N | Non Combustion (NUC, WAT, WND, GEO, or SUN)
COALST | DE | Indian River Generating Station | 594 | 1 | BIT | ST | 81.6 |  | Electric Utility/IPP Non-CHP | N
EXCLUDE | WI | Danbury Diesel | 55998 | GT1 | DFO | GT | 6.7 |  | Electric Utility | N | Simple Cycle Turbine (PRMVR=GT or OT) unit under 25MW
EXCLUDE | LA | Michoud | 1409 | 1 | NG | ST | 115.2 |  | Electric Utility | N | Status of operation (IP,L,P,T,or U) or Retired before 2012
OGST | TX | Sam Rayburn | 3631 | 3 | NG | ST | 25 |  | Electric Utility | N
OGST | GA | McManus | 715 | 1 | RFO | ST | 50 |  | Electric Utility | N
EXCLUDE | WA | Newhalem | 9842 | 20 | WAT | HY | 2.3 |  | Electric Utility | N | Non Combustion (NUC, WAT, WND, GEO, or SUN)
OGST | SC | Jefferies | 3319 | 1 | WO | ST | 50 |  | Electric Utility | N
OGST | IN | Eagle Valley | 991 | 2 | DFO | ST | 46 |  | Electric Utility | N
OGST | IN | Eagle Valley | 991 | ST1 | DFO | ST | 46 |  | Electric Utility | N
COALST | DE | Indian River Generating Station | 594 | 2 | BIT | ST | 81.6 |  | Electric Utility/IPP Non-CHP | N
EXCLUDE | CO | Pueblo | 460 | 6 | NG | ST | 15 |  | Electric Utility | N | Steam unit (PRMVR=ST) under 25MW/250 MMBtu/hr
EXCLUDE | LA | Nine Mile Point | 1403 | 1 | NG | ST | 69 |  | Electric Utility | N | Status of operation (IP,L,P,T,or U) or Retired before 2012
COALST | WV | FirstEnergy Rivesville | 3945 | 5 | BIT | ST | 35 |  | Electric Utility | N
COALST | GA | McIntosh | 6124 | 1 | BIT | ST | 177.6 |  | Electric Utility | N
COALST | OH | Walter C Beckjord | 2830 | 2 | BIT | ST | 112.5 |  | Electric Utility | N
COALST | MA | Salem Harbor | 1626 | 2 | BIT | ST | 82 |  | Electric Utility/IPP Non-CHP | N
EXCLUDE | UT | Little Mountain | 6553 | 1 | NG | GT | 16 |  | Electric Utility | N | Simple Cycle Turbine (PRMVR=GT or OT) unit under 25MW
COALST | MA | Salem Harbor | 1626 | 1 | BIT | ST | 81.9 |  | Electric Utility/IPP Non-CHP | N
EXCLUDE | NY | Blenheim Gilboa | 2691 | 1 | WAT | PS | 250 |  | Electric Utility | N | Non Combustion (NUC, WAT, WND, GEO, or SUN)
EXCLUDE | NY | Blenheim Gilboa | 2691 | 2 | WAT | PS | 250 |  | Electric Utility | N | Non Combustion (NUC, WAT, WND, GEO, or SUN)
EXCLUDE | NY | Blenheim Gilboa | 2691 | 3 | WAT | PS | 250 |  | Electric Utility | N | Non Combustion (NUC, WAT, WND, GEO, or SUN)
EXCLUDE | NY | Blenheim Gilboa | 2691 | 4 | WAT | PS | 250 |  | Electric Utility | N | Non Combustion (NUC, WAT, WND, GEO, or SUN)
EXCLUDE | TN | Raccoon Mountain | 6151 | 1 | WAT | PS | 428.4 |  | Electric Utility | N | Non Combustion (NUC, WAT, WND, GEO, or SUN)
EXCLUDE | TN | Raccoon Mountain | 6151 | 2 | WAT | PS | 428.4 |  | Electric Utility | N | Non Combustion (NUC, WAT, WND, GEO, or SUN)
EXCLUDE | TN | Raccoon Mountain | 6151 | 3 | WAT | PS | 428.4 |  | Electric Utility | N | Non Combustion (NUC, WAT, WND, GEO, or SUN)
EXCLUDE | TN | Raccoon Mountain | 6151 | 4 | WAT | PS | 428.4 |  | Electric Utility | N | Non Combustion (NUC, WAT, WND, GEO, or SUN)
COALST | OH | Walter C Beckjord | 2830 | 1 | BIT | ST | 115 |  | Electric Utility | N
EXCLUDE | CO | Pueblo | 460 | 5 | NG | ST | 7.5 |  | Electric Utility | N | Steam unit (PRMVR=ST) under 25MW/250 MMBtu/hr
EXCLUDE | CA | Helms Pumped Storage | 6100 | 1 | WAT | PS | 351 |  | Electric Utility | N | Non Combustion (NUC, WAT, WND, GEO, or SUN)
EXCLUDE | CA | Helms Pumped Storage | 6100 | 2 | WAT | PS | 351 |  | Electric Utility | N | Non Combustion (NUC, WAT, WND, GEO, or SUN)
EXCLUDE | CA | Helms Pumped Storage | 6100 | 3 | WAT | PS | 351 |  | Electric Utility | N | Non Combustion (NUC, WAT, WND, GEO, or SUN)
EXCLUDE | CA | Lake Hodges Hydroelectric Facility | 57729 | 1 | WAT | PS | 21 |  | Electric Utility | N | Non Combustion (NUC, WAT, WND, GEO, or SUN)
EXCLUDE | CA | Lake Hodges Hydroelectric Facility | 57729 | 2 | WAT | PS | 21 |  | Electric Utility | N | Non Combustion (NUC, WAT, WND, GEO, or SUN)
EXCLUDE | MO | Lake Road | 2098 | 1 | NG | ST | 23 |  | Electric Utility | N | Steam unit (PRMVR=ST) under 25MW/250 MMBtu/hr
EXCLUDE | MA | Bear Swamp | 8005 | GEN1 | WAT | PS | 300 |  | IPP Non-CHP | N | Non Combustion (NUC, WAT, WND, GEO, or SUN)
EXCLUDE | MA | Bear Swamp | 8005 | GEN2 | WAT | PS | 300 |  | IPP Non-CHP | N | Non Combustion (NUC, WAT, WND, GEO, or SUN)
EXCLUDE | MA | Northfield Mountain | 547 | 1 | WAT | PS | 235 |  | IPP Non-CHP | N | Non Combustion (NUC, WAT, WND, GEO, or SUN)
EXCLUDE | MA | Northfield Mountain | 547 | 2 | WAT | PS | 235 |  | IPP Non-CHP | N | Non Combustion (NUC, WAT, WND, GEO, or SUN)
EXCLUDE | MA | Northfield Mountain | 547 | 3 | WAT | PS | 235 |  | IPP Non-CHP | N | Non Combustion (NUC, WAT, WND, GEO, or SUN)
EXCLUDE | MA | Northfield Mountain | 547 | 4 | WAT | PS | 235 |  | IPP Non-CHP | N | Non Combustion (NUC, WAT, WND, GEO, or SUN)
EXCLUDE | MO | Taum Sauk | 2108 | 1 | WAT | PS | 204 |  | Electric Utility | N | Non Combustion (NUC, WAT, WND, GEO, or SUN)
EXCLUDE | MO | Taum Sauk | 2108 | 2 | WAT | PS | 204 |  | Electric Utility | N | Non Combustion (NUC, WAT, WND, GEO, or SUN)
EXCLUDE | PA | Muddy Run | 3164 | 1 | WAT | PS | 134 |  | IPP Non-CHP | N | Non Combustion (NUC, WAT, WND, GEO, or SUN)
EXCLUDE | PA | Muddy Run | 3164 | 2 | WAT | PS | 134 |  | IPP Non-CHP | N | Non Combustion (NUC, WAT, WND, GEO, or SUN)
EXCLUDE | PA | Muddy Run | 3164 | 3 | WAT | PS | 134 |  | IPP Non-CHP | N | Non Combustion (NUC, WAT, WND, GEO, or SUN)
EXCLUDE | PA | Muddy Run | 3164 | 4 | WAT | PS | 134 |  | IPP Non-CHP | N | Non Combustion (NUC, WAT, WND, GEO, or SUN)
EXCLUDE | PA | Muddy Run | 3164 | 5 | WAT | PS | 134 |  | IPP Non-CHP | N | Non Combustion (NUC, WAT, WND, GEO, or SUN)
EXCLUDE | PA | Muddy Run | 3164 | 6 | WAT | PS | 134 |  | IPP Non-CHP | N | Non Combustion (NUC, WAT, WND, GEO, or SUN)
EXCLUDE | PA | Muddy Run | 3164 | 7 | WAT | PS | 134 |  | IPP Non-CHP | N | Non Combustion (NUC, WAT, WND, GEO, or SUN)
EXCLUDE | PA | Muddy Run | 3164 | 8 | WAT | PS | 134 |  | IPP Non-CHP | N | Non Combustion (NUC, WAT, WND, GEO, or SUN)
EXCLUDE | SC | Jocassee | 3262 | 1 | WAT | PS | 153 |  | Electric Utility | N | Non Combustion (NUC, WAT, WND, GEO, or SUN)
EXCLUDE | SC | Jocassee | 3262 | 2 | WAT | PS | 153 |  | Electric Utility | N | Non Combustion (NUC, WAT, WND, GEO, or SUN)
EXCLUDE | SC | Jocassee | 3262 | 3 | WAT | PS | 153 |  | Electric Utility | N | Non Combustion (NUC, WAT, WND, GEO, or SUN)
EXCLUDE | SC | Jocassee | 3262 | 4 | WAT | PS | 153 |  | Electric Utility | N | Non Combustion (NUC, WAT, WND, GEO, or SUN)
EXCLUDE | PA | FirstEnergy Seneca | 8225 | 1 | WAT | PS | 220 |  | IPP Non-CHP | N | Non Combustion (NUC, WAT, WND, GEO, or SUN)
EXCLUDE | PA | FirstEnergy Seneca | 8225 | 2 | WAT | PS | 220 |  | IPP Non-CHP | N | Non Combustion (NUC, WAT, WND, GEO, or SUN)
EXCLUDE | PA | FirstEnergy Seneca | 8225 | 3 | WAT | PS | 29 |  | IPP Non-CHP | N | Non Combustion (NUC, WAT, WND, GEO, or SUN)
EXCLUDE | VA | Bath County | 6167 | 1 | WAT | PS | 477 |  | Electric Utility | N | Non Combustion (NUC, WAT, WND, GEO, or SUN)
EXCLUDE | VA | Bath County | 6167 | 2 | WAT | PS | 477 |  | Electric Utility | N | Non Combustion (NUC, WAT, WND, GEO, or SUN)
EXCLUDE | VA | Bath County | 6167 | 3 | WAT | PS | 477 |  | Electric Utility | N | Non Combustion (NUC, WAT, WND, GEO, or SUN)
EXCLUDE | VA | Bath County | 6167 | 4 | WAT | PS | 477 |  | Electric Utility | N | Non Combustion (NUC, WAT, WND, GEO, or SUN)
EXCLUDE | VA | Bath County | 6167 | 5 | WAT | PS | 477 |  | Electric Utility | N | Non Combustion (NUC, WAT, WND, GEO, or SUN)
EXCLUDE | VA | Bath County | 6167 | 6 | WAT | PS | 477 |  | Electric Utility | N | Non Combustion (NUC, WAT, WND, GEO, or SUN)
EXCLUDE | NJ | Yards Creek | 6522 | 1 | WAT | PS | 151 |  | Electric Utility | N | Non Combustion (NUC, WAT, WND, GEO, or SUN)
EXCLUDE | NJ | Yards Creek | 6522 | 2 | WAT | PS | 151 |  | Electric Utility | N | Non Combustion (NUC, WAT, WND, GEO, or SUN)
EXCLUDE | NJ | Yards Creek | 6522 | 3 | WAT | PS | 151 |  | Electric Utility | N | Non Combustion (NUC, WAT, WND, GEO, or SUN)
EXCLUDE | MI | Ludington | 1713 | 1 | WAT | PS | 329.8 |  | Electric Utility | N | Non Combustion (NUC, WAT, WND, GEO, or SUN)
EXCLUDE | MI | Ludington | 1713 | 2 | WAT | PS | 329.8 |  | Electric Utility | N | Non Combustion (NUC, WAT, WND, GEO, or SUN)
EXCLUDE | MI | Ludington | 1713 | 3 | WAT | PS | 329.8 |  | Electric Utility | N | Non Combustion (NUC, WAT, WND, GEO, or SUN)
EXCLUDE | MI | Ludington | 1713 | 4 | WAT | PS | 329.8 |  | Electric Utility | N | Non Combustion (NUC, WAT, WND, GEO, or SUN)
EXCLUDE | MI | Ludington | 1713 | 5 | WAT | PS | 329.8 |  | Electric Utility | N | Non Combustion (NUC, WAT, WND, GEO, or SUN)
EXCLUDE | MI | Ludington | 1713 | 6 | WAT | PS | 329.8 |  | Electric Utility | N | Non Combustion (NUC, WAT, WND, GEO, or SUN)
EXCLUDE | OK | Salina | 2982 | 1 | WAT | PS | 48 |  | Electric Utility | N | Non Combustion (NUC, WAT, WND, GEO, or SUN)
EXCLUDE | OK | Salina | 2982 | 2 | WAT | PS | 48 |  | Electric Utility | N | Non Combustion (NUC, WAT, WND, GEO, or SUN)
EXCLUDE | OK | Salina | 2982 | 3 | WAT | PS | 48 |  | Electric Utility | N | Non Combustion (NUC, WAT, WND, GEO, or SUN)
EXCLUDE | OK | Salina | 2982 | 4 | WAT | PS | 48 |  | Electric Utility | N | Non Combustion (NUC, WAT, WND, GEO, or SUN)
EXCLUDE | OK | Salina | 2982 | 5 | WAT | PS | 48 |  | Electric Utility | N | Non Combustion (NUC, WAT, WND, GEO, or SUN)
EXCLUDE | OK | Salina | 2982 | 6 | WAT | PS | 48 |  | Electric Utility | N | Non Combustion (NUC, WAT, WND, GEO, or SUN)
EXCLUDE | SC | Bad Creek | 7125 | 1 | WAT | PS | 266.3 |  | Electric Utility | N | Non Combustion (NUC, WAT, WND, GEO, or SUN)
EXCLUDE | SC | Bad Creek | 7125 | 2 | WAT | PS | 266.3 |  | Electric Utility | N | Non Combustion (NUC, WAT, WND, GEO, or SUN)
EXCLUDE | SC | Bad Creek | 7125 | 3 | WAT | PS | 266.3 |  | Electric Utility | N | Non Combustion (NUC, WAT, WND, GEO, or SUN)
EXCLUDE | SC | Bad Creek | 7125 | 4 | WAT | PS | 266.3 |  | Electric Utility | N | Non Combustion (NUC, WAT, WND, GEO, or SUN)
OGST | MO | Lake Road | 2098 | 2 | NG | ST | 25 |  | Electric Utility | N
EXCLUDE | CO | Cabin Creek | 467 | A | WAT | PS | 150 |  | Electric Utility | N | Non Combustion (NUC, WAT, WND, GEO, or SUN)
EXCLUDE | CO | Cabin Creek | 467 | B | WAT | PS | 150 |  | Electric Utility | N | Non Combustion (NUC, WAT, WND, GEO, or SUN)
EXCLUDE | CO | Mount Elbert | 6208 | 1 | WAT | PS | 100 |  | Electric Utility | N | Non Combustion (NUC, WAT, WND, GEO, or SUN)
EXCLUDE | CO | Mount Elbert | 6208 | 2 | WAT | PS | 100 |  | Electric Utility | N | Non Combustion (NUC, WAT, WND, GEO, or SUN)
EXCLUDE | SC | Fairfield Pumped Storage | 6126 | 1 | WAT | PS | 63.9 |  | Electric Utility | N | Non Combustion (NUC, WAT, WND, GEO, or SUN)
EXCLUDE | SC | Fairfield Pumped Storage | 6126 | 2 | WAT | PS | 63.9 |  | Electric Utility | N | Non Combustion (NUC, WAT, WND, GEO, or SUN)
EXCLUDE | SC | Fairfield Pumped Storage | 6126 | 3 | WAT | PS | 63.9 |  | Electric Utility | N | Non Combustion (NUC, WAT, WND, GEO, or SUN)
EXCLUDE | SC | Fairfield Pumped Storage | 6126 | 4 | WAT | PS | 63.9 |  | Electric Utility | N | Non Combustion (NUC, WAT, WND, GEO, or SUN)
EXCLUDE | SC | Fairfield Pumped Storage | 6126 | 5 | WAT | PS | 63.9 |  | Electric Utility | N | Non Combustion (NUC, WAT, WND, GEO, or SUN)
EXCLUDE | SC | Fairfield Pumped Storage | 6126 | 6 | WAT | PS | 63.9 |  | Electric Utility | N | Non Combustion (NUC, WAT, WND, GEO, or SUN)
EXCLUDE | SC | Fairfield Pumped Storage | 6126 | 7 | WAT | PS | 63.9 |  | Electric Utility | N | Non Combustion (NUC, WAT, WND, GEO, or SUN)
EXCLUDE | SC | Fairfield Pumped Storage | 6126 | 8 | WAT | PS | 63.9 |  | Electric Utility | N | Non Combustion (NUC, WAT, WND, GEO, or SUN)
EXCLUDE | GA | Rocky Mountain Hydroelectric Plant | 6189 | 1 | WAT | PS | 282.6 |  | Electric Utility | N | Non Combustion (NUC, WAT, WND, GEO, or SUN)
EXCLUDE | GA | Rocky Mountain Hydroelectric Plant | 6189 | 2 | WAT | PS | 282.6 |  | Electric Utility | N | Non Combustion (NUC, WAT, WND, GEO, or SUN)
EXCLUDE | GA | Rocky Mountain Hydroelectric Plant | 6189 | 3 | WAT | PS | 282.6 |  | Electric Utility | N | Non Combustion (NUC, WAT, WND, GEO, or SUN)
EXCLUDE | MO | Lake Road | 2098 | 3 | NG | ST | 12.5 |  | Electric Utility | N | Steam unit (PRMVR=ST) under 25MW/250 MMBtu/hr
EXCLUDE | GA | Wallace Dam | 6087 | 1 | WAT | PS | 52.2 |  | Electric Utility | N | Non Combustion (NUC, WAT, WND, GEO, or SUN)
EXCLUDE | GA | Wallace Dam | 6087 | 2 | WAT | PS | 52.2 |  | Electric Utility | N | Non Combustion (NUC, WAT, WND, GEO, or SUN)
EXCLUDE | GA | Wallace Dam | 6087 | 5 | WAT | PS | 52.2 |  | Electric Utility | N | Non Combustion (NUC, WAT, WND, GEO, or SUN)
EXCLUDE | GA | Wallace Dam | 6087 | 6 | WAT | PS | 52.2 |  | Electric Utility | N | Non Combustion (NUC, WAT, WND, GEO, or SUN)
EXCLUDE | GA | Richard B Russell | 6132 | 5 | WAT | PS | 82 |  | Electric Utility | N | Non Combustion (NUC, WAT, WND, GEO, or SUN)
EXCLUDE | GA | Richard B Russell | 6132 | 6 | WAT | PS | 82 |  | Electric Utility | N | Non Combustion (NUC, WAT, WND, GEO, or SUN)
EXCLUDE | GA | Richard B Russell | 6132 | 7 | WAT | PS | 82 |  | Electric Utility | N | Non Combustion (NUC, WAT, WND, GEO, or SUN)
EXCLUDE | GA | Richard B Russell | 6132 | 8 | WAT | PS | 82 |  | Electric Utility | N | Non Combustion (NUC, WAT, WND, GEO, or SUN)
EXCLUDE | NY | Lewiston Niagara | 2692 | 1 | WAT | PS | 20 |  | Electric Utility | N | Non Combustion (NUC, WAT, WND, GEO, or SUN)
EXCLUDE | NY | Lewiston Niagara | 2692 | 10 | WAT | PS | 20 |  | Electric Utility | N | Non Combustion (NUC, WAT, WND, GEO, or SUN)
EXCLUDE | NY | Lewiston Niagara | 2692 | 11 | WAT | PS | 20 |  | Electric Utility | N | Non Combustion (NUC, WAT, WND, GEO, or SUN)
EXCLUDE | NY | Lewiston Niagara | 2692 | 12 | WAT | PS | 20 |  | Electric Utility | N | Non Combustion (NUC, WAT, WND, GEO, or SUN)
EXCLUDE | NY | Lewiston Niagara | 2692 | 2 | WAT | PS | 20 |  | Electric Utility | N | Non Combustion (NUC, WAT, WND, GEO, or SUN)
EXCLUDE | NY | Lewiston Niagara | 2692 | 3 | WAT | PS | 20 |  | Electric Utility | N | Non Combustion (NUC, WAT, WND, GEO, or SUN)
EXCLUDE | NY | Lewiston Niagara | 2692 | 4 | WAT | PS | 20 |  | Electric Utility | N | Non Combustion (NUC, WAT, WND, GEO, or SUN)
EXCLUDE | NY | Lewiston Niagara | 2692 | 5 | WAT | PS | 20 |  | Electric Utility | N | Non Combustion (NUC, WAT, WND, GEO, or SUN)
EXCLUDE | NY | Lewiston Niagara | 2692 | 6 | WAT | PS | 20 |  | Electric Utility | N | Non Combustion (NUC, WAT, WND, GEO, or SUN)
EXCLUDE | NY | Lewiston Niagara | 2692 | 7 | WAT | PS | 20 |  | Electric Utility | N | Non Combustion (NUC, WAT, WND, GEO, or SUN)
EXCLUDE | NY | Lewiston Niagara | 2692 | 8 | WAT | PS | 20 |  | Electric Utility | N | Non Combustion (NUC, WAT, WND, GEO, or SUN)
EXCLUDE | NY | Lewiston Niagara | 2692 | 9 | WAT | PS | 20 |  | Electric Utility | N | Non Combustion (NUC, WAT, WND, GEO, or SUN)
EXCLUDE | VA | Smith Mountain | 3780 | 1 | WAT | PS | 66 |  | Electric Utility | N | Non Combustion (NUC, WAT, WND, GEO, or SUN)
EXCLUDE | VA | Smith Mountain | 3780 | 3 | WAT | PS | 115.3 |  | Electric Utility | N | Non Combustion (NUC, WAT, WND, GEO, or SUN)
EXCLUDE | VA | Smith Mountain | 3780 | 5 | WAT | PS | 66 |  | Electric Utility | N | Non Combustion (NUC, WAT, WND, GEO, or SUN)
EXCLUDE | AR | Lee Creek Water Treatment Facility | 54283 | 0209 | WAT | HY | 1.3 |  | IPP Non-CHP | N | Non Combustion (NUC, WAT, WND, GEO, or SUN)
EXCLUDE | AZ | Apache Station | 160 | GT1 | NG | CC | 11.5 |  | Electric Utility | Y | Combined Cycle (PRMVR=CC) unit under 25MW
NGCC | AZ | Apache Station | 160 | ST1 | NG | CC | 81.6 |  | Electric Utility | N
COALST | MN | Sherburne County | 6090 | 3 | SUB | ST | 938.7 |  | Electric Utility | N
EXCLUDE | PA | Titus | 3115 | 4 | DFO | GT | 18 |  | IPP Non-CHP | N | Simple Cycle Turbine (PRMVR=GT or OT) unit under 25MW
EXCLUDE | PA | Titus | 3115 | 5 | DFO | GT | 18 |  | IPP Non-CHP | N | Simple Cycle Turbine (PRMVR=GT or OT) unit under 25MW
OGST | PA | Schuylkill Generating Station | 3169 | 1 | RFO | ST | 190.4 |  | Electric Utility/IPP Non-CHP | N
OGST | PA | FirstEnergy Mitchell Power Station | 3181 | 2 | DFO | ST | 74.7 |  | Electric Utility/IPP Non-CHP | N
EXCLUDE | NE | C W Burdick | 2241 | 1 | NG | ST | 18.7 |  | Electric Utility | N | Steam unit (PRMVR=ST) under 25MW/250 MMBtu/hr
OGST | KS | Riverton | 1239 | 7 | NG | ST | 37.5 |  | Electric Utility | N
Exclude | GA | Jack McDonough | 710 | 3B | NG | GT | 41.8 |  | Electric Utility | N | Low utilization CT
EXCLUDE | MI | Sixth Street | 6356 | 1 | DFO | GT | 24 |  | Electric Utility | N | Simple Cycle Turbine (PRMVR=GT or OT) unit under 25MW
EXCLUDE | NC | Cape Fear | 2708 | 1A | DFO | CC | 18 |  | Electric Utility | N | Combined Cycle (PRMVR=CC) unit under 25MW
EXCLUDE | NC | Cape Fear | 2708 | 1B | DFO | CC | 18 |  | Electric Utility | N | Combined Cycle (PRMVR=CC) unit under 25MW
EXCLUDE | NC | Cape Fear | 2708 | 2A | DFO | CC | 18 |  | Electric Utility | N | Combined Cycle (PRMVR=CC) unit under 25MW
EXCLUDE | NC | Cape Fear | 2708 | 2B | DFO | CC | 18 |  | Electric Utility | N | Combined Cycle (PRMVR=CC) unit under 25MW
EXCLUDE | NC | Cape Fear | 2708 | 1 | DFO | CC | 15 |  | Electric Utility | N | Combined Cycle (PRMVR=CC) unit under 25MW
EXCLUDE | NC | Cape Fear | 2708 | 2 | DFO | CC | 15 |  | Electric Utility | N | Combined Cycle (PRMVR=CC) unit under 25MW
OGST | MS | Sweatt | 2048 | 1 | NG | ST | 46 |  | Electric Utility | N
Exclude | PA | Brunot Island | 3096 | 1A | DFO | GT | 25.5 |  | IPP Non-CHP | N | Low utilization CT
Exclude | PA | Brunot Island | 3096 | 1B | DFO | GT | 25.5 |  | IPP Non-CHP | N | Low utilization CT
Exclude | PA | Brunot Island | 3096 | 1C | DFO | GT | 25.5 |  | IPP Non-CHP | N | Low utilization CT
EXCLUDE | MI | Superior | 1744 | 1 | DFO | GT | 16 |  | Electric Utility | N | Simple Cycle Turbine (PRMVR=GT or OT) unit under 25MW
EXCLUDE | MI | Superior | 1744 | 2 | DFO | GT | 16 |  | Electric Utility | N | Simple Cycle Turbine (PRMVR=GT or OT) unit under 25MW
EXCLUDE | MI | Superior | 1744 | 3 | DFO | GT | 16 |  | Electric Utility | N | Simple Cycle Turbine (PRMVR=GT or OT) unit under 25MW
EXCLUDE | MI | Superior | 1744 | 4 | DFO | GT | 16 |  | Electric Utility | N | Simple Cycle Turbine (PRMVR=GT or OT) unit under 25MW
EXCLUDE | TX | Sam Rayburn | 3631 | 1 | NG | GT | 11.2 |  | Electric Utility | N | Simple Cycle Turbine (PRMVR=GT or OT) unit under 25MW
EXCLUDE | TX | Sam Rayburn | 3631 | 2 | NG | GT | 11.2 |  | Electric Utility | N | Simple Cycle Turbine (PRMVR=GT or OT) unit under 25MW
COALST | OH | O H Hutchings | 2848 | 4 | BIT | ST | 69 |  | Electric Utility | N
Exclude | GA | Jack McDonough | 710 | 3A | DFO | GT | 41.8 |  | Electric Utility | N | Low utilization CT
COALST | IN | R Gallagher | 1008 | 3 | BIT | ST | 150 |  | Electric Utility | N
EXCLUDE | PA | Pennsbury | 7690 | 1 | LFG | GT | 3 |  | IPP Non-CHP | N | Non Fossil fuel type
EXCLUDE | PA | Pennsbury | 7690 | 2 | LFG | GT | 3 |  | IPP Non-CHP | N | Non Fossil fuel type
COALST | AL | Charles R Lowman | 56 | 1 | BIT | ST | 66 |  | Electric Utility | N
EXCLUDE | IA | Indianola | 1150 | 8 | DFO | GT | 20.3 |  | Electric Utility | N | Simple Cycle Turbine (PRMVR=GT or OT) unit under 25MW
EXCLUDE | IA | Indianola | 1150 | 7 | DFO | GT | 20.6 |  | Electric Utility | N | Simple Cycle Turbine (PRMVR=GT or OT) unit under 25MW
EXCLUDE | IA | Red Cedar | 7595 | 1 | NG | GT | 22.5 |  | Electric Utility | N | Simple Cycle Turbine (PRMVR=GT or OT) unit under 25MW
EXCLUDE | MI | Graphic Packaging | 10698 | GEN2 | NG | ST | 1.8 |  | Industrial CHP | Y | Steam unit (PRMVR=ST) under 25MW/250 MMBtu/hr
EXCLUDE | MI | Graphic Packaging | 10698 | GEN1 | NG | ST | 10 |  | Industrial CHP | Y | Steam unit (PRMVR=ST) under 25MW/250 MMBtu/hr
COALST | OH | O H Hutchings | 2848 | 1 | BIT | ST | 69 |  | Electric Utility | N
EXCLUDE | MO | Nevada | 2090 | 1 | DFO | GT | 22 |  | Electric Utility | N | Simple Cycle Turbine (PRMVR=GT or OT) unit under 25MW
EXCLUDE | FL | Field Street | 7954 | 1 | DFO | GT | 24 |  | Electric Utility | N | Simple Cycle Turbine (PRMVR=GT or OT) unit under 25MW
EXCLUDE | FL | Field Street | 7954 | 2 | DFO | GT | 24 |  | Electric Utility | N | Simple Cycle Turbine (PRMVR=GT or OT) unit under 25MW
COALST | GA | Mitchell | 727 | 3 | BIT | ST | 163.2 |  | Electric Utility | N
Exclude | NE | Jones Street | 2290 | 1 | DFO | GT | 65 |  | Electric Utility | N | Low utilization CT
Exclude | NE | Jones Street | 2290 | 2 | DFO | GT | 65 |  | Electric Utility | N | Low utilization CT
EXCLUDE | NE | North Denver | 2244 | 4 | NG | ST | 17 |  | Electric Utility | N | Steam unit (PRMVR=ST) under 25MW/250 MMBtu/hr
EXCLUDE | NC | L V Sutton Steam | 2713 | GT1 | DFO | GT | 16.3 |  | Electric Utility | N | Simple Cycle Turbine (PRMVR=GT or OT) unit under 25MW
Exclude | NC | L V Sutton Steam | 2713 | GTA | DFO | GT | 37.5 |  | Electric Utility | N | Low utilization CT
Exclude | NC | L V Sutton Steam | 2713 | GTB | DFO | GT | 37.5 |  | Electric Utility | N | Low utilization CT
COALST | IN | R Gallagher | 1008 | 1 | BIT | ST | 150 |  | Electric Utility | N
EXCLUDE | NE | C W Burdick | 2241 | 2 | NG | ST | 24.9 |  | Electric Utility | N | Steam unit (PRMVR=ST) under 25MW/250 MMBtu/hr
EXCLUDE | OH | Miami Fort | 2832 | GT3 | DFO | GT | 16.5 |  | Electric Utility | N | Simple Cycle Turbine (PRMVR=GT or OT) unit under 25MW
EXCLUDE | OH | Miami Fort | 2832 | GT4 | DFO | GT | 16.5 |  | Electric Utility | N | Simple Cycle Turbine (PRMVR=GT or OT) unit under 25MW
EXCLUDE | OH | Miami Fort | 2832 | GT5 | DFO | GT | 16.5 |  | Electric Utility | N | Simple Cycle Turbine (PRMVR=GT or OT) unit under 25MW
EXCLUDE | OH | Miami Fort | 2832 | GT6 | DFO | GT | 16.5 |  | Electric Utility | N | Simple Cycle Turbine (PRMVR=GT or OT) unit under 25MW
EXCLUDE | NC | Blewett | 2707 | GT1 | DFO | GT | 17.5 |  | Electric Utility | N | Simple Cycle Turbine (PRMVR=GT or OT) unit under 25MW
EXCLUDE | NC | Blewett | 2707 | GT2 | DFO | GT | 17.5 |  | Electric Utility | N | Simple Cycle Turbine (PRMVR=GT or OT) unit under 25MW
EXCLUDE | NC | Blewett | 2707 | GT3 | DFO | GT | 17.5 |  | Electric Utility | N | Simple Cycle Turbine (PRMVR=GT or OT) unit under 25MW
EXCLUDE | NC | Blewett | 2707 | GT4 | DFO | GT | 17.5 |  | Electric Utility | N | Simple Cycle Turbine (PRMVR=GT or OT) unit under 25MW
OGST | NE | C W Burdick | 2241 | 3 | NG | ST | 54.4 |  | Electric Utility | N
EXCLUDE | OH | FirstEnergy Bay Shore | 2878 | CT | DFO | GT | 16 |  | IPP Non-CHP | N | Simple Cycle Turbine (PRMVR=GT or OT) unit under 25MW
Exclude | AZ | Kyrene | 147 | KY5 | NG | GT | 60.3 |  | Electric Utility | N | Low utilization CT
Exclude | AZ | Kyrene | 147 | KY6 | NG | GT | 60.3 |  | Electric Utility | N | Low utilization CT
Exclude | AZ | Kyrene | 147 | KY4 | NG | GT | 53.1 |  | Electric Utility | N | Low utilization CT
EXCLUDE | AK | Delta Power | 56325 | 6 | DFO | GT | 23.1 |  | Electric Utility | N | Simple Cycle Turbine (PRMVR=GT or OT) unit under 25MW
EXCLUDE | IL | Peru | 955 | GT1 | JF | GT | 10 |  | Electric Utility | N | Simple Cycle Turbine (PRMVR=GT or OT) unit under 25MW
EXCLUDE | DE | West Station | 597 | WEST | DFO | GT | 20 |  | IPP Non-CHP | N | Simple Cycle Turbine (PRMVR=GT or OT) unit under 25MW
EXCLUDE | OH | Piqua Power Plant | 2937 | 8 | DFO | GT | 20 |  | Electric Utility | N | Simple Cycle Turbine (PRMVR=GT or OT) unit under 25MW
EXCLUDE | OH | Piqua Power Plant | 2937 | 11 | DFO | GT | 16.3 |  | Electric Utility | N | Simple Cycle Turbine (PRMVR=GT or OT) unit under 25MW
Exclude | NC | W H Weatherspoon | 2716 | GT4 | DFO | GT | 48.6 |  | Electric Utility | N | Low utilization CT
OGST | LA | Willow Glen | 1394 | 5 | NG | ST | 591.8 |  | Electric Utility | N
Exclude | NC | W H Weatherspoon | 2716 | GT3 | DFO | GT | 48.6 |  | Electric Utility | N | Low utilization CT
Exclude | NC | W H Weatherspoon | 2716 | GT1 | DFO | GT | 39.7 |  | Electric Utility | N | Low utilization CT
Exclude | NC | W H Weatherspoon | 2716 | GT2 | DFO | GT | 39.7 |  | Electric Utility | N | Low utilization CT
EXCLUDE | MS | Rex Brown | 2053 | GT1 | DFO | GT | 10 |  | Electric Utility | N | Simple Cycle Turbine (PRMVR=GT or OT) unit under 25MW
COALST | MN | Silver Lake | 2008 | 3 | BIT | ST | 25 |  | Electric Utility | N
EXCLUDE | MN | Madelia | 30 | 1 | NG | IC | 3.1 |  | Electric Utility | N | Internal Combustion (PRMVR=IC)
EXCLUDE | MN | Madelia | 30 | 2 | NG | IC | 2 |  | Electric Utility | N | Internal Combustion (PRMVR=IC)
EXCLUDE | MN | Madelia | 30 | 3 | NG | IC | 1.1 |  | Electric Utility | N | Internal Combustion (PRMVR=IC)
EXCLUDE | MN | Madelia | 30 | 4 | NG | IC | 4.3 |  | Electric Utility | N | Internal Combustion (PRMVR=IC)
EXCLUDE | MN | Madelia | 30 | 5 | NG | IC | 1.3 |  | Electric Utility | N | Internal Combustion (PRMVR=IC)
COALST | AL | Widows Creek | 50 | 1 | BIT | ST | 140.6 |  | Electric Utility | N
COALST | AL | Widows Creek | 50 | 2 | BIT | ST | 140.6 |  | Electric Utility | N
COALST | AL | Widows Creek | 50 | 3 | BIT | ST | 140.6 |  | Electric Utility | N
COALST | AL | Widows Creek | 50 | 5 | BIT | ST | 140.6 |  | Electric Utility | N
COALST | AL | Widows Creek | 50 | 6 | BIT | ST | 140.6 |  | Electric Utility | N
EXCLUDE | KY | J K Smith | 54 | GT11 | NG | GT | 98 |  | Electric Utility | N | Status of operation (IP,L,P,T,or U) or Retired before 2012
EXCLUDE | KY | J K Smith | 54 | GT12 | NG | GT | 98 |  | Electric Utility | N | Status of operation (IP,L,P,T,or U) or Retired before 2012
EXCLUDE | KY | J K Smith | 54 | GT8 | NG | GT | 83 |  | Electric Utility | N | Status of operation (IP,L,P,T,or U) or Retired before 2012
EXCLUDE | KY | J K Smith | 54 | ST1 | BIT | ST | 329.4 |  | Electric Utility | N | Status of operation (IP,L,P,T,or U) or Retired before 2012
EXCLUDE | AK | Gold Creek | 63 | IC1 | DFO | IC | 1.2 |  | Electric Utility | N | Internal Combustion (PRMVR=IC)
EXCLUDE | AK | Gold Creek | 63 | IC2 | DFO | IC | 1.2 |  | Electric Utility | N | Internal Combustion (PRMVR=IC)
EXCLUDE | AK | Gold Creek | 63 | IC3 | DFO | IC | 1.1 |  | Electric Utility | N | Internal Combustion (PRMVR=IC)
EXCLUDE | AK | Gold Creek | 63 | IC4 | DFO | IC | 3.5 |  | Electric Utility | N | Internal Combustion (PRMVR=IC)
EXCLUDE | AK | Gold Creek | 63 | IC5 | DFO | IC | 1.1 |  | Electric Utility | N | Internal Combustion (PRMVR=IC)
EXCLUDE | AK | Lemon Creek | 64 | 1 | DFO | IC | 2.5 |  | Electric Utility | N | Internal Combustion (PRMVR=IC)
EXCLUDE | AK | Lemon Creek | 64 | 2 | DFO | IC | 2.6 |  | Electric Utility | N | Internal Combustion (PRMVR=IC)
EXCLUDE | AK | Lemon Creek | 64 | 3 | DFO | IC | 2.6 |  | Electric Utility | N | Internal Combustion (PRMVR=IC)
EXCLUDE | AK | Lemon Creek | 64 | 7 | DFO | IC | 2.8 |  | Electric Utility | N | Internal Combustion (PRMVR=IC)
EXCLUDE | AK | Lemon Creek | 64 | IC10 | DFO | IC | 2.8 |  | Electric Utility | N | Internal Combustion (PRMVR=IC)
EXCLUDE | AK | Lemon Creek | 64 | IC11 | DFO | IC | 2.8 |  | Electric Utility | N | Internal Combustion (PRMVR=IC)
EXCLUDE | AK | Lemon Creek | 64 | IC12 | DFO | IC | 2.8 |  | Electric Utility | N | Internal Combustion (PRMVR=IC)
EXCLUDE | AK | Lemon Creek | 64 | IC8 | DFO | IC | 2.8 |  | Electric Utility | N | Internal Combustion (PRMVR=IC)
EXCLUDE | AK | Lemon Creek | 64 | IC9 | DFO | IC | 2.8 |  | Electric Utility | N | Internal Combustion (PRMVR=IC)
EXCLUDE | AK | Skagway | 66 | 6A | DFO | IC | 0.8 |  | Electric Utility | N | Internal Combustion (PRMVR=IC)
EXCLUDE | AK | Skagway | 66 | 7A | DFO | IC | 1.1 |  | Electric Utility | N | Internal Combustion (PRMVR=IC)
EXCLUDE | AK | Skagway | 66 | 8A | DFO | IC | 0.5 |  | Electric Utility | N | Internal Combustion (PRMVR=IC)
EXCLUDE | AK | Skagway | 66 | 9 | DFO | IC | 1 |  | Electric Utility | N | Internal Combustion (PRMVR=IC)
EXCLUDE | AK | Haines | 69 | 10 | DFO | IC | 1.2 |  | Electric Utility | N | Internal Combustion (PRMVR=IC)
EXCLUDE | AK | Haines | 69 | 5 | DFO | IC | 0.6 |  | Electric Utility | N | Internal Combustion (PRMVR=IC)
EXCLUDE | AK | Haines | 69 | 7A | DFO | IC | 2.8 |  | Electric Utility | N | Internal Combustion (PRMVR=IC)
EXCLUDE | AK | Haines | 69 | 9 | DFO | IC | 1.1 |  | Electric Utility | N | Internal Combustion (PRMVR=IC)
EXCLUDE | AK | Haines | 69 | IC8A | DFO | IC | 1.6 |  | Electric Utility | N | Internal Combustion (PRMVR=IC)
EXCLUDE | AK | Anchorage 1 | 75 | 3 | NG | GT | 16.3 |  | Electric Utility | N | Simple Cycle Turbine (PRMVR=GT or OT) unit under 25MW
EXCLUDE | AK | Anchorage 1 | 75 | D1 | DFO | IC | 1.1 |  | Electric Utility | N | Internal Combustion (PRMVR=IC)
EXCLUDE | AK | Anchorage 1 | 75 | D2 | DFO | IC | 1.1 |  | Electric Utility | N | Internal Combustion (PRMVR=IC)
EXCLUDE | AK | Anchorage 1 | 75 | P1BS | DFO | IC | 2 |  | Electric Utility | N | Internal Combustion (PRMVR=IC)
EXCLUDE | AK | Aurora Energy LLC Chena | 79 | 3 | SUB | ST | 1.5 |  | IPP CHP | Y | Steam unit (PRMVR=ST) under 25MW/250 MMBtu/hr
EXCLUDE | AK | Aurora Energy LLC Chena | 79 | 7 | SUB | ST | 2.3 |  | IPP CHP | Y | Steam unit (PRMVR=ST) under 25MW/250 MMBtu/hr
EXCLUDE | AK | S W Bailey | 85 | 1 | DFO | IC | 4.5 |  | Electric Utility | N | Internal Combustion (PRMVR=IC)
EXCLUDE | AK | S W Bailey | 85 | 2 | DFO | IC | 4.5 |  | Electric Utility | N | Internal Combustion (PRMVR=IC)
EXCLUDE | AK | S W Bailey | 85 | 3 | DFO | IC | 6.4 |  | Electric Utility | N | Internal Combustion (PRMVR=IC)
EXCLUDE | AK | S W Bailey | 85 | 4 | DFO | IC | 10.5 |  | Electric Utility | N | Internal Combustion (PRMVR=IC)
EXCLUDE | AK | Snake River | 90 | 11 | DFO | IC | 1.5 |  | Electric Utility | N | Internal Combustion (PRMVR=IC)
EXCLUDE | AK | Snake River | 90 | 12 | DFO | IC | 3.8 |  | Electric Utility | N | Internal Combustion (PRMVR=IC)
EXCLUDE | AK | Snake River | 90 | 14 | DFO | IC | 2 |  | Electric Utility | N | Internal Combustion (PRMVR=IC)
EXCLUDE | AK | Snake River | 90 | 15 | DFO | IC | 5.2 |  | Electric Utility | Y | Internal Combustion (PRMVR=IC)
EXCLUDE | AK | Snake River | 90 | 16 | DFO | IC | 5.2 |  | Electric Utility | Y | Internal Combustion (PRMVR=IC)
EXCLUDE | AK | Snake River | 90 | 5 | DFO | IC | 1.2 |  | Electric Utility | N | Internal Combustion (PRMVR=IC)
EXCLUDE | AK | Snake River | 90 | 6 | DFO | IC | 1 |  | Electric Utility | N | Internal Combustion (PRMVR=IC)
EXCLUDE | AK | Snake River | 90 | 9 | DFO | IC | 2.8 |  | Electric Utility | N | Internal Combustion (PRMVR=IC)
EXCLUDE | AK | Petersburg | 91 | IC1 | DFO | IC | 2.6 |  | Electric Utility | N | Internal Combustion (PRMVR=IC)
EXCLUDE | AK | Petersburg | 91 | IC2 | DFO | IC | 0.3 |  | Electric Utility | N | Internal Combustion (PRMVR=IC)
EXCLUDE | AK | Petersburg | 91 | IC3 | DFO | IC | 1.2 |  | Electric Utility | N | Internal Combustion (PRMVR=IC)
EXCLUDE | AK | Petersburg | 91 | IC4 | DFO | IC | 0.6 |  | Electric Utility | N | Internal Combustion (PRMVR=IC)
EXCLUDE | AK | Petersburg | 91 | IC5 | DFO | IC | 0.8 |  | Electric Utility | N | Internal Combustion (PRMVR=IC)
EXCLUDE | AK | Petersburg | 91 | IC6 | DFO | IC | 2.6 |  | Electric Utility | N | Internal Combustion (PRMVR=IC)
EXCLUDE | AK | Petersburg | 91 | IC7 | DFO | IC | 2.6 |  | Electric Utility | N | Internal Combustion (PRMVR=IC)
EXCLUDE | AK | Petersburg | 91 | IC8 | DFO | IC | 2.5 |  | Electric Utility | N | Internal Combustion (PRMVR=IC)
EXCLUDE | AK | Seward | 92 | 1 | DFO | IC | 1.5 |  | Electric Utility | N | Internal Combustion (PRMVR=IC)
EXCLUDE | AK | Seward | 92 | 2 | DFO | IC | 1.5 |  | Electric Utility | N | Internal Combustion (PRMVR=IC)
EXCLUDE | AK | Seward | 92 | 3 | DFO | IC | 2.5 |  | Electric Utility | N | Internal Combustion (PRMVR=IC)
EXCLUDE | AK | Seward | 92 | 4 | DFO | IC | 2.5 |  | Electric Utility | N | Internal Combustion (PRMVR=IC)
EXCLUDE | AK | Seward | 92 | 5 | DFO | IC | 2.5 |  | Electric Utility | N | Internal Combustion (PRMVR=IC)
EXCLUDE | AK | Seward | 92 | 6 | DFO | IC | 2.8 |  | Electric Utility | N | Internal Combustion (PRMVR=IC)
EXCLUDE | AK | Seward | 92 | N1 | DFO | IC | 2.8 |  | Electric Utility | N | Internal Combustion (PRMVR=IC)
EXCLUDE | AK | Seward | 92 | N2 | DFO | IC | 2.5 |  | Electric Utility | N | Internal Combustion (PRMVR=IC)
EXCLUDE | AK | Wrangell | 95 | 1 | DFO | IC | 1.3 |  | Electric Utility | N | Internal Combustion (PRMVR=IC)
EXCLUDE | AK | Wrangell | 95 | 11 | DFO | IC | 2 |  | Electric Utility | N | Internal Combustion (PRMVR=IC)
EXCLUDE | AK | Wrangell | 95 | 12 | DFO | IC | 2 |  | Electric Utility | N | Internal Combustion (PRMVR=IC)
EXCLUDE | AK | Wrangell | 95 | 13 | DFO | IC | 2 |  | Electric Utility | N | Internal Combustion (PRMVR=IC)
EXCLUDE | AK | Wrangell | 95 | 2 | DFO | IC | 1.3 |  | Electric Utility | N | Internal Combustion (PRMVR=IC)
EXCLUDE | AK | Wrangell | 95 | 3 | DFO | IC | 1.3 |  | Electric Utility | N | Internal Combustion (PRMVR=IC)
EXCLUDE | AK | Wrangell | 95 | 4 | DFO | IC | 1.3 |  | Electric Utility | N | Internal Combustion (PRMVR=IC)
EXCLUDE | AK | Wrangell | 95 | 5 | DFO | IC | 0.5 |  | Electric Utility | N | Internal Combustion (PRMVR=IC)
EXCLUDE | AK | Wrangell | 95 | 7 | DFO | IC | 0.5 |  | Electric Utility | N | Internal Combustion (PRMVR=IC)
EXCLUDE | AK | Wrangell | 95 | 9 | DFO | IC | 2.5 |  | Electric Utility | N | Internal Combustion (PRMVR=IC)
EXCLUDE | AK | Dillingham | 109 | 10 | DFO | IC | 1.1 |  | Electric Utility | N | Internal Combustion (PRMVR=IC)
EXCLUDE | AK | Dillingham | 109 | 11 | DFO | IC | 1 |  | Electric Utility | N | Internal Combustion (PRMVR=IC)
EXCLUDE | AK | Dillingham | 109 | 12 | DFO | IC | 1 |  | Electric Utility | N | Internal Combustion (PRMVR=IC)
EXCLUDE | AK | Dillingham | 109 | 13 | DFO | IC | 1 |  | Electric Utility | N | Internal Combustion (PRMVR=IC)
EXCLUDE | AK | Dillingham | 109 | 14 | DFO | IC | 1 |  | Electric Utility | N | Internal Combustion (PRMVR=IC)
EXCLUDE | AK | Dillingham | 109 | 15 | DFO | IC | 1 |  | Electric Utility | N | Internal Combustion (PRMVR=IC)
EXCLUDE | AK | Dillingham | 109 | 16 | DFO | IC | 0.5 |  | Electric Utility | N | Internal Combustion (PRMVR=IC)
EXCLUDE | AK | Dillingham | 109 | 3 | DFO | IC | 0.3 |  | Electric Utility | N | Internal Combustion (PRMVR=IC)
EXCLUDE | AK | Dillingham | 109 | 4 | DFO | IC | 0.5 |  | Electric Utility | N | Internal Combustion (PRMVR=IC)
EXCLUDE | AK | Dillingham | 109 | 5 | DFO | IC | 0.7 |  | Electric Utility | N | Internal Combustion (PRMVR=IC)
EXCLUDE | AK | Dillingham | 109 | 6 | DFO | IC | 1 |  | Electric Utility | N | Internal Combustion (PRMVR=IC)
EXCLUDE | AK | Dillingham | 109 | 8 | DFO | IC | 0.8 |  | Electric Utility | N | Internal Combustion (PRMVR=IC)
EXCLUDE | AK | Dillingham | 109 | IC9 | DFO | IC | 0.8 |  | Electric Utility | N | Internal Combustion (PRMVR=IC)
EXCLUDE | AZ | Childs | 112 | 1 | WAT | HY | 1.8 |  | Electric Utility | N | Non Combustion (NUC, WAT, WND, GEO, or SUN)
EXCLUDE | AZ | Childs | 112 | 2 | WAT | HY | 1.8 |  | Electric Utility | N | Non Combustion (NUC, WAT, WND, GEO, or SUN)
EXCLUDE | AZ | Childs | 112 | 3 | WAT | HY | 1.8 |  | Electric Utility | N | Non Combustion (NUC, WAT, WND, GEO, or SUN)
EXCLUDE | AZ | Irving | 115 | 1 | WAT | HY | 1.6 |  | Electric Utility | N | Non Combustion (NUC, WAT, WND, GEO, or SUN)
EXCLUDE | AZ | West Phoenix | 117 | 4 | NG | ST | 34.5 |  | Electric Utility | N | Status of operation (IP,L,P,T,or U) or Retired before 2012
EXCLUDE | AZ | West Phoenix | 117 | 5 | NG | ST | 16 |  | Electric Utility | N | Steam unit (PRMVR=ST) under 25MW/250 MMBtu/hr
EXCLUDE | AZ | West Phoenix | 117 | 6 | NG | ST | 69 |  | Electric Utility | N | Status of operation (IP,L,P,T,or U) or Retired before 2012
OGST | AZ | Saguaro | 118 | 1 | NG | ST | 125 |  | Electric Utility | N
OGST | AZ | Saguaro | 118 | 2 | NG | ST | 125 |  | Electric Utility | N
EXCLUDE | AZ | Saguaro | 118 | PV1 | SUN | OT | 1 |  | Electric Utility | N | Non Combustion (NUC, WAT, WND, GEO, or SUN)
EXCLUDE | FL | Seminole | 136 | 3 | BIT | ST | 850 |  | Electric Utility | N | Status of operation (IP,L,P,T,or U) or Retired before 2012
EXCLUDE | AZ | Crosscut | 143 | CC1 | NG | ST | 7.5 |  | Electric Utility | N | Steam unit (PRMVR=ST) under 25MW/250 MMBtu/hr
EXCLUDE | AZ | Crosscut | 143 | CC2 | NG | ST | 7.5 |  | Electric Utility | N | Steam unit (PRMVR=ST) under 25MW/250 MMBtu/hr
EXCLUDE | AZ | Crosscut | 143 | CC3 | NG | ST | 7.5 |  | Electric Utility | N | Steam unit (PRMVR=ST) under 25MW/250 MMBtu/hr
EXCLUDE | AZ | Crosscut | 143 | CC4 | NG | ST | 7.5 |  | Electric Utility | N | Steam unit (PRMVR=ST) under 25MW/250 MMBtu/hr
EXCLUDE | FL | Big Pine | 164 | 1 | DFO | IC | 2.7 |  | Electric Utility | N | Internal Combustion (PRMVR=IC)
OGST | AR | Cecil Lynch | 167 | 2 | NG | ST | 69 |  | Electric Utility | N
EXCLUDE | AR | Cecil Lynch | 167 | 4 | DFO | IC | 5.8 |  | Electric Utility | N | Internal Combustion (PRMVR=IC)
OGST | AR | Hamilton Moses | 168 | 1 | NG | ST | 69 |  | Electric Utility | N
OGST | AR | Hamilton Moses | 168 | 2 | NG | ST | 69 |  | Electric Utility | N
EXCLUDE | AR | Osceola | 172 | 10 | DFO | IC | 1.6 |  | Electric Utility | N | Internal Combustion (PRMVR=IC)
EXCLUDE | AR | Osceola | 172 | 11 | DFO | IC | 1.6 |  | Electric Utility | N | Internal Combustion (PRMVR=IC)
EXCLUDE | AR | Osceola | 172 | 12 | DFO | IC | 1.6 |  | Electric Utility | N | Internal Combustion (PRMVR=IC)
EXCLUDE | AR | Osceola | 172 | 13 | DFO | IC | 1.6 |  | Electric Utility | N | Internal Combustion (PRMVR=IC)
EXCLUDE | AR | Osceola | 172 | 14 | DFO | IC | 1.6 |  | Electric Utility | N | Internal Combustion (PRMVR=IC)
EXCLUDE | AR | Osceola | 172 | 9 | DFO | IC | 1.6 |  | Electric Utility | N | Internal Combustion (PRMVR=IC)
EXCLUDE | AR | Robert E Ritchie | 173 | GT1 | NG | GT | 19.5 |  | Electric Utility | N | Simple Cycle Turbine (PRMVR=GT or OT) unit under 25MW
EXCLUDE | AR | Paragould | 192 | 1 | DFO | IC | 0.4 |  | Electric Utility | N | Internal Combustion (PRMVR=IC)
EXCLUDE | AR | Paragould | 192 | 2 | DFO | IC | 1.1 |  | Electric Utility | N | Internal Combustion (PRMVR=IC)
EXCLUDE | AR | Paragould | 192 | 4 | DFO | IC | 0.8 |  | Electric Utility | N | Internal Combustion (PRMVR=IC)
EXCLUDE | AR | Paragould | 192 | 5 | DFO | IC | 0.8 |  | Electric Utility | N | Internal Combustion (PRMVR=IC)
EXCLUDE | AR | Paragould | 192 | 6 | DFO | IC | 1 |  | Electric Utility | N | Internal Combustion (PRMVR=IC)
EXCLUDE | AR | Municipal Light | 193 | 1 | DFO | IC | 2 |  | Electric Utility | N | Internal Combustion (PRMVR=IC)
EXCLUDE | AR | Municipal Light | 193 | 2 | DFO | IC | 0.6 |  | Electric Utility | N | Internal Combustion (PRMVR=IC)
EXCLUDE | AR | Municipal Light | 193 | 4 | DFO | IC | 2.2 |  | Electric Utility | N | Internal Combustion (PRMVR=IC)
EXCLUDE | AR | Municipal Light | 193 | 6 | DFO | IC | 1.3 |  | Electric Utility | N | Internal Combustion (PRMVR=IC)
EXCLUDE | AR | Municipal Light | 193 | 7 | DFO | IC | 1.1 |  | Electric Utility | N | Internal Combustion (PRMVR=IC)
EXCLUDE | CA | Centerville | 224 | 1 | WAT | HY | 5.5 |  | Electric Utility | N | Non Combustion (NUC, WAT, WND, GEO, or SUN)
EXCLUDE | CA | Centerville | 224 | 2 | WAT | HY | 0.9 |  | Electric Utility | N | Non Combustion (NUC, WAT, WND, GEO, or SUN)
EXCLUDE | CA | Coal Canyon | 226 | 1 | WAT | HY | 1 |  | Electric Utility | N | Non Combustion (NUC, WAT, WND, GEO, or SUN)
EXCLUDE | CA | Humboldt Bay | 246 | IC1 | NG | IC | 16.7 |  | Electric Utility | N | Internal Combustion (PRMVR=IC)
EXCLUDE | CA | Humboldt Bay | 246 | IC10 | NG | IC | 16.7 |  | Electric Utility | N | Internal Combustion (PRMVR=IC)
EXCLUDE | CA | Humboldt Bay | 246 | IC2 | NG | IC | 16.7 |  | Electric Utility | N | Internal Combustion (PRMVR=IC)
EXCLUDE | CA | Humboldt Bay | 246 | IC3 | NG | IC | 16.7 |  | Electric Utility | N | Internal Combustion (PRMVR=IC)
EXCLUDE | CA | Humboldt Bay | 246 | IC4 | NG | IC | 16.7 |  | Electric Utility | N | Internal Combustion (PRMVR=IC)
EXCLUDE | CA | Humboldt Bay | 246 | IC5 | NG | IC | 16.7 |  | Electric Utility | N | Internal Combustion (PRMVR=IC)
EXCLUDE | CA | Humboldt Bay | 246 | IC6 | NG | IC | 16.7 |  | Electric Utility | N | Internal Combustion (PRMVR=IC)
EXCLUDE | CA | Humboldt Bay | 246 | IC7 | NG | IC | 16.7 |  | Electric Utility | N | Internal Combustion (PRMVR=IC)
EXCLUDE | CA | Humboldt Bay | 246 | IC8 | NG | IC | 16.7 |  | Electric Utility | N | Internal Combustion (PRMVR=IC)
EXCLUDE | CA | Humboldt Bay | 246 | IC9 | NG | IC | 16.7 |  | Electric Utility | N | Internal Combustion (PRMVR=IC)
EXCLUDE | CA | Humboldt Bay | 246 | ST1 | NG | ST | 51.2 |  | Electric Utility | N | Status of operation (IP,L,P,T,or U) or Retired before 2012
EXCLUDE | CA | Humboldt Bay | 246 | ST2 | NG | ST | 51.2 |  | Electric Utility | N | Status of operation (IP,L,P,T,or U) or Retired before 2012
EXCLUDE | CA | Hunters Point | 247 | 2 | NG | ST | 107.5 |  | Electric Utility | N | Status of operation (IP,L,P,T,or U) or Retired before 2012
EXCLUDE | CA | Hunters Point | 247 | 3 | NG | ST | 107.5 |  | Electric Utility | N | Status of operation (IP,L,P,T,or U) or Retired before 2012
EXCLUDE | CA | Hunters Point | 247 | 4 | NG | ST | 156.2 |  | Electric Utility | N | Status of operation (IP,L,P,T,or U) or Retired before 2012
EXCLUDE | CA | Hunters Point | 247 | GT1 | DFO | GT | 56.2 |  | Electric Utility | N | Status of operation (IP,L,P,T,or U) or Retired before 2012
EXCLUDE | CA | Kerckhoff | 250 | H1 | WAT | HY | 11.3 |  | Electric Utility | N | Non Combustion (NUC, WAT, WND, GEO, or SUN)
EXCLUDE | CA | Kerckhoff | 250 | H2 | WAT | HY | 11.3 |  | Electric Utility | N | Non Combustion (NUC, WAT, WND, GEO, or SUN)
EXCLUDE | CA | Kerckhoff | 250 | H3 | WAT | HY | 11.3 |  | Electric Utility | N | Non Combustion (NUC, WAT, WND, GEO, or SUN)
OGST | CA | Dynegy Morro Bay LLC | 259 | 1 | NG | ST | 169.1 |  | Electric Utility/IPP Non-CHP | N
OGST | CA | Dynegy Morro Bay LLC | 259 | 2 | NG | ST | 169.1 |  | Electric Utility/IPP Non-CHP | N
EXCLUDE | CA | Pittsburg Power | 271 | 1 | NG | ST | 213.4 |  | Electric Utility/IPP Non-CHP | N | Status of operation (IP,L,P,T,or U) or Retired before 2012
EXCLUDE | CA | Pittsburg Power | 271 | 2 | NG | ST | 213.4 |  | Electric Utility/IPP Non-CHP | N | Status of operation (IP,L,P,T,or U) or Retired before 2012
EXCLUDE | CA | Pittsburg Power | 271 | 3 | NG | ST | 213.4 |  | Electric Utility/IPP Non-CHP | N | Status of operation (IP,L,P,T,or U) or Retired before 2012
EXCLUDE | CA | Pittsburg Power | 271 | 4 | NG | ST | 213.4 |  | Electric Utility/IPP Non-CHP | N | Status of operation (IP,L,P,T,or U) or Retired before 2012
EXCLUDE | UT | Blundell | 299 | 3 | GEO | ST | 30 |  | Electric Utility | N | Non Combustion (NUC, WAT, WND, GEO, or SUN)
EXCLUDE | CA | Division | 300 | DIGT | DFO | GT | 16 |  | IPP Non-CHP | N | Simple Cycle Turbine (PRMVR=GT or OT) unit under 25MW
EXCLUDE | CA | Naval Station | 306 | NSGT | NG | GT | 26 |  | IPP Non-CHP | N | Status of operation (IP,L,P,T,or U) or Retired before 2012
EXCLUDE | CA | North Island | 307 | NIG1 | DFO | GT | 19 |  | IPP Non-CHP | N | Simple Cycle Turbine (PRMVR=GT or OT) unit under 25MW
EXCLUDE | CA | North Island | 307 | NIG2 | NG | GT | 18 |  | IPP Non-CHP | N | Simple Cycle Turbine (PRMVR=GT or OT) unit under 25MW
EXCLUDE | CA | Silver Gate | 309 | 1 | DFO | ST | 40 |  | Electric Utility | N | Status of operation (IP,L,P,T,or U) or Retired before 2012
EXCLUDE | CA | Silver Gate | 309 | 2 | DFO | ST | 69 |  | Electric Utility | N | Status of operation (IP,L,P,T,or U) or Retired before 2012
EXCLUDE | CA | Silver Gate | 309 | 3 | DFO | ST | 69 |  | Electric Utility | N | Status of operation (IP,L,P,T,or U) or Retired before 2012
EXCLUDE | CA | Silver Gate | 309 | 4 | DFO | ST | 69 |  | Electric Utility | N | Status of operation (IP,L,P,T,or U) or Retired before 2012
EXCLUDE | OH | Refuse & Coal | 312 | 1 | MSB | ST | 30 |  | Electric Utility | N | Non Fossil fuel type
EXCLUDE | OH | Refuse & Coal | 312 | 2 | MSB | ST | 30 |  | Electric Utility | N | Non Fossil fuel type
EXCLUDE | OH | Refuse & Coal | 312 | 3 | MSB | ST | 30 |  | Electric Utility | N | Non Fossil fuel type
EXCLUDE | CA | AES Alamitos LLC | 315 | 7 | NG | GT | 133 |  | IPP Non-CHP | N | Status of operation (IP,L,P,T,or U) or Retired before 2012
EXCLUDE | CA | El Segundo Power | 330 | 1 | NG | ST | 156.2 |  | Electric Utility/IPP Non-CHP | N | Status of operation (IP,L,P,T,or U) or Retired before 2012
EXCLUDE | CA | El Segundo Power | 330 | 2 | NG | ST | 156.2 |  | Electric Utility/IPP Non-CHP | N | Status of operation (IP,L,P,T,or U) or Retired before 2012
EXCLUDE | CA | Etiwanda Generating Station | 331 | 1 | NG | ST | 123 |  | Electric Utility/IPP Non-CHP | N | Status of operation (IP,L,P,T,or U) or Retired before 2012
EXCLUDE | CA | Etiwanda Generating Station | 331 | 2 | NG | ST | 123 |  | Electric Utility/IPP Non-CHP | N | Status of operation (IP,L,P,T,or U) or Retired before 2012
EXCLUDE | CA | Etiwanda Generating Station | 331 | 5 | NG | GT | 138.1 |  | IPP Non-CHP | N | Status of operation (IP,L,P,T,or U) or Retired before 2012
EXCLUDE | CA | AES Huntington Beach LLC | 335 | 5 | NG | GT | 133 |  | IPP Non-CHP | N | Status of operation (IP,L,P,T,or U) or Retired before 2012
EXCLUDE | CA | Long Beach Generation LLC | 341 | CT5 | NG | CC | 63 |  | IPP Non-CHP | N | Status of operation (IP,L,P,T,or U) or Retired before 2012
EXCLUDE | CA | Long Beach Generation LLC | 341 | CT6 | NG | CC | 63 |  | IPP Non-CHP | N | Status of operation (IP,L,P,T,or U) or Retired before 2012
EXCLUDE | CA | Long Beach Generation LLC | 341 | CT7 | NG | CC | 63 |  | IPP Non-CHP | N | Status of operation (IP,L,P,T,or U) or Retired before 2012
EXCLUDE | CA | Long Beach Generation LLC | 341 | ST8 | NG | CC | 80 |  | IPP Non-CHP | N | Status of operation (IP,L,P,T,or U) or Retired before 2012
EXCLUDE | CA | Long Beach Generation LLC | 341 | ST9 | NG | CC | 66.4 |  | IPP Non-CHP | N | Status of operation (IP,L,P,T,or U) or Retired before 2012
EXCLUDE | CA | Mountainview Generating Station | 358 | 1 | NG | ST | 65.3 |  | Electric Utility | N | Status of operation (IP,L,P,T,or U) or Retired before 2012
EXCLUDE | CA | Mountainview Generating Station | 358 | 2 | NG | ST | 65.3 |  | Electric Utility | N | Status of operation (IP,L,P,T,or U) or Retired before 2012
EXCLUDE | CA | Magnolia | 375 | M2 | NG | CC | 10 |  | Electric Utility | N | Combined Cycle (PRMVR=CC) unit under 25MW
EXCLUDE | CA | Magnolia | 375 | M3 | NG | ST | 20 |  | Electric Utility | N | Steam unit (PRMVR=ST) under 25MW/250 MMBtu/hr
EXCLUDE | CA | Magnolia | 375 | M4 | NG | ST | 34.5 |  | Electric Utility | N | Status of operation (IP,L,P,T,or U) or Retired before 2012
EXCLUDE | CA | Magnolia | 375 | M5 | NG | GT | 23.1 |  | Electric Utility | N | Simple Cycle Turbine (PRMVR=GT or OT) unit under 25MW
EXCLUDE | CA | Grayson | 377 | 6 | NG | GT | 22 |  | Electric Utility | N | Simple Cycle Turbine (PRMVR=GT or OT) unit under 25MW
EXCLUDE | CA | Grayson | 377 | 7 | NG | GT | 31 |  | Electric Utility | N | Status of operation (IP,L,P,T,or U) or Retired before 2012
EXCLUDE | MN | Prairie River | 378 | 1 | WAT | HY | 0.7 |  | Electric Utility | N | Non Combustion (NUC, WAT, WND, GEO, or SUN)
EXCLUDE | MN | Prairie River | 378 | 2 | WAT | HY | 0.3 |  | Electric Utility | N | Non Combustion (NUC, WAT, WND, GEO, or SUN)
EXCLUDE | CA | Brawley | 383 | GT1 | DFO | GT | 11.5 |  | Electric Utility | N | Simple Cycle Turbine (PRMVR=GT or OT) unit under 25MW
EXCLUDE | CA | Brawley | 383 | GT2 | DFO | GT | 11.5 |  | Electric Utility | N | Simple Cycle Turbine (PRMVR=GT or OT) unit under 25MW
EXCLUDE | CA | El Centro | 389 | 3 | NG | ST | 50 |  | Electric Utility | N | Status of operation (IP,L,P,T,or U) or Retired before 2012
EXCLUDE | CA | Castaic | 392 | 7 | WAT | HY | 56 |  | Electric Utility | N | Non Combustion (NUC, WAT, WND, GEO, or SUN)
EXCLUDE | CA | Harbor | 399 | GT6 | NG | GT | 23.5 |  | Electric Utility | N | Simple Cycle Turbine (PRMVR=GT or OT) unit under 25MW
EXCLUDE | CA | Harbor | 399 | GT7 | NG | GT | 23.5 |  | Electric Utility | N | Simple Cycle Turbine (PRMVR=GT or OT) unit under 25MW
Exclude | CA | Haynes | 400 | 11 | NG | GT | 108.2 |  | Electric Utility | N | Low utilization CT
Exclude | CA | Haynes | 400 | 12 | NG | GT | 108.2 |  | Electric Utility | N | Low utilization CT
Exclude | CA | Haynes | 400 | 13 | NG | GT | 108.2 |  | Electric Utility | N | Low utilization CT
Exclude | CA | Haynes | 400 | 14 | NG | GT | 108.2 |  | Electric Utility | N | Low utilization CT
Exclude | CA | Haynes | 400 | 15 | NG | GT | 108.2 |  | Electric Utility | N | Low utilization CT
Exclude | CA | Haynes | 400 | 16 | NG | GT | 108.2 |  | Electric Utility | N | Low utilization CT
EXCLUDE | CA | Haynes | 400 | 3 | NG | ST | 230 |  | Electric Utility | N | Status of operation (IP,L,P,T,or U) or Retired before 2012
EXCLUDE | CA | Haynes | 400 | 4 | NG | ST | 230 |  | Electric Utility | N | Status of operation (IP,L,P,T,or U) or Retired before 2012
EXCLUDE | CA | Scattergood | 404 | 4 | NG | CC | 209.5 |  | Electric Utility | Y | Status of operation (IP,L,P,T,or U) or Retired before 2012
EXCLUDE | CA | Scattergood | 404 | 5 | NG | CC | 108.8 |  | Electric Utility | Y | Status of operation (IP,L,P,T,or U) or Retired before 2012
EXCLUDE | CA | Scattergood | 404 | 6 | NG | GT | 103 |  | Electric Utility | N | Status of operation (IP,L,P,T,or U) or Retired before 2012
EXCLUDE | CA | Scattergood | 404 | 7 | NG | GT | 103 |  | Electric Utility | N | Status of operation (IP,L,P,T,or U) or Retired before 2012
EXCLUDE | CA | Scattergood | 404 | 8 | NG | CC | 209.5 |  | Electric Utility | Y | Status of operation (IP,L,P,T,or U) or Retired before 2012
EXCLUDE | CA | Scattergood | 404 | 9 | NG | CC | 108.8 |  | Electric Utility | Y | Status of operation (IP,L,P,T,or U) or Retired before 2012
EXCLUDE | AK | Tok | 406 | 3A | DFO | IC | 1.3 |  | Electric Utility | N | Internal Combustion (PRMVR=IC)
EXCLUDE | AK | Tok | 406 | 4A | DFO | IC | 1.1 |  | Electric Utility | N | Internal Combustion (PRMVR=IC)
EXCLUDE | AK | Tok | 406 | 5A | DFO | IC | 1.1 |  | Electric Utility | N | Internal Combustion (PRMVR=IC)
EXCLUDE | AK | Tok | 406 | 6 | DFO | IC | 0.5 |  | Electric Utility | N | Internal Combustion (PRMVR=IC)
EXCLUDE | AK | Tok | 406 | 7a | DFO | IC | 2.3 |  | Electric Utility | N | Internal Combustion (PRMVR=IC)
EXCLUDE | AK | Tok | 406 | 8 | DFO | IC | 0.4 |  | Electric Utility | N | Internal Combustion (PRMVR=IC)
EXCLUDE | AK | Tok | 406 | 9 | DFO | IC | 0.9 |  | Electric Utility | N | Internal Combustion (PRMVR=IC)
EXCLUDE | CA | Valley | 408 | 1 | NG | ST | 100 |  | Electric Utility | N | Status of operation (IP,L,P,T,or U) or Retired before 2012
EXCLUDE | CA | Valley | 408 | 2 | NG | ST | 100 |  | Electric Utility | N | Status of operation (IP,L,P,T,or U) or Retired before 2012
EXCLUDE | CA | Valley | 408 | 3 | NG | ST | 172.8 |  | Electric Utility | N | Status of operation (IP,L,P,T,or U) or Retired before 2012
EXCLUDE | CA | Valley | 408 | 4 | NG | ST | 172.8 |  | Electric Utility | N | Status of operation (IP,L,P,T,or U) or Retired before 2012
EXCLUDE | CA | Broadway | 420 | B1 | NG | ST | 46 |  | Electric Utility | N | Status of operation (IP,L,P,T,or U) or Retired before 2012
EXCLUDE | CA | Broadway | 420 | B2 | NG | ST | 46 |  | Electric Utility | N | Status of operation (IP,L,P,T,or U) or Retired before 2012
EXCLUDE | AK | Craig | 421 | 1 | DFO | IC | 0.6 |  | Electric Utility | N | Internal Combustion (PRMVR=IC)
EXCLUDE | AK | Craig | 421 | 3A | DFO | IC | 1.6 |  | Electric Utility | N | Internal Combustion (PRMVR=IC)
EXCLUDE | AK | Craig | 421 | 5 | DFO | IC | 1.1 |  | Electric Utility | N | Internal Combustion (PRMVR=IC)
EXCLUDE | AK | Craig | 421 | 6 | DFO | IC | 1.1 |  | Electric Utility | N | Internal Combustion (PRMVR=IC)
EXCLUDE | AK | Hydaburg | 423 | 1A | DFO | IC | 0.4 |  | Electric Utility | N | Internal Combustion (PRMVR=IC)
EXCLUDE | AK | Hydaburg | 423 | 3A | DFO | IC | 0.3 |  | Electric Utility | N | Internal Combustion (PRMVR=IC)
EXCLUDE | AK | Hydaburg | 423 | 5 | DFO | IC | 0.3 |  | Electric Utility | N | Internal Combustion (PRMVR=IC)
EXCLUDE | CA | Edward C Hyatt | 437 | 2 | WAT | PS | 97.7 |  | Electric Utility | N | Non Combustion (NUC, WAT, WND, GEO, or SUN)
EXCLUDE | CA | Edward C Hyatt | 437 | 4 | WAT | PS | 97.7 |  | Electric Utility | N | Non Combustion (NUC, WAT, WND, GEO, or SUN)
EXCLUDE | CA | Edward C Hyatt | 437 | 6 | WAT | PS | 97.7 |  | Electric Utility | N | Non Combustion (NUC, WAT, WND, GEO, or SUN)
EXCLUDE | CA | Thermalito | 438 | 2 | WAT | PS | 27.5 |  | Electric Utility | N | Non Combustion (NUC, WAT, WND, GEO, or SUN)
EXCLUDE | CA | Thermalito | 438 | 3 | WAT | PS | 27.5 |  | Electric Utility | N | Non Combustion (NUC, WAT, WND, GEO, or SUN)
EXCLUDE | CA | Thermalito | 438 | 4 | WAT | PS | 27.5 |  | Electric Utility | N | Non Combustion (NUC, WAT, WND, GEO, or SUN)
EXCLUDE | CO | Pueblo | 460 | IC1 | DFO | IC | 2 |  | Electric Utility | N | Internal Combustion (PRMVR=IC)
EXCLUDE | CO | Pueblo | 460 | IC2 | DFO | IC | 2 |  | Electric Utility | N | Internal Combustion (PRMVR=IC)
EXCLUDE | CO | Pueblo | 460 | IC3 | DFO | IC | 2 |  | Electric Utility | N | Internal Combustion (PRMVR=IC)
EXCLUDE | CO | Pueblo | 460 | IC4 | DFO | IC | 2 |  | Electric Utility | N | Internal Combustion (PRMVR=IC)
EXCLUDE | CO | Pueblo | 460 | IC5 | DFO | IC | 2 |  | Electric Utility | N | Internal Combustion (PRMVR=IC)
EXCLUDE | CO | Arapahoe | 465 | 1 | SUB | ST | 44 |  | Electric Utility | N | Status of operation (IP,L,P,T,or U) or Retired before 2012
EXCLUDE | CO | Arapahoe | 465 | 2 | SUB | ST | 44 |  | Electric Utility | N | Status of operation (IP,L,P,T,or U) or Retired before 2012
EXCLUDE | CO | Boulder Canyon Hydro | 466 | 1 | WAT | HY | 10 |  | IPP Non-CHP | N | Non Combustion (NUC, WAT, WND, GEO, or SUN)
EXCLUDE | CO | Boulder Canyon Hydro | 466 | 1A | WAT | HY | 5 |  | IPP Non-CHP | N | Non Combustion (NUC, WAT, WND, GEO, or SUN)
EXCLUDE | CO | Boulder Canyon Hydro | 466 | 2 | WAT | HY | 10 |  | IPP Non-CHP | N | Non Combustion (NUC, WAT, WND, GEO, or SUN)
EXCLUDE | CO | Cameo | 468 | 1 | BIT | ST | 25 |  | Electric Utility | N | Status of operation (IP,L,P,T,or U) or Retired before 2012
EXCLUDE | CO | Cameo | 468 | 2 | BIT | ST | 50 |  | Electric Utility | N | Status of operation (IP,L,P,T,or U) or Retired before 2012
EXCLUDE | CO | Cherokee | 469 | 2 | BIT | ST | 125 |  | Electric Utility | N | Status of operation (IP,L,P,T,or U) or Retired before 2012
EXCLUDE | CO | Cherokee | 469 | 5 | NG | CC | 185.3 |  | Electric Utility | N | Status of operation (IP,L,P,T,or U) or Retired before 2012
EXCLUDE | CO | Cherokee | 469 | 6 | NG | CC | 185.3 |  | Electric Utility | N | Status of operation (IP,L,P,T,or U) or Retired before 2012
EXCLUDE | CO | Cherokee | 469 | 7 | NG | CC | 255 |  | Electric Utility | N | Status of operation (IP,L,P,T,or U) or Retired before 2012
EXCLUDE | CO | Zuni | 478 | 1 | NG | ST | 40.2 |  | Electric Utility/Cogeneration | Y | Status of operation (IP,L,P,T,or U) or Retired before 2012
EXCLUDE | CO | Burlington City of | 490 | 1 | DFO | IC | 1.2 |  | Electric Utility | N | Internal Combustion (PRMVR=IC)
EXCLUDE | CO | Burlington City of | 490 | 2 | DFO | IC | 2.8 |  | Electric Utility | N | Internal Combustion (PRMVR=IC)
EXCLUDE | CO | Burlington City of | 490 | 3 | DFO | IC | 2.5 |  | Electric Utility | N | Internal Combustion (PRMVR=IC)
EXCLUDE | CO | Burlington City of | 490 | 4 | DFO | IC | 1 |  | Electric Utility | N | Internal Combustion (PRMVR=IC)
EXCLUDE | CO | Center | 491 | 3 | DFO | IC | 0.5 |  | Electric Utility | N | Internal Combustion (PRMVR=IC)
EXCLUDE | CO | Center | 491 | 5 | DFO | IC | 1 |  | Electric Utility | N | Internal Combustion (PRMVR=IC)
EXCLUDE | CO | Delta | 496 | 1 | NG | IC | 0.8 |  | Electric Utility | N | Internal Combustion (PRMVR=IC)
EXCLUDE | CO | Delta | 496 | 2 | NG | IC | 0.4 |  | Electric Utility | N | Internal Combustion (PRMVR=IC)
EXCLUDE | CO | Delta | 496 | 3 | DFO | IC | 0.1 |  | Electric Utility | N | Internal Combustion (PRMVR=IC)
EXCLUDE | CO | Delta | 496 | 4 | DFO | IC | 0.1 |  | Electric Utility | N | Internal Combustion (PRMVR=IC)
EXCLUDE | CO | Delta | 496 | 5 | DFO | IC | 0.1 |  | Electric Utility | N | Internal Combustion (PRMVR=IC)
EXCLUDE | CO | Delta | 496 | 6 | NG | IC | 1.2 |  | Electric Utility | N | Internal Combustion (PRMVR=IC)
EXCLUDE | CO | Delta | 496 | 7 | NG | IC | 2.1 |  | Electric Utility | N | Internal Combustion (PRMVR=IC)
EXCLUDE | CO | Holly | 502 | 1 | NG | IC | 0.2 |  | Electric Utility | N | Internal Combustion (PRMVR=IC)
EXCLUDE | CO | Holly | 502 | 2 | NG | IC | 0.2 |  | Electric Utility | N | Internal Combustion (PRMVR=IC)
EXCLUDE | CO | Holly | 502 | 5 | DFO | IC | 0.4 |  | Electric Utility | N | Internal Combustion (PRMVR=IC)
EXCLUDE | CO | Holly | 502 | ARPA | DFO | IC | 2.2 |  | Electric Utility | N | Internal Combustion (PRMVR=IC)
EXCLUDE | CO | Holly | 502 | CAT | DFO | IC | 1.8 |  | Electric Utility | N | Internal Combustion (PRMVR=IC)
EXCLUDE | CO | Holly | 502 | EMD | DFO | IC | 0.7 |  | Electric Utility | N | Internal Combustion (PRMVR=IC)
EXCLUDE | CO | Julesburg | 504 | 1 | DFO | IC | 0.9 |  | Electric Utility | N | Internal Combustion (PRMVR=IC)
EXCLUDE | CO | Julesburg | 504 | 2 | DFO | IC | 0.9 |  | Electric Utility | N | Internal Combustion (PRMVR=IC)
EXCLUDE | CO | Julesburg | 504 | 3 | DFO | IC | 0.3 |  | Electric Utility | N | Internal Combustion (PRMVR=IC)
EXCLUDE | CO | Julesburg | 504 | 4 | DFO | IC | 1.3 |  | Electric Utility | N | Internal Combustion (PRMVR=IC)
EXCLUDE | CO | Julesburg | 504 | 5 | DFO | IC | 0.3 |  | Electric Utility | N | Internal Combustion (PRMVR=IC)
EXCLUDE | CO | La Junta | 506 | 1 | DFO | IC | 0.6 |  | Electric Utility | N | Internal Combustion (PRMVR=IC)
EXCLUDE | CO | La Junta | 506 | 2 | DFO | IC | 0.7 |  | Electric Utility | N | Internal Combustion (PRMVR=IC)
EXCLUDE | CO | La Junta | 506 | 3 | DFO | IC | 0.4 |  | Electric Utility | N | Internal Combustion (PRMVR=IC)
EXCLUDE | CO | La Junta | 506 | 4 | DFO | IC | 1 |  | Electric Utility | N | Internal Combustion (PRMVR=IC)
EXCLUDE | CO | La Junta | 506 | 5 | DFO | IC | 1.2 |  | Electric Utility | N | Internal Combustion (PRMVR=IC)
EXCLUDE | CO | La Junta | 506 | 6 | DFO | IC | 3 |  | Electric Utility | N | Internal Combustion (PRMVR=IC)
EXCLUDE | CO | La Junta | 506 | 7 | DFO | IC | 3.5 |  | Electric Utility | N | Internal Combustion (PRMVR=IC)
EXCLUDE | CO | La Junta | 506 | 8 | DFO | IC | 3.5 |  | Electric Utility | N | Internal Combustion (PRMVR=IC)
EXCLUDE | CO | La Junta | 506 | 9 | DFO | IC | 5.1 |  | Electric Utility | N | Internal Combustion (PRMVR=IC)
EXCLUDE | CO | Las Animas | 507 | 1 | DFO | IC | 0.3 |  | Electric Utility | N | Internal Combustion (PRMVR=IC)
EXCLUDE | CO | Las Animas | 507 | 2 | DFO | IC | 0.3 |  | Electric Utility | N | Internal Combustion (PRMVR=IC)
EXCLUDE | CO | Las Animas | 507 | 4 | DFO | IC | 1 |  | Electric Utility | N | Internal Combustion (PRMVR=IC)
EXCLUDE | CO | Las Animas | 507 | 5 | DFO | IC | 1 |  | Electric Utility | N | Internal Combustion (PRMVR=IC)
EXCLUDE | CO | Las Animas | 507 | 6 | DFO | IC | 3 |  | Electric Utility | N | Internal Combustion (PRMVR=IC)
EXCLUDE | CO | Lamar Plant | 508 | 2 | NG | ST | 3 |  | Electric Utility | N | Steam unit (PRMVR=ST) under 25MW/250 MMBtu/hr
EXCLUDE | CO | Lamar Plant | 508 | 3 | NG | ST | 5 |  | Electric Utility | N | Steam unit (PRMVR=ST) under 25MW/250 MMBtu/hr
COALST | CO | Lamar Plant | 508 | 4 | SUB | ST | 25 |  | Electric Utility | N
EXCLUDE | CO | Lamar Plant | 508 | 5 | NG | GT | 4.2 |  | Electric Utility | N | Simple Cycle Turbine (PRMVR=GT or OT) unit under 25MW
EXCLUDE | CO | Lamar Plant | 508 | 6 | SUB | ST | 18.5 |  | Electric Utility | N | Steam unit (PRMVR=ST) under 25MW/250 MMBtu/hr
EXCLUDE | CO | Lamar Plant | 508 | IC1 | DFO | IC | 1 |  | Electric Utility | N | Internal Combustion (PRMVR=IC)
EXCLUDE | CO | Lamar Plant | 508 | IC2 | DFO | IC | 1 |  | Electric Utility | N | Internal Combustion (PRMVR=IC)
EXCLUDE | CO | Trinidad | 511 | 1 | BIT | ST | 3.7 |  | Electric Utility | N | Steam unit (PRMVR=ST) under 25MW/250 MMBtu/hr
EXCLUDE | CO | Trinidad | 511 | 3 | NG | IC | 1.9 |  | Electric Utility | N | Internal Combustion (PRMVR=IC)
EXCLUDE | CO | Trinidad | 511 | 4 | NG | IC | 1.9 |  | Electric Utility | N | Internal Combustion (PRMVR=IC)
EXCLUDE | CO | Trinidad | 511 | 5 | DFO | IC | 1.8 |  | Electric Utility | N | Internal Combustion (PRMVR=IC)
EXCLUDE | CO | Trinidad | 511 | 6 | DFO | IC | 1.8 |  | Electric Utility | N | Internal Combustion (PRMVR=IC)
EXCLUDE | CO | Trinidad | 511 | 7 | DFO | IC | 1.8 |  | Electric Utility | N | Internal Combustion (PRMVR=IC)
EXCLUDE | CO | Yuma | 524 | 1 | DFO | IC | 0.1 |  | Electric Utility | N | Internal Combustion (PRMVR=IC)
EXCLUDE | CO | Yuma | 524 | 2 | DFO | IC | 0.1 |  | Electric Utility | N | Internal Combustion (PRMVR=IC)
EXCLUDE | CO | Yuma | 524 | 3 | DFO | IC | 0.3 |  | Electric Utility | N | Internal Combustion (PRMVR=IC)
EXCLUDE | CO | Yuma | 524 | 4 | DFO | IC | 0.5 |  | Electric Utility | N | Internal Combustion (PRMVR=IC)
EXCLUDE | CT | Devon Station | 544 | 7 | RFO | ST | 103.5 |  | IPP Non-CHP | N | Status of operation (IP,L,P,T,or U) or Retired before 2012
EXCLUDE | CT | Devon Station | 544 | 8 | RFO | ST | 103.5 |  | IPP Non-CHP | N | Status of operation (IP,L,P,T,or U) or Retired before 2012
EXCLUDE | CT | Montville Station | 546 | 10 | DFO | IC | 2.7 |  | IPP Non-CHP | N | Internal Combustion (PRMVR=IC)
EXCLUDE | CT | Montville Station | 546 | 11 | DFO | IC | 2.7 |  | IPP Non-CHP | N | Internal Combustion (PRMVR=IC)
EXCLUDE | CT | Shepaug | 552 | 2 | DFO | GT | 49.2 |  | IPP Non-CHP | N | Status of operation (IP,L,P,T,or U) or Retired before 2012
EXCLUDE | CT | Middletown | 562 | 1 | RFO | ST | 69 |  | Electric Utility/IPP Non-CHP | N | Status of operation (IP,L,P,T,or U) or Retired before 2012
EXCLUDE | DE | Seaford | 601 | 1 | DFO | IC | 1.4 |  | Electric Utility | N | Internal Combustion (PRMVR=IC)
EXCLUDE | DE | Seaford | 601 | 2 | DFO | IC | 1.4 |  | Electric Utility | N | Internal Combustion (PRMVR=IC)
EXCLUDE | DE | Seaford | 601 | 3 | DFO | IC | 1.1 |  | Electric Utility | N | Internal Combustion (PRMVR=IC)
EXCLUDE | DE | Seaford | 601 | 5 | DFO | IC | 0.8 |  | Electric Utility | N | Internal Combustion (PRMVR=IC)
EXCLUDE | DE | Seaford | 601 | 6 | DFO | IC | 2 |  | Electric Utility | N | Internal Combustion (PRMVR=IC)
EXCLUDE | DE | Seaford | 601 | 7 | DFO | IC | 1.1 |  | Electric Utility | N | Internal Combustion (PRMVR=IC)
OGST | DC | Benning | 603 | 15 | DFO | ST | 290 |  | Electric Utility/IPP Non-CHP | N
EXCLUDE | DC | Buzzard Point | 604 | E3 | DFO | GT | 18 |  | IPP Non-CHP | N | Simple Cycle Turbine (PRMVR=GT or OT) unit under 25MW
EXCLUDE | FL | Cape Canaveral | 609 | 1 | RFO | ST | 402 |  | Electric Utility | N | Status of operation (IP,L,P,T,or U) or Retired before 2012
EXCLUDE | FL | Cape Canaveral | 609 | 2 | RFO | ST | 402 |  | Electric Utility | N | Status of operation (IP,L,P,T,or U) or Retired before 2012
NGCC | FL | Cape Canaveral | 609 | 3A | NG | CC | 265 |  | Electric Utility | N
NGCC | FL | Cape Canaveral | 609 | 3B | NG | CC | 265 |  | Electric Utility | N
NGCC | FL | Cape Canaveral | 609 | 3C | NG | CC | 265 |  | Electric Utility | N
NGCC | FL | Cape Canaveral | 609 | 3ST | NG | CC | 500 |  | Electric Utility | N
OGST | FL | Cutler | 610 | 5 | NG | ST | 74.5 |  | Electric Utility | N
OGST | FL | Cutler | 610 | 6 | NG | ST | 162 |  | Electric Utility | N
EXCLUDE | FL | Riviera | 619 | 3 | RFO | ST | 310.4 |  | Electric Utility | N | Status of operation (IP,L,P,T,or U) or Retired before 2012
EXCLUDE | FL | Riviera | 619 | 4 | RFO | ST | 310.4 |  | Electric Utility | N | Status of operation (IP,L,P,T,or U) or Retired before 2012
EXCLUDE | FL | Riviera | 619 | 5A | NG | CC | 265 |  | Electric Utility | N | Status of operation (IP,L,P,T,or U) or Retired before 2012
EXCLUDE | FL | Riviera | 619 | 5B | NG | CC | 265 |  | Electric Utility | N | Status of operation (IP,L,P,T,or U) or Retired before 2012
EXCLUDE | FL | Riviera | 619 | 5C | NG | CC | 265 |  | Electric Utility | N | Status of operation (IP,L,P,T,or U) or Retired before 2012
EXCLUDE | FL | Riviera | 619 | 5ST | NG | CC | 500 |  | Electric Utility | N | Status of operation (IP,L,P,T,or U) or Retired before 2012
EXCLUDE | FL | Turkey Point | 621 | 3 | NUC | ST | 877.2 |  | Electric Utility | N | Non Combustion (NUC, WAT, WND, GEO, or SUN)
EXCLUDE | FL | Turkey Point | 621 | 4 | NUC | ST | 877.2 |  | Electric Utility | N | Non Combustion (NUC, WAT, WND, GEO, or SUN)
EXCLUDE | FL | Turkey Point | 621 | IC1 | DFO | IC | 2.7 |  | Electric Utility | N | Internal Combustion (PRMVR=IC)
EXCLUDE | FL | Turkey Point | 621 | IC2 | DFO | IC | 2.7 |  | Electric Utility | N | Internal Combustion (PRMVR=IC)
EXCLUDE | FL | Turkey Point | 621 | IC3 | DFO | IC | 2.7 |  | Electric Utility | N | Internal Combustion (PRMVR=IC)
EXCLUDE | FL | Turkey Point | 621 | IC4 | DFO | IC | 2.7 |  | Electric Utility | N | Internal Combustion (PRMVR=IC)
EXCLUDE | FL | Turkey Point | 621 | IC5 | DFO | IC | 2.7 |  | Electric Utility | N | Internal Combustion (PRMVR=IC)
EXCLUDE | FL | Crystal River | 628 | 3 | NUC | ST | 890.4 |  | Electric Utility | N | Non Combustion (NUC, WAT, WND, GEO, or SUN)
EXCLUDE | FL | P L Bartow | 634 | ST1 | RFO | ST | 127.5 |  | Electric Utility | N | Status of operation (IP,L,P,T,or U) or Retired before 2012
EXCLUDE | FL | P L Bartow | 634 | ST2 | RFO | ST | 127.5 |  | Electric Utility | N | Status of operation (IP,L,P,T,or U) or Retired before 2012
EXCLUDE | FL | P L Bartow | 634 | ST3 | RFO | ST | 239.3 |  | Electric Utility | N | Status of operation (IP,L,P,T,or U) or Retired before 2012
EXCLUDE | FL | Crist | 641 | 1 | NG | ST | 28.1 |  | Electric Utility | N | Status of operation (IP,L,P,T,or U) or Retired before 2012
EXCLUDE | FL | Crist | 641 | 2 | NG | ST | 28.1 |  | Electric Utility | N | Status of operation (IP,L,P,T,or U) or Retired before 2012
EXCLUDE | FL | Crist | 641 | 3 | NG | ST | 37.5 |  | Electric Utility | N | Status of operation (IP,L,P,T,or U) or Retired before 2012
EXCLUDE | FL | Big Bend | 645 | GT1 | DFO | GT | 18 |  | Electric Utility | N | Simple Cycle Turbine (PRMVR=GT or OT) unit under 25MW
EXCLUDE | FL | Big Bend | 645 | GT2 | DFO | GT | 78.7 |  | Electric Utility | N | Status of operation (IP,L,P,T,or U) or Retired before 2012
EXCLUDE | FL | Big Bend | 645 | GT3 | DFO | GT | 78.7 |  | Electric Utility | N | Status of operation (IP,L,P,T,or U) or Retired before 2012
EXCLUDE | FL | Big Bend | 645 | GT5 | NG | GT | 62 |  | Electric Utility | N | Status of operation (IP,L,P,T,or U) or Retired before 2012
EXCLUDE | FL | Big Bend | 645 | GT6 | NG | GT | 62 |  | Electric Utility | N | Status of operation (IP,L,P,T,or U) or Retired before 2012
EXCLUDE | FL | F J Gannon | 646 | 1 | BIT | ST | 125 |  | Electric Utility | N | Status of operation (IP,L,P,T,or U) or Retired before 2012
EXCLUDE | FL | F J Gannon | 646 | 2 | BIT | ST | 125 |  | Electric Utility | N | Status of operation (IP,L,P,T,or U) or Retired before 2012
EXCLUDE | FL | F J Gannon | 646 | 3 | BIT | ST | 179.5 |  | Electric Utility | N | Status of operation (IP,L,P,T,or U) or Retired before 2012
EXCLUDE | FL | F J Gannon | 646 | 4 | BIT | ST | 187.5 |  | Electric Utility | N | Status of operation (IP,L,P,T,or U) or Retired before 2012
EXCLUDE | FL | F J Gannon | 646 | GT1 | DFO | GT | 18 |  | Electric Utility | N | Simple Cycle Turbine (PRMVR=GT or OT) unit under 25MW
EXCLUDE | FL | Hookers Point | 647 | 1 | RFO | ST | 33 |  | Electric Utility | N | Status of operation (IP,L,P,T,or U) or Retired before 2012
EXCLUDE | FL | Hookers Point | 647 | 2 | RFO | ST | 34.5 |  | Electric Utility | N | Status of operation (IP,L,P,T,or U) or Retired before 2012
EXCLUDE | FL | Hookers Point | 647 | 3 | RFO | ST | 34.5 |  | Electric Utility | N | Status of operation (IP,L,P,T,or U) or Retired before 2012
EXCLUDE | FL | Hookers Point | 647 | 4 | RFO | ST | 49 |  | Electric Utility | N | Status of operation (IP,L,P,T,or U) or Retired before 2012
EXCLUDE | FL | Hookers Point | 647 | 5 | RFO | ST | 81.6 |  | Electric Utility | N | Status of operation (IP,L,P,T,or U) or Retired before 2012
EXCLUDE | GA | Vogtle | 649 | 3 | NUC | ST | 1100 |  | Electric Utility | N | Non Combustion (NUC, WAT, WND, GEO, or SUN)
EXCLUDE | GA | Vogtle | 649 | 4 | NUC | ST | 1100 |  | Electric Utility | N | Non Combustion (NUC, WAT, WND, GEO, or SUN)
EXCLUDE | FL | Henry D King | 658 | 5 | NG | CC | 8.3 |  | Electric Utility | N | Combined Cycle (PRMVR=CC) unit under 25MW
EXCLUDE | FL | Henry D King | 658 | 6 | NG | ST | 16.5 |  | Electric Utility | N | Steam unit (PRMVR=ST) under 25MW/250 MMBtu/hr
EXCLUDE | FL | Henry D King | 658 | 7 | NG | ST | 33 |  | Electric Utility | N | Status of operation (IP,L,P,T,or U) or Retired before 2012
EXCLUDE | FL | Henry D King | 658 | 8 | NG | ST | 56.1 |  | Electric Utility | N | Status of operation (IP,L,P,T,or U) or Retired before 2012
EXCLUDE | FL | Henry D King | 658 | 9 | NG | CC | 22.5 |  | Electric Utility | N | Combined Cycle (PRMVR=CC) unit under 25MW
EXCLUDE | FL | Henry D King | 658 | D1 | DFO | IC | 2.7 |  | Electric Utility | N | Internal Combustion (PRMVR=IC)
EXCLUDE | FL | Henry D King | 658 | D2 | DFO | IC | 2.7 |  | Electric Utility | N | Internal Combustion (PRMVR=IC)
EXCLUDE | FL | John R Kelly | 664 | 6 | NG | ST | 18.7 |  | Electric Utility | N | Steam unit (PRMVR=ST) under 25MW/250 MMBtu/hr
OGST | FL | John R Kelly | 664 | 7 | NG | ST | 25 |  | Electric Utility | N
EXCLUDE | FL | G W Ivey | 665 | 10 | NG | IC | 2.5 |  | Electric Utility | N | Internal Combustion (PRMVR=IC)
EXCLUDE | FL | G W Ivey | 665 | 11 | NG | IC | 3.2 |  | Electric Utility | N | Internal Combustion (PRMVR=IC)
EXCLUDE | FL | G W Ivey | 665 | 12 | NG | IC | 3.2 |  | Electric Utility | N | Internal Combustion (PRMVR=IC)
EXCLUDE | FL | G W Ivey | 665 | 13 | NG | IC | 2 |  | Electric Utility | N | Internal Combustion (PRMVR=IC)
EXCLUDE | FL | G W Ivey | 665 | 14 | NG | IC | 2 |  | Electric Utility | N | Internal Combustion (PRMVR=IC)
EXCLUDE | FL | G W Ivey | 665 | 15 | NG | IC | 2 |  | Electric Utility | N | Internal Combustion (PRMVR=IC)
EXCLUDE | FL | G W Ivey | 665 | 16 | NG | IC | 2 |  | Electric Utility | N | Internal Combustion (PRMVR=IC)
EXCLUDE | FL | G W Ivey | 665 | 17 | NG | IC | 2 |  | Electric Utility | N | Internal Combustion (PRMVR=IC)
EXCLUDE | FL | G W Ivey | 665 | 18 | NG | IC | 8.8 |  | Electric Utility | N | Internal Combustion (PRMVR=IC)
EXCLUDE | FL | G W Ivey | 665 | 19 | NG | IC | 8.8 |  | Electric Utility | N | Internal Combustion (PRMVR=IC)
EXCLUDE | FL | G W Ivey | 665 | 2 | NG | IC | 2 |  | Electric Utility | N | Internal Combustion (PRMVR=IC)
EXCLUDE | FL | G W Ivey | 665 | 20 | NG | IC | 6.4 |  | Electric Utility | N | Internal Combustion (PRMVR=IC)
EXCLUDE | FL | G W Ivey | 665 | 21 | NG | IC | 6.4 |  | Electric Utility | N | Internal Combustion (PRMVR=IC)
EXCLUDE | FL | G W Ivey | 665 | 22 | NG | IC | 0.4 |  | Electric Utility | N | Internal Combustion (PRMVR=IC)
EXCLUDE | FL | G W Ivey | 665 | 3 | NG | IC | 2 |  | Electric Utility | N | Internal Combustion (PRMVR=IC)
EXCLUDE | FL | G W Ivey | 665 | 8 | NG | IC | 2.5 |  | Electric Utility | N | Internal Combustion (PRMVR=IC)
EXCLUDE | FL | G W Ivey | 665 | 9 | NG | IC | 2.5 |  | Electric Utility | N | Internal Combustion (PRMVR=IC)
EXCLUDE | FL | J D Kennedy | 666 | GT3 | DFO | GT | 56.2 |  | Electric Utility | N | Status of operation (IP,L,P,T,or U) or Retired before 2012
EXCLUDE | FL | J D Kennedy | 666 | GT4 | DFO | GT | 56.2 |  | Electric Utility | N | Status of operation (IP,L,P,T,or U) or Retired before 2012
EXCLUDE | FL | J D Kennedy | 666 | GT5 | DFO | GT | 56.2 |  | Electric Utility | N | Status of operation (IP,L,P,T,or U) or Retired before 2012
EXCLUDE | FL | Southside Generating Station | 668 | 4 | RFO | ST | 75 |  | Electric Utility | N | Status of operation (IP,L,P,T,or U) or Retired before 2012
EXCLUDE | FL | Southside Generating Station | 668 | 5 | RFO | ST | 156.6 |  | Electric Utility | N | Status of operation (IP,L,P,T,or U) or Retired before 2012
EXCLUDE | FL | Hansel | 672 | 14 | NG | IC | 2 |  | Electric Utility | N | Internal Combustion (PRMVR=IC)
EXCLUDE | FL | Hansel | 672 | 15 | NG | IC | 2 |  | Electric Utility | N | Internal Combustion (PRMVR=IC)
EXCLUDE | FL | Hansel | 672 | 16 | NG | IC | 2 |  | Electric Utility | N | Internal Combustion (PRMVR=IC)
EXCLUDE | FL | Hansel | 672 | 17 | NG | IC | 2 |  | Electric Utility | N | Internal Combustion (PRMVR=IC)
EXCLUDE | FL | Hansel | 672 | 18 | NG | IC | 2 |  | Electric Utility | N | Internal Combustion (PRMVR=IC)
EXCLUDE | FL | Hansel | 672 | 19 | DFO | IC | 2.5 |  | Electric Utility | N | Internal Combustion (PRMVR=IC)
EXCLUDE | FL | Hansel | 672 | 20 | DFO | IC | 2.5 |  | Electric Utility | N | Internal Combustion (PRMVR=IC)
EXCLUDE | FL | Hansel | 672 | 8 | NG | IC | 3 |  | Electric Utility | N | Internal Combustion (PRMVR=IC)
EXCLUDE | FL | Tom G Smith | 673 | MU1 | DFO | IC | 2 |  | Electric Utility | N | Internal Combustion (PRMVR=IC)
EXCLUDE | FL | Tom G Smith | 673 | MU2 | DFO | IC | 2 |  | Electric Utility | N | Internal Combustion (PRMVR=IC)
EXCLUDE | FL | Tom G Smith | 673 | MU3 | DFO | IC | 2 |  | Electric Utility | N | Internal Combustion (PRMVR=IC)
EXCLUDE | FL | Tom G Smith | 673 | MU4 | DFO | IC | 2 |  | Electric Utility | N | Internal Combustion (PRMVR=IC)
EXCLUDE | FL | Tom G Smith | 673 | MU5 | DFO | IC | 2 |  | Electric Utility | N | Internal Combustion (PRMVR=IC)
EXCLUDE | FL | Tom G Smith | 673 | S1 | NG | ST | 7.5 |  | Electric Utility | N | Steam unit (PRMVR=ST) under 25MW/250 MMBtu/hr
EXCLUDE | FL | Tom G Smith | 673 | S2 | NG | ST | 7.5 |  | Electric Utility | N | Steam unit (PRMVR=ST) under 25MW/250 MMBtu/hr
EXCLUDE | FL | Tom G Smith | 673 | S4 | NG | ST | 32.5 |  | Electric Utility | N | Status of operation (IP,L,P,T,or U) or Retired before 2012
EXCLUDE | WY | Pilot Butte | 674 | 1 | WAT | HY | 0.8 |  | Electric Utility | N | Non Combustion (NUC, WAT, WND, GEO, or SUN)
EXCLUDE | WY | Pilot Butte | 674 | 2 | WAT | HY | 0.8 |  | Electric Utility | N | Non Combustion (NUC, WAT, WND, GEO, or SUN)
EXCLUDE | FL | Larsen Memorial | 675 | 6 | NG | ST | 25 |  | Electric Utility | N | Status of operation (IP,L,P,T,or U) or Retired before 2012
EXCLUDE | FL | C D McIntosh Jr | 676 | 4 | PC | ST | 288 |  | Electric Utility | N | Status of operation (IP,L,P,T,or U) or Retired before 2012
EXCLUDE | FL | C D McIntosh Jr | 676 | IC1 | DFO | IC | 2.5 |  | Electric Utility | N | Internal Combustion (PRMVR=IC)
EXCLUDE | FL | C D McIntosh Jr | 676 | IC2 | DFO | IC | 2.5 |  | Electric Utility | N | Internal Combustion (PRMVR=IC)
EXCLUDE | FL | Smith Street | 679 | 10 | DFO | IC | 2 |  | Electric Utility | N | Internal Combustion (PRMVR=IC)
EXCLUDE | FL | Smith Street | 679 | 11 | DFO | IC | 2 |  | Electric Utility | N | Internal Combustion (PRMVR=IC)
EXCLUDE | FL | Smith Street | 679 | 3 | DFO | IC | 0.8 |  | Electric Utility | N | Internal Combustion (PRMVR=IC)
EXCLUDE | FL | Smith Street | 679 | 4 | DFO | IC | 1 |  | Electric Utility | N | Internal Combustion (PRMVR=IC)
EXCLUDE | FL | Smith Street | 679 | 6 | DFO | IC | 1.8 |  | Electric Utility | N | Internal Combustion (PRMVR=IC)
EXCLUDE | FL | Smith Street | 679 | 7 | DFO | IC | 1.8 |  | Electric Utility | N | Internal Combustion (PRMVR=IC)
EXCLUDE | FL | Smith Street | 679 | 8 | DFO | IC | 1.1 |  | Electric Utility | N | Internal Combustion (PRMVR=IC)
EXCLUDE | FL | Smith Street | 679 | 9 | DFO | IC | 2 |  | Electric Utility | N | Internal Combustion (PRMVR=IC)
EXCLUDE | FL | W E Swoope | 681 | 2 | DFO | IC | 0.9 |  | Electric Utility | N | Internal Combustion (PRMVR=IC)
EXCLUDE | FL | W E Swoope | 681 | 3 | DFO | IC | 2 |  | Electric Utility | N | Internal Combustion (PRMVR=IC)
EXCLUDE | FL | W E Swoope | 681 | 4 | DFO | IC | 2.2 |  | Electric Utility | N | Internal Combustion (PRMVR=IC)
EXCLUDE | FL | St Cloud | 685 | 1 | NG | IC | 2 |  | Electric Utility | N | Internal Combustion (PRMVR=IC)
EXCLUDE | FL | St Cloud | 685 | 2 | NG | IC | 5.8 |  | Electric Utility | N | Internal Combustion (PRMVR=IC)
EXCLUDE | FL | St Cloud | 685 | 3 | NG | IC | 2 |  | Electric Utility | N | Internal Combustion (PRMVR=IC)
EXCLUDE | FL | St Cloud | 685 | 4 | NG | IC | 3.7 |  | Electric Utility | N | Internal Combustion (PRMVR=IC)
EXCLUDE | FL | St Cloud | 685 | 6 | NG | IC | 3.7 |  | Electric Utility | N | Internal Combustion (PRMVR=IC)
EXCLUDE | FL | St Cloud | 685 | 7 | NG | IC | 6.3 |  | Electric Utility | N | Internal Combustion (PRMVR=IC)
EXCLUDE | FL | St Cloud | 685 | 8 | NG | IC | 6.4 |  | Electric Utility | N | Internal Combustion (PRMVR=IC)
EXCLUDE | FL | Arvah B Hopkins | 688 | 5 | NG | CC | 212.5 |  | Electric Utility | N | Status of operation (IP,L,P,T,or U) or Retired before 2012
EXCLUDE | FL | Arvah B Hopkins | 688 | CTA | NG | CC | 50 |  | Electric Utility | N | Status of operation (IP,L,P,T,or U) or Retired before 2012
EXCLUDE | FL | Arvah B Hopkins | 688 | GT5 | NG | GT | 60 |  | Electric Utility | N | Status of operation (IP,L,P,T,or U) or Retired before 2012
EXCLUDE | FL | J Woodruff | 690 | 1 | WAT | HY | 10 |  | Electric Utility | N | Non Combustion (NUC, WAT, WND, GEO, or SUN)
EXCLUDE | FL | J Woodruff | 690 | 2 | WAT | HY | 10 |  | Electric Utility | N | Non Combustion (NUC, WAT, WND, GEO, or SUN)
EXCLUDE | FL | J Woodruff | 690 | 3 | WAT | HY | 10 |  | Electric Utility | N | Non Combustion (NUC, WAT, WND, GEO, or SUN)
EXCLUDE | WY | Medicine Bow | 692 | 12 | WND | WT | 0.7 |  | Electric Utility | N | Non Combustion (NUC, WAT, WND, GEO, or SUN)
EXCLUDE | WY | Medicine Bow | 692 | 13 | WND | WT | 0.7 |  | Electric Utility | N | Non Combustion (NUC, WAT, WND, GEO, or SUN)
EXCLUDE | WY | Medicine Bow | 692 | 3 | WND | WT | 0.1 |  | Electric Utility | N | Non Combustion (NUC, WAT, WND, GEO, or SUN)
EXCLUDE | WY | Medicine Bow | 692 | CLIP | WND | WT | 2.5 |  | Electric Utility | N | Non Combustion (NUC, WAT, WND, GEO, or SUN)
EXCLUDE | FL | Marathon Generating Plant | 696 | 10 | DFO | IC | 3.5 |  | Electric Utility | N | Internal Combustion (PRMVR=IC)
EXCLUDE | FL | Marathon Generating Plant | 696 | 11 | DFO | IC | 3.5 |  | Electric Utility | N | Internal Combustion (PRMVR=IC)
EXCLUDE | FL | Marathon Generating Plant | 696 | 3 | DFO | IC | 3 |  | Electric Utility | N | Internal Combustion (PRMVR=IC)
EXCLUDE | FL | Marathon Generating Plant | 696 | 4 | DFO | IC | 3 |  | Electric Utility | N | Internal Combustion (PRMVR=IC)
EXCLUDE | FL | Marathon Generating Plant | 696 | 5 | DFO | IC | 3 |  | Electric Utility | N | Internal Combustion (PRMVR=IC)
EXCLUDE | FL | Marathon Generating Plant | 696 | 6 | DFO | IC | 2.5 |  | Electric Utility | N | Internal Combustion (PRMVR=IC)
EXCLUDE | FL | Marathon Generating Plant | 696 | 7 | DFO | IC | 2.5 |  | Electric Utility | N | Internal Combustion (PRMVR=IC)
EXCLUDE | FL | Marathon Generating Plant | 696 | 8 | DFO | IC | 2 |  | Electric Utility | N | Internal Combustion (PRMVR=IC)
EXCLUDE | FL | Marathon Generating Plant | 696 | 9 | DFO | IC | 2 |  | Electric Utility | N | Internal Combustion (PRMVR=IC)
EXCLUDE | MO | Trenton Peaking | 698 | 1 | DFO | IC | 2.7 |  | Electric Utility | N | Internal Combustion (PRMVR=IC)
EXCLUDE | MO | Trenton Peaking | 698 | 2 | DFO | IC | 2.7 |  | Electric Utility | N | Internal Combustion (PRMVR=IC)
EXCLUDE | MO | Trenton Peaking | 698 | 3 | DFO | IC | 2.7 |  | Electric Utility | N | Internal Combustion (PRMVR=IC)
EXCLUDE | MO | Trenton Peaking | 698 | 4 | DFO | IC | 2.7 |  | Electric Utility | N | Internal Combustion (PRMVR=IC)
EXCLUDE | MO | Trenton Peaking | 698 | 5 | DFO | IC | 2.7 |  | Electric Utility | N | Internal Combustion (PRMVR=IC)
EXCLUDE | GA | Arkwright | 699 | 3 | BIT | ST | 40.2 |  | Electric Utility | N | Status of operation (IP,L,P,T,or U) or Retired before 2012
EXCLUDE | GA | Arkwright | 699 | 4 | BIT | ST | 49 |  | Electric Utility | N | Status of operation (IP,L,P,T,or U) or Retired before 2012
EXCLUDE | GA | Arkwright | 699 | 5A | DFO | GT | 16.3 |  | Electric Utility | N | Simple Cycle Turbine (PRMVR=GT or OT) unit under 25MW
EXCLUDE | GA | Arkwright | 699 | 5B | DFO | GT | 16.3 |  | Electric Utility | N | Simple Cycle Turbine (PRMVR=GT or OT) unit under 25MW
EXCLUDE | GA | Arkwright | 699 | ST1 | NG | ST | 46 |  | Electric Utility | N | Status of operation (IP,L,P,T,or U) or Retired before 2012
EXCLUDE | GA | Arkwright | 699 | ST2 | NG | ST | 46 |  | Electric Utility | N | Status of operation (IP,L,P,T,or U) or Retired before 2012
EXCLUDE | GA | Atkinson | 700 | 3 | NG | ST | 63 |  | Electric Utility | N | Status of operation (IP,L,P,T,or U) or Retired before 2012
EXCLUDE | GA | Atkinson | 700 | 4 | NG | ST | 75 |  | Electric Utility | N | Status of operation (IP,L,P,T,or U) or Retired before 2012
EXCLUDE | GA | Atkinson | 700 | 5A | DFO | GT | 41.8 |  | Electric Utility | N | Status of operation (IP,L,P,T,or U) or Retired before 2012
EXCLUDE | GA | Atkinson | 700 | 5B | DFO | GT | 41.8 |  | Electric Utility | N | Status of operation (IP,L,P,T,or U) or Retired before 2012
EXCLUDE | GA | Atkinson | 700 | ST2 | NG | ST | 60 |  | Electric Utility | N | Status of operation (IP,L,P,T,or U) or Retired before 2012
EXCLUDE | GA | Barnett Shoals | 701 | 1 | WAT | HY | 0.7 |  | Electric Utility | N | Non Combustion (NUC, WAT, WND, GEO, or SUN)
EXCLUDE | GA | Barnett Shoals | 701 | 2 | WAT | HY | 0.7 |  | Electric Utility | N | Non Combustion (NUC, WAT, WND, GEO, or SUN)
EXCLUDE | GA | Barnett Shoals | 701 | 3 | WAT | HY | 0.7 |  | Electric Utility | N | Non Combustion (NUC, WAT, WND, GEO, or SUN)
EXCLUDE | GA | Barnett Shoals | 701 | 4 | WAT | HY | 0.7 |  | Electric Utility | N | Non Combustion (NUC, WAT, WND, GEO, or SUN)
EXCLUDE | AL | Goat Rock | 707 | 1 | WAT | HY | 3 |  | Electric Utility | N | Non Combustion (NUC, WAT, WND, GEO, or SUN)
EXCLUDE | AL | Goat Rock | 707 | 2 | WAT | HY | 3 |  | Electric Utility | N | Non Combustion (NUC, WAT, WND, GEO, or SUN)
EXCLUDE | GA | Jack McDonough | 710 | 2 | BIT | ST | 299.2 |  | Electric Utility | N | Status of operation (IP,L,P,T,or U) or Retired before 2012
EXCLUDE | AL | Langdale | 711 | 5 | WAT | HY | 0.5 |  | Electric Utility | N | Non Combustion (NUC, WAT, WND, GEO, or SUN)
EXCLUDE | AL | Langdale | 711 | 6 | WAT | HY | 0.5 |  | Electric Utility | N | Non Combustion (NUC, WAT, WND, GEO, or SUN)
EXCLUDE | GA | McManus | 715 | IC1 | DFO | IC | 2 |  | Electric Utility | N | Internal Combustion (PRMVR=IC)
EXCLUDE | GA | Mitchell | 727 | 1 | BIT | ST | 27.5 |  | Electric Utility | N | Status of operation (IP,L,P,T,or U) or Retired before 2012
EXCLUDE | GA | Mitchell | 727 | 2 | BIT | ST | 27.5 |  | Electric Utility | N | Status of operation (IP,L,P,T,or U) or Retired before 2012
EXCLUDE | GA | Riverside | 734 | 4 | NG | ST | 15 |  | Electric Utility | N | Steam unit (PRMVR=ST) under 25MW/250 MMBtu/hr
EXCLUDE | GA | Riverside | 734 | 5 | NG | ST | 7.5 |  | Electric Utility | N | Steam unit (PRMVR=ST) under 25MW/250 MMBtu/hr
EXCLUDE | GA | Riverside | 734 | 6 | NG | ST | 24.7 |  | Electric Utility | N | Steam unit (PRMVR=ST) under 25MW/250 MMBtu/hr
EXCLUDE | GA | Riverside | 734 | 7 | NG | ST | 21.2 |  | Electric Utility | N | Steam unit (PRMVR=ST) under 25MW/250 MMBtu/hr
EXCLUDE | GA | Riverside | 734 | 8 | NG | ST | 37.5 |  | Electric Utility | N | Status of operation (IP,L,P,T,or U) or Retired before 2012
EXCLUDE | FL | Dinner Lake | 747 | 1 | NG | ST | 12.6 |  | Electric Utility | N | Steam unit (PRMVR=ST) under 25MW/250 MMBtu/hr
EXCLUDE | FL | Phillips | 748 | 1 | DFO | IC | 19.2 |  | Electric Utility | N | Internal Combustion (PRMVR=IC)
EXCLUDE | FL | Phillips | 748 | 2 | DFO | IC | 19.2 |  | Electric Utility | N | Internal Combustion (PRMVR=IC)
EXCLUDE | FL | Phillips | 748 | 3 | RFO | CC | 3.6 |  | Electric Utility | N | Combined Cycle (PRMVR=CC) unit under 25MW
EXCLUDE | GA | Buford | 759 | 1 | WAT | HY | 40 |  | Electric Utility | N | Non Combustion (NUC, WAT, WND, GEO, or SUN)
EXCLUDE | GA | Buford | 759 | 2 | WAT | HY | 40 |  | Electric Utility | N | Non Combustion (NUC, WAT, WND, GEO, or SUN)
EXCLUDE | GA | Buford | 759 | 3 | WAT | HY | 6 |  | Electric Utility | N | Non Combustion (NUC, WAT, WND, GEO, or SUN)
EXCLUDE | HI | Waimea | 768 | 10 | DFO | IC | 1 |  | Electric Utility | N | Internal Combustion (PRMVR=IC)
EXCLUDE | HI | Waimea | 768 | 12 | DFO | IC | 2.5 |  | Electric Utility | N | Internal Combustion (PRMVR=IC)
EXCLUDE | HI | Waimea | 768 | 13 | DFO | IC | 2.5 |  | Electric Utility | N | Internal Combustion (PRMVR=IC)
EXCLUDE | HI | Waimea | 768 | 14 | DFO | IC | 2.5 |  | Electric Utility | N | Internal Combustion (PRMVR=IC)
EXCLUDE | HI | Waimea | 768 | 8 | DFO | IC | 1 |  | Electric Utility | N | Internal Combustion (PRMVR=IC)
EXCLUDE | HI | Waimea | 768 | 9 | DFO | IC | 1 |  | Electric Utility | N | Internal Combustion (PRMVR=IC)
EXCLUDE | HI | Kanoelehua | 769 | 11 | DFO | IC | 2 |  | Electric Utility | N | Internal Combustion (PRMVR=IC)
EXCLUDE | HI | Kanoelehua | 769 | 15 | DFO | IC | 2.5 |  | Electric Utility | N | Internal Combustion (PRMVR=IC)
EXCLUDE | HI | Kanoelehua | 769 | 16 | DFO | IC | 2.5 |  | Electric Utility | N | Internal Combustion (PRMVR=IC)
EXCLUDE | HI | Kanoelehua | 769 | 17 | DFO | IC | 2.5 |  | Electric Utility | N | Internal Combustion (PRMVR=IC)
EXCLUDE | HI | Puueo | 771 | 2 | WAT | HY | 1.5 |  | Electric Utility | N | Non Combustion (NUC, WAT, WND, GEO, or SUN)
EXCLUDE | WA | Sullivan CR | 773 | 1 | WAT | HY | 4.5 |  | Electric Utility | N | Non Combustion (NUC, WAT, WND, GEO, or SUN)
EXCLUDE | WA | Sullivan CR | 773 | 2 | WAT | HY | 4.5 |  | Electric Utility | N | Non Combustion (NUC, WAT, WND, GEO, or SUN)
EXCLUDE | ME | Basin Mills | 783 | 1 | WAT | HY | 12 |  | Electric Utility | N | Non Combustion (NUC, WAT, WND, GEO, or SUN)
EXCLUDE | ME | Basin Mills | 783 | 2 | WAT | HY | 12 |  | Electric Utility | N | Non Combustion (NUC, WAT, WND, GEO, or SUN)
EXCLUDE | ME | Basin Mills | 783 | 3 | WAT | HY | 12 |  | Electric Utility | N | Non Combustion (NUC, WAT, WND, GEO, or SUN)
EXCLUDE | ME | Veazie C | 784 | 1 | WAT | HY | 8 |  | Electric Utility | N | Non Combustion (NUC, WAT, WND, GEO, or SUN)
EXCLUDE | AK | Orca | 789 | 1 | DFO | IC | 1.5 |  | Electric Utility | N | Internal Combustion (PRMVR=IC)
EXCLUDE | AK | Orca | 789 | 2 | DFO | IC | 1.5 |  | Electric Utility | N | Internal Combustion (PRMVR=IC)
EXCLUDE | AK | Orca | 789 | 3 | DFO | IC | 2.5 |  | Electric Utility | N | Internal Combustion (PRMVR=IC)
EXCLUDE | AK | Orca | 789 | 4 | DFO | IC | 2.4 |  | Electric Utility | N | Internal Combustion (PRMVR=IC)
EXCLUDE | AK | Orca | 789 | 5 | DFO | IC | 1.1 |  | Electric Utility | N | Internal Combustion (PRMVR=IC)
EXCLUDE | AK | Orca | 789 | 6 | DFO | IC | 1.1 |  | Electric Utility | N | Internal Combustion (PRMVR=IC)
EXCLUDE | AK | Orca | 789 | 7 | DFO | IC | 3.6 |  | Electric Utility | N | Internal Combustion (PRMVR=IC)
EXCLUDE | TX | Canyon | 791 | 1 | WAT | HY | 3 |  | Electric Utility | N | Non Combustion (NUC, WAT, WND, GEO, or SUN)
EXCLUDE | TX | Canyon | 791 | 2 | WAT | HY | 3 |  | Electric Utility | N | Non Combustion (NUC, WAT, WND, GEO, or SUN)
EXCLUDE | HI | Palaau Power | 792 | 7 | DFO | IC | 2.2 |  | Electric Utility | N | Internal Combustion (PRMVR=IC)
EXCLUDE | HI | Palaau Power | 792 | 8 | DFO | IC | 2.2 |  | Electric Utility | N | Internal Combustion (PRMVR=IC)
EXCLUDE | HI | Palaau Power | 792 | 9 | DFO | IC | 2.2 |  | Electric Utility | N | Internal Combustion (PRMVR=IC)
EXCLUDE | HI | Palaau Power | 792 | CAT1 | DFO | IC | 1.2 |  | Electric Utility | N | Internal Combustion (PRMVR=IC)
EXCLUDE | HI | Palaau Power | 792 | CAT2 | DFO | IC | 1.2 |  | Electric Utility | N | Internal Combustion (PRMVR=IC)
EXCLUDE | HI | Palaau Power | 792 | CUM3 | DFO | IC | 0.9 |  | Electric Utility | N | Internal Combustion (PRMVR=IC)
EXCLUDE | HI | Palaau Power | 792 | CUM4 | DFO | IC | 0.9 |  | Electric Utility | N | Internal Combustion (PRMVR=IC)
EXCLUDE | HI | Palaau Power | 792 | CUM5 | DFO | IC | 0.9 |  | Electric Utility | N | Internal Combustion (PRMVR=IC)
EXCLUDE | HI | Palaau Power | 792 | CUM6 | DFO | IC | 0.9 |  | Electric Utility | N | Internal Combustion (PRMVR=IC)
EXCLUDE | TX | Lewisville | 794 | 1 | WAT | HY | 2.8 |  | Electric Utility | N | Non Combustion (NUC, WAT, WND, GEO, or SUN)
EXCLUDE | ID | Salmon Diesel | 817 | 1 | DFO | IC | 2.5 |  | Electric Utility | N | Internal Combustion (PRMVR=IC)
EXCLUDE | ID | Salmon Diesel | 817 | 2 | DFO | IC | 2.5 |  | Electric Utility | N | Internal Combustion (PRMVR=IC)
EXCLUDE | ID | Cove | 826 | 1 | WAT | HY | 7.5 |  | Electric Utility | N | Non Combustion (NUC, WAT, WND, GEO, or SUN)
EXCLUDE | ID | Lower No 2 | 843 | 1 | WAT | HY | 3 |  | Electric Utility | N | Non Combustion (NUC, WAT, WND, GEO, or SUN)
EXCLUDE | IL | Sterling Avenue | 860 | 1 | NG | GT | 18 |  | Electric Utility | N | Simple Cycle Turbine (PRMVR=GT or OT) unit under 25MW
EXCLUDE | IL | Sterling Avenue | 860 | 2 | NG | GT | 18 |  | Electric Utility | N | Simple Cycle Turbine (PRMVR=GT or OT) unit under 25MW
EXCLUDE | IL | Hutsonville | 863 | 3 | SUB | ST | 75 |  | IPP Non-CHP | N | Status of operation (IP,L,P,T,or U) or Retired before 2012
EXCLUDE | IL | Hutsonville | 863 | 4 | SUB | ST | 75 |  | IPP Non-CHP | N | Status of operation (IP,L,P,T,or U) or Retired before 2012
EXCLUDE | IL | Hutsonville | 863 | D1 | DFO | IC | 3 |  | IPP Non-CHP | N | Internal Combustion (PRMVR=IC)
EXCLUDE | IL | Meredosia | 864 | 1 | BIT | ST | 57.5 |  | IPP Non-CHP | N | Status of operation (IP,L,P,T,or U) or Retired before 2012
EXCLUDE | IL | Meredosia | 864 | 2 | BIT | ST | 57.5 |  | IPP Non-CHP | N | Status of operation (IP,L,P,T,or U) or Retired before 2012
EXCLUDE | IL | Meredosia | 864 | 3 | SUB | ST | 239.3 |  | IPP Non-CHP | N | Status of operation (IP,L,P,T,or U) or Retired before 2012
EXCLUDE | IL | Meredosia | 864 | 4 | RFO | ST | 209.7 |  | IPP Non-CHP | N | Status of operation (IP,L,P,T,or U) or Retired before 2012
EXCLUDE | IL | Bloom | 865 | 331 | DFO | GT | 19 |  | IPP Non-CHP | N | Simple Cycle Turbine (PRMVR=GT or OT) unit under 25MW
EXCLUDE | IL | Bloom | 865 | 332 | DFO | GT | 19 |  | IPP Non-CHP | N | Simple Cycle Turbine (PRMVR=GT or OT) unit under 25MW
EXCLUDE | IL | Bloom | 865 | 333 | DFO | GT | 19 |  | IPP Non-CHP | N | Simple Cycle Turbine (PRMVR=GT or OT) unit under 25MW
EXCLUDE | IL | Bloom | 865 | 334 | DFO | GT | 19 |  | IPP Non-CHP | N | Simple Cycle Turbine (PRMVR=GT or OT) unit under 25MW
EXCLUDE | IL | Bloom | 865 | 341 | DFO | GT | 19 |  | IPP Non-CHP | N | Simple Cycle Turbine (PRMVR=GT or OT) unit under 25MW
EXCLUDE | IL | Bloom | 865 | 342 | DFO | GT | 19 |  | IPP Non-CHP | N | Simple Cycle Turbine (PRMVR=GT or OT) unit under 25MW
EXCLUDE | IL | Bloom | 865 | 343 | DFO | GT | 19 |  | IPP Non-CHP | N | Simple Cycle Turbine (PRMVR=GT or OT) unit under 25MW
EXCLUDE | IL | Bloom | 865 | 344 | DFO | GT | 19 |  | IPP Non-CHP | N | Simple Cycle Turbine (PRMVR=GT or OT) unit under 25MW
EXCLUDE | IL | Calumet | 866 | 311 | NG | GT | 18.4 |  | IPP Non-CHP | N | Simple Cycle Turbine (PRMVR=GT or OT) unit under 25MW
EXCLUDE | IL | Calumet | 866 | 312 | NG | GT | 18.4 |  | IPP Non-CHP | N | Simple Cycle Turbine (PRMVR=GT or OT) unit under 25MW
EXCLUDE | IL | Calumet | 866 | 313 | NG | GT | 18.4 |  | IPP Non-CHP | N | Simple Cycle Turbine (PRMVR=GT or OT) unit under 25MW
EXCLUDE | IL | Calumet | 866 | 314 | NG | GT | 18.4 |  | IPP Non-CHP | N | Simple Cycle Turbine (PRMVR=GT or OT) unit under 25MW
EXCLUDE | IL | Calumet | 866 | 321 | NG | GT | 18.4 |  | IPP Non-CHP | N | Simple Cycle Turbine (PRMVR=GT or OT) unit under 25MW
EXCLUDE | IL | Calumet | 866 | 322 | NG | GT | 18.4 |  | IPP Non-CHP | N | Simple Cycle Turbine (PRMVR=GT or OT) unit under 25MW
EXCLUDE | IL | Calumet | 866 | 323 | NG | GT | 18.4 |  | IPP Non-CHP | N | Simple Cycle Turbine (PRMVR=GT or OT) unit under 25MW
EXCLUDE | IL | Calumet | 866 | 324 | NG | GT | 18.4 |  | IPP Non-CHP | N | Simple Cycle Turbine (PRMVR=GT or OT) unit under 25MW
EXCLUDE | IL | Calumet | 866 | 331 | NG | GT | 18.4 |  | IPP Non-CHP | N | Simple Cycle Turbine (PRMVR=GT or OT) unit under 25MW
EXCLUDE | IL | Calumet | 866 | 332 | NG | GT | 18.4 |  | IPP Non-CHP | N | Simple Cycle Turbine (PRMVR=GT or OT) unit under 25MW
EXCLUDE | IL | Calumet | 866 | 333 | NG | GT | 18.4 |  | IPP Non-CHP | N | Simple Cycle Turbine (PRMVR=GT or OT) unit under 25MW
EXCLUDE | IL | Calumet | 866 | 341 | NG | GT | 19 |  | IPP Non-CHP | N | Simple Cycle Turbine (PRMVR=GT or OT) unit under 25MW
EXCLUDE | IL | Calumet | 866 | 342 | NG | GT | 19 |  | IPP Non-CHP | N | Simple Cycle Turbine (PRMVR=GT or OT) unit under 25MW
EXCLUDE | IL | Calumet | 866 | 343 | NG | GT | 19 |  | IPP Non-CHP | N | Simple Cycle Turbine (PRMVR=GT or OT) unit under 25MW
EXCLUDE | IL | Calumet | 866 | 344 | NG | GT | 19 |  | IPP Non-CHP | N | Simple Cycle Turbine (PRMVR=GT or OT) unit under 25MW
EXCLUDE | IL | Crawford | 867 | 311 | NG | GT | 17.3 |  | IPP Non-CHP | N | Simple Cycle Turbine (PRMVR=GT or OT) unit under 25MW
EXCLUDE | IL | Crawford | 867 | 312 | NG | GT | 17.3 |  | IPP Non-CHP | N | Simple Cycle Turbine (PRMVR=GT or OT) unit under 25MW
EXCLUDE | IL | Crawford | 867 | 313 | NG | GT | 17.3 |  | IPP Non-CHP | N | Simple Cycle Turbine (PRMVR=GT or OT) unit under 25MW
EXCLUDE | IL | Crawford | 867 | 314 | NG | GT | 17.3 |  | IPP Non-CHP | N | Simple Cycle Turbine (PRMVR=GT or OT) unit under 25MW
EXCLUDE | IL | Crawford | 867 | 321 | NG | GT | 17.3 |  | IPP Non-CHP | N | Simple Cycle Turbine (PRMVR=GT or OT) unit under 25MW
EXCLUDE | IL | Crawford | 867 | 322 | NG | GT | 17.3 |  | IPP Non-CHP | N | Simple Cycle Turbine (PRMVR=GT or OT) unit under 25MW
EXCLUDE | IL | Crawford | 867 | 323 | NG | GT | 17.3 |  | IPP Non-CHP | N | Simple Cycle Turbine (PRMVR=GT or OT) unit under 25MW
EXCLUDE | IL | Crawford | 867 | 324 | NG | GT | 17.3 |  | IPP Non-CHP | N | Simple Cycle Turbine (PRMVR=GT or OT) unit under 25MW
EXCLUDE | IL | Crawford | 867 | 331 | NG | GT | 17.3 |  | IPP Non-CHP | N | Simple Cycle Turbine (PRMVR=GT or OT) unit under 25MW
EXCLUDE | IL | Crawford | 867 | 332 | NG | GT | 17.3 |  | IPP Non-CHP | N | Simple Cycle Turbine (PRMVR=GT or OT) unit under 25MW
EXCLUDE | IL | Crawford | 867 | 333 | NG | GT | 17.3 |  | IPP Non-CHP | N | Simple Cycle Turbine (PRMVR=GT or OT) unit under 25MW
EXCLUDE | IL | Crawford | 867 | 334 | NG | GT | 17.3 |  | IPP Non-CHP | N | Simple Cycle Turbine (PRMVR=GT or OT) unit under 25MW
EXCLUDE | IL | Electric Junction | 870 | 311 | NG | GT | 19 |  | IPP Non-CHP | N | Simple Cycle Turbine (PRMVR=GT or OT) unit under 25MW
EXCLUDE | IL | Electric Junction | 870 | 312 | NG | GT | 19 |  | IPP Non-CHP | N | Simple Cycle Turbine (PRMVR=GT or OT) unit under 25MW
EXCLUDE | IL | Electric Junction | 870 | 313 | NG | GT | 19 |  | IPP Non-CHP | N | Simple Cycle Turbine (PRMVR=GT or OT) unit under 25MW
EXCLUDE | IL | Electric Junction | 870 | 314 | NG | GT | 19 |  | IPP Non-CHP | N | Simple Cycle Turbine (PRMVR=GT or OT) unit under 25MW
EXCLUDE | IL | Electric Junction | 870 | 321 | NG | GT | 19 |  | IPP Non-CHP | N | Simple Cycle Turbine (PRMVR=GT or OT) unit under 25MW
EXCLUDE | IL | Electric Junction | 870 | 322 | NG | GT | 19 |  | IPP Non-CHP | N | Simple Cycle Turbine (PRMVR=GT or OT) unit under 25MW
EXCLUDE | IL | Electric Junction | 870 | 323 | NG | GT | 19 |  | IPP Non-CHP | N | Simple Cycle Turbine (PRMVR=GT or OT) unit under 25MW
EXCLUDE | IL | Electric Junction | 870 | 324 | NG | GT | 19 |  | IPP Non-CHP | N | Simple Cycle Turbine (PRMVR=GT or OT) unit under 25MW
EXCLUDE | IL | Electric Junction | 870 | 331 | NG | GT | 19 |  | IPP Non-CHP | N | Simple Cycle Turbine (PRMVR=GT or OT) unit under 25MW
EXCLUDE | IL | Electric Junction | 870 | 332 | NG | GT | 19 |  | IPP Non-CHP | N | Simple Cycle Turbine (PRMVR=GT or OT) unit under 25MW
EXCLUDE | IL | Electric Junction | 870 | 333 | NG | GT | 19 |  | IPP Non-CHP | N | Simple Cycle Turbine (PRMVR=GT or OT) unit under 25MW
EXCLUDE | IL | Electric Junction | 870 | 334 | NG | GT | 19 |  | IPP Non-CHP | N | Simple Cycle Turbine (PRMVR=GT or OT) unit under 25MW
EXCLUDE | IL | Electric Junction | 870 | 341 | NG | GT | 19 |  | IPP Non-CHP | N | Simple Cycle Turbine (PRMVR=GT or OT) unit under 25MW
EXCLUDE | IL | Electric Junction | 870 | 342 | NG | GT | 19 |  | IPP Non-CHP | N | Simple Cycle Turbine (PRMVR=GT or OT) unit under 25MW
EXCLUDE | IL | Electric Junction | 870 | 343 | NG | GT | 19 |  | IPP Non-CHP | N | Simple Cycle Turbine (PRMVR=GT or OT) unit under 25MW
EXCLUDE | IL | Electric Junction | 870 | 344 | NG | GT | 19 |  | IPP Non-CHP | N | Simple Cycle Turbine (PRMVR=GT or OT) unit under 25MW
EXCLUDE | IL | Joliet 9 | 874 | 311 | NG | GT | 18.4 |  | IPP Non-CHP | N | Simple Cycle Turbine (PRMVR=GT or OT) unit under 25MW
EXCLUDE | IL | Joliet 9 | 874 | 312 | NG | GT | 18.4 |  | IPP Non-CHP | N | Simple Cycle Turbine (PRMVR=GT or OT) unit under 25MW
EXCLUDE | IL | Joliet 9 | 874 | 313 | NG | GT | 18.4 |  | IPP Non-CHP | N | Simple Cycle Turbine (PRMVR=GT or OT) unit under 25MW
EXCLUDE | IL | Joliet 9 | 874 | 314 | NG | GT | 18.4 |  | IPP Non-CHP | N | Simple Cycle Turbine (PRMVR=GT or OT) unit under 25MW
EXCLUDE | IL | Joliet 9 | 874 | 321 | NG | GT | 18.4 |  | IPP Non-CHP | N | Simple Cycle Turbine (PRMVR=GT or OT) unit under 25MW
EXCLUDE | IL | Joliet 9 | 874 | 322 | NG | GT | 18.4 |  | IPP Non-CHP | N | Simple Cycle Turbine (PRMVR=GT or OT) unit under 25MW
EXCLUDE | IL | Joliet 9 | 874 | 323 | NG | GT | 18.4 |  | IPP Non-CHP | N | Simple Cycle Turbine (PRMVR=GT or OT) unit under 25MW
EXCLUDE | IL | Joliet 9 | 874 | 324 | NG | GT | 18.4 |  | IPP Non-CHP | N | Simple Cycle Turbine (PRMVR=GT or OT) unit under 25MW
EXCLUDE | IL | Lombard | 877 | 311 | KER | GT | 22.1 |  | IPP Non-CHP | N | Simple Cycle Turbine (PRMVR=GT or OT) unit under 25MW
EXCLUDE | IL | Lombard | 877 | 312 | NG | GT | 22.1 |  | IPP Non-CHP | N | Simple Cycle Turbine (PRMVR=GT or OT) unit under 25MW
EXCLUDE | IL | Lombard | 877 | 321 | KER | GT | 22.1 |  | IPP Non-CHP | N | Simple Cycle Turbine (PRMVR=GT or OT) unit under 25MW
EXCLUDE | IL | Lombard | 877 | 322 | KER | GT | 22.1 |  | IPP Non-CHP | N | Simple Cycle Turbine (PRMVR=GT or OT) unit under 25MW
EXCLUDE | IL | Lombard | 877 | 331 | KER | GT | 22.1 |  | IPP Non-CHP | N | Simple Cycle Turbine (PRMVR=GT or OT) unit under 25MW
EXCLUDE | IL | Lombard | 877 | 332 | NG | GT | 22.1 |  | IPP Non-CHP | N | Simple Cycle Turbine (PRMVR=GT or OT) unit under 25MW
EXCLUDE | IL | Sabrooke | 882 | 311 | DFO | GT | 18.4 |  | IPP Non-CHP | N | Simple Cycle Turbine (PRMVR=GT or OT) unit under 25MW
EXCLUDE | IL | Sabrooke | 882 | 312 | DFO | GT | 18.4 |  | IPP Non-CHP | N | Simple Cycle Turbine (PRMVR=GT or OT) unit under 25MW
EXCLUDE | IL | Sabrooke | 882 | 321 | DFO | GT | 18.4 |  | IPP Non-CHP | N | Simple Cycle Turbine (PRMVR=GT or OT) unit under 25MW
EXCLUDE | IL | Sabrooke | 882 | 322 | DFO | GT | 18.4 |  | IPP Non-CHP | N | Simple Cycle Turbine (PRMVR=GT or OT) unit under 25MW
EXCLUDE | IL | Sabrooke | 882 | 331 | DFO | GT | 19 |  | IPP Non-CHP | N | Simple Cycle Turbine (PRMVR=GT or OT) unit under 25MW
EXCLUDE | IL | Sabrooke | 882 | 332 | DFO | GT | 19 |  | IPP Non-CHP | N | Simple Cycle Turbine (PRMVR=GT or OT) unit under 25MW
EXCLUDE | IL | Sabrooke | 882 | 341 | DFO | GT | 19 |  | IPP Non-CHP | N | Simple Cycle Turbine (PRMVR=GT or OT) unit under 25MW
EXCLUDE | IL | Sabrooke | 882 | 342 | DFO | GT | 19 |  | IPP Non-CHP | N | Simple Cycle Turbine (PRMVR=GT or OT) unit under 25MW
EXCLUDE | IL | Waukegan | 883 | 6 | SUB | ST | 121 |  | Electric Utility/IPP Non-CHP | N | Status of operation (IP,L,P,T,or U) or Retired before 2012
EXCLUDE | IL | Will County | 884 | 1 | SUB | ST | 187.5 |  | Electric Utility/IPP Non-CHP | N | Status of operation (IP,L,P,T,or U) or Retired before 2012
EXCLUDE | IL | Will County | 884 | 2 | SUB | ST | 183.7 |  | Electric Utility/IPP Non-CHP | N | Status of operation (IP,L,P,T,or U) or Retired before 2012
OGST | IL | Havana | 891 | 1 | RFO | ST | 46 |  | Electric Utility/IPP Non-CHP | N
OGST | IL | Havana | 891 | 2 | RFO | ST | 46 |  | Electric Utility/IPP Non-CHP | N
OGST | IL | Havana | 891 | 3 | RFO | ST | 46 |  | Electric Utility/IPP Non-CHP | N
OGST | IL | Havana | 891 | 4 | RFO | ST | 46 |  | Electric Utility/IPP Non-CHP | N
OGST | IL | Havana | 891 | 5 | RFO | ST | 46 |  | Electric Utility/IPP Non-CHP | N
EXCLUDE | IL | Vermilion | 897 | 2 | SUB | ST | 108.8 |  | IPP Non-CHP | N | Status of operation (IP,L,P,T,or U) or Retired before 2012
EXCLUDE | IL | Vermilion | 897 | 3 | DFO | GT | 15 |  | IPP Non-CHP | N | Simple Cycle Turbine (PRMVR=GT or OT) unit under 25MW
EXCLUDE | IL | Vermilion | 897 | ST1 | SUB | ST | 73.5 |  | IPP Non-CHP | N | Status of operation (IP,L,P,T,or U) or Retired before 2012
EXCLUDE | IL | Wood River | 898 | 1 | NG | ST | 50 |  | Electric Utility/IPP Non-CHP | N | Status of operation (IP,L,P,T,or U) or Retired before 2012
EXCLUDE | IL | Wood River | 898 | 2 | NG | ST | 50 |  | Electric Utility/IPP Non-CHP | N | Status of operation (IP,L,P,T,or U) or Retired before 2012
EXCLUDE | IL | Wood River | 898 | 3 | NG | ST | 50 |  | Electric Utility/IPP Non-CHP | N | Status of operation (IP,L,P,T,or U) or Retired before 2012
EXCLUDE | IL | Venice | 913 | 2 | DFO | ST | 40 |  | Electric Utility | N | Status of operation (IP,L,P,T,or U) or Retired before 2012
EXCLUDE | IL | Venice | 913 | 3 | DFO | ST | 98 |  | Electric Utility | N | Status of operation (IP,L,P,T,or U) or Retired before 2012
EXCLUDE | IL | Venice | 913 | 4 | DFO | ST | 98 |  | Electric Utility | N | Status of operation (IP,L,P,T,or U) or Retired before 2012
EXCLUDE | IL | Venice | 913 | 5 | DFO | ST | 98 |  | Electric Utility | N | Status of operation (IP,L,P,T,or U) or Retired before 2012
EXCLUDE | IL | Venice | 913 | 6 | DFO | ST | 100 |  | Electric Utility | N | Status of operation (IP,L,P,T,or U) or Retired before 2012
EXCLUDE | IL | Venice | 913 | GT1 | DFO | GT | 37.5 |  | Electric Utility | N | Status of operation (IP,L,P,T,or U) or Retired before 2012
EXCLUDE | IL | Venice | 913 | ST1 | DFO | ST | 40 |  | Electric Utility | N | Status of operation (IP,L,P,T,or U) or Retired before 2012
EXCLUDE | IL | Breese | 934 | 2 | DFO | IC | 3 |  | Electric Utility | N | Internal Combustion (PRMVR=IC)
EXCLUDE | IL | Breese | 934 | 5 | DFO | IC | 2.5 |  | Electric Utility | N | Internal Combustion (PRMVR=IC)
EXCLUDE | IL | Breese | 934 | 6 | DFO | IC | 2.5 |  | Electric Utility | N | Internal Combustion (PRMVR=IC)
EXCLUDE | IL | Breese | 934 | 7 | DFO | IC | 2.5 |  | Electric Utility | N | Internal Combustion (PRMVR=IC)
EXCLUDE | IL | Breese | 934 | IC1 | DFO | IC | 0.9 |  | Electric Utility | N | Internal Combustion (PRMVR=IC)
EXCLUDE | IL | Breese | 934 | IC3 | DFO | IC | 3 |  | Electric Utility | N | Internal Combustion (PRMVR=IC)
EXCLUDE | IL | Breese | 934 | ST2 | DFO | ST | 2 |  | Electric Utility | N | Steam unit (PRMVR=ST) under 25MW/250 MMBtu/hr
EXCLUDE | IL | Bushnell | 935 | 1 | DFO | IC | 0.2 |  | Electric Utility | N | Internal Combustion (PRMVR=IC)
EXCLUDE | IL | Bushnell | 935 | 2 | DFO | IC | 0.2 |  | Electric Utility | N | Internal Combustion (PRMVR=IC)
EXCLUDE | IL | Bushnell | 935 | 3 | DFO | IC | 2.2 |  | Electric Utility | N | Internal Combustion (PRMVR=IC)
EXCLUDE | IL | Bushnell | 935 | 4 | DFO | IC | 2.2 |  | Electric Utility | N | Internal Combustion (PRMVR=IC)
EXCLUDE | IL | Bushnell | 935 | 5 | DFO | IC | 1 |  | Electric Utility | N | Internal Combustion (PRMVR=IC)
EXCLUDE | IL | Bushnell | 935 | 6 | DFO | IC | 2.5 |  | Electric Utility | N | Internal Combustion (PRMVR=IC)
EXCLUDE | IL | Bushnell | 935 | 7 | DFO | IC | 2.5 |  | Electric Utility | N | Internal Combustion (PRMVR=IC)
EXCLUDE | IL | Carlyle | 936 | 1 | DFO | IC | 3 |  | Electric Utility | N | Internal Combustion (PRMVR=IC)
EXCLUDE | IL | Carlyle | 936 | 10 | DFO | IC | 2.5 |  | Electric Utility | N | Internal Combustion (PRMVR=IC)
EXCLUDE | IL | Carlyle | 936 | 7 | DFO | IC | 2 |  | Electric Utility | N | Internal Combustion (PRMVR=IC)
EXCLUDE | IL | Carlyle | 936 | 8 | DFO | IC | 2.5 |  | Electric Utility | N | Internal Combustion (PRMVR=IC)
EXCLUDE | IL | Carlyle | 936 | 9 | DFO | IC | 2.5 |  | Electric Utility | N | Internal Combustion (PRMVR=IC)
EXCLUDE | IL | Carmi | 937 | 10 | NG | IC | 1.7 |  | Electric Utility | N | Internal Combustion (PRMVR=IC)
EXCLUDE | IL | Carmi | 937 | 11 | NG | IC | 2.7 |  | Electric Utility | N | Internal Combustion (PRMVR=IC)
EXCLUDE | IL | Carmi | 937 | 12 | NG | IC | 2 |  | Electric Utility | N | Internal Combustion (PRMVR=IC)
EXCLUDE | IL | Carmi | 937 | 13 | NG | IC | 4.4 |  | Electric Utility | N | Internal Combustion (PRMVR=IC)
EXCLUDE | IL | Carmi | 937 | 5 | NG | IC | 0.6 |  | Electric Utility | N | Internal Combustion (PRMVR=IC)
EXCLUDE | IL | Carmi | 937 | 6 | DFO | IC | 0.7 |  | Electric Utility | N | Internal Combustion (PRMVR=IC)
EXCLUDE | IL | Carmi | 937 | 7 | DFO | IC | 1.1 |  | Electric Utility | N | Internal Combustion (PRMVR=IC)
EXCLUDE | IL | Carmi | 937 | 8 | NG | IC | 1.4 |  | Electric Utility | N | Internal Combustion (PRMVR=IC)
EXCLUDE | IL | Carmi | 937 | 9 | NG | IC | 1.7 |  | Electric Utility | N | Internal Combustion (PRMVR=IC)
EXCLUDE | IL | Fairfield | 940 | IC5 | DFO | IC | 2.4 |  | Electric Utility | N | Internal Combustion (PRMVR=IC)
EXCLUDE | IL | Fairfield | 940 | IC6 | DFO | IC | 2.4 |  | Electric Utility | N | Internal Combustion (PRMVR=IC)
EXCLUDE | IL | Fairfield | 940 | IC7 | DFO | IC | 2.7 |  | Electric Utility | N | Internal Combustion (PRMVR=IC)
EXCLUDE | IL | Farmer City | 941 | 1 | NG | IC | 1.5 |  | Electric Utility | N | Internal Combustion (PRMVR=IC)
EXCLUDE | IL | Farmer City | 941 | 2 | DFO | IC | 1.1 |  | Electric Utility | N | Internal Combustion (PRMVR=IC)
EXCLUDE | IL | Farmer City | 941 | 4 | DFO | IC | 0.8 |  | Electric Utility | N | Internal Combustion (PRMVR=IC)
EXCLUDE | IL | Farmer City | 941 | 5 | NG | IC | 3.5 |  | Electric Utility | N | Internal Combustion (PRMVR=IC)
EXCLUDE | IL | Farmer City | 941 | 6 | DFO | IC | 2.2 |  | Electric Utility | N | Internal Combustion (PRMVR=IC)
EXCLUDE | IL | Farmer City | 941 | 7 | DFO | IC | 2.2 |  | Electric Utility | N | Internal Combustion (PRMVR=IC)
EXCLUDE | IL | Freeburg | 943 | 1 | DFO | IC | 0.4 |  | Electric Utility | N | Internal Combustion (PRMVR=IC)
EXCLUDE | IL | Freeburg | 943 | 10 | DFO | IC | 1.8 |  | Electric Utility | N | Internal Combustion (PRMVR=IC)
EXCLUDE | IL | Freeburg | 943 | 11 | DFO | IC | 1.8 |  | Electric Utility | N | Internal Combustion (PRMVR=IC)
EXCLUDE | IL | Freeburg | 943 | 12 | DFO | IC | 1.8 |  | Electric Utility | N | Internal Combustion (PRMVR=IC)
EXCLUDE | IL | Freeburg | 943 | 2 | DFO | IC | 0.4 |  | Electric Utility | N | Internal Combustion (PRMVR=IC)
EXCLUDE | IL | Freeburg | 943 | 3 | DFO | IC | 0.6 |  | Electric Utility | N | Internal Combustion (PRMVR=IC)
EXCLUDE | IL | Freeburg | 943 | 4 | DFO | IC | 1 |  | Electric Utility | N | Internal Combustion (PRMVR=IC)
EXCLUDE | IL | Freeburg | 943 | 6 | DFO | IC | 1.8 |  | Electric Utility | N | Internal Combustion (PRMVR=IC)
EXCLUDE | IL | Freeburg | 943 | 7 | DFO | IC | 2.6 |  | Electric Utility | N | Internal Combustion (PRMVR=IC)
EXCLUDE | IL | Freeburg | 943 | 8 | DFO | IC | 1.7 |  | Electric Utility | N | Internal Combustion (PRMVR=IC)
EXCLUDE | IL | Freeburg | 943 | 9 | DFO | IC | 1.8 |  | Electric Utility | N | Internal Combustion (PRMVR=IC)
EXCLUDE | IL | Geneseo | 944 | 1 | NG | IC | 5.6 |  | Electric Utility | N | Internal Combustion (PRMVR=IC)
EXCLUDE | IL | Geneseo | 944 | 2 | NG | IC | 3.5 |  | Electric Utility | N | Internal Combustion (PRMVR=IC)
EXCLUDE | IL | Geneseo | 944 | 3 | NG | IC | 3.5 |  | Electric Utility | N | Internal Combustion (PRMVR=IC)
EXCLUDE | IL | Geneseo | 944 | 4 | NG | IC | 1.6 |  | Electric Utility | N | Internal Combustion (PRMVR=IC)
EXCLUDE | IL | Geneseo | 944 | 5A | NG | IC | 4.4 |  | Electric Utility | N | Internal Combustion (PRMVR=IC)
EXCLUDE | IL | Geneseo | 944 | 6A | NG | IC | 3 |  | Electric Utility | N | Internal Combustion (PRMVR=IC)
EXCLUDE | IL | Geneseo | 944 | 7 | NG | IC | 3 |  | Electric Utility | N | Internal Combustion (PRMVR=IC)
EXCLUDE | IL | Geneseo | 944 | 9 | DFO | IC | 4.8 |  | Electric Utility | N | Internal Combustion (PRMVR=IC)
EXCLUDE | IL | Highland | 946 | IC1 | DFO | IC | 1.6 |  | Electric Utility | N | Internal Combustion (PRMVR=IC)
EXCLUDE | IL | Highland | 946 | IC2 | DFO | IC | 1.6 |  | Electric Utility | N | Internal Combustion (PRMVR=IC)
EXCLUDE | IL | Highland | 946 | IC3 | DFO | IC | 1.6 |  | Electric Utility | N | Internal Combustion (PRMVR=IC)
EXCLUDE | IL | Highland | 946 | IC5 | DFO | IC | 2 |  | Electric Utility | N | Internal Combustion (PRMVR=IC)
EXCLUDE | IL | Highland | 946 | IC6 | DFO | IC | 2 |  | Electric Utility | N | Internal Combustion (PRMVR=IC)
EXCLUDE | IL | Highland | 946 | IC7 | DFO | IC | 4.4 |  | Electric Utility | N | Internal Combustion (PRMVR=IC)
EXCLUDE | IL | Highland | 946 | IC8 | DFO | IC | 4.4 |  | Electric Utility | N | Internal Combustion (PRMVR=IC)
EXCLUDE | IL | McLeansboro | 948 | 2 | DFO | IC | 0.6 |  | Electric Utility | N | Internal Combustion (PRMVR=IC)
EXCLUDE | IL | McLeansboro | 948 | 5 | DFO | IC | 2 |  | Electric Utility | N | Internal Combustion (PRMVR=IC)
EXCLUDE | IL | McLeansboro | 948 | 6 | DFO | IC | 2.4 |  | Electric Utility | N | Internal Combustion (PRMVR=IC)
EXCLUDE | IL | McLeansboro | 948 | 7 | DFO | IC | 1.1 |  | Electric Utility | N | Internal Combustion (PRMVR=IC)
EXCLUDE | IL | McLeansboro | 948 | 8 | DFO | IC | 1.1 |  | Electric Utility | N | Internal Combustion (PRMVR=IC)
EXCLUDE | IL | McLeansboro | 948 | 9 | DFO | IC | 2 |  | Electric Utility | N | Internal Combustion (PRMVR=IC)
EXCLUDE | IL | Marshall | 949 | 1 | DFO | IC | 0.9 |  | Electric Utility | N | Internal Combustion (PRMVR=IC)
EXCLUDE | IL | Marshall | 949 | 10 | DFO | IC | 1.8 |  | Electric Utility | N | Internal Combustion (PRMVR=IC)
EXCLUDE | IL | Marshall | 949 | 11 | DFO | IC | 1.8 |  | Electric Utility | N | Internal Combustion (PRMVR=IC)
EXCLUDE | IL | Marshall | 949 | 12 | DFO | IC | 1.8 |  | Electric Utility | N | Internal Combustion (PRMVR=IC)
EXCLUDE | IL | Marshall | 949 | 13 | DFO | IC | 1.8 |  | Electric Utility | N | Internal Combustion (PRMVR=IC)
EXCLUDE | IL | Marshall | 949 | 2 | DFO | IC | 0.9 |  | Electric Utility | N | Internal Combustion (PRMVR=IC)
EXCLUDE | IL | Marshall | 949 | 3 | DFO | IC | 1.2 |  | Electric Utility | N | Internal Combustion (PRMVR=IC)
EXCLUDE | IL | Marshall | 949 | 5 | DFO | IC | 2.5 |  | Electric Utility | N | Internal Combustion (PRMVR=IC)
EXCLUDE | IL | Marshall | 949 | 6 | DFO | IC | 1.8 |  | Electric Utility | N | Internal Combustion (PRMVR=IC)
EXCLUDE | IL | Marshall | 949 | 7 | DFO | IC | 1.8 |  | Electric Utility | N | Internal Combustion (PRMVR=IC)
EXCLUDE | IL | Marshall | 949 | 8 | DFO | IC | 1.8 |  | Electric Utility | N | Internal Combustion (PRMVR=IC)
EXCLUDE | IL | Marshall | 949 | 9 | DFO | IC | 1.8 |  | Electric Utility | N | Internal Combustion (PRMVR=IC)
EXCLUDE | IL | Peru | 955 | 10 | DFO | IC | 2 |  | Electric Utility | N | Internal Combustion (PRMVR=IC)
EXCLUDE | IL | Peru | 955 | 11 | DFO | IC | 2.7 |  | Electric Utility | N | Internal Combustion (PRMVR=IC)
EXCLUDE | IL | Peru | 955 | 12 | DFO | IC | 2.7 |  | Electric Utility | N | Internal Combustion (PRMVR=IC)
EXCLUDE | IL | Peru | 955 | 13 | DFO | IC | 2.7 |  | Electric Utility | N | Internal Combustion (PRMVR=IC)
EXCLUDE | IL | Peru | 955 | 14 | DFO | IC | 2.7 |  | Electric Utility | N | Internal Combustion (PRMVR=IC)
EXCLUDE | IL | Peru | 955 | 15 | DFO | IC | 2.7 |  | Electric Utility | N | Internal Combustion (PRMVR=IC)
EXCLUDE | IL | Peru | 955 | 16 | DFO | IC | 2.7 |  | Electric Utility | N | Internal Combustion (PRMVR=IC)
EXCLUDE | IL | Peru | 955 | 17 | DFO | IC | 2.7 |  | Electric Utility | N | Internal Combustion (PRMVR=IC)
EXCLUDE | IL | Peru | 955 | 3 | DFO | IC | 1.8 |  | Electric Utility | N | Internal Combustion (PRMVR=IC)
EXCLUDE | IL | Peru | 955 | 4 | NG | ST | 7.5 |  | Electric Utility | N | Steam unit (PRMVR=ST) under 25MW/250 MMBtu/hr
EXCLUDE | IL | Peru | 955 | 7 | DFO | IC | 1.8 |  | Electric Utility | N | Internal Combustion (PRMVR=IC)
EXCLUDE | IL | Peru | 955 | 8 | DFO | IC | 2 |  | Electric Utility | N | Internal Combustion (PRMVR=IC)
EXCLUDE | IL | Peru | 955 | 9 | DFO | IC | 2 |  | Electric Utility | N | Internal Combustion (PRMVR=IC)
EXCLUDE | IL | Peru | 955 | IC1 | DFO | IC | 6.3 |  | Electric Utility | N | Internal Combustion (PRMVR=IC)
EXCLUDE | IL | Peru | 955 | IC2 | DFO | IC | 1.8 |  | Electric Utility | N | Internal Combustion (PRMVR=IC)
EXCLUDE | IL | Peru | 955 | IC3 | DFO | IC | 1.8 |  | Electric Utility | N | Internal Combustion (PRMVR=IC)
EXCLUDE | IL | Princeton | 957 | 1 | NG | IC | 2.3 |  | Electric Utility | N | Internal Combustion (PRMVR=IC)
EXCLUDE | IL | Princeton | 957 | 2 | NG | IC | 3 |  | Electric Utility | N | Internal Combustion (PRMVR=IC)
EXCLUDE | IL | Princeton | 957 | 3 | NG | IC | 3.4 |  | Electric Utility | N | Internal Combustion (PRMVR=IC)
EXCLUDE | IL | Princeton | 957 | 4 | NG | IC | 3.4 |  | Electric Utility | N | Internal Combustion (PRMVR=IC)
EXCLUDE | IL | Princeton | 957 | 5 | NG | IC | 4.4 |  | Electric Utility | N | Internal Combustion (PRMVR=IC)
EXCLUDE | IL | Princeton | 957 | 6 | NG | IC | 5.6 |  | Electric Utility | N | Internal Combustion (PRMVR=IC)
EXCLUDE | IL | Princeton | 957 | 7 | NG | IC | 7 |  | Electric Utility | N | Internal Combustion (PRMVR=IC)
EXCLUDE | IL | Princeton | 957 | 8 | NG | IC | 8.8 |  | Electric Utility | N | Internal Combustion (PRMVR=IC)
EXCLUDE | IL | Rantoul | 958 | 1 | DFO | IC | 1.2 |  | Electric Utility | N | Internal Combustion (PRMVR=IC)
EXCLUDE | IL | Rantoul | 958 | 10 | DFO | IC | 1.8 |  | Electric Utility | N | Internal Combustion (PRMVR=IC)
EXCLUDE | IL | Rantoul | 958 | 11 | DFO | IC | 1.8 |  | Electric Utility | N | Internal Combustion (PRMVR=IC)
EXCLUDE | IL | Rantoul | 958 | 12 | DFO | IC | 1.8 |  | Electric Utility | N | Internal Combustion (PRMVR=IC)
EXCLUDE | IL | Rantoul | 958 | 13 | DFO | IC | 1.8 |  | Electric Utility | N | Internal Combustion (PRMVR=IC)
EXCLUDE | IL | Rantoul | 958 | 14 | DFO | IC | 1.8 |  | Electric Utility | N | Internal Combustion (PRMVR=IC)
EXCLUDE | IL | Rantoul | 958 | 15 | DFO | IC | 1.8 |  | Electric Utility | N | Internal Combustion (PRMVR=IC)
EXCLUDE | IL | Rantoul | 958 | 16 | DFO | IC | 1.8 |  | Electric Utility | N | Internal Combustion (PRMVR=IC)
EXCLUDE | IL | Rantoul | 958 | 2 | DFO | IC | 1.2 |  | Electric Utility | N | Internal Combustion (PRMVR=IC)
EXCLUDE | IL | Rantoul | 958 | 3 | DFO | IC | 1.2 |  | Electric Utility | N | Internal Combustion (PRMVR=IC)
EXCLUDE | IL | Rantoul | 958 | 4 | DFO | IC | 1.2 |  | Electric Utility | N | Internal Combustion (PRMVR=IC)
EXCLUDE | IL | Rantoul | 958 | 5 | DFO | IC | 1.5 |  | Electric Utility | N | Internal Combustion (PRMVR=IC)
EXCLUDE | IL | Rantoul | 958 | 7 | DFO | IC | 5.2 |  | Electric Utility | N | Internal Combustion (PRMVR=IC)
EXCLUDE | IL | Rantoul | 958 | 8 | DFO | IC | 4 |  | Electric Utility | N | Internal Combustion (PRMVR=IC)
EXCLUDE | IL | Rantoul | 958 | 9 | DFO | IC | 1.8 |  | Electric Utility | N | Internal Combustion (PRMVR=IC)
EXCLUDE | IL | Red Bud | 959 | 1 | DFO | IC | 2.4 |  | Electric Utility | N | Internal Combustion (PRMVR=IC)
EXCLUDE | IL | Red Bud | 959 | 2 | DFO | IC | 1.1 |  | Electric Utility | N | Internal Combustion (PRMVR=IC)
EXCLUDE | IL | Red Bud | 959 | 3 | DFO | IC | 2.4 |  | Electric Utility | N | Internal Combustion (PRMVR=IC)
EXCLUDE | IL | Red Bud | 959 | 4 | DFO | IC | 3.5 |  | Electric Utility | N | Internal Combustion (PRMVR=IC)
EXCLUDE | IL | Red Bud | 959 | 5 | DFO | IC | 0.5 |  | Electric Utility | N | Internal Combustion (PRMVR=IC)
EXCLUDE | IL | Red Bud | 959 | 6 | DFO | IC | 1 |  | Electric Utility | N | Internal Combustion (PRMVR=IC)
EXCLUDE | IL | Red Bud | 959 | 7 | DFO | IC | 2.8 |  | Electric Utility | N | Internal Combustion (PRMVR=IC)
EXCLUDE | IL | Red Bud | 959 | 8 | DFO | IC | 2.8 |  | Electric Utility | N | Internal Combustion (PRMVR=IC)
EXCLUDE | IL | North Ninth Street | 960 | 1 | DFO | IC | 0.9 |  | Electric Utility | N | Internal Combustion (PRMVR=IC)
EXCLUDE | IL | North Ninth Street | 960 | 10 | NG | IC | 2.5 |  | Electric Utility | N | Internal Combustion (PRMVR=IC)
EXCLUDE | IL | North Ninth Street | 960 | 3 | NG | IC | 2.5 |  | Electric Utility | N | Internal Combustion (PRMVR=IC)
EXCLUDE | IL | North Ninth Street | 960 | 4 | DFO | IC | 1 |  | Electric Utility | N | Internal Combustion (PRMVR=IC)
EXCLUDE | IL | North Ninth Street | 960 | 5 | NG | IC | 1 |  | Electric Utility | N | Internal Combustion (PRMVR=IC)
EXCLUDE | IL | North Ninth Street | 960 | 6 | NG | IC | 2.5 |  | Electric Utility | N | Internal Combustion (PRMVR=IC)
EXCLUDE | IL | North Ninth Street | 960 | 7 | NG | IC | 3.8 |  | Electric Utility | N | Internal Combustion (PRMVR=IC)
EXCLUDE | IL | North Ninth Street | 960 | 8 | DFO | IC | 1 |  | Electric Utility | N | Internal Combustion (PRMVR=IC)
EXCLUDE | IL | North Ninth Street | 960 | 9 | NG | IC | 3.5 |  | Electric Utility | N | Internal Combustion (PRMVR=IC)
EXCLUDE | IL | South Main Street | 961 | 1 | NG | IC | 2.5 |  | Electric Utility | N | Internal Combustion (PRMVR=IC)
EXCLUDE | IL | South Main Street | 961 | 2 | NG | IC | 2.5 |  | Electric Utility | N | Internal Combustion (PRMVR=IC)
EXCLUDE | IL | South Main Street | 961 | S1 | NG | ST | 11.5 |  | Electric Utility | Y | Steam unit (PRMVR=ST) under 25MW/250 MMBtu/hr
EXCLUDE | IL | Lakeside | 964 | 6 | BIT | ST | 37.5 |  | Electric Utility | N | Status of operation (IP,L,P,T,or U) or Retired before 2012
EXCLUDE | IL | Lakeside | 964 | 7 | BIT | ST | 37.5 |  | Electric Utility | N | Status of operation (IP,L,P,T,or U) or Retired before 2012
EXCLUDE | IL | Lakeside | 964 | D1 | DFO | IC | 1.8 |  | Electric Utility | N | Internal Combustion (PRMVR=IC)
EXCLUDE | IL | Lakeside | 964 | D2 | DFO | IC | 1.8 |  | Electric Utility | N | Internal Combustion (PRMVR=IC)
EXCLUDE | IL | Lakeside | 964 | D3 | DFO | IC | 1.8 |  | Electric Utility | N | Internal Combustion (PRMVR=IC)
EXCLUDE | IL | Sullivan | 969 | 1 | DFO | IC | 4.3 |  | Electric Utility | N | Internal Combustion (PRMVR=IC)
EXCLUDE | IL | Sullivan | 969 | 10 | DFO | IC | 2.4 |  | Electric Utility | N | Internal Combustion (PRMVR=IC)
EXCLUDE | IL | Sullivan | 969 | 11 | DFO | IC | 2 |  | Electric Utility | N | Internal Combustion (PRMVR=IC)
EXCLUDE | IL | Sullivan | 969 | 12 | DFO | IC | 1.1 |  | Electric Utility | N | Internal Combustion (PRMVR=IC)
EXCLUDE | IL | Sullivan | 969 | 13 | DFO | IC | 2.3 |  | Electric Utility | N | Internal Combustion (PRMVR=IC)
EXCLUDE | IL | Sullivan | 969 | 14 | DFO | IC | 2.3 |  | Electric Utility | N | Internal Combustion (PRMVR=IC)
EXCLUDE | IL | Sullivan | 969 | 15 | DFO | IC | 2.3 |  | Electric Utility | N | Internal Combustion (PRMVR=IC)
EXCLUDE | IL | Sullivan | 969 | 2 | DFO | IC | 2 |  | Electric Utility | N | Internal Combustion (PRMVR=IC)
EXCLUDE | IL | Sullivan | 969 | 3 | DFO | IC | 1.5 |  | Electric Utility | N | Internal Combustion (PRMVR=IC)
EXCLUDE | IL | Sullivan | 969 | 4 | DFO | IC | 1.1 |  | Electric Utility | N | Internal Combustion (PRMVR=IC)
EXCLUDE | IL | Sullivan | 969 | 5 | DFO | IC | 1.1 |  | Electric Utility | N | Internal Combustion (PRMVR=IC)
EXCLUDE | IL | Sullivan | 969 | 6 | DFO | IC | 0.6 |  | Electric Utility | N | Internal Combustion (PRMVR=IC)
EXCLUDE | IL | Sullivan | 969 | 9 | DFO | IC | 2.4 |  | Electric Utility | N | Internal Combustion (PRMVR=IC)
EXCLUDE | IL | Waterloo | 971 | 1 | DFO | IC | 3.1 |  | Electric Utility | N | Internal Combustion (PRMVR=IC)
EXCLUDE | IL | Waterloo | 971 | 2 | DFO | IC | 0.2 |  | Electric Utility | N | Internal Combustion (PRMVR=IC)
EXCLUDE | IL | Waterloo | 971 | 3 | DFO | IC | 0.2 |  | Electric Utility | N | Internal Combustion (PRMVR=IC)
EXCLUDE | IL | Waterloo | 971 | 4 | DFO | IC | 2 |  | Electric Utility | N | Internal Combustion (PRMVR=IC)
EXCLUDE | IL | Waterloo | 971 | 5 | DFO | IC | 0.5 |  | Electric Utility | N | Internal Combustion (PRMVR=IC)
EXCLUDE | IL | Waterloo | 971 | 6 | DFO | IC | 0.5 |  | Electric Utility | N | Internal Combustion (PRMVR=IC)
EXCLUDE | IL | Waterloo | 971 | 7 | DFO | IC | 1.7 |  | Electric Utility | N | Internal Combustion (PRMVR=IC)
EXCLUDE | IL | Waterloo | 971 | 8 | DFO | IC | 3 |  | Electric Utility | N | Internal Combustion (PRMVR=IC)
EXCLUDE | IL | Winnetka | 972 | 8 | DFO | IC | 2.6 |  | Electric Utility | N | Internal Combustion (PRMVR=IC)
EXCLUDE | IL | Winnetka | 972 | 9 | DFO | IC | 2.6 |  | Electric Utility | N | Internal Combustion (PRMVR=IC)
COALST | IN | State Line Energy | 981 | 3A | SUB | ST | 100 |  | Electric Utility/IPP Non-CHP | N
COALST | IN | State Line Energy | 981 | 4A | SUB | ST | 179.5 |  | Electric Utility/IPP Non-CHP | N
EXCLUDE | IN | Harding Street | 990 | IC1 | DFO | IC | 2.7 |  | Electric Utility | N | Internal Combustion (PRMVR=IC)
EXCLUDE | IN | Eagle Valley | 991 | IC1 | DFO | IC | 2.7 |  | Electric Utility | N | Internal Combustion (PRMVR=IC)
EXCLUDE | IN | CC Perry K | 992 | 4 | BIT | ST | 15 |  | Industrial/IPP CHP | Y | Steam unit (PRMVR=ST) under 25MW/250 MMBtu/hr
EXCLUDE | IN | CC Perry K | 992 | 8 | BIT | ST | 1.7 |  | Industrial/IPP CHP | Y | Steam unit (PRMVR=ST) under 25MW/250 MMBtu/hr
EXCLUDE | IN | AES Petersburg | 994 | IC1 | DFO | IC | 2.7 |  | Electric Utility | N | Internal Combustion (PRMVR=IC)
EXCLUDE | IN | AES Petersburg | 994 | IC2 | DFO | IC | 2.7 |  | Electric Utility | N | Internal Combustion (PRMVR=IC)
EXCLUDE | IN | AES Petersburg | 994 | IC3 | DFO | IC | 2.7 |  | Electric Utility | N | Internal Combustion (PRMVR=IC)
EXCLUDE | IN | Dean H Mitchell | 996 | 11 | SUB | ST | 127.5 |  | Electric Utility | N | Status of operation (IP,L,P,T,or U) or Retired before 2012
EXCLUDE | IN | Dean H Mitchell | 996 | 4 | NG | ST | 138.1 |  | Electric Utility | N | Status of operation (IP,L,P,T,or U) or Retired before 2012
EXCLUDE | IN | Dean H Mitchell | 996 | 5 | SUB | ST | 128 |  | Electric Utility | N | Status of operation (IP,L,P,T,or U) or Retired before 2012
EXCLUDE | IN | Dean H Mitchell | 996 | 6 | SUB | ST | 128 |  | Electric Utility | N | Status of operation (IP,L,P,T,or U) or Retired before 2012
EXCLUDE | IN | Michigan City | 997 | 2 | NG | ST | 70 |  | Electric Utility | N | Status of operation (IP,L,P,T,or U) or Retired before 2012
EXCLUDE | IN | Michigan City | 997 | 3 | NG | ST | 70 |  | Electric Utility | N | Status of operation (IP,L,P,T,or U) or Retired before 2012
EXCLUDE | IN | Cayuga | 1001 | 31 | DFO | IC | 2.6 |  | Electric Utility | N | Internal Combustion (PRMVR=IC)
EXCLUDE | IN | Cayuga | 1001 | 32 | DFO | IC | 2.6 |  | Electric Utility | N | Internal Combustion (PRMVR=IC)
EXCLUDE | IN | Cayuga | 1001 | 33 | DFO | IC | 2.6 |  | Electric Utility | N | Internal Combustion (PRMVR=IC)
EXCLUDE | IN | Cayuga | 1001 | 34 | DFO | IC | 2.6 |  | Electric Utility | N | Internal Combustion (PRMVR=IC)
EXCLUDE | IN | Edwardsport | 1004 | 6 | DFO | ST | 35 |  | Electric Utility | N | Status of operation (IP,L,P,T,or U) or Retired before 2012
EXCLUDE | IN | Edwardsport | 1004 | 7 | BIT | ST | 40.2 |  | Electric Utility | N | Status of operation (IP,L,P,T,or U) or Retired before 2012
EXCLUDE | IN | Edwardsport | 1004 | 8 | BIT | ST | 69 |  | Electric Utility | N | Status of operation (IP,L,P,T,or U) or Retired before 2012
EXCLUDE | IN | Miami Wabash | 1006 | 4 | DFO | GT | 18 |  | Electric Utility | N | Simple Cycle Turbine (PRMVR=GT or OT) unit under 25MW
EXCLUDE | IN | Wabash River | 1010 | 71 | DFO | IC | 2.7 |  | Electric Utility | N | Internal Combustion (PRMVR=IC)
EXCLUDE | IN | Wabash River | 1010 | 72 | DFO | IC | 2.7 |  | Electric Utility | N | Internal Combustion (PRMVR=IC)
EXCLUDE | IN | Wabash River | 1010 | 73 | DFO | IC | 2.7 |  | Electric Utility | N | Internal Combustion (PRMVR=IC)
EXCLUDE | IN | F B Culley | 1012 | 1 | BIT | ST | 46 |  | Electric Utility | N | Status of operation (IP,L,P,T,or U) or Retired before 2012
EXCLUDE | IN | Crawfordsville | 1024 | 4 | BIT | ST | 11.5 |  | Electric Utility | N | Steam unit (PRMVR=ST) under 25MW/250 MMBtu/hr
EXCLUDE | IN | Crawfordsville | 1024 | 5 | BIT | ST | 12.6 |  | Electric Utility | N | Steam unit (PRMVR=ST) under 25MW/250 MMBtu/hr
EXCLUDE | IN | Crawfordsville | 1024 | D1 | DFO | IC | 0.8 |  | Electric Utility | N | Internal Combustion (PRMVR=IC)
EXCLUDE | IN | Logansport | 1032 | 6 | NG | GT | 18 |  | Electric Utility | N | Simple Cycle Turbine (PRMVR=GT or OT) unit under 25MW
EXCLUDE | IN | Peru | 1037 | D1 | DFO | IC | 1.8 |  | Electric Utility | N | Internal Combustion (PRMVR=IC)
EXCLUDE | IN | Rensselaer City Light Plant | 1038 | 10 | DFO | IC | 2 |  | Electric Utility | N | Internal Combustion (PRMVR=IC)
EXCLUDE | IN | Rensselaer City Light Plant | 1038 | 11 | DFO | IC | 2 |  | Electric Utility | N | Internal Combustion (PRMVR=IC)
EXCLUDE | IN | Rensselaer City Light Plant | 1038 | 14 | DFO | IC | 5 |  | Electric Utility | N | Internal Combustion (PRMVR=IC)
EXCLUDE | IN | Rensselaer City Light Plant | 1038 | 15 | DFO | IC | 8.4 |  | Electric Utility | N | Internal Combustion (PRMVR=IC)
EXCLUDE | IN | Rensselaer City Light Plant | 1038 | 5 | DFO | IC | 1.9 |  | Electric Utility | N | Internal Combustion (PRMVR=IC)
EXCLUDE | IN | Rensselaer City Light Plant | 1038 | 6 | DFO | IC | 2.5 |  | Electric Utility | N | Internal Combustion (PRMVR=IC)
EXCLUDE | IN | Rensselaer City Light Plant | 1038 | 7 | DFO | IC | 3 |  | Electric Utility | N | Internal Combustion (PRMVR=IC)
EXCLUDE | IA | Dubuque | 1046 | IC1 | DFO | IC | 2 |  | Electric Utility | N | Internal Combustion (PRMVR=IC)
EXCLUDE | IA | Dubuque | 1046 | IC2 | DFO | IC | 2 |  | Electric Utility | N | Internal Combustion (PRMVR=IC)
EXCLUDE | IA | Dubuque | 1046 | ST2 | SUB | ST | 15 |  | Electric Utility | N | Steam unit (PRMVR=ST) under 25MW/250 MMBtu/hr
EXCLUDE | IA | Lansing | 1047 | 1 | SUB | ST | 15 |  | Electric Utility | N | Steam unit (PRMVR=ST) under 25MW/250 MMBtu/hr
EXCLUDE | IA | Lansing | 1047 | 2 | SUB | ST | 11.5 |  | Electric Utility | N | Steam unit (PRMVR=ST) under 25MW/250 MMBtu/hr
EXCLUDE | IA | Lansing | 1047 | IC1 | DFO | IC | 1 |  | Electric Utility | N | Internal Combustion (PRMVR=IC)
EXCLUDE | IA | Lansing | 1047 | IC2 | DFO | IC | 1 |  | Electric Utility | N | Internal Combustion (PRMVR=IC)
EXCLUDE | IA | Milton L Kapp | 1048 | 1 | NG | ST | 18.8 |  | Electric Utility | N | Steam unit (PRMVR=ST) under 25MW/250 MMBtu/hr
EXCLUDE | IA | Ames Diesel Generating Station | 1052 | 1 | DFO | IC | 1 |  | Electric Utility | N | Internal Combustion (PRMVR=IC)
EXCLUDE | IA | Ames Diesel Generating Station | 1052 | 2 | DFO | IC | 1 |  | Electric Utility | N | Internal Combustion (PRMVR=IC)
EXCLUDE | IA | Sixth Street | 1058 | 1 | BIT | ST | 10 |  | Electric Utility | N | Steam unit (PRMVR=ST) under 25MW/250 MMBtu/hr
EXCLUDE | IA | Sixth Street | 1058 | 2 | SUB | ST | 6 |  | Electric Utility | Y | Steam unit (PRMVR=ST) under 25MW/250 MMBtu/hr
EXCLUDE | IA | Sixth Street | 1058 | 4 | SUB | ST | 15 |  | Electric Utility | Y | Steam unit (PRMVR=ST) under 25MW/250 MMBtu/hr
EXCLUDE | IA | Sixth Street | 1058 | 6 | BIT | ST | 10 |  | Electric Utility | N | Steam unit (PRMVR=ST) under 25MW/250 MMBtu/hr
EXCLUDE | IA | Sixth Street | 1058 | 7 | SUB | ST | 15 |  | Electric Utility | Y | Steam unit (PRMVR=ST) under 25MW/250 MMBtu/hr
EXCLUDE | IA | Sixth Street | 1058 | 8 | SUB | ST | 28.7 |  | Electric Utility | Y | Status of operation (IP,L,P,T,or U) or Retired before 2012
EXCLUDE | IA | Prairie Creek | 1073 | 2 | SUB | ST | 23 |  | Electric Utility | Y | Steam unit (PRMVR=ST) under 25MW/250 MMBtu/hr
EXCLUDE | IA | Centerville | 1105 | 1 | DFO | IC | 2 |  | Electric Utility | N | Internal Combustion (PRMVR=IC)
EXCLUDE | IA | Centerville | 1105 | 2 | DFO | IC | 2 |  | Electric Utility | N | Internal Combustion (PRMVR=IC)
EXCLUDE | IA | Centerville | 1105 | 3 | DFO | IC | 2 |  | Electric Utility | N | Internal Combustion (PRMVR=IC)
EXCLUDE | IA | Algona | 1120 | 3 | DFO | IC | 0.7 |  | Electric Utility | N | Internal Combustion (PRMVR=IC)
EXCLUDE | IA | Algona | 1120 | 4 | DFO | IC | 1 |  | Electric Utility | N | Internal Combustion (PRMVR=IC)
EXCLUDE | IA | Algona | 1120 | 5 | DFO | IC | 1.5 |  | Electric Utility | N | Internal Combustion (PRMVR=IC)
EXCLUDE | IA | Algona | 1120 | 6 | DFO | IC | 3.2 |  | Electric Utility | N | Internal Combustion (PRMVR=IC)
EXCLUDE | IA | Algona | 1120 | 7 | DFO | IC | 4.1 |  | Electric Utility | N | Internal Combustion (PRMVR=IC)
EXCLUDE | IA | Algona | 1120 | 8 | DFO | IC | 4.4 |  | Electric Utility | N | Internal Combustion (PRMVR=IC)
EXCLUDE | IA | Algona | 1120 | 9 | DFO | IC | 4.4 |  | Electric Utility | N | Internal Combustion (PRMVR=IC)
EXCLUDE | IA | Alta Municipal Utilities | 1121 | 1 | DFO | IC | 1 |  | Electric Utility | N | Internal Combustion (PRMVR=IC)
EXCLUDE | IA | Alta Municipal Utilities | 1121 | 3 | DFO | IC | 1.1 |  | Electric Utility | N | Internal Combustion (PRMVR=IC)
EXCLUDE | IA | Anita | 1123 | 1 | DFO | IC | 0.1 |  | Electric Utility | N | Internal Combustion (PRMVR=IC)
EXCLUDE | IA | Anita | 1123 | 2 | DFO | IC | 0.2 |  | Electric Utility | N | Internal Combustion (PRMVR=IC)
EXCLUDE | IA | Anita | 1123 | 3 | DFO | IC | 0.3 |  | Electric Utility | N | Internal Combustion (PRMVR=IC)
EXCLUDE | IA | Anita | 1123 | 4 | DFO | IC | 0.2 |  | Electric Utility | N | Internal Combustion (PRMVR=IC)
EXCLUDE | IA | Anita | 1123 | 5 | DFO | IC | 0.2 |  | Electric Utility | N | Internal Combustion (PRMVR=IC)
EXCLUDE | IA | Anita | 1123 | 6 | DFO | IC | 2 |  | Electric Utility | N | Internal Combustion (PRMVR=IC)
EXCLUDE | IA | Atlantic | 1124 | 1 | DFO | IC | 5.3 |  | Electric Utility | N | Internal Combustion (PRMVR=IC)
EXCLUDE | IA | Bancroft | 1125 | 4 | DFO | IC | 0.3 |  | Electric Utility | N | Internal Combustion (PRMVR=IC)
EXCLUDE | IA | Bancroft | 1125 | 5 | DFO | IC | 0.6 |  | Electric Utility | N | Internal Combustion (PRMVR=IC)
EXCLUDE | IA | Bancroft | 1125 | 6 | DFO | IC | 1.8 |  | Electric Utility | N | Internal Combustion (PRMVR=IC)
EXCLUDE | IA | Bancroft | 1125 | 7 | DFO | IC | 1.8 |  | Electric Utility | N | Internal Combustion (PRMVR=IC)
EXCLUDE | IA | Bellevue | 1126 | 1 | DFO | IC | 0.6 |  | Electric Utility | N | Internal Combustion (PRMVR=IC)
EXCLUDE | IA | Bellevue | 1126 | 2 | DFO | IC | 1.6 |  | Electric Utility | N | Internal Combustion (PRMVR=IC)
EXCLUDE | IA | Bellevue | 1126 | 3 | DFO | IC | 1.8 |  | Electric Utility | N | Internal Combustion (PRMVR=IC)
EXCLUDE | IA | Bellevue | 1126 | 4 | DFO | IC | 0.7 |  | Electric Utility | N | Internal Combustion (PRMVR=IC)
EXCLUDE | IA | Bellevue | 1126 | 5 | DFO | IC | 0.9 |  | Electric Utility | N | Internal Combustion (PRMVR=IC)
EXCLUDE | IA | Bellevue | 1126 | 6 | DFO | IC | 3 |  | Electric Utility | N | Internal Combustion (PRMVR=IC)
EXCLUDE | IA | Bloomfield | 1127 | 1 | NG | IC | 2.8 |  | Electric Utility | N | Internal Combustion (PRMVR=IC)
EXCLUDE | IA | Bloomfield | 1127 | 2 | DFO | IC | 0.3 |  | Electric Utility | N | Internal Combustion (PRMVR=IC)
EXCLUDE | IA | Bloomfield | 1127 | 3 | NG | IC | 2.7 |  | Electric Utility | N | Internal Combustion (PRMVR=IC)
EXCLUDE | IA | Bloomfield | 1127 | 4 | DFO | IC | 0.3 |  | Electric Utility | N | Internal Combustion (PRMVR=IC)
EXCLUDE | IA | Bloomfield | 1127 | 5 | NG | IC | 0.9 |  | Electric Utility | N | Internal Combustion (PRMVR=IC)
EXCLUDE | IA | Bloomfield | 1127 | 6 | NG | IC | 1.5 |  | Electric Utility | N | Internal Combustion (PRMVR=IC)
EXCLUDE | IA | Brooklyn | 1128 | 1 | DFO | IC | 0.2 |  | Electric Utility | N | Internal Combustion (PRMVR=IC)
EXCLUDE | IA | Brooklyn | 1128 | 2 | DFO | IC | 0.2 |  | Electric Utility | N | Internal Combustion (PRMVR=IC)
EXCLUDE | IA | Brooklyn | 1128 | 3 | DFO | IC | 0.3 |  | Electric Utility | N | Internal Combustion (PRMVR=IC)
EXCLUDE | IA | Brooklyn | 1128 | 4 | NG | IC | 0.5 |  | Electric Utility | N | Internal Combustion (PRMVR=IC)
EXCLUDE | IA | Brooklyn | 1128 | 5 | NG | IC | 1.1 |  | Electric Utility | N | Internal Combustion (PRMVR=IC)
EXCLUDE | IA | Brooklyn | 1128 | 7 | DFO | IC | 2.3 |  | Electric Utility | N | Internal Combustion (PRMVR=IC)
EXCLUDE | IA | Cascade | 1129 | 1 | DFO | IC | 0.7 |  | Electric Utility | N | Internal Combustion (PRMVR=IC)
EXCLUDE | IA | Cascade | 1129 | 2 | DFO | IC | 2 |  | Electric Utility | N | Internal Combustion (PRMVR=IC)
EXCLUDE | IA | Cascade | 1129 | 3A | DFO | IC | 1.8 |  | Electric Utility | N | Internal Combustion (PRMVR=IC)
EXCLUDE | IA | Cascade | 1129 | 4 | DFO | IC | 0.7 |  | Electric Utility | N | Internal Combustion (PRMVR=IC)
EXCLUDE | IA | Coggon | 1132 | 3 | DFO | IC | 0.2 |  | Electric Utility | N | Internal Combustion (PRMVR=IC)
EXCLUDE | IA | Coggon | 1132 | 4 | DFO | IC | 0.6 |  | Electric Utility | N | Internal Combustion (PRMVR=IC)
EXCLUDE | IA | Coggon | 1132 | IC1 | DFO | IC | 0.6 |  | Electric Utility | N | Internal Combustion (PRMVR=IC)
EXCLUDE | IA | Coggon | 1132 | IC5 | DFO | IC | 2 |  | Electric Utility | N | Internal Combustion (PRMVR=IC)
EXCLUDE | IA | Corning | 1134 | 1 | DFO | IC | 0.6 |  | Electric Utility | N | Internal Combustion (PRMVR=IC)
EXCLUDE | IA | Corning | 1134 | 2 | DFO | IC | 0.9 |  | Electric Utility | N | Internal Combustion (PRMVR=IC)
EXCLUDE | IA | Corning | 1134 | 3 | DFO | IC | 1.3 |  | Electric Utility | N | Internal Combustion (PRMVR=IC)
EXCLUDE | IA | Corning | 1134 | 4 | DFO | IC | 0.4 |  | Electric Utility | N | Internal Combustion (PRMVR=IC)
EXCLUDE | IA | Corning | 1134 | 5 | DFO | IC | 2.8 |  | Electric Utility | N | Internal Combustion (PRMVR=IC)
EXCLUDE | IA | Corning | 1134 | 6 | DFO | IC | 2 |  | Electric Utility | N | Internal Combustion (PRMVR=IC)
EXCLUDE | IA | Corning | 1134 | 7 | DFO | IC | 2 |  | Electric Utility | N | Internal Combustion (PRMVR=IC)
EXCLUDE | IA | Dayton | 1135 | 1 | DFO | IC | 0.6 |  | Electric Utility | N | Internal Combustion (PRMVR=IC)
EXCLUDE | IA | Dayton | 1135 | 4 | DFO | IC | 0.1 |  | Electric Utility | N | Internal Combustion (PRMVR=IC)
EXCLUDE | IA | Dayton | 1135 | 5 | DFO | IC | 1.8 |  | Electric Utility | N | Internal Combustion (PRMVR=IC)
EXCLUDE | IA | Estherville | 1137 | 2 | DFO | IC | 1.6 |  | Electric Utility | N | Internal Combustion (PRMVR=IC)
EXCLUDE | IA | Estherville | 1137 | 3 | NG | IC | 3 |  | Electric Utility | N | Internal Combustion (PRMVR=IC)
EXCLUDE | IA | Estherville | 1137 | 4 | NG | IC | 4 |  | Electric Utility | N | Internal Combustion (PRMVR=IC)
EXCLUDE | IA | Estherville | 1137 | 5 | NG | IC | 4 |  | Electric Utility | N | Internal Combustion (PRMVR=IC)
EXCLUDE | IA | Estherville | 1137 | 6 | DFO | IC | 2 |  | Electric Utility | N | Internal Combustion (PRMVR=IC)
EXCLUDE | IA | Estherville | 1137 | 7 | NG | IC | 3 |  | Electric Utility | N | Internal Combustion (PRMVR=IC)
EXCLUDE | IA | Forest City Light Plant | 1138 | 1 | DFO | IC | 1.2 |  | Electric Utility | N | Internal Combustion (PRMVR=IC)
EXCLUDE | IA | Forest City Light Plant | 1138 | 2 | DFO | IC | 2.7 |  | Electric Utility | N | Internal Combustion (PRMVR=IC)
EXCLUDE | IA | Forest City Light Plant | 1138 | 3 | DFO | IC | 3.5 |  | Electric Utility | N | Internal Combustion (PRMVR=IC)
EXCLUDE | IA | Forest City Light Plant | 1138 | 4 | DFO | IC | 6.3 |  | Electric Utility | N | Internal Combustion (PRMVR=IC)
EXCLUDE | IA | Forest City Light Plant | 1138 | 5 | DFO | IC | 0.7 |  | Electric Utility | N | Internal Combustion (PRMVR=IC)
EXCLUDE | IA | Forest City Light Plant | 1138 | 6 | DFO | IC | 7.6 |  | Electric Utility | N | Internal Combustion (PRMVR=IC)
EXCLUDE | IA | Gowrie | 1141 | 1 | DFO | IC | 1.2 |  | Electric Utility | N | Internal Combustion (PRMVR=IC)
EXCLUDE | IA | Gowrie | 1141 | 2 | DFO | IC | 1.2 |  | Electric Utility | N | Internal Combustion (PRMVR=IC)
EXCLUDE | IA | Gowrie | 1141 | 3 | DFO | IC | 2.5 |  | Electric Utility | N | Internal Combustion (PRMVR=IC)
EXCLUDE | IA | Graettinger | 1142 | 4 | DFO | IC | 0.5 |  | Electric Utility | N | Internal Combustion (PRMVR=IC)
EXCLUDE | IA | Graettinger | 1142 | 5 | DFO | IC | 1.1 |  | Electric Utility | N | Internal Combustion (PRMVR=IC)
EXCLUDE | IA | Graettinger | 1142 | 6 | DFO | IC | 2 |  | Electric Utility | N | Internal Combustion (PRMVR=IC)
EXCLUDE | IA | Grand Junction | 1143 | 1 | DFO | IC | 0.5 |  | Electric Utility | N | Internal Combustion (PRMVR=IC)
EXCLUDE | IA | Grand Junction | 1143 | 2 | DFO | IC | 1.7 |  | Electric Utility | N | Internal Combustion (PRMVR=IC)
EXCLUDE | IA | Greenfield | 1144 | 3 | DFO | IC | 1.3 |  | Electric Utility | N | Internal Combustion (PRMVR=IC)
EXCLUDE | IA | Greenfield | 1144 | 4 | DFO | IC | 1.8 |  | Electric Utility | N | Internal Combustion (PRMVR=IC)
EXCLUDE | IA | Greenfield | 1144 | 5 | DFO | IC | 3 |  | Electric Utility | N | Internal Combustion (PRMVR=IC)
EXCLUDE | IA | Grundy Center City Light Plant | 1145 | IC1 | DFO | IC | 2.2 |  | Electric Utility | N | Internal Combustion (PRMVR=IC)
EXCLUDE | IA | Grundy Center City Light Plant | 1145 | IC2 | DFO | IC | 3.5 |  | Electric Utility | N | Internal Combustion (PRMVR=IC)
EXCLUDE | IA | Grundy Center City Light Plant | 1145 | IC3 | DFO | IC | 3 |  | Electric Utility | N | Internal Combustion (PRMVR=IC)
EXCLUDE | IA | Harlan | 1146 | HMU1 | DFO | IC | 1.7 |  | Electric Utility | N | Internal Combustion (PRMVR=IC)
EXCLUDE | IA | Harlan | 1146 | HMU2 | DFO | IC | 1.7 |  | Electric Utility | N | Internal Combustion (PRMVR=IC)
EXCLUDE | IA | Independence | 1149 | 1 | DFO | IC | 1 |  | Electric Utility | N | Internal Combustion (PRMVR=IC)
EXCLUDE | IA | Independence | 1149 | 1A | DFO | IC | 1.8 |  | Electric Utility | N | Internal Combustion (PRMVR=IC)
EXCLUDE | IA | Independence | 1149 | 2 | DFO | IC | 1 |  | Electric Utility | N | Internal Combustion (PRMVR=IC)
EXCLUDE | IA | Independence | 1149 | 3A | DFO | IC | 1.8 |  | Electric Utility | N | Internal Combustion (PRMVR=IC)
EXCLUDE | IA | Independence | 1149 | 3B | DFO | IC | 1.8 |  | Electric Utility | N | Internal Combustion (PRMVR=IC)
EXCLUDE | IA | Independence | 1149 | 4A | DFO | IC | 1.8 |  | Electric Utility | N | Internal Combustion (PRMVR=IC)
EXCLUDE | IA | Independence | 1149 | 4B | DFO | IC | 1.8 |  | Electric Utility | N | Internal Combustion (PRMVR=IC)
EXCLUDE | IA | Independence | 1149 | 5 | DFO | IC | 2.5 |  | Electric Utility | N | Internal Combustion (PRMVR=IC)
EXCLUDE | IA | Independence | 1149 | 6 | DFO | IC | 3.2 |  | Electric Utility | N | Internal Combustion (PRMVR=IC)
EXCLUDE | IA | Independence | 1149 | 7 | DFO | IC | 6.2 |  | Electric Utility | N | Internal Combustion (PRMVR=IC)
EXCLUDE | IA | Indianola | 1150 | 1 | DFO | IC | 0.8 |  | Electric Utility | N | Internal Combustion (PRMVR=IC)
EXCLUDE | IA | Indianola | 1150 | 2 | DFO | IC | 1.4 |  | Electric Utility | N | Internal Combustion (PRMVR=IC)
EXCLUDE | IA | Indianola | 1150 | 3 | DFO | IC | 1.1 |  | Electric Utility | N | Internal Combustion (PRMVR=IC)
EXCLUDE | IA | Indianola | 1150 | 4 | DFO | IC | 1.5 |  | Electric Utility | N | Internal Combustion (PRMVR=IC)
EXCLUDE | IA | Indianola | 1150 | 5 | DFO | IC | 4 |  | Electric Utility | N | Internal Combustion (PRMVR=IC)
EXCLUDE | IA | Indianola | 1150 | 6 | DFO | IC | 5.1 |  | Electric Utility | N | Internal Combustion (PRMVR=IC)
EXCLUDE | IA | Lake Park | 1153 | 1 | DFO | IC | 0.7 |  | Electric Utility | N | Internal Combustion (PRMVR=IC)
EXCLUDE | IA | Lake Park | 1153 | 2 | DFO | IC | 1 |  | Electric Utility | N | Internal Combustion (PRMVR=IC)
EXCLUDE | IA | Lake Park | 1153 | 3 | DFO | IC | 2 |  | Electric Utility | N | Internal Combustion (PRMVR=IC)
EXCLUDE | IA | Lake Park | 1153 | G2 | DFO | IC | 2 |  | Electric Utility | N | Internal Combustion (PRMVR=IC)
EXCLUDE | IA | Lake Mills | 1154 | 1A | DFO | IC | 3 |  | Electric Utility | N | Internal Combustion (PRMVR=IC)
EXCLUDE | IA | Lake Mills | 1154 | 4 | DFO | IC | 1.3 |  | Electric Utility | N | Internal Combustion (PRMVR=IC)
EXCLUDE | IA | Lake Mills | 1154 | 5 | DFO | IC | 0.9 |  | Electric Utility | N | Internal Combustion (PRMVR=IC)
EXCLUDE | IA | Lake Mills | 1154 | 6 | DFO | IC | 5.7 |  | Electric Utility | N | Internal Combustion (PRMVR=IC)
EXCLUDE | IA | Lake Mills | 1154 | 7 | DFO | IC | 7.6 |  | Electric Utility | N | Internal Combustion (PRMVR=IC)
EXCLUDE | IA | Lamoni Municipal Utilities | 1155 | 1 | DFO | IC | 2.8 |  | Electric Utility | N | Internal Combustion (PRMVR=IC)
EXCLUDE | IA | Lamoni Municipal Utilities | 1155 | 2 | DFO | IC | 0.2 |  | Electric Utility | N | Internal Combustion (PRMVR=IC)
EXCLUDE | IA | Lamoni Municipal Utilities | 1155 | 3 | DFO | IC | 0.3 |  | Electric Utility | N | Internal Combustion (PRMVR=IC)
EXCLUDE | IA | Lamoni Municipal Utilities | 1155 | 4 | DFO | IC | 0.6 |  | Electric Utility | N | Internal Combustion (PRMVR=IC)
EXCLUDE | IA | Lamoni Municipal Utilities | 1155 | 5 | DFO | IC | 1.1 |  | Electric Utility | N | Internal Combustion (PRMVR=IC)
EXCLUDE | IA | Lamoni Municipal Utilities | 1155 | 6 | DFO | IC | 0.5 |  | Electric Utility | N | Internal Combustion (PRMVR=IC)
EXCLUDE | IA | Lamoni Municipal Utilities | 1155 | 7 | DFO | IC | 2.5 |  | Electric Utility | N | Internal Combustion (PRMVR=IC)
EXCLUDE | IA | Lamoni Municipal Utilities | 1155 | 8 | DFO | IC | 2.5 |  | Electric Utility | N | Internal Combustion (PRMVR=IC)
EXCLUDE | IA | La Porte | 1156 | 2 | DFO | IC | 1.1 |  | Electric Utility | N | Internal Combustion (PRMVR=IC)
EXCLUDE | IA | La Porte | 1156 | 3A | DFO | IC | 1.8 |  | Electric Utility | N | Internal Combustion (PRMVR=IC)
EXCLUDE | IA | La Porte | 1156 | 4A | DFO | IC | 1.8 |  | Electric Utility | N | Internal Combustion (PRMVR=IC)
EXCLUDE | IA | La Porte | 1156 | 5 | DFO | IC | 0.8 |  | Electric Utility | N | Internal Combustion (PRMVR=IC)
EXCLUDE | IA | Laurens | 1157 | 3 | DFO | IC | 0.8 |  | Electric Utility | N | Internal Combustion (PRMVR=IC)
EXCLUDE | IA | Laurens | 1157 | 4 | DFO | IC | 0.8 |  | Electric Utility | N | Internal Combustion (PRMVR=IC)
EXCLUDE | IA | Lenox | 1158 | 1 | DFO | IC | 0.3 |  | Electric Utility | N | Internal Combustion (PRMVR=IC)
EXCLUDE | IA | Lenox | 1158 | 2 | DFO | IC | 1.1 |  | Electric Utility | N | Internal Combustion (PRMVR=IC)
EXCLUDE | IA | Lenox | 1158 | 3 | DFO | IC | 0.9 |  | Electric Utility | N | Internal Combustion (PRMVR=IC)
EXCLUDE | IA | Lenox | 1158 | 4 | DFO | IC | 1.8 |  | Electric Utility | N | Internal Combustion (PRMVR=IC)
EXCLUDE | IA | Manning | 1160 | 1 | DFO | IC | 0.2 |  | Electric Utility | N | Internal Combustion (PRMVR=IC)
EXCLUDE | IA | Manning | 1160 | 2 | DFO | IC | 0.2 |  | Electric Utility | N | Internal Combustion (PRMVR=IC)
EXCLUDE | IA | Manning | 1160 | 4 | DFO | IC | 0.6 |  | Electric Utility | N | Internal Combustion (PRMVR=IC)
EXCLUDE | IA | Manning | 1160 | M1 | DFO | IC | 2.3 |  | Electric Utility | N | Internal Combustion (PRMVR=IC)
EXCLUDE | IA | Manning | 1160 | M2 | DFO | IC | 2.3 |  | Electric Utility | N | Internal Combustion (PRMVR=IC)
EXCLUDE | IA | Manning | 1160 | M3 | DFO | IC | 2.3 |  | Electric Utility | N | Internal Combustion (PRMVR=IC)
EXCLUDE | IA | Maquoketa 1 | 1162 | 1 | NG | IC | 1.4 |  | Electric Utility | N | Internal Combustion (PRMVR=IC)
EXCLUDE | IA | Maquoketa 1 | 1162 | 1A | NG | IC | 3.1 |  | Electric Utility | N | Internal Combustion (PRMVR=IC)
EXCLUDE | IA | Maquoketa 1 | 1162 | 2 | DFO | IC | 0.8 |  | Electric Utility | N | Internal Combustion (PRMVR=IC)
EXCLUDE | IA | Maquoketa 1 | 1162 | 2A | NG | IC | 3.1 |  | Electric Utility | N | Internal Combustion (PRMVR=IC)
EXCLUDE | IA | Maquoketa 1 | 1162 | 3 | NG | IC | 2.1 |  | Electric Utility | N | Internal Combustion (PRMVR=IC)
EXCLUDE | IA | Maquoketa 1 | 1162 | 4A | DFO | IC | 1.8 |  | Electric Utility | N | Internal Combustion (PRMVR=IC)
EXCLUDE | IA | Maquoketa 1 | 1162 | 5 | NG | IC | 1.7 |  | Electric Utility | N | Internal Combustion (PRMVR=IC)
EXCLUDE | IA | Maquoketa 1 | 1162 | 6 | NG | IC | 2.5 |  | Electric Utility | N | Internal Combustion (PRMVR=IC)
EXCLUDE | IA | Maquoketa 1 | 1162 | 7 | NG | IC | 6.5 |  | Electric Utility | N | Internal Combustion (PRMVR=IC)
EXCLUDE | IA | Maquoketa 1 | 1162 | 8 | DFO | IC | 1.8 |  | Electric Utility | N | Internal Combustion (PRMVR=IC)
EXCLUDE | IA | Maquoketa 1 | 1162 | 9 | DFO | IC | 1.8 |  | Electric Utility | N | Internal Combustion (PRMVR=IC)
EXCLUDE | IA | McGregor | 1163 | 1 | DFO | IC | 1.2 |  | Electric Utility | N | Internal Combustion (PRMVR=IC)
EXCLUDE | IA | McGregor | 1163 | 2 | DFO | IC | 0.3 |  | Electric Utility | N | Internal Combustion (PRMVR=IC)
EXCLUDE | IA | McGregor | 1163 | 3 | DFO | IC | 0.5 |  | Electric Utility | N | Internal Combustion (PRMVR=IC)
EXCLUDE | IA | Milford | 1164 | 1 | DFO | IC | 0.6 |  | Electric Utility | N | Internal Combustion (PRMVR=IC)
EXCLUDE | IA | Milford | 1164 | 3 | DFO | IC | 0.3 |  | Electric Utility | N | Internal Combustion (PRMVR=IC)
EXCLUDE | IA | Milford | 1164 | 4 | DFO | IC | 0.5 |  | Electric Utility | N | Internal Combustion (PRMVR=IC)
EXCLUDE | IA | Milford | 1164 | 5 | DFO | IC | 1.8 |  | Electric Utility | N | Internal Combustion (PRMVR=IC)
EXCLUDE | IA | Milford | 1164 | 6 | DFO | IC | 1.8 |  | Electric Utility | N | Internal Combustion (PRMVR=IC)
EXCLUDE | IA | Milford | 1164 | 7 | DFO | IC | 1.8 |  | Electric Utility | N | Internal Combustion (PRMVR=IC)
EXCLUDE | IA | Montezuma | 1165 | 1 | DFO | IC | 0.2 |  | Electric Utility | N | Internal Combustion (PRMVR=IC)
EXCLUDE | IA | Montezuma | 1165 | 10 | DFO | IC | 0.2 |  | Electric Utility | N | Internal Combustion (PRMVR=IC)
EXCLUDE | IA | Montezuma | 1165 | 4 | DFO | IC | 0.5 |  | Electric Utility | N | Internal Combustion (PRMVR=IC)
EXCLUDE | IA | Montezuma | 1165 | 5 | DFO | IC | 1.1 |  | Electric Utility | N | Internal Combustion (PRMVR=IC)
EXCLUDE | IA | Montezuma | 1165 | 6 | NG | IC | 1.7 |  | Electric Utility | N | Internal Combustion (PRMVR=IC)
EXCLUDE | IA | Montezuma | 1165 | 7 | NG | IC | 2.5 |  | Electric Utility | N | Internal Combustion (PRMVR=IC)
EXCLUDE | IA | Montezuma | 1165 | 8 | DFO | IC | 1.8 |  | Electric Utility | N | Internal Combustion (PRMVR=IC)
EXCLUDE | IA | Montezuma | 1165 | 9 | DFO | IC | 1.8 |  | Electric Utility | N | Internal Combustion (PRMVR=IC)
EXCLUDE | IA | Mt Pleasant | 1166 | 1 | DFO | IC | 2 |  | Electric Utility | N | Internal Combustion (PRMVR=IC)
EXCLUDE | IA | Mt Pleasant | 1166 | 10 | DFO | IC | 2 |  | Electric Utility | N | Internal Combustion (PRMVR=IC)
EXCLUDE | IA | Mt Pleasant | 1166 | 11 | DFO | IC | 2 |  | Electric Utility | N | Internal Combustion (PRMVR=IC)
EXCLUDE | IA | Mt Pleasant | 1166 | 12 | DFO | IC | 2 |  | Electric Utility | N | Internal Combustion (PRMVR=IC)
EXCLUDE | IA | Mt Pleasant | 1166 | 2 | DFO | IC | 2 |  | Electric Utility | N | Internal Combustion (PRMVR=IC)
EXCLUDE | IA | Mt Pleasant | 1166 | 3 | DFO | IC | 2 |  | Electric Utility | N | Internal Combustion (PRMVR=IC)
EXCLUDE | IA | Mt Pleasant | 1166 | 4A | DFO | IC | 2 |  | Electric Utility | N | Internal Combustion (PRMVR=IC)
EXCLUDE | IA | Mt Pleasant | 1166 | 5 | NG | ST | 7.5 |  | Electric Utility | N | Steam unit (PRMVR=ST) under 25MW/250 MMBtu/hr
EXCLUDE | IA | Mt Pleasant | 1166 | 5A | DFO | IC | 2 |  | Electric Utility | N | Internal Combustion (PRMVR=IC)
EXCLUDE | IA | Mt Pleasant | 1166 | 6 | DFO | IC | 2 |  | Electric Utility | N | Internal Combustion (PRMVR=IC)
EXCLUDE | IA | Mt Pleasant | 1166 | 7 | DFO | IC | 2 |  | Electric Utility | N | Internal Combustion (PRMVR=IC)
EXCLUDE | IA | Mt Pleasant | 1166 | 8 | DFO | IC | 2 |  | Electric Utility | N | Internal Combustion (PRMVR=IC)
EXCLUDE | IA | Mt Pleasant | 1166 | 9 | DFO | IC | 2 |  | Electric Utility | N | Internal Combustion (PRMVR=IC)
EXCLUDE | IA | Mt Pleasant | 1166 | D | DFO | IC | 1 |  | Electric Utility | N | Internal Combustion (PRMVR=IC)
EXCLUDE | IA | New Hampton | 1168 | 3 | NG | IC | 3.5 |  | Electric Utility | N | Internal Combustion (PRMVR=IC)
EXCLUDE | IA | New Hampton | 1168 | 4 | NG | IC | 6.2 |  | Electric Utility | N | Internal Combustion (PRMVR=IC)
EXCLUDE | IA | New Hampton | 1168 | 5 | NG | IC | 6.2 |  | Electric Utility | N | Internal Combustion (PRMVR=IC)
EXCLUDE | IA | New Hampton | 1168 | 7 | DFO | IC | 5.3 |  | Electric Utility | N | Internal Combustion (PRMVR=IC)
EXCLUDE | IA | New Hampton | 1168 | 8 | DFO | IC | 5.3 |  | Electric Utility | N | Internal Combustion (PRMVR=IC)
EXCLUDE | IA | Ogden | 1169 | 4 | DFO | IC | 0.4 |  | Electric Utility | N | Internal Combustion (PRMVR=IC)
EXCLUDE | IA | Ogden | 1169 | 5 | DFO | IC | 1 |  | Electric Utility | N | Internal Combustion (PRMVR=IC)
EXCLUDE | IA | Ogden | 1169 | 6 | DFO | IC | 2.5 |  | Electric Utility | N | Internal Combustion (PRMVR=IC)
EXCLUDE | IA | Osage | 1172 | 5 | NG | IC | 3.2 |  | Electric Utility | N | Internal Combustion (PRMVR=IC)
EXCLUDE | IA | Osage | 1172 | 6 | DFO | IC | 6.2 |  | Electric Utility | N | Internal Combustion (PRMVR=IC)
EXCLUDE | IA | Osage | 1172 | 7 | DFO | IC | 3.6 |  | Electric Utility | N | Internal Combustion (PRMVR=IC)
EXCLUDE | IA | Osage | 1172 | 8 | DFO | IC | 3.6 |  | Electric Utility | N | Internal Combustion (PRMVR=IC)
COALST | IA | Pella | 1175 | 6 | SUB | ST | 26.5 |  | Electric Utility | N
EXCLUDE | IA | Preston | 1176 | 1 | DFO | IC | 0.7 |  | Electric Utility | N | Internal Combustion (PRMVR=IC)
EXCLUDE | IA | Preston | 1176 | 2 | DFO | IC | 0.7 |  | Electric Utility | N | Internal Combustion (PRMVR=IC)
EXCLUDE | IA | Preston | 1176 | 4 | NG | IC | 1.8 |  | Electric Utility | N | Internal Combustion (PRMVR=IC)
EXCLUDE | IA | Primghar | 1177 | 2 | DFO | IC | 0.1 |  | Electric Utility | N | Internal Combustion (PRMVR=IC)
EXCLUDE | IA | Primghar | 1177 | 4 | DFO | IC | 0.6 |  | Electric Utility | N | Internal Combustion (PRMVR=IC)
EXCLUDE | IA | Primghar | 1177 | 5 | DFO | IC | 1.1 |  | Electric Utility | N | Internal Combustion (PRMVR=IC)
EXCLUDE | IA | Rockford | 1180 | 1 | DFO | IC | 0.4 |  | Electric Utility | N | Internal Combustion (PRMVR=IC)
EXCLUDE | IA | Rockford | 1180 | 5 | DFO | IC | 0.9 |  | Electric Utility | N | Internal Combustion (PRMVR=IC)
EXCLUDE | IA | Rockford | 1180 | 6 | DFO | IC | 1.6 |  | Electric Utility | N | Internal Combustion (PRMVR=IC)
EXCLUDE | IA | Rock Rapids | 1181 | 1 | DFO | IC | 2.5 |  | Electric Utility | N | Internal Combustion (PRMVR=IC)
EXCLUDE | IA | Sibley One | 1184 | 2 | DFO | IC | 2 |  | Electric Utility | N | Internal Combustion (PRMVR=IC)
EXCLUDE | IA | Sibley One | 1184 | 3 | DFO | IC | 1.2 |  | Electric Utility | N | Internal Combustion (PRMVR=IC)
EXCLUDE | IA | Sibley One | 1184 | 5 | DFO | IC | 2 |  | Electric Utility | N | Internal Combustion (PRMVR=IC)
EXCLUDE | IA | State Center | 1187 | 1 | DFO | IC | 0.6 |  | Electric Utility | N | Internal Combustion (PRMVR=IC)
EXCLUDE | IA | State Center | 1187 | 2 | DFO | IC | 0.6 |  | Electric Utility | N | Internal Combustion (PRMVR=IC)
EXCLUDE | IA | State Center | 1187 | 3 | DFO | IC | 1.3 |  | Electric Utility | N | Internal Combustion (PRMVR=IC)
EXCLUDE | IA | State Center | 1187 | 4 | DFO | IC | 1.3 |  | Electric Utility | N | Internal Combustion (PRMVR=IC)
EXCLUDE | IA | State Center | 1187 | 6 | NG | IC | 2.5 |  | Electric Utility | N | Internal Combustion (PRMVR=IC)
EXCLUDE | IA | Story City | 1188 | 1 | DFO | IC | 1.3 |  | Electric Utility | N | Internal Combustion (PRMVR=IC)
EXCLUDE | IA | Story City | 1188 | 2 | DFO | IC | 2 |  | Electric Utility | N | Internal Combustion (PRMVR=IC)
EXCLUDE | IA | Story City | 1188 | 4A | DFO | IC | 3.5 |  | Electric Utility | N | Internal Combustion (PRMVR=IC)
EXCLUDE | IA | Story City | 1188 | 5A | DFO | IC | 3.1 |  | Electric Utility | N | Internal Combustion (PRMVR=IC)
EXCLUDE | IA | Story City | 1188 | 6 | DFO | IC | 2 |  | Electric Utility | N | Internal Combustion (PRMVR=IC)
EXCLUDE | IA | Story City | 1188 | 7 | DFO | IC | 2 |  | Electric Utility | N | Internal Combustion (PRMVR=IC)
EXCLUDE | IA | Strawberry Point | 1189 | 3 | DFO | IC | 0.9 |  | Electric Utility | N | Internal Combustion (PRMVR=IC)
EXCLUDE | IA | Strawberry Point | 1189 | 4 | DFO | IC | 0.9 |  | Electric Utility | N | Internal Combustion (PRMVR=IC)
EXCLUDE | IA | Strawberry Point | 1189 | 6 | DFO | IC | 1 |  | Electric Utility | N | Internal Combustion (PRMVR=IC)
EXCLUDE | IA | Stuart | 1190 | 1 | DFO | IC | 0.6 |  | Electric Utility | N | Internal Combustion (PRMVR=IC)
EXCLUDE | IA | Stuart | 1190 | 2 | DFO | IC | 1.1 |  | Electric Utility | N | Internal Combustion (PRMVR=IC)
EXCLUDE | IA | Stuart | 1190 | 4 | DFO | IC | 1.1 |  | Electric Utility | N | Internal Combustion (PRMVR=IC)
EXCLUDE | IA | Sumner | 1191 | 1 | NG | IC | 2.6 |  | Electric Utility | N | Internal Combustion (PRMVR=IC)
EXCLUDE | IA | Sumner | 1191 | 2 | NG | IC | 1.2 |  | Electric Utility | N | Internal Combustion (PRMVR=IC)
EXCLUDE | IA | Sumner | 1191 | 6 | DFO | IC | 1.8 |  | Electric Utility | N | Internal Combustion (PRMVR=IC)
EXCLUDE | IA | Traer Main | 1192 | 3 | DFO | IC | 1.1 |  | Electric Utility | N | Internal Combustion (PRMVR=IC)
EXCLUDE | IA | Traer Main | 1192 | 4 | DFO | IC | 1.1 |  | Electric Utility | N | Internal Combustion (PRMVR=IC)
EXCLUDE | IA | Traer Main | 1192 | 5 | DFO | IC | 0.6 |  | Electric Utility | N | Internal Combustion (PRMVR=IC)
EXCLUDE | IA | Traer Main | 1192 | 6 | DFO | IC | 1.3 |  | Electric Utility | N | Internal Combustion (PRMVR=IC)
EXCLUDE | IA | Villisca Municipal Power Plant | 1193 | 1 | DFO | IC | 0.8 |  | Electric Utility | N | Internal Combustion (PRMVR=IC)
EXCLUDE | IA | Villisca Municipal Power Plant | 1193 | 2 | DFO | IC | 0.3 |  | Electric Utility | N | Internal Combustion (PRMVR=IC)
EXCLUDE | IA | Villisca Municipal Power Plant | 1193 | 3 | NG | IC | 0.3 |  | Electric Utility | N | Internal Combustion (PRMVR=IC)
EXCLUDE | IA | Villisca Municipal Power Plant | 1193 | 4 | DFO | IC | 0.6 |  | Electric Utility | N | Internal Combustion (PRMVR=IC)
EXCLUDE | IA | Villisca Municipal Power Plant | 1193 | 5 | DFO | IC | 2 |  | Electric Utility | N | Internal Combustion (PRMVR=IC)
EXCLUDE | IA | Villisca Municipal Power Plant | 1193 | 6 | DFO | IC | 2 |  | Electric Utility | N | Internal Combustion (PRMVR=IC)
EXCLUDE | IA | Vinton | 1194 | 1 | DFO | IC | 1.3 |  | Electric Utility | N | Internal Combustion (PRMVR=IC)
EXCLUDE | IA | Vinton | 1194 | 10 | DFO | IC | 0.8 |  | Electric Utility | N | Internal Combustion (PRMVR=IC)
EXCLUDE | IA | Vinton | 1194 | 5 | DFO | IC | 0.6 |  | Electric Utility | N | Internal Combustion (PRMVR=IC)
EXCLUDE | IA | Vinton | 1194 | 6 | DFO | IC | 2.5 |  | Electric Utility | N | Internal Combustion (PRMVR=IC)
EXCLUDE | IA | Vinton | 1194 | 7 | DFO | IC | 3.7 |  | Electric Utility | N | Internal Combustion (PRMVR=IC)
EXCLUDE | IA | Vinton | 1194 | 8 | DFO | IC | 5.6 |  | Electric Utility | N | Internal Combustion (PRMVR=IC)
EXCLUDE | IA | Vinton | 1194 | 9 | DFO | IC | 3 |  | Electric Utility | N | Internal Combustion (PRMVR=IC)
EXCLUDE | IA | West Bend | 1199 | 1 | DFO | IC | 1.1 |  | Electric Utility | N | Internal Combustion (PRMVR=IC)
EXCLUDE | IA | West Bend | 1199 | 3 | DFO | IC | 0.9 |  | Electric Utility | N | Internal Combustion (PRMVR=IC)
EXCLUDE | IA | West Bend | 1199 | 4 | DFO | IC | 2.2 |  | Electric Utility | N | Internal Combustion (PRMVR=IC)
EXCLUDE | IA | West Bend | 1199 | 5 | DFO | IC | 2.5 |  | Electric Utility | N | Internal Combustion (PRMVR=IC)
EXCLUDE | IA | West Liberty | 1200 | 1 | DFO | IC | 0.8 |  | Electric Utility | N | Internal Combustion (PRMVR=IC)
EXCLUDE | IA | West Liberty | 1200 | 2 | DFO | IC | 2.5 |  | Electric Utility | N | Internal Combustion (PRMVR=IC)
EXCLUDE | IA | West Liberty | 1200 | 3 | DFO | IC | 3 |  | Electric Utility | N | Internal Combustion (PRMVR=IC)
EXCLUDE | IA | Whittemore | 1201 | 1 | DFO | IC | 0.1 |  | Electric Utility | N | Internal Combustion (PRMVR=IC)
EXCLUDE | IA | Whittemore | 1201 | 2 | DFO | IC | 0.5 |  | Electric Utility | N | Internal Combustion (PRMVR=IC)
EXCLUDE | IA | Whittemore | 1201 | 3 | DFO | IC | 0.2 |  | Electric Utility | N | Internal Combustion (PRMVR=IC)
EXCLUDE | IA | Whittemore | 1201 | 4 | DFO | IC | 1.1 |  | Electric Utility | N | Internal Combustion (PRMVR=IC)
EXCLUDE | IA | Wilton | 1202 | 1 | DFO | IC | 1 |  | Electric Utility | N | Internal Combustion (PRMVR=IC)
EXCLUDE | IA | Wilton | 1202 | 5 | DFO | IC | 1.6 |  | Electric Utility | N | Internal Combustion (PRMVR=IC)
EXCLUDE | IA | Wilton | 1202 | 6 | DFO | IC | 1.6 |  | Electric Utility | N | Internal Combustion (PRMVR=IC)
EXCLUDE | IA | Wilton | 1202 | 7 | DFO | IC | 1.6 |  | Electric Utility | N | Internal Combustion (PRMVR=IC)
EXCLUDE | IA | Wilton | 1202 | 8 | DFO | IC | 2.2 |  | Electric Utility | N | Internal Combustion (PRMVR=IC)
EXCLUDE | IA | Wilton | 1202 | 9 | DFO | IC | 2.2 |  | Electric Utility | N | Internal Combustion (PRMVR=IC)
EXCLUDE | IA | Winterset | 1203 | 2 | DFO | IC | 1.5 |  | Electric Utility | N | Internal Combustion (PRMVR=IC)
EXCLUDE | IA | Winterset | 1203 | 3 | DFO | IC | 1.7 |  | Electric Utility | N | Internal Combustion (PRMVR=IC)
EXCLUDE | IA | Winterset | 1203 | 4 | DFO | IC | 4.4 |  | Electric Utility | N | Internal Combustion (PRMVR=IC)
EXCLUDE | IA | Winterset | 1203 | 5 | DFO | IC | 2 |  | Electric Utility | N | Internal Combustion (PRMVR=IC)
EXCLUDE | IA | Winterset | 1203 | 6 | DFO | IC | 2 |  | Electric Utility | N | Internal Combustion (PRMVR=IC)
EXCLUDE | IA | Winterset | 1203 | 7 | DFO | IC | 2 |  | Electric Utility | N | Internal Combustion (PRMVR=IC)
EXCLUDE | IA | Summit Lake | 1206 | IC1 | DFO | IC | 1 |  | Electric Utility | N | Internal Combustion (PRMVR=IC)
EXCLUDE | IA | Summit Lake | 1206 | IC2 | DFO | IC | 1 |  | Electric Utility | N | Internal Combustion (PRMVR=IC)
EXCLUDE | IA | Summit Lake | 1206 | IC4 | DFO | IC | 1 |  | Electric Utility | N | Internal Combustion (PRMVR=IC)
EXCLUDE | IA | Summit Lake | 1206 | IC5 | DFO | IC | 1 |  | Electric Utility | N | Internal Combustion (PRMVR=IC)
EXCLUDE | KS | Bird City | 1224 | 1 | DFO | IC | 2 |  | Electric Utility | N | Internal Combustion (PRMVR=IC)
EXCLUDE | KS | Bird City | 1224 | 2 | DFO | IC | 2 |  | Electric Utility | N | Internal Combustion (PRMVR=IC)
EXCLUDE | KS | Gordon Evans Energy Center | 1240 | 5 | DFO | IC | 2.9 |  | Electric Utility | N | Internal Combustion (PRMVR=IC)
EXCLUDE | KS | Hutchinson Energy Center | 1248 | H1DG | DFO | IC | 2.7 |  | Electric Utility | N | Internal Combustion (PRMVR=IC)
EXCLUDE | KS | Hutchinson Energy Center | 1248 | ST1 | NG | ST | 23 |  | Electric Utility | N | Steam unit (PRMVR=ST) under 25MW/250 MMBtu/hr
EXCLUDE | KS | Hutchinson Energy Center | 1248 | ST2 | NG | ST | 23 |  | Electric Utility | N | Steam unit (PRMVR=ST) under 25MW/250 MMBtu/hr
EXCLUDE | KS | Hutchinson Energy Center | 1248 | ST3 | NG | ST | 35 |  | Electric Utility | N | Status of operation (IP,L,P,T,or U) or Retired before 2012
EXCLUDE | KS | Lawrence Energy Center | 1250 | 2 | BIT | ST | 38 |  | Electric Utility | N | Status of operation (IP,L,P,T,or U) or Retired before 2012
Exclude | KS | Tecumseh Energy Center | 1252 | 1 | DFO | GT | 29 |  | Electric Utility | N | Low utilization CT
Exclude | KS | Tecumseh Energy Center | 1252 | 2 | DFO | GT | 29 |  | Electric Utility | N | Low utilization CT
EXCLUDE | KS | Anthony | 1258 | IC1 | NG | IC | 4.1 |  | Electric Utility | N | Internal Combustion (PRMVR=IC)
EXCLUDE | KS | Anthony | 1258 | IC2 | NG | IC | 3 |  | Electric Utility | N | Internal Combustion (PRMVR=IC)
EXCLUDE | KS | Anthony | 1258 | IC3 | NG | IC | 4 |  | Electric Utility | N | Internal Combustion (PRMVR=IC)
EXCLUDE | KS | Ashland | 1259 | 1 | NG | IC | 0.6 |  | Electric Utility | N | Internal Combustion (PRMVR=IC)
EXCLUDE | KS | Ashland | 1259 | 2 | NG | IC | 0.9 |  | Electric Utility | N | Internal Combustion (PRMVR=IC)
EXCLUDE | KS | Ashland | 1259 | 3 | DFO | IC | 1.2 |  | Electric Utility | N | Internal Combustion (PRMVR=IC)
EXCLUDE | KS | Ashland | 1259 | 4 | DFO | IC | 1.2 |  | Electric Utility | N | Internal Combustion (PRMVR=IC)
EXCLUDE | KS | Ashland | 1259 | 5 | DFO | IC | 0.9 |  | Electric Utility | N | Internal Combustion (PRMVR=IC)
EXCLUDE | KS | Attica | 1260 | 1 | DFO | IC | 0.5 |  | Electric Utility | N | Internal Combustion (PRMVR=IC)
EXCLUDE | KS | Attica | 1260 | 2 | NG | IC | 0.9 |  | Electric Utility | N | Internal Combustion (PRMVR=IC)
EXCLUDE | KS | Attica | 1260 | 4 | DFO | IC | 0.3 |  | Electric Utility | N | Internal Combustion (PRMVR=IC)
EXCLUDE | KS | Attica | 1260 | 4A | NG | IC | 0.7 |  | Electric Utility | N | Internal Combustion (PRMVR=IC)
EXCLUDE | KS | Attica | 1260 | 5 | DFO | IC | 0.3 |  | Electric Utility | N | Internal Combustion (PRMVR=IC)
EXCLUDE | KS | Attica | 1260 | IC3 | NG | IC | 1.1 |  | Electric Utility | N | Internal Combustion (PRMVR=IC)
EXCLUDE | KS | Augusta Electric Plant No 1 | 1261 | 1 | NG | IC | 1.1 |  | Electric Utility | N | Internal Combustion (PRMVR=IC)
EXCLUDE | KS | Augusta Electric Plant No 1 | 1261 | 2 | DFO | IC | 0.3 |  | Electric Utility | N | Internal Combustion (PRMVR=IC)
EXCLUDE | KS | Augusta Electric Plant No 1 | 1261 | 3 | NG | IC | 1 |  | Electric Utility | N | Internal Combustion (PRMVR=IC)
EXCLUDE | KS | Augusta Electric Plant No 1 | 1261 | 4 | DFO | IC | 0.7 |  | Electric Utility | N | Internal Combustion (PRMVR=IC)
EXCLUDE | KS | Augusta Electric Plant No 1 | 1261 | 5 | NG | IC | 2.2 |  | Electric Utility | N | Internal Combustion (PRMVR=IC)
EXCLUDE | KS | Augusta Electric Plant No 1 | 1261 | 6 | NG | IC | 2.2 |  | Electric Utility | N | Internal Combustion (PRMVR=IC)
EXCLUDE | KS | Augusta Electric Plant No 1 | 1261 | 7 | NG | IC | 2 |  | Electric Utility | N | Internal Combustion (PRMVR=IC)
EXCLUDE | KS | Baldwin City Plant No 1 | 1262 | 3 | DFO | IC | 1.1 |  | Electric Utility | N | Internal Combustion (PRMVR=IC)
EXCLUDE | KS | Baldwin City Plant No 1 | 1262 | 4 | DFO | IC | 2 |  | Electric Utility | N | Internal Combustion (PRMVR=IC)
EXCLUDE | KS | Baldwin City Plant No 1 | 1262 | 5 | DFO | IC | 1.1 |  | Electric Utility | N | Internal Combustion (PRMVR=IC)
EXCLUDE | KS | Baldwin City Plant No 1 | 1262 | 6 | DFO | IC | 1.1 |  | Electric Utility | N | Internal Combustion (PRMVR=IC)
EXCLUDE | KS | Belleville | 1263 | 1 | DFO | IC | 0.6 |  | Electric Utility | N | Internal Combustion (PRMVR=IC)
EXCLUDE | KS | Belleville | 1263 | 2 | DFO | IC | 0.6 |  | Electric Utility | N | Internal Combustion (PRMVR=IC)
EXCLUDE | KS | Belleville | 1263 | 3 | DFO | IC | 0.3 |  | Electric Utility | N | Internal Combustion (PRMVR=IC)
EXCLUDE | KS | Belleville | 1263 | 4 | DFO | IC | 1 |  | Electric Utility | N | Internal Combustion (PRMVR=IC)
EXCLUDE | KS | Belleville | 1263 | 5 | DFO | IC | 1.7 |  | Electric Utility | N | Internal Combustion (PRMVR=IC)
EXCLUDE | KS | Belleville | 1263 | 6 | DFO | IC | 3.7 |  | Electric Utility | N | Internal Combustion (PRMVR=IC)
EXCLUDE | KS | Belleville | 1263 | 7 | DFO | IC | 5.1 |  | Electric Utility | N | Internal Combustion (PRMVR=IC)
EXCLUDE | KS | Belleville | 1263 | 8 | DFO | IC | 2.8 |  | Electric Utility | N | Internal Combustion (PRMVR=IC)
EXCLUDE | KS | Beloit | 1264 | 1 | DFO | IC | 1.5 |  | Electric Utility | N | Internal Combustion (PRMVR=IC)
EXCLUDE | KS | Beloit | 1264 | 2 | DFO | IC | 1.5 |  | Electric Utility | N | Internal Combustion (PRMVR=IC)
EXCLUDE | KS | Beloit | 1264 | 3 | DFO | IC | 2 |  | Electric Utility | N | Internal Combustion (PRMVR=IC)
EXCLUDE | KS | Beloit | 1264 | 4 | DFO | IC | 3.5 |  | Electric Utility | N | Internal Combustion (PRMVR=IC)
EXCLUDE | KS | Beloit | 1264 | 5 | DFO | IC | 0.7 |  | Electric Utility | N | Internal Combustion (PRMVR=IC)
EXCLUDE | KS | Beloit | 1264 | 6 | DFO | IC | 4.1 |  | Electric Utility | N | Internal Combustion (PRMVR=IC)
EXCLUDE | KS | Beloit | 1264 | 7 | DFO | IC | 6 |  | Electric Utility | N | Internal Combustion (PRMVR=IC)
EXCLUDE | KS | Burlingame | 1265 | 1 | NG | IC | 1.1 |  | Electric Utility | N | Internal Combustion (PRMVR=IC)
EXCLUDE | KS | Burlingame | 1265 | 2 | DFO | IC | 0.5 |  | Electric Utility | N | Internal Combustion (PRMVR=IC)
EXCLUDE | KS | Burlingame | 1265 | 3 | NG | IC | 0.9 |  | Electric Utility | N | Internal Combustion (PRMVR=IC)
EXCLUDE | KS | Burlingame | 1265 | 4 | NG | IC | 1.1 |  | Electric Utility | N | Internal Combustion (PRMVR=IC)
EXCLUDE | KS | Burlingame | 1265 | 5 | NG | IC | 0.9 |  | Electric Utility | N | Internal Combustion (PRMVR=IC)
EXCLUDE | KS | Burlington | 1266 | 1 | DFO | IC | 0.3 |  | Electric Utility | N | Internal Combustion (PRMVR=IC)
EXCLUDE | KS | Burlington | 1266 | 1A | DFO | IC | 2 |  | Electric Utility | N | Internal Combustion (PRMVR=IC)
EXCLUDE | KS | Burlington | 1266 | 2 | NG | IC | 1.3 |  | Electric Utility | N | Internal Combustion (PRMVR=IC)
EXCLUDE | KS | Burlington | 1266 | 3 | NG | IC | 0.8 |  | Electric Utility | N | Internal Combustion (PRMVR=IC)
EXCLUDE | KS | Burlington | 1266 | 4 | DFO | IC | 0.3 |  | Electric Utility | N | Internal Combustion (PRMVR=IC)
EXCLUDE | KS | Burlington | 1266 | 4A | NG | IC | 2.3 |  | Electric Utility | N | Internal Combustion (PRMVR=IC)
EXCLUDE | KS | Burlington | 1266 | 5 | NG | IC | 1 |  | Electric Utility | N | Internal Combustion (PRMVR=IC)
EXCLUDE | KS | Burlington | 1266 | IC6 | NG | IC | 4.8 |  | Electric Utility | N | Internal Combustion (PRMVR=IC)
EXCLUDE | KS | Chanute 1 | 1267 | 4 | NG | ST | 4 |  | Electric Utility | N | Steam unit (PRMVR=ST) under 25MW/250 MMBtu/hr
EXCLUDE | KS | Chanute 1 | 1267 | 5 | NG | IC | 1.7 |  | Electric Utility | N | Internal Combustion (PRMVR=IC)
EXCLUDE | KS | Chanute 1 | 1267 | 6 | NG | ST | 10 |  | Electric Utility | N | Steam unit (PRMVR=ST) under 25MW/250 MMBtu/hr
EXCLUDE | KS | Chanute 2 | 1268 | 7 | NG | IC | 2 |  | Electric Utility | N | Internal Combustion (PRMVR=IC)
EXCLUDE | KS | Chanute 2 | 1268 | 8 | NG | IC | 2 |  | Electric Utility | N | Internal Combustion (PRMVR=IC)
EXCLUDE | KS | Clay Center | 1270 | 4 | NG | ST | 1.5 |  | Electric Utility | N | Steam unit (PRMVR=ST) under 25MW/250 MMBtu/hr
EXCLUDE | KS | Clay Center | 1270 | 5 | NG | ST | 3 |  | Electric Utility | N | Steam unit (PRMVR=ST) under 25MW/250 MMBtu/hr
EXCLUDE | KS | Clay Center | 1270 | 6 | NG | ST | 5 |  | Electric Utility | N | Steam unit (PRMVR=ST) under 25MW/250 MMBtu/hr
EXCLUDE | KS | Clay Center | 1270 | IC1 | NG | IC | 0.9 |  | Electric Utility | N | Internal Combustion (PRMVR=IC)
EXCLUDE | KS | Clay Center | 1270 | IC2 | NG | IC | 2.1 |  | Electric Utility | N | Internal Combustion (PRMVR=IC)
EXCLUDE | KS | Clay Center | 1270 | IC3 | NG | IC | 5.1 |  | Electric Utility | N | Internal Combustion (PRMVR=IC)
EXCLUDE | KS | Clay Center | 1270 | IC4 | NG | IC | 3.5 |  | Electric Utility | N | Internal Combustion (PRMVR=IC)
EXCLUDE | KS | Clay Center | 1270 | IC5 | NG | IC | 3.5 |  | Electric Utility | N | Internal Combustion (PRMVR=IC)
EXCLUDE | KS | Clay Center | 1270 | IC6 | NG | IC | 6.8 |  | Electric Utility | N | Internal Combustion (PRMVR=IC)
EXCLUDE | KS | Coffeyville | 1271 | 1 | DFO | IC | 2 |  | Electric Utility | N | Internal Combustion (PRMVR=IC)
EXCLUDE | KS | Coffeyville | 1271 | 2 | DFO | IC | 2 |  | Electric Utility | N | Internal Combustion (PRMVR=IC)
EXCLUDE | KS | Colby City of | 1272 | 3 | DFO | IC | 2.5 |  | Electric Utility | N | Internal Combustion (PRMVR=IC)
EXCLUDE | KS | Colby City of | 1272 | 4 | DFO | IC | 1.7 |  | Electric Utility | N | Internal Combustion (PRMVR=IC)
EXCLUDE | KS | Colby City of | 1272 | 5 | DFO | IC | 1.3 |  | Electric Utility | N | Internal Combustion (PRMVR=IC)
EXCLUDE | KS | Colby City of | 1272 | 6 | DFO | IC | 4.5 |  | Electric Utility | N | Internal Combustion (PRMVR=IC)
EXCLUDE | KS | Colby City of | 1272 | 7 | DFO | IC | 4.5 |  | Electric Utility | N | Internal Combustion (PRMVR=IC)
EXCLUDE | KS | Colby City of | 1272 | 8 | DFO | IC | 2.7 |  | Electric Utility | N | Internal Combustion (PRMVR=IC)
EXCLUDE | KS | Ellinwood | 1274 | 1 | DFO | IC | 2.1 |  | Electric Utility | N | Internal Combustion (PRMVR=IC)
EXCLUDE | KS | Ellinwood | 1274 | 2 | DFO | IC | 1.4 |  | Electric Utility | N | Internal Combustion (PRMVR=IC)
EXCLUDE | KS | Ellinwood | 1274 | 3 | DFO | IC | 0.6 |  | Electric Utility | N | Internal Combustion (PRMVR=IC)
EXCLUDE | KS | Ellinwood | 1274 | 4 | DFO | IC | 1.1 |  | Electric Utility | N | Internal Combustion (PRMVR=IC)
EXCLUDE | KS | Ellinwood | 1274 | 5 | DFO | IC | 3.3 |  | Electric Utility | N | Internal Combustion (PRMVR=IC)
EXCLUDE | KS | Ellis | 1275 | 1 | NG | IC | 1 |  | Electric Utility | N | Internal Combustion (PRMVR=IC)
EXCLUDE | KS | Ellis | 1275 | 2 | NG | IC | 2 |  | Electric Utility | N | Internal Combustion (PRMVR=IC)
EXCLUDE | KS | Ellis | 1275 | 3 | NG | IC | 0.5 |  | Electric Utility | N | Internal Combustion (PRMVR=IC)
EXCLUDE | KS | Ellis | 1275 | 4 | NG | IC | 0.5 |  | Electric Utility | N | Internal Combustion (PRMVR=IC)
EXCLUDE | KS | Ellis | 1275 | 5 | NG | IC | 1.5 |  | Electric Utility | N | Internal Combustion (PRMVR=IC)
EXCLUDE | KS | Erie | 1276 | 1 | DFO | IC | 0.7 |  | Electric Utility | N | Internal Combustion (PRMVR=IC)
EXCLUDE | KS | Erie | 1276 | 2 | DFO | IC | 0.7 |  | Electric Utility | N | Internal Combustion (PRMVR=IC)
EXCLUDE | KS | Erie | 1276 | 3 | DFO | IC | 1 |  | Electric Utility | N | Internal Combustion (PRMVR=IC)
EXCLUDE | KS | Erie | 1276 | 4 | DFO | IC | 1 |  | Electric Utility | N | Internal Combustion (PRMVR=IC)
EXCLUDE | KS | Erie | 1276 | 5 | DFO | IC | 1.5 |  | Electric Utility | N | Internal Combustion (PRMVR=IC)
EXCLUDE | KS | Erie | 1276 | 6 | DFO | IC | 1.1 |  | Electric Utility | N | Internal Combustion (PRMVR=IC)
EXCLUDE | KS | Erie | 1276 | 7 | DFO | IC | 1.1 |  | Electric Utility | N | Internal Combustion (PRMVR=IC)
EXCLUDE | KS | Erie | 1276 | 8 | DFO | IC | 1.1 |  | Electric Utility | N | Internal Combustion (PRMVR=IC)
EXCLUDE | KS | Garnett Municipal | 1278 | 1 | DFO | IC | 1.5 |  | Electric Utility | N | Internal Combustion (PRMVR=IC)
EXCLUDE | KS | Garnett Municipal | 1278 | 2 | DFO | IC | 0.4 |  | Electric Utility | N | Internal Combustion (PRMVR=IC)
EXCLUDE | KS | Garnett Municipal | 1278 | 3 | DFO | IC | 1.5 |  | Electric Utility | N | Internal Combustion (PRMVR=IC)
EXCLUDE | KS | Garnett Municipal | 1278 | 4 | DFO | IC | 0.9 |  | Electric Utility | N | Internal Combustion (PRMVR=IC)
EXCLUDE | KS | Garnett Municipal | 1278 | 7 | DFO | IC | 2.5 |  | Electric Utility | N | Internal Combustion (PRMVR=IC)
EXCLUDE | KS | Garnett Municipal | 1278 | IC5 | DFO | IC | 2.4 |  | Electric Utility | N | Internal Combustion (PRMVR=IC)
EXCLUDE | KS | Garnett Municipal | 1278 | IC6 | DFO | IC | 2.5 |  | Electric Utility | N | Internal Combustion (PRMVR=IC)
EXCLUDE | KS | Girard | 1279 | 1 | NG | IC | 1.4 |  | Electric Utility | N | Internal Combustion (PRMVR=IC)
EXCLUDE | KS | Girard | 1279 | 4 | NG | IC | 2.2 |  | Electric Utility | N | Internal Combustion (PRMVR=IC)
EXCLUDE | KS | Girard | 1279 | 6 | NG | IC | 3.5 |  | Electric Utility | N | Internal Combustion (PRMVR=IC)
EXCLUDE | KS | Girard | 1279 | 7 | NG | IC | 3.7 |  | Electric Utility | N | Internal Combustion (PRMVR=IC)
EXCLUDE | KS | Goodland | 1280 | 10 | NG | IC | 2 |  | Electric Utility | N | Internal Combustion (PRMVR=IC)
EXCLUDE | KS | Goodland | 1280 | 11 | NG | IC | 4.3 |  | Electric Utility | N | Internal Combustion (PRMVR=IC)
EXCLUDE | KS | Goodland | 1280 | 12 | NG | IC | 1 |  | Electric Utility | N | Internal Combustion (PRMVR=IC)
EXCLUDE | KS | Goodland | 1280 | 13 | NG | IC | 1.3 |  | Electric Utility | N | Internal Combustion (PRMVR=IC)
EXCLUDE | KS | Goodland | 1280 | 3 | DFO | IC | 0.7 |  | Electric Utility | N | Internal Combustion (PRMVR=IC)
EXCLUDE | KS | Goodland | 1280 | 6 | NG | IC | 2.2 |  | Electric Utility | N | Internal Combustion (PRMVR=IC)
EXCLUDE | KS | Goodland | 1280 | 7 | NG | IC | 2.2 |  | Electric Utility | N | Internal Combustion (PRMVR=IC)
EXCLUDE | KS | Goodland | 1280 | 8 | NG | IC | 5 |  | Electric Utility | N | Internal Combustion (PRMVR=IC)
EXCLUDE | KS | Herington | 1283 | 1 | DFO | IC | 2.1 |  | Electric Utility | N | Internal Combustion (PRMVR=IC)
EXCLUDE | KS | Herington | 1283 | 2 | DFO | IC | 1.4 |  | Electric Utility | N | Internal Combustion (PRMVR=IC)
EXCLUDE | KS | Herington | 1283 | 3 | DFO | IC | 4.3 |  | Electric Utility | N | Internal Combustion (PRMVR=IC)
EXCLUDE | KS | Herington | 1283 | 4 | DFO | IC | 0.1 |  | Electric Utility | N | Internal Combustion (PRMVR=IC)
EXCLUDE | KS | Herington | 1283 | 4B | DFO | IC | 1.6 |  | Electric Utility | N | Internal Combustion (PRMVR=IC)
EXCLUDE | KS | Herington | 1283 | 5 | DFO | IC | 1.1 |  | Electric Utility | N | Internal Combustion (PRMVR=IC)
EXCLUDE | KS | Hill City | 1285 | 1 | NG | IC | 1.3 |  | Electric Utility | N | Internal Combustion (PRMVR=IC)
EXCLUDE | KS | Hill City | 1285 | 2 | NG | IC | 1.3 |  | Electric Utility | N | Internal Combustion (PRMVR=IC)
EXCLUDE | KS | Hill City | 1285 | 3 | NG | IC | 0.6 |  | Electric Utility | N | Internal Combustion (PRMVR=IC)
EXCLUDE | KS | Hill City | 1285 | 4 | NG | IC | 1.1 |  | Electric Utility | N | Internal Combustion (PRMVR=IC)
EXCLUDE | KS | Hill City | 1285 | 5 | NG | IC | 1.3 |  | Electric Utility | N | Internal Combustion (PRMVR=IC)
EXCLUDE | KS | Hill City | 1285 | 6 | NG | IC | 1.3 |  | Electric Utility | N | Internal Combustion (PRMVR=IC)
EXCLUDE | KS | Hoisington | 1286 | 1 | DFO | IC | 0.2 |  | Electric Utility | N | Internal Combustion (PRMVR=IC)
EXCLUDE | KS | Hoisington | 1286 | 2A | DFO | IC | 1 |  | Electric Utility | N | Internal Combustion (PRMVR=IC)
EXCLUDE | KS | Hoisington | 1286 | 6 | NG | IC | 2 |  | Electric Utility | N | Internal Combustion (PRMVR=IC)
EXCLUDE | KS | Hoisington | 1286 | 7 | NG | IC | 4 |  | Electric Utility | N | Internal Combustion (PRMVR=IC)
EXCLUDE | KS | Hoisington | 1286 | 8 | NG | IC | 7 |  | Electric Utility | N | Internal Combustion (PRMVR=IC)
EXCLUDE | KS | Holton | 1287 | 10 | DFO | IC | 2 |  | Electric Utility | N | Internal Combustion (PRMVR=IC)
EXCLUDE | KS | Holton | 1287 | 11 | DFO | IC | 2.4 |  | Electric Utility | N | Internal Combustion (PRMVR=IC)
EXCLUDE | KS | Holton | 1287 | 12 | NG | IC | 3.1 |  | Electric Utility | N | Internal Combustion (PRMVR=IC)
EXCLUDE | KS | Holton | 1287 | 13 | NG | IC | 3.1 |  | Electric Utility | N | Internal Combustion (PRMVR=IC)
EXCLUDE | KS | Holton | 1287 | 6 | DFO | IC | 1.8 |  | Electric Utility | N | Internal Combustion (PRMVR=IC)
EXCLUDE | KS | Holton | 1287 | 7 | DFO | IC | 2.8 |  | Electric Utility | N | Internal Combustion (PRMVR=IC)
EXCLUDE | KS | Holton | 1287 | 8 | DFO | IC | 4.3 |  | Electric Utility | N | Internal Combustion (PRMVR=IC)
EXCLUDE | KS | Holton | 1287 | 9 | DFO | IC | 2 |  | Electric Utility | N | Internal Combustion (PRMVR=IC)
EXCLUDE | KS | Hugoton 1 | 1289 | 1 | DFO | IC | 0.8 |  | Electric Utility | N | Internal Combustion (PRMVR=IC)
EXCLUDE | KS | Hugoton 1 | 1289 | 6 | DFO | IC | 1.4 |  | Electric Utility | N | Internal Combustion (PRMVR=IC)
EXCLUDE | KS | Iola | 1291 | 1 | NG | IC | 5 |  | Electric Utility | N | Internal Combustion (PRMVR=IC)
EXCLUDE | KS | Iola | 1291 | 10 | DFO | IC | 2.7 |  | Electric Utility | N | Internal Combustion (PRMVR=IC)
EXCLUDE | KS | Iola | 1291 | 11 | DFO | IC | 2.1 |  | Electric Utility | N | Internal Combustion (PRMVR=IC)
EXCLUDE | KS | Iola | 1291 | 12 | DFO | IC | 2.1 |  | Electric Utility | N | Internal Combustion (PRMVR=IC)
EXCLUDE | KS | Iola | 1291 | 13 | DFO | IC | 2.1 |  | Electric Utility | N | Internal Combustion (PRMVR=IC)
EXCLUDE | KS | Iola | 1291 | 2 | NG | IC | 5 |  | Electric Utility | N | Internal Combustion (PRMVR=IC)
EXCLUDE | KS | Iola | 1291 | 4 | NG | ST | 3.5 |  | Electric Utility | N | Steam unit (PRMVR=ST) under 25MW/250 MMBtu/hr
EXCLUDE | KS | Iola | 1291 | 5 | NG | ST | 5 |  | Electric Utility | N | Steam unit (PRMVR=ST) under 25MW/250 MMBtu/hr
EXCLUDE | KS | Iola | 1291 | 6 | DFO | IC | 2.7 |  | Electric Utility | N | Internal Combustion (PRMVR=IC)
EXCLUDE | KS | Iola | 1291 | 7 | DFO | IC | 2.7 |  | Electric Utility | N | Internal Combustion (PRMVR=IC)
EXCLUDE | KS | Iola | 1291 | 8 | DFO | IC | 2.7 |  | Electric Utility | N | Internal Combustion (PRMVR=IC)
EXCLUDE | KS | Iola | 1291 | 9 | DFO | IC | 2.7 |  | Electric Utility | N | Internal Combustion (PRMVR=IC)
EXCLUDE | KS | Jetmore | 1292 | 1 | DFO | IC | 1 |  | Electric Utility | N | Internal Combustion (PRMVR=IC)
EXCLUDE | KS | Jetmore | 1292 | 2 | DFO | IC | 0.4 |  | Electric Utility | N | Internal Combustion (PRMVR=IC)
EXCLUDE | KS | Jetmore | 1292 | 3 | DFO | IC | 0.2 |  | Electric Utility | N | Internal Combustion (PRMVR=IC)
EXCLUDE | KS | Jetmore | 1292 | 4 | DFO | IC | 0.8 |  | Electric Utility | N | Internal Combustion (PRMVR=IC)
EXCLUDE | KS | Jetmore | 1292 | 5 | DFO | IC | 1.5 |  | Electric Utility | N | Internal Combustion (PRMVR=IC)
EXCLUDE | KS | Jetmore | 1292 | 6 | DFO | IC | 1.2 |  | Electric Utility | N | Internal Combustion (PRMVR=IC)
EXCLUDE | KS | Jetmore | 1292 | 7 | DFO | IC | 0.9 |  | Electric Utility | N | Internal Combustion (PRMVR=IC)
OGST | KS | Kaw | 1294 | 1 | NG | ST | 50.1 |  | Electric Utility | N
OGST | KS | Kaw | 1294 | 2 | NG | ST | 50.1 |  | Electric Utility | N
OGST | KS | Kaw | 1294 | 3 | NG | ST | 65.5 |  | Electric Utility | N
EXCLUDE | KS | Kingman Municipal Power and Light Plant | 1296 | 1 | NG | IC | 1.4 |  | Electric Utility | N | Internal Combustion (PRMVR=IC)
EXCLUDE | KS | Kingman Municipal Power and Light Plant | 1296 | 2 | NG | IC | 2.2 |  | Electric Utility | N | Internal Combustion (PRMVR=IC)
EXCLUDE | KS | Kingman Municipal Power and Light Plant | 1296 | 4 | NG | IC | 2.2 |  | Electric Utility | N | Internal Combustion (PRMVR=IC)
EXCLUDE | KS | Kingman Municipal Power and Light Plant | 1296 | 5 | NG | IC | 1 |  | Electric Utility | N | Internal Combustion (PRMVR=IC)
EXCLUDE | KS | Kingman Municipal Power and Light Plant | 1296 | 6 | NG | IC | 3.5 |  | Electric Utility | N | Internal Combustion (PRMVR=IC)
EXCLUDE | KS | Kingman Municipal Power and Light Plant | 1296 | 7 | NG | IC | 2.4 |  | Electric Utility | N | Internal Combustion (PRMVR=IC)
EXCLUDE | KS | Kingman Municipal Power and Light Plant | 1296 | 8 | NG | IC | 2.5 |  | Electric Utility | N | Internal Combustion (PRMVR=IC)
EXCLUDE | KS | Kingman Municipal Power and Light Plant | 1296 | 9 | NG | IC | 6.3 |  | Electric Utility | N | Internal Combustion (PRMVR=IC)
EXCLUDE | KS | La Crosse | 1297 | 1 | DFO | IC | 1.1 |  | Electric Utility | N | Internal Combustion (PRMVR=IC)
EXCLUDE | KS | La Crosse | 1297 | 2 | DFO | IC | 1.1 |  | Electric Utility | N | Internal Combustion (PRMVR=IC)
EXCLUDE | KS | La Crosse | 1297 | 3 | DFO | IC | 0.6 |  | Electric Utility | N | Internal Combustion (PRMVR=IC)
EXCLUDE | KS | La Crosse | 1297 | 5 | DFO | IC | 1.5 |  | Electric Utility | N | Internal Combustion (PRMVR=IC)
EXCLUDE | KS | La Crosse | 1297 | 6 | DFO | IC | 1.8 |  | Electric Utility | N | Internal Combustion (PRMVR=IC)
EXCLUDE | KS | Gas Turbine | 1298 | GT1 | NG | GT | 1.3 |  | Electric Utility | N | Simple Cycle Turbine (PRMVR=GT or OT) unit under 25MW
EXCLUDE | KS | Larned | 1299 | 1 | NG | ST | 1.5 |  | Electric Utility | N | Steam unit (PRMVR=ST) under 25MW/250 MMBtu/hr
EXCLUDE | KS | Larned | 1299 | 2 | NG | ST | 3 |  | Electric Utility | N | Steam unit (PRMVR=ST) under 25MW/250 MMBtu/hr
EXCLUDE | KS | Larned | 1299 | 3 | NG | ST | 8.3 |  | Electric Utility | N | Steam unit (PRMVR=ST) under 25MW/250 MMBtu/hr
EXCLUDE | KS | Larned | 1299 | CAT | DFO | IC | 2 |  | Electric Utility | N | Internal Combustion (PRMVR=IC)
EXCLUDE | KS | Larned | 1299 | CAT1 | DFO | IC | 2 |  | Electric Utility | N | Internal Combustion (PRMVR=IC)
EXCLUDE | KS | Larned | 1299 | CAT2 | DFO | IC | 2 |  | Electric Utility | N | Internal Combustion (PRMVR=IC)
EXCLUDE | KS | Larned | 1299 | CAT3 | DFO | IC | 2 |  | Electric Utility | N | Internal Combustion (PRMVR=IC)
EXCLUDE | KS | Larned | 1299 | CAT4 | DFO | IC | 2 |  | Electric Utility | N | Internal Combustion (PRMVR=IC)
EXCLUDE | KS | Larned | 1299 | IC5 | DFO | IC | 6.4 |  | Electric Utility | N | Internal Combustion (PRMVR=IC)
EXCLUDE | KS | Lincoln | 1300 | 1 | NG | IC | 1.3 |  | Electric Utility | N | Internal Combustion (PRMVR=IC)
EXCLUDE | KS | Lincoln | 1300 | 2 | NG | IC | 1.3 |  | Electric Utility | N | Internal Combustion (PRMVR=IC)
EXCLUDE | KS | Lincoln | 1300 | 4 | NG | IC | 0.7 |  | Electric Utility | N | Internal Combustion (PRMVR=IC)
EXCLUDE | KS | Lincoln | 1300 | 5 | NG | IC | 1.3 |  | Electric Utility | N | Internal Combustion (PRMVR=IC)
EXCLUDE | KS | Lincoln | 1300 | 6 | NG | IC | 2.5 |  | Electric Utility | N | Internal Combustion (PRMVR=IC)
EXCLUDE | KS | Lincoln | 1300 | 7 | NG | IC | 3.5 |  | Electric Utility | N | Internal Combustion (PRMVR=IC)
EXCLUDE | KS | McPherson 2 | 1305 | 1 | NG | ST | 32 |  | Electric Utility | N | Status of operation (IP,L,P,T,or U) or Retired before 2012
EXCLUDE | KS | Meade | 1306 | 2 | NG | IC | 0.9 |  | Electric Utility | N | Internal Combustion (PRMVR=IC)
EXCLUDE | KS | Meade | 1306 | 3 | NG | IC | 1.1 |  | Electric Utility | N | Internal Combustion (PRMVR=IC)
EXCLUDE | KS | Meade | 1306 | 4 | NG | IC | 1.4 |  | Electric Utility | N | Internal Combustion (PRMVR=IC)
EXCLUDE | KS | Meade | 1306 | 5 | DFO | IC | 2.1 |  | Electric Utility | N | Internal Combustion (PRMVR=IC)
EXCLUDE | KS | Meade | 1306 | 6 | NG | IC | 2.7 |  | Electric Utility | N | Internal Combustion (PRMVR=IC)
EXCLUDE | KS | Minneapolis City of | 1307 | 1 | DFO | IC | 0.4 |  | Electric Utility | N | Internal Combustion (PRMVR=IC)
EXCLUDE | KS | Minneapolis City of | 1307 | 2 | NG | IC | 0.7 |  | Electric Utility | N | Internal Combustion (PRMVR=IC)
EXCLUDE | KS | Minneapolis City of | 1307 | 3 | NG | IC | 1.3 |  | Electric Utility | N | Internal Combustion (PRMVR=IC)
EXCLUDE | KS | Minneapolis City of | 1307 | 4 | NG | IC | 0.7 |  | Electric Utility | N | Internal Combustion (PRMVR=IC)
EXCLUDE | KS | Minneapolis City of | 1307 | 5 | NG | IC | 2.1 |  | Electric Utility | N | Internal Combustion (PRMVR=IC)
EXCLUDE | KS | Minneapolis City of | 1307 | 6 | NG | IC | 3 |  | Electric Utility | N | Internal Combustion (PRMVR=IC)
EXCLUDE | KS | Minneapolis City of | 1307 | 7 | DFO | IC | 2 |  | Electric Utility | N | Internal Combustion (PRMVR=IC)
EXCLUDE | KS | Mulvane Power Plant | 1308 | 1 | DFO | IC | 0.3 |  | Electric Utility | N | Internal Combustion (PRMVR=IC)
EXCLUDE | KS | Mulvane Power Plant | 1308 | 2 | DFO | IC | 0.3 |  | Electric Utility | N | Internal Combustion (PRMVR=IC)
EXCLUDE | KS | Mulvane Power Plant | 1308 | 3 | NG | IC | 1.3 |  | Electric Utility | N | Internal Combustion (PRMVR=IC)
EXCLUDE | KS | Mulvane Power Plant | 1308 | 4 | NG | IC | 1.3 |  | Electric Utility | N | Internal Combustion (PRMVR=IC)
EXCLUDE | KS | Mulvane Power Plant | 1308 | 5 | DFO | IC | 0.8 |  | Electric Utility | N | Internal Combustion (PRMVR=IC)
EXCLUDE | KS | Mulvane Power Plant | 1308 | 6 | NG | IC | 2 |  | Electric Utility | N | Internal Combustion (PRMVR=IC)
EXCLUDE | KS | Mulvane Power Plant | 1308 | 7 | DFO | IC | 0.6 |  | Electric Utility | N | Internal Combustion (PRMVR=IC)
EXCLUDE | KS | Mulvane Power Plant | 1308 | 8 | DFO | IC | 0.6 |  | Electric Utility | N | Internal Combustion (PRMVR=IC)
EXCLUDE | KS | Oakely | 1311 | 1 | NG | IC | 1.4 |  | Electric Utility | N | Internal Combustion (PRMVR=IC)
EXCLUDE | KS | Oakely | 1311 | 2 | DFO | IC | 0.4 |  | Electric Utility | N | Internal Combustion (PRMVR=IC)
EXCLUDE | KS | Oakely | 1311 | 3 | NG | IC | 0.5 |  | Electric Utility | N | Internal Combustion (PRMVR=IC)
EXCLUDE | KS | Oakely | 1311 | 4 | NG | IC | 0.9 |  | Electric Utility | N | Internal Combustion (PRMVR=IC)
EXCLUDE | KS | Oakely | 1311 | 5 | NG | IC | 1.5 |  | Electric Utility | N | Internal Combustion (PRMVR=IC)
EXCLUDE | KS | Oakely | 1311 | 6 | NG | IC | 3.3 |  | Electric Utility | N | Internal Combustion (PRMVR=IC)
EXCLUDE | KS | Oberlin | 1312 | 1 | NG | IC | 1.1 |  | Electric Utility | N | Internal Combustion (PRMVR=IC)
EXCLUDE | KS | Oberlin | 1312 | 2 | NG | IC | 0.8 |  | Electric Utility | N | Internal Combustion (PRMVR=IC)
EXCLUDE | KS | Oberlin | 1312 | 4 | NG | IC | 1.5 |  | Electric Utility | N | Internal Combustion (PRMVR=IC)
EXCLUDE | KS | Oberlin | 1312 | 5 | NG | IC | 2 |  | Electric Utility | N | Internal Combustion (PRMVR=IC)
EXCLUDE | KS | Oberlin | 1312 | 6 | NG | IC | 1.5 |  | Electric Utility | N | Internal Combustion (PRMVR=IC)
EXCLUDE | KS | Osage City | 1313 | 1 | NG | IC | 1.1 |  | Electric Utility | N | Internal Combustion (PRMVR=IC)
EXCLUDE | KS | Osage City | 1313 | 10 | DFO | IC | 0.8 |  | Electric Utility | N | Internal Combustion (PRMVR=IC)
EXCLUDE | KS | Osage City | 1313 | 2 | NG | IC | 1.2 |  | Electric Utility | N | Internal Combustion (PRMVR=IC)
EXCLUDE | KS | Osage City | 1313 | 4 | NG | IC | 2 |  | Electric Utility | N | Internal Combustion (PRMVR=IC)
EXCLUDE | KS | Osage City | 1313 | 5 | NG | IC | 2 |  | Electric Utility | N | Internal Combustion (PRMVR=IC)
EXCLUDE | KS | Osage City | 1313 | 7 | NG | IC | 1.7 |  | Electric Utility | N | Internal Combustion (PRMVR=IC)
EXCLUDE | KS | Osage City | 1313 | 8 | DFO | IC | 0.8 |  | Electric Utility | N | Internal Combustion (PRMVR=IC)
EXCLUDE | KS | Osage City | 1313 | 9 | DFO | IC | 0.8 |  | Electric Utility | N | Internal Combustion (PRMVR=IC)
EXCLUDE | KS | Osage City | 1313 | IC3 | NG | IC | 2 |  | Electric Utility | N | Internal Combustion (PRMVR=IC)
EXCLUDE | KS | Osage City | 1313 | IC6 | NG | IC | 1.1 |  | Electric Utility | N | Internal Combustion (PRMVR=IC)
EXCLUDE | KS | Osawatomie City of | 1314 | 2 | DFO | IC | 2.3 |  | Electric Utility | N | Internal Combustion (PRMVR=IC)
EXCLUDE | KS | Osawatomie City of | 1314 | 3 | DFO | IC | 0.4 |  | Electric Utility | N | Internal Combustion (PRMVR=IC)
EXCLUDE | KS | Osawatomie City of | 1314 | 4 | DFO | IC | 1.2 |  | Electric Utility | N | Internal Combustion (PRMVR=IC)
EXCLUDE | KS | Osawatomie City of | 1314 | 5 | DFO | IC | 3.1 |  | Electric Utility | N | Internal Combustion (PRMVR=IC)
EXCLUDE | KS | Osborne | 1315 | 1 | DFO | IC | 2.3 |  | Electric Utility | N | Internal Combustion (PRMVR=IC)
EXCLUDE | KS | Osborne | 1315 | 2 | DFO | IC | 2 |  | Electric Utility | N | Internal Combustion (PRMVR=IC)
EXCLUDE | KS | Osborne | 1315 | 3 | DFO | IC | 1.1 |  | Electric Utility | N | Internal Combustion (PRMVR=IC)
EXCLUDE | KS | Osborne | 1315 | 6 | NG | IC | 0.5 |  | Electric Utility | N | Internal Combustion (PRMVR=IC)
EXCLUDE | KS | Osborne | 1315 | 7 | NG | IC | 0.5 |  | Electric Utility | N | Internal Combustion (PRMVR=IC)
EXCLUDE | KS | Osborne | 1315 | 8 | NG | IC | 0.7 |  | Electric Utility | N | Internal Combustion (PRMVR=IC)
EXCLUDE | KS | Ottawa | 1316 | IC3 | NG | IC | 3.7 |  | Electric Utility | N | Internal Combustion (PRMVR=IC)
EXCLUDE | KS | Ottawa | 1316 | IC4 | NG | IC | 3.5 |  | Electric Utility | N | Internal Combustion (PRMVR=IC)
EXCLUDE | KS | Ottawa | 1316 | IC6 | NG | IC | 6 |  | Electric Utility | N | Internal Combustion (PRMVR=IC)
EXCLUDE | KS | Ottawa | 1316 | IC7 | NG | IC | 6 |  | Electric Utility | N | Internal Combustion (PRMVR=IC)
EXCLUDE | KS | Pratt | 1317 | 1 | NG | ST | 3 |  | Electric Utility | N | Steam unit (PRMVR=ST) under 25MW/250 MMBtu/hr
EXCLUDE | KS | Pratt | 1317 | IC1 | DFO | IC | 1.5 |  | Electric Utility | N | Internal Combustion (PRMVR=IC)
EXCLUDE | KS | Russell Downtown | 1319 | 11 | NG | IC | 3.6 |  | Electric Utility | N | Internal Combustion (PRMVR=IC)
EXCLUDE | KS | Russell Downtown | 1319 | 12 | NG | IC | 3.6 |  | Electric Utility | N | Internal Combustion (PRMVR=IC)
EXCLUDE | KS | Russell Downtown | 1319 | 7 | NG | IC | 3.5 |  | Electric Utility | N | Internal Combustion (PRMVR=IC)
EXCLUDE | KS | Russell Downtown | 1319 | 8 | DFO | IC | 2.5 |  | Electric Utility | N | Internal Combustion (PRMVR=IC)
EXCLUDE | KS | Russell Downtown | 1319 | 9 | DFO | IC | 2.5 |  | Electric Utility | N | Internal Combustion (PRMVR=IC)
EXCLUDE | KS | Sabetha Power Plant | 1320 | 11 | DFO | IC | 3 |  | Electric Utility | N | Internal Combustion (PRMVR=IC)
EXCLUDE | KS | Sabetha Power Plant | 1320 | 12 | NG | IC | 4.4 |  | Electric Utility | N | Internal Combustion (PRMVR=IC)
EXCLUDE | KS | Sabetha Power Plant | 1320 | 2 | DFO | IC | 1.5 |  | Electric Utility | N | Internal Combustion (PRMVR=IC)
EXCLUDE | KS | Sabetha Power Plant | 1320 | 3 | DFO | IC | 0.8 |  | Electric Utility | N | Internal Combustion (PRMVR=IC)
EXCLUDE | KS | Sabetha Power Plant | 1320 | 4 | DFO | IC | 1 |  | Electric Utility | N | Internal Combustion (PRMVR=IC)
EXCLUDE | KS | Sabetha Power Plant | 1320 | 5 | DFO | IC | 1.4 |  | Electric Utility | N | Internal Combustion (PRMVR=IC)
EXCLUDE | KS | Sabetha Power Plant | 1320 | 6 | DFO | IC | 1.4 |  | Electric Utility | N | Internal Combustion (PRMVR=IC)
EXCLUDE | KS | Sabetha Power Plant | 1320 | 7 | DFO | IC | 2.2 |  | Electric Utility | N | Internal Combustion (PRMVR=IC)
EXCLUDE | KS | Sabetha Power Plant | 1320 | 8 | DFO | IC | 2.5 |  | Electric Utility | N | Internal Combustion (PRMVR=IC)
EXCLUDE | KS | Sabetha Power Plant | 1320 | IC10 | DFO | IC | 2.5 |  | Electric Utility | N | Internal Combustion (PRMVR=IC)
EXCLUDE | KS | Sabetha Power Plant | 1320 | IC9 | DFO | IC | 1.1 |  | Electric Utility | N | Internal Combustion (PRMVR=IC)
EXCLUDE | KS | St Francis | 1321 | 2 | DFO | IC | 1.5 |  | Electric Utility | N | Internal Combustion (PRMVR=IC)
EXCLUDE | KS | St Francis | 1321 | 3 | DFO | IC | 0.8 |  | Electric Utility | N | Internal Combustion (PRMVR=IC)
EXCLUDE | KS | St Francis | 1321 | 4 | DFO | IC | 2.7 |  | Electric Utility | N | Internal Combustion (PRMVR=IC)
EXCLUDE | KS | St Francis | 1321 | 5 | DFO | IC | 0.9 |  | Electric Utility | N | Internal Combustion (PRMVR=IC)
EXCLUDE | KS | St John | 1322 | 2 | DFO | IC | 1.3 |  | Electric Utility | N | Internal Combustion (PRMVR=IC)
EXCLUDE | KS | St John | 1322 | 3 | DFO | IC | 0.9 |  | Electric Utility | N | Internal Combustion (PRMVR=IC)
EXCLUDE | KS | St John | 1322 | 4 | DFO | IC | 1.7 |  | Electric Utility | N | Internal Combustion (PRMVR=IC)
EXCLUDE | KS | St John | 1322 | 5 | DFO | IC | 2 |  | Electric Utility | N | Internal Combustion (PRMVR=IC)
EXCLUDE | KS | Sharon Spring | 1324 | 1 | NG | IC | 1 |  | Electric Utility | N | Internal Combustion (PRMVR=IC)
EXCLUDE | KS | Sharon Spring | 1324 | 2 | NG | IC | 1 |  | Electric Utility | N | Internal Combustion (PRMVR=IC)
EXCLUDE | KS | Sharon Spring | 1324 | 3 | NG | IC | 0.4 |  | Electric Utility | N | Internal Combustion (PRMVR=IC)
EXCLUDE | KS | Sharon Spring | 1324 | 4 | NG | IC | 0.6 |  | Electric Utility | N | Internal Combustion (PRMVR=IC)
EXCLUDE | KS | Stafford | 1325 | 1 | DFO | IC | 0.9 |  | Electric Utility | N | Internal Combustion (PRMVR=IC)
EXCLUDE | KS | Stafford | 1325 | 2 | DFO | IC | 0.9 |  | Electric Utility | N | Internal Combustion (PRMVR=IC)
EXCLUDE | KS | Stafford | 1325 | 3 | DFO | IC | 0.8 |  | Electric Utility | N | Internal Combustion (PRMVR=IC)
EXCLUDE | KS | Stafford | 1325 | 4 | DFO | IC | 1.4 |  | Electric Utility | N | Internal Combustion (PRMVR=IC)
EXCLUDE | KS | Stafford | 1325 | 5 | DFO | IC | 1.1 |  | Electric Utility | N | Internal Combustion (PRMVR=IC)
EXCLUDE | KS | Sterling | 1326 | 1 | DFO | IC | 1.5 |  | Electric Utility | N | Internal Combustion (PRMVR=IC)
EXCLUDE | KS | Sterling | 1326 | 2 | DFO | IC | 0.5 |  | Electric Utility | N | Internal Combustion (PRMVR=IC)
EXCLUDE | KS | Sterling | 1326 | 3 | DFO | IC | 3 |  | Electric Utility | N | Internal Combustion (PRMVR=IC)
EXCLUDE | KS | Sterling | 1326 | 4 | DFO | IC | 1.1 |  | Electric Utility | N | Internal Combustion (PRMVR=IC)
EXCLUDE | KS | Sterling | 1326 | 5 | DFO | IC | 1.4 |  | Electric Utility | N | Internal Combustion (PRMVR=IC)
EXCLUDE | KS | Sterling | 1326 | 6 | DFO | IC | 1.4 |  | Electric Utility | N | Internal Combustion (PRMVR=IC)
EXCLUDE | KS | Sterling | 1326 | 7 | DFO | IC | 1.4 |  | Electric Utility | N | Internal Combustion (PRMVR=IC)
EXCLUDE | KS | Stockton | 1327 | 1 | NG | IC | 1.1 |  | Electric Utility | N | Internal Combustion (PRMVR=IC)
EXCLUDE | KS | Stockton | 1327 | 2 | NG | IC | 1.1 |  | Electric Utility | N | Internal Combustion (PRMVR=IC)
EXCLUDE | KS | Stockton | 1327 | 3 | NG | IC | 2 |  | Electric Utility | N | Internal Combustion (PRMVR=IC)
EXCLUDE | KS | Stockton | 1327 | 4 | NG | IC | 0.5 |  | Electric Utility | N | Internal Combustion (PRMVR=IC)
EXCLUDE | KS | Stockton | 1327 | 5 | NG | IC | 1.3 |  | Electric Utility | N | Internal Combustion (PRMVR=IC)
EXCLUDE | KS | Wamego | 1328 | 1 | NG | IC | 1.3 |  | Electric Utility | N | Internal Combustion (PRMVR=IC)
EXCLUDE | KS | Wamego | 1328 | 10 | NG | IC | 3.2 |  | Electric Utility | N | Internal Combustion (PRMVR=IC)
EXCLUDE | KS | Wamego | 1328 | 3 | NG | IC | 1.3 |  | Electric Utility | N | Internal Combustion (PRMVR=IC)
EXCLUDE | KS | Wamego | 1328 | 4 | NG | IC | 1.1 |  | Electric Utility | N | Internal Combustion (PRMVR=IC)
EXCLUDE | KS | Wamego | 1328 | 5 | NG | IC | 2 |  | Electric Utility | N | Internal Combustion (PRMVR=IC)
EXCLUDE | KS | Wamego | 1328 | 6 | NG | IC | 2.4 |  | Electric Utility | N | Internal Combustion (PRMVR=IC)
EXCLUDE | KS | Wamego | 1328 | 7 | NG | IC | 1.3 |  | Electric Utility | N | Internal Combustion (PRMVR=IC)
EXCLUDE | KS | Wamego | 1328 | 8 | NG | IC | 1.3 |  | Electric Utility | N | Internal Combustion (PRMVR=IC)
EXCLUDE | KS | Wamego | 1328 | 9 | NG | IC | 1.3 |  | Electric Utility | N | Internal Combustion (PRMVR=IC)
EXCLUDE | KS | Washington | 1329 | 1 | DFO | IC | 1.2 |  | Electric Utility | N | Internal Combustion (PRMVR=IC)
EXCLUDE | KS | Washington | 1329 | 2 | DFO | IC | 1 |  | Electric Utility | N | Internal Combustion (PRMVR=IC)
EXCLUDE | KS | Washington | 1329 | 3 | DFO | IC | 0.9 |  | Electric Utility | N | Internal Combustion (PRMVR=IC)
EXCLUDE | KS | Washington | 1329 | 5 | DFO | IC | 0.6 |  | Electric Utility | N | Internal Combustion (PRMVR=IC)
EXCLUDE | KS | Washington | 1329 | 6 | DFO | IC | 1.5 |  | Electric Utility | N | Internal Combustion (PRMVR=IC)
EXCLUDE | KS | Washington | 1329 | 7 | DFO | IC | 1.1 |  | Electric Utility | N | Internal Combustion (PRMVR=IC)
EXCLUDE | KS | Washington | 1329 | IC4 | DFO | IC | 2.6 |  | Electric Utility | N | Internal Combustion (PRMVR=IC)
EXCLUDE | KS | Wellington 1 | 1330 | 5 | DFO | IC | 1 |  | Electric Utility | N | Internal Combustion (PRMVR=IC)
EXCLUDE | KS | Wellington 1 | 1330 | 7 | DFO | IC | 2 |  | Electric Utility | N | Internal Combustion (PRMVR=IC)
EXCLUDE | KS | Wellington 1 | 1330 | 8 | DFO | IC | 2 |  | Electric Utility | N | Internal Combustion (PRMVR=IC)
EXCLUDE | KS | West 14th Street | 1332 | IC1 | DFO | IC | 1.6 |  | Electric Utility | N | Internal Combustion (PRMVR=IC)
EXCLUDE | KS | Great Bend | 1334 | 1 | NG | IC | 1 |  | Electric Utility | N | Internal Combustion (PRMVR=IC)
EXCLUDE | KS | Great Bend | 1334 | 2 | NG | IC | 1 |  | Electric Utility | N | Internal Combustion (PRMVR=IC)
EXCLUDE | KS | Great Bend | 1334 | 3 | NG | IC | 1 |  | Electric Utility | N | Internal Combustion (PRMVR=IC)
EXCLUDE | KS | Great Bend | 1334 | 4 | NG | IC | 1 |  | Electric Utility | N | Internal Combustion (PRMVR=IC)
EXCLUDE | KS | Great Bend | 1334 | 5 | NG | IC | 3 |  | Electric Utility | N | Internal Combustion (PRMVR=IC)
EXCLUDE | KS | Great Bend | 1334 | 6 | NG | IC | 3 |  | Electric Utility | N | Internal Combustion (PRMVR=IC)
EXCLUDE | KY | Green River | 1357 | 1 | BIT | ST | 37.5 |  | Electric Utility | N | Status of operation (IP,L,P,T,or U) or Retired before 2012
EXCLUDE | KY | Green River | 1357 | 2 | BIT | ST | 37.5 |  | Electric Utility | N | Status of operation (IP,L,P,T,or U) or Retired before 2012
EXCLUDE | KY | Pineville | 1360 | 3 | BIT | ST | 37.5 |  | Electric Utility | N | Status of operation (IP,L,P,T,or U) or Retired before 2012
EXCLUDE | KY | Tyrone | 1361 | 1 | DFO | ST | 31.2 |  | Electric Utility | N | Status of operation (IP,L,P,T,or U) or Retired before 2012
EXCLUDE | KY | Tyrone | 1361 | 2 | DFO | ST | 31.2 |  | Electric Utility | N | Status of operation (IP,L,P,T,or U) or Retired before 2012
EXCLUDE | KY | Cane Run | 1363 | 7 | NG | CC | 690 |  | Electric Utility | N | Status of operation (IP,L,P,T,or U) or Retired before 2012
EXCLUDE | KY | Waterside | 1367 | 7 | NG | GT | 20 |  | Electric Utility | N | Simple Cycle Turbine (PRMVR=GT or OT) unit under 25MW
EXCLUDE | KY | Waterside | 1367 | 8 | NG | GT | 25 |  | Electric Utility | N | Status of operation (IP,L,P,T,or U) or Retired before 2012
EXCLUDE | KY | Paris | 1376 | 1 | DFO | IC | 1.3 |  | Electric Utility | N | Internal Combustion (PRMVR=IC)
EXCLUDE | KY | Paris | 1376 | 2 | DFO | IC | 1.3 |  | Electric Utility | N | Internal Combustion (PRMVR=IC)
EXCLUDE | KY | Paris | 1376 | 3 | DFO | IC | 0.7 |  | Electric Utility | N | Internal Combustion (PRMVR=IC)
EXCLUDE | KY | Paris | 1376 | 4 | DFO | IC | 0.9 |  | Electric Utility | N | Internal Combustion (PRMVR=IC)
EXCLUDE | KY | Paris | 1376 | 5 | DFO | IC | 1.1 |  | Electric Utility | N | Internal Combustion (PRMVR=IC)
EXCLUDE | KY | Paris | 1376 | 6 | DFO | IC | 3.1 |  | Electric Utility | N | Internal Combustion (PRMVR=IC)
EXCLUDE | KY | Paris | 1376 | 7 | DFO | IC | 3.1 |  | Electric Utility | N | Internal Combustion (PRMVR=IC)
OGST | LA | Louisiana 2 | 1392 | 10 | NG | ST | 50 |  | Electric Utility | N
OGST | LA | Louisiana 2 | 1392 | 11 | NG | ST | 50 |  | Electric Utility | N
OGST | LA | Louisiana 2 | 1392 | 12 | NG | ST | 75 |  | Electric Utility | N
EXCLUDE | LA | Teche | 1400 | 2 | NG | ST | 54.4 |  | Electric Utility | N | Status of operation (IP,L,P,T,or U) or Retired before 2012
EXCLUDE | LA | Nine Mile Point | 1403 | 6 | NG | CC | 627 |  | Electric Utility | N | Status of operation (IP,L,P,T,or U) or Retired before 2012
EXCLUDE | LA | A B Paterson | 1407 | 3 | NG | ST | 51.7 |  | Electric Utility | N | Status of operation (IP,L,P,T,or U) or Retired before 2012
EXCLUDE | LA | A B Paterson | 1407 | 4 | NG | ST | 81.2 |  | Electric Utility | N | Status of operation (IP,L,P,T,or U) or Retired before 2012
EXCLUDE | LA | A B Paterson | 1407 | 5 | DFO | GT | 16 |  | Electric Utility | N | Simple Cycle Turbine (PRMVR=GT or OT) unit under 25MW
OGST | LA | Lieberman | 1417 | 1 | NG | ST | 25 |  | Electric Utility | N
EXCLUDE | LA | Houma | 1439 | 10 | NG | IC | 4.5 |  | Electric Utility | N | Internal Combustion (PRMVR=IC)
EXCLUDE | LA | Houma | 1439 | 11 | NG | IC | 4.5 |  | Electric Utility | N | Internal Combustion (PRMVR=IC)
EXCLUDE | LA | Houma | 1439 | 12 | NG | IC | 4.5 |  | Electric Utility | N | Internal Combustion (PRMVR=IC)
EXCLUDE | LA | Houma | 1439 | 6 | NG | IC | 1.4 |  | Electric Utility | N | Internal Combustion (PRMVR=IC)
EXCLUDE | LA | Houma | 1439 | 7 | NG | IC | 1.4 |  | Electric Utility | N | Internal Combustion (PRMVR=IC)
EXCLUDE | LA | Houma | 1439 | 8 | NG | IC | 1.4 |  | Electric Utility | N | Internal Combustion (PRMVR=IC)
EXCLUDE | LA | Houma | 1439 | 9 | NG | IC | 2.7 |  | Electric Utility | N | Internal Combustion (PRMVR=IC)
EXCLUDE | LA | Rodemacher | 1445 | 3 | NG | ST | 13.3 |  | Electric Utility | N | Steam unit (PRMVR=ST) under 25MW/250 MMBtu/hr
EXCLUDE | LA | Rodemacher | 1445 | 4 | NG | ST | 25.4 |  | Electric Utility | N | Status of operation (IP,L,P,T,or U) or Retired before 2012
EXCLUDE | LA | Minden | 1447 | 3 | DFO | IC | 2.5 |  | Electric Utility | N | Internal Combustion (PRMVR=IC)
EXCLUDE | LA | Minden | 1447 | 4 | DFO | IC | 2.5 |  | Electric Utility | N | Internal Combustion (PRMVR=IC)
EXCLUDE | LA | Minden | 1447 | 5 | DFO | IC | 1.4 |  | Electric Utility | N | Internal Combustion (PRMVR=IC)
EXCLUDE | LA | Minden | 1447 | 6 | DFO | IC | 2 |  | Electric Utility | N | Internal Combustion (PRMVR=IC)
EXCLUDE | LA | Minden | 1447 | 7 | DFO | IC | 2 |  | Electric Utility | N | Internal Combustion (PRMVR=IC)
EXCLUDE | LA | Monroe | 1448 | 10 | NG | ST | 25 |  | Electric Utility | N | Status of operation (IP,L,P,T,or U) or Retired before 2012
EXCLUDE | LA | Monroe | 1448 | 11 | NG | ST | 37.5 |  | Electric Utility | N | Status of operation (IP,L,P,T,or U) or Retired before 2012
EXCLUDE | LA | Monroe | 1448 | 12 | NG | ST | 75 |  | Electric Utility | N | Status of operation (IP,L,P,T,or U) or Retired before 2012
EXCLUDE | LA | Morgan City | 1449 | 1 | NG | ST | 6 |  | Electric Utility | N | Steam unit (PRMVR=ST) under 25MW/250 MMBtu/hr
EXCLUDE | LA | Morgan City | 1449 | 2 | NG | ST | 6 |  | Electric Utility | N | Steam unit (PRMVR=ST) under 25MW/250 MMBtu/hr
EXCLUDE | LA | New Roads | 1453 | 1 | NG | IC | 2.3 |  | Electric Utility | N | Internal Combustion (PRMVR=IC)
EXCLUDE | LA | New Roads | 1453 | 2 | NG | IC | 0.6 |  | Electric Utility | N | Internal Combustion (PRMVR=IC)
EXCLUDE | LA | New Roads | 1453 | 3 | NG | IC | 1.1 |  | Electric Utility | N | Internal Combustion (PRMVR=IC)
EXCLUDE | LA | New Roads | 1453 | 4 | NG | IC | 1.7 |  | Electric Utility | N | Internal Combustion (PRMVR=IC)
EXCLUDE | LA | New Roads | 1453 | 5 | NG | IC | 1.7 |  | Electric Utility | N | Internal Combustion (PRMVR=IC)
EXCLUDE | LA | New Roads | 1453 | 6 | NG | IC | 2 |  | Electric Utility | N | Internal Combustion (PRMVR=IC)
EXCLUDE | LA | Rayne | 1456 | 8 | DFO | IC | 4.1 |  | Electric Utility | N | Internal Combustion (PRMVR=IC)
EXCLUDE | LA | Rayne | 1456 | 9 | DFO | IC | 4.1 |  | Electric Utility | N | Internal Combustion (PRMVR=IC)
OGST | LA | Big Cajun 1 | 1464 | 1 | NG | ST | 113.6 |  | Electric Utility/IPP Non-CHP | N
OGST | LA | Big Cajun 1 | 1464 | 2 | NG | ST | 113.6 |  | Electric Utility/IPP Non-CHP | N
EXCLUDE | ME | Bar Harbor | 1466 | 1 | DFO | IC | 2 |  | Electric Utility | N | Internal Combustion (PRMVR=IC)
EXCLUDE | ME | Bar Harbor | 1466 | 2 | DFO | IC | 2 |  | Electric Utility | N | Internal Combustion (PRMVR=IC)
EXCLUDE | ME | Bar Harbor | 1466 | 3 | DFO | IC | 2 |  | Electric Utility | N | Internal Combustion (PRMVR=IC)
EXCLUDE | ME | Bar Harbor | 1466 | 4 | DFO | IC | 2 |  | Electric Utility | N | Internal Combustion (PRMVR=IC)
EXCLUDE | ME | Eastport | 1468 | 1 | DFO | IC | 1 |  | Electric Utility | N | Internal Combustion (PRMVR=IC)
EXCLUDE | ME | Eastport | 1468 | 2 | DFO | IC | 1 |  | Electric Utility | N | Internal Combustion (PRMVR=IC)
EXCLUDE | ME | Eastport | 1468 | 3 | DFO | IC | 2 |  | Electric Utility | N | Internal Combustion (PRMVR=IC)
EXCLUDE | ME | Medway | 1474 | IC1 | DFO | IC | 2 |  | Electric Utility | N | Internal Combustion (PRMVR=IC)
EXCLUDE | ME | Medway | 1474 | IC2 | DFO | IC | 2 |  | Electric Utility | N | Internal Combustion (PRMVR=IC)
EXCLUDE | ME | Medway | 1474 | IC3 | DFO | IC | 2 |  | Electric Utility | N | Internal Combustion (PRMVR=IC)
EXCLUDE | ME | Medway | 1474 | IC4 | DFO | IC | 2 |  | Electric Utility | N | Internal Combustion (PRMVR=IC)
EXCLUDE | ME | Continental Mills | 1487 | CM1 | WAT | HY | 0.4 |  | IPP Non-CHP | N | Non Combustion (NUC, WAT, WND, GEO, or SUN)
EXCLUDE | ME | Continental Mills | 1487 | CM2 | WAT | HY | 0.4 |  | IPP Non-CHP | N | Non Combustion (NUC, WAT, WND, GEO, or SUN)
EXCLUDE | ME | Continental Mills | 1487 | CM3 | WAT | HY | 0.4 |  | IPP Non-CHP | N | Non Combustion (NUC, WAT, WND, GEO, or SUN)
EXCLUDE | ME | Continental Mills | 1487 | CM5 | WAT | HY | 0.1 |  | IPP Non-CHP | N | Non Combustion (NUC, WAT, WND, GEO, or SUN)
EXCLUDE | ME | Continental Mills | 1487 | CM6 | WAT | HY | 0.1 |  | IPP Non-CHP | N | Non Combustion (NUC, WAT, WND, GEO, or SUN)
EXCLUDE | ME | Fort Halifax | 1490 | FH1 | WAT | HY | 0.7 |  | IPP Non-CHP | N | Non Combustion (NUC, WAT, WND, GEO, or SUN)
EXCLUDE | ME | Fort Halifax | 1490 | FH2 | WAT | HY | 0.7 |  | IPP Non-CHP | N | Non Combustion (NUC, WAT, WND, GEO, or SUN)
EXCLUDE | ME | Caribou Generation Station | 1513 | 1 | RFO | ST | 7.5 |  | IPP Non-CHP | N | Steam unit (PRMVR=ST) under 25MW/250 MMBtu/hr
EXCLUDE | ME | Caribou Generation Station | 1513 | CD2 | DFO | IC | 2.7 |  | IPP Non-CHP | N | Internal Combustion (PRMVR=IC)
EXCLUDE | ME | Caribou Generation Station | 1513 | CD3 | DFO | IC | 2.7 |  | IPP Non-CHP | N | Internal Combustion (PRMVR=IC)
EXCLUDE | ME | Caribou Generation Station | 1513 | CD4 | DFO | IC | 1 |  | IPP Non-CHP | N | Internal Combustion (PRMVR=IC)
EXCLUDE | ME | Caribou Generation Station | 1513 | CD5 | DFO | IC | 1.2 |  | IPP Non-CHP | N | Internal Combustion (PRMVR=IC)
EXCLUDE | ME | Caribou Generation Station | 1513 | ST2 | RFO | ST | 11.5 |  | IPP Non-CHP | N | Steam unit (PRMVR=ST) under 25MW/250 MMBtu/hr
EXCLUDE | ME | Flos Inn Diesel | 1514 | FID1 | DFO | IC | 2 |  | IPP Non-CHP | N | Internal Combustion (PRMVR=IC)
EXCLUDE | ME | Flos Inn Diesel | 1514 | FID2 | DFO | IC | 2 |  | IPP Non-CHP | N | Internal Combustion (PRMVR=IC)
EXCLUDE | ME | Flos Inn Diesel | 1514 | FID3 | DFO | IC | 2 |  | IPP Non-CHP | N | Internal Combustion (PRMVR=IC)
EXCLUDE | MD | Crisfield | 1563 | CRIS | DFO | IC | 2.9 |  | IPP Non-CHP | N | Internal Combustion (PRMVR=IC)
EXCLUDE | MD | Crisfield | 1563 | CRS2 | DFO | IC | 2.9 |  | IPP Non-CHP | N | Internal Combustion (PRMVR=IC)
EXCLUDE | MD | Crisfield | 1563 | CRS3 | DFO | IC | 2.9 |  | IPP Non-CHP | N | Internal Combustion (PRMVR=IC)
EXCLUDE | MD | Crisfield | 1563 | CRS4 | DFO | IC | 2.9 |  | IPP Non-CHP | N | Internal Combustion (PRMVR=IC)
EXCLUDE | MD | Easton | 1580 | 10 | DFO | IC | 3.5 |  | Electric Utility | N | Internal Combustion (PRMVR=IC)
EXCLUDE | MD | Easton | 1580 | 101 | DFO | IC | 1.5 |  | Electric Utility | N | Internal Combustion (PRMVR=IC)
EXCLUDE | MD | Easton | 1580 | 102 | DFO | IC | 1.5 |  | Electric Utility | N | Internal Combustion (PRMVR=IC)
EXCLUDE | MD | Easton | 1580 | 11 | DFO | IC | 3.8 |  | Electric Utility | N | Internal Combustion (PRMVR=IC)
EXCLUDE | MD | Easton | 1580 | 12 | DFO | IC | 4.1 |  | Electric Utility | N | Internal Combustion (PRMVR=IC)
EXCLUDE | MD | Easton | 1580 | 13 | DFO | IC | 5.6 |  | Electric Utility | N | Internal Combustion (PRMVR=IC)
EXCLUDE | MD | Easton | 1580 | 14 | DFO | IC | 5.6 |  | Electric Utility | N | Internal Combustion (PRMVR=IC)
EXCLUDE | MD | Easton | 1580 | 7 | DFO | IC | 2.5 |  | Electric Utility | N | Internal Combustion (PRMVR=IC)
EXCLUDE | MD | Easton | 1580 | 8 | DFO | IC | 2.5 |  | Electric Utility | N | Internal Combustion (PRMVR=IC)
EXCLUDE | MD | Easton | 1580 | 9 | DFO | IC | 3 |  | Electric Utility | N | Internal Combustion (PRMVR=IC)
EXCLUDE | MA | Exelon Edgar LLC | 1585 | GT1 | DFO | GT | 14.2 |  | IPP Non-CHP | N | Simple Cycle Turbine (PRMVR=GT or OT) unit under 25MW
EXCLUDE | MA | Exelon Edgar LLC | 1585 | GT2 | DFO | GT | 14.2 |  | IPP Non-CHP | N | Simple Cycle Turbine (PRMVR=GT or OT) unit under 25MW
EXCLUDE | MA | Mystic Generating Station | 1588 | 4 | RFO | ST | 156.2 |  | Electric Utility/IPP Non-CHP | N | Status of operation (IP,L,P,T,or U) or Retired before 2012
EXCLUDE | MA | Mystic Generating Station | 1588 | 5 | RFO | ST | 156.2 |  | Electric Utility/IPP Non-CHP | N | Status of operation (IP,L,P,T,or U) or Retired before 2012
EXCLUDE | MA | Mystic Generating Station | 1588 | 6 | RFO | ST | 156.2 |  | Electric Utility/IPP Non-CHP | N | Status of operation (IP,L,P,T,or U) or Retired before 2012
EXCLUDE | MA | New Boston Generating Station | 1589 | 1 | NG | ST | 359 |  | IPP Non-CHP | N | Status of operation (IP,L,P,T,or U) or Retired before 2012
EXCLUDE | MA | New Boston Generating Station | 1589 | 2 | NG | ST | 358.7 |  | IPP Non-CHP | N | Status of operation (IP,L,P,T,or U) or Retired before 2012
OGST | MA | Blackstone | 1594 | 1 | RFO | ST | 12.5 |  | Electric Utility/Cogeneration | Y
EXCLUDE | MA | Kendall Square Station | 1595 | JET2 | JF | GT | 20 |  | IPP CHP | Y | Simple Cycle Turbine (PRMVR=GT or OT) unit under 25MW
EXCLUDE | MA | Oak Bluffs Diesel Generating Facility | 1597 | UN1 | DFO | IC | 2.7 |  | IPP Non-CHP | N | Internal Combustion (PRMVR=IC)
EXCLUDE | MA | Oak Bluffs Diesel Generating Facility | 1597 | UN2 | DFO | IC | 2.7 |  | IPP Non-CHP | N | Internal Combustion (PRMVR=IC)
EXCLUDE | MA | Oak Bluffs Diesel Generating Facility | 1597 | UN3 | DFO | IC | 2.7 |  | IPP Non-CHP | N | Internal Combustion (PRMVR=IC)
EXCLUDE | MA | Canal | 1599 | UN2R | NG | GT | 448 |  | IPP Non-CHP | N | Status of operation (IP,L,P,T,or U) or Retired before 2012
EXCLUDE | MA | Hadley Falls | 1605 | 3 | WAT | HY | 3.5 |  | Electric Utility | N | Non Combustion (NUC, WAT, WND, GEO, or SUN)
EXCLUDE | MA | Riverside | 1607 | 6 | WAT | HY | 1.1 |  | Electric Utility | N | Non Combustion (NUC, WAT, WND, GEO, or SUN)
EXCLUDE | MA | Nantucket | 1615 | 10 | DFO | IC | 1.2 |  | Electric Utility | N | Internal Combustion (PRMVR=IC)
EXCLUDE | MA | Nantucket | 1615 | 11 | DFO | IC | 1.2 |  | Electric Utility | N | Internal Combustion (PRMVR=IC)
EXCLUDE | MA | Nantucket | 1615 | 14 | DFO | IC | 2.5 |  | Electric Utility | N | Internal Combustion (PRMVR=IC)
EXCLUDE | MA | Nantucket | 1615 | 15 | DFO | IC | 2.5 |  | Electric Utility | N | Internal Combustion (PRMVR=IC)
EXCLUDE | MA | Nantucket | 1615 | 16 | DFO | IC | 2.5 |  | Electric Utility | N | Internal Combustion (PRMVR=IC)
EXCLUDE | MA | Nantucket | 1615 | 17 | DFO | IC | 2.5 |  | Electric Utility | N | Internal Combustion (PRMVR=IC)
EXCLUDE | MA | Brayton Point | 1619 | IC1 | DFO | IC | 2.7 |  | IPP Non-CHP | N | Internal Combustion (PRMVR=IC)
EXCLUDE | MA | Brayton Point | 1619 | IC2 | DFO | IC | 2.7 |  | IPP Non-CHP | N | Internal Combustion (PRMVR=IC)
EXCLUDE | MA | Brayton Point | 1619 | IC3 | DFO | IC | 2.7 |  | IPP Non-CHP | N | Internal Combustion (PRMVR=IC)
EXCLUDE | MA | Brayton Point | 1619 | IC4 | DFO | IC | 2.7 |  | IPP Non-CHP | N | Internal Combustion (PRMVR=IC)
EXCLUDE | MA | NAEA Energy Massachusetts LLC | 1642 | WS1 | RFO | ST | 51 |  | Electric Utility/IPP Non-CHP | N | Status of operation (IP,L,P,T,or U) or Retired before 2012
EXCLUDE | MA | NAEA Energy Massachusetts LLC | 1642 | WS2 | RFO | ST | 51 |  | Electric Utility/IPP Non-CHP | N | Status of operation (IP,L,P,T,or U) or Retired before 2012
EXCLUDE | MA | Potter Station 2 | 1660 | IC1 | DFO | IC | 2.7 |  | Electric Utility | N | Internal Combustion (PRMVR=IC)
EXCLUDE | MA | Potter Station 2 | 1660 | IC2 | DFO | IC | 2.7 |  | Electric Utility | N | Internal Combustion (PRMVR=IC)
EXCLUDE | MA | High Street Station | 1670 | 1 | NG | IC | 1.2 |  | Electric Utility | N | Internal Combustion (PRMVR=IC)
EXCLUDE | MA | High Street Station | 1670 | 10 | NG | IC | 1.2 |  | Electric Utility | N | Internal Combustion (PRMVR=IC)
EXCLUDE | MA | High Street Station | 1670 | 11 | NG | IC | 1.2 |  | Electric Utility | N | Internal Combustion (PRMVR=IC)
EXCLUDE | MA | High Street Station | 1670 | 12 | NG | IC | 1.2 |  | Electric Utility | N | Internal Combustion (PRMVR=IC)
EXCLUDE | MA | High Street Station | 1670 | 2 | NG | IC | 1.3 |  | Electric Utility | N | Internal Combustion (PRMVR=IC)
EXCLUDE | MA | High Street Station | 1670 | 3 | DFO | IC | 0.7 |  | Electric Utility | N | Internal Combustion (PRMVR=IC)
EXCLUDE | MA | High Street Station | 1670 | 4 | DFO | IC | 0.6 |  | Electric Utility | N | Internal Combustion (PRMVR=IC)
EXCLUDE | MA | High Street Station | 1670 | 6 | NG | IC | 1.1 |  | Electric Utility | N | Internal Combustion (PRMVR=IC)
EXCLUDE | MA | High Street Station | 1670 | 7 | DFO | IC | 1.3 |  | Electric Utility | N | Internal Combustion (PRMVR=IC)
EXCLUDE | MA | High Street Station | 1670 | 8 | DFO | IC | 1.1 |  | Electric Utility | N | Internal Combustion (PRMVR=IC)
EXCLUDE | MA | High Street Station | 1670 | 9 | NG | IC | 1.3 |  | Electric Utility | N | Internal Combustion (PRMVR=IC)
OGST | MI | B C Cobb | 1695 | 1 | NG | ST | 69 |  | Electric Utility | N
OGST | MI | B C Cobb | 1695 | 2 | NG | ST | 69 |  | Electric Utility | N
OGST | MI | B C Cobb | 1695 | 3 | NG | ST | 69 |  | Electric Utility | N
EXCLUDE | MI | B E Morrow | 1696 | A | NG | GT | 18 |  | Electric Utility | N | Simple Cycle Turbine (PRMVR=GT or OT) unit under 25MW
EXCLUDE | MI | B E Morrow | 1696 | B | NG | GT | 18 |  | Electric Utility | N | Simple Cycle Turbine (PRMVR=GT or OT) unit under 25MW
COALST | MI | Dan E Karn | 1702 | 1B | SUB | ST | 136 |  | Electric Utility | N
COALST | MI | Dan E Karn | 1702 | 2B | SUB | ST | 136 |  | Electric Utility | N
EXCLUDE | MI | Gaylord | 1706 | 5 | NG | GT | 16 |  | Electric Utility | N | Simple Cycle Turbine (PRMVR=GT or OT) unit under 25MW
EXCLUDE | MI | J C Weadock | 1720 | A | NG | GT | 18.6 |  | Electric Utility | N | Simple Cycle Turbine (PRMVR=GT or OT) unit under 25MW
EXCLUDE | MI | J R Whiting | 1723 | A | DFO | GT | 18.6 |  | Electric Utility | N | Simple Cycle Turbine (PRMVR=GT or OT) unit under 25MW
EXCLUDE | MI | Colfax | 1725 | 1 | DFO | IC | 2.7 |  | Electric Utility | N | Internal Combustion (PRMVR=IC)
EXCLUDE | MI | Colfax | 1725 | 2 | DFO | IC | 2.7 |  | Electric Utility | N | Internal Combustion (PRMVR=IC)
EXCLUDE | MI | Colfax | 1725 | 3 | DFO | IC | 2.7 |  | Electric Utility | N | Internal Combustion (PRMVR=IC)
EXCLUDE | MI | Colfax | 1725 | 4 | DFO | IC | 2.7 |  | Electric Utility | N | Internal Combustion (PRMVR=IC)
EXCLUDE | MI | Colfax | 1725 | 5 | DFO | IC | 2.7 |  | Electric Utility | N | Internal Combustion (PRMVR=IC)
EXCLUDE | MI | Conners Creek | 1726 | 1 | DFO | IC | 2.7 |  | Electric Utility | N | Internal Combustion (PRMVR=IC)
OGST | MI | Conners Creek | 1726 | 15 | NG | ST | 135 |  | Electric Utility | N
OGST | MI | Conners Creek | 1726 | 16 | NG | ST | 135 |  | Electric Utility | N
EXCLUDE | MI | Conners Creek | 1726 | 2 | DFO | IC | 2.7 |  | Electric Utility | N | Internal Combustion (PRMVR=IC)
EXCLUDE | MI | Dayton | 1727 | 1 | DFO | IC | 2 |  | Electric Utility | N | Internal Combustion (PRMVR=IC)
EXCLUDE | MI | Dayton | 1727 | 2 | DFO | IC | 2 |  | Electric Utility | N | Internal Combustion (PRMVR=IC)
EXCLUDE | MI | Dayton | 1727 | 3 | DFO | IC | 2 |  | Electric Utility | N | Internal Combustion (PRMVR=IC)
EXCLUDE | MI | Dayton | 1727 | 4 | DFO | IC | 2 |  | Electric Utility | N | Internal Combustion (PRMVR=IC)
EXCLUDE | MI | Dayton | 1727 | 5 | DFO | IC | 2 |  | Electric Utility | N | Internal Combustion (PRMVR=IC)
EXCLUDE | MI | Harbor Beach | 1731 | IC1 | DFO | IC | 2 |  | Electric Utility | N | Internal Combustion (PRMVR=IC)
EXCLUDE | MI | Harbor Beach | 1731 | IC2 | DFO | IC | 2 |  | Electric Utility | N | Internal Combustion (PRMVR=IC)
EXCLUDE | MI | Marysville | 1732 | 6 | BIT | ST | 50 |  | Electric Utility | N | Status of operation (IP,L,P,T,or U) or Retired before 2012
EXCLUDE | MI | Marysville | 1732 | 7 | BIT | ST | 75 |  | Electric Utility | N | Status of operation (IP,L,P,T,or U) or Retired before 2012
EXCLUDE | MI | Marysville | 1732 | 8 | BIT | ST | 75 |  | Electric Utility | N | Status of operation (IP,L,P,T,or U) or Retired before 2012
EXCLUDE | MI | Monroe | 1733 | IC1 | DFO | IC | 2.7 |  | Electric Utility | N | Internal Combustion (PRMVR=IC)
EXCLUDE | MI | Monroe | 1733 | IC2 | DFO | IC | 2.7 |  | Electric Utility | N | Internal Combustion (PRMVR=IC)
EXCLUDE | MI | Monroe | 1733 | IC3 | DFO | IC | 2.7 |  | Electric Utility | N | Internal Combustion (PRMVR=IC)
EXCLUDE | MI | Monroe | 1733 | IC4 | DFO | IC | 2.7 |  | Electric Utility | N | Internal Combustion (PRMVR=IC)
EXCLUDE | MI | Monroe | 1733 | IC5 | DFO | IC | 2.7 |  | Electric Utility | N | Internal Combustion (PRMVR=IC)
EXCLUDE | MI | Oliver | 1735 | 1 | DFO | IC | 2.7 |  | Electric Utility | N | Internal Combustion (PRMVR=IC)
EXCLUDE | MI | Oliver | 1735 | 2 | DFO | IC | 2.7 |  | Electric Utility | N | Internal Combustion (PRMVR=IC)
EXCLUDE | MI | Oliver | 1735 | 3 | DFO | IC | 2.7 |  | Electric Utility | N | Internal Combustion (PRMVR=IC)
EXCLUDE | MI | Oliver | 1735 | 4 | DFO | IC | 2.7 |  | Electric Utility | N | Internal Combustion (PRMVR=IC)
EXCLUDE | MI | Oliver | 1735 | 5 | DFO | IC | 2.7 |  | Electric Utility | N | Internal Combustion (PRMVR=IC)
EXCLUDE | MI | Placid 12 | 1737 | 1 | DFO | IC | 2.7 |  | Electric Utility | N | Internal Combustion (PRMVR=IC)
EXCLUDE | MI | Placid 12 | 1737 | 2 | DFO | IC | 2.7 |  | Electric Utility | N | Internal Combustion (PRMVR=IC)
EXCLUDE | MI | Placid 12 | 1737 | 3 | DFO | IC | 2.7 |  | Electric Utility | N | Internal Combustion (PRMVR=IC)
EXCLUDE | MI | Placid 12 | 1737 | 4 | DFO | IC | 2.7 |  | Electric Utility | N | Internal Combustion (PRMVR=IC)
EXCLUDE | MI | Placid 12 | 1737 | 5 | DFO | IC | 2.7 |  | Electric Utility | N | Internal Combustion (PRMVR=IC)
EXCLUDE | MI | Putnam | 1739 | 1 | DFO | IC | 2.7 |  | Electric Utility | N | Internal Combustion (PRMVR=IC)
EXCLUDE | MI | Putnam | 1739 | 2 | DFO | IC | 2.7 |  | Electric Utility | N | Internal Combustion (PRMVR=IC)
EXCLUDE | MI | Putnam | 1739 | 3 | DFO | IC | 2.7 |  | Electric Utility | N | Internal Combustion (PRMVR=IC)
EXCLUDE | MI | Putnam | 1739 | 4 | DFO | IC | 2.7 |  | Electric Utility | N | Internal Combustion (PRMVR=IC)
EXCLUDE | MI | Putnam | 1739 | 5 | DFO | IC | 2.7 |  | Electric Utility | N | Internal Combustion (PRMVR=IC)
OGST | MI | River Rouge | 1740 | 1 | NG | ST | 282.6 |  | Electric Utility | N
EXCLUDE | MI | River Rouge | 1740 | IC1 | DFO | IC | 2.7 |  | Electric Utility | N | Internal Combustion (PRMVR=IC)
EXCLUDE | MI | River Rouge | 1740 | IC2 | DFO | IC | 2.7 |  | Electric Utility | N | Internal Combustion (PRMVR=IC)
EXCLUDE | MI | River Rouge | 1740 | IC3 | DFO | IC | 2.7 |  | Electric Utility | N | Internal Combustion (PRMVR=IC)
EXCLUDE | MI | River Rouge | 1740 | IC4 | DFO | IC | 2.7 |  | Electric Utility | N | Internal Combustion (PRMVR=IC)
EXCLUDE | MI | Slocum | 1741 | 1 | DFO | IC | 2.7 |  | Electric Utility | N | Internal Combustion (PRMVR=IC)
EXCLUDE | MI | Slocum | 1741 | 2 | DFO | IC | 2.7 |  | Electric Utility | N | Internal Combustion (PRMVR=IC)
EXCLUDE | MI | Slocum | 1741 | 3 | DFO | IC | 2.7 |  | Electric Utility | N | Internal Combustion (PRMVR=IC)
EXCLUDE | MI | Slocum | 1741 | 4 | DFO | IC | 2.7 |  | Electric Utility | N | Internal Combustion (PRMVR=IC)
EXCLUDE | MI | Slocum | 1741 | 5 | DFO | IC | 2.7 |  | Electric Utility | N | Internal Combustion (PRMVR=IC)
EXCLUDE | MI | St Clair | 1743 | 12A | DFO | IC | 2.7 |  | Electric Utility | N | Internal Combustion (PRMVR=IC)
EXCLUDE | MI | St Clair | 1743 | 12B | DFO | IC | 2.7 |  | Electric Utility | N | Internal Combustion (PRMVR=IC)
EXCLUDE | MI | St Clair | 1743 | 5 | RFO | ST | 357.7 |  | Electric Utility | N | Status of operation (IP,L,P,T,or U) or Retired before 2012
EXCLUDE | MI | Wilmot | 1746 | 1 | DFO | IC | 2.7 |  | Electric Utility | N | Internal Combustion (PRMVR=IC)
EXCLUDE | MI | Wilmot | 1746 | 2 | DFO | IC | 2.7 |  | Electric Utility | N | Internal Combustion (PRMVR=IC)
EXCLUDE | MI | Wilmot | 1746 | 3 | DFO | IC | 2.7 |  | Electric Utility | N | Internal Combustion (PRMVR=IC)
EXCLUDE | MI | Wilmot | 1746 | 4 | DFO | IC | 2.7 |  | Electric Utility | N | Internal Combustion (PRMVR=IC)
EXCLUDE | MI | Wilmot | 1746 | 5 | DFO | IC | 2.7 |  | Electric Utility | N | Internal Combustion (PRMVR=IC)
EXCLUDE | MI | Manistique | 1750 | 1 | DFO | IC | 2 |  | Electric Utility | N | Internal Combustion (PRMVR=IC)
EXCLUDE | MI | Manistique | 1750 | 2 | DFO | IC | 2.8 |  | Electric Utility | N | Internal Combustion (PRMVR=IC)
EXCLUDE | MI | Presque Isle | 1769 | 1 | BIT | ST | 25 |  | Electric Utility | N | Status of operation (IP,L,P,T,or U) or Retired before 2012
EXCLUDE | MI | Presque Isle | 1769 | 2 | BIT | ST | 37.5 |  | Electric Utility | N | Status of operation (IP,L,P,T,or U) or Retired before 2012
EXCLUDE | MI | Presque Isle | 1769 | 3 | BIT | ST | 54.4 |  | Electric Utility | N | Status of operation (IP,L,P,T,or U) or Retired before 2012
EXCLUDE | MI | Presque Isle | 1769 | 4 | BIT | ST | 57.8 |  | Electric Utility | N | Status of operation (IP,L,P,T,or U) or Retired before 2012
EXCLUDE | MI | Clinton | 1818 | 1 | DFO | IC | 0.5 |  | Electric Utility | N | Internal Combustion (PRMVR=IC)
EXCLUDE | MI | Clinton | 1818 | 2 | DFO | IC | 0.5 |  | Electric Utility | N | Internal Combustion (PRMVR=IC)
EXCLUDE | MI | Clinton | 1818 | 3 | DFO | IC | 0.4 |  | Electric Utility | N | Internal Combustion (PRMVR=IC)
EXCLUDE | MI | Clinton | 1818 | 4 | DFO | IC | 0.4 |  | Electric Utility | N | Internal Combustion (PRMVR=IC)
EXCLUDE | MI | Clinton | 1818 | 5 | DFO | IC | 0.4 |  | Electric Utility | N | Internal Combustion (PRMVR=IC)
EXCLUDE | MI | Clinton | 1818 | 6 | NG | IC | 2 |  | Electric Utility | N | Internal Combustion (PRMVR=IC)
EXCLUDE | MI | Coldwater | 1819 | 1 | DFO | IC | 0.7 |  | Electric Utility | N | Internal Combustion (PRMVR=IC)
EXCLUDE | MI | Coldwater | 1819 | 3 | NG | IC | 3.5 |  | Electric Utility | N | Internal Combustion (PRMVR=IC)
EXCLUDE | MI | Coldwater | 1819 | IC4 | DFO | IC | 2.5 |  | Electric Utility | N | Internal Combustion (PRMVR=IC)
EXCLUDE | MI | Coldwater | 1819 | IC5 | NG | IC | 6 |  | Electric Utility | N | Internal Combustion (PRMVR=IC)
EXCLUDE | MI | Mistersky | 1822 | 5 | NG | ST | 44 |  | Electric Utility | Y | Status of operation (IP,L,P,T,or U) or Retired before 2012
OGST | MI | Mistersky | 1822 | 6 | NG | ST | 50 |  | Electric Utility | Y
OGST | MI | Mistersky | 1822 | 7 | NG | ST | 60 |  | Electric Utility | Y
EXCLUDE | MI | Grand Haven Diesel Plant | 1826 | 1 | NG | IC | 7 |  | Electric Utility | N | Internal Combustion (PRMVR=IC)
EXCLUDE | MI | Grand Haven Diesel Plant | 1826 | 2 | RFO | IC | 2.7 |  | Electric Utility | N | Internal Combustion (PRMVR=IC)
EXCLUDE | MI | Grand Haven Diesel Plant | 1826 | 5 | DFO | IC | 3 |  | Electric Utility | N | Internal Combustion (PRMVR=IC)
EXCLUDE | MI | Grand Haven Diesel Plant | 1826 | 6 | NG | IC | 2.7 |  | Electric Utility | N | Internal Combustion (PRMVR=IC)
EXCLUDE | MI | Grand Haven Diesel Plant | 1826 | 7 | RFO | IC | 5.5 |  | Electric Utility | N | Internal Combustion (PRMVR=IC)
EXCLUDE | MI | Hart | 1827 | 2 | DFO | IC | 0.6 |  | Electric Utility | N | Internal Combustion (PRMVR=IC)
EXCLUDE | MI | Hart | 1827 | 4 | NG | IC | 1.4 |  | Electric Utility | N | Internal Combustion (PRMVR=IC)
EXCLUDE | MI | Hart | 1827 | IC1 | DFO | IC | 1.7 |  | Electric Utility | N | Internal Combustion (PRMVR=IC)
EXCLUDE | MI | Hart | 1827 | IC3 | DFO | IC | 2 |  | Electric Utility | N | Internal Combustion (PRMVR=IC)
EXCLUDE | MI | Hillsdale | 1829 | 10 | DFO | IC | 1.8 |  | Electric Utility | N | Internal Combustion (PRMVR=IC)
EXCLUDE | MI | Hillsdale | 1829 | 2 | DFO | IC | 2.7 |  | Electric Utility | N | Internal Combustion (PRMVR=IC)
EXCLUDE | MI | Hillsdale | 1829 | 3 | NG | IC | 3.5 |  | Electric Utility | N | Internal Combustion (PRMVR=IC)
EXCLUDE | MI | Hillsdale | 1829 | 4 | NG | IC | 4.1 |  | Electric Utility | N | Internal Combustion (PRMVR=IC)
EXCLUDE | MI | Hillsdale | 1829 | 5 | NG | IC | 5.6 |  | Electric Utility | N | Internal Combustion (PRMVR=IC)
EXCLUDE | MI | Hillsdale | 1829 | 6 | NG | IC | 6 |  | Electric Utility | N | Internal Combustion (PRMVR=IC)
EXCLUDE | MI | Hillsdale | 1829 | 7 | DFO | IC | 1.6 |  | Electric Utility | N | Internal Combustion (PRMVR=IC)
EXCLUDE | MI | Hillsdale | 1829 | 8 | DFO | IC | 1.6 |  | Electric Utility | N | Internal Combustion (PRMVR=IC)
EXCLUDE | MI | Hillsdale | 1829 | 9 | DFO | IC | 1.8 |  | Electric Utility | N | Internal Combustion (PRMVR=IC)
EXCLUDE | MI | Lowell | 1837 | 5 | NG | IC | 1.1 |  | Electric Utility | N | Internal Combustion (PRMVR=IC)
EXCLUDE | MI | Lowell | 1837 | 6 | NG | IC | 1.1 |  | Electric Utility | N | Internal Combustion (PRMVR=IC)
EXCLUDE | MI | Lowell | 1837 | 7 | NG | IC | 1.4 |  | Electric Utility | N | Internal Combustion (PRMVR=IC)
EXCLUDE | MI | Shiras | 1843 | 1 | BIT | ST | 12.5 |  | Electric Utility | N | Steam unit (PRMVR=ST) under 25MW/250 MMBtu/hr
EXCLUDE | MI | Marshall | 1844 | IC2 | NG | IC | 1.1 |  | Electric Utility | N | Internal Combustion (PRMVR=IC)
EXCLUDE | MI | Marshall | 1844 | IC3 | NG | IC | 2.1 |  | Electric Utility | N | Internal Combustion (PRMVR=IC)
EXCLUDE | MI | Marshall | 1844 | IC4 | DFO | IC | 1 |  | Electric Utility | N | Internal Combustion (PRMVR=IC)
EXCLUDE | MI | Marshall | 1844 | IC5 | NG | IC | 1.7 |  | Electric Utility | N | Internal Combustion (PRMVR=IC)
EXCLUDE | MI | Marshall | 1844 | IC6 | NG | IC | 5.7 |  | Electric Utility | N | Internal Combustion (PRMVR=IC)
EXCLUDE | MI | Newberry | 1846 | 1 | DFO | IC | 3 |  | Electric Utility | N | Internal Combustion (PRMVR=IC)
EXCLUDE | MI | Newberry | 1846 | 2 | DFO | IC | 0.7 |  | Electric Utility | N | Internal Combustion (PRMVR=IC)
EXCLUDE | MI | Newberry | 1846 | 4 | DFO | IC | 1.8 |  | Electric Utility | N | Internal Combustion (PRMVR=IC)
EXCLUDE | MI | Frank Jenkins | 1851 | 3 | DFO | IC | 0.3 |  | Electric Utility | N | Internal Combustion (PRMVR=IC)
EXCLUDE | MI | Frank Jenkins | 1851 | 4 | DFO | IC | 0.8 |  | Electric Utility | N | Internal Combustion (PRMVR=IC)
EXCLUDE | MI | Frank Jenkins | 1851 | 5 | DFO | IC | 2 |  | Electric Utility | N | Internal Combustion (PRMVR=IC)
EXCLUDE | MI | Frank Jenkins | 1851 | 6 | DFO | IC | 1 |  | Electric Utility | N | Internal Combustion (PRMVR=IC)
EXCLUDE | MI | St Louis | 1852 | 1 | DFO | IC | 1.3 |  | Electric Utility | N | Internal Combustion (PRMVR=IC)
EXCLUDE | MI | St Louis | 1852 | 2 | DFO | IC | 0.6 |  | Electric Utility | N | Internal Combustion (PRMVR=IC)
EXCLUDE | MI | St Louis | 1852 | 3 | DFO | IC | 0.9 |  | Electric Utility | N | Internal Combustion (PRMVR=IC)
EXCLUDE | MI | St Louis | 1852 | 7 | DFO | IC | 1.1 |  | Electric Utility | N | Internal Combustion (PRMVR=IC)
EXCLUDE | MI | St Louis | 1852 | 8 | DFO | IC | 1.5 |  | Electric Utility | N | Internal Combustion (PRMVR=IC)
EXCLUDE | MI | St Louis | 1852 | 9 | DFO | IC | 1.3 |  | Electric Utility | N | Internal Combustion (PRMVR=IC)
EXCLUDE | MI | Main Street | 1853 | 1 | NG | IC | 1 |  | Electric Utility | N | Internal Combustion (PRMVR=IC)
EXCLUDE | MI | Main Street | 1853 | 2 | DFO | IC | 0.9 |  | Electric Utility | N | Internal Combustion (PRMVR=IC)
EXCLUDE | MI | Main Street | 1853 | 3 | NG | IC | 1.1 |  | Electric Utility | N | Internal Combustion (PRMVR=IC)
EXCLUDE | MI | Main Street | 1853 | 4 | NG | IC | 1.3 |  | Electric Utility | N | Internal Combustion (PRMVR=IC)
EXCLUDE | MI | Main Street | 1853 | 5 | NG | IC | 1.1 |  | Electric Utility | N | Internal Combustion (PRMVR=IC)
EXCLUDE | MI | Main Street | 1853 | 6 | NG | IC | 0.6 |  | Electric Utility | N | Internal Combustion (PRMVR=IC)
EXCLUDE | MI | Sturgis City Diesel Plant | 1855 | 1 | DFO | IC | 1 |  | Electric Utility | N | Internal Combustion (PRMVR=IC)
EXCLUDE | MI | Sturgis City Diesel Plant | 1855 | 2 | DFO | IC | 1 |  | Electric Utility | N | Internal Combustion (PRMVR=IC)
EXCLUDE | MI | Sturgis City Diesel Plant | 1855 | 4 | DFO | IC | 1 |  | Electric Utility | N | Internal Combustion (PRMVR=IC)
EXCLUDE | MI | Sturgis City Diesel Plant | 1855 | 5 | DFO | IC | 1 |  | Electric Utility | N | Internal Combustion (PRMVR=IC)
EXCLUDE | MI | Sturgis City Diesel Plant | 1855 | 6 | NG | IC | 6 |  | Electric Utility | N | Internal Combustion (PRMVR=IC)
EXCLUDE | MI | Wyandotte | 1866 | DG1 | DFO | IC | 1.8 |  | Electric Utility | N | Internal Combustion (PRMVR=IC)
EXCLUDE | MI | Wyandotte | 1866 | DG2 | DFO | IC | 1.8 |  | Electric Utility | N | Internal Combustion (PRMVR=IC)
EXCLUDE | MI | Wyandotte | 1866 | DG3 | DFO | IC | 1.8 |  | Electric Utility | N | Internal Combustion (PRMVR=IC)
EXCLUDE | MI | Zeeland | 1867 | 1 | NG | IC | 1.4 |  | Electric Utility | N | Internal Combustion (PRMVR=IC)
EXCLUDE | MI | Zeeland | 1867 | 10 | NG | IC | 5.6 |  | Electric Utility | N | Internal Combustion (PRMVR=IC)
EXCLUDE | MI | Zeeland | 1867 | 11 | NG | IC | 6 |  | Electric Utility | N | Internal Combustion (PRMVR=IC)
EXCLUDE | MI | Zeeland | 1867 | 2 | NG | IC | 1.1 |  | Electric Utility | N | Internal Combustion (PRMVR=IC)
EXCLUDE | MI | Zeeland | 1867 | 7 | NG | IC | 2 |  | Electric Utility | N | Internal Combustion (PRMVR=IC)
EXCLUDE | MI | Zeeland | 1867 | 8 | NG | IC | 1.7 |  | Electric Utility | N | Internal Combustion (PRMVR=IC)
EXCLUDE | MI | Zeeland | 1867 | 9 | NG | IC | 4.5 |  | Electric Utility | N | Internal Combustion (PRMVR=IC)
EXCLUDE | MI | Dafter | 1868 | 1 | DFO | IC | 1 |  | Electric Utility | N | Internal Combustion (PRMVR=IC)
EXCLUDE | MI | Dafter | 1868 | 2 | DFO | IC | 1 |  | Electric Utility | N | Internal Combustion (PRMVR=IC)
EXCLUDE | MI | Dafter | 1868 | 3 | DFO | IC | 1 |  | Electric Utility | N | Internal Combustion (PRMVR=IC)
EXCLUDE | MI | Dafter | 1868 | 4 | DFO | IC | 3 |  | Electric Utility | N | Internal Combustion (PRMVR=IC)
EXCLUDE | MI | Dafter | 1868 | 5 | DFO | IC | 3 |  | Electric Utility | N | Internal Combustion (PRMVR=IC)
EXCLUDE | MI | Tower | 1873 | 2 | DFO | IC | 1.3 |  | Electric Utility | N | Internal Combustion (PRMVR=IC)
EXCLUDE | MI | Tower | 1873 | 3 | DFO | IC | 1.3 |  | Electric Utility | N | Internal Combustion (PRMVR=IC)
EXCLUDE | MI | Tower | 1873 | IC1 | DFO | IC | 1.3 |  | Electric Utility | N | Internal Combustion (PRMVR=IC)
EXCLUDE | MI | Caro | 1874 | 1 | DFO | IC | 1.3 |  | Electric Utility | N | Internal Combustion (PRMVR=IC)
EXCLUDE | MI | Caro | 1874 | 2 | DFO | IC | 1.3 |  | Electric Utility | N | Internal Combustion (PRMVR=IC)
EXCLUDE | MI | Caro | 1874 | 3 | DFO | IC | 1.3 |  | Electric Utility | N | Internal Combustion (PRMVR=IC)
EXCLUDE | MI | Caro | 1874 | 4 | DFO | IC | 1.5 |  | Electric Utility | N | Internal Combustion (PRMVR=IC)
EXCLUDE | MI | Caro | 1874 | 5 | DFO | IC | 2 |  | Electric Utility | N | Internal Combustion (PRMVR=IC)
EXCLUDE | MI | Caro | 1874 | 6 | DFO | IC | 2 |  | Electric Utility | N | Internal Combustion (PRMVR=IC)
EXCLUDE | MI | Ubly | 1875 | 1 | DFO | IC | 0.6 |  | Electric Utility | N | Internal Combustion (PRMVR=IC)
EXCLUDE | MI | Ubly | 1875 | 2 | DFO | IC | 0.7 |  | Electric Utility | N | Internal Combustion (PRMVR=IC)
EXCLUDE | MI | Ubly | 1875 | 3 | DFO | IC | 0.7 |  | Electric Utility | N | Internal Combustion (PRMVR=IC)
EXCLUDE | MI | Ubly | 1875 | 4 | DFO | IC | 0.9 |  | Electric Utility | N | Internal Combustion (PRMVR=IC)
EXCLUDE | MI | Ubly | 1875 | 5 | DFO | IC | 1.5 |  | Electric Utility | N | Internal Combustion (PRMVR=IC)
EXCLUDE | MI | Ubly | 1875 | 6 | NG | IC | 1.5 |  | Electric Utility | N | Internal Combustion (PRMVR=IC)
EXCLUDE | MI | Ubly | 1875 | 7 | DFO | IC | 2.5 |  | Electric Utility | N | Internal Combustion (PRMVR=IC)
EXCLUDE | MI | Ubly | 1875 | 8 | DFO | IC | 2.5 |  | Electric Utility | N | Internal Combustion (PRMVR=IC)
EXCLUDE | MI | Ubly | 1875 | 9 | DFO | IC | 1.5 |  | Electric Utility | N | Internal Combustion (PRMVR=IC)
EXCLUDE | MI | George Johnson | 1877 | 1 | NG | IC | 0.7 |  | Electric Utility | N | Internal Combustion (PRMVR=IC)
EXCLUDE | MI | George Johnson | 1877 | 11 | DFO | IC | 1 |  | Electric Utility | N | Internal Combustion (PRMVR=IC)
EXCLUDE | MI | George Johnson | 1877 | 2 | NG | IC | 0.7 |  | Electric Utility | N | Internal Combustion (PRMVR=IC)
EXCLUDE | MI | George Johnson | 1877 | 3 | NG | IC | 1.1 |  | Electric Utility | N | Internal Combustion (PRMVR=IC)
EXCLUDE | MI | George Johnson | 1877 | 4 | NG | IC | 2.5 |  | Electric Utility | N | Internal Combustion (PRMVR=IC)
EXCLUDE | MI | George Johnson | 1877 | 5 | NG | IC | 2.5 |  | Electric Utility | N | Internal Combustion (PRMVR=IC)
EXCLUDE | MI | George Johnson | 1877 | 6 | NG | IC | 2.5 |  | Electric Utility | N | Internal Combustion (PRMVR=IC)
EXCLUDE | MI | George Johnson | 1877 | 7 | NG | GT | 11 |  | Electric Utility | N | Simple Cycle Turbine (PRMVR=GT or OT) unit under 25MW
EXCLUDE | MI | George Johnson | 1877 | 8 | NG | GT | 11 |  | Electric Utility | N | Simple Cycle Turbine (PRMVR=GT or OT) unit under 25MW
EXCLUDE | MI | Scottville | 1879 | 4 | DFO | IC | 1.1 |  | Electric Utility | N | Internal Combustion (PRMVR=IC)
EXCLUDE | MI | Scottville | 1879 | 5 | DFO | IC | 1.1 |  | Electric Utility | N | Internal Combustion (PRMVR=IC)
EXCLUDE | MI | Scottville | 1879 | 6 | DFO | IC | 1.9 |  | Electric Utility | N | Internal Combustion (PRMVR=IC)
EXCLUDE | MI | Claude Vandyke | 1880 | 5 | NG | IC | 3.5 |  | Electric Utility | N | Internal Combustion (PRMVR=IC)
EXCLUDE | MI | Vestaburg | 1881 | 2 | DFO | IC | 0.3 |  | Electric Utility | N | Internal Combustion (PRMVR=IC)
EXCLUDE | MI | Vestaburg | 1881 | 4 | DFO | IC | 0.7 |  | Electric Utility | N | Internal Combustion (PRMVR=IC)
EXCLUDE | MI | Vestaburg | 1881 | 5 | DFO | IC | 0.7 |  | Electric Utility | N | Internal Combustion (PRMVR=IC)
EXCLUDE | MI | Vestaburg | 1881 | 6 | DFO | IC | 3 |  | Electric Utility | N | Internal Combustion (PRMVR=IC)
EXCLUDE | MI | Vestaburg | 1881 | 7 | DFO | IC | 3 |  | Electric Utility | N | Internal Combustion (PRMVR=IC)
EXCLUDE | MN | Fox Lake | 1888 | 2 | NG | ST | 11.5 |  | Electric Utility | N | Steam unit (PRMVR=ST) under 25MW/250 MMBtu/hr
EXCLUDE | MN | Fox Lake | 1888 | 4 | DFO | GT | 28.8 |  | Electric Utility | N | Status of operation (IP,L,P,T,or U) or Retired before 2012
EXCLUDE | MN | Hills | 1889 | 1 | DFO | IC | 2 |  | Electric Utility | N | Internal Combustion (PRMVR=IC)
EXCLUDE | MN | Hills | 1889 | 2 | DFO | IC | 2 |  | Electric Utility | N | Internal Combustion (PRMVR=IC)
EXCLUDE | MN | Clay Boswell | 1893 | D4 | DFO | IC | 0.8 |  | Electric Utility | N | Internal Combustion (PRMVR=IC)
EXCLUDE | MN | Fond Du Lac | 1894 | 1 | WAT | HY | 12 |  | Electric Utility | N | Non Combustion (NUC, WAT, WND, GEO, or SUN)
EXCLUDE | MN | M L Hibbard | 1897 | 1 | RFO | ST | 25 |  | Electric Utility/Cogeneration | Y | Status of operation (IP,L,P,T,or U) or Retired before 2012
EXCLUDE | MN | M L Hibbard | 1897 | 2 | RFO | ST | 25 |  | Electric Utility/Cogeneration | Y | Status of operation (IP,L,P,T,or U) or Retired before 2012
EXCLUDE | MN | Black Dog | 1904 | 1 | SUB | ST | 81 |  | Electric Utility | N | Status of operation (IP,L,P,T,or U) or Retired before 2012
EXCLUDE | MN | Black Dog | 1904 | 6 | NG | CC | 360 |  | Electric Utility | N | Status of operation (IP,L,P,T,or U) or Retired before 2012
EXCLUDE | MN | Black Dog | 1904 | 7 | NG | CC | 200 |  | Electric Utility | N | Status of operation (IP,L,P,T,or U) or Retired before 2012
EXCLUDE | MN | Black Dog | 1904 | 8 | NG | CC | 200 |  | Electric Utility | N | Status of operation (IP,L,P,T,or U) or Retired before 2012
EXCLUDE | MN | High Bridge | 1912 | 5 | SUB | ST | 113.6 |  | Electric Utility | N | Status of operation (IP,L,P,T,or U) or Retired before 2012
EXCLUDE | MN | High Bridge | 1912 | 6 | SUB | ST | 163.2 |  | Electric Utility | N | Status of operation (IP,L,P,T,or U) or Retired before 2012
EXCLUDE | MN | Minnesota Valley | 1918 | 3 | NG | ST | 46 |  | Electric Utility | N | Status of operation (IP,L,P,T,or U) or Retired before 2012
EXCLUDE | MN | Riverside | 1927 | 8 | SUB | ST | 238.8 |  | Electric Utility | N | Status of operation (IP,L,P,T,or U) or Retired before 2012
EXCLUDE | MN | St James | 1929 | 1 | DFO | IC | 2 |  | Electric Utility | N | Internal Combustion (PRMVR=IC)
EXCLUDE | MN | St James | 1929 | 2 | DFO | IC | 2 |  | Electric Utility | N | Internal Combustion (PRMVR=IC)
EXCLUDE | MN | St James | 1929 | 3 | DFO | IC | 2 |  | Electric Utility | N | Internal Combustion (PRMVR=IC)
EXCLUDE | MN | St James | 1929 | 4 | DFO | IC | 2 |  | Electric Utility | N | Internal Combustion (PRMVR=IC)
EXCLUDE | MN | St James | 1929 | 5 | DFO | IC | 2 |  | Electric Utility | N | Internal Combustion (PRMVR=IC)
EXCLUDE | MN | St James | 1929 | 6 | DFO | IC | 2 |  | Electric Utility | N | Internal Combustion (PRMVR=IC)
EXCLUDE | MN | West Fairbault | 1932 | 1 | NG | GT | 16.2 |  | Electric Utility | N | Simple Cycle Turbine (PRMVR=GT or OT) unit under 25MW
EXCLUDE | MN | West Fairbault | 1932 | 2 | NG | GT | 16.2 |  | Electric Utility | N | Simple Cycle Turbine (PRMVR=GT or OT) unit under 25MW
EXCLUDE | MN | West Fairbault | 1932 | 3 | NG | GT | 16.2 |  | Electric Utility | N | Simple Cycle Turbine (PRMVR=GT or OT) unit under 25MW
EXCLUDE | MN | Hoot Lake | 1943 | 1 | SUB | ST | 7.5 |  | Electric Utility | N | Steam unit (PRMVR=ST) under 25MW/250 MMBtu/hr
EXCLUDE | MN | Hoot Lake | 1943 | D1 | DFO | IC | 0.2 |  | Electric Utility | N | Internal Combustion (PRMVR=IC)
EXCLUDE | MN | Hoot Lake | 1943 | D2 | DFO | IC | 0.1 |  | Electric Utility | N | Internal Combustion (PRMVR=IC)
EXCLUDE | MN | Adrian | 1956 | 3 | DFO | IC | 0.4 |  | Electric Utility | N | Internal Combustion (PRMVR=IC)
EXCLUDE | MN | Adrian | 1956 | 4 | DFO | IC | 0.6 |  | Electric Utility | N | Internal Combustion (PRMVR=IC)
EXCLUDE | MN | Adrian | 1956 | 5 | DFO | IC | 2 |  | Electric Utility | N | Internal Combustion (PRMVR=IC)
EXCLUDE | MN | Alexandria | 1958 | IC1 | DFO | IC | 1.2 |  | Electric Utility | N | Internal Combustion (PRMVR=IC)
EXCLUDE | MN | Alexandria | 1958 | IC2 | DFO | IC | 4 |  | Electric Utility | N | Internal Combustion (PRMVR=IC)
EXCLUDE | MN | Alexandria | 1958 | IC3 | DFO | IC | 4 |  | Electric Utility | N | Internal Combustion (PRMVR=IC)
EXCLUDE | MN | Austin Downtown | 1960 | 1 | NG | ST | 5 |  | Electric Utility | N | Steam unit (PRMVR=ST) under 25MW/250 MMBtu/hr
EXCLUDE | MN | Austin Downtown | 1960 | 2 | NG | ST | 3.5 |  | Electric Utility | N | Steam unit (PRMVR=ST) under 25MW/250 MMBtu/hr
EXCLUDE | MN | Austin Downtown | 1960 | 3 | NG | ST | 7.5 |  | Electric Utility | N | Steam unit (PRMVR=ST) under 25MW/250 MMBtu/hr
EXCLUDE | MN | Austin Downtown | 1960 | 4 | NG | ST | 11.5 |  | Electric Utility | N | Steam unit (PRMVR=ST) under 25MW/250 MMBtu/hr
EXCLUDE | MN | Benson City of | 1964 | 10 | DFO | IC | 1.8 |  | Electric Utility | N | Internal Combustion (PRMVR=IC)
EXCLUDE | MN | Benson City of | 1964 | 11 | DFO | IC | 1.8 |  | Electric Utility | N | Internal Combustion (PRMVR=IC)
EXCLUDE | MN | Benson City of | 1964 | 5 | DFO | IC | 0.9 |  | Electric Utility | N | Internal Combustion (PRMVR=IC)
EXCLUDE | MN | Benson City of | 1964 | 6 | DFO | IC | 1.3 |  | Electric Utility | N | Internal Combustion (PRMVR=IC)
EXCLUDE | MN | Benson City of | 1964 | 7 | DFO | IC | 1.8 |  | Electric Utility | N | Internal Combustion (PRMVR=IC)
EXCLUDE | MN | Benson City of | 1964 | 8 | DFO | IC | 1.8 |  | Electric Utility | N | Internal Combustion (PRMVR=IC)
EXCLUDE | MN | Benson City of | 1964 | 9 | DFO | IC | 1.8 |  | Electric Utility | N | Internal Combustion (PRMVR=IC)
EXCLUDE | MN | Blooming Prairie | 1966 | 1 | DFO | IC | 0.3 |  | Electric Utility | N | Internal Combustion (PRMVR=IC)
EXCLUDE | MN | Blooming Prairie | 1966 | 2 | DFO | IC | 0.7 |  | Electric Utility | N | Internal Combustion (PRMVR=IC)
EXCLUDE | MN | Blooming Prairie | 1966 | 3 | DFO | IC | 1.4 |  | Electric Utility | N | Internal Combustion (PRMVR=IC)
EXCLUDE | MN | Blooming Prairie | 1966 | 4 | DFO | IC | 1.2 |  | Electric Utility | N | Internal Combustion (PRMVR=IC)
EXCLUDE | MN | Blooming Prairie | 1966 | 5 | DFO | IC | 2.3 |  | Electric Utility | N | Internal Combustion (PRMVR=IC)
EXCLUDE | MN | Blooming Prairie | 1966 | 6 | DFO | IC | 2 |  | Electric Utility | N | Internal Combustion (PRMVR=IC)
EXCLUDE | MN | Blue Earth | 1967 | IC1 | DFO | IC | 1.5 |  | Electric Utility | N | Internal Combustion (PRMVR=IC)
EXCLUDE | MN | Blue Earth | 1967 | IC3 | DFO | IC | 1.6 |  | Electric Utility | N | Internal Combustion (PRMVR=IC)
EXCLUDE | MN | Blue Earth | 1967 | IC4 | DFO | IC | 1.6 |  | Electric Utility | N | Internal Combustion (PRMVR=IC)
EXCLUDE | MN | Blue Earth | 1967 | IC5 | DFO | IC | 1.6 |  | Electric Utility | N | Internal Combustion (PRMVR=IC)
EXCLUDE | MN | Blue Earth | 1967 | IC6 | DFO | IC | 1.8 |  | Electric Utility | N | Internal Combustion (PRMVR=IC)
EXCLUDE | MN | Delano | 1969 | 1 | DFO | IC | 1.1 |  | Electric Utility | N | Internal Combustion (PRMVR=IC)
EXCLUDE | MN | Delano | 1969 | 2 | NG | IC | 1.1 |  | Electric Utility | N | Internal Combustion (PRMVR=IC)
EXCLUDE | MN | Delano | 1969 | 3 | NG | IC | 1.3 |  | Electric Utility | N | Internal Combustion (PRMVR=IC)
EXCLUDE | MN | Delano | 1969 | 5 | DFO | IC | 0.8 |  | Electric Utility | N | Internal Combustion (PRMVR=IC)
EXCLUDE | MN | Delano | 1969 | 6 | DFO | IC | 1.2 |  | Electric Utility | N | Internal Combustion (PRMVR=IC)
EXCLUDE | MN | Delano | 1969 | 7 | DFO | IC | 3 |  | Electric Utility | N | Internal Combustion (PRMVR=IC)
EXCLUDE | MN | Delano | 1969 | 8 | DFO | IC | 3.1 |  | Electric Utility | N | Internal Combustion (PRMVR=IC)
EXCLUDE | MN | Elk River City of | 1971 | 1 | DFO | IC | 0.5 |  | Electric Utility | N | Internal Combustion (PRMVR=IC)
EXCLUDE | MN | Elk River City of | 1971 | 2 | DFO | IC | 0.5 |  | Electric Utility | N | Internal Combustion (PRMVR=IC)
EXCLUDE | MN | Elk River City of | 1971 | 3 | DFO | IC | 3 |  | Electric Utility | N | Internal Combustion (PRMVR=IC)
EXCLUDE | MN | Elk River City of | 1971 | 4 | DFO | IC | 5 |  | Electric Utility | N | Internal Combustion (PRMVR=IC)
EXCLUDE | MN | Elk River City of | 1971 | 5 | LFG | IC | 0.8 |  | Electric Utility | N | Internal Combustion (PRMVR=IC)
EXCLUDE | MN | Elk River City of | 1971 | 6 | LFG | IC | 0.8 |  | Electric Utility | N | Internal Combustion (PRMVR=IC)
EXCLUDE | MN | Elk River City of | 1971 | 7 | LFG | IC | 0.8 |  | Electric Utility | N | Internal Combustion (PRMVR=IC)
EXCLUDE | MN | Elk River City of | 1971 | 8 | LFG | IC | 0.8 |  | Electric Utility | N | Internal Combustion (PRMVR=IC)
EXCLUDE | MN | Fairfax | 1972 | 1 | DFO | IC | 0.9 |  | Electric Utility | N | Internal Combustion (PRMVR=IC)
EXCLUDE | MN | Fairfax | 1972 | 2A | DFO | IC | 2 |  | Electric Utility | N | Internal Combustion (PRMVR=IC)
EXCLUDE | MN | Fairfax | 1972 | 4 | DFO | IC | 0.6 |  | Electric Utility | N | Internal Combustion (PRMVR=IC)
EXCLUDE | MN | Fairmont | 1973 | 3 | NG | ST | 5 |  | Electric Utility | N | Steam unit (PRMVR=ST) under 25MW/250 MMBtu/hr
EXCLUDE | MN | Fairmont | 1973 | 4 | NG | ST | 5 |  | Electric Utility | N | Steam unit (PRMVR=ST) under 25MW/250 MMBtu/hr
EXCLUDE | MN | Fairmont | 1973 | 5 | NG | ST | 12.5 |  | Electric Utility | N | Steam unit (PRMVR=ST) under 25MW/250 MMBtu/hr
EXCLUDE | MN | Fairmont | 1973 | 6 | DFO | IC | 6.5 |  | Electric Utility | N | Internal Combustion (PRMVR=IC)
EXCLUDE | MN | Fairmont | 1973 | 7 | DFO | IC | 6.5 |  | Electric Utility | N | Internal Combustion (PRMVR=IC)
EXCLUDE | MN | Glencoe | 1975 | 10 | DFO | IC | 7 |  | Electric Utility | N | Internal Combustion (PRMVR=IC)
EXCLUDE | MN | Glencoe | 1975 | 11 | DFO | IC | 4.8 |  | Electric Utility | N | Internal Combustion (PRMVR=IC)
EXCLUDE | MN | Glencoe | 1975 | 12 | DFO | IC | 4.8 |  | Electric Utility | N | Internal Combustion (PRMVR=IC)
EXCLUDE | MN | Glencoe | 1975 | 14 | DFO | IC | 4.8 |  | Electric Utility | N | Internal Combustion (PRMVR=IC)
EXCLUDE | MN | Glencoe | 1975 | 5 | DFO | IC | 1.3 |  | Electric Utility | N | Internal Combustion (PRMVR=IC)
EXCLUDE | MN | Glencoe | 1975 | 6 | DFO | IC | 1.3 |  | Electric Utility | N | Internal Combustion (PRMVR=IC)
EXCLUDE | MN | Glencoe | 1975 | 7 | DFO | IC | 4.1 |  | Electric Utility | N | Internal Combustion (PRMVR=IC)
EXCLUDE | MN | Glencoe | 1975 | 8 | DFO | IC | 5.6 |  | Electric Utility | N | Internal Combustion (PRMVR=IC)
EXCLUDE | MN | Glencoe | 1975 | 9 | DFO | IC | 7.1 |  | Electric Utility | N | Internal Combustion (PRMVR=IC)
EXCLUDE | MN | Grand Marais | 1976 | 2 | DFO | IC | 0.6 |  | Electric Utility | N | Internal Combustion (PRMVR=IC)
EXCLUDE | MN | Grand Marais | 1976 | 4 | DFO | IC | 0.1 |  | Electric Utility | N | Internal Combustion (PRMVR=IC)
EXCLUDE | MN | Grand Marais | 1976 | 5 | DFO | IC | 1.1 |  | Electric Utility | N | Internal Combustion (PRMVR=IC)
EXCLUDE | MN | Grand Marais | 1976 | 6 | DFO | IC | 1.2 |  | Electric Utility | N | Internal Combustion (PRMVR=IC)
EXCLUDE | MN | Grand Marais | 1976 | 7 | DFO | IC | 2.7 |  | Electric Utility | N | Internal Combustion (PRMVR=IC)
EXCLUDE | MN | Grand Marais | 1976 | 8 | DFO | IC | 2 |  | Electric Utility | N | Internal Combustion (PRMVR=IC)
EXCLUDE | MN | Grand Marais | 1976 | 9 | DFO | IC | 2 |  | Electric Utility | N | Internal Combustion (PRMVR=IC)
EXCLUDE | MN | Hutchinson Plant #1 | 1980 | 10 | NG | IC | 8.8 |  | Electric Utility | N | Internal Combustion (PRMVR=IC)
EXCLUDE | MN | Hutchinson Plant #1 | 1980 | 2 | NG | IC | 2 |  | Electric Utility | N | Internal Combustion (PRMVR=IC)
EXCLUDE | MN | Hutchinson Plant #1 | 1980 | 3 | NG | IC | 4.5 |  | Electric Utility | N | Internal Combustion (PRMVR=IC)
EXCLUDE | MN | Hutchinson Plant #1 | 1980 | 4 | NG | IC | 4 |  | Electric Utility | N | Internal Combustion (PRMVR=IC)
EXCLUDE | MN | Hutchinson Plant #1 | 1980 | 5 | DFO | IC | 2.1 |  | Electric Utility | N | Internal Combustion (PRMVR=IC)
EXCLUDE | MN | Hutchinson Plant #1 | 1980 | 6 | DFO | IC | 2.1 |  | Electric Utility | N | Internal Combustion (PRMVR=IC)
EXCLUDE | MN | Hutchinson Plant #1 | 1980 | 7 | NG | IC | 5 |  | Electric Utility | N | Internal Combustion (PRMVR=IC)
EXCLUDE | MN | Janesville | 1982 | 1 | DFO | IC | 1.1 |  | Electric Utility | N | Internal Combustion (PRMVR=IC)
EXCLUDE | MN | Janesville | 1982 | 2 | DFO | IC | 1.3 |  | Electric Utility | N | Internal Combustion (PRMVR=IC)
EXCLUDE | MN | Janesville | 1982 | 3 | DFO | IC | 0.7 |  | Electric Utility | N | Internal Combustion (PRMVR=IC)
EXCLUDE | MN | Janesville | 1982 | 4 | DFO | IC | 1.8 |  | Electric Utility | N | Internal Combustion (PRMVR=IC)
EXCLUDE | MN | Kenyon Municipal | 1983 | 5 | DFO | IC | 1.8 |  | Electric Utility | N | Internal Combustion (PRMVR=IC)
EXCLUDE | MN | Kenyon Municipal | 1983 | 6 | DFO | IC | 1.8 |  | Electric Utility | N | Internal Combustion (PRMVR=IC)
EXCLUDE | MN | Kenyon Municipal | 1983 | 7 | DFO | IC | 1.8 |  | Electric Utility | N | Internal Combustion (PRMVR=IC)
EXCLUDE | MN | Lake Crystal | 1985 | 1 | DFO | IC | 0.6 |  | Electric Utility | N | Internal Combustion (PRMVR=IC)
EXCLUDE | MN | Lake Crystal | 1985 | 3 | DFO | IC | 2 |  | Electric Utility | N | Internal Combustion (PRMVR=IC)
EXCLUDE | MN | Lake Crystal | 1985 | 4 | DFO | IC | 1.2 |  | Electric Utility | N | Internal Combustion (PRMVR=IC)
EXCLUDE | MN | Lake Crystal | 1985 | 5 | DFO | IC | 2 |  | Electric Utility | N | Internal Combustion (PRMVR=IC)
EXCLUDE | MN | Lanesboro | 1987 | 3 | DFO | IC | 1 |  | Electric Utility | N | Internal Combustion (PRMVR=IC)
EXCLUDE | MN | Lanesboro | 1987 | 4 | DFO | IC | 2.3 |  | Electric Utility | N | Internal Combustion (PRMVR=IC)
EXCLUDE | MN | Litchfield | 1989 | 5 | DFO | IC | 2.1 |  | Electric Utility | N | Internal Combustion (PRMVR=IC)
EXCLUDE | MN | Litchfield | 1989 | 6 | DFO | IC | 2.1 |  | Electric Utility | N | Internal Combustion (PRMVR=IC)
EXCLUDE | MN | Litchfield | 1989 | QS1 | DFO | IC | 2.3 |  | Electric Utility | N | Internal Combustion (PRMVR=IC)
EXCLUDE | MN | Litchfield | 1989 | QS2 | DFO | IC | 2.3 |  | Electric Utility | N | Internal Combustion (PRMVR=IC)
EXCLUDE | MN | Litchfield | 1989 | QS3 | DFO | IC | 2.3 |  | Electric Utility | N | Internal Combustion (PRMVR=IC)
EXCLUDE | MN | Litchfield | 1989 | QS4 | DFO | IC | 2.3 |  | Electric Utility | N | Internal Combustion (PRMVR=IC)
EXCLUDE | MN | Litchfield | 1989 | QS5 | DFO | IC | 2.3 |  | Electric Utility | N | Internal Combustion (PRMVR=IC)
EXCLUDE | MN | Luverne | 1990 | 3 | NG | ST | 3 |  | Electric Utility | N | Steam unit (PRMVR=ST) under 25MW/250 MMBtu/hr
EXCLUDE | MN | Luverne | 1990 | 4A | DFO | IC | 0.3 |  | Electric Utility | N | Internal Combustion (PRMVR=IC)
EXCLUDE | MN | Luverne | 1990 | 4B | DFO | IC | 0.6 |  | Electric Utility | N | Internal Combustion (PRMVR=IC)
EXCLUDE | MN | Luverne | 1990 | 4C | DFO | IC | 3.5 |  | Electric Utility | N | Internal Combustion (PRMVR=IC)
EXCLUDE | MN | Melrose | 1994 | 1 | DFO | IC | 1 |  | Electric Utility | N | Internal Combustion (PRMVR=IC)
EXCLUDE | MN | Melrose | 1994 | 2 | DFO | IC | 1.1 |  | Electric Utility | N | Internal Combustion (PRMVR=IC)
EXCLUDE | MN | Melrose | 1994 | 3 | DFO | IC | 3.1 |  | Electric Utility | N | Internal Combustion (PRMVR=IC)
EXCLUDE | MN | Melrose | 1994 | 4 | DFO | IC | 3 |  | Electric Utility | N | Internal Combustion (PRMVR=IC)
EXCLUDE | MN | Moorhead | 1995 | 1 | DFO | IC | 2.3 |  | Electric Utility | N | Internal Combustion (PRMVR=IC)
EXCLUDE | MN | Moorhead | 1995 | 2 | DFO | IC | 2.3 |  | Electric Utility | N | Internal Combustion (PRMVR=IC)
EXCLUDE | MN | Moorhead | 1995 | 3 | DFO | IC | 2.3 |  | Electric Utility | N | Internal Combustion (PRMVR=IC)
EXCLUDE | MN | Moorhead | 1995 | 4 | DFO | IC | 2.3 |  | Electric Utility | N | Internal Combustion (PRMVR=IC)
EXCLUDE | MN | Moorhead | 1995 | 5 | DFO | IC | 2.3 |  | Electric Utility | N | Internal Combustion (PRMVR=IC)
EXCLUDE | MN | Moorhead | 1995 | 6 | DFO | GT | 10 |  | Electric Utility | N | Simple Cycle Turbine (PRMVR=GT or OT) unit under 25MW
EXCLUDE | MN | Moose Lake | 1996 | 1 | DFO | IC | 1.3 |  | Electric Utility | N | Internal Combustion (PRMVR=IC)
EXCLUDE | MN | Moose Lake | 1996 | 2 | DFO | IC | 1.1 |  | Electric Utility | N | Internal Combustion (PRMVR=IC)
EXCLUDE | MN | Moose Lake | 1996 | 4 | DFO | IC | 1.3 |  | Electric Utility | N | Internal Combustion (PRMVR=IC)
EXCLUDE | MN | Moose Lake | 1996 | 5 | DFO | IC | 2.1 |  | Electric Utility | N | Internal Combustion (PRMVR=IC)
EXCLUDE | MN | Moose Lake | 1996 | 6 | DFO | IC | 2.1 |  | Electric Utility | N | Internal Combustion (PRMVR=IC)
EXCLUDE | MN | Moose Lake | 1996 | 7 | DFO | IC | 2.1 |  | Electric Utility | N | Internal Combustion (PRMVR=IC)
EXCLUDE | MN | Mora | 1997 | 2 | NG | IC | 1.1 |  | Electric Utility | N | Internal Combustion (PRMVR=IC)
EXCLUDE | MN | Mora | 1997 | 5 | NG | IC | 5.7 |  | Electric Utility | N | Internal Combustion (PRMVR=IC)
EXCLUDE | MN | Mora | 1997 | 6 | NG | IC | 7 |  | Electric Utility | N | Internal Combustion (PRMVR=IC)
EXCLUDE | MN | Mountain Lake | 1998 | 2 | DFO | IC | 1.1 |  | Electric Utility | N | Internal Combustion (PRMVR=IC)
EXCLUDE | MN | Mountain Lake | 1998 | 4 | DFO | IC | 2 |  | Electric Utility | N | Internal Combustion (PRMVR=IC)
EXCLUDE | MN | Mountain Lake | 1998 | 5 | DFO | IC | 1.3 |  | Electric Utility | N | Internal Combustion (PRMVR=IC)
EXCLUDE | MN | Mountain Lake | 1998 | 6 | DFO | IC | 1.8 |  | Electric Utility | N | Internal Combustion (PRMVR=IC)
EXCLUDE | MN | Mountain Lake | 1998 | 7 | DFO | IC | 1.8 |  | Electric Utility | N | Internal Combustion (PRMVR=IC)
EXCLUDE | MN | New Prague | 1999 | 1 | NG | IC | 1.4 |  | Electric Utility | N | Internal Combustion (PRMVR=IC)
EXCLUDE | MN | New Prague | 1999 | 2 | NG | IC | 4.4 |  | Electric Utility | N | Internal Combustion (PRMVR=IC)
EXCLUDE | MN | New Prague | 1999 | 3 | NG | IC | 2.4 |  | Electric Utility | N | Internal Combustion (PRMVR=IC)
EXCLUDE | MN | New Prague | 1999 | 4 | NG | IC | 3.5 |  | Electric Utility | N | Internal Combustion (PRMVR=IC)
EXCLUDE | MN | New Prague | 1999 | 5 | NG | IC | 0.6 |  | Electric Utility | N | Internal Combustion (PRMVR=IC)
EXCLUDE | MN | New Prague | 1999 | 6 | NG | IC | 6 |  | Electric Utility | N | Internal Combustion (PRMVR=IC)
EXCLUDE | MN | North Branch | 2002 | 1 | DFO | IC | 0.9 |  | Electric Utility | N | Internal Combustion (PRMVR=IC)
EXCLUDE | MN | North Branch | 2002 | 2 | DFO | IC | 1.4 |  | Electric Utility | N | Internal Combustion (PRMVR=IC)
EXCLUDE | MN | North Branch | 2002 | 3 | DFO | IC | 2.2 |  | Electric Utility | N | Internal Combustion (PRMVR=IC)
EXCLUDE | MN | North Branch | 2002 | 4 | DFO | IC | 2.2 |  | Electric Utility | N | Internal Combustion (PRMVR=IC)
EXCLUDE | MN | North Branch | 2002 | 5 | DFO | IC | 2.2 |  | Electric Utility | N | Internal Combustion (PRMVR=IC)
EXCLUDE | MN | North Branch | 2002 | 6 | DFO | IC | 2.2 |  | Electric Utility | N | Internal Combustion (PRMVR=IC)
EXCLUDE | MN | North Branch | 2002 | 7 | DFO | IC | 2.2 |  | Electric Utility | N | Internal Combustion (PRMVR=IC)
EXCLUDE | MN | Owatonna | 2003 | 5 | NG | ST | 6 |  | Electric Utility | N | Steam unit (PRMVR=ST) under 25MW/250 MMBtu/hr
EXCLUDE | MN | Owatonna | 2003 | 6 | NG | ST | 20 |  | Electric Utility | N | Steam unit (PRMVR=ST) under 25MW/250 MMBtu/hr
EXCLUDE | MN | Preston | 2004 | 1 | DFO | IC | 0.1 |  | Electric Utility | N | Internal Combustion (PRMVR=IC)
EXCLUDE | MN | Preston | 2004 | 2 | DFO | IC | 0.2 |  | Electric Utility | N | Internal Combustion (PRMVR=IC)
EXCLUDE | MN | Preston | 2004 | 3 | DFO | IC | 0.3 |  | Electric Utility | N | Internal Combustion (PRMVR=IC)
EXCLUDE | MN | Preston | 2004 | 4 | DFO | IC | 0.6 |  | Electric Utility | N | Internal Combustion (PRMVR=IC)
EXCLUDE | MN | Preston | 2004 | 5 | DFO | IC | 1.1 |  | Electric Utility | N | Internal Combustion (PRMVR=IC)
EXCLUDE | MN | Preston | 2004 | 6 | NG | IC | 2 |  | Electric Utility | N | Internal Combustion (PRMVR=IC)
EXCLUDE | MN | Princeton | 2005 | 1 | DFO | IC | 0.1 |  | Electric Utility | N | Internal Combustion (PRMVR=IC)
EXCLUDE | MN | Princeton | 2005 | 2 | DFO | IC | 0.1 |  | Electric Utility | N | Internal Combustion (PRMVR=IC)
EXCLUDE | MN | Princeton | 2005 | 3 | DFO | IC | 2.4 |  | Electric Utility | N | Internal Combustion (PRMVR=IC)
EXCLUDE | MN | Princeton | 2005 | 4 | DFO | IC | 1.2 |  | Electric Utility | N | Internal Combustion (PRMVR=IC)
EXCLUDE | MN | Princeton | 2005 | 5 | DFO | IC | 1 |  | Electric Utility | N | Internal Combustion (PRMVR=IC)
EXCLUDE | MN | Princeton | 2005 | 6 | DFO | IC | 2.7 |  | Electric Utility | N | Internal Combustion (PRMVR=IC)
EXCLUDE | MN | Princeton | 2005 | 7 | DFO | IC | 5 |  | Electric Utility | N | Internal Combustion (PRMVR=IC)
EXCLUDE | MN | Redwood Falls | 2009 | 1 | WAT | HY | 0.5 |  | Electric Utility | N | Non Combustion (NUC, WAT, WND, GEO, or SUN)
EXCLUDE | MN | Redwood Falls | 2009 | 6 | DFO | IC | 2.2 |  | Electric Utility | N | Internal Combustion (PRMVR=IC)
EXCLUDE | MN | Redwood Falls | 2009 | 7 | DFO | IC | 5.8 |  | Electric Utility | N | Internal Combustion (PRMVR=IC)
EXCLUDE | MN | Redwood Falls | 2009 | 8 | WAT | HY | 0.5 |  | Electric Utility | N | Non Combustion (NUC, WAT, WND, GEO, or SUN)
EXCLUDE | MN | Sleepy Eye | 2011 | 1A | DFO | IC | 1.8 |  | Electric Utility | N | Internal Combustion (PRMVR=IC)
EXCLUDE | MN | Sleepy Eye | 2011 | 3 | DFO | IC | 1.5 |  | Electric Utility | N | Internal Combustion (PRMVR=IC)
EXCLUDE | MN | Sleepy Eye | 2011 | 5 | DFO | IC | 1.8 |  | Electric Utility | N | Internal Combustion (PRMVR=IC)
EXCLUDE | MN | Sleepy Eye | 2011 | 6 | DFO | IC | 2 |  | Electric Utility | N | Internal Combustion (PRMVR=IC)
EXCLUDE | MN | Sleepy Eye | 2011 | 7 | DFO | IC | 2 |  | Electric Utility | N | Internal Combustion (PRMVR=IC)
EXCLUDE | MN | Sleepy Eye | 2011 | IC4 | DFO | IC | 1.8 |  | Electric Utility | N | Internal Combustion (PRMVR=IC)
EXCLUDE | MN | Sleepy Eye | 2011 | NEW | DFO | IC | 2 |  | Electric Utility | N | Internal Combustion (PRMVR=IC)
EXCLUDE | MN | Springfield | 2012 | 4 | NG | ST | 4 |  | Electric Utility | N | Steam unit (PRMVR=ST) under 25MW/250 MMBtu/hr
EXCLUDE | MN | Springfield | 2012 | 5 | DFO | IC | 1.8 |  | Electric Utility | N | Internal Combustion (PRMVR=IC)
EXCLUDE | MN | Springfield | 2012 | 6 | DFO | IC | 1.8 |  | Electric Utility | N | Internal Combustion (PRMVR=IC)
EXCLUDE | MN | Springfield | 2012 | 7 | DFO | IC | 1.8 |  | Electric Utility | N | Internal Combustion (PRMVR=IC)
EXCLUDE | MN | Springfield | 2012 | 8 | DFO | IC | 1.8 |  | Electric Utility | N | Internal Combustion (PRMVR=IC)
EXCLUDE | MN | Springfield | 2012 | 9 | DFO | IC | 1.8 |  | Electric Utility | N | Internal Combustion (PRMVR=IC)
EXCLUDE | MN | Spring Valley | 2013 | 1 | DFO | IC | 0.8 |  | Electric Utility | N | Internal Combustion (PRMVR=IC)
EXCLUDE | MN | Spring Valley | 2013 | 2 | DFO | IC | 1.1 |  | Electric Utility | N | Internal Combustion (PRMVR=IC)
EXCLUDE | MN | Spring Valley | 2013 | 3 | DFO | IC | 2 |  | Electric Utility | N | Internal Combustion (PRMVR=IC)
EXCLUDE | MN | Spring Valley | 2013 | 4 | DFO | IC | 2 |  | Electric Utility | N | Internal Combustion (PRMVR=IC)
EXCLUDE | MN | Spring Valley | 2013 | 5 | DFO | IC | 2 |  | Electric Utility | N | Internal Combustion (PRMVR=IC)
EXCLUDE | MN | Thief River Falls | 2014 | IC1 | DFO | IC | 2.2 |  | Electric Utility | N | Internal Combustion (PRMVR=IC)
EXCLUDE | MN | Thief River Falls | 2014 | IC2 | DFO | IC | 1.2 |  | Electric Utility | N | Internal Combustion (PRMVR=IC)
EXCLUDE | MN | Thief River Falls | 2014 | IC3A | DFO | IC | 1.2 |  | Electric Utility | N | Internal Combustion (PRMVR=IC)
EXCLUDE | MN | Thief River Falls | 2014 | IC4 | DFO | IC | 1.4 |  | Electric Utility | N | Internal Combustion (PRMVR=IC)
EXCLUDE | MN | Truman | 2015 | 1 | DFO | IC | 0.2 |  | Electric Utility | N | Internal Combustion (PRMVR=IC)
EXCLUDE | MN | Truman | 2015 | 2 | DFO | IC | 0.2 |  | Electric Utility | N | Internal Combustion (PRMVR=IC)
EXCLUDE | MN | Truman | 2015 | 3 | DFO | IC | 2.2 |  | Electric Utility | N | Internal Combustion (PRMVR=IC)
EXCLUDE | MN | Truman | 2015 | 4 | DFO | IC | 0.7 |  | Electric Utility | N | Internal Combustion (PRMVR=IC)
EXCLUDE | MN | Truman | 2015 | 5 | DFO | IC | 0.8 |  | Electric Utility | N | Internal Combustion (PRMVR=IC)
EXCLUDE | MN | Truman | 2015 | 6 | DFO | IC | 1.8 |  | Electric Utility | N | Internal Combustion (PRMVR=IC)
EXCLUDE | MN | Truman | 2015 | 7 | DFO | IC | 2.2 |  | Electric Utility | N | Internal Combustion (PRMVR=IC)
EXCLUDE | MN | Two Harbors | 2016 | 3 | DFO | IC | 2 |  | Electric Utility | N | Internal Combustion (PRMVR=IC)
EXCLUDE | MN | Wells | 2020 | 1 | DFO | IC | 1.3 |  | Electric Utility | N | Internal Combustion (PRMVR=IC)
EXCLUDE | MN | Wells | 2020 | 2 | DFO | IC | 1.3 |  | Electric Utility | N | Internal Combustion (PRMVR=IC)
EXCLUDE | MN | Wells | 2020 | 3 | DFO | IC | 1.1 |  | Electric Utility | N | Internal Combustion (PRMVR=IC)
EXCLUDE | MN | Wells | 2020 | 4 | DFO | IC | 2.3 |  | Electric Utility | N | Internal Combustion (PRMVR=IC)
EXCLUDE | MN | Wells | 2020 | 5 | DFO | IC | 2.3 |  | Electric Utility | N | Internal Combustion (PRMVR=IC)
EXCLUDE | MN | Westbrook | 2021 | 3 | DFO | IC | 0.5 |  | Electric Utility | N | Internal Combustion (PRMVR=IC)
EXCLUDE | MN | Westbrook | 2021 | 4 | DFO | IC | 0.7 |  | Electric Utility | N | Internal Combustion (PRMVR=IC)
EXCLUDE | MN | Westbrook | 2021 | 5 | DFO | IC | 2.3 |  | Electric Utility | N | Internal Combustion (PRMVR=IC)
EXCLUDE | MN | Willmar | 2022 | ST1 | SUB | ST | 4 |  | Electric Utility | N | Steam unit (PRMVR=ST) under 25MW/250 MMBtu/hr
EXCLUDE | MN | Windom | 2023 | CAT2 | DFO | IC | 1.8 |  | Electric Utility | N | Internal Combustion (PRMVR=IC)
EXCLUDE | MN | Windom | 2023 | CAT3 | DFO | IC | 1.8 |  | Electric Utility | N | Internal Combustion (PRMVR=IC)
EXCLUDE | MN | Windom | 2023 | CAT4 | DFO | IC | 1.8 |  | Electric Utility | N | Internal Combustion (PRMVR=IC)
EXCLUDE | MN | Worthington | 2024 | 1 | DFO | IC | 2 |  | Electric Utility | N | Internal Combustion (PRMVR=IC)
EXCLUDE | MN | Worthington | 2024 | 10 | WND | WT | 0.9 |  | Electric Utility | N | Non Combustion (NUC, WAT, WND, GEO, or SUN)
EXCLUDE | MN | Worthington | 2024 | 11 | WND | WT | 0.9 |  | Electric Utility | N | Non Combustion (NUC, WAT, WND, GEO, or SUN)
EXCLUDE | MN | Worthington | 2024 | 12 | WND | WT | 1 |  | Electric Utility | N | Non Combustion (NUC, WAT, WND, GEO, or SUN)
EXCLUDE | MN | Worthington | 2024 | 13 | WND | WT | 1 |  | Electric Utility | N | Non Combustion (NUC, WAT, WND, GEO, or SUN)
EXCLUDE | MN | Worthington | 2024 | 2 | DFO | IC | 2 |  | Electric Utility | N | Internal Combustion (PRMVR=IC)
EXCLUDE | MN | Worthington | 2024 | 3 | DFO | IC | 2 |  | Electric Utility | N | Internal Combustion (PRMVR=IC)
EXCLUDE | MN | Worthington | 2024 | 4 | DFO | IC | 2 |  | Electric Utility | N | Internal Combustion (PRMVR=IC)
EXCLUDE | MN | Worthington | 2024 | 5 | DFO | IC | 2 |  | Electric Utility | N | Internal Combustion (PRMVR=IC)
EXCLUDE | MN | Worthington | 2024 | 6 | DFO | IC | 2 |  | Electric Utility | N | Internal Combustion (PRMVR=IC)
EXCLUDE | MN | Worthington | 2024 | 7 | DFO | IC | 2 |  | Electric Utility | N | Internal Combustion (PRMVR=IC)
EXCLUDE | MN | Worthington | 2024 | 8 | WND | WT | 0.9 |  | Electric Utility | N | Non Combustion (NUC, WAT, WND, GEO, or SUN)
EXCLUDE | MN | Worthington | 2024 | 9 | WND | WT | 0.9 |  | Electric Utility | N | Non Combustion (NUC, WAT, WND, GEO, or SUN)
OGST | MS | Delta | 2051 | 1 | NG | ST | 112.5 |  | Electric Utility | N
OGST | MS | Delta | 2051 | 2 | NG | ST | 112.5 |  | Electric Utility | N
EXCLUDE | MS | Natchez | 2052 | 1 | NG | ST | 66 |  | Electric Utility | N | Status of operation (IP,L,P,T,or U) or Retired before 2012
EXCLUDE | MS | Third Street | 2060 | 4 | NG | ST | 4 |  | Electric Utility | N | Steam unit (PRMVR=ST) under 25MW/250 MMBtu/hr
EXCLUDE | MS | Third Street | 2060 | 5 | NG | ST | 9 |  | Electric Utility | N | Steam unit (PRMVR=ST) under 25MW/250 MMBtu/hr
EXCLUDE | MS | Henderson | 2062 | 1 | NG | ST | 12.6 |  | Electric Utility | N | Steam unit (PRMVR=ST) under 25MW/250 MMBtu/hr
EXCLUDE | MS | Henderson | 2062 | 3 | NG | ST | 20 |  | Electric Utility | N | Steam unit (PRMVR=ST) under 25MW/250 MMBtu/hr
EXCLUDE | MS | Henderson | 2062 | H10 | NG | IC | 1.3 |  | Electric Utility | N | Internal Combustion (PRMVR=IC)
EXCLUDE | MS | Henderson | 2062 | H11 | NG | IC | 1.3 |  | Electric Utility | N | Internal Combustion (PRMVR=IC)
EXCLUDE | MS | Henderson | 2062 | H4 | DFO | IC | 1.8 |  | Electric Utility | N | Internal Combustion (PRMVR=IC)
EXCLUDE | MS | Henderson | 2062 | H5 | DFO | IC | 1.8 |  | Electric Utility | N | Internal Combustion (PRMVR=IC)
EXCLUDE | MS | Henderson | 2062 | H6 | DFO | IC | 1.8 |  | Electric Utility | N | Internal Combustion (PRMVR=IC)
EXCLUDE | MS | Henderson | 2062 | H7 | DFO | IC | 1.8 |  | Electric Utility | N | Internal Combustion (PRMVR=IC)
EXCLUDE | MS | Henderson | 2062 | H8 | DFO | IC | 1.8 |  | Electric Utility | N | Internal Combustion (PRMVR=IC)
EXCLUDE | MS | Henderson | 2062 | H9 | NG | IC | 1.3 |  | Electric Utility | N | Internal Combustion (PRMVR=IC)
EXCLUDE | MS | Wright | 2063 | W1 | NG | ST | 7.5 |  | Electric Utility | N | Steam unit (PRMVR=ST) under 25MW/250 MMBtu/hr
EXCLUDE | MS | Wright | 2063 | W2 | NG | ST | 5 |  | Electric Utility | N | Steam unit (PRMVR=ST) under 25MW/250 MMBtu/hr
EXCLUDE | MS | Wright | 2063 | W3 | NG | ST | 5 |  | Electric Utility | N | Steam unit (PRMVR=ST) under 25MW/250 MMBtu/hr
EXCLUDE | MO | Asbury | 2076 | 2 | SUB | ST | 18.7 |  | Electric Utility | N | Steam unit (PRMVR=ST) under 25MW/250 MMBtu/hr
EXCLUDE | MO | Grand Avenue | 2078 | 7 | NG | ST | 43 |  | Electric Utility | N | Status of operation (IP,L,P,T,or U) or Retired before 2012
EXCLUDE | MO | Grand Avenue | 2078 | 9 | NG | ST | 40.2 |  | Electric Utility | N | Status of operation (IP,L,P,T,or U) or Retired before 2012
EXCLUDE | MO | Northeast | 2081 | 19 | DFO | IC | 2 |  | Electric Utility | N | Internal Combustion (PRMVR=IC)
EXCLUDE | MO | Viaduct | 2096 | 1 | NG | GT | 30.6 |  | Electric Utility | N | Status of operation (IP,L,P,T,or U) or Retired before 2012
EXCLUDE | MO | Albany | 2113 | 1 | DFO | IC | 2.1 |  | Electric Utility | N | Internal Combustion (PRMVR=IC)
EXCLUDE | MO | Albany | 2113 | 2 | DFO | IC | 1 |  | Electric Utility | N | Internal Combustion (PRMVR=IC)
EXCLUDE | MO | Albany | 2113 | 3 | DFO | IC | 0.7 |  | Electric Utility | N | Internal Combustion (PRMVR=IC)
EXCLUDE | MO | Albany | 2113 | IC5 | DFO | IC | 1.2 |  | Electric Utility | N | Internal Combustion (PRMVR=IC)
EXCLUDE | MO | Albany | 2113 | IC6 | DFO | IC | 1.2 |  | Electric Utility | N | Internal Combustion (PRMVR=IC)
EXCLUDE | MO | Bethany | 2114 | 2 | DFO | IC | 0.8 |  | Electric Utility | N | Internal Combustion (PRMVR=IC)
EXCLUDE | MO | Bethany | 2114 | 4 | DFO | IC | 1.8 |  | Electric Utility | N | Internal Combustion (PRMVR=IC)
EXCLUDE | MO | Bethany | 2114 | 5 | DFO | IC | 1.8 |  | Electric Utility | N | Internal Combustion (PRMVR=IC)
EXCLUDE | MO | Bethany | 2114 | 6 | DFO | IC | 0.9 |  | Electric Utility | N | Internal Combustion (PRMVR=IC)
EXCLUDE | MO | Bethany | 2114 | 7 | DFO | IC | 1.1 |  | Electric Utility | N | Internal Combustion (PRMVR=IC)
EXCLUDE | MO | Bethany | 2114 | 8 | DFO | IC | 1.6 |  | Electric Utility | N | Internal Combustion (PRMVR=IC)
EXCLUDE | MO | Butler | 2115 | 3 | DFO | IC | 0.8 |  | Electric Utility | N | Internal Combustion (PRMVR=IC)
EXCLUDE | MO | Butler | 2115 | 4 | DFO | IC | 1.4 |  | Electric Utility | N | Internal Combustion (PRMVR=IC)
EXCLUDE | MO | Butler | 2115 | 5 | DFO | IC | 1.4 |  | Electric Utility | N | Internal Combustion (PRMVR=IC)
EXCLUDE | MO | Butler | 2115 | IC6 | DFO | IC | 1.5 |  | Electric Utility | N | Internal Combustion (PRMVR=IC)
EXCLUDE | MO | Butler | 2115 | NG1 | DFO | IC | 2 |  | Electric Utility | N | Internal Combustion (PRMVR=IC)
EXCLUDE | MO | Butler | 2115 | NG2 | DFO | IC | 2 |  | Electric Utility | N | Internal Combustion (PRMVR=IC)
EXCLUDE | MO | Butler | 2115 | SG1 | DFO | IC | 2 |  | Electric Utility | N | Internal Combustion (PRMVR=IC)
EXCLUDE | MO | Butler | 2115 | SG2 | DFO | IC | 2 |  | Electric Utility | N | Internal Combustion (PRMVR=IC)
EXCLUDE | MO | Carrollton | 2120 | 1 | DFO | IC | 0.3 |  | Electric Utility | N | Internal Combustion (PRMVR=IC)
EXCLUDE | MO | Carrollton | 2120 | 10 | NG | IC | 6.1 |  | Electric Utility | N | Internal Combustion (PRMVR=IC)
EXCLUDE | MO | Carrollton | 2120 | 11 | DFO | IC | 2 |  | Electric Utility | N | Internal Combustion (PRMVR=IC)
EXCLUDE | MO | Carrollton | 2120 | 2 | DFO | IC | 0.3 |  | Electric Utility | N | Internal Combustion (PRMVR=IC)
EXCLUDE | MO | Carrollton | 2120 | 3 | NG | IC | 1.8 |  | Electric Utility | N | Internal Combustion (PRMVR=IC)
EXCLUDE | MO | Carrollton | 2120 | 4 | NG | IC | 0.8 |  | Electric Utility | N | Internal Combustion (PRMVR=IC)
EXCLUDE | MO | Carrollton | 2120 | 5 | NG | IC | 0.9 |  | Electric Utility | N | Internal Combustion (PRMVR=IC)
EXCLUDE | MO | Carrollton | 2120 | 6 | NG | IC | 1.1 |  | Electric Utility | N | Internal Combustion (PRMVR=IC)
EXCLUDE | MO | Carrollton | 2120 | 7 | NG | IC | 2.5 |  | Electric Utility | N | Internal Combustion (PRMVR=IC)
EXCLUDE | MO | Carrollton | 2120 | 8 | NG | IC | 4.1 |  | Electric Utility | N | Internal Combustion (PRMVR=IC)
EXCLUDE | MO | Carrollton | 2120 | 9 | NG | IC | 4.1 |  | Electric Utility | N | Internal Combustion (PRMVR=IC)
EXCLUDE | MO | Carthage | 2121 | 10 | NG | IC | 7 |  | Electric Utility | N | Internal Combustion (PRMVR=IC)
EXCLUDE | MO | Carthage | 2121 | 11 | NG | IC | 4.5 |  | Electric Utility | N | Internal Combustion (PRMVR=IC)
EXCLUDE | MO | Carthage | 2121 | 12 | NG | IC | 4.5 |  | Electric Utility | N | Internal Combustion (PRMVR=IC)
EXCLUDE | MO | Carthage | 2121 | 13 | NG | IC | 6 |  | Electric Utility | N | Internal Combustion (PRMVR=IC)
EXCLUDE | MO | Carthage | 2121 | 14 | NG | IC | 6 |  | Electric Utility | N | Internal Combustion (PRMVR=IC)
EXCLUDE | MO | Carthage | 2121 | 6 | NG | IC | 2.5 |  | Electric Utility | N | Internal Combustion (PRMVR=IC)
EXCLUDE | MO | Carthage | 2121 | 7 | NG | IC | 3 |  | Electric Utility | N | Internal Combustion (PRMVR=IC)
EXCLUDE | MO | Carthage | 2121 | 8 | NG | IC | 3.3 |  | Electric Utility | N | Internal Combustion (PRMVR=IC)
EXCLUDE | MO | Carthage | 2121 | 9 | NG | IC | 5 |  | Electric Utility | N | Internal Combustion (PRMVR=IC)
EXCLUDE | MO | Chillicothe | 2122 | 4A | BIT | ST | 2.5 |  | Electric Utility | N | Steam unit (PRMVR=ST) under 25MW/250 MMBtu/hr
EXCLUDE | MO | Chillicothe | 2122 | 5 | BIT | ST | 5 |  | Electric Utility | N | Steam unit (PRMVR=ST) under 25MW/250 MMBtu/hr
EXCLUDE | MO | Chillicothe | 2122 | 6 | BIT | ST | 6 |  | Electric Utility | N | Steam unit (PRMVR=ST) under 25MW/250 MMBtu/hr
EXCLUDE | MO | Chillicothe | 2122 | D1 | DFO | IC | 2 |  | Electric Utility | N | Internal Combustion (PRMVR=IC)
EXCLUDE | MO | Chillicothe | 2122 | D2 | DFO | IC | 2 |  | Electric Utility | N | Internal Combustion (PRMVR=IC)
EXCLUDE | MO | Chillicothe | 2122 | D3 | DFO | IC | 2 |  | Electric Utility | N | Internal Combustion (PRMVR=IC)
EXCLUDE | MO | Chillicothe | 2122 | D4 | DFO | IC | 2 |  | Electric Utility | N | Internal Combustion (PRMVR=IC)
EXCLUDE | MO | Chillicothe | 2122 | D5 | DFO | IC | 2 |  | Electric Utility | N | Internal Combustion (PRMVR=IC)
EXCLUDE | MO | Columbia | 2123 | 6 | NG | GT | 12.5 |  | Electric Utility | N | Simple Cycle Turbine (PRMVR=GT or OT) unit under 25MW
EXCLUDE | MO | Columbia | 2123 | DAN1 | DFO | IC | 2 |  | Electric Utility | N | Internal Combustion (PRMVR=IC)
EXCLUDE | MO | Columbia | 2123 | LF1 | LFG | IC | 1 |  | Electric Utility | N | Internal Combustion (PRMVR=IC)
EXCLUDE | MO | Columbia | 2123 | LF2 | LFG | IC | 1 |  | Electric Utility | N | Internal Combustion (PRMVR=IC)
EXCLUDE | MO | Columbia | 2123 | MBS1 | DFO | IC | 1 |  | Electric Utility | N | Internal Combustion (PRMVR=IC)
EXCLUDE | MO | Columbia | 2123 | MBS2 | DFO | IC | 1 |  | Electric Utility | N | Internal Combustion (PRMVR=IC)
EXCLUDE | MO | Columbia | 2123 | SF1 | DFO | IC | 1 |  | Electric Utility | N | Internal Combustion (PRMVR=IC)
EXCLUDE | MO | Columbia | 2123 | SF2 | DFO | IC | 1 |  | Electric Utility | N | Internal Combustion (PRMVR=IC)
EXCLUDE | MO | Columbia | 2123 | SH1 | DFO | IC | 1.3 |  | Electric Utility | N | Internal Combustion (PRMVR=IC)
EXCLUDE | MO | Columbia | 2123 | SH2 | DFO | IC | 1.3 |  | Electric Utility | N | Internal Combustion (PRMVR=IC)
EXCLUDE | MO | Columbia | 2123 | WTP1 | DFO | IC | 2 |  | Electric Utility | N | Internal Combustion (PRMVR=IC)
EXCLUDE | MO | Columbia | 2123 | WTP2 | DFO | IC | 2 |  | Electric Utility | N | Internal Combustion (PRMVR=IC)
EXCLUDE | MO | Fayette | 2125 | GT1 | DFO | IC | 3.5 |  | Electric Utility | N | Internal Combustion (PRMVR=IC)
EXCLUDE | MO | Fayette | 2125 | GT2 | DFO | IC | 3.5 |  | Electric Utility | N | Internal Combustion (PRMVR=IC)
EXCLUDE | MO | Fayette | 2125 | GT3 | DFO | IC | 2.8 |  | Electric Utility | N | Internal Combustion (PRMVR=IC)
EXCLUDE | MO | Fayette | 2125 | GT4 | DFO | IC | 1.1 |  | Electric Utility | N | Internal Combustion (PRMVR=IC)
EXCLUDE | MO | Fulton | 2126 | IC1 | DFO | IC | 5 |  | Electric Utility | N | Internal Combustion (PRMVR=IC)
EXCLUDE | MO | Fulton | 2126 | IC2 | DFO | IC | 5 |  | Electric Utility | N | Internal Combustion (PRMVR=IC)
EXCLUDE | MO | Fulton | 2126 | IC3 | DFO | IC | 7 |  | Electric Utility | N | Internal Combustion (PRMVR=IC)
EXCLUDE | MO | Gallatin | 2127 | 2A | DFO | IC | 1.1 |  | Electric Utility | N | Internal Combustion (PRMVR=IC)
EXCLUDE | MO | Gallatin | 2127 | 3A | DFO | IC | 1.1 |  | Electric Utility | N | Internal Combustion (PRMVR=IC)
EXCLUDE | MO | Gallatin | 2127 | IC4 | DFO | IC | 2.5 |  | Electric Utility | N | Internal Combustion (PRMVR=IC)
EXCLUDE | MO | Gallatin | 2127 | IC6 | DFO | IC | 2.5 |  | Electric Utility | N | Internal Combustion (PRMVR=IC)
EXCLUDE | MO | Higginsville | 2131 | 1 | DFO | IC | 0.8 |  | Electric Utility | N | Internal Combustion (PRMVR=IC)
EXCLUDE | MO | Higginsville | 2131 | 2 | DFO | IC | 1.7 |  | Electric Utility | N | Internal Combustion (PRMVR=IC)
EXCLUDE | MO | Higginsville | 2131 | 3 | DFO | IC | 2.4 |  | Electric Utility | N | Internal Combustion (PRMVR=IC)
EXCLUDE | MO | Higginsville | 2131 | 5 | DFO | IC | 1.2 |  | Electric Utility | N | Internal Combustion (PRMVR=IC)
EXCLUDE | MO | Higginsville | 2131 | 6 | DFO | IC | 5.5 |  | Electric Utility | N | Internal Combustion (PRMVR=IC)
Exclude | MO | Blue Valley | 2132 | GT1 | NG | GT | 61 |  | Electric Utility | N | Low utilization CT
EXCLUDE | MO | Jackson | 2137 | 1 | DFO | IC | 1 |  | Electric Utility | N | Internal Combustion (PRMVR=IC)
EXCLUDE | MO | Jackson | 2137 | 10 | DFO | IC | 2 |  | Electric Utility | N | Internal Combustion (PRMVR=IC)
EXCLUDE | MO | Jackson | 2137 | 11 | DFO | IC | 2 |  | Electric Utility | N | Internal Combustion (PRMVR=IC)
EXCLUDE | MO | Jackson | 2137 | 12 | DFO | IC | 2 |  | Electric Utility | N | Internal Combustion (PRMVR=IC)
EXCLUDE | MO | Jackson | 2137 | 2 | DFO | IC | 1 |  | Electric Utility | N | Internal Combustion (PRMVR=IC)
EXCLUDE | MO | Jackson | 2137 | 3 | DFO | IC | 1 |  | Electric Utility | N | Internal Combustion (PRMVR=IC)
EXCLUDE | MO | Jackson | 2137 | 4 | DFO | IC | 1 |  | Electric Utility | N | Internal Combustion (PRMVR=IC)
EXCLUDE | MO | Jackson | 2137 | 5 | DFO | IC | 0.7 |  | Electric Utility | N | Internal Combustion (PRMVR=IC)
EXCLUDE | MO | Jackson | 2137 | 6 | DFO | IC | 1 |  | Electric Utility | N | Internal Combustion (PRMVR=IC)
EXCLUDE | MO | Jackson | 2137 | 7 | DFO | IC | 6.8 |  | Electric Utility | N | Internal Combustion (PRMVR=IC)
EXCLUDE | MO | Jackson | 2137 | 8 | DFO | IC | 6.8 |  | Electric Utility | N | Internal Combustion (PRMVR=IC)
EXCLUDE | MO | Jackson | 2137 | 9 | DFO | IC | 3 |  | Electric Utility | N | Internal Combustion (PRMVR=IC)
EXCLUDE | MO | Kahoka | 2138 | 10 | DFO | IC | 1.1 |  | Electric Utility | N | Internal Combustion (PRMVR=IC)
EXCLUDE | MO | Kahoka | 2138 | 11 | DFO | IC | 1.1 |  | Electric Utility | N | Internal Combustion (PRMVR=IC)
EXCLUDE | MO | Kahoka | 2138 | 12 | DFO | IC | 1.1 |  | Electric Utility | N | Internal Combustion (PRMVR=IC)
EXCLUDE | MO | Kahoka | 2138 | 3 | DFO | IC | 0.2 |  | Electric Utility | N | Internal Combustion (PRMVR=IC)
EXCLUDE | MO | Kahoka | 2138 | 6 | DFO | IC | 0.7 |  | Electric Utility | N | Internal Combustion (PRMVR=IC)
EXCLUDE | MO | Kahoka | 2138 | 7 | NG | IC | 0.8 |  | Electric Utility | N | Internal Combustion (PRMVR=IC)
EXCLUDE | MO | Kahoka | 2138 | 8 | NG | IC | 1.5 |  | Electric Utility | N | Internal Combustion (PRMVR=IC)
EXCLUDE | MO | Kahoka | 2138 | 9 | NG | IC | 0.9 |  | Electric Utility | N | Internal Combustion (PRMVR=IC)
EXCLUDE | MO | Kennett | 2139 | 1 | DFO | IC | 0.4 |  | Electric Utility | N | Internal Combustion (PRMVR=IC)
EXCLUDE | MO | Kennett | 2139 | 10 | NG | IC | 6.2 |  | Electric Utility | N | Internal Combustion (PRMVR=IC)
EXCLUDE | MO | Kennett | 2139 | 11 | NG | IC | 6.2 |  | Electric Utility | N | Internal Combustion (PRMVR=IC)
EXCLUDE | MO | Kennett | 2139 | 12 | NG | IC | 6.4 |  | Electric Utility | N | Internal Combustion (PRMVR=IC)
EXCLUDE | MO | Kennett | 2139 | 13 | NG | IC | 6.4 |  | Electric Utility | N | Internal Combustion (PRMVR=IC)
EXCLUDE | MO | Kennett | 2139 | 2 | DFO | IC | 0.4 |  | Electric Utility | N | Internal Combustion (PRMVR=IC)
EXCLUDE | MO | Kennett | 2139 | 3 | DFO | IC | 0.8 |  | Electric Utility | N | Internal Combustion (PRMVR=IC)
EXCLUDE | MO | Kennett | 2139 | 4 | NG | IC | 2.5 |  | Electric Utility | N | Internal Combustion (PRMVR=IC)
EXCLUDE | MO | Kennett | 2139 | 5 | DFO | IC | 1.4 |  | Electric Utility | N | Internal Combustion (PRMVR=IC)
EXCLUDE | MO | Kennett | 2139 | 6 | NG | IC | 2 |  | Electric Utility | N | Internal Combustion (PRMVR=IC)
EXCLUDE | MO | Kennett | 2139 | 7 | NG | IC | 2.5 |  | Electric Utility | N | Internal Combustion (PRMVR=IC)
EXCLUDE | MO | Kennett | 2139 | 8 | NG | IC | 3.1 |  | Electric Utility | N | Internal Combustion (PRMVR=IC)
EXCLUDE | MO | Kennett | 2139 | 9 | NG | IC | 6.2 |  | Electric Utility | N | Internal Combustion (PRMVR=IC)
EXCLUDE | MO | La Plata | 2140 | 1 | DFO | IC | 1.8 |  | Electric Utility | N | Internal Combustion (PRMVR=IC)
EXCLUDE | MO | La Plata | 2140 | 2 | DFO | IC | 1.8 |  | Electric Utility | N | Internal Combustion (PRMVR=IC)
EXCLUDE | MO | La Plata | 2140 | 5 | DFO | IC | 0.9 |  | Electric Utility | N | Internal Combustion (PRMVR=IC)
EXCLUDE | MO | La Plata | 2140 | 6 | DFO | IC | 1 |  | Electric Utility | N | Internal Combustion (PRMVR=IC)
EXCLUDE | MO | La Plata | 2140 | 7 | DFO | IC | 1 |  | Electric Utility | N | Internal Combustion (PRMVR=IC)
EXCLUDE | MO | La Plata | 2140 | 8 | DFO | IC | 1 |  | Electric Utility | N | Internal Combustion (PRMVR=IC)
EXCLUDE | MO | La Plata | 2140 | 9 | DFO | IC | 1 |  | Electric Utility | N | Internal Combustion (PRMVR=IC)
EXCLUDE | MO | Macon | 2141 | 1 | DFO | IC | 5.2 |  | Electric Utility | N | Internal Combustion (PRMVR=IC)
EXCLUDE | MO | Macon | 2141 | 3 | DFO | IC | 5 |  | Electric Utility | N | Internal Combustion (PRMVR=IC)
EXCLUDE | MO | Macon | 2141 | 4 | DFO | IC | 1 |  | Electric Utility | N | Internal Combustion (PRMVR=IC)
EXCLUDE | MO | Malden | 2142 | 1 | DFO | IC | 1.4 |  | Electric Utility | N | Internal Combustion (PRMVR=IC)
EXCLUDE | MO | Malden | 2142 | 2A | DFO | IC | 1.8 |  | Electric Utility | N | Internal Combustion (PRMVR=IC)
EXCLUDE | MO | Malden | 2142 | 3A | DFO | IC | 1.8 |  | Electric Utility | N | Internal Combustion (PRMVR=IC)
EXCLUDE | MO | Malden | 2142 | 4A | DFO | IC | 1.8 |  | Electric Utility | N | Internal Combustion (PRMVR=IC)
EXCLUDE | MO | Malden | 2142 | 5 | DFO | IC | 1.4 |  | Electric Utility | N | Internal Combustion (PRMVR=IC)
EXCLUDE | MO | Malden | 2142 | 6 | DFO | IC | 2 |  | Electric Utility | N | Internal Combustion (PRMVR=IC)
EXCLUDE | MO | Malden | 2142 | 7 | DFO | IC | 2.8 |  | Electric Utility | N | Internal Combustion (PRMVR=IC)
EXCLUDE | MO | Malden | 2142 | 8 | DFO | IC | 4.3 |  | Electric Utility | N | Internal Combustion (PRMVR=IC)
EXCLUDE | MO | Marshall | 2144 | 10 | NG | IC | 6.3 |  | Electric Utility | N | Internal Combustion (PRMVR=IC)
EXCLUDE | MO | Marshall | 2144 | 11 | NG | IC | 6.3 |  | Electric Utility | N | Internal Combustion (PRMVR=IC)
EXCLUDE | MO | Marshall | 2144 | 7 | DFO | IC | 1 |  | Electric Utility | N | Internal Combustion (PRMVR=IC)
EXCLUDE | MO | Marshall | 2144 | 8 | DFO | IC | 1 |  | Electric Utility | N | Internal Combustion (PRMVR=IC)
EXCLUDE | MO | Marshall | 2144 | 9 | DFO | IC | 1 |  | Electric Utility | N | Internal Combustion (PRMVR=IC)
EXCLUDE | MO | Memphis | 2145 | 1 | DFO | IC | 0.6 |  | Electric Utility | N | Internal Combustion (PRMVR=IC)
EXCLUDE | MO | Memphis | 2145 | 10 | DFO | IC | 1 |  | Electric Utility | N | Internal Combustion (PRMVR=IC)
EXCLUDE | MO | Memphis | 2145 | 11 | DFO | IC | 1 |  | Electric Utility | N | Internal Combustion (PRMVR=IC)
EXCLUDE | MO | Memphis | 2145 | 12 | DFO | IC | 0.4 |  | Electric Utility | N | Internal Combustion (PRMVR=IC)
EXCLUDE | MO | Memphis | 2145 | 13 | DFO | IC | 1 |  | Electric Utility | N | Internal Combustion (PRMVR=IC)
EXCLUDE | MO | Memphis | 2145 | 3 | DFO | IC | 0.2 |  | Electric Utility | N | Internal Combustion (PRMVR=IC)
EXCLUDE | MO | Memphis | 2145 | 6 | DFO | IC | 0.9 |  | Electric Utility | N | Internal Combustion (PRMVR=IC)
EXCLUDE | MO | Memphis | 2145 | 7 | DFO | IC | 1.1 |  | Electric Utility | N | Internal Combustion (PRMVR=IC)
EXCLUDE | MO | Memphis | 2145 | 8 | DFO | IC | 1.3 |  | Electric Utility | N | Internal Combustion (PRMVR=IC)
EXCLUDE | MO | Memphis | 2145 | 9 | DFO | IC | 1.3 |  | Electric Utility | N | Internal Combustion (PRMVR=IC)
EXCLUDE | MO | Monroe | 2146 | 1 | DFO | IC | 0.7 |  | Electric Utility | N | Internal Combustion (PRMVR=IC)
EXCLUDE | MO | Monroe | 2146 | 10 | DFO | IC | 1.6 |  | Electric Utility | N | Internal Combustion (PRMVR=IC)
EXCLUDE | MO | Monroe | 2146 | 11 | DFO | IC | 1.8 |  | Electric Utility | N | Internal Combustion (PRMVR=IC)
EXCLUDE | MO | Monroe | 2146 | 12 | DFO | IC | 1.8 |  | Electric Utility | N | Internal Combustion (PRMVR=IC)
EXCLUDE | MO | Monroe | 2146 | 2 | DFO | IC | 1.3 |  | Electric Utility | N | Internal Combustion (PRMVR=IC)
EXCLUDE | MO | Monroe | 2146 | 3 | NG | IC | 1.1 |  | Electric Utility | N | Internal Combustion (PRMVR=IC)
EXCLUDE | MO | Monroe | 2146 | 4 | NG | IC | 1.1 |  | Electric Utility | N | Internal Combustion (PRMVR=IC)
EXCLUDE | MO | Monroe | 2146 | 5 | DFO | IC | 2 |  | Electric Utility | N | Internal Combustion (PRMVR=IC)
EXCLUDE | MO | Monroe | 2146 | 6 | NG | IC | 2 |  | Electric Utility | N | Internal Combustion (PRMVR=IC)
EXCLUDE | MO | Monroe | 2146 | 7 | NG | IC | 2.2 |  | Electric Utility | N | Internal Combustion (PRMVR=IC)
EXCLUDE | MO | Monroe | 2146 | 8 | DFO | IC | 1.6 |  | Electric Utility | N | Internal Combustion (PRMVR=IC)
EXCLUDE | MO | Monroe | 2146 | 9 | DFO | IC | 1.6 |  | Electric Utility | N | Internal Combustion (PRMVR=IC)
EXCLUDE | MO | Odessa | 2148 | 2 | DFO | IC | 0.2 |  | Electric Utility | N | Internal Combustion (PRMVR=IC)
EXCLUDE | MO | Odessa | 2148 | 3 | DFO | IC | 2 |  | Electric Utility | N | Internal Combustion (PRMVR=IC)
EXCLUDE | MO | Odessa | 2148 | 5 | DFO | IC | 1.2 |  | Electric Utility | N | Internal Combustion (PRMVR=IC)
EXCLUDE | MO | Odessa | 2148 | 6 | DFO | IC | 3 |  | Electric Utility | N | Internal Combustion (PRMVR=IC)
EXCLUDE | MO | Odessa | 2148 | IC4 | DFO | IC | 0.9 |  | Electric Utility | N | Internal Combustion (PRMVR=IC)
EXCLUDE | MO | Owensville | 2149 | 3A | DFO | IC | 1.8 |  | Electric Utility | N | Internal Combustion (PRMVR=IC)
EXCLUDE | MO | Owensville | 2149 | 4A | DFO | IC | 1.3 |  | Electric Utility | N | Internal Combustion (PRMVR=IC)
EXCLUDE | MO | Owensville | 2149 | 4B | DFO | IC | 1.8 |  | Electric Utility | N | Internal Combustion (PRMVR=IC)
EXCLUDE | MO | Owensville | 2149 | 5 | DFO | IC | 1.3 |  | Electric Utility | N | Internal Combustion (PRMVR=IC)
EXCLUDE | MO | Owensville | 2149 | 6 | DFO | IC | 1.8 |  | Electric Utility | N | Internal Combustion (PRMVR=IC)
EXCLUDE | MO | Owensville | 2149 | 6A | DFO | IC | 1.8 |  | Electric Utility | N | Internal Combustion (PRMVR=IC)
EXCLUDE | MO | Palmyra Municipal | 2150 | 2 | DFO | IC | 0.5 |  | Electric Utility | N | Internal Combustion (PRMVR=IC)
EXCLUDE | MO | Palmyra Municipal | 2150 | 3 | DFO | IC | 1.5 |  | Electric Utility | N | Internal Combustion (PRMVR=IC)
EXCLUDE | MO | Palmyra Municipal | 2150 | 4 | DFO | IC | 0.8 |  | Electric Utility | N | Internal Combustion (PRMVR=IC)
EXCLUDE | MO | Palmyra Municipal | 2150 | 6 | DFO | IC | 2 |  | Electric Utility | N | Internal Combustion (PRMVR=IC)
EXCLUDE | MO | Palmyra Municipal | 2150 | IC7 | DFO | IC | 2 |  | Electric Utility | N | Internal Combustion (PRMVR=IC)
EXCLUDE | MO | Coleman | 2158 | IC1 | DFO | IC | 2 |  | Electric Utility | N | Internal Combustion (PRMVR=IC)
EXCLUDE | MO | Coleman | 2158 | IC2 | DFO | IC | 2.3 |  | Electric Utility | N | Internal Combustion (PRMVR=IC)
EXCLUDE | MO | Main Street | 2162 | 1 | DFO | GT | 15.3 |  | Electric Utility | N | Simple Cycle Turbine (PRMVR=GT or OT) unit under 25MW
EXCLUDE | MO | Trenton Diesel | 2163 | 1 | DFO | IC | 0.4 |  | Electric Utility | N | Internal Combustion (PRMVR=IC)
EXCLUDE | MO | Trenton Diesel | 2163 | 2 | DFO | IC | 0.4 |  | Electric Utility | N | Internal Combustion (PRMVR=IC)
EXCLUDE | MO | Trenton Diesel | 2163 | 4 | DFO | IC | 1 |  | Electric Utility | N | Internal Combustion (PRMVR=IC)
EXCLUDE | MO | Trenton Diesel | 2163 | 5 | DFO | IC | 1.1 |  | Electric Utility | N | Internal Combustion (PRMVR=IC)
EXCLUDE | MO | Trenton Diesel | 2163 | 6 | DFO | IC | 1.3 |  | Electric Utility | N | Internal Combustion (PRMVR=IC)
EXCLUDE | MO | Trenton Diesel | 2163 | 7 | DFO | IC | 1 |  | Electric Utility | N | Internal Combustion (PRMVR=IC)
EXCLUDE | MO | Unionville City of | 2164 | 1 | DFO | IC | 0.8 |  | Electric Utility | N | Internal Combustion (PRMVR=IC)
EXCLUDE | MO | Unionville City of | 2164 | 2 | DFO | IC | 1.7 |  | Electric Utility | N | Internal Combustion (PRMVR=IC)
EXCLUDE | MO | Unionville City of | 2164 | 3 | DFO | IC | 0.2 |  | Electric Utility | N | Internal Combustion (PRMVR=IC)
EXCLUDE | MO | Unionville City of | 2164 | 4 | DFO | IC | 1 |  | Electric Utility | N | Internal Combustion (PRMVR=IC)
EXCLUDE | MO | Unionville City of | 2164 | 5 | DFO | IC | 0.3 |  | Electric Utility | N | Internal Combustion (PRMVR=IC)
EXCLUDE | MO | Unionville City of | 2164 | 6 | DFO | IC | 0.3 |  | Electric Utility | N | Internal Combustion (PRMVR=IC)
EXCLUDE | MO | Unionville City of | 2164 | 7 | DFO | IC | 1.1 |  | Electric Utility | N | Internal Combustion (PRMVR=IC)
EXCLUDE | MO | Unionville City of | 2164 | 8 | DFO | IC | 1.3 |  | Electric Utility | N | Internal Combustion (PRMVR=IC)
EXCLUDE | MO | Unionville City of | 2164 | 9 | DFO | IC | 2 |  | Electric Utility | N | Internal Combustion (PRMVR=IC)
EXCLUDE | MO | Vandalia | 2165 | 1 | DFO | IC | 1.2 |  | Electric Utility | N | Internal Combustion (PRMVR=IC)
EXCLUDE | MO | Vandalia | 2165 | 10 | DFO | IC | 1.3 |  | Electric Utility | N | Internal Combustion (PRMVR=IC)
EXCLUDE | MO | Vandalia | 2165 | 11 | DFO | IC | 1 |  | Electric Utility | N | Internal Combustion (PRMVR=IC)
EXCLUDE | MO | Vandalia | 2165 | 12 | DFO | IC | 1 |  | Electric Utility | N | Internal Combustion (PRMVR=IC)
EXCLUDE | MO | Vandalia | 2165 | 4A | DFO | IC | 1.2 |  | Electric Utility | N | Internal Combustion (PRMVR=IC)
EXCLUDE | MO | Vandalia | 2165 | 5A | DFO | IC | 1.2 |  | Electric Utility | N | Internal Combustion (PRMVR=IC)
EXCLUDE | MO | Vandalia | 2165 | 8 | DFO | IC | 1 |  | Electric Utility | N | Internal Combustion (PRMVR=IC)
EXCLUDE | MO | Vandalia | 2165 | 9 | DFO | IC | 1.4 |  | Electric Utility | N | Internal Combustion (PRMVR=IC)
EXCLUDE | MT | Glendive GT | 2176 | IC1 | DFO | IC | 1.8 |  | Electric Utility | N | Internal Combustion (PRMVR=IC)
EXCLUDE | MT | Milltown | 2190 | 1 | WAT | HY | 0.6 |  | Electric Utility | N | Non Combustion (NUC, WAT, WND, GEO, or SUN)
EXCLUDE | MT | Milltown | 2190 | 2 | WAT | HY | 0.6 |  | Electric Utility | N | Non Combustion (NUC, WAT, WND, GEO, or SUN)
EXCLUDE | MT | Milltown | 2190 | 3 | WAT | HY | 0.6 |  | Electric Utility | N | Non Combustion (NUC, WAT, WND, GEO, or SUN)
EXCLUDE | MT | Milltown | 2190 | 4 | WAT | HY | 0.6 |  | Electric Utility | N | Non Combustion (NUC, WAT, WND, GEO, or SUN)
EXCLUDE | MT | Milltown | 2190 | 5 | WAT | HY | 0.6 |  | Electric Utility | N | Non Combustion (NUC, WAT, WND, GEO, or SUN)
EXCLUDE | WY | Old Faithful | 2196 | 1 | DFO | IC | 1 |  | Electric Utility | N | Internal Combustion (PRMVR=IC)
EXCLUDE | WY | Old Faithful | 2196 | 2 | DFO | IC | 1 |  | Electric Utility | N | Internal Combustion (PRMVR=IC)
EXCLUDE | NE | Ansley | 2214 | 2 | NG | IC | 0.9 |  | Electric Utility | N | Internal Combustion (PRMVR=IC)
EXCLUDE | NE | Ansley | 2214 | 3 | DFO | IC | 0.6 |  | Electric Utility | N | Internal Combustion (PRMVR=IC)
EXCLUDE | NE | Auburn | 2215 | 1 | NG | IC | 2.4 |  | Electric Utility | N | Internal Combustion (PRMVR=IC)
EXCLUDE | NE | Auburn | 2215 | 2 | NG | IC | 1 |  | Electric Utility | N | Internal Combustion (PRMVR=IC)
EXCLUDE | NE | Auburn | 2215 | 4A | NG | IC | 3.7 |  | Electric Utility | N | Internal Combustion (PRMVR=IC)
EXCLUDE | NE | Auburn | 2215 | 5 | NG | IC | 3.3 |  | Electric Utility | N | Internal Combustion (PRMVR=IC)
EXCLUDE | NE | Auburn | 2215 | 6 | NG | IC | 2.7 |  | Electric Utility | N | Internal Combustion (PRMVR=IC)
EXCLUDE | NE | Auburn | 2215 | 7 | NG | IC | 5.6 |  | Electric Utility | N | Internal Combustion (PRMVR=IC)
EXCLUDE | NE | Arnold | 2216 | 1 | DFO | IC | 0.5 |  | Electric Utility | N | Internal Combustion (PRMVR=IC)
EXCLUDE | NE | Arnold | 2216 | 2A | DFO | IC | 0.1 |  | Electric Utility | N | Internal Combustion (PRMVR=IC)
EXCLUDE | NE | Arnold | 2216 | 3 | DFO | IC | 0.2 |  | Electric Utility | N | Internal Combustion (PRMVR=IC)
EXCLUDE | NE | Arnold | 2216 | 4 | DFO | IC | 0.3 |  | Electric Utility | N | Internal Combustion (PRMVR=IC)
EXCLUDE | NE | Beaver City | 2217 | 1 | DFO | IC | 0.5 |  | Electric Utility | N | Internal Combustion (PRMVR=IC)
EXCLUDE | NE | Beaver City | 2217 | 2 | NG | IC | 0.3 |  | Electric Utility | N | Internal Combustion (PRMVR=IC)
EXCLUDE | NE | Beaver City | 2217 | 3 | DFO | IC | 0.3 |  | Electric Utility | N | Internal Combustion (PRMVR=IC)
EXCLUDE | NE | Beaver City | 2217 | 4 | NG | IC | 0.9 |  | Electric Utility | N | Internal Combustion (PRMVR=IC)
EXCLUDE | NE | Broken Bow | 2221 | 1 | DFO | IC | 0.5 |  | Electric Utility | N | Internal Combustion (PRMVR=IC)
EXCLUDE | NE | Broken Bow | 2221 | 2 | NG | IC | 3.5 |  | Electric Utility | N | Internal Combustion (PRMVR=IC)
EXCLUDE | NE | Broken Bow | 2221 | 3 | DFO | IC | 0.8 |  | Electric Utility | N | Internal Combustion (PRMVR=IC)
EXCLUDE | NE | Broken Bow | 2221 | 4 | NG | IC | 0.8 |  | Electric Utility | N | Internal Combustion (PRMVR=IC)
EXCLUDE | NE | Broken Bow | 2221 | 5 | NG | IC | 1 |  | Electric Utility | N | Internal Combustion (PRMVR=IC)
EXCLUDE | NE | Broken Bow | 2221 | 6 | NG | IC | 2.1 |  | Electric Utility | N | Internal Combustion (PRMVR=IC)
EXCLUDE | NE | Burwell | 2222 | 1 | DFO | IC | 1.3 |  | Electric Utility | N | Internal Combustion (PRMVR=IC)
EXCLUDE | NE | Burwell | 2222 | 2 | DFO | IC | 1.1 |  | Electric Utility | N | Internal Combustion (PRMVR=IC)
EXCLUDE | NE | Burwell | 2222 | 3 | DFO | IC | 0.9 |  | Electric Utility | N | Internal Combustion (PRMVR=IC)
EXCLUDE | NE | Burwell | 2222 | 4 | DFO | IC | 0.6 |  | Electric Utility | N | Internal Combustion (PRMVR=IC)
EXCLUDE | NE | Cambridge | 2223 | 1 | DFO | IC | 0.7 |  | Electric Utility | N | Internal Combustion (PRMVR=IC)
EXCLUDE | NE | Cambridge | 2223 | 2 | DFO | IC | 0.9 |  | Electric Utility | N | Internal Combustion (PRMVR=IC)
EXCLUDE | NE | Cambridge | 2223 | 3 | DFO | IC | 1.3 |  | Electric Utility | N | Internal Combustion (PRMVR=IC)
EXCLUDE | NE | Cambridge | 2223 | CAT1 | DFO | IC | 2 |  | Electric Utility | N | Internal Combustion (PRMVR=IC)
EXCLUDE | NE | Cambridge | 2223 | CAT2 | DFO | IC | 2 |  | Electric Utility | N | Internal Combustion (PRMVR=IC)
EXCLUDE | NE | Campbell Village | 2225 | 1 | DFO | IC | 0.1 |  | Electric Utility | N | Internal Combustion (PRMVR=IC)
EXCLUDE | NE | Campbell Village | 2225 | 2 | DFO | IC | 0.1 |  | Electric Utility | N | Internal Combustion (PRMVR=IC)
EXCLUDE | NE | Campbell Village | 2225 | 3 | DFO | IC | 0.1 |  | Electric Utility | N | Internal Combustion (PRMVR=IC)
EXCLUDE | NE | Campbell Village | 2225 | IC4 | DFO | IC | 1 |  | Electric Utility | N | Internal Combustion (PRMVR=IC)
EXCLUDE | NE | Chappell | 2230 | 1 | DFO | IC | 0.2 |  | Electric Utility | N | Internal Combustion (PRMVR=IC)
EXCLUDE | NE | Chappell | 2230 | 5 | DFO | IC | 1.1 |  | Electric Utility | N | Internal Combustion (PRMVR=IC)
EXCLUDE | NE | Crete | 2231 | 1 | DFO | IC | 0.4 |  | Electric Utility | N | Internal Combustion (PRMVR=IC)
EXCLUDE | NE | Crete | 2231 | 2 | NG | IC | 1.3 |  | Electric Utility | N | Internal Combustion (PRMVR=IC)
EXCLUDE | NE | Crete | 2231 | 3 | NG | IC | 0.9 |  | Electric Utility | N | Internal Combustion (PRMVR=IC)
EXCLUDE | NE | Crete | 2231 | 4 | NG | IC | 1.1 |  | Electric Utility | N | Internal Combustion (PRMVR=IC)
EXCLUDE | NE | Crete | 2231 | 5 | NG | IC | 2.5 |  | Electric Utility | N | Internal Combustion (PRMVR=IC)
EXCLUDE | NE | Crete | 2231 | 6 | NG | IC | 3.3 |  | Electric Utility | N | Internal Combustion (PRMVR=IC)
EXCLUDE | NE | Crete | 2231 | 7 | NG | IC | 6 |  | Electric Utility | N | Internal Combustion (PRMVR=IC)
EXCLUDE | NE | Curtis | 2232 | 2 | NG | IC | 0.9 |  | Electric Utility | N | Internal Combustion (PRMVR=IC)
EXCLUDE | NE | Curtis | 2232 | 3 | NG | IC | 1.1 |  | Electric Utility | N | Internal Combustion (PRMVR=IC)
EXCLUDE | NE | Curtis | 2232 | 4 | NG | IC | 1.4 |  | Electric Utility | N | Internal Combustion (PRMVR=IC)
EXCLUDE | NE | David City | 2233 | 1 | NG | IC | 1.5 |  | Electric Utility | N | Internal Combustion (PRMVR=IC)
EXCLUDE | NE | David City | 2233 | 2 | DFO | IC | 1 |  | Electric Utility | N | Internal Combustion (PRMVR=IC)
EXCLUDE | NE | David City | 2233 | 3 | NG | IC | 1 |  | Electric Utility | N | Internal Combustion (PRMVR=IC)
EXCLUDE | NE | David City | 2233 | 4 | NG | IC | 2.3 |  | Electric Utility | N | Internal Combustion (PRMVR=IC)
EXCLUDE | NE | David City | 2233 | 5 | DFO | IC | 1.6 |  | Electric Utility | N | Internal Combustion (PRMVR=IC)
EXCLUDE | NE | David City | 2233 | 6 | DFO | IC | 1.6 |  | Electric Utility | N | Internal Combustion (PRMVR=IC)
EXCLUDE | NE | David City | 2233 | 7 | DFO | IC | 1.6 |  | Electric Utility | N | Internal Combustion (PRMVR=IC)
EXCLUDE | NE | Deshler | 2234 | 1A | DFO | IC | 0.3 |  | Electric Utility | N | Internal Combustion (PRMVR=IC)
EXCLUDE | NE | Deshler | 2234 | 2 | DFO | IC | 0.3 |  | Electric Utility | N | Internal Combustion (PRMVR=IC)
EXCLUDE | NE | Deshler | 2234 | 4 | DFO | IC | 0.6 |  | Electric Utility | N | Internal Combustion (PRMVR=IC)
EXCLUDE | NE | Deshler | 2234 | 5 | DFO | IC | 1.1 |  | Electric Utility | N | Internal Combustion (PRMVR=IC)
EXCLUDE | NE | Emerson | 2235 | 2 | NG | IC | 1.1 |  | Electric Utility | N | Internal Combustion (PRMVR=IC)
EXCLUDE | NE | Emerson | 2235 | 3 | DFO | IC | 0.1 |  | Electric Utility | N | Internal Combustion (PRMVR=IC)
EXCLUDE | NE | Emerson | 2235 | 4 | NG | IC | 0.4 |  | Electric Utility | N | Internal Combustion (PRMVR=IC)
EXCLUDE | NE | Falls City | 2237 | 1 | DFO | IC | 0.6 |  | Electric Utility | N | Internal Combustion (PRMVR=IC)
EXCLUDE | NE | Falls City | 2237 | 2 | DFO | IC | 0.9 |  | Electric Utility | N | Internal Combustion (PRMVR=IC)
EXCLUDE | NE | Falls City | 2237 | 3 | NG | IC | 2.7 |  | Electric Utility | N | Internal Combustion (PRMVR=IC)
EXCLUDE | NE | Falls City | 2237 | 4 | NG | IC | 1.1 |  | Electric Utility | N | Internal Combustion (PRMVR=IC)
EXCLUDE | NE | Falls City | 2237 | 5 | NG | IC | 2 |  | Electric Utility | N | Internal Combustion (PRMVR=IC)
EXCLUDE | NE | Falls City | 2237 | 6 | NG | IC | 2.5 |  | Electric Utility | N | Internal Combustion (PRMVR=IC)
EXCLUDE | NE | Falls City | 2237 | 7 | NG | IC | 6.2 |  | Electric Utility | N | Internal Combustion (PRMVR=IC)
EXCLUDE | NE | Falls City | 2237 | 8 | NG | IC | 6 |  | Electric Utility | N | Internal Combustion (PRMVR=IC)
EXCLUDE | NE | Franklin | 2238 | 1 | NG | IC | 0.6 |  | Electric Utility | N | Internal Combustion (PRMVR=IC)
EXCLUDE | NE | Franklin | 2238 | 2 | NG | IC | 1.3 |  | Electric Utility | N | Internal Combustion (PRMVR=IC)
EXCLUDE | NE | Franklin | 2238 | 3 | NG | IC | 1.1 |  | Electric Utility | N | Internal Combustion (PRMVR=IC)
EXCLUDE | NE | Franklin | 2238 | 4 | NG | IC | 0.9 |  | Electric Utility | N | Internal Combustion (PRMVR=IC)
EXCLUDE | NE | Kimball | 2248 | 1 | NG | IC | 1 |  | Electric Utility | N | Internal Combustion (PRMVR=IC)
EXCLUDE | NE | Kimball | 2248 | 2 | NG | IC | 1 |  | Electric Utility | N | Internal Combustion (PRMVR=IC)
EXCLUDE | NE | Kimball | 2248 | 3 | NG | IC | 1.3 |  | Electric Utility | N | Internal Combustion (PRMVR=IC)
EXCLUDE | NE | Kimball | 2248 | 4 | NG | IC | 1.3 |  | Electric Utility | N | Internal Combustion (PRMVR=IC)
EXCLUDE | NE | Kimball | 2248 | 5 | NG | IC | 1.1 |  | Electric Utility | N | Internal Combustion (PRMVR=IC)
EXCLUDE | NE | Kimball | 2248 | 6 | NG | IC | 3.9 |  | Electric Utility | N | Internal Combustion (PRMVR=IC)
EXCLUDE | NE | Laurel | 2249 | 1 | NG | IC | 1.3 |  | Electric Utility | N | Internal Combustion (PRMVR=IC)
EXCLUDE | NE | Laurel | 2249 | 2 | NG | IC | 0.9 |  | Electric Utility | N | Internal Combustion (PRMVR=IC)
EXCLUDE | NE | Laurel | 2249 | 3 | NG | IC | 0.6 |  | Electric Utility | N | Internal Combustion (PRMVR=IC)
EXCLUDE | NE | Laurel | 2249 | 4 | NG | IC | 0.4 |  | Electric Utility | N | Internal Combustion (PRMVR=IC)
EXCLUDE | NE | Laurel | 2249 | 6 | NG | IC | 0.2 |  | Electric Utility | N | Internal Combustion (PRMVR=IC)
EXCLUDE | NE | Laurel | 2249 | 7 | NG | IC | 1.3 |  | Electric Utility | N | Internal Combustion (PRMVR=IC)
EXCLUDE | NE | Lyons | 2253 | 2 | DFO | IC | 0.5 |  | Electric Utility | N | Internal Combustion (PRMVR=IC)
EXCLUDE | NE | Lyons | 2253 | 3 | DFO | IC | 0.8 |  | Electric Utility | N | Internal Combustion (PRMVR=IC)
EXCLUDE | NE | Lyons | 2253 | 4A | DFO | IC | 1.2 |  | Electric Utility | N | Internal Combustion (PRMVR=IC)
EXCLUDE | NE | Lyons | 2253 | 5 | DFO | IC | 0.3 |  | Electric Utility | N | Internal Combustion (PRMVR=IC)
EXCLUDE | NE | Nebraska City # 1 | 2255 | 10 | NG | IC | 6.5 |  | Electric Utility | N | Internal Combustion (PRMVR=IC)
EXCLUDE | NE | Nebraska City # 1 | 2255 | 2 | NG | IC | 1.5 |  | Electric Utility | N | Internal Combustion (PRMVR=IC)
EXCLUDE | NE | Nebraska City # 1 | 2255 | 3 | NG | IC | 2.5 |  | Electric Utility | N | Internal Combustion (PRMVR=IC)
EXCLUDE | NE | Nebraska City # 1 | 2255 | 4 | NG | IC | 3.1 |  | Electric Utility | N | Internal Combustion (PRMVR=IC)
EXCLUDE | NE | Nebraska City # 1 | 2255 | 5 | NG | IC | 2 |  | Electric Utility | N | Internal Combustion (PRMVR=IC)
EXCLUDE | NE | Nebraska City # 1 | 2255 | 8 | NG | IC | 4.1 |  | Electric Utility | N | Internal Combustion (PRMVR=IC)
EXCLUDE | NE | Nebraska City # 1 | 2255 | 9 | NG | IC | 6.4 |  | Electric Utility | N | Internal Combustion (PRMVR=IC)
EXCLUDE | NE | Syracuse # 2 | 2256 | 6 | NG | IC | 2 |  | Electric Utility | N | Internal Combustion (PRMVR=IC)
EXCLUDE | NE | Syracuse # 2 | 2256 | 7 | NG | IC | 2 |  | Electric Utility | N | Internal Combustion (PRMVR=IC)
EXCLUDE | NE | Mullen | 2280 | 3 | DFO | IC | 0.4 |  | Electric Utility | N | Internal Combustion (PRMVR=IC)
EXCLUDE | NE | Mullen | 2280 | 4 | DFO | IC | 0.6 |  | Electric Utility | N | Internal Combustion (PRMVR=IC)
EXCLUDE | NE | Mullen | 2280 | 5 | DFO | IC | 1.2 |  | Electric Utility | N | Internal Combustion (PRMVR=IC)
EXCLUDE | NE | Sarpy County | 2292 | BSD | DFO | IC | 3.5 |  | Electric Utility | N | Internal Combustion (PRMVR=IC)
EXCLUDE | NE | Ord | 2294 | 1 | DFO | IC | 5 |  | Electric Utility | N | Internal Combustion (PRMVR=IC)
EXCLUDE | NE | Ord | 2294 | 2 | DFO | IC | 1.5 |  | Electric Utility | N | Internal Combustion (PRMVR=IC)
EXCLUDE | NE | Ord | 2294 | 3 | DFO | IC | 2.5 |  | Electric Utility | N | Internal Combustion (PRMVR=IC)
EXCLUDE | NE | Ord | 2294 | 4A | DFO | IC | 1.5 |  | Electric Utility | N | Internal Combustion (PRMVR=IC)
EXCLUDE | NE | Ord | 2294 | 5A | DFO | IC | 1.5 |  | Electric Utility | N | Internal Combustion (PRMVR=IC)
EXCLUDE | NE | Oxford | 2295 | 2 | NG | IC | 0.6 |  | Electric Utility | N | Internal Combustion (PRMVR=IC)
EXCLUDE | NE | Oxford | 2295 | 3 | NG | IC | 0.9 |  | Electric Utility | N | Internal Combustion (PRMVR=IC)
EXCLUDE | NE | Oxford | 2295 | 4 | NG | IC | 0.6 |  | Electric Utility | N | Internal Combustion (PRMVR=IC)
EXCLUDE | NE | Oxford | 2295 | 5 | NG | IC | 1.3 |  | Electric Utility | N | Internal Combustion (PRMVR=IC)
EXCLUDE | NE | Pender | 2296 | 1 | NG | IC | 1.5 |  | Electric Utility | N | Internal Combustion (PRMVR=IC)
EXCLUDE | NE | Pender | 2296 | 2 | NG | IC | 2 |  | Electric Utility | N | Internal Combustion (PRMVR=IC)
EXCLUDE | NE | Pender | 2296 | 3 | NG | IC | 0.5 |  | Electric Utility | N | Internal Combustion (PRMVR=IC)
EXCLUDE | NE | Pender | 2296 | 4 | NG | IC | 0.9 |  | Electric Utility | N | Internal Combustion (PRMVR=IC)
EXCLUDE | NE | Pender | 2296 | 5 | NG | IC | 0.2 |  | Electric Utility | N | Internal Combustion (PRMVR=IC)
EXCLUDE | NE | Plainview Muncipal Power | 2297 | 1 | DFO | IC | 1.1 |  | Electric Utility | N | Internal Combustion (PRMVR=IC)
EXCLUDE | NE | Plainview Muncipal Power | 2297 | 3 | DFO | IC | 0.9 |  | Electric Utility | N | Internal Combustion (PRMVR=IC)
EXCLUDE | NE | Plainview Muncipal Power | 2297 | 4 | DFO | IC | 1.2 |  | Electric Utility | N | Internal Combustion (PRMVR=IC)
EXCLUDE | NE | Plainview Muncipal Power | 2297 | 5 | DFO | IC | 1.8 |  | Electric Utility | N | Internal Combustion (PRMVR=IC)
EXCLUDE | NE | Red Cloud | 2299 | 1 | DFO | IC | 0.5 |  | Electric Utility | N | Internal Combustion (PRMVR=IC)
EXCLUDE | NE | Red Cloud | 2299 | 2 | DFO | IC | 0.9 |  | Electric Utility | N | Internal Combustion (PRMVR=IC)
EXCLUDE | NE | Red Cloud | 2299 | 3 | DFO | IC | 1.3 |  | Electric Utility | N | Internal Combustion (PRMVR=IC)
EXCLUDE | NE | Red Cloud | 2299 | 4 | DFO | IC | 1.3 |  | Electric Utility | N | Internal Combustion (PRMVR=IC)
EXCLUDE | NE | Red Cloud | 2299 | 5 | DFO | IC | 2.2 |  | Electric Utility | N | Internal Combustion (PRMVR=IC)
EXCLUDE | NE | Sargent | 2300 | 1 | DFO | IC | 1.1 |  | Electric Utility | N | Internal Combustion (PRMVR=IC)
EXCLUDE | NE | Sargent | 2300 | 3 | DFO | IC | 0.9 |  | Electric Utility | N | Internal Combustion (PRMVR=IC)
EXCLUDE | NE | Sargent | 2300 | 4 | DFO | IC | 0.4 |  | Electric Utility | N | Internal Combustion (PRMVR=IC)
EXCLUDE | NE | Sidney | 2302 | 1 | NG | IC | 1.2 |  | Electric Utility | N | Internal Combustion (PRMVR=IC)
EXCLUDE | NE | Sidney | 2302 | 2 | NG | IC | 2.2 |  | Electric Utility | N | Internal Combustion (PRMVR=IC)
EXCLUDE | NE | Sidney | 2302 | 3 | DFO | IC | 0.8 |  | Electric Utility | N | Internal Combustion (PRMVR=IC)
EXCLUDE | NE | Sidney | 2302 | 4 | NG | IC | 1 |  | Electric Utility | N | Internal Combustion (PRMVR=IC)
EXCLUDE | NE | Sidney | 2302 | 5 | NG | IC | 3.1 |  | Electric Utility | N | Internal Combustion (PRMVR=IC)
EXCLUDE | NE | Spalding | 2303 | 4 | DFO | IC | 0.2 |  | Electric Utility | N | Internal Combustion (PRMVR=IC)
EXCLUDE | NE | Spalding | 2303 | 5 | DFO | IC | 0.4 |  | Electric Utility | N | Internal Combustion (PRMVR=IC)
EXCLUDE | NE | Spalding | 2303 | 6 | DFO | IC | 1.3 |  | Electric Utility | N | Internal Combustion (PRMVR=IC)
EXCLUDE | NE | Stuart | 2305 | 1 | DFO | IC | 0.7 |  | Electric Utility | N | Internal Combustion (PRMVR=IC)
EXCLUDE | NE | Stuart | 2305 | 2 | DFO | IC | 0.2 |  | Electric Utility | N | Internal Combustion (PRMVR=IC)
EXCLUDE | NE | Stuart | 2305 | 3 | DFO | IC | 0.2 |  | Electric Utility | N | Internal Combustion (PRMVR=IC)
EXCLUDE | NE | Stuart | 2305 | 5 | DFO | IC | 0.8 |  | Electric Utility | N | Internal Combustion (PRMVR=IC)
EXCLUDE | NE | Sutherland | 2306 | 1 | DFO | IC | 0.5 |  | Electric Utility | N | Internal Combustion (PRMVR=IC)
EXCLUDE | NE | Sutherland | 2306 | 2 | DFO | IC | 0.9 |  | Electric Utility | N | Internal Combustion (PRMVR=IC)
EXCLUDE | NE | Sutherland | 2306 | 3 | DFO | IC | 0.2 |  | Electric Utility | N | Internal Combustion (PRMVR=IC)
EXCLUDE | NE | Sutherland | 2306 | 4 | DFO | IC | 1.4 |  | Electric Utility | N | Internal Combustion (PRMVR=IC)
EXCLUDE | NE | Tecumseh | 2308 | 1 | DFO | IC | 0.7 |  | Electric Utility | N | Internal Combustion (PRMVR=IC)
EXCLUDE | NE | Tecumseh | 2308 | 2 | DFO | IC | 1.5 |  | Electric Utility | N | Internal Combustion (PRMVR=IC)
EXCLUDE | NE | Tecumseh | 2308 | 3 | DFO | IC | 1.1 |  | Electric Utility | N | Internal Combustion (PRMVR=IC)
EXCLUDE | NE | Tecumseh | 2308 | 4 | DFO | IC | 1.3 |  | Electric Utility | N | Internal Combustion (PRMVR=IC)
EXCLUDE | NE | Tecumseh | 2308 | 5A | DFO | IC | 2.4 |  | Electric Utility | N | Internal Combustion (PRMVR=IC)
EXCLUDE | NE | Wahoo | 2310 | 1 | NG | IC | 2.5 |  | Electric Utility | N | Internal Combustion (PRMVR=IC)
EXCLUDE | NE | Wahoo | 2310 | 2 | DFO | IC | 0.5 |  | Electric Utility | N | Internal Combustion (PRMVR=IC)
EXCLUDE | NE | Wahoo | 2310 | 3 | NG | IC | 4.4 |  | Electric Utility | N | Internal Combustion (PRMVR=IC)
EXCLUDE | NE | Wahoo | 2310 | 4 | NG | IC | 1.2 |  | Electric Utility | N | Internal Combustion (PRMVR=IC)
EXCLUDE | NE | Wahoo | 2310 | 5 | NG | IC | 2.1 |  | Electric Utility | N | Internal Combustion (PRMVR=IC)
EXCLUDE | NE | Wahoo | 2310 | 6 | NG | IC | 3.5 |  | Electric Utility | N | Internal Combustion (PRMVR=IC)
EXCLUDE | NE | Wakefield | 2311 | 2 | NG | IC | 0.6 |  | Electric Utility | N | Internal Combustion (PRMVR=IC)
EXCLUDE | NE | Wakefield | 2311 | 5 | NG | IC | 1.3 |  | Electric Utility | N | Internal Combustion (PRMVR=IC)
EXCLUDE | NE | Wakefield | 2311 | 6 | NG | IC | 1.3 |  | Electric Utility | N | Internal Combustion (PRMVR=IC)
EXCLUDE | NE | Wakefield | 2311 | IC4 | NG | IC | 0.9 |  | Electric Utility | N | Internal Combustion (PRMVR=IC)
EXCLUDE | NE | Wayne | 2312 | 1 | DFO | IC | 1.3 |  | Electric Utility | N | Internal Combustion (PRMVR=IC)
EXCLUDE | NE | Wayne | 2312 | 2 | DFO | IC | 1 |  | Electric Utility | N | Internal Combustion (PRMVR=IC)
EXCLUDE | NE | Wayne | 2312 | 3 | DFO | IC | 1.9 |  | Electric Utility | N | Internal Combustion (PRMVR=IC)
EXCLUDE | NE | Wayne | 2312 | 4 | DFO | IC | 2 |  | Electric Utility | N | Internal Combustion (PRMVR=IC)
EXCLUDE | NE | Wayne | 2312 | 5 | DFO | IC | 3.5 |  | Electric Utility | N | Internal Combustion (PRMVR=IC)
EXCLUDE | NE | Wayne | 2312 | 6 | DFO | IC | 5.1 |  | Electric Utility | N | Internal Combustion (PRMVR=IC)
EXCLUDE | NE | Wayne | 2312 | 7 | DFO | IC | 3.5 |  | Electric Utility | N | Internal Combustion (PRMVR=IC)
EXCLUDE | NE | Wayne | 2312 | 8 | DFO | IC | 3.5 |  | Electric Utility | N | Internal Combustion (PRMVR=IC)
EXCLUDE | NE | West Point Municipal | 2313 | 2 | NG | IC | 0.9 |  | Electric Utility | N | Internal Combustion (PRMVR=IC)
EXCLUDE | NE | West Point Municipal | 2313 | 3 | NG | IC | 1.2 |  | Electric Utility | N | Internal Combustion (PRMVR=IC)
EXCLUDE | NE | West Point Municipal | 2313 | 4 | NG | IC | 2.3 |  | Electric Utility | N | Internal Combustion (PRMVR=IC)
EXCLUDE | NE | West Point Municipal | 2313 | 5 | NG | IC | 4.1 |  | Electric Utility | N | Internal Combustion (PRMVR=IC)
EXCLUDE | NE | Wilber | 2315 | 4 | DFO | IC | 1.1 |  | Electric Utility | N | Internal Combustion (PRMVR=IC)
EXCLUDE | NE | Wilber | 2315 | 5 | DFO | IC | 0.9 |  | Electric Utility | N | Internal Combustion (PRMVR=IC)
EXCLUDE | NE | Wilber | 2315 | 6 | DFO | IC | 1.6 |  | Electric Utility | N | Internal Combustion (PRMVR=IC)
EXCLUDE | NE | Wisner | 2316 | 1 | DFO | IC | 0.6 |  | Electric Utility | N | Internal Combustion (PRMVR=IC)
EXCLUDE | NE | Wisner | 2316 | 2 | DFO | IC | 0.4 |  | Electric Utility | N | Internal Combustion (PRMVR=IC)
EXCLUDE | NE | Wisner | 2316 | 3 | DFO | IC | 0.8 |  | Electric Utility | N | Internal Combustion (PRMVR=IC)
EXCLUDE | NE | Wisner | 2316 | 4 | DFO | IC | 1.5 |  | Electric Utility | N | Internal Combustion (PRMVR=IC)
EXCLUDE | NE | Wisner | 2316 | 5 | DFO | IC | 1.5 |  | Electric Utility | N | Internal Combustion (PRMVR=IC)
EXCLUDE | NV | Clark | 2322 | 1 | NG | ST | 50 |  | Electric Utility | N | Status of operation (IP,L,P,T,or U) or Retired before 2012
EXCLUDE | NV | Clark | 2322 | 2 | NG | ST | 65 |  | Electric Utility | N | Status of operation (IP,L,P,T,or U) or Retired before 2012
EXCLUDE | NV | Clark | 2322 | 3 | NG | ST | 75 |  | Electric Utility | N | Status of operation (IP,L,P,T,or U) or Retired before 2012
EXCLUDE | NV | Sunrise | 2326 | 1 | NG | ST | 81.6 |  | Electric Utility | N | Status of operation (IP,L,P,T,or U) or Retired before 2012
EXCLUDE | NV | Sunrise | 2326 | 2 | NG | GT | 85 |  | Electric Utility | N | Status of operation (IP,L,P,T,or U) or Retired before 2012
EXCLUDE | NV | Tracy | 2336 | GT1 | DFO | GT | 12.5 |  | Electric Utility | N | Simple Cycle Turbine (PRMVR=GT or OT) unit under 25MW
EXCLUDE | NV | Tracy | 2336 | GT2 | DFO | GT | 12.5 |  | Electric Utility | N | Simple Cycle Turbine (PRMVR=GT or OT) unit under 25MW
COALST | NV | Mohave | 2341 | 1 | SUB | ST | 818.1 |  | Electric Utility | N
COALST | NV | Mohave | 2341 | 2 | SUB | ST | 818.1 |  | Electric Utility | N
EXCLUDE | NJ | B L England | 2378 | IC1 | DFO | IC | 2 |  | IPP Non-CHP | N | Internal Combustion (PRMVR=IC)
EXCLUDE | NJ | B L England | 2378 | IC2 | DFO | IC | 2 |  | IPP Non-CHP | N | Internal Combustion (PRMVR=IC)
EXCLUDE | NJ | B L England | 2378 | IC3 | DFO | IC | 2 |  | IPP Non-CHP | N | Internal Combustion (PRMVR=IC)
EXCLUDE | NJ | B L England | 2378 | IC4 | DFO | IC | 2 |  | IPP Non-CHP | N | Internal Combustion (PRMVR=IC)
EXCLUDE | NJ | Deepwater | 2384 | 4 | RFO | ST | 53 |  | Electric Utility/IPP Non-CHP | N | Status of operation (IP,L,P,T,or U) or Retired before 2012
EXCLUDE | NJ | Deepwater | 2384 | GTA | NG | GT | 18.6 |  | IPP Non-CHP | N | Simple Cycle Turbine (PRMVR=GT or OT) unit under 25MW
EXCLUDE | NJ | Sayreville | 2390 | 4 | DFO | ST | 125 |  | IPP Non-CHP | N | Status of operation (IP,L,P,T,or U) or Retired before 2012
EXCLUDE | NJ | Sayreville | 2390 | 5 | NG | ST | 125 |  | IPP Non-CHP | N | Status of operation (IP,L,P,T,or U) or Retired before 2012
EXCLUDE | NJ | PSEG Bayonne Generating Station | 2397 | 1 | KER | GT | 21.2 |  | IPP Non-CHP | N | Simple Cycle Turbine (PRMVR=GT or OT) unit under 25MW
EXCLUDE | NJ | PSEG Bayonne Generating Station | 2397 | 2 | KER | GT | 21 |  | IPP Non-CHP | N | Simple Cycle Turbine (PRMVR=GT or OT) unit under 25MW
EXCLUDE | NJ | PSEG Burlington Generating Station | 2399 | 101 | NG | CC | 44.8 |  | IPP Non-CHP | N | Status of operation (IP,L,P,T,or U) or Retired before 2012
EXCLUDE | NJ | PSEG Burlington Generating Station | 2399 | 102 | NG | CC | 44.8 |  | IPP Non-CHP | N | Status of operation (IP,L,P,T,or U) or Retired before 2012
EXCLUDE | NJ | PSEG Burlington Generating Station | 2399 | 103 | NG | CC | 44.8 |  | IPP Non-CHP | N | Status of operation (IP,L,P,T,or U) or Retired before 2012
EXCLUDE | NJ | PSEG Burlington Generating Station | 2399 | 104 | NG | CC | 44.8 |  | IPP Non-CHP | N | Status of operation (IP,L,P,T,or U) or Retired before 2012
EXCLUDE | NJ | PSEG Burlington Generating Station | 2399 | 105 | NG | CC | 44.9 |  | IPP Non-CHP | N | Status of operation (IP,L,P,T,or U) or Retired before 2012
EXCLUDE | NJ | PSEG Hudson Generating Station | 2403 | 3 | KER | GT | 115.2 |  | IPP Non-CHP | N | Status of operation (IP,L,P,T,or U) or Retired before 2012
EXCLUDE | NJ | PSEG Kearny Generating Station | 2404 | 121 | NG | GT | 54 |  | Electric Utility/IPP Non-CHP | N | Status of operation (IP,L,P,T,or U) or Retired before 2012
EXCLUDE | NJ | PSEG Kearny Generating Station | 2404 | 122 | NG | GT | 54 |  | Electric Utility/IPP Non-CHP | N | Status of operation (IP,L,P,T,or U) or Retired before 2012
EXCLUDE | NJ | PSEG Kearny Generating Station | 2404 | 123 | NG | GT | 54 |  | Electric Utility/IPP Non-CHP | N | Status of operation (IP,L,P,T,or U) or Retired before 2012
EXCLUDE | NJ | PSEG Kearny Generating Station | 2404 | 124 | NG | GT | 54 |  | Electric Utility/IPP Non-CHP | N | Status of operation (IP,L,P,T,or U) or Retired before 2012
EXCLUDE | NJ | PSEG Kearny Generating Station | 2404 | 7 | RFO | ST | 147 |  | IPP Non-CHP | N | Status of operation (IP,L,P,T,or U) or Retired before 2012
EXCLUDE | NJ | PSEG Kearny Generating Station | 2404 | 8 | RFO | ST | 147 |  | IPP Non-CHP | N | Status of operation (IP,L,P,T,or U) or Retired before 2012
EXCLUDE | NJ | PSEG Linden Generating Station | 2406 | 1 | RFO | ST | 181.4 |  | IPP Non-CHP | N | Status of operation (IP,L,P,T,or U) or Retired before 2012
EXCLUDE | NJ | PSEG Linden Generating Station | 2406 | 2 | RFO | ST | 181.4 |  | IPP Non-CHP | N | Status of operation (IP,L,P,T,or U) or Retired before 2012
EXCLUDE | NJ | Howard Down | 2434 | 5 | RFO | ST | 4 |  | Electric Utility | N | Steam unit (PRMVR=ST) under 25MW/250 MMBtu/hr
EXCLUDE | NJ | Howard Down | 2434 | 6 | RFO | ST | 5 |  | Electric Utility | N | Steam unit (PRMVR=ST) under 25MW/250 MMBtu/hr
EXCLUDE | NJ | Howard Down | 2434 | 7 | RFO | ST | 7.5 |  | Electric Utility | N | Steam unit (PRMVR=ST) under 25MW/250 MMBtu/hr
EXCLUDE | NJ | Howard Down | 2434 | 8 | RFO | ST | 12.5 |  | Electric Utility | N | Steam unit (PRMVR=ST) under 25MW/250 MMBtu/hr
EXCLUDE | NJ | Howard Down | 2434 | 9 | RFO | ST | 16.5 |  | Electric Utility | N | Steam unit (PRMVR=ST) under 25MW/250 MMBtu/hr
Exclude | NM | Rio Grande | 2444 | 9 | NG | GT | 106 |  | Electric Utility | N | Low utilization CT
EXCLUDE | NM | Las Vegas | 2447 | 1 | DFO | GT | 20 |  | Electric Utility | N | Simple Cycle Turbine (PRMVR=GT or OT) unit under 25MW
EXCLUDE | NM | Animas | 2465 | 3 | NG | ST | 9 |  | Electric Utility | N | Steam unit (PRMVR=ST) under 25MW/250 MMBtu/hr
EXCLUDE | NM | Animas | 2465 | HY1 | WAT | HY | 0.2 |  | Electric Utility | N | Non Combustion (NUC, WAT, WND, GEO, or SUN)
EXCLUDE | NM | Animas | 2465 | ST4 | NG | ST | 16.5 |  | Electric Utility | N | Steam unit (PRMVR=ST) under 25MW/250 MMBtu/hr
EXCLUDE | NM | Raton | 2468 | 3 | BIT | ST | 1.5 |  | Electric Utility | Y | Steam unit (PRMVR=ST) under 25MW/250 MMBtu/hr
EXCLUDE | NM | Raton | 2468 | 4 | BIT | ST | 3.7 |  | Electric Utility | Y | Steam unit (PRMVR=ST) under 25MW/250 MMBtu/hr
EXCLUDE | NM | Raton | 2468 | 5 | BIT | ST | 7.5 |  | Electric Utility | Y | Steam unit (PRMVR=ST) under 25MW/250 MMBtu/hr
EXCLUDE | NM | Raton | 2468 | 6 | NG | IC | 8 |  | Electric Utility | N | Internal Combustion (PRMVR=IC)
EXCLUDE | NM | Tucumcari | 2469 | 3 | DFO | IC | 1 |  | Electric Utility | N | Internal Combustion (PRMVR=IC)
EXCLUDE | NM | Tucumcari | 2469 | 4 | DFO | IC | 2.2 |  | Electric Utility | N | Internal Combustion (PRMVR=IC)
EXCLUDE | NM | Tucumcari | 2469 | 5 | DFO | IC | 1 |  | Electric Utility | N | Internal Combustion (PRMVR=IC)
EXCLUDE | NM | Tucumcari | 2469 | 6 | DFO | IC | 4.1 |  | Electric Utility | N | Internal Combustion (PRMVR=IC)
EXCLUDE | NM | Tucumcari | 2469 | 8 | DFO | IC | 3 |  | Electric Utility | N | Internal Combustion (PRMVR=IC)
EXCLUDE | NM | Tucumcari | 2469 | 9 | DFO | IC | 4.8 |  | Electric Utility | N | Internal Combustion (PRMVR=IC)
EXCLUDE | NM | Algodones | 2475 | 1 | NG | ST | 15 |  | Electric Utility | N | Steam unit (PRMVR=ST) under 25MW/250 MMBtu/hr
EXCLUDE | NM | Algodones | 2475 | 2 | NG | ST | 15 |  | Electric Utility | N | Steam unit (PRMVR=ST) under 25MW/250 MMBtu/hr
EXCLUDE | NM | Algodones | 2475 | 3 | NG | ST | 15 |  | Electric Utility | N | Steam unit (PRMVR=ST) under 25MW/250 MMBtu/hr
EXCLUDE | NY | Danskammer Generating Station | 2480 | 5 | DFO | IC | 2.7 |  | IPP Non-CHP | N | Internal Combustion (PRMVR=IC)
EXCLUDE | NY | Danskammer Generating Station | 2480 | 6 | DFO | IC | 2.7 |  | IPP Non-CHP | N | Internal Combustion (PRMVR=IC)
EXCLUDE | NY | Charles Poletti | 2491 | 6 | RFO | ST | 883 |  | Electric Utility | N | Status of operation (IP,L,P,T,or U) or Retired before 2012
EXCLUDE | NY | Hudson Avenue | 2496 | 10 | RFO | ST | 60 |  | Electric Utility | N | Status of operation (IP,L,P,T,or U) or Retired before 2012
EXCLUDE | NY | Waterside | 2502 | 6 | RFO | ST | 74.8 |  | Electric Utility | Y | Status of operation (IP,L,P,T,or U) or Retired before 2012
EXCLUDE | NY | Waterside | 2502 | 8 | RFO | ST | 62.5 |  | Electric Utility | Y | Status of operation (IP,L,P,T,or U) or Retired before 2012
EXCLUDE | NY | Waterside | 2502 | 9 | RFO | ST | 62.5 |  | Electric Utility | Y | Status of operation (IP,L,P,T,or U) or Retired before 2012
EXCLUDE | NY | E F Barrett | 2511 | 7 | NG | GT | 18 |  | Electric Utility | N | Simple Cycle Turbine (PRMVR=GT or OT) unit under 25MW
EXCLUDE | NY | East Hampton | 2512 | 2 | DFO | IC | 2 |  | Electric Utility | N | Internal Combustion (PRMVR=IC)
EXCLUDE | NY | East Hampton | 2512 | 3 | DFO | IC | 2 |  | Electric Utility | N | Internal Combustion (PRMVR=IC)
EXCLUDE | NY | East Hampton | 2512 | 4 | DFO | IC | 2 |  | Electric Utility | N | Internal Combustion (PRMVR=IC)
EXCLUDE | NY | Montauk | 2515 | 2 | DFO | IC | 2 |  | Electric Utility | N | Internal Combustion (PRMVR=IC)
EXCLUDE | NY | Montauk | 2515 | 3 | DFO | IC | 2 |  | Electric Utility | N | Internal Combustion (PRMVR=IC)
EXCLUDE | NY | Montauk | 2515 | 4 | DFO | IC | 2 |  | Electric Utility | N | Internal Combustion (PRMVR=IC)
EXCLUDE | NY | Port Jefferson | 2517 | 2 | RFO | ST | 46 |  | Electric Utility | N | Status of operation (IP,L,P,T,or U) or Retired before 2012
EXCLUDE | NY | Port Jefferson | 2517 | ST1 | KER | ST | 46 |  | Electric Utility | N | Status of operation (IP,L,P,T,or U) or Retired before 2012
EXCLUDE | NY | GMMM Westover | 2526 | 7 | BIT | ST | 43.8 |  | IPP CHP | Y | Status of operation (IP,L,P,T,or U) or Retired before 2012
COALST | NY | GMMM Westover | 2526 | 8 | BIT | ST | 75 |  | IPP CHP | Y
EXCLUDE | NY | GMMGreenidge LLC | 2527 | 3 | BIT | ST | 50 |  | IPP Non-CHP | N | Status of operation (IP,L,P,T,or U) or Retired before 2012
COALST | NY | GMMGreenidge LLC | 2527 | 4 | BIT | ST | 112.5 |  | IPP Non-CHP | N
EXCLUDE | NY | Harris Lake | 2528 | 1 | DFO | IC | 1.7 |  | Electric Utility | N | Internal Combustion (PRMVR=IC)
EXCLUDE | NY | Keuka | 2533 | 1 | WAT | HY | 2 |  | Electric Utility | N | Non Combustion (NUC, WAT, WND, GEO, or SUN)
EXCLUDE | NY | Bethlehem Energy Center | 2539 | 1 | NG | ST | 100 |  | IPP Non-CHP | N | Status of operation (IP,L,P,T,or U) or Retired before 2012
EXCLUDE | NY | Bethlehem Energy Center | 2539 | 2 | NG | ST | 100 |  | IPP Non-CHP | N | Status of operation (IP,L,P,T,or U) or Retired before 2012
EXCLUDE | NY | Bethlehem Energy Center | 2539 | 3 | NG | ST | 100 |  | IPP Non-CHP | N | Status of operation (IP,L,P,T,or U) or Retired before 2012
EXCLUDE | NY | Bethlehem Energy Center | 2539 | 4 | NG | ST | 100 |  | IPP Non-CHP | N | Status of operation (IP,L,P,T,or U) or Retired before 2012
EXCLUDE | NY | C R Huntley Generating Station | 2549 | 63 | BIT | ST | 80 |  | Electric Utility/IPP Non-CHP | N | Status of operation (IP,L,P,T,or U) or Retired before 2012
EXCLUDE | NY | C R Huntley Generating Station | 2549 | 64 | BIT | ST | 100 |  | Electric Utility/IPP Non-CHP | N | Status of operation (IP,L,P,T,or U) or Retired before 2012
EXCLUDE | NY | C R Huntley Generating Station | 2549 | 65 | BIT | ST | 100 |  | Electric Utility/IPP Non-CHP | N | Status of operation (IP,L,P,T,or U) or Retired before 2012
EXCLUDE | NY | C R Huntley Generating Station | 2549 | 66 | BIT | ST | 100 |  | Electric Utility/IPP Non-CHP | N | Status of operation (IP,L,P,T,or U) or Retired before 2012
EXCLUDE | NY | Higley | 2576 | 1 | WAT | HY | 2 |  | IPP Non-CHP | N | Non Combustion (NUC, WAT, WND, GEO, or SUN)
EXCLUDE | NY | Higley | 2576 | 2 | WAT | HY | 2 |  | IPP Non-CHP | N | Non Combustion (NUC, WAT, WND, GEO, or SUN)
EXCLUDE | NY | Higley | 2576 | 3 | WAT | HY | 2 |  | IPP Non-CHP | N | Non Combustion (NUC, WAT, WND, GEO, or SUN)
EXCLUDE | NY | Oswego Harbor Power | 2594 | 3 | NG | ST | 92 |  | Electric Utility/IPP Non-CHP | N | Status of operation (IP,L,P,T,or U) or Retired before 2012
EXCLUDE | NY | Oswego Falls West | 2596 | 3 | WAT | HY | 1 |  | IPP Non-CHP | N | Non Combustion (NUC, WAT, WND, GEO, or SUN)
EXCLUDE | NY | Stewarts Bridge | 2614 | 2 | WAT | HY | 2.5 |  | IPP Non-CHP | N | Non Combustion (NUC, WAT, WND, GEO, or SUN)
EXCLUDE | NY | Bowline Point | 2625 | BOW3 | NG | CC | 750 |  | IPP Non-CHP | N | Status of operation (IP,L,P,T,or U) or Retired before 2012
EXCLUDE | NY | Lovett | 2629 | 3 | NG | ST | 69 |  | IPP Non-CHP | N | Status of operation (IP,L,P,T,or U) or Retired before 2012
EXCLUDE | NY | Lovett | 2629 | 4 | BIT | ST | 179.5 |  | IPP Non-CHP | N | Status of operation (IP,L,P,T,or U) or Retired before 2012
EXCLUDE | NY | Lovett | 2629 | 5 | BIT | ST | 200.6 |  | IPP Non-CHP | N | Status of operation (IP,L,P,T,or U) or Retired before 2012
EXCLUDE | NY | Swinging Bridge 1 | 2633 | SWI1 | WAT | HY | 5 |  | IPP Non-CHP | N | Non Combustion (NUC, WAT, WND, GEO, or SUN)
EXCLUDE | NY | Rochester 26 | 2638 | 1 | WAT | HY | 3 |  | Electric Utility | N | Non Combustion (NUC, WAT, WND, GEO, or SUN)
EXCLUDE | NY | Rochester 3 | 2640 | 13 | DFO | GT | 19 |  | Electric Utility | N | Simple Cycle Turbine (PRMVR=GT or OT) unit under 25MW
EXCLUDE | NY | Rochester 7 | 2642 | 1 | BIT | ST | 46 |  | Electric Utility | N | Status of operation (IP,L,P,T,or U) or Retired before 2012
EXCLUDE | NY | Rochester 7 | 2642 | 2 | BIT | ST | 62.5 |  | Electric Utility | N | Status of operation (IP,L,P,T,or U) or Retired before 2012
EXCLUDE | NY | Rochester 7 | 2642 | 3 | BIT | ST | 62.5 |  | Electric Utility | N | Status of operation (IP,L,P,T,or U) or Retired before 2012
EXCLUDE | NY | Rochester 7 | 2642 | 4 | BIT | ST | 81.6 |  | Electric Utility | N | Status of operation (IP,L,P,T,or U) or Retired before 2012
EXCLUDE | NY | Wiscoy 170 | 2646 | 1 | WAT | HY | 0.6 |  | Electric Utility | N | Non Combustion (NUC, WAT, WND, GEO, or SUN)
EXCLUDE | NY | Wiscoy 170 | 2646 | 2 | WAT | HY | 0.4 |  | Electric Utility | N | Non Combustion (NUC, WAT, WND, GEO, or SUN)
EXCLUDE | NY | Plant No 1 | 2678 | 1 | DFO | IC | 2.1 |  | Electric Utility | N | Internal Combustion (PRMVR=IC)
EXCLUDE | NY | Plant No 1 | 2678 | 2 | DFO | IC | 2.9 |  | Electric Utility | N | Internal Combustion (PRMVR=IC)
EXCLUDE | NY | Plant No 1 | 2678 | 3 | DFO | IC | 3.1 |  | Electric Utility | N | Internal Combustion (PRMVR=IC)
EXCLUDE | NY | Plant No 1 | 2678 | 4 | DFO | IC | 5.1 |  | Electric Utility | N | Internal Combustion (PRMVR=IC)
EXCLUDE | NY | Plant No 2 | 2679 | 1 | DFO | IC | 9.6 |  | Electric Utility | N | Internal Combustion (PRMVR=IC)
EXCLUDE | NY | Plant No 2 | 2679 | 2 | DFO | IC | 9.6 |  | Electric Utility | N | Internal Combustion (PRMVR=IC)
EXCLUDE | NY | Greenport | 2681 | 2 | DFO | IC | 1.7 |  | Electric Utility | N | Internal Combustion (PRMVR=IC)
EXCLUDE | NY | Greenport | 2681 | 4 | DFO | IC | 1.2 |  | Electric Utility | N | Internal Combustion (PRMVR=IC)
EXCLUDE | NY | Greenport | 2681 | 5 | DFO | IC | 1.8 |  | Electric Utility | N | Internal Combustion (PRMVR=IC)
EXCLUDE | NY | Greenport | 2681 | 6 | DFO | IC | 3.8 |  | Electric Utility | N | Internal Combustion (PRMVR=IC)
EXCLUDE | NY | Greenport | 2681 | 7 | DFO | IC | 1.6 |  | Electric Utility | N | Internal Combustion (PRMVR=IC)
EXCLUDE | NY | Charles P Keller | 2695 | 10 | NG | IC | 3.5 |  | Electric Utility | N | Internal Combustion (PRMVR=IC)
EXCLUDE | NY | Charles P Keller | 2695 | 11 | NG | IC | 5.2 |  | Electric Utility | N | Internal Combustion (PRMVR=IC)
EXCLUDE | NY | Charles P Keller | 2695 | 12 | NG | IC | 5.5 |  | Electric Utility | N | Internal Combustion (PRMVR=IC)
EXCLUDE | NY | Charles P Keller | 2695 | 13 | NG | IC | 5.5 |  | Electric Utility | N | Internal Combustion (PRMVR=IC)
EXCLUDE | NY | Charles P Keller | 2695 | 14 | NG | IC | 6.2 |  | Electric Utility | N | Internal Combustion (PRMVR=IC)
EXCLUDE | NY | Charles P Keller | 2695 | 7 | DFO | IC | 2 |  | Electric Utility | N | Internal Combustion (PRMVR=IC)
EXCLUDE | NY | Charles P Keller | 2695 | 8 | DFO | IC | 2.4 |  | Electric Utility | N | Internal Combustion (PRMVR=IC)
EXCLUDE | NY | Charles P Keller | 2695 | 9 | NG | IC | 3.5 |  | Electric Utility | N | Internal Combustion (PRMVR=IC)
EXCLUDE | NC | Roxboro | 2712 | GT1 | DFO | GT | 16.3 |  | Electric Utility | N | Simple Cycle Turbine (PRMVR=GT or OT) unit under 25MW
EXCLUDE | NC | L V Sutton Steam | 2713 | CA1 | NG | CC | 263 |  | Electric Utility | N | Status of operation (IP,L,P,T,or U) or Retired before 2012
EXCLUDE | NC | L V Sutton Steam | 2713 | CT1 | NG | CC | 181 |  | Electric Utility | N | Status of operation (IP,L,P,T,or U) or Retired before 2012
EXCLUDE | NC | L V Sutton Steam | 2713 | CT2 | NG | CC | 181 |  | Electric Utility | N | Status of operation (IP,L,P,T,or U) or Retired before 2012
EXCLUDE | NC | W H Weatherspoon | 2716 | 1 | BIT | ST | 46 |  | Electric Utility | N | Status of operation (IP,L,P,T,or U) or Retired before 2012
EXCLUDE | NC | W H Weatherspoon | 2716 | 2 | BIT | ST | 46 |  | Electric Utility | N | Status of operation (IP,L,P,T,or U) or Retired before 2012
EXCLUDE | NC | W H Weatherspoon | 2716 | 3 | BIT | ST | 73.5 |  | Electric Utility | N | Status of operation (IP,L,P,T,or U) or Retired before 2012
EXCLUDE | NC | Buck | 2720 | 3 | BIT | ST | 80 |  | Electric Utility | N | Status of operation (IP,L,P,T,or U) or Retired before 2012
EXCLUDE | NC | Buck | 2720 | 4 | BIT | ST | 40 |  | Electric Utility | N | Status of operation (IP,L,P,T,or U) or Retired before 2012
EXCLUDE | NC | Cliffside | 2721 | 1 | BIT | ST | 40 |  | Electric Utility | N | Status of operation (IP,L,P,T,or U) or Retired before 2012
EXCLUDE | NC | Cliffside | 2721 | 2 | BIT | ST | 40 |  | Electric Utility | N | Status of operation (IP,L,P,T,or U) or Retired before 2012
EXCLUDE | NC | Cliffside | 2721 | 3 | BIT | ST | 65 |  | Electric Utility | N | Status of operation (IP,L,P,T,or U) or Retired before 2012
EXCLUDE | NC | Cliffside | 2721 | 4 | BIT | ST | 65 |  | Electric Utility | N | Status of operation (IP,L,P,T,or U) or Retired before 2012
EXCLUDE | NC | Cliffside | 2721 | 7 | BIT | ST | 800 |  | Electric Utility | N | Status of operation (IP,L,P,T,or U) or Retired before 2012
EXCLUDE | NC | Kitty Hawk | 2757 | GT1 | DFO | GT | 23.8 |  | Electric Utility | N | Simple Cycle Turbine (PRMVR=GT or OT) unit under 25MW
EXCLUDE | NC | Kitty Hawk | 2757 | GT2 | DFO | GT | 23.8 |  | Electric Utility | N | Simple Cycle Turbine (PRMVR=GT or OT) unit under 25MW
EXCLUDE | NC | Hiwassee Dam | 2780 | 2 | WAT | PS | 95 |  | Electric Utility | N | Non Combustion (NUC, WAT, WND, GEO, or SUN)
EXCLUDE | NC | Buxton | 2783 | 1A | DFO | IC | 3 |  | Electric Utility | N | Internal Combustion (PRMVR=IC)
EXCLUDE | NC | Buxton | 2783 | 2A | DFO | IC | 3 |  | Electric Utility | N | Internal Combustion (PRMVR=IC)
EXCLUDE | NC | Buxton | 2783 | 3A | DFO | IC | 3 |  | Electric Utility | N | Internal Combustion (PRMVR=IC)
EXCLUDE | NC | Buxton | 2783 | 4A | DFO | IC | 3 |  | Electric Utility | N | Internal Combustion (PRMVR=IC)
EXCLUDE | NC | Buxton | 2783 | 5A | DFO | IC | 3 |  | Electric Utility | N | Internal Combustion (PRMVR=IC)
EXCLUDE | ND | R M Heskett | 2790 | 3 | NG | GT | 88 |  | Electric Utility | N | Status of operation (IP,L,P,T,or U) or Retired before 2012
EXCLUDE | ND | Williston | 2791 | 2 | NG | GT | 5 |  | Electric Utility | N | Simple Cycle Turbine (PRMVR=GT or OT) unit under 25MW
EXCLUDE | ND | Williston | 2791 | 3 | NG | GT | 5 |  | Electric Utility | N | Simple Cycle Turbine (PRMVR=GT or OT) unit under 25MW
EXCLUDE | ND | Grafton | 2811 | 1 | DFO | IC | 0.6 |  | Electric Utility | N | Internal Combustion (PRMVR=IC)
EXCLUDE | ND | Grafton | 2811 | 2 | DFO | IC | 0.8 |  | Electric Utility | N | Internal Combustion (PRMVR=IC)
EXCLUDE | ND | Grafton | 2811 | 3 | DFO | IC | 1.3 |  | Electric Utility | N | Internal Combustion (PRMVR=IC)
EXCLUDE | ND | Grafton | 2811 | 4 | DFO | IC | 1.3 |  | Electric Utility | N | Internal Combustion (PRMVR=IC)
EXCLUDE | ND | Grand Forks | 2821 | 1 | DFO | IC | 0.7 |  | Electric Utility | N | Internal Combustion (PRMVR=IC)
EXCLUDE | ND | Grand Forks | 2821 | 10 | DFO | IC | 1.1 |  | Electric Utility | N | Internal Combustion (PRMVR=IC)
EXCLUDE | ND | Grand Forks | 2821 | 11 | DFO | IC | 1.1 |  | Electric Utility | N | Internal Combustion (PRMVR=IC)
EXCLUDE | ND | Grand Forks | 2821 | 2 | DFO | IC | 0.7 |  | Electric Utility | N | Internal Combustion (PRMVR=IC)
EXCLUDE | ND | Grand Forks | 2821 | 3 | DFO | IC | 0.7 |  | Electric Utility | N | Internal Combustion (PRMVR=IC)
EXCLUDE | ND | Grand Forks | 2821 | 4 | DFO | IC | 1 |  | Electric Utility | N | Internal Combustion (PRMVR=IC)
EXCLUDE | ND | Grand Forks | 2821 | 5 | DFO | IC | 1 |  | Electric Utility | N | Internal Combustion (PRMVR=IC)
EXCLUDE | ND | Grand Forks | 2821 | 6 | DFO | IC | 1 |  | Electric Utility | N | Internal Combustion (PRMVR=IC)
EXCLUDE | ND | Grand Forks | 2821 | 7 | DFO | IC | 1.1 |  | Electric Utility | N | Internal Combustion (PRMVR=IC)
EXCLUDE | ND | Grand Forks | 2821 | 8 | DFO | IC | 1.1 |  | Electric Utility | N | Internal Combustion (PRMVR=IC)
EXCLUDE | ND | Grand Forks | 2821 | 9 | DFO | IC | 1.1 |  | Electric Utility | N | Internal Combustion (PRMVR=IC)
EXCLUDE | ND | Harwood | 2822 | 1 | DFO | IC | 1.6 |  | Electric Utility | N | Internal Combustion (PRMVR=IC)
EXCLUDE | ND | Harwood | 2822 | 2 | DFO | IC | 1.6 |  | Electric Utility | N | Internal Combustion (PRMVR=IC)
EXCLUDE | ND | Harwood | 2822 | 3 | DFO | IC | 1.6 |  | Electric Utility | N | Internal Combustion (PRMVR=IC)
EXCLUDE | ND | Stanton | 2824 | 2 | DFO | IC | 1 |  | Electric Utility | N | Internal Combustion (PRMVR=IC)
EXCLUDE | OH | Miami Fort | 2832 | 5 | BIT | ST | 100 |  | Electric Utility | N | Status of operation (IP,L,P,T,or U) or Retired before 2012
EXCLUDE | OH | FirstEnergy Ashtabula | 2835 | 6 | BIT | ST | 46 |  | Electric Utility/IPP Non-CHP | N | Status of operation (IP,L,P,T,or U) or Retired before 2012
EXCLUDE | OH | FirstEnergy Ashtabula | 2835 | 7 | BIT | ST | 46 |  | Electric Utility/IPP Non-CHP | N | Status of operation (IP,L,P,T,or U) or Retired before 2012
EXCLUDE | OH | FirstEnergy Ashtabula | 2835 | 8 | BIT | ST | 46 |  | Electric Utility/IPP Non-CHP | N | Status of operation (IP,L,P,T,or U) or Retired before 2012
EXCLUDE | OH | FirstEnergy Ashtabula | 2835 | 9 | BIT | ST | 46 |  | Electric Utility/IPP Non-CHP | N | Status of operation (IP,L,P,T,or U) or Retired before 2012
EXCLUDE | OH | Avon Lake | 2836 | 6 | NG | ST | 75 |  | Electric Utility/IPP Non-CHP | N | Status of operation (IP,L,P,T,or U) or Retired before 2012
EXCLUDE | OH | FirstEnergy Lake Shore | 2838 | IC1 | DFO | IC | 2 |  | IPP Non-CHP | N | Internal Combustion (PRMVR=IC)
EXCLUDE | OH | FirstEnergy Lake Shore | 2838 | IC2 | DFO | IC | 2 |  | IPP Non-CHP | N | Internal Combustion (PRMVR=IC)
EXCLUDE | OH | Conesville | 2840 | 1 | BIT | ST | 148 |  | Electric Utility | N | Status of operation (IP,L,P,T,or U) or Retired before 2012
EXCLUDE | OH | Conesville | 2840 | 2 | BIT | ST | 136 |  | Electric Utility | N | Status of operation (IP,L,P,T,or U) or Retired before 2012
EXCLUDE | OH | Frank M Tait | 2847 | IC1 | DFO | IC | 2.7 |  | Electric Utility | N | Internal Combustion (PRMVR=IC)
EXCLUDE | OH | Frank M Tait | 2847 | IC2 | DFO | IC | 2.7 |  | Electric Utility | N | Internal Combustion (PRMVR=IC)
EXCLUDE | OH | Frank M Tait | 2847 | IC3 | DFO | IC | 2.7 |  | Electric Utility | N | Internal Combustion (PRMVR=IC)
EXCLUDE | OH | Frank M Tait | 2847 | IC4 | DFO | IC | 2.7 |  | Electric Utility | N | Internal Combustion (PRMVR=IC)
EXCLUDE | OH | J M Stuart | 2850 | D1 | DFO | IC | 2.7 |  | Electric Utility | N | Internal Combustion (PRMVR=IC)
EXCLUDE | OH | J M Stuart | 2850 | D2 | DFO | IC | 2.7 |  | Electric Utility | N | Internal Combustion (PRMVR=IC)
EXCLUDE | OH | J M Stuart | 2850 | D3 | DFO | IC | 2.7 |  | Electric Utility | N | Internal Combustion (PRMVR=IC)
EXCLUDE | OH | J M Stuart | 2850 | D4 | DFO | IC | 2.7 |  | Electric Utility | N | Internal Combustion (PRMVR=IC)
EXCLUDE | OH | Monument | 2851 | 1 | DFO | IC | 2.7 |  | Electric Utility | N | Internal Combustion (PRMVR=IC)
EXCLUDE | OH | Monument | 2851 | 2 | DFO | IC | 2.7 |  | Electric Utility | N | Internal Combustion (PRMVR=IC)
EXCLUDE | OH | Monument | 2851 | 3 | DFO | IC | 2.7 |  | Electric Utility | N | Internal Combustion (PRMVR=IC)
EXCLUDE | OH | Monument | 2851 | 4 | DFO | IC | 2.7 |  | Electric Utility | N | Internal Combustion (PRMVR=IC)
EXCLUDE | OH | Monument | 2851 | 5 | DFO | IC | 2.7 |  | Electric Utility | N | Internal Combustion (PRMVR=IC)
EXCLUDE | OH | Sidney | 2852 | 1 | DFO | IC | 2.7 |  | Electric Utility | N | Internal Combustion (PRMVR=IC)
EXCLUDE | OH | Sidney | 2852 | 2 | DFO | IC | 2.7 |  | Electric Utility | N | Internal Combustion (PRMVR=IC)
EXCLUDE | OH | Sidney | 2852 | 3 | DFO | IC | 2.7 |  | Electric Utility | N | Internal Combustion (PRMVR=IC)
EXCLUDE | OH | Sidney | 2852 | 4 | DFO | IC | 2.7 |  | Electric Utility | N | Internal Combustion (PRMVR=IC)
EXCLUDE | OH | Sidney | 2852 | 5 | DFO | IC | 2.7 |  | Electric Utility | N | Internal Combustion (PRMVR=IC)
EXCLUDE | OH | FirstEnergy Edgewater | 2857 | 4 | NG | ST | 113.6 |  | IPP Non-CHP | N | Status of operation (IP,L,P,T,or U) or Retired before 2012
EXCLUDE | OH | FirstEnergy Edgewater | 2857 | CTA | DFO | GT | 28.8 |  | IPP Non-CHP | N | Status of operation (IP,L,P,T,or U) or Retired before 2012
EXCLUDE | OH | FirstEnergy Edgewater | 2857 | CTB | DFO | GT | 28.8 |  | IPP Non-CHP | N | Status of operation (IP,L,P,T,or U) or Retired before 2012
Exclude | OH | FirstEnergy Mad River | 2860 | CTA | DFO | GT | 27 |  | IPP Non-CHP | N | Low utilization CT
Exclude | OH | FirstEnergy Mad River | 2860 | CTB | DFO | GT | 27 |  | IPP Non-CHP | N | Low utilization CT
EXCLUDE | OH | FirstEnergy R E Burger | 2864 | 1 | BIT | ST | 62.5 |  | IPP Non-CHP | N | Status of operation (IP,L,P,T,or U) or Retired before 2012
EXCLUDE | OH | FirstEnergy R E Burger | 2864 | 2 | BIT | ST | 62.5 |  | IPP Non-CHP | N | Status of operation (IP,L,P,T,or U) or Retired before 2012
COALST | OH | FirstEnergy R E Burger | 2864 | 3 | BIT | ST | 103.4 |  | IPP Non-CHP | N
EXCLUDE | OH | FirstEnergy R E Burger | 2864 | 4 | BIT | ST | 156.2 |  | IPP Non-CHP | N | Status of operation (IP,L,P,T,or U) or Retired before 2012
EXCLUDE | OH | FirstEnergy R E Burger | 2864 | 5 | BIT | ST | 156.2 |  | IPP Non-CHP | N | Status of operation (IP,L,P,T,or U) or Retired before 2012
EXCLUDE | OH | FirstEnergy R E Burger | 2864 | A1 | DFO | IC | 2.5 |  | IPP Non-CHP | N | Internal Combustion (PRMVR=IC)
EXCLUDE | OH | FirstEnergy R E Burger | 2864 | B1 | DFO | IC | 2.5 |  | IPP Non-CHP | N | Internal Combustion (PRMVR=IC)
EXCLUDE | OH | FirstEnergy R E Burger | 2864 | B2 | DFO | IC | 2.5 |  | IPP Non-CHP | N | Internal Combustion (PRMVR=IC)
EXCLUDE | OH | FirstEnergy W H Sammis | 2866 | A1 | DFO | IC | 2.5 |  | IPP Non-CHP | N | Internal Combustion (PRMVR=IC)
EXCLUDE | OH | FirstEnergy W H Sammis | 2866 | B1 | DFO | IC | 2.5 |  | IPP Non-CHP | N | Internal Combustion (PRMVR=IC)
EXCLUDE | OH | FirstEnergy W H Sammis | 2866 | B2 | DFO | IC | 2.5 |  | IPP Non-CHP | N | Internal Combustion (PRMVR=IC)
EXCLUDE | OH | FirstEnergy W H Sammis | 2866 | B3 | DFO | IC | 2.5 |  | IPP Non-CHP | N | Internal Combustion (PRMVR=IC)
EXCLUDE | OH | FirstEnergy W H Sammis | 2866 | B4 | DFO | IC | 2.5 |  | IPP Non-CHP | N | Internal Combustion (PRMVR=IC)
EXCLUDE | OH | FirstEnergy Toronto | 2867 | 5 | BIT | ST | 35 |  | IPP Non-CHP | N | Status of operation (IP,L,P,T,or U) or Retired before 2012
EXCLUDE | OH | FirstEnergy Toronto | 2867 | 6 | BIT | ST | 69 |  | IPP Non-CHP | N | Status of operation (IP,L,P,T,or U) or Retired before 2012
EXCLUDE | OH | FirstEnergy Toronto | 2867 | 7 | BIT | ST | 69 |  | IPP Non-CHP | N | Status of operation (IP,L,P,T,or U) or Retired before 2012
EXCLUDE | OH | FirstEnergy Acme | 2877 | 2 | BIT | ST | 72 |  | IPP Non-CHP | N | Status of operation (IP,L,P,T,or U) or Retired before 2012
EXCLUDE | OH | Arcanum | 2902 | 1 | DFO | IC | 0.7 |  | Electric Utility | N | Internal Combustion (PRMVR=IC)
EXCLUDE | OH | Arcanum | 2902 | 2 | DFO | IC | 0.5 |  | Electric Utility | N | Internal Combustion (PRMVR=IC)
EXCLUDE | OH | Bryan | 2903 | 5 | DFO | IC | 2.5 |  | Electric Utility | N | Internal Combustion (PRMVR=IC)
EXCLUDE | OH | Lake Road | 2908 | 10 | BIT | ST | 25 |  | Electric Utility | N | Status of operation (IP,L,P,T,or U) or Retired before 2012
EXCLUDE | OH | Lake Road | 2908 | 11 | BIT | ST | 85 |  | Electric Utility | N | Status of operation (IP,L,P,T,or U) or Retired before 2012
EXCLUDE | OH | Lake Road | 2908 | 8 | BIT | ST | 25 |  | Electric Utility | N | Status of operation (IP,L,P,T,or U) or Retired before 2012
EXCLUDE | OH | Lake Road | 2908 | 9 | BIT | ST | 25 |  | Electric Utility | N | Status of operation (IP,L,P,T,or U) or Retired before 2012
EXCLUDE | OH | Dover | 2914 | 2 | BIT | ST | 4 |  | Electric Utility | N | Steam unit (PRMVR=ST) under 25MW/250 MMBtu/hr
EXCLUDE | OH | Dover | 2914 | 5 | DFO | IC | 2.6 |  | Electric Utility | N | Internal Combustion (PRMVR=IC)
EXCLUDE | OH | Hamilton | 2917 | GT1 | NG | GT | 11.2 |  | Electric Utility | N | Simple Cycle Turbine (PRMVR=GT or OT) unit under 25MW
EXCLUDE | OH | Lebanon | 2921 | 1 | DFO | IC | 0.7 |  | Electric Utility | N | Internal Combustion (PRMVR=IC)
EXCLUDE | OH | Lebanon | 2921 | 3 | DFO | IC | 1.2 |  | Electric Utility | N | Internal Combustion (PRMVR=IC)
EXCLUDE | OH | Lebanon | 2921 | 4 | DFO | IC | 1.2 |  | Electric Utility | N | Internal Combustion (PRMVR=IC)
EXCLUDE | OH | Lebanon | 2921 | 5 | DFO | IC | 2 |  | Electric Utility | N | Internal Combustion (PRMVR=IC)
EXCLUDE | OH | Lebanon | 2921 | 6 | DFO | IC | 3 |  | Electric Utility | N | Internal Combustion (PRMVR=IC)
EXCLUDE | OH | Lebanon | 2921 | 7 | DFO | GT | 6 |  | Electric Utility | N | Simple Cycle Turbine (PRMVR=GT or OT) unit under 25MW
EXCLUDE | OH | Lebanon | 2921 | 8 | DFO | IC | 5.6 |  | Electric Utility | N | Internal Combustion (PRMVR=IC)
EXCLUDE | OH | Lebanon | 2921 | 9 | DFO | GT | 14 |  | Electric Utility | N | Simple Cycle Turbine (PRMVR=GT or OT) unit under 25MW
EXCLUDE | OH | Oberlin | 2933 | 1 | DFO | IC | 1.1 |  | Electric Utility | N | Internal Combustion (PRMVR=IC)
EXCLUDE | OH | Oberlin | 2933 | 10 | NG | IC | 0.5 |  | Electric Utility | N | Internal Combustion (PRMVR=IC)
EXCLUDE | OH | Oberlin | 2933 | 2 | DFO | IC | 0.9 |  | Electric Utility | N | Internal Combustion (PRMVR=IC)
EXCLUDE | OH | Oberlin | 2933 | 2A | NG | IC | 3.1 |  | Electric Utility | N | Internal Combustion (PRMVR=IC)
EXCLUDE | OH | Oberlin | 2933 | 3 | DFO | IC | 0.6 |  | Electric Utility | N | Internal Combustion (PRMVR=IC)
EXCLUDE | OH | Oberlin | 2933 | 3A | NG | IC | 3.1 |  | Electric Utility | N | Internal Combustion (PRMVR=IC)
EXCLUDE | OH | Oberlin | 2933 | 5 | NG | IC | 2 |  | Electric Utility | N | Internal Combustion (PRMVR=IC)
EXCLUDE | OH | Oberlin | 2933 | 6 | DFO | IC | 2.5 |  | Electric Utility | N | Internal Combustion (PRMVR=IC)
EXCLUDE | OH | Oberlin | 2933 | 7 | DFO | IC | 2.7 |  | Electric Utility | N | Internal Combustion (PRMVR=IC)
EXCLUDE | OH | Oberlin | 2933 | 8 | DFO | IC | 3 |  | Electric Utility | N | Internal Combustion (PRMVR=IC)
EXCLUDE | OH | Oberlin | 2933 | 9 | NG | IC | 0.4 |  | Electric Utility | N | Internal Combustion (PRMVR=IC)
EXCLUDE | OH | Oberlin | 2933 | IC4 | NG | IC | 2.1 |  | Electric Utility | N | Internal Combustion (PRMVR=IC)
EXCLUDE | OH | Painesville | 2936 | WPCP1 | DFO | IC | 2 |  | Electric Utility | N | Internal Combustion (PRMVR=IC)
EXCLUDE | OH | Piqua Power Plant | 2937 | 10 | BIT | ST | 0.8 |  | Electric Utility | N | Steam unit (PRMVR=ST) under 25MW/250 MMBtu/hr
EXCLUDE | OH | Piqua Power Plant | 2937 | 3 | BIT | ST | 4 |  | Electric Utility | N | Steam unit (PRMVR=ST) under 25MW/250 MMBtu/hr
EXCLUDE | OH | Piqua Power Plant | 2937 | 4 | BIT | ST | 7.5 |  | Electric Utility | N | Steam unit (PRMVR=ST) under 25MW/250 MMBtu/hr
EXCLUDE | OH | Piqua Power Plant | 2937 | 6 | BIT | ST | 12.5 |  | Electric Utility | N | Steam unit (PRMVR=ST) under 25MW/250 MMBtu/hr
EXCLUDE | OH | Piqua Power Plant | 2937 | 7 | BIT | ST | 20 |  | Electric Utility | N | Steam unit (PRMVR=ST) under 25MW/250 MMBtu/hr
EXCLUDE | OH | St Marys | 2942 | 5 | BIT | ST | 6 |  | Electric Utility | N | Steam unit (PRMVR=ST) under 25MW/250 MMBtu/hr
EXCLUDE | OH | St Marys | 2942 | 6 | BIT | ST | 10 |  | Electric Utility | N | Steam unit (PRMVR=ST) under 25MW/250 MMBtu/hr
EXCLUDE | OH | St Marys | 2942 | AUX | DFO | GT | 0.8 |  | Electric Utility | N | Simple Cycle Turbine (PRMVR=GT or OT) unit under 25MW
EXCLUDE | OH | Shelby Municipal Light Plant | 2943 | 1 | BIT | ST | 12.5 |  | Electric Utility | N | Steam unit (PRMVR=ST) under 25MW/250 MMBtu/hr
EXCLUDE | OH | Shelby Municipal Light Plant | 2943 | 2 | BIT | ST | 12.5 |  | Electric Utility | N | Steam unit (PRMVR=ST) under 25MW/250 MMBtu/hr
EXCLUDE | OH | Shelby Municipal Light Plant | 2943 | 3 | BIT | ST | 5 |  | Electric Utility | N | Steam unit (PRMVR=ST) under 25MW/250 MMBtu/hr
EXCLUDE | OH | Shelby Municipal Light Plant | 2943 | IC1 | DFO | IC | 3 |  | Electric Utility | N | Internal Combustion (PRMVR=IC)
EXCLUDE | OH | Anadarko | 2945 | 10 | DFO | IC | 1.2 |  | Electric Utility | N | Internal Combustion (PRMVR=IC)
EXCLUDE | OH | Anadarko | 2945 | 11 | DFO | IC | 1.2 |  | Electric Utility | N | Internal Combustion (PRMVR=IC)
EXCLUDE | OH | Anadarko | 2945 | 6 | DFO | IC | 0.6 |  | Electric Utility | N | Internal Combustion (PRMVR=IC)
EXCLUDE | OH | Anadarko | 2945 | 7 | DFO | IC | 1.2 |  | Electric Utility | N | Internal Combustion (PRMVR=IC)
EXCLUDE | OH | Anadarko | 2945 | 8 | DFO | IC | 1.5 |  | Electric Utility | N | Internal Combustion (PRMVR=IC)
EXCLUDE | OH | Anadarko | 2945 | 9 | DFO | IC | 2.1 |  | Electric Utility | N | Internal Combustion (PRMVR=IC)
EXCLUDE | OK | Arbuckle | 2947 | 1 | NG | ST | 73 |  | Electric Utility | N | Status of operation (IP,L,P,T,or U) or Retired before 2012
EXCLUDE | OK | Enid | 2950 | 1 | NG | GT | 15 |  | Electric Utility | N | Simple Cycle Turbine (PRMVR=GT or OT) unit under 25MW
EXCLUDE | OK | Enid | 2950 | 2 | NG | GT | 15 |  | Electric Utility | N | Simple Cycle Turbine (PRMVR=GT or OT) unit under 25MW
EXCLUDE | OK | Enid | 2950 | 3 | NG | GT | 15 |  | Electric Utility | N | Simple Cycle Turbine (PRMVR=GT or OT) unit under 25MW
EXCLUDE | OK | Enid | 2950 | 4 | NG | GT | 15 |  | Electric Utility | N | Simple Cycle Turbine (PRMVR=GT or OT) unit under 25MW
EXCLUDE | OK | Muskogee | 2952 | 3 | NG | ST | 173 |  | Electric Utility | N | Status of operation (IP,L,P,T,or U) or Retired before 2012
EXCLUDE | OK | Woodward | 2958 | GT1 | NG | GT | 11 |  | Electric Utility | N | Simple Cycle Turbine (PRMVR=GT or OT) unit under 25MW
EXCLUDE | OK | Northeastern | 2963 | IC1 | DFO | IC | 4.5 |  | Electric Utility | N | Internal Combustion (PRMVR=IC)
EXCLUDE | OK | Southwestern | 2964 | IC1 | DFO | IC | 2 |  | Electric Utility | N | Internal Combustion (PRMVR=IC)
OGST | OK | Tulsa | 2965 | 3 | NG | ST | 95 |  | Electric Utility | N
EXCLUDE | OK | Tulsa | 2965 | IC1 | DFO | IC | 8.2 |  | Electric Utility | N | Internal Combustion (PRMVR=IC)
EXCLUDE | OK | Weleetka | 2966 | IC1 | DFO | IC | 4 |  | Electric Utility | N | Internal Combustion (PRMVR=IC)
EXCLUDE | OK | Cushing | 2975 | 1 | DFO | IC | 2.5 |  | Electric Utility | N | Internal Combustion (PRMVR=IC)
EXCLUDE | OK | Cushing | 2975 | 10 | DFO | IC | 4.5 |  | Electric Utility | N | Internal Combustion (PRMVR=IC)
EXCLUDE | OK | Cushing | 2975 | 11 | DFO | IC | 6.3 |  | Electric Utility | N | Internal Combustion (PRMVR=IC)
EXCLUDE | OK | Cushing | 2975 | 2 | DFO | IC | 1 |  | Electric Utility | N | Internal Combustion (PRMVR=IC)
EXCLUDE | OK | Cushing | 2975 | 3 | DFO | IC | 0.5 |  | Electric Utility | N | Internal Combustion (PRMVR=IC)
EXCLUDE | OK | Cushing | 2975 | 4 | DFO | IC | 0.5 |  | Electric Utility | N | Internal Combustion (PRMVR=IC)
EXCLUDE | OK | Cushing | 2975 | 5 | DFO | IC | 0.5 |  | Electric Utility | N | Internal Combustion (PRMVR=IC)
EXCLUDE | OK | Cushing | 2975 | 6 | DFO | IC | 0.8 |  | Electric Utility | N | Internal Combustion (PRMVR=IC)
EXCLUDE | OK | Cushing | 2975 | 7 | DFO | IC | 2.5 |  | Electric Utility | N | Internal Combustion (PRMVR=IC)
EXCLUDE | OK | Cushing | 2975 | 8 | DFO | IC | 2.5 |  | Electric Utility | N | Internal Combustion (PRMVR=IC)
EXCLUDE | OK | Cushing | 2975 | 9 | DFO | IC | 3 |  | Electric Utility | N | Internal Combustion (PRMVR=IC)
EXCLUDE | OK | Fairview | 2978 | 1 | DFO | IC | 0.1 |  | Electric Utility | N | Internal Combustion (PRMVR=IC)
EXCLUDE | OK | Fairview | 2978 | 2 | DFO | IC | 0.5 |  | Electric Utility | N | Internal Combustion (PRMVR=IC)
EXCLUDE | OK | Fairview | 2978 | 4 | DFO | IC | 0.8 |  | Electric Utility | N | Internal Combustion (PRMVR=IC)
EXCLUDE | OK | Fairview | 2978 | 5 | DFO | IC | 1 |  | Electric Utility | N | Internal Combustion (PRMVR=IC)
EXCLUDE | OK | Kingfisher | 2986 | 3 | NG | IC | 2.8 |  | Electric Utility | N | Internal Combustion (PRMVR=IC)
EXCLUDE | OK | Kingfisher | 2986 | 4 | NG | IC | 1.3 |  | Electric Utility | N | Internal Combustion (PRMVR=IC)
EXCLUDE | OK | Kingfisher | 2986 | 5 | NG | IC | 3.1 |  | Electric Utility | N | Internal Combustion (PRMVR=IC)
EXCLUDE | OK | Kingfisher | 2986 | IC1 | NG | IC | 1.1 |  | Electric Utility | N | Internal Combustion (PRMVR=IC)
EXCLUDE | OK | Kingfisher | 2986 | IC2 | NG | IC | 0.8 |  | Electric Utility | N | Internal Combustion (PRMVR=IC)
EXCLUDE | OK | Mangum | 2991 | 1 | NG | IC | 1.1 |  | Electric Utility | N | Internal Combustion (PRMVR=IC)
EXCLUDE | OK | Mangum | 2991 | 2 | NG | IC | 0.6 |  | Electric Utility | N | Internal Combustion (PRMVR=IC)
EXCLUDE | OK | Mangum | 2991 | 3 | NG | IC | 0.4 |  | Electric Utility | N | Internal Combustion (PRMVR=IC)
EXCLUDE | OK | Mangum | 2991 | 4 | NG | IC | 1.5 |  | Electric Utility | N | Internal Combustion (PRMVR=IC)
EXCLUDE | OK | Mangum | 2991 | 5 | NG | IC | 2 |  | Electric Utility | N | Internal Combustion (PRMVR=IC)
EXCLUDE | OK | Mangum | 2991 | 6 | NG | IC | 2.1 |  | Electric Utility | N | Internal Combustion (PRMVR=IC)
EXCLUDE | OK | Pawhuska | 2995 | 1 | DFO | IC | 1.4 |  | Electric Utility | N | Internal Combustion (PRMVR=IC)
EXCLUDE | OK | Pawhuska | 2995 | 2 | DFO | IC | 2 |  | Electric Utility | N | Internal Combustion (PRMVR=IC)
EXCLUDE | OK | Pawhuska | 2995 | 3 | DFO | IC | 3.1 |  | Electric Utility | N | Internal Combustion (PRMVR=IC)
EXCLUDE | OK | Pawhuska | 2995 | 5 | DFO | IC | 2.5 |  | Electric Utility | N | Internal Combustion (PRMVR=IC)
EXCLUDE | OK | Boomer Lake Station | 3000 | 3 | DFO | IC | 2 |  | Electric Utility | N | Internal Combustion (PRMVR=IC)
EXCLUDE | OK | Boomer Lake Station | 3000 | 4 | DFO | IC | 2 |  | Electric Utility | N | Internal Combustion (PRMVR=IC)
EXCLUDE | OK | Boomer Lake Station | 3000 | 5 | DFO | IC | 2 |  | Electric Utility | N | Internal Combustion (PRMVR=IC)
EXCLUDE | OK | Anadarko Plant | 3006 | 2 | NG | ST | 17.3 |  | Electric Utility | N | Steam unit (PRMVR=ST) under 25MW/250 MMBtu/hr
EXCLUDE | OR | East Side | 3025 | 1 | WAT | HY | 3.2 |  | Electric Utility | N | Non Combustion (NUC, WAT, WND, GEO, or SUN)
EXCLUDE | OR | Powerdale | 3031 | 1 | WAT | HY | 6 |  | Electric Utility | N | Non Combustion (NUC, WAT, WND, GEO, or SUN)
EXCLUDE | OR | Bull Run | 3044 | 1 | WAT | HY | 5.2 |  | Electric Utility | N | Non Combustion (NUC, WAT, WND, GEO, or SUN)
EXCLUDE | OR | Bull Run | 3044 | 2 | WAT | HY | 5.2 |  | Electric Utility | N | Non Combustion (NUC, WAT, WND, GEO, or SUN)
EXCLUDE | OR | Bull Run | 3044 | 3 | WAT | HY | 5.2 |  | Electric Utility | N | Non Combustion (NUC, WAT, WND, GEO, or SUN)
EXCLUDE | OR | Bull Run | 3044 | 4 | WAT | HY | 5.2 |  | Electric Utility | N | Non Combustion (NUC, WAT, WND, GEO, or SUN)
EXCLUDE | PA | F R Phillips | 3099 | 1 | BIT | ST | 69 |  | IPP Non-CHP | N | Status of operation (IP,L,P,T,or U) or Retired before 2012
EXCLUDE | PA | F R Phillips | 3099 | 2 | BIT | ST | 81 |  | IPP Non-CHP | N | Status of operation (IP,L,P,T,or U) or Retired before 2012
EXCLUDE | PA | F R Phillips | 3099 | 3 | BIT | ST | 81 |  | IPP Non-CHP | N | Status of operation (IP,L,P,T,or U) or Retired before 2012
EXCLUDE | PA | F R Phillips | 3099 | 4 | BIT | ST | 179 |  | IPP Non-CHP | N | Status of operation (IP,L,P,T,or U) or Retired before 2012
EXCLUDE | PA | Conemaugh | 3118 | A | DFO | IC | 3 |  | IPP Non-CHP | N | Internal Combustion (PRMVR=IC)
EXCLUDE | PA | Conemaugh | 3118 | B | DFO | IC | 3 |  | IPP Non-CHP | N | Internal Combustion (PRMVR=IC)
EXCLUDE | PA | Conemaugh | 3118 | C | DFO | IC | 3 |  | IPP Non-CHP | N | Internal Combustion (PRMVR=IC)
EXCLUDE | PA | Conemaugh | 3118 | D | DFO | IC | 3 |  | IPP Non-CHP | N | Internal Combustion (PRMVR=IC)
EXCLUDE | PA | Seward | 3130 | 4 | BIT | ST | 62 |  | Electric Utility/IPP Non-CHP | N | Status of operation (IP,L,P,T,or U) or Retired before 2012
EXCLUDE | PA | Seward | 3130 | 5 | BIT | ST | 156.2 |  | Electric Utility/IPP Non-CHP | N | Status of operation (IP,L,P,T,or U) or Retired before 2012
EXCLUDE | PA | Shawville | 3131 | 5 | DFO | IC | 2 |  | IPP Non-CHP | N | Internal Combustion (PRMVR=IC)
EXCLUDE | PA | Shawville | 3131 | 6 | DFO | IC | 2 |  | IPP Non-CHP | N | Internal Combustion (PRMVR=IC)
EXCLUDE | PA | Shawville | 3131 | 7 | DFO | IC | 2 |  | IPP Non-CHP | N | Internal Combustion (PRMVR=IC)
EXCLUDE | PA | Warren | 3132 | 1 | BIT | ST | 42 |  | IPP Non-CHP | N | Status of operation (IP,L,P,T,or U) or Retired before 2012
EXCLUDE | PA | Warren | 3132 | 2 | BIT | ST | 42 |  | IPP Non-CHP | N | Status of operation (IP,L,P,T,or U) or Retired before 2012
EXCLUDE | PA | Wayne | 3134 | A | DFO | GT | 53 |  | IPP Non-CHP | N | Status of operation (IP,L,P,T,or U) or Retired before 2012
EXCLUDE | PA | Keystone | 3136 | 3 | DFO | IC | 3 |  | IPP Non-CHP | N | Internal Combustion (PRMVR=IC)
EXCLUDE | PA | Keystone | 3136 | 4 | DFO | IC | 3 |  | IPP Non-CHP | N | Internal Combustion (PRMVR=IC)
EXCLUDE | PA | Keystone | 3136 | 5 | DFO | IC | 3 |  | IPP Non-CHP | N | Internal Combustion (PRMVR=IC)
EXCLUDE | PA | Keystone | 3136 | 6 | DFO | IC | 3 |  | IPP Non-CHP | N | Internal Combustion (PRMVR=IC)
EXCLUDE | PA | New Castle Plant | 3138 | 1 | BIT | ST | 35 |  | Electric Utility/IPP Non-CHP | N | Status of operation (IP,L,P,T,or U) or Retired before 2012
EXCLUDE | PA | New Castle Plant | 3138 | 2 | BIT | ST | 35 |  | Electric Utility/IPP Non-CHP | N | Status of operation (IP,L,P,T,or U) or Retired before 2012
EXCLUDE | PA | New Castle Plant | 3138 | EMDA | DFO | IC | 3.2 |  | IPP Non-CHP | N | Internal Combustion (PRMVR=IC)
EXCLUDE | PA | New Castle Plant | 3138 | EMDB | DFO | IC | 3.2 |  | IPP Non-CHP | N | Internal Combustion (PRMVR=IC)
EXCLUDE | PA | PPL Brunner Island | 3140 | BID1 | DFO | IC | 2.7 |  | IPP Non-CHP | N | Internal Combustion (PRMVR=IC)
EXCLUDE | PA | PPL Brunner Island | 3140 | BID2 | DFO | IC | 2.7 |  | IPP Non-CHP | N | Internal Combustion (PRMVR=IC)
EXCLUDE | PA | PPL Brunner Island | 3140 | BID3 | DFO | IC | 2.7 |  | IPP Non-CHP | N | Internal Combustion (PRMVR=IC)
EXCLUDE | PA | PPL Holtwood | 3145 | HW18 | WAT | HY | 66 |  | IPP Non-CHP | N | Non Combustion (NUC, WAT, WND, GEO, or SUN)
EXCLUDE | PA | PPL Holtwood | 3145 | HW19 | WAT | HY | 66 |  | IPP Non-CHP | N | Non Combustion (NUC, WAT, WND, GEO, or SUN)
EXCLUDE | PA | PPL Martins Creek | 3148 | 1 | BIT | ST | 156.2 |  | Electric Utility/IPP Non-CHP | N | Status of operation (IP,L,P,T,or U) or Retired before 2012
EXCLUDE | PA | PPL Martins Creek | 3148 | 2 | BIT | ST | 156.2 |  | Electric Utility/IPP Non-CHP | N | Status of operation (IP,L,P,T,or U) or Retired before 2012
EXCLUDE | PA | PPL Martins Creek | 3148 | MCD1 | DFO | IC | 2.7 |  | IPP Non-CHP | N | Internal Combustion (PRMVR=IC)
EXCLUDE | PA | PPL Martins Creek | 3148 | MCD2 | DFO | IC | 2.7 |  | IPP Non-CHP | N | Internal Combustion (PRMVR=IC)
EXCLUDE | PA | Sunbury Generation LP | 3152 | DI2 | DFO | IC | 5.5 |  | IPP Non-CHP | N | Internal Combustion (PRMVR=IC)
EXCLUDE | PA | Cromby Generating Station | 3159 | 1 | BIT | ST | 187.5 |  | IPP Non-CHP | N | Status of operation (IP,L,P,T,or U) or Retired before 2012
EXCLUDE | PA | Cromby Generating Station | 3159 | 2 | RFO | ST | 230 |  | IPP Non-CHP | N | Status of operation (IP,L,P,T,or U) or Retired before 2012
EXCLUDE | PA | Cromby Generating Station | 3159 | ICI | DFO | IC | 2.7 |  | IPP Non-CHP | N | Internal Combustion (PRMVR=IC)
EXCLUDE | PA | Delaware Generating Station | 3160 | 1 | DFO | IC | 2.7 |  | IPP Non-CHP | N | Internal Combustion (PRMVR=IC)
EXCLUDE | PA | Delaware Generating Station | 3160 | 7 | RFO | ST | 156.2 |  | IPP Non-CHP | N | Status of operation (IP,L,P,T,or U) or Retired before 2012
EXCLUDE | PA | Delaware Generating Station | 3160 | 8 | RFO | ST | 156.2 |  | IPP Non-CHP | N | Status of operation (IP,L,P,T,or U) or Retired before 2012
OGST | PA | Eddystone Generating Station | 3161 | 2 | NG | ST | 353.6 |  | Electric Utility/IPP Non-CHP | N
EXCLUDE | PA | Schuylkill Generating Station | 3169 | IC1 | DFO | IC | 2.7 |  | IPP Non-CHP | N | Internal Combustion (PRMVR=IC)
EXCLUDE | PA | FirstEnergy Mitchell Power Station | 3181 | 1 | DFO | ST | 74.7 |  | Electric Utility/IPP Non-CHP | N | Status of operation (IP,L,P,T,or U) or Retired before 2012
EXCLUDE | PA | FirstEnergy Springdale Power Station | 3182 | 7 | RFO | ST | 74.7 |  | IPP Non-CHP | N | Status of operation (IP,L,P,T,or U) or Retired before 2012
EXCLUDE | PA | FirstEnergy Springdale Power Station | 3182 | 8 | DFO | ST | 140.6 |  | IPP Non-CHP | N | Status of operation (IP,L,P,T,or U) or Retired before 2012
EXCLUDE | SC | H B Robinson | 3251 | 2 | NUC | ST | 768.6 |  | Electric Utility | N | Non Combustion (NUC, WAT, WND, GEO, or SUN)
EXCLUDE | SC | W S Lee | 3264 | 4 | NG | GT | 35.1 |  | Electric Utility | N | Status of operation (IP,L,P,T,or U) or Retired before 2012
EXCLUDE | SC | W S Lee | 3264 | 5 | NG | GT | 35.1 |  | Electric Utility | N | Status of operation (IP,L,P,T,or U) or Retired before 2012
EXCLUDE | SC | W S Lee | 3264 | 6 | NG | GT | 35.1 |  | Electric Utility | N | Status of operation (IP,L,P,T,or U) or Retired before 2012
EXCLUDE | SC | Burton | 3277 | 1 | NG | GT | 11.5 |  | Electric Utility | N | Simple Cycle Turbine (PRMVR=GT or OT) unit under 25MW
EXCLUDE | SC | Burton | 3277 | 2 | NG | GT | 11.5 |  | Electric Utility | N | Simple Cycle Turbine (PRMVR=GT or OT) unit under 25MW
EXCLUDE | SC | Burton | 3277 | 3 | NG | GT | 11.5 |  | Electric Utility | N | Simple Cycle Turbine (PRMVR=GT or OT) unit under 25MW
EXCLUDE | SC | Faber Place | 3284 | 1 | NG | GT | 11.5 |  | Electric Utility | N | Simple Cycle Turbine (PRMVR=GT or OT) unit under 25MW
EXCLUDE | SC | Rocky River | 3305 | IC1 | DFO | IC | 1.1 |  | Electric Utility | N | Internal Combustion (PRMVR=IC)
EXCLUDE | SC | Rocky River | 3305 | IC2 | DFO | IC | 1.3 |  | Electric Utility | N | Internal Combustion (PRMVR=IC)
COALST | SC | Dolphus M Grainger | 3317 | 1 | BIT | ST | 81.6 |  | Electric Utility | N
COALST | SC | Dolphus M Grainger | 3317 | 2 | BIT | ST | 81.6 |  | Electric Utility | N
EXCLUDE | SD | Ben French | 3325 | 1 | DFO | IC | 2 |  | Electric Utility | N | Internal Combustion (PRMVR=IC)
EXCLUDE | SD | Ben French | 3325 | 2 | DFO | IC | 2 |  | Electric Utility | N | Internal Combustion (PRMVR=IC)
EXCLUDE | SD | Ben French | 3325 | 3 | DFO | IC | 2 |  | Electric Utility | N | Internal Combustion (PRMVR=IC)
EXCLUDE | SD | Ben French | 3325 | 4 | DFO | IC | 2 |  | Electric Utility | N | Internal Combustion (PRMVR=IC)
EXCLUDE | SD | Ben French | 3325 | 5 | DFO | IC | 2 |  | Electric Utility | N | Internal Combustion (PRMVR=IC)
EXCLUDE | SD | Pathfinder | 3334 | 1 | NG | ST | 75 |  | Electric Utility | N | Status of operation (IP,L,P,T,or U) or Retired before 2012
EXCLUDE | SD | Clark | 3341 | 1 | DFO | IC | 2.7 |  | Electric Utility | N | Internal Combustion (PRMVR=IC)
EXCLUDE | SD | Faulkton | 3342 | 1 | DFO | IC | 2.7 |  | Electric Utility | N | Internal Combustion (PRMVR=IC)
EXCLUDE | SD | Highmore | 3343 | 1 | DFO | IC | 0.6 |  | Electric Utility | N | Internal Combustion (PRMVR=IC)
EXCLUDE | SD | Highmore | 3343 | 2 | DFO | IC | 1.3 |  | Electric Utility | N | Internal Combustion (PRMVR=IC)
EXCLUDE | SD | Highmore | 3343 | 3 | DFO | IC | 2.7 |  | Electric Utility | N | Internal Combustion (PRMVR=IC)
EXCLUDE | SD | Mobile Unit | 3346 | 1 | DFO | IC | 0.5 |  | Electric Utility | N | Internal Combustion (PRMVR=IC)
EXCLUDE | SD | Mobile Unit | 3346 | 2 | DFO | IC | 1.7 |  | Electric Utility | N | Internal Combustion (PRMVR=IC)
EXCLUDE | SD | Mobile Unit | 3346 | 3 | DFO | IC | 2 |  | Electric Utility | N | Internal Combustion (PRMVR=IC)
EXCLUDE | SD | Redfield | 3347 | 1 | NG | IC | 1.3 |  | Electric Utility | N | Internal Combustion (PRMVR=IC)
EXCLUDE | SD | Redfield | 3347 | 2 | NG | IC | 1.3 |  | Electric Utility | N | Internal Combustion (PRMVR=IC)
EXCLUDE | SD | Redfield | 3347 | 3 | NG | IC | 1.3 |  | Electric Utility | N | Internal Combustion (PRMVR=IC)
EXCLUDE | SD | Webster | 3348 | 1 | DFO | IC | 0.7 |  | Electric Utility | N | Internal Combustion (PRMVR=IC)
EXCLUDE | SD | Webster | 3348 | 2 | DFO | IC | 1.9 |  | Electric Utility | N | Internal Combustion (PRMVR=IC)
EXCLUDE | SD | Lake Preston | 3352 | 1 | DFO | GT | 24.1 |  | Electric Utility | N | Simple Cycle Turbine (PRMVR=GT or OT) unit under 25MW
EXCLUDE | TN | Watts Bar Fossil | 3419 | ST1 | BIT | ST | 60 |  | Electric Utility | N | Status of operation (IP,L,P,T,or U) or Retired before 2012
EXCLUDE | TN | Watts Bar Fossil | 3419 | ST2 | BIT | ST | 60 |  | Electric Utility | N | Status of operation (IP,L,P,T,or U) or Retired before 2012
EXCLUDE | TN | Watts Bar Fossil | 3419 | ST3 | BIT | ST | 60 |  | Electric Utility | N | Status of operation (IP,L,P,T,or U) or Retired before 2012
EXCLUDE | TN | Watts Bar Fossil | 3419 | ST4 | BIT | ST | 60 |  | Electric Utility | N | Status of operation (IP,L,P,T,or U) or Retired before 2012
OGST | TX | E S Joslin | 3436 | 1 | NG | ST | 261 |  | IPP Non-CHP | N
EXCLUDE | TX | J L Bates | 3438 | 1 | NG | ST | 75 |  | IPP Non-CHP | N | Status of operation (IP,L,P,T,or U) or Retired before 2012
EXCLUDE | TX | J L Bates | 3438 | 2 | NG | ST | 113.7 |  | IPP Non-CHP | N | Status of operation (IP,L,P,T,or U) or Retired before 2012
EXCLUDE | TX | Laredo | 3439 | 1 | NG | ST | 34.5 |  | IPP Non-CHP | N | Status of operation (IP,L,P,T,or U) or Retired before 2012
EXCLUDE | TX | Laredo | 3439 | 2 | NG | ST | 37.5 |  | IPP Non-CHP | N | Status of operation (IP,L,P,T,or U) or Retired before 2012
EXCLUDE | TX | Laredo | 3439 | 3 | NG | ST | 115.2 |  | IPP Non-CHP | N | Status of operation (IP,L,P,T,or U) or Retired before 2012
EXCLUDE | TX | Lon C Hill | 3440 | 1 | NG | ST | 75 |  | IPP Non-CHP | N | Status of operation (IP,L,P,T,or U) or Retired before 2012
EXCLUDE | TX | Lon C Hill | 3440 | 2 | NG | ST | 75 |  | IPP Non-CHP | N | Status of operation (IP,L,P,T,or U) or Retired before 2012
EXCLUDE | TX | Lon C Hill | 3440 | 3 | NG | ST | 163.2 |  | IPP Non-CHP | N | Status of operation (IP,L,P,T,or U) or Retired before 2012
EXCLUDE | TX | Lon C Hill | 3440 | 4 | NG | ST | 261 |  | IPP Non-CHP | N | Status of operation (IP,L,P,T,or U) or Retired before 2012
EXCLUDE | TX | Nueces Bay | 3441 | 5 | NG | ST | 32.5 |  | IPP Non-CHP | N | Status of operation (IP,L,P,T,or U) or Retired before 2012
EXCLUDE | TX | Nueces Bay | 3441 | 6 | NG | ST | 180 |  | IPP Non-CHP | N | Status of operation (IP,L,P,T,or U) or Retired before 2012
EXCLUDE | TX | La Palma | 3442 | 4 | NG | ST | 23 |  | IPP Non-CHP | N | Steam unit (PRMVR=ST) under 25MW/250 MMBtu/hr
EXCLUDE | TX | La Palma | 3442 | 5 | NG | ST | 23 |  | IPP Non-CHP | N | Steam unit (PRMVR=ST) under 25MW/250 MMBtu/hr
EXCLUDE | TX | La Palma | 3442 | 6 | NG | ST | 163.2 |  | IPP Non-CHP | N | Status of operation (IP,L,P,T,or U) or Retired before 2012
EXCLUDE | TX | La Palma | 3442 | 7 | NG | GT | 49.1 |  | IPP Non-CHP | N | Status of operation (IP,L,P,T,or U) or Retired before 2012
EXCLUDE | TX | Victoria | 3443 | 4 | NG | ST | 75 |  | IPP Non-CHP | N | Status of operation (IP,L,P,T,or U) or Retired before 2012
EXCLUDE | TX | Victoria | 3443 | 6 | NG | ST | 261 |  | IPP Non-CHP | N | Status of operation (IP,L,P,T,or U) or Retired before 2012
EXCLUDE | TX | Mountain Creek | 3453 | 2 | NG | ST | 31.2 |  | Electric Utility/IPP Non-CHP | N | Status of operation (IP,L,P,T,or U) or Retired before 2012
EXCLUDE | TX | Mountain Creek | 3453 | 3 | NG | ST | 74.9 |  | Electric Utility/IPP Non-CHP | N | Status of operation (IP,L,P,T,or U) or Retired before 2012
EXCLUDE | TX | North Lake | 3454 | 1 | NG | ST | 176.8 |  | IPP Non-CHP | N | Status of operation (IP,L,P,T,or U) or Retired before 2012
EXCLUDE | TX | North Lake | 3454 | 2 | NG | ST | 170.4 |  | IPP Non-CHP | N | Status of operation (IP,L,P,T,or U) or Retired before 2012
EXCLUDE | TX | North Lake | 3454 | 3 | NG | ST | 361.3 |  | IPP Non-CHP | N | Status of operation (IP,L,P,T,or U) or Retired before 2012
EXCLUDE | TX | Parkdale | 3455 | 1 | NG | ST | 79.6 |  | IPP Non-CHP | N | Status of operation (IP,L,P,T,or U) or Retired before 2012
EXCLUDE | TX | Parkdale | 3455 | 2 | NG | ST | 125 |  | IPP Non-CHP | N | Status of operation (IP,L,P,T,or U) or Retired before 2012
EXCLUDE | TX | Parkdale | 3455 | 3 | NG | ST | 136 |  | IPP Non-CHP | N | Status of operation (IP,L,P,T,or U) or Retired before 2012
NGCC | TX | Newman | 3456 | 5CT1 | NG | CC | 86.5 |  | Electric Utility | N
NGCC | TX | Newman | 3456 | 5CT2 | NG | CC | 86.5 |  | Electric Utility | N
EXCLUDE | TX | Cedar Bayou | 3460 | 3 | NG | ST | 765 |  | Electric Utility/IPP Non-CHP | N | Status of operation (IP,L,P,T,or U) or Retired before 2012
EXCLUDE | TX | P H Robinson | 3466 | 1 | NG | ST | 484.5 |  | IPP Non-CHP | N | Status of operation (IP,L,P,T,or U) or Retired before 2012
EXCLUDE | TX | P H Robinson | 3466 | 2 | NG | ST | 484.5 |  | IPP Non-CHP | N | Status of operation (IP,L,P,T,or U) or Retired before 2012
EXCLUDE | TX | P H Robinson | 3466 | 3 | NG | ST | 580.5 |  | IPP Non-CHP | N | Status of operation (IP,L,P,T,or U) or Retired before 2012
EXCLUDE | TX | P H Robinson | 3466 | 4 | NG | ST | 765 |  | IPP Non-CHP | N | Status of operation (IP,L,P,T,or U) or Retired before 2012
EXCLUDE | TX | Sam Bertron | 3468 | GT1 | NG | GT | 32.6 |  | IPP Non-CHP | N | Status of operation (IP,L,P,T,or U) or Retired before 2012
EXCLUDE | TX | T H Wharton | 3469 | 2 | NG | ST | 247.8 |  | IPP Non-CHP | N | Status of operation (IP,L,P,T,or U) or Retired before 2012
EXCLUDE | TX | Webster | 3471 | 3 | NG | ST | 410 |  | IPP Non-CHP | N | Status of operation (IP,L,P,T,or U) or Retired before 2012
EXCLUDE | TX | Webster | 3471 | GT1 | NG | GT | 16.3 |  | IPP Non-CHP | N | Simple Cycle Turbine (PRMVR=GT or OT) unit under 25MW
EXCLUDE | TX | Eagle Mountain | 3489 | 1 | NG | ST | 122.5 |  | IPP Non-CHP | N | Status of operation (IP,L,P,T,or U) or Retired before 2012
EXCLUDE | TX | Eagle Mountain | 3489 | 2 | NG | ST | 187.5 |  | IPP Non-CHP | N | Status of operation (IP,L,P,T,or U) or Retired before 2012
EXCLUDE | TX | Eagle Mountain | 3489 | 3 | NG | ST | 396.1 |  | IPP Non-CHP | N | Status of operation (IP,L,P,T,or U) or Retired before 2012
EXCLUDE | TX | Handley | 3491 | 1 | NG | ST | 43.7 |  | Electric Utility/IPP Non-CHP | N | Status of operation (IP,L,P,T,or U) or Retired before 2012
EXCLUDE | TX | Handley | 3491 | 2 | NG | ST | 74.8 |  | Electric Utility/IPP Non-CHP | N | Status of operation (IP,L,P,T,or U) or Retired before 2012
EXCLUDE | TX | Morgan Creek | 3492 | 2 | NG | ST | 18.4 |  | IPP Non-CHP | N | Steam unit (PRMVR=ST) under 25MW/250 MMBtu/hr
EXCLUDE | TX | Morgan Creek | 3492 | 3 | NG | ST | 46 |  | IPP Non-CHP | N | Status of operation (IP,L,P,T,or U) or Retired before 2012
EXCLUDE | TX | Morgan Creek | 3492 | 4 | NG | ST | 75 |  | IPP Non-CHP | N | Status of operation (IP,L,P,T,or U) or Retired before 2012
EXCLUDE | TX | Morgan Creek | 3492 | 5 | NG | ST | 170.4 |  | IPP Non-CHP | N | Status of operation (IP,L,P,T,or U) or Retired before 2012
EXCLUDE | TX | Morgan Creek | 3492 | 6 | NG | ST | 517.5 |  | IPP Non-CHP | N | Status of operation (IP,L,P,T,or U) or Retired before 2012
EXCLUDE | TX | Morgan Creek | 3492 | 7 | SUB | ST | 800 |  | IPP Non-CHP | N | Status of operation (IP,L,P,T,or U) or Retired before 2012
EXCLUDE | TX | North Main | 3493 | 4 | NG | ST | 81.2 |  | IPP Non-CHP | N | Status of operation (IP,L,P,T,or U) or Retired before 2012
OGST | TX | Permian Basin | 3494 | 5 | NG | ST | 114.9 |  | IPP Non-CHP | N
OGST | TX | Permian Basin | 3494 | 6 | NG | ST | 535.5 |  | IPP Non-CHP | N
EXCLUDE | TX | Big Brown | 3497 | 3 | SUB | ST | 800 |  | Electric Utility/IPP Non-CHP | N | Status of operation (IP,L,P,T,or U) or Retired before 2012
EXCLUDE | TX | Lake Creek | 3502 | D1 | DFO | IC | 2 |  | IPP Non-CHP | N | Internal Combustion (PRMVR=IC)
EXCLUDE | TX | Lake Creek | 3502 | D2 | DFO | IC | 2 |  | IPP Non-CHP | N | Internal Combustion (PRMVR=IC)
EXCLUDE | TX | Lake Creek | 3502 | D3 | DFO | IC | 2 |  | IPP Non-CHP | N | Internal Combustion (PRMVR=IC)
OGST | TX | Lake Creek | 3502 | ST1 | NG | ST | 79.6 |  | IPP Non-CHP | N
OGST | TX | Lake Creek | 3502 | ST2 | NG | ST | 236 |  | IPP Non-CHP | N
EXCLUDE | TX | Lake Creek | 3502 | ST3 | SUB | ST | 800 |  | IPP Non-CHP | N | Status of operation (IP,L,P,T,or U) or Retired before 2012
EXCLUDE | TX | River Crest | 3503 | 1 | NG | ST | 112.5 |  | IPP Non-CHP | N | Status of operation (IP,L,P,T,or U) or Retired before 2012
EXCLUDE | TX | Stryker Creek | 3504 | D1 | DFO | IC | 2 |  | IPP Non-CHP | N | Internal Combustion (PRMVR=IC)
EXCLUDE | TX | Stryker Creek | 3504 | D2 | DFO | IC | 2 |  | IPP Non-CHP | N | Internal Combustion (PRMVR=IC)
EXCLUDE | TX | Stryker Creek | 3504 | D3 | DFO | IC | 2 |  | IPP Non-CHP | N | Internal Combustion (PRMVR=IC)
EXCLUDE | TX | Stryker Creek | 3504 | D4 | DFO | IC | 2 |  | IPP Non-CHP | N | Internal Combustion (PRMVR=IC)
EXCLUDE | TX | Stryker Creek | 3504 | D5 | DFO | IC | 2 |  | IPP Non-CHP | N | Internal Combustion (PRMVR=IC)
EXCLUDE | TX | Trinidad | 3507 | D1 | DFO | IC | 2 |  | IPP Non-CHP | N | Internal Combustion (PRMVR=IC)
EXCLUDE | TX | Trinidad | 3507 | D2 | DFO | IC | 2 |  | IPP Non-CHP | N | Internal Combustion (PRMVR=IC)
OGST | TX | Valley | 3508 | 1 | NG | ST | 198.9 |  | IPP Non-CHP | N
OGST | TX | Valley | 3508 | 2 | NG | ST | 580.5 |  | IPP Non-CHP | N
OGST | TX | Valley | 3508 | 3 | NG | ST | 396 |  | IPP Non-CHP | N
EXCLUDE | TX | Valley | 3508 | 4 | SUB | ST | 800 |  | IPP Non-CHP | N | Status of operation (IP,L,P,T,or U) or Retired before 2012
EXCLUDE | TX | Decker Creek | 3548 | PV3 | SUN | PV | 0.3 |  | Electric Utility | N | Non Combustion (NUC, WAT, WND, GEO, or SUN)
EXCLUDE | TX | Holly Street | 3549 | 1 | NG | ST | 100 |  | Electric Utility | N | Status of operation (IP,L,P,T,or U) or Retired before 2012
EXCLUDE | TX | Holly Street | 3549 | 2 | NG | ST | 100 |  | Electric Utility | N | Status of operation (IP,L,P,T,or U) or Retired before 2012
EXCLUDE | TX | Holly Street | 3549 | 3 | NG | ST | 165 |  | Electric Utility | N | Status of operation (IP,L,P,T,or U) or Retired before 2012
EXCLUDE | TX | Holly Street | 3549 | 4 | NG | ST | 193 |  | Electric Utility | N | Status of operation (IP,L,P,T,or U) or Retired before 2012
EXCLUDE | TX | Morris Sheppard | 3557 | 1 | WAT | HY | 11.3 |  | Electric Utility | N | Non Combustion (NUC, WAT, WND, GEO, or SUN)
EXCLUDE | TX | Morris Sheppard | 3557 | 2 | WAT | HY | 11.3 |  | Electric Utility | N | Non Combustion (NUC, WAT, WND, GEO, or SUN)
EXCLUDE | TX | Silas Ray | 3559 | 5 | NG | ST | 24 |  | Electric Utility | N | Steam unit (PRMVR=ST) under 25MW/250 MMBtu/hr
EXCLUDE | TX | Silas Ray | 3559 | DG-2 | DFO | IC | 1.3 |  | Electric Utility | N | Internal Combustion (PRMVR=IC)
EXCLUDE | TX | Silas Ray | 3559 | DG-3a | DFO | IC | 1.3 |  | Electric Utility | N | Internal Combustion (PRMVR=IC)
EXCLUDE | TX | Silas Ray | 3559 | DG-3b | DFO | IC | 1.3 |  | Electric Utility | N | Internal Combustion (PRMVR=IC)
EXCLUDE | TX | Silas Ray | 3559 | DG-4 | DFO | IC | 1.3 |  | Electric Utility | N | Internal Combustion (PRMVR=IC)
EXCLUDE | TX | Silas Ray | 3559 | DG-6a | DFO | IC | 1.3 |  | Electric Utility | N | Internal Combustion (PRMVR=IC)
EXCLUDE | TX | Silas Ray | 3559 | DG-6b | DFO | IC | 1.3 |  | Electric Utility | N | Internal Combustion (PRMVR=IC)
EXCLUDE | TX | Silas Ray | 3559 | DG-7a | DFO | IC | 1.3 |  | Electric Utility | N | Internal Combustion (PRMVR=IC)
EXCLUDE | TX | Silas Ray | 3559 | DG-7b | DFO | IC | 1.3 |  | Electric Utility | N | Internal Combustion (PRMVR=IC)
EXCLUDE | TX | Bryan | 3561 | 3 | NG | ST | 13 |  | Electric Utility | N | Steam unit (PRMVR=ST) under 25MW/250 MMBtu/hr
EXCLUDE | TX | Bryan | 3561 | 4 | NG | ST | 24 |  | Electric Utility | N | Steam unit (PRMVR=ST) under 25MW/250 MMBtu/hr
OGST | TX | Bryan | 3561 | 5 | NG | ST | 25 |  | Electric Utility | N
OGST | TX | Bryan | 3561 | 6 | NG | ST | 54 |  | Electric Utility | N
EXCLUDE | TX | C E Newman | 3574 | 1 | NG | ST | 7.5 |  | Electric Utility | N | Steam unit (PRMVR=ST) under 25MW/250 MMBtu/hr
EXCLUDE | TX | C E Newman | 3574 | 2 | NG | ST | 7.5 |  | Electric Utility | N | Steam unit (PRMVR=ST) under 25MW/250 MMBtu/hr
EXCLUDE | TX | C E Newman | 3574 | 3 | NG | ST | 18.7 |  | Electric Utility | N | Steam unit (PRMVR=ST) under 25MW/250 MMBtu/hr
EXCLUDE | TX | C E Newman | 3574 | 4 | NG | ST | 18.7 |  | Electric Utility | N | Steam unit (PRMVR=ST) under 25MW/250 MMBtu/hr
EXCLUDE | TX | C E Newman | 3574 | 5 | NG | ST | 44 |  | Electric Utility | N | Status of operation (IP,L,P,T,or U) or Retired before 2012
EXCLUDE | TX | Dunlap TP 1 | 3582 | 1 | WAT | HY | 1.8 |  | Electric Utility | N | Non Combustion (NUC, WAT, WND, GEO, or SUN)
EXCLUDE | TX | Dunlap TP 1 | 3582 | 2 | WAT | HY | 1.8 |  | Electric Utility | N | Non Combustion (NUC, WAT, WND, GEO, or SUN)
EXCLUDE | TX | H 4 | 3583 | 1 | WAT | HY | 2.4 |  | Electric Utility | N | Non Combustion (NUC, WAT, WND, GEO, or SUN)
EXCLUDE | TX | H 5 | 3584 | 1 | WAT | HY | 2.4 |  | Electric Utility | N | Non Combustion (NUC, WAT, WND, GEO, or SUN)
EXCLUDE | TX | Nolte | 3585 | 1 | WAT | HY | 1.2 |  | Electric Utility | N | Non Combustion (NUC, WAT, WND, GEO, or SUN)
EXCLUDE | TX | Nolte | 3585 | 2 | WAT | HY | 1.2 |  | Electric Utility | N | Non Combustion (NUC, WAT, WND, GEO, or SUN)
EXCLUDE | TX | TP 4 | 3586 | 1 | WAT | HY | 2.4 |  | Electric Utility | N | Non Combustion (NUC, WAT, WND, GEO, or SUN)
EXCLUDE | TX | J Robert Massengale | 3604 | 4 | NG | ST | 11.5 |  | Electric Utility | N | Steam unit (PRMVR=ST) under 25MW/250 MMBtu/hr
EXCLUDE | TX | J Robert Massengale | 3604 | 5 | NG | ST | 11.5 |  | Electric Utility | N | Steam unit (PRMVR=ST) under 25MW/250 MMBtu/hr
OGST | TX | Leon Creek | 3609 | 3 | NG | ST | 75 |  | Electric Utility | N
OGST | TX | Leon Creek | 3609 | 4 | NG | ST | 113.7 |  | Electric Utility | N
EXCLUDE | TX | Mission Road | 3610 | 3 | NG | ST | 113.6 |  | Electric Utility | N | Status of operation (IP,L,P,T,or U) or Retired before 2012
EXCLUDE | TX | W B Tuttle | 3613 | 1 | NG | ST | 75 |  | Electric Utility | N | Status of operation (IP,L,P,T,or U) or Retired before 2012
EXCLUDE | TX | W B Tuttle | 3613 | 2 | NG | ST | 113.6 |  | Electric Utility | N | Status of operation (IP,L,P,T,or U) or Retired before 2012
EXCLUDE | TX | W B Tuttle | 3613 | 3 | NG | ST | 113.6 |  | Electric Utility | N | Status of operation (IP,L,P,T,or U) or Retired before 2012
EXCLUDE | TX | W B Tuttle | 3613 | 4 | NG | ST | 191.7 |  | Electric Utility | N | Status of operation (IP,L,P,T,or U) or Retired before 2012
EXCLUDE | TX | Weatherford | 3624 | 1 | DFO | IC | 0.3 |  | Electric Utility | N | Internal Combustion (PRMVR=IC)
EXCLUDE | TX | Weatherford | 3624 | 2 | DFO | IC | 0.3 |  | Electric Utility | N | Internal Combustion (PRMVR=IC)
EXCLUDE | TX | Weatherford | 3624 | 3 | DFO | IC | 0.3 |  | Electric Utility | N | Internal Combustion (PRMVR=IC)
EXCLUDE | TX | Weatherford | 3624 | 4 | DFO | IC | 0.8 |  | Electric Utility | N | Internal Combustion (PRMVR=IC)
EXCLUDE | TX | Weatherford | 3624 | 6 | DFO | IC | 1.4 |  | Electric Utility | N | Internal Combustion (PRMVR=IC)
EXCLUDE | TX | Weatherford | 3624 | 7 | NG | IC | 1.3 |  | Electric Utility | N | Internal Combustion (PRMVR=IC)
EXCLUDE | TX | Weatherford | 3624 | 8 | NG | IC | 1.3 |  | Electric Utility | N | Internal Combustion (PRMVR=IC)
EXCLUDE | TX | North Texas | 3627 | 1 | NG | ST | 16.5 |  | Electric Utility | N | Steam unit (PRMVR=ST) under 25MW/250 MMBtu/hr
EXCLUDE | TX | North Texas | 3627 | 2 | NG | ST | 16.5 |  | Electric Utility | N | Steam unit (PRMVR=ST) under 25MW/250 MMBtu/hr
EXCLUDE | TX | North Texas | 3627 | 3 | NG | ST | 38 |  | Electric Utility | N | Status of operation (IP,L,P,T,or U) or Retired before 2012
EXCLUDE | TX | Pearsall | 3630 | 10A | NG | IC | 8.4 |  | Electric Utility | N | Internal Combustion (PRMVR=IC)
EXCLUDE | TX | Pearsall | 3630 | 11A | NG | IC | 8.4 |  | Electric Utility | N | Internal Combustion (PRMVR=IC)
EXCLUDE | TX | Pearsall | 3630 | 12A | NG | IC | 8.4 |  | Electric Utility | N | Internal Combustion (PRMVR=IC)
EXCLUDE | TX | Pearsall | 3630 | 13A | NG | IC | 8.4 |  | Electric Utility | N | Internal Combustion (PRMVR=IC)
EXCLUDE | TX | Pearsall | 3630 | 14A | NG | IC | 8.4 |  | Electric Utility | N | Internal Combustion (PRMVR=IC)
EXCLUDE | TX | Pearsall | 3630 | 15A | NG | IC | 8.4 |  | Electric Utility | N | Internal Combustion (PRMVR=IC)
EXCLUDE | TX | Pearsall | 3630 | 16A | NG | IC | 8.4 |  | Electric Utility | N | Internal Combustion (PRMVR=IC)
EXCLUDE | TX | Pearsall | 3630 | 17A | NG | IC | 8.4 |  | Electric Utility | N | Internal Combustion (PRMVR=IC)
EXCLUDE | TX | Pearsall | 3630 | 18A | NG | IC | 8.4 |  | Electric Utility | N | Internal Combustion (PRMVR=IC)
EXCLUDE | TX | Pearsall | 3630 | 19A | NG | IC | 8.4 |  | Electric Utility | N | Internal Combustion (PRMVR=IC)
EXCLUDE | TX | Pearsall | 3630 | 1A | NG | IC | 8.4 |  | Electric Utility | N | Internal Combustion (PRMVR=IC)
EXCLUDE | TX | Pearsall | 3630 | 20A | NG | IC | 8.4 |  | Electric Utility | N | Internal Combustion (PRMVR=IC)
EXCLUDE | TX | Pearsall | 3630 | 21A | NG | IC | 8.4 |  | Electric Utility | N | Internal Combustion (PRMVR=IC)
EXCLUDE | TX | Pearsall | 3630 | 22A | NG | IC | 8.4 |  | Electric Utility | N | Internal Combustion (PRMVR=IC)
EXCLUDE | TX | Pearsall | 3630 | 23A | NG | IC | 8.4 |  | Electric Utility | N | Internal Combustion (PRMVR=IC)
EXCLUDE | TX | Pearsall | 3630 | 24A | NG | IC | 8.4 |  | Electric Utility | N | Internal Combustion (PRMVR=IC)
EXCLUDE | TX | Pearsall | 3630 | 2A | NG | IC | 8.4 |  | Electric Utility | N | Internal Combustion (PRMVR=IC)
EXCLUDE | TX | Pearsall | 3630 | 3A | NG | IC | 8.4 |  | Electric Utility | N | Internal Combustion (PRMVR=IC)
EXCLUDE | TX | Pearsall | 3630 | 4A | NG | IC | 8.4 |  | Electric Utility | N | Internal Combustion (PRMVR=IC)
EXCLUDE | TX | Pearsall | 3630 | 5A | NG | IC | 8.4 |  | Electric Utility | N | Internal Combustion (PRMVR=IC)
EXCLUDE | TX | Pearsall | 3630 | 6A | NG | IC | 8.4 |  | Electric Utility | N | Internal Combustion (PRMVR=IC)
EXCLUDE | TX | Pearsall | 3630 | 7A | NG | IC | 8.4 |  | Electric Utility | N | Internal Combustion (PRMVR=IC)
EXCLUDE | TX | Pearsall | 3630 | 8A | NG | IC | 8.4 |  | Electric Utility | N | Internal Combustion (PRMVR=IC)
EXCLUDE | TX | Pearsall | 3630 | 9A | NG | IC | 8.4 |  | Electric Utility | N | Internal Combustion (PRMVR=IC)
EXCLUDE | TX | Sam Rayburn | 3631 | 4 | DFO | IC | 1.6 |  | Electric Utility | N | Internal Combustion (PRMVR=IC)
EXCLUDE | TX | Sam Rayburn | 3631 | 5 | DFO | IC | 1.6 |  | Electric Utility | N | Internal Combustion (PRMVR=IC)
EXCLUDE | UT | Snake Creek | 3658 | 1 | WAT | HY | 0.6 |  | Electric Utility | N | Non Combustion (NUC, WAT, WND, GEO, or SUN)
EXCLUDE | UT | Snake Creek | 3658 | 2 | WAT | HY | 0.6 |  | Electric Utility | N | Non Combustion (NUC, WAT, WND, GEO, or SUN)
EXCLUDE | UT | Bountiful City | 3665 | 2 | NG | IC | 1.2 |  | Electric Utility | N | Internal Combustion (PRMVR=IC)
EXCLUDE | UT | Bountiful City | 3665 | 3 | NG | IC | 1.2 |  | Electric Utility | N | Internal Combustion (PRMVR=IC)
EXCLUDE | UT | Bountiful City | 3665 | 4 | NG | IC | 1 |  | Electric Utility | N | Internal Combustion (PRMVR=IC)
EXCLUDE | UT | Bountiful City | 3665 | 5 | NG | IC | 1 |  | Electric Utility | N | Internal Combustion (PRMVR=IC)
EXCLUDE | UT | Bountiful City | 3665 | 6 | NG | IC | 2.5 |  | Electric Utility | N | Internal Combustion (PRMVR=IC)
EXCLUDE | UT | Bountiful City | 3665 | 7 | DFO | IC | 0.1 |  | Electric Utility | N | Internal Combustion (PRMVR=IC)
EXCLUDE | UT | Bountiful City | 3665 | IC8 | NG | IC | 7 |  | Electric Utility | N | Internal Combustion (PRMVR=IC)
EXCLUDE | UT | Hydro III | 3675 | 1 | WAT | HY | 0.7 |  | Electric Utility | N | Non Combustion (NUC, WAT, WND, GEO, or SUN)
EXCLUDE | UT | Hydro III | 3675 | IC1 | DFO | IC | 0.6 |  | Electric Utility | N | Internal Combustion (PRMVR=IC)
EXCLUDE | UT | Murray City | 3683 | 3 | NG | IC | 2.2 |  | Electric Utility | N | Internal Combustion (PRMVR=IC)
EXCLUDE | UT | Murray City | 3683 | 4 | NG | IC | 1 |  | Electric Utility | N | Internal Combustion (PRMVR=IC)
EXCLUDE | UT | Murray City | 3683 | 5 | NG | IC | 1 |  | Electric Utility | N | Internal Combustion (PRMVR=IC)
EXCLUDE | UT | Murray City | 3683 | 6 | NG | IC | 3 |  | Electric Utility | N | Internal Combustion (PRMVR=IC)
EXCLUDE | UT | Provo | 3686 | 4 | NG | ST | 7.5 |  | Electric Utility | N | Steam unit (PRMVR=ST) under 25MW/250 MMBtu/hr
EXCLUDE | UT | Provo | 3686 | 5 | NG | IC | 2.5 |  | Electric Utility | N | Internal Combustion (PRMVR=IC)
EXCLUDE | UT | Provo | 3686 | 6 | NG | IC | 2.5 |  | Electric Utility | N | Internal Combustion (PRMVR=IC)
EXCLUDE | UT | Provo | 3686 | 7 | NG | IC | 2.5 |  | Electric Utility | N | Internal Combustion (PRMVR=IC)
EXCLUDE | UT | Provo | 3686 | 8 | NG | IC | 2.5 |  | Electric Utility | N | Internal Combustion (PRMVR=IC)
EXCLUDE | UT | Bartholomew | 3688 | 1 | WAT | HY | 0.5 |  | Electric Utility | N | Non Combustion (NUC, WAT, WND, GEO, or SUN)
EXCLUDE | VT | St Albans | 3726 | IC1 | DFO | IC | 1.3 |  | Electric Utility | N | Internal Combustion (PRMVR=IC)
EXCLUDE | VT | St Albans | 3726 | IC2 | DFO | IC | 1.3 |  | Electric Utility | N | Internal Combustion (PRMVR=IC)
EXCLUDE | VT | Newport Diesels | 3730 | 10 | DFO | IC | 1.1 |  | IPP Non-CHP | N | Internal Combustion (PRMVR=IC)
EXCLUDE | VT | Newport Diesels | 3730 | 4 | DFO | IC | 0.9 |  | IPP Non-CHP | N | Internal Combustion (PRMVR=IC)
EXCLUDE | VT | Newport Diesels | 3730 | 5 | DFO | IC | 0.9 |  | IPP Non-CHP | N | Internal Combustion (PRMVR=IC)
EXCLUDE | VT | Newport Diesels | 3730 | 6 | DFO | IC | 0.9 |  | IPP Non-CHP | N | Internal Combustion (PRMVR=IC)
EXCLUDE | VT | Newport Diesels | 3730 | 7 | DFO | IC | 0.9 |  | IPP Non-CHP | N | Internal Combustion (PRMVR=IC)
EXCLUDE | VT | Newport Diesels | 3730 | 8 | DFO | IC | 1.1 |  | IPP Non-CHP | N | Internal Combustion (PRMVR=IC)
EXCLUDE | VT | Newport Diesels | 3730 | 9 | DFO | IC | 1.1 |  | IPP Non-CHP | N | Internal Combustion (PRMVR=IC)
EXCLUDE | VT | Essex Junction 19 | 3737 | IC5 | DFO | IC | 1 |  | Electric Utility | N | Internal Combustion (PRMVR=IC)
EXCLUDE | VT | Essex Junction 19 | 3737 | IC-5 | DFO | IC | 2 |  | Electric Utility | N | Internal Combustion (PRMVR=IC)
EXCLUDE | VT | Essex Junction 19 | 3737 | IC6 | DFO | IC | 1 |  | Electric Utility | N | Internal Combustion (PRMVR=IC)
EXCLUDE | VT | Essex Junction 19 | 3737 | IC-6 | DFO | IC | 2 |  | Electric Utility | N | Internal Combustion (PRMVR=IC)
EXCLUDE | VT | Essex Junction 19 | 3737 | IC7 | DFO | IC | 1 |  | Electric Utility | N | Internal Combustion (PRMVR=IC)
EXCLUDE | VT | Essex Junction 19 | 3737 | IC-7 | DFO | IC | 2 |  | Electric Utility | N | Internal Combustion (PRMVR=IC)
EXCLUDE | VT | Essex Junction 19 | 3737 | IC8 | DFO | IC | 1 |  | Electric Utility | N | Internal Combustion (PRMVR=IC)
EXCLUDE | VT | Essex Junction 19 | 3737 | IC-8 | DFO | IC | 2 |  | Electric Utility | N | Internal Combustion (PRMVR=IC)
EXCLUDE | VT | West Charleston | 3753 | IC3 | DFO | IC | 1.4 |  | Electric Utility | N | Internal Combustion (PRMVR=IC)
EXCLUDE | VT | West Charleston | 3753 | IC4 | DFO | IC | 1.4 |  | Electric Utility | N | Internal Combustion (PRMVR=IC)
EXCLUDE | VA | Reusens | 3779 | 1 | WAT | HY | 12.5 |  | Electric Utility | N | Non Combustion (NUC, WAT, WND, GEO, or SUN)
EXCLUDE | VA | Reusens | 3779 | 2 | WAT | HY | 2.5 |  | Electric Utility | N | Non Combustion (NUC, WAT, WND, GEO, or SUN)
EXCLUDE | VA | Reusens | 3779 | 3 | WAT | HY | 2.5 |  | Electric Utility | N | Non Combustion (NUC, WAT, WND, GEO, or SUN)
EXCLUDE | VA | Reusens | 3779 | 4 | WAT | HY | 2.5 |  | Electric Utility | N | Non Combustion (NUC, WAT, WND, GEO, or SUN)
EXCLUDE | VA | Reusens | 3779 | 5 | WAT | HY | 2.5 |  | Electric Utility | N | Non Combustion (NUC, WAT, WND, GEO, or SUN)
EXCLUDE | VA | Bayview | 3782 | BAYV | DFO | IC | 2 |  | IPP Non-CHP | N | Internal Combustion (PRMVR=IC)
EXCLUDE | VA | Bayview | 3782 | BYV2 | DFO | IC | 2 |  | IPP Non-CHP | N | Internal Combustion (PRMVR=IC)
EXCLUDE | VA | Bayview | 3782 | BYV3 | DFO | IC | 2 |  | IPP Non-CHP | N | Internal Combustion (PRMVR=IC)
EXCLUDE | VA | Bayview | 3782 | BYV4 | DFO | IC | 2 |  | IPP Non-CHP | N | Internal Combustion (PRMVR=IC)
EXCLUDE | VA | Bayview | 3782 | BYV5 | DFO | IC | 2 |  | IPP Non-CHP | N | Internal Combustion (PRMVR=IC)
EXCLUDE | VA | Bayview | 3782 | BYV6 | DFO | IC | 2 |  | IPP Non-CHP | N | Internal Combustion (PRMVR=IC)
EXCLUDE | VA | Chesapeake | 3803 | 10 | DFO | GT | 23.8 |  | Electric Utility | N | Simple Cycle Turbine (PRMVR=GT or OT) unit under 25MW
EXCLUDE | VA | Chesapeake | 3803 | 7 | DFO | GT | 23.8 |  | Electric Utility | N | Simple Cycle Turbine (PRMVR=GT or OT) unit under 25MW
EXCLUDE | VA | Chesapeake | 3803 | 8 | DFO | GT | 23.8 |  | Electric Utility | N | Simple Cycle Turbine (PRMVR=GT or OT) unit under 25MW
EXCLUDE | VA | Chesapeake | 3803 | 9 | DFO | GT | 23.8 |  | Electric Utility | N | Simple Cycle Turbine (PRMVR=GT or OT) unit under 25MW
EXCLUDE | VA | Possum Point | 3804 | 1 | RFO | ST | 69 |  | Electric Utility | N | Status of operation (IP,L,P,T,or U) or Retired before 2012
EXCLUDE | VA | Possum Point | 3804 | 2 | RFO | ST | 69 |  | Electric Utility | N | Status of operation (IP,L,P,T,or U) or Retired before 2012
NGCC | WA | Transalta Centralia Generation | 3845 | 30 | NG | CC | 60.5 |  | IPP Non-CHP | N
NGCC | WA | Transalta Centralia Generation | 3845 | 40 | NG | CC | 60.5 |  | IPP Non-CHP | N
NGCC | WA | Transalta Centralia Generation | 3845 | 50 | NG | CC | 60.5 |  | IPP Non-CHP | N
NGCC | WA | Transalta Centralia Generation | 3845 | 60 | NG | CC | 60.5 |  | IPP Non-CHP | N
NGCC | WA | Transalta Centralia Generation | 3845 | 70 | NG | CC | 80 |  | IPP Non-CHP | N
EXCLUDE | WA | Condit | 3846 | 1 | WAT | HY | 7 |  | Electric Utility | N | Non Combustion (NUC, WAT, WND, GEO, or SUN)
EXCLUDE | WA | Condit | 3846 | 2 | WAT | HY | 6.7 |  | Electric Utility | N | Non Combustion (NUC, WAT, WND, GEO, or SUN)
EXCLUDE | WA | Crystal Mountain | 3853 | 1 | DFO | IC | 2.7 |  | Electric Utility | N | Internal Combustion (PRMVR=IC)
EXCLUDE | WA | Lower Baker | 3855 | 4 | WAT | HY | 32.4 |  | Electric Utility | N | Non Combustion (NUC, WAT, WND, GEO, or SUN)
EXCLUDE | WA | Snoqualmie | 3860 | 1 | WAT | HY | 1.5 |  | Electric Utility | N | Non Combustion (NUC, WAT, WND, GEO, or SUN)
EXCLUDE | WA | Snoqualmie | 3860 | 2 | WAT | HY | 1.8 |  | Electric Utility | N | Non Combustion (NUC, WAT, WND, GEO, or SUN)
EXCLUDE | WA | Snoqualmie | 3860 | 3 | WAT | HY | 1.5 |  | Electric Utility | N | Non Combustion (NUC, WAT, WND, GEO, or SUN)
EXCLUDE | WA | Snoqualmie | 3860 | 4 | WAT | HY | 1.5 |  | Electric Utility | N | Non Combustion (NUC, WAT, WND, GEO, or SUN)
EXCLUDE | WA | Snoqualmie | 3860 | 5 | WAT | HY | 5.6 |  | Electric Utility | N | Non Combustion (NUC, WAT, WND, GEO, or SUN)
EXCLUDE | WA | White River | 3862 | 1 | WAT | HY | 15 |  | Electric Utility | N | Non Combustion (NUC, WAT, WND, GEO, or SUN)
EXCLUDE | WA | White River | 3862 | 2 | WAT | HY | 15 |  | Electric Utility | N | Non Combustion (NUC, WAT, WND, GEO, or SUN)
EXCLUDE | WA | White River | 3862 | 3 | WAT | HY | 20 |  | Electric Utility | N | Non Combustion (NUC, WAT, WND, GEO, or SUN)
EXCLUDE | WA | White River | 3862 | 4 | WAT | HY | 20 |  | Electric Utility | N | Non Combustion (NUC, WAT, WND, GEO, or SUN)
EXCLUDE | WA | Wanapum | 3888 | 10A | WAT | HY | 122 |  | Electric Utility | N | Non Combustion (NUC, WAT, WND, GEO, or SUN)
EXCLUDE | WA | Wanapum | 3888 | 1A | WAT | HY | 122 |  | Electric Utility | N | Non Combustion (NUC, WAT, WND, GEO, or SUN)
EXCLUDE | WA | Wanapum | 3888 | 3A | WAT | HY | 122 |  | Electric Utility | N | Non Combustion (NUC, WAT, WND, GEO, or SUN)
EXCLUDE | WA | Wanapum | 3888 | 4A | WAT | HY | 122 |  | Electric Utility | N | Non Combustion (NUC, WAT, WND, GEO, or SUN)
EXCLUDE | WA | Wanapum | 3888 | 5 | WAT | HY | 103.8 |  | Electric Utility | N | Non Combustion (NUC, WAT, WND, GEO, or SUN)
EXCLUDE | WA | Wanapum | 3888 | 6A | WAT | HY | 122 |  | Electric Utility | N | Non Combustion (NUC, WAT, WND, GEO, or SUN)
EXCLUDE | WA | Wanapum | 3888 | 7 | WAT | HY | 103.8 |  | Electric Utility | N | Non Combustion (NUC, WAT, WND, GEO, or SUN)
EXCLUDE | WA | Wanapum | 3888 | 8A | WAT | HY | 122 |  | Electric Utility | N | Non Combustion (NUC, WAT, WND, GEO, or SUN)
EXCLUDE | WA | Wanapum | 3888 | 9A | WAT | HY | 122 |  | Electric Utility | N | Non Combustion (NUC, WAT, WND, GEO, or SUN)
EXCLUDE | WA | Steam plant | 3920 | 1 | WDS | ST | 25 |  | Electric Utility | N | Non Fossil fuel type
EXCLUDE | WA | Steam plant | 3920 | 2 | WDS | ST | 25 |  | Electric Utility | N | Non Fossil fuel type
COALST | WV | Philip Sporn | 3938 | 5 | BIT | ST | 495.5 |  | Electric Utility | N
EXCLUDE | WI | Biron | 3971 | 8 | WAT | HY | 0.4 |  | Electric Utility | N | Non Combustion (NUC, WAT, WND, GEO, or SUN)
EXCLUDE | WI | Gordon | 3976 | 3 | DFO | IC | 0.7 |  | Electric Utility | N | Internal Combustion (PRMVR=IC)
EXCLUDE | WI | Gordon | 3976 | 4 | DFO | IC | 0.7 |  | Electric Utility | N | Internal Combustion (PRMVR=IC)
EXCLUDE | WI | Gordon | 3976 | 5 | DFO | IC | 2.8 |  | Electric Utility | N | Internal Combustion (PRMVR=IC)
EXCLUDE | WI | Gordon | 3976 | 6 | DFO | IC | 2.8 |  | Electric Utility | N | Internal Combustion (PRMVR=IC)
EXCLUDE | WI | Bay Front | 3982 | 5 | WDS | ST | 20 |  | Electric Utility | N | Non Fossil fuel type
EXCLUDE | WI | Bay Front | 3982 | 6 | WDS | ST | 27.2 |  | Electric Utility | N | Non Fossil fuel type
EXCLUDE | WI | Blount Street | 3992 | 1 | BIT | ST | 10 |  | Electric Utility | N | Steam unit (PRMVR=ST) under 25MW/250 MMBtu/hr
EXCLUDE | WI | Blount Street | 3992 | 3 | BIT | ST | 34.5 |  | Electric Utility | N | Status of operation (IP,L,P,T,or U) or Retired before 2012
EXCLUDE | WI | Blount Street | 3992 | 4 | BIT | ST | 20 |  | Electric Utility | N | Steam unit (PRMVR=ST) under 25MW/250 MMBtu/hr
EXCLUDE | WI | Blount Street | 3992 | 5 | BIT | ST | 23 |  | Electric Utility | N | Steam unit (PRMVR=ST) under 25MW/250 MMBtu/hr
EXCLUDE | WI | Grimh | 3996 | 1 | WAT | HY | 0.1 |  | Electric Utility | N | Non Combustion (NUC, WAT, WND, GEO, or SUN)
EXCLUDE | WI | Grimh | 3996 | 3 | WAT | HY | 0.2 |  | Electric Utility | N | Non Combustion (NUC, WAT, WND, GEO, or SUN)
EXCLUDE | WI | Grimh | 3996 | IC1 | DFO | IC | 0.8 |  | Electric Utility | N | Internal Combustion (PRMVR=IC)
EXCLUDE | WI | Dells | 4002 | 6 | WAT | HY | 0.5 |  | Electric Utility | N | Non Combustion (NUC, WAT, WND, GEO, or SUN)
EXCLUDE | WI | Dells | 4002 | 7 | WAT | HY | 0.7 |  | Electric Utility | N | Non Combustion (NUC, WAT, WND, GEO, or SUN)
EXCLUDE | WI | Frederic Diesel | 4020 | 10 | DFO | IC | 2.5 |  | Electric Utility | N | Internal Combustion (PRMVR=IC)
EXCLUDE | WI | Frederic Diesel | 4020 | 2 | DFO | IC | 0.7 |  | Electric Utility | N | Internal Combustion (PRMVR=IC)
EXCLUDE | WI | Frederic Diesel | 4020 | 3 | DFO | IC | 0.7 |  | Electric Utility | N | Internal Combustion (PRMVR=IC)
EXCLUDE | WI | Frederic Diesel | 4020 | 4 | DFO | IC | 0.7 |  | Electric Utility | N | Internal Combustion (PRMVR=IC)
EXCLUDE | WI | Frederic Diesel | 4020 | 5 | DFO | IC | 0.6 |  | Electric Utility | N | Internal Combustion (PRMVR=IC)
EXCLUDE | WI | Frederic Diesel | 4020 | 6 | DFO | IC | 1.8 |  | Electric Utility | N | Internal Combustion (PRMVR=IC)
EXCLUDE | WI | Frederic Diesel | 4020 | 7 | DFO | IC | 1.7 |  | Electric Utility | N | Internal Combustion (PRMVR=IC)
EXCLUDE | WI | Frederic Diesel | 4020 | 8 | DFO | IC | 2.5 |  | Electric Utility | N | Internal Combustion (PRMVR=IC)
EXCLUDE | WI | Frederic Diesel | 4020 | 9 | DFO | IC | 2.5 |  | Electric Utility | N | Internal Combustion (PRMVR=IC)
EXCLUDE | WI | Grantsburg Diesel | 4021 | 1A | DFO | IC | 0.7 |  | Electric Utility | N | Internal Combustion (PRMVR=IC)
EXCLUDE | WI | Grantsburg Diesel | 4021 | 2 | DFO | IC | 0.7 |  | Electric Utility | N | Internal Combustion (PRMVR=IC)
EXCLUDE | WI | Grantsburg Diesel | 4021 | 3 | DFO | IC | 1 |  | Electric Utility | N | Internal Combustion (PRMVR=IC)
EXCLUDE | WI | Grantsburg Diesel | 4021 | 4 | DFO | IC | 2.2 |  | Electric Utility | N | Internal Combustion (PRMVR=IC)
EXCLUDE | WI | Grantsburg Diesel | 4021 | 8 | DFO | IC | 1.8 |  | Electric Utility | N | Internal Combustion (PRMVR=IC)
EXCLUDE | WI | Port Washington Generating Station | 4040 | 1 | BIT | ST | 80 |  | Electric Utility | N | Status of operation (IP,L,P,T,or U) or Retired before 2012
EXCLUDE | WI | Port Washington Generating Station | 4040 | 2 | BIT | ST | 80 |  | Electric Utility | N | Status of operation (IP,L,P,T,or U) or Retired before 2012
EXCLUDE | WI | Port Washington Generating Station | 4040 | 3 | BIT | ST | 80 |  | Electric Utility | N | Status of operation (IP,L,P,T,or U) or Retired before 2012
EXCLUDE | WI | Port Washington Generating Station | 4040 | 4 | BIT | ST | 80 |  | Electric Utility | N | Status of operation (IP,L,P,T,or U) or Retired before 2012
EXCLUDE | WI | Port Washington Generating Station | 4040 | 6 | DFO | GT | 19.6 |  | Electric Utility | N | Simple Cycle Turbine (PRMVR=GT or OT) unit under 25MW
EXCLUDE | WI | South Oak Creek | 4041 | 9 | NG | GT | 19.6 |  | Electric Utility | N | Simple Cycle Turbine (PRMVR=GT or OT) unit under 25MW
EXCLUDE | WI | Valley | 4042 | 3 | DFO | IC | 2.7 |  | Electric Utility | N | Internal Combustion (PRMVR=IC)
EXCLUDE | WI | Blackhawk | 4048 | 3 | NG | ST | 25 |  | Electric Utility | N | Status of operation (IP,L,P,T,or U) or Retired before 2012
EXCLUDE | WI | Blackhawk | 4048 | 4 | NG | ST | 25 |  | Electric Utility | N | Status of operation (IP,L,P,T,or U) or Retired before 2012
EXCLUDE | WI | Rock River | 4057 | 1 | NG | ST | 75 |  | Electric Utility | N | Status of operation (IP,L,P,T,or U) or Retired before 2012
EXCLUDE | WI | Rock River | 4057 | 2 | NG | ST | 75 |  | Electric Utility | N | Status of operation (IP,L,P,T,or U) or Retired before 2012
EXCLUDE | WI | Eagle River | 4062 | 1 | DFO | IC | 2 |  | Electric Utility | N | Internal Combustion (PRMVR=IC)
EXCLUDE | WI | Eagle River | 4062 | 2 | DFO | IC | 2 |  | Electric Utility | N | Internal Combustion (PRMVR=IC)
EXCLUDE | WI | Hat Rapids | 4064 | 2 | WAT | HY | 0.5 |  | Electric Utility | N | Non Combustion (NUC, WAT, WND, GEO, or SUN)
EXCLUDE | WI | Hat Rapids | 4064 | 3 | WAT | HY | 0.4 |  | Electric Utility | N | Non Combustion (NUC, WAT, WND, GEO, or SUN)
EXCLUDE | WI | Pulliam | 4072 | 3 | SUB | ST | 30 |  | Electric Utility | N | Status of operation (IP,L,P,T,or U) or Retired before 2012
EXCLUDE | WI | Pulliam | 4072 | 4 | SUB | ST | 30 |  | Electric Utility | N | Status of operation (IP,L,P,T,or U) or Retired before 2012
EXCLUDE | WI | Pulliam | 4072 | GT1 | NG | GT | 85 |  | Electric Utility | N | Status of operation (IP,L,P,T,or U) or Retired before 2012
EXCLUDE | WI | Pulliam | 4072 | GT2 | NG | GT | 85 |  | Electric Utility | N | Status of operation (IP,L,P,T,or U) or Retired before 2012
EXCLUDE | WI | Arcadia Electric | 4100 | 1 | DFO | IC | 1.3 |  | Electric Utility | N | Internal Combustion (PRMVR=IC)
EXCLUDE | WI | Arcadia Electric | 4100 | 10 | DFO | IC | 2 |  | Electric Utility | N | Internal Combustion (PRMVR=IC)
EXCLUDE | WI | Arcadia Electric | 4100 | 2 | DFO | IC | 1 |  | Electric Utility | N | Internal Combustion (PRMVR=IC)
EXCLUDE | WI | Arcadia Electric | 4100 | 3 | DFO | IC | 0.4 |  | Electric Utility | N | Internal Combustion (PRMVR=IC)
EXCLUDE | WI | Arcadia Electric | 4100 | 4 | DFO | IC | 0.2 |  | Electric Utility | N | Internal Combustion (PRMVR=IC)
EXCLUDE | WI | Arcadia Electric | 4100 | 5 | NG | IC | 3 |  | Electric Utility | N | Internal Combustion (PRMVR=IC)
EXCLUDE | WI | Arcadia Electric | 4100 | 6 | NG | IC | 3 |  | Electric Utility | N | Internal Combustion (PRMVR=IC)
EXCLUDE | WI | Arcadia Electric | 4100 | 7 | DFO | IC | 2 |  | Electric Utility | N | Internal Combustion (PRMVR=IC)
EXCLUDE | WI | Arcadia Electric | 4100 | 8 | DFO | IC | 2 |  | Electric Utility | N | Internal Combustion (PRMVR=IC)
EXCLUDE | WI | Arcadia Electric | 4100 | 9 | DFO | IC | 2 |  | Electric Utility | N | Internal Combustion (PRMVR=IC)
EXCLUDE | WI | Barron | 4102 | 1A | DFO | IC | 1.1 |  | Electric Utility | N | Internal Combustion (PRMVR=IC)
EXCLUDE | WI | Barron | 4102 | 2A | DFO | IC | 1.1 |  | Electric Utility | N | Internal Combustion (PRMVR=IC)
EXCLUDE | WI | Barron | 4102 | 3A | DFO | IC | 1.1 |  | Electric Utility | N | Internal Combustion (PRMVR=IC)
EXCLUDE | WI | Barron | 4102 | 4 | DFO | IC | 1.1 |  | Electric Utility | N | Internal Combustion (PRMVR=IC)
EXCLUDE | WI | Barron | 4102 | 7 | DFO | IC | 0.8 |  | Electric Utility | N | Internal Combustion (PRMVR=IC)
EXCLUDE | WI | Barron | 4102 | 8 | DFO | IC | 1.3 |  | Electric Utility | N | Internal Combustion (PRMVR=IC)
EXCLUDE | WI | Barron | 4102 | 9 | DFO | IC | 2 |  | Electric Utility | N | Internal Combustion (PRMVR=IC)
EXCLUDE | WI | Cashton | 4107 | 3 | DFO | IC | 0.4 |  | Electric Utility | N | Internal Combustion (PRMVR=IC)
EXCLUDE | WI | Cashton | 4107 | 4 | DFO | IC | 0.3 |  | Electric Utility | N | Internal Combustion (PRMVR=IC)
EXCLUDE | WI | Cashton | 4107 | 5 | NG | IC | 1.1 |  | Electric Utility | N | Internal Combustion (PRMVR=IC)
EXCLUDE | WI | Cashton | 4107 | 6 | DFO | IC | 2 |  | Electric Utility | N | Internal Combustion (PRMVR=IC)
EXCLUDE | WI | Cumberland | 4112 | 1 | DFO | IC | 0.7 |  | Electric Utility | N | Internal Combustion (PRMVR=IC)
EXCLUDE | WI | Cumberland | 4112 | 2 | DFO | IC | 0.3 |  | Electric Utility | N | Internal Combustion (PRMVR=IC)
EXCLUDE | WI | Cumberland | 4112 | 3 | DFO | IC | 0.3 |  | Electric Utility | N | Internal Combustion (PRMVR=IC)
EXCLUDE | WI | Cumberland | 4112 | 4 | DFO | IC | 1.3 |  | Electric Utility | N | Internal Combustion (PRMVR=IC)
EXCLUDE | WI | Cumberland | 4112 | 5 | NG | IC | 2 |  | Electric Utility | N | Internal Combustion (PRMVR=IC)
EXCLUDE | WI | Cumberland | 4112 | 6 | DFO | IC | 7.2 |  | Electric Utility | N | Internal Combustion (PRMVR=IC)
EXCLUDE | WI | Cumberland | 4112 | 7 | NG | IC | 6.6 |  | Electric Utility | N | Internal Combustion (PRMVR=IC)
EXCLUDE | WI | Cumberland | 4112 | 8 | NG | IC | 3.5 |  | Electric Utility | N | Internal Combustion (PRMVR=IC)
EXCLUDE | WI | Elroy | 4113 | 1A | DFO | IC | 2.3 |  | Electric Utility | N | Internal Combustion (PRMVR=IC)
EXCLUDE | WI | Elroy | 4113 | 2A | DFO | IC | 2.3 |  | Electric Utility | N | Internal Combustion (PRMVR=IC)
EXCLUDE | WI | Elroy | 4113 | 5 | DFO | IC | 2 |  | Electric Utility | N | Internal Combustion (PRMVR=IC)
EXCLUDE | WI | Fennimore | 4114 | 4 | DFO | IC | 1.1 |  | Electric Utility | N | Internal Combustion (PRMVR=IC)
EXCLUDE | WI | Fennimore | 4114 | 5 | DFO | IC | 0.9 |  | Electric Utility | N | Internal Combustion (PRMVR=IC)
EXCLUDE | WI | Fennimore | 4114 | 6 | DFO | IC | 1.8 |  | Electric Utility | N | Internal Combustion (PRMVR=IC)
EXCLUDE | WI | Fennimore | 4114 | 7 | DFO | IC | 1.8 |  | Electric Utility | N | Internal Combustion (PRMVR=IC)
EXCLUDE | WI | Fennimore | 4114 | 8 | DFO | IC | 1.8 |  | Electric Utility | N | Internal Combustion (PRMVR=IC)
EXCLUDE | WI | La Farge | 4124 | 2A | DFO | IC | 1.5 |  | Electric Utility | N | Internal Combustion (PRMVR=IC)
EXCLUDE | WI | Manitowoc | 4125 | 2 | BIT | ST | 5 |  | Electric Utility | Y | Steam unit (PRMVR=ST) under 25MW/250 MMBtu/hr
EXCLUDE | WI | Manitowoc | 4125 | 3 | BIT | ST | 10 |  | Electric Utility | N | Steam unit (PRMVR=ST) under 25MW/250 MMBtu/hr
EXCLUDE | WI | Manitowoc | 4125 | 4 | PC | ST | 10 |  | Electric Utility | Y | Steam unit (PRMVR=ST) under 25MW/250 MMBtu/hr
EXCLUDE | WI | Manitowoc | 4125 | 8 | PC | ST | 60 |  | Electric Utility | N | Status of operation (IP,L,P,T,or U) or Retired before 2012
EXCLUDE | WI | Manitowoc | 4125 | IC1 | NG | IC | 5.5 |  | Electric Utility | N | Internal Combustion (PRMVR=IC)
EXCLUDE | WI | Manitowoc | 4125 | IC2 | NG | IC | 5.5 |  | Electric Utility | N | Internal Combustion (PRMVR=IC)
EXCLUDE | WI | Menasha | 4127 | 3 | SUB | ST | 7.5 |  | IPP CHP | Y | Steam unit (PRMVR=ST) under 25MW/250 MMBtu/hr
EXCLUDE | WI | Menasha | 4127 | 4 | SUB | ST | 13.6 |  | IPP CHP | Y | Steam unit (PRMVR=ST) under 25MW/250 MMBtu/hr
EXCLUDE | WI | Menasha | 4127 | 5 | SUB | ST | 6.9 |  | IPP CHP | Y | Steam unit (PRMVR=ST) under 25MW/250 MMBtu/hr
EXCLUDE | WI | Menasha | 4127 | IC1 | DFO | IC | 1 |  | IPP CHP | Y | Internal Combustion (PRMVR=IC)
EXCLUDE | WI | New Lisbon | 4130 | 1 | DFO | IC | 0.1 |  | Electric Utility | N | Internal Combustion (PRMVR=IC)
EXCLUDE | WI | New Lisbon | 4130 | 2 | DFO | IC | 1.3 |  | Electric Utility | N | Internal Combustion (PRMVR=IC)
EXCLUDE | WI | New Lisbon | 4130 | 3 | DFO | IC | 0.2 |  | Electric Utility | N | Internal Combustion (PRMVR=IC)
EXCLUDE | WI | New Lisbon | 4130 | 4 | DFO | IC | 0.3 |  | Electric Utility | N | Internal Combustion (PRMVR=IC)
EXCLUDE | WI | New Lisbon | 4130 | 5 | DFO | IC | 2.4 |  | Electric Utility | N | Internal Combustion (PRMVR=IC)
EXCLUDE | WI | New Lisbon | 4130 | 6 | DFO | IC | 2.3 |  | Electric Utility | N | Internal Combustion (PRMVR=IC)
EXCLUDE | WI | New Lisbon | 4130 | 7 | DFO | IC | 2.3 |  | Electric Utility | N | Internal Combustion (PRMVR=IC)
EXCLUDE | WI | Viola | 4139 | 1 | DFO | IC | 0.4 |  | Electric Utility | N | Internal Combustion (PRMVR=IC)
EXCLUDE | WI | Viola | 4139 | 2 | DFO | IC | 0.7 |  | Electric Utility | N | Internal Combustion (PRMVR=IC)
EXCLUDE | WI | Viola | 4139 | 3 | DFO | IC | 1.8 |  | Electric Utility | N | Internal Combustion (PRMVR=IC)
EXCLUDE | WI | Alma | 4140 | 1 | BIT | ST | 15 |  | Electric Utility | N | Steam unit (PRMVR=ST) under 25MW/250 MMBtu/hr
EXCLUDE | WI | Alma | 4140 | 2 | BIT | ST | 15 |  | Electric Utility | N | Steam unit (PRMVR=ST) under 25MW/250 MMBtu/hr
EXCLUDE | WI | Washington Island | 4148 | 2 | DFO | IC | 0.1 |  | Electric Utility | N | Internal Combustion (PRMVR=IC)
EXCLUDE | WI | Washington Island | 4148 | 3 | DFO | IC | 0.1 |  | Electric Utility | N | Internal Combustion (PRMVR=IC)
EXCLUDE | WI | Washington Island | 4148 | 4 | DFO | IC | 0.2 |  | Electric Utility | N | Internal Combustion (PRMVR=IC)
EXCLUDE | WI | Washington Island | 4148 | 5 | DFO | IC | 0.5 |  | Electric Utility | N | Internal Combustion (PRMVR=IC)
EXCLUDE | WI | Washington Island | 4148 | 6 | DFO | IC | 0.9 |  | Electric Utility | N | Internal Combustion (PRMVR=IC)
EXCLUDE | WI | Washington Island | 4148 | 7 | DFO | IC | 1.6 |  | Electric Utility | N | Internal Combustion (PRMVR=IC)
EXCLUDE | WI | Washington Island | 4148 | 8 | DFO | IC | 1.6 |  | Electric Utility | N | Internal Combustion (PRMVR=IC)
EXCLUDE | TX | Powerlane Plant | 4195 | EP | NG | IC | 8.4 |  | Electric Utility | N | Internal Combustion (PRMVR=IC)
EXCLUDE | TX | Powerlane Plant | 4195 | EP2 | NG | IC | 8.4 |  | Electric Utility | N | Internal Combustion (PRMVR=IC)
EXCLUDE | TX | Powerlane Plant | 4195 | EP3 | NG | IC | 8.4 |  | Electric Utility | N | Internal Combustion (PRMVR=IC)
EXCLUDE | UT | Logan City | 4251 | IC2 | DFO | IC | 0.1 |  | Electric Utility | N | Internal Combustion (PRMVR=IC)
EXCLUDE | UT | Logan City | 4251 | IC3 | DFO | IC | 0.1 |  | Electric Utility | N | Internal Combustion (PRMVR=IC)
EXCLUDE | UT | Logan City | 4251 | IC4 | DFO | IC | 1.2 |  | Electric Utility | N | Internal Combustion (PRMVR=IC)
EXCLUDE | UT | Logan City | 4251 | IC5A | DFO | IC | 1 |  | Electric Utility | N | Internal Combustion (PRMVR=IC)
EXCLUDE | UT | Logan City | 4251 | IC5B | DFO | IC | 1 |  | Electric Utility | N | Internal Combustion (PRMVR=IC)
EXCLUDE | UT | Logan City | 4251 | IC6 | DFO | IC | 2.2 |  | Electric Utility | N | Internal Combustion (PRMVR=IC)
EXCLUDE | MD | Easton 2 | 4257 | 201 | DFO | IC | 1.5 |  | Electric Utility | N | Internal Combustion (PRMVR=IC)
EXCLUDE | MD | Easton 2 | 4257 | 202 | DFO | IC | 1.5 |  | Electric Utility | N | Internal Combustion (PRMVR=IC)
EXCLUDE | MD | Easton 2 | 4257 | 21 | DFO | IC | 6.2 |  | Electric Utility | N | Internal Combustion (PRMVR=IC)
EXCLUDE | MD | Easton 2 | 4257 | 22 | DFO | IC | 6.2 |  | Electric Utility | N | Internal Combustion (PRMVR=IC)
EXCLUDE | MD | Easton 2 | 4257 | 23 | RFO | IC | 6.3 |  | Electric Utility | N | Internal Combustion (PRMVR=IC)
EXCLUDE | MD | Easton 2 | 4257 | 24 | RFO | IC | 6.3 |  | Electric Utility | N | Internal Combustion (PRMVR=IC)
EXCLUDE | MI | Endicott Station | 4259 | 2 | DFO | IC | 1.6 |  | Electric Utility | N | Internal Combustion (PRMVR=IC)
EXCLUDE | MI | Endicott Station | 4259 | 3 | DFO | IC | 1.6 |  | Electric Utility | N | Internal Combustion (PRMVR=IC)
EXCLUDE | UT | Joes Valley Dam | 4264 | NA1 | WAT | HY | 1.2 |  | Electric Utility | N | Non Combustion (NUC, WAT, WND, GEO, or SUN)
EXCLUDE | UT | Joes Valley Dam | 4264 | NA2 | WAT | HY | 1.2 |  | Electric Utility | N | Non Combustion (NUC, WAT, WND, GEO, or SUN)
EXCLUDE | UT | Joes Valley Dam | 4264 | NA3 | WAT | HY | 1 |  | Electric Utility | N | Non Combustion (NUC, WAT, WND, GEO, or SUN)
EXCLUDE | TX | Spencer | 4266 | 1 | NG | ST | 12.6 |  | Electric Utility | N | Steam unit (PRMVR=ST) under 25MW/250 MMBtu/hr
EXCLUDE | TX | Spencer | 4266 | 2 | NG | ST | 12.6 |  | Electric Utility | N | Steam unit (PRMVR=ST) under 25MW/250 MMBtu/hr
EXCLUDE | TX | Spencer | 4266 | 3 | NG | ST | 22 |  | Electric Utility | N | Steam unit (PRMVR=ST) under 25MW/250 MMBtu/hr
EXCLUDE | TX | Thomas C Ferguson | 4937 | CT-1 | NG | CC | 182 |  | Electric Utility | Y | Status of operation (IP,L,P,T,or U) or Retired before 2012
EXCLUDE | TX | Thomas C Ferguson | 4937 | CT-2 | NG | CC | 182 |  | Electric Utility | Y | Status of operation (IP,L,P,T,or U) or Retired before 2012
EXCLUDE | TX | Thomas C Ferguson | 4937 | STG | NG | CC | 195 |  | Electric Utility | N | Status of operation (IP,L,P,T,or U) or Retired before 2012
EXCLUDE | OK | Riverside | 4940 | IC1 | DFO | IC | 2.7 |  | Electric Utility | N | Internal Combustion (PRMVR=IC)
EXCLUDE | CA | Olive | 6013 | O3 | NG | GT | 24.4 |  | Electric Utility | N | Simple Cycle Turbine (PRMVR=GT or OT) unit under 25MW
EXCLUDE | CA | Olive | 6013 | O4 | NG | GT | 37.8 |  | Electric Utility | N | Status of operation (IP,L,P,T,or U) or Retired before 2012
EXCLUDE | IL | Collins | 6025 | 1 | NG | ST | 544.9 |  | IPP Non-CHP | N | Status of operation (IP,L,P,T,or U) or Retired before 2012
EXCLUDE | IL | Collins | 6025 | 2 | NG | ST | 544.9 |  | IPP Non-CHP | N | Status of operation (IP,L,P,T,or U) or Retired before 2012
EXCLUDE | IL | Collins | 6025 | 3 | NG | ST | 518.9 |  | IPP Non-CHP | N | Status of operation (IP,L,P,T,or U) or Retired before 2012
EXCLUDE | IL | Collins | 6025 | 4 | NG | ST | 520.7 |  | IPP Non-CHP | N | Status of operation (IP,L,P,T,or U) or Retired before 2012
EXCLUDE | IL | Collins | 6025 | 5 | NG | ST | 520.7 |  | IPP Non-CHP | N | Status of operation (IP,L,P,T,or U) or Retired before 2012
EXCLUDE | ND | Coal Creek | 6030 | 3 | DFO | IC | 2 |  | Electric Utility | N | Internal Combustion (PRMVR=IC)
EXCLUDE | MI | Belle River | 6034 | 3 | DFO | IC | 2.7 |  | Electric Utility | N | Internal Combustion (PRMVR=IC)
EXCLUDE | MI | Belle River | 6034 | 4 | DFO | IC | 2.7 |  | Electric Utility | N | Internal Combustion (PRMVR=IC)
EXCLUDE | MI | Belle River | 6034 | 5 | DFO | IC | 2.7 |  | Electric Utility | N | Internal Combustion (PRMVR=IC)
EXCLUDE | MI | Belle River | 6034 | IC1 | DFO | IC | 2.7 |  | Electric Utility | N | Internal Combustion (PRMVR=IC)
EXCLUDE | MI | Belle River | 6034 | IC2 | DFO | IC | 2.7 |  | Electric Utility | N | Internal Combustion (PRMVR=IC)
EXCLUDE | FL | Martin | 6043 | 5CC | NG | CC | 448 |  | Electric Utility | N | Status of operation (IP,L,P,T,or U) or Retired before 2012
EXCLUDE | FL | Martin | 6043 | 5CW | NG | CC | 429 |  | Electric Utility | N | Status of operation (IP,L,P,T,or U) or Retired before 2012
EXCLUDE | FL | Martin | 6043 | 6CC | NG | CC | 448 |  | Electric Utility | N | Status of operation (IP,L,P,T,or U) or Retired before 2012
EXCLUDE | FL | Martin | 6043 | 6CW | NG | CC | 429 |  | Electric Utility | N | Status of operation (IP,L,P,T,or U) or Retired before 2012
EXCLUDE | MA | Deerfield 2 | 6047 | GEN1 | WAT | HY | 1.6 |  | IPP Non-CHP | N | Non Combustion (NUC, WAT, WND, GEO, or SUN)
EXCLUDE | MA | Deerfield 2 | 6047 | GEN2 | WAT | HY | 1.6 |  | IPP Non-CHP | N | Non Combustion (NUC, WAT, WND, GEO, or SUN)
EXCLUDE | MA | Deerfield 2 | 6047 | GEN3 | WAT | HY | 1.6 |  | IPP Non-CHP | N | Non Combustion (NUC, WAT, WND, GEO, or SUN)
EXCLUDE | MA | West Tisbury Generating Facility | 6049 | UN1 | DFO | IC | 2.7 |  | IPP Non-CHP | N | Internal Combustion (PRMVR=IC)
EXCLUDE | MA | West Tisbury Generating Facility | 6049 | UN2 | DFO | IC | 2.7 |  | IPP Non-CHP | N | Internal Combustion (PRMVR=IC)
EXCLUDE | LA | Big Cajun 2 | 6055 | BC24 | SUB | ST | 730 |  | Electric Utility/IPP Non-CHP | N | Status of operation (IP,L,P,T,or U) or Retired before 2012
EXCLUDE | KS | Nearman Creek | 6064 | 2 | SUB | ST | 261 |  | Electric Utility | N | Status of operation (IP,L,P,T,or U) or Retired before 2012
EXCLUDE | KS | Nearman Creek | 6064 | CT5 | NG | GT | 55 |  | Electric Utility | N | Status of operation (IP,L,P,T,or U) or Retired before 2012
EXCLUDE | MA | Stony Brook | 6081 | 3A | NG | CC | 302 |  | Electric Utility | N | Status of operation (IP,L,P,T,or U) or Retired before 2012
EXCLUDE | MA | Stony Brook | 6081 | BS#1 | DFO | IC | 2 |  | Electric Utility | N | Internal Combustion (PRMVR=IC)
EXCLUDE | MA | Stony Brook | 6081 | BS#2 | DFO | IC | 2 |  | Electric Utility | N | Internal Combustion (PRMVR=IC)
EXCLUDE | MA | Stony Brook | 6081 | CT4 | DFO | CC | 120 |  | Electric Utility | N | Status of operation (IP,L,P,T,or U) or Retired before 2012
EXCLUDE | MA | Stony Brook | 6081 | EDSI | DFO | IC | 0.6 |  | Electric Utility | N | Internal Combustion (PRMVR=IC)
EXCLUDE | OK | Sooner | 6095 | RR1 | SUB | ST | 950 |  | Electric Utility | N | Status of operation (IP,L,P,T,or U) or Retired before 2012
EXCLUDE | SD | Big Stone | 6098 | D1 | DFO | IC | 1 |  | Electric Utility | N | Internal Combustion (PRMVR=IC)
EXCLUDE | MA | Deerfield 4 | 6119 | GEN1 | WAT | HY | 1.6 |  | IPP Non-CHP | N | Non Combustion (NUC, WAT, WND, GEO, or SUN)
EXCLUDE | MA | Deerfield 4 | 6119 | GEN2 | WAT | HY | 1.6 |  | IPP Non-CHP | N | Non Combustion (NUC, WAT, WND, GEO, or SUN)
EXCLUDE | MA | Deerfield 4 | 6119 | GEN3 | WAT | HY | 1.6 |  | IPP Non-CHP | N | Non Combustion (NUC, WAT, WND, GEO, or SUN)
EXCLUDE | MA | Shrewsbury | 6125 | 1 | DFO | IC | 2.8 |  | Electric Utility | N | Internal Combustion (PRMVR=IC)
EXCLUDE | MA | Shrewsbury | 6125 | 2 | DFO | IC | 2.8 |  | Electric Utility | N | Internal Combustion (PRMVR=IC)
EXCLUDE | MA | Shrewsbury | 6125 | 3 | DFO | IC | 2.8 |  | Electric Utility | N | Internal Combustion (PRMVR=IC)
EXCLUDE | MA | Shrewsbury | 6125 | 4 | DFO | IC | 2.8 |  | Electric Utility | N | Internal Combustion (PRMVR=IC)
EXCLUDE | MA | Shrewsbury | 6125 | 5 | DFO | IC | 2.8 |  | Electric Utility | N | Internal Combustion (PRMVR=IC)
EXCLUDE | SC | V C Summer | 6127 | 2 | NUC | ST | 1100 |  | Electric Utility | N | Non Combustion (NUC, WAT, WND, GEO, or SUN)
EXCLUDE | SC | V C Summer | 6127 | 3 | NUC | ST | 1100 |  | Electric Utility | N | Non Combustion (NUC, WAT, WND, GEO, or SUN)
EXCLUDE | MO | Kansas City International | 6144 | 1 | NG | GT | 18 |  | Electric Utility | N | Simple Cycle Turbine (PRMVR=GT or OT) unit under 25MW
EXCLUDE | MO | Kansas City International | 6144 | 2 | NG | GT | 18 |  | Electric Utility | N | Simple Cycle Turbine (PRMVR=GT or OT) unit under 25MW
EXCLUDE | TX | Martin Lake | 6146 | 4 | SUB | ST | 800 |  | Electric Utility/IPP Non-CHP | N | Status of operation (IP,L,P,T,or U) or Retired before 2012
EXCLUDE | TX | Monticello | 6147 | 4 | SUB | ST | 800 |  | Electric Utility/IPP Non-CHP | N | Status of operation (IP,L,P,T,or U) or Retired before 2012
EXCLUDE | AL | Bellefonte | 6150 | DG-1 | DFO | IC | 7 |  | Electric Utility | N | Internal Combustion (PRMVR=IC)
EXCLUDE | AL | Bellefonte | 6150 | DG-2 | DFO | IC | 7 |  | Electric Utility | N | Internal Combustion (PRMVR=IC)
EXCLUDE | VA | North Anna | 6168 | HC1 | WAT | HY | 1 |  | Electric Utility | N | Non Combustion (NUC, WAT, WND, GEO, or SUN)
EXCLUDE | WI | Pleasant Prairie | 6170 | 3 | DFO | IC | 2 |  | Electric Utility | N | Internal Combustion (PRMVR=IC)
EXCLUDE | TX | Oak Grove | 6180 | 1 | LIG | ST | 800.8 |  | Electric Utility/IPP Non-CHP | N | Status of operation (IP,L,P,T,or U) or Retired before 2012
EXCLUDE | TX | Oak Grove | 6180 | 2 | LIG | ST | 800.8 |  | Electric Utility/IPP Non-CHP | N | Status of operation (IP,L,P,T,or U) or Retired before 2012
EXCLUDE | CO | Tacoma | 6206 | 3 | WAT | HY | 3.5 |  | Electric Utility | N | Non Combustion (NUC, WAT, WND, GEO, or SUN)
EXCLUDE | CA | Mobile GT | 6212 | 1 | DFO | GT | 13.3 |  | Electric Utility | N | Simple Cycle Turbine (PRMVR=GT or OT) unit under 25MW
EXCLUDE | CA | Mobile GT | 6212 | 2 | DFO | GT | 13.3 |  | Electric Utility | N | Simple Cycle Turbine (PRMVR=GT or OT) unit under 25MW
EXCLUDE | CA | Mobile GT | 6212 | 3 | DFO | GT | 13.3 |  | Electric Utility | N | Simple Cycle Turbine (PRMVR=GT or OT) unit under 25MW
EXCLUDE | IA | Durant | 6220 | 4 | DFO | IC | 0.5 |  | Electric Utility | N | Internal Combustion (PRMVR=IC)
EXCLUDE | IA | Durant | 6220 | 5 | DFO | IC | 0.5 |  | Electric Utility | N | Internal Combustion (PRMVR=IC)
EXCLUDE | IA | Durant | 6220 | 6A | DFO | IC | 2 |  | Electric Utility | N | Internal Combustion (PRMVR=IC)
EXCLUDE | IA | Durant | 6220 | 7 | DFO | IC | 1.8 |  | Electric Utility | N | Internal Combustion (PRMVR=IC)
EXCLUDE | IA | Durant | 6220 | 8 | DFO | IC | 2.6 |  | Electric Utility | N | Internal Combustion (PRMVR=IC)
EXCLUDE | NE | Mobile | 6229 | 1 | DFO | IC | 1 |  | Electric Utility | N | Internal Combustion (PRMVR=IC)
EXCLUDE | NE | Mobile | 6229 | 2 | DFO | IC | 1.6 |  | Electric Utility | N | Internal Combustion (PRMVR=IC)
EXCLUDE | NE | Mobile | 6229 | 3 | DFO | IC | 1 |  | Electric Utility | N | Internal Combustion (PRMVR=IC)
EXCLUDE | NE | Mobile | 6229 | 500 | DFO | IC | 0.5 |  | Electric Utility | N | Internal Combustion (PRMVR=IC)
EXCLUDE | WI | Apple River | 6231 | 2 | WAT | HY | 0.8 |  | Electric Utility | N | Non Combustion (NUC, WAT, WND, GEO, or SUN)
EXCLUDE | IL | Pittsfield | 6237 | 1 | DFO | IC | 1 |  | Electric Utility | N | Internal Combustion (PRMVR=IC)
EXCLUDE | IL | Pittsfield | 6237 | 2 | DFO | IC | 1 |  | Electric Utility | N | Internal Combustion (PRMVR=IC)
EXCLUDE | IL | Pittsfield | 6237 | 3 | DFO | IC | 1 |  | Electric Utility | N | Internal Combustion (PRMVR=IC)
EXCLUDE | IL | Pittsfield | 6237 | 4 | DFO | IC | 3 |  | Electric Utility | N | Internal Combustion (PRMVR=IC)
EXCLUDE | IL | Pittsfield | 6237 | 5 | DFO | IC | 3 |  | Electric Utility | N | Internal Combustion (PRMVR=IC)
EXCLUDE | GA | Wilson | 6258 | IC1 | DFO | IC | 2.6 |  | Electric Utility | N | Internal Combustion (PRMVR=IC)
EXCLUDE | WA | Swift 2 | 6265 | 21 | WAT | HY | 36 |  | Electric Utility | N | Non Combustion (NUC, WAT, WND, GEO, or SUN)
EXCLUDE | WA | Swift 2 | 6265 | 22 | WAT | HY | 36 |  | Electric Utility | N | Non Combustion (NUC, WAT, WND, GEO, or SUN)
EXCLUDE | AK | Kodiak | 6281 | 1 | DFO | IC | 2.5 |  | Electric Utility | N | Internal Combustion (PRMVR=IC)
EXCLUDE | AK | Kodiak | 6281 | 2 | DFO | IC | 5.2 |  | Electric Utility | N | Internal Combustion (PRMVR=IC)
EXCLUDE | AK | Kodiak | 6281 | 2c | DFO | IC | 4.4 |  | Electric Utility | N | Internal Combustion (PRMVR=IC)
EXCLUDE | AK | Kodiak | 6281 | 3 | DFO | IC | 5.2 |  | Electric Utility | N | Internal Combustion (PRMVR=IC)
EXCLUDE | AK | Kodiak | 6281 | 3c | DFO | IC | 4.4 |  | Electric Utility | N | Internal Combustion (PRMVR=IC)
EXCLUDE | AK | Kodiak | 6281 | 4 | DFO | IC | 7 |  | Electric Utility | N | Internal Combustion (PRMVR=IC)
EXCLUDE | AK | Kodiak | 6281 | 6 | DFO | IC | 2 |  | Electric Utility | N | Internal Combustion (PRMVR=IC)
EXCLUDE | AK | Kodiak | 6281 | 6A | DFO | IC | 2 |  | Electric Utility | N | Internal Combustion (PRMVR=IC)
EXCLUDE | AK | Kodiak | 6281 | 7 | DFO | IC | 2 |  | Electric Utility | N | Internal Combustion (PRMVR=IC)
EXCLUDE | AK | Kodiak | 6281 | 7A | DFO | IC | 2 |  | Electric Utility | N | Internal Combustion (PRMVR=IC)
EXCLUDE | AK | Kodiak | 6281 | 8 | DFO | IC | 2.6 |  | Electric Utility | N | Internal Combustion (PRMVR=IC)
EXCLUDE | AK | Kodiak | 6281 | 9 | DFO | IC | 2 |  | Electric Utility | N | Internal Combustion (PRMVR=IC)
EXCLUDE | AK | Port Lions | 6282 | 1 | DFO | IC | 0.3 |  | Electric Utility | N | Internal Combustion (PRMVR=IC)
EXCLUDE | AK | Port Lions | 6282 | 2 | DFO | IC | 0.3 |  | Electric Utility | N | Internal Combustion (PRMVR=IC)
EXCLUDE | AK | Port Lions | 6282 | 3 | DFO | IC | 0.2 |  | Electric Utility | N | Internal Combustion (PRMVR=IC)
EXCLUDE | AK | Port Lions | 6282 | 4 | DFO | IC | 0.2 |  | Electric Utility | N | Internal Combustion (PRMVR=IC)
EXCLUDE | AK | Seldovia | 6283 | 1 | DFO | IC | 0.3 |  | Electric Utility | N | Internal Combustion (PRMVR=IC)
EXCLUDE | AK | Seldovia | 6283 | 2 | DFO | IC | 0.6 |  | Electric Utility | N | Internal Combustion (PRMVR=IC)
EXCLUDE | AK | Seldovia | 6283 | 3 | DFO | IC | 0.6 |  | Electric Utility | N | Internal Combustion (PRMVR=IC)
EXCLUDE | AK | Seldovia | 6283 | 4 | DFO | IC | 0.6 |  | Electric Utility | N | Internal Combustion (PRMVR=IC)
EXCLUDE | AK | Seldovia | 6283 | 5 | DFO | IC | 1.2 |  | Electric Utility | N | Internal Combustion (PRMVR=IC)
EXCLUDE | AK | Seldovia | 6283 | 6 | DFO | IC | 1.2 |  | Electric Utility | N | Internal Combustion (PRMVR=IC)
EXCLUDE | AK | Fairbanks | 6286 | 5 | DFO | IC | 2.7 |  | Electric Utility | N | Internal Combustion (PRMVR=IC)
EXCLUDE | AK | Fairbanks | 6286 | 6 | DFO | IC | 2.7 |  | Electric Utility | N | Internal Combustion (PRMVR=IC)
EXCLUDE | AK | Healy | 6288 | IC1 | DFO | IC | 2.8 |  | Electric Utility | N | Internal Combustion (PRMVR=IC)
EXCLUDE | AK | Unalakleet | 6299 | 1 | DFO | IC | 0.4 |  | Electric Utility | N | Internal Combustion (PRMVR=IC)
EXCLUDE | AK | Unalakleet | 6299 | 2 | DFO | IC | 0.4 |  | Electric Utility | N | Internal Combustion (PRMVR=IC)
EXCLUDE | AK | Unalakleet | 6299 | 3 | DFO | IC | 0.4 |  | Electric Utility | N | Internal Combustion (PRMVR=IC)
EXCLUDE | AK | Unalakleet | 6299 | 4 | DFO | IC | 0.4 |  | Electric Utility | N | Internal Combustion (PRMVR=IC)
EXCLUDE | AK | Unalakleet | 6299 | 5 | DFO | IC | 0.5 |  | Electric Utility | N | Internal Combustion (PRMVR=IC)
EXCLUDE | AK | Unalakleet | 6299 | 6 | DFO | IC | 0.5 |  | Electric Utility | N | Internal Combustion (PRMVR=IC)
EXCLUDE | AK | Unalakleet | 6299 | 7 | DFO | IC | 0.5 |  | Electric Utility | N | Internal Combustion (PRMVR=IC)
EXCLUDE | AK | Unalakleet | 6299 | 8 | DFO | IC | 0.5 |  | Electric Utility | N | Internal Combustion (PRMVR=IC)
EXCLUDE | AK | Naknek | 6301 | 4A | DFO | IC | 1.3 |  | Electric Utility | Y | Internal Combustion (PRMVR=IC)
EXCLUDE | AK | Naknek | 6301 | 5 | DFO | IC | 0.4 |  | Electric Utility | Y | Internal Combustion (PRMVR=IC)
EXCLUDE | AK | Naknek | 6301 | 5A | DFO | IC | 1 |  | Electric Utility | N | Internal Combustion (PRMVR=IC)
EXCLUDE | AK | Naknek | 6301 | 6 | DFO | IC | 0.4 |  | Electric Utility | Y | Internal Combustion (PRMVR=IC)
EXCLUDE | AK | Naknek | 6301 | 6A | DFO | IC | 1 |  | Electric Utility | N | Internal Combustion (PRMVR=IC)
EXCLUDE | AK | Naknek | 6301 | 7 | DFO | IC | 0.4 |  | Electric Utility | Y | Internal Combustion (PRMVR=IC)
EXCLUDE | AK | Naknek | 6301 | 7A | DFO | IC | 1 |  | Electric Utility | N | Internal Combustion (PRMVR=IC)
EXCLUDE | AK | Naknek | 6301 | 8 | DFO | IC | 1 |  | Electric Utility | N | Internal Combustion (PRMVR=IC)
EXCLUDE | AK | Naknek | 6301 | NA1 | DFO | IC | 1.1 |  | Electric Utility | Y | Internal Combustion (PRMVR=IC)
EXCLUDE | AK | Naknek | 6301 | NA2 | DFO | IC | 1.1 |  | Electric Utility | Y | Internal Combustion (PRMVR=IC)
EXCLUDE | AK | Naknek | 6301 | NA3 | DFO | IC | 0.8 |  | Electric Utility | Y | Internal Combustion (PRMVR=IC)
EXCLUDE | AK | Naknek | 6301 | NA4 | DFO | IC | 0.8 |  | Electric Utility | Y | Internal Combustion (PRMVR=IC)
EXCLUDE | AK | Naknek | 6301 | NA5 | DFO | IC | 0.8 |  | Electric Utility | Y | Internal Combustion (PRMVR=IC)
EXCLUDE | AK | Kotzebue | 6304 | 10 | DFO | IC | 3 |  | Electric Utility | N | Internal Combustion (PRMVR=IC)
EXCLUDE | AK | Kotzebue | 6304 | 11 | DFO | IC | 1 |  | Electric Utility | N | Internal Combustion (PRMVR=IC)
EXCLUDE | AK | Kotzebue | 6304 | 12 | DFO | IC | 1 |  | Electric Utility | N | Internal Combustion (PRMVR=IC)
EXCLUDE | AK | Kotzebue | 6304 | 14 | DFO | IC | 2.8 |  | Electric Utility | N | Internal Combustion (PRMVR=IC)
EXCLUDE | AK | Kotzebue | 6304 | 15 | DFO | IC | 2.8 |  | Electric Utility | N | Internal Combustion (PRMVR=IC)
EXCLUDE | AK | Kotzebue | 6304 | 7A | DFO | IC | 1.1 |  | Electric Utility | N | Internal Combustion (PRMVR=IC)
EXCLUDE | AK | Kotzebue | 6304 | 9 | DFO | IC | 2.1 |  | Electric Utility | N | Internal Combustion (PRMVR=IC)
EXCLUDE | AK | Glennallen | 6305 | 1 | DFO | IC | 0.3 |  | Electric Utility | N | Internal Combustion (PRMVR=IC)
EXCLUDE | AK | Glennallen | 6305 | 2 | DFO | IC | 0.3 |  | Electric Utility | N | Internal Combustion (PRMVR=IC)
EXCLUDE | AK | Glennallen | 6305 | 3 | DFO | IC | 0.5 |  | Electric Utility | N | Internal Combustion (PRMVR=IC)
EXCLUDE | AK | Glennallen | 6305 | 4 | DFO | IC | 0.5 |  | Electric Utility | N | Internal Combustion (PRMVR=IC)
EXCLUDE | AK | Glennallen | 6305 | 5 | DFO | IC | 0.5 |  | Electric Utility | N | Internal Combustion (PRMVR=IC)
EXCLUDE | AK | Glennallen | 6305 | 6 | DFO | IC | 2.6 |  | Electric Utility | N | Internal Combustion (PRMVR=IC)
EXCLUDE | AK | Glennallen | 6305 | 7 | DFO | IC | 2.6 |  | Electric Utility | N | Internal Combustion (PRMVR=IC)
EXCLUDE | AK | Glennallen | 6305 | 8 | DFO | IC | 1.2 |  | Electric Utility | N | Internal Combustion (PRMVR=IC)
EXCLUDE | AK | Glennallen | 6305 | 9 | DFO | IC | 2.8 |  | Electric Utility | N | Internal Combustion (PRMVR=IC)
EXCLUDE | AK | Valdez | 6306 | 1 | DFO | IC | 0.5 |  | Electric Utility | N | Internal Combustion (PRMVR=IC)
EXCLUDE | AK | Valdez | 6306 | 2 | DFO | IC | 0.5 |  | Electric Utility | N | Internal Combustion (PRMVR=IC)
EXCLUDE | AK | Valdez | 6306 | 3 | DFO | IC | 0.5 |  | Electric Utility | N | Internal Combustion (PRMVR=IC)
EXCLUDE | AK | Valdez | 6306 | 4 | DFO | IC | 1.9 |  | Electric Utility | N | Internal Combustion (PRMVR=IC)
EXCLUDE | AK | Valdez | 6306 | 5 | DFO | IC | 2.6 |  | Electric Utility | N | Internal Combustion (PRMVR=IC)
EXCLUDE | AK | Valdez | 6306 | 6 | DFO | IC | 0.9 |  | Electric Utility | N | Internal Combustion (PRMVR=IC)
EXCLUDE | AK | Chevak | 6311 | 1 | DFO | IC | 0.4 |  | Electric Utility | N | Internal Combustion (PRMVR=IC)
EXCLUDE | AK | Chevak | 6311 | 2 | DFO | IC | 0.3 |  | Electric Utility | N | Internal Combustion (PRMVR=IC)
EXCLUDE | AK | Chevak | 6311 | 3 | DFO | IC | 0.3 |  | Electric Utility | N | Internal Combustion (PRMVR=IC)
EXCLUDE | AK | Emmonak | 6314 | 2 | DFO | IC | 0.3 |  | Electric Utility | N | Internal Combustion (PRMVR=IC)
EXCLUDE | AK | Emmonak | 6314 | 2A | DFO | IC | 0.5 |  | Electric Utility | N | Internal Combustion (PRMVR=IC)
EXCLUDE | AK | Emmonak | 6314 | 4 | DFO | IC | 0.3 |  | Electric Utility | N | Internal Combustion (PRMVR=IC)
EXCLUDE | AK | Emmonak | 6314 | 4a | DFO | IC | 0.5 |  | Electric Utility | N | Internal Combustion (PRMVR=IC)
EXCLUDE | AK | Emmonak | 6314 | 5 | DFO | IC | 0.5 |  | Electric Utility | N | Internal Combustion (PRMVR=IC)
EXCLUDE | AK | Emmonak | 6314 | 5a | DFO | IC | 0.5 |  | Electric Utility | N | Internal Combustion (PRMVR=IC)
EXCLUDE | AK | Emmonak | 6314 | 6 | DFO | IC | 0.9 |  | Electric Utility | N | Internal Combustion (PRMVR=IC)
EXCLUDE | AK | Hooper Bay | 6319 | 3A | DFO | IC | 0.3 |  | Electric Utility | N | Internal Combustion (PRMVR=IC)
EXCLUDE | AK | Hooper Bay | 6319 | 4A | DFO | IC | 0.3 |  | Electric Utility | N | Internal Combustion (PRMVR=IC)
EXCLUDE | AK | Hooper Bay | 6319 | 5 | DFO | IC | 0.5 |  | Electric Utility | N | Internal Combustion (PRMVR=IC)
EXCLUDE | AK | Hooper Bay | 6319 | 6 | DFO | IC | 0.5 |  | Electric Utility | N | Internal Combustion (PRMVR=IC)
EXCLUDE | AK | Kiana | 6323 | 1A | DFO | IC | 0.3 |  | Electric Utility | N | Internal Combustion (PRMVR=IC)
EXCLUDE | AK | Kiana | 6323 | 1B | DFO | IC | 0.3 |  | Electric Utility | N | Internal Combustion (PRMVR=IC)
EXCLUDE | AK | Kiana | 6323 | 2 | DFO | IC | 0.3 |  | Electric Utility | N | Internal Combustion (PRMVR=IC)
EXCLUDE | AK | Kiana | 6323 | 3A | DFO | IC | 0.3 |  | Electric Utility | N | Internal Combustion (PRMVR=IC)
EXCLUDE | AK | Kiana | 6323 | 4 | DFO | IC | 0.5 |  | Electric Utility | N | Internal Combustion (PRMVR=IC)
EXCLUDE | AK | Mountain Village | 6329 | 1 | DFO | IC | 0.3 |  | Electric Utility | N | Internal Combustion (PRMVR=IC)
EXCLUDE | AK | Mountain Village | 6329 | 3A | DFO | IC | 0.3 |  | Electric Utility | N | Internal Combustion (PRMVR=IC)
EXCLUDE | AK | Mountain Village | 6329 | 4 | DFO | IC | 0.6 |  | Electric Utility | N | Internal Combustion (PRMVR=IC)
EXCLUDE | AK | Mountain Village | 6329 | 5 | DFO | IC | 0.5 |  | Electric Utility | N | Internal Combustion (PRMVR=IC)
EXCLUDE | AK | Noorvik | 6330 | 1A | DFO | IC | 0.3 |  | Electric Utility | N | Internal Combustion (PRMVR=IC)
EXCLUDE | AK | Noorvik | 6330 | 2A | DFO | IC | 0.4 |  | Electric Utility | N | Internal Combustion (PRMVR=IC)
EXCLUDE | AK | Noorvik | 6330 | 3 | DFO | IC | 0.3 |  | Electric Utility | N | Internal Combustion (PRMVR=IC)
EXCLUDE | AK | Nunapitchuk | 6333 | 2 | DFO | IC | 0.3 |  | Electric Utility | N | Internal Combustion (PRMVR=IC)
EXCLUDE | AK | Nunapitchuk | 6333 | 3 | DFO | IC | 0.3 |  | Electric Utility | N | Internal Combustion (PRMVR=IC)
EXCLUDE | AK | Nunapitchuk | 6333 | 4 | DFO | IC | 0.6 |  | Electric Utility | N | Internal Combustion (PRMVR=IC)
EXCLUDE | AK | Nunapitchuk | 6333 | 5 | DFO | IC | 0.5 |  | Electric Utility | N | Internal Combustion (PRMVR=IC)
EXCLUDE | AK | St Marys | 6338 | 1 | DFO | IC | 0.6 |  | Electric Utility | N | Internal Combustion (PRMVR=IC)
EXCLUDE | AK | St Marys | 6338 | 1B | DFO | IC | 5 |  | Electric Utility | N | Internal Combustion (PRMVR=IC)
EXCLUDE | AK | St Marys | 6338 | 2 | DFO | IC | 0.6 |  | Electric Utility | N | Internal Combustion (PRMVR=IC)
EXCLUDE | AK | St Marys | 6338 | 3 | DFO | IC | 0.9 |  | Electric Utility | N | Internal Combustion (PRMVR=IC)
EXCLUDE | AK | Selawik | 6341 | 1 | DFO | IC | 0.3 |  | Electric Utility | N | Internal Combustion (PRMVR=IC)
EXCLUDE | AK | Selawik | 6341 | 1A | DFO | IC | 0.3 |  | Electric Utility | N | Internal Combustion (PRMVR=IC)
EXCLUDE | AK | Selawik | 6341 | 2 | DFO | IC | 0.7 |  | Electric Utility | N | Internal Combustion (PRMVR=IC)
EXCLUDE | AK | Selawik | 6341 | 2A | DFO | IC | 0.5 |  | Electric Utility | N | Internal Combustion (PRMVR=IC)
EXCLUDE | AK | Selawik | 6341 | 3 | DFO | IC | 0.3 |  | Electric Utility | N | Internal Combustion (PRMVR=IC)
EXCLUDE | AK | Selawik | 6341 | 3A | DFO | IC | 0.8 |  | Electric Utility | N | Internal Combustion (PRMVR=IC)
EXCLUDE | AK | Shishmaref | 6345 | 1 | DFO | IC | 0.3 |  | Electric Utility | N | Internal Combustion (PRMVR=IC)
EXCLUDE | AK | Shishmaref | 6345 | 2 | DFO | IC | 0.3 |  | Electric Utility | N | Internal Combustion (PRMVR=IC)
EXCLUDE | AK | Shishmaref | 6345 | 3 | DFO | IC | 0.3 |  | Electric Utility | N | Internal Combustion (PRMVR=IC)
EXCLUDE | AK | Shishmaref | 6345 | 4 | DFO | IC | 0.5 |  | Electric Utility | N | Internal Combustion (PRMVR=IC)
EXCLUDE | AK | Togiak | 6348 | 2 | DFO | IC | 0.3 |  | Electric Utility | N | Internal Combustion (PRMVR=IC)
EXCLUDE | AK | Togiak | 6348 | 2a | DFO | IC | 0.5 |  | Electric Utility | N | Internal Combustion (PRMVR=IC)
EXCLUDE | AK | Togiak | 6348 | 4 | DFO | IC | 0.3 |  | Electric Utility | N | Internal Combustion (PRMVR=IC)
EXCLUDE | AK | Togiak | 6348 | 4a | DFO | IC | 0.5 |  | Electric Utility | N | Internal Combustion (PRMVR=IC)
EXCLUDE | AK | Togiak | 6348 | 5 | DFO | IC | 0.5 |  | Electric Utility | N | Internal Combustion (PRMVR=IC)
EXCLUDE | AK | Togiak | 6348 | 5A | DFO | IC | 0.8 |  | Electric Utility | N | Internal Combustion (PRMVR=IC)
EXCLUDE | MN | Hutchinson Plant #2 | 6358 | 1 | NG | GT | 25 |  | Electric Utility | N | Status of operation (IP,L,P,T,or U) or Retired before 2012
EXCLUDE | MI | Detour | 6369 | 6 | DFO | IC | 3 |  | Electric Utility | N | Internal Combustion (PRMVR=IC)
EXCLUDE | MI | Detour | 6369 | 7 | DFO | IC | 3 |  | Electric Utility | N | Internal Combustion (PRMVR=IC)
EXCLUDE | NE | Rokeby | 6373 | BSU | DFO | IC | 2.9 |  | Electric Utility | N | Internal Combustion (PRMVR=IC)
EXCLUDE | NC | Ocracoke | 6377 | 1 | DFO | IC | 3 |  | Electric Utility | N | Internal Combustion (PRMVR=IC)
EXCLUDE | VA | Tangier | 6390 | 3 | DFO | IC | 0.7 |  | Electric Utility | N | Internal Combustion (PRMVR=IC)
EXCLUDE | VA | Tangier | 6390 | 4 | DFO | IC | 1 |  | Electric Utility | N | Internal Combustion (PRMVR=IC)
EXCLUDE | VA | Tangier | 6390 | 5 | DFO | IC | 1.2 |  | Electric Utility | N | Internal Combustion (PRMVR=IC)
EXCLUDE | VA | Tangier | 6390 | 6 | DFO | IC | 1.2 |  | Electric Utility | N | Internal Combustion (PRMVR=IC)
EXCLUDE | MD | Smith Island | 6391 | 2 | DFO | IC | 0.5 |  | Electric Utility | N | Internal Combustion (PRMVR=IC)
EXCLUDE | MD | Smith Island | 6391 | 3 | DFO | IC | 1.2 |  | Electric Utility | N | Internal Combustion (PRMVR=IC)
EXCLUDE | WY | Swift Creek | 6394 | 1 | WAT | HY | 0.4 |  | Electric Utility | N | Non Combustion (NUC, WAT, WND, GEO, or SUN)
EXCLUDE | WY | Swift Creek | 6394 | 2 | WAT | HY | 0.4 |  | Electric Utility | N | Non Combustion (NUC, WAT, WND, GEO, or SUN)
EXCLUDE | ID | Black Canyon | 6396 | 3 | WAT | HY | 12.5 |  | Electric Utility | N | Non Combustion (NUC, WAT, WND, GEO, or SUN)
EXCLUDE | ID | Boise R Diversion | 6397 | 1 | WAT | HY | 0.5 |  | Electric Utility | N | Non Combustion (NUC, WAT, WND, GEO, or SUN)
EXCLUDE | ID | Boise R Diversion | 6397 | 2 | WAT | HY | 0.5 |  | Electric Utility | N | Non Combustion (NUC, WAT, WND, GEO, or SUN)
EXCLUDE | ID | Boise R Diversion | 6397 | 3 | WAT | HY | 0.5 |  | Electric Utility | N | Non Combustion (NUC, WAT, WND, GEO, or SUN)
EXCLUDE | HI | Port Allen | 6474 | 3 | DFO | IC | 2.7 |  | Electric Utility | N | Internal Combustion (PRMVR=IC)
EXCLUDE | HI | Port Allen | 6474 | 4 | DFO | IC | 2.7 |  | Electric Utility | N | Internal Combustion (PRMVR=IC)
EXCLUDE | HI | Port Allen | 6474 | 5 | DFO | IC | 2.7 |  | Electric Utility | N | Internal Combustion (PRMVR=IC)
EXCLUDE | HI | Port Allen | 6474 | 8 | DFO | IC | 8.6 |  | Electric Utility | N | Internal Combustion (PRMVR=IC)
EXCLUDE | HI | Port Allen | 6474 | 9 | DFO | IC | 8.6 |  | Electric Utility | N | Internal Combustion (PRMVR=IC)
EXCLUDE | HI | Port Allen | 6474 | D6 | DFO | IC | 8.6 |  | Electric Utility | N | Internal Combustion (PRMVR=IC)
EXCLUDE | HI | Port Allen | 6474 | D7 | DFO | IC | 8.6 |  | Electric Utility | N | Internal Combustion (PRMVR=IC)
EXCLUDE | HI | Port Allen | 6474 | IC1 | DFO | IC | 2 |  | Electric Utility | N | Internal Combustion (PRMVR=IC)
EXCLUDE | HI | Port Allen | 6474 | IC2 | DFO | IC | 2 |  | Electric Utility | N | Internal Combustion (PRMVR=IC)
EXCLUDE | VT | Gorge 18 | 6475 | 1 | WAT | HY | 3 |  | Electric Utility | N | Non Combustion (NUC, WAT, WND, GEO, or SUN)
EXCLUDE | HI | Shipman | 6478 | 1 | RFO | ST | 3.5 |  | Electric Utility | N | Steam unit (PRMVR=ST) under 25MW/250 MMBtu/hr
EXCLUDE | OR | Cline Falls | 6482 | 1 | WAT | HY | 1 |  | Electric Utility | N | Non Combustion (NUC, WAT, WND, GEO, or SUN)
EXCLUDE | HI | Maalaea | 6504 | 1 | DFO | IC | 2.6 |  | Electric Utility | N | Internal Combustion (PRMVR=IC)
EXCLUDE | HI | Maalaea | 6504 | 10 | DFO | IC | 12.5 |  | Electric Utility | N | Internal Combustion (PRMVR=IC)
EXCLUDE | HI | Maalaea | 6504 | 11 | DFO | IC | 12.5 |  | Electric Utility | N | Internal Combustion (PRMVR=IC)
EXCLUDE | HI | Maalaea | 6504 | 12 | DFO | IC | 12.5 |  | Electric Utility | N | Internal Combustion (PRMVR=IC)
EXCLUDE | HI | Maalaea | 6504 | 13 | DFO | IC | 12.5 |  | Electric Utility | N | Internal Combustion (PRMVR=IC)
EXCLUDE | HI | Maalaea | 6504 | 2 | DFO | IC | 2.6 |  | Electric Utility | N | Internal Combustion (PRMVR=IC)
EXCLUDE | HI | Maalaea | 6504 | 3 | DFO | IC | 2.6 |  | Electric Utility | N | Internal Combustion (PRMVR=IC)
EXCLUDE | HI | Maalaea | 6504 | 4 | DFO | IC | 5.6 |  | Electric Utility | N | Internal Combustion (PRMVR=IC)
EXCLUDE | HI | Maalaea | 6504 | 5 | DFO | IC | 5.6 |  | Electric Utility | N | Internal Combustion (PRMVR=IC)
EXCLUDE | HI | Maalaea | 6504 | 6 | DFO | IC | 5.6 |  | Electric Utility | N | Internal Combustion (PRMVR=IC)
EXCLUDE | HI | Maalaea | 6504 | 7 | DFO | IC | 5.6 |  | Electric Utility | N | Internal Combustion (PRMVR=IC)
EXCLUDE | HI | Maalaea | 6504 | 8 | DFO | IC | 5.6 |  | Electric Utility | N | Internal Combustion (PRMVR=IC)
EXCLUDE | HI | Maalaea | 6504 | 9 | DFO | IC | 5.6 |  | Electric Utility | N | Internal Combustion (PRMVR=IC)
EXCLUDE | HI | Maalaea | 6504 | X1 | DFO | IC | 2.6 |  | Electric Utility | N | Internal Combustion (PRMVR=IC)
EXCLUDE | HI | Maalaea | 6504 | X2 | DFO | IC | 2.6 |  | Electric Utility | N | Internal Combustion (PRMVR=IC)
EXCLUDE | NV | Battle Mountain | 6509 | 1 | DFO | IC | 2 |  | Electric Utility | N | Internal Combustion (PRMVR=IC)
EXCLUDE | NV | Battle Mountain | 6509 | 2 | DFO | IC | 2 |  | Electric Utility | N | Internal Combustion (PRMVR=IC)
EXCLUDE | NV | Battle Mountain | 6509 | 3 | DFO | IC | 2 |  | Electric Utility | N | Internal Combustion (PRMVR=IC)
EXCLUDE | NV | Battle Mountain | 6509 | 4 | DFO | IC | 2 |  | Electric Utility | N | Internal Combustion (PRMVR=IC)
EXCLUDE | NV | Brunswick | 6510 | 1 | DFO | IC | 2 |  | Electric Utility | N | Internal Combustion (PRMVR=IC)
EXCLUDE | NV | Brunswick | 6510 | 2 | DFO | IC | 2 |  | Electric Utility | N | Internal Combustion (PRMVR=IC)
EXCLUDE | NV | Brunswick | 6510 | 3 | DFO | IC | 2 |  | Electric Utility | N | Internal Combustion (PRMVR=IC)
EXCLUDE | NV | Fallon | 6511 | 1 | DFO | IC | 2 |  | Electric Utility | N | Internal Combustion (PRMVR=IC)
EXCLUDE | CA | Farad | 6512 | 1 | WAT | HY | 1.4 |  | Electric Utility | N | Non Combustion (NUC, WAT, WND, GEO, or SUN)
EXCLUDE | CA | Farad | 6512 | 2 | WAT | HY | 1.4 |  | Electric Utility | N | Non Combustion (NUC, WAT, WND, GEO, or SUN)
EXCLUDE | NV | Gabbs | 6514 | 1 | DFO | IC | 2.7 |  | Electric Utility | N | Internal Combustion (PRMVR=IC)
EXCLUDE | NV | Gabbs | 6514 | 2 | DFO | IC | 2.7 |  | Electric Utility | N | Internal Combustion (PRMVR=IC)
EXCLUDE | CO | Rocky Ford | 6516 | IC1 | DFO | IC | 2 |  | Electric Utility | N | Internal Combustion (PRMVR=IC)
EXCLUDE | CO | Rocky Ford | 6516 | IC2 | DFO | IC | 2 |  | Electric Utility | N | Internal Combustion (PRMVR=IC)
EXCLUDE | CO | Rocky Ford | 6516 | IC3 | DFO | IC | 2 |  | Electric Utility | N | Internal Combustion (PRMVR=IC)
EXCLUDE | CO | Rocky Ford | 6516 | IC4 | DFO | IC | 2 |  | Electric Utility | N | Internal Combustion (PRMVR=IC)
EXCLUDE | CO | Rocky Ford | 6516 | IC5 | DFO | IC | 2 |  | Electric Utility | N | Internal Combustion (PRMVR=IC)
EXCLUDE | CA | Kings Beach | 6518 | 1 | DFO | IC | 2.7 |  | Electric Utility | N | Internal Combustion (PRMVR=IC)
EXCLUDE | CA | Kings Beach | 6518 | 2 | DFO | IC | 2.7 |  | Electric Utility | N | Internal Combustion (PRMVR=IC)
EXCLUDE | CA | Kings Beach | 6518 | 3 | DFO | IC | 2.7 |  | Electric Utility | N | Internal Combustion (PRMVR=IC)
EXCLUDE | CA | Kings Beach | 6518 | 4 | DFO | IC | 2.7 |  | Electric Utility | N | Internal Combustion (PRMVR=IC)
EXCLUDE | CA | Kings Beach | 6518 | 5 | DFO | IC | 2.7 |  | Electric Utility | N | Internal Combustion (PRMVR=IC)
EXCLUDE | CA | Kings Beach | 6518 | 6 | DFO | IC | 2.7 |  | Electric Utility | N | Internal Combustion (PRMVR=IC)
EXCLUDE | CA | Kings Beach | 6518 | KB1 | DFO | IC | 2.5 |  | Electric Utility | N | Internal Combustion (PRMVR=IC)
EXCLUDE | CA | Kings Beach | 6518 | KB2 | DFO | IC | 2.5 |  | Electric Utility | N | Internal Combustion (PRMVR=IC)
EXCLUDE | CA | Kings Beach | 6518 | KB3 | DFO | IC | 2.5 |  | Electric Utility | N | Internal Combustion (PRMVR=IC)
EXCLUDE | CA | Kings Beach | 6518 | KB4 | DFO | IC | 2.5 |  | Electric Utility | N | Internal Combustion (PRMVR=IC)
EXCLUDE | CA | Kings Beach | 6518 | KB5 | DFO | IC | 2.5 |  | Electric Utility | N | Internal Combustion (PRMVR=IC)
EXCLUDE | CA | Kings Beach | 6518 | KB6 | DFO | IC | 2.5 |  | Electric Utility | N | Internal Combustion (PRMVR=IC)
EXCLUDE | VT | Vergennes 9 | 6519 | 5 | DFO | IC | 2 |  | Electric Utility | N | Internal Combustion (PRMVR=IC)
EXCLUDE | VT | Vergennes 9 | 6519 | 6 | DFO | IC | 2 |  | Electric Utility | N | Internal Combustion (PRMVR=IC)
EXCLUDE | NV | Lahontan | 6521 | IC1 | DFO | IC | 1 |  | Electric Utility | N | Internal Combustion (PRMVR=IC)
EXCLUDE | NV | Lahontan | 6521 | IC2 | DFO | IC | 1 |  | Electric Utility | N | Internal Combustion (PRMVR=IC)
EXCLUDE | CA | Portola | 6524 | 1 | DFO | IC | 2 |  | Electric Utility | N | Internal Combustion (PRMVR=IC)
EXCLUDE | CA | Portola | 6524 | 2 | DFO | IC | 2 |  | Electric Utility | N | Internal Combustion (PRMVR=IC)
EXCLUDE | CA | Portola | 6524 | 3 | DFO | IC | 2 |  | Electric Utility | N | Internal Combustion (PRMVR=IC)
EXCLUDE | NY | Rainbow Falls | 6526 | 1 | WAT | HY | 1.3 |  | Electric Utility | N | Non Combustion (NUC, WAT, WND, GEO, or SUN)
EXCLUDE | NY | Rainbow Falls | 6526 | 2 | WAT | HY | 1.3 |  | Electric Utility | N | Non Combustion (NUC, WAT, WND, GEO, or SUN)
EXCLUDE | NV | Valley Road | 6530 | 1 | DFO | IC | 2 |  | Electric Utility | N | Internal Combustion (PRMVR=IC)
EXCLUDE | NV | Valley Road | 6530 | 2 | DFO | IC | 2 |  | Electric Utility | N | Internal Combustion (PRMVR=IC)
EXCLUDE | NV | Valley Road | 6530 | 3 | DFO | IC | 2 |  | Electric Utility | N | Internal Combustion (PRMVR=IC)
EXCLUDE | NV | Winnemucca | 6533 | 1 | NG | GT | 14.9 |  | Electric Utility | N | Simple Cycle Turbine (PRMVR=GT or OT) unit under 25MW
EXCLUDE | IA | Waverly Municipal Electric North Plant | 6554 | 10 | DFO | IC | 7 |  | Electric Utility | N | Internal Combustion (PRMVR=IC)
EXCLUDE | IA | Waverly Municipal Electric North Plant | 6554 | 5 | NG | IC | 1.2 |  | Electric Utility | N | Internal Combustion (PRMVR=IC)
EXCLUDE | IA | Waverly Municipal Electric North Plant | 6554 | 6 | NG | IC | 1.3 |  | Electric Utility | N | Internal Combustion (PRMVR=IC)
EXCLUDE | IA | Waverly Municipal Electric North Plant | 6554 | 7 | NG | IC | 3.5 |  | Electric Utility | N | Internal Combustion (PRMVR=IC)
EXCLUDE | IA | Waverly Municipal Electric North Plant | 6554 | 8 | NG | IC | 3.7 |  | Electric Utility | N | Internal Combustion (PRMVR=IC)
EXCLUDE | IA | Waverly Municipal Electric North Plant | 6554 | 9 | NG | IC | 3.7 |  | Electric Utility | N | Internal Combustion (PRMVR=IC)
EXCLUDE | AK | McGrath | 6555 | 3 | DFO | IC | 0.2 |  | Electric Utility | N | Internal Combustion (PRMVR=IC)
EXCLUDE | AK | McGrath | 6555 | 3A | DFO | IC | 0.5 |  | Electric Utility | N | Internal Combustion (PRMVR=IC)
EXCLUDE | AK | McGrath | 6555 | 4 | DFO | IC | 0.2 |  | Electric Utility | N | Internal Combustion (PRMVR=IC)
EXCLUDE | AK | McGrath | 6555 | 4A | DFO | IC | 0.5 |  | Electric Utility | N | Internal Combustion (PRMVR=IC)
EXCLUDE | AK | McGrath | 6555 | 5 | DFO | IC | 0.6 |  | Electric Utility | N | Internal Combustion (PRMVR=IC)
EXCLUDE | AK | McGrath | 6555 | 6 | DFO | IC | 0.6 |  | Electric Utility | N | Internal Combustion (PRMVR=IC)
EXCLUDE | AK | McGrath | 6555 | 7 | DFO | IC | 0.6 |  | Electric Utility | N | Internal Combustion (PRMVR=IC)
EXCLUDE | LA | D G Hunter | 6558 | 1 | NG | ST | 17.5 |  | Electric Utility | N | Steam unit (PRMVR=ST) under 25MW/250 MMBtu/hr
EXCLUDE | LA | D G Hunter | 6558 | 2 | NG | ST | 17.5 |  | Electric Utility | N | Steam unit (PRMVR=ST) under 25MW/250 MMBtu/hr
OGST | LA | D G Hunter | 6558 | 3 | NG | ST | 55 |  | Electric Utility | N
EXCLUDE | MD | Berlin | 6565 | 1A | DFO | IC | 1.1 |  | Electric Utility | N | Internal Combustion (PRMVR=IC)
EXCLUDE | MD | Berlin | 6565 | 2A | DFO | IC | 1.8 |  | Electric Utility | N | Internal Combustion (PRMVR=IC)
EXCLUDE | MD | Berlin | 6565 | 3A | DFO | IC | 1.8 |  | Electric Utility | N | Internal Combustion (PRMVR=IC)
EXCLUDE | MD | Berlin | 6565 | 4A | DFO | IC | 1.8 |  | Electric Utility | N | Internal Combustion (PRMVR=IC)
EXCLUDE | MD | Berlin | 6565 | 5A | DFO | IC | 2.5 |  | Electric Utility | N | Internal Combustion (PRMVR=IC)
EXCLUDE | MD | Berlin | 6565 | 6A | DFO | IC | 5 |  | Electric Utility | N | Internal Combustion (PRMVR=IC)
EXCLUDE | MD | Berlin | 6565 | 7A | DFO | IC | 7.5 |  | Electric Utility | N | Internal Combustion (PRMVR=IC)
EXCLUDE | AK | Bethel | 6566 | 1 | DFO | IC | 2.1 |  | Electric Utility | N | Internal Combustion (PRMVR=IC)
EXCLUDE | AK | Bethel | 6566 | 2 | DFO | IC | 2.1 |  | Electric Utility | N | Internal Combustion (PRMVR=IC)
EXCLUDE | AK | Bethel | 6566 | 3 | DFO | IC | 2.1 |  | Electric Utility | N | Internal Combustion (PRMVR=IC)
EXCLUDE | AK | Bethel | 6566 | 4 | DFO | IC | 2.1 |  | Electric Utility | N | Internal Combustion (PRMVR=IC)
EXCLUDE | AK | Bethel | 6566 | 6 | DFO | IC | 2.1 |  | Electric Utility | N | Internal Combustion (PRMVR=IC)
EXCLUDE | AK | Bethel | 6566 | 7 | DFO | IC | 2.1 |  | Electric Utility | N | Internal Combustion (PRMVR=IC)
EXCLUDE | RI | Block Island | 6567 | 11 | DFO | IC | 1 |  | Electric Utility | N | Internal Combustion (PRMVR=IC)
EXCLUDE | RI | Block Island | 6567 | 19 | DFO | IC | 1.1 |  | Electric Utility | N | Internal Combustion (PRMVR=IC)
EXCLUDE | RI | Block Island | 6567 | 21 | DFO | IC | 1.6 |  | Electric Utility | N | Internal Combustion (PRMVR=IC)
EXCLUDE | RI | Block Island | 6567 | 22 | DFO | IC | 1.3 |  | Electric Utility | N | Internal Combustion (PRMVR=IC)
EXCLUDE | RI | Block Island | 6567 | 23 | DFO | IC | 1.2 |  | Electric Utility | N | Internal Combustion (PRMVR=IC)
EXCLUDE | RI | Block Island | 6567 | 24 | DFO | IC | 1.6 |  | Electric Utility | N | Internal Combustion (PRMVR=IC)
EXCLUDE | RI | Block Island | 6567 | 25 | DFO | IC | 1.8 |  | Electric Utility | N | Internal Combustion (PRMVR=IC)
EXCLUDE | RI | Block Island | 6567 | 26 | DFO | IC | 1.8 |  | Electric Utility | N | Internal Combustion (PRMVR=IC)
EXCLUDE | KS | Johnson | 6579 | 1 | DFO | IC | 0.6 |  | Electric Utility | N | Internal Combustion (PRMVR=IC)
EXCLUDE | KS | Johnson | 6579 | 2 | DFO | IC | 0.9 |  | Electric Utility | N | Internal Combustion (PRMVR=IC)
EXCLUDE | KS | Johnson | 6579 | 4 | DFO | IC | 0.5 |  | Electric Utility | N | Internal Combustion (PRMVR=IC)
EXCLUDE | KS | Johnson | 6579 | 5 | DFO | IC | 0.3 |  | Electric Utility | N | Internal Combustion (PRMVR=IC)
EXCLUDE | KS | Johnson | 6579 | 7 | DFO | IC | 1.5 |  | Electric Utility | N | Internal Combustion (PRMVR=IC)
EXCLUDE | KS | Johnson | 6579 | 8 | NG | IC | 1.2 |  | Electric Utility | N | Internal Combustion (PRMVR=IC)
EXCLUDE | KS | Johnson | 6579 | IC6 | DFO | IC | 1.5 |  | Electric Utility | N | Internal Combustion (PRMVR=IC)
EXCLUDE | FL | Cudjoe | 6582 | 2 | DFO | IC | 2.7 |  | Electric Utility | N | Internal Combustion (PRMVR=IC)
EXCLUDE | FL | Cudjoe | 6582 | 3 | DFO | IC | 2.3 |  | Electric Utility | N | Internal Combustion (PRMVR=IC)
EXCLUDE | FL | Stock Island | 6584 | EP2 | DFO | IC | 2.5 |  | Electric Utility | N | Internal Combustion (PRMVR=IC)
EXCLUDE | FL | Stock Island | 6584 | IC1 | DFO | IC | 2.5 |  | Electric Utility | N | Internal Combustion (PRMVR=IC)
EXCLUDE | FL | Stock Island | 6584 | IC2 | DFO | IC | 2.5 |  | Electric Utility | N | Internal Combustion (PRMVR=IC)
EXCLUDE | FL | Stock Island | 6584 | IC3 | DFO | IC | 2.5 |  | Electric Utility | N | Internal Combustion (PRMVR=IC)
EXCLUDE | FL | Stock Island | 6584 | MSD1 | DFO | IC | 9.6 |  | Electric Utility | N | Internal Combustion (PRMVR=IC)
EXCLUDE | FL | Stock Island | 6584 | MSD2 | DFO | IC | 9.6 |  | Electric Utility | N | Internal Combustion (PRMVR=IC)
EXCLUDE | MA | Commercial Street | 6585 | 2 | DFO | IC | 1.1 |  | Electric Utility | N | Internal Combustion (PRMVR=IC)
EXCLUDE | MA | Wilkins Station | 6586 | 1 | DFO | IC | 2.7 |  | Electric Utility | N | Internal Combustion (PRMVR=IC)
EXCLUDE | MA | Wilkins Station | 6586 | 2 | DFO | IC | 2.7 |  | Electric Utility | N | Internal Combustion (PRMVR=IC)
EXCLUDE | MO | Rockport | 6594 | 1 | NG | IC | 1.1 |  | Electric Utility | N | Internal Combustion (PRMVR=IC)
EXCLUDE | MO | Rockport | 6594 | 2 | NG | IC | 1.1 |  | Electric Utility | N | Internal Combustion (PRMVR=IC)
EXCLUDE | MO | Rockport | 6594 | 3 | DFO | IC | 0.5 |  | Electric Utility | N | Internal Combustion (PRMVR=IC)
EXCLUDE | MO | Rockport | 6594 | 4 | DFO | IC | 0.4 |  | Electric Utility | N | Internal Combustion (PRMVR=IC)
EXCLUDE | MO | Rockport | 6594 | 5 | NG | IC | 1.3 |  | Electric Utility | N | Internal Combustion (PRMVR=IC)
EXCLUDE | MO | Rockport | 6594 | 6 | NG | IC | 1.3 |  | Electric Utility | N | Internal Combustion (PRMVR=IC)
EXCLUDE | CT | South Norwalk Electric | 6598 | 1 | DFO | IC | 5 |  | Electric Utility | N | Internal Combustion (PRMVR=IC)
EXCLUDE | CT | South Norwalk Electric | 6598 | 2 | DFO | IC | 2 |  | Electric Utility | N | Internal Combustion (PRMVR=IC)
EXCLUDE | CT | South Norwalk Electric | 6598 | 3 | DFO | IC | 2 |  | Electric Utility | N | Internal Combustion (PRMVR=IC)
EXCLUDE | CT | South Norwalk Electric | 6598 | 4 | DFO | IC | 3.3 |  | Electric Utility | N | Internal Combustion (PRMVR=IC)
EXCLUDE | CT | South Norwalk Electric | 6598 | 5 | DFO | IC | 4 |  | Electric Utility | N | Internal Combustion (PRMVR=IC)
EXCLUDE | CT | South Norwalk Electric | 6598 | 6 | DFO | IC | 1 |  | Electric Utility | N | Internal Combustion (PRMVR=IC)
EXCLUDE | CT | South Norwalk Electric | 6598 | 7 | DFO | GT | 22.8 |  | Electric Utility | N | Simple Cycle Turbine (PRMVR=GT or OT) unit under 25MW
EXCLUDE | CT | A L Pierce | 6635 | 1 | DFO | ST | 7.5 |  | Electric Utility | N | Steam unit (PRMVR=ST) under 25MW/250 MMBtu/hr
EXCLUDE | CT | A L Pierce | 6635 | 2 | DFO | ST | 7.5 |  | Electric Utility | N | Steam unit (PRMVR=ST) under 25MW/250 MMBtu/hr
EXCLUDE | CT | A L Pierce | 6635 | 3 | DFO | ST | 7.5 |  | Electric Utility | N | Steam unit (PRMVR=ST) under 25MW/250 MMBtu/hr
EXCLUDE | AK | Yakutat | 6637 | 2A | DFO | IC | 0.8 |  | Electric Utility | N | Internal Combustion (PRMVR=IC)
EXCLUDE | AK | Yakutat | 6637 | 2B | DFO | IC | 0.8 |  | Electric Utility | N | Internal Combustion (PRMVR=IC)
EXCLUDE | AK | Yakutat | 6637 | 3 | DFO | IC | 0.6 |  | Electric Utility | N | Internal Combustion (PRMVR=IC)
EXCLUDE | AK | Yakutat | 6637 | 3A | DFO | IC | 0.6 |  | Electric Utility | N | Internal Combustion (PRMVR=IC)
EXCLUDE | AK | Yakutat | 6637 | 4 | DFO | IC | 1.1 |  | Electric Utility | N | Internal Combustion (PRMVR=IC)
EXCLUDE | AK | Yakutat | 6637 | 4A | DFO | IC | 1.1 |  | Electric Utility | N | Internal Combustion (PRMVR=IC)
EXCLUDE | AK | Yakutat | 6637 | 5 | DFO | IC | 0.3 |  | Electric Utility | N | Internal Combustion (PRMVR=IC)
EXCLUDE | AK | Yakutat | 6637 | 6 | DFO | IC | 1.2 |  | Electric Utility | N | Internal Combustion (PRMVR=IC)
EXCLUDE | AK | Yakutat | 6637 | 7 | DFO | IC | 1.2 |  | Electric Utility | N | Internal Combustion (PRMVR=IC)
EXCLUDE | AK | Pelican | 6702 | HC1 | WAT | HY | 0.6 |  | Electric Utility | N | Non Combustion (NUC, WAT, WND, GEO, or SUN)
EXCLUDE | AK | Pelican | 6702 | HC2 | WAT | HY | 0.1 |  | Electric Utility | N | Non Combustion (NUC, WAT, WND, GEO, or SUN)
EXCLUDE | AK | Pelican | 6702 | IC1 | DFO | IC | 0.3 |  | Electric Utility | N | Internal Combustion (PRMVR=IC)
EXCLUDE | AK | Pelican | 6702 | IC2 | DFO | IC | 0.1 |  | Electric Utility | N | Internal Combustion (PRMVR=IC)
EXCLUDE | AK | Pelican | 6702 | IC3 | DFO | IC | 0.2 |  | Electric Utility | N | Internal Combustion (PRMVR=IC)
EXCLUDE | AK | Pelican | 6702 | IC4 | DFO | IC | 0.2 |  | Electric Utility | N | Internal Combustion (PRMVR=IC)
EXCLUDE | AK | Pelican | 6702 | IC5 | DFO | IC | 0.4 |  | Electric Utility | N | Internal Combustion (PRMVR=IC)
EXCLUDE | AK | Pelican | 6702 | IC6 | DFO | IC | 0.4 |  | Electric Utility | N | Internal Combustion (PRMVR=IC)
EXCLUDE | AK | Pelican | 6702 | IC7 | DFO | IC | 0.4 |  | Electric Utility | N | Internal Combustion (PRMVR=IC)
EXCLUDE | AK | Pelican | 6702 | IC8 | DFO | IC | 0.2 |  | Electric Utility | N | Internal Combustion (PRMVR=IC)
EXCLUDE | CA | Pebbly Beach | 6704 | 10 | DFO | IC | 1.1 |  | Electric Utility | N | Internal Combustion (PRMVR=IC)
EXCLUDE | CA | Pebbly Beach | 6704 | 12 | DFO | IC | 1.5 |  | Electric Utility | N | Internal Combustion (PRMVR=IC)
EXCLUDE | CA | Pebbly Beach | 6704 | 14 | DFO | IC | 1.4 |  | Electric Utility | N | Internal Combustion (PRMVR=IC)
EXCLUDE | CA | Pebbly Beach | 6704 | 15 | DFO | IC | 2.8 |  | Electric Utility | N | Internal Combustion (PRMVR=IC)
EXCLUDE | CA | Pebbly Beach | 6704 | 7 | DFO | IC | 1 |  | Electric Utility | N | Internal Combustion (PRMVR=IC)
EXCLUDE | CA | Pebbly Beach | 6704 | 8 | DFO | IC | 1.5 |  | Electric Utility | N | Internal Combustion (PRMVR=IC)
EXCLUDE | CA | Pebbly Beach | 6704 | MT01 | PG | GT | 0.1 |  | Electric Utility | N | Simple Cycle Turbine (PRMVR=GT or OT) unit under 25MW
EXCLUDE | CA | Pebbly Beach | 6704 | MT02 | PG | GT | 0.1 |  | Electric Utility | N | Simple Cycle Turbine (PRMVR=GT or OT) unit under 25MW
EXCLUDE | CA | Pebbly Beach | 6704 | MT03 | PG | GT | 0.1 |  | Electric Utility | N | Simple Cycle Turbine (PRMVR=GT or OT) unit under 25MW
EXCLUDE | CA | Pebbly Beach | 6704 | MT04 | PG | GT | 0.1 |  | Electric Utility | N | Simple Cycle Turbine (PRMVR=GT or OT) unit under 25MW
EXCLUDE | CA | Pebbly Beach | 6704 | MT05 | PG | GT | 0.1 |  | Electric Utility | N | Simple Cycle Turbine (PRMVR=GT or OT) unit under 25MW
EXCLUDE | CA | Pebbly Beach | 6704 | MT06 | PG | GT | 0.1 |  | Electric Utility | N | Simple Cycle Turbine (PRMVR=GT or OT) unit under 25MW
EXCLUDE | CA | Pebbly Beach | 6704 | MT07 | PG | GT | 0.1 |  | Electric Utility | N | Simple Cycle Turbine (PRMVR=GT or OT) unit under 25MW
EXCLUDE | CA | Pebbly Beach | 6704 | MT08 | PG | GT | 0.1 |  | Electric Utility | N | Simple Cycle Turbine (PRMVR=GT or OT) unit under 25MW
EXCLUDE | CA | Pebbly Beach | 6704 | MT09 | PG | GT | 0.1 |  | Electric Utility | N | Simple Cycle Turbine (PRMVR=GT or OT) unit under 25MW
EXCLUDE | CA | Pebbly Beach | 6704 | MT10 | PG | GT | 0.1 |  | Electric Utility | N | Simple Cycle Turbine (PRMVR=GT or OT) unit under 25MW
EXCLUDE | CA | Pebbly Beach | 6704 | MT11 | PG | GT | 0.1 |  | Electric Utility | N | Simple Cycle Turbine (PRMVR=GT or OT) unit under 25MW
EXCLUDE | CA | Pebbly Beach | 6704 | MT12 | PG | GT | 0.1 |  | Electric Utility | N | Simple Cycle Turbine (PRMVR=GT or OT) unit under 25MW
EXCLUDE | CA | Pebbly Beach | 6704 | MT13 | PG | GT | 0.1 |  | Electric Utility | N | Simple Cycle Turbine (PRMVR=GT or OT) unit under 25MW
EXCLUDE | CA | Pebbly Beach | 6704 | MT14 | PG | GT | 0.1 |  | Electric Utility | N | Simple Cycle Turbine (PRMVR=GT or OT) unit under 25MW
EXCLUDE | CA | Pebbly Beach | 6704 | MT15 | PG | GT | 0.1 |  | Electric Utility | N | Simple Cycle Turbine (PRMVR=GT or OT) unit under 25MW
EXCLUDE | CA | Pebbly Beach | 6704 | MT16 | PG | GT | 0.1 |  | Electric Utility | N | Simple Cycle Turbine (PRMVR=GT or OT) unit under 25MW
EXCLUDE | CA | Pebbly Beach | 6704 | MT17 | PG | GT | 0.1 |  | Electric Utility | N | Simple Cycle Turbine (PRMVR=GT or OT) unit under 25MW
EXCLUDE | CA | Pebbly Beach | 6704 | MT18 | PG | GT | 0.1 |  | Electric Utility | N | Simple Cycle Turbine (PRMVR=GT or OT) unit under 25MW
EXCLUDE | CA | Pebbly Beach | 6704 | MT19 | PG | GT | 0.1 |  | Electric Utility | N | Simple Cycle Turbine (PRMVR=GT or OT) unit under 25MW
EXCLUDE | CA | Pebbly Beach | 6704 | MT20 | PG | GT | 0.1 |  | Electric Utility | N | Simple Cycle Turbine (PRMVR=GT or OT) unit under 25MW
EXCLUDE | CA | Pebbly Beach | 6704 | MT21 | PG | GT | 0.1 |  | Electric Utility | N | Simple Cycle Turbine (PRMVR=GT or OT) unit under 25MW
EXCLUDE | CA | Pebbly Beach | 6704 | MT22 | PG | GT | 0.1 |  | Electric Utility | N | Simple Cycle Turbine (PRMVR=GT or OT) unit under 25MW
EXCLUDE | CA | Pebbly Beach | 6704 | MT23 | PG | GT | 0.1 |  | Electric Utility | N | Simple Cycle Turbine (PRMVR=GT or OT) unit under 25MW
EXCLUDE | CA | Pebbly Beach | 6704 | MT24 | PG | GT | 0.1 |  | Electric Utility | N | Simple Cycle Turbine (PRMVR=GT or OT) unit under 25MW
EXCLUDE | CA | Pebbly Beach | 6704 | MT25 | PG | GT | 0.1 |  | Electric Utility | N | Simple Cycle Turbine (PRMVR=GT or OT) unit under 25MW
EXCLUDE | LA | Thibodaux | 6706 | 9 | NG | ST | 21 |  | Electric Utility | N | Steam unit (PRMVR=ST) under 25MW/250 MMBtu/hr
EXCLUDE | CA | Naval Training Center | 6707 | NTCG | NG | GT | 16 |  | IPP Non-CHP | N | Simple Cycle Turbine (PRMVR=GT or OT) unit under 25MW
EXCLUDE | OK | Hugo | 6772 | 2 | SUB | ST | 750 |  | Electric Utility | N | Status of operation (IP,L,P,T,or U) or Retired before 2012
EXCLUDE | KS | Augusta Electric Plant No 2 | 6791 | 1 | NG | IC | 4 |  | Electric Utility | N | Internal Combustion (PRMVR=IC)
EXCLUDE | KS | Augusta Electric Plant No 2 | 6791 | 2 | NG | IC | 4 |  | Electric Utility | N | Internal Combustion (PRMVR=IC)
EXCLUDE | KS | Augusta Electric Plant No 2 | 6791 | 3 | NG | IC | 6 |  | Electric Utility | N | Internal Combustion (PRMVR=IC)
EXCLUDE | KS | Augusta Electric Plant No 2 | 6791 | 4 | NG | IC | 6.7 |  | Electric Utility | N | Internal Combustion (PRMVR=IC)
EXCLUDE | AK | Jarvis Street | 6801 | 1 | DFO | IC | 2 |  | Electric Utility | N | Internal Combustion (PRMVR=IC)
EXCLUDE | AK | Jarvis Street | 6801 | 2 | DFO | IC | 2.8 |  | Electric Utility | N | Internal Combustion (PRMVR=IC)
EXCLUDE | AK | Jarvis Street | 6801 | 3 | DFO | IC | 2.8 |  | Electric Utility | N | Internal Combustion (PRMVR=IC)
EXCLUDE | AK | Jarvis Street | 6801 | 4 | DFO | IC | 4.5 |  | Electric Utility | N | Internal Combustion (PRMVR=IC)
EXCLUDE | KS | Hugoton 2 | 7011 | 10 | DFO | IC | 4.3 |  | Electric Utility | N | Internal Combustion (PRMVR=IC)
EXCLUDE | KS | Hugoton 2 | 7011 | 11 | DFO | IC | 2.5 |  | Electric Utility | N | Internal Combustion (PRMVR=IC)
EXCLUDE | KS | Hugoton 2 | 7011 | 12 | DFO | IC | 3 |  | Electric Utility | N | Internal Combustion (PRMVR=IC)
EXCLUDE | KS | Hugoton 2 | 7011 | 13 | NG | IC | 0.8 |  | Electric Utility | N | Internal Combustion (PRMVR=IC)
EXCLUDE | KS | Hugoton 2 | 7011 | 7 | DFO | IC | 2.3 |  | Electric Utility | N | Internal Combustion (PRMVR=IC)
EXCLUDE | KS | Hugoton 2 | 7011 | 8 | DFO | IC | 2 |  | Electric Utility | N | Internal Combustion (PRMVR=IC)
EXCLUDE | KS | Hugoton 2 | 7011 | 9A | DFO | IC | 4.3 |  | Electric Utility | N | Internal Combustion (PRMVR=IC)
EXCLUDE | KS | East 12th Street | 7013 | 5 | DFO | IC | 1.6 |  | Electric Utility | N | Internal Combustion (PRMVR=IC)
EXCLUDE | KS | Chanute 3 | 7018 | 10 | NG | IC | 7.6 |  | Electric Utility | N | Internal Combustion (PRMVR=IC)
EXCLUDE | KS | Chanute 3 | 7018 | 11 | NG | IC | 7.6 |  | Electric Utility | N | Internal Combustion (PRMVR=IC)
EXCLUDE | KS | Chanute 3 | 7018 | 12 | DFO | IC | 6 |  | Electric Utility | N | Internal Combustion (PRMVR=IC)
EXCLUDE | KS | Chanute 3 | 7018 | 13 | DFO | IC | 6 |  | Electric Utility | N | Internal Combustion (PRMVR=IC)
EXCLUDE | KS | Chanute 3 | 7018 | 9 | NG | IC | 7.6 |  | Electric Utility | N | Internal Combustion (PRMVR=IC)
EXCLUDE | UT | Whitehead | 7028 | K1 | NG | IC | 7 |  | Electric Utility | Y | Internal Combustion (PRMVR=IC)
EXCLUDE | UT | Whitehead | 7028 | K2 | NG | IC | 7 |  | Electric Utility | Y | Internal Combustion (PRMVR=IC)
EXCLUDE | UT | Whitehead | 7028 | K3 | NG | IC | 7 |  | Electric Utility | Y | Internal Combustion (PRMVR=IC)
EXCLUDE | UT | Whitehead | 7028 | K4 | NG | IC | 5 |  | Electric Utility | Y | Internal Combustion (PRMVR=IC)
EXCLUDE | TX | Twin Oaks Power One | 7030 | 3 | LIG | ST | 600 |  | Electric Utility/IPP Non-CHP | N | Status of operation (IP,L,P,T,or U) or Retired before 2012
EXCLUDE | WY | Lake | 7039 | 1 | DFO | IC | 2.7 |  | Electric Utility | N | Internal Combustion (PRMVR=IC)
EXCLUDE | ME | Bates Mill Upper | 7044 | BU1 | WAT | HY | 1.2 |  | IPP Non-CHP | N | Non Combustion (NUC, WAT, WND, GEO, or SUN)
EXCLUDE | ME | Bates Mill Upper | 7044 | BU2 | WAT | HY | 1.5 |  | IPP Non-CHP | N | Non Combustion (NUC, WAT, WND, GEO, or SUN)
EXCLUDE | ME | Bates Mill Upper | 7044 | BU3 | WAT | HY | 1.2 |  | IPP Non-CHP | N | Non Combustion (NUC, WAT, WND, GEO, or SUN)
EXCLUDE | ME | Hill Mill | 7048 | HM1 | WAT | HY | 0.3 |  | IPP Non-CHP | N | Non Combustion (NUC, WAT, WND, GEO, or SUN)
EXCLUDE | ME | Hill Mill | 7048 | HM2 | WAT | HY | 0.3 |  | IPP Non-CHP | N | Non Combustion (NUC, WAT, WND, GEO, or SUN)
EXCLUDE | ME | Hill Mill | 7048 | HM3 | WAT | HY | 0.3 |  | IPP Non-CHP | N | Non Combustion (NUC, WAT, WND, GEO, or SUN)
EXCLUDE | ME | Hill Mill | 7048 | HM4 | WAT | HY | 0.3 |  | IPP Non-CHP | N | Non Combustion (NUC, WAT, WND, GEO, or SUN)
EXCLUDE | ME | Hill Mill | 7048 | HM5 | WAT | HY | 0.3 |  | IPP Non-CHP | N | Non Combustion (NUC, WAT, WND, GEO, or SUN)
EXCLUDE | ME | Hill Mill | 7048 | HM6 | WAT | HY | 0.3 |  | IPP Non-CHP | N | Non Combustion (NUC, WAT, WND, GEO, or SUN)
EXCLUDE | WI | Solon Diesel | 7058 | 1 | DFO | IC | 1 |  | Electric Utility | N | Internal Combustion (PRMVR=IC)
EXCLUDE | WI | Solon Diesel | 7058 | 2 | DFO | IC | 1 |  | Electric Utility | N | Internal Combustion (PRMVR=IC)
EXCLUDE | WI | Solon Diesel | 7058 | 3 | DFO | IC | 1 |  | Electric Utility | N | Internal Combustion (PRMVR=IC)
EXCLUDE | WI | Solon Diesel | 7058 | 4 | DFO | IC | 1 |  | Electric Utility | N | Internal Combustion (PRMVR=IC)
EXCLUDE | WI | Solon Diesel | 7058 | 5 | DFO | IC | 1 |  | Electric Utility | N | Internal Combustion (PRMVR=IC)
EXCLUDE | WI | Solon Diesel | 7058 | 6 | DFO | IC | 1 |  | Electric Utility | N | Internal Combustion (PRMVR=IC)
EXCLUDE | WI | Solon Diesel | 7058 | 7 | DFO | IC | 1 |  | Electric Utility | N | Internal Combustion (PRMVR=IC)
EXCLUDE | WI | Solon Diesel | 7058 | 8 | DFO | IC | 1 |  | Electric Utility | N | Internal Combustion (PRMVR=IC)
EXCLUDE | IA | Sibley No Two | 7060 | 4 | DFO | IC | 1.1 |  | Electric Utility | N | Internal Combustion (PRMVR=IC)
EXCLUDE | AL | McIntosh | 7063 | 1 | NG | CE | 110 |  | Electric Utility | N | Energy Storage Battery or Energy Storage Compressed Air or Flywheel (PRMVR=BA or CE or FW)
EXCLUDE | UT | St George Red Rock | 7080 | 1 | DFO | IC | 7 |  | Electric Utility | N | Internal Combustion (PRMVR=IC)
EXCLUDE | UT | St George Red Rock | 7080 | 2 | DFO | IC | 7 |  | Electric Utility | N | Internal Combustion (PRMVR=IC)
EXCLUDE | SC | NA 1 | 7106 | GT1 | NG | GT | 170 |  | Electric Utility | N | Status of operation (IP,L,P,T,or U) or Retired before 2012
EXCLUDE | UT | Heber City | 7111 | 1 | NG | IC | 1.4 |  | Electric Utility | N | Internal Combustion (PRMVR=IC)
EXCLUDE | UT | Heber City | 7111 | 2 | NG | IC | 1.4 |  | Electric Utility | N | Internal Combustion (PRMVR=IC)
EXCLUDE | UT | Heber City | 7111 | 4 | NG | IC | 1.9 |  | Electric Utility | N | Internal Combustion (PRMVR=IC)
EXCLUDE | UT | Heber City | 7111 | NA1 | NG | IC | 0.6 |  | Electric Utility | N | Internal Combustion (PRMVR=IC)
EXCLUDE | UT | Heber City | 7111 | NA10 | NG | IC | 1.9 |  | Electric Utility | N | Internal Combustion (PRMVR=IC)
EXCLUDE | UT | Heber City | 7111 | NA2 | NG | IC | 0.6 |  | Electric Utility | N | Internal Combustion (PRMVR=IC)
EXCLUDE | UT | Heber City | 7111 | NA3 | NG | IC | 0.6 |  | Electric Utility | N | Internal Combustion (PRMVR=IC)
EXCLUDE | UT | Heber City | 7111 | NA4 | NG | IC | 0.6 |  | Electric Utility | N | Internal Combustion (PRMVR=IC)
EXCLUDE | UT | Heber City | 7111 | NA5 | NG | IC | 0.7 |  | Electric Utility | N | Internal Combustion (PRMVR=IC)
EXCLUDE | UT | Heber City | 7111 | NA6 | NG | IC | 0.7 |  | Electric Utility | N | Internal Combustion (PRMVR=IC)
EXCLUDE | UT | Heber City | 7111 | NA7 | DFO | IC | 1.5 |  | Electric Utility | N | Internal Combustion (PRMVR=IC)
EXCLUDE | UT | Heber City | 7111 | NA8 | DFO | IC | 1.6 |  | Electric Utility | N | Internal Combustion (PRMVR=IC)
EXCLUDE | UT | Heber City | 7111 | NA9 | NG | IC | 1.9 |  | Electric Utility | N | Internal Combustion (PRMVR=IC)
EXCLUDE | AK | Centennial | 7112 | IC6 | DFO | IC | 3.3 |  | Electric Utility | N | Internal Combustion (PRMVR=IC)
EXCLUDE | MI | Hoist | 7115 | 1 | WAT | HY | 1 |  | Electric Utility | N | Non Combustion (NUC, WAT, WND, GEO, or SUN)
EXCLUDE | MI | Cataract | 7118 | 1 | WAT | HY | 2 |  | IPP Non-CHP | N | Non Combustion (NUC, WAT, WND, GEO, or SUN)
EXCLUDE | MI | Gladstone | 7119 | 1 | DFO | GT | 22.6 |  | Electric Utility | N | Simple Cycle Turbine (PRMVR=GT or OT) unit under 25MW
EXCLUDE | CA | San Gorgonio 1 | 7148 | 1 | WAT | HY | 1.5 |  | Electric Utility | N | Non Combustion (NUC, WAT, WND, GEO, or SUN)
EXCLUDE | AK | Northway | 7169 | 1A | DFO | IC | 0.5 |  | Electric Utility | N | Internal Combustion (PRMVR=IC)
EXCLUDE | AK | Northway | 7169 | 2A | DFO | IC | 0.2 |  | Electric Utility | N | Internal Combustion (PRMVR=IC)
EXCLUDE | AK | Northway | 7169 | 4 | DFO | IC | 0.4 |  | Electric Utility | N | Internal Combustion (PRMVR=IC)
EXCLUDE | AK | Northway | 7169 | 5 | DFO | IC | 0.4 |  | Electric Utility | N | Internal Combustion (PRMVR=IC)
EXCLUDE | AK | Barrow | 7173 | 10 | NG | IC | 1.5 |  | Electric Utility | N | Internal Combustion (PRMVR=IC)
EXCLUDE | AK | Barrow | 7173 | 9 | NG | IC | 1.5 |  | Electric Utility | N | Internal Combustion (PRMVR=IC)
EXCLUDE | AK | Gwitchyaa Zhee | 7174 | 1 | DFO | IC | 0.6 |  | Electric Utility | N | Internal Combustion (PRMVR=IC)
EXCLUDE | AK | Gwitchyaa Zhee | 7174 | 2A | DFO | IC | 0.5 |  | Electric Utility | N | Internal Combustion (PRMVR=IC)
EXCLUDE | AK | Gwitchyaa Zhee | 7174 | 3 | DFO | IC | 0.6 |  | Electric Utility | N | Internal Combustion (PRMVR=IC)
EXCLUDE | AK | Gwitchyaa Zhee | 7174 | 4A | DFO | IC | 0.5 |  | Electric Utility | N | Internal Combustion (PRMVR=IC)
EXCLUDE | AK | Gwitchyaa Zhee | 7174 | 5 | DFO | IC | 0.5 |  | Electric Utility | N | Internal Combustion (PRMVR=IC)
EXCLUDE | AK | Gwitchyaa Zhee | 7174 | 6 | DFO | IC | 0.5 |  | Electric Utility | N | Internal Combustion (PRMVR=IC)
EXCLUDE | AK | Aniak | 7182 | 1 | DFO | IC | 0.5 |  | Electric Utility | N | Internal Combustion (PRMVR=IC)
EXCLUDE | AK | Aniak | 7182 | 3 | DFO | IC | 0.3 |  | Electric Utility | N | Internal Combustion (PRMVR=IC)
EXCLUDE | AK | Aniak | 7182 | 4 | DFO | IC | 0.3 |  | Electric Utility | N | Internal Combustion (PRMVR=IC)
EXCLUDE | AK | Aniak | 7182 | 5 | DFO | IC | 0.3 |  | Electric Utility | N | Internal Combustion (PRMVR=IC)
EXCLUDE | AK | Aniak | 7182 | 9 | DFO | IC | 0.6 |  | Electric Utility | N | Internal Combustion (PRMVR=IC)
EXCLUDE | AK | Newhalen | 7183 | 1 | DFO | IC | 0.3 |  | Electric Utility | N | Internal Combustion (PRMVR=IC)
EXCLUDE | AK | Newhalen | 7183 | 2 | DFO | IC | 0.3 |  | Electric Utility | N | Internal Combustion (PRMVR=IC)
EXCLUDE | AK | Newhalen | 7183 | 3 | DFO | IC | 0.3 |  | Electric Utility | N | Internal Combustion (PRMVR=IC)
EXCLUDE | AK | Newhalen | 7183 | 4 | DFO | IC | 0.6 |  | Electric Utility | N | Internal Combustion (PRMVR=IC)
EXCLUDE | AK | Newhalen | 7183 | 5 | DFO | IC | 0.3 |  | Electric Utility | N | Internal Combustion (PRMVR=IC)
EXCLUDE | AK | Newhalen | 7183 | 6 | DFO | IC | 0.3 |  | Electric Utility | N | Internal Combustion (PRMVR=IC)
EXCLUDE | AK | Newhalen | 7183 | 7 | DFO | IC | 0.3 |  | Electric Utility | N | Internal Combustion (PRMVR=IC)
EXCLUDE | AK | Newhalen | 7183 | H-1 | WAT | HY | 0.4 |  | Electric Utility | N | Non Combustion (NUC, WAT, WND, GEO, or SUN)
EXCLUDE | AK | Newhalen | 7183 | H-2 | WAT | HY | 0.4 |  | Electric Utility | N | Non Combustion (NUC, WAT, WND, GEO, or SUN)
EXCLUDE | OK | Conoco | 7185 | 1 | NG | GT | 33 |  | Electric Utility | N | Status of operation (IP,L,P,T,or U) or Retired before 2012
EXCLUDE | OK | Conoco | 7185 | 2 | NG | GT | 33 |  | Electric Utility | N | Status of operation (IP,L,P,T,or U) or Retired before 2012
EXCLUDE | IN | NA 1 | 7228 | 1 | NG | GT | 318 |  | Electric Utility | N | Status of operation (IP,L,P,T,or U) or Retired before 2012
EXCLUDE | IN | NA 1 | 7228 | 10 | NG | GT | 259 |  | Electric Utility | N | Status of operation (IP,L,P,T,or U) or Retired before 2012
EXCLUDE | IN | NA 1 | 7228 | 11 | NG | GT | 259 |  | Electric Utility | N | Status of operation (IP,L,P,T,or U) or Retired before 2012
EXCLUDE | IN | NA 1 | 7228 | 12 | NG | GT | 239 |  | Electric Utility | N | Status of operation (IP,L,P,T,or U) or Retired before 2012
EXCLUDE | IN | NA 1 | 7228 | 13 | NG | GT | 239 |  | Electric Utility | N | Status of operation (IP,L,P,T,or U) or Retired before 2012
EXCLUDE | IN | NA 1 | 7228 | 14 | NG | GT | 239 |  | Electric Utility | N | Status of operation (IP,L,P,T,or U) or Retired before 2012
EXCLUDE | IN | NA 1 | 7228 | 15 | NG | GT | 239 |  | Electric Utility | N | Status of operation (IP,L,P,T,or U) or Retired before 2012
EXCLUDE | IN | NA 1 | 7228 | 16 | NG | GT | 239 |  | Electric Utility | N | Status of operation (IP,L,P,T,or U) or Retired before 2012
EXCLUDE | IN | NA 1 | 7228 | 2 | NG | GT | 96 |  | Electric Utility | N | Status of operation (IP,L,P,T,or U) or Retired before 2012
EXCLUDE | IN | NA 1 | 7228 | 3 | NG | GT | 96 |  | Electric Utility | N | Status of operation (IP,L,P,T,or U) or Retired before 2012
EXCLUDE | IN | NA 1 | 7228 | 4 | NG | GT | 96 |  | Electric Utility | N | Status of operation (IP,L,P,T,or U) or Retired before 2012
EXCLUDE | IN | NA 1 | 7228 | 5 | NG | GT | 185 |  | Electric Utility | N | Status of operation (IP,L,P,T,or U) or Retired before 2012
EXCLUDE | IN | NA 1 | 7228 | 6 | NG | GT | 185 |  | Electric Utility | N | Status of operation (IP,L,P,T,or U) or Retired before 2012
EXCLUDE | IN | NA 1 | 7228 | 7 | NG | GT | 185 |  | Electric Utility | N | Status of operation (IP,L,P,T,or U) or Retired before 2012
EXCLUDE | IN | NA 1 | 7228 | 8 | NG | GT | 552 |  | Electric Utility | N | Status of operation (IP,L,P,T,or U) or Retired before 2012
EXCLUDE | IN | NA 1 | 7228 | 9 | NG | GT | 259 |  | Electric Utility | N | Status of operation (IP,L,P,T,or U) or Retired before 2012
EXCLUDE | FL | Polk | 7242 | 6 | NG | CC | 600 |  | Electric Utility | N | Status of operation (IP,L,P,T,or U) or Retired before 2012
EXCLUDE | FL | Polk | 7242 | 7 | NG | GT | 195.8 |  | Electric Utility | N | Status of operation (IP,L,P,T,or U) or Retired before 2012
EXCLUDE | FL | Polk | 7242 | 8 | NG | GT | 600 |  | Electric Utility | N | Status of operation (IP,L,P,T,or U) or Retired before 2012
EXCLUDE | FL | Polk | 7242 | 9 | NG | CC | 463 |  | Electric Utility | N | Status of operation (IP,L,P,T,or U) or Retired before 2012
Exclude | SD | Watertown Power Plant | 7247 | 1 | DFO | GT | 67.5 |  | Electric Utility | N | Low utilization CT
EXCLUDE | AK | Auke Bay | 7250 | 4 | DFO | IC | 2.5 |  | Electric Utility | N | Internal Combustion (PRMVR=IC)
EXCLUDE | SC | NA 5 | 7253 | NA5 | NG | GT | 170 |  | Electric Utility | N | Status of operation (IP,L,P,T,or U) or Retired before 2012
EXCLUDE | HI | Miki Basin | 7264 | LL1 | DFO | IC | 1 |  | Electric Utility | N | Internal Combustion (PRMVR=IC)
EXCLUDE | HI | Miki Basin | 7264 | LL2 | DFO | IC | 1 |  | Electric Utility | N | Internal Combustion (PRMVR=IC)
EXCLUDE | HI | Miki Basin | 7264 | LL3 | DFO | IC | 1 |  | Electric Utility | N | Internal Combustion (PRMVR=IC)
EXCLUDE | HI | Miki Basin | 7264 | LL4 | DFO | IC | 1 |  | Electric Utility | N | Internal Combustion (PRMVR=IC)
EXCLUDE | HI | Miki Basin | 7264 | LL5 | DFO | IC | 1 |  | Electric Utility | N | Internal Combustion (PRMVR=IC)
EXCLUDE | HI | Miki Basin | 7264 | LL6 | DFO | IC | 1 |  | Electric Utility | N | Internal Combustion (PRMVR=IC)
EXCLUDE | HI | Miki Basin | 7264 | LL7 | DFO | IC | 2.2 |  | Electric Utility | N | Internal Combustion (PRMVR=IC)
EXCLUDE | HI | Miki Basin | 7264 | LL8 | DFO | IC | 2.2 |  | Electric Utility | N | Internal Combustion (PRMVR=IC)
EXCLUDE | CA | Woodland | 7266 | 3A | NG | IC | 8.4 |  | Electric Utility | N | Internal Combustion (PRMVR=IC)
EXCLUDE | CA | Woodland | 7266 | 3B | NG | IC | 8.4 |  | Electric Utility | N | Internal Combustion (PRMVR=IC)
EXCLUDE | CA | Woodland | 7266 | 3C | NG | IC | 8.4 |  | Electric Utility | N | Internal Combustion (PRMVR=IC)
EXCLUDE | CA | Woodland | 7266 | 3D | NG | IC | 8.4 |  | Electric Utility | N | Internal Combustion (PRMVR=IC)
EXCLUDE | CA | Woodland | 7266 | 3E | NG | IC | 8.4 |  | Electric Utility | N | Internal Combustion (PRMVR=IC)
EXCLUDE | CA | Woodland | 7266 | 3F | NG | IC | 8.4 |  | Electric Utility | N | Internal Combustion (PRMVR=IC)
Exclude | CA | Woodland | 7266 | NA1 | NG | GT | 50.4 |  | Electric Utility | N | Low utilization CT
EXCLUDE | AR | Paragould Turbine | 7283 | 5 | DFO | IC | 0.3 |  | Electric Utility | N | Internal Combustion (PRMVR=IC)
EXCLUDE | OH | Richard Gorsuch | 7286 | 1 | BIT | ST | 50 |  | Electric Utility | Y | Status of operation (IP,L,P,T,or U) or Retired before 2012
EXCLUDE | OH | Richard Gorsuch | 7286 | 2 | BIT | ST | 50 |  | Electric Utility | Y | Status of operation (IP,L,P,T,or U) or Retired before 2012
EXCLUDE | OH | Richard Gorsuch | 7286 | 3 | BIT | ST | 50 |  | Electric Utility | Y | Status of operation (IP,L,P,T,or U) or Retired before 2012
EXCLUDE | OH | Richard Gorsuch | 7286 | 4 | BIT | ST | 50 |  | Electric Utility | Y | Status of operation (IP,L,P,T,or U) or Retired before 2012
EXCLUDE | SC | NA 8 | 7300 | GT8 | NG | GT | 170 |  | Electric Utility | N | Status of operation (IP,L,P,T,or U) or Retired before 2012
EXCLUDE | FL | Hines Energy Complex | 7302 | 5 | NG | CC | 517 |  | Electric Utility | N | Status of operation (IP,L,P,T,or U) or Retired before 2012
EXCLUDE | FL | Hines Energy Complex | 7302 | 6 | NG | CC | 517 |  | Electric Utility | N | Status of operation (IP,L,P,T,or U) or Retired before 2012
EXCLUDE | MO | Palmyra Municipal 2 | 7304 | IC10 | NG | IC | 3.5 |  | Electric Utility | N | Internal Combustion (PRMVR=IC)
EXCLUDE | MO | Palmyra Municipal 2 | 7304 | IC9 | NG | IC | 3.5 |  | Electric Utility | N | Internal Combustion (PRMVR=IC)
EXCLUDE | VT | Florence | 7337 | 1 | DFO | GT | 4.6 |  | Electric Utility | N | Simple Cycle Turbine (PRMVR=GT or OT) unit under 25MW
EXCLUDE | VT | Florence | 7337 | 2 | DFO | GT | 4.6 |  | Electric Utility | N | Simple Cycle Turbine (PRMVR=GT or OT) unit under 25MW
EXCLUDE | MN | Alliant Techsystems | 7376 | 1 | DFO | IC | 1.6 |  | Electric Utility | N | Internal Combustion (PRMVR=IC)
EXCLUDE | MN | United Health Care | 7377 | 1 | DFO | GT | 1.8 |  | Electric Utility | N | Simple Cycle Turbine (PRMVR=GT or OT) unit under 25MW
EXCLUDE | MN | United Health Care | 7377 | 2 | DFO | GT | 1.8 |  | Electric Utility | N | Simple Cycle Turbine (PRMVR=GT or OT) unit under 25MW
EXCLUDE | MN | United Hospital | 7378 | 1 | DFO | IC | 1.6 |  | Commercial Non-CHP | N | Internal Combustion (PRMVR=IC)
EXCLUDE | MN | United Hospital | 7378 | 2 | DFO | IC | 1.6 |  | Commercial Non-CHP | N | Internal Combustion (PRMVR=IC)
EXCLUDE | MN | United Hospital | 7378 | 3 | DFO | IC | 1.6 |  | Commercial Non-CHP | N | Internal Combustion (PRMVR=IC)
EXCLUDE | FL | Midulla Generating Station | 7380 | 1 | DFO | CC | 300 |  | Electric Utility | N | Status of operation (IP,L,P,T,or U) or Retired before 2012
EXCLUDE | FL | Midulla Generating Station | 7380 | 2 | DFO | CC | 193 |  | Electric Utility | N | Status of operation (IP,L,P,T,or U) or Retired before 2012
EXCLUDE | FL | Midulla Generating Station | 7380 | PW9 | NG | CC | 62 |  | Electric Utility | N | Status of operation (IP,L,P,T,or U) or Retired before 2012
EXCLUDE | IL | Indian Trails Cogen 1 | 7384 | 1 | NG | ST | 21 |  | Industrial CHP | Y | Steam unit (PRMVR=ST) under 25MW/250 MMBtu/hr
EXCLUDE | MO | Poplar Bluff Generating Station | 7392 | 1 | NG | IC | 7 |  | Electric Utility | N | Internal Combustion (PRMVR=IC)
EXCLUDE | MO | Poplar Bluff Generating Station | 7392 | 2 | NG | IC | 7 |  | Electric Utility | N | Internal Combustion (PRMVR=IC)
EXCLUDE | MO | Poplar Bluff Generating Station | 7392 | 3 | NG | IC | 6.7 |  | Electric Utility | N | Internal Combustion (PRMVR=IC)
EXCLUDE | MO | Poplar Bluff Generating Station | 7392 | 4 | NG | IC | 6.7 |  | Electric Utility | N | Internal Combustion (PRMVR=IC)
EXCLUDE | MO | Poplar Bluff Generating Station | 7392 | 5 | NG | IC | 6.7 |  | Electric Utility | N | Internal Combustion (PRMVR=IC)
EXCLUDE | KS | Lakin Municipal | 7393 | LK1 | NG | IC | 4.4 |  | Electric Utility | N | Internal Combustion (PRMVR=IC)
EXCLUDE | TX | Gonzales Hydro Plant | 7394 | 1 | WAT | HY | 0.5 |  | Electric Utility | N | Non Combustion (NUC, WAT, WND, GEO, or SUN)
EXCLUDE | TX | Gonzales Hydro Plant | 7394 | 2 | WAT | HY | 0.5 |  | Electric Utility | N | Non Combustion (NUC, WAT, WND, GEO, or SUN)
EXCLUDE | TX | Gonzales Hydro Plant | 7394 | 3 | WAT | HY | 0.5 |  | Electric Utility | N | Non Combustion (NUC, WAT, WND, GEO, or SUN)
EXCLUDE | MA | Front Street | 7396 | 1 | DFO | IC | 2.7 |  | Electric Utility | N | Internal Combustion (PRMVR=IC)
EXCLUDE | MA | Front Street | 7396 | 2 | DFO | IC | 2.7 |  | Electric Utility | N | Internal Combustion (PRMVR=IC)
EXCLUDE | MA | Front Street | 7396 | 3 | DFO | IC | 2.7 |  | Electric Utility | N | Internal Combustion (PRMVR=IC)
EXCLUDE | PA | Falling Spring | 7397 | 5 | NG | IC | 2 |  | Electric Utility | N | Internal Combustion (PRMVR=IC)
EXCLUDE | PA | Falling Spring | 7397 | 6 | NG | IC | 2 |  | Electric Utility | N | Internal Combustion (PRMVR=IC)
EXCLUDE | PA | Falling Spring | 7397 | 7 | NG | IC | 3.2 |  | Electric Utility | N | Internal Combustion (PRMVR=IC)
EXCLUDE | MI | Water Street Station | 7398 | GEN1 | NG | IC | 5.7 |  | Electric Utility | N | Internal Combustion (PRMVR=IC)
EXCLUDE | MI | Water Street Station | 7398 | GEN2 | NG | IC | 6.9 |  | Electric Utility | N | Internal Combustion (PRMVR=IC)
EXCLUDE | MI | Henry Station | 7399 | GEN3 | NG | IC | 7.7 |  | Electric Utility | N | Internal Combustion (PRMVR=IC)
EXCLUDE | MI | Henry Station | 7399 | GEN4 | NG | IC | 7.7 |  | Electric Utility | N | Internal Combustion (PRMVR=IC)
EXCLUDE | MO | Salisbury City of | 7400 | 1 | DFO | IC | 1 |  | Electric Utility | N | Internal Combustion (PRMVR=IC)
EXCLUDE | MO | Salisbury City of | 7400 | 2 | DFO | IC | 1 |  | Electric Utility | N | Internal Combustion (PRMVR=IC)
EXCLUDE | MO | Salisbury City of | 7400 | 3 | DFO | IC | 2.2 |  | Electric Utility | N | Internal Combustion (PRMVR=IC)
EXCLUDE | MO | Salisbury City of | 7400 | 4 | DFO | IC | 2.2 |  | Electric Utility | N | Internal Combustion (PRMVR=IC)
EXCLUDE | MO | Shelbina Power #1 | 7405 | G1 | DFO | IC | 3 |  | Electric Utility | N | Internal Combustion (PRMVR=IC)
EXCLUDE | MO | Shelbina Power #1 | 7405 | G2 | DFO | IC | 1.6 |  | Electric Utility | N | Internal Combustion (PRMVR=IC)
EXCLUDE | MO | Shelbina Power #2 | 7406 | G3 | DFO | IC | 1.6 |  | Electric Utility | N | Internal Combustion (PRMVR=IC)
EXCLUDE | MO | Shelbina Power #2 | 7406 | G4 | DFO | IC | 1.6 |  | Electric Utility | N | Internal Combustion (PRMVR=IC)
EXCLUDE | MO | Shelbina Power #2 | 7406 | G5 | DFO | IC | 1.6 |  | Electric Utility | N | Internal Combustion (PRMVR=IC)
EXCLUDE | MO | Shelbina Power #2 | 7406 | G6 | DFO | IC | 1.8 |  | Electric Utility | N | Internal Combustion (PRMVR=IC)
EXCLUDE | UT | Payson | 7408 | 86-1 | NG | IC | 2.6 |  | Electric Utility | N | Internal Combustion (PRMVR=IC)
EXCLUDE | UT | Payson | 7408 | 86-2 | NG | IC | 2.6 |  | Electric Utility | N | Internal Combustion (PRMVR=IC)
EXCLUDE | UT | Payson | 7408 | 86-3 | NG | IC | 2.5 |  | Electric Utility | N | Internal Combustion (PRMVR=IC)
EXCLUDE | UT | Payson | 7408 | 86-4 | NG | IC | 2 |  | Electric Utility | N | Internal Combustion (PRMVR=IC)
EXCLUDE | OR | Short Mountain | 7413 | 1 | LFG | IC | 0.8 |  | Electric Utility | N | Internal Combustion (PRMVR=IC)
EXCLUDE | OR | Short Mountain | 7413 | 2 | LFG | IC | 0.8 |  | Electric Utility | N | Internal Combustion (PRMVR=IC)
EXCLUDE | OR | Short Mountain | 7413 | 3 | LFG | IC | 0.8 |  | Electric Utility | N | Internal Combustion (PRMVR=IC)
EXCLUDE | OR | Short Mountain | 7413 | 4 | LFG | IC | 0.8 |  | Electric Utility | N | Internal Combustion (PRMVR=IC)
EXCLUDE | AK | Thorne Bay Plant | 7414 | 2 | DFO | IC | 0.6 |  | Electric Utility | N | Internal Combustion (PRMVR=IC)
EXCLUDE | AK | Thorne Bay Plant | 7414 | 4 | DFO | IC | 0.4 |  | Electric Utility | N | Internal Combustion (PRMVR=IC)
EXCLUDE | MN | Lakefield Utilities | 7415 | 1 | DFO | IC | 0.1 |  | Electric Utility | N | Internal Combustion (PRMVR=IC)
EXCLUDE | MN | Lakefield Utilities | 7415 | 2 | DFO | IC | 0.3 |  | Electric Utility | N | Internal Combustion (PRMVR=IC)
EXCLUDE | MN | Lakefield Utilities | 7415 | 3 | DFO | IC | 0.6 |  | Electric Utility | N | Internal Combustion (PRMVR=IC)
EXCLUDE | MN | Lakefield Utilities | 7415 | 4 | DFO | IC | 1 |  | Electric Utility | N | Internal Combustion (PRMVR=IC)
EXCLUDE | MN | Lakefield Utilities | 7415 | 5 | DFO | IC | 1.2 |  | Electric Utility | N | Internal Combustion (PRMVR=IC)
EXCLUDE | MN | Lakefield Utilities | 7415 | 6 | DFO | IC | 2.2 |  | Electric Utility | N | Internal Combustion (PRMVR=IC)
EXCLUDE | NC | Edenton Generators | 7429 | 1 | DFO | IC | 1.2 |  | Electric Utility | N | Internal Combustion (PRMVR=IC)
EXCLUDE | NC | Edenton Generators | 7429 | 2 | DFO | IC | 1.2 |  | Electric Utility | N | Internal Combustion (PRMVR=IC)
EXCLUDE | KS | Oxford | 7432 | 1 | DFO | IC | 1.1 |  | Electric Utility | N | Internal Combustion (PRMVR=IC)
EXCLUDE | KS | Oxford | 7432 | 1A | DFO | IC | 1.7 |  | Electric Utility | N | Internal Combustion (PRMVR=IC)
EXCLUDE | KS | Oxford | 7432 | 2 | DFO | IC | 1.1 |  | Electric Utility | N | Internal Combustion (PRMVR=IC)
EXCLUDE | KS | Oxford | 7432 | 2A | DFO | IC | 1.7 |  | Electric Utility | N | Internal Combustion (PRMVR=IC)
EXCLUDE | KS | Oxford | 7432 | 3 | DFO | IC | 1.1 |  | Electric Utility | N | Internal Combustion (PRMVR=IC)
EXCLUDE | KS | Oxford | 7432 | 3A | DFO | IC | 1.7 |  | Electric Utility | N | Internal Combustion (PRMVR=IC)
EXCLUDE | CA | Vernon | 7436 | JH1 | DFO | IC | 6 |  | Electric Utility | N | Internal Combustion (PRMVR=IC)
EXCLUDE | CA | Vernon | 7436 | JH2 | DFO | IC | 6 |  | Electric Utility | N | Internal Combustion (PRMVR=IC)
EXCLUDE | CA | Vernon | 7436 | JH3 | DFO | IC | 6 |  | Electric Utility | N | Internal Combustion (PRMVR=IC)
EXCLUDE | CA | Vernon | 7436 | JH4 | DFO | IC | 6 |  | Electric Utility | N | Internal Combustion (PRMVR=IC)
EXCLUDE | CA | Vernon | 7436 | JH5 | DFO | IC | 6 |  | Electric Utility | N | Internal Combustion (PRMVR=IC)
EXCLUDE | AK | Galena Electric Utility | 7437 | 1A | DFO | IC | 0.8 |  | Electric Utility | Y | Internal Combustion (PRMVR=IC)
EXCLUDE | AK | Galena Electric Utility | 7437 | 2 | DFO | IC | 0.8 |  | Electric Utility | Y | Internal Combustion (PRMVR=IC)
EXCLUDE | AK | Galena Electric Utility | 7437 | 3 | DFO | IC | 0.8 |  | Electric Utility | Y | Internal Combustion (PRMVR=IC)
EXCLUDE | AK | Galena Electric Utility | 7437 | 3A | DFO | IC | 0.8 |  | Electric Utility | Y | Internal Combustion (PRMVR=IC)
EXCLUDE | AK | Galena Electric Utility | 7437 | 4 | DFO | IC | 0.8 |  | Electric Utility | Y | Internal Combustion (PRMVR=IC)
EXCLUDE | AK | Galena Electric Utility | 7437 | 4A | DFO | IC | 1 |  | Electric Utility | Y | Internal Combustion (PRMVR=IC)
EXCLUDE | AK | Galena Electric Utility | 7437 | 5 | DFO | IC | 0.8 |  | Electric Utility | Y | Internal Combustion (PRMVR=IC)
EXCLUDE | AK | Galena Electric Utility | 7437 | 5A | DFO | IC | 0.8 |  | Electric Utility | Y | Internal Combustion (PRMVR=IC)
EXCLUDE | AK | Galena Electric Utility | 7437 | 6 | DFO | IC | 0.5 |  | Electric Utility | N | Internal Combustion (PRMVR=IC)
EXCLUDE | AK | Galena Electric Utility | 7437 | 6A | DFO | IC | 0.4 |  | Electric Utility | Y | Internal Combustion (PRMVR=IC)
EXCLUDE | VA | Church Street Plant | 7438 | C1 | DFO | IC | 1 |  | Electric Utility | N | Internal Combustion (PRMVR=IC)
EXCLUDE | VA | Church Street Plant | 7438 | C2 | DFO | IC | 1 |  | Electric Utility | N | Internal Combustion (PRMVR=IC)
EXCLUDE | VA | Church Street Plant | 7438 | C3A | DFO | IC | 1.1 |  | Electric Utility | N | Internal Combustion (PRMVR=IC)
EXCLUDE | VA | Church Street Plant | 7438 | C4 | DFO | IC | 1 |  | Electric Utility | N | Internal Combustion (PRMVR=IC)
EXCLUDE | VA | Church Street Plant | 7438 | C5 | DFO | IC | 1.6 |  | Electric Utility | N | Internal Combustion (PRMVR=IC)
EXCLUDE | VA | Church Street Plant | 7438 | C6 | DFO | IC | 1.6 |  | Electric Utility | N | Internal Combustion (PRMVR=IC)
EXCLUDE | VA | Godwin Drive Plant | 7439 | C10 | DFO | IC | 1.5 |  | Electric Utility | N | Internal Combustion (PRMVR=IC)
EXCLUDE | VA | Godwin Drive Plant | 7439 | C7 | DFO | IC | 1.6 |  | Electric Utility | N | Internal Combustion (PRMVR=IC)
EXCLUDE | VA | Godwin Drive Plant | 7439 | C8 | DFO | IC | 1.6 |  | Electric Utility | N | Internal Combustion (PRMVR=IC)
EXCLUDE | VA | Godwin Drive Plant | 7439 | C9 | DFO | IC | 1.6 |  | Electric Utility | N | Internal Combustion (PRMVR=IC)
EXCLUDE | VA | VMEA 1 Credit Gen | 7440 | V10 | DFO | IC | 1.6 |  | Electric Utility | N | Internal Combustion (PRMVR=IC)
EXCLUDE | VA | VMEA 1 Credit Gen | 7440 | V3 | DFO | IC | 1.6 |  | Electric Utility | N | Internal Combustion (PRMVR=IC)
EXCLUDE | VA | VMEA 1 Credit Gen | 7440 | V4 | DFO | IC | 1.6 |  | Electric Utility | N | Internal Combustion (PRMVR=IC)
EXCLUDE | VA | VMEA 1 Credit Gen | 7440 | V5 | DFO | IC | 1.6 |  | Electric Utility | N | Internal Combustion (PRMVR=IC)
EXCLUDE | VA | VMEA 1 Credit Gen | 7440 | V6 | DFO | IC | 1.6 |  | Electric Utility | N | Internal Combustion (PRMVR=IC)
EXCLUDE | VA | VMEA 1 Credit Gen | 7440 | V7 | DFO | IC | 1.6 |  | Electric Utility | N | Internal Combustion (PRMVR=IC)
EXCLUDE | VA | VMEA 1 Credit Gen | 7440 | V8 | DFO | IC | 1.6 |  | Electric Utility | N | Internal Combustion (PRMVR=IC)
EXCLUDE | VA | VMEA 1 Credit Gen | 7440 | V9 | DFO | IC | 1.6 |  | Electric Utility | N | Internal Combustion (PRMVR=IC)
EXCLUDE | VA | VMEA 1 Credit Gen | 7440 | V9-1 | DFO | IC | 2 |  | Electric Utility | N | Internal Combustion (PRMVR=IC)
EXCLUDE | VA | VMEA Peaking Gen | 7441 | V1 | DFO | IC | 1.6 |  | Electric Utility | N | Internal Combustion (PRMVR=IC)
EXCLUDE | VA | VMEA Peaking Gen | 7441 | V11 | DFO | IC | 1.6 |  | Electric Utility | N | Internal Combustion (PRMVR=IC)
EXCLUDE | VA | VMEA Peaking Gen | 7441 | V12 | DFO | IC | 1.6 |  | Electric Utility | N | Internal Combustion (PRMVR=IC)
EXCLUDE | VA | VMEA Peaking Gen | 7441 | V2 | DFO | IC | 1.6 |  | Electric Utility | N | Internal Combustion (PRMVR=IC)
EXCLUDE | KS | Pratt 2 | 7447 | IC2 | NG | IC | 8 |  | Electric Utility | N | Internal Combustion (PRMVR=IC)
EXCLUDE | KS | Pratt 2 | 7447 | IC3 | NG | IC | 8 |  | Electric Utility | N | Internal Combustion (PRMVR=IC)
EXCLUDE | AK | Angoon | 7462 | 1 | DFO | IC | 0.4 |  | Electric Utility | N | Internal Combustion (PRMVR=IC)
EXCLUDE | AK | Angoon | 7462 | 1A | DFO | IC | 0.5 |  | Electric Utility | N | Internal Combustion (PRMVR=IC)
EXCLUDE | AK | Angoon | 7462 | 2A | DFO | IC | 0.5 |  | Electric Utility | N | Internal Combustion (PRMVR=IC)
EXCLUDE | AK | Angoon | 7462 | 3 | DFO | IC | 0.5 |  | Electric Utility | N | Internal Combustion (PRMVR=IC)
EXCLUDE | AK | Hoonah | 7463 | 1 | DFO | IC | 0.6 |  | Electric Utility | N | Internal Combustion (PRMVR=IC)
EXCLUDE | AK | Hoonah | 7463 | 2A | DFO | IC | 1 |  | Electric Utility | N | Internal Combustion (PRMVR=IC)
EXCLUDE | AK | Hoonah | 7463 | 3 | DFO | IC | 0.8 |  | Electric Utility | N | Internal Combustion (PRMVR=IC)
EXCLUDE | AK | Hoonah | 7463 | 3A | DFO | IC | 0.5 |  | Electric Utility | N | Internal Combustion (PRMVR=IC)
EXCLUDE | AK | Hoonah | 7463 | 4 | DFO | IC | 0.5 |  | Electric Utility | N | Internal Combustion (PRMVR=IC)
EXCLUDE | AK | Kake | 7464 | 1 | DFO | IC | 0.6 |  | Electric Utility | N | Internal Combustion (PRMVR=IC)
EXCLUDE | AK | Kake | 7464 | 1A | DFO | IC | 0.5 |  | Electric Utility | N | Internal Combustion (PRMVR=IC)
EXCLUDE | AK | Kake | 7464 | 2 | DFO | IC | 1.1 |  | Electric Utility | N | Internal Combustion (PRMVR=IC)
EXCLUDE | AK | Kake | 7464 | 3A | DFO | IC | 0.8 |  | Electric Utility | N | Internal Combustion (PRMVR=IC)
EXCLUDE | AK | Klawock | 7466 | 1 | DFO | IC | 0.5 |  | Electric Utility | N | Internal Combustion (PRMVR=IC)
EXCLUDE | AK | Klawock | 7466 | 2 | DFO | IC | 0.5 |  | Electric Utility | N | Internal Combustion (PRMVR=IC)
EXCLUDE | AK | Klawock | 7466 | 3 | DFO | IC | 0.1 |  | Electric Utility | N | Internal Combustion (PRMVR=IC)
EXCLUDE | AK | Klawock | 7466 | 4 | DFO | IC | 0.3 |  | Electric Utility | N | Internal Combustion (PRMVR=IC)
EXCLUDE | AK | Chilkat Valley | 7467 | 1 | DFO | IC | 0.6 |  | Electric Utility | N | Internal Combustion (PRMVR=IC)
EXCLUDE | AK | Chilkat Valley | 7467 | 2A | DFO | IC | 0.5 |  | Electric Utility | N | Internal Combustion (PRMVR=IC)
EXCLUDE | NE | Madison Utilities | 7469 | FM1 | DFO | IC | 2 |  | Electric Utility | N | Internal Combustion (PRMVR=IC)
EXCLUDE | NE | Madison Utilities | 7469 | FM2 | DFO | IC | 1.3 |  | Electric Utility | N | Internal Combustion (PRMVR=IC)
EXCLUDE | NE | Madison Utilities | 7469 | FM3 | DFO | IC | 1.1 |  | Electric Utility | N | Internal Combustion (PRMVR=IC)
EXCLUDE | NE | Madison Utilities | 7469 | FM4 | DFO | IC | 0.6 |  | Electric Utility | N | Internal Combustion (PRMVR=IC)
EXCLUDE | NE | Madison Utilities | 7469 | FM5 | DFO | IC | 1.4 |  | Electric Utility | N | Internal Combustion (PRMVR=IC)
EXCLUDE | MO | Marceline | 7470 | 1 | DFO | IC | 1 |  | Electric Utility | N | Internal Combustion (PRMVR=IC)
EXCLUDE | MO | Marceline | 7470 | 2 | DFO | IC | 3 |  | Electric Utility | N | Internal Combustion (PRMVR=IC)
EXCLUDE | MO | Marceline | 7470 | 3 | DFO | IC | 1.2 |  | Electric Utility | N | Internal Combustion (PRMVR=IC)
EXCLUDE | MO | Marceline | 7470 | 4 | DFO | IC | 0.4 |  | Electric Utility | N | Internal Combustion (PRMVR=IC)
EXCLUDE | MO | Marceline | 7470 | 5 | DFO | IC | 2 |  | Electric Utility | N | Internal Combustion (PRMVR=IC)
EXCLUDE | MO | Marceline | 7470 | 6 | DFO | IC | 2 |  | Electric Utility | N | Internal Combustion (PRMVR=IC)
EXCLUDE | SC | North Road Peak | 7479 | EAST | DFO | IC | 7 |  | Electric Utility | N | Internal Combustion (PRMVR=IC)
EXCLUDE | SC | North Road Peak | 7479 | WEST | DFO | IC | 7 |  | Electric Utility | N | Internal Combustion (PRMVR=IC)
EXCLUDE | SC | Rowesville Rd Plant | 7480 | 3 | NG | GT | 4.8 |  | Electric Utility | N | Simple Cycle Turbine (PRMVR=GT or OT) unit under 25MW
EXCLUDE | SC | Rowesville Rd Plant | 7480 | 4 | NG | GT | 4.8 |  | Electric Utility | N | Simple Cycle Turbine (PRMVR=GT or OT) unit under 25MW
EXCLUDE | SC | Rowesville Rd Plant | 7480 | GEN3 | NG | GT | 4.8 |  | Electric Utility | N | Simple Cycle Turbine (PRMVR=GT or OT) unit under 25MW
EXCLUDE | SC | Rowesville Rd Plant | 7480 | GEN4 | NG | GT | 4.8 |  | Electric Utility | N | Simple Cycle Turbine (PRMVR=GT or OT) unit under 25MW
EXCLUDE | NE | City Light & Water | 7481 | 1 | DFO | IC | 0.9 |  | Electric Utility | N | Internal Combustion (PRMVR=IC)
EXCLUDE | NE | City Light & Water | 7481 | 2 | DFO | IC | 0.4 |  | Electric Utility | N | Internal Combustion (PRMVR=IC)
EXCLUDE | AK | NSB Atquasuk Utility | 7482 | NA1 | DFO | IC | 0.9 |  | Electric Utility | Y | Internal Combustion (PRMVR=IC)
EXCLUDE | AK | NSB Atquasuk Utility | 7482 | NA2 | DFO | IC | 0.9 |  | Electric Utility | Y | Internal Combustion (PRMVR=IC)
EXCLUDE | AK | NSB Atquasuk Utility | 7482 | NA3 | DFO | IC | 0.4 |  | Electric Utility | Y | Internal Combustion (PRMVR=IC)
EXCLUDE | AK | NSB Atquasuk Utility | 7482 | PG1 | DFO | IC | 0.2 |  | Electric Utility | N | Internal Combustion (PRMVR=IC)
EXCLUDE | AK | NSB Atquasuk Utility | 7482 | PG2 | DFO | IC | 0.4 |  | Electric Utility | Y | Internal Combustion (PRMVR=IC)
EXCLUDE | AK | NSB Atquasuk Utility | 7482 | PG3 | DFO | IC | 0.6 |  | Electric Utility | Y | Internal Combustion (PRMVR=IC)
EXCLUDE | AK | NSB Kaktovik Utility | 7483 | PG1A | DFO | IC | 0.9 |  | Electric Utility | Y | Internal Combustion (PRMVR=IC)
EXCLUDE | AK | NSB Kaktovik Utility | 7483 | PG2A | DFO | IC | 0.9 |  | Electric Utility | Y | Internal Combustion (PRMVR=IC)
EXCLUDE | AK | NSB Kaktovik Utility | 7483 | PG3A | DFO | IC | 0.4 |  | Electric Utility | Y | Internal Combustion (PRMVR=IC)
EXCLUDE | AK | NSB Kaktovik Utility | 7483 | PG4A | DFO | IC | 0.4 |  | Electric Utility | Y | Internal Combustion (PRMVR=IC)
EXCLUDE | AK | NSB Nuiqsut Utility | 7484 | PG1A | DFO | IC | 0.9 |  | Electric Utility | Y | Internal Combustion (PRMVR=IC)
EXCLUDE | AK | NSB Nuiqsut Utility | 7484 | PG2A | DFO | IC | 0.9 |  | Electric Utility | Y | Internal Combustion (PRMVR=IC)
EXCLUDE | AK | NSB Nuiqsut Utility | 7484 | PG3A | DFO | IC | 0.4 |  | Electric Utility | Y | Internal Combustion (PRMVR=IC)
EXCLUDE | AK | NSB Nuiqsut Utility | 7484 | PG3B | NG | IC | 0.8 |  | Electric Utility | N | Internal Combustion (PRMVR=IC)
EXCLUDE | AK | NSB Nuiqsut Utility | 7484 | PG4A | DFO | IC | 0.4 |  | Electric Utility | Y | Internal Combustion (PRMVR=IC)
EXCLUDE | AK | NSB Nuiqsut Utility | 7484 | PG5A | NG | IC | 0.8 |  | Electric Utility | Y | Internal Combustion (PRMVR=IC)
EXCLUDE | AK | NSB Nuiqsut Utility | 7484 | PG6A | NG | IC | 0.8 |  | Electric Utility | Y | Internal Combustion (PRMVR=IC)
EXCLUDE | AK | NSB Point Hope Utility | 7485 | PG1 | DFO | IC | 0.3 |  | Electric Utility | Y | Internal Combustion (PRMVR=IC)
EXCLUDE | AK | NSB Point Hope Utility | 7485 | PG1A | DFO | IC | 1 |  | Electric Utility | N | Internal Combustion (PRMVR=IC)
EXCLUDE | AK | NSB Point Hope Utility | 7485 | PG2 | DFO | IC | 0.3 |  | Electric Utility | Y | Internal Combustion (PRMVR=IC)
EXCLUDE | AK | NSB Point Hope Utility | 7485 | PG3 | DFO | IC | 0.3 |  | Electric Utility | N | Internal Combustion (PRMVR=IC)
EXCLUDE | AK | NSB Point Hope Utility | 7485 | PG4 | DFO | IC | 0.4 |  | Electric Utility | N | Internal Combustion (PRMVR=IC)
EXCLUDE | AK | NSB Point Hope Utility | 7485 | PG5 | DFO | IC | 0.2 |  | Electric Utility | N | Internal Combustion (PRMVR=IC)
EXCLUDE | AK | NSB Point Hope Utility | 7485 | PG6 | DFO | IC | 0.6 |  | Electric Utility | Y | Internal Combustion (PRMVR=IC)
EXCLUDE | AK | NSB Point Hope Utility | 7485 | PG7 | DFO | IC | 0.6 |  | Electric Utility | Y | Internal Combustion (PRMVR=IC)
EXCLUDE | AK | NSB Point Hope Utility | 7485 | PG8 | NG | IC | 0.9 |  | Electric Utility | Y | Internal Combustion (PRMVR=IC)
EXCLUDE | AK | NSB Point Lay Utility | 7486 | PG10 | DFO | IC | 0.6 |  | Electric Utility | N | Internal Combustion (PRMVR=IC)
EXCLUDE | AK | NSB Point Lay Utility | 7486 | PG1A | DFO | IC | 0.3 |  | Electric Utility | Y | Internal Combustion (PRMVR=IC)
EXCLUDE | AK | NSB Point Lay Utility | 7486 | PG2A | DFO | IC | 0.3 |  | Electric Utility | Y | Internal Combustion (PRMVR=IC)
EXCLUDE | AK | NSB Point Lay Utility | 7486 | PG3 | DFO | IC | 0.2 |  | Electric Utility | Y | Internal Combustion (PRMVR=IC)
EXCLUDE | AK | NSB Point Lay Utility | 7486 | PG3A | DFO | IC | 0.3 |  | Electric Utility | Y | Internal Combustion (PRMVR=IC)
EXCLUDE | AK | NSB Point Lay Utility | 7486 | PG4 | DFO | IC | 0.2 |  | Electric Utility | N | Internal Combustion (PRMVR=IC)
EXCLUDE | AK | NSB Point Lay Utility | 7486 | PG4A | DFO | IC | 0.3 |  | Electric Utility | Y | Internal Combustion (PRMVR=IC)
EXCLUDE | AK | NSB Point Lay Utility | 7486 | PG5 | DFO | IC | 0.3 |  | Electric Utility | Y | Internal Combustion (PRMVR=IC)
EXCLUDE | AK | NSB Point Lay Utility | 7486 | PG6 | DFO | IC | 0.3 |  | Electric Utility | N | Internal Combustion (PRMVR=IC)
EXCLUDE | AK | NSB Point Lay Utility | 7486 | PG7 | DFO | IC | 0.6 |  | Electric Utility | N | Internal Combustion (PRMVR=IC)
EXCLUDE | AK | NSB Point Lay Utility | 7486 | PG8 | DFO | IC | 0.6 |  | Electric Utility | N | Internal Combustion (PRMVR=IC)
EXCLUDE | AK | NSB Point Lay Utility | 7486 | PG9 | DFO | IC | 0.6 |  | Electric Utility | N | Internal Combustion (PRMVR=IC)
EXCLUDE | AK | NSB Anaktuvuk Pass | 7487 | 1 | DFO | IC | 0.3 |  | Electric Utility | Y | Internal Combustion (PRMVR=IC)
EXCLUDE | AK | NSB Anaktuvuk Pass | 7487 | 2 | DFO | IC | 0.3 |  | Electric Utility | Y | Internal Combustion (PRMVR=IC)
EXCLUDE | AK | NSB Anaktuvuk Pass | 7487 | 3 | DFO | IC | 0.3 |  | Electric Utility | Y | Internal Combustion (PRMVR=IC)
EXCLUDE | AK | NSB Anaktuvuk Pass | 7487 | 4 | DFO | IC | 0.1 |  | Electric Utility | Y | Internal Combustion (PRMVR=IC)
EXCLUDE | AK | NSB Anaktuvuk Pass | 7487 | 5 | DFO | IC | 0.1 |  | Electric Utility | N | Internal Combustion (PRMVR=IC)
EXCLUDE | AK | NSB Anaktuvuk Pass | 7487 | 6 | DFO | IC | 0.9 |  | Electric Utility | Y | Internal Combustion (PRMVR=IC)
EXCLUDE | AK | NSB Anaktuvuk Pass | 7487 | 7 | DFO | IC | 0.9 |  | Electric Utility | Y | Internal Combustion (PRMVR=IC)
EXCLUDE | AK | NSB Wainwright Utility | 7488 | PG1 | DFO | IC | 0.4 |  | Electric Utility | Y | Internal Combustion (PRMVR=IC)
EXCLUDE | AK | NSB Wainwright Utility | 7488 | PG2 | DFO | IC | 0.4 |  | Electric Utility | Y | Internal Combustion (PRMVR=IC)
EXCLUDE | AK | NSB Wainwright Utility | 7488 | PG3 | DFO | IC | 0.4 |  | Electric Utility | Y | Internal Combustion (PRMVR=IC)
EXCLUDE | AK | NSB Wainwright Utility | 7488 | PG4 | DFO | IC | 0.3 |  | Electric Utility | N | Internal Combustion (PRMVR=IC)
EXCLUDE | AK | NSB Wainwright Utility | 7488 | PG4A | DFO | IC | 0.9 |  | Electric Utility | Y | Internal Combustion (PRMVR=IC)
EXCLUDE | AK | NSB Wainwright Utility | 7488 | PG5 | DFO | IC | 0.9 |  | Electric Utility | Y | Internal Combustion (PRMVR=IC)
EXCLUDE | AK | King Cove | 7493 | 1 | DFO | IC | 0.3 |  | Electric Utility | Y | Internal Combustion (PRMVR=IC)
EXCLUDE | AK | King Cove | 7493 | 2 | DFO | IC | 0.5 |  | Electric Utility | Y | Internal Combustion (PRMVR=IC)
EXCLUDE | AK | King Cove | 7493 | 3 | DFO | IC | 0.7 |  | Electric Utility | Y | Internal Combustion (PRMVR=IC)
EXCLUDE | AK | King Cove | 7493 | 5 | DFO | IC | 0.3 |  | Electric Utility | Y | Internal Combustion (PRMVR=IC)
EXCLUDE | MI | Croswell | 7497 | 1 | DFO | IC | 0.6 |  | Electric Utility | N | Internal Combustion (PRMVR=IC)
EXCLUDE | MI | Croswell | 7497 | 2 | DFO | IC | 0.7 |  | Electric Utility | N | Internal Combustion (PRMVR=IC)
EXCLUDE | MI | Croswell | 7497 | 3 | DFO | IC | 1.2 |  | Electric Utility | N | Internal Combustion (PRMVR=IC)
EXCLUDE | MI | Croswell | 7497 | 4 | DFO | IC | 1.3 |  | Electric Utility | N | Internal Combustion (PRMVR=IC)
EXCLUDE | MI | Croswell | 7497 | 5 | DFO | IC | 1.3 |  | Electric Utility | N | Internal Combustion (PRMVR=IC)
EXCLUDE | MA | Princeton Wind Farm | 7501 | 1 | WND | WT | 0.3 |  | Electric Utility | N | Non Combustion (NUC, WAT, WND, GEO, or SUN)
EXCLUDE | AK | Dutch Harbor | 7502 | 1 | DFO | IC | 0.3 |  | Electric Utility | N | Internal Combustion (PRMVR=IC)
EXCLUDE | AK | Dutch Harbor | 7502 | 10 | DFO | IC | 5.2 |  | Electric Utility | N | Internal Combustion (PRMVR=IC)
EXCLUDE | AK | Dutch Harbor | 7502 | 11 | DFO | IC | 5.2 |  | Electric Utility | N | Internal Combustion (PRMVR=IC)
EXCLUDE | AK | Dutch Harbor | 7502 | 13 | DFO | IC | 4.4 |  | Electric Utility | N | Internal Combustion (PRMVR=IC)
EXCLUDE | AK | Dutch Harbor | 7502 | 15 | DFO | IC | 0.3 |  | Electric Utility | N | Internal Combustion (PRMVR=IC)
EXCLUDE | AK | Dutch Harbor | 7502 | 2 | DFO | IC | 0.3 |  | Electric Utility | N | Internal Combustion (PRMVR=IC)
EXCLUDE | AK | Dutch Harbor | 7502 | 3 | DFO | IC | 0.6 |  | Electric Utility | N | Internal Combustion (PRMVR=IC)
EXCLUDE | AK | Dutch Harbor | 7502 | 4 | DFO | IC | 0.9 |  | Electric Utility | N | Internal Combustion (PRMVR=IC)
EXCLUDE | AK | Dutch Harbor | 7502 | 5 | DFO | IC | 0.6 |  | Electric Utility | N | Internal Combustion (PRMVR=IC)
EXCLUDE | AK | Dutch Harbor | 7502 | 6 | DFO | IC | 1.4 |  | Electric Utility | N | Internal Combustion (PRMVR=IC)
EXCLUDE | AK | Dutch Harbor | 7502 | 8 | DFO | IC | 1.2 |  | Electric Utility | N | Internal Combustion (PRMVR=IC)
EXCLUDE | AK | Dutch Harbor | 7502 | 9 | DFO | IC | 1.2 |  | Electric Utility | N | Internal Combustion (PRMVR=IC)
EXCLUDE | AK | Unalaska Power Module | 7503 | 7 | DFO | IC | 1.1 |  | Electric Utility | N | Internal Combustion (PRMVR=IC)
EXCLUDE | MN | Fergus Control Ctr | 7505 | 1 | DFO | IC | 2 |  | Electric Utility | N | Internal Combustion (PRMVR=IC)
COALST | WV | North Branch | 7537 | 1 | WC | ST | 80 |  | Electric Utility | N
EXCLUDE | NC | NA 1 | 7539 | 10 | NG | CC | 160 |  | Electric Utility | N | Status of operation (IP,L,P,T,or U) or Retired before 2012
EXCLUDE | NC | NA 1 | 7539 | 11 | NG | CC | 195 |  | Electric Utility | N | Status of operation (IP,L,P,T,or U) or Retired before 2012
EXCLUDE | NC | NA 1 | 7539 | 12 | NG | CC | 195 |  | Electric Utility | N | Status of operation (IP,L,P,T,or U) or Retired before 2012
EXCLUDE | NC | NA 1 | 7539 | 4 | NG | CC | 195 |  | Electric Utility | N | Status of operation (IP,L,P,T,or U) or Retired before 2012
EXCLUDE | NC | NA 1 | 7539 | 5 | NG | CC | 160 |  | Electric Utility | N | Status of operation (IP,L,P,T,or U) or Retired before 2012
EXCLUDE | NC | NA 1 | 7539 | 6 | NG | CC | 195 |  | Electric Utility | N | Status of operation (IP,L,P,T,or U) or Retired before 2012
EXCLUDE | NC | NA 1 | 7539 | 7 | NG | CC | 612 |  | Electric Utility | N | Status of operation (IP,L,P,T,or U) or Retired before 2012
EXCLUDE | NC | NA 1 | 7539 | 9 | NG | CC | 195.3 |  | Electric Utility | N | Status of operation (IP,L,P,T,or U) or Retired before 2012
EXCLUDE | NC | NA 1 | 7539 | CCE1 | NG | CC | 557 |  | Electric Utility | N | Status of operation (IP,L,P,T,or U) or Retired before 2012
EXCLUDE | NC | NA 1 | 7539 | CCW1 | NG | CC | 278 |  | Electric Utility | N | Status of operation (IP,L,P,T,or U) or Retired before 2012
EXCLUDE | NC | NA 1 | 7539 | CT1 | NG | GT | 195 |  | Electric Utility | N | Status of operation (IP,L,P,T,or U) or Retired before 2012
EXCLUDE | NC | NA 1 | 7539 | CT2 | NG | GT | 195 |  | Electric Utility | N | Status of operation (IP,L,P,T,or U) or Retired before 2012
EXCLUDE | NE | Nebraska City # 2 | 7555 | 11 | NG | IC | 4.5 |  | Electric Utility | N | Internal Combustion (PRMVR=IC)
EXCLUDE | NE | Nebraska City # 2 | 7555 | 12 | NG | IC | 4.5 |  | Electric Utility | N | Internal Combustion (PRMVR=IC)
EXCLUDE | NE | Nebraska City # 2 | 7555 | 13 | DFO | IC | 4.5 |  | Electric Utility | N | Internal Combustion (PRMVR=IC)
EXCLUDE | IL | State Farm | 7556 | 1 | DFO | IC | 1.7 |  | IPP Non-CHP | N | Internal Combustion (PRMVR=IC)
EXCLUDE | IL | State Farm | 7556 | 2 | DFO | IC | 1.7 |  | IPP Non-CHP | N | Internal Combustion (PRMVR=IC)
EXCLUDE | IL | State Farm | 7556 | 3 | DFO | IC | 1.7 |  | IPP Non-CHP | N | Internal Combustion (PRMVR=IC)
EXCLUDE | OH | Bowling Green | 7575 | 1 | DFO | IC | 1.6 |  | Electric Utility | N | Internal Combustion (PRMVR=IC)
EXCLUDE | OH | Bowling Green | 7575 | 2 | DFO | IC | 7.2 |  | Electric Utility | N | Internal Combustion (PRMVR=IC)
EXCLUDE | OH | Engle | 7576 | 16 | DFO | IC | 9 |  | Electric Utility | N | Internal Combustion (PRMVR=IC)
EXCLUDE | OH | Jackson | 7577 | 12 | DFO | IC | 3.6 |  | Electric Utility | N | Internal Combustion (PRMVR=IC)
EXCLUDE | OH | Napoleon | 7578 | 1 | DFO | IC | 1.8 |  | Electric Utility | N | Internal Combustion (PRMVR=IC)
EXCLUDE | OH | Napoleon | 7578 | 2 | DFO | IC | 1.8 |  | Electric Utility | N | Internal Combustion (PRMVR=IC)
EXCLUDE | OH | Napoleon | 7578 | 3 | DFO | IC | 1.8 |  | Electric Utility | N | Internal Combustion (PRMVR=IC)
EXCLUDE | OH | Niles | 7579 | 13 | DFO | IC | 5.4 |  | Electric Utility | N | Internal Combustion (PRMVR=IC)
EXCLUDE | OH | Wadsworth | 7580 | 13 | DFO | IC | 5.4 |  | Electric Utility | N | Internal Combustion (PRMVR=IC)
EXCLUDE | IA | Panora | 7584 | 1 | DFO | IC | 1.5 |  | Electric Utility | N | Internal Combustion (PRMVR=IC)
EXCLUDE | IA | Panora | 7584 | 2 | DFO | IC | 1 |  | Electric Utility | N | Internal Combustion (PRMVR=IC)
EXCLUDE | IA | Panora | 7584 | 3 | DFO | IC | 2 |  | Electric Utility | N | Internal Combustion (PRMVR=IC)
EXCLUDE | WI | Oneida Casino | 7602 | 1 | DFO | IC | 2 |  | Electric Utility | N | Internal Combustion (PRMVR=IC)
EXCLUDE | WI | Oneida Casino | 7602 | 2 | DFO | IC | 2 |  | Electric Utility | N | Internal Combustion (PRMVR=IC)
EXCLUDE | OH | Prospect Municipal | 7603 | 1 | DFO | IC | 1.8 |  | Electric Utility | N | Internal Combustion (PRMVR=IC)
EXCLUDE | WA | Everett Cogen | 7627 | 1 | WDS | ST | 42 |  | Electric Utility | Y | Non Fossil fuel type
EXCLUDE | OH | Auglaize Hydro | 7657 | 3 | WAT | HY | 1.4 |  | Electric Utility | N | Non Combustion (NUC, WAT, WND, GEO, or SUN)
EXCLUDE | TX | Celanese | 7678 | 1 | OTH | OT | 13 |  | Electric Utility | N | Non Fossil fuel type
EXCLUDE | TX | Celanese | 7678 | 2 | PUR | ST | 37 |  | Electric Utility | N | Non Fossil fuel type
EXCLUDE | FL | Girvin Landfill | 7705 | 1 | LFG | IC | 3 |  | Electric Utility | N | Internal Combustion (PRMVR=IC)
EXCLUDE | IA | Agency GT | 7706 | 1 | NG | GT | 19.7 |  | Electric Utility | N | Simple Cycle Turbine (PRMVR=GT or OT) unit under 25MW
EXCLUDE | IA | Agency GT | 7706 | 2 | NG | GT | 19.7 |  | Electric Utility | N | Simple Cycle Turbine (PRMVR=GT or OT) unit under 25MW
EXCLUDE | IA | Agency GT | 7706 | 3 | NG | GT | 19.7 |  | Electric Utility | N | Simple Cycle Turbine (PRMVR=GT or OT) unit under 25MW
EXCLUDE | IA | Agency GT | 7706 | 4 | NG | GT | 19.7 |  | Electric Utility | N | Simple Cycle Turbine (PRMVR=GT or OT) unit under 25MW
EXCLUDE | AL | APC1 | 7708 | 2 | NG | CC | 270 |  | Electric Utility | N | Status of operation (IP,L,P,T,or U) or Retired before 2012
EXCLUDE | AL | H Allen Franklin Combined Cycle | 7710 | CT4A | NG | CC | 203.1 |  | Electric Utility/IPP Non-CHP | N | Status of operation (IP,L,P,T,or U) or Retired before 2012
EXCLUDE | AL | H Allen Franklin Combined Cycle | 7710 | CT4B | NG | CC | 203.1 |  | Electric Utility/IPP Non-CHP | N | Status of operation (IP,L,P,T,or U) or Retired before 2012
EXCLUDE | AL | H Allen Franklin Combined Cycle | 7710 | ST4 | NG | CC | 281.9 |  | Electric Utility/IPP Non-CHP | N | Status of operation (IP,L,P,T,or U) or Retired before 2012
EXCLUDE | GA | GPC3 | 7711 | 1 | NG | CC | 660 |  | Electric Utility | N | Status of operation (IP,L,P,T,or U) or Retired before 2012
EXCLUDE | GA | GPC4 | 7712 | 1 | NG | GT | 570 |  | Electric Utility | N | Status of operation (IP,L,P,T,or U) or Retired before 2012
EXCLUDE | GA | GPC5 | 7713 | 1 | NG | GT | 930 |  | Electric Utility | N | Status of operation (IP,L,P,T,or U) or Retired before 2012
EXCLUDE | GA | GPC6 | 7714 | 1 | NG | CC | 570 |  | Electric Utility | N | Status of operation (IP,L,P,T,or U) or Retired before 2012
EXCLUDE | MS | Meridian | 7719 | 1 | DFO | IC | 1.8 |  | Electric Utility | N | Internal Combustion (PRMVR=IC)
EXCLUDE | MS | Meridian | 7719 | 2 | DFO | IC | 1.8 |  | Electric Utility | N | Internal Combustion (PRMVR=IC)
EXCLUDE | MS | Meridian | 7719 | 3 | DFO | IC | 1.8 |  | Electric Utility | N | Internal Combustion (PRMVR=IC)
EXCLUDE | MS | Meridian | 7719 | 4 | DFO | IC | 1.8 |  | Electric Utility | N | Internal Combustion (PRMVR=IC)
EXCLUDE | MS | Meridian | 7719 | 5 | DFO | IC | 1.8 |  | Electric Utility | N | Internal Combustion (PRMVR=IC)
EXCLUDE | TN | Watts Bar Nuclear Plant | 7722 | 2 | NUC | ST | 1269.9 |  | Electric Utility | N | Non Combustion (NUC, WAT, WND, GEO, or SUN)
EXCLUDE | AK | Nymans Plant | 7723 | 1 | DFO | IC | 2.5 |  | Electric Utility | N | Internal Combustion (PRMVR=IC)
EXCLUDE | AK | Nymans Plant | 7723 | 2 | DFO | IC | 7.5 |  | Electric Utility | N | Internal Combustion (PRMVR=IC)
EXCLUDE | OR | Coffin Butte | 7725 | 1 | LFG | IC | 0.8 |  | Electric Utility | N | Internal Combustion (PRMVR=IC)
EXCLUDE | OR | Coffin Butte | 7725 | 2 | LFG | IC | 0.8 |  | Electric Utility | N | Internal Combustion (PRMVR=IC)
EXCLUDE | OR | Coffin Butte | 7725 | 3 | LFG | IC | 0.8 |  | Electric Utility | N | Internal Combustion (PRMVR=IC)
EXCLUDE | OR | Coffin Butte | 7725 | 4 | LFG | IC | 1.6 |  | Electric Utility | N | Internal Combustion (PRMVR=IC)
EXCLUDE | OR | Coffin Butte | 7725 | 5 | LFG | IC | 1.6 |  | Electric Utility | N | Internal Combustion (PRMVR=IC)
EXCLUDE | NC | Future Gen Plant | 7727 | 1 | NG | CC | 211.8 |  | Electric Utility | N | Status of operation (IP,L,P,T,or U) or Retired before 2012
EXCLUDE | NC | Future Gen Plant | 7728 | 1 | NG | CC | 612 |  | Electric Utility | N | Status of operation (IP,L,P,T,or U) or Retired before 2012
EXCLUDE | CO | SECC | 7730 | 1 | DFO | IC | 1.5 |  | Electric Utility | N | Internal Combustion (PRMVR=IC)
EXCLUDE | TX | Turbine | 7732 | 1 | NG | GT | 121 |  | Electric Utility | N | Status of operation (IP,L,P,T,or U) or Retired before 2012
EXCLUDE | FL | Unknown | 7738 | 1 | DFO | GT | 300 |  | Electric Utility | N | Status of operation (IP,L,P,T,or U) or Retired before 2012
EXCLUDE | FL | Unknown | 7738 | GT1 | DFO | GT | 180 |  | Electric Utility | N | Status of operation (IP,L,P,T,or U) or Retired before 2012
EXCLUDE | FL | Unknown | 7738 | GT2 | DFO | GT | 180 |  | Electric Utility | N | Status of operation (IP,L,P,T,or U) or Retired before 2012
EXCLUDE | FL | Unknown | 7738 | GT3 | DFO | GT | 180 |  | Electric Utility | N | Status of operation (IP,L,P,T,or U) or Retired before 2012
EXCLUDE | FL | Unknown | 7738 | GT4 | DFO | GT | 180 |  | Electric Utility | N | Status of operation (IP,L,P,T,or U) or Retired before 2012
EXCLUDE | FL | Unknown | 7738 | GT5 | DFO | GT | 180 |  | Electric Utility | N | Status of operation (IP,L,P,T,or U) or Retired before 2012
EXCLUDE | FL | Unknown | 7738 | GT6 | DFO | GT | 180 |  | Electric Utility | N | Status of operation (IP,L,P,T,or U) or Retired before 2012
EXCLUDE | FL | Unknown | 7738 | GT7 | DFO | GT | 180 |  | Electric Utility | N | Status of operation (IP,L,P,T,or U) or Retired before 2012
EXCLUDE | FL | Unsited | 7744 | 1 | NG | CC | 448 |  | Electric Utility | N | Status of operation (IP,L,P,T,or U) or Retired before 2012
EXCLUDE | FL | Unsited | 7744 | 2 | NG | CC | 448 |  | Electric Utility | N | Status of operation (IP,L,P,T,or U) or Retired before 2012
EXCLUDE | MO | Essex | 7749 | 2 | NG | GT | 108 |  | Electric Utility | N | Status of operation (IP,L,P,T,or U) or Retired before 2012
EXCLUDE | IA | South Plant | 7758 | 1 | DFO | IC | 2 |  | Electric Utility | N | Internal Combustion (PRMVR=IC)
EXCLUDE | IA | South Plant | 7758 | 2 | DFO | IC | 2 |  | Electric Utility | N | Internal Combustion (PRMVR=IC)
EXCLUDE | IA | South Plant | 7758 | 3 | DFO | IC | 2 |  | Electric Utility | N | Internal Combustion (PRMVR=IC)
EXCLUDE | IA | South Plant | 7758 | 4 | DFO | IC | 2 |  | Electric Utility | N | Internal Combustion (PRMVR=IC)
EXCLUDE | IA | South Plant | 7758 | 5 | DFO | IC | 2 |  | Electric Utility | N | Internal Combustion (PRMVR=IC)
EXCLUDE | IA | South Plant | 7758 | 6 | DFO | IC | 2 |  | Electric Utility | N | Internal Combustion (PRMVR=IC)
EXCLUDE | KS | Erie Energy Center | 7766 | 1 | DFO | IC | 2.5 |  | Electric Utility | N | Internal Combustion (PRMVR=IC)
EXCLUDE | KS | Erie Energy Center | 7766 | 2 | DFO | IC | 2.5 |  | Electric Utility | N | Internal Combustion (PRMVR=IC)
EXCLUDE | KS | Erie Energy Center | 7766 | 3 | DFO | IC | 2.5 |  | Electric Utility | N | Internal Combustion (PRMVR=IC)
EXCLUDE | KS | Erie Energy Center | 7766 | 4 | DFO | IC | 2.5 |  | Electric Utility | N | Internal Combustion (PRMVR=IC)
EXCLUDE | KS | Erie Energy Center | 7766 | 5 | DFO | IC | 2.5 |  | Electric Utility | N | Internal Combustion (PRMVR=IC)
EXCLUDE | KS | Erie Energy Center | 7766 | 6 | DFO | IC | 2.5 |  | Electric Utility | N | Internal Combustion (PRMVR=IC)
EXCLUDE | KS | Erie Energy Center | 7766 | 7 | DFO | IC | 2.5 |  | Electric Utility | N | Internal Combustion (PRMVR=IC)
EXCLUDE | KS | Erie Energy Center | 7766 | 8 | DFO | IC | 2.5 |  | Electric Utility | N | Internal Combustion (PRMVR=IC)
EXCLUDE | UT | Bloomington Power Plant | 7767 | 1 | DFO | IC | 1.7 |  | Electric Utility | N | Internal Combustion (PRMVR=IC)
EXCLUDE | UT | Bloomington Power Plant | 7767 | 2 | DFO | IC | 1.7 |  | Electric Utility | N | Internal Combustion (PRMVR=IC)
EXCLUDE | UT | Bloomington Power Plant | 7767 | 3 | DFO | IC | 1.7 |  | Electric Utility | N | Internal Combustion (PRMVR=IC)
EXCLUDE | UT | Bloomington Power Plant | 7767 | 4 | DFO | IC | 1.7 |  | Electric Utility | N | Internal Combustion (PRMVR=IC)
EXCLUDE | UT | Bloomington Power Plant | 7767 | 5 | DFO | IC | 1.7 |  | Electric Utility | N | Internal Combustion (PRMVR=IC)
EXCLUDE | UT | Bloomington Power Plant | 7767 | 6 | DFO | IC | 1.7 |  | Electric Utility | N | Internal Combustion (PRMVR=IC)
EXCLUDE | UT | Bloomington Power Plant | 7767 | 7 | DFO | IC | 1.7 |  | Electric Utility | N | Internal Combustion (PRMVR=IC)
EXCLUDE | HI | Lalamilo Windfarm | 7769 | 1-81 | WND | WT | 1.6 |  | Electric Utility | N | Non Combustion (NUC, WAT, WND, GEO, or SUN)
EXCLUDE | HI | Lalamilo Windfarm | 7769 | 8211 | WND | WT | 0.6 |  | Electric Utility | N | Non Combustion (NUC, WAT, WND, GEO, or SUN)
EXCLUDE | NE | Springview | 7771 | 1 | WND | WT | 0.7 |  | IPP Non-CHP | N | Non Combustion (NUC, WAT, WND, GEO, or SUN)
EXCLUDE | NE | Springview | 7771 | 2 | WND | WT | 0.7 |  | IPP Non-CHP | N | Non Combustion (NUC, WAT, WND, GEO, or SUN)
EXCLUDE | NE | Springview | 7771 | 3 | WND | WT | 1.5 |  | IPP Non-CHP | N | Non Combustion (NUC, WAT, WND, GEO, or SUN)
EXCLUDE | NE | Springview | 7771 | 4 | WND | WT | 1.5 |  | IPP Non-CHP | N | Non Combustion (NUC, WAT, WND, GEO, or SUN)
EXCLUDE | OH | Cleveland Peaking | 7774 | 1 | DFO | IC | 1.8 |  | Electric Utility | N | Internal Combustion (PRMVR=IC)
EXCLUDE | OH | Cleveland Peaking | 7774 | 2 | DFO | IC | 1.8 |  | Electric Utility | N | Internal Combustion (PRMVR=IC)
EXCLUDE | OH | Cleveland Peaking | 7774 | 3 | DFO | IC | 1.8 |  | Electric Utility | N | Internal Combustion (PRMVR=IC)
EXCLUDE | OH | Cleveland Peaking | 7774 | 4 | DFO | IC | 1.8 |  | Electric Utility | N | Internal Combustion (PRMVR=IC)
EXCLUDE | OH | Cleveland Peaking | 7774 | 5 | DFO | IC | 1.8 |  | Electric Utility | N | Internal Combustion (PRMVR=IC)
EXCLUDE | OH | Cleveland Peaking | 7774 | 6 | DFO | IC | 1.8 |  | Electric Utility | N | Internal Combustion (PRMVR=IC)
EXCLUDE | OH | Versailles Peaking | 7775 | 1 | DFO | IC | 1.8 |  | Electric Utility | N | Internal Combustion (PRMVR=IC)
EXCLUDE | OH | Versailles Peaking | 7775 | 2 | DFO | IC | 1.8 |  | Electric Utility | N | Internal Combustion (PRMVR=IC)
EXCLUDE | OH | Versailles Peaking | 7775 | 3 | DFO | IC | 1.8 |  | Electric Utility | N | Internal Combustion (PRMVR=IC)
EXCLUDE | OH | Napoleon Peaking | 7776 | 4 | DFO | IC | 1.8 |  | Electric Utility | N | Internal Combustion (PRMVR=IC)
EXCLUDE | OH | Napoleon Peaking | 7776 | 5 | DFO | IC | 1.8 |  | Electric Utility | N | Internal Combustion (PRMVR=IC)
EXCLUDE | OH | Napoleon Peaking | 7776 | 6 | DFO | IC | 1.8 |  | Electric Utility | N | Internal Combustion (PRMVR=IC)
EXCLUDE | OH | Dover Peaking | 7777 | 1 | DFO | IC | 1.8 |  | Electric Utility | N | Internal Combustion (PRMVR=IC)
EXCLUDE | OH | Dover Peaking | 7777 | 2 | DFO | IC | 1.8 |  | Electric Utility | N | Internal Combustion (PRMVR=IC)
EXCLUDE | OH | Dover Peaking | 7777 | 3 | DFO | IC | 1.8 |  | Electric Utility | N | Internal Combustion (PRMVR=IC)
EXCLUDE | OH | Dover Peaking | 7777 | 4 | DFO | IC | 1.8 |  | Electric Utility | N | Internal Combustion (PRMVR=IC)
EXCLUDE | OH | Dover Peaking | 7777 | 5 | DFO | IC | 1.8 |  | Electric Utility | N | Internal Combustion (PRMVR=IC)
EXCLUDE | OH | Dover Peaking | 7777 | 6 | DFO | IC | 1.8 |  | Electric Utility | N | Internal Combustion (PRMVR=IC)
EXCLUDE | OH | Orrville Peaking | 7778 | 1 | DFO | IC | 1.8 |  | Electric Utility | N | Internal Combustion (PRMVR=IC)
EXCLUDE | OH | Orrville Peaking | 7778 | 2 | DFO | IC | 1.8 |  | Electric Utility | N | Internal Combustion (PRMVR=IC)
EXCLUDE | OH | Orrville Peaking | 7778 | 3 | DFO | IC | 1.8 |  | Electric Utility | N | Internal Combustion (PRMVR=IC)
EXCLUDE | OH | Bryan Peaking | 7779 | 1 | DFO | IC | 1.8 |  | Electric Utility | N | Internal Combustion (PRMVR=IC)
EXCLUDE | OH | Bryan Peaking | 7779 | 2 | DFO | IC | 1.8 |  | Electric Utility | N | Internal Combustion (PRMVR=IC)
EXCLUDE | OH | Bryan Peaking | 7779 | 3 | DFO | IC | 1.8 |  | Electric Utility | N | Internal Combustion (PRMVR=IC)
EXCLUDE | OH | Bryan Peaking | 7779 | 4 | DFO | IC | 1.8 |  | Electric Utility | N | Internal Combustion (PRMVR=IC)
EXCLUDE | OH | Bryan Peaking | 7779 | 5 | DFO | IC | 1.8 |  | Electric Utility | N | Internal Combustion (PRMVR=IC)
EXCLUDE | OH | Bryan Peaking | 7779 | 6 | DFO | IC | 1.8 |  | Electric Utility | N | Internal Combustion (PRMVR=IC)
EXCLUDE | OH | Jackson Cntr Peaking | 7780 | 1 | DFO | IC | 1.8 |  | Electric Utility | N | Internal Combustion (PRMVR=IC)
EXCLUDE | OH | Arcanum Peaking | 7781 | 1 | DFO | IC | 1.8 |  | Electric Utility | N | Internal Combustion (PRMVR=IC)
EXCLUDE | AK | Healy Clean Coal Plant | 7785 | 2 | SUB | ST | 50 |  | Electric Utility | N | Status of operation (IP,L,P,T,or U) or Retired before 2012
EXCLUDE | Ute | Bonanza | 7790 | 2 | WC | ST | 110 |  | Electric Utility | N | Status of operation (IP,L,P,T,or U) or Retired before 2012
EXCLUDE | OH | Montpelier | 7791 | 1 | DFO | IC | 1.8 |  | Electric Utility | N | Internal Combustion (PRMVR=IC)
EXCLUDE | OH | Montpelier | 7791 | 2 | DFO | IC | 1.8 |  | Electric Utility | N | Internal Combustion (PRMVR=IC)
EXCLUDE | OH | Montpelier | 7791 | 3 | DFO | IC | 1.8 |  | Electric Utility | N | Internal Combustion (PRMVR=IC)
EXCLUDE | OH | Montpelier | 7791 | 4 | DFO | IC | 1.8 |  | Electric Utility | N | Internal Combustion (PRMVR=IC)
EXCLUDE | OH | Montpelier | 7791 | 5 | DFO | IC | 1.8 |  | Electric Utility | N | Internal Combustion (PRMVR=IC)
EXCLUDE | OH | Montpelier | 7791 | 6 | DFO | IC | 1.8 |  | Electric Utility | N | Internal Combustion (PRMVR=IC)
EXCLUDE | VA | Dominion/Lo Mar | 7797 | DOM2 | DFO | IC | 1.8 |  | Electric Utility | N | Internal Combustion (PRMVR=IC)
EXCLUDE | VA | Dominion/Lo Mar | 7797 | DOM3 | DFO | IC | 1.8 |  | Electric Utility | N | Internal Combustion (PRMVR=IC)
EXCLUDE | VA | Dominion/Lo Mar | 7797 | DOM4 | DFO | IC | 1.8 |  | Electric Utility | N | Internal Combustion (PRMVR=IC)
EXCLUDE | VA | Dominion/Lo Mar | 7797 | LOM1 | DFO | IC | 1.8 |  | Electric Utility | N | Internal Combustion (PRMVR=IC)
EXCLUDE | VA | Dominion/Lo Mar | 7797 | LOM2 | DFO | IC | 1.8 |  | Electric Utility | N | Internal Combustion (PRMVR=IC)
EXCLUDE | VA | Dominion/Lo Mar | 7797 | LOM3 | DFO | IC | 1.8 |  | Electric Utility | N | Internal Combustion (PRMVR=IC)
EXCLUDE | VA | Dominion/Lo Mar | 7797 | LOM4 | DFO | IC | 1.8 |  | Electric Utility | N | Internal Combustion (PRMVR=IC)
EXCLUDE | VA | Gateway Gen | 7798 | 1 | DFO | IC | 1.8 |  | Electric Utility | N | Internal Combustion (PRMVR=IC)
EXCLUDE | VA | Gateway Gen | 7798 | 2 | DFO | IC | 1.8 |  | Electric Utility | N | Internal Combustion (PRMVR=IC)
EXCLUDE | MI | Pine Street | 7806 | 1 | NG | IC | 1.1 |  | Electric Utility | N | Internal Combustion (PRMVR=IC)
EXCLUDE | MI | Pine Street | 7806 | 2 | NG | IC | 1.1 |  | Electric Utility | N | Internal Combustion (PRMVR=IC)
EXCLUDE | MI | Pine Street | 7806 | 3 | DFO | IC | 1.1 |  | Electric Utility | N | Internal Combustion (PRMVR=IC)
EXCLUDE | MI | Pine Street | 7806 | 4 | DFO | IC | 1.1 |  | Electric Utility | N | Internal Combustion (PRMVR=IC)
EXCLUDE | MI | Pine Street | 7806 | 5 | NG | IC | 1.3 |  | Electric Utility | N | Internal Combustion (PRMVR=IC)
EXCLUDE | MI | Pine Street | 7806 | 6 | NG | IC | 1.3 |  | Electric Utility | N | Internal Combustion (PRMVR=IC)
EXCLUDE | WI | Argyle | 7810 | 2A | DFO | IC | 1.1 |  | Electric Utility | N | Internal Combustion (PRMVR=IC)
EXCLUDE | WI | Argyle | 7810 | 4 | DFO | IC | 1.1 |  | Electric Utility | N | Internal Combustion (PRMVR=IC)
EXCLUDE | WI | Argyle | 7810 | 5 | DFO | IC | 2.2 |  | Electric Utility | N | Internal Combustion (PRMVR=IC)
EXCLUDE | SC | Webb Forging | 7814 | 1 | DFO | IC | 2.9 |  | Electric Utility | N | Internal Combustion (PRMVR=IC)
EXCLUDE | SC | Webb Forging | 7814 | 2 | DFO | IC | 2.9 |  | Electric Utility | N | Internal Combustion (PRMVR=IC)
EXCLUDE | OH | Shelby North | 7827 | 1 | DFO | IC | 1.8 |  | Electric Utility | N | Internal Combustion (PRMVR=IC)
EXCLUDE | OH | Shelby North | 7828 | 1 | DFO | IC | 1.8 |  | Electric Utility | N | Internal Combustion (PRMVR=IC)
EXCLUDE | MI | Beaver Island | 7831 | 1 | DFO | IC | 1.2 |  | Electric Utility | N | Internal Combustion (PRMVR=IC)
EXCLUDE | MI | Beaver Island | 7831 | 2 | DFO | IC | 1.2 |  | Electric Utility | N | Internal Combustion (PRMVR=IC)
EXCLUDE | MI | Beaver Island | 7831 | 3 | DFO | IC | 0.9 |  | Electric Utility | N | Internal Combustion (PRMVR=IC)
EXCLUDE | WA | Roosevelt Biogas 1 | 7832 | 1 | LFG | IC | 2.1 |  | Electric Utility | N | Internal Combustion (PRMVR=IC)
EXCLUDE | WA | Roosevelt Biogas 1 | 7832 | 2 | LFG | IC | 2.1 |  | Electric Utility | N | Internal Combustion (PRMVR=IC)
EXCLUDE | WA | Roosevelt Biogas 1 | 7832 | 3 | LFG | IC | 2.1 |  | Electric Utility | N | Internal Combustion (PRMVR=IC)
EXCLUDE | WA | Roosevelt Biogas 1 | 7832 | 4 | LFG | IC | 2.1 |  | Electric Utility | N | Internal Combustion (PRMVR=IC)
EXCLUDE | WA | Roosevelt Biogas 1 | 7832 | 5 | LFG | IC | 2.1 |  | Electric Utility | N | Internal Combustion (PRMVR=IC)
EXCLUDE | WA | Roosevelt Biogas 1 | 7832 | 6 | LFG | IC | 2.1 |  | Electric Utility | N | Internal Combustion (PRMVR=IC)
EXCLUDE | SC | John S Rainey | 7834 | CT4B | NG | GT | 170 |  | Electric Utility | N | Status of operation (IP,L,P,T,or U) or Retired before 2012
EXCLUDE | SC | John S Rainey | 7834 | CT5A | NG | CC | 170 |  | Electric Utility | N | Status of operation (IP,L,P,T,or U) or Retired before 2012
EXCLUDE | SC | John S Rainey | 7834 | CT5B | NG | CC | 170 |  | Electric Utility | N | Status of operation (IP,L,P,T,or U) or Retired before 2012
EXCLUDE | SC | John S Rainey | 7834 | ST5S | NG | CC | 190 |  | Electric Utility | N | Status of operation (IP,L,P,T,or U) or Retired before 2012
EXCLUDE | MD | NAEA Rock Springs LLC | 7835 | 5 | NG | GT | 195 |  | Electric Utility/IPP Non-CHP | N | Status of operation (IP,L,P,T,or U) or Retired before 2012
EXCLUDE | MD | NAEA Rock Springs LLC | 7835 | 6 | NG | GT | 195 |  | Electric Utility/IPP Non-CHP | N | Status of operation (IP,L,P,T,or U) or Retired before 2012
EXCLUDE | VA | Marsh Run Generating | 7836 | 4 | NG | GT | 195.5 |  | Electric Utility | N | Status of operation (IP,L,P,T,or U) or Retired before 2012
EXCLUDE | IA | Coon Rapids II | 7847 | 1 | DFO | IC | 1.8 |  | Electric Utility | N | Internal Combustion (PRMVR=IC)
EXCLUDE | IA | Coon Rapids II | 7847 | 2 | DFO | IC | 1.8 |  | Electric Utility | N | Internal Combustion (PRMVR=IC)
EXCLUDE | IA | Coon Rapids II | 7847 | 3 | DFO | IC | 1.8 |  | Electric Utility | N | Internal Combustion (PRMVR=IC)
EXCLUDE | IA | Knoxville Industrial | 7849 | 1 | DFO | IC | 2 |  | Electric Utility | N | Internal Combustion (PRMVR=IC)
EXCLUDE | IA | Knoxville Industrial | 7849 | 2 | DFO | IC | 2 |  | Electric Utility | N | Internal Combustion (PRMVR=IC)
EXCLUDE | IA | Knoxville Industrial | 7849 | 3 | DFO | IC | 2 |  | Electric Utility | N | Internal Combustion (PRMVR=IC)
EXCLUDE | IA | Knoxville Industrial | 7849 | 4 | DFO | IC | 2 |  | Electric Utility | N | Internal Combustion (PRMVR=IC)
EXCLUDE | IA | Knoxville Industrial | 7849 | 5 | DFO | IC | 2 |  | Electric Utility | N | Internal Combustion (PRMVR=IC)
EXCLUDE | IA | Knoxville Industrial | 7849 | 6 | DFO | IC | 2 |  | Electric Utility | N | Internal Combustion (PRMVR=IC)
EXCLUDE | IA | Knoxville Industrial | 7849 | 7 | DFO | IC | 2 |  | Electric Utility | N | Internal Combustion (PRMVR=IC)
EXCLUDE | IA | Knoxville Industrial | 7849 | 8 | DFO | IC | 2 |  | Electric Utility | N | Internal Combustion (PRMVR=IC)
EXCLUDE | IA | Shenandoah | 7850 | 1 | DFO | IC | 2 |  | Electric Utility | N | Internal Combustion (PRMVR=IC)
EXCLUDE | IA | Shenandoah | 7850 | 10 | DFO | IC | 2 |  | Electric Utility | N | Internal Combustion (PRMVR=IC)
EXCLUDE | IA | Shenandoah | 7850 | 2 | DFO | IC | 2 |  | Electric Utility | N | Internal Combustion (PRMVR=IC)
EXCLUDE | IA | Shenandoah | 7850 | 3 | DFO | IC | 2 |  | Electric Utility | N | Internal Combustion (PRMVR=IC)
EXCLUDE | IA | Shenandoah | 7850 | 4 | DFO | IC | 2 |  | Electric Utility | N | Internal Combustion (PRMVR=IC)
EXCLUDE | IA | Shenandoah | 7850 | 5 | DFO | IC | 2 |  | Electric Utility | N | Internal Combustion (PRMVR=IC)
EXCLUDE | IA | Shenandoah | 7850 | 6 | DFO | IC | 2 |  | Electric Utility | N | Internal Combustion (PRMVR=IC)
EXCLUDE | IA | Shenandoah | 7850 | 7 | DFO | IC | 2 |  | Electric Utility | N | Internal Combustion (PRMVR=IC)
EXCLUDE | IA | Shenandoah | 7850 | 8 | DFO | IC | 2 |  | Electric Utility | N | Internal Combustion (PRMVR=IC)
EXCLUDE | IA | Shenandoah | 7850 | 9 | DFO | IC | 2 |  | Electric Utility | N | Internal Combustion (PRMVR=IC)
EXCLUDE | IA | Waterloo Lundquist | 7851 | 1 | DFO | IC | 2 |  | Electric Utility | N | Internal Combustion (PRMVR=IC)
EXCLUDE | IA | Waterloo Lundquist | 7851 | 2 | DFO | IC | 2 |  | Electric Utility | N | Internal Combustion (PRMVR=IC)
EXCLUDE | IA | Waterloo Lundquist | 7851 | 3 | DFO | IC | 2 |  | Electric Utility | N | Internal Combustion (PRMVR=IC)
EXCLUDE | IA | Waterloo Lundquist | 7851 | 4 | DFO | IC | 2 |  | Electric Utility | N | Internal Combustion (PRMVR=IC)
EXCLUDE | IA | Waterloo Lundquist | 7851 | 5 | DFO | IC | 2 |  | Electric Utility | N | Internal Combustion (PRMVR=IC)
EXCLUDE | IA | Waterloo Lundquist | 7851 | 6 | DFO | IC | 2 |  | Electric Utility | N | Internal Combustion (PRMVR=IC)
EXCLUDE | IA | Waterloo Lundquist | 7851 | 7 | DFO | IC | 2 |  | Electric Utility | N | Internal Combustion (PRMVR=IC)
EXCLUDE | IA | Waterloo Lundquist | 7851 | 8 | DFO | IC | 2 |  | Electric Utility | N | Internal Combustion (PRMVR=IC)
EXCLUDE | IA | Waterloo Lundquist | 7851 | 9 | DFO | IC | 2 |  | Electric Utility | N | Internal Combustion (PRMVR=IC)
EXCLUDE | IA | West Receiving | 7853 | 1 | DFO | IC | 2 |  | Electric Utility | N | Internal Combustion (PRMVR=IC)
EXCLUDE | IA | North | 7856 | 1 | DFO | IC | 1.8 |  | Electric Utility | N | Internal Combustion (PRMVR=IC)
EXCLUDE | IA | North | 7856 | 2 | DFO | IC | 1.8 |  | Electric Utility | N | Internal Combustion (PRMVR=IC)
EXCLUDE | IA | North | 7856 | 3 | DFO | IC | 2.2 |  | Electric Utility | N | Internal Combustion (PRMVR=IC)
EXCLUDE | IA | North | 7856 | 4 | DFO | IC | 2.2 |  | Electric Utility | N | Internal Combustion (PRMVR=IC)
EXCLUDE | IA | Gilliam South | 7857 | 1 | DFO | IC | 1.8 |  | Electric Utility | N | Internal Combustion (PRMVR=IC)
EXCLUDE | IA | Gilliam South | 7857 | 7 | DFO | IC | 2.5 |  | Electric Utility | N | Internal Combustion (PRMVR=IC)
EXCLUDE | MO | Shelbina Power #3 | 7860 | G7 | DFO | IC | 1.8 |  | Electric Utility | N | Internal Combustion (PRMVR=IC)
EXCLUDE | MO | Shelbina Power #3 | 7860 | G8 | DFO | IC | 1.8 |  | Electric Utility | N | Internal Combustion (PRMVR=IC)
EXCLUDE | WI | Elk Mound | 7863 | 3 | NG | GT | 35.5 |  | Electric Utility | N | Status of operation (IP,L,P,T,or U) or Retired before 2012
EXCLUDE | WI | Elk Mound | 7863 | 4 | NG | GT | 35.5 |  | Electric Utility | N | Status of operation (IP,L,P,T,or U) or Retired before 2012
EXCLUDE | IA | Earlville | 7865 | 1 | DFO | IC | 1.8 |  | Electric Utility | N | Internal Combustion (PRMVR=IC)
EXCLUDE | WA | Snoqualmie 2 | 7867 | 6 | WAT | HY | 9.8 |  | Electric Utility | N | Non Combustion (NUC, WAT, WND, GEO, or SUN)
EXCLUDE | WA | Snoqualmie 2 | 7867 | 7 | WAT | HY | 24.3 |  | Electric Utility | N | Non Combustion (NUC, WAT, WND, GEO, or SUN)
EXCLUDE | FL | H L Culbreath Bayside Power Station | 7873 | 3A | NG | GT | 189.9 |  | Electric Utility | N | Status of operation (IP,L,P,T,or U) or Retired before 2012
EXCLUDE | FL | H L Culbreath Bayside Power Station | 7873 | 3B | NG | GT | 189.9 |  | Electric Utility | N | Status of operation (IP,L,P,T,or U) or Retired before 2012
EXCLUDE | FL | H L Culbreath Bayside Power Station | 7873 | 7 | NG | GT | 62 |  | Electric Utility | N | Status of operation (IP,L,P,T,or U) or Retired before 2012
EXCLUDE | FL | H L Culbreath Bayside Power Station | 7873 | 8 | NG | GT | 62 |  | Electric Utility | N | Status of operation (IP,L,P,T,or U) or Retired before 2012
EXCLUDE | OH | Edgerton | 7874 | 1 | DFO | IC | 1.8 |  | Electric Utility | N | Internal Combustion (PRMVR=IC)
EXCLUDE | OH | Edgerton | 7874 | 2 | DFO | IC | 1.8 |  | Electric Utility | N | Internal Combustion (PRMVR=IC)
EXCLUDE | MS | MPC1 | 7875 | 1 | NG | GT | 360 |  | Electric Utility | N | Status of operation (IP,L,P,T,or U) or Retired before 2012
EXCLUDE | AL | APC2 | 7876 | 1 | NG | CC | 300 |  | Electric Utility | N | Status of operation (IP,L,P,T,or U) or Retired before 2012
EXCLUDE | AL | APC3 | 7877 | 1 | NG | CC | 200 |  | Electric Utility | N | Status of operation (IP,L,P,T,or U) or Retired before 2012
EXCLUDE | OH | Wellington | 7878 | 1 | DFO | IC | 1 |  | Electric Utility | N | Internal Combustion (PRMVR=IC)
EXCLUDE | GA | MEAG1 | 7879 | 1 | NG | CC | 170.9 |  | Electric Utility | N | Status of operation (IP,L,P,T,or U) or Retired before 2012
EXCLUDE | GA | MEAG2 | 7880 | 1 | NG | CC | 170.9 |  | Electric Utility | N | Status of operation (IP,L,P,T,or U) or Retired before 2012
EXCLUDE | GA | MEAG3 | 7881 | 1 | NG | CC | 170.9 |  | Electric Utility | N | Status of operation (IP,L,P,T,or U) or Retired before 2012
EXCLUDE | TN | Powell Valley | 7883 | 1 | DFO | IC | 2 |  | Electric Utility | N | Internal Combustion (PRMVR=IC)
EXCLUDE | TN | Powell Valley | 7883 | 10 | DFO | IC | 2 |  | Electric Utility | N | Internal Combustion (PRMVR=IC)
EXCLUDE | TN | Powell Valley | 7883 | 11 | DFO | IC | 2 |  | Electric Utility | N | Internal Combustion (PRMVR=IC)
EXCLUDE | TN | Powell Valley | 7883 | 2 | DFO | IC | 2 |  | Electric Utility | N | Internal Combustion (PRMVR=IC)
EXCLUDE | TN | Powell Valley | 7883 | 3 | DFO | IC | 2 |  | Electric Utility | N | Internal Combustion (PRMVR=IC)
EXCLUDE | TN | Powell Valley | 7883 | 4 | DFO | IC | 2 |  | Electric Utility | N | Internal Combustion (PRMVR=IC)
EXCLUDE | TN | Powell Valley | 7883 | 5 | DFO | IC | 2 |  | Electric Utility | N | Internal Combustion (PRMVR=IC)
EXCLUDE | TN | Powell Valley | 7883 | 6 | DFO | IC | 2 |  | Electric Utility | N | Internal Combustion (PRMVR=IC)
EXCLUDE | TN | Powell Valley | 7883 | 7 | DFO | IC | 2 |  | Electric Utility | N | Internal Combustion (PRMVR=IC)
EXCLUDE | TN | Powell Valley | 7883 | 8 | DFO | IC | 2 |  | Electric Utility | N | Internal Combustion (PRMVR=IC)
EXCLUDE | TN | Powell Valley | 7883 | 9 | DFO | IC | 2 |  | Electric Utility | N | Internal Combustion (PRMVR=IC)
EXCLUDE | ND | Dakota Magic | 7884 | 1 | DFO | IC | 1.5 |  | Commercial Non-CHP | N | Internal Combustion (PRMVR=IC)
EXCLUDE | NE | Terry Bundy Generating Station | 7887 | BSU | DFO | IC | 1.8 |  | Electric Utility | N | Internal Combustion (PRMVR=IC)
EXCLUDE | NE | Terry Bundy Generating Station | 7887 | LFG1 | LFG | IC | 1.6 |  | Electric Utility | N | Internal Combustion (PRMVR=IC)
EXCLUDE | NE | Terry Bundy Generating Station | 7887 | LFG2 | LFG | IC | 1.6 |  | Electric Utility | N | Internal Combustion (PRMVR=IC)
EXCLUDE | NE | Terry Bundy Generating Station | 7887 | LFG3 | LFG | IC | 1.6 |  | Electric Utility | N | Internal Combustion (PRMVR=IC)
EXCLUDE | IL | Parkside | 7888 | 2 | DFO | IC | 2 |  | Electric Utility | N | Internal Combustion (PRMVR=IC)
EXCLUDE | IL | Parkside | 7888 | 3 | DFO | IC | 2 |  | Electric Utility | N | Internal Combustion (PRMVR=IC)
EXCLUDE | IL | Parkside | 7888 | 4 | DFO | IC | 2 |  | Electric Utility | N | Internal Combustion (PRMVR=IC)
EXCLUDE |  | NA 1 | 7889 | 1 | NG | GT | 195 |  | Electric Utility | N | Status of operation (IP,L,P,T,or U) or Retired before 2012
EXCLUDE | FL | Unnamed | 7890 | CC1 | NG | CC | 290 |  | Electric Utility | N | Status of operation (IP,L,P,T,or U) or Retired before 2012
EXCLUDE | FL | Unnamed | 7890 | CC2 | NG | CC | 290 |  | Electric Utility | N | Status of operation (IP,L,P,T,or U) or Retired before 2012
EXCLUDE | FL | Unnamed | 7890 | GT1 | DFO | GT | 193 |  | Electric Utility | N | Status of operation (IP,L,P,T,or U) or Retired before 2012
EXCLUDE | FL | Unnamed | 7890 | GT2 | DFO | GT | 193 |  | Electric Utility | N | Status of operation (IP,L,P,T,or U) or Retired before 2012
EXCLUDE | FL | Unnamed | 7890 | GT3 | DFO | GT | 193 |  | Electric Utility | N | Status of operation (IP,L,P,T,or U) or Retired before 2012
EXCLUDE | IL | Gillum | 7891 | 1 | DFO | IC | 2 |  | Electric Utility | N | Internal Combustion (PRMVR=IC)
EXCLUDE | IL | Gillum | 7891 | 2 | DFO | IC | 2 |  | Electric Utility | N | Internal Combustion (PRMVR=IC)
EXCLUDE | FL | Midway | 7893 | 1 | NG | CC | 429 |  | Electric Utility | N | Status of operation (IP,L,P,T,or U) or Retired before 2012
EXCLUDE | FL | Midway | 7893 | 2 | NG | CC | 429 |  | Electric Utility | N | Status of operation (IP,L,P,T,or U) or Retired before 2012
EXCLUDE | FL | Midway | 7893 | 3 | NG | CC | 429 |  | Electric Utility | N | Status of operation (IP,L,P,T,or U) or Retired before 2012
EXCLUDE | KY | Unknown | 7894 | 1 | NG | GT | 181 |  | Electric Utility | N | Status of operation (IP,L,P,T,or U) or Retired before 2012
EXCLUDE | KY | Unknown | 7894 | 2 | NG | GT | 181 |  | Electric Utility | N | Status of operation (IP,L,P,T,or U) or Retired before 2012
EXCLUDE | KY | Unknown | 7894 | 3 | NG | GT | 181 |  | Electric Utility | N | Status of operation (IP,L,P,T,or U) or Retired before 2012
EXCLUDE | KY | Unknown | 7894 | 4 | NG | GT | 185 |  | Electric Utility | N | Status of operation (IP,L,P,T,or U) or Retired before 2012
EXCLUDE | KY | Unknown | 7894 | 5 | NG | GT | 185 |  | Electric Utility | N | Status of operation (IP,L,P,T,or U) or Retired before 2012
EXCLUDE | KY | Unknown | 7894 | 6 | NG | GT | 185 |  | Electric Utility | N | Status of operation (IP,L,P,T,or U) or Retired before 2012
EXCLUDE | KY | Unknown | 7894 | 7 | NG | GT | 185 |  | Electric Utility | N | Status of operation (IP,L,P,T,or U) or Retired before 2012
EXCLUDE | KY | Unknown | 7894 | 8 | NG | GT | 185 |  | Electric Utility | N | Status of operation (IP,L,P,T,or U) or Retired before 2012
EXCLUDE | IL | Hallock | 7895 | 1 | DFO | IC | 1.6 |  | Electric Utility | N | Internal Combustion (PRMVR=IC)
EXCLUDE | IL | Hallock | 7895 | 2 | DFO | IC | 1.6 |  | Electric Utility | N | Internal Combustion (PRMVR=IC)
EXCLUDE | IL | Hallock | 7895 | 3 | DFO | IC | 1.6 |  | Electric Utility | N | Internal Combustion (PRMVR=IC)
EXCLUDE | IL | Hallock | 7895 | 4 | DFO | IC | 1.6 |  | Electric Utility | N | Internal Combustion (PRMVR=IC)
EXCLUDE | IL | Hallock | 7895 | 5 | DFO | IC | 1.6 |  | Electric Utility | N | Internal Combustion (PRMVR=IC)
EXCLUDE | IL | Hallock | 7895 | 6 | DFO | IC | 1.6 |  | Electric Utility | N | Internal Combustion (PRMVR=IC)
EXCLUDE | IL | Hallock | 7895 | 7 | DFO | IC | 1.6 |  | Electric Utility | N | Internal Combustion (PRMVR=IC)
EXCLUDE | IL | Hallock | 7895 | 8 | DFO | IC | 1.6 |  | Electric Utility | N | Internal Combustion (PRMVR=IC)
EXCLUDE | IL | Kickapoo | 7896 | 1 | DFO | IC | 1.6 |  | Electric Utility | N | Internal Combustion (PRMVR=IC)
EXCLUDE | IL | Kickapoo | 7896 | 2 | DFO | IC | 1.6 |  | Electric Utility | N | Internal Combustion (PRMVR=IC)
EXCLUDE | IL | Kickapoo | 7896 | 3 | DFO | IC | 1.6 |  | Electric Utility | N | Internal Combustion (PRMVR=IC)
EXCLUDE | IL | Kickapoo | 7896 | 4 | DFO | IC | 1.6 |  | Electric Utility | N | Internal Combustion (PRMVR=IC)
EXCLUDE | IL | Kickapoo | 7896 | 5 | DFO | IC | 1.6 |  | Electric Utility | N | Internal Combustion (PRMVR=IC)
EXCLUDE | IL | Kickapoo | 7896 | 6 | DFO | IC | 1.6 |  | Electric Utility | N | Internal Combustion (PRMVR=IC)
EXCLUDE | IL | Kickapoo | 7896 | 7 | DFO | IC | 1.6 |  | Electric Utility | N | Internal Combustion (PRMVR=IC)
EXCLUDE | IL | Kickapoo | 7896 | 8 | DFO | IC | 1.6 |  | Electric Utility | N | Internal Combustion (PRMVR=IC)
EXCLUDE | AL | E B Harris Electric Generating Plant | 7897 | 3 | NG | CC | 615 |  | Electric Utility/IPP Non-CHP | N | Status of operation (IP,L,P,T,or U) or Retired before 2012
EXCLUDE | AL | E B Harris Electric Generating Plant | 7897 | 4 | NG | CC | 615 |  | Electric Utility/IPP Non-CHP | N | Status of operation (IP,L,P,T,or U) or Retired before 2012
EXCLUDE | OH | New Knoxville | 7898 | 1 | DFO | IC | 1.1 |  | Electric Utility | N | Internal Combustion (PRMVR=IC)
EXCLUDE | OH | Galion | 7918 | 1 | DFO | IC | 1.8 |  | Electric Utility | N | Internal Combustion (PRMVR=IC)
EXCLUDE | OH | Galion | 7918 | 2 | DFO | IC | 1.8 |  | Electric Utility | N | Internal Combustion (PRMVR=IC)
EXCLUDE | OH | Galion | 7918 | 3 | DFO | IC | 1.8 |  | Electric Utility | N | Internal Combustion (PRMVR=IC)
EXCLUDE | OH | Seville | 7919 | 1 | DFO | IC | 1.8 |  | Electric Utility | N | Internal Combustion (PRMVR=IC)
EXCLUDE | OH | Seville | 7919 | 2 | DFO | IC | 1.8 |  | Electric Utility | N | Internal Combustion (PRMVR=IC)
EXCLUDE | OH | Seville | 7919 | 3 | DFO | IC | 1.8 |  | Electric Utility | N | Internal Combustion (PRMVR=IC)
EXCLUDE | IA | Traer South | 7920 | 5 | DFO | IC | 2 |  | Electric Utility | N | Internal Combustion (PRMVR=IC)
EXCLUDE | IA | Maquoketa 2 | 7921 | 11 | DFO | IC | 2 |  | Electric Utility | N | Internal Combustion (PRMVR=IC)
EXCLUDE | IA | Maquoketa 2 | 7921 | 12 | DFO | IC | 2 |  | Electric Utility | N | Internal Combustion (PRMVR=IC)
EXCLUDE | IA | Maquoketa 2 | 7921 | 13 | DFO | IC | 2 |  | Electric Utility | N | Internal Combustion (PRMVR=IC)
EXCLUDE | IA | Maquoketa 2 | 7921 | 14 | DFO | IC | 2 |  | Electric Utility | N | Internal Combustion (PRMVR=IC)
EXCLUDE | IA | Brooklyn City North Plant | 7922 | 6 | DFO | IC | 2 |  | Electric Utility | N | Internal Combustion (PRMVR=IC)
EXCLUDE | AL | Albertville | 7924 | DG1 | DFO | IC | 1 |  | Electric Utility | N | Internal Combustion (PRMVR=IC)
EXCLUDE | AL | Albertville | 7924 | DG2 | DFO | IC | 1 |  | Electric Utility | N | Internal Combustion (PRMVR=IC)
EXCLUDE | AL | Albertville | 7924 | DG3 | DFO | IC | 1 |  | Electric Utility | N | Internal Combustion (PRMVR=IC)
EXCLUDE | AL | Albertville | 7924 | DG4 | DFO | IC | 1 |  | Electric Utility | N | Internal Combustion (PRMVR=IC)
EXCLUDE | MN | Lakefield Junction | 7925 | 7 | DFO | IC | 2 |  | Electric Utility | N | Internal Combustion (PRMVR=IC)
EXCLUDE | IA | South Strawberry | 7926 | 1A | DFO | IC | 1.8 |  | Electric Utility | N | Internal Combustion (PRMVR=IC)
EXCLUDE | IA | South Strawberry | 7926 | 2A | DFO | IC | 1.8 |  | Electric Utility | N | Internal Combustion (PRMVR=IC)
EXCLUDE | TN | Buffalo Mountain | 7927 | 1 | WND | WT | 0.6 |  | Electric Utility | N | Non Combustion (NUC, WAT, WND, GEO, or SUN)
EXCLUDE | TN | Buffalo Mountain | 7927 | 2 | WND | WT | 0.6 |  | Electric Utility | N | Non Combustion (NUC, WAT, WND, GEO, or SUN)
EXCLUDE | TN | Buffalo Mountain | 7927 | 3 | WND | WT | 0.6 |  | Electric Utility | N | Non Combustion (NUC, WAT, WND, GEO, or SUN)
EXCLUDE | KS | Osawatomie | 7928 | 2 | NG | GT | 91.3 |  | Electric Utility | N | Status of operation (IP,L,P,T,or U) or Retired before 2012
EXCLUDE | KS | Osawatomie | 7928 | 3 | NG | GT | 91.3 |  | Electric Utility | N | Status of operation (IP,L,P,T,or U) or Retired before 2012
EXCLUDE | KS | Osawatomie | 7928 | 4 | NG | GT | 91.3 |  | Electric Utility | N | Status of operation (IP,L,P,T,or U) or Retired before 2012
EXCLUDE | KS | Osawatomie | 7928 | 5 | NG | GT | 91.3 |  | Electric Utility | N | Status of operation (IP,L,P,T,or U) or Retired before 2012
EXCLUDE | KS | Osawatomie | 7928 | 6 | NG | GT | 91.3 |  | Electric Utility | N | Status of operation (IP,L,P,T,or U) or Retired before 2012
EXCLUDE | KS | Osawatomie | 7928 | 7 | NG | GT | 91.3 |  | Electric Utility | N | Status of operation (IP,L,P,T,or U) or Retired before 2012
EXCLUDE | KS | Osawatomie | 7928 | 8 | NG | GT | 91.3 |  | Electric Utility | N | Status of operation (IP,L,P,T,or U) or Retired before 2012
EXCLUDE | MO | Trenton South | 7935 | 1 | DFO | IC | 2 |  | Electric Utility | N | Internal Combustion (PRMVR=IC)
EXCLUDE | MO | Trenton South | 7935 | 2 | DFO | IC | 2 |  | Electric Utility | N | Internal Combustion (PRMVR=IC)
EXCLUDE | MO | Trenton South | 7935 | 3 | DFO | IC | 2 |  | Electric Utility | N | Internal Combustion (PRMVR=IC)
EXCLUDE | MO | Trenton South | 7935 | 4 | DFO | IC | 2 |  | Electric Utility | N | Internal Combustion (PRMVR=IC)
EXCLUDE | MO | Trenton South | 7935 | 5 | DFO | IC | 2 |  | Electric Utility | N | Internal Combustion (PRMVR=IC)
EXCLUDE | MO | Trenton South | 7935 | 6 | DFO | IC | 2 |  | Electric Utility | N | Internal Combustion (PRMVR=IC)
EXCLUDE | MO | Trenton South | 7935 | 7 | DFO | IC | 2 |  | Electric Utility | N | Internal Combustion (PRMVR=IC)
EXCLUDE | VA | Diesel Group 1 | 7939 | 1 | DFO | IC | 12 |  | Electric Utility | N | Internal Combustion (PRMVR=IC)
EXCLUDE | VA | Diesel Group 2 | 7940 | 1 | DFO | IC | 4 |  | Electric Utility | N | Internal Combustion (PRMVR=IC)
EXCLUDE | VA | Diesel Group 3 | 7941 | 1 | DFO | IC | 4 |  | Electric Utility | N | Internal Combustion (PRMVR=IC)
EXCLUDE | CA | Diamond Valley Lake | 7942 | 1 | WAT | HY | 3.3 |  | Electric Utility | N | Non Combustion (NUC, WAT, WND, GEO, or SUN)
EXCLUDE | CA | Diamond Valley Lake | 7942 | 5 | WAT | HY | 3.3 |  | Electric Utility | N | Non Combustion (NUC, WAT, WND, GEO, or SUN)
EXCLUDE | CA | Diamond Valley Lake | 7942 | 9 | WAT | HY | 3.3 |  | Electric Utility | N | Non Combustion (NUC, WAT, WND, GEO, or SUN)
EXCLUDE | MO | Bethany II | 7944 | 9 | DFO | IC | 1.6 |  | Electric Utility | N | Internal Combustion (PRMVR=IC)
EXCLUDE | MN | Solway CT | 7947 | D1 | DFO | IC | 1.3 |  | Electric Utility | N | Internal Combustion (PRMVR=IC)
EXCLUDE | TN | Franklin | 7950 | 1 | NG | CC | 170 |  | Electric Utility | N | Status of operation (IP,L,P,T,or U) or Retired before 2012
EXCLUDE | TN | Franklin | 7950 | 2 | NG | CC | 170 |  | Electric Utility | N | Status of operation (IP,L,P,T,or U) or Retired before 2012
EXCLUDE | TN | Franklin | 7950 | 3 | NG | CC | 170 |  | Electric Utility | N | Status of operation (IP,L,P,T,or U) or Retired before 2012
EXCLUDE | NE | Elk City Station | 7955 | 1 | LFG | IC | 0.8 |  | Electric Utility | N | Internal Combustion (PRMVR=IC)
EXCLUDE | NE | Elk City Station | 7955 | 2 | LFG | IC | 0.8 |  | Electric Utility | N | Internal Combustion (PRMVR=IC)
EXCLUDE | NE | Elk City Station | 7955 | 3 | LFG | IC | 0.8 |  | Electric Utility | N | Internal Combustion (PRMVR=IC)
EXCLUDE | NE | Elk City Station | 7955 | 4 | LFG | IC | 0.8 |  | Electric Utility | N | Internal Combustion (PRMVR=IC)
EXCLUDE | NE | Elk City Station | 7955 | 5 | LFG | IC | 0.8 |  | Electric Utility | N | Internal Combustion (PRMVR=IC)
EXCLUDE | NE | Elk City Station | 7955 | 6 | LFG | IC | 0.8 |  | Electric Utility | N | Internal Combustion (PRMVR=IC)
EXCLUDE | NE | Elk City Station | 7955 | 7 | LFG | IC | 0.8 |  | Electric Utility | N | Internal Combustion (PRMVR=IC)
EXCLUDE | NE | Elk City Station | 7955 | 8 | LFG | IC | 0.8 |  | Electric Utility | N | Internal Combustion (PRMVR=IC)
EXCLUDE | SD | Future CT | 7956 | 1 | NG | GT | 28 |  | Electric Utility | N | Status of operation (IP,L,P,T,or U) or Retired before 2012
EXCLUDE | SD | Future CT | 7956 | 2 | NG | GT | 28 |  | Electric Utility | N | Status of operation (IP,L,P,T,or U) or Retired before 2012
EXCLUDE | SC | Sediver | 7957 | 1 | DFO | IC | 2.9 |  | Electric Utility | N | Internal Combustion (PRMVR=IC)
EXCLUDE | SC | Sediver | 7957 | CT2A | NG | CC | 165 |  | Electric Utility | N | Status of operation (IP,L,P,T,or U) or Retired before 2012
EXCLUDE | SC | Sediver | 7957 | CT2B | NG | CC | 165 |  | Electric Utility | N | Status of operation (IP,L,P,T,or U) or Retired before 2012
EXCLUDE | SC | Sediver | 7957 | ST1S | NG | CC | 190 |  | Electric Utility | N | Status of operation (IP,L,P,T,or U) or Retired before 2012
EXCLUDE | SC | Horry Land Fill Gas Site | 7958 | HG1 | LFG | IC | 1 |  | Electric Utility | N | Internal Combustion (PRMVR=IC)
EXCLUDE | SC | Horry Land Fill Gas Site | 7958 | HG2 | LFG | IC | 1 |  | Electric Utility | N | Internal Combustion (PRMVR=IC)
EXCLUDE | SC | Horry Land Fill Gas Site | 7958 | HG3 | LFG | IC | 1.1 |  | Electric Utility | N | Internal Combustion (PRMVR=IC)
EXCLUDE | SC | Horry Land Fill Gas Site | 7958 | HG4 | LFG | IC | 1.1 |  | Electric Utility | N | Internal Combustion (PRMVR=IC)
EXCLUDE | FL | South West Landfill | 7963 | 1 | LFG | IC | 0.8 |  | Electric Utility | N | Internal Combustion (PRMVR=IC)
EXCLUDE | FL | South West Landfill | 7963 | 2 | LFG | IC | 0.8 |  | Electric Utility | N | Internal Combustion (PRMVR=IC)
EXCLUDE | FL | South West Landfill | 7963 | 3 | LFG | IC | 0.8 |  | Electric Utility | N | Internal Combustion (PRMVR=IC)
EXCLUDE | GA | W R Clayton Plant | 7968 | 1 | NG | GT | 180 |  | Electric Utility | N | Status of operation (IP,L,P,T,or U) or Retired before 2012
EXCLUDE | GA | W R Clayton Plant | 7968 | 2 | NG | GT | 180 |  | Electric Utility | N | Status of operation (IP,L,P,T,or U) or Retired before 2012
EXCLUDE | GA | W R Clayton Plant | 7968 | 3 | NG | GT | 153 |  | Electric Utility | N | Status of operation (IP,L,P,T,or U) or Retired before 2012
EXCLUDE | MI | State St Generating | 7970 | 1 | DFO | IC | 1.8 |  | Electric Utility | N | Internal Combustion (PRMVR=IC)
EXCLUDE | MI | State St Generating | 7970 | 2 | DFO | IC | 1.8 |  | Electric Utility | N | Internal Combustion (PRMVR=IC)
EXCLUDE | MI | State St Generating | 7970 | 3 | DFO | IC | 1.8 |  | Electric Utility | N | Internal Combustion (PRMVR=IC)
EXCLUDE | MI | State St Generating | 7970 | 4 | DFO | IC | 1.8 |  | Electric Utility | N | Internal Combustion (PRMVR=IC)
EXCLUDE | MI | State St Generating | 7970 | 5 | DFO | IC | 1.8 |  | Electric Utility | N | Internal Combustion (PRMVR=IC)
EXCLUDE | MI | State St Generating | 7970 | 6 | DFO | IC | 1.8 |  | Electric Utility | N | Internal Combustion (PRMVR=IC)
EXCLUDE | MI | State St Generating | 7970 | 7 | DFO | IC | 1.8 |  | Electric Utility | N | Internal Combustion (PRMVR=IC)
EXCLUDE | MI | State St Generating | 7970 | 8 | DFO | IC | 1.8 |  | Electric Utility | N | Internal Combustion (PRMVR=IC)
EXCLUDE | MI | State St Generating | 7970 | 9 | DFO | IC | 1.8 |  | Electric Utility | N | Internal Combustion (PRMVR=IC)
EXCLUDE | IA | Pella Peaking | 7971 | 1 | DFO | IC | 2 |  | Electric Utility | N | Internal Combustion (PRMVR=IC)
EXCLUDE | IA | Pella Peaking | 7971 | 10 | DFO | IC | 2 |  | Electric Utility | N | Internal Combustion (PRMVR=IC)
EXCLUDE | IA | Pella Peaking | 7971 | 11 | DFO | IC | 2 |  | Electric Utility | N | Internal Combustion (PRMVR=IC)
EXCLUDE | IA | Pella Peaking | 7971 | 12 | DFO | IC | 2 |  | Electric Utility | N | Internal Combustion (PRMVR=IC)
EXCLUDE | IA | Pella Peaking | 7971 | 13 | DFO | IC | 2 |  | Electric Utility | N | Internal Combustion (PRMVR=IC)
EXCLUDE | IA | Pella Peaking | 7971 | 14 | DFO | IC | 2 |  | Electric Utility | N | Internal Combustion (PRMVR=IC)
EXCLUDE | IA | Pella Peaking | 7971 | 15 | DFO | IC | 2 |  | Electric Utility | N | Internal Combustion (PRMVR=IC)
EXCLUDE | IA | Pella Peaking | 7971 | 16 | DFO | IC | 2 |  | Electric Utility | N | Internal Combustion (PRMVR=IC)
EXCLUDE | IA | Pella Peaking | 7971 | 2 | DFO | IC | 2 |  | Electric Utility | N | Internal Combustion (PRMVR=IC)
EXCLUDE | IA | Pella Peaking | 7971 | 3 | DFO | IC | 2 |  | Electric Utility | N | Internal Combustion (PRMVR=IC)
EXCLUDE | IA | Pella Peaking | 7971 | 4 | DFO | IC | 2 |  | Electric Utility | N | Internal Combustion (PRMVR=IC)
EXCLUDE | IA | Pella Peaking | 7971 | 5 | DFO | IC | 2 |  | Electric Utility | N | Internal Combustion (PRMVR=IC)
EXCLUDE | IA | Pella Peaking | 7971 | 6 | DFO | IC | 2 |  | Electric Utility | N | Internal Combustion (PRMVR=IC)
EXCLUDE | IA | Pella Peaking | 7971 | 7 | DFO | IC | 2 |  | Electric Utility | N | Internal Combustion (PRMVR=IC)
EXCLUDE | IA | Pella Peaking | 7971 | 8 | DFO | IC | 2 |  | Electric Utility | N | Internal Combustion (PRMVR=IC)
EXCLUDE | IA | Pella Peaking | 7971 | 9 | DFO | IC | 2 |  | Electric Utility | N | Internal Combustion (PRMVR=IC)
EXCLUDE | KS | Sharpe | 7973 | 1 | DFO | IC | 2 |  | Electric Utility | N | Internal Combustion (PRMVR=IC)
EXCLUDE | KS | Sharpe | 7973 | 10 | DFO | IC | 2 |  | Electric Utility | N | Internal Combustion (PRMVR=IC)
EXCLUDE | KS | Sharpe | 7973 | 2 | DFO | IC | 2 |  | Electric Utility | N | Internal Combustion (PRMVR=IC)
EXCLUDE | KS | Sharpe | 7973 | 3 | DFO | IC | 2 |  | Electric Utility | N | Internal Combustion (PRMVR=IC)
EXCLUDE | KS | Sharpe | 7973 | 4 | DFO | IC | 2 |  | Electric Utility | N | Internal Combustion (PRMVR=IC)
EXCLUDE | KS | Sharpe | 7973 | 5 | DFO | IC | 2 |  | Electric Utility | N | Internal Combustion (PRMVR=IC)
EXCLUDE | KS | Sharpe | 7973 | 6 | DFO | IC | 2 |  | Electric Utility | N | Internal Combustion (PRMVR=IC)
EXCLUDE | KS | Sharpe | 7973 | 7 | DFO | IC | 2 |  | Electric Utility | N | Internal Combustion (PRMVR=IC)
EXCLUDE | KS | Sharpe | 7973 | 8 | DFO | IC | 2 |  | Electric Utility | N | Internal Combustion (PRMVR=IC)
EXCLUDE | KS | Sharpe | 7973 | 9 | DFO | IC | 2 |  | Electric Utility | N | Internal Combustion (PRMVR=IC)
EXCLUDE | KS | Mulvane 2 | 7976 | 10 | DFO | IC | 4.1 |  | Electric Utility | N | Internal Combustion (PRMVR=IC)
EXCLUDE | KS | Mulvane 2 | 7976 | 11 | DFO | IC | 4.1 |  | Electric Utility | N | Internal Combustion (PRMVR=IC)
EXCLUDE | KS | Mulvane 2 | 7976 | 9 | DFO | IC | 1 |  | Electric Utility | N | Internal Combustion (PRMVR=IC)
EXCLUDE | MN | Granite Falls 2 | 7977 | 1 | DFO | IC | 2 |  | Electric Utility | N | Internal Combustion (PRMVR=IC)
EXCLUDE | MN | Granite Falls 2 | 7977 | 2 | DFO | IC | 2 |  | Electric Utility | N | Internal Combustion (PRMVR=IC)
EXCLUDE | MN | Granite Falls 2 | 7977 | 3 | DFO | IC | 2 |  | Electric Utility | N | Internal Combustion (PRMVR=IC)
EXCLUDE | MN | South Generation | 7982 | 3 | DFO | IC | 2.2 |  | Electric Utility | N | Internal Combustion (PRMVR=IC)
EXCLUDE | MN | South Generation | 7982 | 4 | DFO | IC | 2.2 |  | Electric Utility | N | Internal Combustion (PRMVR=IC)
EXCLUDE | MN | South Generation | 7982 | 5 | DFO | IC | 2.2 |  | Electric Utility | N | Internal Combustion (PRMVR=IC)
EXCLUDE | IL | Altamont | 7990 | 1 | DFO | IC | 1.8 |  | Electric Utility | N | Internal Combustion (PRMVR=IC)
EXCLUDE | IL | Altamont | 7990 | 2 | DFO | IC | 1.8 |  | Electric Utility | N | Internal Combustion (PRMVR=IC)
EXCLUDE | IL | Altamont | 7990 | 3 | DFO | IC | 1.8 |  | Electric Utility | N | Internal Combustion (PRMVR=IC)
EXCLUDE | IL | Altamont | 7990 | 4 | DFO | IC | 1.8 |  | Electric Utility | N | Internal Combustion (PRMVR=IC)
EXCLUDE | WA | Randolph Road | 7994 | 1 | DFO | IC | 1.6 |  | Electric Utility | N | Internal Combustion (PRMVR=IC)
EXCLUDE | WA | Randolph Road | 7994 | 10 | DFO | IC | 1.6 |  | Electric Utility | N | Internal Combustion (PRMVR=IC)
EXCLUDE | WA | Randolph Road | 7994 | 11 | DFO | IC | 1.6 |  | Electric Utility | N | Internal Combustion (PRMVR=IC)
EXCLUDE | WA | Randolph Road | 7994 | 12 | DFO | IC | 1.6 |  | Electric Utility | N | Internal Combustion (PRMVR=IC)
EXCLUDE | WA | Randolph Road | 7994 | 13 | DFO | IC | 1.6 |  | Electric Utility | N | Internal Combustion (PRMVR=IC)
EXCLUDE | WA | Randolph Road | 7994 | 14 | DFO | IC | 1.6 |  | Electric Utility | N | Internal Combustion (PRMVR=IC)
EXCLUDE | WA | Randolph Road | 7994 | 15 | DFO | IC | 1.6 |  | Electric Utility | N | Internal Combustion (PRMVR=IC)
EXCLUDE | WA | Randolph Road | 7994 | 16 | DFO | IC | 1.6 |  | Electric Utility | N | Internal Combustion (PRMVR=IC)
EXCLUDE | WA | Randolph Road | 7994 | 17 | DFO | IC | 1.6 |  | Electric Utility | N | Internal Combustion (PRMVR=IC)
EXCLUDE | WA | Randolph Road | 7994 | 18 | DFO | IC | 1.6 |  | Electric Utility | N | Internal Combustion (PRMVR=IC)
EXCLUDE | WA | Randolph Road | 7994 | 19 | DFO | IC | 1.6 |  | Electric Utility | N | Internal Combustion (PRMVR=IC)
EXCLUDE | WA | Randolph Road | 7994 | 2 | DFO | IC | 1.6 |  | Electric Utility | N | Internal Combustion (PRMVR=IC)
EXCLUDE | WA | Randolph Road | 7994 | 20 | DFO | IC | 1.6 |  | Electric Utility | N | Internal Combustion (PRMVR=IC)
EXCLUDE | WA | Randolph Road | 7994 | 3 | DFO | IC | 1.6 |  | Electric Utility | N | Internal Combustion (PRMVR=IC)
EXCLUDE | WA | Randolph Road | 7994 | 4 | DFO | IC | 1.6 |  | Electric Utility | N | Internal Combustion (PRMVR=IC)
EXCLUDE | WA | Randolph Road | 7994 | 5 | DFO | IC | 1.6 |  | Electric Utility | N | Internal Combustion (PRMVR=IC)
EXCLUDE | WA | Randolph Road | 7994 | 6 | DFO | IC | 1.6 |  | Electric Utility | N | Internal Combustion (PRMVR=IC)
EXCLUDE | WA | Randolph Road | 7994 | 7 | DFO | IC | 1.6 |  | Electric Utility | N | Internal Combustion (PRMVR=IC)
EXCLUDE | WA | Randolph Road | 7994 | 8 | DFO | IC | 1.6 |  | Electric Utility | N | Internal Combustion (PRMVR=IC)
EXCLUDE | WA | Randolph Road | 7994 | 9 | DFO | IC | 1.6 |  | Electric Utility | N | Internal Combustion (PRMVR=IC)
EXCLUDE | CO | Airport Industrial | 7995 | IC1 | DFO | IC | 2.5 |  | Electric Utility | N | Internal Combustion (PRMVR=IC)
EXCLUDE | CO | Airport Industrial | 7995 | IC2 | DFO | IC | 2.5 |  | Electric Utility | N | Internal Combustion (PRMVR=IC)
EXCLUDE | CO | Airport Industrial | 7995 | IC3 | DFO | IC | 2.5 |  | Electric Utility | N | Internal Combustion (PRMVR=IC)
EXCLUDE | CO | Airport Industrial | 7995 | IC4 | DFO | IC | 2.5 |  | Electric Utility | N | Internal Combustion (PRMVR=IC)
EXCLUDE | FL | Winston | 7997 | WD01 | DFO | IC | 2.5 |  | Electric Utility | N | Internal Combustion (PRMVR=IC)
EXCLUDE | FL | Winston | 7997 | WD02 | DFO | IC | 2.5 |  | Electric Utility | N | Internal Combustion (PRMVR=IC)
EXCLUDE | FL | Winston | 7997 | WD03 | DFO | IC | 2.5 |  | Electric Utility | N | Internal Combustion (PRMVR=IC)
EXCLUDE | FL | Winston | 7997 | WD04 | DFO | IC | 2.5 |  | Electric Utility | N | Internal Combustion (PRMVR=IC)
EXCLUDE | FL | Winston | 7997 | WD05 | DFO | IC | 2.5 |  | Electric Utility | N | Internal Combustion (PRMVR=IC)
EXCLUDE | FL | Winston | 7997 | WD06 | DFO | IC | 2.5 |  | Electric Utility | N | Internal Combustion (PRMVR=IC)
EXCLUDE | FL | Winston | 7997 | WD07 | DFO | IC | 2.5 |  | Electric Utility | N | Internal Combustion (PRMVR=IC)
EXCLUDE | FL | Winston | 7997 | WD08 | DFO | IC | 2.5 |  | Electric Utility | N | Internal Combustion (PRMVR=IC)
EXCLUDE | FL | Winston | 7997 | WD09 | DFO | IC | 2.5 |  | Electric Utility | N | Internal Combustion (PRMVR=IC)
EXCLUDE | FL | Winston | 7997 | WD10 | DFO | IC | 2.5 |  | Electric Utility | N | Internal Combustion (PRMVR=IC)
EXCLUDE | FL | Winston | 7997 | WD11 | DFO | IC | 2.5 |  | Electric Utility | N | Internal Combustion (PRMVR=IC)
EXCLUDE | FL | Winston | 7997 | WD12 | DFO | IC | 2.5 |  | Electric Utility | N | Internal Combustion (PRMVR=IC)
EXCLUDE | FL | Winston | 7997 | WD13 | DFO | IC | 2.5 |  | Electric Utility | N | Internal Combustion (PRMVR=IC)
EXCLUDE | FL | Winston | 7997 | WD14 | DFO | IC | 2.5 |  | Electric Utility | N | Internal Combustion (PRMVR=IC)
EXCLUDE | FL | Winston | 7997 | WD15 | DFO | IC | 2.5 |  | Electric Utility | N | Internal Combustion (PRMVR=IC)
EXCLUDE | FL | Winston | 7997 | WD16 | DFO | IC | 2.5 |  | Electric Utility | N | Internal Combustion (PRMVR=IC)
EXCLUDE | FL | Winston | 7997 | WD17 | DFO | IC | 2.5 |  | Electric Utility | N | Internal Combustion (PRMVR=IC)
EXCLUDE | FL | Winston | 7997 | WD18 | DFO | IC | 2.5 |  | Electric Utility | N | Internal Combustion (PRMVR=IC)
EXCLUDE | FL | Winston | 7997 | WD19 | DFO | IC | 2.5 |  | Electric Utility | N | Internal Combustion (PRMVR=IC)
EXCLUDE | FL | Winston | 7997 | WD20 | DFO | IC | 2.5 |  | Electric Utility | N | Internal Combustion (PRMVR=IC)
EXCLUDE | AZ | Tri Cities | 7998 | TC1 | LFG | IC | 1 |  | Electric Utility | N | Internal Combustion (PRMVR=IC)
EXCLUDE | AZ | Tri Cities | 7998 | TC2 | LFG | IC | 1 |  | Electric Utility | N | Internal Combustion (PRMVR=IC)
EXCLUDE | AZ | Tri Cities | 7998 | TC3 | LFG | IC | 1 |  | Electric Utility | N | Internal Combustion (PRMVR=IC)
EXCLUDE | AZ | Tri Cities | 7998 | TC4 | LFG | IC | 1 |  | Electric Utility | N | Internal Combustion (PRMVR=IC)
EXCLUDE | AZ | Tri Cities | 7998 | TC5 | LFG | IC | 1 |  | Electric Utility | N | Internal Combustion (PRMVR=IC)
EXCLUDE | IL | Prairie Energy | 8003 | 1 | BIT | ST | 91 |  | Electric Utility | N | Status of operation (IP,L,P,T,or U) or Retired before 2012
EXCLUDE | WI | Winter | 8013 | IC1 | DFO | IC | 2.8 |  | Electric Utility | N | Internal Combustion (PRMVR=IC)
EXCLUDE | WI | Winter | 8013 | IC2 | DFO | IC | 2.8 |  | Electric Utility | N | Internal Combustion (PRMVR=IC)
EXCLUDE | MN | Co Rd 33 | 8014 | 7 | DFO | IC | 2.5 |  | Electric Utility | N | Internal Combustion (PRMVR=IC)
EXCLUDE | MN | Co Rd 33 | 8014 | 8 | DFO | IC | 2.5 |  | Electric Utility | N | Internal Combustion (PRMVR=IC)
EXCLUDE | AR | Paragould Reciprocating | 8015 | 011 | NG | IC | 6.4 |  | Electric Utility | N | Internal Combustion (PRMVR=IC)
EXCLUDE | AR | Paragould Reciprocating | 8015 | 021 | NG | IC | 6.4 |  | Electric Utility | N | Internal Combustion (PRMVR=IC)
EXCLUDE | AR | Paragould Reciprocating | 8015 | 031 | NG | IC | 6.4 |  | Electric Utility | N | Internal Combustion (PRMVR=IC)
EXCLUDE | MO | Gallatin #2 | 8017 | 7 | DFO | IC | 1.8 |  | Electric Utility | N | Internal Combustion (PRMVR=IC)
EXCLUDE | MO | Gallatin #2 | 8017 | 8 | DFO | IC | 1.8 |  | Electric Utility | N | Internal Combustion (PRMVR=IC)
EXCLUDE | MI | Portage | 8019 | 1 | DFO | GT | 22.6 |  | Electric Utility | N | Simple Cycle Turbine (PRMVR=GT or OT) unit under 25MW
EXCLUDE | KS | Baldwin City Plant No 2 | 8020 | 7 | DFO | IC | 3.2 |  | Electric Utility | N | Internal Combustion (PRMVR=IC)
EXCLUDE | KS | Baldwin City Plant No 2 | 8020 | 8 | DFO | IC | 3.2 |  | Electric Utility | N | Internal Combustion (PRMVR=IC)
EXCLUDE | WA | Diesel Generator Farm | 8021 | E-1 | DFO | IC | 1.8 |  | Electric Utility | N | Internal Combustion (PRMVR=IC)
EXCLUDE | WA | Diesel Generator Farm | 8021 | E-10 | DFO | IC | 1.8 |  | Electric Utility | N | Internal Combustion (PRMVR=IC)
EXCLUDE | WA | Diesel Generator Farm | 8021 | E-11 | DFO | IC | 1.8 |  | Electric Utility | N | Internal Combustion (PRMVR=IC)
EXCLUDE | WA | Diesel Generator Farm | 8021 | E-12 | DFO | IC | 1.8 |  | Electric Utility | N | Internal Combustion (PRMVR=IC)
EXCLUDE | WA | Diesel Generator Farm | 8021 | E-13 | DFO | IC | 1.8 |  | Electric Utility | N | Internal Combustion (PRMVR=IC)
EXCLUDE | WA | Diesel Generator Farm | 8021 | E-14 | DFO | IC | 1.8 |  | Electric Utility | N | Internal Combustion (PRMVR=IC)
EXCLUDE | WA | Diesel Generator Farm | 8021 | E-15 | DFO | IC | 1.8 |  | Electric Utility | N | Internal Combustion (PRMVR=IC)
EXCLUDE | WA | Diesel Generator Farm | 8021 | E-16 | DFO | IC | 1.8 |  | Electric Utility | N | Internal Combustion (PRMVR=IC)
EXCLUDE | WA | Diesel Generator Farm | 8021 | E-17 | DFO | IC | 1.8 |  | Electric Utility | N | Internal Combustion (PRMVR=IC)
EXCLUDE | WA | Diesel Generator Farm | 8021 | E-18 | DFO | IC | 1.8 |  | Electric Utility | N | Internal Combustion (PRMVR=IC)
EXCLUDE | WA | Diesel Generator Farm | 8021 | E-19 | DFO | IC | 1.8 |  | Electric Utility | N | Internal Combustion (PRMVR=IC)
EXCLUDE | WA | Diesel Generator Farm | 8021 | E-2 | DFO | IC | 1.8 |  | Electric Utility | N | Internal Combustion (PRMVR=IC)
EXCLUDE | WA | Diesel Generator Farm | 8021 | E-20 | DFO | IC | 1.8 |  | Electric Utility | N | Internal Combustion (PRMVR=IC)
EXCLUDE | WA | Diesel Generator Farm | 8021 | E-21 | DFO | IC | 1.8 |  | Electric Utility | N | Internal Combustion (PRMVR=IC)
EXCLUDE | WA | Diesel Generator Farm | 8021 | E-22 | DFO | IC | 2 |  | Electric Utility | N | Internal Combustion (PRMVR=IC)
EXCLUDE | WA | Diesel Generator Farm | 8021 | E-23 | DFO | IC | 2 |  | Electric Utility | N | Internal Combustion (PRMVR=IC)
EXCLUDE | WA | Diesel Generator Farm | 8021 | E-24 | DFO | IC | 2 |  | Electric Utility | N | Internal Combustion (PRMVR=IC)
EXCLUDE | WA | Diesel Generator Farm | 8021 | E-25 | DFO | IC | 2 |  | Electric Utility | N | Internal Combustion (PRMVR=IC)
EXCLUDE | WA | Diesel Generator Farm | 8021 | E-26 | DFO | IC | 2 |  | Electric Utility | N | Internal Combustion (PRMVR=IC)
EXCLUDE | WA | Diesel Generator Farm | 8021 | E-3 | DFO | IC | 1.8 |  | Electric Utility | N | Internal Combustion (PRMVR=IC)
EXCLUDE | WA | Diesel Generator Farm | 8021 | E-4 | DFO | IC | 1.8 |  | Electric Utility | N | Internal Combustion (PRMVR=IC)
EXCLUDE | WA | Diesel Generator Farm | 8021 | E-5 | DFO | IC | 1.8 |  | Electric Utility | N | Internal Combustion (PRMVR=IC)
EXCLUDE | WA | Diesel Generator Farm | 8021 | E-6 | DFO | IC | 1.8 |  | Electric Utility | N | Internal Combustion (PRMVR=IC)
EXCLUDE | WA | Diesel Generator Farm | 8021 | E-7 | DFO | IC | 1.8 |  | Electric Utility | N | Internal Combustion (PRMVR=IC)
EXCLUDE | WA | Diesel Generator Farm | 8021 | E-8 | DFO | IC | 1.8 |  | Electric Utility | N | Internal Combustion (PRMVR=IC)
EXCLUDE | WA | Diesel Generator Farm | 8021 | E-9 | DFO | IC | 1.8 |  | Electric Utility | N | Internal Combustion (PRMVR=IC)
EXCLUDE | WA | Boulder Park | 8022 | 1 | NG | IC | 4.1 |  | Electric Utility | N | Internal Combustion (PRMVR=IC)
EXCLUDE | WA | Boulder Park | 8022 | 2 | NG | IC | 4.1 |  | Electric Utility | N | Internal Combustion (PRMVR=IC)
EXCLUDE | WA | Boulder Park | 8022 | 3 | NG | IC | 4.1 |  | Electric Utility | N | Internal Combustion (PRMVR=IC)
EXCLUDE | WA | Boulder Park | 8022 | 4 | NG | IC | 4.1 |  | Electric Utility | N | Internal Combustion (PRMVR=IC)
EXCLUDE | WA | Boulder Park | 8022 | 5 | NG | IC | 4.1 |  | Electric Utility | N | Internal Combustion (PRMVR=IC)
EXCLUDE | WA | Boulder Park | 8022 | 6 | NG | IC | 4.1 |  | Electric Utility | N | Internal Combustion (PRMVR=IC)
EXCLUDE | SD | Yankton | 8034 | 1 | NG | IC | 2.2 |  | Electric Utility | N | Internal Combustion (PRMVR=IC)
EXCLUDE | SD | Yankton | 8034 | 2 | DFO | IC | 2.7 |  | Electric Utility | N | Internal Combustion (PRMVR=IC)
EXCLUDE | SD | Yankton | 8034 | 3 | NG | IC | 6.5 |  | Electric Utility | N | Internal Combustion (PRMVR=IC)
EXCLUDE | SD | Yankton | 8034 | 4 | DFO | IC | 2 |  | Electric Utility | N | Internal Combustion (PRMVR=IC)
EXCLUDE | KS | Clifton | 8037 | 2 | DFO | IC | 2.5 |  | Electric Utility | N | Internal Combustion (PRMVR=IC)
EXCLUDE | WI | Superior Generation Energy Center | 8057 | GEN1 | NG | GT | 170 |  | Electric Utility | N | Status of operation (IP,L,P,T,or U) or Retired before 2012
EXCLUDE | OK | Comanche | 8059 | IC1 | DFO | IC | 4 |  | Electric Utility | N | Internal Combustion (PRMVR=IC)
OGST | TX | DeCordova Steam Electric Station | 8063 | 1 | NG | ST | 799.2 |  | IPP Non-CHP | N
EXCLUDE | HI | Keahole | 8083 | 18 | DFO | IC | 2.5 |  | Electric Utility | N | Internal Combustion (PRMVR=IC)
EXCLUDE | HI | Keahole | 8083 | 19 | DFO | IC | 2.5 |  | Electric Utility | N | Internal Combustion (PRMVR=IC)
EXCLUDE | HI | Keahole | 8083 | 20 | DFO | IC | 2.5 |  | Electric Utility | N | Internal Combustion (PRMVR=IC)
EXCLUDE | HI | Keahole | 8083 | 21 | DFO | IC | 2.5 |  | Electric Utility | N | Internal Combustion (PRMVR=IC)
EXCLUDE | HI | Keahole | 8083 | 22 | DFO | IC | 2.5 |  | Electric Utility | N | Internal Combustion (PRMVR=IC)
EXCLUDE | HI | Keahole | 8083 | 23 | DFO | IC | 2.5 |  | Electric Utility | N | Internal Combustion (PRMVR=IC)
EXCLUDE | CO | Springfield | 8100 | 1 | DFO | IC | 1.2 |  | Electric Utility | N | Internal Combustion (PRMVR=IC)
EXCLUDE | CO | Springfield | 8100 | 2 | DFO | IC | 0.2 |  | Electric Utility | N | Internal Combustion (PRMVR=IC)
EXCLUDE | CO | Springfield | 8100 | IC4 | DFO | IC | 0.5 |  | Electric Utility | N | Internal Combustion (PRMVR=IC)
EXCLUDE | CO | Springfield | 8100 | IC5 | DFO | IC | 0.8 |  | Electric Utility | N | Internal Combustion (PRMVR=IC)
EXCLUDE | MN | Halstad | 8105 | 1 | DFO | IC | 0.6 |  | Electric Utility | N | Internal Combustion (PRMVR=IC)
EXCLUDE | MN | Halstad | 8105 | 2 | DFO | IC | 0.3 |  | Electric Utility | N | Internal Combustion (PRMVR=IC)
EXCLUDE | MN | Halstad | 8105 | 3 | DFO | IC | 0.2 |  | Electric Utility | N | Internal Combustion (PRMVR=IC)
EXCLUDE | MN | Halstad | 8105 | 4 | DFO | IC | 2 |  | Electric Utility | N | Internal Combustion (PRMVR=IC)
EXCLUDE | MN | Halstad | 8105 | 5 | DFO | IC | 2 |  | Electric Utility | N | Internal Combustion (PRMVR=IC)
EXCLUDE | IA | Tipton | 8106 | 1A | NG | IC | 2 |  | Electric Utility | N | Internal Combustion (PRMVR=IC)
EXCLUDE | IA | Tipton | 8106 | 2 | NG | IC | 1.3 |  | Electric Utility | N | Internal Combustion (PRMVR=IC)
EXCLUDE | IA | Tipton | 8106 | 3 | NG | IC | 1.3 |  | Electric Utility | N | Internal Combustion (PRMVR=IC)
EXCLUDE | IA | Tipton | 8106 | 4 | DFO | IC | 0.3 |  | Electric Utility | N | Internal Combustion (PRMVR=IC)
EXCLUDE | IA | Tipton | 8106 | 5 | DFO | IC | 2 |  | Electric Utility | N | Internal Combustion (PRMVR=IC)
EXCLUDE | IA | Tipton | 8106 | 5A | DFO | IC | 1.2 |  | Electric Utility | N | Internal Combustion (PRMVR=IC)
EXCLUDE | IA | Tipton | 8106 | 6 | DFO | IC | 2 |  | Electric Utility | N | Internal Combustion (PRMVR=IC)
EXCLUDE | IA | Hopkinton | 8108 | 1 | DFO | IC | 1.6 |  | Electric Utility | N | Internal Combustion (PRMVR=IC)
EXCLUDE | IA | Hopkinton | 8108 | CAT | DFO | IC | 2.5 |  | Electric Utility | N | Internal Combustion (PRMVR=IC)
EXCLUDE | IA | Hopkinton | 8108 | IC2 | DFO | IC | 1.7 |  | Electric Utility | N | Internal Combustion (PRMVR=IC)
EXCLUDE | IA | Hopkinton | 8108 | IC3 | DFO | IC | 1.2 |  | Electric Utility | N | Internal Combustion (PRMVR=IC)
EXCLUDE | MO | Stanberry | 8110 | 1 | NG | IC | 1.1 |  | Electric Utility | N | Internal Combustion (PRMVR=IC)
EXCLUDE | MO | Stanberry | 8110 | 2 | NG | IC | 1.1 |  | Electric Utility | N | Internal Combustion (PRMVR=IC)
EXCLUDE | MO | Stanberry | 8110 | 3 | DFO | IC | 0.3 |  | Electric Utility | N | Internal Combustion (PRMVR=IC)
EXCLUDE | MO | Stanberry | 8110 | 4 | DFO | IC | 0.3 |  | Electric Utility | N | Internal Combustion (PRMVR=IC)
EXCLUDE | MO | Stanberry | 8110 | IC5 | DFO | IC | 0.3 |  | Electric Utility | N | Internal Combustion (PRMVR=IC)
EXCLUDE | MO | Stanberry | 8110 | IC6 | NG | IC | 1.8 |  | Electric Utility | N | Internal Combustion (PRMVR=IC)
EXCLUDE | AZ | Springerville | 8223 | 5 | SUB | ST | 400 |  | Electric Utility | N | Status of operation (IP,L,P,T,or U) or Retired before 2012
EXCLUDE | MA | Cherry Street | 9038 | 10 | DFO | IC | 2.2 |  | Electric Utility | N | Internal Combustion (PRMVR=IC)
EXCLUDE | MA | Cherry Street | 9038 | 11 | DFO | IC | 2.2 |  | Electric Utility | N | Internal Combustion (PRMVR=IC)
EXCLUDE | MA | Cherry Street | 9038 | 12 | DFO | IC | 5.6 |  | Electric Utility | N | Internal Combustion (PRMVR=IC)
EXCLUDE | MA | Cherry Street | 9038 | 7 | DFO | IC | 3.3 |  | Electric Utility | N | Internal Combustion (PRMVR=IC)
EXCLUDE | MA | Cherry Street | 9038 | 8 | DFO | IC | 4 |  | Electric Utility | N | Internal Combustion (PRMVR=IC)
EXCLUDE | MA | Cherry Street | 9038 | 9 | DFO | IC | 3 |  | Electric Utility | N | Internal Combustion (PRMVR=IC)
EXCLUDE | MA | Cabot Holyoke | 9864 | 6 | NG | ST | 10 |  | Electric Utility | N | Steam unit (PRMVR=ST) under 25MW/250 MMBtu/hr
EXCLUDE | MA | Cabot Holyoke | 9864 | 8 | NG | ST | 10 |  | Electric Utility | N | Steam unit (PRMVR=ST) under 25MW/250 MMBtu/hr
EXCLUDE | MA | Cabot Holyoke | 9864 | 9 | NG | ST | 6 |  | Electric Utility | N | Steam unit (PRMVR=ST) under 25MW/250 MMBtu/hr
EXCLUDE | FL | Baptist Medical Center | 10008 | CG-1 | NG | IC | 0.5 |  | Commercial CHP | Y | Internal Combustion (PRMVR=IC)
EXCLUDE | FL | Baptist Medical Center | 10008 | CG-3 | NG | IC | 0.5 |  | Commercial CHP | N | Internal Combustion (PRMVR=IC)
EXCLUDE | FL | Baptist Medical Center | 10008 | CG-4 | NG | IC | 0.5 |  | Commercial CHP | N | Internal Combustion (PRMVR=IC)
EXCLUDE | FL | Baptist Medical Center | 10008 | TG-1 | NG | GT | 2.6 |  | Commercial CHP | N | Simple Cycle Turbine (PRMVR=GT or OT) unit under 25MW
EXCLUDE | NV | Desert Peak Power Plant | 10018 | GEN1 | GEO | ST | 11 |  | IPP Non-CHP | N | Non Combustion (NUC, WAT, WND, GEO, or SUN)
EXCLUDE | FL | Cutrale Citrus Juices USA I | 10020 | GEN1 | NG | GT | 3.5 |  | Industrial CHP | Y | Simple Cycle Turbine (PRMVR=GT or OT) unit under 25MW
EXCLUDE | NY | RED-Rochester, LLC | 10025 | 11TG | BIT | ST | 6.3 |  | Industrial CHP | Y | Steam unit (PRMVR=ST) under 25MW/250 MMBtu/hr
EXCLUDE | NY | RED-Rochester, LLC | 10025 | 12TG | BIT | ST | 6.3 |  | Industrial CHP | Y | Steam unit (PRMVR=ST) under 25MW/250 MMBtu/hr
EXCLUDE | NY | RED-Rochester, LLC | 10025 | 13TG | BIT | ST | 10.4 |  | Industrial CHP | Y | Steam unit (PRMVR=ST) under 25MW/250 MMBtu/hr
EXCLUDE | NY | RED-Rochester, LLC | 10025 | 14TG | BIT | ST | 10.4 |  | Industrial CHP | Y | Steam unit (PRMVR=ST) under 25MW/250 MMBtu/hr
EXCLUDE | NY | RED-Rochester, LLC | 10025 | 15TG | BIT | ST | 17.5 |  | Industrial CHP | Y | Steam unit (PRMVR=ST) under 25MW/250 MMBtu/hr
EXCLUDE | NY | RED-Rochester, LLC | 10025 | 16TG | RFO | ST | 25.6 |  | Industrial CHP | Y | Status of operation (IP,L,P,T,or U) or Retired before 2012
EXCLUDE | NY | RED-Rochester, LLC | 10025 | 22TG | BIT | ST | 12.5 |  | Industrial CHP | Y | Steam unit (PRMVR=ST) under 25MW/250 MMBtu/hr
EXCLUDE | NY | RED-Rochester, LLC | 10025 | KPR1 | WAT | HY | 0.4 |  | Industrial CHP | N | Non Combustion (NUC, WAT, WND, GEO, or SUN)
EXCLUDE | CA | Encina Water Pollution Control | 10026 | EG1 | NG | IC | 0.5 |  | Commercial CHP | Y | Internal Combustion (PRMVR=IC)
EXCLUDE | CA | Encina Water Pollution Control | 10026 | EG10 | OBG | IC | 0.8 |  | Commercial CHP | N | Internal Combustion (PRMVR=IC)
EXCLUDE | CA | Encina Water Pollution Control | 10026 | EG2 | NG | IC | 0.5 |  | Commercial CHP | Y | Internal Combustion (PRMVR=IC)
EXCLUDE | CA | Encina Water Pollution Control | 10026 | EG20 | OBG | IC | 0.8 |  | Commercial CHP | N | Internal Combustion (PRMVR=IC)
EXCLUDE | CA | Encina Water Pollution Control | 10026 | EG3 | OBG | IC | 0.5 |  | Commercial CHP | Y | Internal Combustion (PRMVR=IC)
EXCLUDE | CA | Encina Water Pollution Control | 10026 | EG30 | OBG | IC | 0.8 |  | Commercial CHP | N | Internal Combustion (PRMVR=IC)
EXCLUDE | CA | Encina Water Pollution Control | 10026 | EG40 | OBG | IC | 0.8 |  | Commercial CHP | N | Internal Combustion (PRMVR=IC)
EXCLUDE | MA | General Electric Aircraft Engines | 10029 | GEN8 | NG | GT | 21.1 |  | Industrial CHP | Y | Simple Cycle Turbine (PRMVR=GT or OT) unit under 25MW
EXCLUDE | CA | Kaweah Delta District Hospital | 10042 | KDH1 | NG | IC | 0.5 |  | Commercial CHP | Y | Internal Combustion (PRMVR=IC)
EXCLUDE | CA | Kaweah Delta District Hospital | 10042 | KDH2 | NG | IC | 0.5 |  | Commercial CHP | Y | Internal Combustion (PRMVR=IC)
EXCLUDE | CA | Kaweah Delta District Hospital | 10042 | KDH3 | NG | IC | 0.7 |  | Commercial CHP | Y | Internal Combustion (PRMVR=IC)
EXCLUDE | CA | Kaweah Delta District Hospital | 10042 | KDHT1 | NG | GT | 3.5 |  | Commercial CHP | N | Simple Cycle Turbine (PRMVR=GT or OT) unit under 25MW
EXCLUDE | NJ | Kinsleys Landfill | 10045 | 0011 | LFG | IC | 0.5 |  | IPP Non-CHP | N | Internal Combustion (PRMVR=IC)
EXCLUDE | NJ | Kinsleys Landfill | 10045 | 0012 | LFG | IC | 0.5 |  | IPP Non-CHP | N | Internal Combustion (PRMVR=IC)
EXCLUDE | NJ | Kinsleys Landfill | 10045 | 0013 | LFG | IC | 0.5 |  | IPP Non-CHP | N | Internal Combustion (PRMVR=IC)
EXCLUDE | NJ | Kinsleys Landfill | 10045 | 0014 | LFG | IC | 0.5 |  | IPP Non-CHP | N | Internal Combustion (PRMVR=IC)
EXCLUDE | AR | Fourche Creek Wastewater | 10050 | 1 | OBG | IC | 0.5 |  | Commercial CHP | N | Internal Combustion (PRMVR=IC)
EXCLUDE | AR | Fourche Creek Wastewater | 10050 | 2 | OBG | IC | 0.5 |  | Commercial CHP | N | Internal Combustion (PRMVR=IC)
EXCLUDE | AR | Fourche Creek Wastewater | 10050 | 3 | OBG | IC | 0.5 |  | Commercial CHP | N | Internal Combustion (PRMVR=IC)
EXCLUDE | AR | Fourche Creek Wastewater | 10050 | 4 | OBG | IC | 1.3 |  | Commercial CHP | Y | Internal Combustion (PRMVR=IC)
EXCLUDE | NC | Lockville Hydropower | 10051 | GEN1 | WAT | HY | 0.6 |  | IPP Non-CHP | N | Non Combustion (NUC, WAT, WND, GEO, or SUN)
EXCLUDE | NC | Lockville Hydropower | 10051 | GEN2 | WAT | HY | 0.6 |  | IPP Non-CHP | N | Non Combustion (NUC, WAT, WND, GEO, or SUN)
EXCLUDE | PA | General Electric Diesel Engine Plant | 10058 | REGN | DFO | IC | 4.4 |  | Industrial CHP | Y | Internal Combustion (PRMVR=IC)
EXCLUDE | NH | General Electric Great Falls Upper Hydro | 10059 | 1575 | WAT | HY | 1.6 |  | Industrial Non-CHP | N | Non Combustion (NUC, WAT, WND, GEO, or SUN)
EXCLUDE | NH | General Electric Great Falls Upper Hydro | 10059 | 500 | WAT | HY | 0.5 |  | Industrial Non-CHP | N | Non Combustion (NUC, WAT, WND, GEO, or SUN)
EXCLUDE | CO | Foothills Hydro Plant | 10070 | GEN1 | WAT | HY | 3.1 |  | IPP Non-CHP | N | Non Combustion (NUC, WAT, WND, GEO, or SUN)
EXCLUDE | CA | Pulp Mill Power House | 10074 | GEN1 | BLQ | ST | 20 |  | Industrial CHP | Y | Steam unit (PRMVR=ST) under 25MW/250 MMBtu/hr
EXCLUDE | CO | Strontia Springs Hydro Plant | 10081 | GEN1 | WAT | HY | 1 |  | IPP Non-CHP | N | Non Combustion (NUC, WAT, WND, GEO, or SUN)
EXCLUDE | CA | Total Energy Facilities | 10091 | GEN2 | OBG | CC | 9.9 |  | Commercial CHP | N | Non Fossil fuel type
EXCLUDE | CA | Total Energy Facilities | 10091 | GEN3 | OBG | CC | 9.9 |  | Commercial CHP | N | Non Fossil fuel type
EXCLUDE | NH | Hampton Facility | 10108 | GEN1 | DFO | IC | 0.5 |  | Industrial CHP | Y | Internal Combustion (PRMVR=IC)
EXCLUDE | NH | Hampton Facility | 10108 | GEN2 | DFO | IC | 0.5 |  | Industrial CHP | Y | Internal Combustion (PRMVR=IC)
EXCLUDE | NH | Hampton Facility | 10108 | GEN3 | DFO | IC | 0.7 |  | Industrial CHP | Y | Internal Combustion (PRMVR=IC)
EXCLUDE | NH | Hampton Facility | 10108 | GEN4 | DFO | IC | 0.7 |  | Industrial CHP | Y | Internal Combustion (PRMVR=IC)
EXCLUDE | NH | Hampton Facility | 10108 | GEN5 | DFO | IC | 0.7 |  | Industrial CHP | Y | Internal Combustion (PRMVR=IC)
EXCLUDE | NH | Hampton Facility | 10108 | GEN6 | DFO | IC | 0.7 |  | Industrial CHP | Y | Internal Combustion (PRMVR=IC)
COALST | MI | DTE Pontiac North LLC | 10111 | GEN1 | BIT | ST | 28.9 |  | IPP CHP | Y
EXCLUDE | PA | Harrisburg Facility | 10118 | GEN1 | MSB | ST | 8.2 |  | IPP CHP | Y | Non Fossil fuel type
EXCLUDE | NJ | Aventis Pharmaceuticals | 10122 | 01 | NG | GT | 3.7 |  | Industrial CHP | Y | Simple Cycle Turbine (PRMVR=GT or OT) unit under 25MW
EXCLUDE | NJ | Hoffmann LaRoche | 10123 | TG1 | NG | GT | 4 |  | Industrial CHP | Y | Simple Cycle Turbine (PRMVR=GT or OT) unit under 25MW
EXCLUDE | NJ | Hoffmann LaRoche | 10123 | TG2 | NG | GT | 4 |  | Industrial CHP | Y | Simple Cycle Turbine (PRMVR=GT or OT) unit under 25MW
EXCLUDE | NJ | Hoffmann LaRoche | 10123 | TG3 | NG | GT | 4 |  | Industrial CHP | Y | Simple Cycle Turbine (PRMVR=GT or OT) unit under 25MW
EXCLUDE | NY | Honeywell Farms | 10125 | 1 | NG | IC | 0.8 |  | Industrial CHP | Y | Internal Combustion (PRMVR=IC)
EXCLUDE | NY | Honeywell Farms | 10125 | 2 | NG | IC | 0.8 |  | Industrial CHP | Y | Internal Combustion (PRMVR=IC)
EXCLUDE | NY | Honeywell Farms | 10125 | 3 | DFO | IC | 0.8 |  | Industrial CHP | Y | Internal Combustion (PRMVR=IC)
EXCLUDE | NY | Honeywell Farms | 10125 | 4 | DFO | IC | 0.8 |  | Industrial CHP | Y | Internal Combustion (PRMVR=IC)
EXCLUDE | NY | Honeywell Farms | 10125 | 5 | NG | IC | 0.8 |  | Industrial CHP | Y | Internal Combustion (PRMVR=IC)
EXCLUDE | NY | Honeywell Farms | 10125 | 6 | NG | IC | 0.4 |  | Industrial CHP | Y | Internal Combustion (PRMVR=IC)
EXCLUDE | PA | Indiana University of Pennsylvania | 10129 | GEN1 | NG | IC | 6.1 |  | Commercial CHP | Y | Internal Combustion (PRMVR=IC)
EXCLUDE | PA | Indiana University of Pennsylvania | 10129 | GEN2 | NG | IC | 6.1 |  | Commercial CHP | Y | Internal Combustion (PRMVR=IC)
EXCLUDE | PA | Indiana University of Pennsylvania | 10129 | GEN3 | NG | IC | 6.1 |  | Commercial CHP | Y | Internal Combustion (PRMVR=IC)
EXCLUDE | PA | Indiana University of Pennsylvania | 10129 | GEN4 | NG | IC | 6.1 |  | Commercial CHP | Y | Internal Combustion (PRMVR=IC)
EXCLUDE | CA | Sierra Pacific Lincoln Facility | 10144 | GEN2 | WDS | ST | 11.5 |  | Industrial CHP | Y | Non Fossil fuel type
EXCLUDE | CA | Sierra Pacific Lincoln Facility | 10144 | GEN3 | WDS | ST | 1.5 |  | Industrial CHP | Y | Non Fossil fuel type
EXCLUDE | CA | Fresno Cogen Partners | 10156 | GEN1 | NG | CC | 22.3 |  | IPP CHP | Y | Combined Cycle (PRMVR=CC) unit under 25MW
EXCLUDE | NJ | Asbury Park Press | 10157 | ENG1 | NG | IC | 0.7 |  | Industrial CHP | Y | Internal Combustion (PRMVR=IC)
EXCLUDE | NJ | Asbury Park Press | 10157 | ENG2 | NG | IC | 0.7 |  | Industrial CHP | Y | Internal Combustion (PRMVR=IC)
EXCLUDE | PA | Apogee Technology Inc | 10159 | GEN1 | NG | GT | 10.7 |  | Industrial Non-CHP | N | Simple Cycle Turbine (PRMVR=GT or OT) unit under 25MW
EXCLUDE | ME | Worcester Energy | 10165 | GEN1 | WDS | ST | 7.2 |  | IPP Non-CHP | N | Non Fossil fuel type
EXCLUDE | ME | Worcester Energy | 10165 | GEN2 | WDS | ST | 18.6 |  | IPP Non-CHP | N | Non Fossil fuel type
EXCLUDE | IA | 5 in 1 Dam Hydroelectric | 10171 | GEN1 | WAT | HY | 0.7 |  | IPP Non-CHP | N | Non Combustion (NUC, WAT, WND, GEO, or SUN)
EXCLUDE | IA | 5 in 1 Dam Hydroelectric | 10171 | GEN2 | WAT | HY | 0.7 |  | IPP Non-CHP | N | Non Combustion (NUC, WAT, WND, GEO, or SUN)
EXCLUDE | IA | 5 in 1 Dam Hydroelectric | 10171 | GEN3 | WAT | HY | 0.7 |  | IPP Non-CHP | N | Non Combustion (NUC, WAT, WND, GEO, or SUN)
EXCLUDE | CA | Childrens Hospital | 10175 | 0799 | DFO | IC | 2 |  | Commercial CHP | N | Internal Combustion (PRMVR=IC)
EXCLUDE | CA | Childrens Hospital | 10175 | 1631 | NG | IC | 0.6 |  | Commercial CHP | N | Internal Combustion (PRMVR=IC)
EXCLUDE | CA | Childrens Hospital | 10175 | 1698 | NG | IC | 0.3 |  | Commercial CHP | N | Internal Combustion (PRMVR=IC)
EXCLUDE | CA | Childrens Hospital | 10175 | 1699 | NG | IC | 0.3 |  | Commercial CHP | N | Internal Combustion (PRMVR=IC)
EXCLUDE | CA | Childrens Hospital | 10175 | 1710 | NG | IC | 0.3 |  | Commercial CHP | N | Internal Combustion (PRMVR=IC)
EXCLUDE | CA | Childrens Hospital | 10175 | 5083 | DFO | IC | 1.5 |  | Commercial CHP | N | Internal Combustion (PRMVR=IC)
EXCLUDE | CA | Childrens Hospital | 10175 | 5084 | DFO | IC | 1.5 |  | Commercial CHP | N | Internal Combustion (PRMVR=IC)
EXCLUDE | CA | Childrens Hospital | 10175 | 5085 | DFO | IC | 1.5 |  | Commercial CHP | N | Internal Combustion (PRMVR=IC)
EXCLUDE | CO | Metro Wastewater Reclamation District | 10180 | 1 | OBG | IC | 2 |  | IPP CHP | Y | Internal Combustion (PRMVR=IC)
EXCLUDE | CO | Metro Wastewater Reclamation District | 10180 | 2 | OBG | IC | 2 |  | IPP CHP | Y | Internal Combustion (PRMVR=IC)
EXCLUDE | CO | Metro Wastewater Reclamation District | 10180 | 3 | OBG | IC | 2 |  | IPP CHP | Y | Internal Combustion (PRMVR=IC)
EXCLUDE | CO | Metro Wastewater Reclamation District | 10180 | 4 | OBG | IC | 2 |  | IPP CHP | Y | Internal Combustion (PRMVR=IC)
EXCLUDE | TX | Central Utility Plant | 10184 | EG1 | NG | IC | 6 |  | Commercial CHP | Y | Internal Combustion (PRMVR=IC)
EXCLUDE | TX | Central Utility Plant | 10184 | EG2 | NG | IC | 6 |  | Commercial CHP | Y | Internal Combustion (PRMVR=IC)
EXCLUDE | FL | Cutrale Citrus Juices USA II | 10188 | GEN1 | NG | CC | 3.5 |  | Industrial CHP | Y | Combined Cycle (PRMVR=CC) unit under 25MW
EXCLUDE | FL | Cutrale Citrus Juices USA II | 10188 | GEN2 | NG | CC | 3.5 |  | Industrial CHP | Y | Combined Cycle (PRMVR=CC) unit under 25MW
EXCLUDE | CA | Tehachapi Wind Resource I | 10191 | PLAN | WND | WT | 0.6 |  | IPP Non-CHP | N | Non Combustion (NUC, WAT, WND, GEO, or SUN)
EXCLUDE | LA | IMC Phosphates Company Uncle Sam | 10198 | GEN1 | OTH | ST | 11 |  | Industrial CHP | Y | Non Fossil fuel type
EXCLUDE | LA | IMC Phosphates Company Uncle Sam | 10198 | GEN2 | OTH | ST | 11 |  | Industrial CHP | Y | Non Fossil fuel type
EXCLUDE | FL | Fernandina Beach Mill | 10202 | GEN4 | BIT | ST | 9.3 |  | Industrial CHP | Y | Steam unit (PRMVR=ST) under 25MW/250 MMBtu/hr
EXCLUDE | TX | Valero Refinery Corpus Christi East | 10203 | GEN1 | NG | GT | 20 |  | Industrial CHP | Y | Simple Cycle Turbine (PRMVR=GT or OT) unit under 25MW
EXCLUDE | TX | Valero Refinery Corpus Christi East | 10203 | GEN2 | NG | GT | 20 |  | Industrial CHP | Y | Simple Cycle Turbine (PRMVR=GT or OT) unit under 25MW
EXCLUDE | FL | Mosaic Co Greenbay | 10205 | GEN1 | OTH | ST | 38.2 |  | Industrial CHP | Y | Non Fossil fuel type
EXCLUDE | CA | Loma Linda University Cogen | 10206 | GEN4 | DFO | IC | 1.7 |  | Commercial CHP | N | Internal Combustion (PRMVR=IC)
EXCLUDE | IN | 2 AC Station | 10211 | 10TG | BFG | ST | 20 |  | Industrial CHP | N | Steam unit (PRMVR=ST) under 25MW/250 MMBtu/hr
EXCLUDE | IN | 2 AC Station | 10211 | 11TG | BFG | ST | 20 |  | Industrial CHP | N | Steam unit (PRMVR=ST) under 25MW/250 MMBtu/hr
EXCLUDE | IN | 2 AC Station | 10211 | 7TG | BFG | ST | 11.2 |  | Industrial CHP | N | Steam unit (PRMVR=ST) under 25MW/250 MMBtu/hr
EXCLUDE | IN | 2 AC Station | 10211 | 8TG | BFG | ST | 11.2 |  | Industrial CHP | N | Steam unit (PRMVR=ST) under 25MW/250 MMBtu/hr
EXCLUDE | IN | 2 AC Station | 10211 | 9TG | BFG | ST | 20 |  | Industrial CHP | Y | Steam unit (PRMVR=ST) under 25MW/250 MMBtu/hr
EXCLUDE | UT | Snowbird Power Plant | 10215 | 1367 | NG | IC | 0.6 |  | Commercial CHP | Y | Internal Combustion (PRMVR=IC)
EXCLUDE | UT | Snowbird Power Plant | 10215 | 1391 | NG | IC | 0.6 |  | Commercial CHP | Y | Internal Combustion (PRMVR=IC)
EXCLUDE | UT | Snowbird Power Plant | 10215 | 1392 | NG | IC | 0.6 |  | Commercial CHP | Y | Internal Combustion (PRMVR=IC)
EXCLUDE | NJ | Merck Rahway Power Plant | 10224 | GEN7 | DFO | ST | 4 |  | Industrial CHP | Y | Steam unit (PRMVR=ST) under 25MW/250 MMBtu/hr
EXCLUDE | MI | Hutzel Hospital | 10232 | TB-1 | DFO | GT | 0.8 |  | Commercial Non-CHP | N | Simple Cycle Turbine (PRMVR=GT or OT) unit under 25MW
EXCLUDE | MI | Hutzel Hospital | 10232 | TB-2 | DFO | GT | 0.8 |  | Commercial Non-CHP | N | Simple Cycle Turbine (PRMVR=GT or OT) unit under 25MW
EXCLUDE | MI | Ford Motor Co Rawsonville Plant | 10235 | GEN1 | NG | GT | 4.5 |  | Industrial CHP | Y | Simple Cycle Turbine (PRMVR=GT or OT) unit under 25MW
EXCLUDE | TX | Ticona Polymers Inc | 10243 | GEN1 | NG | OT | 1.4 |  | Industrial CHP | N | Simple Cycle Turbine (PRMVR=GT or OT) unit under 25MW
EXCLUDE | TX | Ticona Polymers Inc | 10243 | GEN2 | NG | OT | 1.4 |  | Industrial CHP | N | Simple Cycle Turbine (PRMVR=GT or OT) unit under 25MW
EXCLUDE | TX | Ticona Polymers Inc | 10243 | GEN3 | NG | OT | 1.6 |  | Industrial CHP | N | Simple Cycle Turbine (PRMVR=GT or OT) unit under 25MW
EXCLUDE | TX | Ticona Polymers Inc | 10243 | GEN4 | NG | CC | 8.2 |  | Industrial CHP | N | Combined Cycle (PRMVR=CC) unit under 25MW
EXCLUDE | TN | Weyerhaeuser Kingsport Mill | 10252 | NO.1 | BLQ | ST | 50 |  | Industrial CHP | N | Commercial/Industrial Unit
EXCLUDE | TN | Weyerhaeuser Kingsport Mill | 10252 | NO.4 | BIT | ST | 4 |  | Industrial CHP | Y | Steam unit (PRMVR=ST) under 25MW/250 MMBtu/hr
EXCLUDE | TN | Weyerhaeuser Kingsport Mill | 10252 | NO.6 | BLQ | ST | 7 |  | Industrial CHP | Y | Steam unit (PRMVR=ST) under 25MW/250 MMBtu/hr
EXCLUDE | TN | Weyerhaeuser Kingsport Mill | 10252 | NO.7 | BLQ | ST | 12 |  | Industrial CHP | Y | Steam unit (PRMVR=ST) under 25MW/250 MMBtu/hr
EXCLUDE | CA | California Institute of Technology | 10262 | GEN1 | NG | CC | 1 |  | Commercial CHP | Y | Combined Cycle (PRMVR=CC) unit under 25MW
EXCLUDE | CA | California Institute of Technology | 10262 | GEN2 | NG | CC | 4.3 |  | Commercial CHP | Y | Combined Cycle (PRMVR=CC) unit under 25MW
EXCLUDE | CA | California Institute of Technology | 10262 | GEN3 | NG | CC | 2.5 |  | Commercial CHP | Y | Combined Cycle (PRMVR=CC) unit under 25MW
EXCLUDE | CA | California Institute of Technology | 10262 | GEN4 | NG | CC | 2.5 |  | Commercial CHP | Y | Combined Cycle (PRMVR=CC) unit under 25MW
EXCLUDE | CA | California Institute of Technology | 10262 | GEN5 | NG | CC | 1 |  | Commercial CHP | Y | Combined Cycle (PRMVR=CC) unit under 25MW
EXCLUDE | FL | Florida's Natural Growers | 10275 | CE50 | NG | GT | 3.5 |  | Industrial CHP | Y | Simple Cycle Turbine (PRMVR=GT or OT) unit under 25MW
EXCLUDE | FL | Florida's Natural Growers | 10275 | TA70 | NG | GT | 7.2 |  | Industrial CHP | Y | Simple Cycle Turbine (PRMVR=GT or OT) unit under 25MW
EXCLUDE | NH | Clement Dam Hydro LLC | 10276 | 0049 | WAT | HY | 2.4 |  | IPP Non-CHP | N | Non Combustion (NUC, WAT, WND, GEO, or SUN)
EXCLUDE | SC | Bob Jones University Cogen Plant | 10280 | ENG1 | DFO | IC | 1.1 |  | Commercial CHP | N | Internal Combustion (PRMVR=IC)
EXCLUDE | SC | Bob Jones University Cogen Plant | 10280 | ENG2 | NG | IC | 1.1 |  | Commercial CHP | Y | Internal Combustion (PRMVR=IC)
EXCLUDE | SC | Bob Jones University Cogen Plant | 10280 | ENG3 | NG | IC | 1.1 |  | Commercial CHP | Y | Internal Combustion (PRMVR=IC)
EXCLUDE | SC | Bob Jones University Cogen Plant | 10280 | ENG4 | NG | IC | 1.1 |  | Commercial CHP | Y | Internal Combustion (PRMVR=IC)
EXCLUDE | SC | Bob Jones University Cogen Plant | 10280 | ENG5 | DFO | IC | 1 |  | Commercial CHP | N | Internal Combustion (PRMVR=IC)
EXCLUDE | SC | Bob Jones University Cogen Plant | 10280 | ENG6 | DFO | IC | 1 |  | Commercial CHP | N | Internal Combustion (PRMVR=IC)
EXCLUDE | SC | Bob Jones University Cogen Plant | 10280 | ENG7 | DFO | IC | 1 |  | Commercial CHP | N | Internal Combustion (PRMVR=IC)
EXCLUDE | NV | Beowawe Power | 10287 | GEN2 | GEO | BT | 3.6 |  | IPP Non-CHP | N | Non Combustion (NUC, WAT, WND, GEO, or SUN)
EXCLUDE | CA | Big Valley Power LLC | 10288 | IS27 | WDS | ST | 9.3 |  | Industrial Non-CHP | N | Non Fossil fuel type
EXCLUDE | NC | Enka | 10320 | GE10 | BIT | ST | 4 |  | Industrial CHP | Y | Steam unit (PRMVR=ST) under 25MW/250 MMBtu/hr
EXCLUDE | NC | Enka | 10320 | GE11 | BIT | ST | 4 |  | Industrial CHP | Y | Steam unit (PRMVR=ST) under 25MW/250 MMBtu/hr
EXCLUDE | NC | Enka | 10320 | GE12 | BIT | ST | 5 |  | Industrial CHP | Y | Steam unit (PRMVR=ST) under 25MW/250 MMBtu/hr
EXCLUDE | NC | Enka | 10320 | GEN8 | BIT | ST | 0.3 |  | Industrial CHP | Y | Steam unit (PRMVR=ST) under 25MW/250 MMBtu/hr
EXCLUDE | NC | Enka | 10320 | GEN9 | BIT | ST | 3 |  | Industrial CHP | Y | Steam unit (PRMVR=ST) under 25MW/250 MMBtu/hr
COALST | FL | Florida Power Development | 10333 | GEN1 | BIT | ST | 125 |  | IPP CHP | Y
EXCLUDE | NM | Southside Water Reclamation Plant | 10339 | GEN1 | OBG | IC | 2.2 |  | IPP CHP | Y | Internal Combustion (PRMVR=IC)
EXCLUDE | NM | Southside Water Reclamation Plant | 10339 | GEN2 | OBG | IC | 2.2 |  | IPP CHP | Y | Internal Combustion (PRMVR=IC)
EXCLUDE | NM | Southside Water Reclamation Plant | 10339 | GEN3 | OBG | IC | 1.1 |  | IPP CHP | Y | Internal Combustion (PRMVR=IC)
EXCLUDE | NM | Southside Water Reclamation Plant | 10339 | GEN4 | OBG | IC | 1.1 |  | IPP CHP | Y | Internal Combustion (PRMVR=IC)
EXCLUDE | FL | TMC LLC | 10347 | GEN1 | WDS | ST | 7.5 |  | IPP Non-CHP | N | Non Fossil fuel type
EXCLUDE | ME | ReEnergy Ashland | 10356 | GEN1 | WDS | ST | 39.6 |  | IPP Non-CHP | N | Non Fossil fuel type
EXCLUDE | WI | Green Bay West Mill | 10360 | GEN1 | PC | ST | 1.5 |  | Industrial CHP | Y | Steam unit (PRMVR=ST) under 25MW/250 MMBtu/hr
EXCLUDE | WI | Green Bay West Mill | 10360 | GEN2 | PC | ST | 3 |  | Industrial CHP | Y | Steam unit (PRMVR=ST) under 25MW/250 MMBtu/hr
EXCLUDE | WI | Green Bay West Mill | 10360 | GEN3 | PC | ST | 3 |  | Industrial CHP | Y | Steam unit (PRMVR=ST) under 25MW/250 MMBtu/hr
EXCLUDE | WI | Green Bay West Mill | 10360 | GEN4 | PC | ST | 2.5 |  | Industrial CHP | Y | Steam unit (PRMVR=ST) under 25MW/250 MMBtu/hr
EXCLUDE | WI | Green Bay West Mill | 10360 | GEN8 | PC | ST | 25 |  | Industrial CHP | Y | Status of operation (IP,L,P,T,or U) or Retired before 2012
COALST | CA | Hanford | 10373 | GEN1 | PC | ST | 27 |  | IPP Non-CHP | N
COALST | NC | Elizabethtown Power LLC | 10380 | GEN1 | BIT | ST | 34.7 |  | IPP CHP | Y
COALST | NC | Lumberton | 10382 | GEN1 | BIT | ST | 34.7 |  | IPP CHP | Y
EXCLUDE | CA | Sycamore Energy 1 | 10387 | 1 | LFG | GT | 0.9 |  | IPP Non-CHP | N | Non Fossil fuel type
EXCLUDE | CA | Sycamore Energy 1 | 10387 | 2 | LFG | GT | 0.9 |  | IPP Non-CHP | N | Non Fossil fuel type
EXCLUDE | CA | GRS Newby I | 10388 | 1 | LFG | IC | 0.5 |  | IPP Non-CHP | N | Internal Combustion (PRMVR=IC)
EXCLUDE | CA | GRS Newby I | 10388 | 2 | LFG | IC | 0.5 |  | IPP Non-CHP | N | Internal Combustion (PRMVR=IC)
EXCLUDE | CA | GRS Newby I | 10388 | 3 | LFG | IC | 0.5 |  | IPP Non-CHP | N | Internal Combustion (PRMVR=IC)
EXCLUDE | CA | GRS Newby I | 10388 | 4 | LFG | IC | 0.5 |  | IPP Non-CHP | N | Internal Combustion (PRMVR=IC)
EXCLUDE | CA | GRS Newby II | 10389 | 1 | LFG | IC | 1.1 |  | IPP Non-CHP | N | Internal Combustion (PRMVR=IC)
EXCLUDE | CA | GRS Newby II | 10389 | 2 | LFG | IC | 1.1 |  | IPP Non-CHP | N | Internal Combustion (PRMVR=IC)
EXCLUDE | CA | GRS Newby II | 10389 | 3 | LFG | IC | 1.1 |  | IPP Non-CHP | N | Internal Combustion (PRMVR=IC)
EXCLUDE | CA | Guadalupe Power Plant | 10390 | 1 | LFG | IC | 0.5 |  | IPP Non-CHP | N | Internal Combustion (PRMVR=IC)
EXCLUDE | CA | Guadalupe Power Plant | 10390 | 2 | LFG | IC | 0.5 |  | IPP Non-CHP | N | Internal Combustion (PRMVR=IC)
EXCLUDE | CA | Guadalupe Power Plant | 10390 | 3 | LFG | IC | 0.5 |  | IPP Non-CHP | N | Internal Combustion (PRMVR=IC)
EXCLUDE | CA | Guadalupe Power Plant | 10390 | 4 | LFG | IC | 1.1 |  | IPP Non-CHP | N | Internal Combustion (PRMVR=IC)
EXCLUDE | CA | GRS Menlo Park | 10391 | 1 | LFG | IC | 0.5 |  | IPP Non-CHP | N | Internal Combustion (PRMVR=IC)
EXCLUDE | CA | GRS Menlo Park | 10391 | 2 | LFG | IC | 0.5 |  | IPP Non-CHP | N | Internal Combustion (PRMVR=IC)
EXCLUDE | CA | GRS Menlo Park | 10391 | 3 | LFG | IC | 0.5 |  | IPP Non-CHP | N | Internal Combustion (PRMVR=IC)
EXCLUDE | CA | GRS Menlo Park | 10391 | 4 | LFG | IC | 0.5 |  | IPP Non-CHP | N | Internal Combustion (PRMVR=IC)
EXCLUDE | CA | GRS American Canyon | 10392 | 1 | LFG | IC | 0.8 |  | IPP Non-CHP | N | Internal Combustion (PRMVR=IC)
EXCLUDE | CA | GRS American Canyon | 10392 | 2 | LFG | IC | 0.8 |  | IPP Non-CHP | N | Internal Combustion (PRMVR=IC)
EXCLUDE | MA | Clark University | 10408 | GEN1 | NG | IC | 1.8 |  | Commercial CHP | Y | Internal Combustion (PRMVR=IC)
EXCLUDE | MA | Clark University | 10408 | GEN2 | NG | IC | 2 |  | Commercial CHP | Y | Internal Combustion (PRMVR=IC)
EXCLUDE | TX | Ascend Performance Materials Texas Inc. | 10418 | GEN2 | OG | ST | 1.2 |  | Industrial CHP | Y | Steam unit (PRMVR=ST) under 25MW/250 MMBtu/hr
EXCLUDE | TX | Ascend Performance Materials Texas Inc. | 10418 | GEN3 | OG | ST | 2 |  | Industrial CHP | Y | Steam unit (PRMVR=ST) under 25MW/250 MMBtu/hr
EXCLUDE | CO | Dillon Hydro Plant | 10421 | GEN1 | WAT | HY | 1.8 |  | IPP Non-CHP | N | Non Combustion (NUC, WAT, WND, GEO, or SUN)
EXCLUDE | CO | Williams Fork Hydro Plant | 10422 | GEN1 | WAT | HY | 3 |  | IPP Non-CHP | N | Non Combustion (NUC, WAT, WND, GEO, or SUN)
EXCLUDE | CO | Williams Fork Hydro Plant | 10422 | GEN2 | WAT | HY | 0.5 |  | IPP Non-CHP | N | Non Combustion (NUC, WAT, WND, GEO, or SUN)
EXCLUDE | CO | North Fork Hydro Plant | 10423 | GEN1 | WAT | HY | 5.5 |  | IPP Non-CHP | N | Non Combustion (NUC, WAT, WND, GEO, or SUN)
EXCLUDE | CO | Gross Hydro Plant | 10424 | GEN1 | WAT | HY | 7.8 |  | IPP Non-CHP | N | Non Combustion (NUC, WAT, WND, GEO, or SUN)
EXCLUDE | GA | Inland Paperboard Packaging Rome | 10426 | GEN1 | BLQ | ST | 7.5 |  | Industrial CHP | Y | Steam unit (PRMVR=ST) under 25MW/250 MMBtu/hr
EXCLUDE | PA | Oakland Dam Hydroelectric | 10433 | 1 | WAT | HY | 0.5 |  | IPP Non-CHP | N | Non Combustion (NUC, WAT, WND, GEO, or SUN)
EXCLUDE | PA | Oakland Dam Hydroelectric | 10433 | 2 | WAT | HY | 0.5 |  | IPP Non-CHP | N | Non Combustion (NUC, WAT, WND, GEO, or SUN)
EXCLUDE | PA | Oakland Dam Hydroelectric | 10433 | 3 | WAT | HY | 0.5 |  | IPP Non-CHP | N | Non Combustion (NUC, WAT, WND, GEO, or SUN)
EXCLUDE | TX | ExxonMobil Baytown Refinery | 10436 | GT35 | NG | GT | 14.5 |  | Industrial CHP | Y | Simple Cycle Turbine (PRMVR=GT or OT) unit under 25MW
EXCLUDE | TX | ExxonMobil Baytown Refinery | 10436 | GT36 | NG | GT | 15.2 |  | Industrial CHP | Y | Simple Cycle Turbine (PRMVR=GT or OT) unit under 25MW
EXCLUDE | TX | ExxonMobil Baytown Refinery | 10436 | GT37 | NG | GT | 17.2 |  | Industrial CHP | Y | Simple Cycle Turbine (PRMVR=GT or OT) unit under 25MW
EXCLUDE | TX | ExxonMobil Baytown Refinery | 10436 | ST33 | NG | ST | 7.5 |  | Industrial CHP | Y | Steam unit (PRMVR=ST) under 25MW/250 MMBtu/hr
EXCLUDE | TX | ExxonMobil Baytown Refinery | 10436 | ST34 | WH | ST | 7.5 |  | Industrial CHP | N | Non Fossil fuel type
COALST | NY | Black River Generation | 10464 | GEN1 | BIT | ST | 55.5 |  | Electric Utility | N
EXCLUDE | CA | Puente Hills Energy Recovery | 10472 | GEN3 | LFG | IC | 3.3 |  | Commercial Non-CHP | N | Internal Combustion (PRMVR=IC)
EXCLUDE | CA | Puente Hills Energy Recovery | 10472 | GEN4 | LFG | IC | 3.3 |  | Commercial Non-CHP | N | Internal Combustion (PRMVR=IC)
EXCLUDE | CA | Puente Hills Energy Recovery | 10472 | GEN5 | LFG | IC | 3.3 |  | Commercial Non-CHP | N | Internal Combustion (PRMVR=IC)
EXCLUDE | CA | Palos Verdes Gas to Energy | 10473 | GEN1 | LFG | ST | 13 |  | Commercial Non-CHP | N | Non Fossil fuel type
EXCLUDE | IN | 4 AC Station | 10474 | 14TG | BIT | ST | 67.5 |  | Industrial CHP | Y | Status of operation (IP,L,P,T,or U) or Retired before 2012
EXCLUDE | IN | 4 AC Station | 10474 | 15TG | BIT | ST | 67.5 |  | Industrial CHP | Y | Status of operation (IP,L,P,T,or U) or Retired before 2012
EXCLUDE | WI | Whiting Mill | 10476 | GEN4 | SUB | ST | 4.1 |  | Industrial CHP | Y | Steam unit (PRMVR=ST) under 25MW/250 MMBtu/hr
EXCLUDE | MD | RG Steel Sparrows Point, LLC | 10485 | GEN3 | BFG | ST | 30 |  | Industrial CHP/Iron & Steel | Y | Commercial/Industrial Unit
EXCLUDE | ME | Mead Rumford Cogen | 10491 | 3STG | RFO | ST | 12.5 |  | Industrial CHP | Y | Steam unit (PRMVR=ST) under 25MW/250 MMBtu/hr
EXCLUDE | IL | Klein Tools Chicago | 10498 | 17 | DFO | IC | 1.5 |  | Industrial Non-CHP | N | Internal Combustion (PRMVR=IC)
EXCLUDE | KS | Klein Tools Moran | 10499 | 696 | DFO | IC | 1.5 |  | Industrial Non-CHP | N | Internal Combustion (PRMVR=IC)
EXCLUDE | KS | Klein Tools Moran | 10499 | 697 | DFO | IC | 1.5 |  | Industrial Non-CHP | N | Internal Combustion (PRMVR=IC)
EXCLUDE | VA | Oilseed Plant | 10515 | GEN1 | BIT | ST | 1.7 |  | Industrial CHP | Y | Steam unit (PRMVR=ST) under 25MW/250 MMBtu/hr
EXCLUDE | NH | Milton Hydro | 10519 | 1 | WAT | HY | 0.2 |  | IPP Non-CHP | N | Non Combustion (NUC, WAT, WND, GEO, or SUN)
EXCLUDE | NH | Milton Hydro | 10519 | 2 | WAT | HY | 0.4 |  | IPP Non-CHP | N | Non Combustion (NUC, WAT, WND, GEO, or SUN)
EXCLUDE | NH | Milton Hydro | 10519 | 3 | WAT | HY | 0.3 |  | IPP Non-CHP | N | Non Combustion (NUC, WAT, WND, GEO, or SUN)
EXCLUDE | NH | Milton Hydro | 10519 | 4 | WAT | HY | 0.5 |  | IPP Non-CHP | N | Non Combustion (NUC, WAT, WND, GEO, or SUN)
EXCLUDE | MI | Granger Electric Generating Station #2 | 10532 | 2-1 | LFG | IC | 0.8 |  | IPP Non-CHP | N | Internal Combustion (PRMVR=IC)
EXCLUDE | MI | Granger Electric Generating Station #2 | 10532 | 2-2 | LFG | IC | 0.8 |  | IPP Non-CHP | N | Internal Combustion (PRMVR=IC)
EXCLUDE | MI | Granger Electric Generating Station #2 | 10532 | 2-3 | LFG | IC | 0.8 |  | IPP Non-CHP | N | Internal Combustion (PRMVR=IC)
EXCLUDE | MI | Granger Electric Generating Station #2 | 10532 | 2-4 | LFG | IC | 0.8 |  | IPP Non-CHP | N | Internal Combustion (PRMVR=IC)
EXCLUDE | MI | Granger Electric Generating Station #2 | 10532 | 2-5 | LFG | IC | 0.8 |  | IPP Non-CHP | N | Internal Combustion (PRMVR=IC)
EXCLUDE | NY | Al Turi | 10549 | 2 | LFG | IC | 0.8 |  | IPP Non-CHP | N | Internal Combustion (PRMVR=IC)
EXCLUDE | NY | Al Turi | 10549 | 3 | LFG | IC | 0.8 |  | IPP Non-CHP | N | Internal Combustion (PRMVR=IC)
EXCLUDE | NY | Al Turi | 10549 | 3010 | LFG | IC | 0.8 |  | IPP Non-CHP | N | Internal Combustion (PRMVR=IC)
EXCLUDE | MA | Anderson Power Products Division | 10553 | 3622 | DFO | IC | 0.1 |  | Industrial Non-CHP | N | Internal Combustion (PRMVR=IC)
EXCLUDE | MA | Anderson Power Products Division | 10553 | 6033 | DFO | IC | 0.3 |  | Industrial Non-CHP | N | Internal Combustion (PRMVR=IC)
EXCLUDE | MA | Anderson Power Products Division | 10553 | 6035 | DFO | IC | 0.3 |  | Industrial Non-CHP | N | Internal Combustion (PRMVR=IC)
EXCLUDE | MA | Anderson Power Products Division | 10553 | 6046 | DFO | IC | 0.3 |  | Industrial Non-CHP | N | Internal Combustion (PRMVR=IC)
EXCLUDE | GA | Rayonier Jesup Mill | 10560 | GEN1 | WDS | ST | 5 |  | Industrial CHP | Y | Non Fossil fuel type
EXCLUDE | FL | Rayonier Fernandina Mill | 10562 | GEN2 | RFO | ST | 5 |  | Industrial CHP | Y | Steam unit (PRMVR=ST) under 25MW/250 MMBtu/hr
EXCLUDE | TX | Big Spring Texas Refinery | 10569 | GENA | PUR | ST | 1.5 |  | Industrial Non-CHP | N | Non Fossil fuel type
EXCLUDE | LA | Agrilectric Power Partners Ltd | 10593 | GEN2 | AB | ST | 1.5 |  | IPP Non-CHP | N | Non Fossil fuel type
EXCLUDE | HI | Hawaiian Comm & Sugar Puunene Mill | 10604 | PAI2 | AB | ST | 4 |  | Industrial CHP | Y | Non Fossil fuel type
EXCLUDE | HI | Hawaiian Comm & Sugar Puunene Mill | 10604 | PAI3 | AB | ST | 12 |  | Industrial CHP | Y | Non Fossil fuel type
EXCLUDE | VT | Gilman Mill | 10608 | GEN5 | WDS | ST | 4 |  | Industrial CHP | Y | Non Fossil fuel type
EXCLUDE | FL | Georgia-Pacific Palatka Operations | 10611 | GEN3 | BLQ | ST | 14 |  | Industrial CHP | Y | Steam unit (PRMVR=ST) under 25MW/250 MMBtu/hr
EXCLUDE | LA | New Orleans | 10639 | GEN1 | NG | GT | 23.4 |  | Industrial CHP | Y | Simple Cycle Turbine (PRMVR=GT or OT) unit under 25MW
EXCLUDE | LA | New Orleans | 10639 | GEN2 | NG | ST | 7.8 |  | Industrial CHP | Y | Steam unit (PRMVR=ST) under 25MW/250 MMBtu/hr
EXCLUDE | CA | Olinda Landfill Gas Recovery Plant | 10648 | GEN1 | LFG | IC | 1.8 |  | IPP Non-CHP | N | Internal Combustion (PRMVR=IC)
EXCLUDE | CA | Olinda Landfill Gas Recovery Plant | 10648 | GEN2 | LFG | IC | 1.8 |  | IPP Non-CHP | N | Internal Combustion (PRMVR=IC)
EXCLUDE | CA | Olinda Landfill Gas Recovery Plant | 10648 | GEN3 | LFG | IC | 1.8 |  | IPP Non-CHP | N | Internal Combustion (PRMVR=IC)
EXCLUDE | IA | Iowa Methodist Medical Center | 10655 | 1 | DFO | IC | 1.5 |  | Commercial CHP | Y | Internal Combustion (PRMVR=IC)
EXCLUDE | IA | Iowa Methodist Medical Center | 10655 | 2 | DFO | IC | 1.5 |  | Commercial CHP | Y | Internal Combustion (PRMVR=IC)
EXCLUDE | IA | Iowa Methodist Medical Center | 10655 | 3 | DFO | IC | 0.5 |  | Commercial CHP | Y | Internal Combustion (PRMVR=IC)
EXCLUDE | TX | AES Deepwater | 10670 | REDST | MWH | BA | 1 |  | IPP Non-CHP | N | Energy Storage Battery or Energy Storage Compressed Air or Flywheel (PRMVR=BA or CE or FW)
COALST | CT | AES Thames | 10675 | GEN1 | BIT | ST | 213.9 |  | IPP CHP | Y
EXCLUDE | CA | CES Placerita Power Plant | 10677 | UNT1 | NG | CC | 60 |  | IPP Non-CHP | N | Status of operation (IP,L,P,T,or U) or Retired before 2012
NGCC | CA | CES Placerita Power Plant | 10677 | UNT2 | NG | CC | 60 |  | IPP Non-CHP | N
NGCC | CA | CES Placerita Power Plant | 10677 | UNT3 | NG | CC | 30 |  | IPP Non-CHP | N
EXCLUDE | NV | Dixie Valley Power Partnership | 10681 | GEN1 | GEO | ST | 28 |  | IPP Non-CHP | N | Non Combustion (NUC, WAT, WND, GEO, or SUN)
EXCLUDE | CA | Westend Facility | 10685 | PINA | NG | GT | 20 |  | Industrial CHP | Y | Simple Cycle Turbine (PRMVR=GT or OT) unit under 25MW
EXCLUDE | MD | Eastern Correctional Institute | 10693 | DG1 | DFO | IC | 1 |  | Commercial CHP | N | Internal Combustion (PRMVR=IC)
EXCLUDE | MD | Eastern Correctional Institute | 10693 | DG2 | DFO | IC | 1 |  | Commercial CHP | N | Internal Combustion (PRMVR=IC)
EXCLUDE | LA | St Francisville Mill | 10697 | GEN1 | NG | GT | 45 |  | Industrial CHP | Y | Status of operation (IP,L,P,T,or U) or Retired before 2012
EXCLUDE | LA | St Francisville Mill | 10697 | GEN2 | BLQ | ST | 12.5 |  | Industrial CHP | Y | Steam unit (PRMVR=ST) under 25MW/250 MMBtu/hr
EXCLUDE | ME | Red Shield Envir Old Town Facility | 10700 | TG1 | RFO | ST | 3.5 |  | Industrial CHP | Y | Steam unit (PRMVR=ST) under 25MW/250 MMBtu/hr
EXCLUDE | ME | Red Shield Envir Old Town Facility | 10700 | TG5 | NG | GT | 9.5 |  | Industrial CHP | Y | Simple Cycle Turbine (PRMVR=GT or OT) unit under 25MW
EXCLUDE | CA | Kyocera America Project | 10720 | 0287 | NG | IC | 1.7 |  | Industrial CHP | Y | Internal Combustion (PRMVR=IC)
EXCLUDE | CA | Kyocera America Project | 10720 | 0333 | NG | IC | 2.1 |  | Industrial CHP | Y | Internal Combustion (PRMVR=IC)
EXCLUDE | TN | Cargill Corn Wet Milling Plant | 10729 | GEN2 | NG | GT | 4.8 |  | Industrial CHP | Y | Simple Cycle Turbine (PRMVR=GT or OT) unit under 25MW
EXCLUDE | IL | Koppers Chicago Plant | 10732 | GEN1 | WH | ST | 7.5 |  | Industrial CHP | Y | Non Fossil fuel type
EXCLUDE | CA | Santa Maria Cogen Plant | 10733 | GEN1 | NG | GT | 9 |  | IPP CHP | Y | Simple Cycle Turbine (PRMVR=GT or OT) unit under 25MW
EXCLUDE | MI | Midland Cogeneration Venture | 10745 | 1G12 | DFO | IC | 5.2 |  | IPP CHP | Y | Internal Combustion (PRMVR=IC)
EXCLUDE | CA | Marina Landfill Gas | 10748 | G4 | LFG | IC | 0.9 |  | Commercial Non-CHP | N | Internal Combustion (PRMVR=IC)
EXCLUDE | CA | Marina Landfill Gas | 10748 | LL1 | LFG | IC | 0.8 |  | Commercial Non-CHP | N | Internal Combustion (PRMVR=IC)
EXCLUDE | CA | Marina Landfill Gas | 10748 | U1C06 | LFG | IC | 1.6 |  | Commercial Non-CHP | N | Internal Combustion (PRMVR=IC)
EXCLUDE | CA | Marina Landfill Gas | 10748 | U2J02 | LFG | IC | 1 |  | Commercial Non-CHP | N | Internal Combustion (PRMVR=IC)
EXCLUDE | CA | Marina Landfill Gas | 10748 | U3J98 | LFG | IC | 1 |  | Commercial Non-CHP | N | Internal Combustion (PRMVR=IC)
EXCLUDE | CA | Marina Landfill Gas | 10748 | U4J08 | LFG | IC | 1.4 |  | Commercial Non-CHP | N | Internal Combustion (PRMVR=IC)
EXCLUDE | CA | Geo East Mesa III | 10763 | GBU | GEO | BT | 8 |  | IPP Non-CHP | N | Non Combustion (NUC, WAT, WND, GEO, or SUN)
COALST | VA | Altavista Power Station | 10773 | 1 | BIT | ST | 71.1 |  | Electric Utility | N
EXCLUDE | WV | Belle West Virginia Plant | 10788 | GEN1 | NG | ST | 13.5 |  | Industrial CHP | Y | Steam unit (PRMVR=ST) under 25MW/250 MMBtu/hr
EXCLUDE | TX | Sabine River Works | 10789 | GEN2 | NG | CC | 3.1 | 0 | Industrial CHP | Y | Combined Cycle (PRMVR=CC) unit under 25MW
EXCLUDE | TX | Sabine River Works | 10789 | GEN4 | NG | CC | 6.2 | 0 | Industrial CHP | Y | Combined Cycle (PRMVR=CC) unit under 25MW
EXCLUDE | NC | Unifi Kinston LLC | 10792 | GEN1 | BIT | ST | 7.5 |  | Industrial CHP | Y | Steam unit (PRMVR=ST) under 25MW/250 MMBtu/hr
EXCLUDE | NC | Unifi Kinston LLC | 10792 | GEN2 | BIT | ST | 7.5 |  | Industrial CHP | Y | Steam unit (PRMVR=ST) under 25MW/250 MMBtu/hr
EXCLUDE | DE | Seaford Delaware Plant | 10793 | GEN1 | NG | ST | 10 |  | Industrial CHP | Y | Steam unit (PRMVR=ST) under 25MW/250 MMBtu/hr
EXCLUDE | DE | Seaford Delaware Plant | 10793 | GEN2 | BIT | ST | 10 |  | Industrial CHP | Y | Steam unit (PRMVR=ST) under 25MW/250 MMBtu/hr
EXCLUDE | DE | Seaford Delaware Plant | 10793 | GEN3 | NG | ST | 10 |  | Industrial CHP | Y | Steam unit (PRMVR=ST) under 25MW/250 MMBtu/hr
EXCLUDE | VA | Waynesboro Virginia Plant | 10796 | GEN1 | BIT | ST | 3 |  | Industrial CHP | Y | Steam unit (PRMVR=ST) under 25MW/250 MMBtu/hr
EXCLUDE | VA | Waynesboro Virginia Plant | 10796 | GEN2 | BIT | ST | 3 |  | Industrial CHP | Y | Steam unit (PRMVR=ST) under 25MW/250 MMBtu/hr
EXCLUDE | VA | Waynesboro Virginia Plant | 10796 | GEN3 | BIT | ST | 3 |  | Industrial CHP | Y | Steam unit (PRMVR=ST) under 25MW/250 MMBtu/hr
EXCLUDE | VA | Waynesboro Virginia Plant | 10796 | GEN4 | BIT | ST | 3.4 |  | Industrial CHP | Y | Steam unit (PRMVR=ST) under 25MW/250 MMBtu/hr
EXCLUDE | TN | Old Hickory Plant | 10797 | G10 | NG | ST | 3 |  | Industrial CHP | Y | Steam unit (PRMVR=ST) under 25MW/250 MMBtu/hr
EXCLUDE | TN | Old Hickory Plant | 10797 | IG | NG | ST | 1 |  | Industrial CHP | Y | Steam unit (PRMVR=ST) under 25MW/250 MMBtu/hr
EXCLUDE | NY | Ogdensburg Power | 10803 | GEN1 | NG | CC | 48.8 |  | IPP CHP | Y | Status of operation (IP,L,P,T,or U) or Retired before 2012
EXCLUDE | NY | Ogdensburg Power | 10803 | GEN2 | NG | CC | 23.6 |  | IPP CHP | Y | Combined Cycle (PRMVR=CC) unit under 25MW
NGCC | NY | Ogdensburg Power | 10803 | GEN3 | NG | CC | 26.9 |  | IPP CHP | Y
EXCLUDE | CA | Aliso Water Management Agency | 10820 | GEN1 | OBG | IC | 0.4 |  | Commercial CHP | Y | Internal Combustion (PRMVR=IC)
EXCLUDE | CA | Aliso Water Management Agency | 10820 | GEN2 | OBG | IC | 0.4 |  | Commercial CHP | Y | Internal Combustion (PRMVR=IC)
EXCLUDE | CA | Aliso Water Management Agency | 10820 | GEN3 | OBG | IC | 0.4 |  | Commercial CHP | Y | Internal Combustion (PRMVR=IC)
EXCLUDE | MA | Deer Island Treatment Plant | 10823 | 6ENT | OBG | IC | 6 |  | Commercial CHP | N | Internal Combustion (PRMVR=IC)
EXCLUDE | MA | Deer Island Treatment Plant | 10823 | 7ENT | OBG | IC | 6 |  | Commercial CHP | N | Internal Combustion (PRMVR=IC)
EXCLUDE | MA | Deer Island Treatment Plant | 10823 | F101 | OBG | FC | 0.2 |  | Commercial CHP | N | Fuel Cell (PRMVR=FC)
EXCLUDE | MA | Winsor Dam Power Station | 10826 | WINS | WAT | HY | 1.2 |  | IPP Non-CHP | N | Non Combustion (NUC, WAT, WND, GEO, or SUN)
EXCLUDE | KS | Archer Daniels Midland Fredonia | 10857 | GEN1 | NG | GT | 2.7 |  | Industrial Non-CHP | N | Simple Cycle Turbine (PRMVR=GT or OT) unit under 25MW
EXCLUDE | KS | Archer Daniels Midland Fredonia | 10857 | GEN2 | DFO | IC | 1 |  | Industrial Non-CHP | N | Internal Combustion (PRMVR=IC)
EXCLUDE | KS | Archer Daniels Midland Fredonia | 10857 | GEN3 | DFO | IC | 0.4 |  | Industrial Non-CHP | N | Internal Combustion (PRMVR=IC)
EXCLUDE | GA | Valdosta | 10859 | GEN1 | WDS | ST | 2.5 |  | Industrial Non-CHP | N | Non Fossil fuel type
EXCLUDE | IA | Archer Daniels Midland Clinton | 10860 | GEN1 | BIT | ST | 7.5 |  | Industrial CHP | Y | Steam unit (PRMVR=ST) under 25MW/250 MMBtu/hr
EXCLUDE | IA | Archer Daniels Midland Clinton | 10860 | GEN2 | BIT | ST | 3.5 |  | Industrial CHP | Y | Steam unit (PRMVR=ST) under 25MW/250 MMBtu/hr
EXCLUDE | IA | Archer Daniels Midland Clinton | 10860 | GEN3 | BIT | ST | 9.4 |  | Industrial CHP | Y | Steam unit (PRMVR=ST) under 25MW/250 MMBtu/hr
EXCLUDE | IA | Archer Daniels Midland Clinton | 10860 | GEN4 | BIT | ST | 4 |  | Industrial CHP | Y | Steam unit (PRMVR=ST) under 25MW/250 MMBtu/hr
EXCLUDE | IA | Archer Daniels Midland Clinton | 10860 | GEN5 | BIT | ST | 7 |  | Industrial CHP | Y | Steam unit (PRMVR=ST) under 25MW/250 MMBtu/hr
EXCLUDE | MN | Archer Daniels Midland Mankato | 10863 | GEN2 | NG | ST | 4.4 |  | Industrial CHP | Y | Steam unit (PRMVR=ST) under 25MW/250 MMBtu/hr
EXCLUDE | NY | Kings Falls Hydroelectric | 10872 | 1 | WAT | HY | 1.6 |  | IPP Non-CHP | N | Non Combustion (NUC, WAT, WND, GEO, or SUN)
EXCLUDE | MA | Medical Area Total Energy Plant | 10883 | DEG1 | DFO | IC | 6.8 |  | Commercial CHP | Y | Internal Combustion (PRMVR=IC)
EXCLUDE | MA | Medical Area Total Energy Plant | 10883 | DEG2 | DFO | IC | 6.8 |  | Commercial CHP | Y | Internal Combustion (PRMVR=IC)
EXCLUDE | MA | Medical Area Total Energy Plant | 10883 | DEG3 | DFO | IC | 6.8 |  | Commercial CHP | Y | Internal Combustion (PRMVR=IC)
EXCLUDE | MA | Medical Area Total Energy Plant | 10883 | DEG4 | DFO | IC | 6.8 |  | Commercial CHP | Y | Internal Combustion (PRMVR=IC)
EXCLUDE | MA | Medical Area Total Energy Plant | 10883 | DEG5 | DFO | IC | 6.8 |  | Commercial CHP | Y | Internal Combustion (PRMVR=IC)
EXCLUDE | MA | Medical Area Total Energy Plant | 10883 | DEG6 | DFO | IC | 6.8 |  | Commercial CHP | Y | Internal Combustion (PRMVR=IC)
EXCLUDE | IL | Lockport Powerhouse | 10903 | GEN1 | WAT | HY | 8 |  | IPP Non-CHP | N | Non Combustion (NUC, WAT, WND, GEO, or SUN)
EXCLUDE | IL | Lockport Powerhouse | 10903 | GEN2 | WAT | HY | 8 |  | IPP Non-CHP | N | Non Combustion (NUC, WAT, WND, GEO, or SUN)
EXCLUDE | CA | Altamont Midway Ltd | 50001 | WTGS | WND | WT | 10.9 |  | IPP Non-CHP | N | Non Combustion (NUC, WAT, WND, GEO, or SUN)
EXCLUDE | WV | Alloy Steam Station | 50012 | GEN3 | BIT | ST | 40 |  | Industrial Non-CHP | N | Commercial/Industrial Unit
EXCLUDE | TX | Corpus Refinery | 50026 | FCCE | OTH | OT | 9.7 |  | Industrial CHP | N | Non Fossil fuel type
EXCLUDE | LA | Plant 31 Paper Mill | 50028 | GEN2 | NG | ST | 6 |  | Industrial CHP | Y | Steam unit (PRMVR=ST) under 25MW/250 MMBtu/hr
EXCLUDE | LA | Plant 31 Paper Mill | 50028 | GEN3 | NG | ST | 6 |  | Industrial CHP | Y | Steam unit (PRMVR=ST) under 25MW/250 MMBtu/hr
EXCLUDE | LA | Plant 31 Paper Mill | 50028 | GEN4 | NG | ST | 6 |  | Industrial CHP | Y | Steam unit (PRMVR=ST) under 25MW/250 MMBtu/hr
EXCLUDE | MD | Brown Station Road Plant I | 50060 | 3972 | LFG | IC | 0.9 |  | Commercial Non-CHP | N | Internal Combustion (PRMVR=IC)
EXCLUDE | MD | Brown Station Road Plant I | 50060 | 9314 | LFG | IC | 0.9 |  | Commercial Non-CHP | N | Internal Combustion (PRMVR=IC)
EXCLUDE | MD | Brown Station Road Plant I | 50060 | 9340 | LFG | IC | 0.9 |  | Commercial Non-CHP | N | Internal Combustion (PRMVR=IC)
EXCLUDE | CA | San Diego State University | 50061 | GEN1 | NG | CC | 2.5 |  | Commercial CHP | Y | Combined Cycle (PRMVR=CC) unit under 25MW
EXCLUDE | CA | Univ of Calif Santa Cruz Cogeneration | 50064 | 001 | NG | IC | 2.6 |  | Commercial CHP | Y | Internal Combustion (PRMVR=IC)
EXCLUDE | CA | Univ of Calif Santa Cruz Cogeneration | 50064 | 002 | NG | IC | 0.2 |  | Commercial CHP | Y | Internal Combustion (PRMVR=IC)
EXCLUDE | CA | Santa Felicia Dam | 50076 | UNT1 | WAT | HY | 0.2 |  | IPP Non-CHP | N | Non Combustion (NUC, WAT, WND, GEO, or SUN)
EXCLUDE | CA | Santa Felicia Dam | 50076 | UNT2 | WAT | HY | 1.1 |  | IPP Non-CHP | N | Non Combustion (NUC, WAT, WND, GEO, or SUN)
EXCLUDE | MI | EQ Waste Energy Services | 50077 | CAT1 | LFG | IC | 0.5 |  | IPP CHP | Y | Internal Combustion (PRMVR=IC)
EXCLUDE | MI | EQ Waste Energy Services | 50077 | CAT2 | LFG | IC | 0.3 |  | IPP CHP | Y | Internal Combustion (PRMVR=IC)
EXCLUDE | MI | EQ Waste Energy Services | 50077 | CAT3 | LFG | IC | 0.3 |  | IPP CHP | Y | Internal Combustion (PRMVR=IC)
EXCLUDE | MI | EQ Waste Energy Services | 50077 | CAT4 | LFG | IC | 0.3 |  | IPP CHP | Y | Internal Combustion (PRMVR=IC)
EXCLUDE | WA | Washington State University | 50083 | GEN1 | BIT | ST | 2 |  | Commercial CHP | Y | Steam unit (PRMVR=ST) under 25MW/250 MMBtu/hr
EXCLUDE | MA | Univ of Massachusetts Medical Center | 50087 | GEN4 | NG | GT | 7.5 |  | Commercial CHP | N | Simple Cycle Turbine (PRMVR=GT or OT) unit under 25MW
EXCLUDE | CA | Univ of San Francisco Cogen | 50089 | S-17 | NG | IC | 1.5 |  | Commercial CHP | Y | Internal Combustion (PRMVR=IC)
EXCLUDE | NJ | Veolia Energy Trenton L.P. | 50094 | 1 | NG | GT | 4.6 |  | Commercial CHP | Y | Simple Cycle Turbine (PRMVR=GT or OT) unit under 25MW
EXCLUDE | NJ | Veolia Energy Trenton L.P. | 50094 | 2 | NG | GT | 4.6 |  | Commercial CHP | Y | Simple Cycle Turbine (PRMVR=GT or OT) unit under 25MW
EXCLUDE | NJ | Veolia Energy Trenton L.P. | 50094 | 7213 | NG | IC | 6 |  | Commercial CHP | Y | Internal Combustion (PRMVR=IC)
EXCLUDE | NJ | Veolia Energy Trenton L.P. | 50094 | 7214 | NG | IC | 6 |  | Commercial CHP | Y | Internal Combustion (PRMVR=IC)
EXCLUDE | NH | Tillotson Rubber | 50095 | HG1 | WAT | HY | 0.1 |  | Industrial CHP | N | Non Combustion (NUC, WAT, WND, GEO, or SUN)
EXCLUDE | NH | Tillotson Rubber | 50095 | IC1 | DFO | IC | 0.4 |  | Industrial CHP | N | Internal Combustion (PRMVR=IC)
EXCLUDE | NH | Tillotson Rubber | 50095 | IC2 | DFO | IC | 0.6 |  | Industrial CHP | N | Internal Combustion (PRMVR=IC)
EXCLUDE | NH | Tillotson Rubber | 50095 | TG2 | WDS | ST | 0.6 |  | Industrial CHP | Y | Non Fossil fuel type
EXCLUDE | NH | Tillotson Rubber | 50095 | TGI | WDS | ST | 0.7 |  | Industrial CHP | Y | Non Fossil fuel type
EXCLUDE | OR | Ground Water Pumping Station | 50105 | GPS1 | WAT | HY | 0.9 |  | IPP Non-CHP | N | Non Combustion (NUC, WAT, WND, GEO, or SUN)
EXCLUDE | OR | Ground Water Pumping Station | 50105 | GPS2 | WAT | HY | 0.9 |  | IPP Non-CHP | N | Non Combustion (NUC, WAT, WND, GEO, or SUN)
EXCLUDE | OR | Ground Water Pumping Station | 50105 | GPS3 | WAT | HY | 0.9 |  | IPP Non-CHP | N | Non Combustion (NUC, WAT, WND, GEO, or SUN)
EXCLUDE | OR | Ground Water Pumping Station | 50105 | GPS4 | WAT | HY | 0.9 |  | IPP Non-CHP | N | Non Combustion (NUC, WAT, WND, GEO, or SUN)
EXCLUDE | OR | Ground Water Pumping Station | 50105 | GPS5 | WAT | HY | 0.9 |  | IPP Non-CHP | N | Non Combustion (NUC, WAT, WND, GEO, or SUN)
EXCLUDE | OR | Ground Water Pumping Station | 50105 | GPS6 | WAT | HY | 0.9 |  | IPP Non-CHP | N | Non Combustion (NUC, WAT, WND, GEO, or SUN)
EXCLUDE | CA | Sierra Pacific Loyalton Facility | 50111 | GEN1 | WDS | ST | 20 |  | IPP Non-CHP | N | Non Fossil fuel type
EXCLUDE | TX | Hal C Weaver Power Plant | 50118 | GEN1 | NG | ST | 1.5 |  | Commercial CHP | Y | Steam unit (PRMVR=ST) under 25MW/250 MMBtu/hr
EXCLUDE | TX | Hal C Weaver Power Plant | 50118 | GEN2 | NG | ST | 1.5 |  | Commercial CHP | Y | Steam unit (PRMVR=ST) under 25MW/250 MMBtu/hr
EXCLUDE | TX | Hal C Weaver Power Plant | 50118 | GEN3 | NG | ST | 2.5 |  | Commercial CHP | Y | Steam unit (PRMVR=ST) under 25MW/250 MMBtu/hr
EXCLUDE | TX | Hal C Weaver Power Plant | 50118 | GEN6 | NG | CC | 12.5 |  | Commercial CHP | Y | Combined Cycle (PRMVR=CC) unit under 25MW
EXCLUDE | WA | Vaagen Brothers Lumber | 50120 | 0001 | WDS | ST | 4 |  | Industrial CHP | Y | Non Fossil fuel type
EXCLUDE | TX | Valero Refinery Corpus Christi West | 50121 | TG3 | OG | ST | 7.5 |  | Industrial CHP | Y | Steam unit (PRMVR=ST) under 25MW/250 MMBtu/hr
EXCLUDE | CA | Clear Lake Hydro Project | 50128 | 3381 | WAT | HY | 2.5 |  | IPP Non-CHP | N | Non Combustion (NUC, WAT, WND, GEO, or SUN)
EXCLUDE | PA | G F Weaton Power Station | 50130 | GEN1 | SUB | ST | 60 |  | Industrial Non-CHP | N | Commercial/Industrial Unit
EXCLUDE | PA | G F Weaton Power Station | 50130 | GEN2 | SUB | ST | 60 |  | Industrial Non-CHP | N | Commercial/Industrial Unit
EXCLUDE | NY | South Oaks Hospital | 50136 | CG1 | NG | IC | 0.2 |  | Commercial CHP | Y | Internal Combustion (PRMVR=IC)
EXCLUDE | NY | South Oaks Hospital | 50136 | CG2 | NG | IC | 0.2 |  | Commercial CHP | Y | Internal Combustion (PRMVR=IC)
EXCLUDE | NY | South Oaks Hospital | 50136 | CG3 | NG | IC | 0.2 |  | Commercial CHP | Y | Internal Combustion (PRMVR=IC)
EXCLUDE | NY | South Oaks Hospital | 50136 | CG4 | NG | IC | 0.2 |  | Commercial CHP | Y | Internal Combustion (PRMVR=IC)
EXCLUDE | NY | South Oaks Hospital | 50136 | CG5 | NG | IC | 0.2 |  | Commercial CHP | Y | Internal Combustion (PRMVR=IC)
EXCLUDE | NY | South Oaks Hospital | 50136 | GEN1 | NG | IC | 0.6 |  | Commercial CHP | Y | Internal Combustion (PRMVR=IC)
EXCLUDE | NY | South Oaks Hospital | 50136 | GEN2 | NG | IC | 0.6 |  | Commercial CHP | Y | Internal Combustion (PRMVR=IC)
EXCLUDE | TX | Newgulf Cogen | 50137 | GEN2 | NG | CC | 12.5 |  | IPP Non-CHP | N | Combined Cycle (PRMVR=CC) unit under 25MW
EXCLUDE | CA | R E Badger Filtration Plant | 50147 | 1 | WAT | HY | 1.4 |  | IPP Non-CHP | N | Non Combustion (NUC, WAT, WND, GEO, or SUN)
EXCLUDE | CA | Linde Wilmington | 50148 | GEN1 | NG | CC | 25 |  | Industrial CHP | Y | Commercial/Industrial Unit
EXCLUDE | CA | Linde Wilmington | 50148 | GEN2 | NG | CC | 6 | 0 | Industrial CHP | Y | Combined Cycle (PRMVR=CC) unit under 25MW
EXCLUDE | WV | Union Carbide South Charleston | 50151 | GEN8 | NG | ST | 6 |  | Industrial CHP | Y | Steam unit (PRMVR=ST) under 25MW/250 MMBtu/hr
EXCLUDE | TX | Texas City Plant Union Carbide | 50153 | GTG | NG | GT | 40 |  | Industrial CHP | Y | Commercial/Industrial Unit
EXCLUDE | MA | International Paper Woronoco Mill | 50166 | GEN2 | WAT | HY | 1.8 |  | Industrial Non-CHP | N | Non Combustion (NUC, WAT, WND, GEO, or SUN)
EXCLUDE | NC | Domtar Paper Co LLC Plymouth NC | 50189 | TG4 | BIT | ST | 7.5 |  | Industrial CHP | Y | Steam unit (PRMVR=ST) under 25MW/250 MMBtu/hr
EXCLUDE | NC | Domtar Paper Co LLC Plymouth NC | 50189 | TG6 | BIT | ST | 7.5 |  | Industrial CHP | Y | Steam unit (PRMVR=ST) under 25MW/250 MMBtu/hr
EXCLUDE | GA | Rabun Gap Cogen Facility | 50201 | ST1 | WDS | ST | 4.1 |  | IPP Non-CHP | N | Non Fossil fuel type
EXCLUDE | CA | Watson Cogeneration | 50216 | GN97 | NG | CC | 94.2 |  | Industrial CHP | Y | Status of operation (IP,L,P,T,or U) or Retired before 2012
EXCLUDE | CA | Oxnard Wastewater Treatment Plant | 50224 | 7610 | OBG | IC | 0.5 |  | Commercial CHP | Y | Internal Combustion (PRMVR=IC)
EXCLUDE | CA | Oxnard Wastewater Treatment Plant | 50224 | 7710 | OBG | IC | 0.5 |  | Commercial CHP | Y | Internal Combustion (PRMVR=IC)
EXCLUDE | CA | Oxnard Wastewater Treatment Plant | 50224 | 7810 | OBG | IC | 0.5 |  | Commercial CHP | Y | Internal Combustion (PRMVR=IC)
EXCLUDE | TX | Texas Petrochemicals | 50229 | GT1 | NG | CC | 105 |  | Industrial CHP | Y | Status of operation (IP,L,P,T,or U) or Retired before 2012
EXCLUDE | TX | Texas Petrochemicals | 50229 | GT2 | NG | CC | 105 |  | Industrial CHP | Y | Status of operation (IP,L,P,T,or U) or Retired before 2012
EXCLUDE | TX | Texas Petrochemicals | 50229 | ST#1 | NG | CC | 420 |  | Industrial CHP | Y | Status of operation (IP,L,P,T,or U) or Retired before 2012
EXCLUDE | ME | Robbins Lumber | 50230 | CAT | DFO | IC | 2 |  | Industrial CHP | N | Internal Combustion (PRMVR=IC)
EXCLUDE | ME | Robbins Lumber | 50230 | WEST | WDS | ST | 1.2 |  | Industrial CHP | Y | Non Fossil fuel type
EXCLUDE | WA | SDS Lumber Gorge Energy Division | 50231 | TG1 | WDS | ST | 3.5 |  | Industrial CHP | Y | Non Fossil fuel type
EXCLUDE | CA | San Antonio Community Hospital | 50234 | 2074 | NG | IC | 0.9 |  | Commercial CHP | Y | Internal Combustion (PRMVR=IC)
EXCLUDE | CA | San Antonio Community Hospital | 50234 | 2075 | NG | IC | 0.9 |  | Commercial CHP | Y | Internal Combustion (PRMVR=IC)
EXCLUDE | CA | San Antonio Community Hospital | 50234 | 2076 | NG | IC | 0.9 |  | Commercial CHP | Y | Internal Combustion (PRMVR=IC)
EXCLUDE | IN | Purdue University | 50240 | GEN3 | DFO | IC | 1.8 |  | Commercial CHP | Y | Internal Combustion (PRMVR=IC)
EXCLUDE | TX | Providence Memorial Hospital | 50241 | 9541 | NG | IC | 2.1 |  | Commercial CHP | Y | Internal Combustion (PRMVR=IC)
EXCLUDE | TX | Providence Memorial Hospital | 50241 | 9542 | NG | IC | 2.1 |  | Commercial CHP | Y | Internal Combustion (PRMVR=IC)
EXCLUDE | OH | Smart Papers LLC | 50247 | 1 | BIT | ST | 1 |  | Industrial CHP | Y | Steam unit (PRMVR=ST) under 25MW/250 MMBtu/hr
EXCLUDE | OH | Smart Papers LLC | 50247 | 2 | BIT | ST | 1.5 |  | Industrial CHP | Y | Steam unit (PRMVR=ST) under 25MW/250 MMBtu/hr
EXCLUDE | OH | Smart Papers LLC | 50247 | 7 | BIT | ST | 9.4 |  | Industrial CHP | N | Steam unit (PRMVR=ST) under 25MW/250 MMBtu/hr
EXCLUDE | OH | Smart Papers LLC | 50247 | 8 | BIT | ST | 9.4 |  | Industrial CHP | N | Steam unit (PRMVR=ST) under 25MW/250 MMBtu/hr
EXCLUDE | OH | Smart Papers LLC | 50247 | GEN3 | BIT | ST | 6 |  | Industrial CHP | Y | Steam unit (PRMVR=ST) under 25MW/250 MMBtu/hr
EXCLUDE | OH | Smart Papers LLC | 50247 | GEN4 | BIT | ST | 1.5 |  | Industrial CHP | Y | Steam unit (PRMVR=ST) under 25MW/250 MMBtu/hr
EXCLUDE | OH | Smart Papers LLC | 50247 | GEN5 | BIT | ST | 7.5 |  | Industrial CHP | Y | Steam unit (PRMVR=ST) under 25MW/250 MMBtu/hr
EXCLUDE | OH | Smart Papers LLC | 50247 | GEN6 | BIT | ST | 10.5 |  | Industrial CHP | Y | Steam unit (PRMVR=ST) under 25MW/250 MMBtu/hr
EXCLUDE | MN | International Paper Sartell Mill | 50252 | ABB2 | BIT | ST | 20.4 |  | Industrial CHP | Y | Steam unit (PRMVR=ST) under 25MW/250 MMBtu/hr
EXCLUDE | MN | International Paper Sartell Mill | 50252 | HG10 | WAT | HY | 0.9 |  | Industrial CHP | N | Non Combustion (NUC, WAT, WND, GEO, or SUN)
EXCLUDE | MN | International Paper Sartell Mill | 50252 | HG11 | WAT | HY | 0.9 |  | Industrial CHP | N | Non Combustion (NUC, WAT, WND, GEO, or SUN)
EXCLUDE | MN | International Paper Sartell Mill | 50252 | HG12 | WAT | HY | 0.9 |  | Industrial CHP | N | Non Combustion (NUC, WAT, WND, GEO, or SUN)
EXCLUDE | MN | International Paper Sartell Mill | 50252 | HG2 | WAT | HY | 0.9 |  | Industrial CHP | N | Non Combustion (NUC, WAT, WND, GEO, or SUN)
EXCLUDE | MN | International Paper Sartell Mill | 50252 | HG3 | WAT | HY | 0.9 |  | Industrial CHP | N | Non Combustion (NUC, WAT, WND, GEO, or SUN)
EXCLUDE | MN | International Paper Sartell Mill | 50252 | HG4 | WAT | HY | 0.9 |  | Industrial CHP | N | Non Combustion (NUC, WAT, WND, GEO, or SUN)
EXCLUDE | MN | International Paper Sartell Mill | 50252 | HG5 | WAT | HY | 0.9 |  | Industrial CHP | N | Non Combustion (NUC, WAT, WND, GEO, or SUN)
EXCLUDE | MN | International Paper Sartell Mill | 50252 | HG6 | WAT | HY | 0.8 |  | Industrial CHP | N | Non Combustion (NUC, WAT, WND, GEO, or SUN)
EXCLUDE | MN | International Paper Sartell Mill | 50252 | HG7 | WAT | HY | 0.8 |  | Industrial CHP | N | Non Combustion (NUC, WAT, WND, GEO, or SUN)
EXCLUDE | MN | International Paper Sartell Mill | 50252 | HG8 | WAT | HY | 0.7 |  | Industrial CHP | N | Non Combustion (NUC, WAT, WND, GEO, or SUN)
EXCLUDE | MN | International Paper Sartell Mill | 50252 | HG9 | WAT | HY | 0.7 |  | Industrial CHP | N | Non Combustion (NUC, WAT, WND, GEO, or SUN)
EXCLUDE | MI | Oakwood Hospital & Medical Center | 50260 | 12M | DFO | IC | 2 |  | Commercial CHP | N | Internal Combustion (PRMVR=IC)
EXCLUDE | MI | Oakwood Hospital & Medical Center | 50260 | 22M | DFO | IC | 2 |  | Commercial CHP | N | Internal Combustion (PRMVR=IC)
EXCLUDE | MI | Oakwood Hospital & Medical Center | 50260 | 300KW | DFO | IC | 0.3 |  | Commercial CHP | N | Internal Combustion (PRMVR=IC)
EXCLUDE | MI | Oakwood Hospital & Medical Center | 50260 | 500A | DFO | IC | 0.5 |  | Commercial CHP | N | Internal Combustion (PRMVR=IC)
EXCLUDE | MI | Oakwood Hospital & Medical Center | 50260 | 500KW | DFO | IC | 0.5 |  | Commercial CHP | N | Internal Combustion (PRMVR=IC)
EXCLUDE | MI | Oakwood Hospital & Medical Center | 50260 | EG#1 | NG | IC | 0.5 |  | Commercial CHP | Y | Internal Combustion (PRMVR=IC)
EXCLUDE | MI | Oakwood Hospital & Medical Center | 50260 | EG#2 | NG | IC | 0.5 |  | Commercial CHP | Y | Internal Combustion (PRMVR=IC)
EXCLUDE | MI | Oakwood Hospital & Medical Center | 50260 | EG#3 | NG | IC | 0.5 |  | Commercial CHP | Y | Internal Combustion (PRMVR=IC)
EXCLUDE | TX | Southwest Texas State University | 50263 | GEN1 | NG | IC | 6 |  | Commercial CHP | Y | Internal Combustion (PRMVR=IC)
EXCLUDE | NC | New Hanover County WASTEC | 50271 | 1TG | MSB | ST | 3.9 |  | IPP Non-CHP | N | Non Fossil fuel type
EXCLUDE | NC | New Hanover County WASTEC | 50271 | 1TGA | MSB | ST | 4.2 |  | IPP Non-CHP | N | Non Fossil fuel type
EXCLUDE | NC | New Hanover County WASTEC | 50271 | 1TGB | MSB | ST | 4 |  | IPP Non-CHP | N | Non Fossil fuel type
EXCLUDE | NC | New Hanover County WASTEC | 50271 | 2BP | MSB | ST | 0.1 |  | IPP Non-CHP | N | Non Fossil fuel type
EXCLUDE | NC | New Hanover County WASTEC | 50271 | 3TG | MSB | ST | 6.3 |  | IPP Non-CHP | N | Non Fossil fuel type
EXCLUDE | NH | Lower Village Water Power Project | 50285 | 0001 | WAT | HY | 0.6 |  | IPP Non-CHP | N | Non Combustion (NUC, WAT, WND, GEO, or SUN)
EXCLUDE | NH | Lower Village Water Power Project | 50285 | 0002 | WAT | HY | 0.6 |  | IPP Non-CHP | N | Non Combustion (NUC, WAT, WND, GEO, or SUN)
EXCLUDE | NY | Bethpage Power Plant | 50292 | GEN4 | DFO | IC | 0.4 |  | IPP Non-CHP | N | Internal Combustion (PRMVR=IC)
EXCLUDE | TX | Shell Deer Park | 50304 | GEN3 | PUR | ST | 5 |  | Industrial CHP | Y | Non Fossil fuel type
EXCLUDE | OK | University of Oklahoma | 50307 | GEN5 | DFO | IC | 1.8 |  | Commercial CHP | Y | Internal Combustion (PRMVR=IC)
EXCLUDE | FL | Standby Generation Plant | 50310 | 1 | NG | IC | 1.1 |  | Commercial Non-CHP | N | Internal Combustion (PRMVR=IC)
EXCLUDE | FL | Standby Generation Plant | 50310 | 1SB | NG | IC | 1.3 |  | Commercial Non-CHP | N | Internal Combustion (PRMVR=IC)
EXCLUDE | FL | Standby Generation Plant | 50310 | 2 | NG | IC | 1.1 |  | Commercial Non-CHP | N | Internal Combustion (PRMVR=IC)
EXCLUDE | FL | Standby Generation Plant | 50310 | 2SB | NG | IC | 1.3 |  | Commercial Non-CHP | N | Internal Combustion (PRMVR=IC)
EXCLUDE | FL | Standby Generation Plant | 50310 | 3 | NG | IC | 1.1 |  | Commercial Non-CHP | N | Internal Combustion (PRMVR=IC)
EXCLUDE | FL | Standby Generation Plant | 50310 | 3SB | NG | IC | 1.3 |  | Commercial Non-CHP | N | Internal Combustion (PRMVR=IC)
EXCLUDE | FL | Standby Generation Plant | 50310 | 4SB | NG | IC | 1.3 |  | Commercial Non-CHP | N | Internal Combustion (PRMVR=IC)
EXCLUDE | FL | Standby Generation Plant | 50310 | 5SB | NG | IC | 1.3 |  | Commercial Non-CHP | N | Internal Combustion (PRMVR=IC)
EXCLUDE | FL | Standby Generation Plant | 50310 | 6SB | NG | IC | 1.3 |  | Commercial Non-CHP | N | Internal Combustion (PRMVR=IC)
EXCLUDE | FL | Standby Generation Plant | 50310 | 7SB | NG | IC | 1.3 |  | Commercial Non-CHP | N | Internal Combustion (PRMVR=IC)
EXCLUDE | FL | Standby Generation Plant | 50310 | 8SB | NG | IC | 1.3 |  | Commercial Non-CHP | N | Internal Combustion (PRMVR=IC)
EXCLUDE | NJ | Passaic Valley Water Commission | 50311 | GEN1 | WAT | HY | 0.6 |  | IPP Non-CHP | N | Non Combustion (NUC, WAT, WND, GEO, or SUN)
EXCLUDE | NJ | Passaic Valley Water Commission | 50311 | GEN2 | WAT | HY | 0.6 |  | IPP Non-CHP | N | Non Combustion (NUC, WAT, WND, GEO, or SUN)
EXCLUDE | NJ | Passaic Valley Water Commission | 50311 | GEN3 | WAT | HY | 0.6 |  | IPP Non-CHP | N | Non Combustion (NUC, WAT, WND, GEO, or SUN)
EXCLUDE | NJ | Passaic Valley Water Commission | 50311 | GEN4 | WAT | HY | 0.6 |  | IPP Non-CHP | N | Non Combustion (NUC, WAT, WND, GEO, or SUN)
EXCLUDE | WA | West Point Treatment Plant | 50329 | 4 | OBG | IC | 2.3 |  | Commercial CHP | Y | Internal Combustion (PRMVR=IC)
EXCLUDE | WA | West Point Treatment Plant | 50329 | 5 | OBG | IC | 2.3 |  | Commercial CHP | Y | Internal Combustion (PRMVR=IC)
EXCLUDE | HI | Gay Robinson | 50333 | DSL1 | DFO | IC | 0.4 |  | Industrial CHP | N | Internal Combustion (PRMVR=IC)
EXCLUDE | HI | Gay Robinson | 50333 | DSL4 | DFO | IC | 0.4 |  | Industrial CHP | N | Internal Combustion (PRMVR=IC)
EXCLUDE | HI | Gay Robinson | 50333 | DSL5 | DFO | IC | 0.5 |  | Industrial CHP | N | Internal Combustion (PRMVR=IC)
EXCLUDE | HI | Gay Robinson | 50333 | DSL6 | DFO | IC | 0.5 |  | Industrial CHP | N | Internal Combustion (PRMVR=IC)
EXCLUDE | HI | Gay Robinson | 50333 | ST4 | AB | ST | 4 |  | Industrial CHP | Y | Non Fossil fuel type
EXCLUDE | IL | Mooseheart Power House | 50337 | GEN1 | NG | IC | 0.5 |  | Commercial CHP | Y | Internal Combustion (PRMVR=IC)
EXCLUDE | IL | Mooseheart Power House | 50337 | GEN2 | NG | IC | 0.5 |  | Commercial CHP | Y | Internal Combustion (PRMVR=IC)
EXCLUDE | IL | Mooseheart Power House | 50337 | GEN3 | NG | IC | 0.3 |  | Commercial CHP | Y | Internal Combustion (PRMVR=IC)
EXCLUDE | IL | Mooseheart Power House | 50337 | GEN4 | NG | IC | 0.5 |  | Commercial CHP | Y | Internal Combustion (PRMVR=IC)
EXCLUDE | LA | PCS Nitrogen Fertilizer LP | 50341 | GEN1 | NG | GT | 26 |  | Industrial CHP | Y | Status of operation (IP,L,P,T,or U) or Retired before 2012
EXCLUDE | LA | PCS Nitrogen Fertilizer LP | 50341 | GEN2 | WH | ST | 10 |  | Industrial CHP | N | Non Fossil fuel type
EXCLUDE | NY | Smithtown Energy Partners LP | 50344 | SW1 | LFG | IC | 0.7 |  | IPP Non-CHP | N | Internal Combustion (PRMVR=IC)
EXCLUDE | NY | Smithtown Energy Partners LP | 50344 | SW2 | LFG | IC | 0.7 |  | IPP Non-CHP | N | Internal Combustion (PRMVR=IC)
EXCLUDE | NY | Oyster Bay Energy Partners LP | 50345 | OB1 | LFG | IC | 0.7 |  | IPP Non-CHP | N | Internal Combustion (PRMVR=IC)
EXCLUDE | NY | Oyster Bay Energy Partners LP | 50345 | OB2 | LFG | IC | 0.7 |  | IPP Non-CHP | N | Internal Combustion (PRMVR=IC)
EXCLUDE | NY | Onondaga Energy Partners LP | 50346 | ON1 | LFG | IC | 0.7 |  | IPP Non-CHP | N | Internal Combustion (PRMVR=IC)
EXCLUDE | NY | Oceanside Energy | 50348 | GEN5 | LFG | IC | 0.7 |  | IPP Non-CHP | N | Internal Combustion (PRMVR=IC)
EXCLUDE | NY | Oceanside Energy | 50348 | GEN6 | LFG | IC | 0.7 |  | IPP Non-CHP | N | Internal Combustion (PRMVR=IC)
EXCLUDE | NY | Oceanside Energy | 50348 | OS1 | LFG | IC | 0.7 |  | IPP Non-CHP | N | Internal Combustion (PRMVR=IC)
EXCLUDE | NY | Oceanside Energy | 50348 | OS2 | LFG | IC | 0.7 |  | IPP Non-CHP | N | Internal Combustion (PRMVR=IC)
EXCLUDE | NY | Oceanside Energy | 50348 | OS3 | LFG | IC | 0.7 |  | IPP Non-CHP | N | Internal Combustion (PRMVR=IC)
EXCLUDE | NY | Oceanside Energy | 50348 | OS4 | LFG | IC | 0.7 |  | IPP Non-CHP | N | Internal Combustion (PRMVR=IC)
EXCLUDE | CA | Mesquite Resource Recovery Project | 50363 | L313 | WDS | ST | 21 |  | IPP Non-CHP | N | Non Fossil fuel type
EXCLUDE | RI | Ridgewood Providence Power | 50365 | GEN1 | LFG | IC | 1.9 |  | IPP Non-CHP | N | Internal Combustion (PRMVR=IC)
EXCLUDE | RI | Ridgewood Providence Power | 50365 | GEN2 | LFG | IC | 1.9 |  | IPP Non-CHP | N | Internal Combustion (PRMVR=IC)
EXCLUDE | RI | Ridgewood Providence Power | 50365 | GEN3 | LFG | IC | 1.9 |  | IPP Non-CHP | N | Internal Combustion (PRMVR=IC)
EXCLUDE | RI | Ridgewood Providence Power | 50365 | GEN4 | LFG | IC | 1.9 |  | IPP Non-CHP | N | Internal Combustion (PRMVR=IC)
EXCLUDE | RI | Ridgewood Providence Power | 50365 | GEN5 | LFG | IC | 1.9 |  | IPP Non-CHP | N | Internal Combustion (PRMVR=IC)
EXCLUDE | RI | Ridgewood Providence Power | 50365 | GEN6 | LFG | IC | 1.9 |  | IPP Non-CHP | N | Internal Combustion (PRMVR=IC)
EXCLUDE | RI | Ridgewood Providence Power | 50365 | GEN7 | LFG | IC | 1.9 |  | IPP Non-CHP | N | Internal Combustion (PRMVR=IC)
EXCLUDE | RI | Ridgewood Providence Power | 50365 | GEN8 | LFG | IC | 1.9 |  | IPP Non-CHP | N | Internal Combustion (PRMVR=IC)
EXCLUDE | RI | Ridgewood Providence Power | 50365 | GEN9 | LFG | IC | 1.9 |  | IPP Non-CHP | N | Internal Combustion (PRMVR=IC)
EXCLUDE | RI | Ridgewood Providence Power | 50365 | PH21 | LFG | IC | 1.6 |  | IPP Non-CHP | N | Internal Combustion (PRMVR=IC)
EXCLUDE | RI | Ridgewood Providence Power | 50365 | PH22 | LFG | IC | 1.6 |  | IPP Non-CHP | N | Internal Combustion (PRMVR=IC)
EXCLUDE | RI | Ridgewood Providence Power | 50365 | PH23 | LFG | IC | 1.6 |  | IPP Non-CHP | N | Internal Combustion (PRMVR=IC)
EXCLUDE | RI | Ridgewood Providence Power | 50365 | PH24 | LFG | IC | 1.6 |  | IPP Non-CHP | N | Internal Combustion (PRMVR=IC)
EXCLUDE | RI | Ridgewood Providence Power | 50365 | PHI1 | LFG | IC | 1.3 |  | IPP Non-CHP | N | Internal Combustion (PRMVR=IC)
EXCLUDE | RI | Ridgewood Providence Power | 50365 | PHI2 | LFG | IC | 1.3 |  | IPP Non-CHP | N | Internal Combustion (PRMVR=IC)
EXCLUDE | IN | University of Notre Dame | 50366 | GEN3 | DFO | IC | 1 |  | Commercial CHP | N | Internal Combustion (PRMVR=IC)
EXCLUDE | IN | University of Notre Dame | 50366 | GEN4 | DFO | IC | 1 |  | Commercial CHP | N | Internal Combustion (PRMVR=IC)
EXCLUDE | IN | University of Notre Dame | 50366 | GEN8 | DFO | IC | 1.9 |  | Commercial CHP | N | Internal Combustion (PRMVR=IC)
EXCLUDE | IN | University of Notre Dame | 50366 | GEN9 | DFO | IC | 1.9 |  | Commercial CHP | N | Internal Combustion (PRMVR=IC)
EXCLUDE | IN | University of Notre Dame | 50366 | GN10 | DFO | IC | 1.9 |  | Commercial CHP | N | Internal Combustion (PRMVR=IC)
EXCLUDE | PA | Paxton Creek Cogeneration | 50373 | GEN1 | NG | IC | 6.3 |  | IPP CHP | Y | Internal Combustion (PRMVR=IC)
EXCLUDE | PA | Paxton Creek Cogeneration | 50373 | GEN2 | NG | IC | 6.3 |  | IPP CHP | Y | Internal Combustion (PRMVR=IC)
EXCLUDE | AK | Eielson AFB Central Heat & Power Plant | 50392 | DG01 | DFO | IC | 1.5 |  | Commercial CHP | N | Internal Combustion (PRMVR=IC)
EXCLUDE | AK | Eielson AFB Central Heat & Power Plant | 50392 | DG02 | DFO | IC | 1.5 |  | Commercial CHP | N | Internal Combustion (PRMVR=IC)
EXCLUDE | AK | Eielson AFB Central Heat & Power Plant | 50392 | DG03 | DFO | IC | 1.5 |  | Commercial CHP | N | Internal Combustion (PRMVR=IC)
EXCLUDE | AK | Eielson AFB Central Heat & Power Plant | 50392 | DG04 | DFO | IC | 1.5 |  | Commercial CHP | N | Internal Combustion (PRMVR=IC)
EXCLUDE | AK | Eielson AFB Central Heat & Power Plant | 50392 | DG1 | DFO | IC | 2.5 |  | Commercial CHP | N | Internal Combustion (PRMVR=IC)
EXCLUDE | CA | Friant Hydro Facility | 50393 | RO2 | WAT | HY | 6.9 |  | IPP Non-CHP | N | Non Combustion (NUC, WAT, WND, GEO, or SUN)
EXCLUDE | PA | P H Glatfelter | 50397 | GEN2 | BIT | ST | 5.9 |  | Industrial CHP/Pulp & Paper Mill | Y | Steam unit (PRMVR=ST) under 25MW/250 MMBtu/hr
EXCLUDE | GA | International Paper Savanna Mill | 50398 | GEN3 | BIT | ST | 7.5 |  | Industrial CHP | Y | Steam unit (PRMVR=ST) under 25MW/250 MMBtu/hr
EXCLUDE | GA | International Paper Savanna Mill | 50398 | GEN4 | BLQ | ST | 7.5 |  | Industrial CHP | Y | Steam unit (PRMVR=ST) under 25MW/250 MMBtu/hr
EXCLUDE | GA | International Paper Savanna Mill | 50398 | GEN5 | WDS | ST | 7.5 |  | Industrial CHP | Y | Non Fossil fuel type
EXCLUDE | GA | International Paper Savanna Mill | 50398 | GEN6 | BIT | ST | 10 |  | Industrial CHP | Y | Steam unit (PRMVR=ST) under 25MW/250 MMBtu/hr
EXCLUDE | GA | International Paper Savanna Mill | 50398 | GEN7 | BIT | ST | 20 |  | Industrial CHP | Y | Steam unit (PRMVR=ST) under 25MW/250 MMBtu/hr
EXCLUDE | AL | Mobile Energy Services LLC | 50407 | GEN3 | BIT | ST | 12.5 |  | IPP CHP | Y | Steam unit (PRMVR=ST) under 25MW/250 MMBtu/hr
EXCLUDE | MN | Olmsted Waste Energy | 50413 | DG1 | DFO | IC | 0.8 |  | Commercial CHP | N | Internal Combustion (PRMVR=IC)
EXCLUDE | MN | Olmsted Waste Energy | 50413 | DGCAT | DFO | IC | 1.7 |  | Commercial CHP | N | Internal Combustion (PRMVR=IC)
EXCLUDE | MA | Ware Energy | 50419 | GEN1 | WDS | ST | 9.3 |  | IPP Non-CHP | N | Non Fossil fuel type
EXCLUDE | MA | Kraft Foods Atlantic Gelatin | 50425 | GEN1 | NG | ST | 7.5 |  | Industrial Non-CHP | N | Steam unit (PRMVR=ST) under 25MW/250 MMBtu/hr
EXCLUDE | MA | Kraft Foods Atlantic Gelatin | 50425 | GEN2 | NG | ST | 0.7 |  | Industrial Non-CHP | N | Steam unit (PRMVR=ST) under 25MW/250 MMBtu/hr
EXCLUDE | MA | Kraft Foods Atlantic Gelatin | 50425 | GEN3 | DFO | IC | 1 |  | Industrial Non-CHP | N | Internal Combustion (PRMVR=IC)
EXCLUDE | NY | Bronx Zoo | 50427 | GEN1 | NG | IC | 0.5 |  | Commercial CHP | Y | Internal Combustion (PRMVR=IC)
EXCLUDE | NY | Bronx Zoo | 50427 | GEN2 | NG | IC | 0.5 |  | Commercial CHP | Y | Internal Combustion (PRMVR=IC)
EXCLUDE | NY | Bronx Zoo | 50427 | GEN3 | NG | IC | 1.1 |  | Commercial CHP | Y | Internal Combustion (PRMVR=IC)
EXCLUDE | NY | Bronx Zoo | 50427 | GEN4 | NG | IC | 1.5 |  | Commercial CHP | Y | Internal Combustion (PRMVR=IC)
EXCLUDE | MI | University of Michigan | 50431 | TG2 | NG | ST | 4 |  | Commercial CHP | Y | Steam unit (PRMVR=ST) under 25MW/250 MMBtu/hr
EXCLUDE | ME | S D Warren Westbrook | 50447 | GEN8 | WDS | ST | 10 |  | Industrial CHP | N | Non Fossil fuel type
EXCLUDE | TX | Deer Park Plant | 50471 | GEN1 | NG | CC | 10 |  | Industrial CHP | Y | Combined Cycle (PRMVR=CC) unit under 25MW
EXCLUDE | TX | Deer Park Plant | 50471 | GEN2 | NG | CC | 10 |  | Industrial CHP | Y | Combined Cycle (PRMVR=CC) unit under 25MW
EXCLUDE | TX | Deer Park Plant | 50471 | GEN3 | NG | CC | 10 |  | Industrial CHP | Y | Combined Cycle (PRMVR=CC) unit under 25MW
EXCLUDE | TX | Deer Park Plant | 50471 | GEN4 | NG | CC | 81 |  | Industrial CHP | Y | Status of operation (IP,L,P,T,or U) or Retired before 2012
EXCLUDE | FL | Clewiston Sugar House | 50482 | DGN | DFO | IC | 1 |  | Industrial CHP | N | Internal Combustion (PRMVR=IC)
EXCLUDE | FL | Clewiston Sugar House | 50482 | DGS | DFO | IC | 1 |  | Industrial CHP | N | Internal Combustion (PRMVR=IC)
EXCLUDE | FL | Clewiston Sugar House | 50482 | TG1 | AB | ST | 5 |  | Industrial CHP | Y | Non Fossil fuel type
EXCLUDE | FL | Clewiston Sugar House | 50482 | TG2 | AB | ST | 3.5 |  | Industrial CHP | Y | Non Fossil fuel type
EXCLUDE | FL | Clewiston Sugar House | 50482 | TG3 | AB | ST | 3.1 |  | Industrial CHP | Y | Non Fossil fuel type
EXCLUDE | FL | Clewiston Sugar House | 50482 | TG4 | AB | ST | 6 |  | Industrial CHP | Y | Non Fossil fuel type
EXCLUDE | FL | Bryant Sugar House | 50483 | DGE | DFO | IC | 1 |  | Industrial CHP | N | Internal Combustion (PRMVR=IC)
EXCLUDE | FL | Bryant Sugar House | 50483 | DGW | DFO | IC | 1 |  | Industrial CHP | N | Internal Combustion (PRMVR=IC)
EXCLUDE | FL | Bryant Sugar House | 50483 | TG1 | AB | ST | 2.5 |  | Industrial CHP | Y | Non Fossil fuel type
EXCLUDE | FL | Bryant Sugar House | 50483 | TG2 | AB | ST | 2.5 |  | Industrial CHP | Y | Non Fossil fuel type
EXCLUDE | FL | Bryant Sugar House | 50483 | TG3 | AB | ST | 3.5 |  | Industrial CHP | Y | Non Fossil fuel type
EXCLUDE | FL | Bryant Sugar House | 50483 | TG4 | AB | ST | 20 |  | Industrial CHP | Y | Non Fossil fuel type
EXCLUDE | LA | PPG Plant C Caustic | 50490 | TE | NG | ST | 3.4 |  | Industrial CHP | Y | Steam unit (PRMVR=ST) under 25MW/250 MMBtu/hr
EXCLUDE | CA | Gas Utilization Facility | 50492 | 1 | OBG | IC | 2.3 |  | Commercial CHP | Y | Internal Combustion (PRMVR=IC)
EXCLUDE | CA | Gas Utilization Facility | 50492 | 2 | OBG | IC | 2.3 |  | Commercial CHP | Y | Internal Combustion (PRMVR=IC)
EXCLUDE | FL | Mosaic Co Mulberry Facility | 50510 | CGN1 | OTH | ST | 21 |  | Industrial CHP | Y | Non Fossil fuel type
EXCLUDE | CA | Victory Garden (Tehachapi) | 50532 | WGNS | WND | WT | 17.6 |  | IPP Non-CHP | N | Non Combustion (NUC, WAT, WND, GEO, or SUN)
EXCLUDE | CA | Santa Clara (85C) | 50534 | WGNS | WND | WT | 18 |  | IPP Non-CHP | N | Non Combustion (NUC, WAT, WND, GEO, or SUN)
EXCLUDE | CA | BP Carson Refinery | 50540 | GEN1 | OG | OT | 12 |  | Industrial Non-CHP | N | Simple Cycle Turbine (PRMVR=GT or OT) unit under 25MW
EXCLUDE | CA | BP Carson Refinery | 50540 | GEN2 | NG | ST | 1.5 |  | Industrial Non-CHP | N | Steam unit (PRMVR=ST) under 25MW/250 MMBtu/hr
EXCLUDE | WA | Port Townsend Paper | 50544 | GEN2 | BLQ | ST | 3 |  | Industrial CHP | Y | Steam unit (PRMVR=ST) under 25MW/250 MMBtu/hr
EXCLUDE | CA | Edom Hills Project 1 LLC | 50553 | WGNS | WND | WT | 11 |  | IPP Non-CHP | N | Non Combustion (NUC, WAT, WND, GEO, or SUN)
EXCLUDE | CT | New Milford Gas Recovery | 50564 | GEN1 | LFG | GT | 3 |  | IPP Non-CHP | N | Non Fossil fuel type
EXCLUDE | CT | New Milford Gas Recovery | 50564 | GEN2 | LFG | IC | 0.8 |  | IPP Non-CHP | N | Internal Combustion (PRMVR=IC)
EXCLUDE | CT | New Milford Gas Recovery | 50564 | GEN3 | LFG | IC | 0.8 |  | IPP Non-CHP | N | Internal Combustion (PRMVR=IC)
EXCLUDE | CT | New Milford Gas Recovery | 50564 | GEN4 | LFG | IC | 0.8 |  | IPP Non-CHP | N | Internal Combustion (PRMVR=IC)
EXCLUDE | NY | Monroe Livingston Gas Recovery | 50565 | GEN1 | LFG | IC | 0.8 |  | IPP Non-CHP | N | Internal Combustion (PRMVR=IC)
EXCLUDE | NY | Monroe Livingston Gas Recovery | 50565 | GEN2 | LFG | IC | 0.8 |  | IPP Non-CHP | N | Internal Combustion (PRMVR=IC)
EXCLUDE | NY | Monroe Livingston Gas Recovery | 50565 | GEN3 | LFG | IC | 0.8 |  | IPP Non-CHP | N | Internal Combustion (PRMVR=IC)
EXCLUDE | IL | Milam Gas Recovery | 50566 | GEN1 | LFG | IC | 0.8 |  | IPP Non-CHP | N | Internal Combustion (PRMVR=IC)
EXCLUDE | IL | Milam Gas Recovery | 50566 | GEN2 | LFG | IC | 0.8 |  | IPP Non-CHP | N | Internal Combustion (PRMVR=IC)
EXCLUDE | IL | Milam Gas Recovery | 50566 | GEN3 | LFG | IC | 0.8 |  | IPP Non-CHP | N | Internal Combustion (PRMVR=IC)
EXCLUDE | NY | High Acres Gas Recovery | 50568 | GEN1 | LFG | IC | 0.8 |  | IPP Non-CHP | N | Internal Combustion (PRMVR=IC)
EXCLUDE | NY | High Acres Gas Recovery | 50568 | GEN2 | LFG | IC | 0.8 |  | IPP Non-CHP | N | Internal Combustion (PRMVR=IC)
EXCLUDE | NY | High Acres Gas Recovery | 50568 | GEN3 | LFG | IC | 0.8 |  | IPP Non-CHP | N | Internal Combustion (PRMVR=IC)
EXCLUDE | NY | High Acres Gas Recovery | 50568 | GEN4 | LFG | IC | 0.8 |  | IPP Non-CHP | N | Internal Combustion (PRMVR=IC)
EXCLUDE | NY | High Acres Gas Recovery | 50568 | GEN5 | LFG | IC | 1.6 |  | IPP Non-CHP | N | Internal Combustion (PRMVR=IC)
EXCLUDE | NY | High Acres Gas Recovery | 50568 | GEN6 | LFG | IC | 1.6 |  | IPP Non-CHP | N | Internal Combustion (PRMVR=IC)
EXCLUDE | NY | High Acres Gas Recovery | 50568 | GEN7 | LFG | IC | 1.6 |  | IPP Non-CHP | N | Internal Combustion (PRMVR=IC)
EXCLUDE | NY | High Acres Gas Recovery | 50568 | GEN8 | LFG | IC | 1.6 |  | IPP Non-CHP | N | Internal Combustion (PRMVR=IC)
EXCLUDE | TX | DFW Gas Recovery | 50569 | GEN3 | LFG | IC | 1.6 |  | IPP Non-CHP | N | Internal Combustion (PRMVR=IC)
EXCLUDE | TX | DFW Gas Recovery | 50569 | GEN4 | LFG | IC | 1.6 |  | IPP Non-CHP | N | Internal Combustion (PRMVR=IC)
EXCLUDE | TX | DFW Gas Recovery | 50569 | GEN5 | LFG | IC | 1.6 |  | IPP Non-CHP | N | Internal Combustion (PRMVR=IC)
EXCLUDE | TX | DFW Gas Recovery | 50569 | GEN6 | LFG | IC | 1.6 |  | IPP Non-CHP | N | Internal Combustion (PRMVR=IC)
EXCLUDE | TN | Chestnut Ridge Gas Recovery | 50570 | GEN1 | LFG | IC | 0.8 |  | IPP Non-CHP | N | Internal Combustion (PRMVR=IC)
EXCLUDE | TN | Chestnut Ridge Gas Recovery | 50570 | GEN2 | LFG | IC | 0.8 |  | IPP Non-CHP | N | Internal Combustion (PRMVR=IC)
EXCLUDE | TN | Chestnut Ridge Gas Recovery | 50570 | GEN3 | LFG | IC | 0.8 |  | IPP Non-CHP | N | Internal Combustion (PRMVR=IC)
EXCLUDE | TN | Chestnut Ridge Gas Recovery | 50570 | GEN4 | LFG | IC | 0.8 |  | IPP Non-CHP | N | Internal Combustion (PRMVR=IC)
EXCLUDE | TN | Chestnut Ridge Gas Recovery | 50570 | GEN5 | LFG | IC | 1.6 |  | IPP Non-CHP | N | Internal Combustion (PRMVR=IC)
EXCLUDE | CA | Altamont Gas Recovery | 50571 | GEN3 | LFG | IC | 1.3 |  | IPP Non-CHP | N | Internal Combustion (PRMVR=IC)
EXCLUDE | CA | Altamont Gas Recovery | 50571 | GEN4 | LFG | IC | 1.3 |  | IPP Non-CHP | N | Internal Combustion (PRMVR=IC)
EXCLUDE | IL | CID Gas Recovery | 50573 | GEN1 | LFG | GT | 3 |  | IPP Non-CHP | N | Non Fossil fuel type
EXCLUDE | IL | Lake Gas Recovery | 50575 | GEN1 | LFG | GT | 3 |  | IPP Non-CHP | N | Non Fossil fuel type
EXCLUDE | WI | Metro Gas Recovery | 50576 | GEN3 | LFG | IC | 0.8 |  | IPP Non-CHP | N | Internal Combustion (PRMVR=IC)
EXCLUDE | WI | Metro Gas Recovery | 50576 | GEN4 | LFG | IC | 0.8 |  | IPP Non-CHP | N | Internal Combustion (PRMVR=IC)
EXCLUDE | WI | Metro Gas Recovery | 50576 | GEN5 | LFG | IC | 0.8 |  | IPP Non-CHP | N | Internal Combustion (PRMVR=IC)
EXCLUDE | WI | Metro Gas Recovery | 50576 | GEN6 | LFG | IC | 0.8 |  | IPP Non-CHP | N | Internal Combustion (PRMVR=IC)
EXCLUDE | WI | Omega Hills Gas Recovery | 50577 | GEN4 | LFG | IC | 1.1 |  | IPP Non-CHP | N | Internal Combustion (PRMVR=IC)
EXCLUDE | PA | Stowe Power Production Plant | 50578 | GEN1 | LFG | GT | 3 |  | IPP Non-CHP | N | Non Fossil fuel type
EXCLUDE | CA | Saint Johns Health Center | 50610 | 01 | NG | GT | 1.1 |  | Commercial CHP | Y | Simple Cycle Turbine (PRMVR=GT or OT) unit under 25MW
EXCLUDE | TX | TXU Sweetwater Generating Plant | 50615 | GT01 | NG | CC | 45 |  | IPP CHP | Y | Status of operation (IP,L,P,T,or U) or Retired before 2012
EXCLUDE | TX | TXU Sweetwater Generating Plant | 50615 | GT02 | NG | CC | 99 |  | IPP CHP | Y | Status of operation (IP,L,P,T,or U) or Retired before 2012
EXCLUDE | TX | TXU Sweetwater Generating Plant | 50615 | GT03 | NG | CC | 99 |  | IPP CHP | Y | Status of operation (IP,L,P,T,or U) or Retired before 2012
EXCLUDE | TX | TXU Sweetwater Generating Plant | 50615 | STG1 | NG | CC | 101 |  | IPP CHP | Y | Status of operation (IP,L,P,T,or U) or Retired before 2012
EXCLUDE | RI | Central Power Plant | 50621 | GEN1 | RFO | ST | 0.7 |  | Commercial CHP | Y | Steam unit (PRMVR=ST) under 25MW/250 MMBtu/hr
EXCLUDE | TX | ExxonMobil Beaumont Refinery | 50625 | ETG | OG | OT | 7.5 |  | Industrial CHP | N | Simple Cycle Turbine (PRMVR=GT or OT) unit under 25MW
EXCLUDE | TX | ExxonMobil Beaumont Refinery | 50625 | TG7 | OG | ST | 10 |  | Industrial CHP | Y | Steam unit (PRMVR=ST) under 25MW/250 MMBtu/hr
EXCLUDE | TX | ExxonMobil Beaumont Refinery | 50625 | TG9 | OG | ST | 10 |  | Industrial CHP | Y | Steam unit (PRMVR=ST) under 25MW/250 MMBtu/hr
EXCLUDE | MN | Sappi Cloquet Mill | 50639 | GEN1 | BLQ | ST | 2 |  | Industrial CHP | Y | Steam unit (PRMVR=ST) under 25MW/250 MMBtu/hr
EXCLUDE | VA | Covanta Alexandria/Arlington Energy | 50663 | GEN1 | MSB | ST | 14.5 |  | Commercial Non-CHP | N | Non Fossil fuel type
EXCLUDE | VA | Covanta Alexandria/Arlington Energy | 50663 | GEN2 | MSB | ST | 14.5 |  | Commercial Non-CHP | N | Non Fossil fuel type
EXCLUDE | CA | Municipal Cogen Plant | 50674 | GEN1 | NG | IC | 0.6 |  | Commercial CHP | Y | Internal Combustion (PRMVR=IC)
EXCLUDE | CA | Municipal Cogen Plant | 50674 | GEN2 | NG | IC | 0.6 |  | Commercial CHP | Y | Internal Combustion (PRMVR=IC)
EXCLUDE | NJ | KMS Crossroads | 50693 | DG-1 | NG | IC | 1.1 |  | IPP CHP | Y | Internal Combustion (PRMVR=IC)
EXCLUDE | NJ | KMS Crossroads | 50693 | DG-3 | NG | IC | 1.1 |  | IPP CHP | Y | Internal Combustion (PRMVR=IC)
EXCLUDE | NJ | KMS Crossroads | 50693 | TG-4 | NG | GT | 7 |  | IPP CHP | Y | Simple Cycle Turbine (PRMVR=GT or OT) unit under 25MW
EXCLUDE | CA | Plant No 1 | 50696 | GEN1 | OBG | IC | 2.5 |  | Commercial CHP | Y | Internal Combustion (PRMVR=IC)
EXCLUDE | CA | Plant No 1 | 50696 | GEN2 | OBG | IC | 2.5 |  | Commercial CHP | Y | Internal Combustion (PRMVR=IC)
EXCLUDE | CA | Plant No 1 | 50696 | GEN3 | OBG | IC | 2.5 |  | Commercial CHP | Y | Internal Combustion (PRMVR=IC)
EXCLUDE | WA | Lilliwaup Falls Generating | 50700 | 4735 | WAT | HY | 0.2 |  | IPP Non-CHP | N | Non Combustion (NUC, WAT, WND, GEO, or SUN)
EXCLUDE | WA | Lilliwaup Falls Generating | 50700 | 4736 | WAT | HY | 0.2 |  | IPP Non-CHP | N | Non Combustion (NUC, WAT, WND, GEO, or SUN)
EXCLUDE | WA | Lilliwaup Falls Generating | 50700 | 4737 | WAT | HY | 0.2 |  | IPP Non-CHP | N | Non Combustion (NUC, WAT, WND, GEO, or SUN)
EXCLUDE | WA | Lilliwaup Falls Generating | 50700 | 4738 | WAT | HY | 0.2 |  | IPP Non-CHP | N | Non Combustion (NUC, WAT, WND, GEO, or SUN)
EXCLUDE | WA | Lilliwaup Falls Generating | 50700 | 4739 | WAT | HY | 0.2 |  | IPP Non-CHP | N | Non Combustion (NUC, WAT, WND, GEO, or SUN)
EXCLUDE | WA | Lilliwaup Falls Generating | 50700 | 4740 | WAT | HY | 0.2 |  | IPP Non-CHP | N | Non Combustion (NUC, WAT, WND, GEO, or SUN)
EXCLUDE | WA | Lilliwaup Falls Generating | 50700 | 4741 | WAT | HY | 0.2 |  | IPP Non-CHP | N | Non Combustion (NUC, WAT, WND, GEO, or SUN)
Exclude | CO | Thermo Greeley | 50709 | GEN1 | NG | GT | 37 |  | IPP CHP | Y | Low utilization CT
EXCLUDE | AK | University of Alaska Fairbanks | 50711 | GEN4 | DFO | IC | 9.6 |  | Commercial CHP | Y | Internal Combustion (PRMVR=IC)
EXCLUDE | IL | Tazewell Gas Recovery | 50721 | GEN1 | LFG | IC | 0.8 |  | IPP Non-CHP | N | Internal Combustion (PRMVR=IC)
EXCLUDE | IL | Tazewell Gas Recovery | 50721 | GEN2 | LFG | IC | 0.8 |  | IPP Non-CHP | N | Internal Combustion (PRMVR=IC)
EXCLUDE | IL | Tazewell Gas Recovery | 50721 | GEN3 | LFG | IC | 0.8 |  | IPP Non-CHP | N | Internal Combustion (PRMVR=IC)
EXCLUDE | AL | Big Escambia Creek | 50724 | 3011 | NG | ST | 1.2 |  | Industrial Non-CHP | N | Steam unit (PRMVR=ST) under 25MW/250 MMBtu/hr
EXCLUDE | AL | Big Escambia Creek | 50724 | 3012 | NG | ST | 1.2 |  | Industrial Non-CHP | N | Steam unit (PRMVR=ST) under 25MW/250 MMBtu/hr
EXCLUDE | AL | Big Escambia Creek | 50724 | 3023 | NG | ST | 1.2 |  | Industrial Non-CHP | N | Steam unit (PRMVR=ST) under 25MW/250 MMBtu/hr
EXCLUDE | LA | ExxonMobil Garden City Gas Plant | 50728 | 1 | NG | ST | 0.6 |  | Industrial CHP | Y | Steam unit (PRMVR=ST) under 25MW/250 MMBtu/hr
EXCLUDE | LA | ExxonMobil Garden City Gas Plant | 50728 | 2 | NG | ST | 0.6 |  | Industrial CHP | Y | Steam unit (PRMVR=ST) under 25MW/250 MMBtu/hr
EXCLUDE | LA | ExxonMobil Garden City Gas Plant | 50728 | 3 | NG | ST | 0.6 |  | Industrial CHP | Y | Steam unit (PRMVR=ST) under 25MW/250 MMBtu/hr
EXCLUDE | LA | ExxonMobil Garden City Gas Plant | 50728 | 4 | NG | GT | 0.8 |  | Industrial CHP | Y | Simple Cycle Turbine (PRMVR=GT or OT) unit under 25MW
EXCLUDE | LA | ExxonMobil Garden City Gas Plant | 50728 | 5 | NG | IC | 0.1 |  | Industrial CHP | Y | Internal Combustion (PRMVR=IC)
EXCLUDE | IN | Gary Works | 50733 | SWK6 | NG | ST | 70 |  | Industrial CHP | Y | Status of operation (IP,L,P,T,or U) or Retired before 2012
EXCLUDE | NY | Starrett City Cogen Facility | 50743 | GEN3 | DFO | IC | 2 |  | Commercial CHP | Y | Internal Combustion (PRMVR=IC)
EXCLUDE | NY | Starrett City Cogen Facility | 50743 | GEN4 | DFO | IC | 2 |  | Commercial CHP | Y | Internal Combustion (PRMVR=IC)
EXCLUDE | NY | Starrett City Cogen Facility | 50743 | GEN5 | DFO | IC | 2 |  | Commercial CHP | Y | Internal Combustion (PRMVR=IC)
EXCLUDE | NY | Sterling Power Plant | 50744 | GEN3 | DFO | IC | 1.1 |  | IPP CHP | Y | Internal Combustion (PRMVR=IC)
EXCLUDE | NV | Empire | 50760 | OE11 | GEO | ST | 1.2 |  | IPP Non-CHP | N | Non Combustion (NUC, WAT, WND, GEO, or SUN)
EXCLUDE | NV | Empire | 50760 | OE12 | GEO | ST | 1.2 |  | IPP Non-CHP | N | Non Combustion (NUC, WAT, WND, GEO, or SUN)
EXCLUDE | NV | Empire | 50760 | OE13 | GEO | ST | 1.2 |  | IPP Non-CHP | N | Non Combustion (NUC, WAT, WND, GEO, or SUN)
EXCLUDE | NV | Empire | 50760 | OE14 | GEO | ST | 1.2 |  | IPP Non-CHP | N | Non Combustion (NUC, WAT, WND, GEO, or SUN)
EXCLUDE | NV | Steamboat 1 | 50763 | OE11 | GEO | BT | 1.2 |  | IPP Non-CHP | N | Non Combustion (NUC, WAT, WND, GEO, or SUN)
EXCLUDE | NV | Steamboat 1 | 50763 | OE12 | GEO | BT | 1.2 |  | IPP Non-CHP | N | Non Combustion (NUC, WAT, WND, GEO, or SUN)
EXCLUDE | NV | Steamboat 1 | 50763 | OE13 | GEO | BT | 1.2 |  | IPP Non-CHP | N | Non Combustion (NUC, WAT, WND, GEO, or SUN)
EXCLUDE | NV | Steamboat 1 | 50763 | OE14 | GEO | BT | 1.2 |  | IPP Non-CHP | N | Non Combustion (NUC, WAT, WND, GEO, or SUN)
EXCLUDE | NV | Steamboat 1 | 50763 | OE21 | GEO | BT | 1.2 |  | IPP Non-CHP | N | Non Combustion (NUC, WAT, WND, GEO, or SUN)
EXCLUDE | NV | Steamboat 1 | 50763 | OE22 | GEO | BT | 1.2 |  | IPP Non-CHP | N | Non Combustion (NUC, WAT, WND, GEO, or SUN)
EXCLUDE | NV | Steamboat 1 | 50763 | OE23 | GEO | BT | 1.2 |  | IPP Non-CHP | N | Non Combustion (NUC, WAT, WND, GEO, or SUN)
EXCLUDE | CA | Ormesa IE | 50764 | OE10 | GEO | ST | 1.2 |  | IPP Non-CHP | N | Non Combustion (NUC, WAT, WND, GEO, or SUN)
EXCLUDE | CA | Ormesa IE | 50764 | OE11 | GEO | ST | 1.2 |  | IPP Non-CHP | N | Non Combustion (NUC, WAT, WND, GEO, or SUN)
EXCLUDE | CA | Ormesa IE | 50764 | OE12 | GEO | ST | 1.2 |  | IPP Non-CHP | N | Non Combustion (NUC, WAT, WND, GEO, or SUN)
EXCLUDE | CA | Ormesa IE | 50764 | OEC1 | GEO | ST | 1.2 |  | IPP Non-CHP | N | Non Combustion (NUC, WAT, WND, GEO, or SUN)
EXCLUDE | CA | Ormesa IE | 50764 | OEC2 | GEO | ST | 1.2 |  | IPP Non-CHP | N | Non Combustion (NUC, WAT, WND, GEO, or SUN)
EXCLUDE | CA | Ormesa IE | 50764 | OEC3 | GEO | ST | 1.2 |  | IPP Non-CHP | N | Non Combustion (NUC, WAT, WND, GEO, or SUN)
EXCLUDE | CA | Ormesa IE | 50764 | OEC4 | GEO | ST | 1.2 |  | IPP Non-CHP | N | Non Combustion (NUC, WAT, WND, GEO, or SUN)
EXCLUDE | CA | Ormesa IE | 50764 | OEC5 | GEO | ST | 1.2 |  | IPP Non-CHP | N | Non Combustion (NUC, WAT, WND, GEO, or SUN)
EXCLUDE | CA | Ormesa IE | 50764 | OEC6 | GEO | ST | 1.2 |  | IPP Non-CHP | N | Non Combustion (NUC, WAT, WND, GEO, or SUN)
EXCLUDE | CA | Ormesa IE | 50764 | OEC7 | GEO | ST | 1.2 |  | IPP Non-CHP | N | Non Combustion (NUC, WAT, WND, GEO, or SUN)
EXCLUDE | CA | Ormesa IE | 50764 | OEC8 | GEO | ST | 1.2 |  | IPP Non-CHP | N | Non Combustion (NUC, WAT, WND, GEO, or SUN)
EXCLUDE | CA | Ormesa IE | 50764 | OEC9 | GEO | ST | 1.2 |  | IPP Non-CHP | N | Non Combustion (NUC, WAT, WND, GEO, or SUN)
EXCLUDE | NV | Stillwater Facility | 50765 | 1 | SUN | PV | 22 |  | IPP Non-CHP | N | Non Combustion (NUC, WAT, WND, GEO, or SUN)
EXCLUDE | NV | Stillwater Facility | 50765 | OE11 | GEO | BT | 1.5 |  | IPP Non-CHP | N | Non Combustion (NUC, WAT, WND, GEO, or SUN)
EXCLUDE | NV | Stillwater Facility | 50765 | OE12 | GEO | BT | 1.5 |  | IPP Non-CHP | N | Non Combustion (NUC, WAT, WND, GEO, or SUN)
EXCLUDE | NV | Stillwater Facility | 50765 | OE13 | GEO | BT | 1.5 |  | IPP Non-CHP | N | Non Combustion (NUC, WAT, WND, GEO, or SUN)
EXCLUDE | NV | Stillwater Facility | 50765 | OE14 | GEO | BT | 1.5 |  | IPP Non-CHP | N | Non Combustion (NUC, WAT, WND, GEO, or SUN)
EXCLUDE | NV | Stillwater Facility | 50765 | OE15 | GEO | BT | 1.5 |  | IPP Non-CHP | N | Non Combustion (NUC, WAT, WND, GEO, or SUN)
EXCLUDE | NV | Stillwater Facility | 50765 | OE16 | GEO | BT | 1.5 |  | IPP Non-CHP | N | Non Combustion (NUC, WAT, WND, GEO, or SUN)
EXCLUDE | NV | Stillwater Facility | 50765 | OE17 | GEO | BT | 1.5 |  | IPP Non-CHP | N | Non Combustion (NUC, WAT, WND, GEO, or SUN)
EXCLUDE | NV | Stillwater Facility | 50765 | OE21 | GEO | BT | 1.5 |  | IPP Non-CHP | N | Non Combustion (NUC, WAT, WND, GEO, or SUN)
EXCLUDE | NV | Stillwater Facility | 50765 | OE22 | GEO | BT | 1.5 |  | IPP Non-CHP | N | Non Combustion (NUC, WAT, WND, GEO, or SUN)
EXCLUDE | NV | Stillwater Facility | 50765 | OE23 | GEO | BT | 1.5 |  | IPP Non-CHP | N | Non Combustion (NUC, WAT, WND, GEO, or SUN)
EXCLUDE | NV | Stillwater Facility | 50765 | OE24 | GEO | BT | 1.5 |  | IPP Non-CHP | N | Non Combustion (NUC, WAT, WND, GEO, or SUN)
EXCLUDE | NV | Stillwater Facility | 50765 | OE25 | GEO | BT | 1.5 |  | IPP Non-CHP | N | Non Combustion (NUC, WAT, WND, GEO, or SUN)
EXCLUDE | NV | Stillwater Facility | 50765 | OE26 | GEO | BT | 1.5 |  | IPP Non-CHP | N | Non Combustion (NUC, WAT, WND, GEO, or SUN)
EXCLUDE | NV | Stillwater Facility | 50765 | OE27 | GEO | BT | 1.5 |  | IPP Non-CHP | N | Non Combustion (NUC, WAT, WND, GEO, or SUN)
EXCLUDE | CA | Ormesa I | 50766 | OE1 | GEO | ST | 1.2 |  | IPP CHP | Y | Non Combustion (NUC, WAT, WND, GEO, or SUN)
EXCLUDE | CA | Ormesa I | 50766 | OE10 | GEO | ST | 1.2 |  | IPP CHP | Y | Non Combustion (NUC, WAT, WND, GEO, or SUN)
EXCLUDE | CA | Ormesa I | 50766 | OE13 | GEO | ST | 1.2 |  | IPP CHP | Y | Non Combustion (NUC, WAT, WND, GEO, or SUN)
EXCLUDE | CA | Ormesa I | 50766 | OE16 | GEO | ST | 1.2 |  | IPP CHP | Y | Non Combustion (NUC, WAT, WND, GEO, or SUN)
EXCLUDE | CA | Ormesa I | 50766 | OE2 | GEO | ST | 1.2 |  | IPP CHP | Y | Non Combustion (NUC, WAT, WND, GEO, or SUN)
EXCLUDE | CA | Ormesa I | 50766 | OE23 | GEO | ST | 1.2 |  | IPP CHP | Y | Non Combustion (NUC, WAT, WND, GEO, or SUN)
EXCLUDE | CA | Ormesa I | 50766 | OE27 | GEO | ST | 1.2 |  | IPP CHP | Y | Non Combustion (NUC, WAT, WND, GEO, or SUN)
EXCLUDE | CA | Ormesa I | 50766 | OE28 | GEO | ST | 1.2 |  | IPP CHP | Y | Non Combustion (NUC, WAT, WND, GEO, or SUN)
EXCLUDE | CA | Ormesa I | 50766 | OE3 | GEO | ST | 1.2 |  | IPP CHP | Y | Non Combustion (NUC, WAT, WND, GEO, or SUN)
EXCLUDE | CA | Ormesa I | 50766 | OE4 | GEO | ST | 1.2 |  | IPP CHP | Y | Non Combustion (NUC, WAT, WND, GEO, or SUN)
EXCLUDE | CA | Ormesa I | 50766 | OE5 | GEO | ST | 1.2 |  | IPP CHP | Y | Non Combustion (NUC, WAT, WND, GEO, or SUN)
EXCLUDE | CA | Ormesa I | 50766 | OE6 | GEO | ST | 1.2 |  | IPP CHP | Y | Non Combustion (NUC, WAT, WND, GEO, or SUN)
EXCLUDE | CA | Ormesa I | 50766 | OE7 | GEO | ST | 1.2 |  | IPP CHP | Y | Non Combustion (NUC, WAT, WND, GEO, or SUN)
EXCLUDE | CA | Ormesa I | 50766 | OE8 | GEO | ST | 1.2 |  | IPP CHP | Y | Non Combustion (NUC, WAT, WND, GEO, or SUN)
EXCLUDE | CA | Ormesa I | 50766 | OE9 | GEO | ST | 1.2 |  | IPP CHP | Y | Non Combustion (NUC, WAT, WND, GEO, or SUN)
EXCLUDE | PA | Taylor Energy Partners LP | 50782 | AM1 | LFG | IC | 1 |  | IPP Non-CHP | N | Internal Combustion (PRMVR=IC)
EXCLUDE | PA | Taylor Energy Partners LP | 50782 | AM2 | LFG | IC | 0.7 |  | IPP Non-CHP | N | Internal Combustion (PRMVR=IC)
EXCLUDE | PA | Taylor Energy Partners LP | 50782 | AM3 | LFG | IC | 0.7 |  | IPP Non-CHP | N | Internal Combustion (PRMVR=IC)
EXCLUDE | PA | Taylor Energy Partners LP | 50782 | AM4 | LFG | IC | 0.7 |  | IPP Non-CHP | N | Internal Combustion (PRMVR=IC)
EXCLUDE | NJ | Lafayette Energy Partners LP | 50788 | HA1 | LFG | IC | 0.6 |  | IPP Non-CHP | N | Internal Combustion (PRMVR=IC)
EXCLUDE | NJ | Lafayette Energy Partners LP | 50788 | HA2 | LFG | IC | 0.6 |  | IPP Non-CHP | N | Internal Combustion (PRMVR=IC)
EXCLUDE | CA | Altech | 50818 | GEN1 | WND | WT | 10.5 |  | IPP Non-CHP | N | Non Combustion (NUC, WAT, WND, GEO, or SUN)
EXCLUDE | CA | ESI Project | 50819 | GEN1 | WND | WT | 1.2 |  | IPP Non-CHP | N | Non Combustion (NUC, WAT, WND, GEO, or SUN)
EXCLUDE | CA | Tres Vaqueros Wind Farms LLC | 50826 | 1 | WND | WT | 28.3 |  | IPP Non-CHP | N | Non Combustion (NUC, WAT, WND, GEO, or SUN)
EXCLUDE | CA | Nove Power Plant | 50831 | GEN1 | LFG | IC | 1 |  | IPP Non-CHP | N | Internal Combustion (PRMVR=IC)
EXCLUDE | CA | Nove Power Plant | 50831 | GEN2 | LFG | IC | 1 |  | IPP Non-CHP | N | Internal Combustion (PRMVR=IC)
EXCLUDE | CA | Nove Power Plant | 50831 | GEN3 | LFG | IC | 1 |  | IPP Non-CHP | N | Internal Combustion (PRMVR=IC)
EXCLUDE | ME | Boralex Sherman LLC | 50874 | GEN1 | WDS | ST | 21 |  | IPP CHP | Y | Non Fossil fuel type
EXCLUDE | NC | Ivy River Hydro | 50890 | GEN1 | WAT | HY | 0.2 |  | IPP Non-CHP | N | Non Combustion (NUC, WAT, WND, GEO, or SUN)
EXCLUDE | NC | Ivy River Hydro | 50890 | GEN2 | WAT | HY | 0.2 |  | IPP Non-CHP | N | Non Combustion (NUC, WAT, WND, GEO, or SUN)
EXCLUDE | NC | Ivy River Hydro | 50890 | GEN3 | WAT | HY | 0.2 |  | IPP Non-CHP | N | Non Combustion (NUC, WAT, WND, GEO, or SUN)
EXCLUDE | NC | Ivy River Hydro | 50890 | GEN4 | WAT | HY | 0.2 |  | IPP Non-CHP | N | Non Combustion (NUC, WAT, WND, GEO, or SUN)
EXCLUDE | NC | Ivy River Hydro | 50890 | GEN5 | WAT | HY | 0.2 |  | IPP Non-CHP | N | Non Combustion (NUC, WAT, WND, GEO, or SUN)
EXCLUDE | NC | Ivy River Hydro | 50890 | GEN6 | WAT | HY | 0.2 |  | IPP Non-CHP | N | Non Combustion (NUC, WAT, WND, GEO, or SUN)
EXCLUDE | VA | Covington Facility | 50900 | GEN6 | BLQ | ST | 5.5 |  | Industrial CHP | Y | Steam unit (PRMVR=ST) under 25MW/250 MMBtu/hr
EXCLUDE | VA | Covington Facility | 50900 | GEN7 | WDS | ST | 82.4 |  | Industrial CHP | Y | Non Fossil fuel type
EXCLUDE | IL | Fox Metro Water Reclamation District | 50904 | RU3 | NG | IC | 1.1 |  | IPP CHP | Y | Internal Combustion (PRMVR=IC)
EXCLUDE | IL | Fox Metro Water Reclamation District | 50904 | RU4 | NG | IC | 1.1 |  | IPP CHP | Y | Internal Combustion (PRMVR=IC)
EXCLUDE | NM | Univ New Mexico Cogen Plant | 50905 | 1 | NG | GT | 2.5 |  | Commercial CHP | Y | Simple Cycle Turbine (PRMVR=GT or OT) unit under 25MW
EXCLUDE | NM | Ford Utilities Center | 50906 | 2 | NG | ST | 1.5 |  | Commercial CHP | N | Steam unit (PRMVR=ST) under 25MW/250 MMBtu/hr
EXCLUDE | IL | Sherman Hospital | 50909 | 1 | NG | IC | 0.8 |  | Commercial Non-CHP | N | Internal Combustion (PRMVR=IC)
EXCLUDE | IL | Sherman Hospital | 50909 | 2 | NG | IC | 0.8 |  | Commercial Non-CHP | N | Internal Combustion (PRMVR=IC)
EXCLUDE | OR | Co-Gen LLC | 50921 | GEN1 | WDS | ST | 7.5 |  | IPP CHP | Y | Non Fossil fuel type
EXCLUDE | IA | Des Moines Wastewater Reclamation Fac | 50932 | 01 | OBG | IC | 0.6 |  | Commercial CHP | Y | Internal Combustion (PRMVR=IC)
EXCLUDE | IA | Des Moines Wastewater Reclamation Fac | 50932 | 02 | OBG | IC | 0.6 |  | Commercial CHP | Y | Internal Combustion (PRMVR=IC)
EXCLUDE | IA | Des Moines Wastewater Reclamation Fac | 50932 | 03 | OBG | IC | 0.6 |  | Commercial CHP | Y | Internal Combustion (PRMVR=IC)
EXCLUDE | IN | Caterpillar | 50935 | 0101 | DFO | IC | 2 |  | Industrial Non-CHP | N | Internal Combustion (PRMVR=IC)
EXCLUDE | IN | Caterpillar | 50935 | 0102 | DFO | IC | 2 |  | Industrial Non-CHP | N | Internal Combustion (PRMVR=IC)
EXCLUDE | IN | Caterpillar | 50935 | 0103 | DFO | IC | 2 |  | Industrial Non-CHP | N | Internal Combustion (PRMVR=IC)
EXCLUDE | IN | Caterpillar | 50935 | 0104 | DFO | IC | 2 |  | Industrial Non-CHP | N | Internal Combustion (PRMVR=IC)
EXCLUDE | IN | Caterpillar | 50935 | 0105 | DFO | IC | 2 |  | Industrial Non-CHP | N | Internal Combustion (PRMVR=IC)
EXCLUDE | IN | Caterpillar | 50935 | 0106 | DFO | IC | 2 |  | Industrial Non-CHP | N | Internal Combustion (PRMVR=IC)
EXCLUDE | IN | Caterpillar | 50935 | 0107 | DFO | IC | 2 |  | Industrial Non-CHP | N | Internal Combustion (PRMVR=IC)
EXCLUDE | IN | Caterpillar | 50935 | 0108 | DFO | IC | 2 |  | Industrial Non-CHP | N | Internal Combustion (PRMVR=IC)
EXCLUDE | IN | Caterpillar | 50935 | 3512 | DFO | IC | 0.9 |  | Industrial Non-CHP | N | Internal Combustion (PRMVR=IC)
EXCLUDE | IN | Caterpillar | 50935 | 3516 | DFO | IC | 1.2 |  | Industrial Non-CHP | N | Internal Combustion (PRMVR=IC)
EXCLUDE | IN | Caterpillar | 50935 | 516A | DFO | IC | 1.8 |  | Industrial Non-CHP | N | Internal Combustion (PRMVR=IC)
EXCLUDE | IN | Caterpillar | 50935 | ET1 | NG | IC | 2 |  | Industrial Non-CHP | N | Internal Combustion (PRMVR=IC)
EXCLUDE | IN | Caterpillar | 50935 | ET2 | NG | IC | 2 |  | Industrial Non-CHP | N | Internal Combustion (PRMVR=IC)
EXCLUDE | IN | Caterpillar | 50935 | ET3 | DFO | IC | 2.5 |  | Industrial Non-CHP | N | Internal Combustion (PRMVR=IC)
EXCLUDE | IN | Caterpillar | 50935 | ET4 | NG | IC | 2.5 |  | Industrial Non-CHP | N | Internal Combustion (PRMVR=IC)
EXCLUDE | IN | Caterpillar | 50935 | R12 | DFO | IC | 0.4 |  | Industrial Non-CHP | N | Internal Combustion (PRMVR=IC)
EXCLUDE | WI | Winnebago County Landfill Gas | 50936 | EG1 | LFG | IC | 0.9 |  | IPP CHP | Y | Internal Combustion (PRMVR=IC)
EXCLUDE | WI | Winnebago County Landfill Gas | 50936 | EG2 | LFG | IC | 0.9 |  | IPP CHP | Y | Internal Combustion (PRMVR=IC)
EXCLUDE | WI | Winnebago County Landfill Gas | 50936 | EG3 | LFG | IC | 0.9 |  | IPP CHP | Y | Internal Combustion (PRMVR=IC)
EXCLUDE | WI | Winnebago County Landfill Gas | 50936 | EG4 | LFG | IC | 1 |  | IPP CHP | Y | Internal Combustion (PRMVR=IC)
EXCLUDE | WI | Winnebago County Landfill Gas | 50936 | EG5 | LFG | IC | 1.4 |  | IPP CHP | Y | Internal Combustion (PRMVR=IC)
EXCLUDE | WI | Winnebago County Landfill Gas | 50936 | EG6 | LFG | IC | 1.4 |  | IPP CHP | Y | Internal Combustion (PRMVR=IC)
EXCLUDE | MI | William Beaumont Hospital | 50937 | GENA | DFO | IC | 1.9 |  | Commercial Non-CHP | N | Internal Combustion (PRMVR=IC)
EXCLUDE | MI | William Beaumont Hospital | 50937 | GENB | DFO | IC | 1.9 |  | Commercial Non-CHP | N | Internal Combustion (PRMVR=IC)
EXCLUDE | UT | Lagoon Cogeneration Facility | 50942 | 1 | NG | IC | 1 |  | Commercial CHP | Y | Internal Combustion (PRMVR=IC)
EXCLUDE | UT | Lagoon Cogeneration Facility | 50942 | 2 | NG | IC | 1 |  | Commercial CHP | Y | Internal Combustion (PRMVR=IC)
EXCLUDE | UT | Lagoon Cogeneration Facility | 50942 | 3 | NG | IC | 1 |  | Commercial CHP | Y | Internal Combustion (PRMVR=IC)
EXCLUDE | CA | Wheelabrator Martell | 50950 | GEN1 | WDS | ST | 23 |  | Industrial CHP | Y | Non Fossil fuel type
EXCLUDE | IL | Saint Francis Hospital | 50952 | GEN1 | NG | IC | 0.8 |  | Commercial CHP | Y | Internal Combustion (PRMVR=IC)
EXCLUDE | IL | Saint Francis Hospital | 50952 | GEN2 | NG | IC | 0.8 |  | Commercial CHP | Y | Internal Combustion (PRMVR=IC)
EXCLUDE | CA | Naval Hospital Medical Center | 50963 | 1TG | NG | GT | 0.8 |  | Commercial CHP | Y | Simple Cycle Turbine (PRMVR=GT or OT) unit under 25MW
EXCLUDE | CA | Naval Hospital Medical Center | 50963 | 2TG | NG | GT | 0.8 |  | Commercial CHP | Y | Simple Cycle Turbine (PRMVR=GT or OT) unit under 25MW
EXCLUDE | CA | Naval Hospital Medical Center | 50963 | 3TG | NG | GT | 0.8 |  | Commercial CHP | Y | Simple Cycle Turbine (PRMVR=GT or OT) unit under 25MW
EXCLUDE | MO | MU Combined Heat and Power Plant | 50969 | DGT1 | DFO | IC | 2 |  | Commercial CHP | N | Internal Combustion (PRMVR=IC)
EXCLUDE | MO | MU Combined Heat and Power Plant | 50969 | GEN6 | DFO | IC | 0.5 |  | Commercial CHP | N | Internal Combustion (PRMVR=IC)
EXCLUDE | MO | MU Combined Heat and Power Plant | 50969 | GEN7 | DFO | IC | 1 |  | Commercial CHP | N | Internal Combustion (PRMVR=IC)
EXCLUDE | TX | Motiva Enterprises Port Arthur Refinery | 50973 | GN27 | NG | CC | 21.3 | 0 | Industrial CHP | Y | Combined Cycle (PRMVR=CC) unit under 25MW
EXCLUDE | CA | Solano County Cogen Plant | 50985 | 3163 | NG | IC | 1 |  | Commercial CHP | Y | Internal Combustion (PRMVR=IC)
EXCLUDE | CA | Solano County Cogen Plant | 50985 | 3164 | NG | IC | 0.4 |  | Commercial CHP | Y | Internal Combustion (PRMVR=IC)
EXCLUDE | CA | Solano County Cogen Plant | 50985 | 3165 | NG | IC | 1.4 |  | Commercial CHP | Y | Internal Combustion (PRMVR=IC)
EXCLUDE | IL | Ingersoll Milling Machine | 50989 | 0071 | NG | GT | 0.6 |  | Industrial CHP | Y | Simple Cycle Turbine (PRMVR=GT or OT) unit under 25MW
EXCLUDE | IL | Ingersoll Milling Machine | 50989 | 0072 | NG | GT | 0.6 |  | Industrial CHP | Y | Simple Cycle Turbine (PRMVR=GT or OT) unit under 25MW
EXCLUDE | IL | Ingersoll Milling Machine | 50989 | 0073 | NG | GT | 0.6 |  | Industrial CHP | Y | Simple Cycle Turbine (PRMVR=GT or OT) unit under 25MW
EXCLUDE | IL | Ingersoll Milling Machine | 50989 | 0074 | NG | GT | 0.6 |  | Industrial CHP | Y | Simple Cycle Turbine (PRMVR=GT or OT) unit under 25MW
EXCLUDE | IL | Ingersoll Milling Machine | 50989 | 0075 | NG | GT | 0.6 |  | Industrial CHP | Y | Simple Cycle Turbine (PRMVR=GT or OT) unit under 25MW
EXCLUDE | IL | Ingersoll Milling Machine | 50989 | 0076 | NG | GT | 0.8 |  | Industrial CHP | N | Simple Cycle Turbine (PRMVR=GT or OT) unit under 25MW
EXCLUDE | IL | Ingersoll Milling Machine | 50989 | 0077 | NG | GT | 0.8 |  | Industrial CHP | N | Simple Cycle Turbine (PRMVR=GT or OT) unit under 25MW
EXCLUDE | WI | Marathon Electric | 50990 | P1-1 | DFO | IC | 0.4 |  | Industrial Non-CHP | N | Internal Combustion (PRMVR=IC)
EXCLUDE | WI | Marathon Electric | 50990 | P1-2 | DFO | IC | 0.4 |  | Industrial Non-CHP | N | Internal Combustion (PRMVR=IC)
EXCLUDE | WI | Marathon Electric | 50990 | P2-3 | DFO | IC | 0.9 |  | Industrial Non-CHP | N | Internal Combustion (PRMVR=IC)
EXCLUDE | WI | Marathon Electric | 50990 | P2-4 | DFO | IC | 0.9 |  | Industrial Non-CHP | N | Internal Combustion (PRMVR=IC)
EXCLUDE | WI | Marathon Electric | 50990 | P3-5 | DFO | IC | 0.7 |  | Industrial Non-CHP | N | Internal Combustion (PRMVR=IC)
EXCLUDE | OR | Co-Gen II LLC | 50993 | GEN1 | WDS | ST | 7.5 |  | IPP CHP | Y | Non Fossil fuel type
EXCLUDE | NM | Gallup Refinery | 50997 | GEN1 | NG | GT | 3 |  | Industrial CHP | Y | Simple Cycle Turbine (PRMVR=GT or OT) unit under 25MW
EXCLUDE | NM | Gallup Refinery | 50997 | GEN2 | NG | GT | 3 |  | Industrial CHP | Y | Simple Cycle Turbine (PRMVR=GT or OT) unit under 25MW
EXCLUDE | NY | Hofstra University | 51035 | GEN1 | NG | IC | 1.1 |  | Commercial CHP | Y | Internal Combustion (PRMVR=IC)
EXCLUDE | NY | Hofstra University | 51035 | GEN2 | NG | IC | 1.1 |  | Commercial CHP | Y | Internal Combustion (PRMVR=IC)
EXCLUDE | LA | Plaquemine Operations | 52005 | GEN1 | NG | CC | 53 |  | Industrial CHP | Y | Status of operation (IP,L,P,T,or U) or Retired before 2012
EXCLUDE | LA | Plaquemine Operations | 52005 | GEN2 | NG | CC | 53 |  | Industrial CHP | Y | Status of operation (IP,L,P,T,or U) or Retired before 2012
EXCLUDE | LA | LaO Energy Systems | 52006 | GEN8 | NG | CC | 125 |  | Industrial CHP | Y | Status of operation (IP,L,P,T,or U) or Retired before 2012
EXCLUDE | HI | Puna Geothermal Venture I | 52028 | OEC31 | GEO | BT | 8 |  | IPP Non-CHP | N | Non Combustion (NUC, WAT, WND, GEO, or SUN)
EXCLUDE | HI | Puna Geothermal Venture I | 52028 | OEC32 | GEO | BT | 8 |  | IPP Non-CHP | N | Non Combustion (NUC, WAT, WND, GEO, or SUN)
EXCLUDE | LA | Alliance Refinery | 52031 | GEN1 | NG | OT | 6 |  | Industrial Non-CHP | N | Simple Cycle Turbine (PRMVR=GT or OT) unit under 25MW
EXCLUDE | LA | Alliance Refinery | 52031 | GEN2 | NG | ST | 19 |  | Industrial Non-CHP | N | Steam unit (PRMVR=ST) under 25MW/250 MMBtu/hr
EXCLUDE | VT | Moretown Generating Station | 52033 | 1 | WAT | HY | 1.2 |  | IPP Non-CHP | N | Non Combustion (NUC, WAT, WND, GEO, or SUN)
EXCLUDE | IL | Bunge Oil | 52034 | 1 | NG | GT | 3.5 |  | Industrial CHP | Y | Simple Cycle Turbine (PRMVR=GT or OT) unit under 25MW
EXCLUDE | VA | I 95 Municipal Landfill Phase I | 52051 | UNT1 | LFG | IC | 0.8 |  | IPP Non-CHP | N | Internal Combustion (PRMVR=IC)
EXCLUDE | VA | I 95 Municipal Landfill Phase I | 52051 | UNT2 | LFG | IC | 0.8 |  | IPP Non-CHP | N | Internal Combustion (PRMVR=IC)
EXCLUDE | VA | I 95 Municipal Landfill Phase I | 52051 | UNT3 | LFG | IC | 0.8 |  | IPP Non-CHP | N | Internal Combustion (PRMVR=IC)
EXCLUDE | VA | I 95 Municipal Landfill Phase I | 52051 | UNT4 | LFG | IC | 0.8 |  | IPP Non-CHP | N | Internal Combustion (PRMVR=IC)
EXCLUDE | NY | Herkimer | 52057 | 01 | WAT | HY | 0.4 |  | IPP Non-CHP | N | Non Combustion (NUC, WAT, WND, GEO, or SUN)
EXCLUDE | NY | Herkimer | 52057 | 02 | WAT | HY | 0.4 |  | IPP Non-CHP | N | Non Combustion (NUC, WAT, WND, GEO, or SUN)
EXCLUDE | NY | Herkimer | 52057 | 03 | WAT | HY | 0.4 |  | IPP Non-CHP | N | Non Combustion (NUC, WAT, WND, GEO, or SUN)
EXCLUDE | NY | Herkimer | 52057 | 04 | WAT | HY | 0.4 |  | IPP Non-CHP | N | Non Combustion (NUC, WAT, WND, GEO, or SUN)
EXCLUDE | NY | Herkimer | 52057 | 05 | WAT | HY | 0.4 |  | IPP Non-CHP | N | Non Combustion (NUC, WAT, WND, GEO, or SUN)
EXCLUDE | CT | Hartford Hospital Cogeneration | 52061 | GEN4 | NG | FC | 1.8 |  | Commercial CHP | N | Fuel Cell (PRMVR=FC)
EXCLUDE | TX | Sandow No 5 | 52071 | GEN1 | LIG | ST | 121 |  | Electric Utility/IPP Non-CHP | N | Status of operation (IP,L,P,T,or U) or Retired before 2012
EXCLUDE | TX | Sandow No 5 | 52071 | GEN2 | LIG | ST | 121 |  | Electric Utility/IPP Non-CHP | N | Status of operation (IP,L,P,T,or U) or Retired before 2012
EXCLUDE | TX | Sandow No 5 | 52071 | GEN3 | LIG | ST | 121 |  | Electric Utility/IPP Non-CHP | N | Status of operation (IP,L,P,T,or U) or Retired before 2012
EXCLUDE | CA | North Midway Cogen | 52078 | GEN7 | NG | GT | 3.5 |  | Industrial CHP | Y | Simple Cycle Turbine (PRMVR=GT or OT) unit under 25MW
EXCLUDE | CA | North Midway Cogen | 52078 | GEN8 | NG | GT | 3.5 |  | Industrial CHP | Y | Simple Cycle Turbine (PRMVR=GT or OT) unit under 25MW
EXCLUDE | CA | North Midway Cogen | 52078 | GEN9 | NG | GT | 3.5 |  | Industrial CHP | Y | Simple Cycle Turbine (PRMVR=GT or OT) unit under 25MW
EXCLUDE | CA | Coalinga 6C Cogen | 52083 | TG1 | NG | GT | 3.4 |  | Industrial CHP | Y | Simple Cycle Turbine (PRMVR=GT or OT) unit under 25MW
EXCLUDE | CA | Coalinga 6C Cogen | 52083 | TG2 | NG | GT | 3.4 |  | Industrial CHP | Y | Simple Cycle Turbine (PRMVR=GT or OT) unit under 25MW
EXCLUDE | MS | Pascagoula Cogen | 52084 | TG1 | OG | ST | 6 |  | Industrial CHP | Y | Steam unit (PRMVR=ST) under 25MW/250 MMBtu/hr
EXCLUDE | VA | Celanese Acetate LLC | 52089 | DEG1 | DFO | IC | 2.6 |  | Industrial CHP | Y | Internal Combustion (PRMVR=IC)
EXCLUDE | NY | New York Methodist Hospital | 52091 | 3A | NG | IC | 0.9 |  | IPP CHP | Y | Internal Combustion (PRMVR=IC)
EXCLUDE | NY | New York Methodist Hospital | 52091 | 4C | NG | IC | 0.9 |  | IPP CHP | Y | Internal Combustion (PRMVR=IC)
EXCLUDE | CA | Kern River Fee B Cogen | 52092 | GEN1 | NG | GT | 3.7 |  | Industrial CHP | Y | Simple Cycle Turbine (PRMVR=GT or OT) unit under 25MW
EXCLUDE | CA | Kern River Fee A Cogen | 52094 | GEN1 | NG | GT | 3.7 |  | Industrial CHP | Y | Simple Cycle Turbine (PRMVR=GT or OT) unit under 25MW
EXCLUDE | CA | Kern River Fee A Cogen | 52094 | GEN2 | NG | GT | 3.7 |  | Industrial CHP | Y | Simple Cycle Turbine (PRMVR=GT or OT) unit under 25MW
EXCLUDE | CA | Kern River Fee C Cogen | 52095 | GEN1 | NG | GT | 4.2 |  | Industrial CHP | Y | Simple Cycle Turbine (PRMVR=GT or OT) unit under 25MW
EXCLUDE | CA | Kern River Fee C Cogen | 52095 | GEN2 | NG | GT | 3.7 |  | Industrial CHP | Y | Simple Cycle Turbine (PRMVR=GT or OT) unit under 25MW
EXCLUDE | CA | Plant No 2 | 52099 | GEN1 | OBG | IC | 3 |  | Commercial CHP | Y | Internal Combustion (PRMVR=IC)
EXCLUDE | CA | Plant No 2 | 52099 | GEN2 | OBG | IC | 3 |  | Commercial CHP | Y | Internal Combustion (PRMVR=IC)
EXCLUDE | CA | Plant No 2 | 52099 | GEN3 | OBG | IC | 3 |  | Commercial CHP | Y | Internal Combustion (PRMVR=IC)
EXCLUDE | CA | Plant No 2 | 52099 | GEN4 | OBG | IC | 3 |  | Commercial CHP | Y | Internal Combustion (PRMVR=IC)
EXCLUDE | CA | Plant No 2 | 52099 | GEN5 | OBG | IC | 3 |  | Commercial CHP | Y | Internal Combustion (PRMVR=IC)
EXCLUDE | CA | Richmond Refinery TG800 | 52105 | GEN1 | OG | ST | 4 |  | Industrial CHP | Y | Steam unit (PRMVR=ST) under 25MW/250 MMBtu/hr
EXCLUDE | CA | Richmond Refinery TG800 | 52105 | GEN2 | OG | ST | 4 |  | Industrial CHP | Y | Steam unit (PRMVR=ST) under 25MW/250 MMBtu/hr
EXCLUDE | CA | Richmond Refinery TG800 | 52105 | GEN3 | OG | ST | 4 |  | Industrial CHP | Y | Steam unit (PRMVR=ST) under 25MW/250 MMBtu/hr
EXCLUDE | CA | Richmond Refinery TG800 | 52105 | GEN4 | OG | ST | 9 |  | Industrial CHP | Y | Steam unit (PRMVR=ST) under 25MW/250 MMBtu/hr
EXCLUDE | PA | Philadelphia Refinery | 52106 | GEN2 | OG | ST | 10 |  | Industrial CHP/Petroleum Refinery | Y | Steam unit (PRMVR=ST) under 25MW/250 MMBtu/hr
EXCLUDE | TX | Valero Energy Port Arthur Refinery | 52108 | GEN3 | NG | CC | 13.7 |  | Industrial CHP | Y | Combined Cycle (PRMVR=CC) unit under 25MW
EXCLUDE | CA | Richmond Cogen | 52109 | GEN3 | NG | GT | 43 |  | Industrial CHP | Y | Status of operation (IP,L,P,T,or U) or Retired before 2012
EXCLUDE | TX | Dow Chemical Texas Operation | 52120 | G-31 | NG | CC | 50 |  | Industrial CHP | Y | Status of operation (IP,L,P,T,or U) or Retired before 2012
EXCLUDE | TX | Dow Chemical Texas Operation | 52120 | G-32 | NG | CC | 50 |  | Industrial CHP | Y | Status of operation (IP,L,P,T,or U) or Retired before 2012
EXCLUDE | TX | Dow Chemical Texas Operation | 52120 | G-33 | NG | CC | 49 |  | Industrial CHP | Y | Status of operation (IP,L,P,T,or U) or Retired before 2012
EXCLUDE | TX | Dow Chemical Texas Operation | 52120 | G-35 | NG | CC | 119 |  | Industrial CHP | Y | Status of operation (IP,L,P,T,or U) or Retired before 2012
EXCLUDE | TX | Dow Chemical Texas Operation | 52120 | G-36 | NG | CC | 119 |  | Industrial CHP | Y | Status of operation (IP,L,P,T,or U) or Retired before 2012
EXCLUDE | TX | Dow Chemical Texas Operation | 52120 | G-41 | NG | CC | 50 |  | Industrial CHP | Y | Status of operation (IP,L,P,T,or U) or Retired before 2012
EXCLUDE | TX | Dow Chemical Texas Operation | 52120 | G-42 | NG | CC | 50 |  | Industrial CHP | Y | Status of operation (IP,L,P,T,or U) or Retired before 2012
EXCLUDE | TX | Dow Chemical Texas Operation | 52120 | G-45 | NG | CC | 119 |  | Industrial CHP | Y | Status of operation (IP,L,P,T,or U) or Retired before 2012
EXCLUDE | TX | Dow Chemical Texas Operation | 52120 | G-62 | NG | CC | 94.5 |  | Industrial CHP | Y | Status of operation (IP,L,P,T,or U) or Retired before 2012
EXCLUDE | WY | Elk Basin Gasoline Plant | 52127 | GEN3 | OG | ST | 0.5 |  | Industrial CHP | N | Steam unit (PRMVR=ST) under 25MW/250 MMBtu/hr
EXCLUDE | IN | Whiting Refinery | 52130 | 15TG | OG | ST | 5 |  | Industrial CHP | Y | Steam unit (PRMVR=ST) under 25MW/250 MMBtu/hr
EXCLUDE | IN | Whiting Refinery | 52130 | 17TG | OG | ST | 5 |  | Industrial CHP | Y | Steam unit (PRMVR=ST) under 25MW/250 MMBtu/hr
EXCLUDE | TX | Power Station 3 | 52131 | 307A | NG | CC | 22 |  | Industrial CHP | Y | Combined Cycle (PRMVR=CC) unit under 25MW
EXCLUDE | TX | Power Station 3 | 52131 | 307B | NG | CC | 22 |  | Industrial CHP | Y | Combined Cycle (PRMVR=CC) unit under 25MW
EXCLUDE | TX | Power Station 3 | 52131 | 307C | NG | CC | 15.6 |  | Industrial CHP | Y | Combined Cycle (PRMVR=CC) unit under 25MW
EXCLUDE | TX | Power Station 3 | 52131 | 307D | NG | CC | 22 |  | Industrial CHP | Y | Combined Cycle (PRMVR=CC) unit under 25MW
EXCLUDE | TX | Power Station 3 | 52131 | 307E | NG | CC | 15.6 |  | Industrial CHP | Y | Combined Cycle (PRMVR=CC) unit under 25MW
EXCLUDE | TX | Power Station 3 | 52131 | 307F | NG | CC | 20.7 |  | Industrial CHP | Y | Combined Cycle (PRMVR=CC) unit under 25MW
EXCLUDE | VA | Elkton | 52148 | GEN2 | DFO | IC | 0.9 |  | Industrial CHP | N | Internal Combustion (PRMVR=IC)
EXCLUDE | PA | West Point | 52149 | GEN1 | NG | ST | 3 |  | Industrial CHP | Y | Steam unit (PRMVR=ST) under 25MW/250 MMBtu/hr
EXCLUDE | PA | West Point | 52149 | GEN3 | DFO | IC | 2.5 |  | Industrial CHP | N | Internal Combustion (PRMVR=IC)
EXCLUDE | PA | West Point | 52149 | GEN4 | NG | IC | 1.7 |  | Industrial CHP | N | Internal Combustion (PRMVR=IC)
EXCLUDE | PA | West Point | 52149 | GEN5 | DFO | IC | 1.2 |  | Industrial CHP | N | Internal Combustion (PRMVR=IC)
EXCLUDE | PA | West Point | 52149 | GEN6 | DFO | IC | 1.2 |  | Industrial CHP | N | Internal Combustion (PRMVR=IC)
EXCLUDE | PA | West Point | 52149 | GEN7 | NG | IC | 0.7 |  | Industrial CHP | N | Internal Combustion (PRMVR=IC)
EXCLUDE | PA | West Point | 52149 | GEN8 | NG | IC | 1 |  | Industrial CHP | N | Internal Combustion (PRMVR=IC)
EXCLUDE | PA | West Point | 52149 | GEN9 | NG | IC | 1.3 |  | Industrial CHP | N | Internal Combustion (PRMVR=IC)
EXCLUDE | PA | West Point | 52149 | GN10 | NG | IC | 1.3 |  | Industrial CHP | N | Internal Combustion (PRMVR=IC)
EXCLUDE | PA | West Point | 52149 | GN11 | DFO | IC | 1 |  | Industrial CHP | N | Internal Combustion (PRMVR=IC)
EXCLUDE | NY | Riverbay | 52168 | GEN1 | RFO | ST | 6 |  | Commercial CHP | N | Steam unit (PRMVR=ST) under 25MW/250 MMBtu/hr
EXCLUDE | NY | Riverbay | 52168 | U0007 | DFO | IC | 1.7 |  | Commercial CHP | N | Internal Combustion (PRMVR=IC)
EXCLUDE | OK | Ponca City Refinery | 52188 | G1 | OG | ST | 4 |  | Industrial CHP | Y | Steam unit (PRMVR=ST) under 25MW/250 MMBtu/hr
EXCLUDE | OK | Ponca City Refinery | 52188 | G1A | OG | ST | 4 |  | Industrial CHP | Y | Steam unit (PRMVR=ST) under 25MW/250 MMBtu/hr
EXCLUDE | OK | Ponca City Refinery | 52188 | G2 | OG | ST | 4 |  | Industrial CHP | Y | Steam unit (PRMVR=ST) under 25MW/250 MMBtu/hr
EXCLUDE | OK | Ponca City Refinery | 52188 | G3 | NG | ST | 10 |  | Industrial CHP | Y | Steam unit (PRMVR=ST) under 25MW/250 MMBtu/hr
EXCLUDE | DE | Delaware City Plant | 52193 | FGTG | NG | GT | 1.2 |  | Industrial CHP | Y | Simple Cycle Turbine (PRMVR=GT or OT) unit under 25MW
EXCLUDE | CA | Otay | 52204 | OTA1 | LFG | IC | 1.8 |  | IPP Non-CHP | N | Internal Combustion (PRMVR=IC)
EXCLUDE | CA | Otay | 52204 | OTA2 | LFG | IC | 1.8 |  | IPP Non-CHP | N | Internal Combustion (PRMVR=IC)
EXCLUDE | CA | Otay | 52204 | OTA3 | LFG | IC | 3.3 |  | IPP Non-CHP | N | Internal Combustion (PRMVR=IC)
EXCLUDE | CA | Otay | 52204 | OTA5 | LFG | IC | 1.6 |  | IPP Non-CHP | N | Internal Combustion (PRMVR=IC)
EXCLUDE | CA | Otay | 52204 | OTA6 | LFG | IC | 1.6 |  | IPP Non-CHP | N | Internal Combustion (PRMVR=IC)
EXCLUDE | CA | MM West Covina | 54015 | GEN3 | LFG | GT | 4.9 |  | IPP Non-CHP | N | Non Fossil fuel type
EXCLUDE | IL | University of Illinois Cogen Facility | 54044 | GEN1 | NG | IC | 6.3 |  | Commercial CHP | Y | Internal Combustion (PRMVR=IC)
EXCLUDE | IL | University of Illinois Cogen Facility | 54044 | GEN2 | NG | IC | 6.3 |  | Commercial CHP | Y | Internal Combustion (PRMVR=IC)
EXCLUDE | IL | University of Illinois Cogen Facility | 54044 | GEN3 | NG | IC | 3.7 |  | Commercial CHP | Y | Internal Combustion (PRMVR=IC)
EXCLUDE | IL | University of Illinois Cogen Facility | 54044 | GEN4 | NG | IC | 3.7 |  | Commercial CHP | Y | Internal Combustion (PRMVR=IC)
EXCLUDE | IL | University of Illinois Cogen Facility | 54044 | RE1 | NG | IC | 5.5 |  | Commercial CHP | Y | Internal Combustion (PRMVR=IC)
EXCLUDE | IL | University of Illinois Cogen Facility | 54044 | RE2 | NG | IC | 5.5 |  | Commercial CHP | Y | Internal Combustion (PRMVR=IC)
EXCLUDE | IL | University of Illinois Cogen Facility | 54044 | RE3 | NG | IC | 5.5 |  | Commercial CHP | Y | Internal Combustion (PRMVR=IC)
EXCLUDE | VA | Wythe Park Power Petersburg Plant | 54045 | 1 | WO | IC | 3 |  | IPP CHP | Y | Internal Combustion (PRMVR=IC)
EXCLUDE | VA | Wythe Park Power 3 Richmond Plant | 54047 | EXIS | DFO | IC | 3 |  | IPP Non-CHP | N | Internal Combustion (PRMVR=IC)
EXCLUDE | WA | Glines Hydroelectric Project | 54050 | GEN1 | WAT | HY | 16.3 |  | Electric Utility | N | Non Combustion (NUC, WAT, WND, GEO, or SUN)
EXCLUDE | WA | Elwha Hydroelectric Project | 54051 | GEN1 | WAT | HY | 3 |  | Electric Utility | N | Non Combustion (NUC, WAT, WND, GEO, or SUN)
EXCLUDE | WA | Elwha Hydroelectric Project | 54051 | GEN2 | WAT | HY | 3 |  | Electric Utility | N | Non Combustion (NUC, WAT, WND, GEO, or SUN)
EXCLUDE | WA | Elwha Hydroelectric Project | 54051 | GEN3 | WAT | HY | 3.3 |  | Electric Utility | N | Non Combustion (NUC, WAT, WND, GEO, or SUN)
EXCLUDE | WA | Elwha Hydroelectric Project | 54051 | GEN4 | WAT | HY | 3.3 |  | Electric Utility | N | Non Combustion (NUC, WAT, WND, GEO, or SUN)
EXCLUDE | WI | Port Edwards Mill | 54103 | GEN4 | RFO | ST | 1.9 |  | Industrial CHP | Y | Steam unit (PRMVR=ST) under 25MW/250 MMBtu/hr
EXCLUDE | WI | Port Edwards Mill | 54103 | GEN7 | RFO | ST | 5 |  | Industrial CHP | Y | Steam unit (PRMVR=ST) under 25MW/250 MMBtu/hr
EXCLUDE | NY | Kennedy International Airport Cogen | 54114 | CT-3 | NG | GT | 50 |  | IPP CHP | Y | Status of operation (IP,L,P,T,or U) or Retired before 2012
EXCLUDE | CO | Hillcrest Pump Station | 54142 | GEN1 | WAT | HY | 2 |  | IPP Non-CHP | N | Non Combustion (NUC, WAT, WND, GEO, or SUN)
EXCLUDE | IA | Iowa State University | 54201 | 1 | BIT | ST | 3 |  | Commercial CHP | Y | Steam unit (PRMVR=ST) under 25MW/250 MMBtu/hr
EXCLUDE | ME | Upper Androscoggin | 54202 | 1 | WAT | HY | 0.7 |  | IPP Non-CHP | N | Non Combustion (NUC, WAT, WND, GEO, or SUN)
EXCLUDE | ME | Upper Androscoggin | 54202 | 2 | WAT | HY | 0.5 |  | IPP Non-CHP | N | Non Combustion (NUC, WAT, WND, GEO, or SUN)
EXCLUDE | ME | Upper Androscoggin | 54202 | 3 | WAT | HY | 0.4 |  | IPP Non-CHP | N | Non Combustion (NUC, WAT, WND, GEO, or SUN)
EXCLUDE | ND | American Crystal Sugar Drayton | 54213 | G1 | SUB | ST | 6 |  | Industrial CHP | Y | Steam unit (PRMVR=ST) under 25MW/250 MMBtu/hr
EXCLUDE | AL | U S Alliance Coosa Pines | 54216 | AOW1 | BIT | ST | 5 |  | Industrial CHP | Y | Steam unit (PRMVR=ST) under 25MW/250 MMBtu/hr
EXCLUDE | AL | U S Alliance Coosa Pines | 54216 | AOW2 | BIT | ST | 5 |  | Industrial CHP | Y | Steam unit (PRMVR=ST) under 25MW/250 MMBtu/hr
EXCLUDE | AL | U S Alliance Coosa Pines | 54216 | AOW3 | BIT | ST | 5 |  | Industrial CHP | Y | Steam unit (PRMVR=ST) under 25MW/250 MMBtu/hr
EXCLUDE | AL | U S Alliance Coosa Pines | 54216 | AOW4 | BIT | ST | 5 |  | Industrial CHP | Y | Steam unit (PRMVR=ST) under 25MW/250 MMBtu/hr
EXCLUDE | AL | U S Alliance Coosa Pines | 54216 | AOW5 | BIT | ST | 5 |  | Industrial CHP | Y | Steam unit (PRMVR=ST) under 25MW/250 MMBtu/hr
EXCLUDE | CA | Burney Mountain Power | 54219 | GEN1 | WDS | ST | 11.4 |  | IPP Non-CHP | N | Non Fossil fuel type
EXCLUDE | NM | Blanco Compressor Station | 54221 | 1 | NG | ST | 1.5 |  | Industrial Non-CHP | N | Steam unit (PRMVR=ST) under 25MW/250 MMBtu/hr
EXCLUDE | NM | Blanco Compressor Station | 54221 | 2 | NG | ST | 1.5 |  | Industrial Non-CHP | N | Steam unit (PRMVR=ST) under 25MW/250 MMBtu/hr
EXCLUDE | MN | Franklin Heating Station | 54224 | DG4 | DFO | IC | 2 |  | Commercial CHP | N | Internal Combustion (PRMVR=IC)
EXCLUDE | MN | Franklin Heating Station | 54224 | DG5 | DFO | IC | 2 |  | Commercial CHP | N | Internal Combustion (PRMVR=IC)
EXCLUDE | MN | Franklin Heating Station | 54224 | DG6 | NG | IC | 2.4 |  | Commercial CHP | N | Internal Combustion (PRMVR=IC)
EXCLUDE | MN | Franklin Heating Station | 54224 | DG7 | NG | IC | 2.4 |  | Commercial CHP | N | Internal Combustion (PRMVR=IC)
EXCLUDE | MN | Franklin Heating Station | 54224 | EG1 | DFO | IC | 2 |  | Commercial CHP | N | Internal Combustion (PRMVR=IC)
EXCLUDE | MN | Franklin Heating Station | 54224 | EG2 | DFO | IC | 2 |  | Commercial CHP | N | Internal Combustion (PRMVR=IC)
EXCLUDE | MN | Franklin Heating Station | 54224 | EG3 | DFO | IC | 2 |  | Commercial CHP | N | Internal Combustion (PRMVR=IC)
EXCLUDE | MA | Gillette SBMC | 54225 | DG | DFO | IC | 0.5 |  | Industrial CHP | N | Internal Combustion (PRMVR=IC)
EXCLUDE | MA | Gillette SBMC | 54225 | DG2 | DFO | IC | 0.5 |  | Industrial CHP | N | Internal Combustion (PRMVR=IC)
EXCLUDE | MA | Gillette SBMC | 54225 | DG3 | DFO | IC | 1 |  | Industrial CHP | N | Internal Combustion (PRMVR=IC)
EXCLUDE | MA | Gillette SBMC | 54225 | TG1 | NG | ST | 7.1 |  | Industrial CHP | Y | Steam unit (PRMVR=ST) under 25MW/250 MMBtu/hr
EXCLUDE | OH | Rittman Paperboard | 54235 | GEN1 | BIT | ST | 3 |  | Industrial CHP | Y | Steam unit (PRMVR=ST) under 25MW/250 MMBtu/hr
EXCLUDE | OH | Rittman Paperboard | 54235 | GEN2 | BIT | ST | 5 |  | Industrial CHP | Y | Steam unit (PRMVR=ST) under 25MW/250 MMBtu/hr
EXCLUDE | OH | Rittman Paperboard | 54235 | GEN3 | BIT | ST | 6 |  | Industrial CHP | Y | Steam unit (PRMVR=ST) under 25MW/250 MMBtu/hr
EXCLUDE | CT | Pfizer Groton Plant | 54236 | TG1 | NG | ST | 2.5 |  | Industrial CHP | Y | Steam unit (PRMVR=ST) under 25MW/250 MMBtu/hr
COALST | CA | Port of Stockton Energy Facility | 54238 | STG | BIT | ST | 54 |  | IPP CHP | Y
EXCLUDE | GA | Naval Submarine Base Kings Bay | 54239 | 3023 | DFO | IC | 2.5 |  | Commercial Non-CHP | N | Internal Combustion (PRMVR=IC)
EXCLUDE | GA | Naval Submarine Base Kings Bay | 54239 | 3024 | DFO | IC | 2.5 |  | Commercial Non-CHP | N | Internal Combustion (PRMVR=IC)
EXCLUDE | GA | Naval Submarine Base Kings Bay | 54239 | 3025 | DFO | IC | 2.5 |  | Commercial Non-CHP | N | Internal Combustion (PRMVR=IC)
EXCLUDE | GA | Naval Submarine Base Kings Bay | 54239 | 3027 | DFO | IC | 2.5 |  | Commercial Non-CHP | N | Internal Combustion (PRMVR=IC)
EXCLUDE | GA | Naval Submarine Base Kings Bay | 54239 | 3028 | DFO | IC | 2.5 |  | Commercial Non-CHP | N | Internal Combustion (PRMVR=IC)
EXCLUDE | GA | Naval Submarine Base Kings Bay | 54239 | 3029 | DFO | IC | 2.5 |  | Commercial Non-CHP | N | Internal Combustion (PRMVR=IC)
EXCLUDE | GA | Naval Submarine Base Kings Bay | 54239 | 5876 | DFO | IC | 2.5 |  | Commercial Non-CHP | N | Internal Combustion (PRMVR=IC)
EXCLUDE | GA | Naval Submarine Base Kings Bay | 54239 | 5877 | DFO | IC | 2.5 |  | Commercial Non-CHP | N | Internal Combustion (PRMVR=IC)
EXCLUDE | GA | Naval Submarine Base Kings Bay | 54239 | 5878 | DFO | IC | 2.5 |  | Commercial Non-CHP | N | Internal Combustion (PRMVR=IC)
EXCLUDE | GA | Naval Submarine Base Kings Bay | 54239 | 5879 | DFO | IC | 2.5 |  | Commercial Non-CHP | N | Internal Combustion (PRMVR=IC)
EXCLUDE | GA | Naval Submarine Base Kings Bay | 54239 | 5880 | DFO | IC | 2.5 |  | Commercial Non-CHP | N | Internal Combustion (PRMVR=IC)
EXCLUDE | GA | Naval Submarine Base Kings Bay | 54239 | 5881 | DFO | IC | 2.5 |  | Commercial Non-CHP | N | Internal Combustion (PRMVR=IC)
EXCLUDE | LA | Louisiana Tech University Power Plant | 54240 | TG1 | NG | ST | 2.5 |  | Commercial CHP | Y | Steam unit (PRMVR=ST) under 25MW/250 MMBtu/hr
EXCLUDE | LA | Louisiana Tech University Power Plant | 54240 | TG2 | NG | ST | 5 |  | Commercial CHP | Y | Steam unit (PRMVR=ST) under 25MW/250 MMBtu/hr
EXCLUDE | CA | Alvarado Hydro Facility | 54242 | AHF | WAT | HY | 2.1 |  | IPP Non-CHP | N | Non Combustion (NUC, WAT, WND, GEO, or SUN)
EXCLUDE | AZ | Nelson Plant Generators | 54245 | EXI1 | DFO | IC | 1.1 |  | Industrial Non-CHP | N | Internal Combustion (PRMVR=IC)
EXCLUDE | AZ | Nelson Plant Generators | 54245 | EXI2 | DFO | IC | 1.1 |  | Industrial Non-CHP | N | Internal Combustion (PRMVR=IC)
EXCLUDE | MN | Saint Marys Hospital Power Plant | 54262 | 5 | DFO | IC | 2.5 |  | Commercial CHP | N | Internal Combustion (PRMVR=IC)
EXCLUDE | MN | Saint Marys Hospital Power Plant | 54262 | 6 | NG | IC | 2.7 |  | Commercial CHP | N | Internal Combustion (PRMVR=IC)
EXCLUDE | MN | Saint Marys Hospital Power Plant | 54262 | 7 | DFO | IC | 2.5 |  | Commercial CHP | N | Internal Combustion (PRMVR=IC)
EXCLUDE | OH | Akron Recycle Energy Plant | 54265 | 1 | WDS | ST | 2 |  | Commercial CHP | Y | Non Fossil fuel type
EXCLUDE | OH | Akron Recycle Energy Plant | 54265 | 2 | WDS | ST | 2 |  | Commercial CHP | Y | Non Fossil fuel type
EXCLUDE | NC | Univ of NC Chapel Hill Cogen Facility | 54276 | ES001 | DFO | IC | 2 |  | Commercial CHP | N | Internal Combustion (PRMVR=IC)
EXCLUDE | NC | Univ of NC Chapel Hill Cogen Facility | 54276 | ES002 | DFO | IC | 2 |  | Commercial CHP | N | Internal Combustion (PRMVR=IC)
EXCLUDE | NC | Univ of NC Chapel Hill Cogen Facility | 54276 | TG4 | BIT | ST | 24 |  | Commercial CHP | Y | Steam unit (PRMVR=ST) under 25MW/250 MMBtu/hr
EXCLUDE | IN | Rolls Royce | 54286 | 63F5 | NG | GT | 2.5 |  | Industrial CHP | N | Simple Cycle Turbine (PRMVR=GT or OT) unit under 25MW
EXCLUDE | IN | Rolls Royce | 54286 | RIOT | NG | GT | 4 |  | Industrial CHP | N | Simple Cycle Turbine (PRMVR=GT or OT) unit under 25MW
EXCLUDE | IN | Rolls Royce | 54286 | RO9T | NG | GT | 4 |  | Industrial CHP | N | Simple Cycle Turbine (PRMVR=GT or OT) unit under 25MW
EXCLUDE | GA | Inforum | 54290 | BUG1 | DFO | IC | 1.3 |  | Commercial Non-CHP | N | Internal Combustion (PRMVR=IC)
EXCLUDE | MN | West Group Data Center | 54294 | 1 | DFO | IC | 2 |  | Commercial Non-CHP | N | Internal Combustion (PRMVR=IC)
EXCLUDE | MN | West Group Data Center | 54294 | 2 | DFO | IC | 2 |  | Commercial Non-CHP | N | Internal Combustion (PRMVR=IC)
EXCLUDE | MN | West Group Data Center | 54294 | 2178 | DFO | IC | 1.5 |  | Commercial Non-CHP | N | Internal Combustion (PRMVR=IC)
EXCLUDE | MN | West Group Data Center | 54294 | 2179 | DFO | IC | 1.5 |  | Commercial Non-CHP | N | Internal Combustion (PRMVR=IC)
EXCLUDE | MN | West Group Data Center | 54294 | 2180 | DFO | IC | 2 |  | Commercial Non-CHP | N | Internal Combustion (PRMVR=IC)
EXCLUDE | MN | West Group Data Center | 54294 | 3 | DFO | IC | 2 |  | Commercial Non-CHP | N | Internal Combustion (PRMVR=IC)
EXCLUDE | MN | West Group Data Center | 54294 | 4 | DFO | IC | 2 |  | Commercial Non-CHP | N | Internal Combustion (PRMVR=IC)
EXCLUDE | CA | Biola University | 54296 | EG1 | NG | IC | 0.6 |  | Commercial CHP | Y | Internal Combustion (PRMVR=IC)
EXCLUDE | CA | Biola University | 54296 | EG2 | NG | IC | 0.6 |  | Commercial CHP | Y | Internal Combustion (PRMVR=IC)
EXCLUDE | CA | Biola University | 54296 | EG3 | NG | IC | 1 |  | Commercial CHP | Y | Internal Combustion (PRMVR=IC)
EXCLUDE | CA | Coram Energy LLC | 54297 | SX15 | WND | WT | 1 |  | IPP Non-CHP | N | Non Combustion (NUC, WAT, WND, GEO, or SUN)
EXCLUDE | CA | Coram Energy LLC (ECT) | 54298 | SX1S | WND | WT | 3.3 |  | IPP Non-CHP | N | Non Combustion (NUC, WAT, WND, GEO, or SUN)
EXCLUDE | CA | Coram Energy LLC | 54299 | SX15 | WND | WT | 1.4 |  | IPP Non-CHP | N | Non Combustion (NUC, WAT, WND, GEO, or SUN)
EXCLUDE | AK | Westward Seafoods | 54305 | 2 | DFO | IC | 2.2 |  | Industrial CHP | Y | Internal Combustion (PRMVR=IC)
EXCLUDE | AK | Westward Seafoods | 54305 | 3 | DFO | IC | 2.2 |  | Industrial CHP | Y | Internal Combustion (PRMVR=IC)
EXCLUDE | AK | Westward Seafoods | 54305 | 4 | DFO | IC | 2.2 |  | Industrial CHP | Y | Internal Combustion (PRMVR=IC)
EXCLUDE | IL | Galesburg | 54310 | GEN1 | NG | IC | 1 |  | Industrial CHP | Y | Internal Combustion (PRMVR=IC)
EXCLUDE | IL | Galesburg | 54310 | GEN2 | NG | IC | 1 |  | Industrial CHP | Y | Internal Combustion (PRMVR=IC)
EXCLUDE | IL | Galesburg | 54310 | GEN3 | NG | IC | 1 |  | Industrial CHP | Y | Internal Combustion (PRMVR=IC)
EXCLUDE | AR | Archer Daniels Midland Little Rock | 54311 | GEN1 | NG | IC | 1 |  | Industrial CHP | Y | Internal Combustion (PRMVR=IC)
EXCLUDE | AR | Archer Daniels Midland Little Rock | 54311 | GEN2 | NG | IC | 1 |  | Industrial CHP | Y | Internal Combustion (PRMVR=IC)
EXCLUDE | AR | Archer Daniels Midland Little Rock | 54311 | GEN3 | NG | IC | 1 |  | Industrial CHP | Y | Internal Combustion (PRMVR=IC)
EXCLUDE | AR | Archer Daniels Midland Little Rock | 54311 | GEN4 | NG | IC | 1 |  | Industrial CHP | Y | Internal Combustion (PRMVR=IC)
EXCLUDE | IL | Archer Daniels Midland Taylorville | 54312 | GEN1 | NG | GT | 4.6 |  | Industrial CHP | Y | Simple Cycle Turbine (PRMVR=GT or OT) unit under 25MW
EXCLUDE | GA | CNN Center | 54323 | D4_1 | DFO | IC | 1.5 |  | Commercial Non-CHP | N | Internal Combustion (PRMVR=IC)
EXCLUDE | GA | CNN Center | 54323 | D4_2 | DFO | IC | 2 |  | Commercial Non-CHP | N | Internal Combustion (PRMVR=IC)
EXCLUDE | GA | CNN Center | 54323 | D4_3 | DFO | IC | 2 |  | Commercial Non-CHP | N | Internal Combustion (PRMVR=IC)
EXCLUDE | GA | CNN Center | 54323 | D5_1 | DFO | IC | 2 |  | Commercial Non-CHP | N | Internal Combustion (PRMVR=IC)
EXCLUDE | GA | CNN Center | 54323 | D5_2 | DFO | IC | 2 |  | Commercial Non-CHP | N | Internal Combustion (PRMVR=IC)
EXCLUDE | GA | CNN Center | 54323 | D5_3 | DFO | IC | 2 |  | Commercial Non-CHP | N | Internal Combustion (PRMVR=IC)
EXCLUDE | GA | CNN Center | 54323 | DK2 | DFO | IC | 1.5 |  | Commercial Non-CHP | N | Internal Combustion (PRMVR=IC)
EXCLUDE | CA | Toyon Power Station | 54327 | TOY1 | LFG | IC | 1.8 |  | IPP Non-CHP | N | Internal Combustion (PRMVR=IC)
EXCLUDE | CA | Toyon Power Station | 54327 | TOY2 | LFG | IC | 1.8 |  | IPP Non-CHP | N | Internal Combustion (PRMVR=IC)
EXCLUDE | CA | Toyon Power Station | 54327 | TOY3 | LFG | IC | 1.8 |  | IPP Non-CHP | N | Internal Combustion (PRMVR=IC)
EXCLUDE | CA | Toyon Power Station | 54327 | TOY4 | LFG | IC | 1.8 |  | IPP Non-CHP | N | Internal Combustion (PRMVR=IC)
EXCLUDE | CA | Toyon Power Station | 54327 | TOY5 | LFG | IC | 1.8 |  | IPP Non-CHP | N | Internal Combustion (PRMVR=IC)
EXCLUDE | CA | NRG Energy San Diego | 54337 | 0001 | NG | IC | 0.8 |  | IPP CHP | Y | Internal Combustion (PRMVR=IC)
EXCLUDE | CA | NRG Energy San Diego | 54337 | 0002 | NG | IC | 0.8 |  | IPP CHP | Y | Internal Combustion (PRMVR=IC)
EXCLUDE | TX | Rio Grande Valley Sugar Growers | 54338 | GENE | DFO | IC | 1.4 |  | Industrial CHP | N | Internal Combustion (PRMVR=IC)
EXCLUDE | MI | Four Mile Hydropower Project | 54341 | 5 | WAT | HY | 0.1 |  | IPP Non-CHP | N | Non Combustion (NUC, WAT, WND, GEO, or SUN)
EXCLUDE | MI | Ninth Street Hydropower Project | 54342 | 4 | WAT | HY | 0.4 |  | IPP Non-CHP | N | Non Combustion (NUC, WAT, WND, GEO, or SUN)
EXCLUDE | FL | Howard F Curren Advncd Wastewater Plant | 54347 | 1 | OBG | IC | 0.5 |  | Commercial CHP | Y | Internal Combustion (PRMVR=IC)
EXCLUDE | FL | Howard F Curren Advncd Wastewater Plant | 54347 | 2 | OBG | IC | 0.5 |  | Commercial CHP | Y | Internal Combustion (PRMVR=IC)
EXCLUDE | FL | Howard F Curren Advncd Wastewater Plant | 54347 | 3 | OBG | IC | 0.5 |  | Commercial CHP | Y | Internal Combustion (PRMVR=IC)
EXCLUDE | FL | Howard F Curren Advncd Wastewater Plant | 54347 | 4 | OBG | IC | 0.5 |  | Commercial CHP | Y | Internal Combustion (PRMVR=IC)
EXCLUDE | FL | Howard F Curren Advncd Wastewater Plant | 54347 | 5 | OBG | IC | 0.5 |  | Commercial CHP | Y | Internal Combustion (PRMVR=IC)
EXCLUDE | IL | PPG Industries Works 14 | 54360 | 1200 | DFO | IC | 1.2 |  | Industrial Non-CHP | N | Internal Combustion (PRMVR=IC)
EXCLUDE | IL | PPG Industries Works 14 | 54360 | PORT | DFO | IC | 0.7 |  | Industrial Non-CHP | N | Internal Combustion (PRMVR=IC)
EXCLUDE | IL | PPG Industries Works 14 | 54360 | TK1 | DFO | IC | 2 |  | Industrial Non-CHP | N | Internal Combustion (PRMVR=IC)
EXCLUDE | IL | PPG Industries Works 14 | 54360 | TK2 | DFO | IC | 2 |  | Industrial Non-CHP | N | Internal Combustion (PRMVR=IC)
EXCLUDE | NC | PPG Industries Shelby NC Works | 54363 | GEN2 | DFO | IC | 0.9 |  | Industrial Non-CHP | N | Internal Combustion (PRMVR=IC)
EXCLUDE | NC | PPG Industries Shelby NC Works | 54363 | GEN3 | DFO | IC | 0.9 |  | Industrial Non-CHP | N | Internal Combustion (PRMVR=IC)
EXCLUDE | NC | PPG Industries Shelby NC Works | 54363 | GEN4 | DFO | IC | 1.2 |  | Industrial Non-CHP | N | Internal Combustion (PRMVR=IC)
EXCLUDE | NC | PPG Industries Shelby NC Works | 54363 | GEN5 | DFO | IC | 1.2 |  | Industrial Non-CHP | N | Internal Combustion (PRMVR=IC)
EXCLUDE | TX | PPG Industries Works 4 | 54364 | L1G | DFO | IC | 2 |  | Industrial Non-CHP | N | Internal Combustion (PRMVR=IC)
EXCLUDE | TX | PPG Industries Works 4 | 54364 | L1PG | DFO | IC | 0.9 |  | Industrial Non-CHP | N | Internal Combustion (PRMVR=IC)
EXCLUDE | TX | PPG Industries Works 4 | 54364 | L2G | DFO | IC | 2 |  | Industrial Non-CHP | N | Internal Combustion (PRMVR=IC)
EXCLUDE | TX | PPG Industries Works 4 | 54364 | L2PG | DFO | IC | 1.1 |  | Industrial Non-CHP | N | Internal Combustion (PRMVR=IC)
EXCLUDE | MA | Southbridge Energy Center LLC | 54373 | AO1 | NG | ST | 5 |  | Industrial CHP | Y | Steam unit (PRMVR=ST) under 25MW/250 MMBtu/hr
EXCLUDE | MA | Southbridge Energy Center LLC | 54373 | AO2 | NG | ST | 3 |  | Industrial CHP | Y | Steam unit (PRMVR=ST) under 25MW/250 MMBtu/hr
EXCLUDE | MA | Southbridge Energy Center LLC | 54373 | ENG1 | NG | IC | 1.3 |  | Industrial CHP | Y | Internal Combustion (PRMVR=IC)
EXCLUDE | MA | Southbridge Energy Center LLC | 54373 | ENG2 | NG | IC | 1.3 |  | Industrial CHP | Y | Internal Combustion (PRMVR=IC)
EXCLUDE | MA | Southbridge Energy Center LLC | 54373 | ENG3 | NG | IC | 1.3 |  | Industrial CHP | Y | Internal Combustion (PRMVR=IC)
EXCLUDE | MA | Southbridge Energy Center LLC | 54373 | ENG4 | NG | IC | 1.3 |  | Industrial CHP | Y | Internal Combustion (PRMVR=IC)
EXCLUDE | MA | Southbridge Energy Center LLC | 54373 | ENG5 | NG | IC | 1.3 |  | Industrial CHP | Y | Internal Combustion (PRMVR=IC)
EXCLUDE | WY | Sinclair Oil Refinery | 54374 | 2002 | NG | IC | 1.3 |  | Industrial CHP | N | Internal Combustion (PRMVR=IC)
EXCLUDE | WY | Sinclair Oil Refinery | 54374 | 2004 | NG | IC | 1.3 |  | Industrial CHP | N | Internal Combustion (PRMVR=IC)
EXCLUDE | WY | Sinclair Oil Refinery | 54374 | 2006 | NG | IC | 1.3 |  | Industrial CHP | N | Internal Combustion (PRMVR=IC)
EXCLUDE | WY | Sinclair Oil Refinery | 54374 | 2008 | NG | IC | 1.3 |  | Industrial CHP | N | Internal Combustion (PRMVR=IC)
EXCLUDE | WY | Sinclair Oil Refinery | 54374 | NO5 | DFO | IC | 1.1 |  | Industrial CHP | N | Internal Combustion (PRMVR=IC)
EXCLUDE | HI | Kamaoa Wind Farm | 54390 | GEN1 | WND | WT | 9.2 |  | IPP Non-CHP | N | Non Combustion (NUC, WAT, WND, GEO, or SUN)
EXCLUDE | NY | Alice Falls Hydro Project | 54391 | 1 | WAT | HY | 1.5 |  | IPP Non-CHP | N | Non Combustion (NUC, WAT, WND, GEO, or SUN)
EXCLUDE | NY | Alice Falls Hydro Project | 54391 | 2 | WAT | HY | 0.6 |  | IPP Non-CHP | N | Non Combustion (NUC, WAT, WND, GEO, or SUN)
EXCLUDE | GA | BJ Gas Recovery | 54392 | GEN1 | LFG | IC | 0.8 |  | IPP Non-CHP | N | Internal Combustion (PRMVR=IC)
EXCLUDE | GA | BJ Gas Recovery | 54392 | GEN2 | LFG | IC | 0.8 |  | IPP Non-CHP | N | Internal Combustion (PRMVR=IC)
EXCLUDE | GA | BJ Gas Recovery | 54392 | GEN3 | LFG | IC | 0.8 |  | IPP Non-CHP | N | Internal Combustion (PRMVR=IC)
EXCLUDE | WI | Capitol Heat and Power | 54406 | 1 | NG | ST | 1.5 |  | Commercial CHP | Y | Steam unit (PRMVR=ST) under 25MW/250 MMBtu/hr
EXCLUDE | WI | Capitol Heat and Power | 54406 | 2 | NG | ST | 1.5 |  | Commercial CHP | Y | Steam unit (PRMVR=ST) under 25MW/250 MMBtu/hr
EXCLUDE | WI | Capitol Heat and Power | 54406 | P31 | DFO | IC | 1 |  | Commercial CHP | N | Internal Combustion (PRMVR=IC)
EXCLUDE | WI | Capitol Heat and Power | 54406 | P32 | DFO | IC | 1 |  | Commercial CHP | N | Internal Combustion (PRMVR=IC)
EXCLUDE | WI | Waupun Correctional Central Heating Plt | 54407 | 3 | DFO | IC | 0.8 |  | Commercial CHP | N | Internal Combustion (PRMVR=IC)
EXCLUDE | WI | Waupun Correctional Central Heating Plt | 54407 | 4 | DFO | IC | 1.5 |  | Commercial CHP | N | Internal Combustion (PRMVR=IC)
EXCLUDE | WI | UW Madison Charter Street Plant | 54408 | 2 | WDS | ST | 22 |  | Commercial CHP | Y | Non Fossil fuel type
EXCLUDE | IA | John Deere Dubuque Works | 54414 | GE10 | DFO | IC | 1.5 |  | Industrial CHP | N | Internal Combustion (PRMVR=IC)
EXCLUDE | IA | John Deere Dubuque Works | 54414 | GEN2 | BIT | ST | 3.5 |  | Industrial CHP | Y | Steam unit (PRMVR=ST) under 25MW/250 MMBtu/hr
EXCLUDE | IA | John Deere Dubuque Works | 54414 | GEN3 | BIT | ST | 3 |  | Industrial CHP | Y | Steam unit (PRMVR=ST) under 25MW/250 MMBtu/hr
EXCLUDE | IA | John Deere Dubuque Works | 54414 | GEN4 | BIT | ST | 7.5 |  | Industrial CHP | Y | Steam unit (PRMVR=ST) under 25MW/250 MMBtu/hr
EXCLUDE | IA | John Deere Dubuque Works | 54414 | GEN5 | DFO | IC | 1.5 |  | Industrial CHP | N | Internal Combustion (PRMVR=IC)
EXCLUDE | IA | John Deere Dubuque Works | 54414 | GEN6 | DFO | IC | 1.5 |  | Industrial CHP | N | Internal Combustion (PRMVR=IC)
EXCLUDE | IA | John Deere Dubuque Works | 54414 | GEN7 | DFO | IC | 1.5 |  | Industrial CHP | N | Internal Combustion (PRMVR=IC)
EXCLUDE | IA | John Deere Dubuque Works | 54414 | GEN8 | DFO | IC | 1.5 |  | Industrial CHP | N | Internal Combustion (PRMVR=IC)
EXCLUDE | IA | John Deere Dubuque Works | 54414 | GEN9 | DFO | IC | 1.5 |  | Industrial CHP | N | Internal Combustion (PRMVR=IC)
EXCLUDE | AK | Unisea G 2 | 54422 | CAT1 | DFO | IC | 0.8 |  | Industrial Non-CHP | N | Internal Combustion (PRMVR=IC)
EXCLUDE | AK | Unisea G 2 | 54422 | CAT2 | DFO | IC | 0.9 |  | Industrial Non-CHP | N | Internal Combustion (PRMVR=IC)
EXCLUDE | AK | Unisea G 2 | 54422 | CAT4 | DFO | IC | 1 |  | Industrial Non-CHP | N | Internal Combustion (PRMVR=IC)
EXCLUDE | AK | Unisea G 2 | 54422 | CAT5 | DFO | IC | 1 |  | Industrial Non-CHP | N | Internal Combustion (PRMVR=IC)
EXCLUDE | AK | Unisea G 2 | 54422 | GEN1 | DFO | IC | 2.5 |  | Industrial Non-CHP | N | Internal Combustion (PRMVR=IC)
EXCLUDE | AK | Unisea G 2 | 54422 | GEN2 | DFO | IC | 2.6 |  | Industrial Non-CHP | N | Internal Combustion (PRMVR=IC)
EXCLUDE | AK | Unisea G 2 | 54422 | GEN3 | DFO | IC | 2.7 |  | Industrial Non-CHP | N | Internal Combustion (PRMVR=IC)
EXCLUDE | AK | Unisea G 2 | 54422 | GEN4 | DFO | IC | 2.5 |  | Industrial Non-CHP | N | Internal Combustion (PRMVR=IC)
EXCLUDE | AK | Unisea G 2 | 54422 | GEN5 | DFO | IC | 2.7 |  | Industrial Non-CHP | N | Internal Combustion (PRMVR=IC)
EXCLUDE | AK | Unisea G 2 | 54422 | GEN6 | DFO | IC | 2.5 |  | Industrial Non-CHP | N | Internal Combustion (PRMVR=IC)
EXCLUDE | FL | Pasco Cogen Ltd | 54424 | EDG1 | DFO | IC | 1.2 |  | IPP CHP | Y | Internal Combustion (PRMVR=IC)
EXCLUDE | FL | Pasco Cogen Ltd | 54424 | EDG2 | DFO | IC | 1.2 |  | IPP CHP | Y | Internal Combustion (PRMVR=IC)
EXCLUDE | FL | Jackson Mill | 54430 | GEN1 | NG | ST | 43.5 |  | Industrial Non-CHP | N | Status of operation (IP,L,P,T,or U) or Retired before 2012
EXCLUDE | CA | Los Angeles Refinery Wilmington | 54451 | G1 | NG | OT | 10 |  | Industrial CHP | N | Simple Cycle Turbine (PRMVR=GT or OT) unit under 25MW
EXCLUDE | AK | Agrium Kenai Nitrogen Operations | 54452 | 644A | NG | IC | 1.3 |  | Industrial CHP | N | Internal Combustion (PRMVR=IC)
EXCLUDE | AK | Agrium Kenai Nitrogen Operations | 54452 | 644B | NG | IC | 1.3 |  | Industrial CHP | N | Internal Combustion (PRMVR=IC)
EXCLUDE | AK | Agrium Kenai Nitrogen Operations | 54452 | 644C | NG | IC | 1.3 |  | Industrial CHP | N | Internal Combustion (PRMVR=IC)
EXCLUDE | AK | Agrium Kenai Nitrogen Operations | 54452 | 644D | NG | IC | 1.3 |  | Industrial CHP | N | Internal Combustion (PRMVR=IC)
EXCLUDE | AK | Agrium Kenai Nitrogen Operations | 54452 | 644E | NG | IC | 1.3 |  | Industrial CHP | N | Internal Combustion (PRMVR=IC)
EXCLUDE | AK | Agrium Kenai Nitrogen Operations | 54452 | 644F | NG | IC | 1.3 |  | Industrial CHP | N | Internal Combustion (PRMVR=IC)
EXCLUDE | AK | Agrium Kenai Nitrogen Operations | 54452 | 644G | NG | IC | 1.3 |  | Industrial CHP | N | Internal Combustion (PRMVR=IC)
EXCLUDE | AK | Agrium Kenai Nitrogen Operations | 54452 | 744A | NG | GT | 2.5 |  | Industrial CHP | Y | Simple Cycle Turbine (PRMVR=GT or OT) unit under 25MW
EXCLUDE | AK | Agrium Kenai Nitrogen Operations | 54452 | 744B | NG | GT | 2.5 |  | Industrial CHP | Y | Simple Cycle Turbine (PRMVR=GT or OT) unit under 25MW
EXCLUDE | AK | Agrium Kenai Nitrogen Operations | 54452 | 744C | NG | GT | 2.5 |  | Industrial CHP | Y | Simple Cycle Turbine (PRMVR=GT or OT) unit under 25MW
EXCLUDE | AK | Agrium Kenai Nitrogen Operations | 54452 | 744D | NG | GT | 2.5 |  | Industrial CHP | Y | Simple Cycle Turbine (PRMVR=GT or OT) unit under 25MW
EXCLUDE | AK | Agrium Kenai Nitrogen Operations | 54452 | 744E | NG | GT | 2.5 |  | Industrial CHP | Y | Simple Cycle Turbine (PRMVR=GT or OT) unit under 25MW
EXCLUDE | CA | San Gorgonio Windplant WPP1993 | 54454 | GEN3 | WND | WT | 34.5 |  | IPP Non-CHP | N | Non Combustion (NUC, WAT, WND, GEO, or SUN)
EXCLUDE | GA | Hewlett Packard Alpharetta | 54457 | ALF1 | DFO | IC | 1 |  | Commercial Non-CHP | N | Internal Combustion (PRMVR=IC)
EXCLUDE | GA | Hewlett Packard Alpharetta | 54457 | ALF2 | DFO | IC | 1 |  | Commercial Non-CHP | N | Internal Combustion (PRMVR=IC)
EXCLUDE | GA | Hewlett Packard Alpharetta | 54457 | ALF3 | DFO | IC | 1 |  | Commercial Non-CHP | N | Internal Combustion (PRMVR=IC)
EXCLUDE | GA | Hewlett Packard Alpharetta | 54457 | ALF4 | DFO | IC | 1 |  | Commercial Non-CHP | N | Internal Combustion (PRMVR=IC)
EXCLUDE | GA | Hewlett Packard Alpharetta | 54457 | ALF5 | DFO | IC | 1 |  | Commercial Non-CHP | N | Internal Combustion (PRMVR=IC)
EXCLUDE | GA | Hewlett Packard Alpharetta | 54457 | B1GN1 | DFO | IC | 1.5 |  | Commercial Non-CHP | N | Internal Combustion (PRMVR=IC)
EXCLUDE | GA | Hewlett Packard Alpharetta | 54457 | B1GN2 | DFO | IC | 1.5 |  | Commercial Non-CHP | N | Internal Combustion (PRMVR=IC)
EXCLUDE | TX | Benedum Plant | 54458 | BG3A | NG | IC | 1 |  | Industrial Non-CHP | N | Internal Combustion (PRMVR=IC)
EXCLUDE | TX | Benedum Plant | 54458 | BG6 | NG | IC | 1 |  | Industrial Non-CHP | N | Internal Combustion (PRMVR=IC)
EXCLUDE | TX | Midkiff Plant | 54459 | 1 | NG | IC | 1.2 |  | Industrial Non-CHP | N | Internal Combustion (PRMVR=IC)
EXCLUDE | TX | Midkiff Plant | 54459 | 2 | NG | IC | 1.2 |  | Industrial Non-CHP | N | Internal Combustion (PRMVR=IC)
EXCLUDE | TX | Midkiff Plant | 54459 | 3 | NG | IC | 1.2 |  | Industrial Non-CHP | N | Internal Combustion (PRMVR=IC)
EXCLUDE | GA | Riverwood International Macon Mill | 54464 | 0001 | BLQ | ST | 7.5 |  | Industrial CHP | Y | Steam unit (PRMVR=ST) under 25MW/250 MMBtu/hr
EXCLUDE | GA | Riverwood International Macon Mill | 54464 | 0002 | BLQ | ST | 5 |  | Industrial CHP | Y | Steam unit (PRMVR=ST) under 25MW/250 MMBtu/hr
EXCLUDE | GA | Riverwood International Macon Mill | 54464 | 0003 | BLQ | ST | 5 |  | Industrial CHP | Y | Steam unit (PRMVR=ST) under 25MW/250 MMBtu/hr
EXCLUDE | GA | Riverwood International Macon Mill | 54464 | 0004 | BLQ | ST | 15.9 |  | Industrial CHP | Y | Steam unit (PRMVR=ST) under 25MW/250 MMBtu/hr
EXCLUDE | GA | Riverwood International Macon Mill | 54464 | 0005 | WDS | ST | 40 |  | Industrial CHP | Y | Non Fossil fuel type
EXCLUDE | CA | Mt Lassen Power | 54468 | GEN1 | WDS | ST | 11.4 |  | IPP Non-CHP | N | Non Fossil fuel type
EXCLUDE | CA | Oroville Cogeneration LP | 54477 | GEN1 | NG | IC | 1.1 |  | IPP CHP | Y | Internal Combustion (PRMVR=IC)
EXCLUDE | CA | Oroville Cogeneration LP | 54477 | GEN2 | NG | IC | 1.1 |  | IPP CHP | Y | Internal Combustion (PRMVR=IC)
EXCLUDE | CA | Oroville Cogeneration LP | 54477 | GEN3 | NG | IC | 1.1 |  | IPP CHP | Y | Internal Combustion (PRMVR=IC)
EXCLUDE | CA | Oroville Cogeneration LP | 54477 | GEN4 | NG | IC | 1.1 |  | IPP CHP | Y | Internal Combustion (PRMVR=IC)
EXCLUDE | CA | Oroville Cogeneration LP | 54477 | GEN5 | NG | IC | 1.1 |  | IPP CHP | Y | Internal Combustion (PRMVR=IC)
EXCLUDE | CA | Oroville Cogeneration LP | 54477 | GEN6 | NG | IC | 1.1 |  | IPP CHP | Y | Internal Combustion (PRMVR=IC)
EXCLUDE | CA | Oroville Cogeneration LP | 54477 | GEN7 | NG | IC | 1.1 |  | IPP CHP | Y | Internal Combustion (PRMVR=IC)
EXCLUDE | IL | Rock-Tenn | 54513 | E-1 | NG | IC | 0.7 |  | Industrial Non-CHP | N | Internal Combustion (PRMVR=IC)
EXCLUDE | IL | Rock-Tenn | 54513 | E2-A | NG | IC | 0.7 |  | Industrial Non-CHP | N | Internal Combustion (PRMVR=IC)
EXCLUDE | IL | Rock-Tenn | 54513 | E2-B | NG | IC | 0.7 |  | Industrial Non-CHP | N | Internal Combustion (PRMVR=IC)
EXCLUDE | IL | Rock-Tenn | 54513 | E3 | NG | IC | 0.8 |  | Industrial Non-CHP | N | Internal Combustion (PRMVR=IC)
EXCLUDE | NH | Crotched Mountain Rehabilitation Center | 54515 | GEN1 | DFO | IC | 0.7 |  | Commercial CHP | Y | Internal Combustion (PRMVR=IC)
EXCLUDE | NH | Crotched Mountain Rehabilitation Center | 54515 | GEN2 | DFO | IC | 0.7 |  | Commercial CHP | Y | Internal Combustion (PRMVR=IC)
EXCLUDE | NH | Crotched Mountain Rehabilitation Center | 54515 | GEN3 | DFO | IC | 0.7 |  | Commercial CHP | Y | Internal Combustion (PRMVR=IC)
EXCLUDE | LA | Formosa Plastics | 54518 | GT1 | NG | GT | 38.2 |  | Industrial CHP | Y | Status of operation (IP,L,P,T,or U) or Retired before 2012
EXCLUDE | TX | Village Creek Wastewater Treatment Plant | 54520 | 3 | OBG | IC | 1.1 |  | Commercial Non-CHP | N | Internal Combustion (PRMVR=IC)
EXCLUDE | TX | Village Creek Wastewater Treatment Plant | 54520 | SD2 | NG | IC | 0.9 |  | Commercial Non-CHP | N | Internal Combustion (PRMVR=IC)
EXCLUDE | TX | Village Creek Wastewater Treatment Plant | 54520 | SDI | NG | IC | 0.9 |  | Commercial Non-CHP | N | Internal Combustion (PRMVR=IC)
EXCLUDE | IL | Hoffer Plastics | 54523 | GEN1 | NG | IC | 0.8 |  | Industrial Non-CHP | N | Internal Combustion (PRMVR=IC)
EXCLUDE | IL | Hoffer Plastics | 54523 | GEN2 | NG | IC | 0.8 |  | Industrial Non-CHP | N | Internal Combustion (PRMVR=IC)
EXCLUDE | IL | Hoffer Plastics | 54523 | GEN3 | NG | IC | 0.8 |  | Industrial Non-CHP | N | Internal Combustion (PRMVR=IC)
EXCLUDE | IL | Hoffer Plastics | 54523 | GEN4 | NG | IC | 0.8 |  | Industrial Non-CHP | N | Internal Combustion (PRMVR=IC)
EXCLUDE | IL | Hoffer Plastics | 54523 | GEN5 | NG | IC | 0.8 |  | Industrial Non-CHP | N | Internal Combustion (PRMVR=IC)
EXCLUDE | IL | Hoffer Plastics | 54523 | GEN6 | NG | IC | 0.8 |  | Industrial Non-CHP | N | Internal Combustion (PRMVR=IC)
EXCLUDE | IL | Hoffer Plastics | 54523 | GEN7 | NG | IC | 0.8 |  | Industrial Non-CHP | N | Internal Combustion (PRMVR=IC)
EXCLUDE | IL | Hoffer Plastics | 54523 | GEN8 | NG | IC | 0.8 |  | Industrial Non-CHP | N | Internal Combustion (PRMVR=IC)
EXCLUDE | IL | Hoffer Plastics | 54523 | GEN9 | NG | IC | 0.8 |  | Industrial Non-CHP | N | Internal Combustion (PRMVR=IC)
EXCLUDE | FL | St Josephs Hospital | 54534 | 0001 | NG | IC | 1.7 |  | Commercial CHP | Y | Internal Combustion (PRMVR=IC)
EXCLUDE | FL | St Vincents Medical Center | 54535 | 6805 | NG | GT | 1.3 |  | Commercial CHP | Y | Simple Cycle Turbine (PRMVR=GT or OT) unit under 25MW
EXCLUDE | MI | Sumpter Energy Associates | 54536 | 0201 | LFG | IC | 0.8 |  | IPP Non-CHP | N | Internal Combustion (PRMVR=IC)
EXCLUDE | MI | Sumpter Energy Associates | 54536 | 0202 | LFG | IC | 0.8 |  | IPP Non-CHP | N | Internal Combustion (PRMVR=IC)
EXCLUDE | MI | Sumpter Energy Associates | 54536 | 0203 | LFG | IC | 0.8 |  | IPP Non-CHP | N | Internal Combustion (PRMVR=IC)
EXCLUDE | MI | Sumpter Energy Associates | 54536 | 0204 | LFG | IC | 0.8 |  | IPP Non-CHP | N | Internal Combustion (PRMVR=IC)
EXCLUDE | MI | Sumpter Energy Associates | 54536 | 0205 | LFG | IC | 0.8 |  | IPP Non-CHP | N | Internal Combustion (PRMVR=IC)
EXCLUDE | MI | Sumpter Energy Associates | 54536 | 0386 | LFG | IC | 0.8 |  | IPP Non-CHP | N | Internal Combustion (PRMVR=IC)
EXCLUDE | MI | Sumpter Energy Associates | 54536 | 0388 | LFG | IC | 0.8 |  | IPP Non-CHP | N | Internal Combustion (PRMVR=IC)
EXCLUDE | MI | Sumpter Energy Associates | 54536 | 0389 | LFG | IC | 0.8 |  | IPP Non-CHP | N | Internal Combustion (PRMVR=IC)
EXCLUDE | MI | Sumpter Energy Associates | 54536 | 0392 | LFG | IC | 0.8 |  | IPP Non-CHP | N | Internal Combustion (PRMVR=IC)
EXCLUDE | MI | Sumpter Energy Associates | 54536 | 0435 | LFG | IC | 0.8 |  | IPP Non-CHP | N | Internal Combustion (PRMVR=IC)
EXCLUDE | MI | Sumpter Energy Associates | 54536 | 0437 | LFG | IC | 0.8 |  | IPP Non-CHP | N | Internal Combustion (PRMVR=IC)
EXCLUDE | MI | Sumpter Energy Associates | 54536 | 0440 | LFG | IC | 0.8 |  | IPP Non-CHP | N | Internal Combustion (PRMVR=IC)
EXCLUDE | MI | Sumpter Energy Associates | 54536 | 0447 | LFG | IC | 0.8 |  | IPP Non-CHP | N | Internal Combustion (PRMVR=IC)
EXCLUDE | MI | Sumpter Energy Associates | 54536 | 0464 | LFG | IC | 0.8 |  | IPP Non-CHP | N | Internal Combustion (PRMVR=IC)
EXCLUDE | MI | Sumpter Energy Associates | 54536 | 0467 | LFG | IC | 0.8 |  | IPP Non-CHP | N | Internal Combustion (PRMVR=IC)
EXCLUDE | MI | Venice Resources Gas Recovery | 54539 | GEN1 | LFG | IC | 0.8 |  | IPP Non-CHP | N | Internal Combustion (PRMVR=IC)
EXCLUDE | MI | Venice Resources Gas Recovery | 54539 | GEN2 | LFG | IC | 0.8 |  | IPP Non-CHP | N | Internal Combustion (PRMVR=IC)
EXCLUDE | IL | Wells Manufacturing Dura Bar Division | 54540 | 1A | NG | IC | 1 |  | Industrial Non-CHP | N | Internal Combustion (PRMVR=IC)
EXCLUDE | IL | Wells Manufacturing Dura Bar Division | 54540 | 1B | NG | IC | 1 |  | Industrial Non-CHP | N | Internal Combustion (PRMVR=IC)
EXCLUDE | IL | Wells Manufacturing Dura Bar Division | 54540 | 2A | NG | IC | 1 |  | Industrial Non-CHP | N | Internal Combustion (PRMVR=IC)
EXCLUDE | IL | Wells Manufacturing Dura Bar Division | 54540 | 2B | NG | IC | 1 |  | Industrial Non-CHP | N | Internal Combustion (PRMVR=IC)
EXCLUDE | IL | Wells Manufacturing Dura Bar Division | 54540 | 3A | NG | IC | 1 |  | Industrial Non-CHP | N | Internal Combustion (PRMVR=IC)
EXCLUDE | IL | Wells Manufacturing Dura Bar Division | 54540 | 3B | NG | IC | 1 |  | Industrial Non-CHP | N | Internal Combustion (PRMVR=IC)
EXCLUDE | NY | Entenmanns Energy Center | 54541 | 1 | NG | IC | 1.3 |  | IPP CHP | Y | Internal Combustion (PRMVR=IC)
EXCLUDE | NY | Entenmanns Energy Center | 54541 | 2 | NG | IC | 1.3 |  | IPP CHP | Y | Internal Combustion (PRMVR=IC)
EXCLUDE | NY | Entenmanns Energy Center | 54541 | 3 | NG | IC | 1.3 |  | IPP CHP | Y | Internal Combustion (PRMVR=IC)
EXCLUDE | NY | Entenmanns Energy Center | 54541 | 4 | DFO | IC | 1.3 |  | IPP CHP | Y | Internal Combustion (PRMVR=IC)
EXCLUDE | MI | Granger Electric Generating Station #1 | 54549 | 1-1 | LFG | IC | 0.8 |  | IPP Non-CHP | N | Internal Combustion (PRMVR=IC)
EXCLUDE | MI | Granger Electric Generating Station #1 | 54549 | 1-2 | LFG | IC | 0.8 |  | IPP Non-CHP | N | Internal Combustion (PRMVR=IC)
EXCLUDE | MI | Granger Electric Generating Station #1 | 54549 | 1-3 | LFG | IC | 0.8 |  | IPP Non-CHP | N | Internal Combustion (PRMVR=IC)
EXCLUDE | MI | Granger Electric Generating Station #1 | 54549 | 1-4 | LFG | IC | 0.8 |  | IPP Non-CHP | N | Internal Combustion (PRMVR=IC)
EXCLUDE | MI | Granger Electric Generating Station #1 | 54549 | 1-5 | LFG | IC | 1.6 |  | IPP Non-CHP | N | Internal Combustion (PRMVR=IC)
EXCLUDE | MI | Granger Electric Generating Station #1 | 54549 | 1-6 | LFG | IC | 1.6 |  | IPP Non-CHP | N | Internal Combustion (PRMVR=IC)
EXCLUDE | MI | Granger Electric Generating Station #1 | 54549 | 1-7 | LFG | IC | 1.6 |  | IPP Non-CHP | N | Internal Combustion (PRMVR=IC)
EXCLUDE | WA | Longview Fibre | 54562 | 2 | BLQ | ST | 2.5 |  | Industrial CHP | Y | Steam unit (PRMVR=ST) under 25MW/250 MMBtu/hr
EXCLUDE | WA | Longview Fibre | 54562 | 3 | BLQ | ST | 3.5 |  | Industrial CHP | Y | Steam unit (PRMVR=ST) under 25MW/250 MMBtu/hr
EXCLUDE | WA | Longview Fibre | 54562 | 5 | BLQ | ST | 6 |  | Industrial CHP | Y | Steam unit (PRMVR=ST) under 25MW/250 MMBtu/hr
EXCLUDE | WA | Longview Fibre | 54562 | 8 | NG | GT | 68 |  | Industrial CHP | Y | Commercial/Industrial Unit
EXCLUDE | GA | YKK USA Chestney | 54566 | BWP1 | DFO | IC | 0.5 |  | Industrial Non-CHP | N | Internal Combustion (PRMVR=IC)
EXCLUDE | GA | YKK USA Chestney | 54566 | GEN1 | DFO | IC | 1.6 |  | Industrial Non-CHP | N | Internal Combustion (PRMVR=IC)
EXCLUDE | GA | YKK USA Chestney | 54566 | GEN2 | DFO | IC | 1.7 |  | Industrial Non-CHP | N | Internal Combustion (PRMVR=IC)
EXCLUDE | GA | YKK USA Chestney | 54566 | GEN3 | DFO | IC | 1.7 |  | Industrial Non-CHP | N | Internal Combustion (PRMVR=IC)
EXCLUDE | GA | YKK USA Chestney | 54566 | PPD1 | DFO | IC | 0.4 |  | Industrial Non-CHP | N | Internal Combustion (PRMVR=IC)
EXCLUDE | GA | YKK USA Chestney | 54566 | PPD2 | DFO | IC | 0.4 |  | Industrial Non-CHP | N | Internal Combustion (PRMVR=IC)
EXCLUDE | GA | YKK USA Chestney | 54566 | SLD1 | DFO | IC | 0.5 |  | Industrial Non-CHP | N | Internal Combustion (PRMVR=IC)
EXCLUDE | CA | MM Yolo Power | 54567 | 1 | LFG | IC | 0.6 |  | IPP Non-CHP | N | Internal Combustion (PRMVR=IC)
EXCLUDE | CA | MM Yolo Power | 54567 | 2 | LFG | IC | 0.6 |  | IPP Non-CHP | N | Internal Combustion (PRMVR=IC)
EXCLUDE | CA | MM Yolo Power | 54567 | 3 | LFG | IC | 0.6 |  | IPP Non-CHP | N | Internal Combustion (PRMVR=IC)
EXCLUDE | CA | MM Yolo Power | 54567 | 4 | LFG | IC | 0.6 |  | IPP Non-CHP | N | Internal Combustion (PRMVR=IC)
EXCLUDE | CA | MM Yolo Power | 54567 | 5 | LFG | IC | 0.4 |  | IPP Non-CHP | N | Internal Combustion (PRMVR=IC)
EXCLUDE | NJ | Bayville Central Facility | 54569 | COG1 | OBG | IC | 0.3 |  | Commercial CHP | Y | Internal Combustion (PRMVR=IC)
EXCLUDE | NJ | Bayville Central Facility | 54569 | COG2 | OBG | IC | 0.3 |  | Commercial CHP | Y | Internal Combustion (PRMVR=IC)
EXCLUDE | NJ | Bayville Central Facility | 54569 | COG3 | OBG | IC | 0.3 |  | Commercial CHP | Y | Internal Combustion (PRMVR=IC)
EXCLUDE | NJ | Bayville Central Facility | 54569 | COG4 | DFO | IC | 1.5 |  | Commercial CHP | N | Internal Combustion (PRMVR=IC)
EXCLUDE | NJ | Bayville Central Facility | 54569 | COG5 | DFO | IC | 1.5 |  | Commercial CHP | N | Internal Combustion (PRMVR=IC)
EXCLUDE | NJ | Bayville Central Facility | 54569 | COG6 | DFO | IC | 1.5 |  | Commercial CHP | N | Internal Combustion (PRMVR=IC)
EXCLUDE | NJ | Bayville Central Facility | 54569 | COG7 | DFO | IC | 1.5 |  | Commercial CHP | N | Internal Combustion (PRMVR=IC)
EXCLUDE | NJ | Bayville Central Facility | 54569 | SBG1 | DFO | IC | 0.6 |  | Commercial CHP | N | Internal Combustion (PRMVR=IC)
EXCLUDE | ID | Glenns Ferry Cogen Facility | 54578 | 1001 | NG | CC | 10.4 |  | IPP CHP | Y | Combined Cycle (PRMVR=CC) unit under 25MW
EXCLUDE | MA | L'Energia Energy Center | 54586 | V643 | NG | CC | 65.5 |  | IPP Non-CHP | N | Status of operation (IP,L,P,T,or U) or Retired before 2012
EXCLUDE | ME | Lincoln Paper & Tissue | 54587 | GE | BLQ | ST | 2.5 |  | Industrial CHP | Y | Steam unit (PRMVR=ST) under 25MW/250 MMBtu/hr
EXCLUDE | NY | Massena Energy Facility | 54592 | IC | DFO | IC | 2 |  | IPP Non-CHP | N | Internal Combustion (PRMVR=IC)
EXCLUDE | NY | Batavia Power Plant | 54593 | GEN3 | DFO | IC | 1.1 |  | IPP CHP | Y | Internal Combustion (PRMVR=IC)
EXCLUDE | AZ | University of Arizona - Biosphere 2 | 54594 | G-1 | DFO | IC | 1.5 |  | Commercial Non-CHP | N | Internal Combustion (PRMVR=IC)
EXCLUDE | AZ | University of Arizona - Biosphere 2 | 54594 | G-4 | NG | IC | 1.6 |  | Commercial Non-CHP | N | Internal Combustion (PRMVR=IC)
EXCLUDE | MI | Warner Lambert | 54604 | 016E | DFO | IC | 1 |  | Commercial CHP | N | Internal Combustion (PRMVR=IC)
EXCLUDE | MI | Warner Lambert | 54604 | 0550 | DFO | IC | 1.5 |  | Commercial CHP | N | Internal Combustion (PRMVR=IC)
EXCLUDE | MI | Warner Lambert | 54604 | 085-1 | DFO | IC | 2.3 |  | Commercial CHP | N | Internal Combustion (PRMVR=IC)
EXCLUDE | MI | Warner Lambert | 54604 | 085-2 | DFO | IC | 2.3 |  | Commercial CHP | N | Internal Combustion (PRMVR=IC)
EXCLUDE | MI | Warner Lambert | 54604 | 800-1 | DFO | IC | 2.3 |  | Commercial CHP | N | Internal Combustion (PRMVR=IC)
EXCLUDE | TX | University of Texas at San Antonio | 54606 | GEN1 | NG | IC | 3.4 |  | Commercial CHP | Y | Internal Combustion (PRMVR=IC)
EXCLUDE | TX | University of Texas at Dallas | 54607 | GEN1 | NG | IC | 3.5 |  | Commercial CHP | Y | Internal Combustion (PRMVR=IC)
EXCLUDE | FL | Central District Wastewater Treat Plant | 54623 | 1 | OBG | IC | 1.2 |  | Commercial CHP | Y | Internal Combustion (PRMVR=IC)
EXCLUDE | FL | Central District Wastewater Treat Plant | 54623 | 2 | OBG | IC | 1.2 |  | Commercial CHP | Y | Internal Combustion (PRMVR=IC)
EXCLUDE | FL | Central District Wastewater Treat Plant | 54623 | 3 | OBG | IC | 1.2 |  | Commercial CHP | Y | Internal Combustion (PRMVR=IC)
EXCLUDE | FL | Central District Wastewater Treat Plant | 54623 | 3A | OBG | IC | 1.2 |  | Commercial CHP | Y | Internal Combustion (PRMVR=IC)
EXCLUDE | FL | Central District Wastewater Treat Plant | 54623 | 4 | OBG | IC | 1.2 |  | Commercial CHP | Y | Internal Combustion (PRMVR=IC)
EXCLUDE | FL | Central District Wastewater Treat Plant | 54623 | 4A | OBG | IC | 1.2 |  | Commercial CHP | Y | Internal Combustion (PRMVR=IC)
EXCLUDE | FL | South District Wastewater Treatment Plt | 54624 | 1 | OBG | IC | 0.9 |  | Commercial CHP | Y | Internal Combustion (PRMVR=IC)
EXCLUDE | FL | South District Wastewater Treatment Plt | 54624 | 2 | OBG | IC | 0.9 |  | Commercial CHP | Y | Internal Combustion (PRMVR=IC)
EXCLUDE | FL | South District Wastewater Treatment Plt | 54624 | 3 | OBG | IC | 0.9 |  | Commercial CHP | Y | Internal Combustion (PRMVR=IC)
EXCLUDE | CO | American Gypsum Cogeneration | 54630 | D-1 | DFO | IC | 1.6 |  | Industrial CHP | N | Internal Combustion (PRMVR=IC)
EXCLUDE | CO | American Gypsum Cogeneration | 54630 | D-2 | DFO | IC | 1.6 |  | Industrial CHP | N | Internal Combustion (PRMVR=IC)
EXCLUDE | IL | Kankakee Gas Recovery | 54659 | GEN1 | LFG | IC | 0.8 |  | IPP Non-CHP | N | Internal Combustion (PRMVR=IC)
EXCLUDE | IL | Kankakee Gas Recovery | 54659 | GEN2 | LFG | IC | 0.8 |  | IPP Non-CHP | N | Internal Combustion (PRMVR=IC)
EXCLUDE | WI | Pheasant Run Landfill Gas Recovery | 54661 | GE10 | LFG | IC | 0.8 |  | IPP Non-CHP | N | Internal Combustion (PRMVR=IC)
EXCLUDE | WI | Pheasant Run Landfill Gas Recovery | 54661 | GE11 | LFG | IC | 0.8 |  | IPP Non-CHP | N | Internal Combustion (PRMVR=IC)
EXCLUDE | WI | Pheasant Run Landfill Gas Recovery | 54661 | GEN1 | LFG | IC | 0.8 |  | IPP Non-CHP | N | Internal Combustion (PRMVR=IC)
EXCLUDE | WI | Pheasant Run Landfill Gas Recovery | 54661 | GEN2 | LFG | IC | 0.8 |  | IPP Non-CHP | N | Internal Combustion (PRMVR=IC)
EXCLUDE | WI | Pheasant Run Landfill Gas Recovery | 54661 | GEN3 | LFG | IC | 0.8 |  | IPP Non-CHP | N | Internal Combustion (PRMVR=IC)
EXCLUDE | WI | Pheasant Run Landfill Gas Recovery | 54661 | GEN4 | LFG | IC | 0.8 |  | IPP Non-CHP | N | Internal Combustion (PRMVR=IC)
EXCLUDE | WI | Pheasant Run Landfill Gas Recovery | 54661 | GEN5 | LFG | IC | 0.8 |  | IPP Non-CHP | N | Internal Combustion (PRMVR=IC)
EXCLUDE | WI | Pheasant Run Landfill Gas Recovery | 54661 | GEN6 | LFG | IC | 0.8 |  | IPP Non-CHP | N | Internal Combustion (PRMVR=IC)
EXCLUDE | WI | Pheasant Run Landfill Gas Recovery | 54661 | GEN7 | LFG | IC | 0.8 |  | IPP Non-CHP | N | Internal Combustion (PRMVR=IC)
EXCLUDE | WI | Pheasant Run Landfill Gas Recovery | 54661 | GEN8 | LFG | IC | 0.8 |  | IPP Non-CHP | N | Internal Combustion (PRMVR=IC)
EXCLUDE | WI | Pheasant Run Landfill Gas Recovery | 54661 | GEN9 | LFG | IC | 0.8 |  | IPP Non-CHP | N | Internal Combustion (PRMVR=IC)
EXCLUDE | IL | Woodland Landfill Gas Recovery | 54662 | GEN1 | LFG | IC | 0.8 |  | IPP Non-CHP | N | Internal Combustion (PRMVR=IC)
EXCLUDE | IL | Woodland Landfill Gas Recovery | 54662 | GEN2 | LFG | IC | 0.8 |  | IPP Non-CHP | N | Internal Combustion (PRMVR=IC)
EXCLUDE | IL | Woodland Landfill Gas Recovery | 54662 | GEN3 | LFG | IC | 1.6 |  | IPP Non-CHP | N | Internal Combustion (PRMVR=IC)
EXCLUDE | IL | Woodland Landfill Gas Recovery | 54662 | GEN4 | LFG | IC | 1.6 |  | IPP Non-CHP | N | Internal Combustion (PRMVR=IC)
EXCLUDE | NH | Turnkey Landfill Gas Recovery | 54663 | GEN1 | LFG | IC | 0.8 |  | IPP Non-CHP | N | Internal Combustion (PRMVR=IC)
EXCLUDE | NH | Turnkey Landfill Gas Recovery | 54663 | GEN2 | LFG | IC | 0.8 |  | IPP Non-CHP | N | Internal Combustion (PRMVR=IC)
EXCLUDE | NH | Turnkey Landfill Gas Recovery | 54663 | GEN3 | LFG | IC | 0.8 |  | IPP Non-CHP | N | Internal Combustion (PRMVR=IC)
EXCLUDE | NH | Turnkey Landfill Gas Recovery | 54663 | GEN4 | LFG | IC | 0.8 |  | IPP Non-CHP | N | Internal Combustion (PRMVR=IC)
EXCLUDE | NM | Chino Mines | 54667 | 4 | NG | ST | 7.5 |  | Industrial Non-CHP | N | Steam unit (PRMVR=ST) under 25MW/250 MMBtu/hr
EXCLUDE | NM | Chino Mines | 54667 | 5 | NG | ST | 10 |  | Industrial Non-CHP | N | Steam unit (PRMVR=ST) under 25MW/250 MMBtu/hr
EXCLUDE | NM | Chino Mines | 54667 | 8 | NG | ST | 30 |  | Industrial Non-CHP | N | Status of operation (IP,L,P,T,or U) or Retired before 2012
EXCLUDE | SC | Spartanburg Water System | 54675 | DI1 | DFO | IC | 1.6 |  | Commercial Non-CHP | N | Internal Combustion (PRMVR=IC)
EXCLUDE | SC | Spartanburg Water System | 54675 | DI2 | DFO | IC | 2 |  | Commercial Non-CHP | N | Internal Combustion (PRMVR=IC)
EXCLUDE | SC | Spartanburg Water System | 54675 | DI3 | DFO | IC | 1.3 |  | Commercial Non-CHP | N | Internal Combustion (PRMVR=IC)
EXCLUDE | RI | Thundermist Hydro | 54688 | HYD1 | WAT | HY | 1.2 |  | IPP Non-CHP | N | Non Combustion (NUC, WAT, WND, GEO, or SUN)
EXCLUDE | PA | York Generation Company LLC | 54693 | GT#3 | NG | CC | 8.3 |  | IPP CHP | Y | Combined Cycle (PRMVR=CC) unit under 25MW
EXCLUDE | PA | York Generation Company LLC | 54693 | GT#4 | NG | CC | 8.3 |  | IPP CHP | Y | Combined Cycle (PRMVR=CC) unit under 25MW
EXCLUDE | IA | Metro Methane Recovery Facility | 54700 | GEN1 | LFG | IC | 0.8 |  | IPP Non-CHP | N | Internal Combustion (PRMVR=IC)
EXCLUDE | IA | Metro Methane Recovery Facility | 54700 | GEN10 | LFG | IC | 1.6 |  | IPP Non-CHP | N | Internal Combustion (PRMVR=IC)
EXCLUDE | IA | Metro Methane Recovery Facility | 54700 | GEN11 | LFG | IC | 1.6 |  | IPP Non-CHP | N | Internal Combustion (PRMVR=IC)
EXCLUDE | IA | Metro Methane Recovery Facility | 54700 | GEN12 | LFG | IC | 1.6 |  | IPP Non-CHP | N | Internal Combustion (PRMVR=IC)
EXCLUDE | IA | Metro Methane Recovery Facility | 54700 | GEN2 | LFG | IC | 0.8 |  | IPP Non-CHP | N | Internal Combustion (PRMVR=IC)
EXCLUDE | IA | Metro Methane Recovery Facility | 54700 | GEN3 | LFG | IC | 0.8 |  | IPP Non-CHP | N | Internal Combustion (PRMVR=IC)
EXCLUDE | IA | Metro Methane Recovery Facility | 54700 | GEN4 | LFG | IC | 0.8 |  | IPP Non-CHP | N | Internal Combustion (PRMVR=IC)
EXCLUDE | IA | Metro Methane Recovery Facility | 54700 | GEN5 | LFG | IC | 0.8 |  | IPP Non-CHP | N | Internal Combustion (PRMVR=IC)
EXCLUDE | IA | Metro Methane Recovery Facility | 54700 | GEN6 | LFG | IC | 0.8 |  | IPP Non-CHP | N | Internal Combustion (PRMVR=IC)
EXCLUDE | IA | Metro Methane Recovery Facility | 54700 | GEN7 | LFG | IC | 0.8 |  | IPP Non-CHP | N | Internal Combustion (PRMVR=IC)
EXCLUDE | IA | Metro Methane Recovery Facility | 54700 | GEN8 | LFG | IC | 0.8 |  | IPP Non-CHP | N | Internal Combustion (PRMVR=IC)
EXCLUDE | IA | Metro Methane Recovery Facility | 54700 | GEN9 | LFG | IC | 1.6 |  | IPP Non-CHP | N | Internal Combustion (PRMVR=IC)
EXCLUDE | LA | Toca Plant | 54705 | EG-1 | NG | IC | 0.8 |  | Industrial Non-CHP | N | Internal Combustion (PRMVR=IC)
EXCLUDE | LA | Toca Plant | 54705 | EG2A | NG | IC | 0.5 |  | Industrial Non-CHP | N | Internal Combustion (PRMVR=IC)
EXCLUDE | LA | Toca Plant | 54705 | EG-3 | NG | IC | 0.8 |  | Industrial Non-CHP | N | Internal Combustion (PRMVR=IC)
EXCLUDE | LA | Toca Plant | 54705 | EG-4 | NG | IC | 0.7 |  | Industrial Non-CHP | N | Internal Combustion (PRMVR=IC)
EXCLUDE | IA | Alliant SBD 9205 A Y McDonald | 54710 | 0001 | DFO | IC | 1.5 |  | IPP Non-CHP | N | Internal Combustion (PRMVR=IC)
EXCLUDE | IA | Alliant SBD 9205 A Y McDonald | 54710 | 0002 | DFO | IC | 1.6 |  | IPP Non-CHP | N | Internal Combustion (PRMVR=IC)
EXCLUDE | IA | Alliant SBD 9201 Norplex | 54712 | 0044 | DFO | IC | 1.1 |  | IPP Non-CHP | N | Internal Combustion (PRMVR=IC)
EXCLUDE | IA | Alliant SBD 8603 Donnelley | 54713 | 1233 | DFO | IC | 1 |  | IPP Non-CHP | N | Internal Combustion (PRMVR=IC)
EXCLUDE | IA | Alliant SBD 8501 Aegon LI | 54714 | 1265 | DFO | IC | 1 |  | IPP Non-CHP | N | Internal Combustion (PRMVR=IC)
EXCLUDE | IA | Alliant SBD 8501 Aegon LI | 54714 | 1270 | DFO | IC | 1 |  | IPP Non-CHP | N | Internal Combustion (PRMVR=IC)
EXCLUDE | IA | Alliant SBD 8501 Aegon LI | 54714 | 1794 | DFO | IC | 1.1 |  | IPP Non-CHP | N | Internal Combustion (PRMVR=IC)
EXCLUDE | IA | Alliant SBD 9107 JBS USA | 54715 | 2665 | DFO | IC | 1.6 |  | IPP Non-CHP | N | Internal Combustion (PRMVR=IC)
EXCLUDE | IA | Alliant SBD 9107 JBS USA | 54715 | 2688 | DFO | IC | 1.6 |  | IPP Non-CHP | N | Internal Combustion (PRMVR=IC)
EXCLUDE | IA | Alliant SBD 9107 JBS USA | 54715 | 2689 | DFO | IC | 1.6 |  | IPP Non-CHP | N | Internal Combustion (PRMVR=IC)
EXCLUDE | IA | Alliant SBD 9107 JBS USA | 54715 | 4644 | DFO | IC | 1.6 |  | IPP Non-CHP | N | Internal Combustion (PRMVR=IC)
EXCLUDE | IA | Alliant SBD 9107 JBS USA | 54715 | 4658 | DFO | IC | 1.6 |  | IPP Non-CHP | N | Internal Combustion (PRMVR=IC)
EXCLUDE | IA | Alliant SBD 9107 JBS USA | 54715 | 4659 | DFO | IC | 1.6 |  | IPP Non-CHP | N | Internal Combustion (PRMVR=IC)
EXCLUDE | IA | Alliant SBD 9107 JBS USA | 54715 | 4660 | DFO | IC | 1.8 |  | IPP Non-CHP | N | Internal Combustion (PRMVR=IC)
EXCLUDE | IA | Alliant SBD 8602 Marion Sub | 54716 | 1536 | DFO | IC | 1.5 |  | IPP Non-CHP | N | Internal Combustion (PRMVR=IC)
EXCLUDE | IA | Alliant SBD 8602 Marion Sub | 54716 | 2734 | DFO | IC | 1.5 |  | IPP Non-CHP | N | Internal Combustion (PRMVR=IC)
EXCLUDE | IA | Alliant SBD 8602 Marion Sub | 54716 | 2741 | DFO | IC | 1.1 |  | IPP Non-CHP | N | Internal Combustion (PRMVR=IC)
EXCLUDE | IA | Alliant SBD 8602 Marion Sub | 54716 | 2785 | DFO | IC | 1.5 |  | IPP Non-CHP | N | Internal Combustion (PRMVR=IC)
EXCLUDE | IA | Alliant SBD 9106 Rockwell CR | 54717 | 2671 | DFO | IC | 1.6 |  | IPP Non-CHP | N | Internal Combustion (PRMVR=IC)
EXCLUDE | IA | Alliant SBD 9106 Rockwell CR | 54717 | 2672 | DFO | IC | 1.6 |  | IPP Non-CHP | N | Internal Combustion (PRMVR=IC)
EXCLUDE | IA | Alliant SBD 9106 Rockwell CR | 54717 | 2675 | DFO | IC | 1.6 |  | IPP Non-CHP | N | Internal Combustion (PRMVR=IC)
EXCLUDE | IA | Alliant SBD 9106 Rockwell CR | 54717 | 2678 | DFO | IC | 1.6 |  | IPP Non-CHP | N | Internal Combustion (PRMVR=IC)
EXCLUDE | IA | Alliant SBD 9106 Rockwell CR | 54717 | 2679 | DFO | IC | 1.6 |  | IPP Non-CHP | N | Internal Combustion (PRMVR=IC)
EXCLUDE | IA | Alliant SBD 9106 Rockwell CR | 54717 | 2682 | DFO | IC | 1.6 |  | IPP Non-CHP | N | Internal Combustion (PRMVR=IC)
EXCLUDE | IA | Alliant SBD 9106 Rockwell CR | 54717 | 2683 | DFO | IC | 1.6 |  | IPP Non-CHP | N | Internal Combustion (PRMVR=IC)
EXCLUDE | IA | Alliant SBD 9106 Rockwell CR | 54717 | 2684 | DFO | IC | 1.6 |  | IPP Non-CHP | N | Internal Combustion (PRMVR=IC)
EXCLUDE | IA | Alliant SBD 9106 Rockwell CR | 54717 | 2685 | DFO | IC | 1.6 |  | IPP Non-CHP | N | Internal Combustion (PRMVR=IC)
EXCLUDE | IA | Alliant SBD 9106 Rockwell CR | 54717 | 2690 | DFO | IC | 1.6 |  | IPP Non-CHP | N | Internal Combustion (PRMVR=IC)
EXCLUDE | IA | Alliant SBD 9206 Donaldson | 54718 | 4632 | DFO | IC | 1.6 |  | IPP Non-CHP | N | Internal Combustion (PRMVR=IC)
EXCLUDE | IA | Alliant SBD 9203 Profol | 54719 | 6916 | DFO | IC | 1.8 |  | IPP Non-CHP | N | Internal Combustion (PRMVR=IC)
EXCLUDE | IA | Alliant SBD 9203 Profol | 54719 | 6917 | DFO | IC | 1.8 |  | IPP Non-CHP | N | Internal Combustion (PRMVR=IC)
EXCLUDE | IA | Alliant SBD 9203 Profol | 54719 | 6918 | DFO | IC | 2 |  | IPP Non-CHP | N | Internal Combustion (PRMVR=IC)
EXCLUDE | IA | Alliant SBD 8601 Quad Graphics | 54720 | 2736 | DFO | IC | 1.5 |  | IPP Non-CHP | N | Internal Combustion (PRMVR=IC)
EXCLUDE | IA | Alliant SBD 8601 Quad Graphics | 54720 | 3489 | DFO | IC | 1 |  | IPP Non-CHP | N | Internal Combustion (PRMVR=IC)
EXCLUDE | IA | Alliant SBD 8601 Quad Graphics | 54720 | 7164 | DFO | IC | 1.1 |  | IPP Non-CHP | N | Internal Combustion (PRMVR=IC)
EXCLUDE | VA | I 95 Landfill Phase II | 54723 | UNT1 | LFG | IC | 0.8 |  | IPP Non-CHP | N | Internal Combustion (PRMVR=IC)
EXCLUDE | VA | I 95 Landfill Phase II | 54723 | UNT2 | LFG | IC | 0.8 |  | IPP Non-CHP | N | Internal Combustion (PRMVR=IC)
EXCLUDE | VA | I 95 Landfill Phase II | 54723 | UNT3 | LFG | IC | 0.8 |  | IPP Non-CHP | N | Internal Combustion (PRMVR=IC)
EXCLUDE | VA | I 95 Landfill Phase II | 54723 | UNT4 | LFG | IC | 0.8 |  | IPP Non-CHP | N | Internal Combustion (PRMVR=IC)
EXCLUDE | CA | Ormesa II | 54724 | OE10 | GEO | ST | 1.2 |  | IPP CHP | Y | Non Combustion (NUC, WAT, WND, GEO, or SUN)
EXCLUDE | CA | Ormesa II | 54724 | OE11 | GEO | ST | 1.2 |  | IPP CHP | Y | Non Combustion (NUC, WAT, WND, GEO, or SUN)
EXCLUDE | CA | Ormesa II | 54724 | OE12 | GEO | ST | 1.2 |  | IPP CHP | Y | Non Combustion (NUC, WAT, WND, GEO, or SUN)
EXCLUDE | CA | Ormesa II | 54724 | OE13 | GEO | ST | 1.2 |  | IPP CHP | Y | Non Combustion (NUC, WAT, WND, GEO, or SUN)
EXCLUDE | CA | Ormesa II | 54724 | OE21 | GEO | ST | 1.2 |  | IPP CHP | Y | Non Combustion (NUC, WAT, WND, GEO, or SUN)
EXCLUDE | CA | Ormesa II | 54724 | OE22 | GEO | ST | 1.2 |  | IPP CHP | Y | Non Combustion (NUC, WAT, WND, GEO, or SUN)
EXCLUDE | CA | Ormesa II | 54724 | OE23 | GEO | ST | 1.2 |  | IPP CHP | Y | Non Combustion (NUC, WAT, WND, GEO, or SUN)
EXCLUDE | CA | Ormesa II | 54724 | OE24 | GEO | ST | 1.2 |  | IPP CHP | Y | Non Combustion (NUC, WAT, WND, GEO, or SUN)
EXCLUDE | CA | Ormesa II | 54724 | OE25 | GEO | ST | 1.2 |  | IPP CHP | Y | Non Combustion (NUC, WAT, WND, GEO, or SUN)
EXCLUDE | CA | Ormesa II | 54724 | OE26 | GEO | ST | 1.2 |  | IPP CHP | Y | Non Combustion (NUC, WAT, WND, GEO, or SUN)
EXCLUDE | CA | Ormesa II | 54724 | OE27 | GEO | ST | 1.2 |  | IPP CHP | Y | Non Combustion (NUC, WAT, WND, GEO, or SUN)
EXCLUDE | CA | Ormesa II | 54724 | OEC1 | GEO | ST | 1.2 |  | IPP CHP | Y | Non Combustion (NUC, WAT, WND, GEO, or SUN)
EXCLUDE | CA | Ormesa II | 54724 | OEC2 | GEO | ST | 1.2 |  | IPP CHP | Y | Non Combustion (NUC, WAT, WND, GEO, or SUN)
EXCLUDE | CA | Ormesa II | 54724 | OEC3 | GEO | ST | 1.2 |  | IPP CHP | Y | Non Combustion (NUC, WAT, WND, GEO, or SUN)
EXCLUDE | CA | Ormesa II | 54724 | OEC4 | GEO | ST | 1.2 |  | IPP CHP | Y | Non Combustion (NUC, WAT, WND, GEO, or SUN)
EXCLUDE | CA | Ormesa II | 54724 | OEC5 | GEO | ST | 1.2 |  | IPP CHP | Y | Non Combustion (NUC, WAT, WND, GEO, or SUN)
EXCLUDE | CA | Ormesa II | 54724 | OEC6 | GEO | ST | 1.2 |  | IPP CHP | Y | Non Combustion (NUC, WAT, WND, GEO, or SUN)
EXCLUDE | CA | Ormesa II | 54724 | OEC7 | GEO | ST | 1.2 |  | IPP CHP | Y | Non Combustion (NUC, WAT, WND, GEO, or SUN)
EXCLUDE | CA | Ormesa II | 54724 | OEC8 | GEO | ST | 1.2 |  | IPP CHP | Y | Non Combustion (NUC, WAT, WND, GEO, or SUN)
EXCLUDE | CA | Ormesa II | 54724 | OEC9 | GEO | ST | 1.2 |  | IPP CHP | Y | Non Combustion (NUC, WAT, WND, GEO, or SUN)
EXCLUDE | IN | Hendricks Regional Health | 54731 | GE06 | DFO | IC | 1 |  | Commercial Non-CHP | N | Internal Combustion (PRMVR=IC)
EXCLUDE | IN | Hendricks Regional Health | 54731 | GEO1 | DFO | IC | 0.5 |  | Commercial Non-CHP | N | Internal Combustion (PRMVR=IC)
EXCLUDE | IN | Hendricks Regional Health | 54731 | GEO2 | DFO | IC | 0.5 |  | Commercial Non-CHP | N | Internal Combustion (PRMVR=IC)
EXCLUDE | IN | Hendricks Regional Health | 54731 | GEO3 | DFO | IC | 0.3 |  | Commercial Non-CHP | N | Internal Combustion (PRMVR=IC)
EXCLUDE | IN | Hendricks Regional Health | 54731 | GEO4 | DFO | IC | 1 |  | Commercial Non-CHP | N | Internal Combustion (PRMVR=IC)
EXCLUDE | IN | Hendricks Regional Health | 54731 | GEO5 | DFO | IC | 1 |  | Commercial Non-CHP | N | Internal Combustion (PRMVR=IC)
EXCLUDE | NM | Freeport McMoRan | 54734 | 1 | NG | IC | 3 |  | Industrial Non-CHP | N | Internal Combustion (PRMVR=IC)
EXCLUDE | NM | Freeport McMoRan | 54734 | 10 | NG | IC | 3 |  | Industrial Non-CHP | N | Internal Combustion (PRMVR=IC)
EXCLUDE | NM | Freeport McMoRan | 54734 | 11 | NG | IC | 3 |  | Industrial Non-CHP | N | Internal Combustion (PRMVR=IC)
EXCLUDE | NM | Freeport McMoRan | 54734 | 12 | NG | IC | 3 |  | Industrial Non-CHP | N | Internal Combustion (PRMVR=IC)
EXCLUDE | NM | Freeport McMoRan | 54734 | 13 | NG | IC | 3 |  | Industrial Non-CHP | N | Internal Combustion (PRMVR=IC)
EXCLUDE | NM | Freeport McMoRan | 54734 | 14 | NG | IC | 3 |  | Industrial Non-CHP | N | Internal Combustion (PRMVR=IC)
EXCLUDE | NM | Freeport McMoRan | 54734 | 15 | NG | IC | 3.1 |  | Industrial Non-CHP | N | Internal Combustion (PRMVR=IC)
EXCLUDE | NM | Freeport McMoRan | 54734 | 2 | NG | IC | 3 |  | Industrial Non-CHP | N | Internal Combustion (PRMVR=IC)
EXCLUDE | NM | Freeport McMoRan | 54734 | 3 | NG | IC | 3.1 |  | Industrial Non-CHP | N | Internal Combustion (PRMVR=IC)
EXCLUDE | NM | Freeport McMoRan | 54734 | 4 | NG | IC | 3.1 |  | Industrial Non-CHP | N | Internal Combustion (PRMVR=IC)
EXCLUDE | NM | Freeport McMoRan | 54734 | 5 | NG | IC | 3 |  | Industrial Non-CHP | N | Internal Combustion (PRMVR=IC)
EXCLUDE | NM | Freeport McMoRan | 54734 | 6 | NG | IC | 3 |  | Industrial Non-CHP | N | Internal Combustion (PRMVR=IC)
EXCLUDE | NM | Freeport McMoRan | 54734 | 7 | NG | IC | 3.1 |  | Industrial Non-CHP | N | Internal Combustion (PRMVR=IC)
EXCLUDE | NM | Freeport McMoRan | 54734 | 8 | NG | IC | 3 |  | Industrial Non-CHP | N | Internal Combustion (PRMVR=IC)
EXCLUDE | NM | Freeport McMoRan | 54734 | 9 | NG | IC | 3 |  | Industrial Non-CHP | N | Internal Combustion (PRMVR=IC)
EXCLUDE | IA | Alliant SBD 9301 Prairie Farms | 54735 | 0079 | DFO | IC | 1.8 |  | IPP Non-CHP | N | Internal Combustion (PRMVR=IC)
EXCLUDE | IA | Alliant SBD 9301 Prairie Farms | 54735 | 0080 | DFO | IC | 1.1 |  | IPP Non-CHP | N | Internal Combustion (PRMVR=IC)
EXCLUDE | AL | District 100 Transco Gas Pipe Line | 54743 | 001 | WH | ST | 0.8 |  | Commercial Non-CHP | N | Non Fossil fuel type
EXCLUDE | AL | District 100 Transco Gas Pipe Line | 54743 | 002 | WH | ST | 0.8 |  | Commercial Non-CHP | N | Non Fossil fuel type
EXCLUDE | MS | District 70 Transco Gas Pipe Line | 54744 | 001 | WH | ST | 0.8 |  | Commercial Non-CHP | N | Non Fossil fuel type
EXCLUDE | MS | District 70 Transco Gas Pipe Line | 54744 | 002 | WH | ST | 0.8 |  | Commercial Non-CHP | N | Non Fossil fuel type
EXCLUDE | AL | M C Dixon Lumber | 54745 | GEN1 | WDS | ST | 2.5 |  | Industrial Non-CHP | N | Non Fossil fuel type
EXCLUDE | MI | Ottawa Generating Station | 54756 | 3-1 | LFG | IC | 0.8 |  | IPP Non-CHP | N | Internal Combustion (PRMVR=IC)
EXCLUDE | MI | Ottawa Generating Station | 54756 | 3-2 | LFG | IC | 0.8 |  | IPP Non-CHP | N | Internal Combustion (PRMVR=IC)
EXCLUDE | MI | Ottawa Generating Station | 54756 | 3-3 | LFG | IC | 0.8 |  | IPP Non-CHP | N | Internal Combustion (PRMVR=IC)
EXCLUDE | MI | Ottawa Generating Station | 54756 | 3-4 | LFG | IC | 0.8 |  | IPP Non-CHP | N | Internal Combustion (PRMVR=IC)
EXCLUDE | MI | Ottawa Generating Station | 54756 | 3-5 | LFG | IC | 0.8 |  | IPP Non-CHP | N | Internal Combustion (PRMVR=IC)
EXCLUDE | MI | Ottawa Generating Station | 54756 | 3-6 | LFG | IC | 0.8 |  | IPP Non-CHP | N | Internal Combustion (PRMVR=IC)
EXCLUDE | MI | Ottawa Generating Station | 54756 | 3-7 | LFG | IC | 1.6 |  | IPP Non-CHP | N | Internal Combustion (PRMVR=IC)
EXCLUDE | MI | Grand Blanc Generating Station | 54757 | 4-1 | LFG | IC | 0.8 |  | IPP Non-CHP | N | Internal Combustion (PRMVR=IC)
EXCLUDE | MI | Grand Blanc Generating Station | 54757 | 4-2 | LFG | IC | 0.8 |  | IPP Non-CHP | N | Internal Combustion (PRMVR=IC)
EXCLUDE | MI | Grand Blanc Generating Station | 54757 | 4-3 | LFG | IC | 0.8 |  | IPP Non-CHP | N | Internal Combustion (PRMVR=IC)
EXCLUDE | MI | Grand Blanc Generating Station | 54757 | 4-4 | LFG | IC | 0.8 |  | IPP Non-CHP | N | Internal Combustion (PRMVR=IC)
EXCLUDE | MI | Grand Blanc Generating Station | 54757 | 4-5 | LFG | IC | 0.8 |  | IPP Non-CHP | N | Internal Combustion (PRMVR=IC)
EXCLUDE | AL | Rock-Tenn Mill | 54763 | 4TG | BLQ | ST | 42.5 |  | Industrial CHP | N | Status of operation (IP,L,P,T,or U) or Retired before 2012
EXCLUDE | AL | Rock-Tenn Mill | 54763 | ITG | BLQ | ST | 10 |  | Industrial CHP | Y | Steam unit (PRMVR=ST) under 25MW/250 MMBtu/hr
EXCLUDE | VA | Boydton Plank Road Cogen Plant | 54766 | GEN1 | WO | IC | 0.3 |  | IPP Non-CHP | N | Internal Combustion (PRMVR=IC)
EXCLUDE | VA | Boydton Plank Road Cogen Plant | 54766 | GEN10 | WO | IC | 0.3 |  | IPP Non-CHP | N | Internal Combustion (PRMVR=IC)
EXCLUDE | VA | Boydton Plank Road Cogen Plant | 54766 | GEN11 | WO | IC | 0.3 |  | IPP Non-CHP | N | Internal Combustion (PRMVR=IC)
EXCLUDE | VA | Boydton Plank Road Cogen Plant | 54766 | GEN12 | WO | IC | 0.3 |  | IPP Non-CHP | N | Internal Combustion (PRMVR=IC)
EXCLUDE | VA | Boydton Plank Road Cogen Plant | 54766 | GEN13 | WO | IC | 0.3 |  | IPP Non-CHP | N | Internal Combustion (PRMVR=IC)
EXCLUDE | VA | Boydton Plank Road Cogen Plant | 54766 | GEN14 | WO | IC | 0.3 |  | IPP Non-CHP | N | Internal Combustion (PRMVR=IC)
EXCLUDE | VA | Boydton Plank Road Cogen Plant | 54766 | GEN15 | WO | IC | 0.3 |  | IPP Non-CHP | N | Internal Combustion (PRMVR=IC)
EXCLUDE | VA | Boydton Plank Road Cogen Plant | 54766 | GEN16 | WO | IC | 0.3 |  | IPP Non-CHP | N | Internal Combustion (PRMVR=IC)
EXCLUDE | VA | Boydton Plank Road Cogen Plant | 54766 | GEN17 | WO | IC | 0.3 |  | IPP Non-CHP | N | Internal Combustion (PRMVR=IC)
EXCLUDE | VA | Boydton Plank Road Cogen Plant | 54766 | GEN18 | WO | IC | 0.3 |  | IPP Non-CHP | N | Internal Combustion (PRMVR=IC)
EXCLUDE | VA | Boydton Plank Road Cogen Plant | 54766 | GEN19 | WO | IC | 0.3 |  | IPP Non-CHP | N | Internal Combustion (PRMVR=IC)
EXCLUDE | VA | Boydton Plank Road Cogen Plant | 54766 | GEN2 | WO | IC | 0.3 |  | IPP Non-CHP | N | Internal Combustion (PRMVR=IC)
EXCLUDE | VA | Boydton Plank Road Cogen Plant | 54766 | GEN20 | WO | IC | 0.3 |  | IPP Non-CHP | N | Internal Combustion (PRMVR=IC)
EXCLUDE | VA | Boydton Plank Road Cogen Plant | 54766 | GEN21 | WO | IC | 0.3 |  | IPP Non-CHP | N | Internal Combustion (PRMVR=IC)
EXCLUDE | VA | Boydton Plank Road Cogen Plant | 54766 | GEN22 | WO | IC | 0.3 |  | IPP Non-CHP | N | Internal Combustion (PRMVR=IC)
EXCLUDE | VA | Boydton Plank Road Cogen Plant | 54766 | GEN23 | WO | IC | 0.3 |  | IPP Non-CHP | N | Internal Combustion (PRMVR=IC)
EXCLUDE | VA | Boydton Plank Road Cogen Plant | 54766 | GEN24 | WO | IC | 0.3 |  | IPP Non-CHP | N | Internal Combustion (PRMVR=IC)
EXCLUDE | VA | Boydton Plank Road Cogen Plant | 54766 | GEN25 | WO | IC | 0.3 |  | IPP Non-CHP | N | Internal Combustion (PRMVR=IC)
EXCLUDE | VA | Boydton Plank Road Cogen Plant | 54766 | GEN26 | WO | IC | 0.3 |  | IPP Non-CHP | N | Internal Combustion (PRMVR=IC)
EXCLUDE | VA | Boydton Plank Road Cogen Plant | 54766 | GEN27 | WO | IC | 0.3 |  | IPP Non-CHP | N | Internal Combustion (PRMVR=IC)
EXCLUDE | VA | Boydton Plank Road Cogen Plant | 54766 | GEN28 | WO | IC | 0.3 |  | IPP Non-CHP | N | Internal Combustion (PRMVR=IC)
EXCLUDE | VA | Boydton Plank Road Cogen Plant | 54766 | GEN29 | WO | IC | 0.3 |  | IPP Non-CHP | N | Internal Combustion (PRMVR=IC)
EXCLUDE | VA | Boydton Plank Road Cogen Plant | 54766 | GEN3 | WO | IC | 0.3 |  | IPP Non-CHP | N | Internal Combustion (PRMVR=IC)
EXCLUDE | VA | Boydton Plank Road Cogen Plant | 54766 | GEN30 | WO | IC | 0.3 |  | IPP Non-CHP | N | Internal Combustion (PRMVR=IC)
EXCLUDE | VA | Boydton Plank Road Cogen Plant | 54766 | GEN31 | WO | IC | 0.3 |  | IPP Non-CHP | N | Internal Combustion (PRMVR=IC)
EXCLUDE | VA | Boydton Plank Road Cogen Plant | 54766 | GEN32 | WO | IC | 0.3 |  | IPP Non-CHP | N | Internal Combustion (PRMVR=IC)
EXCLUDE | VA | Boydton Plank Road Cogen Plant | 54766 | GEN33 | WO | IC | 0.3 |  | IPP Non-CHP | N | Internal Combustion (PRMVR=IC)
EXCLUDE | VA | Boydton Plank Road Cogen Plant | 54766 | GEN34 | WO | IC | 0.3 |  | IPP Non-CHP | N | Internal Combustion (PRMVR=IC)
EXCLUDE | VA | Boydton Plank Road Cogen Plant | 54766 | GEN4 | WO | IC | 0.3 |  | IPP Non-CHP | N | Internal Combustion (PRMVR=IC)
EXCLUDE | VA | Boydton Plank Road Cogen Plant | 54766 | GEN5 | WO | IC | 0.3 |  | IPP Non-CHP | N | Internal Combustion (PRMVR=IC)
EXCLUDE | VA | Boydton Plank Road Cogen Plant | 54766 | GEN6 | WO | IC | 0.3 |  | IPP Non-CHP | N | Internal Combustion (PRMVR=IC)
EXCLUDE | VA | Boydton Plank Road Cogen Plant | 54766 | GEN7 | WO | IC | 0.3 |  | IPP Non-CHP | N | Internal Combustion (PRMVR=IC)
EXCLUDE | VA | Boydton Plank Road Cogen Plant | 54766 | GEN8 | WO | IC | 0.3 |  | IPP Non-CHP | N | Internal Combustion (PRMVR=IC)
EXCLUDE | VA | Boydton Plank Road Cogen Plant | 54766 | GEN9 | WO | IC | 0.3 |  | IPP Non-CHP | N | Internal Combustion (PRMVR=IC)
EXCLUDE | NY | Lutheran Medical Center | 54769 | GEN1 | NG | IC | 0.8 |  | Commercial CHP | Y | Internal Combustion (PRMVR=IC)
EXCLUDE | NY | Lutheran Medical Center | 54769 | GEN2 | NG | IC | 0.8 |  | Commercial CHP | Y | Internal Combustion (PRMVR=IC)
EXCLUDE | IA | University of Iowa Main Power Plant | 54775 | DG7 | DFO | IC | 1.7 |  | Commercial CHP | N | Internal Combustion (PRMVR=IC)
EXCLUDE | IA | University of Iowa Main Power Plant | 54775 | GEN10 | NG | IC | 2 |  | Commercial CHP | N | Internal Combustion (PRMVR=IC)
EXCLUDE | IA | University of Iowa Main Power Plant | 54775 | GEN7 | NG | IC | 2 |  | Commercial CHP | N | Internal Combustion (PRMVR=IC)
EXCLUDE | IA | University of Iowa Main Power Plant | 54775 | GEN8 | NG | IC | 2 |  | Commercial CHP | N | Internal Combustion (PRMVR=IC)
EXCLUDE | IA | University of Iowa Main Power Plant | 54775 | GEN9 | NG | IC | 2 |  | Commercial CHP | N | Internal Combustion (PRMVR=IC)
EXCLUDE | OK | Oklahoma State University | 54779 | GEN1 | NG | ST | 1.5 |  | Commercial CHP | Y | Steam unit (PRMVR=ST) under 25MW/250 MMBtu/hr
EXCLUDE | OK | Oklahoma State University | 54779 | GEN2 | NG | ST | 1.5 |  | Commercial CHP | Y | Steam unit (PRMVR=ST) under 25MW/250 MMBtu/hr
EXCLUDE | OK | Oklahoma State University | 54779 | GEN3 | NG | ST | 1.5 |  | Commercial CHP | Y | Steam unit (PRMVR=ST) under 25MW/250 MMBtu/hr
EXCLUDE | OK | Oklahoma State University | 54779 | GEN4 | NG | ST | 5 |  | Commercial CHP | N | Steam unit (PRMVR=ST) under 25MW/250 MMBtu/hr
EXCLUDE | IL | University of Illinois Abbott Power Plt | 54780 | T5 | NG | ST | 3 |  | Commercial CHP | Y | Steam unit (PRMVR=ST) under 25MW/250 MMBtu/hr
EXCLUDE | VA | Suffolk Energy Partners LP | 54781 | SU1 | LFG | IC | 0.8 |  | IPP Non-CHP | N | Internal Combustion (PRMVR=IC)
EXCLUDE | VA | Suffolk Energy Partners LP | 54781 | SU2 | LFG | IC | 0.8 |  | IPP Non-CHP | N | Internal Combustion (PRMVR=IC)
EXCLUDE | VA | Suffolk Energy Partners LP | 54781 | SU3 | LFG | IC | 0.8 |  | IPP Non-CHP | N | Internal Combustion (PRMVR=IC)
EXCLUDE | VA | Suffolk Energy Partners LP | 54781 | SU4 | LFG | IC | 0.8 |  | IPP Non-CHP | N | Internal Combustion (PRMVR=IC)
EXCLUDE | NY | Seneca Energy | 54782 | GE10 | LFG | IC | 0.8 |  | IPP Non-CHP | N | Internal Combustion (PRMVR=IC)
EXCLUDE | NY | Seneca Energy | 54782 | GE11 | LFG | IC | 0.8 |  | IPP Non-CHP | N | Internal Combustion (PRMVR=IC)
EXCLUDE | NY | Seneca Energy | 54782 | GE12 | LFG | IC | 0.8 |  | IPP Non-CHP | N | Internal Combustion (PRMVR=IC)
EXCLUDE | NY | Seneca Energy | 54782 | GE13 | LFG | IC | 0.8 |  | IPP Non-CHP | N | Internal Combustion (PRMVR=IC)
EXCLUDE | NY | Seneca Energy | 54782 | GE14 | LFG | IC | 0.8 |  | IPP Non-CHP | N | Internal Combustion (PRMVR=IC)
EXCLUDE | NY | Seneca Energy | 54782 | GE15 | LFG | IC | 1.6 |  | IPP Non-CHP | N | Internal Combustion (PRMVR=IC)
EXCLUDE | NY | Seneca Energy | 54782 | GE16 | LFG | IC | 1.6 |  | IPP Non-CHP | N | Internal Combustion (PRMVR=IC)
EXCLUDE | NY | Seneca Energy | 54782 | GE17 | LFG | IC | 1.6 |  | IPP Non-CHP | N | Internal Combustion (PRMVR=IC)
EXCLUDE | NY | Seneca Energy | 54782 | GE18 | LFG | IC | 1.6 |  | IPP Non-CHP | N | Internal Combustion (PRMVR=IC)
EXCLUDE | NY | Seneca Energy | 54782 | GE19 | LFG | IC | 1.6 |  | IPP Non-CHP | N | Internal Combustion (PRMVR=IC)
EXCLUDE | NY | Seneca Energy | 54782 | GE20 | LFG | IC | 1.6 |  | IPP Non-CHP | N | Internal Combustion (PRMVR=IC)
EXCLUDE | NY | Seneca Energy | 54782 | GE21 | LFG | IC | 1.6 |  | IPP Non-CHP | N | Internal Combustion (PRMVR=IC)
EXCLUDE | NY | Seneca Energy | 54782 | GE22 | LFG | IC | 1.6 |  | IPP Non-CHP | N | Internal Combustion (PRMVR=IC)
EXCLUDE | NY | Seneca Energy | 54782 | GEN1 | LFG | IC | 0.8 |  | IPP Non-CHP | N | Internal Combustion (PRMVR=IC)
EXCLUDE | NY | Seneca Energy | 54782 | GEN2 | LFG | IC | 0.8 |  | IPP Non-CHP | N | Internal Combustion (PRMVR=IC)
EXCLUDE | NY | Seneca Energy | 54782 | GEN3 | LFG | IC | 0.8 |  | IPP Non-CHP | N | Internal Combustion (PRMVR=IC)
EXCLUDE | NY | Seneca Energy | 54782 | GEN4 | LFG | IC | 0.8 |  | IPP Non-CHP | N | Internal Combustion (PRMVR=IC)
EXCLUDE | NY | Seneca Energy | 54782 | GEN5 | LFG | IC | 0.8 |  | IPP Non-CHP | N | Internal Combustion (PRMVR=IC)
EXCLUDE | NY | Seneca Energy | 54782 | GEN6 | LFG | IC | 0.8 |  | IPP Non-CHP | N | Internal Combustion (PRMVR=IC)
EXCLUDE | NY | Seneca Energy | 54782 | GEN7 | LFG | IC | 0.8 |  | IPP Non-CHP | N | Internal Combustion (PRMVR=IC)
EXCLUDE | NY | Seneca Energy | 54782 | GEN8 | LFG | IC | 0.8 |  | IPP Non-CHP | N | Internal Combustion (PRMVR=IC)
EXCLUDE | NY | Seneca Energy | 54782 | GEN9 | LFG | IC | 0.8 |  | IPP Non-CHP | N | Internal Combustion (PRMVR=IC)
EXCLUDE | IL | Evanston Township High School | 54788 | GEN1 | NG | IC | 0.8 |  | Commercial Non-CHP | N | Internal Combustion (PRMVR=IC)
EXCLUDE | IL | Evanston Township High School | 54788 | GEN2 | NG | IC | 0.8 |  | Commercial Non-CHP | N | Internal Combustion (PRMVR=IC)
EXCLUDE | IL | Evanston Township High School | 54788 | GEN3 | NG | IC | 0.8 |  | Commercial Non-CHP | N | Internal Combustion (PRMVR=IC)
EXCLUDE | MD | Domino Sugar Baltimore | 54795 | GEN3 | NG | ST | 2.5 |  | Industrial CHP | Y | Steam unit (PRMVR=ST) under 25MW/250 MMBtu/hr
EXCLUDE | CA | Saint Agnes Medical Center | 54800 | 9930 | NG | IC | 0.7 |  | Commercial CHP | N | Internal Combustion (PRMVR=IC)
EXCLUDE | NH | Plymouth State College Cogeneration | 54803 | A | DFO | IC | 1.2 |  | Commercial CHP | Y | Internal Combustion (PRMVR=IC)
EXCLUDE | NH | Plymouth State College Cogeneration | 54803 | B | DFO | IC | 1.6 |  | Commercial CHP | N | Internal Combustion (PRMVR=IC)
EXCLUDE | NY | New York University Central Plant | 54808 | D2 | DFO | IC | 0.8 |  | Commercial CHP | Y | Internal Combustion (PRMVR=IC)
EXCLUDE | NY | New York University Central Plant | 54808 | D3 | DFO | IC | 0.8 |  | Commercial CHP | Y | Internal Combustion (PRMVR=IC)
EXCLUDE | NY | New York University Central Plant | 54808 | D4 | DFO | IC | 0.8 |  | Commercial CHP | Y | Internal Combustion (PRMVR=IC)
EXCLUDE | NY | New York University Central Plant | 54808 | D5 | DFO | IC | 0.8 |  | Commercial CHP | Y | Internal Combustion (PRMVR=IC)
EXCLUDE | NY | New York University Central Plant | 54808 | D6 | DFO | IC | 0.8 |  | Commercial CHP | Y | Internal Combustion (PRMVR=IC)
EXCLUDE | NY | New York University Central Plant | 54808 | D7 | DFO | IC | 0.8 |  | Commercial CHP | Y | Internal Combustion (PRMVR=IC)
EXCLUDE | NY | New York University Central Plant | 54808 | DI | DFO | IC | 0.8 |  | Commercial CHP | Y | Internal Combustion (PRMVR=IC)
EXCLUDE | WA | University of Washington Power Plant | 54809 | DG3 | DFO | IC | 2 |  | Commercial CHP | N | Internal Combustion (PRMVR=IC)
EXCLUDE | WA | University of Washington Power Plant | 54809 | DG4 | DFO | IC | 2 |  | Commercial CHP | N | Internal Combustion (PRMVR=IC)
EXCLUDE | WA | University of Washington Power Plant | 54809 | DG5 | DFO | IC | 2 |  | Commercial CHP | N | Internal Combustion (PRMVR=IC)
EXCLUDE | WA | University of Washington Power Plant | 54809 | DG6 | DFO | IC | 2 |  | Commercial CHP | N | Internal Combustion (PRMVR=IC)
EXCLUDE | WA | University of Washington Power Plant | 54809 | DG7 | DFO | IC | 2 |  | Commercial CHP | N | Internal Combustion (PRMVR=IC)
EXCLUDE | GA | Shepherd Center | 54813 | 1 | DFO | IC | 0.6 |  | Commercial Non-CHP | N | Internal Combustion (PRMVR=IC)
EXCLUDE | GA | Shepherd Center | 54813 | 2 | DFO | IC | 0.6 |  | Commercial Non-CHP | N | Internal Combustion (PRMVR=IC)
EXCLUDE | GA | Shepherd Center | 54813 | 3 | DFO | IC | 0.2 |  | Commercial Non-CHP | N | Internal Combustion (PRMVR=IC)
EXCLUDE | GA | Shepherd Center | 54813 | 4 | DFO | IC | 0.3 |  | Commercial Non-CHP | N | Internal Combustion (PRMVR=IC)
EXCLUDE | GA | Shepherd Center | 54813 | 5 | DFO | IC | 0.6 |  | Commercial Non-CHP | N | Internal Combustion (PRMVR=IC)
EXCLUDE | GA | Shepherd Center | 54813 | 6 | DFO | IC | 0.6 |  | Commercial Non-CHP | N | Internal Combustion (PRMVR=IC)
EXCLUDE | GA | Riverwood 100 Building | 54816 | 11KT | DFO | IC | 1.1 |  | Commercial Non-CHP | N | Internal Combustion (PRMVR=IC)
EXCLUDE | GA | 191 Peachtree Tower | 54818 | GEN1 | DFO | IC | 1.2 |  | Commercial Non-CHP | N | Internal Combustion (PRMVR=IC)
EXCLUDE | GA | 191 Peachtree Tower | 54818 | GEN2 | DFO | IC | 1.2 |  | Commercial Non-CHP | N | Internal Combustion (PRMVR=IC)
EXCLUDE | NC | Smithfield Packing Bladen | 54823 | GEN1 | DFO | IC | 1.5 |  | Industrial Non-CHP | N | Internal Combustion (PRMVR=IC)
EXCLUDE | NC | Smithfield Packing Bladen | 54823 | GEN2 | DFO | IC | 1.5 |  | Industrial Non-CHP | N | Internal Combustion (PRMVR=IC)
EXCLUDE | NC | Smithfield Packing Bladen | 54823 | GEN3 | DFO | IC | 1.5 |  | Industrial Non-CHP | N | Internal Combustion (PRMVR=IC)
EXCLUDE | NC | Smithfield Packing Bladen | 54823 | GEN4 | DFO | IC | 1.5 |  | Industrial Non-CHP | N | Internal Combustion (PRMVR=IC)
EXCLUDE | NC | Smithfield Packing Bladen | 54823 | GEN5 | DFO | IC | 1.5 |  | Industrial Non-CHP | N | Internal Combustion (PRMVR=IC)
EXCLUDE | NC | Smithfield Packing Bladen | 54823 | GEN6 | DFO | IC | 1.5 |  | Industrial Non-CHP | N | Internal Combustion (PRMVR=IC)
EXCLUDE | NC | Smithfield Packing Bladen | 54823 | GEN7 | DFO | IC | 1.5 |  | Industrial Non-CHP | N | Internal Combustion (PRMVR=IC)
EXCLUDE | NC | Smithfield Packing Bladen | 54823 | GEN8 | DFO | IC | 1.5 |  | Industrial Non-CHP | N | Internal Combustion (PRMVR=IC)
EXCLUDE | NC | Smithfield Packing Bladen | 54823 | GEN9 | DFO | IC | 1.5 |  | Industrial Non-CHP | N | Internal Combustion (PRMVR=IC)
EXCLUDE | NC | Smithfield Packing Bladen | 54823 | GN10 | DFO | IC | 1.5 |  | Industrial Non-CHP | N | Internal Combustion (PRMVR=IC)
EXCLUDE | NC | Smithfield Packing Bladen | 54823 | GN11 | DFO | IC | 1.5 |  | Industrial Non-CHP | N | Internal Combustion (PRMVR=IC)
EXCLUDE | NC | Smithfield Packing Bladen | 54823 | GN12 | DFO | IC | 1.5 |  | Industrial Non-CHP | N | Internal Combustion (PRMVR=IC)
EXCLUDE | NC | Smithfield Packing Bladen | 54823 | GN13 | DFO | IC | 1.5 |  | Industrial Non-CHP | N | Internal Combustion (PRMVR=IC)
EXCLUDE | NC | Smithfield Packing Bladen | 54823 | GN14 | DFO | IC | 1.5 |  | Industrial Non-CHP | N | Internal Combustion (PRMVR=IC)
EXCLUDE | NC | Smithfield Packing Bladen | 54823 | GN15 | DFO | IC | 1.5 |  | Industrial Non-CHP | N | Internal Combustion (PRMVR=IC)
EXCLUDE | NC | Smithfield Packing Bladen | 54823 | GN16 | DFO | IC | 1.5 |  | Industrial Non-CHP | N | Internal Combustion (PRMVR=IC)
EXCLUDE | NC | Smithfield Packing Bladen | 54823 | GN17 | DFO | IC | 1.5 |  | Industrial Non-CHP | N | Internal Combustion (PRMVR=IC)
EXCLUDE | NC | Smithfield Packing Bladen | 54823 | GN18 | DFO | IC | 1.5 |  | Industrial Non-CHP | N | Internal Combustion (PRMVR=IC)
EXCLUDE | NC | Smithfield Packing Bladen | 54823 | GN19 | DFO | IC | 1.5 |  | Industrial Non-CHP | N | Internal Combustion (PRMVR=IC)
EXCLUDE | GA | Dekalb Medical Center | 54830 | 03 | DFO | IC | 1.5 |  | Commercial Non-CHP | N | Internal Combustion (PRMVR=IC)
EXCLUDE | GA | Dekalb Medical Center | 54830 | 90 | DFO | IC | 1.2 |  | Commercial Non-CHP | N | Internal Combustion (PRMVR=IC)
EXCLUDE | GA | Dekalb Medical Center | 54830 | 93 | DFO | IC | 1.2 |  | Commercial Non-CHP | N | Internal Combustion (PRMVR=IC)
EXCLUDE | AK | Fort Greely Power Plant | 54834 | EN-1 | DFO | IC | 1 |  | Commercial Non-CHP | N | Internal Combustion (PRMVR=IC)
EXCLUDE | AK | Fort Greely Power Plant | 54834 | EN-2 | DFO | IC | 1 |  | Commercial Non-CHP | N | Internal Combustion (PRMVR=IC)
EXCLUDE | AK | Fort Greely Power Plant | 54834 | EN-3 | DFO | IC | 1 |  | Commercial Non-CHP | N | Internal Combustion (PRMVR=IC)
EXCLUDE | AK | Fort Greely Power Plant | 54834 | EN-4 | DFO | IC | 1.2 |  | Commercial Non-CHP | N | Internal Combustion (PRMVR=IC)
EXCLUDE | AK | Fort Greely Power Plant | 54834 | EN-5 | DFO | IC | 1.2 |  | Commercial Non-CHP | N | Internal Combustion (PRMVR=IC)
EXCLUDE | AK | Fort Greely Power Plant | 54834 | EN-6 | DFO | IC | 2.5 |  | Commercial Non-CHP | N | Internal Combustion (PRMVR=IC)
EXCLUDE | AK | Fort Greely Power Plant | 54834 | EN-7 | DFO | IC | 2.5 |  | Commercial Non-CHP | N | Internal Combustion (PRMVR=IC)
EXCLUDE | IN | Evonik Degussa Tippecanoe Laboratories | 54835 | T121 | DFO | IC | 1.2 |  | Industrial Non-CHP | N | Internal Combustion (PRMVR=IC)
EXCLUDE | GA | Valdosta Water Treatment Plant | 54839 | GEN1 | DFO | IC | 1.7 |  | Commercial Non-CHP | N | Internal Combustion (PRMVR=IC)
EXCLUDE | GA | Valdosta Water Treatment Plant | 54839 | GEN2 | DFO | IC | 1.7 |  | Commercial Non-CHP | N | Internal Combustion (PRMVR=IC)
EXCLUDE | GA | Thiele Kaolin Sandersville | 54841 | G1 | DFO | IC | 1.2 |  | Industrial Non-CHP | N | Internal Combustion (PRMVR=IC)
EXCLUDE | GA | Thiele Kaolin Sandersville | 54841 | G2 | DFO | IC | 1.2 |  | Industrial Non-CHP | N | Internal Combustion (PRMVR=IC)
EXCLUDE | WI | Outagamie County Co-Generation Facility | 54842 | G1 | LFG | IC | 1.6 |  | IPP CHP | Y | Internal Combustion (PRMVR=IC)
EXCLUDE | WI | Outagamie County Co-Generation Facility | 54842 | G2 | LFG | IC | 1.6 |  | IPP CHP | Y | Internal Combustion (PRMVR=IC)
EXCLUDE | WI | Outagamie County Co-Generation Facility | 54842 | G3 | LFG | IC | 1.6 |  | IPP CHP | Y | Internal Combustion (PRMVR=IC)
EXCLUDE | WI | Outagamie County Co-Generation Facility | 54842 | GEN1 | LFG | IC | 0.8 |  | IPP CHP | Y | Internal Combustion (PRMVR=IC)
EXCLUDE | WI | Outagamie County Co-Generation Facility | 54842 | GEN2 | LFG | IC | 0.8 |  | IPP CHP | Y | Internal Combustion (PRMVR=IC)
EXCLUDE | WI | Outagamie County Co-Generation Facility | 54842 | GEN3 | LFG | IC | 0.8 |  | IPP CHP | Y | Internal Combustion (PRMVR=IC)
EXCLUDE | GA | Sun Trust Plaza | 54845 | EG-1 | DFO | IC | 1.2 |  | Commercial Non-CHP | N | Internal Combustion (PRMVR=IC)
EXCLUDE | GA | Sun Trust Plaza | 54845 | EG-2 | DFO | IC | 1.2 |  | Commercial Non-CHP | N | Internal Combustion (PRMVR=IC)
EXCLUDE | GA | South Georgia Medical Center | 54848 | GEN1 | DFO | IC | 0.4 |  | Commercial Non-CHP | N | Internal Combustion (PRMVR=IC)
EXCLUDE | GA | South Georgia Medical Center | 54848 | GEN2 | DFO | IC | 0.4 |  | Commercial Non-CHP | N | Internal Combustion (PRMVR=IC)
EXCLUDE | GA | South Georgia Medical Center | 54848 | GEN3 | DFO | IC | 0.4 |  | Commercial Non-CHP | N | Internal Combustion (PRMVR=IC)
EXCLUDE | GA | South Georgia Medical Center | 54848 | GEN4 | DFO | IC | 0.7 |  | Commercial Non-CHP | N | Internal Combustion (PRMVR=IC)
EXCLUDE | GA | South Georgia Medical Center | 54848 | GEN7 | DFO | IC | 0.8 |  | Commercial Non-CHP | N | Internal Combustion (PRMVR=IC)
EXCLUDE | GA | Thiele Kaolin Reedy Creek | 54849 | G1 | DFO | IC | 1.1 |  | Industrial Non-CHP | N | Internal Combustion (PRMVR=IC)
EXCLUDE | GA | Thiele Kaolin Reedy Creek | 54849 | G2 | DFO | IC | 1.1 |  | Industrial Non-CHP | N | Internal Combustion (PRMVR=IC)
EXCLUDE | ME | Greenville Steam | 54852 | 1 | WDS | ST | 15.6 |  | IPP Non-CHP | N | Non Fossil fuel type
EXCLUDE | GA | Riverside Manufacturing | 54856 | 1753 | NG | GT | 1.1 |  | Industrial Non-CHP | N | Simple Cycle Turbine (PRMVR=GT or OT) unit under 25MW
EXCLUDE | WI | Niagara Mill | 54857 | 1HY | WAT | HY | 1.8 |  | Industrial CHP | N | Non Combustion (NUC, WAT, WND, GEO, or SUN)
EXCLUDE | WI | Niagara Mill | 54857 | 1ST | BIT | ST | 2.5 |  | Industrial CHP | Y | Steam unit (PRMVR=ST) under 25MW/250 MMBtu/hr
EXCLUDE | WI | Niagara Mill | 54857 | 2HY | WAT | HY | 2.2 |  | Industrial CHP | N | Non Combustion (NUC, WAT, WND, GEO, or SUN)
EXCLUDE | WI | Niagara Mill | 54857 | 2ST | BIT | ST | 9.3 |  | Industrial CHP | Y | Steam unit (PRMVR=ST) under 25MW/250 MMBtu/hr
EXCLUDE | WI | Niagara Mill | 54857 | 3HY | WAT | HY | 2.6 |  | Industrial CHP | N | Non Combustion (NUC, WAT, WND, GEO, or SUN)
EXCLUDE | WI | Niagara Mill | 54857 | 4HY | WAT | HY | 2.6 |  | Industrial CHP | N | Non Combustion (NUC, WAT, WND, GEO, or SUN)
EXCLUDE | WI | Niagara Mill | 54857 | 5HY | WAT | HY | 1 |  | Industrial CHP | N | Non Combustion (NUC, WAT, WND, GEO, or SUN)
EXCLUDE | WI | Niagara Mill | 54857 | 6HY | WAT | HY | 2.5 |  | Industrial CHP | N | Non Combustion (NUC, WAT, WND, GEO, or SUN)
EXCLUDE | MO | Southwestern Bell Telephone | 54858 | E/G1 | DFO | IC | 2 |  | Commercial CHP | Y | Internal Combustion (PRMVR=IC)
EXCLUDE | MO | Southwestern Bell Telephone | 54858 | E/G2 | DFO | IC | 2 |  | Commercial CHP | Y | Internal Combustion (PRMVR=IC)
EXCLUDE | MO | Southwestern Bell Telephone | 54858 | E/G3 | DFO | IC | 2 |  | Commercial CHP | Y | Internal Combustion (PRMVR=IC)
EXCLUDE | MO | Southwestern Bell Telephone | 54858 | E/G4 | DFO | IC | 2.8 |  | Commercial CHP | N | Internal Combustion (PRMVR=IC)
EXCLUDE | MO | Southwestern Bell Telephone | 54858 | E/G5 | DFO | IC | 2.8 |  | Commercial CHP | N | Internal Combustion (PRMVR=IC)
EXCLUDE | MO | Southwestern Bell Telephone | 54858 | E/G6 | DFO | IC | 2.8 |  | Commercial CHP | N | Internal Combustion (PRMVR=IC)
EXCLUDE | MO | Southwestern Bell Telephone | 54858 | E/G7 | DFO | IC | 2.8 |  | Commercial CHP | N | Internal Combustion (PRMVR=IC)
EXCLUDE | NY | Bassett Medical Center | 54863 | 0001 | DFO | IC | 0.8 |  | Commercial Non-CHP | N | Internal Combustion (PRMVR=IC)
EXCLUDE | NY | Bassett Medical Center | 54863 | 0002 | DFO | IC | 0.8 |  | Commercial Non-CHP | N | Internal Combustion (PRMVR=IC)
EXCLUDE | NY | Bassett Medical Center | 54863 | 0003 | DFO | IC | 0.8 |  | Commercial Non-CHP | N | Internal Combustion (PRMVR=IC)
EXCLUDE | NY | Bassett Medical Center | 54863 | 0004 | DFO | IC | 1.6 |  | Commercial Non-CHP | N | Internal Combustion (PRMVR=IC)
EXCLUDE | NY | Bassett Medical Center | 54863 | 0005 | DFO | IC | 1.6 |  | Commercial Non-CHP | N | Internal Combustion (PRMVR=IC)
EXCLUDE | GA | Atlanta Gift Mart LP | 54877 | BUG | DFO | IC | 1.2 |  | Commercial Non-CHP | N | Internal Combustion (PRMVR=IC)
EXCLUDE | GA | Kamin LLC Wrens Plant | 54880 | TUR1 | NG | GT | 1 |  | Industrial CHP | Y | Simple Cycle Turbine (PRMVR=GT or OT) unit under 25MW
EXCLUDE | GA | Kamin LLC Wrens Plant | 54880 | WP1 | DFO | IC | 1.1 |  | Industrial CHP | N | Internal Combustion (PRMVR=IC)
EXCLUDE | GA | Kamin LLC Wrens Plant | 54880 | WPH1 | DFO | IC | 1.1 |  | Industrial CHP | N | Internal Combustion (PRMVR=IC)
EXCLUDE | GA | Kamin LLC Wrens Plant | 54880 | WPH2 | DFO | IC | 1.2 |  | Industrial CHP | N | Internal Combustion (PRMVR=IC)
EXCLUDE | GA | Kamin LLC Wrens Plant | 54880 | WPH3 | DFO | IC | 1 |  | Industrial CHP | N | Internal Combustion (PRMVR=IC)
EXCLUDE | NC | CenturyLink Regional HQ | 54882 | GEN1 | DFO | IC | 1 |  | Commercial Non-CHP | N | Internal Combustion (PRMVR=IC)
EXCLUDE | NC | CenturyLink Regional HQ | 54882 | GEN2 | DFO | IC | 1 |  | Commercial Non-CHP | N | Internal Combustion (PRMVR=IC)
EXCLUDE | WI | Kimberly Mill | 54885 | 1H | WAT | HY | 0.7 |  | Industrial CHP | N | Non Combustion (NUC, WAT, WND, GEO, or SUN)
EXCLUDE | WI | Kimberly Mill | 54885 | 2H | WAT | HY | 0.7 |  | Industrial CHP | N | Non Combustion (NUC, WAT, WND, GEO, or SUN)
EXCLUDE | WI | Kimberly Mill | 54885 | 3H | WAT | HY | 0.7 |  | Industrial CHP | N | Non Combustion (NUC, WAT, WND, GEO, or SUN)
EXCLUDE | WI | Kimberly Mill | 54885 | 3TB | NG | ST | 15.9 |  | Industrial CHP | Y | Steam unit (PRMVR=ST) under 25MW/250 MMBtu/hr
EXCLUDE | WI | Kimberly Mill | 54885 | 4TB | NG | ST | 19.3 |  | Industrial CHP | Y | Steam unit (PRMVR=ST) under 25MW/250 MMBtu/hr
EXCLUDE | IL | Saint Mary of Nazareth Hospital | 54886 | GEN1 | NG | IC | 0.8 |  | Commercial CHP | Y | Internal Combustion (PRMVR=IC)
EXCLUDE | IL | Saint Mary of Nazareth Hospital | 54886 | GEN2 | NG | IC | 0.8 |  | Commercial CHP | Y | Internal Combustion (PRMVR=IC)
EXCLUDE | IL | Saint Mary of Nazareth Hospital | 54886 | GEN3 | NG | IC | 0.8 |  | Commercial CHP | Y | Internal Combustion (PRMVR=IC)
EXCLUDE | NC | DSM Pharmaceuticals | 54887 | GEN2 | DFO | IC | 0.3 |  | Industrial CHP | N | Internal Combustion (PRMVR=IC)
EXCLUDE | NC | DSM Pharmaceuticals | 54887 | GEN3 | DFO | IC | 1.1 |  | Industrial CHP | N | Internal Combustion (PRMVR=IC)
EXCLUDE | NC | DSM Pharmaceuticals | 54887 | GEN4 | DFO | IC | 1.2 |  | Industrial CHP | N | Internal Combustion (PRMVR=IC)
EXCLUDE | NC | DSM Pharmaceuticals | 54887 | GEN5 | DFO | IC | 1 |  | Industrial CHP | N | Internal Combustion (PRMVR=IC)
EXCLUDE | NC | DSM Pharmaceuticals | 54887 | GEN6 | DFO | IC | 1.2 |  | Industrial CHP | N | Internal Combustion (PRMVR=IC)
EXCLUDE | MI | Peoples Generating Station | 54890 | GEN1 | LFG | IC | 3.2 |  | IPP Non-CHP | N | Internal Combustion (PRMVR=IC)
EXCLUDE | MI | Adrian Energy Associates LLC | 54903 | UNT1 | LFG | IC | 0.8 |  | IPP Non-CHP | N | Internal Combustion (PRMVR=IC)
EXCLUDE | MI | Adrian Energy Associates LLC | 54903 | UNT2 | LFG | IC | 0.8 |  | IPP Non-CHP | N | Internal Combustion (PRMVR=IC)
EXCLUDE | MI | Adrian Energy Associates LLC | 54903 | UNT3 | LFG | IC | 0.8 |  | IPP Non-CHP | N | Internal Combustion (PRMVR=IC)
EXCLUDE | GA | Georgia Pacific Center | 54906 | 01 | DFO | IC | 0.7 |  | Commercial Non-CHP | N | Internal Combustion (PRMVR=IC)
EXCLUDE | GA | Georgia Pacific Center | 54906 | 02 | DFO | IC | 0.7 |  | Commercial Non-CHP | N | Internal Combustion (PRMVR=IC)
EXCLUDE | CA | Tehachapi Wind Resource II | 54909 | PLAN | WND | WT | 15.5 |  | IPP Non-CHP | N | Non Combustion (NUC, WAT, WND, GEO, or SUN)
EXCLUDE | MI | Brent Run Generating Station | 54910 | 7-1 | LFG | IC | 0.8 |  | IPP Non-CHP | N | Internal Combustion (PRMVR=IC)
EXCLUDE | MI | Brent Run Generating Station | 54910 | 7-2 | LFG | IC | 0.8 |  | IPP Non-CHP | N | Internal Combustion (PRMVR=IC)
EXCLUDE | MI | Brent Run Generating Station | 54910 | 7-3 | LFG | IC | 0.6 |  | IPP Non-CHP | N | Internal Combustion (PRMVR=IC)
EXCLUDE | NJ | Anheuser-Busch Newark Brewery | 54913 | GEN1 | NG | GT | 6.5 |  | Industrial CHP | Y | Simple Cycle Turbine (PRMVR=GT or OT) unit under 25MW
EXCLUDE | NJ | Anheuser-Busch Newark Brewery | 54913 | GEN2 | NG | GT | 6.5 |  | Industrial CHP | Y | Simple Cycle Turbine (PRMVR=GT or OT) unit under 25MW
EXCLUDE | IL | General Mills West Chicago | 54924 | 1 | NG | IC | 0.8 |  | Industrial CHP | Y | Internal Combustion (PRMVR=IC)
EXCLUDE | IL | General Mills West Chicago | 54924 | 2 | NG | IC | 0.8 |  | Industrial CHP | Y | Internal Combustion (PRMVR=IC)
EXCLUDE | IL | General Mills West Chicago | 54924 | 3 | NG | IC | 0.8 |  | Industrial CHP | Y | Internal Combustion (PRMVR=IC)
EXCLUDE | IL | General Mills West Chicago | 54924 | 4 | NG | IC | 0.8 |  | Industrial CHP | Y | Internal Combustion (PRMVR=IC)
EXCLUDE | IL | General Mills West Chicago | 54924 | 5 | NG | IC | 0.8 |  | Industrial CHP | Y | Internal Combustion (PRMVR=IC)
EXCLUDE | IL | General Mills West Chicago | 54924 | 6 | NG | IC | 0.8 |  | Industrial CHP | Y | Internal Combustion (PRMVR=IC)
EXCLUDE | IL | General Mills West Chicago | 54924 | 7 | NG | IC | 0.8 |  | Industrial CHP | Y | Internal Combustion (PRMVR=IC)
EXCLUDE | IL | General Mills West Chicago | 54924 | 8 | NG | IC | 0.8 |  | Industrial CHP | Y | Internal Combustion (PRMVR=IC)
EXCLUDE | IN | Twin Bridges LFGTE | 54925 | I-1 | LFG | IC | 0.8 |  | Electric Utility | N | Internal Combustion (PRMVR=IC)
EXCLUDE | IN | Twin Bridges LFGTE | 54925 | I-2 | LFG | IC | 0.8 |  | Electric Utility | N | Internal Combustion (PRMVR=IC)
EXCLUDE | IN | Twin Bridges LFGTE | 54925 | I-3 | LFG | IC | 0.8 |  | Electric Utility | N | Internal Combustion (PRMVR=IC)
EXCLUDE | IN | Twin Bridges LFGTE | 54925 | I-4 | LFG | IC | 0.8 |  | Electric Utility | N | Internal Combustion (PRMVR=IC)
EXCLUDE | IN | Twin Bridges LFGTE | 54925 | II-1 | LFG | IC | 0.8 |  | Electric Utility | N | Internal Combustion (PRMVR=IC)
EXCLUDE | IN | Twin Bridges LFGTE | 54925 | II-2 | LFG | IC | 0.8 |  | Electric Utility | N | Internal Combustion (PRMVR=IC)
EXCLUDE | IN | Twin Bridges LFGTE | 54925 | II-3 | LFG | IC | 0.8 |  | Electric Utility | N | Internal Combustion (PRMVR=IC)
EXCLUDE | IN | Twin Bridges LFGTE | 54925 | II-4 | LFG | IC | 0.8 |  | Electric Utility | N | Internal Combustion (PRMVR=IC)
EXCLUDE | IN | Twin Bridges LFGTE | 54925 | III-1 | LFG | IC | 0.8 |  | Electric Utility | N | Internal Combustion (PRMVR=IC)
EXCLUDE | IN | Twin Bridges LFGTE | 54925 | III-2 | LFG | IC | 0.8 |  | Electric Utility | N | Internal Combustion (PRMVR=IC)
EXCLUDE | IN | Twin Bridges LFGTE | 54925 | III-3 | LFG | IC | 0.8 |  | Electric Utility | N | Internal Combustion (PRMVR=IC)
EXCLUDE | IN | Twin Bridges LFGTE | 54925 | III-4 | LFG | IC | 0.8 |  | Electric Utility | N | Internal Combustion (PRMVR=IC)
EXCLUDE | IN | Twin Bridges LFGTE | 54925 | IV-1 | LFG | IC | 1.6 |  | Electric Utility | N | Internal Combustion (PRMVR=IC)
EXCLUDE | IN | Twin Bridges LFGTE | 54925 | IV-2 | LFG | IC | 1.6 |  | Electric Utility | N | Internal Combustion (PRMVR=IC)
EXCLUDE | IN | Prairie View I & II LFGTE | 54926 | I-1 | LFG | IC | 0.8 |  | Electric Utility | N | Internal Combustion (PRMVR=IC)
EXCLUDE | IN | Prairie View I & II LFGTE | 54926 | I-2 | LFG | IC | 0.8 |  | Electric Utility | N | Internal Combustion (PRMVR=IC)
EXCLUDE | IN | Prairie View I & II LFGTE | 54926 | I-3 | LFG | IC | 0.8 |  | Electric Utility | N | Internal Combustion (PRMVR=IC)
EXCLUDE | IN | Prairie View I & II LFGTE | 54926 | I-4 | LFG | IC | 0.8 |  | Electric Utility | N | Internal Combustion (PRMVR=IC)
EXCLUDE | IN | Prairie View I & II LFGTE | 54926 | II-1 | LFG | IC | 0.8 |  | Electric Utility | N | Internal Combustion (PRMVR=IC)
EXCLUDE | IN | Prairie View I & II LFGTE | 54926 | II-2 | LFG | IC | 0.8 |  | Electric Utility | N | Internal Combustion (PRMVR=IC)
EXCLUDE | IN | Prairie View I & II LFGTE | 54926 | II-3 | LFG | IC | 0.8 |  | Electric Utility | N | Internal Combustion (PRMVR=IC)
EXCLUDE | IN | Prairie View I & II LFGTE | 54926 | II-4 | LFG | IC | 0.8 |  | Electric Utility | N | Internal Combustion (PRMVR=IC)
EXCLUDE | IA | Alliant SBD 9403 Aegon DC | 54929 | 6110 | DFO | IC | 1.6 |  | IPP Non-CHP | N | Internal Combustion (PRMVR=IC)
EXCLUDE | IA | Alliant SBD 9403 Aegon DC | 54929 | 6111 | DFO | IC | 1.1 |  | IPP Non-CHP | N | Internal Combustion (PRMVR=IC)
EXCLUDE | IA | Alliant SBD 9403 Aegon DC | 54929 | 6112 | DFO | IC | 1.5 |  | IPP Non-CHP | N | Internal Combustion (PRMVR=IC)
EXCLUDE | IA | Alliant SBD 9403 Aegon DC | 54929 | 6113 | DFO | IC | 1.5 |  | IPP Non-CHP | N | Internal Combustion (PRMVR=IC)
EXCLUDE | IA | Alliant SBD 9402 Climax | 54930 | 5100 | DFO | IC | 1.6 |  | IPP Non-CHP | N | Internal Combustion (PRMVR=IC)
EXCLUDE | IA | Alliant SBD 9402 Climax | 54930 | 5200 | DFO | IC | 1.6 |  | IPP Non-CHP | N | Internal Combustion (PRMVR=IC)
EXCLUDE | IA | Alliant SBD 9402 Climax | 54930 | 5300 | DFO | IC | 1.6 |  | IPP Non-CHP | N | Internal Combustion (PRMVR=IC)
EXCLUDE | IA | Alliant SBD 9402 Climax | 54930 | 5400 | DFO | IC | 1.6 |  | IPP Non-CHP | N | Internal Combustion (PRMVR=IC)
EXCLUDE | IA | Alliant SBD 9402 Climax | 54930 | 5500 | DFO | IC | 1.6 |  | IPP Non-CHP | N | Internal Combustion (PRMVR=IC)
EXCLUDE | IL | Panduit Tinley Park | 54932 | GEN1 | NG | IC | 0.7 |  | Industrial Non-CHP | N | Internal Combustion (PRMVR=IC)
EXCLUDE | IL | Panduit Tinley Park | 54932 | GEN2 | NG | IC | 0.7 |  | Industrial Non-CHP | N | Internal Combustion (PRMVR=IC)
EXCLUDE | PA | Keystone Landfill | 54934 | NO1 | LFG | IC | 0.8 |  | IPP Non-CHP | N | Internal Combustion (PRMVR=IC)
EXCLUDE | PA | Keystone Landfill | 54934 | NO2 | LFG | IC | 0.8 |  | IPP Non-CHP | N | Internal Combustion (PRMVR=IC)
EXCLUDE | PA | Keystone Landfill | 54934 | NO3 | LFG | IC | 0.8 |  | IPP Non-CHP | N | Internal Combustion (PRMVR=IC)
EXCLUDE | PA | Keystone Landfill | 54934 | NO4 | LFG | IC | 0.8 |  | IPP Non-CHP | N | Internal Combustion (PRMVR=IC)
EXCLUDE | PA | Keystone Landfill | 54934 | NO5 | LFG | IC | 0.8 |  | IPP Non-CHP | N | Internal Combustion (PRMVR=IC)
EXCLUDE | PA | Keystone Landfill | 54934 | NO6 | LFG | IC | 0.8 |  | IPP Non-CHP | N | Internal Combustion (PRMVR=IC)
EXCLUDE | PA | Keystone Landfill | 54934 | NO7 | LFG | IC | 0.8 |  | IPP Non-CHP | N | Internal Combustion (PRMVR=IC)
EXCLUDE | MA | Wellesley College Central Utility Plant | 54937 | 1118 | NG | IC | 1.3 |  | Commercial CHP | Y | Internal Combustion (PRMVR=IC)
EXCLUDE | MA | Wellesley College Central Utility Plant | 54937 | 1119 | NG | IC | 1.3 |  | Commercial CHP | Y | Internal Combustion (PRMVR=IC)
EXCLUDE | MA | Wellesley College Central Utility Plant | 54937 | 1120 | NG | IC | 1.3 |  | Commercial CHP | Y | Internal Combustion (PRMVR=IC)
EXCLUDE | MA | Wellesley College Central Utility Plant | 54937 | 1121 | NG | IC | 1.3 |  | Commercial CHP | Y | Internal Combustion (PRMVR=IC)
EXCLUDE | MA | Wellesley College Central Utility Plant | 54937 | 8187 | NG | IC | 1.9 |  | Commercial CHP | Y | Internal Combustion (PRMVR=IC)
EXCLUDE | MN | EKS Landfill | 54939 | UNT1 | LFG | IC | 1.6 |  | IPP Non-CHP | N | Internal Combustion (PRMVR=IC)
EXCLUDE | MN | EKS Landfill | 54939 | UNT2 | LFG | IC | 1.6 |  | IPP Non-CHP | N | Internal Combustion (PRMVR=IC)
EXCLUDE | MN | EKS Landfill | 54939 | UNT3 | LFG | IC | 0.9 |  | IPP Non-CHP | N | Internal Combustion (PRMVR=IC)
EXCLUDE | MN | EKS Landfill | 54939 | UNT4 | LFG | IC | 1.6 |  | IPP Non-CHP | N | Internal Combustion (PRMVR=IC)
EXCLUDE | CA | Monterey Regional Water Cogen Facility | 54951 | EG1 | OBG | IC | 0.5 |  | Commercial CHP | Y | Internal Combustion (PRMVR=IC)
EXCLUDE | CA | Monterey Regional Water Cogen Facility | 54951 | EG2 | OBG | IC | 0.5 |  | Commercial CHP | Y | Internal Combustion (PRMVR=IC)
EXCLUDE | CA | Monterey Regional Water Cogen Facility | 54951 | EG3 | OBG | IC | 0.5 |  | Commercial CHP | Y | Internal Combustion (PRMVR=IC)
EXCLUDE | IN | Deercroft I & II LFGTE | 54956 | I-1 | LFG | IC | 0.8 |  | Electric Utility | N | Internal Combustion (PRMVR=IC)
EXCLUDE | IN | Deercroft I & II LFGTE | 54956 | I-2 | LFG | IC | 0.8 |  | Electric Utility | N | Internal Combustion (PRMVR=IC)
EXCLUDE | IN | Deercroft I & II LFGTE | 54956 | I-3 | LFG | IC | 0.8 |  | Electric Utility | N | Internal Combustion (PRMVR=IC)
EXCLUDE | IN | Deercroft I & II LFGTE | 54956 | I-4 | LFG | IC | 0.8 |  | Electric Utility | N | Internal Combustion (PRMVR=IC)
EXCLUDE | IN | Deercroft I & II LFGTE | 54956 | II-1 | LFG | IC | 0.8 |  | Electric Utility | N | Internal Combustion (PRMVR=IC)
EXCLUDE | IN | Deercroft I & II LFGTE | 54956 | II-2 | LFG | IC | 0.8 |  | Electric Utility | N | Internal Combustion (PRMVR=IC)
EXCLUDE | IN | Deercroft I & II LFGTE | 54956 | II-3 | LFG | IC | 0.8 |  | Electric Utility | N | Internal Combustion (PRMVR=IC)
EXCLUDE | IN | Deercroft I & II LFGTE | 54956 | II-4 | LFG | IC | 0.8 |  | Electric Utility | N | Internal Combustion (PRMVR=IC)
EXCLUDE | TX | ExxonMobil Hawkins Gas Plant | 54962 | UN73 | NG | IC | 3 |  | Industrial Non-CHP | N | Internal Combustion (PRMVR=IC)
EXCLUDE | TX | ExxonMobil Hawkins Gas Plant | 54962 | UN74 | NG | IC | 3.4 |  | Industrial Non-CHP | N | Internal Combustion (PRMVR=IC)
EXCLUDE | TX | ExxonMobil Hawkins Gas Plant | 54962 | UN75 | NG | IC | 2.5 |  | Industrial Non-CHP | N | Internal Combustion (PRMVR=IC)
EXCLUDE | TX | ExxonMobil Hawkins Gas Plant | 54962 | UN76 | NG | IC | 0.1 |  | Industrial Non-CHP | N | Internal Combustion (PRMVR=IC)
EXCLUDE | TX | ExxonMobil Hawkins Gas Plant | 54962 | UN77 | NG | IC | 0.5 |  | Industrial Non-CHP | N | Internal Combustion (PRMVR=IC)
EXCLUDE | TX | ExxonMobil Hawkins Gas Plant | 54962 | UN78 | NG | IC | 0.5 |  | Industrial Non-CHP | N | Internal Combustion (PRMVR=IC)
EXCLUDE | TX | ExxonMobil Hawkins Gas Plant | 54962 | UN79 | NG | IC | 0.5 |  | Industrial Non-CHP | N | Internal Combustion (PRMVR=IC)
EXCLUDE | MI | Cargill Salt | 54965 | DCT | BIT | ST | 1.2 |  | Industrial CHP | N | Steam unit (PRMVR=ST) under 25MW/250 MMBtu/hr
EXCLUDE | MI | Cargill Salt | 54965 | DCTG | BIT | ST | 0.7 |  | Industrial CHP | N | Steam unit (PRMVR=ST) under 25MW/250 MMBtu/hr
EXCLUDE | IA | Alliant SBD 9302 Aegon NP | 54967 | 7906 | DFO | IC | 1.2 |  | IPP Non-CHP | N | Internal Combustion (PRMVR=IC)
EXCLUDE | IA | Alliant SBD 9502 Eaton | 54968 | 0385 | DFO | IC | 1.8 |  | IPP Non-CHP | N | Internal Combustion (PRMVR=IC)
EXCLUDE | IA | Alliant SBD 9502 Eaton | 54968 | 0386 | DFO | IC | 1.8 |  | IPP Non-CHP | N | Internal Combustion (PRMVR=IC)
EXCLUDE | IA | Alliant SBD 9502 Eaton | 54968 | 5824 | DFO | IC | 1.8 |  | IPP Non-CHP | N | Internal Combustion (PRMVR=IC)
EXCLUDE | TX | Norit Americas Marshall Plant | 54972 | 8511 | LIG | ST | 2 |  | Industrial Non-CHP | N | Steam unit (PRMVR=ST) under 25MW/250 MMBtu/hr
EXCLUDE | NJ | Ocean County Landfill | 54980 | UNT1 | LFG | IC | 0.8 |  | IPP Non-CHP | N | Internal Combustion (PRMVR=IC)
EXCLUDE | NJ | Ocean County Landfill | 54980 | UNT2 | LFG | IC | 0.8 |  | IPP Non-CHP | N | Internal Combustion (PRMVR=IC)
EXCLUDE | NJ | Ocean County Landfill | 54980 | UNT3 | LFG | IC | 0.8 |  | IPP Non-CHP | N | Internal Combustion (PRMVR=IC)
EXCLUDE | NJ | Ocean County Landfill | 54980 | UNT4 | LFG | IC | 0.8 |  | IPP Non-CHP | N | Internal Combustion (PRMVR=IC)
EXCLUDE | NJ | Ocean County Landfill | 54980 | UNT5 | LFG | IC | 0.8 |  | IPP Non-CHP | N | Internal Combustion (PRMVR=IC)
EXCLUDE | NJ | Ocean County Landfill | 54980 | UNT6 | LFG | IC | 0.8 |  | IPP Non-CHP | N | Internal Combustion (PRMVR=IC)
EXCLUDE | AL | Crestwood Dothan | 54985 | GEN1 | DFO | IC | 1 |  | IPP Non-CHP | N | Internal Combustion (PRMVR=IC)
EXCLUDE | AL | Crestwood Dothan | 54985 | GEN2 | DFO | IC | 1 |  | IPP Non-CHP | N | Internal Combustion (PRMVR=IC)
EXCLUDE | AL | Crestwood Dothan | 54985 | GEN3 | DFO | IC | 2 |  | IPP Non-CHP | N | Internal Combustion (PRMVR=IC)
EXCLUDE | AL | Crestwood Dothan | 54985 | GEN5 | DFO | IC | 1 |  | IPP Non-CHP | N | Internal Combustion (PRMVR=IC)
EXCLUDE | AL | Crestwood Dothan | 54985 | GEN7 | DFO | IC | 1 |  | IPP Non-CHP | N | Internal Combustion (PRMVR=IC)
EXCLUDE | AL | Crestwood Dothan | 54985 | GEN8 | DFO | IC | 0.6 |  | IPP Non-CHP | N | Internal Combustion (PRMVR=IC)
EXCLUDE | AL | Crestwood Dothan | 54985 | GEN9 | DFO | IC | 2 |  | IPP Non-CHP | N | Internal Combustion (PRMVR=IC)
EXCLUDE | AL | Crestwood Dothan | 54985 | P83 | NG | ST | 5 |  | IPP Non-CHP | N | Steam unit (PRMVR=ST) under 25MW/250 MMBtu/hr
EXCLUDE | IL | Woodridge Greene Valley Treatment Plant | 54987 | FM01 | NG | IC | 1.5 |  | Commercial CHP | Y | Internal Combustion (PRMVR=IC)
EXCLUDE | MI | Pine Tree Acres | 54989 | GEN1 | LFG | IC | 0.8 |  | IPP Non-CHP | N | Internal Combustion (PRMVR=IC)
EXCLUDE | MI | Pine Tree Acres | 54989 | GEN2 | LFG | IC | 0.8 |  | IPP Non-CHP | N | Internal Combustion (PRMVR=IC)
EXCLUDE | MI | Pine Tree Acres | 54989 | GEN3 | LFG | IC | 0.8 |  | IPP Non-CHP | N | Internal Combustion (PRMVR=IC)
EXCLUDE | MI | Pine Tree Acres | 54989 | GEN4 | LFG | IC | 0.8 |  | IPP Non-CHP | N | Internal Combustion (PRMVR=IC)
EXCLUDE | MI | Pine Tree Acres | 54989 | GEN5 | LFG | IC | 0.8 |  | IPP Non-CHP | N | Internal Combustion (PRMVR=IC)
EXCLUDE | MI | Pine Tree Acres | 54989 | GEN6 | LFG | IC | 0.8 |  | IPP Non-CHP | N | Internal Combustion (PRMVR=IC)
EXCLUDE | MI | Pine Tree Acres | 54989 | GEN7 | LFG | IC | 0.8 |  | IPP Non-CHP | N | Internal Combustion (PRMVR=IC)
EXCLUDE | MI | Pine Tree Acres | 54989 | GEN8 | LFG | IC | 1.6 |  | IPP Non-CHP | N | Internal Combustion (PRMVR=IC)
EXCLUDE | MI | Pine Tree Acres | 54989 | GEN9 | LFG | IC | 1.6 |  | IPP Non-CHP | N | Internal Combustion (PRMVR=IC)
EXCLUDE | TX | Small Hydro of Texas | 55000 | 01 | WAT | HY | 0.5 |  | IPP Non-CHP | N | Non Combustion (NUC, WAT, WND, GEO, or SUN)
EXCLUDE | TX | Small Hydro of Texas | 55000 | 02 | WAT | HY | 0.5 |  | IPP Non-CHP | N | Non Combustion (NUC, WAT, WND, GEO, or SUN)
EXCLUDE | TX | Small Hydro of Texas | 55000 | 03 | WAT | HY | 0.5 |  | IPP Non-CHP | N | Non Combustion (NUC, WAT, WND, GEO, or SUN)
EXCLUDE | NC | Murphy-Brown LLC | 55002 | 01 | DFO | IC | 1.2 |  | Industrial Non-CHP | N | Internal Combustion (PRMVR=IC)
EXCLUDE | NC | Murphy-Brown LLC | 55002 | 02 | DFO | IC | 1.2 |  | Industrial Non-CHP | N | Internal Combustion (PRMVR=IC)
EXCLUDE | IL | Thornwood High School | 55004 | 1 | NG | IC | 0.7 |  | Commercial Non-CHP | N | Internal Combustion (PRMVR=IC)
EXCLUDE | IL | Thornwood High School | 55004 | 2 | NG | IC | 0.7 |  | Commercial Non-CHP | N | Internal Combustion (PRMVR=IC)
EXCLUDE | IL | Thornridge High School | 55005 | 1 | NG | IC | 0.5 |  | Commercial Non-CHP | N | Internal Combustion (PRMVR=IC)
EXCLUDE | IL | Thornridge High School | 55005 | 2 | NG | IC | 0.5 |  | Commercial Non-CHP | N | Internal Combustion (PRMVR=IC)
EXCLUDE | NH | Nashua Plant | 55006 | UNT1 | LFG | IC | 2.2 |  | IPP Non-CHP | N | Internal Combustion (PRMVR=IC)
EXCLUDE | NH | Nashua Plant | 55006 | UNT2 | LFG | IC | 0.8 |  | IPP Non-CHP | N | Internal Combustion (PRMVR=IC)
EXCLUDE | WI | Mallard Ridge Gas Recovery | 55013 | GEN1 | LFG | IC | 0.8 |  | IPP Non-CHP | N | Internal Combustion (PRMVR=IC)
EXCLUDE | WI | Mallard Ridge Gas Recovery | 55013 | GEN2 | LFG | IC | 0.8 |  | IPP Non-CHP | N | Internal Combustion (PRMVR=IC)
EXCLUDE | WI | Mallard Ridge Gas Recovery | 55013 | GEN3 | LFG | IC | 0.8 |  | IPP Non-CHP | N | Internal Combustion (PRMVR=IC)
EXCLUDE | IL | Greene Valley Gas Recovery | 55014 | GEN3 | LFG | GT | 3.3 |  | IPP Non-CHP | N | Non Fossil fuel type
EXCLUDE | NE | Papillion Creek Wastewater | 55027 | 951 | OBG | IC | 0.5 |  | Commercial CHP | Y | Internal Combustion (PRMVR=IC)
EXCLUDE | NE | Papillion Creek Wastewater | 55027 | 952 | OBG | IC | 0.5 |  | Commercial CHP | Y | Internal Combustion (PRMVR=IC)
EXCLUDE | NE | Papillion Creek Wastewater | 55027 | 953 | OBG | IC | 0.5 |  | Commercial CHP | Y | Internal Combustion (PRMVR=IC)
EXCLUDE | NE | Missouri River Wastewater Treatment | 55033 | 6013 | OBG | IC | 1 |  | Commercial CHP | Y | Internal Combustion (PRMVR=IC)
EXCLUDE | NE | Missouri River Wastewater Treatment | 55033 | 6101 | OBG | IC | 1 |  | Commercial CHP | Y | Internal Combustion (PRMVR=IC)
EXCLUDE | NE | Missouri River Wastewater Treatment | 55033 | 6102 | OBG | IC | 1 |  | Commercial CHP | Y | Internal Combustion (PRMVR=IC)
EXCLUDE | ME | Geneva Wood Fuels Inc | 55034 | 0001 | WDS | ST | 1.3 |  | Industrial CHP | Y | Non Fossil fuel type
EXCLUDE | ME | Geneva Wood Fuels Inc | 55034 | 0002 | WDS | ST | 0.7 |  | Industrial CHP | Y | Non Fossil fuel type
EXCLUDE | IA | Davenport Water Pollution Control Plant | 55035 | GEN1 | OBG | IC | 0.8 |  | Commercial CHP | Y | Internal Combustion (PRMVR=IC)
EXCLUDE | IA | Davenport Water Pollution Control Plant | 55035 | GEN2 | OBG | IC | 0.8 |  | Commercial CHP | Y | Internal Combustion (PRMVR=IC)
EXCLUDE | MA | Mansfield | 55046 | GEN1 | NG | IC | 1 |  | Industrial CHP | Y | Internal Combustion (PRMVR=IC)
EXCLUDE | MA | Mansfield | 55046 | GEN2 | NG | IC | 1 |  | Industrial CHP | Y | Internal Combustion (PRMVR=IC)
EXCLUDE | MA | Mansfield | 55046 | GEN3 | NG | IC | 1 |  | Industrial CHP | Y | Internal Combustion (PRMVR=IC)
EXCLUDE | RI | Tiverton Power Plant | 55048 | UNT3 | NG | CC | 179.3 |  | Electric Utility/IPP Non-CHP | N | Status of operation (IP,L,P,T,or U) or Retired before 2012
EXCLUDE | RI | Tiverton Power Plant | 55048 | UNT4 | NG | CC | 93.2 |  | Electric Utility/IPP Non-CHP | N | Status of operation (IP,L,P,T,or U) or Retired before 2012
EXCLUDE | TX | Jameson Gas Processing Plant | 55052 | 620 | NG | IC | 0.3 |  | Industrial Non-CHP | N | Internal Combustion (PRMVR=IC)
EXCLUDE | TX | Jameson Gas Processing Plant | 55052 | 621 | NG | IC | 0.3 |  | Industrial Non-CHP | N | Internal Combustion (PRMVR=IC)
EXCLUDE | TX | Jameson Gas Processing Plant | 55052 | 622 | NG | IC | 0.5 |  | Industrial Non-CHP | N | Internal Combustion (PRMVR=IC)
EXCLUDE | TX | Jameson Gas Processing Plant | 55052 | 623 | NG | IC | 0.5 |  | Industrial Non-CHP | N | Internal Combustion (PRMVR=IC)
EXCLUDE | TX | Bridgeport Gas Processing Plant | 55053 | 2723 | NG | IC | 0.8 |  | Industrial Non-CHP | N | Internal Combustion (PRMVR=IC)
EXCLUDE | TX | Bridgeport Gas Processing Plant | 55053 | 324 | NG | IC | 0.3 |  | Industrial Non-CHP | N | Internal Combustion (PRMVR=IC)
EXCLUDE | TX | Bridgeport Gas Processing Plant | 55053 | 325 | NG | IC | 0.3 |  | Industrial Non-CHP | N | Internal Combustion (PRMVR=IC)
EXCLUDE | TX | Bridgeport Gas Processing Plant | 55053 | 326 | NG | IC | 0.3 |  | Industrial Non-CHP | N | Internal Combustion (PRMVR=IC)
EXCLUDE | TX | Bridgeport Gas Processing Plant | 55053 | 327 | NG | IC | 0.3 |  | Industrial Non-CHP | N | Internal Combustion (PRMVR=IC)
EXCLUDE | TX | Bridgeport Gas Processing Plant | 55053 | 654 | NG | IC | 0.8 |  | Industrial Non-CHP | N | Internal Combustion (PRMVR=IC)
EXCLUDE | TX | Bridgeport Gas Processing Plant | 55053 | 655 | NG | IC | 0.8 |  | Industrial Non-CHP | N | Internal Combustion (PRMVR=IC)
EXCLUDE | TX | Bridgeport Gas Processing Plant | 55053 | 656 | NG | IC | 0.8 |  | Industrial Non-CHP | N | Internal Combustion (PRMVR=IC)
EXCLUDE | TX | Bridgeport Gas Processing Plant | 55053 | 657 | NG | IC | 0.8 |  | Industrial Non-CHP | N | Internal Combustion (PRMVR=IC)
EXCLUDE | TX | Bridgeport Gas Processing Plant | 55053 | 658 | NG | IC | 0.8 |  | Industrial Non-CHP | N | Internal Combustion (PRMVR=IC)
EXCLUDE | TX | Bridgeport Gas Processing Plant | 55053 | 666 | NG | IC | 0.8 |  | Industrial Non-CHP | N | Internal Combustion (PRMVR=IC)
EXCLUDE | TX | Bridgeport Gas Processing Plant | 55053 | 667 | NG | IC | 0.8 |  | Industrial Non-CHP | N | Internal Combustion (PRMVR=IC)
EXCLUDE | TX | Bridgeport Gas Processing Plant | 55053 | 671 | NG | IC | 0.8 |  | Industrial Non-CHP | N | Internal Combustion (PRMVR=IC)
EXCLUDE | IL | Livingston Generating Facility | 55054 | 1 | LFG | GT | 5 |  | Electric Utility | N | Non Fossil fuel type
EXCLUDE | IL | Livingston Generating Facility | 55054 | 3 | LFG | GT | 5 |  | Electric Utility | N | Non Fossil fuel type
EXCLUDE | IL | Livingston Generating Facility | 55054 | GEN2 | LFG | GT | 5 |  | Electric Utility | N | Non Fossil fuel type
EXCLUDE | IL | Biodyne Congress | 55056 | 1 | LFG | GT | 5 |  | IPP Non-CHP | N | Non Fossil fuel type
EXCLUDE | IL | Biodyne Congress | 55056 | 2 | LFG | GT | 5 |  | IPP Non-CHP | N | Non Fossil fuel type
EXCLUDE | IL | Biodyne Congress | 55056 | 3 | LFG | GT | 5 |  | IPP Non-CHP | N | Non Fossil fuel type
EXCLUDE | IL | Biodyne Peoria | 55057 | 001 | LFG | IC | 0.8 |  | IPP Non-CHP | N | Internal Combustion (PRMVR=IC)
EXCLUDE | IL | Biodyne Peoria | 55057 | 002 | LFG | IC | 0.8 |  | IPP Non-CHP | N | Internal Combustion (PRMVR=IC)
EXCLUDE | IL | Biodyne Peoria | 55057 | 003 | LFG | IC | 0.8 |  | IPP Non-CHP | N | Internal Combustion (PRMVR=IC)
EXCLUDE | IL | Biodyne Peoria | 55057 | 004 | LFG | IC | 0.8 |  | IPP Non-CHP | N | Internal Combustion (PRMVR=IC)
EXCLUDE | IL | Biodyne Peoria | 55057 | 005 | LFG | IC | 0.8 |  | IPP Non-CHP | N | Internal Combustion (PRMVR=IC)
EXCLUDE | IL | Biodyne Lansing | 55058 | 001 | LFG | IC | 0.6 |  | IPP Non-CHP | N | Internal Combustion (PRMVR=IC)
EXCLUDE | IL | Biodyne Lansing | 55058 | 002 | NG | IC | 0.7 |  | IPP Non-CHP | N | Internal Combustion (PRMVR=IC)
EXCLUDE | IL | Biodyne Lansing | 55058 | 003 | NG | IC | 0.7 |  | IPP Non-CHP | N | Internal Combustion (PRMVR=IC)
EXCLUDE | IL | Biodyne Springfield | 55059 | 001 | LFG | IC | 0.6 |  | IPP CHP | Y | Internal Combustion (PRMVR=IC)
EXCLUDE | IL | Biodyne Springfield | 55059 | 002 | LFG | IC | 0.6 |  | IPP CHP | Y | Internal Combustion (PRMVR=IC)
EXCLUDE | IL | Biodyne Springfield | 55059 | 003 | LFG | IC | 0.6 |  | IPP CHP | Y | Internal Combustion (PRMVR=IC)
EXCLUDE | IL | Biodyne Springfield | 55059 | 004 | LFG | IC | 0.6 |  | IPP CHP | Y | Internal Combustion (PRMVR=IC)
EXCLUDE | IL | Biodyne Springfield | 55059 | 005 | LFG | IC | 0.6 |  | IPP CHP | Y | Internal Combustion (PRMVR=IC)
EXCLUDE | IL | Biodyne Lyons | 55060 | 001 | LFG | IC | 0.9 |  | IPP Non-CHP | N | Internal Combustion (PRMVR=IC)
EXCLUDE | IL | Biodyne Lyons | 55060 | 002 | LFG | IC | 0.9 |  | IPP Non-CHP | N | Internal Combustion (PRMVR=IC)
EXCLUDE | IL | Biodyne Lyons | 55060 | 003 | LFG | IC | 0.9 |  | IPP Non-CHP | N | Internal Combustion (PRMVR=IC)
EXCLUDE | IL | Biodyne Lyons | 55060 | 004 | LFG | IC | 0.9 |  | IPP Non-CHP | N | Internal Combustion (PRMVR=IC)
EXCLUDE | IL | Biodyne Lyons | 55060 | 005 | LFG | IC | 0.9 |  | IPP Non-CHP | N | Internal Combustion (PRMVR=IC)
EXCLUDE | MS | Batesville Generation Facility | 55063 | CTG4 | NG | CC | 292 |  | Electric Utility | N | Status of operation (IP,L,P,T,or U) or Retired before 2012
EXCLUDE | TX | Black Hawk Station | 55064 | UNT2 | NG | GT | 126.9 |  | IPP CHP | Y | Status of operation (IP,L,P,T,or U) or Retired before 2012
EXCLUDE | IL | MPEA Energy Center | 55067 | GEN1 | NG | GT | 1.1 |  | IPP CHP | Y | Simple Cycle Turbine (PRMVR=GT or OT) unit under 25MW
EXCLUDE | IL | MPEA Energy Center | 55067 | GEN2 | NG | GT | 1.1 |  | IPP CHP | Y | Simple Cycle Turbine (PRMVR=GT or OT) unit under 25MW
EXCLUDE | IL | MPEA Energy Center | 55067 | GEN3 | NG | GT | 1.1 |  | IPP CHP | Y | Simple Cycle Turbine (PRMVR=GT or OT) unit under 25MW
EXCLUDE | IL | MPEA Energy Center | 55067 | GEN4 | DFO | IC | 2 |  | IPP CHP | Y | Internal Combustion (PRMVR=IC)
EXCLUDE | IL | MPEA Energy Center | 55067 | GEN5 | DFO | IC | 2 |  | IPP CHP | Y | Internal Combustion (PRMVR=IC)
EXCLUDE | IL | MPEA Energy Center | 55067 | GEN6 | DFO | IC | 2 |  | IPP CHP | Y | Internal Combustion (PRMVR=IC)
EXCLUDE | PA | Lakeview Gas Recovery | 55074 | GEN1 | LFG | IC | 3 |  | IPP Non-CHP | N | Internal Combustion (PRMVR=IC)
EXCLUDE | PA | Lakeview Gas Recovery | 55074 | GEN2 | LFG | IC | 3 |  | IPP Non-CHP | N | Internal Combustion (PRMVR=IC)
Exclude | MS | New Albany Energy Facility | 55080 | 1 | NG | GT | 71.2 |  | IPP Non-CHP | N | Low utilization CT
Exclude | MS | New Albany Energy Facility | 55080 | 2 | NG | GT | 71.2 |  | IPP Non-CHP | N | Low utilization CT
Exclude | MS | New Albany Energy Facility | 55080 | 3 | NG | GT | 71.2 |  | IPP Non-CHP | N | Low utilization CT
Exclude | MS | New Albany Energy Facility | 55080 | 4 | NG | GT | 71.2 |  | IPP Non-CHP | N | Low utilization CT
Exclude | MS | New Albany Energy Facility | 55080 | 5 | NG | GT | 71.2 |  | IPP Non-CHP | N | Low utilization CT
Exclude | MS | New Albany Energy Facility | 55080 | 6 | NG | GT | 71.2 |  | IPP Non-CHP | N | Low utilization CT
EXCLUDE | MA | MM Taunton Energy | 55093 | UNT1 | LFG | IC | 0.9 |  | IPP Non-CHP | N | Internal Combustion (PRMVR=IC)
EXCLUDE | MA | MM Taunton Energy | 55093 | UNT2 | LFG | IC | 0.9 |  | IPP Non-CHP | N | Internal Combustion (PRMVR=IC)
EXCLUDE | MA | MM Taunton Energy | 55093 | UNT3 | LFG | IC | 0.9 |  | IPP Non-CHP | N | Internal Combustion (PRMVR=IC)
EXCLUDE | MA | MM Taunton Energy | 55093 | UNT4 | LFG | IC | 0.9 |  | IPP Non-CHP | N | Internal Combustion (PRMVR=IC)
EXCLUDE | CA | MM San Diego-Miramar | 55094 | UNT1 | LFG | IC | 1.6 |  | IPP CHP | Y | Internal Combustion (PRMVR=IC)
EXCLUDE | CA | MM San Diego-Miramar | 55094 | UNT2 | LFG | IC | 1.6 |  | IPP CHP | Y | Internal Combustion (PRMVR=IC)
EXCLUDE | CA | MM San Diego-Miramar | 55094 | UNT3 | LFG | IC | 1.6 |  | IPP CHP | Y | Internal Combustion (PRMVR=IC)
EXCLUDE | CA | MM San Diego-Miramar | 55094 | UNT4 | LFG | IC | 1.6 |  | IPP CHP | Y | Internal Combustion (PRMVR=IC)
EXCLUDE | NJ | Sunoco Eagle Point Refinery | 55113 | TR1 | OG | ST | 7.5 |  | Industrial/Petroleum Refinery | N | Steam unit (PRMVR=ST) under 25MW/250 MMBtu/hr
EXCLUDE | NJ | Sunoco Eagle Point Refinery | 55113 | TR2 | OG | ST | 7.5 |  | Industrial/Petroleum Refinery | N | Steam unit (PRMVR=ST) under 25MW/250 MMBtu/hr
EXCLUDE | NJ | Sunoco Eagle Point Refinery | 55113 | TR3 | OG | ST | 7.5 |  | Industrial/Petroleum Refinery | N | Steam unit (PRMVR=ST) under 25MW/250 MMBtu/hr
EXCLUDE | MN | Thomson Reuters Campus Bldg A-D | 55133 | 3086 | DFO | IC | 2 |  | Industrial Non-CHP | N | Internal Combustion (PRMVR=IC)
EXCLUDE | MN | Thomson Reuters Campus Bldg A-D | 55133 | 3087 | DFO | IC | 2 |  | Industrial Non-CHP | N | Internal Combustion (PRMVR=IC)
EXCLUDE | MN | Thomson Reuters Campus Bldg A-D | 55133 | 3088 | DFO | IC | 2 |  | Industrial Non-CHP | N | Internal Combustion (PRMVR=IC)
EXCLUDE | MN | Thomson Reuters Campus Bldg A-D | 55133 | 3089 | DFO | IC | 2 |  | Industrial Non-CHP | N | Internal Combustion (PRMVR=IC)
EXCLUDE | MN | Thomson Reuters Campus Bldg A-D | 55133 | 3090 | DFO | IC | 2 |  | Industrial Non-CHP | N | Internal Combustion (PRMVR=IC)
EXCLUDE | MN | Thomson Reuters Campus Bldg A-D | 55133 | 3091 | DFO | IC | 2 |  | Industrial Non-CHP | N | Internal Combustion (PRMVR=IC)
EXCLUDE | MN | Thomson Reuters Campus Bldg A-D | 55133 | 3093 | DFO | IC | 2 |  | Industrial Non-CHP | N | Internal Combustion (PRMVR=IC)
EXCLUDE | PA | Modern Landfill Production Plant | 55142 | GEN2 | LFG | IC | 3 |  | IPP Non-CHP | N | Internal Combustion (PRMVR=IC)
EXCLUDE | PA | Modern Landfill Production Plant | 55142 | GEN3 | LFG | IC | 3 |  | IPP Non-CHP | N | Internal Combustion (PRMVR=IC)
EXCLUDE | PA | Modern Landfill Production Plant | 55142 | GEN4 | LFG | IC | 3 |  | IPP Non-CHP | N | Internal Combustion (PRMVR=IC)
EXCLUDE | GA | Bank of America Plaza | 55152 | GEN1 | DFO | IC | 1.5 |  | Commercial Non-CHP | N | Internal Combustion (PRMVR=IC)
EXCLUDE | GA | Bank of America Plaza | 55152 | GEN2 | DFO | IC | 1.5 |  | Commercial Non-CHP | N | Internal Combustion (PRMVR=IC)
EXCLUDE | NY | MM Albany Energy | 55155 | UNT1 | LFG | IC | 0.9 |  | IPP Non-CHP | N | Internal Combustion (PRMVR=IC)
EXCLUDE | NY | MM Albany Energy | 55155 | UNT2 | LFG | IC | 0.9 |  | IPP Non-CHP | N | Internal Combustion (PRMVR=IC)
EXCLUDE | NY | MM Albany Energy | 55155 | UNT3 | LFG | IC | 0.9 |  | IPP Non-CHP | N | Internal Combustion (PRMVR=IC)
EXCLUDE | NY | MM Albany Energy | 55155 | UNT4 | LFG | IC | 1.6 |  | IPP Non-CHP | N | Internal Combustion (PRMVR=IC)
EXCLUDE | NY | MM Albany Energy | 55155 | UNT5 | LFG | IC | 1.6 |  | IPP Non-CHP | N | Internal Combustion (PRMVR=IC)
EXCLUDE | VA | MM Prince William Energy | 55156 | UNT1 | LFG | IC | 0.9 |  | IPP Non-CHP | N | Internal Combustion (PRMVR=IC)
EXCLUDE | VA | MM Prince William Energy | 55156 | UNT2 | LFG | IC | 0.9 |  | IPP Non-CHP | N | Internal Combustion (PRMVR=IC)
EXCLUDE | CA | MM Lopez Energy | 55161 | UNT1 | LFG | IC | 3 |  | IPP Non-CHP | N | Internal Combustion (PRMVR=IC)
EXCLUDE | CA | MM Lopez Energy | 55161 | UNT2 | LFG | IC | 3 |  | IPP Non-CHP | N | Internal Combustion (PRMVR=IC)
EXCLUDE | FL | MM Tomoka Farms Energy | 55162 | UNT1 | LFG | IC | 1.9 |  | IPP Non-CHP | N | Internal Combustion (PRMVR=IC)
EXCLUDE | FL | MM Tomoka Farms Energy | 55162 | UNT2 | LFG | IC | 1.9 |  | IPP Non-CHP | N | Internal Combustion (PRMVR=IC)
EXCLUDE | CT | MM Hartford Energy | 55163 | UNT1 | LFG | IC | 0.9 |  | IPP Non-CHP | N | Internal Combustion (PRMVR=IC)
EXCLUDE | CT | MM Hartford Energy | 55163 | UNT2 | LFG | IC | 0.9 |  | IPP Non-CHP | N | Internal Combustion (PRMVR=IC)
EXCLUDE | CT | MM Hartford Energy | 55163 | UNT3 | LFG | IC | 0.9 |  | IPP Non-CHP | N | Internal Combustion (PRMVR=IC)
EXCLUDE | CA | Aera South Belridge Cogen Facility | 55185 | GENA | NG | GT | 3 |  | Industrial CHP | Y | Simple Cycle Turbine (PRMVR=GT or OT) unit under 25MW
EXCLUDE | CA | Aera South Belridge Cogen Facility | 55185 | GENB | NG | GT | 3 |  | Industrial CHP | Y | Simple Cycle Turbine (PRMVR=GT or OT) unit under 25MW
EXCLUDE | CA | Aera South Belridge Cogen Facility | 55185 | GENC | NG | GT | 3 |  | Industrial CHP | Y | Simple Cycle Turbine (PRMVR=GT or OT) unit under 25MW
EXCLUDE | NM | Afton Generating Station | 55210 | 0003 | NG | CC | 177 |  | Electric Utility | N | Status of operation (IP,L,P,T,or U) or Retired before 2012
EXCLUDE | KY | Hardinsburg Electric Generating Station | 55227 | GT1 | NG | GT | 59 |  | IPP Non-CHP | N | Status of operation (IP,L,P,T,or U) or Retired before 2012
EXCLUDE | KY | Hardinsburg Electric Generating Station | 55227 | GT2 | NG | GT | 59 |  | IPP Non-CHP | N | Status of operation (IP,L,P,T,or U) or Retired before 2012
EXCLUDE | KY | Hardinsburg Electric Generating Station | 55227 | GT3 | NG | GT | 59 |  | IPP Non-CHP | N | Status of operation (IP,L,P,T,or U) or Retired before 2012
EXCLUDE | KY | Hardinsburg Electric Generating Station | 55227 | GT4 | NG | GT | 59 |  | IPP Non-CHP | N | Status of operation (IP,L,P,T,or U) or Retired before 2012
EXCLUDE | KY | Hardinsburg Electric Generating Station | 55227 | GT5 | NG | GT | 59 |  | IPP Non-CHP | N | Status of operation (IP,L,P,T,or U) or Retired before 2012
EXCLUDE | KY | Hardinsburg Electric Generating Station | 55227 | GT6 | NG | GT | 59 |  | IPP Non-CHP | N | Status of operation (IP,L,P,T,or U) or Retired before 2012
EXCLUDE | KY | Hardinsburg Electric Generating Station | 55227 | GT7 | NG | GT | 59 |  | IPP Non-CHP | N | Status of operation (IP,L,P,T,or U) or Retired before 2012
EXCLUDE | KY | Hardinsburg Electric Generating Station | 55227 | GT8 | NG | GT | 59 |  | IPP Non-CHP | N | Status of operation (IP,L,P,T,or U) or Retired before 2012
EXCLUDE | IN | Montpelier Electric Generating Station | 55229 | GT5 | NG | GT | 59 |  | Electric Utility/IPP Non-CHP | N | Status of operation (IP,L,P,T,or U) or Retired before 2012
EXCLUDE | IN | Montpelier Electric Generating Station | 55229 | GT6 | NG | GT | 59 |  | Electric Utility/IPP Non-CHP | N | Status of operation (IP,L,P,T,or U) or Retired before 2012
EXCLUDE | IN | Montpelier Electric Generating Station | 55229 | GT7 | NG | GT | 59 |  | Electric Utility/IPP Non-CHP | N | Status of operation (IP,L,P,T,or U) or Retired before 2012
EXCLUDE | IN | Montpelier Electric Generating Station | 55229 | GT8 | NG | GT | 59 |  | Electric Utility/IPP Non-CHP | N | Status of operation (IP,L,P,T,or U) or Retired before 2012
EXCLUDE | NY | Astoria Gas Turbines | 55243 | 9 | KER | GT | 19.2 |  | Electric Utility/IPP Non-CHP | N | Simple Cycle Turbine (PRMVR=GT or OT) unit under 25MW
EXCLUDE | NM | Eddy County Generating Station | 55252 | 0001 | NG | GT | 44 |  | Electric Utility | N | Status of operation (IP,L,P,T,or U) or Retired before 2012
EXCLUDE | AZ | Ina Road Water Pollution Control Fac | 55257 | 1 | NG | IC | 0.6 |  | Commercial CHP | Y | Internal Combustion (PRMVR=IC)
EXCLUDE | AZ | Ina Road Water Pollution Control Fac | 55257 | 2 | NG | IC | 0.6 |  | Commercial CHP | Y | Internal Combustion (PRMVR=IC)
EXCLUDE | AZ | Ina Road Water Pollution Control Fac | 55257 | 3 | NG | IC | 0.6 |  | Commercial CHP | Y | Internal Combustion (PRMVR=IC)
EXCLUDE | AZ | Ina Road Water Pollution Control Fac | 55257 | 4 | NG | IC | 0.6 |  | Commercial CHP | Y | Internal Combustion (PRMVR=IC)
EXCLUDE | AZ | Ina Road Water Pollution Control Fac | 55257 | 5 | NG | IC | 0.6 |  | Commercial CHP | Y | Internal Combustion (PRMVR=IC)
EXCLUDE | AZ | Ina Road Water Pollution Control Fac | 55257 | 6 | NG | IC | 0.6 |  | Commercial CHP | Y | Internal Combustion (PRMVR=IC)
EXCLUDE | AZ | Ina Road Water Pollution Control Fac | 55257 | 7 | NG | IC | 0.6 |  | Commercial CHP | Y | Internal Combustion (PRMVR=IC)
EXCLUDE | GA | State Farm Support Center East | 55274 | 2A | DFO | IC | 1.8 |  | Commercial Non-CHP | N | Internal Combustion (PRMVR=IC)
EXCLUDE | GA | State Farm Support Center East | 55274 | 2B | DFO | IC | 1.8 |  | Commercial Non-CHP | N | Internal Combustion (PRMVR=IC)
EXCLUDE | GA | State Farm Support Center East | 55274 | 3A | DFO | IC | 1.8 |  | Commercial Non-CHP | N | Internal Combustion (PRMVR=IC)
EXCLUDE | GA | State Farm Support Center East | 55274 | 3B | DFO | IC | 1.8 |  | Commercial Non-CHP | N | Internal Combustion (PRMVR=IC)
EXCLUDE | GA | State Farm Support Center East | 55274 | 4A | DFO | IC | 1.8 |  | Commercial Non-CHP | N | Internal Combustion (PRMVR=IC)
EXCLUDE | GA | State Farm Support Center East | 55274 | 4B | DFO | IC | 1.8 |  | Commercial Non-CHP | N | Internal Combustion (PRMVR=IC)
EXCLUDE | WY | Beaver Creek Gas Plant | 55278 | 1 | NG | GT | 2.5 |  | Industrial CHP | Y | Simple Cycle Turbine (PRMVR=GT or OT) unit under 25MW
EXCLUDE | WY | Beaver Creek Gas Plant | 55278 | 2 | NG | GT | 2.5 |  | Industrial CHP | Y | Simple Cycle Turbine (PRMVR=GT or OT) unit under 25MW
EXCLUDE | TX | Channel Energy Center LLC | 55299 | CTG3 | NG | CC | 208.8 |  | IPP CHP | Y | Status of operation (IP,L,P,T,or U) or Retired before 2012
EXCLUDE | NM | Phelps Dodge Cobre Mining | 55312 | 1 | DFO | IC | 0.8 |  | Industrial Non-CHP | N | Internal Combustion (PRMVR=IC)
EXCLUDE | NM | Phelps Dodge Cobre Mining | 55312 | 2 | DFO | IC | 0.8 |  | Industrial Non-CHP | N | Internal Combustion (PRMVR=IC)
EXCLUDE | NM | Phelps Dodge Cobre Mining | 55312 | 3 | DFO | IC | 0.8 |  | Industrial Non-CHP | N | Internal Combustion (PRMVR=IC)
EXCLUDE | IA | Alliant SBD 9702 Cedar Graphics | 55315 | GEN1 | DFO | IC | 1 |  | IPP Non-CHP | N | Internal Combustion (PRMVR=IC)
EXCLUDE | GA | Athens Regional Medical Center | 55319 | CT1 | DFO | IC | 0.7 |  | Commercial Non-CHP | N | Internal Combustion (PRMVR=IC)
EXCLUDE | GA | Athens Regional Medical Center | 55319 | CT3 | DFO | IC | 0.7 |  | Commercial Non-CHP | N | Internal Combustion (PRMVR=IC)
EXCLUDE | GA | Athens Regional Medical Center | 55319 | CU1 | DFO | IC | 0.7 |  | Commercial Non-CHP | N | Internal Combustion (PRMVR=IC)
EXCLUDE | GA | Athens Regional Medical Center | 55319 | STEG3 | DFO | IC | 0.8 |  | Commercial Non-CHP | N | Internal Combustion (PRMVR=IC)
EXCLUDE | GA | Athens Regional Medical Center | 55319 | STEG4 | DFO | IC | 0.8 |  | Commercial Non-CHP | N | Internal Combustion (PRMVR=IC)
EXCLUDE | GA | Athens Regional Medical Center | 55319 | STEG5 | DFO | IC | 0.8 |  | Commercial Non-CHP | N | Internal Combustion (PRMVR=IC)
EXCLUDE | GA | Athens Regional Medical Center | 55319 | STEG6 | DFO | IC | 0.8 |  | Commercial Non-CHP | N | Internal Combustion (PRMVR=IC)
EXCLUDE | CA | Phoenix Wind Power LLC | 55339 | GEN1 | WND | WT | 2.1 |  | IPP Non-CHP | N | Non Combustion (NUC, WAT, WND, GEO, or SUN)
EXCLUDE | CA | Alta Mesa Project Phase IV | 55352 | GEN1 | WND | WT | 40 |  | IPP Non-CHP | N | Non Combustion (NUC, WAT, WND, GEO, or SUN)
EXCLUDE | TX | Brazos Valley Generating Facility | 55357 | CTG3 | NG | CC | 200 |  | IPP Non-CHP | N | Status of operation (IP,L,P,T,or U) or Retired before 2012
EXCLUDE | TX | Brazos Valley Generating Facility | 55357 | CTG4 | NG | CC | 200 |  | IPP Non-CHP | N | Status of operation (IP,L,P,T,or U) or Retired before 2012
EXCLUDE | WY | Two Elk Generating Station | 55360 | GEN1 | WC | ST | 320 |  | IPP Non-CHP | N | Status of operation (IP,L,P,T,or U) or Retired before 2012
EXCLUDE | IN | Sugar Creek Power | 55364 | CT21 | NG | CC | 159 |  | Electric Utility | N | Status of operation (IP,L,P,T,or U) or Retired before 2012
EXCLUDE | IN | Sugar Creek Power | 55364 | CT22 | NG | CC | 154.3 |  | Electric Utility | N | Status of operation (IP,L,P,T,or U) or Retired before 2012
EXCLUDE | IN | Sugar Creek Power | 55364 | ST2 | NG | CC | 195.4 |  | Electric Utility | N | Status of operation (IP,L,P,T,or U) or Retired before 2012
EXCLUDE | MS | Enterprise Energy Facility | 55373 | CT3 | NG | GT | 86.5 |  | IPP Non-CHP | N | Status of operation (IP,L,P,T,or U) or Retired before 2012
EXCLUDE | MS | Enterprise Energy Facility | 55373 | CT4 | NG | GT | 86.5 |  | IPP Non-CHP | N | Status of operation (IP,L,P,T,or U) or Retired before 2012
EXCLUDE | MS | Enterprise Energy Facility | 55373 | CT5 | NG | GT | 86.5 |  | IPP Non-CHP | N | Status of operation (IP,L,P,T,or U) or Retired before 2012
EXCLUDE | MS | Enterprise Energy Facility | 55373 | CT6 | NG | GT | 86.5 |  | IPP Non-CHP | N | Status of operation (IP,L,P,T,or U) or Retired before 2012
EXCLUDE | OH | Harrod Electric Generating Station | 55384 | GT1 | NG | GT | 94 |  | IPP Non-CHP | N | Status of operation (IP,L,P,T,or U) or Retired before 2012
EXCLUDE | OH | Harrod Electric Generating Station | 55384 | GT2 | NG | GT | 94 |  | IPP Non-CHP | N | Status of operation (IP,L,P,T,or U) or Retired before 2012
EXCLUDE | OH | Harrod Electric Generating Station | 55384 | GT3 | NG | GT | 94 |  | IPP Non-CHP | N | Status of operation (IP,L,P,T,or U) or Retired before 2012
EXCLUDE | OH | Harrod Electric Generating Station | 55384 | GT4 | NG | GT | 94 |  | IPP Non-CHP | N | Status of operation (IP,L,P,T,or U) or Retired before 2012
EXCLUDE | OH | Harrod Electric Generating Station | 55384 | GT5 | NG | GT | 94 |  | IPP Non-CHP | N | Status of operation (IP,L,P,T,or U) or Retired before 2012
EXCLUDE | OH | Harrod Electric Generating Station | 55384 | GT6 | NG | GT | 94 |  | IPP Non-CHP | N | Status of operation (IP,L,P,T,or U) or Retired before 2012
EXCLUDE | IN | Fairmount Electric Generating | 55385 | GT1 | NG | GT | 58.9 |  | IPP Non-CHP | N | Status of operation (IP,L,P,T,or U) or Retired before 2012
EXCLUDE | IN | Fairmount Electric Generating | 55385 | GT2 | NG | GT | 58.9 |  | IPP Non-CHP | N | Status of operation (IP,L,P,T,or U) or Retired before 2012
EXCLUDE | IN | Fairmount Electric Generating | 55385 | GT3 | NG | GT | 58.9 |  | IPP Non-CHP | N | Status of operation (IP,L,P,T,or U) or Retired before 2012
EXCLUDE | IN | Fairmount Electric Generating | 55385 | GT4 | NG | GT | 58.9 |  | IPP Non-CHP | N | Status of operation (IP,L,P,T,or U) or Retired before 2012
EXCLUDE | IN | Fairmount Electric Generating | 55385 | GT5 | NG | GT | 58.9 |  | IPP Non-CHP | N | Status of operation (IP,L,P,T,or U) or Retired before 2012
EXCLUDE | IN | Fairmount Electric Generating | 55385 | GT6 | NG | GT | 58.9 |  | IPP Non-CHP | N | Status of operation (IP,L,P,T,or U) or Retired before 2012
EXCLUDE | IN | Fairmount Electric Generating | 55385 | GT7 | NG | GT | 58.9 |  | IPP Non-CHP | N | Status of operation (IP,L,P,T,or U) or Retired before 2012
EXCLUDE | IN | Fairmount Electric Generating | 55385 | GT8 | NG | GT | 58.9 |  | IPP Non-CHP | N | Status of operation (IP,L,P,T,or U) or Retired before 2012
EXCLUDE | TX | State Farm Insur Support Center Central | 55390 | 2A | DFO | IC | 1.8 |  | Commercial Non-CHP | N | Internal Combustion (PRMVR=IC)
EXCLUDE | TX | State Farm Insur Support Center Central | 55390 | 2B | DFO | IC | 1.8 |  | Commercial Non-CHP | N | Internal Combustion (PRMVR=IC)
EXCLUDE | TX | State Farm Insur Support Center Central | 55390 | 3A | DFO | IC | 1.8 |  | Commercial Non-CHP | N | Internal Combustion (PRMVR=IC)
EXCLUDE | TX | State Farm Insur Support Center Central | 55390 | 3B | DFO | IC | 1.8 |  | Commercial Non-CHP | N | Internal Combustion (PRMVR=IC)
EXCLUDE | TX | State Farm Insur Support Center Central | 55390 | 4A | DFO | IC | 1.8 |  | Commercial Non-CHP | N | Internal Combustion (PRMVR=IC)
EXCLUDE | TX | State Farm Insur Support Center Central | 55390 | 4B | DFO | IC | 1.8 |  | Commercial Non-CHP | N | Internal Combustion (PRMVR=IC)
EXCLUDE | IL | Zion Energy Center | 55392 | CTG4 | NG | GT | 198.9 |  | Electric Utility/IPP Non-CHP | N | Status of operation (IP,L,P,T,or U) or Retired before 2012
EXCLUDE | IL | Zion Energy Center | 55392 | CTG5 | NG | GT | 198.9 |  | Electric Utility/IPP Non-CHP | N | Status of operation (IP,L,P,T,or U) or Retired before 2012
EXCLUDE | FL | Shady Hills Generating Station | 55414 | G401 | NG | GT | 259 |  | Electric Utility/IPP Non-CHP | N | Status of operation (IP,L,P,T,or U) or Retired before 2012
EXCLUDE | FL | Shady Hills Generating Station | 55414 | G501 | NG | GT | 259 |  | Electric Utility/IPP Non-CHP | N | Status of operation (IP,L,P,T,or U) or Retired before 2012
EXCLUDE | AR | Hot Spring Generating Facility | 55418 | CT3 | NG | CC | 198.9 |  | Electric Utility | N | Status of operation (IP,L,P,T,or U) or Retired before 2012
EXCLUDE | AR | Hot Spring Generating Facility | 55418 | CT4 | NG | CC | 198.9 |  | Electric Utility | N | Status of operation (IP,L,P,T,or U) or Retired before 2012
EXCLUDE | AR | Hot Spring Generating Facility | 55418 | ST2 | NG | CC | 317.1 |  | Electric Utility | N | Status of operation (IP,L,P,T,or U) or Retired before 2012
EXCLUDE | TX | Deer Park Energy Center | 55464 | CTG6 | NG | CC | 180 |  | IPP CHP | Y | Status of operation (IP,L,P,T,or U) or Retired before 2012
EXCLUDE | TX | Amelia Energy Center | 55465 | CTG1 | NG | CC | 180 |  | IPP Non-CHP | N | Status of operation (IP,L,P,T,or U) or Retired before 2012
EXCLUDE | TX | Amelia Energy Center | 55465 | CTG2 | NG | CC | 180 |  | IPP Non-CHP | N | Status of operation (IP,L,P,T,or U) or Retired before 2012
EXCLUDE | TX | Amelia Energy Center | 55465 | CTG3 | NG | CC | 180 |  | IPP Non-CHP | N | Status of operation (IP,L,P,T,or U) or Retired before 2012
EXCLUDE | TX | Amelia Energy Center | 55465 | STG1 | NG | CC | 360 |  | IPP Non-CHP | N | Status of operation (IP,L,P,T,or U) or Retired before 2012
NGCC | LA | Washington Parish Energy Center | 55486 | CTG1 | NG | CC | 200 |  | IPP Non-CHP | N
NGCC | LA | Washington Parish Energy Center | 55486 | CTG2 | NG | CC | 200 |  | IPP Non-CHP | N
NGCC | LA | Washington Parish Energy Center | 55486 | ST1 | NG | CC | 255 |  | IPP Non-CHP | N
EXCLUDE | NC | Blackburn Landfill Co-Generation | 55488 | BB1 | LFG | IC | 1 |  | IPP CHP | Y | Internal Combustion (PRMVR=IC)
EXCLUDE | NC | Blackburn Landfill Co-Generation | 55488 | BB2 | LFG | IC | 1 |  | IPP CHP | Y | Internal Combustion (PRMVR=IC)
EXCLUDE | NC | Blackburn Landfill Co-Generation | 55488 | BB3 | LFG | IC | 0.9 |  | IPP CHP | Y | Internal Combustion (PRMVR=IC)
EXCLUDE | NV | Tri Center Naniwa Energy | 55494 | CT1 | NG | GT | 64 |  | IPP Non-CHP | N | Status of operation (IP,L,P,T,or U) or Retired before 2012
EXCLUDE | NV | Tri Center Naniwa Energy | 55494 | CT2 | NG | GT | 64 |  | IPP Non-CHP | N | Status of operation (IP,L,P,T,or U) or Retired before 2012
Exclude | NV | Tri Center Naniwa Energy | 55494 | CT3 | NG | GT | 64 |  | IPP Non-CHP | N | Low utilization CT
Exclude | NV | Tri Center Naniwa Energy | 55494 | CT4 | NG | GT | 64 |  | IPP Non-CHP | N | Low utilization CT
Exclude | NV | Tri Center Naniwa Energy | 55494 | CT5 | NG | GT | 62 |  | IPP Non-CHP | N | Low utilization CT
Exclude | NV | Tri Center Naniwa Energy | 55494 | CT6 | NG | GT | 62 |  | IPP Non-CHP | N | Low utilization CT
EXCLUDE | AZ | Gila Bend Power Generation Station | 55507 | 1 | NG | CC | 170 |  | IPP Non-CHP | N | Status of operation (IP,L,P,T,or U) or Retired before 2012
EXCLUDE | AZ | Gila Bend Power Generation Station | 55507 | 2 | NG | CC | 170 |  | IPP Non-CHP | N | Status of operation (IP,L,P,T,or U) or Retired before 2012
EXCLUDE | AZ | Gila Bend Power Generation Station | 55507 | 3 | NG | CC | 170 |  | IPP Non-CHP | N | Status of operation (IP,L,P,T,or U) or Retired before 2012
EXCLUDE | AZ | Gila Bend Power Generation Station | 55507 | 4 | NG | CC | 390 |  | IPP Non-CHP | N | Status of operation (IP,L,P,T,or U) or Retired before 2012
EXCLUDE | AZ | Sundance | 55522 | CT11 | NG | GT | 45 |  | Electric Utility | N | Status of operation (IP,L,P,T,or U) or Retired before 2012
EXCLUDE | AZ | Sundance | 55522 | CT12 | NG | GT | 45 |  | Electric Utility | N | Status of operation (IP,L,P,T,or U) or Retired before 2012
EXCLUDE | PA | York Energy Center | 55524 | CTG5 | NG | CC | 120 |  | Electric Utility/IPP Non-CHP | N | Status of operation (IP,L,P,T,or U) or Retired before 2012
EXCLUDE | PA | York Energy Center | 55524 | CTG6 | NG | CC | 120 |  | Electric Utility/IPP Non-CHP | N | Status of operation (IP,L,P,T,or U) or Retired before 2012
EXCLUDE | PA | York Energy Center | 55524 | CTG7 | NG | CC | 120 |  | Electric Utility/IPP Non-CHP | N | Status of operation (IP,L,P,T,or U) or Retired before 2012
EXCLUDE | PA | York Energy Center | 55524 | STG2 | NG | CC | 200 |  | Electric Utility/IPP Non-CHP | N | Status of operation (IP,L,P,T,or U) or Retired before 2012
EXCLUDE | WI | MMSD South Shore Wastewater | 55525 | 1 | OBG | IC | 1.5 |  | Commercial CHP | Y | Internal Combustion (PRMVR=IC)
EXCLUDE | WI | MMSD South Shore Wastewater | 55525 | 1CAT | OBG | IC | 0.9 |  | Commercial CHP | Y | Internal Combustion (PRMVR=IC)
EXCLUDE | WI | MMSD South Shore Wastewater | 55525 | 2CAT | OBG | IC | 0.9 |  | Commercial CHP | Y | Internal Combustion (PRMVR=IC)
EXCLUDE | WI | MMSD South Shore Wastewater | 55525 | 3CAT | OBG | IC | 0.9 |  | Commercial CHP | Y | Internal Combustion (PRMVR=IC)
EXCLUDE | WI | MMSD South Shore Wastewater | 55525 | 4CAT | OBG | IC | 0.9 |  | Commercial CHP | Y | Internal Combustion (PRMVR=IC)
EXCLUDE | TX | Atascosita | 55526 | GEN1 | LFG | IC | 1.7 |  | IPP Non-CHP | N | Internal Combustion (PRMVR=IC)
EXCLUDE | TX | Atascosita | 55526 | GEN2 | LFG | IC | 1.7 |  | IPP Non-CHP | N | Internal Combustion (PRMVR=IC)
EXCLUDE | TX | Atascosita | 55526 | GEN3 | LFG | IC | 1.7 |  | IPP Non-CHP | N | Internal Combustion (PRMVR=IC)
EXCLUDE | TX | Atascosita | 55526 | GEN4 | LFG | IC | 1.7 |  | IPP Non-CHP | N | Internal Combustion (PRMVR=IC)
EXCLUDE | TX | Atascosita | 55526 | GEN5 | LFG | IC | 1.7 |  | IPP Non-CHP | N | Internal Combustion (PRMVR=IC)
EXCLUDE | TX | Atascosita | 55526 | GEN6 | LFG | IC | 1.7 |  | IPP Non-CHP | N | Internal Combustion (PRMVR=IC)
EXCLUDE | NC | Water Filter Plant #2 | 55534 | 1299 | DFO | IC | 1.8 |  | Electric Utility | N | Internal Combustion (PRMVR=IC)
EXCLUDE | NC | Water Filter Plant #2 | 55534 | 3516 | DFO | IC | 1.6 |  | Electric Utility | N | Internal Combustion (PRMVR=IC)
EXCLUDE | TX | Hoover Company | 55536 | 0542 | DFO | IC | 1.8 |  | Industrial Non-CHP | N | Internal Combustion (PRMVR=IC)
EXCLUDE | TX | Hoover Company | 55536 | 0543 | DFO | IC | 1.8 |  | Industrial Non-CHP | N | Internal Combustion (PRMVR=IC)
EXCLUDE | TX | Hoover Company | 55536 | 0544 | DFO | IC | 1.8 |  | Industrial Non-CHP | N | Internal Combustion (PRMVR=IC)
EXCLUDE | TX | Hoover Company | 55536 | 0545 | DFO | IC | 1.8 |  | Industrial Non-CHP | N | Internal Combustion (PRMVR=IC)
EXCLUDE | TX | Baytown | 55551 | UN5 | LFG | IC | 1.3 |  | IPP Non-CHP | N | Internal Combustion (PRMVR=IC)
EXCLUDE | TX | Baytown | 55551 | UNT1 | LFG | IC | 1 |  | IPP Non-CHP | N | Internal Combustion (PRMVR=IC)
EXCLUDE | TX | Baytown | 55551 | UNT2 | LFG | IC | 1 |  | IPP Non-CHP | N | Internal Combustion (PRMVR=IC)
EXCLUDE | TX | Baytown | 55551 | UNT3 | LFG | IC | 1 |  | IPP Non-CHP | N | Internal Combustion (PRMVR=IC)
EXCLUDE | TX | Baytown | 55551 | UNT4 | LFG | IC | 1 |  | IPP Non-CHP | N | Internal Combustion (PRMVR=IC)
EXCLUDE | TX | Bluebonnet | 55552 | UNT1 | LFG | IC | 1 |  | IPP Non-CHP | N | Internal Combustion (PRMVR=IC)
EXCLUDE | TX | Bluebonnet | 55552 | UNT2 | LFG | IC | 1 |  | IPP Non-CHP | N | Internal Combustion (PRMVR=IC)
EXCLUDE | TX | Bluebonnet | 55552 | UNT3 | LFG | IC | 1 |  | IPP Non-CHP | N | Internal Combustion (PRMVR=IC)
EXCLUDE | TX | Bluebonnet | 55552 | UNT4 | LFG | IC | 1 |  | IPP Non-CHP | N | Internal Combustion (PRMVR=IC)
EXCLUDE | TX | Coastal Plains | 55554 | UNT1 | LFG | IC | 1.7 |  | IPP Non-CHP | N | Internal Combustion (PRMVR=IC)
EXCLUDE | TX | Coastal Plains | 55554 | UNT2 | LFG | IC | 1.7 |  | IPP Non-CHP | N | Internal Combustion (PRMVR=IC)
EXCLUDE | TX | Coastal Plains | 55554 | UNT3 | LFG | IC | 1.7 |  | IPP Non-CHP | N | Internal Combustion (PRMVR=IC)
EXCLUDE | TX | Coastal Plains | 55554 | UNT4 | LFG | IC | 1.7 |  | IPP Non-CHP | N | Internal Combustion (PRMVR=IC)
EXCLUDE | TX | Conroe | 55555 | UNT1 | LFG | IC | 1 |  | IPP Non-CHP | N | Internal Combustion (PRMVR=IC)
EXCLUDE | TX | Conroe | 55555 | UNT2 | LFG | IC | 1 |  | IPP Non-CHP | N | Internal Combustion (PRMVR=IC)
EXCLUDE | TX | Conroe | 55555 | UNT3 | LFG | IC | 1 |  | IPP Non-CHP | N | Internal Combustion (PRMVR=IC)
EXCLUDE | TX | Security | 55556 | UNT1 | LFG | IC | 1.3 |  | IPP Non-CHP | N | Internal Combustion (PRMVR=IC)
EXCLUDE | TX | Security | 55556 | UNT2 | LFG | IC | 1.3 |  | IPP Non-CHP | N | Internal Combustion (PRMVR=IC)
EXCLUDE | TX | Security | 55556 | UNT3 | LFG | IC | 1.3 |  | IPP Non-CHP | N | Internal Combustion (PRMVR=IC)
EXCLUDE | MA | East Bridgewater | 55584 | 1 | LFG | IC | 1 |  | IPP Non-CHP | N | Internal Combustion (PRMVR=IC)
EXCLUDE | MA | East Bridgewater | 55584 | 2 | LFG | IC | 1 |  | IPP Non-CHP | N | Internal Combustion (PRMVR=IC)
EXCLUDE | MA | East Bridgewater | 55584 | 3 | LFG | IC | 1 |  | IPP Non-CHP | N | Internal Combustion (PRMVR=IC)
EXCLUDE | MA | East Bridgewater | 55584 | 4 | LFG | IC | 1 |  | IPP Non-CHP | N | Internal Combustion (PRMVR=IC)
EXCLUDE | MA | East Bridgewater | 55584 | 5 | LFG | IC | 1 |  | IPP Non-CHP | N | Internal Combustion (PRMVR=IC)
EXCLUDE | MA | East Bridgewater | 55584 | 6 | LFG | IC | 1 |  | IPP Non-CHP | N | Internal Combustion (PRMVR=IC)
EXCLUDE | MA | Randolph Electric | 55585 | 1 | LFG | IC | 1 |  | IPP Non-CHP | N | Internal Combustion (PRMVR=IC)
EXCLUDE | MA | Randolph Electric | 55585 | 2 | LFG | IC | 1 |  | IPP Non-CHP | N | Internal Combustion (PRMVR=IC)
EXCLUDE | MA | Randolph Electric | 55585 | 3 | LFG | IC | 1 |  | IPP Non-CHP | N | Internal Combustion (PRMVR=IC)
EXCLUDE | MA | Halifax Electric | 55586 | 1 | LFG | IC | 1 |  | IPP Non-CHP | N | Internal Combustion (PRMVR=IC)
EXCLUDE | MA | Halifax Electric | 55586 | 2 | LFG | IC | 1 |  | IPP Non-CHP | N | Internal Combustion (PRMVR=IC)
EXCLUDE | MA | Halifax Electric | 55586 | 3 | LFG | IC | 1 |  | IPP Non-CHP | N | Internal Combustion (PRMVR=IC)
EXCLUDE | VA | GRS Richmond | 55587 | 1 | LFG | IC | 1 |  | IPP Non-CHP | N | Internal Combustion (PRMVR=IC)
EXCLUDE | VA | GRS Richmond | 55587 | 2 | LFG | IC | 1 |  | IPP Non-CHP | N | Internal Combustion (PRMVR=IC)
EXCLUDE | VA | GRS Richmond | 55587 | 3 | LFG | IC | 1 |  | IPP Non-CHP | N | Internal Combustion (PRMVR=IC)
EXCLUDE | TX | GRS Sunset Farms | 55588 | 1 | LFG | IC | 1 |  | IPP Non-CHP | N | Internal Combustion (PRMVR=IC)
EXCLUDE | TX | GRS Sunset Farms | 55588 | 2 | LFG | IC | 1 |  | IPP Non-CHP | N | Internal Combustion (PRMVR=IC)
EXCLUDE | TX | GRS Sunset Farms | 55588 | 3 | LFG | IC | 1 |  | IPP Non-CHP | N | Internal Combustion (PRMVR=IC)
EXCLUDE | TX | GRS Sunset Farms | 55588 | 4 | LFG | IC | 1 |  | IPP Non-CHP | N | Internal Combustion (PRMVR=IC)
EXCLUDE | MA | GRS Fall River | 55589 | 1 | LFG | IC | 1 |  | IPP Non-CHP | N | Internal Combustion (PRMVR=IC)
EXCLUDE | MA | GRS Fall River | 55589 | 2 | LFG | IC | 1 |  | IPP Non-CHP | N | Internal Combustion (PRMVR=IC)
EXCLUDE | MA | Chicopee Electric | 55590 | 1 | LFG | IC | 1 |  | IPP Non-CHP | N | Internal Combustion (PRMVR=IC)
EXCLUDE | MA | Chicopee Electric | 55590 | 2 | LFG | IC | 1 |  | IPP Non-CHP | N | Internal Combustion (PRMVR=IC)
EXCLUDE | IL | Rockford Electric | 55591 | 1 | LFG | IC | 1 |  | IPP Non-CHP | N | Internal Combustion (PRMVR=IC)
EXCLUDE | IL | Rockford Electric | 55591 | 2 | LFG | IC | 1 |  | IPP Non-CHP | N | Internal Combustion (PRMVR=IC)
EXCLUDE | IL | Mallard Lake Electric | 55592 | 3 | LFG | CC | 5 |  | IPP Non-CHP | N | Non Fossil fuel type
EXCLUDE | IL | Quad Cities | 55593 | 1 | LFG | IC | 1 |  | IPP Non-CHP | N | Internal Combustion (PRMVR=IC)
EXCLUDE | IL | Quad Cities | 55593 | 2 | LFG | IC | 1 |  | IPP Non-CHP | N | Internal Combustion (PRMVR=IC)
EXCLUDE | IL | South Barrington Electric | 55594 | 1 | LFG | IC | 0.8 |  | IPP Non-CHP | N | Internal Combustion (PRMVR=IC)
EXCLUDE | IL | South Barrington Electric | 55594 | 2 | LFG | IC | 0.8 |  | IPP Non-CHP | N | Internal Combustion (PRMVR=IC)
EXCLUDE | MI | GRS Lyon | 55595 | 1 | LFG | IC | 1 |  | IPP Non-CHP | N | Internal Combustion (PRMVR=IC)
EXCLUDE | MI | GRS Lyon | 55595 | 2 | LFG | IC | 1 |  | IPP Non-CHP | N | Internal Combustion (PRMVR=IC)
EXCLUDE | MI | GRS Lyon | 55595 | 3 | LFG | IC | 1 |  | IPP Non-CHP | N | Internal Combustion (PRMVR=IC)
EXCLUDE | MI | GRS Lyon | 55595 | 4 | LFG | IC | 1 |  | IPP Non-CHP | N | Internal Combustion (PRMVR=IC)
EXCLUDE | MI | GRS Lyon | 55595 | 5 | LFG | IC | 1 |  | IPP Non-CHP | N | Internal Combustion (PRMVR=IC)
EXCLUDE | MI | GRS C&C | 55597 | 1 | LFG | IC | 1 |  | IPP Non-CHP | N | Internal Combustion (PRMVR=IC)
EXCLUDE | MI | GRS C&C | 55597 | 2 | LFG | IC | 1 |  | IPP Non-CHP | N | Internal Combustion (PRMVR=IC)
EXCLUDE | MI | GRS C&C | 55597 | 3 | LFG | IC | 1 |  | IPP Non-CHP | N | Internal Combustion (PRMVR=IC)
Exclude | NY | Binghamton Cogen | 55600 | 1 | NG | GT | 47.7 |  | IPP CHP | Y | Low utilization CT
EXCLUDE | CA | Prima Plant | 55601 | UNT1 | LFG | IC | 3 |  | IPP Non-CHP | N | Internal Combustion (PRMVR=IC)
EXCLUDE | CA | Prima Plant | 55601 | UNT2 | LFG | IC | 3 |  | IPP Non-CHP | N | Internal Combustion (PRMVR=IC)
EXCLUDE | CA | MM San Diego-North City | 55602 | UNT1 | LFG | IC | 0.9 |  | IPP Non-CHP | N | Internal Combustion (PRMVR=IC)
EXCLUDE | CA | MM San Diego-North City | 55602 | UNT2 | LFG | IC | 0.9 |  | IPP Non-CHP | N | Internal Combustion (PRMVR=IC)
EXCLUDE | CA | MM San Diego-North City | 55602 | UNT3 | LFG | IC | 0.9 |  | IPP Non-CHP | N | Internal Combustion (PRMVR=IC)
EXCLUDE | CA | MM San Diego-North City | 55602 | UNT4 | LFG | IC | 0.9 |  | IPP Non-CHP | N | Internal Combustion (PRMVR=IC)
EXCLUDE | CA | Tajiguas Plant | 55603 | UNT1 | LFG | IC | 3 |  | IPP Non-CHP | N | Internal Combustion (PRMVR=IC)
EXCLUDE | OH | MM Cuyahoga Energy | 55605 | UNT1 | LFG | IC | 1.9 |  | IPP Non-CHP | N | Internal Combustion (PRMVR=IC)
EXCLUDE | OH | MM Cuyahoga Energy | 55605 | UNT2 | LFG | IC | 1.9 |  | IPP Non-CHP | N | Internal Combustion (PRMVR=IC)
EXCLUDE | NY | Watchtower Educational Center | 55619 | GEN1 | NG | IC | 0.7 |  | Commercial Non-CHP | N | Internal Combustion (PRMVR=IC)
EXCLUDE | NY | Watchtower Educational Center | 55619 | GEN2 | DFO | IC | 0.7 |  | Commercial Non-CHP | N | Internal Combustion (PRMVR=IC)
EXCLUDE | NY | Watchtower Educational Center | 55619 | GEN3 | NG | IC | 0.7 |  | Commercial Non-CHP | N | Internal Combustion (PRMVR=IC)
EXCLUDE | TX | Leviton Manufacturing | 55637 | GEN1 | DFO | IC | 1.8 |  | Industrial Non-CHP | N | Internal Combustion (PRMVR=IC)
EXCLUDE | NV | Moapa Paiute Energy Center | 55642 | CTG1 | NG | CC | 212 |  | IPP Non-CHP | N | Status of operation (IP,L,P,T,or U) or Retired before 2012
EXCLUDE | NV | Moapa Paiute Energy Center | 55642 | CTG2 | NG | CC | 212 |  | IPP Non-CHP | N | Status of operation (IP,L,P,T,or U) or Retired before 2012
EXCLUDE | NV | Moapa Paiute Energy Center | 55642 | CTG3 | NG | CC | 212 |  | IPP Non-CHP | N | Status of operation (IP,L,P,T,or U) or Retired before 2012
EXCLUDE | NV | Moapa Paiute Energy Center | 55642 | STG1 | NG | CC | 574 |  | IPP Non-CHP | N | Status of operation (IP,L,P,T,or U) or Retired before 2012
EXCLUDE | CO | Plains End | 55650 | GE10 | NG | IC | 5.7 |  | IPP Non-CHP | N | Internal Combustion (PRMVR=IC)
EXCLUDE | CO | Plains End | 55650 | GE11 | NG | IC | 5.7 |  | IPP Non-CHP | N | Internal Combustion (PRMVR=IC)
EXCLUDE | CO | Plains End | 55650 | GE12 | NG | IC | 5.7 |  | IPP Non-CHP | N | Internal Combustion (PRMVR=IC)
EXCLUDE | CO | Plains End | 55650 | GE13 | NG | IC | 5.7 |  | IPP Non-CHP | N | Internal Combustion (PRMVR=IC)
EXCLUDE | CO | Plains End | 55650 | GE14 | NG | IC | 5.7 |  | IPP Non-CHP | N | Internal Combustion (PRMVR=IC)
EXCLUDE | CO | Plains End | 55650 | GE15 | NG | IC | 5.7 |  | IPP Non-CHP | N | Internal Combustion (PRMVR=IC)
EXCLUDE | CO | Plains End | 55650 | GE16 | NG | IC | 5.7 |  | IPP Non-CHP | N | Internal Combustion (PRMVR=IC)
EXCLUDE | CO | Plains End | 55650 | GE17 | NG | IC | 5.7 |  | IPP Non-CHP | N | Internal Combustion (PRMVR=IC)
EXCLUDE | CO | Plains End | 55650 | GE18 | NG | IC | 5.7 |  | IPP Non-CHP | N | Internal Combustion (PRMVR=IC)
EXCLUDE | CO | Plains End | 55650 | GE19 | NG | IC | 5.7 |  | IPP Non-CHP | N | Internal Combustion (PRMVR=IC)
EXCLUDE | CO | Plains End | 55650 | GE20 | NG | IC | 5.7 |  | IPP Non-CHP | N | Internal Combustion (PRMVR=IC)
EXCLUDE | CO | Plains End | 55650 | GEN1 | NG | IC | 5.7 |  | IPP Non-CHP | N | Internal Combustion (PRMVR=IC)
EXCLUDE | CO | Plains End | 55650 | GEN2 | NG | IC | 5.7 |  | IPP Non-CHP | N | Internal Combustion (PRMVR=IC)
EXCLUDE | CO | Plains End | 55650 | GEN3 | NG | IC | 5.7 |  | IPP Non-CHP | N | Internal Combustion (PRMVR=IC)
EXCLUDE | CO | Plains End | 55650 | GEN4 | NG | IC | 5.7 |  | IPP Non-CHP | N | Internal Combustion (PRMVR=IC)
EXCLUDE | CO | Plains End | 55650 | GEN5 | NG | IC | 5.7 |  | IPP Non-CHP | N | Internal Combustion (PRMVR=IC)
EXCLUDE | CO | Plains End | 55650 | GEN6 | NG | IC | 5.7 |  | IPP Non-CHP | N | Internal Combustion (PRMVR=IC)
EXCLUDE | CO | Plains End | 55650 | GEN7 | NG | IC | 5.7 |  | IPP Non-CHP | N | Internal Combustion (PRMVR=IC)
EXCLUDE | CO | Plains End | 55650 | GEN8 | NG | IC | 5.7 |  | IPP Non-CHP | N | Internal Combustion (PRMVR=IC)
EXCLUDE | CO | Plains End | 55650 | GEN9 | NG | IC | 5.7 |  | IPP Non-CHP | N | Internal Combustion (PRMVR=IC)
EXCLUDE | TX | Nacogdoches Power | 55708 | CTG1 | NG | CC | 195 |  | IPP Non-CHP | N | Status of operation (IP,L,P,T,or U) or Retired before 2012
EXCLUDE | TX | Nacogdoches Power | 55708 | CTG2 | NG | CC | 190 |  | IPP Non-CHP | N | Status of operation (IP,L,P,T,or U) or Retired before 2012
EXCLUDE | TX | Nacogdoches Power | 55708 | CTG3 | NG | CC | 190 |  | IPP Non-CHP | N | Status of operation (IP,L,P,T,or U) or Retired before 2012
EXCLUDE | TX | Nacogdoches Power | 55708 | STG1 | NG | CC | 100 |  | IPP Non-CHP | N | Status of operation (IP,L,P,T,or U) or Retired before 2012
EXCLUDE | TX | Nacogdoches Power | 55708 | STG2 | NG | CC | 114 |  | IPP Non-CHP | N | Status of operation (IP,L,P,T,or U) or Retired before 2012
EXCLUDE | TX | Nacogdoches Power | 55708 | STG3 | NG | CC | 136 |  | IPP Non-CHP | N | Status of operation (IP,L,P,T,or U) or Retired before 2012
EXCLUDE | AZ | FirstEnergy | 55711 | CTG1 | NG | CC | 180 |  | IPP Non-CHP | N | Status of operation (IP,L,P,T,or U) or Retired before 2012
EXCLUDE | AZ | FirstEnergy | 55711 | CTG2 | NG | CC | 180 |  | IPP Non-CHP | N | Status of operation (IP,L,P,T,or U) or Retired before 2012
EXCLUDE | AZ | FirstEnergy | 55711 | CTG3 | NG | CC | 180 |  | IPP Non-CHP | N | Status of operation (IP,L,P,T,or U) or Retired before 2012
EXCLUDE | AZ | FirstEnergy | 55711 | CTG4 | NG | CC | 180 |  | IPP Non-CHP | N | Status of operation (IP,L,P,T,or U) or Retired before 2012
EXCLUDE | AZ | FirstEnergy | 55711 | STG1 | NG | CC | 180 |  | IPP Non-CHP | N | Status of operation (IP,L,P,T,or U) or Retired before 2012
EXCLUDE | AZ | FirstEnergy | 55711 | STG2 | NG | CC | 180 |  | IPP Non-CHP | N | Status of operation (IP,L,P,T,or U) or Retired before 2012
EXCLUDE | ID | Bennett Mountain | 55733 | FT01 | NG | GT | 170 |  | Electric Utility | N | Status of operation (IP,L,P,T,or U) or Retired before 2012
EXCLUDE | ID | Bennett Mountain | 55733 | FT03 | NG | GT | 50 |  | Electric Utility | N | Status of operation (IP,L,P,T,or U) or Retired before 2012
EXCLUDE | CA | Los Esteros Critical Energy Center | 55748 | CAG5 | NG | CC | 126.1 |  | IPP Non-CHP | N | Status of operation (IP,L,P,T,or U) or Retired before 2012
Exclude | CA | Los Esteros Critical Energy Center | 55748 | CTG1 | NG | GT | 45 |  | IPP Non-CHP | N | Low utilization CT
Exclude | CA | Los Esteros Critical Energy Center | 55748 | CTG2 | NG | GT | 45 |  | IPP Non-CHP | N | Low utilization CT
Exclude | CA | Los Esteros Critical Energy Center | 55748 | CTG3 | NG | GT | 45 |  | IPP Non-CHP | N | Low utilization CT
Exclude | CA | Los Esteros Critical Energy Center | 55748 | CTG4 | NG | GT | 45 |  | IPP Non-CHP | N | Low utilization CT
EXCLUDE | CA | Sonoma Central Landfill Phase I | 55752 | P-11 | LFG | IC | 0.8 |  | Commercial Non-CHP | N | Internal Combustion (PRMVR=IC)
EXCLUDE | CA | Sonoma Central Landfill Phase I | 55752 | P-12 | LFG | IC | 0.8 |  | Commercial Non-CHP | N | Internal Combustion (PRMVR=IC)
EXCLUDE | CA | Sonoma Central Landfill Phase I | 55752 | P-13 | LFG | IC | 0.8 |  | Commercial Non-CHP | N | Internal Combustion (PRMVR=IC)
EXCLUDE | CA | Sonoma Central Landfill Phase I | 55752 | P-14 | LFG | IC | 0.8 |  | Commercial Non-CHP | N | Internal Combustion (PRMVR=IC)
EXCLUDE | CA | Sonoma Central Landfill Phase II | 55753 | P-21 | LFG | IC | 0.8 |  | Commercial Non-CHP | N | Internal Combustion (PRMVR=IC)
EXCLUDE | CA | Sonoma Central Landfill Phase II | 55753 | P-22 | LFG | IC | 0.8 |  | Commercial Non-CHP | N | Internal Combustion (PRMVR=IC)
EXCLUDE | CA | Sonoma Central Landfill Phase II | 55753 | P-23 | LFG | IC | 0.8 |  | Commercial Non-CHP | N | Internal Combustion (PRMVR=IC)
EXCLUDE | CA | Sonoma Central Landfill Phase II | 55753 | P-24 | LFG | IC | 0.8 |  | Commercial Non-CHP | N | Internal Combustion (PRMVR=IC)
EXCLUDE | NY | Model City Energy Facility | 55757 | GEN1 | LFG | IC | 0.8 |  | IPP Non-CHP | N | Internal Combustion (PRMVR=IC)
EXCLUDE | NY | Model City Energy Facility | 55757 | GEN2 | LFG | IC | 0.8 |  | IPP Non-CHP | N | Internal Combustion (PRMVR=IC)
EXCLUDE | NY | Model City Energy Facility | 55757 | GEN3 | LFG | IC | 0.8 |  | IPP Non-CHP | N | Internal Combustion (PRMVR=IC)
EXCLUDE | NY | Model City Energy Facility | 55757 | GEN4 | LFG | IC | 0.8 |  | IPP Non-CHP | N | Internal Combustion (PRMVR=IC)
EXCLUDE | NY | Model City Energy Facility | 55757 | GEN5 | LFG | IC | 0.8 |  | IPP Non-CHP | N | Internal Combustion (PRMVR=IC)
EXCLUDE | NY | Model City Energy Facility | 55757 | GEN6 | LFG | IC | 0.8 |  | IPP Non-CHP | N | Internal Combustion (PRMVR=IC)
EXCLUDE | NY | Model City Energy Facility | 55757 | GEN7 | LFG | IC | 0.8 |  | IPP Non-CHP | N | Internal Combustion (PRMVR=IC)
EXCLUDE | IL | Roxana Resource Recovery | 55759 | RX1 | LFG | IC | 1.1 |  | IPP Non-CHP | N | Internal Combustion (PRMVR=IC)
EXCLUDE | IL | Roxana Resource Recovery | 55759 | RX2 | LFG | IC | 1.1 |  | IPP Non-CHP | N | Internal Combustion (PRMVR=IC)
EXCLUDE | IL | Roxana Resource Recovery | 55759 | RX3 | LFG | IC | 1.1 |  | IPP Non-CHP | N | Internal Combustion (PRMVR=IC)
EXCLUDE | IL | Roxana Resource Recovery | 55759 | RX4 | LFG | IC | 1.1 |  | IPP Non-CHP | N | Internal Combustion (PRMVR=IC)
EXCLUDE | IL | Streator Energy Partners LLC | 55760 | ST1 | LFG | IC | 1.1 |  | IPP Non-CHP | N | Internal Combustion (PRMVR=IC)
EXCLUDE | IL | Devonshire Power Partners LLC | 55761 | DO1 | LFG | IC | 1.1 |  | IPP Non-CHP | N | Internal Combustion (PRMVR=IC)
EXCLUDE | IL | Devonshire Power Partners LLC | 55761 | DO2 | LFG | IC | 1.1 |  | IPP Non-CHP | N | Internal Combustion (PRMVR=IC)
EXCLUDE | IL | Devonshire Power Partners LLC | 55761 | DO3 | LFG | IC | 1.1 |  | IPP Non-CHP | N | Internal Combustion (PRMVR=IC)
EXCLUDE | IL | Devonshire Power Partners LLC | 55761 | DO4 | LFG | IC | 1.1 |  | IPP Non-CHP | N | Internal Combustion (PRMVR=IC)
EXCLUDE | IL | Devonshire Power Partners LLC | 55761 | DO5 | LFG | IC | 1.1 |  | IPP Non-CHP | N | Internal Combustion (PRMVR=IC)
EXCLUDE | IL | Brickyard Energy Partners LLC | 55762 | BR1 | LFG | IC | 1.1 |  | IPP Non-CHP | N | Internal Combustion (PRMVR=IC)
EXCLUDE | IL | Brickyard Energy Partners LLC | 55762 | BR2 | LFG | IC | 1.1 |  | IPP Non-CHP | N | Internal Combustion (PRMVR=IC)
EXCLUDE | IL | Brickyard Energy Partners LLC | 55762 | BR3 | LFG | IC | 1.1 |  | IPP Non-CHP | N | Internal Combustion (PRMVR=IC)
EXCLUDE | IL | Brickyard Energy Partners LLC | 55762 | BR5 | LFG | IC | 1.1 |  | IPP Non-CHP | N | Internal Combustion (PRMVR=IC)
EXCLUDE | IL | Dixon/Lee Energy Partners LLC | 55763 | DX1 | LFG | IC | 1.1 |  | IPP Non-CHP | N | Internal Combustion (PRMVR=IC)
EXCLUDE | IL | Dixon/Lee Energy Partners LLC | 55763 | DX2 | LFG | IC | 1.1 |  | IPP Non-CHP | N | Internal Combustion (PRMVR=IC)
EXCLUDE | IL | Dixon/Lee Energy Partners LLC | 55763 | DX3 | LFG | IC | 1.1 |  | IPP Non-CHP | N | Internal Combustion (PRMVR=IC)
EXCLUDE | IL | Dixon/Lee Energy Partners LLC | 55763 | DX4 | LFG | IC | 1.1 |  | IPP Non-CHP | N | Internal Combustion (PRMVR=IC)
EXCLUDE | IL | Upper Rock Energy Partners LLC | 55764 | UR1 | LFG | IC | 1.1 |  | IPP Non-CHP | N | Internal Combustion (PRMVR=IC)
EXCLUDE | IL | Upper Rock Energy Partners LLC | 55764 | UR2 | LFG | IC | 1.1 |  | IPP Non-CHP | N | Internal Combustion (PRMVR=IC)
EXCLUDE | IL | Upper Rock Energy Partners LLC | 55764 | UR3 | LFG | IC | 1.1 |  | IPP Non-CHP | N | Internal Combustion (PRMVR=IC)
EXCLUDE | IL | Upper Rock Energy Partners LLC | 55764 | UR4 | LFG | IC | 1.1 |  | IPP Non-CHP | N | Internal Combustion (PRMVR=IC)
EXCLUDE | CA | Kiefer Landfill | 55766 | 361A | LFG | IC | 3 |  | Commercial Non-CHP | N | Internal Combustion (PRMVR=IC)
EXCLUDE | CA | Kiefer Landfill | 55766 | 361B | LFG | IC | 3 |  | Commercial Non-CHP | N | Internal Combustion (PRMVR=IC)
EXCLUDE | CA | Kiefer Landfill | 55766 | 361C | LFG | IC | 3 |  | Commercial Non-CHP | N | Internal Combustion (PRMVR=IC)
EXCLUDE | IL | Riveside Resource Recovery LLC | 55767 | RO1 | LFG | IC | 1.1 |  | IPP Non-CHP | N | Internal Combustion (PRMVR=IC)
EXCLUDE | IL | Avon Energy Partners LLC | 55768 | CH1 | LFG | IC | 1.1 |  | IPP Non-CHP | N | Internal Combustion (PRMVR=IC)
EXCLUDE | IL | Avon Energy Partners LLC | 55768 | CH2 | LFG | IC | 1.1 |  | IPP Non-CHP | N | Internal Combustion (PRMVR=IC)
EXCLUDE | IL | Avon Energy Partners LLC | 55768 | CH3 | LFG | IC | 1.1 |  | IPP Non-CHP | N | Internal Combustion (PRMVR=IC)
EXCLUDE | WI | Dane County Landfill #2 Rodefeld | 55770 | GEN1 | LFG | IC | 0.8 |  | IPP Non-CHP | N | Internal Combustion (PRMVR=IC)
EXCLUDE | WI | Dane County Landfill #2 Rodefeld | 55770 | GEN2 | LFG | IC | 0.8 |  | IPP Non-CHP | N | Internal Combustion (PRMVR=IC)
EXCLUDE | WI | Dane County Landfill #2 Rodefeld | 55770 | GEN3 | LFG | IC | 0.8 |  | IPP Non-CHP | N | Internal Combustion (PRMVR=IC)
EXCLUDE | WI | Dane County Landfill #2 Rodefeld | 55770 | GEN4 | LFG | IC | 1.6 |  | IPP Non-CHP | N | Internal Combustion (PRMVR=IC)
EXCLUDE | WI | Dane County Landfill #2 Rodefeld | 55770 | GEN5 | LFG | IC | 0.8 |  | IPP Non-CHP | N | Internal Combustion (PRMVR=IC)
EXCLUDE | WI | Dane County Landfill #2 Rodefeld | 55770 | GEN6 | LFG | IC | 0.8 |  | IPP Non-CHP | N | Internal Combustion (PRMVR=IC)
EXCLUDE | WI | Dane County Landfill #2 Rodefeld | 55770 | GEN7 | LFG | IC | 0.8 |  | IPP Non-CHP | N | Internal Combustion (PRMVR=IC)
EXCLUDE | IL | Countyside Genco LLC | 55773 | CS1 | LFG | IC | 1.4 |  | IPP Non-CHP | N | Internal Combustion (PRMVR=IC)
EXCLUDE | IL | Countyside Genco LLC | 55773 | CS10 | LFG | GT | 3.2 |  | IPP Non-CHP | N | Non Fossil fuel type
EXCLUDE | IL | Countyside Genco LLC | 55773 | CS2 | LFG | IC | 1.4 |  | IPP Non-CHP | N | Internal Combustion (PRMVR=IC)
EXCLUDE | IL | Countyside Genco LLC | 55773 | CS3 | LFG | IC | 1.4 |  | IPP Non-CHP | N | Internal Combustion (PRMVR=IC)
EXCLUDE | IL | Countyside Genco LLC | 55773 | CS4 | LFG | IC | 1.4 |  | IPP Non-CHP | N | Internal Combustion (PRMVR=IC)
EXCLUDE | IL | Countyside Genco LLC | 55773 | CS5 | LFG | IC | 1.4 |  | IPP Non-CHP | N | Internal Combustion (PRMVR=IC)
EXCLUDE | IL | Countyside Genco LLC | 55773 | CS6 | LFG | IC | 1.4 |  | IPP Non-CHP | N | Internal Combustion (PRMVR=IC)
EXCLUDE | IL | Countyside Genco LLC | 55773 | CS7 | LFG | GT | 3.2 |  | IPP Non-CHP | N | Non Fossil fuel type
EXCLUDE | IL | Countyside Genco LLC | 55773 | CS8 | LFG | GT | 3.2 |  | IPP Non-CHP | N | Non Fossil fuel type
EXCLUDE | IL | Countyside Genco LLC | 55773 | CS9 | LFG | GT | 3.2 |  | IPP Non-CHP | N | Non Fossil fuel type
EXCLUDE | IL | Morris Genco LLC | 55774 | MO1 | LFG | IC | 1.4 |  | IPP Non-CHP | N | Internal Combustion (PRMVR=IC)
EXCLUDE | IL | Morris Genco LLC | 55774 | MO2 | LFG | IC | 1.4 |  | IPP Non-CHP | N | Internal Combustion (PRMVR=IC)
EXCLUDE | IL | Morris Genco LLC | 55774 | MO3 | LFG | IC | 1.4 |  | IPP Non-CHP | N | Internal Combustion (PRMVR=IC)
EXCLUDE | IL | Morris Genco LLC | 55774 | MO4 | LFG | IC | 1.1 |  | IPP Non-CHP | N | Internal Combustion (PRMVR=IC)
EXCLUDE | IL | Morris Genco LLC | 55774 | MO5 | LFG | IC | 1.1 |  | IPP Non-CHP | N | Internal Combustion (PRMVR=IC)
EXCLUDE | MA | Barre | 55776 | BA1 | LFG | IC | 0.5 |  | IPP Non-CHP | N | Internal Combustion (PRMVR=IC)
EXCLUDE | MA | Barre | 55776 | BA2 | LFG | IC | 0.5 |  | IPP Non-CHP | N | Internal Combustion (PRMVR=IC)
EXCLUDE | NY | Brookhaven Facility | 55778 | BH1 | LFG | IC | 1.3 |  | IPP Non-CHP | N | Internal Combustion (PRMVR=IC)
EXCLUDE | NY | Brookhaven Facility | 55778 | BH2 | LFG | IC | 1.3 |  | IPP Non-CHP | N | Internal Combustion (PRMVR=IC)
EXCLUDE | NY | Brookhaven Facility | 55778 | BH3 | LFG | IC | 1.3 |  | IPP Non-CHP | N | Internal Combustion (PRMVR=IC)
EXCLUDE | NY | Brookhaven Facility | 55778 | BH4 | LFG | IC | 1.3 |  | IPP Non-CHP | N | Internal Combustion (PRMVR=IC)
EXCLUDE | NY | Brookhaven Facility | 55778 | BH5 | LFG | IC | 0.5 |  | IPP Non-CHP | N | Internal Combustion (PRMVR=IC)
EXCLUDE | NY | Brookhaven Facility | 55778 | BH6 | LFG | IC | 0.5 |  | IPP Non-CHP | N | Internal Combustion (PRMVR=IC)
EXCLUDE | NH | Dunbarton Energy Partners LP | 55779 | MA1 | LFG | IC | 0.7 |  | IPP Non-CHP | N | Internal Combustion (PRMVR=IC)
EXCLUDE | NH | Dunbarton Energy Partners LP | 55779 | MA2 | LFG | IC | 0.7 |  | IPP Non-CHP | N | Internal Combustion (PRMVR=IC)
EXCLUDE | AZ | Bowie Power Station LLC | 55780 | CT1 | NG | CC | 172 |  | IPP CHP | Y | Status of operation (IP,L,P,T,or U) or Retired before 2012
EXCLUDE | AZ | Bowie Power Station LLC | 55780 | CT2 | NG | CC | 172 |  | IPP CHP | Y | Status of operation (IP,L,P,T,or U) or Retired before 2012
EXCLUDE | AZ | Bowie Power Station LLC | 55780 | CT3 | NG | CC | 172 |  | IPP CHP | Y | Status of operation (IP,L,P,T,or U) or Retired before 2012
EXCLUDE | AZ | Bowie Power Station LLC | 55780 | CT4 | NG | CC | 172 |  | IPP CHP | Y | Status of operation (IP,L,P,T,or U) or Retired before 2012
EXCLUDE | AZ | Bowie Power Station LLC | 55780 | ST1 | NG | CC | 181 |  | IPP CHP | Y | Status of operation (IP,L,P,T,or U) or Retired before 2012
EXCLUDE | AZ | Bowie Power Station LLC | 55780 | ST2 | NG | CC | 181 |  | IPP CHP | Y | Status of operation (IP,L,P,T,or U) or Retired before 2012
EXCLUDE | NY | Hospira Inc | 55788 | GEN1 | NG | IC | 1.1 |  | Industrial Non-CHP | N | Internal Combustion (PRMVR=IC)
EXCLUDE | NY | Hospira Inc | 55788 | GEN2 | NG | IC | 1.1 |  | Industrial Non-CHP | N | Internal Combustion (PRMVR=IC)
EXCLUDE | GA | Live Oaks Power Plant | 55800 | CTG1 | NG | CC | 175 |  | IPP Non-CHP | N | Status of operation (IP,L,P,T,or U) or Retired before 2012
EXCLUDE | GA | Live Oaks Power Plant | 55800 | CTG2 | NG | CC | 175 |  | IPP Non-CHP | N | Status of operation (IP,L,P,T,or U) or Retired before 2012
EXCLUDE | GA | Live Oaks Power Plant | 55800 | STG | NG | CC | 250 |  | IPP Non-CHP | N | Status of operation (IP,L,P,T,or U) or Retired before 2012
EXCLUDE | NM | Valencia Energy Facility | 55802 | CTG2 | NG | GT | 159.5 |  | Electric Utility/IPP Non-CHP | N | Status of operation (IP,L,P,T,or U) or Retired before 2012
EXCLUDE | NM | Valencia Energy Facility | 55802 | CTG3 | NG | GT | 84.2 |  | Electric Utility/IPP Non-CHP | N | Status of operation (IP,L,P,T,or U) or Retired before 2012
EXCLUDE | NM | Valencia Energy Facility | 55802 | CTG4 | NG | GT | 84.2 |  | Electric Utility/IPP Non-CHP | N | Status of operation (IP,L,P,T,or U) or Retired before 2012
EXCLUDE | NM | Valencia Energy Facility | 55802 | CTG5 | NG | CC | 84.2 |  | IPP Non-CHP | N | Status of operation (IP,L,P,T,or U) or Retired before 2012
EXCLUDE | NM | Valencia Energy Facility | 55802 | CTG6 | NG | CC | 84.2 |  | IPP Non-CHP | N | Status of operation (IP,L,P,T,or U) or Retired before 2012
EXCLUDE | WI | Veolia Glacier Ridge Landfill | 55817 | NO1 | LFG | IC | 1 |  | Commercial Non-CHP | N | Internal Combustion (PRMVR=IC)
EXCLUDE | WI | Veolia Glacier Ridge Landfill | 55817 | NO2 | LFG | IC | 1 |  | Commercial Non-CHP | N | Internal Combustion (PRMVR=IC)
EXCLUDE | CA | RCWMD Badlands Landfill Gas Project | 55820 | GEN1 | LFG | IC | 1.3 |  | Commercial Non-CHP | N | Internal Combustion (PRMVR=IC)
EXCLUDE | CA | RCWMD Badlands Landfill Gas Project | 55820 | GEN2 | LFG | IC | 1.2 |  | Commercial Non-CHP | N | Internal Combustion (PRMVR=IC)
EXCLUDE | FL | Curtis H Stanton Energy Center | 55821 | BCT | NG | CC | 197 |  | Electric Utility/IPP Non-CHP | N | Status of operation (IP,L,P,T,or U) or Retired before 2012
EXCLUDE | FL | Curtis H Stanton Energy Center | 55821 | BST | NG | CC | 132 |  | Electric Utility/IPP Non-CHP | N | Status of operation (IP,L,P,T,or U) or Retired before 2012
EXCLUDE | MN | MNDOT Standby Generation | 55824 | UNT1 | DFO | IC | 2 |  | Commercial Non-CHP | N | Internal Combustion (PRMVR=IC)
EXCLUDE | ME | Millinocket Mill | 55829 | M1S1 | RFO | ST | 15.6 |  | Industrial CHP | Y | Steam unit (PRMVR=ST) under 25MW/250 MMBtu/hr
EXCLUDE | ME | Millinocket Mill | 55829 | M1S2 | RFO | ST | 15.6 |  | Industrial CHP | Y | Steam unit (PRMVR=ST) under 25MW/250 MMBtu/hr
EXCLUDE | ME | Millinocket Mill | 55829 | M1S3 | RFO | ST | 31.5 |  | Industrial CHP | Y | Commercial/Industrial Unit
EXCLUDE | ME | Millinocket Mill | 55829 | M1S4 | RFO | ST | 23.5 |  | Industrial CHP | Y | Steam unit (PRMVR=ST) under 25MW/250 MMBtu/hr
EXCLUDE | WI | Sherry Energy Center | 55834 | CT01 | NG | GT | 176 |  | IPP Non-CHP | N | Status of operation (IP,L,P,T,or U) or Retired before 2012
EXCLUDE | WI | Sherry Energy Center | 55834 | CT02 | NG | GT | 176 |  | IPP Non-CHP | N | Status of operation (IP,L,P,T,or U) or Retired before 2012
EXCLUDE | WI | Sherry Energy Center | 55834 | CT03 | NG | GT | 176 |  | IPP Non-CHP | N | Status of operation (IP,L,P,T,or U) or Retired before 2012
EXCLUDE | WI | Sherry Energy Center | 55834 | CT04 | NG | GT | 176 |  | IPP Non-CHP | N | Status of operation (IP,L,P,T,or U) or Retired before 2012
EXCLUDE | WI | Sherry Energy Center | 55834 | CTG1 | NG | CC | 176 |  | IPP Non-CHP | N | Status of operation (IP,L,P,T,or U) or Retired before 2012
EXCLUDE | WI | Sherry Energy Center | 55834 | CTG2 | NG | CC | 176 |  | IPP Non-CHP | N | Status of operation (IP,L,P,T,or U) or Retired before 2012
EXCLUDE | WI | Sherry Energy Center | 55834 | STG1 | NG | CC | 180 |  | IPP Non-CHP | N | Status of operation (IP,L,P,T,or U) or Retired before 2012
EXCLUDE | CA | Four Mile Hill | 55845 | 1 | GEO | ST | 55 |  | IPP Non-CHP | N | Non Combustion (NUC, WAT, WND, GEO, or SUN)
EXCLUDE | CA | Telephone Flat | 55846 | 1 | GEO | ST | 55 |  | IPP Non-CHP | N | Non Combustion (NUC, WAT, WND, GEO, or SUN)
EXCLUDE | CA | Valero Refinery Cogeneration Unit 2 | 55852 | GT2 | OG | GT | 51 |  | Industrial CHP | Y | Status of operation (IP,L,P,T,or U) or Retired before 2012
EXCLUDE | MT | Basin Creek Plant | 55866 | 1 | NG | IC | 6.1 |  | IPP Non-CHP | N | Internal Combustion (PRMVR=IC)
EXCLUDE | MT | Basin Creek Plant | 55866 | 2 | NG | IC | 6.1 |  | IPP Non-CHP | N | Internal Combustion (PRMVR=IC)
EXCLUDE | MT | Basin Creek Plant | 55866 | 3 | NG | IC | 6.1 |  | IPP Non-CHP | N | Internal Combustion (PRMVR=IC)
EXCLUDE | MT | Basin Creek Plant | 55866 | 4 | NG | IC | 6.1 |  | IPP Non-CHP | N | Internal Combustion (PRMVR=IC)
EXCLUDE | MT | Basin Creek Plant | 55866 | 5 | NG | IC | 6.1 |  | IPP Non-CHP | N | Internal Combustion (PRMVR=IC)
EXCLUDE | MT | Basin Creek Plant | 55866 | 6 | NG | IC | 6.1 |  | IPP Non-CHP | N | Internal Combustion (PRMVR=IC)
EXCLUDE | MT | Basin Creek Plant | 55866 | 7 | NG | IC | 6.1 |  | IPP Non-CHP | N | Internal Combustion (PRMVR=IC)
EXCLUDE | MT | Basin Creek Plant | 55866 | 8 | NG | IC | 6.1 |  | IPP Non-CHP | N | Internal Combustion (PRMVR=IC)
EXCLUDE | MT | Basin Creek Plant | 55866 | 9 | NG | IC | 6.1 |  | IPP Non-CHP | N | Internal Combustion (PRMVR=IC)
EXCLUDE | AR | Genova Arkansas I LLC | 55869 | CTG1 | NG | CC | 185.7 |  | Electric Utility | N | Status of operation (IP,L,P,T,or U) or Retired before 2012
EXCLUDE | AR | Genova Arkansas I LLC | 55869 | CTG2 | NG | CC | 185.7 |  | Electric Utility | N | Status of operation (IP,L,P,T,or U) or Retired before 2012
EXCLUDE | AR | Genova Arkansas I LLC | 55869 | ST1 | NG | CC | 260 |  | Electric Utility | N | Status of operation (IP,L,P,T,or U) or Retired before 2012
EXCLUDE | CA | Sonoma Central Landfill Phase III | 55880 | P-31 | LFG | IC | 0.8 |  | Commercial Non-CHP | N | Internal Combustion (PRMVR=IC)
EXCLUDE | CA | Sonoma Central Landfill Phase III | 55880 | P-32 | LFG | IC | 0.8 |  | Commercial Non-CHP | N | Internal Combustion (PRMVR=IC)
EXCLUDE | MD | Montgomery County Oaks LFGE Plant | 55885 | CAT35 | LFG | IC | 1.6 |  | IPP Non-CHP | N | Internal Combustion (PRMVR=IC)
EXCLUDE | MD | Montgomery County Oaks LFGE Plant | 55885 | GEJGC | LFG | IC | 0.8 |  | IPP Non-CHP | N | Internal Combustion (PRMVR=IC)
EXCLUDE | MD | Montgomery County Oaks LFGE Plant | 55885 | N01 | LFG | GT | 2.8 |  | IPP Non-CHP | N | Non Fossil fuel type
EXCLUDE | MD | Montgomery County Oaks LFGE Plant | 55885 | N02 | LFG | GT | 2.8 |  | IPP Non-CHP | N | Non Fossil fuel type
EXCLUDE | FL | Partnership Station | 55893 | 1 | NG | IC | 2.9 |  | Electric Utility | N | Internal Combustion (PRMVR=IC)
EXCLUDE | FL | Partnership Station | 55893 | 2 | NG | IC | 2.9 |  | Electric Utility | N | Internal Combustion (PRMVR=IC)
EXCLUDE | WI | Ridgeview | 55925 | GEN1 | LFG | IC | 0.8 |  | IPP Non-CHP | N | Internal Combustion (PRMVR=IC)
EXCLUDE | WI | Ridgeview | 55925 | GEN10 | LFG | IC | 0.8 |  | IPP Non-CHP | N | Internal Combustion (PRMVR=IC)
EXCLUDE | WI | Ridgeview | 55925 | GEN2 | LFG | IC | 0.8 |  | IPP Non-CHP | N | Internal Combustion (PRMVR=IC)
EXCLUDE | WI | Ridgeview | 55925 | GEN3 | LFG | IC | 0.8 |  | IPP Non-CHP | N | Internal Combustion (PRMVR=IC)
EXCLUDE | WI | Ridgeview | 55925 | GEN4 | LFG | IC | 0.8 |  | IPP Non-CHP | N | Internal Combustion (PRMVR=IC)
EXCLUDE | WI | Ridgeview | 55925 | GEN5 | LFG | IC | 0.8 |  | IPP Non-CHP | N | Internal Combustion (PRMVR=IC)
EXCLUDE | WI | Ridgeview | 55925 | GEN6 | LFG | IC | 0.8 |  | IPP Non-CHP | N | Internal Combustion (PRMVR=IC)
EXCLUDE | WI | Ridgeview | 55925 | GEN7 | LFG | IC | 0.8 |  | IPP Non-CHP | N | Internal Combustion (PRMVR=IC)
EXCLUDE | WI | Ridgeview | 55925 | GEN8 | LFG | IC | 0.8 |  | IPP Non-CHP | N | Internal Combustion (PRMVR=IC)
EXCLUDE | WI | Ridgeview | 55925 | GEN9 | LFG | IC | 0.8 |  | IPP Non-CHP | N | Internal Combustion (PRMVR=IC)
EXCLUDE | TN | McMinnville | 55928 | 1 | DFO | IC | 2 |  | Electric Utility | N | Internal Combustion (PRMVR=IC)
EXCLUDE | TN | McMinnville | 55928 | 10 | DFO | IC | 2 |  | Electric Utility | N | Internal Combustion (PRMVR=IC)
EXCLUDE | TN | McMinnville | 55928 | 11 | DFO | IC | 2 |  | Electric Utility | N | Internal Combustion (PRMVR=IC)
EXCLUDE | TN | McMinnville | 55928 | 12 | OBL | IC | 2 |  | Electric Utility | N | Internal Combustion (PRMVR=IC)
EXCLUDE | TN | McMinnville | 55928 | 2 | DFO | IC | 2 |  | Electric Utility | N | Internal Combustion (PRMVR=IC)
EXCLUDE | TN | McMinnville | 55928 | 3 | DFO | IC | 2 |  | Electric Utility | N | Internal Combustion (PRMVR=IC)
EXCLUDE | TN | McMinnville | 55928 | 4 | DFO | IC | 2 |  | Electric Utility | N | Internal Combustion (PRMVR=IC)
EXCLUDE | TN | McMinnville | 55928 | 5 | DFO | IC | 2 |  | Electric Utility | N | Internal Combustion (PRMVR=IC)
EXCLUDE | TN | McMinnville | 55928 | 6 | DFO | IC | 2 |  | Electric Utility | N | Internal Combustion (PRMVR=IC)
EXCLUDE | TN | McMinnville | 55928 | 7 | DFO | IC | 2 |  | Electric Utility | N | Internal Combustion (PRMVR=IC)
EXCLUDE | TN | McMinnville | 55928 | 8 | DFO | IC | 2 |  | Electric Utility | N | Internal Combustion (PRMVR=IC)
EXCLUDE | TN | McMinnville | 55928 | 9 | DFO | IC | 2 |  | Electric Utility | N | Internal Combustion (PRMVR=IC)
EXCLUDE | CA | TESLA Power Project | 55937 | GTG1 | NG | CC | 188 |  | Electric Utility | N | Status of operation (IP,L,P,T,or U) or Retired before 2012
EXCLUDE | CA | TESLA Power Project | 55937 | GTG2 | NG | CC | 188 |  | Electric Utility | N | Status of operation (IP,L,P,T,or U) or Retired before 2012
EXCLUDE | CA | TESLA Power Project | 55937 | GTG3 | NG | CC | 188 |  | Electric Utility | N | Status of operation (IP,L,P,T,or U) or Retired before 2012
EXCLUDE | CA | TESLA Power Project | 55937 | GTG4 | NG | CC | 188 |  | Electric Utility | N | Status of operation (IP,L,P,T,or U) or Retired before 2012
EXCLUDE | CA | TESLA Power Project | 55937 | STG1 | NG | CC | 285 |  | Electric Utility | N | Status of operation (IP,L,P,T,or U) or Retired before 2012
EXCLUDE | CA | TESLA Power Project | 55937 | STG2 | NG | CC | 285 |  | Electric Utility | N | Status of operation (IP,L,P,T,or U) or Retired before 2012
EXCLUDE | NJ | NAEA Ocean Peaking Power LLC | 55938 | OPP5 | NG | GT | 191.5 |  | Electric Utility/IPP Non-CHP | N | Status of operation (IP,L,P,T,or U) or Retired before 2012
EXCLUDE | VA | Warren County VA | 55939 | CT01 | NG | CC | 256 |  | Electric Utility | N | Status of operation (IP,L,P,T,or U) or Retired before 2012
EXCLUDE | VA | Warren County VA | 55939 | CT02 | NG | CC | 256 |  | Electric Utility | N | Status of operation (IP,L,P,T,or U) or Retired before 2012
EXCLUDE | VA | Warren County VA | 55939 | CT03 | NG | CC | 256 |  | Electric Utility | N | Status of operation (IP,L,P,T,or U) or Retired before 2012
EXCLUDE | VA | Warren County VA | 55939 | ST01 | NG | CC | 561 |  | Electric Utility | N | Status of operation (IP,L,P,T,or U) or Retired before 2012
EXCLUDE | VA | Pretlow | 55953 | 1 | DFO | IC | 1.6 |  | Electric Utility | N | Internal Combustion (PRMVR=IC)
EXCLUDE | VA | Pretlow | 55953 | 2 | DFO | IC | 1.6 |  | Electric Utility | N | Internal Combustion (PRMVR=IC)
EXCLUDE | VA | Downtown | 55954 | 1 | DFO | IC | 1.6 |  | Electric Utility | N | Internal Combustion (PRMVR=IC)
EXCLUDE | VA | Downtown | 55954 | 2 | DFO | IC | 1.6 |  | Electric Utility | N | Internal Combustion (PRMVR=IC)
EXCLUDE | GA | Kamin LLC Wrens Mine | 55961 | WM1 | DFO | IC | 1 |  | Industrial Non-CHP | N | Internal Combustion (PRMVR=IC)
EXCLUDE | GA | Kamin LLC Wrens Mine | 55961 | WM2 | DFO | IC | 1 |  | Industrial Non-CHP | N | Internal Combustion (PRMVR=IC)
EXCLUDE | MD | Brown Station Road Plant II | 55964 | 1 | LFG | IC | 1 |  | Commercial Non-CHP | N | Internal Combustion (PRMVR=IC)
EXCLUDE | MD | Brown Station Road Plant II | 55964 | 2 | LFG | IC | 1 |  | Commercial Non-CHP | N | Internal Combustion (PRMVR=IC)
EXCLUDE | MD | Brown Station Road Plant II | 55964 | 3 | LFG | IC | 1 |  | Commercial Non-CHP | N | Internal Combustion (PRMVR=IC)
EXCLUDE | MD | Brown Station Road Plant II | 55964 | 4 | LFG | IC | 1 |  | Commercial Non-CHP | N | Internal Combustion (PRMVR=IC)
EXCLUDE | AK | Nikiski Co-Generation | 55966 | ST1 | WH | CC | 40 |  | Electric Utility | N | Non Fossil fuel type
EXCLUDE | ME | Great Works Hydro | 55967 | WW1 | WAT | HY | 1 |  | IPP Non-CHP | N | Non Combustion (NUC, WAT, WND, GEO, or SUN)
EXCLUDE | ME | Great Works Hydro | 55967 | WW10 | WAT | HY | 0.6 |  | IPP Non-CHP | N | Non Combustion (NUC, WAT, WND, GEO, or SUN)
EXCLUDE | ME | Great Works Hydro | 55967 | WW11 | WAT | HY | 0.5 |  | IPP Non-CHP | N | Non Combustion (NUC, WAT, WND, GEO, or SUN)
EXCLUDE | ME | Great Works Hydro | 55967 | WW2 | WAT | HY | 1 |  | IPP Non-CHP | N | Non Combustion (NUC, WAT, WND, GEO, or SUN)
EXCLUDE | ME | Great Works Hydro | 55967 | WW3 | WAT | HY | 1 |  | IPP Non-CHP | N | Non Combustion (NUC, WAT, WND, GEO, or SUN)
EXCLUDE | ME | Great Works Hydro | 55967 | WW4 | WAT | HY | 0.6 |  | IPP Non-CHP | N | Non Combustion (NUC, WAT, WND, GEO, or SUN)
EXCLUDE | ME | Great Works Hydro | 55967 | WW5 | WAT | HY | 0.6 |  | IPP Non-CHP | N | Non Combustion (NUC, WAT, WND, GEO, or SUN)
EXCLUDE | ME | Great Works Hydro | 55967 | WW6 | WAT | HY | 0.7 |  | IPP Non-CHP | N | Non Combustion (NUC, WAT, WND, GEO, or SUN)
EXCLUDE | ME | Great Works Hydro | 55967 | WW7 | WAT | HY | 0.6 |  | IPP Non-CHP | N | Non Combustion (NUC, WAT, WND, GEO, or SUN)
EXCLUDE | ME | Great Works Hydro | 55967 | WW8 | WAT | HY | 0.6 |  | IPP Non-CHP | N | Non Combustion (NUC, WAT, WND, GEO, or SUN)
EXCLUDE | ME | Great Works Hydro | 55967 | WW9 | WAT | HY | 0.5 |  | IPP Non-CHP | N | Non Combustion (NUC, WAT, WND, GEO, or SUN)
EXCLUDE | OK | Stillwater Water Treatment Plant | 55987 | 6 | DFO | IC | 2 |  | Electric Utility | N | Internal Combustion (PRMVR=IC)
EXCLUDE | IA | Alliant SBD0201 Penford Produc | 55996 | 01 | DFO | IC | 1.8 |  | IPP Non-CHP | N | Internal Combustion (PRMVR=IC)
EXCLUDE | IA | Alliant SBD0201 Penford Produc | 55996 | 02 | DFO | IC | 1.6 |  | IPP Non-CHP | N | Internal Combustion (PRMVR=IC)
EXCLUDE | IA | Alliant SBD0201 Penford Produc | 55996 | 03 | DFO | IC | 1.6 |  | IPP Non-CHP | N | Internal Combustion (PRMVR=IC)
EXCLUDE | IA | Alliant SBD0201 Penford Produc | 55996 | 04 | DFO | IC | 1.1 |  | IPP Non-CHP | N | Internal Combustion (PRMVR=IC)
EXCLUDE | PA | Orchard Park | 55997 | 10 | NG | IC | 6 |  | Electric Utility | N | Internal Combustion (PRMVR=IC)
EXCLUDE | PA | Orchard Park | 55997 | 11 | NG | IC | 6 |  | Electric Utility | N | Internal Combustion (PRMVR=IC)
EXCLUDE | PA | Orchard Park | 55997 | 8 | NG | IC | 6 |  | Electric Utility | N | Internal Combustion (PRMVR=IC)
EXCLUDE | PA | Orchard Park | 55997 | 9 | NG | IC | 6 |  | Electric Utility | N | Internal Combustion (PRMVR=IC)
EXCLUDE | WI | Danbury Diesel | 55998 | IC1 | DFO | IC | 0.5 |  | Electric Utility | N | Internal Combustion (PRMVR=IC)
EXCLUDE | WI | Danbury Diesel | 55998 | IC2 | DFO | IC | 0.6 |  | Electric Utility | N | Internal Combustion (PRMVR=IC)
EXCLUDE | MA | NECCO Co-Generation | 55999 | GEN1 | NG | IC | 2.9 |  | IPP CHP | Y | Internal Combustion (PRMVR=IC)
EXCLUDE | MA | NECCO Co-Generation | 55999 | GEN2 | NG | IC | 2.9 |  | IPP CHP | Y | Internal Combustion (PRMVR=IC)
EXCLUDE | VA | Mount Clinton | 56004 | D-2 | DFO | IC | 2 |  | Electric Utility | N | Internal Combustion (PRMVR=IC)
EXCLUDE | VA | Mount Clinton | 56004 | D-3 | DFO | IC | 2 |  | Electric Utility | N | Internal Combustion (PRMVR=IC)
EXCLUDE | VA | Mount Clinton | 56004 | D-5 | DFO | IC | 2 |  | Electric Utility | N | Internal Combustion (PRMVR=IC)
EXCLUDE | VA | Mount Clinton | 56004 | D-7 | DFO | IC | 2 |  | Electric Utility | N | Internal Combustion (PRMVR=IC)
EXCLUDE | VA | Mount Clinton | 56004 | D-8 | DFO | IC | 2 |  | Electric Utility | N | Internal Combustion (PRMVR=IC)
EXCLUDE | VA | Mount Clinton | 56004 | MC-1 | DFO | GT | 14 |  | Electric Utility | N | Simple Cycle Turbine (PRMVR=GT or OT) unit under 25MW
EXCLUDE | VA | Pleasant Valley | 56005 | D-4 | DFO | IC | 2 |  | Electric Utility | N | Internal Combustion (PRMVR=IC)
EXCLUDE | VA | Pleasant Valley | 56005 | D-6 | DFO | IC | 2 |  | Electric Utility | N | Internal Combustion (PRMVR=IC)
EXCLUDE | VA | Pleasant Valley | 56005 | PV-1 | DFO | GT | 16.5 |  | Electric Utility | N | Simple Cycle Turbine (PRMVR=GT or OT) unit under 25MW
EXCLUDE | VA | Harrisonburg Power Plant | 56006 | ST-1 | NG | ST | 2.5 |  | Electric Utility | N | Steam unit (PRMVR=ST) under 25MW/250 MMBtu/hr
EXCLUDE | WA | Grimes Way | 56016 | 1 | NG | IC | 1.1 |  | Commercial Non-CHP | N | Internal Combustion (PRMVR=IC)
EXCLUDE | WA | Grimes Way | 56016 | 2 | NG | IC | 1.1 |  | Commercial Non-CHP | N | Internal Combustion (PRMVR=IC)
EXCLUDE | WA | Grimes Way | 56016 | 3 | DFO | IC | 1.8 |  | Commercial Non-CHP | N | Internal Combustion (PRMVR=IC)
EXCLUDE | WA | Franklin/Grays | 56017 | GT1 | NG | GT | 11.4 |  | Electric Utility | N | Simple Cycle Turbine (PRMVR=GT or OT) unit under 25MW
EXCLUDE | WA | Franklin/Grays | 56017 | GT2 | NG | GT | 11.4 |  | Electric Utility | N | Simple Cycle Turbine (PRMVR=GT or OT) unit under 25MW
EXCLUDE | WA | Franklin/Grays | 56017 | GT3 | NG | GT | 11.4 |  | Electric Utility | N | Simple Cycle Turbine (PRMVR=GT or OT) unit under 25MW
EXCLUDE | WA | Franklin/Grays | 56017 | GT4 | NG | GT | 11.4 |  | Electric Utility | N | Simple Cycle Turbine (PRMVR=GT or OT) unit under 25MW
EXCLUDE | OR | Klamath | 56019 | CT-1 | NG | CC | 169.7 |  | IPP CHP | Y | Status of operation (IP,L,P,T,or U) or Retired before 2012
EXCLUDE | OR | Klamath | 56019 | CT-2 | NG | CC | 169.7 |  | IPP CHP | Y | Status of operation (IP,L,P,T,or U) or Retired before 2012
EXCLUDE | OR | Klamath | 56019 | ST-1 | NG | CC | 244.5 |  | IPP CHP | Y | Status of operation (IP,L,P,T,or U) or Retired before 2012
EXCLUDE | KS | Waste Water Plant Generator | 56022 | 1 | DFO | IC | 1.6 |  | Electric Utility | N | Internal Combustion (PRMVR=IC)
EXCLUDE | IA | Traer East | 56025 | 6 | DFO | IC | 2 |  | Electric Utility | N | Internal Combustion (PRMVR=IC)
EXCLUDE | IA | Traer East | 56025 | 7 | DFO | IC | 2 |  | Electric Utility | N | Internal Combustion (PRMVR=IC)
EXCLUDE | NC | Smithfield Packing Wilson | 56035 | 1 | DFO | IC | 1.4 |  | Industrial CHP | Y | Internal Combustion (PRMVR=IC)
EXCLUDE | NC | Smithfield Packing Wilson | 56035 | 2 | DFO | IC | 1.4 |  | Industrial CHP | Y | Internal Combustion (PRMVR=IC)
EXCLUDE | CA | WWTP Power Generation Station | 56036 | GEN1 | OBG | IC | 2.2 |  | Commercial CHP | Y | Internal Combustion (PRMVR=IC)
EXCLUDE | CA | WWTP Power Generation Station | 56036 | GEN2 | OBG | IC | 2.2 |  | Commercial CHP | Y | Internal Combustion (PRMVR=IC)
EXCLUDE | CA | WWTP Power Generation Station | 56036 | GEN3 | OBG | IC | 2.2 |  | Commercial CHP | Y | Internal Combustion (PRMVR=IC)
EXCLUDE | MD | Solo Cup Co | 56040 | 1 | NG | IC | 5.6 |  | IPP CHP | Y | Internal Combustion (PRMVR=IC)
EXCLUDE | MD | Solo Cup Co | 56040 | 2 | NG | IC | 5.6 |  | IPP CHP | Y | Internal Combustion (PRMVR=IC)
EXCLUDE | CT | CPV Towantic Energy Center | 56047 | GTG1 | NG | CC | 193 |  | IPP Non-CHP | N | Status of operation (IP,L,P,T,or U) or Retired before 2012
EXCLUDE | CT | CPV Towantic Energy Center | 56047 | GTG2 | NG | CC | 193 |  | IPP Non-CHP | N | Status of operation (IP,L,P,T,or U) or Retired before 2012
EXCLUDE | CT | CPV Towantic Energy Center | 56047 | STG1 | NG | CC | 198.2 |  | IPP Non-CHP | N | Status of operation (IP,L,P,T,or U) or Retired before 2012
EXCLUDE | MD | Inner Harbor East Heating | 56050 | 1 | NG | IC | 2.1 |  | Commercial CHP | Y | Internal Combustion (PRMVR=IC)
EXCLUDE | IL | Casey City of | 56053 | 1 | DFO | IC | 1.8 |  | Electric Utility | N | Internal Combustion (PRMVR=IC)
EXCLUDE | IL | Casey City of | 56053 | 2 | DFO | IC | 1.8 |  | Electric Utility | N | Internal Combustion (PRMVR=IC)
EXCLUDE | IL | Casey City of | 56053 | 3 | DFO | IC | 1.8 |  | Electric Utility | N | Internal Combustion (PRMVR=IC)
EXCLUDE | HI | Hana Substation | 56055 | MH1 | DFO | IC | 1 |  | Electric Utility | N | Internal Combustion (PRMVR=IC)
EXCLUDE | HI | Hana Substation | 56055 | MH2 | DFO | IC | 1 |  | Electric Utility | N | Internal Combustion (PRMVR=IC)
EXCLUDE | NC | High Point, Jackson Lake | 56058 | 1 | DFO | IC | 1.8 |  | Electric Utility | N | Internal Combustion (PRMVR=IC)
EXCLUDE | NC | High Point, Fairfield | 56059 | 1 | DFO | IC | 1.8 |  | Electric Utility | N | Internal Combustion (PRMVR=IC)
EXCLUDE | NC | Gastonia Rankin Lake | 56060 | 1 | DFO | IC | 1.8 |  | Electric Utility | N | Internal Combustion (PRMVR=IC)
EXCLUDE | NC | Gastonia Duke Street | 56061 | 1 | DFO | IC | 1.8 |  | Electric Utility | N | Internal Combustion (PRMVR=IC)
EXCLUDE | NC | Statesville, Highway 64 | 56062 | 1 | DFO | IC | 1.8 |  | Electric Utility | N | Internal Combustion (PRMVR=IC)
EXCLUDE | NC | Shelby, Toms Street | 56063 | 1 | DFO | IC | 1.8 |  | Electric Utility | N | Internal Combustion (PRMVR=IC)
EXCLUDE | NC | Morganton, Parker Road | 56064 | 1 | DFO | IC | 1.8 |  | Electric Utility | N | Internal Combustion (PRMVR=IC)
EXCLUDE | NC | Maiden Finger Street | 56065 | 1 | DFO | IC | 1.8 |  | Electric Utility | N | Internal Combustion (PRMVR=IC)
EXCLUDE | NC | Lexington Hickory Street | 56066 | 1 | DFO | IC | 1.8 |  | Electric Utility | N | Internal Combustion (PRMVR=IC)
EXCLUDE | NC | Lexington Health Center | 56067 | 1 | DFO | IC | 1.8 |  | Electric Utility | N | Internal Combustion (PRMVR=IC)
EXCLUDE | WI | Berlin | 56069 | 1 | LFG | IC | 0.8 |  | IPP Non-CHP | N | Internal Combustion (PRMVR=IC)
EXCLUDE | WI | Berlin | 56069 | 2 | LFG | IC | 0.8 |  | IPP Non-CHP | N | Internal Combustion (PRMVR=IC)
EXCLUDE | WI | Berlin | 56069 | 3 | LFG | IC | 0.8 |  | IPP Non-CHP | N | Internal Combustion (PRMVR=IC)
EXCLUDE | WI | Diesel Generators | 56070 | 1 | DFO | IC | 54 |  | Electric Utility | N | Internal Combustion (PRMVR=IC)
EXCLUDE | IA | Alliant SBD 9801 Aegon Martha's Way | 56072 | 01 | DFO | IC | 1.1 |  | IPP Non-CHP | N | Internal Combustion (PRMVR=IC)
EXCLUDE | IA | Alliant SBG 9802 Toyota | 56073 | 01 | NG | IC | 1 |  | IPP Non-CHP | N | Internal Combustion (PRMVR=IC)
EXCLUDE | IA | Alliant SBD 9901 GE Capital | 56074 | 01 | DFO | IC | 1.1 |  | IPP Non-CHP | N | Internal Combustion (PRMVR=IC)
EXCLUDE | CA | SJ/SC WPCP | 56080 | E1 | OBG | IC | 0.8 |  | Commercial CHP | Y | Internal Combustion (PRMVR=IC)
EXCLUDE | CA | SJ/SC WPCP | 56080 | E2 | OBG | IC | 0.8 |  | Commercial CHP | Y | Internal Combustion (PRMVR=IC)
EXCLUDE | CA | SJ/SC WPCP | 56080 | E3 | OBG | IC | 0.8 |  | Commercial CHP | Y | Internal Combustion (PRMVR=IC)
EXCLUDE | CA | SJ/SC WPCP | 56080 | E5 | OBG | IC | 1.8 |  | Commercial CHP | Y | Internal Combustion (PRMVR=IC)
EXCLUDE | CA | SJ/SC WPCP | 56080 | E6 | OBG | IC | 1.8 |  | Commercial CHP | Y | Internal Combustion (PRMVR=IC)
EXCLUDE | CA | SJ/SC WPCP | 56080 | EG1 | NG | IC | 2.8 |  | Commercial CHP | Y | Internal Combustion (PRMVR=IC)
EXCLUDE | CA | SJ/SC WPCP | 56080 | EG2 | NG | IC | 2.8 |  | Commercial CHP | Y | Internal Combustion (PRMVR=IC)
EXCLUDE | CA | SJ/SC WPCP | 56080 | EG3 | NG | IC | 2.8 |  | Commercial CHP | Y | Internal Combustion (PRMVR=IC)
EXCLUDE | ND | Hillsboro | 56098 | 1 | DFO | IC | 2 |  | Electric Utility | N | Internal Combustion (PRMVR=IC)
EXCLUDE | ND | Hillsboro | 56098 | 2 | DFO | IC | 2 |  | Electric Utility | N | Internal Combustion (PRMVR=IC)
EXCLUDE | MN | St. Charles Power Plant | 56100 | 1 | DFO | IC | 2.2 |  | Electric Utility | N | Internal Combustion (PRMVR=IC)
EXCLUDE | MN | St. Charles Power Plant | 56100 | 2 | DFO | IC | 2.2 |  | Electric Utility | N | Internal Combustion (PRMVR=IC)
EXCLUDE | MN | St. Charles Power Plant | 56100 | 3 | DFO | IC | 2.2 |  | Electric Utility | N | Internal Combustion (PRMVR=IC)
EXCLUDE | MN | St. Charles Power Plant | 56100 | 4 | DFO | IC | 2.2 |  | Electric Utility | N | Internal Combustion (PRMVR=IC)
EXCLUDE | MN | Mankato Energy Center | 56104 | CTG1 | NG | CC | 210 |  | Electric Utility/IPP Non-CHP | N | Status of operation (IP,L,P,T,or U) or Retired before 2012
EXCLUDE | ME | Loring Power Plant | 56105 | GTG1 | NG | CC | 25 |  | IPP CHP | Y | Status of operation (IP,L,P,T,or U) or Retired before 2012
EXCLUDE | ME | Loring Power Plant | 56105 | STG1 | NG | CC | 30 |  | IPP CHP | Y | Status of operation (IP,L,P,T,or U) or Retired before 2012
EXCLUDE | KY | Cash Creek | 56107 | CT1 | NG | CC | 319.5 |  | IPP Non-CHP | N | Status of operation (IP,L,P,T,or U) or Retired before 2012
EXCLUDE | KY | Cash Creek | 56107 | CT2 | NG | CC | 319.5 |  | IPP Non-CHP | N | Status of operation (IP,L,P,T,or U) or Retired before 2012
EXCLUDE | KY | Cash Creek | 56107 | ST | NG | CC | 187 |  | IPP Non-CHP | N | Status of operation (IP,L,P,T,or U) or Retired before 2012
EXCLUDE | TX | Tessman Road | 56113 | 1 | LFG | IC | 1.4 |  | IPP Non-CHP | N | Internal Combustion (PRMVR=IC)
EXCLUDE | TX | Tessman Road | 56113 | 2 | LFG | IC | 1.4 |  | IPP Non-CHP | N | Internal Combustion (PRMVR=IC)
EXCLUDE | TX | Tessman Road | 56113 | 3 | LFG | IC | 1.4 |  | IPP Non-CHP | N | Internal Combustion (PRMVR=IC)
EXCLUDE | TX | Tessman Road | 56113 | 4 | LFG | IC | 1.4 |  | IPP Non-CHP | N | Internal Combustion (PRMVR=IC)
EXCLUDE | TX | Tessman Road | 56113 | 5 | LFG | IC | 1.4 |  | IPP Non-CHP | N | Internal Combustion (PRMVR=IC)
EXCLUDE | TX | Tessman Road | 56113 | 6 | LFG | IC | 1.4 |  | IPP Non-CHP | N | Internal Combustion (PRMVR=IC)
EXCLUDE | IL | IMEA Highland | 56114 | 1 | DFO | IC | 1.8 |  | Electric Utility | N | Internal Combustion (PRMVR=IC)
EXCLUDE | IL | IMEA Highland | 56114 | 2 | DFO | IC | 1.8 |  | Electric Utility | N | Internal Combustion (PRMVR=IC)
EXCLUDE | IL | IMEA Waterloo | 56115 | 10 | DFO | IC | 1.8 |  | Electric Utility | N | Internal Combustion (PRMVR=IC)
EXCLUDE | IL | IMEA Waterloo | 56115 | 11 | DFO | IC | 1.8 |  | Electric Utility | N | Internal Combustion (PRMVR=IC)
EXCLUDE | IL | IMEA Waterloo | 56115 | 9 | DFO | IC | 1.8 |  | Electric Utility | N | Internal Combustion (PRMVR=IC)
EXCLUDE | IL | IMEA Flora | 56116 | 10 | DFO | IC | 1.8 |  | Electric Utility | N | Internal Combustion (PRMVR=IC)
EXCLUDE | IL | IMEA Flora | 56116 | 6 | DFO | IC | 1.8 |  | Electric Utility | N | Internal Combustion (PRMVR=IC)
EXCLUDE | IL | IMEA Flora | 56116 | 7 | DFO | IC | 1.8 |  | Electric Utility | N | Internal Combustion (PRMVR=IC)
EXCLUDE | IL | IMEA Flora | 56116 | 8 | DFO | IC | 1.8 |  | Electric Utility | N | Internal Combustion (PRMVR=IC)
EXCLUDE | IL | IMEA Flora | 56116 | 9 | DFO | IC | 1.8 |  | Electric Utility | N | Internal Combustion (PRMVR=IC)
EXCLUDE | IL | Flora Site A | 56117 | 1 | DFO | IC | 1.8 |  | Electric Utility | N | Internal Combustion (PRMVR=IC)
EXCLUDE | IL | Flora Site A | 56117 | 2 | DFO | IC | 1.8 |  | Electric Utility | N | Internal Combustion (PRMVR=IC)
EXCLUDE | IL | Flora Site A | 56117 | 3 | DFO | IC | 1.8 |  | Electric Utility | N | Internal Combustion (PRMVR=IC)
EXCLUDE | IL | Flora Site B | 56118 | 4 | DFO | IC | 1.8 |  | Electric Utility | N | Internal Combustion (PRMVR=IC)
EXCLUDE | IL | Flora Site B | 56118 | 5 | DFO | IC | 1.8 |  | Electric Utility | N | Internal Combustion (PRMVR=IC)
EXCLUDE | SC | Lee County Landfill | 56120 | L1 | LFG | IC | 1.9 |  | Electric Utility | N | Internal Combustion (PRMVR=IC)
EXCLUDE | SC | Lee County Landfill | 56120 | L2 | LFG | IC | 1.9 |  | Electric Utility | N | Internal Combustion (PRMVR=IC)
EXCLUDE | SC | Lee County Landfill | 56120 | L3 | LFG | IC | 1.9 |  | Electric Utility | N | Internal Combustion (PRMVR=IC)
EXCLUDE | SC | Lee County Landfill | 56120 | L4 | LFG | GT | 5.5 |  | Electric Utility | N | Non Fossil fuel type
EXCLUDE | SC | Anderson Regional Landfill | 56121 | A2 | LFG | IC | 1.6 |  | Electric Utility | N | Internal Combustion (PRMVR=IC)
EXCLUDE | SC | Anderson Regional Landfill | 56121 | A3 | LFG | IC | 1.6 |  | Electric Utility | N | Internal Combustion (PRMVR=IC)
EXCLUDE | SC | Richland County Landfill | 56122 | R2 | LFG | IC | 1.6 |  | Electric Utility | N | Internal Combustion (PRMVR=IC)
EXCLUDE | SC | Richland County Landfill | 56122 | R3 | LFG | IC | 1.6 |  | Electric Utility | N | Internal Combustion (PRMVR=IC)
EXCLUDE | OR | SPFT - Newberg Cogen | 56124 | GT1 | NG | GT | 54 |  | Industrial CHP | Y | Status of operation (IP,L,P,T,or U) or Retired before 2012
EXCLUDE | OR | SPFT - Newberg Cogen | 56124 | GT2 | NG | GT | 54 |  | Industrial CHP | Y | Status of operation (IP,L,P,T,or U) or Retired before 2012
EXCLUDE | MO | Sub 2 Generating Station | 56126 | 1 | DFO | IC | 1.8 |  | Electric Utility | N | Internal Combustion (PRMVR=IC)
EXCLUDE | MO | Sub 2 Generating Station | 56126 | 2 | DFO | IC | 1.8 |  | Electric Utility | N | Internal Combustion (PRMVR=IC)
EXCLUDE | MO | Sub 3 Generating Station | 56128 | 1 | DFO | IC | 1.8 |  | Electric Utility | N | Internal Combustion (PRMVR=IC)
EXCLUDE | MO | Sub 3 Generating Station | 56128 | 2 | DFO | IC | 1.8 |  | Electric Utility | N | Internal Combustion (PRMVR=IC)
EXCLUDE | MO | Sub 3 Generating Station | 56128 | 3 | DFO | IC | 1.8 |  | Electric Utility | N | Internal Combustion (PRMVR=IC)
EXCLUDE | MO | Sub 3 Generating Station | 56128 | 4 | DFO | IC | 1.8 |  | Electric Utility | N | Internal Combustion (PRMVR=IC)
EXCLUDE | SC | Thermal Kem | 56129 | 1 | DFO | IC | 2.9 |  | Electric Utility | N | Internal Combustion (PRMVR=IC)
EXCLUDE | SC | Cornell Dubilier | 56130 | 1 | DFO | IC | 2.9 |  | Electric Utility | N | Internal Combustion (PRMVR=IC)
EXCLUDE | SC | Valenite | 56131 | 1 | DFO | IC | 2.9 |  | Electric Utility | N | Internal Combustion (PRMVR=IC)
EXCLUDE | SC | Honea Path | 56132 | 1 | DFO | IC | 2.9 |  | Electric Utility | N | Internal Combustion (PRMVR=IC)
EXCLUDE | CA | Regional Wastewater Control Facility | 56134 | 0101 | OBG | IC | 1 |  | Commercial CHP | Y | Internal Combustion (PRMVR=IC)
EXCLUDE | CA | Regional Wastewater Control Facility | 56134 | 0301 | OBG | IC | 1 |  | Commercial CHP | Y | Internal Combustion (PRMVR=IC)
EXCLUDE | CA | Regional Wastewater Control Facility | 56134 | 0401 | OBG | IC | 1 |  | Commercial CHP | Y | Internal Combustion (PRMVR=IC)
EXCLUDE | CA | Regional Wastewater Control Facility | 56134 | 0501 | DFO | IC | 1.8 |  | Commercial CHP | Y | Internal Combustion (PRMVR=IC)
EXCLUDE | IA | Anderson Erickson | 56138 | 1 | DFO | IC | 2 |  | Electric Utility | N | Internal Combustion (PRMVR=IC)
EXCLUDE | AK | False Island | 56146 | 1 | DFO | IC | 1.3 |  | Electric Utility | N | Internal Combustion (PRMVR=IC)
EXCLUDE | AK | False Island | 56146 | 3 | DFO | IC | 0.3 |  | Electric Utility | N | Internal Combustion (PRMVR=IC)
EXCLUDE | AK | Viking | 56147 | 1 | DFO | IC | 1 |  | Electric Utility | N | Internal Combustion (PRMVR=IC)
EXCLUDE | SD | Ft. Pierre | 56148 | 5 | DFO | IC | 2 |  | Electric Utility | N | Internal Combustion (PRMVR=IC)
EXCLUDE | SD | Ft. Pierre | 56148 | 6 | DFO | IC | 2 |  | Electric Utility | N | Internal Combustion (PRMVR=IC)
EXCLUDE | SD | Ft. Pierre | 56148 | 7 | DFO | IC | 2 |  | Electric Utility | N | Internal Combustion (PRMVR=IC)
EXCLUDE | WI | Seven Mile Creek LFG | 56149 | 1 | LFG | IC | 1 |  | Electric Utility | N | Internal Combustion (PRMVR=IC)
EXCLUDE | WI | Seven Mile Creek LFG | 56149 | 2 | LFG | IC | 1 |  | Electric Utility | N | Internal Combustion (PRMVR=IC)
EXCLUDE | WI | Seven Mile Creek LFG | 56149 | 3 | LFG | IC | 1 |  | Electric Utility | N | Internal Combustion (PRMVR=IC)
EXCLUDE | WI | Seven Mile Creek LFG | 56149 | 4 | LFG | IC | 1 |  | Electric Utility | N | Internal Combustion (PRMVR=IC)
EXCLUDE | WI | Seven Mile Creek LFG | 56149 | 5 | LFG | IC | 0.8 |  | Electric Utility | N | Internal Combustion (PRMVR=IC)
EXCLUDE | TX | Freeport Energy Center | 56152 | CTG2 | NG | CC | 180 |  | Industrial CHP | N | Status of operation (IP,L,P,T,or U) or Retired before 2012
EXCLUDE | CA | Colton Plant | 56167 | UNT1 | LFG | IC | 1.3 |  | IPP Non-CHP | N | Internal Combustion (PRMVR=IC)
EXCLUDE | NJ | NEO Freehold Gen LLC | 56169 | UNT1 | NG | IC | 1.1 |  | IPP CHP | Y | Internal Combustion (PRMVR=IC)
EXCLUDE | NJ | NEO Freehold Gen LLC | 56169 | UNT2 | NG | IC | 1.1 |  | IPP CHP | Y | Internal Combustion (PRMVR=IC)
EXCLUDE | CA | Mid Valley Plant | 56170 | UNT1 | LFG | IC | 1.3 |  | IPP Non-CHP | N | Internal Combustion (PRMVR=IC)
EXCLUDE | CA | Mid Valley Plant | 56170 | UNT2 | LFG | IC | 1.3 |  | IPP Non-CHP | N | Internal Combustion (PRMVR=IC)
EXCLUDE | CA | Milliken Plant | 56171 | UNT1 | LFG | IC | 1.1 |  | IPP Non-CHP | N | Internal Combustion (PRMVR=IC)
EXCLUDE | CA | Milliken Plant | 56171 | UNT2 | LFG | IC | 1.1 |  | IPP Non-CHP | N | Internal Combustion (PRMVR=IC)
EXCLUDE | IL | BNWRD | 56176 | 1 | DFO | IC | 2 |  | Electric Utility | N | Internal Combustion (PRMVR=IC)
EXCLUDE | OH | Genoa Diesel Generating Station | 56181 | 1 | DFO | IC | 2 |  | Electric Utility | N | Internal Combustion (PRMVR=IC)
EXCLUDE | OH | Genoa Diesel Generating Station | 56181 | 2 | DFO | IC | 2 |  | Electric Utility | N | Internal Combustion (PRMVR=IC)
EXCLUDE | OH | Genoa Diesel Generating Station | 56181 | 3 | DFO | IC | 2 |  | Electric Utility | N | Internal Combustion (PRMVR=IC)
EXCLUDE | MI | Modular Power LLC | 56183 | 1 | DFO | IC | 1.6 |  | Electric Utility | N | Internal Combustion (PRMVR=IC)
EXCLUDE | MI | Modular Power LLC | 56183 | 2 | DFO | IC | 1.8 |  | Electric Utility | N | Internal Combustion (PRMVR=IC)
EXCLUDE | MI | Modular Power LLC | 56183 | 3 | DFO | IC | 1.6 |  | Electric Utility | N | Internal Combustion (PRMVR=IC)
EXCLUDE | MI | Modular Power LLC | 56183 | 4 | DFO | IC | 1.6 |  | Electric Utility | N | Internal Combustion (PRMVR=IC)
EXCLUDE | MI | Modular Power LLC | 56183 | 5 | DFO | IC | 1.8 |  | Electric Utility | N | Internal Combustion (PRMVR=IC)
EXCLUDE | MI | Modular Power LLC | 56183 | 6 | DFO | IC | 1.6 |  | Electric Utility | N | Internal Combustion (PRMVR=IC)
EXCLUDE | MI | Modular Power LLC | 56183 | 7 | DFO | IC | 1.6 |  | Electric Utility | N | Internal Combustion (PRMVR=IC)
EXCLUDE | MI | Modular Power LLC | 56183 | 8 | DFO | IC | 1.6 |  | Electric Utility | N | Internal Combustion (PRMVR=IC)
EXCLUDE | MI | Modular Power LLC | 56183 | 9 | DFO | IC | 1.6 |  | Electric Utility | N | Internal Combustion (PRMVR=IC)
EXCLUDE | CA | Red Bluff | 56184 | IC1 | NG | IC | 2.9 |  | IPP Non-CHP | N | Internal Combustion (PRMVR=IC)
EXCLUDE | CA | Red Bluff | 56184 | IC10 | NG | IC | 2.9 |  | IPP Non-CHP | N | Internal Combustion (PRMVR=IC)
EXCLUDE | CA | Red Bluff | 56184 | IC11 | NG | IC | 2.9 |  | IPP Non-CHP | N | Internal Combustion (PRMVR=IC)
EXCLUDE | CA | Red Bluff | 56184 | IC12 | NG | IC | 2.9 |  | IPP Non-CHP | N | Internal Combustion (PRMVR=IC)
EXCLUDE | CA | Red Bluff | 56184 | IC13 | NG | IC | 2.9 |  | IPP Non-CHP | N | Internal Combustion (PRMVR=IC)
EXCLUDE | CA | Red Bluff | 56184 | IC14 | NG | IC | 2.9 |  | IPP Non-CHP | N | Internal Combustion (PRMVR=IC)
EXCLUDE | CA | Red Bluff | 56184 | IC15 | NG | IC | 2.9 |  | IPP Non-CHP | N | Internal Combustion (PRMVR=IC)
EXCLUDE | CA | Red Bluff | 56184 | IC16 | NG | IC | 2.9 |  | IPP Non-CHP | N | Internal Combustion (PRMVR=IC)
EXCLUDE | CA | Red Bluff | 56184 | IC2 | NG | IC | 2.9 |  | IPP Non-CHP | N | Internal Combustion (PRMVR=IC)
EXCLUDE | CA | Red Bluff | 56184 | IC3 | NG | IC | 2.9 |  | IPP Non-CHP | N | Internal Combustion (PRMVR=IC)
EXCLUDE | CA | Red Bluff | 56184 | IC4 | NG | IC | 2.9 |  | IPP Non-CHP | N | Internal Combustion (PRMVR=IC)
EXCLUDE | CA | Red Bluff | 56184 | IC5 | NG | IC | 2.9 |  | IPP Non-CHP | N | Internal Combustion (PRMVR=IC)
EXCLUDE | CA | Red Bluff | 56184 | IC6 | NG | IC | 2.9 |  | IPP Non-CHP | N | Internal Combustion (PRMVR=IC)
EXCLUDE | CA | Red Bluff | 56184 | IC7 | NG | IC | 2.9 |  | IPP Non-CHP | N | Internal Combustion (PRMVR=IC)
EXCLUDE | CA | Red Bluff | 56184 | IC8 | NG | IC | 2.9 |  | IPP Non-CHP | N | Internal Combustion (PRMVR=IC)
EXCLUDE | CA | Red Bluff | 56184 | IC9 | NG | IC | 2.9 |  | IPP Non-CHP | N | Internal Combustion (PRMVR=IC)
EXCLUDE | CA | Chowchilla II | 56185 | IC1 | NG | IC | 3.1 |  | IPP Non-CHP | N | Internal Combustion (PRMVR=IC)
EXCLUDE | CA | Chowchilla II | 56185 | IC10 | NG | IC | 3.1 |  | IPP Non-CHP | N | Internal Combustion (PRMVR=IC)
EXCLUDE | CA | Chowchilla II | 56185 | IC11 | NG | IC | 3.1 |  | IPP Non-CHP | N | Internal Combustion (PRMVR=IC)
EXCLUDE | CA | Chowchilla II | 56185 | IC12 | NG | IC | 3.1 |  | IPP Non-CHP | N | Internal Combustion (PRMVR=IC)
EXCLUDE | CA | Chowchilla II | 56185 | IC13 | NG | IC | 3.1 |  | IPP Non-CHP | N | Internal Combustion (PRMVR=IC)
EXCLUDE | CA | Chowchilla II | 56185 | IC14 | NG | IC | 3.1 |  | IPP Non-CHP | N | Internal Combustion (PRMVR=IC)
EXCLUDE | CA | Chowchilla II | 56185 | IC15 | NG | IC | 3.1 |  | IPP Non-CHP | N | Internal Combustion (PRMVR=IC)
EXCLUDE | CA | Chowchilla II | 56185 | IC16 | NG | IC | 3.1 |  | IPP Non-CHP | N | Internal Combustion (PRMVR=IC)
EXCLUDE | CA | Chowchilla II | 56185 | IC2 | NG | IC | 3.1 |  | IPP Non-CHP | N | Internal Combustion (PRMVR=IC)
EXCLUDE | CA | Chowchilla II | 56185 | IC3 | NG | IC | 3.1 |  | IPP Non-CHP | N | Internal Combustion (PRMVR=IC)
EXCLUDE | CA | Chowchilla II | 56185 | IC4 | NG | IC | 3.1 |  | IPP Non-CHP | N | Internal Combustion (PRMVR=IC)
EXCLUDE | CA | Chowchilla II | 56185 | IC5 | NG | IC | 3.1 |  | IPP Non-CHP | N | Internal Combustion (PRMVR=IC)
EXCLUDE | CA | Chowchilla II | 56185 | IC6 | NG | IC | 3.1 |  | IPP Non-CHP | N | Internal Combustion (PRMVR=IC)
EXCLUDE | CA | Chowchilla II | 56185 | IC7 | NG | IC | 3.1 |  | IPP Non-CHP | N | Internal Combustion (PRMVR=IC)
EXCLUDE | CA | Chowchilla II | 56185 | IC8 | NG | IC | 3.1 |  | IPP Non-CHP | N | Internal Combustion (PRMVR=IC)
EXCLUDE | CA | Chowchilla II | 56185 | IC9 | NG | IC | 3.1 |  | IPP Non-CHP | N | Internal Combustion (PRMVR=IC)
EXCLUDE | CT | Waterside Power, LLC | 56189 | 1 | DFO | GT | 23.2 |  | IPP Non-CHP | N | Simple Cycle Turbine (PRMVR=GT or OT) unit under 25MW
EXCLUDE | CT | Waterside Power, LLC | 56189 | 2 | DFO | GT | 23.2 |  | IPP Non-CHP | N | Simple Cycle Turbine (PRMVR=GT or OT) unit under 25MW
EXCLUDE | CT | Waterside Power, LLC | 56189 | 6 | DFO | GT | 23.2 |  | IPP Non-CHP | N | Simple Cycle Turbine (PRMVR=GT or OT) unit under 25MW
EXCLUDE | WA | Colville Indian Plywood & Veneer | 56191 | Gen1 | WDS | ST | 6.3 |  | Industrial Non-CHP | N | Non Fossil fuel type
EXCLUDE | WA | Colville Indian Plywood & Veneer | 56191 | Gen2 | WDS | ST | 9.4 |  | Industrial Non-CHP | N | Non Fossil fuel type
EXCLUDE | OR | Medford Operation | 56193 | 1 | WDS | ST | 3.5 |  | Industrial CHP | Y | Non Fossil fuel type
EXCLUDE | OR | Medford Operation | 56193 | 2 | WDS | ST | 5 |  | Industrial CHP | Y | Non Fossil fuel type
EXCLUDE | IA | Dike City Power Plant | 56194 | 001 | DFO | IC | 2.2 |  | Electric Utility | N | Internal Combustion (PRMVR=IC)
EXCLUDE | IA | L J Trust | 56216 | LJT2 | WND | WT | 2 |  | IPP Non-CHP | N | Non Combustion (NUC, WAT, WND, GEO, or SUN)
EXCLUDE | IA | Zachary Ridge LLC | 56218 | ZR2 | WND | WT | 2 |  | IPP Non-CHP | N | Non Combustion (NUC, WAT, WND, GEO, or SUN)
EXCLUDE | KS | Westar Wind | 56219 | J1 | WND | WT | 0.7 |  | Electric Utility | N | Non Combustion (NUC, WAT, WND, GEO, or SUN)
EXCLUDE | KS | Westar Wind | 56219 | J2 | WND | WT | 0.7 |  | Electric Utility | N | Non Combustion (NUC, WAT, WND, GEO, or SUN)
EXCLUDE | NV | TS Power Plant | 56224 | 002 | DFO | GT | 41.9 |  | IPP Non-CHP | N | Status of operation (IP,L,P,T,or U) or Retired before 2012
EXCLUDE | NV | TS Power Plant | 56224 | 003 | DFO | GT | 41.9 |  | IPP Non-CHP | N | Status of operation (IP,L,P,T,or U) or Retired before 2012
EXCLUDE | NV | TS Power Plant | 56224 | 004 | DFO | GT | 41.9 |  | IPP Non-CHP | N | Status of operation (IP,L,P,T,or U) or Retired before 2012
EXCLUDE | NV | TS Power Plant | 56224 | 005 | DFO | GT | 41.9 |  | IPP Non-CHP | N | Status of operation (IP,L,P,T,or U) or Retired before 2012
EXCLUDE | AZ | Prescott Airport | 56228 | PV2 | SUN | PV | 7 |  | Electric Utility | N | Non Combustion (NUC, WAT, WND, GEO, or SUN)
EXCLUDE | GA | DeKalb Medical Center-Hillandale | 56231 | 01 | DFO | IC | 0.8 |  | Commercial Non-CHP | N | Internal Combustion (PRMVR=IC)
EXCLUDE | GA | DeKalb Medical Center-Hillandale | 56231 | 02 | DFO | IC | 0.8 |  | Commercial Non-CHP | N | Internal Combustion (PRMVR=IC)
EXCLUDE | GA | DeKalb Medical Center-Hillandale | 56231 | 03 | DFO | IC | 1.5 |  | Commercial Non-CHP | N | Internal Combustion (PRMVR=IC)
EXCLUDE | ND | Kindred School | 56242 | 1 | DFO | IC | 2 |  | Commercial Non-CHP | N | Internal Combustion (PRMVR=IC)
EXCLUDE | SD | State Auto Insurance | 56244 | 1 | DFO | IC | 1.7 |  | Commercial Non-CHP | N | Internal Combustion (PRMVR=IC)
EXCLUDE | MN | Stevens Community Medical Center | 56245 | 1 | DFO | IC | 1 |  | Commercial Non-CHP | N | Internal Combustion (PRMVR=IC)
EXCLUDE | MN | West Group Data Center F | 56247 | 1 | DFO | IC | 2 |  | Commercial Non-CHP | N | Internal Combustion (PRMVR=IC)
EXCLUDE | MN | West Group Data Center F | 56247 | 2 | DFO | IC | 2 |  | Commercial Non-CHP | N | Internal Combustion (PRMVR=IC)
EXCLUDE | MN | West Group Data Center F | 56247 | 3 | DFO | IC | 2 |  | Commercial Non-CHP | N | Internal Combustion (PRMVR=IC)
EXCLUDE | MN | West Group Data Center F | 56247 | 4 | DFO | IC | 2 |  | Commercial Non-CHP | N | Internal Combustion (PRMVR=IC)
EXCLUDE | NY | Ontario LFGTE | 56250 | GEN1 | LFG | IC | 0.8 |  | IPP Non-CHP | N | Internal Combustion (PRMVR=IC)
EXCLUDE | NY | Ontario LFGTE | 56250 | GEN10 | LFG | IC | 1.6 |  | IPP Non-CHP | N | Internal Combustion (PRMVR=IC)
EXCLUDE | NY | Ontario LFGTE | 56250 | GEN11 | LFG | IC | 1.6 |  | IPP Non-CHP | N | Internal Combustion (PRMVR=IC)
EXCLUDE | NY | Ontario LFGTE | 56250 | GEN2 | LFG | IC | 0.8 |  | IPP Non-CHP | N | Internal Combustion (PRMVR=IC)
EXCLUDE | NY | Ontario LFGTE | 56250 | GEN3 | LFG | IC | 0.8 |  | IPP Non-CHP | N | Internal Combustion (PRMVR=IC)
EXCLUDE | NY | Ontario LFGTE | 56250 | GEN4 | LFG | IC | 0.8 |  | IPP Non-CHP | N | Internal Combustion (PRMVR=IC)
EXCLUDE | NY | Ontario LFGTE | 56250 | GEN5 | LFG | IC | 0.8 |  | IPP Non-CHP | N | Internal Combustion (PRMVR=IC)
EXCLUDE | NY | Ontario LFGTE | 56250 | GEN6 | LFG | IC | 0.8 |  | IPP Non-CHP | N | Internal Combustion (PRMVR=IC)
EXCLUDE | NY | Ontario LFGTE | 56250 | GEN7 | LFG | IC | 0.8 |  | IPP Non-CHP | N | Internal Combustion (PRMVR=IC)
EXCLUDE | NY | Ontario LFGTE | 56250 | GEN8 | LFG | IC | 0.8 |  | IPP Non-CHP | N | Internal Combustion (PRMVR=IC)
EXCLUDE | NY | Ontario LFGTE | 56250 | GEN9 | LFG | IC | 1.6 |  | IPP Non-CHP | N | Internal Combustion (PRMVR=IC)
EXCLUDE | CT | John Street 1, 3, 4 & 5 | 56256 | JS1 | DFO | IC | 1.8 |  | Electric Utility | N | Internal Combustion (PRMVR=IC)
EXCLUDE | CT | John Street 1, 3, 4 & 5 | 56256 | JS3 | DFO | IC | 1.8 |  | Electric Utility | N | Internal Combustion (PRMVR=IC)
EXCLUDE | CT | John Street 1, 3, 4 & 5 | 56256 | JS4 | DFO | IC | 1.8 |  | Electric Utility | N | Internal Combustion (PRMVR=IC)
EXCLUDE | CT | John Street 1, 3, 4 & 5 | 56256 | JS5 | DFO | IC | 1.8 |  | Electric Utility | N | Internal Combustion (PRMVR=IC)
EXCLUDE | CT | Cytec 1, 2 & 3 | 56257 | CY1 | DFO | IC | 1.8 |  | Electric Utility | N | Internal Combustion (PRMVR=IC)
EXCLUDE | CT | Cytec 1, 2 & 3 | 56257 | CY2 | DFO | IC | 1.8 |  | Electric Utility | N | Internal Combustion (PRMVR=IC)
EXCLUDE | CT | Cytec 1, 2 & 3 | 56257 | CY3 | DFO | IC | 1.8 |  | Electric Utility | N | Internal Combustion (PRMVR=IC)
EXCLUDE | NC | High Point, Pump Station Rd | 56260 | Unit1 | DFO | IC | 1.8 |  | Electric Utility | N | Internal Combustion (PRMVR=IC)
EXCLUDE | NC | High Point, Pump Station Rd | 56260 | Unit2 | DFO | IC | 1.8 |  | Electric Utility | N | Internal Combustion (PRMVR=IC)
EXCLUDE | NC | Lexington | 56261 | Unit1 | DFO | IC | 1.8 |  | Electric Utility | N | Internal Combustion (PRMVR=IC)
EXCLUDE | NC | Lexington | 56261 | Unit2 | DFO | IC | 1.8 |  | Electric Utility | N | Internal Combustion (PRMVR=IC)
EXCLUDE | NC | Gastonia, Tulip Drive | 56262 | DG3 | DFO | IC | 1.8 |  | Electric Utility | N | Internal Combustion (PRMVR=IC)
EXCLUDE | NC | Gastonia, Tulip Drive | 56262 | Unit1 | DFO | IC | 1.8 |  | Electric Utility | N | Internal Combustion (PRMVR=IC)
EXCLUDE | NC | Gastonia, Tulip Drive | 56262 | Unit2 | DFO | IC | 1.8 |  | Electric Utility | N | Internal Combustion (PRMVR=IC)
EXCLUDE | NC | Albemarle Prime Power Park | 56263 | Unit1 | DFO | IC | 1.8 |  | Electric Utility | N | Internal Combustion (PRMVR=IC)
EXCLUDE | NC | Albemarle Prime Power Park | 56263 | Unit2 | DFO | IC | 1.8 |  | Electric Utility | N | Internal Combustion (PRMVR=IC)
EXCLUDE | WI | WPPI Hartford DG | 56266 | 1 | DFO | IC | 1.1 |  | Electric Utility | N | Internal Combustion (PRMVR=IC)
EXCLUDE | MN | IBM West | 56269 | 1 | DFO | IC | 1.8 |  | Electric Utility | N | Internal Combustion (PRMVR=IC)
EXCLUDE | MN | IBM West | 56269 | 2 | DFO | IC | 1.8 |  | Electric Utility | N | Internal Combustion (PRMVR=IC)
EXCLUDE | SD | Valley Queen Cheese | 56274 | 1 | DFO | IC | 1.5 |  | IPP Non-CHP | N | Internal Combustion (PRMVR=IC)
EXCLUDE | SD | Valley Queen Cheese | 56274 | 2 | DFO | IC | 1.5 |  | IPP Non-CHP | N | Internal Combustion (PRMVR=IC)
EXCLUDE | SD | Valley Queen Cheese | 56274 | 3 | DFO | IC | 1.5 |  | IPP Non-CHP | N | Internal Combustion (PRMVR=IC)
EXCLUDE | CA | ZCO | 56276 | WGNS | WND | WT | 1.6 |  | IPP Non-CHP | N | Non Combustion (NUC, WAT, WND, GEO, or SUN)
EXCLUDE | KY | Bavarian LFGTE | 56277 | 1 | LFG | IC | 0.8 |  | Electric Utility | N | Internal Combustion (PRMVR=IC)
EXCLUDE | KY | Bavarian LFGTE | 56277 | 2 | LFG | IC | 0.8 |  | Electric Utility | N | Internal Combustion (PRMVR=IC)
EXCLUDE | KY | Bavarian LFGTE | 56277 | 3 | LFG | IC | 0.8 |  | Electric Utility | N | Internal Combustion (PRMVR=IC)
EXCLUDE | KY | Bavarian LFGTE | 56277 | 4 | LFG | IC | 0.8 |  | Electric Utility | N | Internal Combustion (PRMVR=IC)
EXCLUDE | KY | Green Valley LFGTE | 56278 | 1 | LFG | IC | 0.8 |  | Electric Utility | N | Internal Combustion (PRMVR=IC)
EXCLUDE | KY | Green Valley LFGTE | 56278 | 2 | LFG | IC | 0.8 |  | Electric Utility | N | Internal Combustion (PRMVR=IC)
EXCLUDE | KY | Green Valley LFGTE | 56278 | 3 | LFG | IC | 0.8 |  | Electric Utility | N | Internal Combustion (PRMVR=IC)
EXCLUDE | KY | Green Valley LFGTE | 56278 | 4 | LFG | IC | 0.8 |  | Electric Utility | N | Internal Combustion (PRMVR=IC)
EXCLUDE | KY | Laurel Ridge LFGTE | 56279 | 1 | LFG | IC | 0.8 |  | Electric Utility | N | Internal Combustion (PRMVR=IC)
EXCLUDE | KY | Laurel Ridge LFGTE | 56279 | 2 | LFG | IC | 0.8 |  | Electric Utility | N | Internal Combustion (PRMVR=IC)
EXCLUDE | KY | Laurel Ridge LFGTE | 56279 | 3 | LFG | IC | 0.8 |  | Electric Utility | N | Internal Combustion (PRMVR=IC)
EXCLUDE | KY | Laurel Ridge LFGTE | 56279 | 4 | LFG | IC | 0.8 |  | Electric Utility | N | Internal Combustion (PRMVR=IC)
EXCLUDE | KY | Laurel Ridge LFGTE | 56279 | 5 | LFG | IC | 0.8 |  | Electric Utility | N | Internal Combustion (PRMVR=IC)
EXCLUDE | KY | Hardin County LFGTE | 56280 | 1 | LFG | IC | 0.8 |  | Electric Utility | N | Internal Combustion (PRMVR=IC)
EXCLUDE | KY | Hardin County LFGTE | 56280 | 2 | LFG | IC | 0.8 |  | Electric Utility | N | Internal Combustion (PRMVR=IC)
EXCLUDE | KY | Hardin County LFGTE | 56280 | 3 | LFG | IC | 0.8 |  | Electric Utility | N | Internal Combustion (PRMVR=IC)
EXCLUDE | WA | SPI - Everett | 56281 | GEN1 | WDS | ST | 28 |  | Industrial CHP | Y | Non Fossil fuel type
EXCLUDE | VA | Salem Water Plant | 56288 | 1 | DFO | IC | 2 |  | Commercial Non-CHP | N | Internal Combustion (PRMVR=IC)
EXCLUDE | VA | Salem Street Dept | 56289 | 1 | DFO | IC | 1.8 |  | Commercial Non-CHP | N | Internal Combustion (PRMVR=IC)
EXCLUDE | NC | Hamlet Generating Facility | 56292 | ES6 | NG | GT | 57.3 |  | Electric Utility | N | Status of operation (IP,L,P,T,or U) or Retired before 2012
EXCLUDE | CA | San Francisco Electric Reliability Proj | 56305 | 1 | NG | GT | 50.5 |  | Electric Utility | N | Status of operation (IP,L,P,T,or U) or Retired before 2012
EXCLUDE | CA | San Francisco Electric Reliability Proj | 56305 | 2 | NG | GT | 50.5 |  | Electric Utility | N | Status of operation (IP,L,P,T,or U) or Retired before 2012
EXCLUDE | CA | San Francisco Electric Reliability Proj | 56305 | 3 | NG | GT | 50.5 |  | Electric Utility | N | Status of operation (IP,L,P,T,or U) or Retired before 2012
EXCLUDE | CA | San Francisco Intl Airport Ct Project | 56306 | 1 | NG | GT | 48 |  | Electric Utility | N | Status of operation (IP,L,P,T,or U) or Retired before 2012
EXCLUDE | MO | Trigen St. Louis | 56309 | IC-1 | DFO | IC | 1.2 |  | IPP CHP | Y | Internal Combustion (PRMVR=IC)
EXCLUDE | MO | Trigen St. Louis | 56309 | ST-4 | NG | ST | 1.5 |  | IPP CHP | Y | Steam unit (PRMVR=ST) under 25MW/250 MMBtu/hr
EXCLUDE | MO | Trigen St. Louis | 56309 | ST-5 | NG | ST | 1.5 |  | IPP CHP | Y | Steam unit (PRMVR=ST) under 25MW/250 MMBtu/hr
EXCLUDE | ID | Raft River Geothermal Power Plant | 56317 | 2 | GEO | BT | 18 |  | IPP Non-CHP | N | Non Combustion (NUC, WAT, WND, GEO, or SUN)
EXCLUDE | VA | Fauquier Landfill Gas | 56318 | 1 | LFG | IC | 1 |  | IPP Non-CHP | N | Internal Combustion (PRMVR=IC)
EXCLUDE | VA | Fauquier Landfill Gas | 56318 | 2 | LFG | IC | 1 |  | IPP Non-CHP | N | Internal Combustion (PRMVR=IC)
EXCLUDE | NY | Modern Innovative Energy LLC | 56323 | GEN1 | LFG | IC | 1.6 |  | IPP Non-CHP | N | Internal Combustion (PRMVR=IC)
EXCLUDE | NY | Modern Innovative Energy LLC | 56323 | GEN2 | LFG | IC | 1.6 |  | IPP Non-CHP | N | Internal Combustion (PRMVR=IC)
EXCLUDE | NY | Modern Innovative Energy LLC | 56323 | GEN3 | LFG | IC | 1.6 |  | IPP Non-CHP | N | Internal Combustion (PRMVR=IC)
EXCLUDE | NY | Modern Innovative Energy LLC | 56323 | GEN4 | LFG | IC | 1.6 |  | IPP Non-CHP | N | Internal Combustion (PRMVR=IC)
EXCLUDE | NY | Modern Innovative Energy LLC | 56323 | GEN5 | LFG | IC | 1.6 |  | IPP Non-CHP | N | Internal Combustion (PRMVR=IC)
EXCLUDE | NY | Modern Innovative Energy LLC | 56323 | GEN6 | LFG | IC | 1.6 |  | IPP Non-CHP | N | Internal Combustion (PRMVR=IC)
EXCLUDE | NY | Modern Innovative Energy LLC | 56323 | GEN7 | LFG | IC | 1.6 |  | IPP Non-CHP | N | Internal Combustion (PRMVR=IC)
EXCLUDE | NY | Modern Innovative Energy LLC | 56323 | GEN8 | LFG | IC | 1.6 |  | IPP Non-CHP | N | Internal Combustion (PRMVR=IC)
EXCLUDE | NY | Colonie LFGTE Facility | 56324 | GEN1 | LFG | IC | 1.6 |  | IPP Non-CHP | N | Internal Combustion (PRMVR=IC)
EXCLUDE | NY | Colonie LFGTE Facility | 56324 | GEN2 | LFG | IC | 1.6 |  | IPP Non-CHP | N | Internal Combustion (PRMVR=IC)
EXCLUDE | NY | Colonie LFGTE Facility | 56324 | GEN3 | LFG | IC | 1.6 |  | IPP Non-CHP | N | Internal Combustion (PRMVR=IC)
EXCLUDE | NY | Colonie LFGTE Facility | 56324 | GEN4 | LFG | IC | 1.6 |  | IPP Non-CHP | N | Internal Combustion (PRMVR=IC)
EXCLUDE | KY | Pendleton County LFGTE | 56327 | 1 | LFG | IC | 0.8 |  | Electric Utility | N | Internal Combustion (PRMVR=IC)
EXCLUDE | KY | Pendleton County LFGTE | 56327 | 2 | LFG | IC | 0.8 |  | Electric Utility | N | Internal Combustion (PRMVR=IC)
EXCLUDE | KY | Pendleton County LFGTE | 56327 | 3 | LFG | IC | 0.8 |  | Electric Utility | N | Internal Combustion (PRMVR=IC)
EXCLUDE | KY | Pendleton County LFGTE | 56327 | 4 | LFG | IC | 0.8 |  | Electric Utility | N | Internal Combustion (PRMVR=IC)
EXCLUDE | HI | Ewa Nui Substation DG | 56330 | DG1 | DFO | IC | 1.6 |  | Electric Utility | N | Internal Combustion (PRMVR=IC)
EXCLUDE | HI | Ewa Nui Substation DG | 56330 | DG2 | DFO | IC | 1.6 |  | Electric Utility | N | Internal Combustion (PRMVR=IC)
EXCLUDE | HI | Ewa Nui Substation DG | 56330 | DG3 | DFO | IC | 1.6 |  | Electric Utility | N | Internal Combustion (PRMVR=IC)
EXCLUDE | HI | Ewa Nui Substation DG | 56330 | DG4 | DFO | IC | 1.6 |  | Electric Utility | N | Internal Combustion (PRMVR=IC)
EXCLUDE | HI | Ewa Nui Substation DG | 56330 | DG5 | DFO | IC | 1.6 |  | Electric Utility | N | Internal Combustion (PRMVR=IC)
EXCLUDE | HI | Ewa Nui Substation DG | 56330 | DG6 | DFO | IC | 1.6 |  | Electric Utility | N | Internal Combustion (PRMVR=IC)
EXCLUDE | HI | Iwilei Tank Farm DG | 56331 | DG1 | DFO | IC | 1.6 |  | Electric Utility | N | Internal Combustion (PRMVR=IC)
EXCLUDE | HI | Iwilei Tank Farm DG | 56331 | DG2 | DFO | IC | 1.6 |  | Electric Utility | N | Internal Combustion (PRMVR=IC)
EXCLUDE | HI | Iwilei Tank Farm DG | 56331 | DG3 | DFO | IC | 1.6 |  | Electric Utility | N | Internal Combustion (PRMVR=IC)
EXCLUDE | HI | Helemano Substation DG | 56332 | DG1 | DFO | IC | 1.6 |  | Electric Utility | N | Internal Combustion (PRMVR=IC)
EXCLUDE | HI | Helemano Substation DG | 56332 | DG2 | DFO | IC | 1.6 |  | Electric Utility | N | Internal Combustion (PRMVR=IC)
EXCLUDE | HI | Helemano Substation DG | 56332 | DG3 | DFO | IC | 1.6 |  | Electric Utility | N | Internal Combustion (PRMVR=IC)
EXCLUDE | NC | Albemarle Hospital Unit | 56339 | 1 | DFO | IC | 1.8 |  | Electric Utility | N | Internal Combustion (PRMVR=IC)
EXCLUDE | NC | Cherryville City Hall | 56340 | 1 | DFO | IC | 1.8 |  | Electric Utility | N | Internal Combustion (PRMVR=IC)
EXCLUDE | NC | Lincolnton High School | 56341 | 1 | DFO | IC | 1.8 |  | Electric Utility | N | Internal Combustion (PRMVR=IC)
EXCLUDE | NC | Maiden Community Center | 56342 | 1 | DFO | IC | 1.8 |  | Electric Utility | N | Internal Combustion (PRMVR=IC)
EXCLUDE | NC | Monroe Middle School | 56343 | 1 | DFO | IC | 1.8 |  | Electric Utility | N | Internal Combustion (PRMVR=IC)
EXCLUDE | NC | Morganton Station 5 | 56344 | 1 | DFO | IC | 1.8 |  | Electric Utility | N | Internal Combustion (PRMVR=IC)
EXCLUDE | NC | Pineville Delivery 1 | 56345 | 1 | DFO | IC | 1.8 |  | Electric Utility | N | Internal Combustion (PRMVR=IC)
EXCLUDE | CA | Bear Valley Power Plant | 56346 | ICE1 | NG | IC | 1.2 |  | Electric Utility | N | Internal Combustion (PRMVR=IC)
EXCLUDE | CA | Bear Valley Power Plant | 56346 | ICE2 | NG | IC | 1.2 |  | Electric Utility | N | Internal Combustion (PRMVR=IC)
EXCLUDE | CA | Bear Valley Power Plant | 56346 | ICE3 | NG | IC | 1.2 |  | Electric Utility | N | Internal Combustion (PRMVR=IC)
EXCLUDE | CA | Bear Valley Power Plant | 56346 | ICE4 | NG | IC | 1.2 |  | Electric Utility | N | Internal Combustion (PRMVR=IC)
EXCLUDE | CA | Bear Valley Power Plant | 56346 | ICE5 | NG | IC | 1.2 |  | Electric Utility | N | Internal Combustion (PRMVR=IC)
EXCLUDE | CA | Bear Valley Power Plant | 56346 | ICE6 | NG | IC | 1.2 |  | Electric Utility | N | Internal Combustion (PRMVR=IC)
EXCLUDE | CA | Bear Valley Power Plant | 56346 | ICE7 | NG | IC | 1.2 |  | Electric Utility | N | Internal Combustion (PRMVR=IC)
EXCLUDE | OK | Laverne Diesel Generating Plant | 56348 | 1 | DFO | IC | 2 |  | Electric Utility | N | Internal Combustion (PRMVR=IC)
EXCLUDE | OK | Laverne Diesel Generating Plant | 56348 | 2 | DFO | IC | 2 |  | Electric Utility | N | Internal Combustion (PRMVR=IC)
EXCLUDE | FL | Tampa Electric Co NA 2 | 56352 | 1 | NG | GT | 180 |  | Electric Utility | N | Status of operation (IP,L,P,T,or U) or Retired before 2012
EXCLUDE | FL | Tampa Electric Co NA 2 | 56352 | 2 | NG | GT | 62 |  | Electric Utility | N | Status of operation (IP,L,P,T,or U) or Retired before 2012
EXCLUDE | FL | Tampa Electric Co NA 2 | 56352 | 3 | NG | GT | 62 |  | Electric Utility | N | Status of operation (IP,L,P,T,or U) or Retired before 2012
EXCLUDE | FL | Tampa Electric Co NA 2 | 56352 | 4 | NG | GT | 62 |  | Electric Utility | N | Status of operation (IP,L,P,T,or U) or Retired before 2012
EXCLUDE | FL | Tampa Electric Co NA 2 | 56352 | 5 | NG | GT | 178 |  | Electric Utility | N | Status of operation (IP,L,P,T,or U) or Retired before 2012
EXCLUDE | FL | Tampa Electric Co NA 2 | 56352 | 6 | NG | GT | 178 |  | Electric Utility | N | Status of operation (IP,L,P,T,or U) or Retired before 2012
EXCLUDE | FL | Tampa Electric Co NA 2 | 56352 | 7 | NG | GT | 62 |  | Electric Utility | N | Status of operation (IP,L,P,T,or U) or Retired before 2012
EXCLUDE | FL | Tampa Electric Co NA 3 | 56353 | 3 | NG | GT | 45 |  | Electric Utility | N | Status of operation (IP,L,P,T,or U) or Retired before 2012
EXCLUDE | FL | Tampa Electric Co NA 3 | 56353 | 4 | NG | GT | 54 |  | Electric Utility | N | Status of operation (IP,L,P,T,or U) or Retired before 2012
EXCLUDE | FL | Tampa Electric Co NA 4 | 56354 | 5 | NG | GT | 100 |  | Electric Utility | N | Status of operation (IP,L,P,T,or U) or Retired before 2012
EXCLUDE | FL | Tampa Electric Co NA 4 | 56354 | 6 | NG | GT | 100 |  | Electric Utility | N | Status of operation (IP,L,P,T,or U) or Retired before 2012
EXCLUDE | AZ | Western Renewable Energy | 56358 | 1 | WDS | ST | 3 |  | IPP Non-CHP | N | Non Fossil fuel type
EXCLUDE | VA | Danville New Design Plant | 56363 | GEN1 | DFO | IC | 1.8 |  | Electric Utility | N | Internal Combustion (PRMVR=IC)
EXCLUDE | VA | Danville Kentuck Road Plant | 56364 | GEN1 | DFO | IC | 1.8 |  | Electric Utility | N | Internal Combustion (PRMVR=IC)
EXCLUDE | VA | Danville Westover Plant | 56365 | GEN1 | DFO | IC | 1.8 |  | Electric Utility | N | Internal Combustion (PRMVR=IC)
EXCLUDE | WI | Lake Area Landfill Gas Recovery | 56366 | 1 | LFG | IC | 1 |  | Electric Utility | N | Internal Combustion (PRMVR=IC)
EXCLUDE | WI | Lake Area Landfill Gas Recovery | 56366 | 2 | LFG | IC | 1 |  | Electric Utility | N | Internal Combustion (PRMVR=IC)
EXCLUDE | WI | Lake Area Landfill Gas Recovery | 56366 | 3 | LFG | IC | 1 |  | Electric Utility | N | Internal Combustion (PRMVR=IC)
EXCLUDE | WI | Lake Area Landfill Gas Recovery | 56366 | 4 | LFG | IC | 0.8 |  | Electric Utility | N | Internal Combustion (PRMVR=IC)
EXCLUDE | VA | Electric Avenue Facility | 56367 | 1 | DFO | IC | 1.8 |  | Electric Utility | N | Internal Combustion (PRMVR=IC)
EXCLUDE | VA | Electric Avenue Facility | 56367 | 2 | DFO | IC | 1.8 |  | Electric Utility | N | Internal Combustion (PRMVR=IC)
EXCLUDE | VA | Electric Avenue Facility | 56367 | 3 | DFO | IC | 1.8 |  | Electric Utility | N | Internal Combustion (PRMVR=IC)
EXCLUDE | VA | Water Treatment Plant Generators | 56368 | WP1 | DFO | IC | 1.8 |  | Electric Utility | N | Internal Combustion (PRMVR=IC)
EXCLUDE | NY | Ecogen Wind | 56370 | 1 | WND | WT | 79.5 |  | IPP Non-CHP | N | Non Combustion (NUC, WAT, WND, GEO, or SUN)
EXCLUDE | TX | Domain Integrated Energy System | 56373 | DOMG1 | NG | GT | 5 |  | Electric Utility | Y | Simple Cycle Turbine (PRMVR=GT or OT) unit under 25MW
EXCLUDE | TX | Robert Mueller Energy Center | 56374 | DG1 | DFO | IC | 1.5 |  | Electric Utility | N | Internal Combustion (PRMVR=IC)
EXCLUDE | NY | Jordanville Wind Farm | 56398 | 1 | WND | WT | 80 |  | IPP Non-CHP | N | Non Combustion (NUC, WAT, WND, GEO, or SUN)
EXCLUDE | TX | UTSA TEP II | 56401 | GEN2 | DFO | IC | 1.5 |  | Commercial Non-CHP | N | Internal Combustion (PRMVR=IC)
EXCLUDE | TX | UTSA TEP II | 56401 | GEN3 | NG | IC | 1.5 |  | Commercial Non-CHP | N | Internal Combustion (PRMVR=IC)
EXCLUDE | TX | Westex Windpower Facility | 56402 | 1 | WND | WT | 7 |  | IPP Non-CHP | N | Non Combustion (NUC, WAT, WND, GEO, or SUN)
EXCLUDE | MO | Noble Hill Landfill | 56404 | NHLC | LFG | IC | 3.2 |  | Electric Utility | N | Internal Combustion (PRMVR=IC)
EXCLUDE | IL | Westchester Gas Recovery | 56417 | W1 | LFG | IC | 1.8 |  | IPP Non-CHP | N | Internal Combustion (PRMVR=IC)
EXCLUDE | IL | Westchester Gas Recovery | 56417 | W2 | LFG | IC | 1.8 |  | IPP Non-CHP | N | Internal Combustion (PRMVR=IC)
EXCLUDE | IL | Des Plaines Gas Recovery | 56418 | DP1 | LFG | IC | 1.8 |  | IPP Non-CHP | N | Internal Combustion (PRMVR=IC)
EXCLUDE | IL | Des Plaines Gas Recovery | 56418 | DP2 | LFG | IC | 1.8 |  | IPP Non-CHP | N | Internal Combustion (PRMVR=IC)
EXCLUDE | IL | Beecher Gas Recovery | 56419 | B1 | LFG | IC | 1.1 |  | IPP Non-CHP | N | Internal Combustion (PRMVR=IC)
EXCLUDE | IL | Beecher Gas Recovery | 56419 | B2 | LFG | IC | 1.1 |  | IPP Non-CHP | N | Internal Combustion (PRMVR=IC)
EXCLUDE | IL | Beecher Gas Recovery | 56419 | B3 | LFG | IC | 1.1 |  | IPP Non-CHP | N | Internal Combustion (PRMVR=IC)
EXCLUDE | OH | Renick Run Pumping Station 03-04 | 56420 | 0003 | DFO | IC | 1.4 |  | Electric Utility | N | Internal Combustion (PRMVR=IC)
EXCLUDE | OH | Renick Run Pumping Station 03-04 | 56420 | 0004 | DFO | IC | 1.4 |  | Electric Utility | N | Internal Combustion (PRMVR=IC)
EXCLUDE | OH | PS ST-8 Engine No 1 | 56421 | 0005 | DFO | IC | 2 |  | Electric Utility | N | Internal Combustion (PRMVR=IC)
EXCLUDE | OH | ST-1/1A Engine No 1 | 56422 | 0006 | DFO | IC | 1.3 |  | Electric Utility | N | Internal Combustion (PRMVR=IC)
EXCLUDE | OH | Dodge Park Engine No 1 | 56423 | 0007 | DFO | IC | 2 |  | Electric Utility | N | Internal Combustion (PRMVR=IC)
EXCLUDE | MA | AMERESCO Chicopee Energy | 56426 | Unit1 | LFG | IC | 1.9 |  | IPP Non-CHP | N | Internal Combustion (PRMVR=IC)
EXCLUDE | MA | AMERESCO Chicopee Energy | 56426 | Unit2 | LFG | IC | 1.9 |  | IPP Non-CHP | N | Internal Combustion (PRMVR=IC)
EXCLUDE | MA | AMERESCO Chicopee Energy | 56426 | Unit3 | LFG | IC | 1.9 |  | IPP Non-CHP | N | Internal Combustion (PRMVR=IC)
EXCLUDE | MA | AMERESCO Chicopee Energy | 56426 | UNIT4 | LFG | IC | 2.1 |  | IPP Non-CHP | N | Internal Combustion (PRMVR=IC)
EXCLUDE | WI | AMERESCO Janesville | 56427 | Unit1 | LFG | IC | 1 |  | IPP Non-CHP | N | Internal Combustion (PRMVR=IC)
EXCLUDE | WI | AMERESCO Janesville | 56427 | Unit2 | LFG | IC | 1 |  | IPP Non-CHP | N | Internal Combustion (PRMVR=IC)
EXCLUDE | WI | AMERESCO Janesville | 56427 | Unit3 | LFG | IC | 1 |  | IPP Non-CHP | N | Internal Combustion (PRMVR=IC)
EXCLUDE | CA | AMERESCO Santa Cruz Energy | 56428 | Unit1 | LFG | IC | 1 |  | IPP Non-CHP | N | Internal Combustion (PRMVR=IC)
EXCLUDE | CA | AMERESCO Santa Cruz Energy | 56428 | Unit2 | LFG | IC | 1 |  | IPP Non-CHP | N | Internal Combustion (PRMVR=IC)
EXCLUDE | CA | AMERESCO Santa Cruz Energy | 56428 | Unit3 | LFG | IC | 1 |  | IPP Non-CHP | N | Internal Combustion (PRMVR=IC)
EXCLUDE | DE | AMERESCO Delaware South | 56429 | 1 | LFG | IC | 1 |  | IPP Non-CHP | N | Internal Combustion (PRMVR=IC)
EXCLUDE | DE | AMERESCO Delaware South | 56429 | 2 | LFG | IC | 1 |  | IPP Non-CHP | N | Internal Combustion (PRMVR=IC)
EXCLUDE | DE | AMERESCO Delaware South | 56429 | 3 | LFG | IC | 1 |  | IPP Non-CHP | N | Internal Combustion (PRMVR=IC)
EXCLUDE | DE | AMERESCO Delaware South | 56429 | 4 | LFG | IC | 1 |  | IPP Non-CHP | N | Internal Combustion (PRMVR=IC)
EXCLUDE | DE | AMERESCO Delaware South | 56429 | 5 | LFG | IC | 1 |  | IPP Non-CHP | N | Internal Combustion (PRMVR=IC)
EXCLUDE | DE | AMERESCO Delaware Central | 56430 | 1C | LFG | IC | 1 |  | IPP Non-CHP | N | Internal Combustion (PRMVR=IC)
EXCLUDE | DE | AMERESCO Delaware Central | 56430 | 2C | LFG | IC | 1 |  | IPP Non-CHP | N | Internal Combustion (PRMVR=IC)
EXCLUDE | DE | AMERESCO Delaware Central | 56430 | 3C | LFG | IC | 1 |  | IPP Non-CHP | N | Internal Combustion (PRMVR=IC)
EXCLUDE | ID | Lava Beds Wind Park LLC | 56436 | LBWP | WND | WT | 18 |  | IPP Non-CHP | N | Non Combustion (NUC, WAT, WND, GEO, or SUN)
EXCLUDE | ID | Notch Butte Wind Park | 56438 | NBWP | WND | WT | 18 |  | IPP Non-CHP | N | Non Combustion (NUC, WAT, WND, GEO, or SUN)
EXCLUDE | WY | Medicine Bow Fuel & Power LLC | 56452 | 1 | BIT | CC | 350 |  | IPP Non-CHP | N | Status of operation (IP,L,P,T,or U) or Retired before 2012
EXCLUDE | PA | Robinson Power Company LLC | 56453 | 1 | BIT | ST | 165 |  | IPP CHP | Y | Status of operation (IP,L,P,T,or U) or Retired before 2012
EXCLUDE | IL | Taylorville Energy Center | 56454 | 1 | NG | CC | 760 |  | IPP Non-CHP | N | Status of operation (IP,L,P,T,or U) or Retired before 2012
EXCLUDE | PA | WMPI Pty LLC | 56455 | 1 | WC | CC | 41 |  | Industrial Non-CHP | N | Status of operation (IP,L,P,T,or U) or Retired before 2012
EXCLUDE | OR | Dry Creek LFG to Energy Project | 56461 | DC1 | LFG | IC | 1.6 |  | Commercial Non-CHP | N | Internal Combustion (PRMVR=IC)
EXCLUDE | OR | Dry Creek LFG to Energy Project | 56461 | DC2 | LFG | IC | 1.6 |  | Commercial Non-CHP | N | Internal Combustion (PRMVR=IC)
EXCLUDE | IL | Geneva Generation Facility | 56462 | GEN1 | NG | IC | 5.9 |  | Electric Utility | N | Internal Combustion (PRMVR=IC)
EXCLUDE | IL | Geneva Generation Facility | 56462 | GEN2 | NG | IC | 5.9 |  | Electric Utility | N | Internal Combustion (PRMVR=IC)
EXCLUDE | IL | Geneva Generation Facility | 56462 | GEN3 | NG | IC | 5.9 |  | Electric Utility | N | Internal Combustion (PRMVR=IC)
EXCLUDE | IL | Geneva Generation Facility | 56462 | GEN4 | NG | IC | 5.9 |  | Electric Utility | N | Internal Combustion (PRMVR=IC)
EXCLUDE | IL | Geneva Generation Facility | 56462 | GEN5 | NG | IC | 5.9 |  | Electric Utility | N | Internal Combustion (PRMVR=IC)
EXCLUDE | IL | Geneva Generation Facility | 56462 | GEN6 | DFO | IC | 2 |  | Electric Utility | N | Internal Combustion (PRMVR=IC)
EXCLUDE | IN | Oak Ridge LFGTE | 56463 | 1 | LFG | IC | 0.8 |  | Electric Utility | N | Internal Combustion (PRMVR=IC)
EXCLUDE | IN | Oak Ridge LFGTE | 56463 | 2 | LFG | IC | 0.8 |  | Electric Utility | N | Internal Combustion (PRMVR=IC)
EXCLUDE | IN | Oak Ridge LFGTE | 56463 | 3 | LFG | IC | 0.8 |  | Electric Utility | N | Internal Combustion (PRMVR=IC)
EXCLUDE | IN | Oak Ridge LFGTE | 56463 | 4 | LFG | IC | 0.8 |  | Electric Utility | N | Internal Combustion (PRMVR=IC)
EXCLUDE | IN | Jay County LFGTE | 56464 | 1 | LFG | IC | 0.8 |  | Electric Utility | N | Internal Combustion (PRMVR=IC)
EXCLUDE | IN | Jay County LFGTE | 56464 | 2 | LFG | IC | 0.8 |  | Electric Utility | N | Internal Combustion (PRMVR=IC)
EXCLUDE | IN | Jay County LFGTE | 56464 | 3 | LFG | IC | 0.8 |  | Electric Utility | N | Internal Combustion (PRMVR=IC)
EXCLUDE | IN | Jay County LFGTE | 56464 | 4 | LFG | IC | 0.8 |  | Electric Utility | N | Internal Combustion (PRMVR=IC)
EXCLUDE | IN | Liberty I & II LFGTE | 56465 | 1 | LFG | IC | 0.8 |  | Electric Utility | N | Internal Combustion (PRMVR=IC)
EXCLUDE | IN | Liberty I & II LFGTE | 56465 | 1-II | LFG | IC | 0.8 |  | Electric Utility | N | Internal Combustion (PRMVR=IC)
EXCLUDE | IN | Liberty I & II LFGTE | 56465 | 2 | LFG | IC | 0.8 |  | Electric Utility | N | Internal Combustion (PRMVR=IC)
EXCLUDE | IN | Liberty I & II LFGTE | 56465 | 2-II | LFG | IC | 0.8 |  | Electric Utility | N | Internal Combustion (PRMVR=IC)
EXCLUDE | IN | Liberty I & II LFGTE | 56465 | 3 | LFG | IC | 0.8 |  | Electric Utility | N | Internal Combustion (PRMVR=IC)
EXCLUDE | IN | Liberty I & II LFGTE | 56465 | 3-II | LFG | IC | 0.8 |  | Electric Utility | N | Internal Combustion (PRMVR=IC)
EXCLUDE | IN | Liberty I & II LFGTE | 56465 | 4 | LFG | IC | 0.8 |  | Electric Utility | N | Internal Combustion (PRMVR=IC)
EXCLUDE | IN | Liberty I & II LFGTE | 56465 | 4-II | LFG | IC | 0.8 |  | Electric Utility | N | Internal Combustion (PRMVR=IC)
NGCC | CA | Russell City Energy Center | 56467 | CTG1 | NG | CC | 200 |  | IPP Non-CHP | N
NGCC | CA | Russell City Energy Center | 56467 | CTG2 | NG | CC | 200 |  | IPP Non-CHP | N
NGCC | CA | Russell City Energy Center | 56467 | STG1 | NG | CC | 255 |  | IPP Non-CHP | N
EXCLUDE | VA | Dean Drive Area Electric Generators | 56491 | PG1 | DFO | IC | 1.6 |  | Electric Utility | N | Internal Combustion (PRMVR=IC)
EXCLUDE | VA | Dean Drive Area Electric Generators | 56491 | PG2 | DFO | IC | 1.6 |  | Electric Utility | N | Internal Combustion (PRMVR=IC)
EXCLUDE | MT | Phillips 66 Billings Refinery | 56496 | 3701 | OG | ST | 1.6 |  | Industrial Non-CHP | N | Steam unit (PRMVR=ST) under 25MW/250 MMBtu/hr
EXCLUDE | KS | Goodman Energy Center | 56497 | 1 | NG | IC | 8.4 |  | Electric Utility | N | Internal Combustion (PRMVR=IC)
EXCLUDE | KS | Goodman Energy Center | 56497 | 2 | NG | IC | 8.4 |  | Electric Utility | N | Internal Combustion (PRMVR=IC)
EXCLUDE | KS | Goodman Energy Center | 56497 | 3 | NG | IC | 8.4 |  | Electric Utility | N | Internal Combustion (PRMVR=IC)
EXCLUDE | KS | Goodman Energy Center | 56497 | 4 | NG | IC | 8.4 |  | Electric Utility | N | Internal Combustion (PRMVR=IC)
EXCLUDE | KS | Goodman Energy Center | 56497 | 5 | NG | IC | 8.4 |  | Electric Utility | N | Internal Combustion (PRMVR=IC)
EXCLUDE | KS | Goodman Energy Center | 56497 | 6 | NG | IC | 8.4 |  | Electric Utility | N | Internal Combustion (PRMVR=IC)
EXCLUDE | KS | Goodman Energy Center | 56497 | 7 | NG | IC | 8.4 |  | Electric Utility | N | Internal Combustion (PRMVR=IC)
EXCLUDE | KS | Goodman Energy Center | 56497 | 8 | NG | IC | 8.4 |  | Electric Utility | N | Internal Combustion (PRMVR=IC)
EXCLUDE | KS | Goodman Energy Center | 56497 | 9 | NG | IC | 8.4 |  | Electric Utility | N | Internal Combustion (PRMVR=IC)
EXCLUDE | NV | Western 102 Power Plant | 56500 | A101 | NG | IC | 8.4 |  | Industrial Non-CHP | N | Internal Combustion (PRMVR=IC)
EXCLUDE | NV | Western 102 Power Plant | 56500 | B102 | NG | IC | 8.4 |  | Industrial Non-CHP | N | Internal Combustion (PRMVR=IC)
EXCLUDE | NV | Western 102 Power Plant | 56500 | B202 | NG | IC | 8.4 |  | Industrial Non-CHP | N | Internal Combustion (PRMVR=IC)
EXCLUDE | NV | Western 102 Power Plant | 56500 | C102 | NG | IC | 8.4 |  | Industrial Non-CHP | N | Internal Combustion (PRMVR=IC)
EXCLUDE | NV | Western 102 Power Plant | 56500 | C202 | NG | IC | 8.4 |  | Industrial Non-CHP | N | Internal Combustion (PRMVR=IC)
EXCLUDE | NV | Western 102 Power Plant | 56500 | D101 | NG | IC | 8.4 |  | Industrial Non-CHP | N | Internal Combustion (PRMVR=IC)
EXCLUDE | NV | Western 102 Power Plant | 56500 | E102 | NG | IC | 8.4 |  | Industrial Non-CHP | N | Internal Combustion (PRMVR=IC)
EXCLUDE | NV | Western 102 Power Plant | 56500 | E202 | NG | IC | 8.4 |  | Industrial Non-CHP | N | Internal Combustion (PRMVR=IC)
EXCLUDE | NV | Western 102 Power Plant | 56500 | F102 | NG | IC | 8.4 |  | Industrial Non-CHP | N | Internal Combustion (PRMVR=IC)
EXCLUDE | NV | Western 102 Power Plant | 56500 | F202 | NG | IC | 8.4 |  | Industrial Non-CHP | N | Internal Combustion (PRMVR=IC)
EXCLUDE | NV | Western 102 Power Plant | 56500 | G102 | NG | IC | 8.4 |  | Industrial Non-CHP | N | Internal Combustion (PRMVR=IC)
EXCLUDE | NV | Western 102 Power Plant | 56500 | G202 | NG | IC | 8.4 |  | Industrial Non-CHP | N | Internal Combustion (PRMVR=IC)
EXCLUDE | NV | Western 102 Power Plant | 56500 | H102 | NG | IC | 8.4 |  | Industrial Non-CHP | N | Internal Combustion (PRMVR=IC)
EXCLUDE | NV | Western 102 Power Plant | 56500 | H202 | NG | IC | 8.4 |  | Industrial Non-CHP | N | Internal Combustion (PRMVR=IC)
EXCLUDE | MI | Riley Generating Station | 56503 | 1 | NG | IC | 2 |  | Electric Utility | N | Internal Combustion (PRMVR=IC)
EXCLUDE | MI | Riley Generating Station | 56503 | 2 | NG | IC | 2 |  | Electric Utility | N | Internal Combustion (PRMVR=IC)
EXCLUDE | MI | Riley Generating Station | 56503 | 3 | NG | IC | 2 |  | Electric Utility | N | Internal Combustion (PRMVR=IC)
EXCLUDE | MI | Riley Generating Station | 56503 | 4 | NG | IC | 2 |  | Electric Utility | N | Internal Combustion (PRMVR=IC)
EXCLUDE | MI | Riley Generating Station | 56503 | 5 | NG | IC | 2 |  | Electric Utility | N | Internal Combustion (PRMVR=IC)
EXCLUDE | MI | Municipal Power Plant | 56504 | 1 | NG | IC | 1 |  | Electric Utility | N | Internal Combustion (PRMVR=IC)
EXCLUDE | MI | Municipal Power Plant | 56504 | 2 | NG | IC | 1 |  | Electric Utility | N | Internal Combustion (PRMVR=IC)
EXCLUDE | PA | Frey Farm Landfill | 56510 | GEN1 | LFG | IC | 1.6 |  | IPP CHP | Y | Internal Combustion (PRMVR=IC)
EXCLUDE | PA | Frey Farm Landfill | 56510 | GEN2 | LFG | IC | 1.6 |  | IPP CHP | Y | Internal Combustion (PRMVR=IC)
EXCLUDE | NJ | Pennsauken Landfill | 56511 | GEN1 | LFG | IC | 0.9 |  | IPP Non-CHP | N | Internal Combustion (PRMVR=IC)
EXCLUDE | NJ | Pennsauken Landfill | 56511 | GEN2 | LFG | IC | 0.9 |  | IPP Non-CHP | N | Internal Combustion (PRMVR=IC)
EXCLUDE | NJ | Pennsauken Landfill | 56511 | GEN3 | LFG | IC | 0.9 |  | IPP Non-CHP | N | Internal Combustion (PRMVR=IC)
EXCLUDE | PA | GLRA Landfill | 56512 | GEN1 | LFG | IC | 1.6 |  | IPP Non-CHP | N | Internal Combustion (PRMVR=IC)
EXCLUDE | PA | GLRA Landfill | 56512 | GEN2 | LFG | IC | 1.6 |  | IPP Non-CHP | N | Internal Combustion (PRMVR=IC)
EXCLUDE | PA | Whitemarsh Central Utility Plant | 56513 | CGE | NG | IC | 1.6 |  | IPP CHP | Y | Internal Combustion (PRMVR=IC)
EXCLUDE | HI | Kalaeoloa Pole Yard DG | 56514 | DG1 | DFO | IC | 1.6 |  | Electric Utility | N | Internal Combustion (PRMVR=IC)
EXCLUDE | HI | Kalaeoloa Pole Yard DG | 56514 | DG2 | DFO | IC | 1.6 |  | Electric Utility | N | Internal Combustion (PRMVR=IC)
EXCLUDE | HI | Kalaeoloa Pole Yard DG | 56514 | DG3 | DFO | IC | 1.6 |  | Electric Utility | N | Internal Combustion (PRMVR=IC)
EXCLUDE | HI | CEIP Substation Distributed Generation | 56515 | DG1 | DFO | IC | 1.6 |  | Electric Utility | N | Internal Combustion (PRMVR=IC)
EXCLUDE | HI | CEIP Substation Distributed Generation | 56515 | DG2 | DFO | IC | 1.6 |  | Electric Utility | N | Internal Combustion (PRMVR=IC)
EXCLUDE | HI | CEIP Substation Distributed Generation | 56515 | DG3 | DFO | IC | 1.6 |  | Electric Utility | N | Internal Combustion (PRMVR=IC)
EXCLUDE | CO | Plains End II LLC | 56516 | 2G01 | NG | IC | 8.4 |  | IPP Non-CHP | N | Internal Combustion (PRMVR=IC)
EXCLUDE | CO | Plains End II LLC | 56516 | 2G02 | NG | IC | 8.4 |  | IPP Non-CHP | N | Internal Combustion (PRMVR=IC)
EXCLUDE | CO | Plains End II LLC | 56516 | 2G03 | NG | IC | 8.4 |  | IPP Non-CHP | N | Internal Combustion (PRMVR=IC)
EXCLUDE | CO | Plains End II LLC | 56516 | 2G04 | NG | IC | 8.4 |  | IPP Non-CHP | N | Internal Combustion (PRMVR=IC)
EXCLUDE | CO | Plains End II LLC | 56516 | 2G05 | NG | IC | 8.4 |  | IPP Non-CHP | N | Internal Combustion (PRMVR=IC)
EXCLUDE | CO | Plains End II LLC | 56516 | 2G06 | NG | IC | 8.4 |  | IPP Non-CHP | N | Internal Combustion (PRMVR=IC)
EXCLUDE | CO | Plains End II LLC | 56516 | 2G07 | NG | IC | 8.4 |  | IPP Non-CHP | N | Internal Combustion (PRMVR=IC)
EXCLUDE | CO | Plains End II LLC | 56516 | 2G08 | NG | IC | 8.4 |  | IPP Non-CHP | N | Internal Combustion (PRMVR=IC)
EXCLUDE | CO | Plains End II LLC | 56516 | 2G09 | NG | IC | 8.4 |  | IPP Non-CHP | N | Internal Combustion (PRMVR=IC)
EXCLUDE | CO | Plains End II LLC | 56516 | 2G10 | NG | IC | 8.4 |  | IPP Non-CHP | N | Internal Combustion (PRMVR=IC)
EXCLUDE | CO | Plains End II LLC | 56516 | 2G11 | NG | IC | 8.4 |  | IPP Non-CHP | N | Internal Combustion (PRMVR=IC)
EXCLUDE | CO | Plains End II LLC | 56516 | 2G12 | NG | IC | 8.4 |  | IPP Non-CHP | N | Internal Combustion (PRMVR=IC)
EXCLUDE | CO | Plains End II LLC | 56516 | 2G13 | NG | IC | 8.4 |  | IPP Non-CHP | N | Internal Combustion (PRMVR=IC)
EXCLUDE | CO | Plains End II LLC | 56516 | 2G14 | NG | IC | 8.4 |  | IPP Non-CHP | N | Internal Combustion (PRMVR=IC)
EXCLUDE | IA | West Diesel Generation Unit | 56517 | East | DFO | IC | 2 |  | Electric Utility | N | Internal Combustion (PRMVR=IC)
EXCLUDE | IA | West Diesel Generation Unit | 56517 | West | DFO | IC | 2 |  | Electric Utility | N | Internal Combustion (PRMVR=IC)
EXCLUDE | VA | Salem Electric Department | 56519 | 1 | DFO | IC | 1.3 |  | Electric Utility | N | Internal Combustion (PRMVR=IC)
EXCLUDE | WI | Deertrack Park Gas Recovery | 56520 | GEN1 | LFG | IC | 0.8 |  | IPP Non-CHP | N | Internal Combustion (PRMVR=IC)
EXCLUDE | WI | Deertrack Park Gas Recovery | 56520 | GEN2 | LFG | IC | 0.8 |  | IPP Non-CHP | N | Internal Combustion (PRMVR=IC)
EXCLUDE | WI | Deertrack Park Gas Recovery | 56520 | GEN3 | LFG | IC | 0.8 |  | IPP Non-CHP | N | Internal Combustion (PRMVR=IC)
EXCLUDE | WI | Deertrack Park Gas Recovery | 56520 | GEN4 | LFG | IC | 0.8 |  | IPP Non-CHP | N | Internal Combustion (PRMVR=IC)
EXCLUDE | WI | Deertrack Park Gas Recovery | 56520 | GEN5 | LFG | IC | 0.8 |  | IPP Non-CHP | N | Internal Combustion (PRMVR=IC)
EXCLUDE | WI | Deertrack Park Gas Recovery | 56520 | GEN6 | LFG | IC | 0.8 |  | IPP Non-CHP | N | Internal Combustion (PRMVR=IC)
EXCLUDE | WI | Deertrack Park Gas Recovery | 56520 | GEN7 | LFG | IC | 0.8 |  | IPP Non-CHP | N | Internal Combustion (PRMVR=IC)
EXCLUDE | WI | Deertrack Park Gas Recovery | 56520 | GEN8 | LFG | IC | 0.8 |  | IPP Non-CHP | N | Internal Combustion (PRMVR=IC)
EXCLUDE | IA | Lake Mills Gas Recovery | 56521 | GEN1 | LFG | IC | 0.8 |  | IPP Non-CHP | N | Internal Combustion (PRMVR=IC)
EXCLUDE | IA | Lake Mills Gas Recovery | 56521 | GEN2 | LFG | IC | 0.8 |  | IPP Non-CHP | N | Internal Combustion (PRMVR=IC)
EXCLUDE | IA | Lake Mills Gas Recovery | 56521 | GEN3 | LFG | IC | 0.8 |  | IPP Non-CHP | N | Internal Combustion (PRMVR=IC)
EXCLUDE | IA | Lake Mills Gas Recovery | 56521 | GEN4 | LFG | IC | 0.8 |  | IPP Non-CHP | N | Internal Combustion (PRMVR=IC)
EXCLUDE | IA | Lake Mills Gas Recovery | 56521 | GEN5 | LFG | IC | 0.8 |  | IPP Non-CHP | N | Internal Combustion (PRMVR=IC)
EXCLUDE | IA | Lake Mills Gas Recovery | 56521 | GEN6 | LFG | IC | 0.8 |  | IPP Non-CHP | N | Internal Combustion (PRMVR=IC)
EXCLUDE | FL | Springhill Gas Recovery Plant | 56522 | GEN1 | LFG | IC | 0.8 |  | IPP Non-CHP | N | Internal Combustion (PRMVR=IC)
EXCLUDE | FL | Springhill Gas Recovery Plant | 56522 | GEN2 | LFG | IC | 0.8 |  | IPP Non-CHP | N | Internal Combustion (PRMVR=IC)
EXCLUDE | FL | Springhill Gas Recovery Plant | 56522 | GEN3 | LFG | IC | 0.8 |  | IPP Non-CHP | N | Internal Combustion (PRMVR=IC)
EXCLUDE | FL | Springhill Gas Recovery Plant | 56522 | GEN4 | LFG | IC | 0.8 |  | IPP Non-CHP | N | Internal Combustion (PRMVR=IC)
EXCLUDE | FL | Springhill Gas Recovery Plant | 56522 | GEN5 | LFG | IC | 0.8 |  | IPP Non-CHP | N | Internal Combustion (PRMVR=IC)
EXCLUDE | FL | Springhill Gas Recovery Plant | 56522 | GEN6 | LFG | IC | 0.8 |  | IPP Non-CHP | N | Internal Combustion (PRMVR=IC)
EXCLUDE | AR | Two Pine Landfill Gas Recovery | 56523 | GEN1 | LFG | IC | 0.8 |  | IPP Non-CHP | N | Internal Combustion (PRMVR=IC)
EXCLUDE | AR | Two Pine Landfill Gas Recovery | 56523 | GEN2 | LFG | IC | 0.8 |  | IPP Non-CHP | N | Internal Combustion (PRMVR=IC)
EXCLUDE | AR | Two Pine Landfill Gas Recovery | 56523 | GEN3 | LFG | IC | 0.8 |  | IPP Non-CHP | N | Internal Combustion (PRMVR=IC)
EXCLUDE | AR | Two Pine Landfill Gas Recovery | 56523 | GEN4 | LFG | IC | 0.8 |  | IPP Non-CHP | N | Internal Combustion (PRMVR=IC)
EXCLUDE | AR | Two Pine Landfill Gas Recovery | 56523 | GEN5 | LFG | IC | 0.8 |  | IPP Non-CHP | N | Internal Combustion (PRMVR=IC)
EXCLUDE | AR | Two Pine Landfill Gas Recovery | 56523 | GEN6 | LFG | IC | 0.8 |  | IPP Non-CHP | N | Internal Combustion (PRMVR=IC)
EXCLUDE | TX | Austin Gas Recovery | 56524 | GEN1 | LFG | IC | 1.6 |  | IPP Non-CHP | N | Internal Combustion (PRMVR=IC)
EXCLUDE | TX | Austin Gas Recovery | 56524 | GEN2 | LFG | IC | 1.6 |  | IPP Non-CHP | N | Internal Combustion (PRMVR=IC)
EXCLUDE | TX | Austin Gas Recovery | 56524 | GEN3 | LFG | IC | 1.6 |  | IPP Non-CHP | N | Internal Combustion (PRMVR=IC)
EXCLUDE | TX | Austin Gas Recovery | 56524 | GEN4 | LFG | IC | 1.6 |  | IPP Non-CHP | N | Internal Combustion (PRMVR=IC)
EXCLUDE | WI | Timberline Trail Gas Recovery | 56525 | GEN1 | LFG | IC | 0.8 |  | IPP Non-CHP | N | Internal Combustion (PRMVR=IC)
EXCLUDE | WI | Timberline Trail Gas Recovery | 56525 | GEN2 | LFG | IC | 0.8 |  | IPP Non-CHP | N | Internal Combustion (PRMVR=IC)
EXCLUDE | WI | Timberline Trail Gas Recovery | 56525 | GEN3 | LFG | IC | 0.8 |  | IPP Non-CHP | N | Internal Combustion (PRMVR=IC)
EXCLUDE | WI | Timberline Trail Gas Recovery | 56525 | GEN4 | LFG | IC | 0.8 |  | IPP Non-CHP | N | Internal Combustion (PRMVR=IC)
EXCLUDE | WI | Timberline Trail Gas Recovery | 56525 | GEN5 | LFG | IC | 0.8 |  | IPP Non-CHP | N | Internal Combustion (PRMVR=IC)
EXCLUDE | WI | Timberline Trail Gas Recovery | 56525 | GEN6 | LFG | IC | 0.8 |  | IPP Non-CHP | N | Internal Combustion (PRMVR=IC)
EXCLUDE | WI | Timberline Trail Gas Recovery | 56525 | GEN7 | LFG | IC | 0.8 |  | IPP Non-CHP | N | Internal Combustion (PRMVR=IC)
EXCLUDE | NY | Chaffee Gas Recovery | 56526 | GEN1 | LFG | IC | 0.8 |  | IPP Non-CHP | N | Internal Combustion (PRMVR=IC)
EXCLUDE | NY | Chaffee Gas Recovery | 56526 | GEN2 | LFG | IC | 0.8 |  | IPP Non-CHP | N | Internal Combustion (PRMVR=IC)
EXCLUDE | NY | Chaffee Gas Recovery | 56526 | GEN3 | LFG | IC | 0.8 |  | IPP Non-CHP | N | Internal Combustion (PRMVR=IC)
EXCLUDE | NY | Chaffee Gas Recovery | 56526 | GEN4 | LFG | IC | 0.8 |  | IPP Non-CHP | N | Internal Combustion (PRMVR=IC)
EXCLUDE | NY | Chaffee Gas Recovery | 56526 | GEN5 | LFG | IC | 0.8 |  | IPP Non-CHP | N | Internal Combustion (PRMVR=IC)
EXCLUDE | NY | Chaffee Gas Recovery | 56526 | GEN6 | LFG | IC | 0.8 |  | IPP Non-CHP | N | Internal Combustion (PRMVR=IC)
EXCLUDE | NY | Chaffee Gas Recovery | 56526 | GEN7 | LFG | IC | 0.8 |  | IPP Non-CHP | N | Internal Combustion (PRMVR=IC)
EXCLUDE | NY | Chaffee Gas Recovery | 56526 | GEN8 | LFG | IC | 0.8 |  | IPP Non-CHP | N | Internal Combustion (PRMVR=IC)
EXCLUDE | MA | Fitchburg Gas Recovery | 56527 | GEN1 | LFG | IC | 1.6 |  | IPP Non-CHP | N | Internal Combustion (PRMVR=IC)
EXCLUDE | MA | Fitchburg Gas Recovery | 56527 | GEN2 | LFG | IC | 1.6 |  | IPP Non-CHP | N | Internal Combustion (PRMVR=IC)
EXCLUDE | MA | Fitchburg Gas Recovery | 56527 | GEN3 | LFG | IC | 1.6 |  | IPP Non-CHP | N | Internal Combustion (PRMVR=IC)
EXCLUDE | TX | Skyline Gas Recovery | 56528 | GEN1 | LFG | IC | 1.6 |  | IPP Non-CHP | N | Internal Combustion (PRMVR=IC)
EXCLUDE | TX | Skyline Gas Recovery | 56528 | GEN2 | LFG | IC | 1.6 |  | IPP Non-CHP | N | Internal Combustion (PRMVR=IC)
EXCLUDE | TX | Skyline Gas Recovery | 56528 | GEN3 | LFG | IC | 1.6 |  | IPP Non-CHP | N | Internal Combustion (PRMVR=IC)
EXCLUDE | TX | Skyline Gas Recovery | 56528 | GEN4 | LFG | IC | 1.6 |  | IPP Non-CHP | N | Internal Combustion (PRMVR=IC)
EXCLUDE | IL | Five Oaks Gas Recovery | 56529 | GEN1 | LFG | IC | 0.8 |  | IPP Non-CHP | N | Internal Combustion (PRMVR=IC)
EXCLUDE | IL | Five Oaks Gas Recovery | 56529 | GEN2 | LFG | IC | 0.8 |  | IPP Non-CHP | N | Internal Combustion (PRMVR=IC)
EXCLUDE | IL | Five Oaks Gas Recovery | 56529 | GEN3 | LFG | IC | 0.8 |  | IPP Non-CHP | N | Internal Combustion (PRMVR=IC)
EXCLUDE | IL | Five Oaks Gas Recovery | 56529 | GEN4 | LFG | IC | 0.8 |  | IPP Non-CHP | N | Internal Combustion (PRMVR=IC)
EXCLUDE | CO | DADS Gas Recovery | 56530 | GEN1 | LFG | IC | 0.8 |  | IPP Non-CHP | N | Internal Combustion (PRMVR=IC)
EXCLUDE | CO | DADS Gas Recovery | 56530 | GEN2 | LFG | IC | 0.8 |  | IPP Non-CHP | N | Internal Combustion (PRMVR=IC)
EXCLUDE | CO | DADS Gas Recovery | 56530 | GEN3 | LFG | IC | 0.8 |  | IPP Non-CHP | N | Internal Combustion (PRMVR=IC)
EXCLUDE | CO | DADS Gas Recovery | 56530 | GEN4 | LFG | IC | 0.8 |  | IPP Non-CHP | N | Internal Combustion (PRMVR=IC)
EXCLUDE | VA | Waste Management Bethel LFGTE | 56531 | GEN1 | LFG | IC | 0.8 |  | IPP Non-CHP | N | Internal Combustion (PRMVR=IC)
EXCLUDE | VA | Waste Management Bethel LFGTE | 56531 | GEN2 | LFG | IC | 0.8 |  | IPP Non-CHP | N | Internal Combustion (PRMVR=IC)
EXCLUDE | VA | Waste Management Bethel LFGTE | 56531 | GEN3 | LFG | IC | 0.8 |  | IPP Non-CHP | N | Internal Combustion (PRMVR=IC)
EXCLUDE | VA | Waste Management Bethel LFGTE | 56531 | GEN4 | LFG | IC | 0.8 |  | IPP Non-CHP | N | Internal Combustion (PRMVR=IC)
EXCLUDE | VA | Waste Management Bethel LFGTE | 56531 | GEN5 | LFG | IC | 0.8 |  | IPP Non-CHP | N | Internal Combustion (PRMVR=IC)
EXCLUDE | VA | Waste Management Bethel LFGTE | 56531 | GEN6 | LFG | IC | 0.8 |  | IPP Non-CHP | N | Internal Combustion (PRMVR=IC)
EXCLUDE | CA | Bradley Gas Recovery | 56533 | GEN1 | LFG | IC | 1.3 |  | IPP Non-CHP | N | Internal Combustion (PRMVR=IC)
EXCLUDE | CA | Bradley Gas Recovery | 56533 | GEN2 | LFG | IC | 1.3 |  | IPP Non-CHP | N | Internal Combustion (PRMVR=IC)
EXCLUDE | CA | Bradley Gas Recovery | 56533 | GEN3 | LFG | IC | 1.3 |  | IPP Non-CHP | N | Internal Combustion (PRMVR=IC)
EXCLUDE | CA | Bradley Gas Recovery | 56533 | GEN4 | LFG | IC | 1.3 |  | IPP Non-CHP | N | Internal Combustion (PRMVR=IC)
EXCLUDE | CA | Bradley Gas Recovery | 56533 | GEN5 | LFG | IC | 1.3 |  | IPP Non-CHP | N | Internal Combustion (PRMVR=IC)
EXCLUDE | CA | El Sobrante Gas Recovery | 56534 | GEN1 | LFG | IC | 1.3 |  | IPP Non-CHP | N | Internal Combustion (PRMVR=IC)
EXCLUDE | CA | El Sobrante Gas Recovery | 56534 | GEN2 | LFG | IC | 1.3 |  | IPP Non-CHP | N | Internal Combustion (PRMVR=IC)
EXCLUDE | CA | El Sobrante Gas Recovery | 56534 | GEN3 | LFG | IC | 1.3 |  | IPP Non-CHP | N | Internal Combustion (PRMVR=IC)
EXCLUDE | CA | Waste Management Simi Valley LFGTE | 56535 | GEN1 | LFG | IC | 1.3 |  | IPP Non-CHP | N | Internal Combustion (PRMVR=IC)
EXCLUDE | CA | Waste Management Simi Valley LFGTE | 56535 | GEN2 | LFG | IC | 1.3 |  | IPP Non-CHP | N | Internal Combustion (PRMVR=IC)
EXCLUDE | IN | Clark-Floyd Landfill Gas Generating | 56539 | ICG1 | LFG | IC | 1.1 |  | Electric Utility | N | Internal Combustion (PRMVR=IC)
EXCLUDE | IN | Clark-Floyd Landfill Gas Generating | 56539 | ICG2 | LFG | IC | 1.1 |  | Electric Utility | N | Internal Combustion (PRMVR=IC)
EXCLUDE | IN | Clark-Floyd Landfill Gas Generating | 56539 | ICG3 | LFG | IC | 1.4 |  | Electric Utility | N | Internal Combustion (PRMVR=IC)
EXCLUDE | SC | Seneca City of | 56545 | PPG1 | DFO | IC | 2 |  | Electric Utility | N | Internal Combustion (PRMVR=IC)
EXCLUDE | SC | Seneca City of | 56545 | PPG2 | DFO | IC | 2 |  | Electric Utility | N | Internal Combustion (PRMVR=IC)
EXCLUDE | SC | Seneca City of | 56545 | PPG3 | DFO | IC | 2 |  | Electric Utility | N | Internal Combustion (PRMVR=IC)
EXCLUDE | SC | Seneca City of | 56545 | WPG1 | DFO | IC | 2 |  | Electric Utility | N | Internal Combustion (PRMVR=IC)
EXCLUDE | SC | Seneca City of | 56545 | WPG2 | DFO | IC | 2 |  | Electric Utility | N | Internal Combustion (PRMVR=IC)
EXCLUDE | NC | Cornelius Delivery No 1 | 56546 | 1 | DFO | IC | 2.2 |  | Electric Utility | N | Internal Combustion (PRMVR=IC)
EXCLUDE | NC | Bostic Delivery No 2 | 56547 | 1 | DFO | IC | 1 |  | Electric Utility | N | Internal Combustion (PRMVR=IC)
EXCLUDE | NC | Drexel Operations Center | 56548 | 1 | DFO | IC | 2.2 |  | Electric Utility | N | Internal Combustion (PRMVR=IC)
EXCLUDE | NC | Granite Falls Walmart | 56549 | 1 | DFO | IC | 2.2 |  | Electric Utility | N | Internal Combustion (PRMVR=IC)
EXCLUDE | NC | Huntersville Delivery No 2 | 56550 | 1 | DFO | IC | 2.2 |  | Electric Utility | N | Internal Combustion (PRMVR=IC)
EXCLUDE | NC | Landis Delivery No 2 | 56551 | 1 | DFO | IC | 2.2 |  | Electric Utility | N | Internal Combustion (PRMVR=IC)
EXCLUDE | NC | Statesville Delivery No 3 | 56552 | 1 | DFO | IC | 2.2 |  | Electric Utility | N | Internal Combustion (PRMVR=IC)
EXCLUDE | NC | Catawba River Pollution Control | 56553 | 1234 | DFO | IC | 1.3 |  | Commercial Non-CHP | N | Internal Combustion (PRMVR=IC)
EXCLUDE | UT | Salt Lake Energy Systems | 56554 | Unit1 | LFG | IC | 0.8 |  | IPP Non-CHP | N | Internal Combustion (PRMVR=IC)
EXCLUDE | UT | Salt Lake Energy Systems | 56554 | Unit2 | LFG | IC | 0.8 |  | IPP Non-CHP | N | Internal Combustion (PRMVR=IC)
EXCLUDE | UT | Salt Lake Energy Systems | 56554 | Unit3 | LFG | IC | 1.6 |  | IPP Non-CHP | N | Internal Combustion (PRMVR=IC)
EXCLUDE | CO | Castle Creek Hydroplant | 56566 | 1 | WAT | HY | 1.2 |  | Electric Utility | N | Non Combustion (NUC, WAT, WND, GEO, or SUN)
EXCLUDE | MD | Eastern Landfill Gas LLC | 56571 | 1 | LFG | IC | 1 |  | IPP Non-CHP | N | Internal Combustion (PRMVR=IC)
EXCLUDE | MD | Eastern Landfill Gas LLC | 56571 | 2 | LFG | IC | 1 |  | IPP Non-CHP | N | Internal Combustion (PRMVR=IC)
EXCLUDE | MD | Eastern Landfill Gas LLC | 56571 | 3 | LFG | IC | 1 |  | IPP Non-CHP | N | Internal Combustion (PRMVR=IC)
EXCLUDE | IL | Robbins Community Power LLC | 56576 | 1 | WDS | ST | 27.5 |  | IPP Non-CHP | N | Non Fossil fuel type
EXCLUDE | IL | Robbins Community Power LLC | 56576 | 2 | WDS | ST | 27.5 |  | IPP Non-CHP | N | Non Fossil fuel type
EXCLUDE | MO | Elm Street Substation Generators | 56597 | EP01 | DFO | IC | 2 |  | Electric Utility | N | Internal Combustion (PRMVR=IC)
EXCLUDE | MO | Elm Street Substation Generators | 56597 | EP02 | DFO | IC | 2 |  | Electric Utility | N | Internal Combustion (PRMVR=IC)
EXCLUDE | MO | Elm Street Substation Generators | 56597 | EP03 | DFO | IC | 2 |  | Electric Utility | N | Internal Combustion (PRMVR=IC)
EXCLUDE | MO | Elm Street Substation Generators | 56597 | EP04 | DFO | IC | 2 |  | Electric Utility | N | Internal Combustion (PRMVR=IC)
EXCLUDE | MO | Walton Street Substation | 56598 | EP05 | DFO | IC | 2 |  | Electric Utility | N | Internal Combustion (PRMVR=IC)
EXCLUDE | MO | Walton Street Substation | 56598 | EP06 | DFO | IC | 2 |  | Electric Utility | N | Internal Combustion (PRMVR=IC)
EXCLUDE | MO | Walton Street Substation | 56598 | EP07 | DFO | IC | 2 |  | Electric Utility | N | Internal Combustion (PRMVR=IC)
EXCLUDE | MO | Jefferson Street Substation | 56599 | EP08 | DFO | IC | 2 |  | Electric Utility | N | Internal Combustion (PRMVR=IC)
EXCLUDE | MO | Jefferson Street Substation | 56599 | EP09 | DFO | IC | 2 |  | Electric Utility | N | Internal Combustion (PRMVR=IC)
EXCLUDE | MO | Jefferson Street Substation | 56599 | EP10 | DFO | IC | 2 |  | Electric Utility | N | Internal Combustion (PRMVR=IC)
EXCLUDE | MO | Overall Road Station | 56600 | EP11 | DFO | IC | 2 |  | Electric Utility | N | Internal Combustion (PRMVR=IC)
EXCLUDE | MO | Overall Road Station | 56600 | EP12 | DFO | IC | 2 |  | Electric Utility | N | Internal Combustion (PRMVR=IC)
EXCLUDE | MO | Overall Road Station | 56600 | EP13 | DFO | IC | 2 |  | Electric Utility | N | Internal Combustion (PRMVR=IC)
EXCLUDE | MO | Overall Road Station | 56600 | EP14 | DFO | IC | 2 |  | Electric Utility | N | Internal Combustion (PRMVR=IC)
EXCLUDE | TX | San Jacinto County Peaking Facility | 56603 | SJCD1 | DFO | IC | 0.5 |  | Electric Utility | N | Internal Combustion (PRMVR=IC)
EXCLUDE | MD | Worcester County Renewable Energy | 56641 | 1 | LFG | IC | 1 |  | IPP Non-CHP | N | Internal Combustion (PRMVR=IC)
EXCLUDE | MD | Worcester County Renewable Energy | 56641 | 2 | LFG | IC | 1 |  | IPP Non-CHP | N | Internal Combustion (PRMVR=IC)
EXCLUDE | NV | Ely Energy Center | 56642 | 1 | SUB | ST | 750 |  | Electric Utility | N | Status of operation (IP,L,P,T,or U) or Retired before 2012
EXCLUDE | NV | Ely Energy Center | 56642 | 2 | SUB | ST | 750 |  | Electric Utility | N | Status of operation (IP,L,P,T,or U) or Retired before 2012
EXCLUDE | IL | Crescent Ridge II Wind Energy Project | 56653 | 1 | WND | WT | 57.8 |  | IPP Non-CHP | N | Non Combustion (NUC, WAT, WND, GEO, or SUN)
EXCLUDE | PA | Seldom Seen Wind LLC | 56655 | 1 | WND | WT | 41 |  | IPP Non-CHP | N | Non Combustion (NUC, WAT, WND, GEO, or SUN)
EXCLUDE | NM | Aragonne Mesa Phase II | 56656 | 1 | WND | WT | 110.4 |  | IPP Non-CHP | N | Non Combustion (NUC, WAT, WND, GEO, or SUN)
EXCLUDE | IL | Lancaster Wind Farm Project | 56657 | 1 | WND | WT | 70 |  | IPP Non-CHP | N | Non Combustion (NUC, WAT, WND, GEO, or SUN)
EXCLUDE | TX | Majestic 2 Wind Farm | 56658 | 1 | WND | WT | 79.2 |  | IPP Non-CHP | N | Non Combustion (NUC, WAT, WND, GEO, or SUN)
EXCLUDE | IA | Alliant 1 Wind | 56660 | 1 | WND | WT | 110 |  | IPP Non-CHP | N | Non Combustion (NUC, WAT, WND, GEO, or SUN)
EXCLUDE | TX | Texas Gulf Wind 2 | 56662 | 1 | WND | WT | 187.2 |  | IPP Non-CHP | N | Non Combustion (NUC, WAT, WND, GEO, or SUN)
EXCLUDE | IL | El Paso Wind Project | 56663 | 1 | WND | WT | 80 |  | IPP Non-CHP | N | Non Combustion (NUC, WAT, WND, GEO, or SUN)
EXCLUDE | PA | Greene Energy Resource Recovery Project | 56664 | 1 | WC | ST | 580 |  | IPP Non-CHP | N | Status of operation (IP,L,P,T,or U) or Retired before 2012
EXCLUDE | OK | Dempsey Ridge Wind Farm | 56665 | DR2 | WND | WT | 92 |  | IPP Non-CHP | N | Non Combustion (NUC, WAT, WND, GEO, or SUN)
EXCLUDE | GA | Plant Washington | 56675 | MAIN | SUB | ST | 850 |  | Electric Utility | N | Status of operation (IP,L,P,T,or U) or Retired before 2012
EXCLUDE | CA | Margarita Energy Center | 56676 | CTG1 | NG | GT | 48.2 |  | IPP Non-CHP | N | Status of operation (IP,L,P,T,or U) or Retired before 2012
EXCLUDE | MD | Wicomico | 56680 | 1 | LFG | IC | 0.3 |  | IPP Non-CHP | N | Internal Combustion (PRMVR=IC)
EXCLUDE | MD | Wicomico | 56680 | 10 | LFG | IC | 0.3 |  | IPP Non-CHP | N | Internal Combustion (PRMVR=IC)
EXCLUDE | MD | Wicomico | 56680 | 11 | LFG | IC | 0.3 |  | IPP Non-CHP | N | Internal Combustion (PRMVR=IC)
EXCLUDE | MD | Wicomico | 56680 | 12 | LFG | IC | 0.3 |  | IPP Non-CHP | N | Internal Combustion (PRMVR=IC)
EXCLUDE | MD | Wicomico | 56680 | 13 | LFG | IC | 0.3 |  | IPP Non-CHP | N | Internal Combustion (PRMVR=IC)
EXCLUDE | MD | Wicomico | 56680 | 14 | LFG | IC | 0.3 |  | IPP Non-CHP | N | Internal Combustion (PRMVR=IC)
EXCLUDE | MD | Wicomico | 56680 | 15 | LFG | IC | 0.3 |  | IPP Non-CHP | N | Internal Combustion (PRMVR=IC)
EXCLUDE | MD | Wicomico | 56680 | 16 | LFG | IC | 0.3 |  | IPP Non-CHP | N | Internal Combustion (PRMVR=IC)
EXCLUDE | MD | Wicomico | 56680 | 17 | LFG | IC | 0.3 |  | IPP Non-CHP | N | Internal Combustion (PRMVR=IC)
EXCLUDE | MD | Wicomico | 56680 | 18 | LFG | IC | 0.3 |  | IPP Non-CHP | N | Internal Combustion (PRMVR=IC)
EXCLUDE | MD | Wicomico | 56680 | 2 | LFG | IC | 0.3 |  | IPP Non-CHP | N | Internal Combustion (PRMVR=IC)
EXCLUDE | MD | Wicomico | 56680 | 3 | LFG | IC | 0.3 |  | IPP Non-CHP | N | Internal Combustion (PRMVR=IC)
EXCLUDE | MD | Wicomico | 56680 | 4 | LFG | IC | 0.3 |  | IPP Non-CHP | N | Internal Combustion (PRMVR=IC)
EXCLUDE | MD | Wicomico | 56680 | 5 | LFG | IC | 0.3 |  | IPP Non-CHP | N | Internal Combustion (PRMVR=IC)
EXCLUDE | MD | Wicomico | 56680 | 6 | LFG | IC | 0.3 |  | IPP Non-CHP | N | Internal Combustion (PRMVR=IC)
EXCLUDE | MD | Wicomico | 56680 | 7 | LFG | IC | 0.3 |  | IPP Non-CHP | N | Internal Combustion (PRMVR=IC)
EXCLUDE | MD | Wicomico | 56680 | 8 | LFG | IC | 0.3 |  | IPP Non-CHP | N | Internal Combustion (PRMVR=IC)
EXCLUDE | MD | Wicomico | 56680 | 9 | LFG | IC | 0.3 |  | IPP Non-CHP | N | Internal Combustion (PRMVR=IC)
EXCLUDE | VA | Amelia | 56681 | 1 | LFG | IC | 0.3 |  | IPP Non-CHP | N | Internal Combustion (PRMVR=IC)
EXCLUDE | VA | Amelia | 56681 | 10 | LFG | IC | 0.3 |  | IPP Non-CHP | N | Internal Combustion (PRMVR=IC)
EXCLUDE | VA | Amelia | 56681 | 11 | LFG | IC | 0.3 |  | IPP Non-CHP | N | Internal Combustion (PRMVR=IC)
EXCLUDE | VA | Amelia | 56681 | 12 | LFG | IC | 0.3 |  | IPP Non-CHP | N | Internal Combustion (PRMVR=IC)
EXCLUDE | VA | Amelia | 56681 | 13 | LFG | IC | 0.3 |  | IPP Non-CHP | N | Internal Combustion (PRMVR=IC)
EXCLUDE | VA | Amelia | 56681 | 14 | LFG | IC | 0.3 |  | IPP Non-CHP | N | Internal Combustion (PRMVR=IC)
EXCLUDE | VA | Amelia | 56681 | 15 | LFG | IC | 0.3 |  | IPP Non-CHP | N | Internal Combustion (PRMVR=IC)
EXCLUDE | VA | Amelia | 56681 | 16 | LFG | IC | 0.3 |  | IPP Non-CHP | N | Internal Combustion (PRMVR=IC)
EXCLUDE | VA | Amelia | 56681 | 17 | LFG | IC | 0.3 |  | IPP Non-CHP | N | Internal Combustion (PRMVR=IC)
EXCLUDE | VA | Amelia | 56681 | 18 | LFG | IC | 0.3 |  | IPP Non-CHP | N | Internal Combustion (PRMVR=IC)
EXCLUDE | VA | Amelia | 56681 | 19 | LFG | IC | 0.3 |  | IPP Non-CHP | N | Internal Combustion (PRMVR=IC)
EXCLUDE | VA | Amelia | 56681 | 2 | LFG | IC | 0.3 |  | IPP Non-CHP | N | Internal Combustion (PRMVR=IC)
EXCLUDE | VA | Amelia | 56681 | 20 | LFG | IC | 0.3 |  | IPP Non-CHP | N | Internal Combustion (PRMVR=IC)
EXCLUDE | VA | Amelia | 56681 | 21 | LFG | IC | 0.3 |  | IPP Non-CHP | N | Internal Combustion (PRMVR=IC)
EXCLUDE | VA | Amelia | 56681 | 22 | LFG | IC | 0.3 |  | IPP Non-CHP | N | Internal Combustion (PRMVR=IC)
EXCLUDE | VA | Amelia | 56681 | 23 | LFG | IC | 0.3 |  | IPP Non-CHP | N | Internal Combustion (PRMVR=IC)
EXCLUDE | VA | Amelia | 56681 | 24 | LFG | IC | 0.3 |  | IPP Non-CHP | N | Internal Combustion (PRMVR=IC)
EXCLUDE | VA | Amelia | 56681 | 25 | LFG | IC | 0.3 |  | IPP Non-CHP | N | Internal Combustion (PRMVR=IC)
EXCLUDE | VA | Amelia | 56681 | 26 | LFG | IC | 0.3 |  | IPP Non-CHP | N | Internal Combustion (PRMVR=IC)
EXCLUDE | VA | Amelia | 56681 | 27 | LFG | IC | 0.3 |  | IPP Non-CHP | N | Internal Combustion (PRMVR=IC)
EXCLUDE | VA | Amelia | 56681 | 28 | LFG | IC | 0.3 |  | IPP Non-CHP | N | Internal Combustion (PRMVR=IC)
EXCLUDE | VA | Amelia | 56681 | 29 | LFG | IC | 0.3 |  | IPP Non-CHP | N | Internal Combustion (PRMVR=IC)
EXCLUDE | VA | Amelia | 56681 | 3 | LFG | IC | 0.3 |  | IPP Non-CHP | N | Internal Combustion (PRMVR=IC)
EXCLUDE | VA | Amelia | 56681 | 30 | LFG | IC | 0.3 |  | IPP Non-CHP | N | Internal Combustion (PRMVR=IC)
EXCLUDE | VA | Amelia | 56681 | 31 | LFG | IC | 0.3 |  | IPP Non-CHP | N | Internal Combustion (PRMVR=IC)
EXCLUDE | VA | Amelia | 56681 | 32 | LFG | IC | 0.3 |  | IPP Non-CHP | N | Internal Combustion (PRMVR=IC)
EXCLUDE | VA | Amelia | 56681 | 33 | LFG | IC | 0.3 |  | IPP Non-CHP | N | Internal Combustion (PRMVR=IC)
EXCLUDE | VA | Amelia | 56681 | 34 | LFG | IC | 0.3 |  | IPP Non-CHP | N | Internal Combustion (PRMVR=IC)
EXCLUDE | VA | Amelia | 56681 | 35 | LFG | IC | 0.3 |  | IPP Non-CHP | N | Internal Combustion (PRMVR=IC)
EXCLUDE | VA | Amelia | 56681 | 36 | LFG | IC | 0.3 |  | IPP Non-CHP | N | Internal Combustion (PRMVR=IC)
EXCLUDE | VA | Amelia | 56681 | 37 | LFG | IC | 0.3 |  | IPP Non-CHP | N | Internal Combustion (PRMVR=IC)
EXCLUDE | VA | Amelia | 56681 | 38 | LFG | IC | 0.3 |  | IPP Non-CHP | N | Internal Combustion (PRMVR=IC)
EXCLUDE | VA | Amelia | 56681 | 39 | LFG | IC | 0.3 |  | IPP Non-CHP | N | Internal Combustion (PRMVR=IC)
EXCLUDE | VA | Amelia | 56681 | 4 | LFG | IC | 0.3 |  | IPP Non-CHP | N | Internal Combustion (PRMVR=IC)
EXCLUDE | VA | Amelia | 56681 | 40 | LFG | IC | 0.3 |  | IPP Non-CHP | N | Internal Combustion (PRMVR=IC)
EXCLUDE | VA | Amelia | 56681 | 41 | LFG | IC | 0.3 |  | IPP Non-CHP | N | Internal Combustion (PRMVR=IC)
EXCLUDE | VA | Amelia | 56681 | 42 | LFG | IC | 0.3 |  | IPP Non-CHP | N | Internal Combustion (PRMVR=IC)
EXCLUDE | VA | Amelia | 56681 | 43 | LFG | IC | 0.3 |  | IPP Non-CHP | N | Internal Combustion (PRMVR=IC)
EXCLUDE | VA | Amelia | 56681 | 44 | LFG | IC | 0.3 |  | IPP Non-CHP | N | Internal Combustion (PRMVR=IC)
EXCLUDE | VA | Amelia | 56681 | 45 | LFG | IC | 0.3 |  | IPP Non-CHP | N | Internal Combustion (PRMVR=IC)
EXCLUDE | VA | Amelia | 56681 | 46 | LFG | IC | 0.3 |  | IPP Non-CHP | N | Internal Combustion (PRMVR=IC)
EXCLUDE | VA | Amelia | 56681 | 47 | LFG | IC | 0.3 |  | IPP Non-CHP | N | Internal Combustion (PRMVR=IC)
EXCLUDE | VA | Amelia | 56681 | 48 | LFG | IC | 0.3 |  | IPP Non-CHP | N | Internal Combustion (PRMVR=IC)
EXCLUDE | VA | Amelia | 56681 | 5 | LFG | IC | 0.3 |  | IPP Non-CHP | N | Internal Combustion (PRMVR=IC)
EXCLUDE | VA | Amelia | 56681 | 6 | LFG | IC | 0.3 |  | IPP Non-CHP | N | Internal Combustion (PRMVR=IC)
EXCLUDE | VA | Amelia | 56681 | 7 | LFG | IC | 0.3 |  | IPP Non-CHP | N | Internal Combustion (PRMVR=IC)
EXCLUDE | VA | Amelia | 56681 | 8 | LFG | IC | 0.3 |  | IPP Non-CHP | N | Internal Combustion (PRMVR=IC)
EXCLUDE | VA | Amelia | 56681 | 9 | LFG | IC | 0.3 |  | IPP Non-CHP | N | Internal Combustion (PRMVR=IC)
EXCLUDE | VA | Brunswick | 56682 | 10 | LFG | IC | 0.3 |  | IPP Non-CHP | N | Internal Combustion (PRMVR=IC)
EXCLUDE | VA | Brunswick | 56682 | 11 | LFG | IC | 0.3 |  | IPP Non-CHP | N | Internal Combustion (PRMVR=IC)
EXCLUDE | VA | Brunswick | 56682 | 12 | LFG | IC | 0.3 |  | IPP Non-CHP | N | Internal Combustion (PRMVR=IC)
EXCLUDE | VA | Brunswick | 56682 | 13 | LFG | IC | 0.3 |  | IPP Non-CHP | N | Internal Combustion (PRMVR=IC)
EXCLUDE | VA | Brunswick | 56682 | 14 | LFG | IC | 0.3 |  | IPP Non-CHP | N | Internal Combustion (PRMVR=IC)
EXCLUDE | VA | Brunswick | 56682 | 15 | LFG | IC | 0.3 |  | IPP Non-CHP | N | Internal Combustion (PRMVR=IC)
EXCLUDE | VA | Brunswick | 56682 | 16 | LFG | IC | 0.3 |  | IPP Non-CHP | N | Internal Combustion (PRMVR=IC)
EXCLUDE | VA | Brunswick | 56682 | 17 | LFG | IC | 0.3 |  | IPP Non-CHP | N | Internal Combustion (PRMVR=IC)
EXCLUDE | VA | Brunswick | 56682 | 18 | LFG | IC | 0.3 |  | IPP Non-CHP | N | Internal Combustion (PRMVR=IC)
EXCLUDE | VA | Brunswick | 56682 | 19 | LFG | IC | 0.3 |  | IPP Non-CHP | N | Internal Combustion (PRMVR=IC)
EXCLUDE | VA | Brunswick | 56682 | 2 | LFG | IC | 0.3 |  | IPP Non-CHP | N | Internal Combustion (PRMVR=IC)
EXCLUDE | VA | Brunswick | 56682 | 20 | LFG | IC | 0.3 |  | IPP Non-CHP | N | Internal Combustion (PRMVR=IC)
EXCLUDE | VA | Brunswick | 56682 | 21 | LFG | IC | 0.3 |  | IPP Non-CHP | N | Internal Combustion (PRMVR=IC)
EXCLUDE | VA | Brunswick | 56682 | 22 | LFG | IC | 0.3 |  | IPP Non-CHP | N | Internal Combustion (PRMVR=IC)
EXCLUDE | VA | Brunswick | 56682 | 23 | LFG | IC | 0.3 |  | IPP Non-CHP | N | Internal Combustion (PRMVR=IC)
EXCLUDE | VA | Brunswick | 56682 | 24 | LFG | IC | 0.3 |  | IPP Non-CHP | N | Internal Combustion (PRMVR=IC)
EXCLUDE | VA | Brunswick | 56682 | 25 | LFG | IC | 0.3 |  | IPP Non-CHP | N | Internal Combustion (PRMVR=IC)
EXCLUDE | VA | Brunswick | 56682 | 26 | LFG | IC | 0.3 |  | IPP Non-CHP | N | Internal Combustion (PRMVR=IC)
EXCLUDE | VA | Brunswick | 56682 | 27 | LFG | IC | 0.3 |  | IPP Non-CHP | N | Internal Combustion (PRMVR=IC)
EXCLUDE | VA | Brunswick | 56682 | 28 | LFG | IC | 0.3 |  | IPP Non-CHP | N | Internal Combustion (PRMVR=IC)
EXCLUDE | VA | Brunswick | 56682 | 29 | LFG | IC | 0.3 |  | IPP Non-CHP | N | Internal Combustion (PRMVR=IC)
EXCLUDE | VA | Brunswick | 56682 | 3 | LFG | IC | 0.3 |  | IPP Non-CHP | N | Internal Combustion (PRMVR=IC)
EXCLUDE | VA | Brunswick | 56682 | 30 | LFG | IC | 0.3 |  | IPP Non-CHP | N | Internal Combustion (PRMVR=IC)
EXCLUDE | VA | Brunswick | 56682 | 31 | LFG | IC | 0.3 |  | IPP Non-CHP | N | Internal Combustion (PRMVR=IC)
EXCLUDE | VA | Brunswick | 56682 | 32 | LFG | IC | 0.3 |  | IPP Non-CHP | N | Internal Combustion (PRMVR=IC)
EXCLUDE | VA | Brunswick | 56682 | 33 | LFG | IC | 0.3 |  | IPP Non-CHP | N | Internal Combustion (PRMVR=IC)
EXCLUDE | VA | Brunswick | 56682 | 34 | LFG | IC | 0.3 |  | IPP Non-CHP | N | Internal Combustion (PRMVR=IC)
EXCLUDE | VA | Brunswick | 56682 | 35 | LFG | IC | 0.3 |  | IPP Non-CHP | N | Internal Combustion (PRMVR=IC)
EXCLUDE | VA | Brunswick | 56682 | 36 | LFG | IC | 0.3 |  | IPP Non-CHP | N | Internal Combustion (PRMVR=IC)
EXCLUDE | VA | Brunswick | 56682 | 4 | LFG | IC | 0.3 |  | IPP Non-CHP | N | Internal Combustion (PRMVR=IC)
EXCLUDE | VA | Brunswick | 56682 | 5 | LFG | IC | 0.3 |  | IPP Non-CHP | N | Internal Combustion (PRMVR=IC)
EXCLUDE | VA | Brunswick | 56682 | 6 | LFG | IC | 0.3 |  | IPP Non-CHP | N | Internal Combustion (PRMVR=IC)
EXCLUDE | VA | Brunswick | 56682 | 7 | LFG | IC | 0.3 |  | IPP Non-CHP | N | Internal Combustion (PRMVR=IC)
EXCLUDE | VA | Brunswick | 56682 | 8 | LFG | IC | 0.3 |  | IPP Non-CHP | N | Internal Combustion (PRMVR=IC)
EXCLUDE | VA | Brunswick | 56682 | 9 | LFG | IC | 0.3 |  | IPP Non-CHP | N | Internal Combustion (PRMVR=IC)
EXCLUDE | VA | Charles City | 56683 | 1 | LFG | IC | 0.3 |  | IPP Non-CHP | N | Internal Combustion (PRMVR=IC)
EXCLUDE | VA | Charles City | 56683 | 10 | LFG | IC | 0.3 |  | IPP Non-CHP | N | Internal Combustion (PRMVR=IC)
EXCLUDE | VA | Charles City | 56683 | 11 | LFG | IC | 0.3 |  | IPP Non-CHP | N | Internal Combustion (PRMVR=IC)
EXCLUDE | VA | Charles City | 56683 | 12 | LFG | IC | 0.3 |  | IPP Non-CHP | N | Internal Combustion (PRMVR=IC)
EXCLUDE | VA | Charles City | 56683 | 13 | LFG | IC | 0.3 |  | IPP Non-CHP | N | Internal Combustion (PRMVR=IC)
EXCLUDE | VA | Charles City | 56683 | 14 | LFG | IC | 0.3 |  | IPP Non-CHP | N | Internal Combustion (PRMVR=IC)
EXCLUDE | VA | Charles City | 56683 | 15 | LFG | IC | 0.3 |  | IPP Non-CHP | N | Internal Combustion (PRMVR=IC)
EXCLUDE | VA | Charles City | 56683 | 16 | LFG | IC | 0.3 |  | IPP Non-CHP | N | Internal Combustion (PRMVR=IC)
EXCLUDE | VA | Charles City | 56683 | 17 | LFG | IC | 0.3 |  | IPP Non-CHP | N | Internal Combustion (PRMVR=IC)
EXCLUDE | VA | Charles City | 56683 | 18 | LFG | IC | 0.3 |  | IPP Non-CHP | N | Internal Combustion (PRMVR=IC)
EXCLUDE | VA | Charles City | 56683 | 19 | LFG | IC | 0.3 |  | IPP Non-CHP | N | Internal Combustion (PRMVR=IC)
EXCLUDE | VA | Charles City | 56683 | 2 | LFG | IC | 0.3 |  | IPP Non-CHP | N | Internal Combustion (PRMVR=IC)
EXCLUDE | VA | Charles City | 56683 | 20 | LFG | IC | 0.3 |  | IPP Non-CHP | N | Internal Combustion (PRMVR=IC)
EXCLUDE | VA | Charles City | 56683 | 21 | LFG | IC | 0.3 |  | IPP Non-CHP | N | Internal Combustion (PRMVR=IC)
EXCLUDE | VA | Charles City | 56683 | 22 | LFG | IC | 0.3 |  | IPP Non-CHP | N | Internal Combustion (PRMVR=IC)
EXCLUDE | VA | Charles City | 56683 | 23 | LFG | IC | 0.3 |  | IPP Non-CHP | N | Internal Combustion (PRMVR=IC)
EXCLUDE | VA | Charles City | 56683 | 24 | LFG | IC | 0.3 |  | IPP Non-CHP | N | Internal Combustion (PRMVR=IC)
EXCLUDE | VA | Charles City | 56683 | 25 | LFG | IC | 0.3 |  | IPP Non-CHP | N | Internal Combustion (PRMVR=IC)
EXCLUDE | VA | Charles City | 56683 | 26 | LFG | IC | 0.3 |  | IPP Non-CHP | N | Internal Combustion (PRMVR=IC)
EXCLUDE | VA | Charles City | 56683 | 27 | LFG | IC | 0.3 |  | IPP Non-CHP | N | Internal Combustion (PRMVR=IC)
EXCLUDE | VA | Charles City | 56683 | 28 | LFG | IC | 0.3 |  | IPP Non-CHP | N | Internal Combustion (PRMVR=IC)
EXCLUDE | VA | Charles City | 56683 | 29 | LFG | IC | 0.3 |  | IPP Non-CHP | N | Internal Combustion (PRMVR=IC)
EXCLUDE | VA | Charles City | 56683 | 3 | LFG | IC | 0.3 |  | IPP Non-CHP | N | Internal Combustion (PRMVR=IC)
EXCLUDE | VA | Charles City | 56683 | 30 | LFG | IC | 0.3 |  | IPP Non-CHP | N | Internal Combustion (PRMVR=IC)
EXCLUDE | VA | Charles City | 56683 | 31 | LFG | IC | 0.3 |  | IPP Non-CHP | N | Internal Combustion (PRMVR=IC)
EXCLUDE | VA | Charles City | 56683 | 32 | LFG | IC | 0.3 |  | IPP Non-CHP | N | Internal Combustion (PRMVR=IC)
EXCLUDE | VA | Charles City | 56683 | 33 | LFG | IC | 0.3 |  | IPP Non-CHP | N | Internal Combustion (PRMVR=IC)
EXCLUDE | VA | Charles City | 56683 | 34 | LFG | IC | 0.3 |  | IPP Non-CHP | N | Internal Combustion (PRMVR=IC)
EXCLUDE | VA | Charles City | 56683 | 35 | LFG | IC | 0.3 |  | IPP Non-CHP | N | Internal Combustion (PRMVR=IC)
EXCLUDE | VA | Charles City | 56683 | 36 | LFG | IC | 0.3 |  | IPP Non-CHP | N | Internal Combustion (PRMVR=IC)
EXCLUDE | VA | Charles City | 56683 | 37 | LFG | IC | 0.3 |  | IPP Non-CHP | N | Internal Combustion (PRMVR=IC)
EXCLUDE | VA | Charles City | 56683 | 38 | LFG | IC | 0.3 |  | IPP Non-CHP | N | Internal Combustion (PRMVR=IC)
EXCLUDE | VA | Charles City | 56683 | 39 | LFG | IC | 0.3 |  | IPP Non-CHP | N | Internal Combustion (PRMVR=IC)
EXCLUDE | VA | Charles City | 56683 | 4 | LFG | IC | 0.3 |  | IPP Non-CHP | N | Internal Combustion (PRMVR=IC)
EXCLUDE | VA | Charles City | 56683 | 40 | LFG | IC | 0.3 |  | IPP Non-CHP | N | Internal Combustion (PRMVR=IC)
EXCLUDE | VA | Charles City | 56683 | 41 | LFG | IC | 0.3 |  | IPP Non-CHP | N | Internal Combustion (PRMVR=IC)
EXCLUDE | VA | Charles City | 56683 | 42 | LFG | IC | 0.3 |  | IPP Non-CHP | N | Internal Combustion (PRMVR=IC)
EXCLUDE | VA | Charles City | 56683 | 43 | LFG | IC | 0.3 |  | IPP Non-CHP | N | Internal Combustion (PRMVR=IC)
EXCLUDE | VA | Charles City | 56683 | 44 | LFG | IC | 0.3 |  | IPP Non-CHP | N | Internal Combustion (PRMVR=IC)
EXCLUDE | VA | Charles City | 56683 | 45 | LFG | IC | 0.3 |  | IPP Non-CHP | N | Internal Combustion (PRMVR=IC)
EXCLUDE | VA | Charles City | 56683 | 46 | LFG | IC | 0.3 |  | IPP Non-CHP | N | Internal Combustion (PRMVR=IC)
EXCLUDE | VA | Charles City | 56683 | 47 | LFG | IC | 0.3 |  | IPP Non-CHP | N | Internal Combustion (PRMVR=IC)
EXCLUDE | VA | Charles City | 56683 | 48 | LFG | IC | 0.3 |  | IPP Non-CHP | N | Internal Combustion (PRMVR=IC)
EXCLUDE | VA | Charles City | 56683 | 5 | LFG | IC | 0.3 |  | IPP Non-CHP | N | Internal Combustion (PRMVR=IC)
EXCLUDE | VA | Charles City | 56683 | 6 | LFG | IC | 0.3 |  | IPP Non-CHP | N | Internal Combustion (PRMVR=IC)
EXCLUDE | VA | Charles City | 56683 | 7 | LFG | IC | 0.3 |  | IPP Non-CHP | N | Internal Combustion (PRMVR=IC)
EXCLUDE | VA | Charles City | 56683 | 8 | LFG | IC | 0.3 |  | IPP Non-CHP | N | Internal Combustion (PRMVR=IC)
EXCLUDE | VA | Charles City | 56683 | 9 | LFG | IC | 0.3 |  | IPP Non-CHP | N | Internal Combustion (PRMVR=IC)
EXCLUDE | VA | Chesterfield | 56684 | 1 | LFG | IC | 0.3 |  | IPP Non-CHP | N | Internal Combustion (PRMVR=IC)
EXCLUDE | VA | Chesterfield | 56684 | 10 | LFG | IC | 0.3 |  | IPP Non-CHP | N | Internal Combustion (PRMVR=IC)
EXCLUDE | VA | Chesterfield | 56684 | 11 | LFG | IC | 0.3 |  | IPP Non-CHP | N | Internal Combustion (PRMVR=IC)
EXCLUDE | VA | Chesterfield | 56684 | 12 | LFG | IC | 0.3 |  | IPP Non-CHP | N | Internal Combustion (PRMVR=IC)
EXCLUDE | VA | Chesterfield | 56684 | 13 | LFG | IC | 0.3 |  | IPP Non-CHP | N | Internal Combustion (PRMVR=IC)
EXCLUDE | VA | Chesterfield | 56684 | 14 | LFG | IC | 0.3 |  | IPP Non-CHP | N | Internal Combustion (PRMVR=IC)
EXCLUDE | VA | Chesterfield | 56684 | 15 | LFG | IC | 0.3 |  | IPP Non-CHP | N | Internal Combustion (PRMVR=IC)
EXCLUDE | VA | Chesterfield | 56684 | 16 | LFG | IC | 0.3 |  | IPP Non-CHP | N | Internal Combustion (PRMVR=IC)
EXCLUDE | VA | Chesterfield | 56684 | 17 | LFG | IC | 0.3 |  | IPP Non-CHP | N | Internal Combustion (PRMVR=IC)
EXCLUDE | VA | Chesterfield | 56684 | 18 | LFG | IC | 0.3 |  | IPP Non-CHP | N | Internal Combustion (PRMVR=IC)
EXCLUDE | VA | Chesterfield | 56684 | 19 | LFG | IC | 0.3 |  | IPP Non-CHP | N | Internal Combustion (PRMVR=IC)
EXCLUDE | VA | Chesterfield | 56684 | 2 | LFG | IC | 0.3 |  | IPP Non-CHP | N | Internal Combustion (PRMVR=IC)
EXCLUDE | VA | Chesterfield | 56684 | 20 | LFG | IC | 0.3 |  | IPP Non-CHP | N | Internal Combustion (PRMVR=IC)
EXCLUDE | VA | Chesterfield | 56684 | 21 | LFG | IC | 0.3 |  | IPP Non-CHP | N | Internal Combustion (PRMVR=IC)
EXCLUDE | VA | Chesterfield | 56684 | 22 | LFG | IC | 0.3 |  | IPP Non-CHP | N | Internal Combustion (PRMVR=IC)
EXCLUDE | VA | Chesterfield | 56684 | 23 | LFG | IC | 0.3 |  | IPP Non-CHP | N | Internal Combustion (PRMVR=IC)
EXCLUDE | VA | Chesterfield | 56684 | 24 | LFG | IC | 0.3 |  | IPP Non-CHP | N | Internal Combustion (PRMVR=IC)
EXCLUDE | VA | Chesterfield | 56684 | 25 | LFG | IC | 0.3 |  | IPP Non-CHP | N | Internal Combustion (PRMVR=IC)
EXCLUDE | VA | Chesterfield | 56684 | 26 | LFG | IC | 0.3 |  | IPP Non-CHP | N | Internal Combustion (PRMVR=IC)
EXCLUDE | VA | Chesterfield | 56684 | 27 | LFG | IC | 0.3 |  | IPP Non-CHP | N | Internal Combustion (PRMVR=IC)
EXCLUDE | VA | Chesterfield | 56684 | 28 | LFG | IC | 0.3 |  | IPP Non-CHP | N | Internal Combustion (PRMVR=IC)
EXCLUDE | VA | Chesterfield | 56684 | 29 | LFG | IC | 0.3 |  | IPP Non-CHP | N | Internal Combustion (PRMVR=IC)
EXCLUDE | VA | Chesterfield | 56684 | 3 | LFG | IC | 0.3 |  | IPP Non-CHP | N | Internal Combustion (PRMVR=IC)
EXCLUDE | VA | Chesterfield | 56684 | 30 | LFG | IC | 0.3 |  | IPP Non-CHP | N | Internal Combustion (PRMVR=IC)
EXCLUDE | VA | Chesterfield | 56684 | 31 | LFG | IC | 0.3 |  | IPP Non-CHP | N | Internal Combustion (PRMVR=IC)
EXCLUDE | VA | Chesterfield | 56684 | 32 | LFG | IC | 0.3 |  | IPP Non-CHP | N | Internal Combustion (PRMVR=IC)
EXCLUDE | VA | Chesterfield | 56684 | 33 | LFG | IC | 0.3 |  | IPP Non-CHP | N | Internal Combustion (PRMVR=IC)
EXCLUDE | VA | Chesterfield | 56684 | 34 | LFG | IC | 0.3 |  | IPP Non-CHP | N | Internal Combustion (PRMVR=IC)
EXCLUDE | VA | Chesterfield | 56684 | 35 | LFG | IC | 0.3 |  | IPP Non-CHP | N | Internal Combustion (PRMVR=IC)
EXCLUDE | VA | Chesterfield | 56684 | 36 | LFG | IC | 0.3 |  | IPP Non-CHP | N | Internal Combustion (PRMVR=IC)
EXCLUDE | VA | Chesterfield | 56684 | 37 | LFG | IC | 0.3 |  | IPP Non-CHP | N | Internal Combustion (PRMVR=IC)
EXCLUDE | VA | Chesterfield | 56684 | 38 | LFG | IC | 0.3 |  | IPP Non-CHP | N | Internal Combustion (PRMVR=IC)
EXCLUDE | VA | Chesterfield | 56684 | 39 | LFG | IC | 0.3 |  | IPP Non-CHP | N | Internal Combustion (PRMVR=IC)
EXCLUDE | VA | Chesterfield | 56684 | 4 | LFG | IC | 0.3 |  | IPP Non-CHP | N | Internal Combustion (PRMVR=IC)
EXCLUDE | VA | Chesterfield | 56684 | 40 | LFG | IC | 0.3 |  | IPP Non-CHP | N | Internal Combustion (PRMVR=IC)
EXCLUDE | VA | Chesterfield | 56684 | 41 | LFG | IC | 0.3 |  | IPP Non-CHP | N | Internal Combustion (PRMVR=IC)
EXCLUDE | VA | Chesterfield | 56684 | 42 | LFG | IC | 0.3 |  | IPP Non-CHP | N | Internal Combustion (PRMVR=IC)
EXCLUDE | VA | Chesterfield | 56684 | 43 | LFG | IC | 0.3 |  | IPP Non-CHP | N | Internal Combustion (PRMVR=IC)
EXCLUDE | VA | Chesterfield | 56684 | 44 | LFG | IC | 0.3 |  | IPP Non-CHP | N | Internal Combustion (PRMVR=IC)
EXCLUDE | VA | Chesterfield | 56684 | 45 | LFG | IC | 0.3 |  | IPP Non-CHP | N | Internal Combustion (PRMVR=IC)
EXCLUDE | VA | Chesterfield | 56684 | 46 | LFG | IC | 0.3 |  | IPP Non-CHP | N | Internal Combustion (PRMVR=IC)
EXCLUDE | VA | Chesterfield | 56684 | 47 | LFG | IC | 0.3 |  | IPP Non-CHP | N | Internal Combustion (PRMVR=IC)
EXCLUDE | VA | Chesterfield | 56684 | 48 | LFG | IC | 0.3 |  | IPP Non-CHP | N | Internal Combustion (PRMVR=IC)
EXCLUDE | VA | Chesterfield | 56684 | 5 | LFG | IC | 0.3 |  | IPP Non-CHP | N | Internal Combustion (PRMVR=IC)
EXCLUDE | VA | Chesterfield | 56684 | 6 | LFG | IC | 0.3 |  | IPP Non-CHP | N | Internal Combustion (PRMVR=IC)
EXCLUDE | VA | Chesterfield | 56684 | 7 | LFG | IC | 0.3 |  | IPP Non-CHP | N | Internal Combustion (PRMVR=IC)
EXCLUDE | VA | Chesterfield | 56684 | 8 | LFG | IC | 0.3 |  | IPP Non-CHP | N | Internal Combustion (PRMVR=IC)
EXCLUDE | VA | Chesterfield | 56684 | 9 | LFG | IC | 0.3 |  | IPP Non-CHP | N | Internal Combustion (PRMVR=IC)
EXCLUDE | VA | King & Queen | 56686 | 1 | LFG | IC | 0.3 |  | IPP Non-CHP | N | Internal Combustion (PRMVR=IC)
EXCLUDE | VA | King & Queen | 56686 | 10 | LFG | IC | 0.3 |  | IPP Non-CHP | N | Internal Combustion (PRMVR=IC)
EXCLUDE | VA | King & Queen | 56686 | 11 | LFG | IC | 0.3 |  | IPP Non-CHP | N | Internal Combustion (PRMVR=IC)
EXCLUDE | VA | King & Queen | 56686 | 12 | LFG | IC | 0.3 |  | IPP Non-CHP | N | Internal Combustion (PRMVR=IC)
EXCLUDE | VA | King & Queen | 56686 | 13 | LFG | IC | 0.3 |  | IPP Non-CHP | N | Internal Combustion (PRMVR=IC)
EXCLUDE | VA | King & Queen | 56686 | 14 | LFG | IC | 0.3 |  | IPP Non-CHP | N | Internal Combustion (PRMVR=IC)
EXCLUDE | VA | King & Queen | 56686 | 15 | LFG | IC | 0.3 |  | IPP Non-CHP | N | Internal Combustion (PRMVR=IC)
EXCLUDE | VA | King & Queen | 56686 | 16 | LFG | IC | 0.3 |  | IPP Non-CHP | N | Internal Combustion (PRMVR=IC)
EXCLUDE | VA | King & Queen | 56686 | 17 | LFG | IC | 0.3 |  | IPP Non-CHP | N | Internal Combustion (PRMVR=IC)
EXCLUDE | VA | King & Queen | 56686 | 18 | LFG | IC | 0.3 |  | IPP Non-CHP | N | Internal Combustion (PRMVR=IC)
EXCLUDE | VA | King & Queen | 56686 | 19 | LFG | IC | 0.3 |  | IPP Non-CHP | N | Internal Combustion (PRMVR=IC)
EXCLUDE | VA | King & Queen | 56686 | 2 | LFG | IC | 0.3 |  | IPP Non-CHP | N | Internal Combustion (PRMVR=IC)
EXCLUDE | VA | King & Queen | 56686 | 20 | LFG | IC | 0.3 |  | IPP Non-CHP | N | Internal Combustion (PRMVR=IC)
EXCLUDE | VA | King & Queen | 56686 | 21 | LFG | IC | 0.3 |  | IPP Non-CHP | N | Internal Combustion (PRMVR=IC)
EXCLUDE | VA | King & Queen | 56686 | 22 | LFG | IC | 0.3 |  | IPP Non-CHP | N | Internal Combustion (PRMVR=IC)
EXCLUDE | VA | King & Queen | 56686 | 23 | LFG | IC | 0.3 |  | IPP Non-CHP | N | Internal Combustion (PRMVR=IC)
EXCLUDE | VA | King & Queen | 56686 | 24 | LFG | IC | 0.3 |  | IPP Non-CHP | N | Internal Combustion (PRMVR=IC)
EXCLUDE | VA | King & Queen | 56686 | 25 | LFG | IC | 0.3 |  | IPP Non-CHP | N | Internal Combustion (PRMVR=IC)
EXCLUDE | VA | King & Queen | 56686 | 26 | LFG | IC | 0.3 |  | IPP Non-CHP | N | Internal Combustion (PRMVR=IC)
EXCLUDE | VA | King & Queen | 56686 | 27 | LFG | IC | 0.3 |  | IPP Non-CHP | N | Internal Combustion (PRMVR=IC)
EXCLUDE | VA | King & Queen | 56686 | 28 | LFG | IC | 0.3 |  | IPP Non-CHP | N | Internal Combustion (PRMVR=IC)
EXCLUDE | VA | King & Queen | 56686 | 29 | LFG | IC | 0.3 |  | IPP Non-CHP | N | Internal Combustion (PRMVR=IC)
EXCLUDE | VA | King & Queen | 56686 | 3 | LFG | IC | 0.3 |  | IPP Non-CHP | N | Internal Combustion (PRMVR=IC)
EXCLUDE | VA | King & Queen | 56686 | 30 | LFG | IC | 0.3 |  | IPP Non-CHP | N | Internal Combustion (PRMVR=IC)
EXCLUDE | VA | King & Queen | 56686 | 31 | LFG | IC | 0.3 |  | IPP Non-CHP | N | Internal Combustion (PRMVR=IC)
EXCLUDE | VA | King & Queen | 56686 | 32 | LFG | IC | 0.3 |  | IPP Non-CHP | N | Internal Combustion (PRMVR=IC)
EXCLUDE | VA | King & Queen | 56686 | 33 | LFG | IC | 0.3 |  | IPP Non-CHP | N | Internal Combustion (PRMVR=IC)
EXCLUDE | VA | King & Queen | 56686 | 34 | LFG | IC | 0.3 |  | IPP Non-CHP | N | Internal Combustion (PRMVR=IC)
EXCLUDE | VA | King & Queen | 56686 | 35 | LFG | IC | 0.3 |  | IPP Non-CHP | N | Internal Combustion (PRMVR=IC)
EXCLUDE | VA | King & Queen | 56686 | 36 | LFG | IC | 0.3 |  | IPP Non-CHP | N | Internal Combustion (PRMVR=IC)
EXCLUDE | VA | King & Queen | 56686 | 4 | LFG | IC | 0.3 |  | IPP Non-CHP | N | Internal Combustion (PRMVR=IC)
EXCLUDE | VA | King & Queen | 56686 | 5 | LFG | IC | 0.3 |  | IPP Non-CHP | N | Internal Combustion (PRMVR=IC)
EXCLUDE | VA | King & Queen | 56686 | 6 | LFG | IC | 0.3 |  | IPP Non-CHP | N | Internal Combustion (PRMVR=IC)
EXCLUDE | VA | King & Queen | 56686 | 7 | LFG | IC | 0.3 |  | IPP Non-CHP | N | Internal Combustion (PRMVR=IC)
EXCLUDE | VA | King & Queen | 56686 | 8 | LFG | IC | 0.3 |  | IPP Non-CHP | N | Internal Combustion (PRMVR=IC)
EXCLUDE | VA | King & Queen | 56686 | 9 | LFG | IC | 0.3 |  | IPP Non-CHP | N | Internal Combustion (PRMVR=IC)
EXCLUDE | PA | Mountain View | 56687 | 1 | LFG | IC | 0.3 |  | IPP Non-CHP | N | Internal Combustion (PRMVR=IC)
EXCLUDE | PA | Mountain View | 56687 | 10 | LFG | IC | 0.3 |  | IPP Non-CHP | N | Internal Combustion (PRMVR=IC)
EXCLUDE | PA | Mountain View | 56687 | 11 | LFG | IC | 0.3 |  | IPP Non-CHP | N | Internal Combustion (PRMVR=IC)
EXCLUDE | PA | Mountain View | 56687 | 12 | LFG | IC | 0.3 |  | IPP Non-CHP | N | Internal Combustion (PRMVR=IC)
EXCLUDE | PA | Mountain View | 56687 | 13 | LFG | IC | 0.3 |  | IPP Non-CHP | N | Internal Combustion (PRMVR=IC)
EXCLUDE | PA | Mountain View | 56687 | 14 | LFG | IC | 0.3 |  | IPP Non-CHP | N | Internal Combustion (PRMVR=IC)
EXCLUDE | PA | Mountain View | 56687 | 15 | LFG | IC | 0.3 |  | IPP Non-CHP | N | Internal Combustion (PRMVR=IC)
EXCLUDE | PA | Mountain View | 56687 | 16 | LFG | IC | 0.3 |  | IPP Non-CHP | N | Internal Combustion (PRMVR=IC)
EXCLUDE | PA | Mountain View | 56687 | 17 | LFG | IC | 0.3 |  | IPP Non-CHP | N | Internal Combustion (PRMVR=IC)
EXCLUDE | PA | Mountain View | 56687 | 18 | LFG | IC | 0.3 |  | IPP Non-CHP | N | Internal Combustion (PRMVR=IC)
EXCLUDE | PA | Mountain View | 56687 | 19 | LFG | IC | 0.3 |  | IPP Non-CHP | N | Internal Combustion (PRMVR=IC)
EXCLUDE | PA | Mountain View | 56687 | 2 | LFG | IC | 0.3 |  | IPP Non-CHP | N | Internal Combustion (PRMVR=IC)
EXCLUDE | PA | Mountain View | 56687 | 20 | LFG | IC | 0.3 |  | IPP Non-CHP | N | Internal Combustion (PRMVR=IC)
EXCLUDE | PA | Mountain View | 56687 | 21 | LFG | IC | 0.3 |  | IPP Non-CHP | N | Internal Combustion (PRMVR=IC)
EXCLUDE | PA | Mountain View | 56687 | 22 | LFG | IC | 0.3 |  | IPP Non-CHP | N | Internal Combustion (PRMVR=IC)
EXCLUDE | PA | Mountain View | 56687 | 23 | LFG | IC | 0.3 |  | IPP Non-CHP | N | Internal Combustion (PRMVR=IC)
EXCLUDE | PA | Mountain View | 56687 | 24 | LFG | IC | 0.3 |  | IPP Non-CHP | N | Internal Combustion (PRMVR=IC)
EXCLUDE | PA | Mountain View | 56687 | 25 | LFG | IC | 0.3 |  | IPP Non-CHP | N | Internal Combustion (PRMVR=IC)
EXCLUDE | PA | Mountain View | 56687 | 26 | LFG | IC | 0.3 |  | IPP Non-CHP | N | Internal Combustion (PRMVR=IC)
EXCLUDE | PA | Mountain View | 56687 | 27 | LFG | IC | 0.3 |  | IPP Non-CHP | N | Internal Combustion (PRMVR=IC)
EXCLUDE | PA | Mountain View | 56687 | 28 | LFG | IC | 0.3 |  | IPP Non-CHP | N | Internal Combustion (PRMVR=IC)
EXCLUDE | PA | Mountain View | 56687 | 29 | LFG | IC | 0.3 |  | IPP Non-CHP | N | Internal Combustion (PRMVR=IC)
EXCLUDE | PA | Mountain View | 56687 | 3 | LFG | IC | 0.3 |  | IPP Non-CHP | N | Internal Combustion (PRMVR=IC)
EXCLUDE | PA | Mountain View | 56687 | 30 | LFG | IC | 0.3 |  | IPP Non-CHP | N | Internal Combustion (PRMVR=IC)
EXCLUDE | PA | Mountain View | 56687 | 31 | LFG | IC | 0.3 |  | IPP Non-CHP | N | Internal Combustion (PRMVR=IC)
EXCLUDE | PA | Mountain View | 56687 | 32 | LFG | IC | 0.3 |  | IPP Non-CHP | N | Internal Combustion (PRMVR=IC)
EXCLUDE | PA | Mountain View | 56687 | 33 | LFG | IC | 0.3 |  | IPP Non-CHP | N | Internal Combustion (PRMVR=IC)
EXCLUDE | PA | Mountain View | 56687 | 34 | LFG | IC | 0.3 |  | IPP Non-CHP | N | Internal Combustion (PRMVR=IC)
EXCLUDE | PA | Mountain View | 56687 | 35 | LFG | IC | 0.3 |  | IPP Non-CHP | N | Internal Combustion (PRMVR=IC)
EXCLUDE | PA | Mountain View | 56687 | 36 | LFG | IC | 0.3 |  | IPP Non-CHP | N | Internal Combustion (PRMVR=IC)
EXCLUDE | PA | Mountain View | 56687 | 37 | LFG | IC | 0.3 |  | IPP Non-CHP | N | Internal Combustion (PRMVR=IC)
EXCLUDE | PA | Mountain View | 56687 | 38 | LFG | IC | 0.3 |  | IPP Non-CHP | N | Internal Combustion (PRMVR=IC)
EXCLUDE | PA | Mountain View | 56687 | 39 | LFG | IC | 0.3 |  | IPP Non-CHP | N | Internal Combustion (PRMVR=IC)
EXCLUDE | PA | Mountain View | 56687 | 4 | LFG | IC | 0.3 |  | IPP Non-CHP | N | Internal Combustion (PRMVR=IC)
EXCLUDE | PA | Mountain View | 56687 | 40 | LFG | IC | 0.3 |  | IPP Non-CHP | N | Internal Combustion (PRMVR=IC)
EXCLUDE | PA | Mountain View | 56687 | 41 | LFG | IC | 0.3 |  | IPP Non-CHP | N | Internal Combustion (PRMVR=IC)
EXCLUDE | PA | Mountain View | 56687 | 42 | LFG | IC | 0.3 |  | IPP Non-CHP | N | Internal Combustion (PRMVR=IC)
EXCLUDE | PA | Mountain View | 56687 | 43 | LFG | IC | 0.3 |  | IPP Non-CHP | N | Internal Combustion (PRMVR=IC)
EXCLUDE | PA | Mountain View | 56687 | 44 | LFG | IC | 0.3 |  | IPP Non-CHP | N | Internal Combustion (PRMVR=IC)
EXCLUDE | PA | Mountain View | 56687 | 45 | LFG | IC | 0.3 |  | IPP Non-CHP | N | Internal Combustion (PRMVR=IC)
EXCLUDE | PA | Mountain View | 56687 | 46 | LFG | IC | 0.3 |  | IPP Non-CHP | N | Internal Combustion (PRMVR=IC)
EXCLUDE | PA | Mountain View | 56687 | 47 | LFG | IC | 0.3 |  | IPP Non-CHP | N | Internal Combustion (PRMVR=IC)
EXCLUDE | PA | Mountain View | 56687 | 48 | LFG | IC | 0.3 |  | IPP Non-CHP | N | Internal Combustion (PRMVR=IC)
EXCLUDE | PA | Mountain View | 56687 | 5 | LFG | IC | 0.3 |  | IPP Non-CHP | N | Internal Combustion (PRMVR=IC)
EXCLUDE | PA | Mountain View | 56687 | 6 | LFG | IC | 0.3 |  | IPP Non-CHP | N | Internal Combustion (PRMVR=IC)
EXCLUDE | PA | Mountain View | 56687 | 7 | LFG | IC | 0.3 |  | IPP Non-CHP | N | Internal Combustion (PRMVR=IC)
EXCLUDE | PA | Mountain View | 56687 | 8 | LFG | IC | 0.3 |  | IPP Non-CHP | N | Internal Combustion (PRMVR=IC)
EXCLUDE | PA | Mountain View | 56687 | 9 | LFG | IC | 0.3 |  | IPP Non-CHP | N | Internal Combustion (PRMVR=IC)
EXCLUDE | NC | New Bern | 56688 | 1 | LFG | IC | 0.3 |  | IPP Non-CHP | N | Internal Combustion (PRMVR=IC)
EXCLUDE | NC | New Bern | 56688 | 10 | LFG | IC | 0.3 |  | IPP Non-CHP | N | Internal Combustion (PRMVR=IC)
EXCLUDE | NC | New Bern | 56688 | 11 | LFG | IC | 0.3 |  | IPP Non-CHP | N | Internal Combustion (PRMVR=IC)
EXCLUDE | NC | New Bern | 56688 | 12 | LFG | IC | 0.3 |  | IPP Non-CHP | N | Internal Combustion (PRMVR=IC)
EXCLUDE | NC | New Bern | 56688 | 13 | LFG | IC | 0.3 |  | IPP Non-CHP | N | Internal Combustion (PRMVR=IC)
EXCLUDE | NC | New Bern | 56688 | 14 | LFG | IC | 0.3 |  | IPP Non-CHP | N | Internal Combustion (PRMVR=IC)
EXCLUDE | NC | New Bern | 56688 | 15 | LFG | IC | 0.3 |  | IPP Non-CHP | N | Internal Combustion (PRMVR=IC)
EXCLUDE | NC | New Bern | 56688 | 16 | LFG | IC | 0.3 |  | IPP Non-CHP | N | Internal Combustion (PRMVR=IC)
EXCLUDE | NC | New Bern | 56688 | 17 | LFG | IC | 0.3 |  | IPP Non-CHP | N | Internal Combustion (PRMVR=IC)
EXCLUDE | NC | New Bern | 56688 | 18 | LFG | IC | 0.3 |  | IPP Non-CHP | N | Internal Combustion (PRMVR=IC)
EXCLUDE | NC | New Bern | 56688 | 2 | LFG | IC | 0.3 |  | IPP Non-CHP | N | Internal Combustion (PRMVR=IC)
EXCLUDE | NC | New Bern | 56688 | 3 | LFG | IC | 0.3 |  | IPP Non-CHP | N | Internal Combustion (PRMVR=IC)
EXCLUDE | NC | New Bern | 56688 | 4 | LFG | IC | 0.3 |  | IPP Non-CHP | N | Internal Combustion (PRMVR=IC)
EXCLUDE | NC | New Bern | 56688 | 5 | LFG | IC | 0.3 |  | IPP Non-CHP | N | Internal Combustion (PRMVR=IC)
EXCLUDE | NC | New Bern | 56688 | 6 | LFG | IC | 0.3 |  | IPP Non-CHP | N | Internal Combustion (PRMVR=IC)
EXCLUDE | NC | New Bern | 56688 | 7 | LFG | IC | 0.3 |  | IPP Non-CHP | N | Internal Combustion (PRMVR=IC)
EXCLUDE | NC | New Bern | 56688 | 8 | LFG | IC | 0.3 |  | IPP Non-CHP | N | Internal Combustion (PRMVR=IC)
EXCLUDE | NC | New Bern | 56688 | 9 | LFG | IC | 0.3 |  | IPP Non-CHP | N | Internal Combustion (PRMVR=IC)
EXCLUDE | PA | Pine Grove | 56690 | 1 | LFG | IC | 0.3 |  | IPP Non-CHP | N | Internal Combustion (PRMVR=IC)
EXCLUDE | PA | Pine Grove | 56690 | 10 | LFG | IC | 0.3 |  | IPP Non-CHP | N | Internal Combustion (PRMVR=IC)
EXCLUDE | PA | Pine Grove | 56690 | 11 | LFG | IC | 0.3 |  | IPP Non-CHP | N | Internal Combustion (PRMVR=IC)
EXCLUDE | PA | Pine Grove | 56690 | 12 | LFG | IC | 0.3 |  | IPP Non-CHP | N | Internal Combustion (PRMVR=IC)
EXCLUDE | PA | Pine Grove | 56690 | 13 | LFG | IC | 0.3 |  | IPP Non-CHP | N | Internal Combustion (PRMVR=IC)
EXCLUDE | PA | Pine Grove | 56690 | 14 | LFG | IC | 0.3 |  | IPP Non-CHP | N | Internal Combustion (PRMVR=IC)
EXCLUDE | PA | Pine Grove | 56690 | 15 | LFG | IC | 0.3 |  | IPP Non-CHP | N | Internal Combustion (PRMVR=IC)
EXCLUDE | PA | Pine Grove | 56690 | 16 | LFG | IC | 0.3 |  | IPP Non-CHP | N | Internal Combustion (PRMVR=IC)
EXCLUDE | PA | Pine Grove | 56690 | 17 | LFG | IC | 0.3 |  | IPP Non-CHP | N | Internal Combustion (PRMVR=IC)
EXCLUDE | PA | Pine Grove | 56690 | 18 | LFG | IC | 0.3 |  | IPP Non-CHP | N | Internal Combustion (PRMVR=IC)
EXCLUDE | PA | Pine Grove | 56690 | 2 | LFG | IC | 0.3 |  | IPP Non-CHP | N | Internal Combustion (PRMVR=IC)
EXCLUDE | PA | Pine Grove | 56690 | 3 | LFG | IC | 0.3 |  | IPP Non-CHP | N | Internal Combustion (PRMVR=IC)
EXCLUDE | PA | Pine Grove | 56690 | 4 | LFG | IC | 0.3 |  | IPP Non-CHP | N | Internal Combustion (PRMVR=IC)
EXCLUDE | PA | Pine Grove | 56690 | 5 | LFG | IC | 0.3 |  | IPP Non-CHP | N | Internal Combustion (PRMVR=IC)
EXCLUDE | PA | Pine Grove | 56690 | 6 | LFG | IC | 0.3 |  | IPP Non-CHP | N | Internal Combustion (PRMVR=IC)
EXCLUDE | PA | Pine Grove | 56690 | 7 | LFG | IC | 0.3 |  | IPP Non-CHP | N | Internal Combustion (PRMVR=IC)
EXCLUDE | PA | Pine Grove | 56690 | 8 | LFG | IC | 0.3 |  | IPP Non-CHP | N | Internal Combustion (PRMVR=IC)
EXCLUDE | PA | Pine Grove | 56690 | 9 | LFG | IC | 0.3 |  | IPP Non-CHP | N | Internal Combustion (PRMVR=IC)
EXCLUDE | VA | Rockville 1 & 2 | 56692 | 1A | DFO | IC | 0.3 |  | IPP Non-CHP | N | Internal Combustion (PRMVR=IC)
EXCLUDE | VA | Rockville 1 & 2 | 56692 | 1B | DFO | IC | 0.3 |  | IPP Non-CHP | N | Internal Combustion (PRMVR=IC)
EXCLUDE | VA | Rockville 1 & 2 | 56692 | 1C | DFO | IC | 0.3 |  | IPP Non-CHP | N | Internal Combustion (PRMVR=IC)
EXCLUDE | VA | Rockville 1 & 2 | 56692 | 1D | DFO | IC | 0.3 |  | IPP Non-CHP | N | Internal Combustion (PRMVR=IC)
EXCLUDE | VA | Rockville 1 & 2 | 56692 | 1E | DFO | IC | 0.3 |  | IPP Non-CHP | N | Internal Combustion (PRMVR=IC)
EXCLUDE | VA | Rockville 1 & 2 | 56692 | 1F | DFO | IC | 0.3 |  | IPP Non-CHP | N | Internal Combustion (PRMVR=IC)
EXCLUDE | VA | Rockville 1 & 2 | 56692 | 1G | DFO | IC | 0.3 |  | IPP Non-CHP | N | Internal Combustion (PRMVR=IC)
EXCLUDE | VA | Rockville 1 & 2 | 56692 | 1H | DFO | IC | 0.3 |  | IPP Non-CHP | N | Internal Combustion (PRMVR=IC)
EXCLUDE | VA | Rockville 1 & 2 | 56692 | 1I | DFO | IC | 0.3 |  | IPP Non-CHP | N | Internal Combustion (PRMVR=IC)
EXCLUDE | VA | Rockville 1 & 2 | 56692 | 1J | DFO | IC | 0.3 |  | IPP Non-CHP | N | Internal Combustion (PRMVR=IC)
EXCLUDE | VA | Rockville 1 & 2 | 56692 | 1K | DFO | IC | 0.3 |  | IPP Non-CHP | N | Internal Combustion (PRMVR=IC)
EXCLUDE | VA | Rockville 1 & 2 | 56692 | 1L | DFO | IC | 0.3 |  | IPP Non-CHP | N | Internal Combustion (PRMVR=IC)
EXCLUDE | VA | Rockville 1 & 2 | 56692 | 1M | DFO | IC | 0.3 |  | IPP Non-CHP | N | Internal Combustion (PRMVR=IC)
EXCLUDE | VA | Rockville 1 & 2 | 56692 | 1N | DFO | IC | 0.3 |  | IPP Non-CHP | N | Internal Combustion (PRMVR=IC)
EXCLUDE | VA | Rockville 1 & 2 | 56692 | 1O | DFO | IC | 0.3 |  | IPP Non-CHP | N | Internal Combustion (PRMVR=IC)
EXCLUDE | VA | Rockville 1 & 2 | 56692 | 2A | DFO | IC | 0.3 |  | IPP Non-CHP | N | Internal Combustion (PRMVR=IC)
EXCLUDE | VA | Rockville 1 & 2 | 56692 | 2B | DFO | IC | 0.3 |  | IPP Non-CHP | N | Internal Combustion (PRMVR=IC)
EXCLUDE | VA | Rockville 1 & 2 | 56692 | 2C | DFO | IC | 0.3 |  | IPP Non-CHP | N | Internal Combustion (PRMVR=IC)
EXCLUDE | VA | Rockville 1 & 2 | 56692 | 2D | DFO | IC | 0.3 |  | IPP Non-CHP | N | Internal Combustion (PRMVR=IC)
EXCLUDE | VA | Rockville 1 & 2 | 56692 | 2E | DFO | IC | 0.3 |  | IPP Non-CHP | N | Internal Combustion (PRMVR=IC)
EXCLUDE | VA | Rockville 1 & 2 | 56692 | 2F | DFO | IC | 0.3 |  | IPP Non-CHP | N | Internal Combustion (PRMVR=IC)
EXCLUDE | VA | Rockville 1 & 2 | 56692 | 2G | DFO | IC | 0.3 |  | IPP Non-CHP | N | Internal Combustion (PRMVR=IC)
EXCLUDE | VA | Rockville 1 & 2 | 56692 | 2H | DFO | IC | 0.3 |  | IPP Non-CHP | N | Internal Combustion (PRMVR=IC)
EXCLUDE | VA | Rockville 1 & 2 | 56692 | 2I | DFO | IC | 0.3 |  | IPP Non-CHP | N | Internal Combustion (PRMVR=IC)
EXCLUDE | VA | Rockville 1 & 2 | 56692 | 2J | DFO | IC | 0.3 |  | IPP Non-CHP | N | Internal Combustion (PRMVR=IC)
EXCLUDE | VA | Rockville 1 & 2 | 56692 | 2K | DFO | IC | 0.3 |  | IPP Non-CHP | N | Internal Combustion (PRMVR=IC)
EXCLUDE | VA | Rockville 1 & 2 | 56692 | 2L | DFO | IC | 0.3 |  | IPP Non-CHP | N | Internal Combustion (PRMVR=IC)
EXCLUDE | VA | Rockville 1 & 2 | 56692 | 2M | DFO | IC | 0.3 |  | IPP Non-CHP | N | Internal Combustion (PRMVR=IC)
EXCLUDE | VA | Rockville 1 & 2 | 56692 | 2N | DFO | IC | 0.3 |  | IPP Non-CHP | N | Internal Combustion (PRMVR=IC)
EXCLUDE | VA | Rockville 1 & 2 | 56692 | 2O | DFO | IC | 0.3 |  | IPP Non-CHP | N | Internal Combustion (PRMVR=IC)
EXCLUDE | VA | Rockville 1 & 2 | 56692 | 2P | DFO | IC | 0.3 |  | IPP Non-CHP | N | Internal Combustion (PRMVR=IC)
EXCLUDE | VA | Rockville 1 & 2 | 56692 | 2Q | DFO | IC | 0.3 |  | IPP Non-CHP | N | Internal Combustion (PRMVR=IC)
EXCLUDE | VA | Rockville 1 & 2 | 56692 | 2R | DFO | IC | 0.3 |  | IPP Non-CHP | N | Internal Combustion (PRMVR=IC)
EXCLUDE | VA | Rockville 1 & 2 | 56692 | 2S | DFO | IC | 0.3 |  | IPP Non-CHP | N | Internal Combustion (PRMVR=IC)
EXCLUDE | VA | Rockville 1 & 2 | 56692 | 2T | DFO | IC | 0.3 |  | IPP Non-CHP | N | Internal Combustion (PRMVR=IC)
EXCLUDE | VA | Rockville 1 & 2 | 56692 | 2U | DFO | IC | 0.3 |  | IPP Non-CHP | N | Internal Combustion (PRMVR=IC)
EXCLUDE | VA | Virginia Beach | 56693 | 1 | LFG | IC | 0.3 |  | IPP Non-CHP | N | Internal Combustion (PRMVR=IC)
EXCLUDE | VA | Virginia Beach | 56693 | 10 | LFG | IC | 0.3 |  | IPP Non-CHP | N | Internal Combustion (PRMVR=IC)
EXCLUDE | VA | Virginia Beach | 56693 | 11 | LFG | IC | 0.3 |  | IPP Non-CHP | N | Internal Combustion (PRMVR=IC)
EXCLUDE | VA | Virginia Beach | 56693 | 12 | LFG | IC | 0.3 |  | IPP Non-CHP | N | Internal Combustion (PRMVR=IC)
EXCLUDE | VA | Virginia Beach | 56693 | 13 | LFG | IC | 0.3 |  | IPP Non-CHP | N | Internal Combustion (PRMVR=IC)
EXCLUDE | VA | Virginia Beach | 56693 | 14 | LFG | IC | 0.3 |  | IPP Non-CHP | N | Internal Combustion (PRMVR=IC)
EXCLUDE | VA | Virginia Beach | 56693 | 15 | LFG | IC | 0.3 |  | IPP Non-CHP | N | Internal Combustion (PRMVR=IC)
EXCLUDE | VA | Virginia Beach | 56693 | 16 | LFG | IC | 0.3 |  | IPP Non-CHP | N | Internal Combustion (PRMVR=IC)
EXCLUDE | VA | Virginia Beach | 56693 | 17 | LFG | IC | 0.3 |  | IPP Non-CHP | N | Internal Combustion (PRMVR=IC)
EXCLUDE | VA | Virginia Beach | 56693 | 18 | LFG | IC | 0.3 |  | IPP Non-CHP | N | Internal Combustion (PRMVR=IC)
EXCLUDE | VA | Virginia Beach | 56693 | 19 | LFG | IC | 0.3 |  | IPP Non-CHP | N | Internal Combustion (PRMVR=IC)
EXCLUDE | VA | Virginia Beach | 56693 | 2 | LFG | IC | 0.3 |  | IPP Non-CHP | N | Internal Combustion (PRMVR=IC)
EXCLUDE | VA | Virginia Beach | 56693 | 20 | LFG | IC | 0.3 |  | IPP Non-CHP | N | Internal Combustion (PRMVR=IC)
EXCLUDE | VA | Virginia Beach | 56693 | 21 | LFG | IC | 0.3 |  | IPP Non-CHP | N | Internal Combustion (PRMVR=IC)
EXCLUDE | VA | Virginia Beach | 56693 | 22 | LFG | IC | 0.3 |  | IPP Non-CHP | N | Internal Combustion (PRMVR=IC)
EXCLUDE | VA | Virginia Beach | 56693 | 23 | LFG | IC | 0.3 |  | IPP Non-CHP | N | Internal Combustion (PRMVR=IC)
EXCLUDE | VA | Virginia Beach | 56693 | 24 | LFG | IC | 0.3 |  | IPP Non-CHP | N | Internal Combustion (PRMVR=IC)
EXCLUDE | VA | Virginia Beach | 56693 | 25 | LFG | IC | 0.3 |  | IPP Non-CHP | N | Internal Combustion (PRMVR=IC)
EXCLUDE | VA | Virginia Beach | 56693 | 26 | LFG | IC | 0.3 |  | IPP Non-CHP | N | Internal Combustion (PRMVR=IC)
EXCLUDE | VA | Virginia Beach | 56693 | 27 | LFG | IC | 0.3 |  | IPP Non-CHP | N | Internal Combustion (PRMVR=IC)
EXCLUDE | VA | Virginia Beach | 56693 | 28 | LFG | IC | 0.3 |  | IPP Non-CHP | N | Internal Combustion (PRMVR=IC)
EXCLUDE | VA | Virginia Beach | 56693 | 29 | LFG | IC | 0.3 |  | IPP Non-CHP | N | Internal Combustion (PRMVR=IC)
EXCLUDE | VA | Virginia Beach | 56693 | 3 | LFG | IC | 0.3 |  | IPP Non-CHP | N | Internal Combustion (PRMVR=IC)
EXCLUDE | VA | Virginia Beach | 56693 | 30 | LFG | IC | 0.3 |  | IPP Non-CHP | N | Internal Combustion (PRMVR=IC)
EXCLUDE | VA | Virginia Beach | 56693 | 31 | LFG | IC | 0.3 |  | IPP Non-CHP | N | Internal Combustion (PRMVR=IC)
EXCLUDE | VA | Virginia Beach | 56693 | 32 | LFG | IC | 0.3 |  | IPP Non-CHP | N | Internal Combustion (PRMVR=IC)
EXCLUDE | VA | Virginia Beach | 56693 | 33 | LFG | IC | 0.3 |  | IPP Non-CHP | N | Internal Combustion (PRMVR=IC)
EXCLUDE | VA | Virginia Beach | 56693 | 34 | LFG | IC | 0.3 |  | IPP Non-CHP | N | Internal Combustion (PRMVR=IC)
EXCLUDE | VA | Virginia Beach | 56693 | 35 | LFG | IC | 0.3 |  | IPP Non-CHP | N | Internal Combustion (PRMVR=IC)
EXCLUDE | VA | Virginia Beach | 56693 | 36 | LFG | IC | 0.3 |  | IPP Non-CHP | N | Internal Combustion (PRMVR=IC)
EXCLUDE | VA | Virginia Beach | 56693 | 4 | LFG | IC | 0.3 |  | IPP Non-CHP | N | Internal Combustion (PRMVR=IC)
EXCLUDE | VA | Virginia Beach | 56693 | 5 | LFG | IC | 0.3 |  | IPP Non-CHP | N | Internal Combustion (PRMVR=IC)
EXCLUDE | VA | Virginia Beach | 56693 | 6 | LFG | IC | 0.3 |  | IPP Non-CHP | N | Internal Combustion (PRMVR=IC)
EXCLUDE | VA | Virginia Beach | 56693 | 7 | LFG | IC | 0.3 |  | IPP Non-CHP | N | Internal Combustion (PRMVR=IC)
EXCLUDE | VA | Virginia Beach | 56693 | 8 | LFG | IC | 0.3 |  | IPP Non-CHP | N | Internal Combustion (PRMVR=IC)
EXCLUDE | VA | Virginia Beach | 56693 | 9 | LFG | IC | 0.3 |  | IPP Non-CHP | N | Internal Combustion (PRMVR=IC)
EXCLUDE | NJ | Haworth Water Treatment Plant | 56701 | GEN1 | NG | IC | 2 |  | IPP Non-CHP | N | Internal Combustion (PRMVR=IC)
EXCLUDE | NJ | Haworth Water Treatment Plant | 56701 | GEN2 | NG | IC | 2 |  | IPP Non-CHP | N | Internal Combustion (PRMVR=IC)
EXCLUDE | NJ | Haworth Water Treatment Plant | 56701 | GEN3 | NG | IC | 2 |  | IPP Non-CHP | N | Internal Combustion (PRMVR=IC)
EXCLUDE | NJ | Haworth Water Treatment Plant | 56701 | GEN4 | NG | IC | 2 |  | IPP Non-CHP | N | Internal Combustion (PRMVR=IC)
EXCLUDE | TX | Gunsight Mountain Wind Energy LLC | 56776 | 1 | WND | WT | 120 |  | IPP Non-CHP | N | Non Combustion (NUC, WAT, WND, GEO, or SUN)
EXCLUDE | IL | Winnebago Energy Center LLC | 56780 | 1 | LFG | IC | 1.6 |  | IPP Non-CHP | N | Internal Combustion (PRMVR=IC)
EXCLUDE | IL | Winnebago Energy Center LLC | 56780 | 2 | LFG | IC | 1.6 |  | IPP Non-CHP | N | Internal Combustion (PRMVR=IC)
EXCLUDE | IL | Winnebago Energy Center LLC | 56780 | 3 | LFG | IC | 1.6 |  | IPP Non-CHP | N | Internal Combustion (PRMVR=IC)
EXCLUDE | IL | Winnebago Energy Center LLC | 56780 | 4 | LFG | IC | 1.6 |  | IPP Non-CHP | N | Internal Combustion (PRMVR=IC)
EXCLUDE | OR | Evergreen BioPower LLC | 56781 | 1 | WDS | ST | 21 |  | Industrial CHP | Y | Non Fossil fuel type
COALST | ND | Spiritwood Station | 56786 | 1 | LIG | ST | 106.2 |  | Electric Utility | Y
EXCLUDE | FL | Greenland Energy Center | 56799 | 3 | NG | CC | 230 |  | Electric Utility | N | Status of operation (IP,L,P,T,or U) or Retired before 2012
EXCLUDE | CA | Avenal Power Center | 56801 | 1 | NG | CC | 600 |  | IPP CHP | Y | Status of operation (IP,L,P,T,or U) or Retired before 2012
EXCLUDE | AZ | Solana Generating Station | 56812 | GEN1 | SUN | CP | 140 |  | IPP Non-CHP | N | Non Combustion (NUC, WAT, WND, GEO, or SUN)
EXCLUDE | AZ | Solana Generating Station | 56812 | GEN2 | SUN | CP | 140 |  | IPP Non-CHP | N | Non Combustion (NUC, WAT, WND, GEO, or SUN)
EXCLUDE | NC | FibroCoast | 56816 | FC1 | OBS | ST | 60 |  | IPP Non-CHP | N | Non Fossil fuel type
EXCLUDE | NC | FibroHills | 56817 | 1 | OBS | ST | 60 |  | IPP Non-CHP | N | Non Fossil fuel type
EXCLUDE | CA | Britton Powerhouse | 56820 | 1 | WAT | HY | 2.8 |  | Electric Utility | N | Non Combustion (NUC, WAT, WND, GEO, or SUN)
EXCLUDE | CA | Chalk Mountain Powerhouse | 56821 | 1 | WAT | HY | 2.2 |  | Electric Utility | N | Non Combustion (NUC, WAT, WND, GEO, or SUN)
EXCLUDE | CA | Rock Creek Dam | 56822 | 01 | WAT | HY | 3.6 |  | Electric Utility | N | Non Combustion (NUC, WAT, WND, GEO, or SUN)
EXCLUDE | MD | CPV St Charles Energy Center | 56846 | GTG1 | NG | CC | 215 |  | IPP Non-CHP | N | Status of operation (IP,L,P,T,or U) or Retired before 2012
EXCLUDE | MD | CPV St Charles Energy Center | 56846 | GTG2 | NG | CC | 215 |  | IPP Non-CHP | N | Status of operation (IP,L,P,T,or U) or Retired before 2012
EXCLUDE | MD | CPV St Charles Energy Center | 56846 | STGEN | NG | CC | 316 |  | IPP Non-CHP | N | Status of operation (IP,L,P,T,or U) or Retired before 2012
EXCLUDE | CT | Plainfield Renewable Energy LLC | 56847 | STG | WDS | ST | 43 |  | IPP Non-CHP | N | Non Fossil fuel type
EXCLUDE | NC | Woodfin | 56849 | 1 | NG | GT | 45.5 |  | Electric Utility | N | Status of operation (IP,L,P,T,or U) or Retired before 2012
EXCLUDE | PA | Lanchester Generating Station | 56850 | 1 | LFG | IC | 1.6 |  | IPP Non-CHP | N | Internal Combustion (PRMVR=IC)
EXCLUDE | PA | Lanchester Generating Station | 56850 | 2 | LFG | IC | 1.6 |  | IPP Non-CHP | N | Internal Combustion (PRMVR=IC)
EXCLUDE | MI | South Kent Generating Station | 56851 | 1 | LFG | IC | 1.6 |  | IPP Non-CHP | N | Internal Combustion (PRMVR=IC)
EXCLUDE | MI | South Kent Generating Station | 56851 | 2 | LFG | IC | 1.6 |  | IPP Non-CHP | N | Internal Combustion (PRMVR=IC)
EXCLUDE | MI | White Feather Generating Station | 56852 | 1 | LFG | IC | 1.6 |  | IPP Non-CHP | N | Internal Combustion (PRMVR=IC)
EXCLUDE | MI | White Feather Generating Station | 56852 | 2 | LFG | IC | 1.6 |  | IPP Non-CHP | N | Internal Combustion (PRMVR=IC)
EXCLUDE | UT | Trans-Jordan Generating Station | 56853 | 1 | LFG | IC | 1.6 |  | IPP Non-CHP | N | Internal Combustion (PRMVR=IC)
EXCLUDE | UT | Trans-Jordan Generating Station | 56853 | 2 | LFG | IC | 1.6 |  | IPP Non-CHP | N | Internal Combustion (PRMVR=IC)
EXCLUDE | UT | Trans-Jordan Generating Station | 56853 | 3 | LFG | IC | 1.6 |  | IPP Non-CHP | N | Internal Combustion (PRMVR=IC)
EXCLUDE | OH | Model Gas Power Station | 56863 | 1 | LFG | IC | 1.4 |  | IPP Non-CHP | N | Internal Combustion (PRMVR=IC)
EXCLUDE | OH | Model Gas Power Station | 56863 | 2 | LFG | IC | 1.4 |  | IPP Non-CHP | N | Internal Combustion (PRMVR=IC)
EXCLUDE | TX | Covel Gardens Gas Recovery | 56864 | 1 | LFG | IC | 1.6 |  | IPP Non-CHP | N | Internal Combustion (PRMVR=IC)
EXCLUDE | TX | Covel Gardens Gas Recovery | 56864 | 2 | LFG | IC | 1.6 |  | IPP Non-CHP | N | Internal Combustion (PRMVR=IC)
EXCLUDE | TX | Covel Gardens Gas Recovery | 56864 | 3 | LFG | IC | 1.6 |  | IPP Non-CHP | N | Internal Combustion (PRMVR=IC)
EXCLUDE | TX | Covel Gardens Gas Recovery | 56864 | 4 | LFG | IC | 1.6 |  | IPP Non-CHP | N | Internal Combustion (PRMVR=IC)
EXCLUDE | TX | Covel Gardens Gas Recovery | 56864 | 5 | LFG | IC | 1.6 |  | IPP Non-CHP | N | Internal Combustion (PRMVR=IC)
EXCLUDE | TX | Covel Gardens Gas Recovery | 56864 | 6 | LFG | IC | 1.6 |  | IPP Non-CHP | N | Internal Combustion (PRMVR=IC)
EXCLUDE | OH | Ottawa County Project | 56865 | 1 | LFG | IC | 1.4 |  | IPP Non-CHP | N | Internal Combustion (PRMVR=IC)
EXCLUDE | OH | Ottawa County Project | 56865 | 2 | LFG | IC | 1.4 |  | IPP Non-CHP | N | Internal Combustion (PRMVR=IC)
EXCLUDE | OH | Ottawa County Project | 56865 | 3 | LFG | IC | 1.4 |  | IPP Non-CHP | N | Internal Combustion (PRMVR=IC)
EXCLUDE | TN | Middle Point Landfill Gas Recovery | 56866 | 1 | LFG | IC | 1.4 |  | IPP Non-CHP | N | Internal Combustion (PRMVR=IC)
EXCLUDE | TN | Middle Point Landfill Gas Recovery | 56866 | 2 | LFG | IC | 1.4 |  | IPP Non-CHP | N | Internal Combustion (PRMVR=IC)
EXCLUDE | GA | Roberts Road Power Plant | 56867 | 1 | LFG | IC | 1.4 |  | IPP Non-CHP | N | Internal Combustion (PRMVR=IC)
EXCLUDE | OH | Carbon Limestone | 56868 | 1 | LFG | IC | 1.4 |  | IPP Non-CHP | N | Internal Combustion (PRMVR=IC)
EXCLUDE | OH | Carbon Limestone | 56868 | 10 | LFG | IC | 1.4 |  | IPP Non-CHP | N | Internal Combustion (PRMVR=IC)
EXCLUDE | OH | Carbon Limestone | 56868 | 11 | LFG | IC | 1.4 |  | IPP Non-CHP | N | Internal Combustion (PRMVR=IC)
EXCLUDE | OH | Carbon Limestone | 56868 | 12 | LFG | IC | 1.4 |  | IPP Non-CHP | N | Internal Combustion (PRMVR=IC)
EXCLUDE | OH | Carbon Limestone | 56868 | 13 | LFG | IC | 1.4 |  | IPP Non-CHP | N | Internal Combustion (PRMVR=IC)
EXCLUDE | OH | Carbon Limestone | 56868 | 14 | LFG | IC | 1.4 |  | IPP Non-CHP | N | Internal Combustion (PRMVR=IC)
EXCLUDE | OH | Carbon Limestone | 56868 | 15 | LFG | IC | 1.4 |  | IPP Non-CHP | N | Internal Combustion (PRMVR=IC)
EXCLUDE | OH | Carbon Limestone | 56868 | 16 | LFG | IC | 1.4 |  | IPP Non-CHP | N | Internal Combustion (PRMVR=IC)
EXCLUDE | OH | Carbon Limestone | 56868 | 17 | LFG | IC | 1.6 |  | IPP Non-CHP | N | Internal Combustion (PRMVR=IC)
EXCLUDE | OH | Carbon Limestone | 56868 | 18 | LFG | IC | 1.6 |  | IPP Non-CHP | N | Internal Combustion (PRMVR=IC)
EXCLUDE | OH | Carbon Limestone | 56868 | 2 | LFG | IC | 1.4 |  | IPP Non-CHP | N | Internal Combustion (PRMVR=IC)
EXCLUDE | OH | Carbon Limestone | 56868 | 3 | LFG | IC | 1.4 |  | IPP Non-CHP | N | Internal Combustion (PRMVR=IC)
EXCLUDE | OH | Carbon Limestone | 56868 | 4 | LFG | IC | 1.4 |  | IPP Non-CHP | N | Internal Combustion (PRMVR=IC)
EXCLUDE | OH | Carbon Limestone | 56868 | 5 | LFG | IC | 1.4 |  | IPP Non-CHP | N | Internal Combustion (PRMVR=IC)
EXCLUDE | OH | Carbon Limestone | 56868 | 6 | LFG | IC | 1.4 |  | IPP Non-CHP | N | Internal Combustion (PRMVR=IC)
EXCLUDE | OH | Carbon Limestone | 56868 | 7 | LFG | IC | 1.4 |  | IPP Non-CHP | N | Internal Combustion (PRMVR=IC)
EXCLUDE | OH | Carbon Limestone | 56868 | 8 | LFG | IC | 1.4 |  | IPP Non-CHP | N | Internal Combustion (PRMVR=IC)
EXCLUDE | OH | Carbon Limestone | 56868 | 9 | LFG | IC | 1.4 |  | IPP Non-CHP | N | Internal Combustion (PRMVR=IC)
EXCLUDE | OH | Loraine County Project | 56869 | 1 | LFG | IC | 1.4 |  | IPP Non-CHP | N | Internal Combustion (PRMVR=IC)
EXCLUDE | OH | Loraine County Project | 56869 | 10 | LFG | IC | 1.6 |  | IPP Non-CHP | N | Internal Combustion (PRMVR=IC)
EXCLUDE | OH | Loraine County Project | 56869 | 11 | LFG | IC | 1.6 |  | IPP Non-CHP | N | Internal Combustion (PRMVR=IC)
EXCLUDE | OH | Loraine County Project | 56869 | 12 | LFG | IC | 1.6 |  | IPP Non-CHP | N | Internal Combustion (PRMVR=IC)
EXCLUDE | OH | Loraine County Project | 56869 | 13 | LFG | IC | 1.6 |  | IPP Non-CHP | N | Internal Combustion (PRMVR=IC)
EXCLUDE | OH | Loraine County Project | 56869 | 14 | LFG | IC | 1.6 |  | IPP Non-CHP | N | Internal Combustion (PRMVR=IC)
EXCLUDE | OH | Loraine County Project | 56869 | 15 | LFG | IC | 1.6 |  | IPP Non-CHP | N | Internal Combustion (PRMVR=IC)
EXCLUDE | OH | Loraine County Project | 56869 | 16 | LFG | IC | 1.6 |  | IPP Non-CHP | N | Internal Combustion (PRMVR=IC)
EXCLUDE | OH | Loraine County Project | 56869 | 17 | LFG | IC | 1.6 |  | IPP Non-CHP | N | Internal Combustion (PRMVR=IC)
EXCLUDE | OH | Loraine County Project | 56869 | 18 | LFG | IC | 1.6 |  | IPP Non-CHP | N | Internal Combustion (PRMVR=IC)
EXCLUDE | OH | Loraine County Project | 56869 | 2 | LFG | IC | 1.4 |  | IPP Non-CHP | N | Internal Combustion (PRMVR=IC)
EXCLUDE | OH | Loraine County Project | 56869 | 3 | LFG | IC | 1.4 |  | IPP Non-CHP | N | Internal Combustion (PRMVR=IC)
EXCLUDE | OH | Loraine County Project | 56869 | 4 | LFG | IC | 1.4 |  | IPP Non-CHP | N | Internal Combustion (PRMVR=IC)
EXCLUDE | OH | Loraine County Project | 56869 | 5 | LFG | IC | 1.4 |  | IPP Non-CHP | N | Internal Combustion (PRMVR=IC)
EXCLUDE | OH | Loraine County Project | 56869 | 6 | LFG | IC | 1.4 |  | IPP Non-CHP | N | Internal Combustion (PRMVR=IC)
EXCLUDE | OH | Loraine County Project | 56869 | 7 | LFG | IC | 1.4 |  | IPP Non-CHP | N | Internal Combustion (PRMVR=IC)
EXCLUDE | OH | Loraine County Project | 56869 | 8 | LFG | IC | 1.4 |  | IPP Non-CHP | N | Internal Combustion (PRMVR=IC)
EXCLUDE | OH | Loraine County Project | 56869 | 9 | LFG | IC | 1.6 |  | IPP Non-CHP | N | Internal Combustion (PRMVR=IC)
EXCLUDE | GA | Taylor | 56870 | 1 | LFG | IC | 1 |  | IPP Non-CHP | N | Internal Combustion (PRMVR=IC)
EXCLUDE | GA | Taylor | 56870 | 2 | LFG | IC | 1 |  | IPP Non-CHP | N | Internal Combustion (PRMVR=IC)
EXCLUDE | GA | Taylor | 56870 | 3 | LFG | IC | 1 |  | IPP Non-CHP | N | Internal Combustion (PRMVR=IC)
EXCLUDE | GA | Taylor | 56870 | 4 | LFG | IC | 1 |  | IPP Non-CHP | N | Internal Combustion (PRMVR=IC)
EXCLUDE | GA | Taylor | 56870 | 5 | LFG | IC | 1 |  | IPP Non-CHP | N | Internal Combustion (PRMVR=IC)
EXCLUDE | GA | Taylor | 56870 | 6 | LFG | IC | 1 |  | IPP Non-CHP | N | Internal Combustion (PRMVR=IC)
EXCLUDE | GA | Taylor | 56870 | 7 | LFG | IC | 1 |  | IPP Non-CHP | N | Internal Combustion (PRMVR=IC)
EXCLUDE | GA | Taylor | 56870 | 8 | LFG | IC | 1 |  | IPP Non-CHP | N | Internal Combustion (PRMVR=IC)
EXCLUDE | IL | Zion Landfill Gas to Energy Facility | 56871 | 1 | LFG | IC | 1.4 |  | IPP Non-CHP | N | Internal Combustion (PRMVR=IC)
EXCLUDE | IL | Zion Landfill Gas to Energy Facility | 56871 | 2 | LFG | IC | 1.4 |  | IPP Non-CHP | N | Internal Combustion (PRMVR=IC)
EXCLUDE | IL | Zion Landfill Gas to Energy Facility | 56871 | 3 | LFG | IC | 1.4 |  | IPP Non-CHP | N | Internal Combustion (PRMVR=IC)
EXCLUDE | IL | Zion Landfill Gas to Energy Facility | 56871 | 4 | LFG | IC | 1.4 |  | IPP Non-CHP | N | Internal Combustion (PRMVR=IC)
EXCLUDE | IL | Zion Landfill Gas to Energy Facility | 56871 | 5 | LFG | IC | 1.4 |  | IPP Non-CHP | N | Internal Combustion (PRMVR=IC)
EXCLUDE | KY | Meldahl Hydroelectric Project | 56872 | 1 | WAT | HY | 35 |  | Electric Utility | N | Non Combustion (NUC, WAT, WND, GEO, or SUN)
EXCLUDE | KY | Meldahl Hydroelectric Project | 56872 | 2 | WAT | HY | 35 |  | Electric Utility | N | Non Combustion (NUC, WAT, WND, GEO, or SUN)
EXCLUDE | KY | Meldahl Hydroelectric Project | 56872 | 3 | WAT | HY | 35 |  | Electric Utility | N | Non Combustion (NUC, WAT, WND, GEO, or SUN)
EXCLUDE | PA | SECCRA Community Landfill | 56873 | 1 | LFG | IC | 0.9 |  | Commercial Non-CHP | N | Internal Combustion (PRMVR=IC)
EXCLUDE | PA | SECCRA Community Landfill | 56873 | 2 | LFG | IC | 1.1 |  | Commercial Non-CHP | N | Internal Combustion (PRMVR=IC)
EXCLUDE | PA | SECCRA Community Landfill | 56873 | 3 | LFG | IC | 1.6 |  | Commercial Non-CHP | N | Internal Combustion (PRMVR=IC)
EXCLUDE | MT | OREG 2 Inc | 56880 | CS12 | GEO | BT | 7.5 |  | IPP Non-CHP | N | Non Combustion (NUC, WAT, WND, GEO, or SUN)
EXCLUDE | MT | OREG 2 Inc | 56880 | CS3 | GEO | BT | 7.5 |  | IPP Non-CHP | N | Non Combustion (NUC, WAT, WND, GEO, or SUN)
EXCLUDE | MT | OREG 2 Inc | 56880 | CS5 | GEO | BT | 7.5 |  | IPP Non-CHP | N | Non Combustion (NUC, WAT, WND, GEO, or SUN)
EXCLUDE | MT | OREG 2 Inc | 56880 | CS8 | GEO | BT | 7.5 |  | IPP Non-CHP | N | Non Combustion (NUC, WAT, WND, GEO, or SUN)
EXCLUDE | NJ | Cumberland County Solid Waste Complex | 56884 | GEN1 | LFG | IC | 1.6 |  | IPP Non-CHP | N | Internal Combustion (PRMVR=IC)
EXCLUDE | NJ | Cumberland County Solid Waste Complex | 56884 | GEN2 | LFG | IC | 1.6 |  | IPP Non-CHP | N | Internal Combustion (PRMVR=IC)
EXCLUDE | NJ | Cumberland County Solid Waste Complex | 56884 | GEN3 | LFG | IC | 1.6 |  | IPP Non-CHP | N | Internal Combustion (PRMVR=IC)
EXCLUDE | PA | Maidencreek Biomass Plant | 56885 | GEN1 | WDS | ST | 5.2 |  | IPP Non-CHP | N | Non Fossil fuel type
EXCLUDE | PA | Jersey Shore Steel Co | 56886 | GEN1 | LFG | IC | 1.6 |  | IPP Non-CHP | N | Internal Combustion (PRMVR=IC)
EXCLUDE | PA | Cumberland County PA LFG Recovery | 56887 | GEN1 | LFG | IC | 1.6 |  | IPP Non-CHP | N | Internal Combustion (PRMVR=IC)
EXCLUDE | PA | Cumberland County PA LFG Recovery | 56887 | GEN2 | LFG | IC | 1.6 |  | IPP Non-CHP | N | Internal Combustion (PRMVR=IC)
EXCLUDE | PA | Cumberland County PA LFG Recovery | 56887 | GEN3 | LFG | IC | 1.6 |  | IPP Non-CHP | N | Internal Combustion (PRMVR=IC)
EXCLUDE | PA | Cumberland County PA LFG Recovery | 56887 | GEN4 | LFG | IC | 1.6 |  | IPP Non-CHP | N | Internal Combustion (PRMVR=IC)
EXCLUDE | NJ | Warren County | 56888 | GEN10 | SUN | PV | 0.5 |  | IPP Non-CHP | N | Non Combustion (NUC, WAT, WND, GEO, or SUN)
EXCLUDE | NJ | Warren County | 56888 | GEN5 | SUN | PV | 0.5 |  | IPP Non-CHP | N | Non Combustion (NUC, WAT, WND, GEO, or SUN)
EXCLUDE | NJ | Warren County | 56888 | GEN6 | SUN | PV | 0.5 |  | IPP Non-CHP | N | Non Combustion (NUC, WAT, WND, GEO, or SUN)
EXCLUDE | NJ | Warren County | 56888 | GEN7 | SUN | PV | 0.5 |  | IPP Non-CHP | N | Non Combustion (NUC, WAT, WND, GEO, or SUN)
EXCLUDE | NJ | Warren County | 56888 | GEN8 | SUN | PV | 0.5 |  | IPP Non-CHP | N | Non Combustion (NUC, WAT, WND, GEO, or SUN)
EXCLUDE | NJ | Warren County | 56888 | GEN9 | SUN | PV | 0.5 |  | IPP Non-CHP | N | Non Combustion (NUC, WAT, WND, GEO, or SUN)
EXCLUDE | PA | Norther Tier Landfill | 56890 | GEN1 | LFG | IC | 1.6 |  | IPP Non-CHP | N | Internal Combustion (PRMVR=IC)
EXCLUDE | VT | Moretown | 56891 | GEN1 | LFG | IC | 1.6 |  | IPP Non-CHP | N | Internal Combustion (PRMVR=IC)
EXCLUDE | VT | Moretown | 56891 | GEN2 | LFG | IC | 1.6 |  | IPP Non-CHP | N | Internal Combustion (PRMVR=IC)
EXCLUDE | NC | Silver Creek Lift Station | 56892 | 1255 | DFO | IC | 0.2 |  | Electric Utility | N | Internal Combustion (PRMVR=IC)
EXCLUDE | ID | Chester Diversion Hydroelectric Project | 56893 | 1 | WAT | HY | 1.2 |  | Electric Utility | N | Non Combustion (NUC, WAT, WND, GEO, or SUN)
EXCLUDE | ID | Chester Diversion Hydroelectric Project | 56893 | 2 | WAT | HY | 1.2 |  | Electric Utility | N | Non Combustion (NUC, WAT, WND, GEO, or SUN)
EXCLUDE | ID | Chester Diversion Hydroelectric Project | 56893 | 3 | WAT | HY | 1.2 |  | Electric Utility | N | Non Combustion (NUC, WAT, WND, GEO, or SUN)
EXCLUDE | VA | AMERESCO Stafford | 56894 | 1 | LFG | IC | 1.1 |  | IPP Non-CHP | N | Internal Combustion (PRMVR=IC)
EXCLUDE | VA | AMERESCO Stafford | 56894 | 2 | LFG | IC | 1.1 |  | IPP Non-CHP | N | Internal Combustion (PRMVR=IC)
EXCLUDE | CA | AMERESCO Ox Mountain | 56895 | 1 | LFG | IC | 1.9 |  | IPP Non-CHP | N | Internal Combustion (PRMVR=IC)
EXCLUDE | CA | AMERESCO Ox Mountain | 56895 | 2 | LFG | IC | 1.9 |  | IPP Non-CHP | N | Internal Combustion (PRMVR=IC)
EXCLUDE | CA | AMERESCO Ox Mountain | 56895 | 3 | LFG | IC | 1.9 |  | IPP Non-CHP | N | Internal Combustion (PRMVR=IC)
EXCLUDE | CA | AMERESCO Ox Mountain | 56895 | 4 | LFG | IC | 1.9 |  | IPP Non-CHP | N | Internal Combustion (PRMVR=IC)
EXCLUDE | CA | AMERESCO Ox Mountain | 56895 | 5 | LFG | IC | 1.9 |  | IPP Non-CHP | N | Internal Combustion (PRMVR=IC)
EXCLUDE | CA | AMERESCO Ox Mountain | 56895 | 6 | LFG | IC | 1.9 |  | IPP Non-CHP | N | Internal Combustion (PRMVR=IC)
EXCLUDE | MO | AMERESCO Jefferson City | 56896 | 1 | LFG | IC | 1 |  | IPP Non-CHP | N | Internal Combustion (PRMVR=IC)
EXCLUDE | MO | AMERESCO Jefferson City | 56896 | 2 | LFG | IC | 1 |  | IPP Non-CHP | N | Internal Combustion (PRMVR=IC)
EXCLUDE | MO | AMERESCO Jefferson City | 56896 | 3 | LFG | IC | 1 |  | IPP Non-CHP | N | Internal Combustion (PRMVR=IC)
EXCLUDE | CA | AMERESCO Keller Canyon | 56897 | 1 | LFG | IC | 1.9 |  | IPP Non-CHP | N | Internal Combustion (PRMVR=IC)
EXCLUDE | CA | AMERESCO Keller Canyon | 56897 | 2 | LFG | IC | 1.9 |  | IPP Non-CHP | N | Internal Combustion (PRMVR=IC)
EXCLUDE | AZ | IRC Generator Facility | 56899 | 290 | DFO | IC | 1.5 |  | Electric Utility | N | Internal Combustion (PRMVR=IC)
EXCLUDE | AZ | IRC Generator Facility | 56899 | 291 | DFO | IC | 1.5 |  | Electric Utility | N | Internal Combustion (PRMVR=IC)
EXCLUDE | NY | Noble Bellmont Windpark LLC | 56903 | 1 | WND | WT | 21 |  | IPP Non-CHP | N | Non Combustion (NUC, WAT, WND, GEO, or SUN)
EXCLUDE | OR | Reedsport OPT Wave Park | 56906 | 1 | WAT | HB | 1.5 |  | IPP Non-CHP | N | Non Combustion (NUC, WAT, WND, GEO, or SUN)
EXCLUDE | CA | Western GeoPower Unit 1 | 56907 | TBD | GEO | ST | 25 |  | IPP Non-CHP | N | Non Combustion (NUC, WAT, WND, GEO, or SUN)
EXCLUDE | CA | GV1 | 56910 | 1 | SUN | PV | 1 |  | IPP Non-CHP | N | Non Combustion (NUC, WAT, WND, GEO, or SUN)
EXCLUDE | CA | GV1 | 56910 | 2 | SUN | PV | 1 |  | IPP Non-CHP | N | Non Combustion (NUC, WAT, WND, GEO, or SUN)
EXCLUDE | CA | Imperial Valley Solar, LLC | 56917 | 1 | SUN | PV | 200 |  | IPP Non-CHP | N | Non Combustion (NUC, WAT, WND, GEO, or SUN)
EXCLUDE | CA | Imperial Valley Solar, LLC | 56917 | 2 | SUN | PV | 400 |  | IPP Non-CHP | N | Non Combustion (NUC, WAT, WND, GEO, or SUN)
EXCLUDE | CA | Painted Hills IV Wind | 56926 | 1 | WND | WT | 19.5 |  | IPP Non-CHP | N | Non Combustion (NUC, WAT, WND, GEO, or SUN)
EXCLUDE | WA | Biotech LS 0836 | 56932 | BLS1 | DFO | IC | 1 |  | Commercial Non-CHP | N | Internal Combustion (PRMVR=IC)
EXCLUDE | WI | Fairbanks Morse Engine | 56937 | GEN7 | DFO | IC | 3.1 |  | Industrial Non-CHP | N | Internal Combustion (PRMVR=IC)
EXCLUDE | WI | Fairbanks Morse Engine | 56937 | IPE | DFO | IC | 1.5 |  | Industrial Non-CHP | N | Internal Combustion (PRMVR=IC)
EXCLUDE | NY | CPV Valley Energy Center | 56940 | CTG1 | NG | CC | 190 |  | IPP Non-CHP | N | Status of operation (IP,L,P,T,or U) or Retired before 2012
EXCLUDE | NY | CPV Valley Energy Center | 56940 | CTG2 | NG | CC | 235 |  | IPP Non-CHP | N | Status of operation (IP,L,P,T,or U) or Retired before 2012
EXCLUDE | NY | CPV Valley Energy Center | 56940 | STG | NG | CC | 350 |  | IPP Non-CHP | N | Status of operation (IP,L,P,T,or U) or Retired before 2012
EXCLUDE | SC | Enoree Phase II Landfill Gas Recovery | 56951 | 1 | LFG | IC | 1.6 |  | IPP Non-CHP | N | Internal Combustion (PRMVR=IC)
EXCLUDE | SC | Enoree Phase II Landfill Gas Recovery | 56951 | 2 | LFG | IC | 1.6 |  | IPP Non-CHP | N | Internal Combustion (PRMVR=IC)
EXCLUDE | NC | Gastonia Prime Power Park | 56954 | 1 | DFO | IC | 2.3 |  | Electric Utility | N | Internal Combustion (PRMVR=IC)
EXCLUDE | NC | Gastonia Prime Power Park | 56954 | 2 | DFO | IC | 2.3 |  | Electric Utility | N | Internal Combustion (PRMVR=IC)
EXCLUDE | NC | Gastonia Prime Power Park | 56954 | 3 | DFO | IC | 1.8 |  | Electric Utility | N | Internal Combustion (PRMVR=IC)
EXCLUDE | NC | Gastonia Prime Power Park | 56954 | 4 | DFO | IC | 1.8 |  | Electric Utility | N | Internal Combustion (PRMVR=IC)
EXCLUDE | NC | Gastonia Prime Power Park | 56954 | 5 | DFO | IC | 1.8 |  | Electric Utility | N | Internal Combustion (PRMVR=IC)
EXCLUDE | NC | Gastonia Prime Power Park | 56954 | 6 | DFO | IC | 1.8 |  | Electric Utility | N | Internal Combustion (PRMVR=IC)
EXCLUDE | CA | Delano Energy Center LLC | 56955 | 1 | NG | GT | 48 |  | IPP Non-CHP | N | Status of operation (IP,L,P,T,or U) or Retired before 2012
EXCLUDE | PA | Pioneer Crossing Landfill Gas to Energy | 56957 | LFG1 | LFG | IC | 1.6 |  | IPP Non-CHP | N | Internal Combustion (PRMVR=IC)
EXCLUDE | PA | Pioneer Crossing Landfill Gas to Energy | 56957 | LFG2 | LFG | IC | 1.6 |  | IPP Non-CHP | N | Internal Combustion (PRMVR=IC)
EXCLUDE | PA | Pioneer Crossing Landfill Gas to Energy | 56957 | LFG3 | LFG | IC | 1.6 |  | IPP Non-CHP | N | Internal Combustion (PRMVR=IC)
EXCLUDE | PA | Pioneer Crossing Landfill Gas to Energy | 56957 | LFG4 | LFG | IC | 1.6 |  | IPP Non-CHP | N | Internal Combustion (PRMVR=IC)
EXCLUDE | PA | Pioneer Crossing Landfill Gas to Energy | 56957 | LFG5 | LFG | IC | 1.6 |  | IPP Non-CHP | N | Internal Combustion (PRMVR=IC)
EXCLUDE | PA | Pioneer Crossing Landfill Gas to Energy | 56957 | LFG6 | LFG | IC | 1.6 |  | IPP Non-CHP | N | Internal Combustion (PRMVR=IC)
EXCLUDE | PA | Pioneer Crossing Landfill Gas to Energy | 56957 | LFG7 | LFG | IC | 1.6 |  | IPP Non-CHP | N | Internal Combustion (PRMVR=IC)
EXCLUDE | NY | DANC LFGTE Facility | 56958 | GEN1 | LFG | IC | 1.6 |  | IPP Non-CHP | N | Internal Combustion (PRMVR=IC)
EXCLUDE | NY | DANC LFGTE Facility | 56958 | GEN2 | LFG | IC | 1.6 |  | IPP Non-CHP | N | Internal Combustion (PRMVR=IC)
EXCLUDE | NY | DANC LFGTE Facility | 56958 | GEN3 | LFG | IC | 1.6 |  | IPP Non-CHP | N | Internal Combustion (PRMVR=IC)
EXCLUDE | NY | DANC LFGTE Facility | 56958 | GEN4 | LFG | IC | 1.6 |  | IPP Non-CHP | N | Internal Combustion (PRMVR=IC)
EXCLUDE | TX | Notrees Windpower | 56961 | BATT | MWH | BA | 36 |  | IPP Non-CHP | N | Energy Storage Battery or Energy Storage Compressed Air or Flywheel (PRMVR=BA or CE or FW)
EXCLUDE | NC | Iredell County LFG Facility | 56962 | 1 | LFG | IC | 1.6 |  | IPP Non-CHP | N | Internal Combustion (PRMVR=IC)
EXCLUDE | NC | Iredell County LFG Facility | 56962 | 2 | LFG | IC | 1.6 |  | IPP Non-CHP | N | Internal Combustion (PRMVR=IC)
EXCLUDE | NJ | West Deptford Energy Station | 56963 | E101 | NG | CC | 380 |  | IPP Non-CHP | N | Status of operation (IP,L,P,T,or U) or Retired before 2012
EXCLUDE | NJ | West Deptford Energy Station | 56963 | E102 | NG | CC | 380 |  | IPP Non-CHP | N | Status of operation (IP,L,P,T,or U) or Retired before 2012
EXCLUDE | CA | Solar Photovoltaic Project #01 | 56976 | S1A | SUN | PV | 0.5 |  | Electric Utility | N | Non Combustion (NUC, WAT, WND, GEO, or SUN)
EXCLUDE | CA | Solar Photovoltaic Project #01 | 56976 | S1B | SUN | PV | 0.5 |  | Electric Utility | N | Non Combustion (NUC, WAT, WND, GEO, or SUN)
EXCLUDE | CA | Solar Photovoltaic Project #01 | 56976 | S1C | SUN | PV | 0.5 |  | Electric Utility | N | Non Combustion (NUC, WAT, WND, GEO, or SUN)
EXCLUDE | CA | Solar Photovoltaic Project #01 | 56976 | S1D | SUN | PV | 0.5 |  | Electric Utility | N | Non Combustion (NUC, WAT, WND, GEO, or SUN)
EXCLUDE | KY | Mason County LFGTE | 56977 | 1 | LFG | IC | 2 |  | Electric Utility | N | Internal Combustion (PRMVR=IC)
EXCLUDE | NY | Clinton LFGTE Facility | 56986 | GEN1 | LFG | IC | 1.6 |  | IPP Non-CHP | N | Internal Combustion (PRMVR=IC)
EXCLUDE | NY | Clinton LFGTE Facility | 56986 | GEN2 | LFG | IC | 1.6 |  | IPP Non-CHP | N | Internal Combustion (PRMVR=IC)
EXCLUDE | NY | Clinton LFGTE Facility | 56986 | GEN3 | LFG | IC | 1.6 |  | IPP Non-CHP | N | Internal Combustion (PRMVR=IC)
EXCLUDE | NY | Clinton LFGTE Facility | 56986 | GEN4 | LFG | IC | 1.6 |  | IPP Non-CHP | N | Internal Combustion (PRMVR=IC)
EXCLUDE | NY | Hyland LFGTE Facility | 56987 | GEN1 | LFG | IC | 1.6 |  | IPP Non-CHP | N | Internal Combustion (PRMVR=IC)
EXCLUDE | NY | Hyland LFGTE Facility | 56987 | GEN2 | LFG | IC | 1.6 |  | IPP Non-CHP | N | Internal Combustion (PRMVR=IC)
EXCLUDE | NY | Hyland LFGTE Facility | 56987 | GEN3 | LFG | IC | 1.6 |  | IPP Non-CHP | N | Internal Combustion (PRMVR=IC)
EXCLUDE | NY | Hyland LFGTE Facility | 56987 | GEN4 | LFG | IC | 1.6 |  | IPP Non-CHP | N | Internal Combustion (PRMVR=IC)
EXCLUDE | SC | Georgetown LFGTE | 56995 | G1 | LFG | IC | 1.1 |  | Electric Utility | N | Internal Combustion (PRMVR=IC)
EXCLUDE | CO | Pueblo Airport Generating Station | 56998 | GT3 | NG | GT | 100 |  | Electric Utility/IPP Non-CHP | N | Status of operation (IP,L,P,T,or U) or Retired before 2012
EXCLUDE | CA | CPV Vaca Station LLC | 56999 | CTG1 | NG | CC | 225 |  | IPP Non-CHP | N | Status of operation (IP,L,P,T,or U) or Retired before 2012
EXCLUDE | CA | CPV Vaca Station LLC | 56999 | CTG2 | NG | CC | 225 |  | IPP Non-CHP | N | Status of operation (IP,L,P,T,or U) or Retired before 2012
EXCLUDE | CA | CPV Vaca Station LLC | 56999 | STG | NG | CC | 220 |  | IPP Non-CHP | N | Status of operation (IP,L,P,T,or U) or Retired before 2012
EXCLUDE | ME | Oakfield Wind Project | 57002 | 1 | WND | WT | 150 |  | IPP Non-CHP | N | Non Combustion (NUC, WAT, WND, GEO, or SUN)
EXCLUDE | NY | Fulton LFGTE Facility | 57003 | GEN1 | LFG | IC | 1.6 |  | IPP Non-CHP | N | Internal Combustion (PRMVR=IC)
EXCLUDE | NY | Fulton LFGTE Facility | 57003 | GEN2 | LFG | IC | 1.6 |  | IPP Non-CHP | N | Internal Combustion (PRMVR=IC)
EXCLUDE | GA | DeKalb County Green Energy Facility | 57013 | 1 | LFG | IC | 1.6 |  | Commercial Non-CHP | N | Internal Combustion (PRMVR=IC)
EXCLUDE | GA | DeKalb County Green Energy Facility | 57013 | 2 | LFG | IC | 1.6 |  | Commercial Non-CHP | N | Internal Combustion (PRMVR=IC)
EXCLUDE | GA | DeKalb County Green Energy Facility | 57013 | 3 | LFG | IC | 1.6 |  | Commercial Non-CHP | N | Internal Combustion (PRMVR=IC)
EXCLUDE | PA | Waste Management Arden LFGTE | 57014 | GEN1 | LFG | IC | 0.8 |  | IPP Non-CHP | N | Internal Combustion (PRMVR=IC)
EXCLUDE | PA | Waste Management Arden LFGTE | 57014 | GEN2 | LFG | IC | 0.8 |  | IPP Non-CHP | N | Internal Combustion (PRMVR=IC)
EXCLUDE | PA | Waste Management Arden LFGTE | 57014 | GEN3 | LFG | IC | 0.8 |  | IPP Non-CHP | N | Internal Combustion (PRMVR=IC)
EXCLUDE | PA | Waste Management Arden LFGTE | 57014 | GEN4 | LFG | IC | 0.8 |  | IPP Non-CHP | N | Internal Combustion (PRMVR=IC)
EXCLUDE | PA | Waste Management Arden LFGTE | 57014 | GEN5 | LFG | IC | 0.8 |  | IPP Non-CHP | N | Internal Combustion (PRMVR=IC)
EXCLUDE | PA | Waste Management Arden LFGTE | 57014 | GEN6 | LFG | IC | 0.8 |  | IPP Non-CHP | N | Internal Combustion (PRMVR=IC)
EXCLUDE | OR | Waste Management Columbia Ridge LFGTE | 57015 | GEN1 | LFG | IC | 0.8 |  | IPP Non-CHP | N | Internal Combustion (PRMVR=IC)
EXCLUDE | OR | Waste Management Columbia Ridge LFGTE | 57015 | GEN10 | LFG | IC | 1.6 |  | IPP Non-CHP | N | Internal Combustion (PRMVR=IC)
EXCLUDE | OR | Waste Management Columbia Ridge LFGTE | 57015 | GEN11 | LFG | IC | 1.6 |  | IPP Non-CHP | N | Internal Combustion (PRMVR=IC)
EXCLUDE | OR | Waste Management Columbia Ridge LFGTE | 57015 | GEN12 | LFG | IC | 1.6 |  | IPP Non-CHP | N | Internal Combustion (PRMVR=IC)
EXCLUDE | OR | Waste Management Columbia Ridge LFGTE | 57015 | GEN2 | LFG | IC | 0.8 |  | IPP Non-CHP | N | Internal Combustion (PRMVR=IC)
EXCLUDE | OR | Waste Management Columbia Ridge LFGTE | 57015 | GEN3 | LFG | IC | 0.8 |  | IPP Non-CHP | N | Internal Combustion (PRMVR=IC)
EXCLUDE | OR | Waste Management Columbia Ridge LFGTE | 57015 | GEN4 | LFG | IC | 0.8 |  | IPP Non-CHP | N | Internal Combustion (PRMVR=IC)
EXCLUDE | OR | Waste Management Columbia Ridge LFGTE | 57015 | GEN5 | LFG | IC | 0.8 |  | IPP Non-CHP | N | Internal Combustion (PRMVR=IC)
EXCLUDE | OR | Waste Management Columbia Ridge LFGTE | 57015 | GEN6 | LFG | IC | 0.8 |  | IPP Non-CHP | N | Internal Combustion (PRMVR=IC)
EXCLUDE | OR | Waste Management Columbia Ridge LFGTE | 57015 | GEN7 | LFG | IC | 0.8 |  | IPP Non-CHP | N | Internal Combustion (PRMVR=IC)
EXCLUDE | OR | Waste Management Columbia Ridge LFGTE | 57015 | GEN8 | LFG | IC | 0.8 |  | IPP Non-CHP | N | Internal Combustion (PRMVR=IC)
EXCLUDE | OR | Waste Management Columbia Ridge LFGTE | 57015 | GEN9 | LFG | IC | 1.6 |  | IPP Non-CHP | N | Internal Combustion (PRMVR=IC)
EXCLUDE | ME | Waste Management Crossroads LFGTE | 57016 | GEN1 | LFG | IC | 1.6 |  | IPP Non-CHP | N | Internal Combustion (PRMVR=IC)
EXCLUDE | ME | Waste Management Crossroads LFGTE | 57016 | GEN2 | LFG | IC | 1.6 |  | IPP Non-CHP | N | Internal Combustion (PRMVR=IC)
EXCLUDE | MN | Spruce Ridge Gas Recovery | 57017 | GEN1 | LFG | IC | 0.8 |  | IPP Non-CHP | N | Internal Combustion (PRMVR=IC)
EXCLUDE | MN | Spruce Ridge Gas Recovery | 57017 | GEN2 | LFG | IC | 0.8 |  | IPP Non-CHP | N | Internal Combustion (PRMVR=IC)
EXCLUDE | MN | Spruce Ridge Gas Recovery | 57017 | GEN3 | LFG | IC | 0.8 |  | IPP Non-CHP | N | Internal Combustion (PRMVR=IC)
EXCLUDE | MN | Spruce Ridge Gas Recovery | 57017 | GEN4 | LFG | IC | 0.8 |  | IPP Non-CHP | N | Internal Combustion (PRMVR=IC)
EXCLUDE | VA | Waste Management Middle Peninsula LFGTE | 57018 | GEN1 | LFG | IC | 0.8 |  | IPP Non-CHP | N | Internal Combustion (PRMVR=IC)
EXCLUDE | VA | Waste Management Middle Peninsula LFGTE | 57018 | GEN2 | LFG | IC | 0.8 |  | IPP Non-CHP | N | Internal Combustion (PRMVR=IC)
EXCLUDE | VA | Waste Management Middle Peninsula LFGTE | 57018 | GEN3 | LFG | IC | 0.8 |  | IPP Non-CHP | N | Internal Combustion (PRMVR=IC)
EXCLUDE | VA | Waste Management Middle Peninsula LFGTE | 57018 | GEN4 | LFG | IC | 0.8 |  | IPP Non-CHP | N | Internal Combustion (PRMVR=IC)
EXCLUDE | VA | Waste Management Middle Peninsula LFGTE | 57018 | GEN5 | LFG | IC | 0.8 |  | IPP Non-CHP | N | Internal Combustion (PRMVR=IC)
EXCLUDE | VA | Waste Management Middle Peninsula LFGTE | 57018 | GEN6 | LFG | IC | 0.8 |  | IPP Non-CHP | N | Internal Combustion (PRMVR=IC)
EXCLUDE | VA | Waste Management Middle Peninsula LFGTE | 57018 | GEN7 | LFG | IC | 0.8 |  | IPP Non-CHP | N | Internal Combustion (PRMVR=IC)
EXCLUDE | VA | Waste Management Middle Peninsula LFGTE | 57018 | GEN8 | LFG | IC | 0.8 |  | IPP Non-CHP | N | Internal Combustion (PRMVR=IC)
EXCLUDE | OR | Riverbend Landfill | 57019 | GEN1 | LFG | IC | 0.8 |  | IPP Non-CHP | N | Internal Combustion (PRMVR=IC)
EXCLUDE | OR | Riverbend Landfill | 57019 | GEN2 | LFG | IC | 0.8 |  | IPP Non-CHP | N | Internal Combustion (PRMVR=IC)
EXCLUDE | OR | Riverbend Landfill | 57019 | GEN3 | LFG | IC | 0.8 |  | IPP Non-CHP | N | Internal Combustion (PRMVR=IC)
EXCLUDE | OR | Riverbend Landfill | 57019 | GEN4 | LFG | IC | 0.8 |  | IPP Non-CHP | N | Internal Combustion (PRMVR=IC)
EXCLUDE | OR | Riverbend Landfill | 57019 | GEN5 | LFG | IC | 0.8 |  | IPP Non-CHP | N | Internal Combustion (PRMVR=IC)
EXCLUDE | OR | Riverbend Landfill | 57019 | GEN6 | LFG | IC | 0.8 |  | IPP Non-CHP | N | Internal Combustion (PRMVR=IC)
EXCLUDE | TX | Westside Landfill Gas Recovery | 57020 | GEN1 | LFG | IC | 1.6 |  | IPP Non-CHP | N | Internal Combustion (PRMVR=IC)
EXCLUDE | TX | Westside Landfill Gas Recovery | 57020 | GEN2 | LFG | IC | 1.6 |  | IPP Non-CHP | N | Internal Combustion (PRMVR=IC)
EXCLUDE | TX | Westside Landfill Gas Recovery | 57020 | GEN3 | LFG | IC | 1.6 |  | IPP Non-CHP | N | Internal Combustion (PRMVR=IC)
EXCLUDE | NY | Waste Management Madison County LFGTE | 57021 | GEN1 | LFG | IC | 1.6 |  | IPP Non-CHP | N | Internal Combustion (PRMVR=IC)
EXCLUDE | KS | Waste Management Rolling Meadows LFGTE | 57023 | GEN1 | LFG | IC | 0.8 |  | IPP Non-CHP | N | Internal Combustion (PRMVR=IC)
EXCLUDE | KS | Waste Management Rolling Meadows LFGTE | 57023 | GEN2 | LFG | IC | 0.8 |  | IPP Non-CHP | N | Internal Combustion (PRMVR=IC)
EXCLUDE | KS | Waste Management Rolling Meadows LFGTE | 57023 | GEN3 | LFG | IC | 0.8 |  | IPP Non-CHP | N | Internal Combustion (PRMVR=IC)
EXCLUDE | KS | Waste Management Rolling Meadows LFGTE | 57023 | GEN4 | LFG | IC | 0.8 |  | IPP Non-CHP | N | Internal Combustion (PRMVR=IC)
EXCLUDE | KS | Waste Management Rolling Meadows LFGTE | 57023 | GEN5 | LFG | IC | 0.8 |  | IPP Non-CHP | N | Internal Combustion (PRMVR=IC)
EXCLUDE | KS | Waste Management Rolling Meadows LFGTE | 57023 | GEN6 | LFG | IC | 0.8 |  | IPP Non-CHP | N | Internal Combustion (PRMVR=IC)
EXCLUDE | KS | Waste Management Rolling Meadows LFGTE | 57023 | GEN7 | LFG | IC | 0.8 |  | IPP Non-CHP | N | Internal Combustion (PRMVR=IC)
EXCLUDE | MI | Waste Management Northern Oaks LFGTE | 57024 | GEN1 | LFG | IC | 1.6 |  | IPP Non-CHP | N | Internal Combustion (PRMVR=IC)
EXCLUDE | AR | Waste Management Eco Vista LFGTE | 57025 | GEN1 | LFG | IC | 0.8 |  | IPP Non-CHP | N | Internal Combustion (PRMVR=IC)
EXCLUDE | AR | Waste Management Eco Vista LFGTE | 57025 | GEN2 | LFG | IC | 0.8 |  | IPP Non-CHP | N | Internal Combustion (PRMVR=IC)
EXCLUDE | AR | Waste Management Eco Vista LFGTE | 57025 | GEN3 | LFG | IC | 0.8 |  | IPP Non-CHP | N | Internal Combustion (PRMVR=IC)
EXCLUDE | AR | Waste Management Eco Vista LFGTE | 57025 | GEN4 | LFG | IC | 0.8 |  | IPP Non-CHP | N | Internal Combustion (PRMVR=IC)
EXCLUDE | AR | Waste Management Eco Vista LFGTE | 57025 | GEN5 | LFG | IC | 0.8 |  | IPP Non-CHP | N | Internal Combustion (PRMVR=IC)
EXCLUDE | GA | Superior Landfill Gas Recovery | 57026 | GEN1 | LFG | IC | 0.8 |  | IPP Non-CHP | N | Internal Combustion (PRMVR=IC)
EXCLUDE | GA | Superior Landfill Gas Recovery | 57026 | GEN2 | LFG | IC | 0.8 |  | IPP Non-CHP | N | Internal Combustion (PRMVR=IC)
EXCLUDE | GA | Superior Landfill Gas Recovery | 57026 | GEN3 | LFG | IC | 0.8 |  | IPP Non-CHP | N | Internal Combustion (PRMVR=IC)
EXCLUDE | GA | Superior Landfill Gas Recovery | 57026 | GEN4 | LFG | IC | 0.8 |  | IPP Non-CHP | N | Internal Combustion (PRMVR=IC)
EXCLUDE | GA | Superior Landfill Gas Recovery | 57026 | GEN5 | LFG | IC | 0.8 |  | IPP Non-CHP | N | Internal Combustion (PRMVR=IC)
EXCLUDE | GA | Superior Landfill Gas Recovery | 57026 | GEN6 | LFG | IC | 0.8 |  | IPP Non-CHP | N | Internal Combustion (PRMVR=IC)
EXCLUDE | GA | Superior Landfill Gas Recovery | 57026 | GEN7 | LFG | IC | 0.8 |  | IPP Non-CHP | N | Internal Combustion (PRMVR=IC)
EXCLUDE | GA | Superior Landfill Gas Recovery | 57026 | GEN8 | LFG | IC | 0.8 |  | IPP Non-CHP | N | Internal Combustion (PRMVR=IC)
EXCLUDE | NC | Cleveland Cnty Generating Facility | 57029 | 5 | NG | GT | 184 |  | Electric Utility/IPP Non-CHP | N | Status of operation (IP,L,P,T,or U) or Retired before 2012
EXCLUDE | NC | Cleveland Cnty Generating Facility | 57029 | 6 | NG | GT | 184 |  | Electric Utility/IPP Non-CHP | N | Status of operation (IP,L,P,T,or U) or Retired before 2012
EXCLUDE | NC | Cleveland Cnty Generating Facility | 57029 | 7 | NG | GT | 184 |  | Electric Utility/IPP Non-CHP | N | Status of operation (IP,L,P,T,or U) or Retired before 2012
EXCLUDE | NC | Cleveland Cnty Generating Facility | 57029 | 8 | NG | GT | 184 |  | Electric Utility/IPP Non-CHP | N | Status of operation (IP,L,P,T,or U) or Retired before 2012
EXCLUDE | SC | Pacolet Diesel Generation Facility | 57030 | DI1 | DFO | IC | 1.8 |  | Electric Utility | N | Internal Combustion (PRMVR=IC)
EXCLUDE | SC | Pacolet Diesel Generation Facility | 57030 | DI2 | DFO | IC | 1.8 |  | Electric Utility | N | Internal Combustion (PRMVR=IC)
EXCLUDE | SC | Pacolet Diesel Generation Facility | 57030 | DI3 | DFO | IC | 1.8 |  | Electric Utility | N | Internal Combustion (PRMVR=IC)
EXCLUDE | MN | Willmar Municipal East Substation | 57034 | E04 | DFO | IC | 2 |  | Electric Utility | N | Internal Combustion (PRMVR=IC)
EXCLUDE | MN | Willmar Municipal East Substation | 57034 | E05 | DFO | IC | 2 |  | Electric Utility | N | Internal Combustion (PRMVR=IC)
EXCLUDE | MN | Willmar Municipal East Substation | 57034 | E06 | DFO | IC | 2 |  | Electric Utility | N | Internal Combustion (PRMVR=IC)
EXCLUDE | MN | Willmar Municipal SW Substation | 57035 | SW01 | DFO | IC | 2 |  | Electric Utility | N | Internal Combustion (PRMVR=IC)
EXCLUDE | MN | Willmar Municipal SW Substation | 57035 | SW02 | DFO | IC | 2 |  | Electric Utility | N | Internal Combustion (PRMVR=IC)
EXCLUDE | MN | Willmar Municipal SW Substation | 57035 | SW03 | DFO | IC | 2 |  | Electric Utility | N | Internal Combustion (PRMVR=IC)
NGCC | AK | Southcentral Power Plant | 57036 | 1 | NG | CC | 47.6 |  | Electric Utility | N
NGCC | AK | Southcentral Power Plant | 57036 | 2 | NG | CC | 47.6 |  | Electric Utility | N
NGCC | AK | Southcentral Power Plant | 57036 | 3 | NG | CC | 47.6 |  | Electric Utility | N
NGCC | AK | Southcentral Power Plant | 57036 | 4 | NG | CC | 57.5 |  | Electric Utility | N
EXCLUDE | MS | Kemper County IGCC Project | 57037 | 1A | NG | CC | 235.4 |  | Electric Utility | N | Status of operation (IP,L,P,T,or U) or Retired before 2012
EXCLUDE | MS | Kemper County IGCC Project | 57037 | 1B | NG | CC | 235.4 |  | Electric Utility | N | Status of operation (IP,L,P,T,or U) or Retired before 2012
EXCLUDE | MS | Kemper County IGCC Project | 57037 | 1C | NG | CC | 369 |  | Electric Utility | N | Status of operation (IP,L,P,T,or U) or Retired before 2012
EXCLUDE | ND | Merricourt Wind Project | 57048 | 1 | WND | WT | 150 |  | Electric Utility | N | Non Combustion (NUC, WAT, WND, GEO, or SUN)
EXCLUDE | AK | Noatak | 57051 | UNIT2 | JF | IC | 0.3 |  | Electric Utility | Y | Internal Combustion (PRMVR=IC)
EXCLUDE | AK | Noatak | 57051 | UNIT4 | JF | IC | 0.5 |  | Electric Utility | Y | Internal Combustion (PRMVR=IC)
EXCLUDE | AK | Noatak | 57051 | UNIT5 | JF | IC | 0.4 |  | Electric Utility | Y | Internal Combustion (PRMVR=IC)
EXCLUDE | AK | Savoonga | 57052 | UNIT1 | JF | IC | 0.4 |  | Electric Utility | Y | Internal Combustion (PRMVR=IC)
EXCLUDE | AK | Savoonga | 57052 | UNIT2 | JF | IC | 0.5 |  | Electric Utility | Y | Internal Combustion (PRMVR=IC)
EXCLUDE | AK | Savoonga | 57052 | UNIT3 | JF | IC | 0.8 |  | Electric Utility | Y | Internal Combustion (PRMVR=IC)
EXCLUDE | AK | Alakanuk | 57053 | G309 | JF | IC | 0.5 |  | Electric Utility | Y | Internal Combustion (PRMVR=IC)
EXCLUDE | AK | Alakanuk | 57053 | UNIT1 | JF | IC | 0.4 |  | Electric Utility | Y | Internal Combustion (PRMVR=IC)
EXCLUDE | AK | Alakanuk | 57053 | UNIT2 | JF | IC | 0.5 |  | Electric Utility | Y | Internal Combustion (PRMVR=IC)
EXCLUDE | AK | Alakanuk | 57053 | UNIT3 | JF | IC | 0.4 |  | Electric Utility | Y | Internal Combustion (PRMVR=IC)
EXCLUDE | AK | Alakanuk | 57053 | UNIT4 | JF | IC | 0.8 |  | Electric Utility | N | Internal Combustion (PRMVR=IC)
EXCLUDE | AK | Upper Kalskag | 57054 | UNIT1 | JF | IC | 0.2 |  | Electric Utility | Y | Internal Combustion (PRMVR=IC)
EXCLUDE | AK | Upper Kalskag | 57054 | UNIT2 | JF | IC | 0.4 |  | Electric Utility | Y | Internal Combustion (PRMVR=IC)
EXCLUDE | AK | Upper Kalskag | 57054 | UNIT3 | JF | IC | 0.5 |  | Electric Utility | Y | Internal Combustion (PRMVR=IC)
EXCLUDE | AK | Stebbins | 57055 | 1 | JF | IC | 0.5 |  | Electric Utility | N | Internal Combustion (PRMVR=IC)
EXCLUDE | AK | Stebbins | 57055 | 2 | JF | IC | 0.5 |  | Electric Utility | N | Internal Combustion (PRMVR=IC)
EXCLUDE | AK | Stebbins | 57055 | 3 | JF | IC | 0.5 |  | Electric Utility | N | Internal Combustion (PRMVR=IC)
EXCLUDE | AK | Stebbins | 57055 | 4 | JF | IC | 0.5 |  | Electric Utility | N | Internal Combustion (PRMVR=IC)
EXCLUDE | AK | Stebbins | 57055 | UNIT1 | JF | IC | 0.5 |  | Electric Utility | Y | Internal Combustion (PRMVR=IC)
EXCLUDE | AK | Stebbins | 57055 | UNIT2 | JF | IC | 0.4 |  | Electric Utility | Y | Internal Combustion (PRMVR=IC)
EXCLUDE | AK | Stebbins | 57055 | UNIT3 | JF | IC | 0.3 |  | Electric Utility | Y | Internal Combustion (PRMVR=IC)
EXCLUDE | AK | Scammon Bay | 57056 | UNIT1 | JF | IC | 0.4 |  | Electric Utility | Y | Internal Combustion (PRMVR=IC)
EXCLUDE | AK | Scammon Bay | 57056 | UNIT2 | JF | IC | 0.4 |  | Electric Utility | Y | Internal Combustion (PRMVR=IC)
EXCLUDE | AK | Scammon Bay | 57056 | UNIT3 | JF | IC | 0.5 |  | Electric Utility | Y | Internal Combustion (PRMVR=IC)
EXCLUDE | AK | Quinhagak | 57057 | UNIT1 | JF | IC | 0.4 |  | Electric Utility | Y | Internal Combustion (PRMVR=IC)
EXCLUDE | AK | Quinhagak | 57057 | UNIT2 | JF | IC | 0.3 |  | Electric Utility | Y | Internal Combustion (PRMVR=IC)
EXCLUDE | AK | Quinhagak | 57057 | UNIT3 | JF | IC | 0.4 |  | Electric Utility | Y | Internal Combustion (PRMVR=IC)
EXCLUDE | AK | Pilot Station | 57058 | UNIT1 | JF | IC | 0.4 |  | Electric Utility | Y | Internal Combustion (PRMVR=IC)
EXCLUDE | AK | Pilot Station | 57058 | UNIT2 | JF | IC | 0.5 |  | Electric Utility | Y | Internal Combustion (PRMVR=IC)
EXCLUDE | AK | Pilot Station | 57058 | UNIT3 | JF | IC | 0.3 |  | Electric Utility | Y | Internal Combustion (PRMVR=IC)
EXCLUDE | AK | Koyuk | 57059 | UNIT1 | JF | IC | 0.2 |  | Electric Utility | Y | Internal Combustion (PRMVR=IC)
EXCLUDE | AK | Koyuk | 57059 | UNIT2 | JF | IC | 0.4 |  | Electric Utility | Y | Internal Combustion (PRMVR=IC)
EXCLUDE | AK | Koyuk | 57059 | UNIT3 | JF | IC | 0.5 |  | Electric Utility | Y | Internal Combustion (PRMVR=IC)
EXCLUDE | AK | Elim | 57060 | UNIT1 | JF | IC | 0.2 |  | Electric Utility | Y | Internal Combustion (PRMVR=IC)
EXCLUDE | AK | Elim | 57060 | UNIT2 | JF | IC | 0.4 |  | Electric Utility | Y | Internal Combustion (PRMVR=IC)
EXCLUDE | AK | Elim | 57060 | UNIT3 | JF | IC | 1 |  | Electric Utility | Y | Internal Combustion (PRMVR=IC)
EXCLUDE | AK | St. Michael | 57061 | UNIT1 | JF | IC | 0.5 |  | Electric Utility | Y | Internal Combustion (PRMVR=IC)
EXCLUDE | AK | St. Michael | 57061 | UNIT2 | JF | IC | 0.3 |  | Electric Utility | Y | Internal Combustion (PRMVR=IC)
EXCLUDE | AK | St. Michael | 57061 | UNIT3 | JF | IC | 0.2 |  | Electric Utility | Y | Internal Combustion (PRMVR=IC)
EXCLUDE | AK | Gambell | 57062 | UNIT1 | JF | IC | 0.3 |  | Electric Utility | Y | Internal Combustion (PRMVR=IC)
EXCLUDE | AK | Gambell | 57062 | UNIT2 | JF | IC | 0.5 |  | Electric Utility | Y | Internal Combustion (PRMVR=IC)
EXCLUDE | AK | Gambell | 57062 | UNIT3 | JF | IC | 0.8 |  | Electric Utility | Y | Internal Combustion (PRMVR=IC)
EXCLUDE | AK | Shungnak | 57063 | UNIT1 | JF | IC | 0.2 |  | Electric Utility | Y | Internal Combustion (PRMVR=IC)
EXCLUDE | AK | Shungnak | 57063 | UNIT2 | JF | IC | 0.3 |  | Electric Utility | Y | Internal Combustion (PRMVR=IC)
EXCLUDE | AK | Shungnak | 57063 | UNIT3 | JF | IC | 0.3 |  | Electric Utility | Y | Internal Combustion (PRMVR=IC)
EXCLUDE | AK | Shungnak | 57063 | UNIT4 | JF | IC | 0.4 |  | Electric Utility | Y | Internal Combustion (PRMVR=IC)
EXCLUDE | AK | Kotlik | 57064 | UNIT1 | JF | IC | 0.3 |  | Electric Utility | Y | Internal Combustion (PRMVR=IC)
EXCLUDE | AK | Kotlik | 57064 | UNIT2 | JF | IC | 0.3 |  | Electric Utility | Y | Internal Combustion (PRMVR=IC)
EXCLUDE | AK | Kotlik | 57064 | UNIT3 | JF | IC | 0.4 |  | Electric Utility | Y | Internal Combustion (PRMVR=IC)
EXCLUDE | AK | Kotlik | 57064 | UNIT4 | JF | IC | 0.4 |  | Electric Utility | Y | Internal Combustion (PRMVR=IC)
EXCLUDE | AK | Kivalina | 57065 | UNIT1 | JF | IC | 0.2 |  | Electric Utility | Y | Internal Combustion (PRMVR=IC)
EXCLUDE | AK | Kivalina | 57065 | UNIT2 | JF | IC | 0.3 |  | Electric Utility | Y | Internal Combustion (PRMVR=IC)
EXCLUDE | AK | Kivalina | 57065 | UNIT3 | JF | IC | 0.2 |  | Electric Utility | Y | Internal Combustion (PRMVR=IC)
EXCLUDE | AK | Kivalina | 57065 | UNIT4 | JF | IC | 0.4 |  | Electric Utility | Y | Internal Combustion (PRMVR=IC)
EXCLUDE | AK | Kasigluk | 57066 | 5A | JF | IC | 0.7 |  | Electric Utility | Y | Internal Combustion (PRMVR=IC)
EXCLUDE | AK | Kasigluk | 57066 | UNIT1 | JF | IC | 0.4 |  | Electric Utility | Y | Internal Combustion (PRMVR=IC)
EXCLUDE | AK | Kasigluk | 57066 | UNIT2 | JF | IC | 0.5 |  | Electric Utility | Y | Internal Combustion (PRMVR=IC)
EXCLUDE | AK | Toksook Bay | 57067 | UNIT1 | JF | IC | 0.4 |  | Electric Utility | Y | Internal Combustion (PRMVR=IC)
EXCLUDE | AK | Toksook Bay | 57067 | UNIT2 | JF | IC | 0.5 |  | Electric Utility | Y | Internal Combustion (PRMVR=IC)
EXCLUDE | AK | Toksook Bay | 57067 | UNIT3 | JF | IC | 0.8 |  | Electric Utility | Y | Internal Combustion (PRMVR=IC)
EXCLUDE | TX | Denton Power LLC | 57071 | 1 | LFG | IC | 1.6 |  | IPP Non-CHP | N | Internal Combustion (PRMVR=IC)
EXCLUDE | CA | Ivanpah 2 | 57073 | ST1 | SUN | ST | 133 |  | IPP Non-CHP | N | Non Combustion (NUC, WAT, WND, GEO, or SUN)
EXCLUDE | CA | Ivanpah 1 | 57074 | ST1 | SUN | ST | 125 |  | IPP Non-CHP | N | Non Combustion (NUC, WAT, WND, GEO, or SUN)
EXCLUDE | CA | Ivanpah 3 | 57075 | ST1 | SUN | ST | 133 |  | IPP Non-CHP | N | Non Combustion (NUC, WAT, WND, GEO, or SUN)
EXCLUDE | GA | South Columbus Water Resource Facility | 57076 | GEN1 | OBG | IC | 1.8 |  | Commercial CHP | Y | Internal Combustion (PRMVR=IC)
EXCLUDE | GA | South Columbus Water Resource Facility | 57076 | GEN2 | OBG | IC | 1.8 |  | Commercial CHP | Y | Internal Combustion (PRMVR=IC)
EXCLUDE | HI | Kaheawa Wind Power II LLC | 57082 | 2 | MWH | BA | 10 |  | IPP Non-CHP | N | Energy Storage Battery or Energy Storage Compressed Air or Flywheel (PRMVR=BA or CE or FW)
EXCLUDE | HI | Kahuku Wind Power LLC | 57087 | 2 | MWH | BA | 15 |  | IPP Non-CHP | N | Energy Storage Battery or Energy Storage Compressed Air or Flywheel (PRMVR=BA or CE or FW)
EXCLUDE | ME | Bowers Wind Project | 57088 | 1 | WND | WT | 48 |  | IPP Non-CHP | N | Non Combustion (NUC, WAT, WND, GEO, or SUN)
EXCLUDE | CA | Santa Maria LFG Power Plant | 57100 | EN01 | LFG | IC | 1.1 |  | IPP CHP | Y | Internal Combustion (PRMVR=IC)
EXCLUDE | CA | J&A-Santa Maria II LLC | 57101 | 1 | LFG | IC | 1.4 |  | IPP CHP | Y | Internal Combustion (PRMVR=IC)
EXCLUDE | CA | Whittier LFG Power Plant #1 | 57102 | EN01 | LFG | IC | 1.1 |  | IPP CHP | Y | Internal Combustion (PRMVR=IC)
EXCLUDE | CA | Whittier LFG Power Plant #1 | 57102 | EN02 | LFG | IC | 1.1 |  | IPP CHP | Y | Internal Combustion (PRMVR=IC)
EXCLUDE | MA | Newark America Mill | 57103 | 1 | NG | ST | 6.3 |  | Industrial CHP | Y | Steam unit (PRMVR=ST) under 25MW/250 MMBtu/hr
EXCLUDE | IN | Bioenergy Power LLC | 57104 | UNIT1 | WDS | ST | 30 |  | IPP Non-CHP | N | Non Fossil fuel type
EXCLUDE | IL | Black Prairie Wind Farm LLC | 57114 | GEN1 | WND | WT | 200 |  | IPP Non-CHP | N | Non Combustion (NUC, WAT, WND, GEO, or SUN)
EXCLUDE | IL | Black Prairie Wind Farm LLC | 57114 | GEN2 | WND | WT | 200 |  | IPP Non-CHP | N | Non Combustion (NUC, WAT, WND, GEO, or SUN)
EXCLUDE | WI | Quilt Block Wind Farm LLC | 57116 | GEN1 | WND | WT | 99 |  | IPP Non-CHP | N | Non Combustion (NUC, WAT, WND, GEO, or SUN)
EXCLUDE | WY | Simpson Ridge Wind Farm LLC | 57117 | GEN1 | WND | WT | 200 |  | IPP Non-CHP | N | Non Combustion (NUC, WAT, WND, GEO, or SUN)
EXCLUDE | FL | Trail Ridge Landfill Gas Recovery | 57123 | 1 | LFG | IC | 1.6 |  | IPP Non-CHP | N | Internal Combustion (PRMVR=IC)
EXCLUDE | FL | Trail Ridge Landfill Gas Recovery | 57123 | 2 | LFG | IC | 1.6 |  | IPP Non-CHP | N | Internal Combustion (PRMVR=IC)
EXCLUDE | FL | Trail Ridge Landfill Gas Recovery | 57123 | 3 | LFG | IC | 1.6 |  | IPP Non-CHP | N | Internal Combustion (PRMVR=IC)
EXCLUDE | FL | Trail Ridge Landfill Gas Recovery | 57123 | 4 | LFG | IC | 1.6 |  | IPP Non-CHP | N | Internal Combustion (PRMVR=IC)
EXCLUDE | FL | Trail Ridge Landfill Gas Recovery | 57123 | 5 | LFG | IC | 1.6 |  | IPP Non-CHP | N | Internal Combustion (PRMVR=IC)
EXCLUDE | FL | Trail Ridge Landfill Gas Recovery | 57123 | 6 | LFG | IC | 1.6 |  | IPP Non-CHP | N | Internal Combustion (PRMVR=IC)
EXCLUDE | CA | Solar Photovoltaic Project #24 | 57127 | SO24A | SUN | PV | 0.5 |  | Electric Utility | N | Non Combustion (NUC, WAT, WND, GEO, or SUN)
EXCLUDE | CA | Solar Photovoltaic Project #24 | 57127 | SO24B | SUN | PV | 0.5 |  | Electric Utility | N | Non Combustion (NUC, WAT, WND, GEO, or SUN)
EXCLUDE | CA | Solar Photovoltaic Project #24 | 57127 | SO24C | SUN | PV | 0.5 |  | Electric Utility | N | Non Combustion (NUC, WAT, WND, GEO, or SUN)
EXCLUDE | CA | Solar Photovoltaic Project #24 | 57127 | SO24D | SUN | PV | 0.5 |  | Electric Utility | N | Non Combustion (NUC, WAT, WND, GEO, or SUN)
EXCLUDE | CA | Solar Photovoltaic Project #24 | 57127 | SO24E | SUN | PV | 0.5 |  | Electric Utility | N | Non Combustion (NUC, WAT, WND, GEO, or SUN)
EXCLUDE | CA | Solar Photovoltaic Project #24 | 57127 | SO24F | SUN | PV | 0.5 |  | Electric Utility | N | Non Combustion (NUC, WAT, WND, GEO, or SUN)
EXCLUDE | CA | Solar Photovoltaic Project #24 | 57127 | SO24G | SUN | PV | 0.5 |  | Electric Utility | N | Non Combustion (NUC, WAT, WND, GEO, or SUN)
EXCLUDE | CA | Solar Photovoltaic Project #24 | 57127 | SO24H | SUN | PV | 0.5 |  | Electric Utility | N | Non Combustion (NUC, WAT, WND, GEO, or SUN)
EXCLUDE | FL | G2 Energy Marion LLC | 57128 | 357 | LFG | IC | 1.6 |  | IPP Non-CHP | N | Internal Combustion (PRMVR=IC)
EXCLUDE | FL | G2 Energy Marion LLC | 57128 | 358 | LFG | IC | 1.6 |  | IPP Non-CHP | N | Internal Combustion (PRMVR=IC)
EXCLUDE | FL | G2 Energy Marion LLC | 57128 | 360 | LFG | IC | 0.8 |  | IPP Non-CHP | N | Internal Combustion (PRMVR=IC)
EXCLUDE | NY | Catskill Mts Energy Corporation | 57129 | G1 | LFG | IC | 1.1 |  | IPP Non-CHP | N | Internal Combustion (PRMVR=IC)
EXCLUDE | OK | Nine Mile Gas Processing Plant | 57132 | 1 | NG | IC | 2.8 |  | Industrial Non-CHP | N | Internal Combustion (PRMVR=IC)
EXCLUDE | OK | Nine Mile Gas Processing Plant | 57132 | 2 | NG | IC | 2.8 |  | Industrial Non-CHP | N | Internal Combustion (PRMVR=IC)
EXCLUDE | OK | Nine Mile Gas Processing Plant | 57132 | 3 | NG | IC | 2.8 |  | Industrial Non-CHP | N | Internal Combustion (PRMVR=IC)
EXCLUDE | CA | G2 Energy Ostrom Road LLC | 57133 | 359 | LFG | IC | 1.6 |  | IPP Non-CHP | N | Internal Combustion (PRMVR=IC)
EXCLUDE | CA | G2 Energy Ostrom Road LLC | 57133 | 361 | LFG | IC | 1.6 |  | IPP Non-CHP | N | Internal Combustion (PRMVR=IC)
EXCLUDE | ID | Chapin Mountain | 57142 | CM | WND | WT | 19.5 |  | IPP Non-CHP | N | Non Combustion (NUC, WAT, WND, GEO, or SUN)
EXCLUDE | ID | Jack Ranch 200 | 57143 | JR200 | WND | WT | 200 |  | IPP Non-CHP | N | Non Combustion (NUC, WAT, WND, GEO, or SUN)
EXCLUDE | ID | Cottonwood Wind Park | 57144 | JR20 | WND | WT | 20 |  | IPP Non-CHP | N | Non Combustion (NUC, WAT, WND, GEO, or SUN)
EXCLUDE | ID | Rogerson Flats | 57145 | RF | WND | WT | 20 |  | IPP Non-CHP | N | Non Combustion (NUC, WAT, WND, GEO, or SUN)
EXCLUDE | ID | Deep Creek Wind Park | 57146 | JR1 | WND | WT | 20 |  | IPP Non-CHP | N | Non Combustion (NUC, WAT, WND, GEO, or SUN)
EXCLUDE | ID | Conner Ridge | 57147 | CR | WND | WT | 19.5 |  | IPP Non-CHP | N | Non Combustion (NUC, WAT, WND, GEO, or SUN)
EXCLUDE | ID | Badger Peak | 57148 | BP | WND | WT | 20 |  | IPP Non-CHP | N | Non Combustion (NUC, WAT, WND, GEO, or SUN)
EXCLUDE | ID | Bonanza Bar | 57149 | BBAR | WND | WT | 20 |  | IPP Non-CHP | N | Non Combustion (NUC, WAT, WND, GEO, or SUN)
EXCLUDE | ID | Salmon Creek | 57150 | SC | WND | WT | 20 |  | IPP Non-CHP | N | Non Combustion (NUC, WAT, WND, GEO, or SUN)
EXCLUDE | CA | Imperial Valley Resource Recovery | 57154 | 1209 | WDS | ST | 18.1 |  | IPP Non-CHP | N | Non Fossil fuel type
EXCLUDE | IN | Scottsburg Renewable Energy Center | 57158 | GEN01 | WDS | ST | 32 |  | IPP Non-CHP | N | Non Fossil fuel type
EXCLUDE | CA | Waste Management Tri-Cities LFGTE | 57164 | GEN1 | LFG | IC | 1.6 |  | IPP Non-CHP | N | Internal Combustion (PRMVR=IC)
EXCLUDE | CA | Waste Management Tri-Cities LFGTE | 57164 | GEN2 | LFG | IC | 1.6 |  | IPP Non-CHP | N | Internal Combustion (PRMVR=IC)
EXCLUDE | CA | Waste Management Tri-Cities LFGTE | 57164 | GEN3 | LFG | IC | 1.6 |  | IPP Non-CHP | N | Internal Combustion (PRMVR=IC)
EXCLUDE | TX | Farmers Branch Renewable Energy Facility | 57165 | GEN1 | LFG | IC | 1.6 |  | IPP Non-CHP | N | Internal Combustion (PRMVR=IC)
EXCLUDE | TX | Farmers Branch Renewable Energy Facility | 57165 | GEN2 | LFG | IC | 1.6 |  | IPP Non-CHP | N | Internal Combustion (PRMVR=IC)
EXCLUDE | NV | Waste Management Lockwood LFGTE | 57166 | GEN1 | LFG | IC | 1.6 |  | IPP Non-CHP | N | Internal Combustion (PRMVR=IC)
EXCLUDE | NV | Waste Management Lockwood LFGTE | 57166 | GEN2 | LFG | IC | 1.6 |  | IPP Non-CHP | N | Internal Combustion (PRMVR=IC)
EXCLUDE | TX | Mesquite Creek LFGTE Project | 57167 | GEN1 | LFG | IC | 1.6 |  | IPP Non-CHP | N | Internal Combustion (PRMVR=IC)
EXCLUDE | TX | Mesquite Creek LFGTE Project | 57167 | GEN2 | LFG | IC | 1.6 |  | IPP Non-CHP | N | Internal Combustion (PRMVR=IC)
EXCLUDE | FL | Waste Management Naples LFGTE Project | 57168 | GEN1 | LFG | IC | 0.8 |  | IPP Non-CHP | N | Internal Combustion (PRMVR=IC)
EXCLUDE | FL | Waste Management Naples LFGTE Project | 57168 | GEN2 | LFG | IC | 0.8 |  | IPP Non-CHP | N | Internal Combustion (PRMVR=IC)
EXCLUDE | FL | Waste Management Naples LFGTE Project | 57168 | GEN3 | LFG | IC | 0.8 |  | IPP Non-CHP | N | Internal Combustion (PRMVR=IC)
EXCLUDE | FL | Waste Management Naples LFGTE Project | 57168 | GEN4 | LFG | IC | 0.8 |  | IPP Non-CHP | N | Internal Combustion (PRMVR=IC)
EXCLUDE | FL | Waste Management Naples LFGTE Project | 57168 | GEN5 | LFG | IC | 0.8 |  | IPP Non-CHP | N | Internal Combustion (PRMVR=IC)
EXCLUDE | NC | Waste Management Piedmont LFGTE Project | 57169 | GEN1 | LFG | IC | 0.8 |  | IPP Non-CHP | N | Internal Combustion (PRMVR=IC)
EXCLUDE | NC | Waste Management Piedmont LFGTE Project | 57169 | GEN2 | LFG | IC | 0.8 |  | IPP Non-CHP | N | Internal Combustion (PRMVR=IC)
EXCLUDE | NC | Waste Management Piedmont LFGTE Project | 57169 | GEN3 | LFG | IC | 0.8 |  | IPP Non-CHP | N | Internal Combustion (PRMVR=IC)
EXCLUDE | OH | Suburban Landfill Gas Recovery | 57170 | GEN1 | LFG | IC | 0.8 |  | IPP Non-CHP | N | Internal Combustion (PRMVR=IC)
EXCLUDE | OH | Suburban Landfill Gas Recovery | 57170 | GEN2 | LFG | IC | 0.8 |  | IPP Non-CHP | N | Internal Combustion (PRMVR=IC)
EXCLUDE | OH | Suburban Landfill Gas Recovery | 57170 | GEN3 | LFG | IC | 0.8 |  | IPP Non-CHP | N | Internal Combustion (PRMVR=IC)
EXCLUDE | OH | Suburban Landfill Gas Recovery | 57170 | GEN4 | LFG | IC | 0.8 |  | IPP Non-CHP | N | Internal Combustion (PRMVR=IC)
EXCLUDE | OH | Suburban Landfill Gas Recovery | 57170 | GEN5 | LFG | IC | 0.8 |  | IPP Non-CHP | N | Internal Combustion (PRMVR=IC)
EXCLUDE | OH | Suburban Landfill Gas Recovery | 57170 | GEN6 | LFG | IC | 0.8 |  | IPP Non-CHP | N | Internal Combustion (PRMVR=IC)
EXCLUDE | OH | Suburban Landfill Gas Recovery | 57170 | GEN7 | LFG | IC | 0.8 |  | IPP Non-CHP | N | Internal Combustion (PRMVR=IC)
EXCLUDE | OH | Bridgewater Dairy Anaerobic Digester | 57173 | 1 | OBG | IC | 0.6 |  | Industrial Non-CHP | N | Internal Combustion (PRMVR=IC)
EXCLUDE | OH | Bridgewater Dairy Anaerobic Digester | 57173 | 2 | OBG | IC | 0.6 |  | Industrial Non-CHP | N | Internal Combustion (PRMVR=IC)
EXCLUDE | CO | Colorado Highlands Wind | 57174 | CHW2 | WND | WT | 23.8 |  | IPP Non-CHP | N | Non Combustion (NUC, WAT, WND, GEO, or SUN)
EXCLUDE | CO | Baca Renewable Energy LLC | 57175 | BACA1 | WND | WT | 60 |  | IPP Non-CHP | N | Non Combustion (NUC, WAT, WND, GEO, or SUN)
EXCLUDE | CA | Buckeye Geothermal Power Plant | 57180 | 1 | GEO | ST | 56.9 |  | IPP Non-CHP | N | Non Combustion (NUC, WAT, WND, GEO, or SUN)
EXCLUDE | CA | Wild Horse Power Plant | 57181 | 1 | GEO | ST | 48 |  | IPP Non-CHP | N | Non Combustion (NUC, WAT, WND, GEO, or SUN)
EXCLUDE | PA | PPL Glendon LFGTE Plant | 57183 | 1 | LFG | IC | 1.6 |  | IPP Non-CHP | N | Internal Combustion (PRMVR=IC)
EXCLUDE | PA | PPL Glendon LFGTE Plant | 57183 | 2 | LFG | IC | 1.6 |  | IPP Non-CHP | N | Internal Combustion (PRMVR=IC)
EXCLUDE | PA | PPL Glendon LFGTE Plant | 57183 | 3 | LFG | IC | 1.6 |  | IPP Non-CHP | N | Internal Combustion (PRMVR=IC)
EXCLUDE | NY | Cricket Valley Energy | 57185 | U001 | NG | CC | 390 |  | IPP Non-CHP | N | Status of operation (IP,L,P,T,or U) or Retired before 2012
EXCLUDE | NY | Cricket Valley Energy | 57185 | U002 | NG | CC | 390 |  | IPP Non-CHP | N | Status of operation (IP,L,P,T,or U) or Retired before 2012
EXCLUDE | NY | Cricket Valley Energy | 57185 | U003 | NG | CC | 390 |  | IPP Non-CHP | N | Status of operation (IP,L,P,T,or U) or Retired before 2012
EXCLUDE | NY | Chautauqua LFGTE Facility | 57186 | GEN1 | LFG | IC | 1.6 |  | IPP Non-CHP | N | Internal Combustion (PRMVR=IC)
EXCLUDE | NY | Chautauqua LFGTE Facility | 57186 | GEN2 | LFG | IC | 1.6 |  | IPP Non-CHP | N | Internal Combustion (PRMVR=IC)
EXCLUDE | NY | Chautauqua LFGTE Facility | 57186 | GEN3 | LFG | IC | 1.6 |  | IPP Non-CHP | N | Internal Combustion (PRMVR=IC)
EXCLUDE | NY | Chautauqua LFGTE Facility | 57186 | GEN4 | LFG | IC | 1.6 |  | IPP Non-CHP | N | Internal Combustion (PRMVR=IC)
EXCLUDE | NY | Chautauqua LFGTE Facility | 57186 | GEN5 | LFG | IC | 1.6 |  | IPP Non-CHP | N | Internal Combustion (PRMVR=IC)
EXCLUDE | NY | Chautauqua LFGTE Facility | 57186 | GEN6 | LFG | IC | 1.6 |  | IPP Non-CHP | N | Internal Combustion (PRMVR=IC)
EXCLUDE | NY | Ripley Westfield Wind LLC | 57193 | WTG | WND | WT | 75 |  | IPP Non-CHP | N | Non Combustion (NUC, WAT, WND, GEO, or SUN)
EXCLUDE | NC | High Point, POLO | 57196 | 1 | DFO | IC | 1.8 |  | Electric Utility | N | Internal Combustion (PRMVR=IC)
EXCLUDE | AK | Soldotna | 57206 | 1 | NG | GT | 50 |  | Electric Utility | N | Status of operation (IP,L,P,T,or U) or Retired before 2012
EXCLUDE | AK | Soldotna | 57206 | 2 | NG | GT | 50 |  | Electric Utility | N | Status of operation (IP,L,P,T,or U) or Retired before 2012
EXCLUDE | MN | Thomson Reuters Data Center Bldg ES101 | 57207 | 1 | DFO | IC | 1.2 |  | Commercial Non-CHP | N | Internal Combustion (PRMVR=IC)
EXCLUDE | MN | Thomson Reuters Data Center Bldg H | 57208 | 1 | DFO | IC | 2 |  | Commercial Non-CHP | N | Internal Combustion (PRMVR=IC)
EXCLUDE | MN | Thomson Reuters Data Center Bldg H | 57208 | 2 | DFO | IC | 2 |  | Commercial Non-CHP | N | Internal Combustion (PRMVR=IC)
EXCLUDE | MN | Thomson Reuters Data Center Bldg H | 57208 | 3 | DFO | IC | 2 |  | Commercial Non-CHP | N | Internal Combustion (PRMVR=IC)
EXCLUDE | MN | Thomson Reuters Data Center Bldg H | 57208 | 4 | DFO | IC | 2 |  | Commercial Non-CHP | N | Internal Combustion (PRMVR=IC)
EXCLUDE | GA | Rumble Road Energy Center | 57209 | 3 | NG | CC | 220 |  | Electric Utility | N | Status of operation (IP,L,P,T,or U) or Retired before 2012
EXCLUDE | GA | Rumble Road Energy Center | 57209 | 3A | NG | CC | 220 |  | Electric Utility | N | Status of operation (IP,L,P,T,or U) or Retired before 2012
EXCLUDE | GA | Rumble Road Energy Center | 57209 | 3B | NG | CC | 220 |  | Electric Utility | N | Status of operation (IP,L,P,T,or U) or Retired before 2012
EXCLUDE | SC | Orange County Biomass LLC | 57215 | G-01 | WDS | ST | 35 |  | IPP Non-CHP | N | Non Fossil fuel type
EXCLUDE | CA | Solar Photovoltaic Project #04 | 57218 | S004A | SUN | PV | 0.5 |  | Electric Utility | N | Non Combustion (NUC, WAT, WND, GEO, or SUN)
EXCLUDE | CA | Solar Photovoltaic Project #04 | 57218 | S004B | SUN | PV | 0.5 |  | Electric Utility | N | Non Combustion (NUC, WAT, WND, GEO, or SUN)
EXCLUDE | CA | Solar Photovoltaic Project #04 | 57218 | S004C | SUN | PV | 0.5 |  | Electric Utility | N | Non Combustion (NUC, WAT, WND, GEO, or SUN)
EXCLUDE | CA | Solar Photovoltaic Project #08 | 57222 | S008E | SUN | PV | 0.5 |  | Electric Utility | N | Non Combustion (NUC, WAT, WND, GEO, or SUN)
EXCLUDE | CA | Solar Photovoltaic Project #09 | 57223 | S009C | SUN | PV | 0.5 |  | Electric Utility | N | Non Combustion (NUC, WAT, WND, GEO, or SUN)
EXCLUDE | CA | Solar Photovoltaic Project #10 | 57224 | S010D | SUN | PV | 0.5 |  | Electric Utility | N | Non Combustion (NUC, WAT, WND, GEO, or SUN)
EXCLUDE | CA | Solar Photovoltaic Project #11 | 57225 | S011A | SUN | PV | 0.5 |  | Electric Utility | N | Non Combustion (NUC, WAT, WND, GEO, or SUN)
EXCLUDE | CA | Solar Photovoltaic Project #11 | 57225 | S011B | SUN | PV | 0.5 |  | Electric Utility | N | Non Combustion (NUC, WAT, WND, GEO, or SUN)
EXCLUDE | CA | Solar Photovoltaic Project #11 | 57225 | S011C | SUN | PV | 0.5 |  | Electric Utility | N | Non Combustion (NUC, WAT, WND, GEO, or SUN)
EXCLUDE | CA | Solar Photovoltaic Project #11 | 57225 | S011D | SUN | PV | 0.5 |  | Electric Utility | N | Non Combustion (NUC, WAT, WND, GEO, or SUN)
EXCLUDE | CA | Solar Photovoltaic Project #11 | 57225 | S011E | SUN | PV | 0.5 |  | Electric Utility | N | Non Combustion (NUC, WAT, WND, GEO, or SUN)
EXCLUDE | CA | Solar Photovoltaic Project #11 | 57225 | S011F | SUN | PV | 0.5 |  | Electric Utility | N | Non Combustion (NUC, WAT, WND, GEO, or SUN)
EXCLUDE | CA | Solar Photovoltaic Project #11 | 57225 | S011G | SUN | PV | 0.5 |  | Electric Utility | N | Non Combustion (NUC, WAT, WND, GEO, or SUN)
EXCLUDE | CA | Solar Photovoltaic Project #12 | 57226 | S012A | SUN | PV | 0.5 |  | Electric Utility | N | Non Combustion (NUC, WAT, WND, GEO, or SUN)
EXCLUDE | CA | Solar Photovoltaic Project #12 | 57226 | S012B | SUN | PV | 0.5 |  | Electric Utility | N | Non Combustion (NUC, WAT, WND, GEO, or SUN)
EXCLUDE | CA | Solar Photovoltaic Project #13 | 57227 | S013A | SUN | PV | 0.5 |  | Electric Utility | N | Non Combustion (NUC, WAT, WND, GEO, or SUN)
EXCLUDE | CA | Solar Photovoltaic Project #13 | 57227 | S013B | SUN | PV | 0.5 |  | Electric Utility | N | Non Combustion (NUC, WAT, WND, GEO, or SUN)
EXCLUDE | CA | Solar Photovoltaic Project #13 | 57227 | S013C | SUN | PV | 0.5 |  | Electric Utility | N | Non Combustion (NUC, WAT, WND, GEO, or SUN)
EXCLUDE | CA | Solar Photovoltaic Project #13 | 57227 | S013D | SUN | PV | 0.5 |  | Electric Utility | N | Non Combustion (NUC, WAT, WND, GEO, or SUN)
EXCLUDE | CA | Solar Photovoltaic Project #13 | 57227 | S013E | SUN | PV | 0.5 |  | Electric Utility | N | Non Combustion (NUC, WAT, WND, GEO, or SUN)
EXCLUDE | CA | Solar Photovoltaic Project #13 | 57227 | S013F | SUN | PV | 0.5 |  | Electric Utility | N | Non Combustion (NUC, WAT, WND, GEO, or SUN)
EXCLUDE | CA | Solar Photovoltaic Project #13 | 57227 | S013G | SUN | PV | 0.5 |  | Electric Utility | N | Non Combustion (NUC, WAT, WND, GEO, or SUN)
EXCLUDE | CA | Solar Photovoltaic Project #14 | 57228 | S014A | SUN | PV | 0.5 |  | Electric Utility | N | Non Combustion (NUC, WAT, WND, GEO, or SUN)
EXCLUDE | CA | Solar Photovoltaic Project #14 | 57228 | S014B | SUN | PV | 0.5 |  | Electric Utility | N | Non Combustion (NUC, WAT, WND, GEO, or SUN)
EXCLUDE | CA | Solar Photovoltaic Project #14 | 57228 | S014C | SUN | PV | 0.5 |  | Electric Utility | N | Non Combustion (NUC, WAT, WND, GEO, or SUN)
EXCLUDE | CA | Solar Photovoltaic Project #15 | 57229 | S015A | SUN | PV | 0.5 |  | Electric Utility | N | Non Combustion (NUC, WAT, WND, GEO, or SUN)
EXCLUDE | CA | Solar Photovoltaic Project #15 | 57229 | S015B | SUN | PV | 0.5 |  | Electric Utility | N | Non Combustion (NUC, WAT, WND, GEO, or SUN)
EXCLUDE | CA | Solar Photovoltaic Project #15 | 57229 | S015C | SUN | PV | 0.5 |  | Electric Utility | N | Non Combustion (NUC, WAT, WND, GEO, or SUN)
EXCLUDE | CA | Solar Photovoltaic Project #15 | 57229 | S015D | SUN | PV | 0.5 |  | Electric Utility | N | Non Combustion (NUC, WAT, WND, GEO, or SUN)
EXCLUDE | CA | Solar Photovoltaic Project #15 | 57229 | S015E | SUN | PV | 0.5 |  | Electric Utility | N | Non Combustion (NUC, WAT, WND, GEO, or SUN)
EXCLUDE | CA | Solar Photovoltaic Project #15 | 57229 | S015F | SUN | PV | 0.5 |  | Electric Utility | N | Non Combustion (NUC, WAT, WND, GEO, or SUN)
EXCLUDE | CA | Solar Photovoltaic Project #15 | 57229 | S015G | SUN | PV | 0.5 |  | Electric Utility | N | Non Combustion (NUC, WAT, WND, GEO, or SUN)
EXCLUDE | CA | Solar Photovoltaic Project #16 | 57230 | S016A | SUN | PV | 0.5 |  | Electric Utility | N | Non Combustion (NUC, WAT, WND, GEO, or SUN)
EXCLUDE | CA | Solar Photovoltaic Project #16 | 57230 | S016B | SUN | PV | 0.5 |  | Electric Utility | N | Non Combustion (NUC, WAT, WND, GEO, or SUN)
EXCLUDE | CA | Solar Photovoltaic Project #16 | 57230 | S016C | SUN | PV | 0.5 |  | Electric Utility | N | Non Combustion (NUC, WAT, WND, GEO, or SUN)
EXCLUDE | CA | Solar Photovoltaic Project #17 | 57231 | S017A | SUN | PV | 0.5 |  | Electric Utility | N | Non Combustion (NUC, WAT, WND, GEO, or SUN)
EXCLUDE | CA | Solar Photovoltaic Project #17 | 57231 | S017B | SUN | PV | 0.5 |  | Electric Utility | N | Non Combustion (NUC, WAT, WND, GEO, or SUN)
EXCLUDE | CA | Solar Photovoltaic Project #17 | 57231 | S017C | SUN | PV | 0.5 |  | Electric Utility | N | Non Combustion (NUC, WAT, WND, GEO, or SUN)
EXCLUDE | CA | Solar Photovoltaic Project #17 | 57231 | S017D | SUN | PV | 0.5 |  | Electric Utility | N | Non Combustion (NUC, WAT, WND, GEO, or SUN)
EXCLUDE | CA | Solar Photovoltaic Project #17 | 57231 | S017E | SUN | PV | 0.5 |  | Electric Utility | N | Non Combustion (NUC, WAT, WND, GEO, or SUN)
EXCLUDE | CA | Solar Photovoltaic Project #17 | 57231 | S017F | SUN | PV | 0.5 |  | Electric Utility | N | Non Combustion (NUC, WAT, WND, GEO, or SUN)
EXCLUDE | CA | Solar Photovoltaic Project #17 | 57231 | S017G | SUN | PV | 0.5 |  | Electric Utility | N | Non Combustion (NUC, WAT, WND, GEO, or SUN)
EXCLUDE | CA | Solar Photovoltaic Project #17 | 57231 | S017H | SUN | PV | 0.5 |  | Electric Utility | N | Non Combustion (NUC, WAT, WND, GEO, or SUN)
EXCLUDE | CA | Solar Photovoltaic Project #18 | 57232 | S018D | SUN | PV | 0.5 |  | Electric Utility | N | Non Combustion (NUC, WAT, WND, GEO, or SUN)
EXCLUDE | CA | Solar Photovoltaic Project #19 | 57233 | S019A | SUN | PV | 1 |  | Electric Utility | N | Non Combustion (NUC, WAT, WND, GEO, or SUN)
EXCLUDE | CA | Solar Photovoltaic Project #19 | 57233 | S019B | SUN | PV | 0.5 |  | Electric Utility | N | Non Combustion (NUC, WAT, WND, GEO, or SUN)
EXCLUDE | CA | Solar Photovoltaic Project #19 | 57233 | S019C | SUN | PV | 0.5 |  | Electric Utility | N | Non Combustion (NUC, WAT, WND, GEO, or SUN)
EXCLUDE | CA | Solar Photovoltaic Project #19 | 57233 | S019D | SUN | PV | 0.5 |  | Electric Utility | N | Non Combustion (NUC, WAT, WND, GEO, or SUN)
EXCLUDE | CA | Solar Photovoltaic Project #19 | 57233 | S019E | SUN | PV | 0.5 |  | Electric Utility | N | Non Combustion (NUC, WAT, WND, GEO, or SUN)
EXCLUDE | CA | Solar Photovoltaic Project #19 | 57233 | S019F | SUN | PV | 0.5 |  | Electric Utility | N | Non Combustion (NUC, WAT, WND, GEO, or SUN)
EXCLUDE | CA | Solar Photovoltaic Project #19 | 57233 | S019G | SUN | PV | 0.5 |  | Electric Utility | N | Non Combustion (NUC, WAT, WND, GEO, or SUN)
EXCLUDE | CA | Solar Photovoltaic Project #19 | 57233 | S019H | SUN | PV | 0.5 |  | Electric Utility | N | Non Combustion (NUC, WAT, WND, GEO, or SUN)
EXCLUDE | CA | Solar Photovoltaic Project #19 | 57233 | S019I | SUN | PV | 0.5 |  | Electric Utility | N | Non Combustion (NUC, WAT, WND, GEO, or SUN)
EXCLUDE | CA | Solar Photovoltaic Project #20 | 57234 | S020A | SUN | PV | 0.5 |  | Electric Utility | N | Non Combustion (NUC, WAT, WND, GEO, or SUN)
EXCLUDE | CA | Solar Photovoltaic Project #20 | 57234 | S020B | SUN | PV | 0.5 |  | Electric Utility | N | Non Combustion (NUC, WAT, WND, GEO, or SUN)
EXCLUDE | CA | Solar Photovoltaic Project #20 | 57234 | S020C | SUN | PV | 0.5 |  | Electric Utility | N | Non Combustion (NUC, WAT, WND, GEO, or SUN)
EXCLUDE | CA | Solar Photovoltaic Project #20 | 57234 | S020D | SUN | PV | 0.5 |  | Electric Utility | N | Non Combustion (NUC, WAT, WND, GEO, or SUN)
EXCLUDE | CA | Solar Photovoltaic Project #20 | 57234 | S020E | SUN | PV | 0.5 |  | Electric Utility | N | Non Combustion (NUC, WAT, WND, GEO, or SUN)
EXCLUDE | CA | Solar Photovoltaic Project #20 | 57234 | S020F | SUN | PV | 0.5 |  | Electric Utility | N | Non Combustion (NUC, WAT, WND, GEO, or SUN)
EXCLUDE | CA | Solar Photovoltaic Project #20 | 57234 | S020G | SUN | PV | 0.5 |  | Electric Utility | N | Non Combustion (NUC, WAT, WND, GEO, or SUN)
EXCLUDE | CA | Solar Photovoltaic Project #21 | 57235 | S021A | SUN | PV | 0.5 |  | Electric Utility | N | Non Combustion (NUC, WAT, WND, GEO, or SUN)
EXCLUDE | CA | Solar Photovoltaic Project #21 | 57235 | S021B | SUN | PV | 0.5 |  | Electric Utility | N | Non Combustion (NUC, WAT, WND, GEO, or SUN)
EXCLUDE | CA | Solar Photovoltaic Project #21 | 57235 | S021C | SUN | PV | 0.5 |  | Electric Utility | N | Non Combustion (NUC, WAT, WND, GEO, or SUN)
EXCLUDE | CA | Solar Photovoltaic Project #21 | 57235 | S021D | SUN | PV | 0.5 |  | Electric Utility | N | Non Combustion (NUC, WAT, WND, GEO, or SUN)
EXCLUDE | CA | Solar Photovoltaic Project #21 | 57235 | S021E | SUN | PV | 0.5 |  | Electric Utility | N | Non Combustion (NUC, WAT, WND, GEO, or SUN)
EXCLUDE | CA | Solar Photovoltaic Project #23 | 57236 | S023A | SUN | PV | 0.5 |  | Electric Utility | N | Non Combustion (NUC, WAT, WND, GEO, or SUN)
EXCLUDE | CA | Solar Photovoltaic Project #23 | 57236 | S023B | SUN | PV | 0.5 |  | Electric Utility | N | Non Combustion (NUC, WAT, WND, GEO, or SUN)
EXCLUDE | CA | Solar Photovoltaic Project #23 | 57236 | S023C | SUN | PV | 0.5 |  | Electric Utility | N | Non Combustion (NUC, WAT, WND, GEO, or SUN)
EXCLUDE | CA | Solar Photovoltaic Project #23 | 57236 | S023D | SUN | PV | 0.5 |  | Electric Utility | N | Non Combustion (NUC, WAT, WND, GEO, or SUN)
EXCLUDE | CA | Solar Photovoltaic Project #23 | 57236 | S023E | SUN | PV | 0.5 |  | Electric Utility | N | Non Combustion (NUC, WAT, WND, GEO, or SUN)
EXCLUDE | CA | Solar Photovoltaic Project #23 | 57236 | S023F | SUN | PV | 0.5 |  | Electric Utility | N | Non Combustion (NUC, WAT, WND, GEO, or SUN)
EXCLUDE | FL | Gainesville Renewable Energy Center | 57241 | 1 | WDS | ST | 116.1 |  | IPP Non-CHP | N | Non Fossil fuel type
EXCLUDE | HI | Mililani South Solar Farm | 57242 | 1 | SUN | PV | 5 |  | IPP Non-CHP | N | Non Combustion (NUC, WAT, WND, GEO, or SUN)
EXCLUDE | CA | Solar Photovoltaic Project #26 | 57245 | S026A | SUN | PV | 0.5 |  | Electric Utility | N | Non Combustion (NUC, WAT, WND, GEO, or SUN)
EXCLUDE | CA | Solar Photovoltaic Project #26 | 57245 | S026B | SUN | PV | 0.5 |  | Electric Utility | N | Non Combustion (NUC, WAT, WND, GEO, or SUN)
EXCLUDE | CA | Solar Photovoltaic Project #26 | 57245 | S026C | SUN | PV | 0.5 |  | Electric Utility | N | Non Combustion (NUC, WAT, WND, GEO, or SUN)
EXCLUDE | CA | Solar Photovoltaic Project #26 | 57245 | S026D | SUN | PV | 0.5 |  | Electric Utility | N | Non Combustion (NUC, WAT, WND, GEO, or SUN)
EXCLUDE | CA | Solar Photovoltaic Project #26 | 57245 | S026E | SUN | PV | 0.5 |  | Electric Utility | N | Non Combustion (NUC, WAT, WND, GEO, or SUN)
EXCLUDE | CA | Solar Photovoltaic Project #26 | 57245 | S026F | SUN | PV | 0.5 |  | Electric Utility | N | Non Combustion (NUC, WAT, WND, GEO, or SUN)
EXCLUDE | CA | Solar Photovoltaic Project #26 | 57245 | S026G | SUN | PV | 0.5 |  | Electric Utility | N | Non Combustion (NUC, WAT, WND, GEO, or SUN)
EXCLUDE | CA | Solar Photovoltaic Project #26 | 57245 | S026H | SUN | PV | 0.5 |  | Electric Utility | N | Non Combustion (NUC, WAT, WND, GEO, or SUN)
EXCLUDE | CA | Solar Photovoltaic Project #26 | 57245 | S026I | SUN | PV | 0.5 |  | Electric Utility | N | Non Combustion (NUC, WAT, WND, GEO, or SUN)
EXCLUDE | CA | Solar Photovoltaic Project #26 | 57245 | S026J | SUN | PV | 0.5 |  | Electric Utility | N | Non Combustion (NUC, WAT, WND, GEO, or SUN)
EXCLUDE | CA | Solar Photovoltaic Project #26 | 57245 | SO26K | SUN | PV | 0.5 |  | Electric Utility | N | Non Combustion (NUC, WAT, WND, GEO, or SUN)
EXCLUDE | CA | Solar Photovoltaic Project #26 | 57245 | SO26L | SUN | PV | 0.5 |  | Electric Utility | N | Non Combustion (NUC, WAT, WND, GEO, or SUN)
EXCLUDE | CA | Solar Photovoltaic Project #27 | 57246 | S027A | SUN | PV | 0.5 |  | Electric Utility | N | Non Combustion (NUC, WAT, WND, GEO, or SUN)
EXCLUDE | CA | Solar Photovoltaic Project #27 | 57246 | S027B | SUN | PV | 0.5 |  | Electric Utility | N | Non Combustion (NUC, WAT, WND, GEO, or SUN)
EXCLUDE | CA | Solar Photovoltaic Project #27 | 57246 | S027C | SUN | PV | 0.5 |  | Electric Utility | N | Non Combustion (NUC, WAT, WND, GEO, or SUN)
EXCLUDE | CA | Solar Photovoltaic Project #27 | 57246 | S027D | SUN | PV | 0.5 |  | Electric Utility | N | Non Combustion (NUC, WAT, WND, GEO, or SUN)
EXCLUDE | CA | Solar Photovoltaic Project #27 | 57246 | S027E | SUN | PV | 0.5 |  | Electric Utility | N | Non Combustion (NUC, WAT, WND, GEO, or SUN)
EXCLUDE | CA | Solar Photovoltaic Project #27 | 57246 | S027F | SUN | PV | 0.5 |  | Electric Utility | N | Non Combustion (NUC, WAT, WND, GEO, or SUN)
EXCLUDE | CA | Solar Photovoltaic Project #28 | 57247 | S028A | SUN | PV | 0.5 |  | Electric Utility | N | Non Combustion (NUC, WAT, WND, GEO, or SUN)
EXCLUDE | CA | Solar Photovoltaic Project #28 | 57247 | S028B | SUN | PV | 0.5 |  | Electric Utility | N | Non Combustion (NUC, WAT, WND, GEO, or SUN)
EXCLUDE | CA | Solar Photovoltaic Project #28 | 57247 | S028C | SUN | PV | 0.5 |  | Electric Utility | N | Non Combustion (NUC, WAT, WND, GEO, or SUN)
EXCLUDE | CA | Solar Photovoltaic Project #28 | 57247 | S028D | SUN | PV | 0.5 |  | Electric Utility | N | Non Combustion (NUC, WAT, WND, GEO, or SUN)
EXCLUDE | CA | Solar Photovoltaic Project #28 | 57247 | S028E | SUN | PV | 0.5 |  | Electric Utility | N | Non Combustion (NUC, WAT, WND, GEO, or SUN)
EXCLUDE | CA | Solar Photovoltaic Project #28 | 57247 | S028F | SUN | PV | 0.5 |  | Electric Utility | N | Non Combustion (NUC, WAT, WND, GEO, or SUN)
EXCLUDE | CA | Solar Photovoltaic Project #28 | 57247 | S028G | SUN | PV | 0.5 |  | Electric Utility | N | Non Combustion (NUC, WAT, WND, GEO, or SUN)
EXCLUDE | CA | Solar Photovoltaic Project #28 | 57247 | S028H | SUN | PV | 0.5 |  | Electric Utility | N | Non Combustion (NUC, WAT, WND, GEO, or SUN)
EXCLUDE | OH | Renewable Energy Services of Ohio | 57249 | GEN1 | LFG | IC | 1.6 |  | IPP Non-CHP | N | Internal Combustion (PRMVR=IC)
EXCLUDE | OH | Renewable Energy Services of Ohio | 57249 | GEN2 | LFG | IC | 0.6 |  | IPP Non-CHP | N | Internal Combustion (PRMVR=IC)
EXCLUDE | IN | Earthmovers LFGTE | 57250 | 1 | LFG | IC | 0.8 |  | Electric Utility | N | Internal Combustion (PRMVR=IC)
EXCLUDE | IN | Earthmovers LFGTE | 57250 | 2 | LFG | IC | 0.8 |  | Electric Utility | N | Internal Combustion (PRMVR=IC)
EXCLUDE | IN | Earthmovers LFGTE | 57250 | 3 | LFG | IC | 0.8 |  | Electric Utility | N | Internal Combustion (PRMVR=IC)
EXCLUDE | IN | Earthmovers LFGTE | 57250 | 4 | LFG | IC | 0.8 |  | Electric Utility | N | Internal Combustion (PRMVR=IC)
EXCLUDE | IN | Earthmovers LFGTE | 57250 | 5 | LFG | IC | 0.8 |  | Electric Utility | N | Internal Combustion (PRMVR=IC)
EXCLUDE | IN | Earthmovers LFGTE | 57250 | 6 | LFG | IC | 0.8 |  | Electric Utility | N | Internal Combustion (PRMVR=IC)
EXCLUDE | MN | Lake Country Wind Energy | 57255 | 1 | WND | WT | 40 |  | IPP Non-CHP | N | Non Combustion (NUC, WAT, WND, GEO, or SUN)
EXCLUDE | MN | Lake Country Wind Energy | 57255 | 2 | WND | WT | 300 |  | IPP Non-CHP | N | Non Combustion (NUC, WAT, WND, GEO, or SUN)
EXCLUDE | PA | PA Solar Park | 57256 | 1 | SUN | PV | 10.1 |  | IPP Non-CHP | N | Non Combustion (NUC, WAT, WND, GEO, or SUN)
EXCLUDE | PA | PA Solar Park | 57256 | 2 | SUN | PV | 9.9 |  | IPP Non-CHP | N | Non Combustion (NUC, WAT, WND, GEO, or SUN)
EXCLUDE | MA | Revere Solar Site | 57266 | 1 | SUN | PV | 0.8 |  | Electric Utility | N | Non Combustion (NUC, WAT, WND, GEO, or SUN)
Exclude | CA | Marsh Landing Generating Station | 57267 | 1 | NG | GT | 207 |  | IPP Non-CHP | N | Low utilization CT
Exclude | CA | Marsh Landing Generating Station | 57267 | 2 | NG | GT | 207 |  | IPP Non-CHP | N | Low utilization CT
Exclude | CA | Marsh Landing Generating Station | 57267 | 3 | NG | GT | 207 |  | IPP Non-CHP | N | Low utilization CT
Exclude | CA | Marsh Landing Generating Station | 57267 | 4 | NG | GT | 207 |  | IPP Non-CHP | N | Low utilization CT
EXCLUDE | CA | Palen Solar Power Project | 57272 | 1 | SUN | ST | 273.4 |  | IPP Non-CHP | N | Non Combustion (NUC, WAT, WND, GEO, or SUN)
EXCLUDE | CA | Palen Solar Power Project | 57272 | 2 | SUN | ST | 273.4 |  | IPP Non-CHP | N | Non Combustion (NUC, WAT, WND, GEO, or SUN)
EXCLUDE | CA | Blythe Solar Power Project | 57273 | 1 | SUN | ST | 273.4 |  | IPP Non-CHP | N | Non Combustion (NUC, WAT, WND, GEO, or SUN)
EXCLUDE | CA | Blythe Solar Power Project | 57273 | 2 | SUN | ST | 273.4 |  | IPP Non-CHP | N | Non Combustion (NUC, WAT, WND, GEO, or SUN)
EXCLUDE | CA | Blythe Solar Power Project | 57273 | 3 | SUN | ST | 273.4 |  | IPP Non-CHP | N | Non Combustion (NUC, WAT, WND, GEO, or SUN)
EXCLUDE | CA | Blythe Solar Power Project | 57273 | 4 | SUN | ST | 273.4 |  | IPP Non-CHP | N | Non Combustion (NUC, WAT, WND, GEO, or SUN)
EXCLUDE | CA | Blythe Solar Power Project | 57273 | A | SUN | PV | 125 |  | IPP Non-CHP | N | Non Combustion (NUC, WAT, WND, GEO, or SUN)
EXCLUDE | CA | Blythe Solar Power Project | 57273 | B | SUN | PV | 125 |  | IPP Non-CHP | N | Non Combustion (NUC, WAT, WND, GEO, or SUN)
EXCLUDE | CA | Blythe Solar Power Project | 57273 | C | SUN | PV | 125 |  | IPP Non-CHP | N | Non Combustion (NUC, WAT, WND, GEO, or SUN)
EXCLUDE | CA | Blythe Solar Power Project | 57273 | D | SUN | PV | 110 |  | IPP Non-CHP | N | Non Combustion (NUC, WAT, WND, GEO, or SUN)
EXCLUDE | NV | Crescent Dunes Solar Energy | 57275 | TSE-1 | SUN | CP | 125 |  | IPP Non-CHP | N | Non Combustion (NUC, WAT, WND, GEO, or SUN)
EXCLUDE | CA | Rice Solar Energy | 57276 | RSE1 | SUN | OT | 170 |  | Commercial Non-CHP | N | Non Combustion (NUC, WAT, WND, GEO, or SUN)
EXCLUDE | PA | Aqua Ingrams Mill | 57280 | 1 | SUN | PV | 1 |  | IPP Non-CHP | N | Non Combustion (NUC, WAT, WND, GEO, or SUN)
EXCLUDE | MN | OREG 3 Inc | 57281 | CS13 | GEO | BT | 5 |  | IPP Non-CHP | N | Non Combustion (NUC, WAT, WND, GEO, or SUN)
EXCLUDE | NE | Flat Water Wind Farm | 57283 | WTG2 | WND | WT | 10.5 |  | IPP Non-CHP | N | Non Combustion (NUC, WAT, WND, GEO, or SUN)
EXCLUDE | NV | Amargosa Solar Power Project | 57288 | 1 | SUN | ST | 273.4 |  | IPP Non-CHP | N | Non Combustion (NUC, WAT, WND, GEO, or SUN)
EXCLUDE | NV | Amargosa Solar Power Project | 57288 | 2 | SUN | ST | 273.4 |  | IPP Non-CHP | N | Non Combustion (NUC, WAT, WND, GEO, or SUN)
EXCLUDE | CA | Alpine Solar | 57295 | 2 | SUN | PV | 26 |  | IPP Non-CHP | N | Non Combustion (NUC, WAT, WND, GEO, or SUN)
EXCLUDE | MN | Carleton College | 57296 | GEN1 | DFO | IC | 2.3 |  | Commercial Non-CHP | N | Internal Combustion (PRMVR=IC)
EXCLUDE | MN | Carleton College | 57296 | GEN2 | DFO | IC | 2.3 |  | Commercial Non-CHP | N | Internal Combustion (PRMVR=IC)
EXCLUDE | WA | Cedar Hills | 57298 | 1 | LFG | IC | 0.3 |  | IPP Non-CHP | N | Internal Combustion (PRMVR=IC)
EXCLUDE | WA | Cedar Hills | 57298 | 10 | LFG | IC | 0.3 |  | IPP Non-CHP | N | Internal Combustion (PRMVR=IC)
EXCLUDE | WA | Cedar Hills | 57298 | 11 | LFG | IC | 0.3 |  | IPP Non-CHP | N | Internal Combustion (PRMVR=IC)
EXCLUDE | WA | Cedar Hills | 57298 | 12 | LFG | IC | 0.3 |  | IPP Non-CHP | N | Internal Combustion (PRMVR=IC)
EXCLUDE | WA | Cedar Hills | 57298 | 13 | LFG | IC | 0.3 |  | IPP Non-CHP | N | Internal Combustion (PRMVR=IC)
EXCLUDE | WA | Cedar Hills | 57298 | 14 | LFG | IC | 0.3 |  | IPP Non-CHP | N | Internal Combustion (PRMVR=IC)
EXCLUDE | WA | Cedar Hills | 57298 | 15 | LFG | IC | 0.3 |  | IPP Non-CHP | N | Internal Combustion (PRMVR=IC)
EXCLUDE | WA | Cedar Hills | 57298 | 16 | LFG | IC | 0.3 |  | IPP Non-CHP | N | Internal Combustion (PRMVR=IC)
EXCLUDE | WA | Cedar Hills | 57298 | 17 | LFG | IC | 0.3 |  | IPP Non-CHP | N | Internal Combustion (PRMVR=IC)
EXCLUDE | WA | Cedar Hills | 57298 | 18 | LFG | IC | 0.3 |  | IPP Non-CHP | N | Internal Combustion (PRMVR=IC)
EXCLUDE | WA | Cedar Hills | 57298 | 2 | LFG | IC | 0.3 |  | IPP Non-CHP | N | Internal Combustion (PRMVR=IC)
EXCLUDE | WA | Cedar Hills | 57298 | 3 | LFG | IC | 0.3 |  | IPP Non-CHP | N | Internal Combustion (PRMVR=IC)
EXCLUDE | WA | Cedar Hills | 57298 | 4 | LFG | IC | 0.3 |  | IPP Non-CHP | N | Internal Combustion (PRMVR=IC)
EXCLUDE | WA | Cedar Hills | 57298 | 5 | LFG | IC | 0.3 |  | IPP Non-CHP | N | Internal Combustion (PRMVR=IC)
EXCLUDE | WA | Cedar Hills | 57298 | 6 | LFG | IC | 0.3 |  | IPP Non-CHP | N | Internal Combustion (PRMVR=IC)
EXCLUDE | WA | Cedar Hills | 57298 | 7 | LFG | IC | 0.3 |  | IPP Non-CHP | N | Internal Combustion (PRMVR=IC)
EXCLUDE | WA | Cedar Hills | 57298 | 8 | LFG | IC | 0.3 |  | IPP Non-CHP | N | Internal Combustion (PRMVR=IC)
EXCLUDE | WA | Cedar Hills | 57298 | 9 | LFG | IC | 0.3 |  | IPP Non-CHP | N | Internal Combustion (PRMVR=IC)
EXCLUDE | CA | Southern Owens Valley Solar Ranch | 57304 | 1 | SUN | PV | 200 |  | Electric Utility | N | Non Combustion (NUC, WAT, WND, GEO, or SUN)
EXCLUDE | CA | Pine Tree Solar Project | 57306 | 1 | SUN | PV | 8.5 |  | Electric Utility | N | Non Combustion (NUC, WAT, WND, GEO, or SUN)
EXCLUDE | CA | Van Norman Bypass Solar Project | 57307 | 1 | SUN | PV | 3 |  | Electric Utility | N | Non Combustion (NUC, WAT, WND, GEO, or SUN)
EXCLUDE | CA | Maclay Solar Project | 57308 | 1 | SUN | PV | 1.4 |  | Electric Utility | N | Non Combustion (NUC, WAT, WND, GEO, or SUN)
EXCLUDE | CA | Occidental College Solar Project | 57311 | 1 | SUN | PV | 1 |  | Commercial Non-CHP | N | Non Combustion (NUC, WAT, WND, GEO, or SUN)
EXCLUDE | CA | LATTC South Campus Solar | 57312 | 1 | SUN | PV | 1.1 |  | Electric Utility | N | Non Combustion (NUC, WAT, WND, GEO, or SUN)
EXCLUDE | CO | San Luis Valley Solar Ranch | 57317 | 1 | SUN | PV | 35 |  | IPP Non-CHP | N | Non Combustion (NUC, WAT, WND, GEO, or SUN)
EXCLUDE | AZ | Luke Solar | 57324 | PV1 | SUN | PV | 15 |  | Electric Utility | N | Non Combustion (NUC, WAT, WND, GEO, or SUN)
EXCLUDE | CA | Mojave Solar Project | 57331 | MSP1 | SUN | ST | 140 |  | IPP Non-CHP | N | Non Combustion (NUC, WAT, WND, GEO, or SUN)
EXCLUDE | CA | Mojave Solar Project | 57331 | MSP2 | SUN | ST | 140 |  | IPP Non-CHP | N | Non Combustion (NUC, WAT, WND, GEO, or SUN)
EXCLUDE | CA | Panoche Valley Solar Farm | 57340 | 1 | SUN | PV | 399 |  | IPP Non-CHP | N | Non Combustion (NUC, WAT, WND, GEO, or SUN)
EXCLUDE | ID | Cargill B6 Biofactory | 57343 | 1 | OBG | IC | 1.1 |  | IPP CHP | Y | Internal Combustion (PRMVR=IC)
EXCLUDE | ID | Cargill B6 Biofactory | 57343 | 2 | OBG | IC | 1.1 |  | IPP CHP | Y | Internal Combustion (PRMVR=IC)
EXCLUDE | ID | Cargill Dry Creek Biofactory | 57344 | GS1 | OBG | IC | 0.8 |  | Industrial CHP | Y | Internal Combustion (PRMVR=IC)
EXCLUDE | ID | Cargill Dry Creek Biofactory | 57344 | GS2 | OBG | IC | 0.8 |  | Industrial CHP | Y | Internal Combustion (PRMVR=IC)
EXCLUDE | ID | Cargill Dry Creek Biofactory | 57344 | GS3 | OBG | IC | 0.8 |  | Industrial CHP | Y | Internal Combustion (PRMVR=IC)
EXCLUDE | ID | Cargill Kettle Butte Biofactory | 57345 | 1 | OBG | IC | 0.9 |  | IPP CHP | Y | Internal Combustion (PRMVR=IC)
EXCLUDE | ID | Cargill Kettle Butte Biofactory | 57345 | 2 | OBG | IC | 0.9 |  | IPP CHP | Y | Internal Combustion (PRMVR=IC)
EXCLUDE | DE | Garrison Energy Center LLC | 57349 | CTG1 | NG | CC | 235 |  | IPP Non-CHP | N | Status of operation (IP,L,P,T,or U) or Retired before 2012
EXCLUDE | DE | Garrison Energy Center LLC | 57349 | STG2 | NG | CC | 126 |  | IPP Non-CHP | N | Status of operation (IP,L,P,T,or U) or Retired before 2012
EXCLUDE | UT | Thermo No 1 | 57353 | 2 | GEO | BT | 14 |  | IPP Non-CHP | N | Non Combustion (NUC, WAT, WND, GEO, or SUN)
EXCLUDE | VA | Henrico | 57356 | 1 | LFG | IC | 0.3 |  | IPP Non-CHP | N | Internal Combustion (PRMVR=IC)
EXCLUDE | VA | Henrico | 57356 | 10 | LFG | IC | 0.3 |  | IPP Non-CHP | N | Internal Combustion (PRMVR=IC)
EXCLUDE | VA | Henrico | 57356 | 11 | LFG | IC | 0.3 |  | IPP Non-CHP | N | Internal Combustion (PRMVR=IC)
EXCLUDE | VA | Henrico | 57356 | 12 | LFG | IC | 0.3 |  | IPP Non-CHP | N | Internal Combustion (PRMVR=IC)
EXCLUDE | VA | Henrico | 57356 | 2 | LFG | IC | 0.3 |  | IPP Non-CHP | N | Internal Combustion (PRMVR=IC)
EXCLUDE | VA | Henrico | 57356 | 3 | LFG | IC | 0.3 |  | IPP Non-CHP | N | Internal Combustion (PRMVR=IC)
EXCLUDE | VA | Henrico | 57356 | 4 | LFG | IC | 0.3 |  | IPP Non-CHP | N | Internal Combustion (PRMVR=IC)
EXCLUDE | VA | Henrico | 57356 | 5 | LFG | IC | 0.3 |  | IPP Non-CHP | N | Internal Combustion (PRMVR=IC)
EXCLUDE | VA | Henrico | 57356 | 6 | LFG | IC | 0.3 |  | IPP Non-CHP | N | Internal Combustion (PRMVR=IC)
EXCLUDE | VA | Henrico | 57356 | 7 | LFG | IC | 0.3 |  | IPP Non-CHP | N | Internal Combustion (PRMVR=IC)
EXCLUDE | VA | Henrico | 57356 | 8 | LFG | IC | 0.3 |  | IPP Non-CHP | N | Internal Combustion (PRMVR=IC)
EXCLUDE | VA | Henrico | 57356 | 9 | LFG | IC | 0.3 |  | IPP Non-CHP | N | Internal Combustion (PRMVR=IC)
EXCLUDE | NC | 510 REPP One | 57363 | 1 | SUN | PV | 1.3 |  | IPP Non-CHP | N | Non Combustion (NUC, WAT, WND, GEO, or SUN)
EXCLUDE | NC | MP Durham LLC | 57365 | 1A | LFG | IC | 1.1 |  | IPP Non-CHP | N | Internal Combustion (PRMVR=IC)
EXCLUDE | NC | MP Durham LLC | 57365 | 1B | LFG | IC | 1.1 |  | IPP Non-CHP | N | Internal Combustion (PRMVR=IC)
EXCLUDE | NC | MP Durham LLC | 57365 | 1C | LFG | IC | 1.1 |  | IPP Non-CHP | N | Internal Combustion (PRMVR=IC)
EXCLUDE | NC | MP Wayne LLC | 57366 | 1A | LFG | IC | 1.1 |  | IPP Non-CHP | N | Internal Combustion (PRMVR=IC)
EXCLUDE | NC | MP Wayne LLC | 57366 | 1B | LFG | IC | 1.1 |  | IPP Non-CHP | N | Internal Combustion (PRMVR=IC)
EXCLUDE | NC | MP Wayne LLC | 57366 | 1C | LFG | IC | 1.1 |  | IPP Non-CHP | N | Internal Combustion (PRMVR=IC)
EXCLUDE | NC | MP Wilson LLC | 57370 | 1 | LFG | IC | 1.1 |  | IPP Non-CHP | N | Internal Combustion (PRMVR=IC)
EXCLUDE | NC | MP Wilson LLC | 57370 | 2 | LFG | IC | 1.1 |  | IPP Non-CHP | N | Internal Combustion (PRMVR=IC)
EXCLUDE | OH | Turning Point Solar | 57371 | TPS50 | SUN | PV | 20 |  | IPP Non-CHP | N | Non Combustion (NUC, WAT, WND, GEO, or SUN)
EXCLUDE | OH | Turning Point Solar | 57371 | TPS51 | SUN | PV | 15 |  | IPP Non-CHP | N | Non Combustion (NUC, WAT, WND, GEO, or SUN)
EXCLUDE | OH | Turning Point Solar | 57371 | TPS52 | SUN | PV | 14.9 |  | IPP Non-CHP | N | Non Combustion (NUC, WAT, WND, GEO, or SUN)
EXCLUDE | AZ | Agua Caliente Solar Project | 57373 | AGU01 | SUN | PV | 290 |  | IPP Non-CHP | N | Non Combustion (NUC, WAT, WND, GEO, or SUN)
EXCLUDE | AZ | Agua Caliente Solar Project | 57373 | AGU3 | SUN | PV | 132 |  | IPP Non-CHP | N | Non Combustion (NUC, WAT, WND, GEO, or SUN)
EXCLUDE | CA | AV Solar Ranch One | 57378 | AVSR | SUN | PV | 253 |  | IPP Non-CHP | N | Non Combustion (NUC, WAT, WND, GEO, or SUN)
EXCLUDE | OR | Klamath Falls Bioenergy Facility | 57388 | EU1 | WDS | ST | 42 |  | IPP Non-CHP | N | Non Fossil fuel type
EXCLUDE | AZ | TAA Solar Facility | 57391 | TAA1 | SUN | PV | 2.8 |  | Electric Utility | N | Non Combustion (NUC, WAT, WND, GEO, or SUN)
EXCLUDE | ID | Big Sky Dairy Digester | 57393 | GEN1 | OBG | IC | 0.8 |  | IPP Non-CHP | N | Internal Combustion (PRMVR=IC)
EXCLUDE | ID | Big Sky Dairy Digester | 57393 | GEN2 | OBG | IC | 0.8 |  | IPP Non-CHP | N | Internal Combustion (PRMVR=IC)
EXCLUDE | CA | Genesis Solar Energy Project | 57394 | GEN01 | SUN | ST | 125 |  | IPP Non-CHP | N | Non Combustion (NUC, WAT, WND, GEO, or SUN)
EXCLUDE | CA | Genesis Solar Energy Project | 57394 | GEN02 | SUN | ST | 125 |  | IPP Non-CHP | N | Non Combustion (NUC, WAT, WND, GEO, or SUN)
EXCLUDE | OR | Lakeview Cogeneration LLC | 57398 | 1 | OBS | ST | 26.8 |  | IPP CHP | Y | Non Fossil fuel type
EXCLUDE | KY | Cannelton Hydroelectric Plant | 57399 | CG1 | WAT | HY | 29.3 |  | Electric Utility | N | Non Combustion (NUC, WAT, WND, GEO, or SUN)
EXCLUDE | KY | Cannelton Hydroelectric Plant | 57399 | CG2 | WAT | HY | 29.3 |  | Electric Utility | N | Non Combustion (NUC, WAT, WND, GEO, or SUN)
EXCLUDE | KY | Cannelton Hydroelectric Plant | 57399 | CG3 | WAT | HY | 29.3 |  | Electric Utility | N | Non Combustion (NUC, WAT, WND, GEO, or SUN)
EXCLUDE | KY | Smithland Hydroelectric Plant | 57400 | SG1 | WAT | HY | 25.3 |  | Electric Utility | N | Non Combustion (NUC, WAT, WND, GEO, or SUN)
EXCLUDE | KY | Smithland Hydroelectric Plant | 57400 | SG2 | WAT | HY | 25.3 |  | Electric Utility | N | Non Combustion (NUC, WAT, WND, GEO, or SUN)
EXCLUDE | KY | Smithland Hydroelectric Plant | 57400 | SG3 | WAT | HY | 25.3 |  | Electric Utility | N | Non Combustion (NUC, WAT, WND, GEO, or SUN)
EXCLUDE | WV | Willow Island Hydroelectric Plant | 57401 | WIG1 | WAT | HY | 22 |  | Electric Utility | N | Non Combustion (NUC, WAT, WND, GEO, or SUN)
EXCLUDE | WV | Willow Island Hydroelectric Plant | 57401 | WIG2 | WAT | HY | 22 |  | Electric Utility | N | Non Combustion (NUC, WAT, WND, GEO, or SUN)
EXCLUDE | AZ | Northwest Regional | 57403 | GEN1 | LFG | IC | 1.6 |  | IPP Non-CHP | N | Internal Combustion (PRMVR=IC)
EXCLUDE | AZ | Northwest Regional | 57403 | GEN2 | LFG | IC | 1.6 |  | IPP Non-CHP | N | Internal Combustion (PRMVR=IC)
EXCLUDE | NY | Oneida Herkimer | 57404 | GEN1 | LFG | IC | 1.6 |  | IPP Non-CHP | N | Internal Combustion (PRMVR=IC)
EXCLUDE | NY | Oneida Herkimer | 57404 | GEN2 | LFG | IC | 1.6 |  | IPP Non-CHP | N | Internal Combustion (PRMVR=IC)
EXCLUDE | MI | Eagle Valley | 57405 | GEN1 | LFG | IC | 1.6 |  | IPP Non-CHP | N | Internal Combustion (PRMVR=IC)
EXCLUDE | MI | Eagle Valley | 57405 | GEN2 | LFG | IC | 1.6 |  | IPP Non-CHP | N | Internal Combustion (PRMVR=IC)
EXCLUDE | IL | Prairie View IL | 57406 | GEN1 | LFG | IC | 1.6 |  | IPP Non-CHP | N | Internal Combustion (PRMVR=IC)
EXCLUDE | IL | Prairie View IL | 57406 | GEN2 | LFG | IC | 1.6 |  | IPP Non-CHP | N | Internal Combustion (PRMVR=IC)
EXCLUDE | IL | Prairie View IL | 57406 | GEN3 | LFG | IC | 1.6 |  | IPP Non-CHP | N | Internal Combustion (PRMVR=IC)
EXCLUDE | MS | Prairie Bluff | 57408 | GEN1 | LFG | IC | 1.6 |  | IPP Non-CHP | N | Internal Combustion (PRMVR=IC)
EXCLUDE | TN | West Camden | 57409 | GEN1 | LFG | IC | 1.6 |  | IPP Non-CHP | N | Internal Combustion (PRMVR=IC)
EXCLUDE | TN | West Camden | 57409 | GEN2 | LFG | IC | 1.6 |  | IPP Non-CHP | N | Internal Combustion (PRMVR=IC)
EXCLUDE | TN | West Camden | 57409 | GEN3 | LFG | IC | 1.6 |  | IPP Non-CHP | N | Internal Combustion (PRMVR=IC)
EXCLUDE | OH | Geneva | 57410 | GEN1 | LFG | IC | 0.8 |  | IPP Non-CHP | N | Internal Combustion (PRMVR=IC)
EXCLUDE | OH | Geneva | 57410 | GEN2 | LFG | IC | 0.8 |  | IPP Non-CHP | N | Internal Combustion (PRMVR=IC)
EXCLUDE | OH | Geneva | 57410 | GEN3 | LFG | IC | 0.8 |  | IPP Non-CHP | N | Internal Combustion (PRMVR=IC)
EXCLUDE | OH | Geneva | 57410 | GEN4 | LFG | IC | 0.8 |  | IPP Non-CHP | N | Internal Combustion (PRMVR=IC)
EXCLUDE | OH | Geneva | 57410 | GEN5 | LFG | IC | 0.8 |  | IPP Non-CHP | N | Internal Combustion (PRMVR=IC)
EXCLUDE | OH | Mahoning | 57411 | GEN1 | LFG | IC | 0.8 |  | IPP Non-CHP | N | Internal Combustion (PRMVR=IC)
EXCLUDE | OH | Mahoning | 57411 | GEN2 | LFG | IC | 0.8 |  | IPP Non-CHP | N | Internal Combustion (PRMVR=IC)
EXCLUDE | OH | Mahoning | 57411 | GEN3 | LFG | IC | 0.8 |  | IPP Non-CHP | N | Internal Combustion (PRMVR=IC)
EXCLUDE | OH | Mahoning | 57411 | GEN4 | LFG | IC | 0.8 |  | IPP Non-CHP | N | Internal Combustion (PRMVR=IC)
EXCLUDE | OH | Mahoning | 57411 | GEN5 | LFG | IC | 0.8 |  | IPP Non-CHP | N | Internal Combustion (PRMVR=IC)
EXCLUDE | OH | Mahoning | 57411 | GEN6 | LFG | IC | 0.8 |  | IPP Non-CHP | N | Internal Combustion (PRMVR=IC)
EXCLUDE | CA | K Road Calico Solar | 57416 | 01 | SUN | PV | 275 |  | IPP Non-CHP | N | Non Combustion (NUC, WAT, WND, GEO, or SUN)
EXCLUDE | CA | K Road Calico Solar | 57416 | 02 | SUN | PV | 388.5 |  | IPP Non-CHP | N | Non Combustion (NUC, WAT, WND, GEO, or SUN)
EXCLUDE | CA | RPI Fuel Cell LLC | 57419 | 0001 | OBG | FC | 3 |  | IPP CHP | Y | Fuel Cell (PRMVR=FC)
EXCLUDE | ID | Double A Digester | 57425 | 1 | OBG | IC | 1.5 |  | IPP CHP | Y | Internal Combustion (PRMVR=IC)
EXCLUDE | ID | Double A Digester | 57425 | 2 | OBG | IC | 1.5 |  | IPP CHP | Y | Internal Combustion (PRMVR=IC)
EXCLUDE | ID | Double A Digester | 57425 | 3 | OBG | IC | 1.5 |  | IPP CHP | Y | Internal Combustion (PRMVR=IC)
EXCLUDE | OH | Bellefontaine Gas Producers LLC | 57433 | 1 | LFG | IC | 1.6 |  | IPP Non-CHP | N | Internal Combustion (PRMVR=IC)
EXCLUDE | OH | Bellefontaine Gas Producers LLC | 57433 | 2 | LFG | IC | 1.6 |  | IPP Non-CHP | N | Internal Combustion (PRMVR=IC)
EXCLUDE | OH | Bellefontaine Gas Producers LLC | 57433 | 3 | LFG | IC | 1.6 |  | IPP Non-CHP | N | Internal Combustion (PRMVR=IC)
EXCLUDE | NC | Davidson Gas Producers LLC | 57436 | 1 | LFG | IC | 1.6 |  | IPP Non-CHP | N | Internal Combustion (PRMVR=IC)
EXCLUDE | CA | California Valley Solar Ranch | 57439 | HPR2 | SUN | PV | 60 |  | IPP Non-CHP | N | Non Combustion (NUC, WAT, WND, GEO, or SUN)
EXCLUDE | CA | California Valley Solar Ranch | 57439 | HPR2C | SUN | PV | 123.5 |  | IPP Non-CHP | N | Non Combustion (NUC, WAT, WND, GEO, or SUN)
EXCLUDE | MI | Pine Tree Acres WM LFGTE | 57443 | GEN1 | LFG | IC | 1.6 |  | IPP Non-CHP | N | Internal Combustion (PRMVR=IC)
EXCLUDE | MI | Pine Tree Acres WM LFGTE | 57443 | GEN2 | LFG | IC | 1.6 |  | IPP Non-CHP | N | Internal Combustion (PRMVR=IC)
EXCLUDE | MI | Pine Tree Acres WM LFGTE | 57443 | GEN3 | LFG | IC | 1.6 |  | IPP Non-CHP | N | Internal Combustion (PRMVR=IC)
EXCLUDE | MI | Pine Tree Acres WM LFGTE | 57443 | GEN4 | LFG | IC | 1.6 |  | IPP Non-CHP | N | Internal Combustion (PRMVR=IC)
EXCLUDE | MI | Pine Tree Acres WM LFGTE | 57443 | GEN5 | LFG | IC | 1.6 |  | IPP Non-CHP | N | Internal Combustion (PRMVR=IC)
EXCLUDE | MI | Pine Tree Acres WM LFGTE | 57443 | GEN6 | LFG | IC | 1.6 |  | IPP Non-CHP | N | Internal Combustion (PRMVR=IC)
EXCLUDE | MI | Pine Tree Acres WM LFGTE | 57443 | GEN7 | LFG | IC | 1.6 |  | IPP Non-CHP | N | Internal Combustion (PRMVR=IC)
EXCLUDE | MI | Pine Tree Acres WM LFGTE | 57443 | GEN8 | LFG | IC | 1.6 |  | IPP Non-CHP | N | Internal Combustion (PRMVR=IC)
EXCLUDE | WV | Laurel Mountain | 57447 | 2 | MWH | BA | 32 |  | IPP Non-CHP | N | Energy Storage Battery or Energy Storage Compressed Air or Flywheel (PRMVR=BA or CE or FW)
EXCLUDE | AZ | Hyder Projects | 57452 | HYD1 | SUN | PV | 99 |  | IPP Non-CHP | N | Non Combustion (NUC, WAT, WND, GEO, or SUN)
EXCLUDE | AZ | Hyder Projects | 57452 | HYD2 | SUN | PV | 99 |  | IPP Non-CHP | N | Non Combustion (NUC, WAT, WND, GEO, or SUN)
EXCLUDE | AZ | Hyder Projects | 57452 | HYD3 | SUN | PV | 40 |  | IPP Non-CHP | N | Non Combustion (NUC, WAT, WND, GEO, or SUN)
EXCLUDE | CA | Blythe Projects | 57453 | BLY1 | SUN | PV | 200 |  | IPP Non-CHP | N | Non Combustion (NUC, WAT, WND, GEO, or SUN)
EXCLUDE | CA | Blythe Projects | 57453 | BLY2 | SUN | PV | 20 |  | IPP Non-CHP | N | Non Combustion (NUC, WAT, WND, GEO, or SUN)
EXCLUDE | CA | NRG Solar Desert Center | 57454 | SDC1 | SUN | PV | 49.5 |  | IPP Non-CHP | N | Non Combustion (NUC, WAT, WND, GEO, or SUN)
EXCLUDE | CA | NRG Solar Borrego I | 57455 | SB1 | SUN | PV | 26 |  | IPP Non-CHP | N | Non Combustion (NUC, WAT, WND, GEO, or SUN)
EXCLUDE | NV | San Emidio | 57456 | SE-U1 | GEO | ST | 11.8 |  | IPP Non-CHP | N | Non Combustion (NUC, WAT, WND, GEO, or SUN)
EXCLUDE | PA | Blue Ridge Landfill | 57466 | GEN1 | LFG | IC | 1.6 |  | IPP Non-CHP | N | Internal Combustion (PRMVR=IC)
EXCLUDE | PA | Blue Ridge Landfill | 57466 | GEN2 | LFG | IC | 1.6 |  | IPP Non-CHP | N | Internal Combustion (PRMVR=IC)
EXCLUDE | PA | Blue Ridge Landfill | 57466 | GEN3 | LFG | IC | 1.6 |  | IPP Non-CHP | N | Internal Combustion (PRMVR=IC)
EXCLUDE | PA | Blue Ridge Landfill | 57466 | GEN4 | LFG | IC | 1.6 |  | IPP Non-CHP | N | Internal Combustion (PRMVR=IC)
EXCLUDE | NY | TBE-Montgomery LLC | 57472 | CTG | OBG | CC | 12 |  | IPP Non-CHP | N | Non Fossil fuel type
EXCLUDE | NY | TBE-Montgomery LLC | 57472 | STG | OBG | CC | 9 |  | IPP Non-CHP | N | Non Fossil fuel type
EXCLUDE | NM | TSGT Mobile Generator #15 | 57476 | M15G | DFO | IC | 2 |  | Electric Utility | N | Internal Combustion (PRMVR=IC)
EXCLUDE | CA | Black Rock I | 57477 | G3201 | GEO | ST | 70 |  | IPP Non-CHP | N | Non Combustion (NUC, WAT, WND, GEO, or SUN)
EXCLUDE | CA | Black Rock II | 57478 | G3202 | GEO | ST | 70 |  | IPP Non-CHP | N | Non Combustion (NUC, WAT, WND, GEO, or SUN)
EXCLUDE | CA | Black Rock III | 57479 | G303 | GEO | ST | 70 |  | IPP Non-CHP | N | Non Combustion (NUC, WAT, WND, GEO, or SUN)
Exclude | CA | CPV Sentinel Energy Project | 57482 | CTG1 | NG | GT | 100 |  | IPP Non-CHP | N | Low utilization CT
Exclude | CA | CPV Sentinel Energy Project | 57482 | CTG2 | NG | GT | 100 |  | IPP Non-CHP | N | Low utilization CT
Exclude | CA | CPV Sentinel Energy Project | 57482 | CTG3 | NG | GT | 100 |  | IPP Non-CHP | N | Low utilization CT
Exclude | CA | CPV Sentinel Energy Project | 57482 | CTG4 | NG | GT | 100 |  | IPP Non-CHP | N | Low utilization CT
Exclude | CA | CPV Sentinel Energy Project | 57482 | CTG5 | NG | GT | 100 |  | IPP Non-CHP | N | Low utilization CT
Exclude | CA | CPV Sentinel Energy Project | 57482 | CTG6 | NG | GT | 100 |  | IPP Non-CHP | N | Low utilization CT
Exclude | CA | CPV Sentinel Energy Project | 57482 | CTG7 | NG | GT | 100 |  | IPP Non-CHP | N | Low utilization CT
Exclude | CA | CPV Sentinel Energy Project | 57482 | CTG8 | NG | GT | 100 |  | IPP Non-CHP | N | Low utilization CT
EXCLUDE | NJ | Frenchtown I Solar | 57486 | F1NJ | SUN | PV | 3 |  | IPP Non-CHP | N | Non Combustion (NUC, WAT, WND, GEO, or SUN)
EXCLUDE | KS | Oak Grove Gas Producers | 57489 | G1 | LFG | IC | 1.6 |  | IPP Non-CHP | N | Internal Combustion (PRMVR=IC)
EXCLUDE | CA | Imperial Solar Energy Center South | 57490 | 56819 | SUN | PV | 128.9 |  | IPP Non-CHP | N | Non Combustion (NUC, WAT, WND, GEO, or SUN)
EXCLUDE | CA | Imperial Solar Energy Center West | 57491 | 56819 | SUN | PV | 148.7 |  | IPP Non-CHP | N | Non Combustion (NUC, WAT, WND, GEO, or SUN)
EXCLUDE | NC | Sampson County Landfill | 57492 | GEN1 | LFG | IC | 1.6 |  | IPP Non-CHP | N | Internal Combustion (PRMVR=IC)
EXCLUDE | NC | Sampson County Landfill | 57492 | GEN2 | LFG | IC | 1.6 |  | IPP Non-CHP | N | Internal Combustion (PRMVR=IC)
EXCLUDE | NC | Sampson County Landfill | 57492 | GEN3 | LFG | IC | 1.6 |  | IPP Non-CHP | N | Internal Combustion (PRMVR=IC)
EXCLUDE | NC | Sampson County Landfill | 57492 | GEN4 | LFG | IC | 1.6 |  | IPP Non-CHP | N | Internal Combustion (PRMVR=IC)
EXCLUDE | NC | Sampson County Landfill | 57492 | GEN5 | LFG | IC | 1.6 |  | IPP Non-CHP | N | Internal Combustion (PRMVR=IC)
EXCLUDE | NC | Sampson County Landfill | 57492 | GEN6 | LFG | IC | 1.6 |  | IPP Non-CHP | N | Internal Combustion (PRMVR=IC)
EXCLUDE | NC | Sampson County Landfill | 57492 | GEN7 | LFG | IC | 1.6 |  | IPP Non-CHP | N | Internal Combustion (PRMVR=IC)
EXCLUDE | NC | Sampson County Landfill | 57492 | GEN8 | LFG | IC | 1.6 |  | IPP Non-CHP | N | Internal Combustion (PRMVR=IC)
EXCLUDE | FL | Perdido | 57502 | 1 | LFG | IC | 1.6 |  | Electric Utility | N | Internal Combustion (PRMVR=IC)
EXCLUDE | FL | Perdido | 57502 | 2 | LFG | IC | 1.6 |  | Electric Utility | N | Internal Combustion (PRMVR=IC)
EXCLUDE | FL | Perdido | 57502 | 3 | LFG | IC | 1.6 |  | Electric Utility | N | Internal Combustion (PRMVR=IC)
EXCLUDE | WI | Oneida Energy | 57503 | CE1 | NG | GT | 1.5 |  | IPP Non-CHP | N | Simple Cycle Turbine (PRMVR=GT or OT) unit under 25MW
EXCLUDE | WI | Oneida Energy | 57503 | CE2 | NG | GT | 1.5 |  | IPP Non-CHP | N | Simple Cycle Turbine (PRMVR=GT or OT) unit under 25MW
EXCLUDE | WI | Oneida Energy | 57503 | CE3 | NG | GT | 1.5 |  | IPP Non-CHP | N | Simple Cycle Turbine (PRMVR=GT or OT) unit under 25MW
EXCLUDE | TX | McKinney LFG | 57508 | GEN1 | LFG | IC | 1.6 |  | IPP Non-CHP | N | Internal Combustion (PRMVR=IC)
EXCLUDE | TX | McKinney LFG | 57508 | GEN2 | LFG | IC | 1.6 |  | IPP Non-CHP | N | Internal Combustion (PRMVR=IC)
EXCLUDE | OH | Central Ohio BioEnergy Plant #1 | 57513 | COBE1 | OBG | IC | 1 |  | Industrial CHP | Y | Internal Combustion (PRMVR=IC)
Exclude | CA | Walnut Creek Energy Park | 57515 | GT1 | NG | GT | 100 |  | IPP Non-CHP | N | Low utilization CT
Exclude | CA | Walnut Creek Energy Park | 57515 | GT2 | NG | GT | 100 |  | IPP Non-CHP | N | Low utilization CT
Exclude | CA | Walnut Creek Energy Park | 57515 | GT3 | NG | GT | 100 |  | IPP Non-CHP | N | Low utilization CT
Exclude | CA | Walnut Creek Energy Park | 57515 | GT4 | NG | GT | 100 |  | IPP Non-CHP | N | Low utilization CT
Exclude | CA | Walnut Creek Energy Park | 57515 | GT5 | NG | GT | 100 |  | IPP Non-CHP | N | Low utilization CT
EXCLUDE | IN | Purdue Energy Park | 57518 | 1 | WND | WT | 88 |  | IPP Non-CHP | N | Non Combustion (NUC, WAT, WND, GEO, or SUN)
EXCLUDE | IN | Purdue Energy Park | 57518 | 2 | WND | WT | 5.5 |  | IPP Non-CHP | N | Non Combustion (NUC, WAT, WND, GEO, or SUN)
EXCLUDE | CA | Giffen | 57521 | 2 | SUN | PV | 10 |  | Electric Utility | N | Non Combustion (NUC, WAT, WND, GEO, or SUN)
EXCLUDE | CA | Painted Hills | 57527 | 1 | WND | WT | 17.5 |  | IPP Non-CHP | N | Non Combustion (NUC, WAT, WND, GEO, or SUN)
EXCLUDE | CA | Solar Photovoltaic Project #25 | 57528 | S25A | SUN | PV | 0.5 |  | Electric Utility | N | Non Combustion (NUC, WAT, WND, GEO, or SUN)
EXCLUDE | CA | Solar Photovoltaic Project #25 | 57528 | S25B | SUN | PV | 0.5 |  | Electric Utility | N | Non Combustion (NUC, WAT, WND, GEO, or SUN)
EXCLUDE | CA | Solar Photovoltaic Project #25 | 57528 | S25C | SUN | PV | 0.5 |  | Electric Utility | N | Non Combustion (NUC, WAT, WND, GEO, or SUN)
EXCLUDE | CA | Solar Photovoltaic Project #25 | 57528 | S25D | SUN | PV | 0.5 |  | Electric Utility | N | Non Combustion (NUC, WAT, WND, GEO, or SUN)
EXCLUDE | CA | Solar Photovoltaic Project #25 | 57528 | S25E | SUN | PV | 0.5 |  | Electric Utility | N | Non Combustion (NUC, WAT, WND, GEO, or SUN)
EXCLUDE | CA | Solar Photovoltaic Project #25 | 57528 | S25F | SUN | PV | 0.5 |  | Electric Utility | N | Non Combustion (NUC, WAT, WND, GEO, or SUN)
EXCLUDE | CA | Solar Photovoltaic Project #25 | 57528 | S25G | SUN | PV | 0.5 |  | Electric Utility | N | Non Combustion (NUC, WAT, WND, GEO, or SUN)
EXCLUDE | CA | Solar Photovoltaic Project #25 | 57528 | S25H | SUN | PV | 0.5 |  | Electric Utility | N | Non Combustion (NUC, WAT, WND, GEO, or SUN)
EXCLUDE | CA | Solar Photovoltaic Project #25 | 57528 | S25I | SUN | PV | 0.5 |  | Electric Utility | N | Non Combustion (NUC, WAT, WND, GEO, or SUN)
EXCLUDE | ME | Bingham Wind | 57531 | 1 | WND | WT | 186 |  | IPP Non-CHP | N | Non Combustion (NUC, WAT, WND, GEO, or SUN)
EXCLUDE | CA | Solar Photovoltaic Project #30 | 57532 | S30A | SUN | PV | 0.5 |  | Electric Utility | N | Non Combustion (NUC, WAT, WND, GEO, or SUN)
EXCLUDE | CA | Solar Photovoltaic Project #30 | 57532 | S30B | SUN | PV | 0.5 |  | Electric Utility | N | Non Combustion (NUC, WAT, WND, GEO, or SUN)
EXCLUDE | CA | Solar Photovoltaic Project #30 | 57532 | S30C | SUN | PV | 0.5 |  | Electric Utility | N | Non Combustion (NUC, WAT, WND, GEO, or SUN)
EXCLUDE | CA | Solar Photovoltaic Project #31 | 57533 | S31A | SUN | PV | 0.5 |  | Electric Utility | N | Non Combustion (NUC, WAT, WND, GEO, or SUN)
EXCLUDE | CA | Solar Photovoltaic Project #31 | 57533 | S31B | SUN | PV | 0.5 |  | Electric Utility | N | Non Combustion (NUC, WAT, WND, GEO, or SUN)
EXCLUDE | CA | Solar Photovoltaic Project #32 | 57534 | S32A | SUN | PV | 0.5 |  | Electric Utility | N | Non Combustion (NUC, WAT, WND, GEO, or SUN)
EXCLUDE | CA | Solar Photovoltaic Project #32 | 57534 | S32B | SUN | PV | 0.5 |  | Electric Utility | N | Non Combustion (NUC, WAT, WND, GEO, or SUN)
EXCLUDE | CA | Solar Photovoltaic Project #32 | 57534 | S32C | SUN | PV | 0.5 |  | Electric Utility | N | Non Combustion (NUC, WAT, WND, GEO, or SUN)
EXCLUDE | CA | Solar Photovoltaic Project #33 | 57535 | S33A | SUN | PV | 0.5 |  | Electric Utility | N | Non Combustion (NUC, WAT, WND, GEO, or SUN)
EXCLUDE | CA | Solar Photovoltaic Project #33 | 57535 | S33B | SUN | PV | 0.5 |  | Electric Utility | N | Non Combustion (NUC, WAT, WND, GEO, or SUN)
EXCLUDE | CA | SPVP #35 | 57537 | 35H | SUN | PV | 0.5 |  | Electric Utility | N | Non Combustion (NUC, WAT, WND, GEO, or SUN)
EXCLUDE | CA | SPVP #35 | 57537 | 35I | SUN | PV | 0.5 |  | Electric Utility | N | Non Combustion (NUC, WAT, WND, GEO, or SUN)
EXCLUDE | CA | SPVP #35 | 57537 | 35J | SUN | PV | 0.5 |  | Electric Utility | N | Non Combustion (NUC, WAT, WND, GEO, or SUN)
EXCLUDE | CA | SPVP #35 | 57537 | 35K | SUN | PV | 0.5 |  | Electric Utility | N | Non Combustion (NUC, WAT, WND, GEO, or SUN)
EXCLUDE | CA | SPVP #35 | 57537 | 35L | SUN | PV | 0.5 |  | Electric Utility | N | Non Combustion (NUC, WAT, WND, GEO, or SUN)
EXCLUDE | CA | SPVP #35 | 57537 | 35M | SUN | PV | 0.5 |  | Electric Utility | N | Non Combustion (NUC, WAT, WND, GEO, or SUN)
EXCLUDE | CA | SPVP #35 | 57537 | 35N | SUN | PV | 0.5 |  | Electric Utility | N | Non Combustion (NUC, WAT, WND, GEO, or SUN)
EXCLUDE | CA | SPVP #35 | 57537 | S35A | SUN | PV | 0.5 |  | Electric Utility | N | Non Combustion (NUC, WAT, WND, GEO, or SUN)
EXCLUDE | CA | SPVP #35 | 57537 | S35B | SUN | PV | 0.5 |  | Electric Utility | N | Non Combustion (NUC, WAT, WND, GEO, or SUN)
EXCLUDE | CA | SPVP #35 | 57537 | S35C | SUN | PV | 0.5 |  | Electric Utility | N | Non Combustion (NUC, WAT, WND, GEO, or SUN)
EXCLUDE | CA | SPVP #35 | 57537 | S35D | SUN | PV | 0.5 |  | Electric Utility | N | Non Combustion (NUC, WAT, WND, GEO, or SUN)
EXCLUDE | CA | SPVP #35 | 57537 | S35E | SUN | PV | 0.5 |  | Electric Utility | N | Non Combustion (NUC, WAT, WND, GEO, or SUN)
EXCLUDE | CA | SPVP #35 | 57537 | S35F | SUN | PV | 0.5 |  | Electric Utility | N | Non Combustion (NUC, WAT, WND, GEO, or SUN)
EXCLUDE | CA | SPVP #35 | 57537 | S35G | SUN | PV | 0.5 |  | Electric Utility | N | Non Combustion (NUC, WAT, WND, GEO, or SUN)
EXCLUDE | CA | Solar Photovoltaic Project #40 | 57538 | S40A | SUN | PV | 0.5 |  | Electric Utility | N | Non Combustion (NUC, WAT, WND, GEO, or SUN)
EXCLUDE | CA | Solar Photovoltaic Project #40 | 57538 | S40B | SUN | PV | 0.5 |  | Electric Utility | N | Non Combustion (NUC, WAT, WND, GEO, or SUN)
EXCLUDE | CA | Solar Photovoltaic Project #40 | 57538 | S40C | SUN | PV | 0.5 |  | Electric Utility | N | Non Combustion (NUC, WAT, WND, GEO, or SUN)
EXCLUDE | CA | Solar Photovoltaic Project #40 | 57538 | S40D | SUN | PV | 0.5 |  | Electric Utility | N | Non Combustion (NUC, WAT, WND, GEO, or SUN)
EXCLUDE | CA | Solar Photovoltaic Project #40 | 57538 | S40E | SUN | PV | 0.5 |  | Electric Utility | N | Non Combustion (NUC, WAT, WND, GEO, or SUN)
EXCLUDE | CA | Solar Photovoltaic Project #40 | 57538 | S40F | SUN | PV | 0.5 |  | Electric Utility | N | Non Combustion (NUC, WAT, WND, GEO, or SUN)
EXCLUDE | CA | Solar Photovoltaic Project #40 | 57538 | S40G | SUN | PV | 0.5 |  | Electric Utility | N | Non Combustion (NUC, WAT, WND, GEO, or SUN)
EXCLUDE | CA | Solar Photovoltaic Project #40 | 57538 | S40H | SUN | PV | 0.5 |  | Electric Utility | N | Non Combustion (NUC, WAT, WND, GEO, or SUN)
EXCLUDE | CA | Solar Photovoltaic Project #40 | 57538 | S40I | SUN | PV | 0.5 |  | Electric Utility | N | Non Combustion (NUC, WAT, WND, GEO, or SUN)
EXCLUDE | CA | Solar Photovoltaic Project #40 | 57538 | S40J | SUN | PV | 0.5 |  | Electric Utility | N | Non Combustion (NUC, WAT, WND, GEO, or SUN)
EXCLUDE | CA | Solar Photovoltaic Project #40 | 57538 | S40K | SUN | PV | 0.5 |  | Electric Utility | N | Non Combustion (NUC, WAT, WND, GEO, or SUN)
EXCLUDE | CA | Solar Photovoltaic Project #40 | 57538 | S40L | SUN | PV | 0.5 |  | Electric Utility | N | Non Combustion (NUC, WAT, WND, GEO, or SUN)
EXCLUDE | CA | Solar Photovoltaic Project #40 | 57538 | S40M | SUN | PV | 0.5 |  | Electric Utility | N | Non Combustion (NUC, WAT, WND, GEO, or SUN)
EXCLUDE | CA | Solar Photovoltaic Project #40 | 57538 | S40N | SUN | PV | 0.5 |  | Electric Utility | N | Non Combustion (NUC, WAT, WND, GEO, or SUN)
EXCLUDE | CA | Solar Photovoltaic Project #40 | 57538 | S40O | SUN | PV | 0.5 |  | Electric Utility | N | Non Combustion (NUC, WAT, WND, GEO, or SUN)
EXCLUDE | CA | Solar Photovoltaic Project #40 | 57538 | S40P | SUN | PV | 0.5 |  | Electric Utility | N | Non Combustion (NUC, WAT, WND, GEO, or SUN)
EXCLUDE | CA | Solar Photovoltaic Project #40 | 57538 | S40Q | SUN | PV | 0.5 |  | Electric Utility | N | Non Combustion (NUC, WAT, WND, GEO, or SUN)
EXCLUDE | CA | Solar Photovoltaic Project #40 | 57538 | S40R | SUN | PV | 0.5 |  | Electric Utility | N | Non Combustion (NUC, WAT, WND, GEO, or SUN)
EXCLUDE | CA | Solar Photovoltaic Project #40 | 57538 | S40S | SUN | PV | 0.5 |  | Electric Utility | N | Non Combustion (NUC, WAT, WND, GEO, or SUN)
EXCLUDE | CA | Solar Photovoltaic Project #40 | 57538 | S40T | SUN | PV | 0.5 |  | Electric Utility | N | Non Combustion (NUC, WAT, WND, GEO, or SUN)
EXCLUDE | CA | Solar Photovoltaic Project #41 | 57539 | S41A | SUN | PV | 0.5 |  | Electric Utility | N | Non Combustion (NUC, WAT, WND, GEO, or SUN)
EXCLUDE | CA | Solar Photovoltaic Project #41 | 57539 | S41B | SUN | PV | 0.5 |  | Electric Utility | N | Non Combustion (NUC, WAT, WND, GEO, or SUN)
EXCLUDE | CA | Solar Photovoltaic Project #41 | 57539 | S41C | SUN | PV | 0.5 |  | Electric Utility | N | Non Combustion (NUC, WAT, WND, GEO, or SUN)
EXCLUDE | CA | Solar Photovoltaic Project #41 | 57539 | S41D | SUN | PV | 0.5 |  | Electric Utility | N | Non Combustion (NUC, WAT, WND, GEO, or SUN)
EXCLUDE | CA | Solar Photovoltaic Project #41 | 57539 | S41E | SUN | PV | 0.5 |  | Electric Utility | N | Non Combustion (NUC, WAT, WND, GEO, or SUN)
EXCLUDE | CA | Solar Photovoltaic Project #41 | 57539 | S41F | SUN | PV | 0.5 |  | Electric Utility | N | Non Combustion (NUC, WAT, WND, GEO, or SUN)
EXCLUDE | CA | Solar Photovoltaic Project #41 | 57539 | S41G | SUN | PV | 0.5 |  | Electric Utility | N | Non Combustion (NUC, WAT, WND, GEO, or SUN)
EXCLUDE | CA | Solar Photovoltaic Project #41 | 57539 | S41H | SUN | PV | 0.5 |  | Electric Utility | N | Non Combustion (NUC, WAT, WND, GEO, or SUN)
EXCLUDE | CA | Solar Photovoltaic Project #41 | 57539 | S41I | SUN | PV | 0.5 |  | Electric Utility | N | Non Combustion (NUC, WAT, WND, GEO, or SUN)
EXCLUDE | CA | Solar Photovoltaic Project #41 | 57539 | S41J | SUN | PV | 0.5 |  | Electric Utility | N | Non Combustion (NUC, WAT, WND, GEO, or SUN)
EXCLUDE | CA | Solar Photovoltaic Project #41 | 57539 | S41K | SUN | PV | 0.5 |  | Electric Utility | N | Non Combustion (NUC, WAT, WND, GEO, or SUN)
EXCLUDE | CA | Solar Photovoltaic Project #41 | 57539 | S41L | SUN | PV | 0.5 |  | Electric Utility | N | Non Combustion (NUC, WAT, WND, GEO, or SUN)
EXCLUDE | CA | Solar Photovoltaic Project #41 | 57539 | S41M | SUN | PV | 0.5 |  | Electric Utility | N | Non Combustion (NUC, WAT, WND, GEO, or SUN)
EXCLUDE | CA | Solar Photovoltaic Project #41 | 57539 | S41N | SUN | PV | 0.5 |  | Electric Utility | N | Non Combustion (NUC, WAT, WND, GEO, or SUN)
EXCLUDE | CA | Solar Photovoltaic Project #41 | 57539 | S41O | SUN | PV | 0.5 |  | Electric Utility | N | Non Combustion (NUC, WAT, WND, GEO, or SUN)
EXCLUDE | CA | Solar Photovoltaic Project #41 | 57539 | S41P | SUN | PV | 0.5 |  | Electric Utility | N | Non Combustion (NUC, WAT, WND, GEO, or SUN)
EXCLUDE | CA | Solar Photovoltaic Project #41 | 57539 | S41Q | SUN | PV | 0.5 |  | Electric Utility | N | Non Combustion (NUC, WAT, WND, GEO, or SUN)
EXCLUDE | CA | Solar Photovoltaic Project #41 | 57539 | S41R | SUN | PV | 0.5 |  | Electric Utility | N | Non Combustion (NUC, WAT, WND, GEO, or SUN)
EXCLUDE | CA | Solar Photovoltaic Project #41 | 57539 | S41S | SUN | PV | 0.5 |  | Electric Utility | N | Non Combustion (NUC, WAT, WND, GEO, or SUN)
EXCLUDE | CA | Solar Photovoltaic Project #41 | 57539 | S41T | SUN | PV | 0.5 |  | Electric Utility | N | Non Combustion (NUC, WAT, WND, GEO, or SUN)
EXCLUDE | CA | Solar Photovoltaic Project #44 | 57540 | S44A | SUN | PV | 0.5 |  | Electric Utility | N | Non Combustion (NUC, WAT, WND, GEO, or SUN)
EXCLUDE | CA | Solar Photovoltaic Project #44 | 57540 | S44B | SUN | PV | 0.5 |  | Electric Utility | N | Non Combustion (NUC, WAT, WND, GEO, or SUN)
EXCLUDE | CA | Solar Photovoltaic Project #44 | 57540 | S44C | SUN | PV | 0.5 |  | Electric Utility | N | Non Combustion (NUC, WAT, WND, GEO, or SUN)
EXCLUDE | CA | Solar Photovoltaic Project #44 | 57540 | S44D | SUN | PV | 0.5 |  | Electric Utility | N | Non Combustion (NUC, WAT, WND, GEO, or SUN)
EXCLUDE | CA | Solar Photovoltaic Project #44 | 57540 | S44E | SUN | PV | 0.5 |  | Electric Utility | N | Non Combustion (NUC, WAT, WND, GEO, or SUN)
EXCLUDE | CA | Solar Photovoltaic Project #44 | 57540 | S44F | SUN | PV | 0.5 |  | Electric Utility | N | Non Combustion (NUC, WAT, WND, GEO, or SUN)
EXCLUDE | CA | Solar Photovoltaic Project #44 | 57540 | S44G | SUN | PV | 0.5 |  | Electric Utility | N | Non Combustion (NUC, WAT, WND, GEO, or SUN)
EXCLUDE | CA | Solar Photovoltaic Project #44 | 57540 | S44H | SUN | PV | 0.5 |  | Electric Utility | N | Non Combustion (NUC, WAT, WND, GEO, or SUN)
EXCLUDE | CA | Solar Photovoltaic Project #44 | 57540 | S44I | SUN | PV | 0.5 |  | Electric Utility | N | Non Combustion (NUC, WAT, WND, GEO, or SUN)
EXCLUDE | CA | Solar Photovoltaic Project #44 | 57540 | S44J | SUN | PV | 0.5 |  | Electric Utility | N | Non Combustion (NUC, WAT, WND, GEO, or SUN)
EXCLUDE | CA | Solar Photovoltaic Project #44 | 57540 | S44K | SUN | PV | 0.5 |  | Electric Utility | N | Non Combustion (NUC, WAT, WND, GEO, or SUN)
EXCLUDE | CA | Solar Photovoltaic Project #44 | 57540 | S44L | SUN | PV | 0.5 |  | Electric Utility | N | Non Combustion (NUC, WAT, WND, GEO, or SUN)
EXCLUDE | CA | Solar Photovoltaic Project #44 | 57540 | S44M | SUN | PV | 0.5 |  | Electric Utility | N | Non Combustion (NUC, WAT, WND, GEO, or SUN)
EXCLUDE | CA | Solar Photovoltaic Project #44 | 57540 | S44N | SUN | PV | 0.5 |  | Electric Utility | N | Non Combustion (NUC, WAT, WND, GEO, or SUN)
EXCLUDE | CA | Solar Photovoltaic Project #44 | 57540 | S44O | SUN | PV | 0.5 |  | Electric Utility | N | Non Combustion (NUC, WAT, WND, GEO, or SUN)
EXCLUDE | CA | Solar Photovoltaic Project #44 | 57540 | S44P | SUN | PV | 0.5 |  | Electric Utility | N | Non Combustion (NUC, WAT, WND, GEO, or SUN)
EXCLUDE | CA | Solar Photovoltaic Project #45 | 57541 | S45A | SUN | PV | 0.5 |  | Electric Utility | N | Non Combustion (NUC, WAT, WND, GEO, or SUN)
EXCLUDE | CA | Solar Photovoltaic Project #45 | 57541 | S45B | SUN | PV | 0.5 |  | Electric Utility | N | Non Combustion (NUC, WAT, WND, GEO, or SUN)
EXCLUDE | CA | Solar Photovoltaic Project #45 | 57541 | S45C | SUN | PV | 0.5 |  | Electric Utility | N | Non Combustion (NUC, WAT, WND, GEO, or SUN)
EXCLUDE | CA | Solar Photovoltaic Project #45 | 57541 | S45D | SUN | PV | 0.5 |  | Electric Utility | N | Non Combustion (NUC, WAT, WND, GEO, or SUN)
EXCLUDE | CA | Solar Photovoltaic Project #45 | 57541 | S45E | SUN | PV | 0.5 |  | Electric Utility | N | Non Combustion (NUC, WAT, WND, GEO, or SUN)
EXCLUDE | CA | Solar Photovoltaic Project #45 | 57541 | S45F | SUN | PV | 0.5 |  | Electric Utility | N | Non Combustion (NUC, WAT, WND, GEO, or SUN)
EXCLUDE | CA | Solar Photovoltaic Project #45 | 57541 | S45G | SUN | PV | 0.5 |  | Electric Utility | N | Non Combustion (NUC, WAT, WND, GEO, or SUN)
EXCLUDE | CA | Solar Photovoltaic Project #45 | 57541 | S45H | SUN | PV | 0.5 |  | Electric Utility | N | Non Combustion (NUC, WAT, WND, GEO, or SUN)
EXCLUDE | CA | Solar Photovoltaic Project #45 | 57541 | S45I | SUN | PV | 0.5 |  | Electric Utility | N | Non Combustion (NUC, WAT, WND, GEO, or SUN)
EXCLUDE | CA | Solar Photovoltaic Project #45 | 57541 | S45J | SUN | PV | 0.5 |  | Electric Utility | N | Non Combustion (NUC, WAT, WND, GEO, or SUN)
EXCLUDE | CA | Solar Photovoltaic Project #45 | 57541 | S45K | SUN | PV | 0.5 |  | Electric Utility | N | Non Combustion (NUC, WAT, WND, GEO, or SUN)
EXCLUDE | CA | Solar Photovoltaic Project #45 | 57541 | S45L | SUN | PV | 0.5 |  | Electric Utility | N | Non Combustion (NUC, WAT, WND, GEO, or SUN)
EXCLUDE | CA | Solar Photovoltaic Project #47 | 57543 | S47A | SUN | PV | 0.5 |  | Electric Utility | N | Non Combustion (NUC, WAT, WND, GEO, or SUN)
EXCLUDE | CA | Solar Photovoltaic Project #47 | 57543 | S47B | SUN | PV | 0.5 |  | Electric Utility | N | Non Combustion (NUC, WAT, WND, GEO, or SUN)
EXCLUDE | CA | California State University San Bernardi | 57544 | FC01 | NG | FC | 1.4 |  | Electric Utility | Y | Fuel Cell (PRMVR=FC)
EXCLUDE | CA | SPVP #46 | 57545 | S46A | SUN | PV | 0.5 |  | Electric Utility | N | Non Combustion (NUC, WAT, WND, GEO, or SUN)
EXCLUDE | CA | SPVP #46 | 57545 | S46B | SUN | PV | 0.5 |  | Electric Utility | N | Non Combustion (NUC, WAT, WND, GEO, or SUN)
EXCLUDE | CA | SPVP #46 | 57545 | S46C | SUN | PV | 0.5 |  | Electric Utility | N | Non Combustion (NUC, WAT, WND, GEO, or SUN)
EXCLUDE | CA | SPVP #46 | 57545 | S46D | SUN | PV | 0.5 |  | Electric Utility | N | Non Combustion (NUC, WAT, WND, GEO, or SUN)
EXCLUDE | CA | SPVP #46 | 57545 | S46E | SUN | PV | 0.5 |  | Electric Utility | N | Non Combustion (NUC, WAT, WND, GEO, or SUN)
EXCLUDE | CA | SPVP #46 | 57545 | S46F | SUN | PV | 0.5 |  | Electric Utility | N | Non Combustion (NUC, WAT, WND, GEO, or SUN)
EXCLUDE | CA | SPVP #46 | 57545 | S46G | SUN | PV | 0.5 |  | Electric Utility | N | Non Combustion (NUC, WAT, WND, GEO, or SUN)
EXCLUDE | UT | Milford Wind Corridor Phase III | 57546 | 1 | WND | WT | 100 |  | IPP Non-CHP | N | Non Combustion (NUC, WAT, WND, GEO, or SUN)
EXCLUDE | CA | Oakley Generating Station | 57552 | CT1 | NG | CC | 222.3 |  | IPP Non-CHP | N | Status of operation (IP,L,P,T,or U) or Retired before 2012
EXCLUDE | CA | Oakley Generating Station | 57552 | CT2 | NG | CC | 222.3 |  | IPP Non-CHP | N | Status of operation (IP,L,P,T,or U) or Retired before 2012
EXCLUDE | CA | Oakley Generating Station | 57552 | ST | NG | CC | 227.7 |  | IPP Non-CHP | N | Status of operation (IP,L,P,T,or U) or Retired before 2012
EXCLUDE | CA | Pio Pico Energy Center | 57555 | CTG1 | NG | GT | 100 |  | IPP Non-CHP | N | Status of operation (IP,L,P,T,or U) or Retired before 2012
EXCLUDE | CA | Pio Pico Energy Center | 57555 | CTG2 | NG | GT | 100 |  | IPP Non-CHP | N | Status of operation (IP,L,P,T,or U) or Retired before 2012
EXCLUDE | CA | Pio Pico Energy Center | 57555 | CTG3 | NG | GT | 100 |  | IPP Non-CHP | N | Status of operation (IP,L,P,T,or U) or Retired before 2012
EXCLUDE | CA | Sunnyvale City of WPCP | 57557 | S-14 | LFG | IC | 0.8 |  | Electric Utility | Y | Internal Combustion (PRMVR=IC)
EXCLUDE | CA | Sunnyvale City of WPCP | 57557 | S-15 | LFG | IC | 0.8 |  | Electric Utility | Y | Internal Combustion (PRMVR=IC)
EXCLUDE | NM | Albuquerque Solar Energy Center | 57567 | ASEC1 | SUN | PV | 2 |  | Electric Utility | N | Non Combustion (NUC, WAT, WND, GEO, or SUN)
EXCLUDE | HI | Kalaeloa Solar One | 57569 | KS1-A | SUN | CP | 3 |  | IPP Non-CHP | N | Non Combustion (NUC, WAT, WND, GEO, or SUN)
EXCLUDE | HI | Kalaeloa Solar One | 57569 | KS1-B | SUN | CP | 3 |  | IPP Non-CHP | N | Non Combustion (NUC, WAT, WND, GEO, or SUN)
EXCLUDE | NM | Los Lunas Solar Energy Center | 57571 | LMS2 | SUN | PV | 2 |  | Electric Utility | N | Non Combustion (NUC, WAT, WND, GEO, or SUN)
EXCLUDE | NM | Deming Solar Energy Center | 57575 | HON2 | SUN | PV | 4 |  | Electric Utility | N | Non Combustion (NUC, WAT, WND, GEO, or SUN)
EXCLUDE | CA | DST Cogen | 57580 | CG1 | NG | IC | 2.1 |  | IPP CHP | Y | Internal Combustion (PRMVR=IC)
EXCLUDE | CA | DST Cogen | 57580 | CG2 | NG | IC | 2.1 |  | IPP CHP | Y | Internal Combustion (PRMVR=IC)
EXCLUDE | PA | Allenwood | 57581 | 1 | LFG | IC | 1.6 |  | IPP Non-CHP | N | Internal Combustion (PRMVR=IC)
EXCLUDE | PA | Allenwood | 57581 | 2 | LFG | IC | 1.6 |  | IPP Non-CHP | N | Internal Combustion (PRMVR=IC)
EXCLUDE | PA | Lycoming County | 57582 | 1 | LFG | IC | 1.6 |  | IPP Non-CHP | N | Internal Combustion (PRMVR=IC)
EXCLUDE | PA | Lycoming County | 57582 | 2 | LFG | IC | 1.6 |  | IPP Non-CHP | N | Internal Combustion (PRMVR=IC)
EXCLUDE | AK | Battery Energy Storage System | 57583 | BESS | MWH | BA | 27 |  | Electric Utility | N | Energy Storage Battery or Energy Storage Compressed Air or Flywheel (PRMVR=BA or CE or FW)
EXCLUDE | WV | The Charleston Clean Energy Facility | 57587 | 1 | LFG | IC | 1.1 |  | IPP Non-CHP | N | Internal Combustion (PRMVR=IC)
EXCLUDE | WV | The Charleston Clean Energy Facility | 57587 | 2 | LFG | IC | 1.1 |  | IPP Non-CHP | N | Internal Combustion (PRMVR=IC)
EXCLUDE | NC | FibroMont | 57596 | G1 | AB | ST | 62 |  | IPP Non-CHP | N | Non Fossil fuel type
EXCLUDE | OK | Cana Gas Processing Plant | 57597 | 3005 | DFO | IC | 0.8 |  | Industrial Non-CHP | N | Internal Combustion (PRMVR=IC)
EXCLUDE | OK | Cana Gas Processing Plant | 57597 | 3006 | DFO | IC | 0.8 |  | Industrial Non-CHP | N | Internal Combustion (PRMVR=IC)
EXCLUDE | OK | Cana Gas Processing Plant | 57597 | 6214 | DFO | IC | 0.8 |  | Industrial Non-CHP | N | Internal Combustion (PRMVR=IC)
EXCLUDE | CT | Bridge Street 1 & 2 | 57598 | BS1 | DFO | IC | 2.5 |  | Electric Utility | N | Internal Combustion (PRMVR=IC)
EXCLUDE | CT | Bridge Street 1 & 2 | 57598 | BS2 | DFO | IC | 2.5 |  | Electric Utility | N | Internal Combustion (PRMVR=IC)
EXCLUDE | CT | Fort Hill 1, 2, 3 & 4 | 57599 | FH1 | DFO | IC | 2.5 |  | Electric Utility | N | Internal Combustion (PRMVR=IC)
EXCLUDE | CT | Fort Hill 1, 2, 3 & 4 | 57599 | FH2 | DFO | IC | 2.5 |  | Electric Utility | N | Internal Combustion (PRMVR=IC)
EXCLUDE | CT | Fort Hill 1, 2, 3 & 4 | 57599 | FH3 | DFO | IC | 2.5 |  | Electric Utility | N | Internal Combustion (PRMVR=IC)
EXCLUDE | CT | Fort Hill 1, 2, 3 & 4 | 57599 | FH4 | DFO | IC | 2.5 |  | Electric Utility | N | Internal Combustion (PRMVR=IC)
EXCLUDE | NY | Fishers Island 1 | 57600 | FI1 | DFO | IC | 2.5 |  | Electric Utility | N | Internal Combustion (PRMVR=IC)
EXCLUDE | CT | Gary Court 1 & 2 | 57601 | GC1 | DFO | IC | 2.5 |  | Electric Utility | N | Internal Combustion (PRMVR=IC)
EXCLUDE | CT | Gary Court 1 & 2 | 57601 | GC2 | DFO | IC | 2.5 |  | Electric Utility | N | Internal Combustion (PRMVR=IC)
EXCLUDE | CT | Jewett City 1 | 57602 | JC1 | DFO | IC | 2.5 |  | Electric Utility | N | Internal Combustion (PRMVR=IC)
EXCLUDE | CT | LNG 1 & 2 | 57603 | LNG1 | DFO | IC | 2.5 |  | Electric Utility | N | Internal Combustion (PRMVR=IC)
EXCLUDE | CT | LNG 1 & 2 | 57603 | LNG2 | DFO | IC | 2.5 |  | Electric Utility | N | Internal Combustion (PRMVR=IC)
EXCLUDE | CT | Lebanon Pines 1 & 2 | 57604 | LP1 | DFO | IC | 2.5 |  | Electric Utility | N | Internal Combustion (PRMVR=IC)
EXCLUDE | CT | Lebanon Pines 1 & 2 | 57604 | LP2 | DFO | IC | 2.5 |  | Electric Utility | N | Internal Combustion (PRMVR=IC)
EXCLUDE | CT | Water Treatment 1 & 2 | 57605 | WT1 | DFO | IC | 2.5 |  | Electric Utility | N | Internal Combustion (PRMVR=IC)
EXCLUDE | CT | Water Treatment 1 & 2 | 57605 | WT2 | DFO | IC | 2.5 |  | Electric Utility | N | Internal Combustion (PRMVR=IC)
EXCLUDE | NC | Eastside WWTP | 57606 | 1 | DFO | IC | 1.8 |  | Electric Utility | N | Internal Combustion (PRMVR=IC)
EXCLUDE | NC | Eastside WWTP | 57606 | 2 | DFO | IC | 1.8 |  | Electric Utility | N | Internal Combustion (PRMVR=IC)
EXCLUDE | NC | Eastside WWTP | 57606 | 3 | DFO | IC | 1.8 |  | Electric Utility | N | Internal Combustion (PRMVR=IC)
EXCLUDE | NC | Ward WTP | 57607 | 1 | DFO | IC | 1 |  | Electric Utility | N | Internal Combustion (PRMVR=IC)
EXCLUDE | NC | Ward WTP | 57607 | 2 | DFO | IC | 1 |  | Electric Utility | N | Internal Combustion (PRMVR=IC)
EXCLUDE | NC | Westside WWTP | 57608 | 1 | DFO | IC | 1.8 |  | Electric Utility | N | Internal Combustion (PRMVR=IC)
EXCLUDE | OH | Paulding Wind Farm LLC | 57611 | GEN1 | WND | WT | 49 |  | IPP Non-CHP | N | Non Combustion (NUC, WAT, WND, GEO, or SUN)
EXCLUDE | ME | Number Nine Wind Farm | 57612 | GEN1 | WND | WT | 200 |  | IPP Non-CHP | N | Non Combustion (NUC, WAT, WND, GEO, or SUN)
EXCLUDE | KS | Waverly Wind Farm LLC | 57614 | GEN1 | WND | WT | 200 |  | IPP Non-CHP | N | Non Combustion (NUC, WAT, WND, GEO, or SUN)
EXCLUDE | OR | Antelope Ridge Wind Power | 57615 | GEN1 | WND | WT | 300 |  | IPP Non-CHP | N | Non Combustion (NUC, WAT, WND, GEO, or SUN)
EXCLUDE | TX | Hidalgo Wind Farm LLC | 57617 | GEN1 | WND | WT | 100 |  | IPP Non-CHP | N | Non Combustion (NUC, WAT, WND, GEO, or SUN)
EXCLUDE | IL | Blackstone Wind Farm III | 57618 | GEN1 | WND | WT | 200 |  | IPP Non-CHP | N | Non Combustion (NUC, WAT, WND, GEO, or SUN)
EXCLUDE | IL | Blackstone Wind Farm IV | 57619 | GEN1 | WND | WT | 100 |  | IPP Non-CHP | N | Non Combustion (NUC, WAT, WND, GEO, or SUN)
EXCLUDE | CA | Rising Tree Wind Farm | 57621 | GEN1 | WND | WT | 150 |  | IPP Non-CHP | N | Non Combustion (NUC, WAT, WND, GEO, or SUN)
EXCLUDE | IL | Lexington Chenoa Wind Farm II LLC | 57622 | GEN1 | WND | WT | 100 |  | IPP Non-CHP | N | Non Combustion (NUC, WAT, WND, GEO, or SUN)
EXCLUDE | IL | Lexington Chenoa Wind Farm LLC | 57623 | GEN1 | WND | WT | 200 |  | IPP Non-CHP | N | Non Combustion (NUC, WAT, WND, GEO, or SUN)
EXCLUDE | CT | Norwich WWTP | 57624 | 1 | DFO | IC | 2 |  | Commercial Non-CHP | N | Internal Combustion (PRMVR=IC)
EXCLUDE | IN | Bos Dairy, LLC | 57625 | BOS1 | OBG | IC | 0.4 |  | Industrial Non-CHP | N | Internal Combustion (PRMVR=IC)
EXCLUDE | IN | Bos Dairy, LLC | 57625 | BOS2 | OBG | IC | 0.7 |  | Industrial Non-CHP | N | Internal Combustion (PRMVR=IC)
EXCLUDE | IN | Bos Dairy, LLC | 57625 | BOS3 | OBG | IC | 0.4 |  | Industrial Non-CHP | N | Internal Combustion (PRMVR=IC)
EXCLUDE | IN | IPL FIT Monrovia I LLC | 57627 | GEN1 | WND | WT | 20 |  | IPP Non-CHP | N | Non Combustion (NUC, WAT, WND, GEO, or SUN)
EXCLUDE | IN | Meadow Lake Wind Farm V LLC | 57628 | GEN1 | WND | WT | 100 |  | IPP Non-CHP | N | Non Combustion (NUC, WAT, WND, GEO, or SUN)
EXCLUDE | NC | Gaston Memorial Hospital | 57629 | GMH1 | DFO | IC | 1.8 |  | Commercial Non-CHP | N | Internal Combustion (PRMVR=IC)
EXCLUDE | NC | Long Creek Waste Water Plant | 57630 | ES1 | DFO | IC | 1.7 |  | Electric Utility | N | Internal Combustion (PRMVR=IC)
EXCLUDE | NC | Long Creek Waste Water Plant | 57630 | ES2 | DFO | IC | 1.7 |  | Electric Utility | N | Internal Combustion (PRMVR=IC)
EXCLUDE | NC | Long Creek Waste Water Plant | 57630 | ES3 | DFO | IC | 1.7 |  | Electric Utility | N | Internal Combustion (PRMVR=IC)
EXCLUDE | VT | Beaver Wood Energy Fair Haven, LLC | 57634 | GEN1 | OBS | ST | 34 |  | IPP CHP | Y | Non Fossil fuel type
EXCLUDE | NY | Auburn LFG Energy Facility | 57636 | 1 | LFG | IC | 1.1 |  | IPP Non-CHP | N | Internal Combustion (PRMVR=IC)
EXCLUDE | NY | Auburn LFG Energy Facility | 57636 | 2 | LFG | IC | 1.1 |  | IPP Non-CHP | N | Internal Combustion (PRMVR=IC)
EXCLUDE | NY | Auburn LFG Energy Facility | 57636 | 3 | LFG | IC | 1.1 |  | IPP Non-CHP | N | Internal Combustion (PRMVR=IC)
EXCLUDE | CA | Antelope Solar Farm | 57641 | FRV2 | SUN | PV | 20 |  | IPP Non-CHP | N | Non Combustion (NUC, WAT, WND, GEO, or SUN)
EXCLUDE | CA | FRV Mojave Solar Project | 57642 | FRV1 | SUN | PV | 20 |  | IPP Non-CHP | N | Non Combustion (NUC, WAT, WND, GEO, or SUN)
EXCLUDE | CO | Vestas Towers America, Inc. | 57643 | V112 | WND | WT | 3 |  | Industrial Non-CHP | N | Non Combustion (NUC, WAT, WND, GEO, or SUN)
EXCLUDE | MN | Prairie Rose Wind Farm | 57644 | PR1 | WND | WT | 200 |  | IPP Non-CHP | N | Non Combustion (NUC, WAT, WND, GEO, or SUN)
EXCLUDE | CA | FRV Regulus Solar Project | 57650 | FRV4 | SUN | PV | 67.5 |  | IPP Non-CHP | N | Non Combustion (NUC, WAT, WND, GEO, or SUN)
EXCLUDE | CA | FRV Cygnus Solar Project | 57651 | FRV3 | SUN | PV | 20 |  | IPP Non-CHP | N | Non Combustion (NUC, WAT, WND, GEO, or SUN)
EXCLUDE | TX | Pflugerville Solar Farm | 57659 | PSF | SUN | PV | 60 |  | IPP Non-CHP | N | Non Combustion (NUC, WAT, WND, GEO, or SUN)
EXCLUDE | IA | Oakdale Renewable Energy Plant | 57672 | GE1 | NG | IC | 1.4 |  | Commercial Non-CHP | N | Internal Combustion (PRMVR=IC)
EXCLUDE | IA | Oakdale Renewable Energy Plant | 57672 | GE2 | NG | IC | 1.4 |  | Commercial Non-CHP | N | Internal Combustion (PRMVR=IC)
EXCLUDE | AZ | Arlington Valley Solar Energy I | 57679 | AVSE1 | SUN | PV | 127 |  | IPP Non-CHP | N | Non Combustion (NUC, WAT, WND, GEO, or SUN)
EXCLUDE | AZ | Arlington Valley Solar Energy II | 57680 | AVSE1 | SUN | PV | 19 |  | IPP Non-CHP | N | Non Combustion (NUC, WAT, WND, GEO, or SUN)
EXCLUDE | AZ | Arlington Valley Solar Energy II | 57680 | AVSE2 | SUN | PV | 28 |  | IPP Non-CHP | N | Non Combustion (NUC, WAT, WND, GEO, or SUN)
EXCLUDE | AZ | Arlington Valley Solar Energy II | 57680 | AVSE3 | SUN | PV | 28 |  | IPP Non-CHP | N | Non Combustion (NUC, WAT, WND, GEO, or SUN)
EXCLUDE | AZ | Arlington Valley Solar Energy II | 57680 | AVSE4 | SUN | PV | 26 |  | IPP Non-CHP | N | Non Combustion (NUC, WAT, WND, GEO, or SUN)
EXCLUDE | AZ | Arlington Valley Solar Energy II | 57680 | AVSE5 | SUN | PV | 28 |  | IPP Non-CHP | N | Non Combustion (NUC, WAT, WND, GEO, or SUN)
EXCLUDE | FL | Rinehart | 57685 | 1 | SUN | PV | 10 |  | IPP Non-CHP | N | Non Combustion (NUC, WAT, WND, GEO, or SUN)
EXCLUDE | FL | Sorrento | 57686 | 1 | SUN | PV | 40 |  | IPP Non-CHP | N | Non Combustion (NUC, WAT, WND, GEO, or SUN)
EXCLUDE | CT | Norden 1-3 | 57689 | NORD1 | DFO | IC | 2 |  | Electric Utility | N | Internal Combustion (PRMVR=IC)
EXCLUDE | CT | Norden 1-3 | 57689 | NORD2 | DFO | IC | 2 |  | Electric Utility | N | Internal Combustion (PRMVR=IC)
EXCLUDE | CT | Norden 1-3 | 57689 | NORD3 | DFO | IC | 2 |  | Electric Utility | N | Internal Combustion (PRMVR=IC)
EXCLUDE | CA | Topaz Solar Farm | 57695 | TPZ1 | SUN | PV | 37.8 |  | IPP Non-CHP | N | Non Combustion (NUC, WAT, WND, GEO, or SUN)
EXCLUDE | CA | Topaz Solar Farm | 57695 | TPZ2 | SUN | PV | 133 |  | IPP Non-CHP | N | Non Combustion (NUC, WAT, WND, GEO, or SUN)
EXCLUDE | CA | Topaz Solar Farm | 57695 | TPZ3 | SUN | PV | 162.5 |  | IPP Non-CHP | N | Non Combustion (NUC, WAT, WND, GEO, or SUN)
EXCLUDE | CA | Topaz Solar Farm | 57695 | TPZ4 | SUN | PV | 76.9 |  | IPP Non-CHP | N | Non Combustion (NUC, WAT, WND, GEO, or SUN)
EXCLUDE | CA | Topaz Solar Farm | 57695 | TPZ5 | SUN | PV | 177.7 |  | IPP Non-CHP | N | Non Combustion (NUC, WAT, WND, GEO, or SUN)
EXCLUDE | WY | Cheyenne Prairie Generating Station | 57703 | 01A | NG | CC | 40 |  | IPP Non-CHP | N | Status of operation (IP,L,P,T,or U) or Retired before 2012
EXCLUDE | WY | Cheyenne Prairie Generating Station | 57703 | 01B | NG | CC | 40 |  | IPP Non-CHP | N | Status of operation (IP,L,P,T,or U) or Retired before 2012
EXCLUDE | WY | Cheyenne Prairie Generating Station | 57703 | 01C | WH | CC | 20 | 0 | IPP Non-CHP | N | Non Fossil fuel type
EXCLUDE | WY | Cheyenne Prairie Generating Station | 57703 | 02A | NG | GT | 40 |  | IPP Non-CHP | N | Status of operation (IP,L,P,T,or U) or Retired before 2012
EXCLUDE | WY | Cheyenne Prairie Generating Station | 57703 | 02B | NG | GT | 40 |  | IPP Non-CHP | N | Status of operation (IP,L,P,T,or U) or Retired before 2012
EXCLUDE | WY | Cheyenne Prairie Generating Station | 57703 | 03A | NG | GT | 40 |  | IPP Non-CHP | N | Status of operation (IP,L,P,T,or U) or Retired before 2012
EXCLUDE | OR | West Butte Wind Power Project | 57704 | WB-1 | WND | WT | 104 |  | IPP Non-CHP | N | Non Combustion (NUC, WAT, WND, GEO, or SUN)
EXCLUDE | TX | Sweeny IGCC Plant | 57705 | SIGCC | PC | CC | 680 |  | IPP CHP | Y | Status of operation (IP,L,P,T,or U) or Retired before 2012
EXCLUDE | MI | Blue Water Renewables Inc | 57706 | 1 | LFG | IC | 1.6 |  | IPP Non-CHP | N | Internal Combustion (PRMVR=IC)
EXCLUDE | MI | Blue Water Renewables Inc | 57706 | 2 | LFG | IC | 1.6 |  | IPP Non-CHP | N | Internal Combustion (PRMVR=IC)
EXCLUDE | TN | Gibson County Generation Station | 57709 | 1 | NG | CC | 432 |  | IPP Non-CHP | N | Status of operation (IP,L,P,T,or U) or Retired before 2012
EXCLUDE | NY | Stephentown Spindle | 57710 | SRS1 | MWH | FW | 20 |  | IPP Non-CHP | N | Energy Storage Battery or Energy Storage Compressed Air or Flywheel (PRMVR=BA or CE or FW)
EXCLUDE | MA | Beacon Power Flywheel System 1 | 57711 | TYN1 | MWH | FW | 1 |  | IPP Non-CHP | N | Energy Storage Battery or Energy Storage Compressed Air or Flywheel (PRMVR=BA or CE or FW)
EXCLUDE | MA | Beacon Power Flywheel System 2 | 57712 | TYN2 | MWH | FW | 2 |  | IPP Non-CHP | N | Energy Storage Battery or Energy Storage Compressed Air or Flywheel (PRMVR=BA or CE or FW)
EXCLUDE | CA | UTAS Cogeneration Plant | 57713 | 151 | NG | IC | 3.2 |  | Industrial CHP | Y | Internal Combustion (PRMVR=IC)
EXCLUDE | CA | UTAS Cogeneration Plant | 57713 | 152 | NG | IC | 3.2 |  | Industrial CHP | Y | Internal Combustion (PRMVR=IC)
EXCLUDE | CA | UTAS Cogeneration Plant | 57713 | 153 | NG | IC | 3.2 |  | Industrial CHP | Y | Internal Combustion (PRMVR=IC)
EXCLUDE | CA | City of Palo Alto | 57714 | GEN1 | NG | IC | 1.1 |  | Electric Utility | N | Internal Combustion (PRMVR=IC)
EXCLUDE | CA | City of Palo Alto | 57714 | GEN2 | NG | IC | 1.1 |  | Electric Utility | N | Internal Combustion (PRMVR=IC)
EXCLUDE | CA | City of Palo Alto | 57714 | GEN3 | NG | IC | 1.1 |  | Electric Utility | N | Internal Combustion (PRMVR=IC)
EXCLUDE | CA | City of Palo Alto | 57714 | GEN4 | NG | IC | 1.1 |  | Electric Utility | N | Internal Combustion (PRMVR=IC)
EXCLUDE | CA | Watkins Manufacturing Co. | 57715 | GEN1 | NG | IC | 1 |  | Industrial Non-CHP | N | Internal Combustion (PRMVR=IC)
EXCLUDE | CA | Watkins Manufacturing Co. | 57715 | GEN2 | NG | IC | 1 |  | Industrial Non-CHP | N | Internal Combustion (PRMVR=IC)
EXCLUDE | PA | Hazle Spindle | 57716 | HRS1 | MWH | FW | 20 |  | IPP Non-CHP | N | Energy Storage Battery or Energy Storage Compressed Air or Flywheel (PRMVR=BA or CE or FW)
EXCLUDE | CA | Shiloh IV Wind Project LLC | 57725 | 1 | WND | WT | 101.3 |  | IPP Non-CHP | N | Non Combustion (NUC, WAT, WND, GEO, or SUN)
EXCLUDE | ID | Grand View PV Solar One | 57731 | 1 | SUN | PV | 20 |  | IPP Non-CHP | N | Non Combustion (NUC, WAT, WND, GEO, or SUN)
EXCLUDE | TX | Los Vientos Wind 1A | 57751 | 1 | WND | WT | 200 |  | IPP Non-CHP | N | Non Combustion (NUC, WAT, WND, GEO, or SUN)
EXCLUDE | TX | Los Vientos Wind 1B | 57752 | 1 | WND | WT | 201.6 |  | IPP Non-CHP | N | Non Combustion (NUC, WAT, WND, GEO, or SUN)
EXCLUDE | VA | Frederick County LFGTE Facility | 57754 | 1 | LFG | IC | 1 |  | Commercial Non-CHP | N | Internal Combustion (PRMVR=IC)
EXCLUDE | VA | Frederick County LFGTE Facility | 57754 | 2 | LFG | IC | 1 |  | Commercial Non-CHP | N | Internal Combustion (PRMVR=IC)
EXCLUDE | CA | Ameresco | 57771 | 1 | LFG | IC | 2.3 |  | IPP Non-CHP | N | Internal Combustion (PRMVR=IC)
EXCLUDE | MD | FC Landfill Energy | 57786 | UNIT1 | LFG | IC | 1.1 |  | IPP Non-CHP | N | Internal Combustion (PRMVR=IC)
EXCLUDE | MD | FC Landfill Energy | 57786 | UNIT2 | LFG | IC | 1.1 |  | IPP Non-CHP | N | Internal Combustion (PRMVR=IC)
EXCLUDE | NY | Peak Power 1 Cogen | 57789 | GEN1 | NG | IC | 2.1 |  | Commercial Non-CHP | N | Internal Combustion (PRMVR=IC)
EXCLUDE | NY | Peak Power 1 Cogen | 57789 | GEN2 | NG | IC | 2.1 |  | Commercial Non-CHP | N | Internal Combustion (PRMVR=IC)
EXCLUDE | NY | Peak Power 1 Cogen | 57789 | GEN3 | NG | IC | 2.1 |  | Commercial Non-CHP | N | Internal Combustion (PRMVR=IC)
EXCLUDE | IN | St Joseph Energy Center | 57794 | 1 | NG | CC | 670 |  | IPP Non-CHP | N | Status of operation (IP,L,P,T,or U) or Retired before 2012
EXCLUDE | IN | St Joseph Energy Center | 57794 | 2 | NG | CC | 670 |  | IPP Non-CHP | N | Status of operation (IP,L,P,T,or U) or Retired before 2012
EXCLUDE | ND | Bison 3 Wind Energy Center | 57801 | BISO3 | WND | WT | 105 |  | Electric Utility | N | Non Combustion (NUC, WAT, WND, GEO, or SUN)
EXCLUDE | CA | RE Dillard 4 | 57806 | DIL4 | SUN | PV | 0.4 |  | IPP Non-CHP | N | Non Combustion (NUC, WAT, WND, GEO, or SUN)
EXCLUDE | NJ | Old Bridge Clean Energy Center | 57814 | GEN1 | NG | CC | 230 |  | IPP Non-CHP | N | Status of operation (IP,L,P,T,or U) or Retired before 2012
EXCLUDE | NJ | Old Bridge Clean Energy Center | 57814 | GEN2 | NG | CC | 230 |  | IPP Non-CHP | N | Status of operation (IP,L,P,T,or U) or Retired before 2012
EXCLUDE | WI | Onalaska Campus Landfill Biogas | 57824 | 416LF | LFG | IC | 1.1 |  | IPP Non-CHP | N | Internal Combustion (PRMVR=IC)
EXCLUDE | OK | Tulsa LFG LLC | 57828 | GEN1 | LFG | IC | 1.6 |  | IPP Non-CHP | N | Internal Combustion (PRMVR=IC)
EXCLUDE | OK | Tulsa LFG LLC | 57828 | GEN2 | LFG | IC | 1.6 |  | IPP Non-CHP | N | Internal Combustion (PRMVR=IC)
EXCLUDE | AZ | Glendale Energy Power Plant | 57829 | GLEN1 | LFG | IC | 1.4 |  | IPP Non-CHP | N | Internal Combustion (PRMVR=IC)
EXCLUDE | AZ | Glendale Energy Power Plant | 57829 | GLEN2 | LFG | IC | 1.4 |  | IPP Non-CHP | N | Internal Combustion (PRMVR=IC)
EXCLUDE | MA | Dartmouth II Solar | 57838 | D2MA | SUN | PV | 2 |  | IPP Non-CHP | N | Non Combustion (NUC, WAT, WND, GEO, or SUN)
EXCLUDE | NJ | Woodbridge Energy Center | 57839 | CT001 | NG | CC | 240 |  | IPP Non-CHP | N | Status of operation (IP,L,P,T,or U) or Retired before 2012
EXCLUDE | NJ | Woodbridge Energy Center | 57839 | CT002 | NG | CC | 240 |  | IPP Non-CHP | N | Status of operation (IP,L,P,T,or U) or Retired before 2012
EXCLUDE | NJ | SC Landfill Energy LLC | 57843 | GEN1 | LFG | IC | 1.9 |  | IPP Non-CHP | N | Internal Combustion (PRMVR=IC)
EXCLUDE | NJ | AC Landfill Energy LLC | 57845 | UNIT1 | LFG | IC | 1.6 |  | IPP Non-CHP | N | Internal Combustion (PRMVR=IC)
EXCLUDE | NJ | AC Landfill Energy LLC | 57845 | UNIT2 | LFG | IC | 1.9 |  | IPP Non-CHP | N | Internal Combustion (PRMVR=IC)
EXCLUDE | NJ | AC Landfill Energy LLC | 57845 | UNIT3 | LFG | IC | 1.9 |  | IPP Non-CHP | N | Internal Combustion (PRMVR=IC)
EXCLUDE | NJ | SX Landfill Energy LLC | 57846 | UNIT1 | LFG | IC | 1.6 |  | IPP Non-CHP | N | Internal Combustion (PRMVR=IC)
EXCLUDE | NJ | SX Landfill Energy LLC | 57846 | UNIT2 | LFG | IC | 1.6 |  | IPP Non-CHP | N | Internal Combustion (PRMVR=IC)
EXCLUDE | NJ | BC Landfill Energy LLC | 57847 | UNIT1 | LFG | IC | 1.5 |  | IPP Non-CHP | N | Internal Combustion (PRMVR=IC)
EXCLUDE | NJ | BC Landfill Energy LLC | 57847 | UNIT2 | LFG | IC | 1.5 |  | IPP Non-CHP | N | Internal Combustion (PRMVR=IC)
EXCLUDE | NJ | BC Landfill Energy LLC | 57847 | UNIT3 | LFG | IC | 1.5 |  | IPP Non-CHP | N | Internal Combustion (PRMVR=IC)
EXCLUDE | NJ | BC Landfill Energy LLC | 57847 | UNIT4 | LFG | IC | 1.5 |  | IPP Non-CHP | N | Internal Combustion (PRMVR=IC)
EXCLUDE | NJ | BC Landfill Energy LLC | 57847 | UNIT5 | LFG | IC | 1.5 |  | IPP Non-CHP | N | Internal Combustion (PRMVR=IC)
EXCLUDE | NJ | WC Landfill Energy LLC | 57848 | GEN1 | LFG | IC | 2 |  | IPP Non-CHP | N | Internal Combustion (PRMVR=IC)
EXCLUDE | NJ | WC Landfill Energy LLC | 57848 | SOLAR | SUN | PV | 1.2 |  | IPP Non-CHP | N | Non Combustion (NUC, WAT, WND, GEO, or SUN)
EXCLUDE | CA | North Hollywood | 57854 | 2T1 | WAT | HY | 1.2 |  | Electric Utility | N | Non Combustion (NUC, WAT, WND, GEO, or SUN)
EXCLUDE | CA | North Hollywood | 57854 | 2T2 | WAT | HY | 1.2 |  | Electric Utility | N | Non Combustion (NUC, WAT, WND, GEO, or SUN)
EXCLUDE | CA | North Hollywood | 57854 | 2T3 | WAT | HY | 0.5 |  | Electric Utility | N | Non Combustion (NUC, WAT, WND, GEO, or SUN)
EXCLUDE | CA | North Hollywood | 57854 | 3T1 | WAT | HY | 0.5 |  | Electric Utility | N | Non Combustion (NUC, WAT, WND, GEO, or SUN)
EXCLUDE | CA | North Hollywood | 57854 | 3T2 | WAT | HY | 0.2 |  | Electric Utility | N | Non Combustion (NUC, WAT, WND, GEO, or SUN)
EXCLUDE | NV | K Road Moapa Solar | 57859 | 1 | SUN | PV | 250 |  | IPP Non-CHP | N | Non Combustion (NUC, WAT, WND, GEO, or SUN)
EXCLUDE | ID | Hidden Hollow Energy | 57861 | UNT1 | LFG | IC | 1.5 |  | IPP Non-CHP | N | Internal Combustion (PRMVR=IC)
EXCLUDE | ID | Hidden Hollow Energy | 57861 | UNT2 | LFG | IC | 1.5 |  | IPP Non-CHP | N | Internal Combustion (PRMVR=IC)
EXCLUDE | TX | Antelope Station | 57865 | E01 | NG | IC | 9.3 |  | Electric Utility | N | Internal Combustion (PRMVR=IC)
EXCLUDE | TX | Antelope Station | 57865 | E02 | NG | IC | 9.3 |  | Electric Utility | N | Internal Combustion (PRMVR=IC)
EXCLUDE | TX | Antelope Station | 57865 | E03 | NG | IC | 9.3 |  | Electric Utility | N | Internal Combustion (PRMVR=IC)
EXCLUDE | TX | Antelope Station | 57865 | E04 | NG | IC | 9.3 |  | Electric Utility | N | Internal Combustion (PRMVR=IC)
EXCLUDE | TX | Antelope Station | 57865 | E05 | NG | IC | 9.3 |  | Electric Utility | N | Internal Combustion (PRMVR=IC)
EXCLUDE | TX | Antelope Station | 57865 | E06 | NG | IC | 9.3 |  | Electric Utility | N | Internal Combustion (PRMVR=IC)
EXCLUDE | TX | Antelope Station | 57865 | E07 | NG | IC | 9.3 |  | Electric Utility | N | Internal Combustion (PRMVR=IC)
EXCLUDE | TX | Antelope Station | 57865 | E08 | NG | IC | 9.3 |  | Electric Utility | N | Internal Combustion (PRMVR=IC)
EXCLUDE | TX | Antelope Station | 57865 | E09 | NG | IC | 9.3 |  | Electric Utility | N | Internal Combustion (PRMVR=IC)
EXCLUDE | TX | Antelope Station | 57865 | E10 | NG | IC | 9.3 |  | Electric Utility | N | Internal Combustion (PRMVR=IC)
EXCLUDE | TX | Antelope Station | 57865 | E11 | NG | IC | 9.3 |  | Electric Utility | N | Internal Combustion (PRMVR=IC)
EXCLUDE | TX | Antelope Station | 57865 | E12 | NG | IC | 9.3 |  | Electric Utility | N | Internal Combustion (PRMVR=IC)
EXCLUDE | TX | Antelope Station | 57865 | E13 | NG | IC | 9.3 |  | Electric Utility | N | Internal Combustion (PRMVR=IC)
EXCLUDE | TX | Antelope Station | 57865 | E14 | NG | IC | 9.3 |  | Electric Utility | N | Internal Combustion (PRMVR=IC)
EXCLUDE | TX | Antelope Station | 57865 | E15 | NG | IC | 9.3 |  | Electric Utility | N | Internal Combustion (PRMVR=IC)
EXCLUDE | TX | Antelope Station | 57865 | E16 | NG | IC | 9.3 |  | Electric Utility | N | Internal Combustion (PRMVR=IC)
EXCLUDE | TX | Antelope Station | 57865 | E17 | NG | IC | 9.3 |  | Electric Utility | N | Internal Combustion (PRMVR=IC)
EXCLUDE | TX | Antelope Station | 57865 | E18 | NG | IC | 9.3 |  | Electric Utility | N | Internal Combustion (PRMVR=IC)
EXCLUDE | NM | LCEC Generation LLVC | 57872 | UNIT1 | NG | IC | 9.3 |  | IPP Non-CHP | N | Internal Combustion (PRMVR=IC)
EXCLUDE | NM | LCEC Generation LLVC | 57872 | UNIT2 | NG | IC | 9.3 |  | IPP Non-CHP | N | Internal Combustion (PRMVR=IC)
EXCLUDE | NM | LCEC Generation LLVC | 57872 | UNIT3 | NG | IC | 9.3 |  | IPP Non-CHP | N | Internal Combustion (PRMVR=IC)
EXCLUDE | NM | LCEC Generation LLVC | 57872 | UNIT4 | NG | IC | 9.3 |  | IPP Non-CHP | N | Internal Combustion (PRMVR=IC)
EXCLUDE | NM | LCEC Generation LLVC | 57872 | UNIT5 | NG | IC | 9.3 |  | IPP Non-CHP | N | Internal Combustion (PRMVR=IC)
EXCLUDE | CA | Santa Cruz Energy | 57876 | UNT1 | LFG | IC | 1.6 |  | IPP Non-CHP | N | Internal Combustion (PRMVR=IC)
EXCLUDE | TX | Trinity Oaks Energy | 57877 | UNT1 | LFG | IC | 1.6 |  | IPP Non-CHP | N | Internal Combustion (PRMVR=IC)
EXCLUDE | TX | Trinity Oaks Energy | 57877 | UNT2 | LFG | IC | 1.6 |  | IPP Non-CHP | N | Internal Combustion (PRMVR=IC)
EXCLUDE | TX | Fort Worth Methane | 57878 | UNT1 | LFG | IC | 1.6 |  | IPP Non-CHP | N | Internal Combustion (PRMVR=IC)
EXCLUDE | ND | Pioneer Generating Station | 57881 | 01 | NG | GT | 60.5 |  | Electric Utility | N | Status of operation (IP,L,P,T,or U) or Retired before 2012
EXCLUDE | ND | Pioneer Generating Station | 57881 | 02 | NG | GT | 60.5 |  | Electric Utility | N | Status of operation (IP,L,P,T,or U) or Retired before 2012
EXCLUDE | ND | Pioneer Generating Station | 57881 | 03 | NG | GT | 60.5 |  | Electric Utility | N | Status of operation (IP,L,P,T,or U) or Retired before 2012
EXCLUDE | LA | Lake Charles Polymers | 57884 | G-900 | NG | GT | 14.3 |  | Industrial Non-CHP | N | Simple Cycle Turbine (PRMVR=GT or OT) unit under 25MW
EXCLUDE | LA | Lake Charles Polymers | 57884 | G-901 | NG | IC | 8.4 |  | Industrial Non-CHP | N | Internal Combustion (PRMVR=IC)
EXCLUDE | LA | Lake Charles Polymers | 57884 | G-902 | NG | IC | 8.4 |  | Industrial Non-CHP | N | Internal Combustion (PRMVR=IC)
EXCLUDE | SC | Wellford Renewable Energy Plant | 57885 | LFG1 | LFG | IC | 1.6 |  | Electric Utility | N | Internal Combustion (PRMVR=IC)
EXCLUDE | SC | City West Diesel Plant | 57886 | DI1 | DFO | IC | 1.8 |  | Electric Utility | N | Internal Combustion (PRMVR=IC)
EXCLUDE | SC | City West Diesel Plant | 57886 | DI2 | DFO | IC | 1.8 |  | Electric Utility | N | Internal Combustion (PRMVR=IC)
EXCLUDE | SC | City West Diesel Plant | 57886 | DI3 | DFO | IC | 1.8 |  | Electric Utility | N | Internal Combustion (PRMVR=IC)
EXCLUDE | SC | City West Diesel Plant | 57886 | DI4 | DFO | IC | 1.8 |  | Electric Utility | N | Internal Combustion (PRMVR=IC)
EXCLUDE | CA | Guernsey Solar Station | 57891 | 1 | SUN | PV | 20 |  | Electric Utility | N | Non Combustion (NUC, WAT, WND, GEO, or SUN)
EXCLUDE | CA | Gates Solar Station | 57892 | 1 | SUN | PV | 20 |  | Electric Utility | N | Non Combustion (NUC, WAT, WND, GEO, or SUN)
EXCLUDE | VA | Martinsville LFG Generator | 57893 | LFG1 | LFG | IC | 1.1 |  | Electric Utility | N | Internal Combustion (PRMVR=IC)
EXCLUDE | FL | Levy Nuclear Plant | 57894 | LNP1 | NUC | ST | 1250 |  | Electric Utility | N | Non Combustion (NUC, WAT, WND, GEO, or SUN)
EXCLUDE | FL | Levy Nuclear Plant | 57894 | LNP2 | NUC | ST | 1250 |  | Electric Utility | N | Non Combustion (NUC, WAT, WND, GEO, or SUN)
EXCLUDE | VA | Richmond Energy | 57897 | UNT1 | LFG | IC | 1.6 |  | IPP Non-CHP | N | Internal Combustion (PRMVR=IC)
EXCLUDE | VA | Richmond Energy | 57897 | UNT2 | LFG | IC | 1.6 |  | IPP Non-CHP | N | Internal Combustion (PRMVR=IC)
EXCLUDE | VA | Richmond Energy | 57897 | UNT3 | LFG | IC | 1.6 |  | IPP Non-CHP | N | Internal Combustion (PRMVR=IC)
EXCLUDE | VA | Richmond Energy | 57897 | UNT4 | LFG | IC | 1.6 |  | IPP Non-CHP | N | Internal Combustion (PRMVR=IC)
EXCLUDE | FL | Palm Beach Renewable Energy Facility#2 | 57898 | GEN2 | MSB | ST | 96 |  | Electric Utility | N | Non Fossil fuel type
EXCLUDE | UT | Hurricane City Power | 57899 | 1 | DFO | IC | 1.7 |  | Electric Utility | N | Internal Combustion (PRMVR=IC)
EXCLUDE | UT | Hurricane City Power | 57899 | 2 | DFO | IC | 1.7 |  | Electric Utility | N | Internal Combustion (PRMVR=IC)
EXCLUDE | UT | Hurricane City Power | 57899 | 3 | DFO | IC | 1.7 |  | Electric Utility | N | Internal Combustion (PRMVR=IC)
EXCLUDE | CA | Solar Photovoltaic Project #48 | 57900 | S48A | SUN | PV | 0.5 |  | Electric Utility | N | Non Combustion (NUC, WAT, WND, GEO, or SUN)
EXCLUDE | CA | Solar Photovoltaic Project #48 | 57900 | S48B | SUN | PV | 0.5 |  | Electric Utility | N | Non Combustion (NUC, WAT, WND, GEO, or SUN)
EXCLUDE | CA | Solar Photovoltaic Project #48 | 57900 | S48C | SUN | PV | 0.5 |  | Electric Utility | N | Non Combustion (NUC, WAT, WND, GEO, or SUN)
EXCLUDE | CA | Solar Photovoltaic Project #48 | 57900 | S48D | SUN | PV | 0.5 |  | Electric Utility | N | Non Combustion (NUC, WAT, WND, GEO, or SUN)
EXCLUDE | CA | Solar Photovoltaic Project #48 | 57900 | S48E | SUN | PV | 0.5 |  | Electric Utility | N | Non Combustion (NUC, WAT, WND, GEO, or SUN)
EXCLUDE | CA | Solar Photovoltaic Project #48 | 57900 | S48F | SUN | PV | 0.5 |  | Electric Utility | N | Non Combustion (NUC, WAT, WND, GEO, or SUN)
EXCLUDE | CA | Solar Photovoltaic Project #48 | 57900 | S48G | SUN | PV | 0.5 |  | Electric Utility | N | Non Combustion (NUC, WAT, WND, GEO, or SUN)
EXCLUDE | CA | Solar Photovoltaic Project #48 | 57900 | S48H | SUN | PV | 0.5 |  | Electric Utility | N | Non Combustion (NUC, WAT, WND, GEO, or SUN)
EXCLUDE | CA | Solar Photovoltaic Project #48 | 57900 | S48I | SUN | PV | 0.5 |  | Electric Utility | N | Non Combustion (NUC, WAT, WND, GEO, or SUN)
EXCLUDE | CA | Solar Photovoltaic Project #48 | 57900 | S48J | SUN | PV | 0.5 |  | Electric Utility | N | Non Combustion (NUC, WAT, WND, GEO, or SUN)
NGCC | CA | El Segundo Energy Center LLC | 57901 | 5 | NG | CC | 198 |  | IPP Non-CHP | N
NGCC | CA | El Segundo Energy Center LLC | 57901 | 6 | NG | CC | 70.7 |  | IPP Non-CHP | N
NGCC | CA | El Segundo Energy Center LLC | 57901 | 7 | NG | CC | 198 |  | IPP Non-CHP | N
NGCC | CA | El Segundo Energy Center LLC | 57901 | 8 | NG | CC | 70.7 |  | IPP Non-CHP | N
EXCLUDE | ID | Fighting Creek LFGTE Plant | 57902 | G-123 | LFG | IC | 1.6 |  | Electric Utility | N | Internal Combustion (PRMVR=IC)
EXCLUDE | ID | Fighting Creek LFGTE Plant | 57902 | G-162 | LFG | IC | 1.6 |  | Electric Utility | N | Internal Combustion (PRMVR=IC)
EXCLUDE | MN | SMMPA Methane Energy Facility | 57903 | UNIT1 | LFG | IC | 1.6 |  | Electric Utility | N | Internal Combustion (PRMVR=IC)
EXCLUDE | CA | Hidden Hills Solar Plant 1 | 57905 | 1 | SUN | ST | 250 |  | IPP Non-CHP | N | Non Combustion (NUC, WAT, WND, GEO, or SUN)
EXCLUDE | CA | Hidden Hills Solar Plant 2 | 57906 | 1 | SUN | ST | 250 |  | IPP Non-CHP | N | Non Combustion (NUC, WAT, WND, GEO, or SUN)
EXCLUDE | CA | Colton Plant | 57907 | 1 | BIT | ST | 15 |  | Industrial CHP | Y | Steam unit (PRMVR=ST) under 25MW/250 MMBtu/hr
EXCLUDE | CA | Colton Plant | 57907 | 2 | BIT | ST | 15 |  | Industrial CHP | Y | Steam unit (PRMVR=ST) under 25MW/250 MMBtu/hr
EXCLUDE | OH | Central Utility Plant Cincinnati | 57908 | P005 | DFO | IC | 1.9 |  | Commercial CHP | N | Internal Combustion (PRMVR=IC)
EXCLUDE | GA | Piedmont Green Power | 57909 | GEN1 | WDS | ST | 60 |  | IPP Non-CHP | N | Non Fossil fuel type
EXCLUDE | MN | Centennial Generating Station | 57910 | 1 | DFO | IC | 2.3 |  | Electric Utility | N | Internal Combustion (PRMVR=IC)
EXCLUDE | MN | Centennial Generating Station | 57910 | 2 | DFO | IC | 2.3 |  | Electric Utility | N | Internal Combustion (PRMVR=IC)
EXCLUDE | MN | Centennial Generating Station | 57910 | 3 | DFO | IC | 2.3 |  | Electric Utility | N | Internal Combustion (PRMVR=IC)
EXCLUDE | MN | Centennial Generating Station | 57910 | 4 | DFO | IC | 2.3 |  | Electric Utility | N | Internal Combustion (PRMVR=IC)
EXCLUDE | MN | Centennial Generating Station | 57910 | 5 | DFO | IC | 2.3 |  | Electric Utility | N | Internal Combustion (PRMVR=IC)
EXCLUDE | OR | Roseburg LFG | 57911 | 1 | LFG | IC | 1.6 |  | IPP Non-CHP | N | Internal Combustion (PRMVR=IC)
EXCLUDE | IL | Grand Ridge Solar Farm | 57912 | 1 | SUN | PV | 20 |  | IPP Non-CHP | N | Non Combustion (NUC, WAT, WND, GEO, or SUN)
EXCLUDE | CA | Tule Wind LLC | 57913 | 1 | WND | WT | 110 |  | IPP Non-CHP | N | Non Combustion (NUC, WAT, WND, GEO, or SUN)
EXCLUDE | AZ | Dolan Springs | 57920 | 1 | WND | WT | 350 |  | IPP Non-CHP | N | Non Combustion (NUC, WAT, WND, GEO, or SUN)
EXCLUDE | CA | Kettleman Solar | 57921 | 1 | SUN | PV | 22 |  | IPP Non-CHP | N | Non Combustion (NUC, WAT, WND, GEO, or SUN)
EXCLUDE | AZ | Dry Lake Solar | 57922 | 1 | SUN | PV | 50 |  | IPP Non-CHP | N | Non Combustion (NUC, WAT, WND, GEO, or SUN)
EXCLUDE | CA | Tierra Bonita Solar | 57923 | 1 | SUN | PV | 22 |  | IPP Non-CHP | N | Non Combustion (NUC, WAT, WND, GEO, or SUN)
EXCLUDE | OR | Klamath Solar | 57924 | 1 | SUN | PV | 5 |  | IPP Non-CHP | N | Non Combustion (NUC, WAT, WND, GEO, or SUN)
EXCLUDE | TX | Penascal III | 57927 | 1 | WND | WT | 201.6 |  | IPP Non-CHP | N | Non Combustion (NUC, WAT, WND, GEO, or SUN)
EXCLUDE | IL | SIUC | 57928 | EMER | DFO | IC | 1.6 |  | Commercial CHP | N | Internal Combustion (PRMVR=IC)
EXCLUDE | OH | East Campus Utility Plant | 57929 | P007 | DFO | IC | 2 |  | Commercial Non-CHP | N | Internal Combustion (PRMVR=IC)
EXCLUDE | OH | East Campus Utility Plant | 57929 | P008 | DFO | IC | 1.5 |  | Commercial Non-CHP | N | Internal Combustion (PRMVR=IC)
EXCLUDE | OH | East Campus Utility Plant | 57929 | STG | NG | ST | 1.3 |  | Commercial Non-CHP | N | Steam unit (PRMVR=ST) under 25MW/250 MMBtu/hr
EXCLUDE | MA | Douglas Solar | 57934 | DOMA | SUN | PV | 2 |  | IPP Non-CHP | N | Non Combustion (NUC, WAT, WND, GEO, or SUN)
EXCLUDE | AK | Eva Creek Wind | 57935 | EVW | WND | WT | 24.6 |  | Electric Utility | N | Non Combustion (NUC, WAT, WND, GEO, or SUN)
EXCLUDE | GA | Albany Brewery | 57936 | GEN1 | BIT | ST | 6 |  | Industrial Non-CHP | N | Steam unit (PRMVR=ST) under 25MW/250 MMBtu/hr
EXCLUDE | NE | Western Sugar Coop - Scottsbluff | 57937 | SCBF | SUB | ST | 5 |  | Industrial Non-CHP | N | Steam unit (PRMVR=ST) under 25MW/250 MMBtu/hr
EXCLUDE | OH | Wausau Paper Middletown | 57940 | G3 | BIT | ST | 7.5 |  | Industrial CHP | Y | Steam unit (PRMVR=ST) under 25MW/250 MMBtu/hr
EXCLUDE | ND | Lonesome Creek Station | 57943 | 01 | NG | GT | 60.5 |  | Electric Utility | N | Status of operation (IP,L,P,T,or U) or Retired before 2012
EXCLUDE | ND | Lonesome Creek Station | 57943 | 02 | NG | GT | 60.5 |  | Electric Utility | N | Status of operation (IP,L,P,T,or U) or Retired before 2012
EXCLUDE | ND | Lonesome Creek Station | 57943 | 03 | NG | GT | 60.5 |  | Electric Utility | N | Status of operation (IP,L,P,T,or U) or Retired before 2012
EXCLUDE | SC | Berkeley County Landfill | 57945 | B1 | LFG | IC | 1.6 |  | Electric Utility | N | Internal Combustion (PRMVR=IC)
EXCLUDE | SC | Berkeley County Landfill | 57945 | B2 | LFG | IC | 1.6 |  | Electric Utility | N | Internal Combustion (PRMVR=IC)
EXCLUDE | MO | Fredericktown Energy Center | 57946 | UNIT1 | NG | GT | 13.8 |  | Electric Utility | N | Simple Cycle Turbine (PRMVR=GT or OT) unit under 25MW
EXCLUDE | MO | Fredericktown Energy Center | 57946 | UNIT2 | NG | GT | 13.8 |  | Electric Utility | N | Simple Cycle Turbine (PRMVR=GT or OT) unit under 25MW
EXCLUDE | MI | MSC Sebewaing | 57949 | 1 | BIT | ST | 1.5 |  | Industrial Non-CHP | N | Steam unit (PRMVR=ST) under 25MW/250 MMBtu/hr
EXCLUDE | MI | MSC Sebewaing | 57949 | 2 | BIT | ST | 1 |  | Industrial Non-CHP | N | Steam unit (PRMVR=ST) under 25MW/250 MMBtu/hr
EXCLUDE | TX | Woodall Gas Plant | 57952 | GEN1 | NG | IC | 1 |  | Industrial Non-CHP | N | Internal Combustion (PRMVR=IC)
EXCLUDE | TX | Woodall Gas Plant | 57952 | GEN2 | NG | IC | 1 |  | Industrial Non-CHP | N | Internal Combustion (PRMVR=IC)
EXCLUDE | TX | Woodall Gas Plant | 57952 | GEN3 | NG | IC | 1 |  | Industrial Non-CHP | N | Internal Combustion (PRMVR=IC)
EXCLUDE | CA | LanEast Solar Farm LLC | 57957 | 1 | SUN | PV | 20.2 |  | IPP Non-CHP | N | Non Combustion (NUC, WAT, WND, GEO, or SUN)
EXCLUDE | CA | LanWest Solar Farm LLC | 57958 | 1 | SUN | PV | 5 |  | IPP Non-CHP | N | Non Combustion (NUC, WAT, WND, GEO, or SUN)
EXCLUDE | CA | Desert Green Solar Farm LLC | 57959 | 1 | SUN | PV | 6.5 |  | IPP Non-CHP | N | Non Combustion (NUC, WAT, WND, GEO, or SUN)
EXCLUDE | CA | Rugged Solar LLC | 57960 | 1 | SUN | PV | 80 |  | IPP Non-CHP | N | Non Combustion (NUC, WAT, WND, GEO, or SUN)
EXCLUDE | CA | Tierra Del Sol Solar Farm LLC | 57961 | 1 | SUN | PV | 45 |  | IPP Non-CHP | N | Non Combustion (NUC, WAT, WND, GEO, or SUN)
EXCLUDE | CA | SF Southeast Cogen Plant | 57971 | COGEN | OBG | IC | 2.1 |  | Commercial Non-CHP | N | Internal Combustion (PRMVR=IC)
EXCLUDE | NY | AES Johnson City | 57972 | JCP1 | MWH | BA | 8 |  | IPP Non-CHP | N | Energy Storage Battery or Energy Storage Compressed Air or Flywheel (PRMVR=BA or CE or FW)
EXCLUDE | CA | High Sierra Cogeneration Plant | 57977 | ENG1 | NG | IC | 3 |  | Electric Utility | Y | Internal Combustion (PRMVR=IC)
EXCLUDE | CA | High Sierra Cogeneration Plant | 57977 | ENG2 | NG | IC | 3 |  | Electric Utility | Y | Internal Combustion (PRMVR=IC)
EXCLUDE | TX | Stephens Ranch Wind Energy LLC | 57983 | 1 | WND | WT | 377.5 |  | IPP Non-CHP | N | Non Combustion (NUC, WAT, WND, GEO, or SUN)
EXCLUDE | CA | Lincoln Landfill | 57988 | GEN1 | LFG | IC | 0.8 |  | IPP Non-CHP | N | Internal Combustion (PRMVR=IC)
EXCLUDE | CA | Lincoln Landfill | 57988 | GEN2 | LFG | IC | 0.8 |  | IPP Non-CHP | N | Internal Combustion (PRMVR=IC)
EXCLUDE | CA | Lincoln Landfill | 57988 | GEN3 | LFG | IC | 0.8 |  | IPP Non-CHP | N | Internal Combustion (PRMVR=IC)
EXCLUDE | CA | Lincoln Landfill | 57988 | GEN4 | LFG | IC | 0.8 |  | IPP Non-CHP | N | Internal Combustion (PRMVR=IC)
EXCLUDE | CA | Lincoln Landfill | 57988 | GEN5 | LFG | IC | 0.8 |  | IPP Non-CHP | N | Internal Combustion (PRMVR=IC)
EXCLUDE | CA | Lincoln Landfill | 57988 | GEN6 | LFG | IC | 0.8 |  | IPP Non-CHP | N | Internal Combustion (PRMVR=IC)
EXCLUDE | MA | Groveland Solar | 57989 | GSMA | SUN | PV | 3.2 |  | IPP Non-CHP | N | Non Combustion (NUC, WAT, WND, GEO, or SUN)
EXCLUDE | MA | Shrewsbury Solar | 57990 | SSMA | SUN | PV | 2.5 |  | IPP Non-CHP | N | Non Combustion (NUC, WAT, WND, GEO, or SUN)
EXCLUDE | CA | Desert Sunlight 300, LLC | 57993 | DSL1 | SUN | PV | 40.3 |  | IPP Non-CHP | N | Non Combustion (NUC, WAT, WND, GEO, or SUN)
EXCLUDE | CA | Desert Sunlight 300, LLC | 57993 | DSL10 | SUN | PV | 30.2 |  | IPP Non-CHP | N | Non Combustion (NUC, WAT, WND, GEO, or SUN)
EXCLUDE | CA | Desert Sunlight 300, LLC | 57993 | DSL11 | SUN | PV | 20.2 |  | IPP Non-CHP | N | Non Combustion (NUC, WAT, WND, GEO, or SUN)
EXCLUDE | CA | Desert Sunlight 300, LLC | 57993 | DSL2 | SUN | PV | 40.3 |  | IPP Non-CHP | N | Non Combustion (NUC, WAT, WND, GEO, or SUN)
EXCLUDE | CA | Desert Sunlight 300, LLC | 57993 | DSL3 | SUN | PV | 40.3 |  | IPP Non-CHP | N | Non Combustion (NUC, WAT, WND, GEO, or SUN)
EXCLUDE | CA | Desert Sunlight 300, LLC | 57993 | DSL4 | SUN | PV | 30.2 |  | IPP Non-CHP | N | Non Combustion (NUC, WAT, WND, GEO, or SUN)
EXCLUDE | CA | Desert Sunlight 300, LLC | 57993 | DSL5 | SUN | PV | 25.2 |  | IPP Non-CHP | N | Non Combustion (NUC, WAT, WND, GEO, or SUN)
EXCLUDE | CA | Desert Sunlight 300, LLC | 57993 | DSL6 | SUN | PV | 25.2 |  | IPP Non-CHP | N | Non Combustion (NUC, WAT, WND, GEO, or SUN)
EXCLUDE | CA | Desert Sunlight 300, LLC | 57993 | DSL7 | SUN | PV | 20.2 |  | IPP Non-CHP | N | Non Combustion (NUC, WAT, WND, GEO, or SUN)
EXCLUDE | CA | Desert Sunlight 300, LLC | 57993 | DSL8 | SUN | PV | 18.9 |  | IPP Non-CHP | N | Non Combustion (NUC, WAT, WND, GEO, or SUN)
EXCLUDE | CA | Desert Sunlight 300, LLC | 57993 | DSL9 | SUN | PV | 22.7 |  | IPP Non-CHP | N | Non Combustion (NUC, WAT, WND, GEO, or SUN)
EXCLUDE | HI | Auwahi Wind Energy | 57996 | AWEB | MWH | BA | 11 |  | IPP Non-CHP | N | Energy Storage Battery or Energy Storage Compressed Air or Flywheel (PRMVR=BA or CE or FW)
EXCLUDE | AZ | Foothills Solar Plant | 57997 | PV1 | SUN | PV | 17 |  | Electric Utility | N | Non Combustion (NUC, WAT, WND, GEO, or SUN)
EXCLUDE | AZ | Foothills Solar Plant | 57997 | PV2 | SUN | PV | 18 |  | Electric Utility | N | Non Combustion (NUC, WAT, WND, GEO, or SUN)
EXCLUDE | TX | Panda Temple Power Station | 58001 | CTG-1 | NG | CC | 232 |  | IPP Non-CHP | N | Status of operation (IP,L,P,T,or U) or Retired before 2012
EXCLUDE | TX | Panda Temple Power Station | 58001 | CTG-2 | NG | CC | 232 |  | IPP Non-CHP | N | Status of operation (IP,L,P,T,or U) or Retired before 2012
EXCLUDE | TX | Panda Temple Power Station | 58001 | CTG-3 | NG | CC | 232 |  | IPP Non-CHP | N | Status of operation (IP,L,P,T,or U) or Retired before 2012
EXCLUDE | TX | Panda Temple Power Station | 58001 | CTG-4 | NG | CC | 232 |  | IPP Non-CHP | N | Status of operation (IP,L,P,T,or U) or Retired before 2012
EXCLUDE | TX | Panda Temple Power Station | 58001 | STG-1 | NG | CC | 339.2 |  | IPP Non-CHP | N | Status of operation (IP,L,P,T,or U) or Retired before 2012
EXCLUDE | TX | Panda Temple Power Station | 58001 | STG-2 | NG | CC | 339.2 |  | IPP Non-CHP | N | Status of operation (IP,L,P,T,or U) or Retired before 2012
EXCLUDE | CA | Alpaugh North | 58002 | SPS | SUN | PV | 20 |  | IPP Non-CHP | N | Non Combustion (NUC, WAT, WND, GEO, or SUN)
EXCLUDE | CA | Alpaugh 50 | 58003 | SPS50 | SUN | PV | 50 |  | IPP Non-CHP | N | Non Combustion (NUC, WAT, WND, GEO, or SUN)
EXCLUDE | TX | Panda Sherman Power Station | 58005 | CTG-1 | NG | CC | 232 |  | IPP Non-CHP | N | Status of operation (IP,L,P,T,or U) or Retired before 2012
EXCLUDE | TX | Panda Sherman Power Station | 58005 | CTG-2 | NG | CC | 232 |  | IPP Non-CHP | N | Status of operation (IP,L,P,T,or U) or Retired before 2012
EXCLUDE | TX | Panda Sherman Power Station | 58005 | STG-1 | NG | CC | 339.2 |  | IPP Non-CHP | N | Status of operation (IP,L,P,T,or U) or Retired before 2012
EXCLUDE | MD | IKEA Perryville 460 | 58014 | PV | SUN | PV | 2.1 |  | Commercial Non-CHP | N | Non Combustion (NUC, WAT, WND, GEO, or SUN)
EXCLUDE | NJ | IKEA Westhampton 061 | 58016 | PV | SUN | PV | 1.8 |  | Commercial Non-CHP | N | Non Combustion (NUC, WAT, WND, GEO, or SUN)
EXCLUDE | NV | Copper Mountain Solar 2 | 58017 | PV04 | SUN | PV | 30 |  | IPP Non-CHP | N | Non Combustion (NUC, WAT, WND, GEO, or SUN)
EXCLUDE | NV | Copper Mountain Solar 2 | 58017 | PV05 | SUN | PV | 30 |  | IPP Non-CHP | N | Non Combustion (NUC, WAT, WND, GEO, or SUN)
EXCLUDE | MO | St Joseph Landfill Generating Station | 58024 | UNIT1 | LFG | IC | 1.6 |  | Electric Utility | N | Internal Combustion (PRMVR=IC)
EXCLUDE | MA | Padelford Solar | 58032 | PSMA | SUN | PV | 2.2 |  | IPP Non-CHP | N | Non Combustion (NUC, WAT, WND, GEO, or SUN)
EXCLUDE | RI | Block Island Wind Farm | 58035 | BIWF | WND | WS | 30 |  | IPP Non-CHP | N | Non Combustion (NUC, WAT, WND, GEO, or SUN)
EXCLUDE | OK | Chisholm View Wind Project | 58041 | 1 | WND | WT | 235.2 |  | IPP Non-CHP | N | Non Combustion (NUC, WAT, WND, GEO, or SUN)
EXCLUDE | IN | Lilly Technical Center | 58043 | 1 | DFO | IC | 1 |  | Industrial Non-CHP | N | Internal Combustion (PRMVR=IC)
EXCLUDE | IN | Lilly Technical Center | 58043 | 2 | DFO | IC | 1 |  | Industrial Non-CHP | N | Internal Combustion (PRMVR=IC)
EXCLUDE | IN | Lilly Technical Center | 58043 | 3 | DFO | IC | 2 |  | Industrial Non-CHP | N | Internal Combustion (PRMVR=IC)
EXCLUDE | IN | Lilly Technical Center | 58043 | 4 | DFO | IC | 2 |  | Industrial Non-CHP | N | Internal Combustion (PRMVR=IC)
EXCLUDE | IN | Lilly Technical Center | 58043 | 5 | PUR | ST | 1 |  | Industrial Non-CHP | N | Non Fossil fuel type
EXCLUDE | NC | Works 53 | 58046 | 1 | DFO | IC | 1 |  | Industrial Non-CHP | N | Internal Combustion (PRMVR=IC)
EXCLUDE | NC | Works 53 | 58046 | 2 | DFO | IC | 1.2 |  | Industrial Non-CHP | N | Internal Combustion (PRMVR=IC)
EXCLUDE | NC | Works 53 | 58046 | 3 | DFO | IC | 1.5 |  | Industrial Non-CHP | N | Internal Combustion (PRMVR=IC)
EXCLUDE | PA | PPG Monroeville Chemicals Center | 58047 | 2 | DFO | IC | 0.3 |  | Commercial Non-CHP | N | Internal Combustion (PRMVR=IC)
EXCLUDE | PA | PPG Monroeville Chemicals Center | 58047 | 3 | DFO | IC | 0.8 |  | Commercial Non-CHP | N | Internal Combustion (PRMVR=IC)
EXCLUDE | NC | Miller Coors Eden LLC | 58050 | TRB1 | BIT | ST | 5.5 |  | Industrial CHP | Y | Steam unit (PRMVR=ST) under 25MW/250 MMBtu/hr
EXCLUDE | PA | PPG Industries, Inc. Works 6 | 58051 | L1 | DFO | IC | 2 |  | Industrial Non-CHP | N | Internal Combustion (PRMVR=IC)
EXCLUDE | PA | PPG Industries, Inc. Works 6 | 58051 | L2AE | DFO | IC | 1.5 |  | Industrial Non-CHP | N | Internal Combustion (PRMVR=IC)
EXCLUDE | PA | PPG Industries, Inc. Works 6 | 58051 | L2BW | DFO | IC | 1.5 |  | Industrial Non-CHP | N | Internal Combustion (PRMVR=IC)
EXCLUDE | CA | PPG Industries, Inc. Works 15 | 58053 | IG#2 | DFO | IC | 0.9 |  | Industrial Non-CHP | N | Internal Combustion (PRMVR=IC)
EXCLUDE | CA | PPG Industries, Inc. Works 15 | 58053 | OG#1 | DFO | IC | 1.3 |  | Industrial Non-CHP | N | Internal Combustion (PRMVR=IC)
EXCLUDE | CA | PPG Industries, Inc. Works 15 | 58053 | OG#3 | DFO | IC | 1.1 |  | Industrial Non-CHP | N | Internal Combustion (PRMVR=IC)
EXCLUDE | NH | Burgess BioPower | 58054 | ST01 | WDS | ST | 75 |  | IPP Non-CHP | N | Non Fossil fuel type
EXCLUDE | IN | Windy Ridge Generating Facility | 58055 | 1 | OBG | IC | 0.7 |  | Industrial Non-CHP | N | Internal Combustion (PRMVR=IC)
EXCLUDE | IN | Windy Ridge Generating Facility | 58055 | 2 | OBG | IC | 0.7 |  | Industrial Non-CHP | N | Internal Combustion (PRMVR=IC)
EXCLUDE | CA | MillerCoors Irwindale Brewery | 58056 | JEN1 | OBG | IC | 0.5 |  | Industrial Non-CHP | N | Internal Combustion (PRMVR=IC)
EXCLUDE | CA | MillerCoors Irwindale Brewery | 58056 | JEN2 | OBG | IC | 0.5 |  | Industrial Non-CHP | N | Internal Combustion (PRMVR=IC)
EXCLUDE | OH | MillerCoors Trenton Brewery | 58059 | GE | BIT | ST | 13.8 |  | Industrial CHP | Y | Steam unit (PRMVR=ST) under 25MW/250 MMBtu/hr
EXCLUDE | OH | MillerCoors Trenton Brewery | 58059 | MURR | BIT | ST | 8 |  | Industrial CHP | Y | Steam unit (PRMVR=ST) under 25MW/250 MMBtu/hr
EXCLUDE | AL | Decatur-Morgan Co LFG Recovery Project | 58061 | 0290 | LFG | IC | 0.8 |  | IPP Non-CHP | N | Internal Combustion (PRMVR=IC)
EXCLUDE | AL | Decatur-Morgan Co LFG Recovery Project | 58061 | 1496 | LFG | IC | 0.8 |  | IPP Non-CHP | N | Internal Combustion (PRMVR=IC)
EXCLUDE | IN | SABIC Innovative Plastics Mt. Vernon | 58063 | 1 | BIT | ST | 5.5 |  | Industrial Non-CHP | N | Steam unit (PRMVR=ST) under 25MW/250 MMBtu/hr
EXCLUDE | NJ | Newark Energy Center | 58079 | GT-1 | NG | CC | 225 |  | IPP Non-CHP | N | Status of operation (IP,L,P,T,or U) or Retired before 2012
EXCLUDE | NJ | Newark Energy Center | 58079 | GT-2 | NG | CC | 225 |  | IPP Non-CHP | N | Status of operation (IP,L,P,T,or U) or Retired before 2012
EXCLUDE | NJ | Newark Energy Center | 58079 | STG-1 | NG | CC | 285 |  | IPP Non-CHP | N | Status of operation (IP,L,P,T,or U) or Retired before 2012
EXCLUDE | CT | Kimberly Clark-Unit 1,2,3 | 58084 | GT100 | NG | CC | 16.1 |  | Industrial CHP | Y | Combined Cycle (PRMVR=CC) unit under 25MW
EXCLUDE | CT | Kimberly Clark-Unit 1,2,3 | 58084 | GT200 | NG | CC | 16.1 |  | Industrial CHP | Y | Combined Cycle (PRMVR=CC) unit under 25MW
EXCLUDE | CT | Kimberly Clark-Unit 1,2,3 | 58084 | GT300 | NG | CC | 4.1 |  | Industrial CHP | Y | Combined Cycle (PRMVR=CC) unit under 25MW
EXCLUDE | CA | PRC-Desoto Intl/PPG Aerospace | 58085 | CATR1 | DFO | IC | 0.5 |  | Industrial Non-CHP | N | Internal Combustion (PRMVR=IC)
EXCLUDE | CA | PRC-Desoto Intl/PPG Aerospace | 58085 | CATR2 | DFO | IC | 1 |  | Industrial Non-CHP | N | Internal Combustion (PRMVR=IC)
EXCLUDE | MD | Pea Patch Wind Farm | 58087 | PEAP | WND | WT | 50 |  | IPP Non-CHP | N | Non Combustion (NUC, WAT, WND, GEO, or SUN)
EXCLUDE | NY | Stony Creek Wind Farm NY | 58088 | 1 | WND | WT | 94.4 |  | IPP Non-CHP | N | Non Combustion (NUC, WAT, WND, GEO, or SUN)
EXCLUDE | NJ | Middlesex Apple Orchard Solar | 58090 | SEF-1 | SUN | PV | 1.3 |  | Commercial Non-CHP | N | Non Combustion (NUC, WAT, WND, GEO, or SUN)
EXCLUDE | NJ | Middlesex Apple Orchard Solar | 58090 | SEF-2 | SUN | PV | 3.4 |  | Commercial Non-CHP | N | Non Combustion (NUC, WAT, WND, GEO, or SUN)
EXCLUDE | MA | HOW GM1 | 58097 | 1 | SUN | PV | 3.5 |  | IPP Non-CHP | N | Non Combustion (NUC, WAT, WND, GEO, or SUN)
EXCLUDE | NM | El Cabo Wind | 58098 | 1 | WND | WT | 298 |  | IPP Non-CHP | N | Non Combustion (NUC, WAT, WND, GEO, or SUN)
EXCLUDE | OR | Montague Wind Power Facility LLC | 58099 | 1 | WND | WT | 404 |  | IPP Non-CHP | N | Non Combustion (NUC, WAT, WND, GEO, or SUN)
EXCLUDE | CA | Kern Oil & Refining Co | 58100 | 5900 | NG | GT | 4.5 |  | Industrial Non-CHP | N | Simple Cycle Turbine (PRMVR=GT or OT) unit under 25MW
EXCLUDE | CT | Cellu Tissue | 58116 | GEN1 | NG | IC | 3 |  | Industrial Non-CHP | N | Internal Combustion (PRMVR=IC)
EXCLUDE | AK | TNSG South Plant | 58117 | 12 | NG | IC | 0.6 |  | Electric Utility | N | Internal Combustion (PRMVR=IC)
EXCLUDE | AK | TNSG South Plant | 58117 | 1A | NG | IC | 1.4 |  | Electric Utility | N | Internal Combustion (PRMVR=IC)
EXCLUDE | AK | TNSG South Plant | 58117 | 2 | NG | IC | 0.8 |  | Electric Utility | N | Internal Combustion (PRMVR=IC)
EXCLUDE | AK | TNSG South Plant | 58117 | 3 | NG | IC | 0.8 |  | Electric Utility | N | Internal Combustion (PRMVR=IC)
EXCLUDE | AK | TNSG South Plant | 58117 | 4A | NG | IC | 1.4 |  | Electric Utility | N | Internal Combustion (PRMVR=IC)
EXCLUDE | AK | TNSG South Plant | 58117 | 6 | NG | IC | 3.4 |  | Electric Utility | N | Internal Combustion (PRMVR=IC)
EXCLUDE | MT | Lower South Fork | 58120 | LSF1 | WAT | HY | 0.5 |  | IPP Non-CHP | N | Non Combustion (NUC, WAT, WND, GEO, or SUN)
EXCLUDE | MI | Echo Wind Park | 58121 | GEN1 | WND | WT | 112 |  | Electric Utility | N | Non Combustion (NUC, WAT, WND, GEO, or SUN)
Exclude | CA | Wellhead Power Delano LLC | 58122 | GEN1 | NG | GT | 48.5 |  | IPP Non-CHP | N | Low utilization CT
EXCLUDE | WI | Rothschild Biomass Cogen Facility | 58124 | 1 | WDS | ST | 57 |  | IPP Non-CHP | N | Non Fossil fuel type
EXCLUDE | NM | Quay County | 58125 | 1 | DFO | GT | 31 |  | Electric Utility | N | Status of operation (IP,L,P,T,or U) or Retired before 2012
EXCLUDE | IN | Fair Oaks Generating Facility | 58129 | GEN1 | OBG | IC | 1.1 |  | Industrial Non-CHP | N | Internal Combustion (PRMVR=IC)
EXCLUDE | UT | Blue Mountain Biogas | 58130 | BMBN | OBG | IC | 1.6 |  | IPP Non-CHP | N | Internal Combustion (PRMVR=IC)
EXCLUDE | UT | Blue Mountain Biogas | 58130 | BMBS | OBG | IC | 1.6 |  | IPP Non-CHP | N | Internal Combustion (PRMVR=IC)
EXCLUDE | MS | Raleigh CO2 Plant | 58133 | GEN1 | NG | IC | 0.8 |  | IPP Non-CHP | N | Internal Combustion (PRMVR=IC)
EXCLUDE | MS | Raleigh CO2 Plant | 58133 | GEN2 | NG | IC | 0.8 |  | IPP Non-CHP | N | Internal Combustion (PRMVR=IC)
EXCLUDE | MS | Raleigh CO2 Plant | 58133 | GEN3 | NG | IC | 0.8 |  | IPP Non-CHP | N | Internal Combustion (PRMVR=IC)
EXCLUDE | MS | Raleigh CO2 Plant | 58133 | GEN4 | NG | IC | 0.8 |  | IPP Non-CHP | N | Internal Combustion (PRMVR=IC)
EXCLUDE | MS | Raleigh CO2 Plant | 58133 | GEN5 | NG | IC | 0.8 |  | IPP Non-CHP | N | Internal Combustion (PRMVR=IC)
EXCLUDE | MS | Raleigh CO2 Plant | 58133 | GEN6 | NG | IC | 0.8 |  | IPP Non-CHP | N | Internal Combustion (PRMVR=IC)
EXCLUDE | NC | Washington White Post Solar LLC | 58135 | 1 | SUN | PV | 12.4 |  | IPP Non-CHP | N | Non Combustion (NUC, WAT, WND, GEO, or SUN)
EXCLUDE | IA | Otter Creek Ethanol Poet - Ashton | 58138 | 1 | NG | GT | 7.5 |  | Industrial CHP | Y | Simple Cycle Turbine (PRMVR=GT or OT) unit under 25MW
EXCLUDE | ID | Rock Creek Dairy | 58142 | CHP1 | OBG | IC | 1.6 |  | Industrial Non-CHP | N | Internal Combustion (PRMVR=IC)
EXCLUDE | ID | Rock Creek Dairy | 58142 | CHP2 | OBG | IC | 1.6 |  | Industrial Non-CHP | N | Internal Combustion (PRMVR=IC)
EXCLUDE | CA | RE Kansas South LLC | 58148 | KS | SUN | PV | 20 |  | IPP Non-CHP | N | Non Combustion (NUC, WAT, WND, GEO, or SUN)
EXCLUDE | CA | TA-High Desert LLC | 58149 | TAHD | SUN | PV | 20 |  | IPP Non-CHP | N | Non Combustion (NUC, WAT, WND, GEO, or SUN)
EXCLUDE | OR | Black Cap Solar Plant | 58150 | 1 | SUN | PV | 2 |  | Electric Utility | N | Non Combustion (NUC, WAT, WND, GEO, or SUN)
EXCLUDE | AZ | Perrin Ranch Wind LLC | 58155 | GEN1 | WND | WT | 99.2 |  | IPP Non-CHP | N | Non Combustion (NUC, WAT, WND, GEO, or SUN)
EXCLUDE | NY | SUNY Old Westbury College | 58156 | GE | NG | IC | 1.8 |  | Commercial CHP | Y | Internal Combustion (PRMVR=IC)
EXCLUDE | CT | Wesleyan University Cogen 1 | 58158 | 1 | NG | IC | 2.4 |  | Commercial CHP | Y | Internal Combustion (PRMVR=IC)
EXCLUDE | MI | Western Michigan University Power Plant | 58161 | EG-1 | NG | IC | 0.8 |  | Commercial CHP | N | Internal Combustion (PRMVR=IC)
EXCLUDE | NY | Mercy Medical Center | 58163 | 1 | DFO | IC | 0.1 |  | Commercial Non-CHP | N | Internal Combustion (PRMVR=IC)
EXCLUDE | NY | Mercy Medical Center | 58163 | 2 | DFO | IC | 0.4 |  | Commercial Non-CHP | N | Internal Combustion (PRMVR=IC)
EXCLUDE | NY | Mercy Medical Center | 58163 | 3 | DFO | IC | 0.4 |  | Commercial Non-CHP | N | Internal Combustion (PRMVR=IC)
EXCLUDE | NY | Mercy Medical Center | 58163 | 4 | DFO | IC | 0.7 |  | Commercial Non-CHP | N | Internal Combustion (PRMVR=IC)
EXCLUDE | NY | Mercy Medical Center | 58163 | 5 | DFO | IC | 0.3 |  | Commercial Non-CHP | N | Internal Combustion (PRMVR=IC)
EXCLUDE | NY | Mercy Medical Center | 58163 | 6 | DFO | IC | 0.2 |  | Commercial Non-CHP | N | Internal Combustion (PRMVR=IC)
EXCLUDE | NY | Mercy Medical Center | 58163 | 7 | DFO | IC | 0.3 |  | Commercial Non-CHP | N | Internal Combustion (PRMVR=IC)
EXCLUDE | NY | Mercy Medical Center | 58163 | 8 | DFO | IC | 0.6 |  | Commercial Non-CHP | N | Internal Combustion (PRMVR=IC)
EXCLUDE | MN | Slayton Solar | 58164 | PV1 | SUN | PV | 1.7 |  | IPP Non-CHP | N | Non Combustion (NUC, WAT, WND, GEO, or SUN)
EXCLUDE | NJ | College of New Jersey | 58165 | COGEN | NG | IC | 6.2 |  | Commercial CHP | Y | Internal Combustion (PRMVR=IC)
EXCLUDE | NY | William Floyd School District | 58167 | GEN1 | NG | IC | 1.3 |  | Commercial CHP | Y | Internal Combustion (PRMVR=IC)
EXCLUDE | NY | William Floyd School District | 58167 | GEN2 | NG | IC | 1.3 |  | Commercial CHP | Y | Internal Combustion (PRMVR=IC)
EXCLUDE | NY | William Floyd School District | 58167 | GEN3 | DFO | IC | 1.3 |  | Commercial CHP | N | Internal Combustion (PRMVR=IC)
EXCLUDE | CA | Energy Center | 58168 | EC01 | NG | IC | 1.5 |  | Commercial CHP | Y | Internal Combustion (PRMVR=IC)
EXCLUDE | CA | CSUF Trigeneration | 58169 | 1 | NG | GT | 4.6 |  | Commercial CHP | Y | Simple Cycle Turbine (PRMVR=GT or OT) unit under 25MW
EXCLUDE | CA | CSUF Trigeneration | 58169 | CPAC | SUN | PV | 0.3 |  | Commercial CHP | N | Non Combustion (NUC, WAT, WND, GEO, or SUN)
EXCLUDE | CA | CSUF Trigeneration | 58169 | KHS | SUN | PV | 0.3 |  | Commercial CHP | N | Non Combustion (NUC, WAT, WND, GEO, or SUN)
EXCLUDE | CA | CSUF Trigeneration | 58169 | PS4 | SUN | PV | 0.3 |  | Commercial CHP | N | Non Combustion (NUC, WAT, WND, GEO, or SUN)
EXCLUDE | NJ | Seaside Heights Power Plant | 58172 | UINT3 | DFO | IC | 2 |  | Electric Utility | N | Internal Combustion (PRMVR=IC)
EXCLUDE | NJ | Seaside Heights Power Plant | 58172 | UNIT1 | DFO | IC | 2 |  | Electric Utility | N | Internal Combustion (PRMVR=IC)
EXCLUDE | NJ | Seaside Heights Power Plant | 58172 | UNIT2 | DFO | IC | 2 |  | Electric Utility | N | Internal Combustion (PRMVR=IC)
EXCLUDE | MA | Wilson Solar | 58174 | WSMA | SUN | PV | 2 |  | IPP Non-CHP | N | Non Combustion (NUC, WAT, WND, GEO, or SUN)
EXCLUDE | MT | Jawbone Wind Project | 58175 | JWPI | WND | WT | 131.1 |  | IPP Non-CHP | N | Non Combustion (NUC, WAT, WND, GEO, or SUN)
EXCLUDE | CT | Connecticut Valley Hospital Plant | 58176 | ST#1 | NG | CC | 0.7 |  | IPP CHP | Y | Combined Cycle (PRMVR=CC) unit under 25MW
EXCLUDE | CT | Connecticut Valley Hospital Plant | 58176 | ST#2 | NG | CC | 0.5 |  | IPP CHP | Y | Combined Cycle (PRMVR=CC) unit under 25MW
EXCLUDE | CT | Connecticut Valley Hospital Plant | 58176 | ST#3 | NG | CC | 0.5 |  | IPP CHP | Y | Combined Cycle (PRMVR=CC) unit under 25MW
EXCLUDE | IL | Kishwaukee CHP Plant | 58177 | 1 | OBG | IC | 1 |  | IPP CHP | Y | Internal Combustion (PRMVR=IC)
EXCLUDE | IL | Kishwaukee CHP Plant | 58177 | 2 | OBG | IC | 1 |  | IPP CHP | Y | Internal Combustion (PRMVR=IC)
EXCLUDE | IL | Kishwaukee CHP Plant | 58177 | 3 | OBG | IC | 1 |  | IPP CHP | Y | Internal Combustion (PRMVR=IC)
EXCLUDE | TN | MTSU Power Co-Gen Plant | 58179 | SG-01 | DFO | IC | 2 |  | Commercial CHP | N | Internal Combustion (PRMVR=IC)
EXCLUDE | TN | MTSU Power Co-Gen Plant | 58179 | SG-02 | DFO | IC | 2 |  | Commercial CHP | N | Internal Combustion (PRMVR=IC)
EXCLUDE | TN | MTSU Power Co-Gen Plant | 58179 | SG-03 | DFO | IC | 2 |  | Commercial CHP | N | Internal Combustion (PRMVR=IC)
EXCLUDE | TN | MTSU Power Co-Gen Plant | 58179 | SG-04 | DFO | IC | 2 |  | Commercial CHP | N | Internal Combustion (PRMVR=IC)
EXCLUDE | TN | MTSU Power Co-Gen Plant | 58179 | SG-05 | DFO | IC | 2 |  | Commercial CHP | N | Internal Combustion (PRMVR=IC)
EXCLUDE | NY | HVCC Cogen Plant | 58186 | CG01 | NG | IC | 0.9 |  | Commercial CHP | Y | Internal Combustion (PRMVR=IC)
EXCLUDE | NY | HVCC Cogen Plant | 58186 | CG02 | NG | IC | 0.9 |  | Commercial CHP | Y | Internal Combustion (PRMVR=IC)
EXCLUDE | NY | HVCC Cogen Plant | 58186 | CG03 | NG | IC | 1.4 |  | Commercial CHP | Y | Internal Combustion (PRMVR=IC)
EXCLUDE | NY | HVCC Cogen Plant | 58186 | CG04 | NG | IC | 1.4 |  | Commercial CHP | N | Internal Combustion (PRMVR=IC)
EXCLUDE | NY | HVCC Cogen Plant | 58186 | CG05 | DFO | IC | 2.1 |  | Commercial CHP | N | Internal Combustion (PRMVR=IC)
EXCLUDE | NY | HVCC Cogen Plant | 58186 | CG06 | NG | IC | 1.4 |  | Commercial CHP | Y | Internal Combustion (PRMVR=IC)
EXCLUDE | CA | Rio Mesa Solar Facility 1 | 58188 | 1 | SUN | ST | 250 |  | IPP Non-CHP | N | Non Combustion (NUC, WAT, WND, GEO, or SUN)
EXCLUDE | CA | Rio Mesa SEGF 2 | 58189 | 1 | SUN | ST | 250 |  | IPP Non-CHP | N | Non Combustion (NUC, WAT, WND, GEO, or SUN)
EXCLUDE | CA | Thomas M Knott Cogen Facility | 58190 | CG | NG | GT | 1.4 |  | Industrial Non-CHP | N | Simple Cycle Turbine (PRMVR=GT or OT) unit under 25MW
EXCLUDE | MN | Poet Biorefining Lake Crystal | 58197 | 1 | DFO | IC | 6 |  | Industrial Non-CHP | N | Internal Combustion (PRMVR=IC)
EXCLUDE | NY | Monroe Community College Plant | 58201 | 1 | NG | IC | 1.6 |  | Commercial CHP | Y | Internal Combustion (PRMVR=IC)
EXCLUDE | NY | Monroe Community College Plant | 58201 | 2 | NG | IC | 1.6 |  | Commercial CHP | Y | Internal Combustion (PRMVR=IC)
EXCLUDE | NY | Monroe Community College Plant | 58201 | 3 | NG | IC | 1.6 |  | Commercial CHP | Y | Internal Combustion (PRMVR=IC)
EXCLUDE | NY | Monroe Community College Plant | 58201 | 4 | NG | IC | 1.6 |  | Commercial CHP | Y | Internal Combustion (PRMVR=IC)
EXCLUDE | CA | RE Victor Phelan Solar One LLC | 58202 | VPS1 | SUN | PV | 20 |  | IPP Non-CHP | N | Non Combustion (NUC, WAT, WND, GEO, or SUN)
EXCLUDE | OK | Minco Wind III, LLC | 58203 | 1 | WND | WT | 100.8 |  | IPP Non-CHP | N | Non Combustion (NUC, WAT, WND, GEO, or SUN)
EXCLUDE | CA | Grassland 3 Solar Project | 58204 | INV3 | SUN | PV | 1 |  | IPP Non-CHP | N | Non Combustion (NUC, WAT, WND, GEO, or SUN)
EXCLUDE | MO | Grand Ave Plant | 58205 | 1 | BIT | ST | 5 |  | IPP CHP | Y | Steam unit (PRMVR=ST) under 25MW/250 MMBtu/hr
EXCLUDE | CA | West Gates Solar Station | 58206 | 1 | SUN | PV | 10 |  | Electric Utility | N | Non Combustion (NUC, WAT, WND, GEO, or SUN)
EXCLUDE | MD | Central Utility Plant at White Oak | 58207 | G1 | NG | IC | 5.7 |  | IPP CHP | Y | Internal Combustion (PRMVR=IC)
EXCLUDE | MD | Central Utility Plant at White Oak | 58207 | G12 | NG | ST | 5 |  | IPP CHP | Y | Steam unit (PRMVR=ST) under 25MW/250 MMBtu/hr
EXCLUDE | NJ | Cinnamon Bay Edgeboro Landfill | 58208 | 1 | LFG | IC | 9.6 |  | IPP Non-CHP | N | Internal Combustion (PRMVR=IC)
EXCLUDE | OK | NextEra-Blackwell Wind, LLC | 58209 | WT | WND | WT | 59.8 |  | IPP Non-CHP | N | Non Combustion (NUC, WAT, WND, GEO, or SUN)
EXCLUDE | CA | Hudson Ranch Power II LLC | 58211 | HR2 | GEO | ST | 55 |  | IPP Non-CHP | N | Non Combustion (NUC, WAT, WND, GEO, or SUN)
EXCLUDE | SC | Buzzard Roost GT | 58212 | 10 | NG | GT | 17.8 |  | Electric Utility | N | Simple Cycle Turbine (PRMVR=GT or OT) unit under 25MW
EXCLUDE | SC | Buzzard Roost GT | 58212 | 11 | NG | GT | 17.8 |  | Electric Utility | N | Simple Cycle Turbine (PRMVR=GT or OT) unit under 25MW
EXCLUDE | SC | Buzzard Roost GT | 58212 | 12 | NG | GT | 17.8 |  | Electric Utility | N | Simple Cycle Turbine (PRMVR=GT or OT) unit under 25MW
EXCLUDE | SC | Buzzard Roost GT | 58212 | 13 | NG | GT | 17.8 |  | Electric Utility | N | Simple Cycle Turbine (PRMVR=GT or OT) unit under 25MW
EXCLUDE | SC | Buzzard Roost GT | 58212 | 14 | NG | GT | 17.8 |  | Electric Utility | N | Simple Cycle Turbine (PRMVR=GT or OT) unit under 25MW
EXCLUDE | SC | Buzzard Roost GT | 58212 | 15 | NG | GT | 17.8 |  | Electric Utility | N | Simple Cycle Turbine (PRMVR=GT or OT) unit under 25MW
EXCLUDE | SC | Buzzard Roost GT | 58212 | 6 | NG | GT | 22.7 |  | Electric Utility | N | Simple Cycle Turbine (PRMVR=GT or OT) unit under 25MW
EXCLUDE | SC | Buzzard Roost GT | 58212 | 7 | NG | GT | 22.7 |  | Electric Utility | N | Simple Cycle Turbine (PRMVR=GT or OT) unit under 25MW
EXCLUDE | SC | Buzzard Roost GT | 58212 | 8 | NG | GT | 22.7 |  | Electric Utility | N | Simple Cycle Turbine (PRMVR=GT or OT) unit under 25MW
EXCLUDE | SC | Buzzard Roost GT | 58212 | 9 | NG | GT | 22.7 |  | Electric Utility | N | Simple Cycle Turbine (PRMVR=GT or OT) unit under 25MW
EXCLUDE | RI | West Greenwich Solar | 58214 | WGRI | SUN | PV | 1.9 |  | IPP Non-CHP | N | Non Combustion (NUC, WAT, WND, GEO, or SUN)
NGCC | NC | Lee Combined Cycle Plant | 58215 | 1A | NG | CC | 221 |  | Electric Utility | Y
NGCC | NC | Lee Combined Cycle Plant | 58215 | 1B | NG | CC | 221 |  | Electric Utility | Y
NGCC | NC | Lee Combined Cycle Plant | 58215 | 1C | NG | CC | 221 |  | Electric Utility | Y
NGCC | NC | Lee Combined Cycle Plant | 58215 | ST1 | NG | CC | 405 |  | Electric Utility | Y
EXCLUDE | CA | Grassland 4 Solar Project | 58217 | INV4 | SUN | PV | 1 |  | IPP Non-CHP | N | Non Combustion (NUC, WAT, WND, GEO, or SUN)
EXCLUDE | MT | Spion Kop Wind Farm | 58218 | SKW25 | WND | WT | 40 |  | Electric Utility | N | Non Combustion (NUC, WAT, WND, GEO, or SUN)
EXCLUDE | WI | GL Dairy Biogas | 58219 | 1426 | OBG | IC | 1.4 |  | IPP Non-CHP | N | Internal Combustion (PRMVR=IC)
EXCLUDE | WI | GL Dairy Biogas | 58219 | 633 | OBG | IC | 0.6 |  | IPP Non-CHP | N | Internal Combustion (PRMVR=IC)
EXCLUDE | OH | Haviland Plastic Products | 58220 | WTGA | WND | WT | 1.5 |  | Industrial Non-CHP | N | Non Combustion (NUC, WAT, WND, GEO, or SUN)
EXCLUDE | OH | Haviland Plastic Products | 58220 | WTGB | WND | WT | 1.5 |  | Industrial Non-CHP | N | Non Combustion (NUC, WAT, WND, GEO, or SUN)
EXCLUDE | OH | Haviland Plastic Products | 58220 | WTGC | WND | WT | 1.5 |  | Industrial Non-CHP | N | Non Combustion (NUC, WAT, WND, GEO, or SUN)
EXCLUDE | NY | Oak Tree Farm Dairy Facility | 58221 | 1 | DFO | IC | 0.4 |  | Industrial CHP | Y | Internal Combustion (PRMVR=IC)
EXCLUDE | NY | Oak Tree Farm Dairy Facility | 58221 | 2 | DFO | IC | 0.4 |  | Industrial CHP | Y | Internal Combustion (PRMVR=IC)
EXCLUDE | NY | Oak Tree Farm Dairy Facility | 58221 | 3 | DFO | IC | 0.4 |  | Industrial CHP | Y | Internal Combustion (PRMVR=IC)
EXCLUDE | NY | Oak Tree Farm Dairy Facility | 58221 | 4 | DFO | IC | 0.4 |  | Industrial CHP | Y | Internal Combustion (PRMVR=IC)
EXCLUDE | CA | Hoag Hospital Cogen Plant | 58223 | 1 | NG | IC | 1.5 |  | Commercial CHP | Y | Internal Combustion (PRMVR=IC)
EXCLUDE | CA | Hoag Hospital Cogen Plant | 58223 | 2 | NG | IC | 1.5 |  | Commercial CHP | Y | Internal Combustion (PRMVR=IC)
EXCLUDE | CA | Hoag Hospital Cogen Plant | 58223 | 3 | NG | IC | 1.5 |  | Commercial CHP | Y | Internal Combustion (PRMVR=IC)
EXCLUDE | CT | CCSU Co-Gen-STBY Gen | 58224 | EC#1 | NG | IC | 1.3 |  | Commercial CHP | Y | Internal Combustion (PRMVR=IC)
EXCLUDE | CT | CCSU Co-Gen-STBY Gen | 58224 | EC#2 | NG | IC | 1.3 |  | Commercial CHP | Y | Internal Combustion (PRMVR=IC)
EXCLUDE | CT | CCSU Co-Gen-STBY Gen | 58224 | GRND | DFO | IC | 0.3 |  | Commercial CHP | N | Internal Combustion (PRMVR=IC)
EXCLUDE | CT | CCSU Co-Gen-STBY Gen | 58224 | MEMH | DFO | IC | 0.7 |  | Commercial CHP | N | Internal Combustion (PRMVR=IC)
EXCLUDE | CA | Newberry Solar 1 LLC | 58226 | 1 | SUN | PV | 1.5 |  | IPP Non-CHP | N | Non Combustion (NUC, WAT, WND, GEO, or SUN)
EXCLUDE | CA | SEPV9 Power Plant | 58227 | SPV9 | SUN | PV | 9 |  | IPP Non-CHP | N | Non Combustion (NUC, WAT, WND, GEO, or SUN)
EXCLUDE | MN | Lake Marion | 58229 | GEN1 | DFO | IC | 8.8 |  | IPP Non-CHP | N | Internal Combustion (PRMVR=IC)
EXCLUDE | MN | Hastings | 58230 | GEN1 | DFO | IC | 8.8 |  | IPP Non-CHP | N | Internal Combustion (PRMVR=IC)
EXCLUDE | PA | Lincoln Financial Field | 58231 | GEN1 | SUN | PV | 2.9 |  | IPP Non-CHP | N | Non Combustion (NUC, WAT, WND, GEO, or SUN)
EXCLUDE | CA | SEPV 8 | 58234 | SPV8 | SUN | PV | 12 |  | IPP Non-CHP | N | Non Combustion (NUC, WAT, WND, GEO, or SUN)
EXCLUDE | NJ | Clayville | 58235 | 1 | NG | GT | 73 |  | Electric Utility | N | Status of operation (IP,L,P,T,or U) or Retired before 2012
EXCLUDE | IA | Marshalltown Generating Station | 58236 | CC1 | NG | CC | 870 |  | Electric Utility | N | Status of operation (IP,L,P,T,or U) or Retired before 2012
EXCLUDE | TX | Pattern Panhandle Wind LLC | 58242 | 1 | WND | WT | 322 |  | IPP Non-CHP | N | Non Combustion (NUC, WAT, WND, GEO, or SUN)
EXCLUDE | IL | Northeastern Illinois University Cogen | 58245 | GEN1 | NG | IC | 0.8 |  | Commercial CHP | Y | Internal Combustion (PRMVR=IC)
EXCLUDE | IL | Northeastern Illinois University Cogen | 58245 | GEN2 | NG | IC | 0.8 |  | Commercial CHP | Y | Internal Combustion (PRMVR=IC)
EXCLUDE | IL | Northeastern Illinois University Cogen | 58245 | GEN3 | NG | IC | 0.8 |  | Commercial CHP | Y | Internal Combustion (PRMVR=IC)
EXCLUDE | IL | Northeastern Illinois University Cogen | 58245 | GEN4 | NG | IC | 0.8 |  | Commercial CHP | Y | Internal Combustion (PRMVR=IC)
EXCLUDE | MD | Millersville LFG | 58246 | CAT1 | LFG | IC | 1.6 |  | IPP Non-CHP | N | Internal Combustion (PRMVR=IC)
EXCLUDE | MD | Millersville LFG | 58246 | CAT2 | LFG | IC | 1.6 |  | IPP Non-CHP | N | Internal Combustion (PRMVR=IC)
EXCLUDE | CA | Pierce College | 58248 | GEN1 | SUN | PV | 1.9 |  | Commercial Non-CHP | N | Non Combustion (NUC, WAT, WND, GEO, or SUN)
EXCLUDE | CA | VA Sepulveda Ambulatory Care Center | 58249 | GEN1 | SUN | PV | 3.5 |  | Commercial Non-CHP | N | Non Combustion (NUC, WAT, WND, GEO, or SUN)
EXCLUDE | PA | Tullytown | 58250 | GEN1 | LFG | IC | 1.6 |  | IPP Non-CHP | N | Internal Combustion (PRMVR=IC)
EXCLUDE | MD | Alpha Ridge LFG | 58252 | JEN1 | LFG | IC | 1 |  | IPP Non-CHP | N | Internal Combustion (PRMVR=IC)
EXCLUDE | CA | CBS Television City | 58253 | GEN1 | SUN | PV | 1.9 |  | Commercial Non-CHP | N | Non Combustion (NUC, WAT, WND, GEO, or SUN)
EXCLUDE | MI | Chatham | 58254 | CT02R | NG | GT | 3.6 |  | Electric Utility | N | Simple Cycle Turbine (PRMVR=GT or OT) unit under 25MW
EXCLUDE | MI | Chatham | 58254 | CTOIS | NG | GT | 3.7 |  | Electric Utility | N | Simple Cycle Turbine (PRMVR=GT or OT) unit under 25MW
EXCLUDE | KS | Rubart | 58255 | 01 | NG | IC | 10 |  | Electric Utility | N | Internal Combustion (PRMVR=IC)
EXCLUDE | KS | Rubart | 58255 | 02 | NG | IC | 10 |  | Electric Utility | N | Internal Combustion (PRMVR=IC)
EXCLUDE | KS | Rubart | 58255 | 03 | NG | IC | 10 |  | Electric Utility | N | Internal Combustion (PRMVR=IC)
EXCLUDE | KS | Rubart | 58255 | 04 | NG | IC | 10 |  | Electric Utility | N | Internal Combustion (PRMVR=IC)
EXCLUDE | KS | Rubart | 58255 | 05 | NG | IC | 10 |  | Electric Utility | N | Internal Combustion (PRMVR=IC)
EXCLUDE | KS | Rubart | 58255 | 06 | NG | IC | 10 |  | Electric Utility | N | Internal Combustion (PRMVR=IC)
EXCLUDE | KS | Rubart | 58255 | 07 | NG | IC | 10 |  | Electric Utility | N | Internal Combustion (PRMVR=IC)
EXCLUDE | KS | Rubart | 58255 | 08 | NG | IC | 10 |  | Electric Utility | N | Internal Combustion (PRMVR=IC)
EXCLUDE | KS | Rubart | 58255 | 09 | NG | IC | 10 |  | Electric Utility | N | Internal Combustion (PRMVR=IC)
EXCLUDE | KS | Rubart | 58255 | 10 | NG | IC | 10 |  | Electric Utility | N | Internal Combustion (PRMVR=IC)
EXCLUDE | KS | Rubart | 58255 | 11 | NG | IC | 10 |  | Electric Utility | N | Internal Combustion (PRMVR=IC)
EXCLUDE | KS | Rubart | 58255 | 12 | NG | IC | 10 |  | Electric Utility | N | Internal Combustion (PRMVR=IC)
EXCLUDE | NM | Los Alamos PV Site | 58256 | 2 | MWH | BA | 1 |  | Electric Utility | N | Energy Storage Battery or Energy Storage Compressed Air or Flywheel (PRMVR=BA or CE or FW)
EXCLUDE | NM | Los Alamos PV Site | 58256 | 3 | MWH | BA | 0.8 |  | Electric Utility | N | Energy Storage Battery or Energy Storage Compressed Air or Flywheel (PRMVR=BA or CE or FW)
EXCLUDE | SC | Upper Pacolet Hydro | 58257 | UP1 | WAT | HY | 1.1 |  | Electric Utility | N | Non Combustion (NUC, WAT, WND, GEO, or SUN)
EXCLUDE | CA | Central Utilities Plant LAX 2 | 58258 | GEN1 | NG | GT | 4.6 |  | Commercial CHP | Y | Simple Cycle Turbine (PRMVR=GT or OT) unit under 25MW
EXCLUDE | CA | Central Utilities Plant LAX 2 | 58258 | GEN2 | NG | GT | 4.6 |  | Commercial CHP | Y | Simple Cycle Turbine (PRMVR=GT or OT) unit under 25MW
EXCLUDE | VA | Brunswick County Power Station | 58260 | CT01 | NG | CC | 297.5 |  | Electric Utility | N | Status of operation (IP,L,P,T,or U) or Retired before 2012
EXCLUDE | VA | Brunswick County Power Station | 58260 | CT02 | NG | CC | 297.5 |  | Electric Utility | N | Status of operation (IP,L,P,T,or U) or Retired before 2012
EXCLUDE | VA | Brunswick County Power Station | 58260 | CT03 | NG | CC | 297.5 |  | Electric Utility | N | Status of operation (IP,L,P,T,or U) or Retired before 2012
EXCLUDE | VA | Brunswick County Power Station | 58260 | ST01 | NG | CC | 579.7 |  | Electric Utility | N | Status of operation (IP,L,P,T,or U) or Retired before 2012
EXCLUDE | AZ | Badger 1 | 58262 | 1 | SUN | PV | 14.8 |  | IPP Non-CHP | N | Non Combustion (NUC, WAT, WND, GEO, or SUN)
EXCLUDE | IA | NCAH Central Utility Plant | 58265 | C-3 | DFO | IC | 0.2 |  | Commercial CHP | N | Internal Combustion (PRMVR=IC)
EXCLUDE | IA | NCAH Central Utility Plant | 58265 | EP-2 | DFO | IC | 0.6 |  | Commercial CHP | N | Internal Combustion (PRMVR=IC)
EXCLUDE | IA | NCAH Central Utility Plant | 58265 | EP-6 | DFO | IC | 0.8 |  | Commercial CHP | N | Internal Combustion (PRMVR=IC)
EXCLUDE | IA | NCAH Central Utility Plant | 58265 | FRZRF | DFO | IC | 0.2 |  | Commercial CHP | N | Internal Combustion (PRMVR=IC)
EXCLUDE | IA | NCAH Central Utility Plant | 58265 | MBGEN | DFO | IC | 0.5 |  | Commercial CHP | N | Internal Combustion (PRMVR=IC)
EXCLUDE | IA | NCAH Central Utility Plant | 58265 | S-13 | DFO | IC | 2.1 |  | Commercial CHP | N | Internal Combustion (PRMVR=IC)
EXCLUDE | IA | NCAH Central Utility Plant | 58265 | S-14 | DFO | IC | 2.1 |  | Commercial CHP | N | Internal Combustion (PRMVR=IC)
EXCLUDE | IA | NCAH Central Utility Plant | 58265 | S-17 | DFO | IC | 2 |  | Commercial CHP | N | Internal Combustion (PRMVR=IC)
EXCLUDE | IA | NCAH Central Utility Plant | 58265 | S-18 | DFO | IC | 2 |  | Commercial CHP | N | Internal Combustion (PRMVR=IC)
EXCLUDE | IA | NCAH Central Utility Plant | 58265 | S-19 | DFO | IC | 2 |  | Commercial CHP | N | Internal Combustion (PRMVR=IC)
EXCLUDE | OR | Port Westward Unit 2 | 58266 | 1 | NG | IC | 18.8 |  | Electric Utility | N | Internal Combustion (PRMVR=IC)
EXCLUDE | OR | Port Westward Unit 2 | 58266 | 10 | NG | IC | 18.8 |  | Electric Utility | N | Internal Combustion (PRMVR=IC)
EXCLUDE | OR | Port Westward Unit 2 | 58266 | 11 | NG | IC | 18.8 |  | Electric Utility | N | Internal Combustion (PRMVR=IC)
EXCLUDE | OR | Port Westward Unit 2 | 58266 | 12 | NG | IC | 18.8 |  | Electric Utility | N | Internal Combustion (PRMVR=IC)
EXCLUDE | OR | Port Westward Unit 2 | 58266 | 2 | NG | IC | 18.8 |  | Electric Utility | N | Internal Combustion (PRMVR=IC)
EXCLUDE | OR | Port Westward Unit 2 | 58266 | 3 | NG | IC | 18.8 |  | Electric Utility | N | Internal Combustion (PRMVR=IC)
EXCLUDE | OR | Port Westward Unit 2 | 58266 | 4 | NG | IC | 18.8 |  | Electric Utility | N | Internal Combustion (PRMVR=IC)
EXCLUDE | OR | Port Westward Unit 2 | 58266 | 5 | NG | IC | 18.8 |  | Electric Utility | N | Internal Combustion (PRMVR=IC)
EXCLUDE | OR | Port Westward Unit 2 | 58266 | 6 | NG | IC | 18.8 |  | Electric Utility | N | Internal Combustion (PRMVR=IC)
EXCLUDE | OR | Port Westward Unit 2 | 58266 | 7 | NG | IC | 18.8 |  | Electric Utility | N | Internal Combustion (PRMVR=IC)
EXCLUDE | OR | Port Westward Unit 2 | 58266 | 8 | NG | IC | 18.8 |  | Electric Utility | N | Internal Combustion (PRMVR=IC)
EXCLUDE | OR | Port Westward Unit 2 | 58266 | 9 | NG | IC | 18.8 |  | Electric Utility | N | Internal Combustion (PRMVR=IC)
EXCLUDE | NC | UNC-CH LFG Facility | 58268 | LFG1 | LFG | IC | 1 |  | Commercial Non-CHP | N | Internal Combustion (PRMVR=IC)
EXCLUDE | OH | Bay View Backup Power Facility | 58269 | G1 | DFO | IC | 2 |  | Electric Utility | N | Internal Combustion (PRMVR=IC)
EXCLUDE | OH | Bay View Backup Power Facility | 58269 | G2 | NG | IC | 2 |  | Electric Utility | N | Internal Combustion (PRMVR=IC)
EXCLUDE | OH | Bay View Backup Power Facility | 58269 | G3 | NG | IC | 2 |  | Electric Utility | N | Internal Combustion (PRMVR=IC)
EXCLUDE | OH | Bay View Backup Power Facility | 58269 | G4 | NG | IC | 2 |  | Electric Utility | N | Internal Combustion (PRMVR=IC)
EXCLUDE | OH | Bay View Backup Power Facility | 58269 | G5 | NG | IC | 2 |  | Electric Utility | N | Internal Combustion (PRMVR=IC)
EXCLUDE | OH | Bay View Backup Power Facility | 58269 | G6 | NG | IC | 2 |  | Electric Utility | N | Internal Combustion (PRMVR=IC)
EXCLUDE | MA | Mass Midstate Solar 3 | 58275 | 1 | SUN | PV | 4 |  | IPP Non-CHP | N | Non Combustion (NUC, WAT, WND, GEO, or SUN)
EXCLUDE | MA | Mass Midstate Solar 2 | 58276 | 1 | SUN | PV | 5 |  | IPP Non-CHP | N | Non Combustion (NUC, WAT, WND, GEO, or SUN)
EXCLUDE | AK | TNSG North Plant | 58278 | 13 | NG | IC | 0.3 |  | Electric Utility | N | Internal Combustion (PRMVR=IC)
EXCLUDE | MA | Mass Midstate Solar 1 | 58279 | 1 | SUN | PV | 5 |  | IPP Non-CHP | N | Non Combustion (NUC, WAT, WND, GEO, or SUN)
EXCLUDE | MA | Millbury Solar | 58280 | 1 | SUN | PV | 3 |  | IPP Non-CHP | N | Non Combustion (NUC, WAT, WND, GEO, or SUN)
EXCLUDE | HI | Mililani South PV | 58281 | 1 | SUN | PV | 5 |  | IPP Non-CHP | N | Non Combustion (NUC, WAT, WND, GEO, or SUN)
EXCLUDE | MA | Leicester Solar | 58282 | 1 | SUN | PV | 5 |  | IPP Non-CHP | N | Non Combustion (NUC, WAT, WND, GEO, or SUN)
EXCLUDE | MA | Freetown Solar | 58283 | 1 | SUN | PV | 5 |  | IPP Non-CHP | N | Non Combustion (NUC, WAT, WND, GEO, or SUN)
EXCLUDE | NM | La Luz Energy Center | 58284 | 0001 | NG | GT | 42.3 |  | Electric Utility | N | Status of operation (IP,L,P,T,or U) or Retired before 2012
EXCLUDE | NM | La Luz Energy Center | 58284 | 0002 | NG | GT | 42.3 |  | Electric Utility | N | Status of operation (IP,L,P,T,or U) or Retired before 2012
EXCLUDE | CA | Zuni Road North Solar Farm | 58285 | ZNPV | SUN | PV | 1.5 |  | IPP Non-CHP | N | Non Combustion (NUC, WAT, WND, GEO, or SUN)
EXCLUDE | CA | Zuni Road South Solar Farm | 58286 | ZSPV | SUN | PV | 1.5 |  | IPP Non-CHP | N | Non Combustion (NUC, WAT, WND, GEO, or SUN)
EXCLUDE | CA | Gales A - West | 58287 | GWPV | SUN | PV | 1.5 |  | IPP Non-CHP | N | Non Combustion (NUC, WAT, WND, GEO, or SUN)
EXCLUDE | CA | Gales B - East | 58288 | GEPV | SUN | PV | 1.5 |  | IPP Non-CHP | N | Non Combustion (NUC, WAT, WND, GEO, or SUN)
EXCLUDE | CA | Venable 1 North | 58289 | VNPV | SUN | PV | 1.5 |  | IPP Non-CHP | N | Non Combustion (NUC, WAT, WND, GEO, or SUN)
EXCLUDE | CA | Venable 2 South | 58290 | VSPV | SUN | PV | 1.5 |  | IPP Non-CHP | N | Non Combustion (NUC, WAT, WND, GEO, or SUN)
EXCLUDE | CA | Tehachapi Spindle | 58291 | TS1 | MWH | FW | 20 |  | IPP Non-CHP | N | Energy Storage Battery or Energy Storage Compressed Air or Flywheel (PRMVR=BA or CE or FW)
EXCLUDE | AZ | Paradise Valley H.S. PV | 58293 | PVH | SUN | PV | 1.3 |  | IPP Non-CHP | N | Non Combustion (NUC, WAT, WND, GEO, or SUN)
EXCLUDE | NY | SREC Bath LFGTE | 58295 | GEN1 | LFG | IC | 1.6 |  | IPP Non-CHP | N | Internal Combustion (PRMVR=IC)
EXCLUDE | NY | SREC Bath LFGTE | 58295 | GEN2 | LFG | IC | 1.6 |  | IPP Non-CHP | N | Internal Combustion (PRMVR=IC)
EXCLUDE | CA | Kingsburg Solar | 58304 | 1 | SUN | PV | 1.5 |  | IPP Non-CHP | N | Non Combustion (NUC, WAT, WND, GEO, or SUN)
EXCLUDE | CA | Kingsburg Solar | 58304 | 2 | SUN | PV | 1.5 |  | IPP Non-CHP | N | Non Combustion (NUC, WAT, WND, GEO, or SUN)
EXCLUDE | CA | Kingsburg Solar | 58304 | 3 | SUN | PV | 0.7 |  | IPP Non-CHP | N | Non Combustion (NUC, WAT, WND, GEO, or SUN)
EXCLUDE | CA | Exeter Solar | 58306 | 1 | SUN | PV | 1 |  | IPP Non-CHP | N | Non Combustion (NUC, WAT, WND, GEO, or SUN)
EXCLUDE | CA | Exeter Solar | 58306 | 2 | SUN | PV | 1 |  | IPP Non-CHP | N | Non Combustion (NUC, WAT, WND, GEO, or SUN)
EXCLUDE | CA | Exeter Solar | 58306 | 3 | SUN | PV | 1.5 |  | IPP Non-CHP | N | Non Combustion (NUC, WAT, WND, GEO, or SUN)
EXCLUDE | CA | Ivanhoe Solar | 58307 | 1 | SUN | PV | 1.5 |  | IPP Non-CHP | N | Non Combustion (NUC, WAT, WND, GEO, or SUN)
EXCLUDE | CA | Ivanhoe Solar | 58307 | 2 | SUN | PV | 0.5 |  | IPP Non-CHP | N | Non Combustion (NUC, WAT, WND, GEO, or SUN)
EXCLUDE | CA | Ivanhoe Solar | 58307 | 3 | SUN | PV | 1.5 |  | IPP Non-CHP | N | Non Combustion (NUC, WAT, WND, GEO, or SUN)
EXCLUDE | CA | Lindsay Solar | 58308 | 1 | SUN | PV | 1.5 |  | IPP Non-CHP | N | Non Combustion (NUC, WAT, WND, GEO, or SUN)
EXCLUDE | CA | Lindsay Solar | 58308 | 3 | SUN | PV | 1.5 |  | IPP Non-CHP | N | Non Combustion (NUC, WAT, WND, GEO, or SUN)
EXCLUDE | CA | Lindsay Solar | 58308 | 4 | SUN | PV | 1 |  | IPP Non-CHP | N | Non Combustion (NUC, WAT, WND, GEO, or SUN)
EXCLUDE | CA | Porterville Solar | 58309 | 1 | SUN | PV | 1 |  | IPP Non-CHP | N | Non Combustion (NUC, WAT, WND, GEO, or SUN)
EXCLUDE | CA | Porterville Solar | 58309 | 2 | SUN | PV | 1 |  | IPP Non-CHP | N | Non Combustion (NUC, WAT, WND, GEO, or SUN)
EXCLUDE | CA | Porterville Solar | 58309 | 5 | SUN | PV | 1.5 |  | IPP Non-CHP | N | Non Combustion (NUC, WAT, WND, GEO, or SUN)
EXCLUDE | LA | Lake Charles Plant | 58310 | G-1 | PC | ST | 36.4 |  | Industrial CHP | Y | Commercial/Industrial Unit
EXCLUDE | NV | Patua Geothermal Project Phase 1A | 58319 | 1 | GEO | BT | 16 |  | IPP Non-CHP | N | Non Combustion (NUC, WAT, WND, GEO, or SUN)
EXCLUDE | NV | Patua Geothermal Project Phase 1A | 58319 | 3 | GEO | BT | 16 |  | IPP Non-CHP | N | Non Combustion (NUC, WAT, WND, GEO, or SUN)
EXCLUDE | NV | Patua Geothermal Project Phase 1A | 58319 | 5 | GEO | BT | 16 |  | IPP Non-CHP | N | Non Combustion (NUC, WAT, WND, GEO, or SUN)
EXCLUDE | CA | G2 Energy Hay Rd | 58320 | 362 | LFG | IC | 1.6 |  | IPP Non-CHP | N | Internal Combustion (PRMVR=IC)
EXCLUDE | TX | Goldthwaite Wind Energy Facility | 58321 | 1 | WND | WT | 150 |  | IPP Non-CHP | N | Non Combustion (NUC, WAT, WND, GEO, or SUN)
EXCLUDE | NE | Prairie Breeze | 58322 | 1 | WND | WT | 206.5 |  | IPP Non-CHP | N | Non Combustion (NUC, WAT, WND, GEO, or SUN)
EXCLUDE | OR | Vansycle II Wind Energy Center | 58324 | SIE23 | WND | WT | 98.9 |  | IPP Non-CHP | N | Non Combustion (NUC, WAT, WND, GEO, or SUN)
EXCLUDE | OK | Charles D. Lamb Energy Center | 58325 | 1 | NG | GT | 122 |  | Electric Utility | N | Status of operation (IP,L,P,T,or U) or Retired before 2012
EXCLUDE | PA | PWD Northeast WPCP Biogas Cogen Plant | 58326 | NBG1 | OBG | IC | 1.4 |  | Commercial Non-CHP | N | Internal Combustion (PRMVR=IC)
EXCLUDE | PA | PWD Northeast WPCP Biogas Cogen Plant | 58326 | NBG2 | OBG | IC | 1.4 |  | Commercial Non-CHP | N | Internal Combustion (PRMVR=IC)
EXCLUDE | PA | PWD Northeast WPCP Biogas Cogen Plant | 58326 | NBG3 | OBG | IC | 1.4 |  | Commercial Non-CHP | N | Internal Combustion (PRMVR=IC)
EXCLUDE | PA | PWD Northeast WPCP Biogas Cogen Plant | 58326 | NBG4 | OBG | IC | 1.4 |  | Commercial Non-CHP | N | Internal Combustion (PRMVR=IC)
EXCLUDE | CT | Bradley Energy Center | 58327 | UNIT1 | NG | IC | 1.5 |  | Commercial CHP | Y | Internal Combustion (PRMVR=IC)
EXCLUDE | CT | Bradley Energy Center | 58327 | UNIT2 | NG | IC | 1.2 |  | Commercial CHP | N | Internal Combustion (PRMVR=IC)
EXCLUDE | CT | Bradley Energy Center | 58327 | UNIT3 | NG | IC | 1.2 |  | Commercial CHP | N | Internal Combustion (PRMVR=IC)
EXCLUDE | CT | Bradley Energy Center | 58327 | UNIT4 | NG | IC | 1.9 |  | Commercial CHP | Y | Internal Combustion (PRMVR=IC)
EXCLUDE | MD | UMMS at Pocomoke | 58329 | PV1 | SUN | PV | 2.8 |  | IPP Non-CHP | N | Non Combustion (NUC, WAT, WND, GEO, or SUN)
EXCLUDE | NC | Fuquay Farm | 58331 | 1 | SUN | PV | 5 |  | IPP Non-CHP | N | Non Combustion (NUC, WAT, WND, GEO, or SUN)
EXCLUDE | NC | Haynes Farm | 58332 | 1 | SUN | PV | 5 |  | IPP Non-CHP | N | Non Combustion (NUC, WAT, WND, GEO, or SUN)
EXCLUDE | NC | Lenoir Farm | 58333 | 1 | SUN | PV | 5 |  | IPP Non-CHP | N | Non Combustion (NUC, WAT, WND, GEO, or SUN)
EXCLUDE | NC | Lenoir Farm 2 | 58334 | 1 | SUN | PV | 5 |  | IPP Non-CHP | N | Non Combustion (NUC, WAT, WND, GEO, or SUN)
EXCLUDE | NC | Marshville Farm | 58335 | 1 | SUN | PV | 5 |  | IPP Non-CHP | N | Non Combustion (NUC, WAT, WND, GEO, or SUN)
EXCLUDE | NC | Mile Farm | 58336 | 1 | SUN | PV | 5 |  | IPP Non-CHP | N | Non Combustion (NUC, WAT, WND, GEO, or SUN)
EXCLUDE | NC | Moore Solar Farm | 58337 | 1 | SUN | PV | 5 |  | IPP Non-CHP | N | Non Combustion (NUC, WAT, WND, GEO, or SUN)
EXCLUDE | NC | Moorings Farm | 58338 | 1 | SUN | PV | 5 |  | IPP Non-CHP | N | Non Combustion (NUC, WAT, WND, GEO, or SUN)
EXCLUDE | NC | New Bern Farm | 58339 | 1 | SUN | PV | 5 |  | IPP Non-CHP | N | Non Combustion (NUC, WAT, WND, GEO, or SUN)
EXCLUDE | NC | Roxboro Farm | 58340 | 1 | SUN | PV | 5 |  | IPP Non-CHP | N | Non Combustion (NUC, WAT, WND, GEO, or SUN)
EXCLUDE | NC | White Cross Farm | 58341 | 1 | SUN | PV | 5 |  | IPP Non-CHP | N | Non Combustion (NUC, WAT, WND, GEO, or SUN)
EXCLUDE | NC | Wilson Farm 1 | 58342 | 1 | SUN | PV | 5 |  | IPP Non-CHP | N | Non Combustion (NUC, WAT, WND, GEO, or SUN)
EXCLUDE | NC | Yanceyville Farm | 58343 | 1 | SUN | PV | 5 |  | IPP Non-CHP | N | Non Combustion (NUC, WAT, WND, GEO, or SUN)
EXCLUDE | NC | AM Best Farm | 58344 | 1 | SUN | PV | 5 |  | IPP Non-CHP | N | Non Combustion (NUC, WAT, WND, GEO, or SUN)
EXCLUDE | NC | Mt Olive Farm 2 | 58345 | 1 | SUN | PV | 5 |  | IPP Non-CHP | N | Non Combustion (NUC, WAT, WND, GEO, or SUN)
EXCLUDE | NC | Dibrell Farm | 58346 | 1 | SUN | PV | 5 |  | IPP Non-CHP | N | Non Combustion (NUC, WAT, WND, GEO, or SUN)
EXCLUDE | NC | Rock Farm | 58347 | 1 | SUN | PV | 5 |  | IPP Non-CHP | N | Non Combustion (NUC, WAT, WND, GEO, or SUN)
EXCLUDE | NC | Two Lines Farm | 58348 | 1 | SUN | PV | 5 |  | IPP Non-CHP | N | Non Combustion (NUC, WAT, WND, GEO, or SUN)
EXCLUDE | NC | Bolton Farm | 58349 | 1 | SUN | PV | 5 |  | IPP Non-CHP | N | Non Combustion (NUC, WAT, WND, GEO, or SUN)
EXCLUDE | NC | McCallum Farm | 58350 | 1 | SUN | PV | 5 |  | IPP Non-CHP | N | Non Combustion (NUC, WAT, WND, GEO, or SUN)
EXCLUDE | WA | NPI USA Cogeneration Plant | 58352 | G-11 | WDS | ST | 20 |  | Industrial CHP | Y | Non Fossil fuel type
EXCLUDE | CA | Radiance Solar 4 | 58354 | 1 | SUN | PV | 1.5 |  | IPP Non-CHP | N | Non Combustion (NUC, WAT, WND, GEO, or SUN)
EXCLUDE | CA | Radiance Solar 5 | 58355 | 1 | SUN | PV | 1.5 |  | IPP Non-CHP | N | Non Combustion (NUC, WAT, WND, GEO, or SUN)
EXCLUDE | NJ | White Rose Foods Solar Facility | 58357 | WR | SUN | PV | 4.2 |  | Commercial Non-CHP | N | Non Combustion (NUC, WAT, WND, GEO, or SUN)
EXCLUDE | NJ | North Jersey Media Group Solar Facility | 58358 | NJMG | SUN | PV | 4.1 |  | Commercial Non-CHP | N | Non Combustion (NUC, WAT, WND, GEO, or SUN)
EXCLUDE | MA | Quittacas Pond Solar | 58362 | QPMA | SUN | PV | 3.5 |  | IPP Non-CHP | N | Non Combustion (NUC, WAT, WND, GEO, or SUN)
EXCLUDE | TX | Majestic II Wind | 58363 | WND1 | WND | WT | 79.6 |  | IPP Non-CHP | N | Non Combustion (NUC, WAT, WND, GEO, or SUN)
EXCLUDE | NJ | Mountain Creek Solar Facility | 58364 | MC | SUN | PV | 4.6 |  | Commercial Non-CHP | N | Non Combustion (NUC, WAT, WND, GEO, or SUN)
EXCLUDE | CT | CJTS Energy Center | 58365 | UNIT7 | NG | FC | 0.4 |  | Commercial CHP | N | Fuel Cell (PRMVR=FC)
EXCLUDE | CA | Atwell Island | 58366 | 1 | SUN | PV | 20.2 |  | IPP Non-CHP | N | Non Combustion (NUC, WAT, WND, GEO, or SUN)
EXCLUDE | CA | Gridley Main | 58370 | GEN1 | SUN | PV | 1 |  | IPP Non-CHP | N | Non Combustion (NUC, WAT, WND, GEO, or SUN)
EXCLUDE | CA | Gridley Main Two | 58371 | GEN1 | SUN | PV | 2.5 |  | IPP Non-CHP | N | Non Combustion (NUC, WAT, WND, GEO, or SUN)
EXCLUDE | TX | Blue Summit Wind LLC | 58372 | GEN1 | WND | WT | 135.4 |  | IPP Non-CHP | N | Non Combustion (NUC, WAT, WND, GEO, or SUN)
EXCLUDE | CA | White River Solar | 58373 | WRCA | SUN | PV | 20 |  | IPP Non-CHP | N | Non Combustion (NUC, WAT, WND, GEO, or SUN)
EXCLUDE | CA | Corcoran Solar | 58374 | CSCA | SUN | PV | 20 |  | IPP Non-CHP | N | Non Combustion (NUC, WAT, WND, GEO, or SUN)
EXCLUDE | IL | Triton East and West Cogen | 58375 | 1 | NG | IC | 0.8 |  | Commercial Non-CHP | N | Internal Combustion (PRMVR=IC)
EXCLUDE | IL | Triton East and West Cogen | 58375 | 2 | NG | IC | 0.8 |  | Commercial Non-CHP | N | Internal Combustion (PRMVR=IC)
EXCLUDE | IL | Triton East and West Cogen | 58375 | 3 | NG | IC | 0.8 |  | Commercial Non-CHP | N | Internal Combustion (PRMVR=IC)
EXCLUDE | IL | Triton East and West Cogen | 58375 | 4 | NG | IC | 0.8 |  | Commercial Non-CHP | N | Internal Combustion (PRMVR=IC)
EXCLUDE | IL | Triton East and West Cogen | 58375 | 5 | NG | IC | 0.4 |  | Commercial Non-CHP | N | Internal Combustion (PRMVR=IC)
EXCLUDE | CA | Oakley Solar Project | 58376 | 1 | SUN | PV | 1.5 |  | IPP Non-CHP | N | Non Combustion (NUC, WAT, WND, GEO, or SUN)
EXCLUDE | IL | Rochelle Energy Center | 58377 | REC1 | LFG | IC | 1.6 |  | IPP Non-CHP | N | Internal Combustion (PRMVR=IC)
EXCLUDE | IL | Rochelle Energy Center | 58377 | REC2 | LFG | IC | 1.6 |  | IPP Non-CHP | N | Internal Combustion (PRMVR=IC)
EXCLUDE | IL | Rochelle Energy Center | 58377 | REC3 | LFG | IC | 1.6 |  | IPP Non-CHP | N | Internal Combustion (PRMVR=IC)
EXCLUDE | TX | W.A. Parish Carbon Capture Plant | 58378 | GT2 | NG | GT | 102.7 |  | IPP Non-CHP | N | Status of operation (IP,L,P,T,or U) or Retired before 2012
EXCLUDE | CA | Cold Canyon 1 | 58379 | W3998 | LFG | IC | 1.5 |  | IPP Non-CHP | N | Internal Combustion (PRMVR=IC)
EXCLUDE | AK | JBER Landfill Gas Power Plant | 58380 | 1 | LFG | IC | 2.3 |  | Commercial Non-CHP | N | Internal Combustion (PRMVR=IC)
EXCLUDE | AK | JBER Landfill Gas Power Plant | 58380 | 2 | LFG | IC | 2.3 |  | Commercial Non-CHP | N | Internal Combustion (PRMVR=IC)
EXCLUDE | AK | JBER Landfill Gas Power Plant | 58380 | 3 | LFG | IC | 2.3 |  | Commercial Non-CHP | N | Internal Combustion (PRMVR=IC)
EXCLUDE | AK | JBER Landfill Gas Power Plant | 58380 | 4 | LFG | IC | 2.3 |  | Commercial Non-CHP | N | Internal Combustion (PRMVR=IC)
EXCLUDE | AK | JBER Landfill Gas Power Plant | 58380 | 5 | LFG | IC | 2.3 |  | Commercial Non-CHP | N | Internal Combustion (PRMVR=IC)
EXCLUDE | OH | Bryan Solar Field | 58381 | 1 | SUN | PV | 2.1 |  | Electric Utility | N | Non Combustion (NUC, WAT, WND, GEO, or SUN)
EXCLUDE | OR | Threemile Digester | 58382 | GEN1 | OBG | IC | 1.6 |  | IPP CHP | Y | Internal Combustion (PRMVR=IC)
EXCLUDE | OR | Threemile Digester | 58382 | GEN2 | OBG | IC | 1.6 |  | IPP CHP | Y | Internal Combustion (PRMVR=IC)
EXCLUDE | OR | Threemile Digester | 58382 | GEN3 | OBG | IC | 1.6 |  | IPP CHP | Y | Internal Combustion (PRMVR=IC)
EXCLUDE | AZ | Hyder II | 58383 | PV1 | SUN | PV | 18 |  | Electric Utility | N | Non Combustion (NUC, WAT, WND, GEO, or SUN)
EXCLUDE | ID | Fargo Drop | 58384 | GEN1 | WAT | HY | 1.1 |  | IPP Non-CHP | N | Non Combustion (NUC, WAT, WND, GEO, or SUN)
EXCLUDE | MA | Northbridge Solar | 58385 | NSMA | SUN | PV | 1.9 |  | IPP Non-CHP | N | Non Combustion (NUC, WAT, WND, GEO, or SUN)
EXCLUDE | OH | CU Solar Plant | 58386 | CU | SUN | PV | 1.8 |  | IPP Non-CHP | N | Non Combustion (NUC, WAT, WND, GEO, or SUN)
EXCLUDE | MA | CES Sterling LLC | 58387 | 1 | SUN | PV | 2.4 |  | IPP Non-CHP | N | Non Combustion (NUC, WAT, WND, GEO, or SUN)
EXCLUDE | CA | Solar Star 1 | 58388 | AVS1 | SUN | PV | 318 |  | IPP Non-CHP | N | Non Combustion (NUC, WAT, WND, GEO, or SUN)
EXCLUDE | CA | Solar Star 2 | 58389 | AVS2 | SUN | PV | 279 |  | IPP Non-CHP | N | Non Combustion (NUC, WAT, WND, GEO, or SUN)
EXCLUDE | NC | Jordan Hydroelectric Project | 58390 | EMOD | WAT | HY | 2.2 |  | IPP Non-CHP | N | Non Combustion (NUC, WAT, WND, GEO, or SUN)
EXCLUDE | NC | Jordan Hydroelectric Project | 58390 | WMOD | WAT | HY | 2.2 |  | IPP Non-CHP | N | Non Combustion (NUC, WAT, WND, GEO, or SUN)
EXCLUDE | IN | IND Solar Farm 1st Phase | 58391 | 1 | SUN | PV | 10 |  | IPP Non-CHP | N | Non Combustion (NUC, WAT, WND, GEO, or SUN)
EXCLUDE | MT | Flint Creek Hydroelectric LLC | 58392 | GEN1 | WAT | HY | 2 |  | IPP Non-CHP | N | Non Combustion (NUC, WAT, WND, GEO, or SUN)
NGCC | UT | Lake Side 2 | 58393 | CT21 | NG | CC | 185.4 |  | Electric Utility | N
NGCC | UT | Lake Side 2 | 58393 | CT22 | NG | CC | 185.4 |  | Electric Utility | N
NGCC | UT | Lake Side 2 | 58393 | ST2 | NG | CC | 284.4 |  | Electric Utility | N
EXCLUDE | CA | Alta Wind X | 58394 | AW10 | WND | WT | 138 |  | IPP Non-CHP | N | Non Combustion (NUC, WAT, WND, GEO, or SUN)
EXCLUDE | CA | Alta Wind XI | 58395 | AW11 | WND | WT | 90 |  | IPP Non-CHP | N | Non Combustion (NUC, WAT, WND, GEO, or SUN)
EXCLUDE | OR | Troutdale Energy Center | 58396 | PLGEN | NG | CC | 652 |  | IPP Non-CHP | N | Status of operation (IP,L,P,T,or U) or Retired before 2012
EXCLUDE | CA | Ameresco Johnson Canyon | 58397 | ENG1 | LFG | IC | 1.4 |  | IPP Non-CHP | N | Internal Combustion (PRMVR=IC)
EXCLUDE | CA | Heber Solar | 58398 | 1 | SUN | PV | 10.9 |  | IPP Non-CHP | N | Non Combustion (NUC, WAT, WND, GEO, or SUN)
EXCLUDE | NY | Synergy Biogas | 58399 | 1 | OBG | IC | 1.4 |  | Commercial Non-CHP | N | Internal Combustion (PRMVR=IC)
EXCLUDE | SC | Central Energy Facility | 58400 | GT01 | NG | GT | 5.5 |  | Commercial Non-CHP | N | Simple Cycle Turbine (PRMVR=GT or OT) unit under 25MW
EXCLUDE | SC | Central Energy Facility | 58400 | GT02 | NG | GT | 4.5 |  | Commercial Non-CHP | N | Simple Cycle Turbine (PRMVR=GT or OT) unit under 25MW
EXCLUDE | TN | Volkswagen Solar System | 58401 | 1 | SUN | PV | 9.6 |  | IPP Non-CHP | N | Non Combustion (NUC, WAT, WND, GEO, or SUN)
EXCLUDE | NJ | Solar Star New Jersey NJ LLC | 58402 | 1 | SUN | PV | 1.5 |  | IPP Non-CHP | N | Non Combustion (NUC, WAT, WND, GEO, or SUN)
EXCLUDE | MA | Bellingham PV | 58403 | SO032 | SUN | PV | 3 |  | IPP Non-CHP | N | Non Combustion (NUC, WAT, WND, GEO, or SUN)
EXCLUDE | TX | Pantex | 58404 | 1 | WND | WT | 11.5 |  | Commercial Non-CHP | N | Non Combustion (NUC, WAT, WND, GEO, or SUN)
EXCLUDE | AK | ESS Battery | 58405 | 1 | MWH | BA | 3 |  | Electric Utility | N | Energy Storage Battery or Energy Storage Compressed Air or Flywheel (PRMVR=BA or CE or FW)
EXCLUDE | OK | Chilocco Wind Farm | 58406 | 1 | WND | WT | 76.5 |  | IPP Non-CHP | N | Non Combustion (NUC, WAT, WND, GEO, or SUN)
EXCLUDE | OK | Chilocco Wind Farm | 58406 | 2 | WND | WT | 76.5 |  | IPP Non-CHP | N | Non Combustion (NUC, WAT, WND, GEO, or SUN)
EXCLUDE | IA | Luther College Wind Project | 58407 | WTG01 | WND | WT | 1.6 |  | IPP Non-CHP | N | Non Combustion (NUC, WAT, WND, GEO, or SUN)
EXCLUDE | MD | Maryland Solar | 58408 | MSH1 | SUN | PV | 27 |  | IPP Non-CHP | N | Non Combustion (NUC, WAT, WND, GEO, or SUN)
EXCLUDE | PA | Good Spring NGCC | 58409 | GT1 | NG | CC | 225 |  | IPP CHP | Y | Status of operation (IP,L,P,T,or U) or Retired before 2012
EXCLUDE | PA | Good Spring NGCC | 58409 | HRSG1 | NG | CC | 108 |  | IPP CHP | Y | Status of operation (IP,L,P,T,or U) or Retired before 2012
EXCLUDE | MA | Marshfield PV | 58410 | SO032 | SUN | PV | 3 |  | IPP Non-CHP | N | Non Combustion (NUC, WAT, WND, GEO, or SUN)
EXCLUDE | MA | Orange PV | 58411 | SO023 | SUN | PV | 2 |  | IPP Non-CHP | N | Non Combustion (NUC, WAT, WND, GEO, or SUN)
EXCLUDE | MA | Maynard PV | 58412 | SO026 | SUN | PV | 1 |  | IPP Non-CHP | N | Non Combustion (NUC, WAT, WND, GEO, or SUN)
EXCLUDE | AZ | Copper Crossing Gen Station | 58413 | CCGS1 | NG | GT | 101 |  | Electric Utility | N | Status of operation (IP,L,P,T,or U) or Retired before 2012
EXCLUDE | AZ | Copper Crossing Gen Station | 58413 | CCGS2 | NG | GT | 101 |  | Electric Utility | N | Status of operation (IP,L,P,T,or U) or Retired before 2012
EXCLUDE | IA | NLMU Wind | 58414 | NLMU | WND | WT | 1.5 |  | Electric Utility | N | Non Combustion (NUC, WAT, WND, GEO, or SUN)
EXCLUDE | CA | Agincourt Solar Project | 58415 | 1 | SUN | PV | 10 |  | IPP Non-CHP | N | Non Combustion (NUC, WAT, WND, GEO, or SUN)
EXCLUDE | IN | Headwaters Wind Farm LLC | 58416 | 1 | WND | WT | 100 |  | IPP Non-CHP | N | Non Combustion (NUC, WAT, WND, GEO, or SUN)
EXCLUDE | CA | Marathon Solar Project | 58417 | CP1 | SUN | PV | 20 |  | IPP Non-CHP | N | Non Combustion (NUC, WAT, WND, GEO, or SUN)
EXCLUDE | CA | Victor Dry Farm Ranch A | 58418 | 1 | SUN | PV | 5 |  | IPP Non-CHP | N | Non Combustion (NUC, WAT, WND, GEO, or SUN)
EXCLUDE | CA | Victor Dry Farm Ranch B | 58419 | 1 | SUN | PV | 5 |  | IPP Non-CHP | N | Non Combustion (NUC, WAT, WND, GEO, or SUN)
EXCLUDE | PA | Moxie Liberty Generation Plant | 58420 | GEN1 | NG | CC | 435 |  | IPP Non-CHP | N | Status of operation (IP,L,P,T,or U) or Retired before 2012
EXCLUDE | PA | Moxie Liberty Generation Plant | 58420 | GEN2 | NG | CC | 435 |  | IPP Non-CHP | N | Status of operation (IP,L,P,T,or U) or Retired before 2012
EXCLUDE | MO | Missouri Center for Waste to Energy | 58421 | 320 | LFG | IC | 1 |  | IPP Non-CHP | N | Internal Combustion (PRMVR=IC)
EXCLUDE | MO | Missouri Center for Waste to Energy | 58421 | 420 | LFG | IC | 1.4 |  | IPP Non-CHP | N | Internal Combustion (PRMVR=IC)
EXCLUDE | CA | CSU Northridge Plant | 58422 | 63 | NG | FC | 0.3 |  | Commercial CHP | Y | Fuel Cell (PRMVR=FC)
EXCLUDE | CA | CSU Northridge Plant | 58422 | 64 | NG | FC | 0.3 |  | Commercial CHP | Y | Fuel Cell (PRMVR=FC)
EXCLUDE | CA | CSU Northridge Plant | 58422 | 65 | NG | FC | 0.3 |  | Commercial CHP | Y | Fuel Cell (PRMVR=FC)
EXCLUDE | CA | CSU Northridge Plant | 58422 | 67 | NG | FC | 0.3 |  | Commercial CHP | Y | Fuel Cell (PRMVR=FC)
EXCLUDE | CA | CSU Northridge Plant | 58422 | B2PV | SUN | PV | 0.3 |  | Commercial CHP | N | Non Combustion (NUC, WAT, WND, GEO, or SUN)
EXCLUDE | CA | CSU Northridge Plant | 58422 | CP1 | NG | GT | 0.2 |  | Commercial CHP | Y | Simple Cycle Turbine (PRMVR=GT or OT) unit under 25MW
EXCLUDE | CA | CSU Northridge Plant | 58422 | E6PV | SUN | PV | 0.2 |  | Commercial CHP | N | Non Combustion (NUC, WAT, WND, GEO, or SUN)
EXCLUDE | MA | Southbridge PV | 58423 | SO022 | SUN | PV | 3 |  | IPP Non-CHP | N | Non Combustion (NUC, WAT, WND, GEO, or SUN)
EXCLUDE | TX | Harbor Wind LLC | 58424 | 1 | WND | WT | 9 |  | IPP Non-CHP | N | Non Combustion (NUC, WAT, WND, GEO, or SUN)
EXCLUDE | AK | Fire Island Wind | 58425 | WT1 | WND | WT | 18 |  | IPP Non-CHP | N | Non Combustion (NUC, WAT, WND, GEO, or SUN)
EXCLUDE | PA | Moxie Patriot Generation Plant | 58426 | GEN1 | NG | CC | 435 |  | IPP Non-CHP | N | Status of operation (IP,L,P,T,or U) or Retired before 2012
EXCLUDE | PA | Moxie Patriot Generation Plant | 58426 | GEN2 | NG | CC | 435 |  | IPP Non-CHP | N | Status of operation (IP,L,P,T,or U) or Retired before 2012
Exclude | MI | Lansing BWL REO Town Plant | 58427 | CTG1 | NG | GT | 42 |  | Electric Utility | Y | Low utilization CT
Exclude | MI | Lansing BWL REO Town Plant | 58427 | CTG2 | NG | GT | 42 |  | Electric Utility | Y | Low utilization CT
EXCLUDE | MI | Lansing BWL REO Town Plant | 58427 | ST | NG | ST | 14 |  | Electric Utility | Y | Steam unit (PRMVR=ST) under 25MW/250 MMBtu/hr
EXCLUDE | LA | LSU Cogen | 58428 | 1-02 | NG | GT | 19.6 |  | Commercial CHP | Y | Simple Cycle Turbine (PRMVR=GT or OT) unit under 25MW
EXCLUDE | CA | Sunshine Gas Producers | 58429 | 1 | LFG | GT | 4.6 |  | IPP Non-CHP | N | Non Fossil fuel type
EXCLUDE | CA | Sunshine Gas Producers | 58429 | 2 | LFG | GT | 4.6 |  | IPP Non-CHP | N | Non Fossil fuel type
EXCLUDE | CA | Sunshine Gas Producers | 58429 | 3 | LFG | GT | 4.6 |  | IPP Non-CHP | N | Non Fossil fuel type
EXCLUDE | CA | Sunshine Gas Producers | 58429 | 4 | LFG | GT | 4.6 |  | IPP Non-CHP | N | Non Fossil fuel type
EXCLUDE | CA | Sunshine Gas Producers | 58429 | 5 | LFG | GT | 4.6 |  | IPP Non-CHP | N | Non Fossil fuel type
EXCLUDE | CA | Centinela Solar Energy | 58430 | CSE1 | SUN | PV | 34.2 |  | IPP Non-CHP | N | Non Combustion (NUC, WAT, WND, GEO, or SUN)
EXCLUDE | CA | Centinela Solar Energy | 58430 | CSE2 | SUN | PV | 26.6 |  | IPP Non-CHP | N | Non Combustion (NUC, WAT, WND, GEO, or SUN)
EXCLUDE | CA | Centinela Solar Energy | 58430 | CSE3 | SUN | PV | 34.2 |  | IPP Non-CHP | N | Non Combustion (NUC, WAT, WND, GEO, or SUN)
EXCLUDE | CA | Centinela Solar Energy | 58430 | CSE4 | SUN | PV | 34.2 |  | IPP Non-CHP | N | Non Combustion (NUC, WAT, WND, GEO, or SUN)
EXCLUDE | CA | Centinela Solar Energy | 58430 | CSE5 | SUN | PV | 19 |  | IPP Non-CHP | N | Non Combustion (NUC, WAT, WND, GEO, or SUN)
EXCLUDE | CA | Centinela Solar Energy | 58430 | CSE6 | SUN | PV | 26.6 |  | IPP Non-CHP | N | Non Combustion (NUC, WAT, WND, GEO, or SUN)
EXCLUDE | TN | West Tennessee Solar Farm | 58431 | SNVA | SUN | PV | 4.2 |  | IPP Non-CHP | N | Non Combustion (NUC, WAT, WND, GEO, or SUN)
EXCLUDE | CA | Houweling Nurseries | 58432 | COG1 | NG | IC | 4.4 |  | IPP CHP | Y | Internal Combustion (PRMVR=IC)
EXCLUDE | CA | Houweling Nurseries | 58432 | COG2 | NG | IC | 4.4 |  | IPP CHP | Y | Internal Combustion (PRMVR=IC)
EXCLUDE | CA | Houweling Nurseries | 58432 | COG3 | NG | IC | 4.4 |  | IPP CHP | Y | Internal Combustion (PRMVR=IC)
EXCLUDE | DE | Red Lion Energy Center | 58433 | RED1 | NG | FC | 5.8 |  | IPP Non-CHP | N | Fuel Cell (PRMVR=FC)
EXCLUDE | DE | Red Lion Energy Center | 58433 | RED2 | NG | FC | 6.4 |  | IPP Non-CHP | N | Fuel Cell (PRMVR=FC)
EXCLUDE | DE | Red Lion Energy Center | 58433 | RED3 | NG | FC | 3.7 |  | IPP Non-CHP | N | Fuel Cell (PRMVR=FC)
EXCLUDE | DE | Red Lion Energy Center | 58433 | RED4 | NG | FC | 3.7 |  | IPP Non-CHP | N | Fuel Cell (PRMVR=FC)
EXCLUDE | DE | Red Lion Energy Center | 58433 | RED5 | NG | FC | 3.7 |  | IPP Non-CHP | N | Fuel Cell (PRMVR=FC)
EXCLUDE | DE | Red Lion Energy Center | 58433 | RED6 | NG | FC | 3.7 |  | IPP Non-CHP | N | Fuel Cell (PRMVR=FC)
EXCLUDE | IA | Red Rock Hydro Plant | 58434 | 1 | WAT | HY | 18.2 |  | Electric Utility | N | Non Combustion (NUC, WAT, WND, GEO, or SUN)
EXCLUDE | IA | Red Rock Hydro Plant | 58434 | 2 | WAT | HY | 18.2 |  | Electric Utility | N | Non Combustion (NUC, WAT, WND, GEO, or SUN)
EXCLUDE | CA | Ameresco Vasco Road | 58435 | ENG1 | LFG | IC | 2.2 |  | IPP Non-CHP | N | Internal Combustion (PRMVR=IC)
EXCLUDE | CA | Ameresco Vasco Road | 58435 | ENG2 | LFG | IC | 2.2 |  | IPP Non-CHP | N | Internal Combustion (PRMVR=IC)
EXCLUDE | CA | Ameresco San Joaquin | 58436 | ENG1 | LFG | IC | 2.2 |  | IPP Non-CHP | N | Internal Combustion (PRMVR=IC)
EXCLUDE | CA | Ameresco San Joaquin | 58436 | ENG2 | LFG | IC | 2.2 |  | IPP Non-CHP | N | Internal Combustion (PRMVR=IC)
EXCLUDE | CA | Ameresco Forward | 58437 | ENG1 | LFG | IC | 2.2 |  | IPP Non-CHP | N | Internal Combustion (PRMVR=IC)
EXCLUDE | CA | Ameresco Forward | 58437 | ENG2 | LFG | IC | 2.2 |  | IPP Non-CHP | N | Internal Combustion (PRMVR=IC)
EXCLUDE | SD | Spearfish Hydro | 58438 | TURB1 | WAT | HY | 2 |  | Electric Utility | N | Non Combustion (NUC, WAT, WND, GEO, or SUN)
EXCLUDE | SD | Spearfish Hydro | 58438 | TURB2 | WAT | HY | 2 |  | Electric Utility | N | Non Combustion (NUC, WAT, WND, GEO, or SUN)
EXCLUDE | OH | Collinwood BioEnergy Facility | 58439 | CBE01 | OBG | IC | 1 |  | Industrial Non-CHP | N | Internal Combustion (PRMVR=IC)
EXCLUDE | CA | CBS Studio Center | 58440 | 9560 | NG | FC | 0.4 |  | Commercial Non-CHP | N | Fuel Cell (PRMVR=FC)
EXCLUDE | CA | CBS Studio Center | 58440 | 9580 | NG | FC | 0.4 |  | Commercial Non-CHP | N | Fuel Cell (PRMVR=FC)
EXCLUDE | CA | CBS Studio Center | 58440 | 9581 | NG | FC | 0.4 |  | Commercial Non-CHP | N | Fuel Cell (PRMVR=FC)
EXCLUDE | CA | CBS Studio Center | 58440 | 9583 | NG | FC | 0.4 |  | Commercial Non-CHP | N | Fuel Cell (PRMVR=FC)
EXCLUDE | CA | CBS Studio Center | 58440 | 9585 | NG | FC | 0.4 |  | Commercial Non-CHP | N | Fuel Cell (PRMVR=FC)
EXCLUDE | CA | CBS Studio Center | 58440 | 9587 | NG | FC | 0.4 |  | Commercial Non-CHP | N | Fuel Cell (PRMVR=FC)
EXCLUDE | WA | Swauk Wind LLC | 58441 | SW | WND | WT | 4.3 |  | IPP Non-CHP | N | Non Combustion (NUC, WAT, WND, GEO, or SUN)
EXCLUDE | NJ | ACI Energy Partners LLC | 58442 | GEN1 | NG | GT | 7.8 |  | IPP CHP | Y | Simple Cycle Turbine (PRMVR=GT or OT) unit under 25MW
EXCLUDE | PA | Martin Limestone Solar Array | 58443 | GEN1 | SUN | PV | 1 |  | IPP Non-CHP | N | Non Combustion (NUC, WAT, WND, GEO, or SUN)
EXCLUDE | IA | Junction Hilltop Wind Farm | 58444 | JHW | WND | WT | 8 |  | IPP Non-CHP | N | Non Combustion (NUC, WAT, WND, GEO, or SUN)
EXCLUDE | CA | Arrache 4006 | 58445 | 1 | SUN | PV | 1 |  | IPP Non-CHP | N | Non Combustion (NUC, WAT, WND, GEO, or SUN)
EXCLUDE | CA | Arrache 4006 | 58445 | 2 | SUN | PV | 1 |  | IPP Non-CHP | N | Non Combustion (NUC, WAT, WND, GEO, or SUN)
EXCLUDE | CA | Arrache 4013 | 58446 | 1 | SUN | PV | 1.5 |  | IPP Non-CHP | N | Non Combustion (NUC, WAT, WND, GEO, or SUN)
EXCLUDE | CA | Arrache 8083 | 58447 | 1 | SUN | PV | 1.5 |  | IPP Non-CHP | N | Non Combustion (NUC, WAT, WND, GEO, or SUN)
EXCLUDE | CA | Arrache 8083 | 58447 | 2 | SUN | PV | 1.5 |  | IPP Non-CHP | N | Non Combustion (NUC, WAT, WND, GEO, or SUN)
EXCLUDE | CA | Arrache 8083 | 58447 | 3 | SUN | PV | 1 |  | IPP Non-CHP | N | Non Combustion (NUC, WAT, WND, GEO, or SUN)
EXCLUDE | CA | Nunn | 58448 | 1 | SUN | PV | 1 |  | IPP Non-CHP | N | Non Combustion (NUC, WAT, WND, GEO, or SUN)
EXCLUDE | CA | Rutan | 58449 | 1 | SUN | PV | 1.5 |  | IPP Non-CHP | N | Non Combustion (NUC, WAT, WND, GEO, or SUN)
EXCLUDE | CA | Rutan | 58449 | 2 | SUN | PV | 1.5 |  | IPP Non-CHP | N | Non Combustion (NUC, WAT, WND, GEO, or SUN)
EXCLUDE | CA | Rutan | 58449 | 3 | SUN | PV | 1 |  | IPP Non-CHP | N | Non Combustion (NUC, WAT, WND, GEO, or SUN)
EXCLUDE | CA | Vinam | 58450 | 1 | SUN | PV | 1.5 |  | IPP Non-CHP | N | Non Combustion (NUC, WAT, WND, GEO, or SUN)
EXCLUDE | CA | Ma | 58451 | 1 | SUN | PV | 1.5 |  | IPP Non-CHP | N | Non Combustion (NUC, WAT, WND, GEO, or SUN)
EXCLUDE | CA | Horn | 58452 | 1 | SUN | PV | 1.5 |  | IPP Non-CHP | N | Non Combustion (NUC, WAT, WND, GEO, or SUN)
EXCLUDE | NC | Dixon Dairy Road Solar | 58453 | 1 | SUN | PV | 4 |  | IPP Non-CHP | N | Non Combustion (NUC, WAT, WND, GEO, or SUN)
EXCLUDE | CA | Watts 3115 | 58454 | 1 | SUN | PV | 1.5 |  | IPP Non-CHP | N | Non Combustion (NUC, WAT, WND, GEO, or SUN)
EXCLUDE | CA | Watts 3115 | 58454 | 2 | SUN | PV | 0.5 |  | IPP Non-CHP | N | Non Combustion (NUC, WAT, WND, GEO, or SUN)
EXCLUDE | OR | 45 Mile Hydroelectric Project | 58455 | 0001 | WAT | HY | 1 |  | IPP Non-CHP | N | Non Combustion (NUC, WAT, WND, GEO, or SUN)
EXCLUDE | OR | 45 Mile Hydroelectric Project | 58455 | 0002 | WAT | HY | 1 |  | IPP Non-CHP | N | Non Combustion (NUC, WAT, WND, GEO, or SUN)
EXCLUDE | OR | 45 Mile Hydroelectric Project | 58455 | 0003 | WAT | HY | 1 |  | IPP Non-CHP | N | Non Combustion (NUC, WAT, WND, GEO, or SUN)
EXCLUDE | IA | Cumberland Rose | 58456 | 1 | WND | WT | 1.6 |  | IPP Non-CHP | N | Non Combustion (NUC, WAT, WND, GEO, or SUN)
EXCLUDE | IA | Fontanelle | 58457 | 1 | WND | WT | 1.6 |  | IPP Non-CHP | N | Non Combustion (NUC, WAT, WND, GEO, or SUN)
EXCLUDE | IA | Greenfield | 58458 | 1 | WND | WT | 1.6 |  | Electric Utility | N | Non Combustion (NUC, WAT, WND, GEO, or SUN)
EXCLUDE | IA | Meadow Ridge | 58459 | 1 | WND | WT | 1.6 |  | IPP Non-CHP | N | Non Combustion (NUC, WAT, WND, GEO, or SUN)
EXCLUDE | IA | Sky Volt | 58460 | 1 | WND | WT | 1.6 |  | IPP Non-CHP | N | Non Combustion (NUC, WAT, WND, GEO, or SUN)
EXCLUDE | IA | Wiota | 58461 | 1 | WND | WT | 1.6 |  | IPP Non-CHP | N | Non Combustion (NUC, WAT, WND, GEO, or SUN)
EXCLUDE | CA | McCoy Solar Energy Project | 58462 | 1 | SUN | PV | 250 |  | IPP Non-CHP | N | Non Combustion (NUC, WAT, WND, GEO, or SUN)
EXCLUDE | MD | Herbert Farm Solar | 58463 | 1 | SUN | PV | 5.5 |  | Electric Utility | N | Non Combustion (NUC, WAT, WND, GEO, or SUN)
EXCLUDE | NM | Broadview Energy Prime LLC | 58464 | 0001 | WND | WT | 9.9 |  | IPP Non-CHP | N | Non Combustion (NUC, WAT, WND, GEO, or SUN)
EXCLUDE | NM | Broadview Energy Prime 2 LLC | 58465 | 0002 | WND | WT | 9.9 |  | IPP Non-CHP | N | Non Combustion (NUC, WAT, WND, GEO, or SUN)
EXCLUDE | AZ | Mesa Solar Array | 58466 | MSA1 | SUN | PV | 4 |  | IPP Non-CHP | N | Non Combustion (NUC, WAT, WND, GEO, or SUN)
EXCLUDE | CA | Campo Verde Solar | 58467 | CVS1 | SUN | PV | 147.4 |  | IPP Non-CHP | N | Non Combustion (NUC, WAT, WND, GEO, or SUN)
EXCLUDE | CA | Imperial Solar Energy Center South | 58468 | IVS1 | SUN | PV | 81.9 |  | IPP Non-CHP | N | Non Combustion (NUC, WAT, WND, GEO, or SUN)
EXCLUDE | CA | Imperial Solar Energy Center South | 58468 | IVS2 | SUN | PV | 81.9 |  | IPP Non-CHP | N | Non Combustion (NUC, WAT, WND, GEO, or SUN)
EXCLUDE | HI | HNL Emergency Power Facility | 58469 | AP1 | OBL | IC | 2.5 |  | Electric Utility | N | Internal Combustion (PRMVR=IC)
EXCLUDE | HI | HNL Emergency Power Facility | 58469 | AP2 | OBL | IC | 2.5 |  | Electric Utility | N | Internal Combustion (PRMVR=IC)
EXCLUDE | HI | HNL Emergency Power Facility | 58469 | AP3 | OBL | IC | 2.5 |  | Electric Utility | N | Internal Combustion (PRMVR=IC)
EXCLUDE | HI | HNL Emergency Power Facility | 58469 | AP4 | OBL | IC | 2.5 |  | Electric Utility | N | Internal Combustion (PRMVR=IC)
EXCLUDE | OR | C-Drop Hyrdo | 58470 | GEN1 | WAT | HY | 1.1 |  | IPP Non-CHP | N | Non Combustion (NUC, WAT, WND, GEO, or SUN)
EXCLUDE | TX | Ector County Energy Center | 58471 | CTG1 | NG | GT | 173 |  | IPP Non-CHP | N | Status of operation (IP,L,P,T,or U) or Retired before 2012
EXCLUDE | TX | Ector County Energy Center | 58471 | CTG2 | NG | GT | 173 |  | IPP Non-CHP | N | Status of operation (IP,L,P,T,or U) or Retired before 2012
EXCLUDE | DE | Bruce A Henry Solar Farm | 58473 | BHSF | SUN | PV | 4 |  | Electric Utility | N | Non Combustion (NUC, WAT, WND, GEO, or SUN)
EXCLUDE | KS | Buffalo Dunes Wind Project | 58474 | GE1 | WND | WT | 249.8 |  | IPP Non-CHP | N | Non Combustion (NUC, WAT, WND, GEO, or SUN)
EXCLUDE | OH | Battery Utility of Ohio | 58475 | BOU | MWH | BA | 4 |  | IPP Non-CHP | N | Energy Storage Battery or Energy Storage Compressed Air or Flywheel (PRMVR=BA or CE or FW)
EXCLUDE | PA | Dart Container Corp | 58476 | LFGT1 | LFG | GT | 5.6 |  | Industrial CHP | Y | Non Fossil fuel type
EXCLUDE | PA | Dart Container Corp | 58476 | LFGT2 | LFG | GT | 5.6 |  | Industrial CHP | N | Non Fossil fuel type
EXCLUDE | NV | Las Vegas WPCF Solar Plant | 58477 | 1 | SUN | PV | 3.3 |  | IPP Non-CHP | N | Non Combustion (NUC, WAT, WND, GEO, or SUN)
EXCLUDE | LA | Morgan City CC Youngs Road | 58478 | LEPA1 | NG | CC | 84 |  | Electric Utility | N | Status of operation (IP,L,P,T,or U) or Retired before 2012
EXCLUDE | NM | SEV NM Phase 2 | 58479 | NMP2 | SUN | PV | 2.5 |  | IPP Non-CHP | N | Non Combustion (NUC, WAT, WND, GEO, or SUN)
EXCLUDE | NC | Plymouth Solar LLC | 58480 | 1 | SUN | PV | 5 |  | IPP Non-CHP | N | Non Combustion (NUC, WAT, WND, GEO, or SUN)
EXCLUDE | CO | CSU Pueblo | 58481 | CSU1 | SUN | PV | 1 |  | Commercial Non-CHP | N | Non Combustion (NUC, WAT, WND, GEO, or SUN)
EXCLUDE | GA | Azalea Solar Power Facility | 58482 | 1 | SUN | PV | 7.7 |  | IPP Non-CHP | N | Non Combustion (NUC, WAT, WND, GEO, or SUN)
EXCLUDE | NJ | Tinton Falls Solar Farm | 58483 | UNIT1 | SUN | PV | 16 |  | IPP Non-CHP | N | Non Combustion (NUC, WAT, WND, GEO, or SUN)
EXCLUDE | GA | MAS ASB Cogen Plant | 58484 | 1 | LFG | IC | 2.2 |  | Industrial Non-CHP | N | Internal Combustion (PRMVR=IC)
EXCLUDE | GA | MAS ASB Cogen Plant | 58484 | 2 | LFG | IC | 2.2 |  | Industrial Non-CHP | N | Internal Combustion (PRMVR=IC)
EXCLUDE | GA | MAS ASB Cogen Plant | 58484 | 3 | LFG | IC | 2.2 |  | Industrial Non-CHP | N | Internal Combustion (PRMVR=IC)
EXCLUDE | GA | Upson Rocky Creek Solar Plant | 58485 | PV1 | SUN | PV | 1 |  | IPP Non-CHP | N | Non Combustion (NUC, WAT, WND, GEO, or SUN)
EXCLUDE | AZ | Picture Rocks Solar, LLC | 58486 | 1 | SUN | PV | 20 |  | IPP Non-CHP | N | Non Combustion (NUC, WAT, WND, GEO, or SUN)
EXCLUDE | NC | Granville Solar PV Power Project | 58487 | 1 | SUN | PV | 2.5 |  | IPP Non-CHP | N | Non Combustion (NUC, WAT, WND, GEO, or SUN)
EXCLUDE | TX | Bryan Solar, LLC | 58488 | 1 | SUN | PV | 10 |  | IPP Non-CHP | N | Non Combustion (NUC, WAT, WND, GEO, or SUN)
EXCLUDE | NV | Apex Solar PV Power Project | 58489 | 1 | SUN | PV | 20 |  | IPP Non-CHP | N | Non Combustion (NUC, WAT, WND, GEO, or SUN)
EXCLUDE | NV | Spectrum Solar PV Power Project | 58490 | 1 | SUN | PV | 30 |  | IPP Non-CHP | N | Non Combustion (NUC, WAT, WND, GEO, or SUN)
EXCLUDE | NC | Sandy Cross Solar, LLC | 58491 | SANDY | SUN | PV | 1.2 |  | IPP Non-CHP | N | Non Combustion (NUC, WAT, WND, GEO, or SUN)
EXCLUDE | NC | Ararat Rock Solar, LLC | 58492 | ARARR | SUN | PV | 3.5 |  | IPP Non-CHP | N | Non Combustion (NUC, WAT, WND, GEO, or SUN)
EXCLUDE | NC | Progress Solar 1, LLC | 58493 | PRO1 | SUN | PV | 4 |  | IPP Non-CHP | N | Non Combustion (NUC, WAT, WND, GEO, or SUN)
EXCLUDE | NC | Progress Solar II, LLC | 58494 | PROG2 | SUN | PV | 3.5 |  | IPP Non-CHP | N | Non Combustion (NUC, WAT, WND, GEO, or SUN)
EXCLUDE | NC | Progress Solar III, LLC | 58495 | PROG3 | SUN | PV | 3.5 |  | IPP Non-CHP | N | Non Combustion (NUC, WAT, WND, GEO, or SUN)
EXCLUDE | IN | Lincoln Solar | 58496 | PV2 | SUN | PV | 1.5 |  | IPP Non-CHP | N | Non Combustion (NUC, WAT, WND, GEO, or SUN)
EXCLUDE | PA | L&S Sweetners | 58497 | GEN1 | LFG | IC | 1.6 |  | IPP Non-CHP | N | Internal Combustion (PRMVR=IC)
EXCLUDE | PA | L&S Sweetners | 58497 | GEN2 | LFG | IC | 1.6 |  | IPP Non-CHP | N | Internal Combustion (PRMVR=IC)
EXCLUDE | CA | Rosamond One | 58498 | RONE | SUN | PV | 20 |  | IPP Non-CHP | N | Non Combustion (NUC, WAT, WND, GEO, or SUN)
EXCLUDE | CA | Rosamond Two | 58499 | RTWO | SUN | PV | 20 |  | IPP Non-CHP | N | Non Combustion (NUC, WAT, WND, GEO, or SUN)
EXCLUDE | CA | Rio Grande | 58500 | RIO | SUN | PV | 5 |  | IPP Non-CHP | N | Non Combustion (NUC, WAT, WND, GEO, or SUN)
EXCLUDE | AZ | Gillespie 1 | 58501 | GILL1 | SUN | PV | 15 |  | IPP Non-CHP | N | Non Combustion (NUC, WAT, WND, GEO, or SUN)
EXCLUDE | CA | Columbia 3 | 58502 | COL3 | SUN | PV | 10 |  | IPP Non-CHP | N | Non Combustion (NUC, WAT, WND, GEO, or SUN)
EXCLUDE | OR | Carty Generating Station | 58503 | GEN1 | NG | CC | 500 |  | Electric Utility | N | Status of operation (IP,L,P,T,or U) or Retired before 2012
EXCLUDE | NJ | Livingston Solar Farm | 58504 | LVSF | SUN | PV | 1.2 |  | Commercial Non-CHP | N | Non Combustion (NUC, WAT, WND, GEO, or SUN)
EXCLUDE | NJ | Livingston Solar Canopies | 58505 | LVSC | SUN | PV | 6.6 |  | Commercial Non-CHP | N | Non Combustion (NUC, WAT, WND, GEO, or SUN)
EXCLUDE | CA | Chuckawalla Solar | 58506 | 0937 | SUN | PV | 4 |  | IPP Non-CHP | N | Non Combustion (NUC, WAT, WND, GEO, or SUN)
EXCLUDE | NY | Montefieor Medical Center Moses Division | 58507 | ES006 | NG | GT | 3.5 |  | Commercial CHP | N | Simple Cycle Turbine (PRMVR=GT or OT) unit under 25MW
EXCLUDE | NY | Montefieor Medical Center Moses Division | 58507 | S0001 | NG | IC | 1.6 |  | Commercial CHP | Y | Internal Combustion (PRMVR=IC)
EXCLUDE | NY | Montefieor Medical Center Moses Division | 58507 | S0002 | NG | IC | 1.6 |  | Commercial CHP | Y | Internal Combustion (PRMVR=IC)
EXCLUDE | NY | Montefieor Medical Center Moses Division | 58507 | S0003 | NG | IC | 1.6 |  | Commercial CHP | Y | Internal Combustion (PRMVR=IC)
EXCLUDE | CA | Bear Creek Solar | 58508 | PV3 | SUN | PV | 1.5 |  | IPP Non-CHP | N | Non Combustion (NUC, WAT, WND, GEO, or SUN)
EXCLUDE | CA | Vintner Solar | 58509 | PV4 | SUN | PV | 1.5 |  | IPP Non-CHP | N | Non Combustion (NUC, WAT, WND, GEO, or SUN)
EXCLUDE | CA | Kettleman Solar Project | 58510 | PV5 | SUN | PV | 1 |  | IPP Non-CHP | N | Non Combustion (NUC, WAT, WND, GEO, or SUN)
EXCLUDE | AK | Delta Wind Farm | 58511 | EWT1 | WND | WT | 0.9 |  | IPP Non-CHP | N | Non Combustion (NUC, WAT, WND, GEO, or SUN)
EXCLUDE | AK | Delta Wind Farm | 58511 | EWT2 | WND | WT | 0.9 |  | IPP Non-CHP | N | Non Combustion (NUC, WAT, WND, GEO, or SUN)
EXCLUDE | AK | Delta Wind Farm | 58511 | NW1 | WND | WT | 0.1 |  | IPP Non-CHP | N | Non Combustion (NUC, WAT, WND, GEO, or SUN)
EXCLUDE | NJ | Cornerstone Power Vineland I LLC | 58512 | PV1 | SUN | PV | 3.1 |  | IPP Non-CHP | N | Non Combustion (NUC, WAT, WND, GEO, or SUN)
EXCLUDE | CA | Ironwood Solar LLC | 58513 | 0937 | SUN | PV | 4 |  | IPP Non-CHP | N | Non Combustion (NUC, WAT, WND, GEO, or SUN)
EXCLUDE | CA | Desert Hot Springs Solar | 58514 | DHCA | SUN | PV | 2.3 |  | IPP Non-CHP | N | Non Combustion (NUC, WAT, WND, GEO, or SUN)
EXCLUDE | TN | Chattanooga Metropolitan Airport Solar | 58515 | GEN1 | SUN | PV | 1 |  | Commercial Non-CHP | N | Non Combustion (NUC, WAT, WND, GEO, or SUN)
EXCLUDE | TN | Chattanooga Metropolitan Airport Solar | 58515 | GEN2 | SUN | PV | 1.1 |  | Commercial Non-CHP | N | Non Combustion (NUC, WAT, WND, GEO, or SUN)
EXCLUDE | AZ | Union HS at Casa Grande | 58516 | PV1 | SUN | PV | 1.6 |  | IPP Non-CHP | N | Non Combustion (NUC, WAT, WND, GEO, or SUN)
EXCLUDE | AZ | Vista Grande HS at Casa Grande | 58517 | PV1 | SUN | PV | 1.8 |  | IPP Non-CHP | N | Non Combustion (NUC, WAT, WND, GEO, or SUN)
EXCLUDE | NC | WSACC Power Generation Facility | 58518 | 1 | SLW | ST | 1.9 |  | IPP Non-CHP | N | Non Fossil fuel type
EXCLUDE | NJ | Alethea I | 58519 | 1 | SUN | PV | 2.8 |  | IPP Non-CHP | N | Non Combustion (NUC, WAT, WND, GEO, or SUN)
EXCLUDE | NM | Otero Solar | 58520 | OTE1 | SUN | PV | 7.5 |  | Electric Utility | N | Non Combustion (NUC, WAT, WND, GEO, or SUN)
EXCLUDE | NM | Manzano Solar | 58521 | MAN1 | SUN | PV | 8 |  | Electric Utility | N | Non Combustion (NUC, WAT, WND, GEO, or SUN)
EXCLUDE | CA | Madera Community Hospital | 58522 | 1 | SUN | PV | 1 |  | IPP Non-CHP | N | Non Combustion (NUC, WAT, WND, GEO, or SUN)
EXCLUDE | MT | Stoltze CoGen1 | 58523 | STL2 | WDS | ST | 3.8 |  | Industrial Non-CHP | N | Non Fossil fuel type
EXCLUDE | NC | Neuse River Solar Farm | 58524 | 1 | SUN | PV | 1.1 |  | IPP Non-CHP | N | Non Combustion (NUC, WAT, WND, GEO, or SUN)
EXCLUDE | NC | Uwharrie Mountain Renewable | 58526 | 1 | LFG | IC | 1.6 |  | N/A | N | Internal Combustion (PRMVR=IC)
EXCLUDE | NC | Uwharrie Mountain Renewable | 58526 | 2 | LFG | IC | 1.6 |  | N/A | N | Internal Combustion (PRMVR=IC)
EXCLUDE | NC | Uwharrie Mountain Renewable | 58526 | 3 | LFG | IC | 1.6 |  | N/A | N | Internal Combustion (PRMVR=IC)
EXCLUDE | NC | Uwharrie Mountain Renewable | 58526 | 4 | LFG | IC | 1.6 |  | N/A | N | Internal Combustion (PRMVR=IC)
EXCLUDE | NC | Uwharrie Mountain Renewable | 58526 | 5 | LFG | IC | 1.6 |  | N/A | N | Internal Combustion (PRMVR=IC)
EXCLUDE | NC | Uwharrie Mountain Renewable | 58526 | 6 | LFG | IC | 1.6 |  | N/A | N | Internal Combustion (PRMVR=IC)
EXCLUDE | CA | Crown Cooling Facility | 58527 | 1 | SUN | PV | 1 |  | Industrial Non-CHP | N | Non Combustion (NUC, WAT, WND, GEO, or SUN)
EXCLUDE | CA | Garnet Solar Power Station 1 LLC | 58528 | WDT44 | SUN | PV | 4 |  | IPP Non-CHP | N | Non Combustion (NUC, WAT, WND, GEO, or SUN)
EXCLUDE | NC | Progress Manis I | 58529 | P11A | SUN | PV | 0.5 |  | IPP Non-CHP | N | Non Combustion (NUC, WAT, WND, GEO, or SUN)
EXCLUDE | NC | Progress Manis I | 58529 | P11B | SUN | PV | 0.5 |  | IPP Non-CHP | N | Non Combustion (NUC, WAT, WND, GEO, or SUN)
EXCLUDE | NC | Progress Jones I | 58530 | P11C | SUN | PV | 0.5 |  | IPP Non-CHP | N | Non Combustion (NUC, WAT, WND, GEO, or SUN)
EXCLUDE | NC | Progress Jones I | 58530 | P11D | SUN | PV | 0.5 |  | IPP Non-CHP | N | Non Combustion (NUC, WAT, WND, GEO, or SUN)
EXCLUDE | NC | North Carolina Solar Bethea I | 58531 | P22A | SUN | PV | 0.5 |  | IPP Non-CHP | N | Non Combustion (NUC, WAT, WND, GEO, or SUN)
EXCLUDE | NC | North Carolina Solar Bethea I | 58531 | P22B | SUN | PV | 0.5 |  | IPP Non-CHP | N | Non Combustion (NUC, WAT, WND, GEO, or SUN)
EXCLUDE | NC | North Carolina Solar Bethea II | 58532 | P22C | SUN | PV | 0.5 |  | IPP Non-CHP | N | Non Combustion (NUC, WAT, WND, GEO, or SUN)
EXCLUDE | NC | North Carolina Solar Bethea II | 58532 | P22D | SUN | PV | 0.5 |  | IPP Non-CHP | N | Non Combustion (NUC, WAT, WND, GEO, or SUN)
EXCLUDE | NV | Wild Rose Geothermal Power Plant | 58533 | 1 | GEO | BT | 20 |  | IPP Non-CHP | N | Non Combustion (NUC, WAT, WND, GEO, or SUN)
EXCLUDE | PA | Pickering Solar | 58535 | 1 | SUN | PV | 1.5 |  | IPP Non-CHP | N | Non Combustion (NUC, WAT, WND, GEO, or SUN)
EXCLUDE | NJ | Cornerstone Power Holmdel LLC | 58536 | 1 | SUN | PV | 3 |  | IPP Non-CHP | N | Non Combustion (NUC, WAT, WND, GEO, or SUN)
EXCLUDE | TX | OCI Alamo Solar I | 58537 | 1 | SUN | PV | 40.7 |  | IPP Non-CHP | N | Non Combustion (NUC, WAT, WND, GEO, or SUN)
EXCLUDE | NC | PCSP3 Airport | 58538 | 3 | SUN | PV | 2.5 |  | IPP Non-CHP | N | Non Combustion (NUC, WAT, WND, GEO, or SUN)
EXCLUDE | AZ | Lake Pleasant WTP | 58539 | 1 | SUN | PV | 6.5 |  | Commercial Non-CHP | N | Non Combustion (NUC, WAT, WND, GEO, or SUN)
EXCLUDE | NM | Silver City WWTP PV Project | 58540 | PV-1 | SUN | PV | 1 |  | IPP Non-CHP | N | Non Combustion (NUC, WAT, WND, GEO, or SUN)
EXCLUDE | VT | SunGen Sharon 1 LLC | 58541 | 1 | SUN | PV | 1.8 |  | IPP Non-CHP | N | Non Combustion (NUC, WAT, WND, GEO, or SUN)
EXCLUDE | CA | Desert Sunlight 250, LLC | 58542 | DSL12 | SUN | PV | 39.1 |  | IPP Non-CHP | N | Non Combustion (NUC, WAT, WND, GEO, or SUN)
EXCLUDE | CA | Desert Sunlight 250, LLC | 58542 | DSL13 | SUN | PV | 39.1 |  | IPP Non-CHP | N | Non Combustion (NUC, WAT, WND, GEO, or SUN)
EXCLUDE | CA | Desert Sunlight 250, LLC | 58542 | DSL14 | SUN | PV | 26.5 |  | IPP Non-CHP | N | Non Combustion (NUC, WAT, WND, GEO, or SUN)
EXCLUDE | CA | Desert Sunlight 250, LLC | 58542 | DSL15 | SUN | PV | 13.9 |  | IPP Non-CHP | N | Non Combustion (NUC, WAT, WND, GEO, or SUN)
EXCLUDE | CA | Desert Sunlight 250, LLC | 58542 | DSL16 | SUN | PV | 22.7 |  | IPP Non-CHP | N | Non Combustion (NUC, WAT, WND, GEO, or SUN)
EXCLUDE | CA | Desert Sunlight 250, LLC | 58542 | DSL17 | SUN | PV | 29 |  | IPP Non-CHP | N | Non Combustion (NUC, WAT, WND, GEO, or SUN)
EXCLUDE | CA | Desert Sunlight 250, LLC | 58542 | DSL18 | SUN | PV | 29 |  | IPP Non-CHP | N | Non Combustion (NUC, WAT, WND, GEO, or SUN)
EXCLUDE | CA | Desert Sunlight 250, LLC | 58542 | DSL19 | SUN | PV | 25.2 |  | IPP Non-CHP | N | Non Combustion (NUC, WAT, WND, GEO, or SUN)
EXCLUDE | CA | Desert Sunlight 250, LLC | 58542 | DSL20 | SUN | PV | 25.2 |  | IPP Non-CHP | N | Non Combustion (NUC, WAT, WND, GEO, or SUN)
EXCLUDE | AZ | Gilbert Solar Facility I, LLC | 58543 | 1 | SUN | PV | 2.5 |  | IPP Non-CHP | N | Non Combustion (NUC, WAT, WND, GEO, or SUN)
EXCLUDE | NV | Mountain View Solar | 58544 | 1 | SUN | PV | 20 |  | IPP Non-CHP | N | Non Combustion (NUC, WAT, WND, GEO, or SUN)
EXCLUDE | KS | Riverton | 1239 | 12-2 | NG | CC | 0 |  | Electric Utility | N | Combined Cycle (PRMVR=CC) unit under 25MW
EXCLUDE | KS | Riverton | 1239 | 12-3 | NG | CC | 0 |  | Electric Utility | N | Combined Cycle (PRMVR=CC) unit under 25MW
1 This category contains cogeneration units, emissions of which are total (unadjusted) emissions and generation is net energy output which is net electric generation plus 75% of useful thermal output. For units that are not cogeneration units, emissions are total emissions and generation is net electric generation.
If unit flagged as "cogen", COGEN='Y" then:
1 UTO = (4/3) * 3.412 * Electric Generation * (1/EAF – 1)
UTO = Useful Thermal Output (MMBtu), Col. N.
EAF = EIA ratio, eMMBtu/totMMBtu, Col.M.
2 Net Energy Output = Electric Generation + 0.75 * UTO/3.412

## Cogen UTO Derivation
Category | State | Plant Name | ORIS code | Generator ID | Fuel type | Prime mover type | Nameplate Capacity (MW) | Capacity Input | Electric Generation (MWh) | EIA Ratio (EAF) eMMBtu/totMMBtu | Useful Thermal Output (UTO) (MMBtu) 1 | Net Energy Output (MWh) 2 | Carbon Dioxide Emissions (Unadjusted) (tons) | Cogen Flag Y/N | Useful thermal output (MWh) | Emissions associated with useful thermal output (tons)
COALST | AL | Gadsden | 7 | 1 | BIT | ST | 69 | 1142 | 170448 | 1 | 0 | 170448 | 164509.704 | Y | 0 | 0
COALST | AL | Gadsden | 7 | 2 | BIT | ST | 69 | 1142 | 51652 | 1 | 0 | 51652 | 54000.521 | Y | 0 | 0
COALST | IA | Prairie Creek | 1073 | 3 | SUB | ST | 50 | 600 | 39548 | 1 | 0 | 39548 | 251076.42 | Y | 0 | 0
COALST | IA | Prairie Creek | 1073 | 4 | SUB | ST | 148.8 | 600 | 464543 | 1 | 0 | 464543 | 677427.035 | Y | 0 | 0
COALST | IA | Riverside | 1081 | 5 | SUB | ST | 136 | 1202 | 617674 | 1 | 0 | 617674 | 672879.033 | Y | 0 | 0
COALST | IA | Walter Scott Jr Energy Center | 1082 | 3 | SUB | ST | 725.8 | 850 | 5033315 | 1 | 0 | 5033315 | 5284145.85 | Y | 0 | 0
COALST | NY | GMMM Westover | 2526 | 8 | BIT | ST | 75 | 0 | 0 | 0 |  |  | 0 | Y | 0 | #DIV/0!
COALST | TN | Johnsonville | 3406 | 1 | SUB | ST | 125 | 2289 | 355014 | 1 | 0 | 355014 | 524118.895 | Y | 0 | 0
COALST | TN | Johnsonville | 3406 | 10 | SUB | ST | 172.8 | 2289 | 151813 | 1 | 0 | 151813 | 176788.71 | Y | 0 | 0
COALST | TN | Johnsonville | 3406 | 2 | SUB | ST | 125 | 2289 | 439282 | 1 | 0 | 439282 | 665475.026 | Y | 0 | 0
COALST | TN | Johnsonville | 3406 | 3 | SUB | ST | 125 | 2289 | 483710 | 1 | 0 | 483710 | 728246.698 | Y | 0 | 0
COALST | TN | Johnsonville | 3406 | 4 | SUB | ST | 125 | 2289 | 533243 | 1 | 0 | 533243 | 793018.723 | Y | 0 | 0
COALST | TN | Johnsonville | 3406 | 5 | SUB | ST | 147 | 2289 | 323648 | 1 | 0 | 323648 | 382127.749 | Y | 0 | 0
COALST | TN | Johnsonville | 3406 | 6 | SUB | ST | 147 | 2289 | 263822 | 1 | 0 | 263822 | 309543.264 | Y | 0 | 0
COALST | TN | Johnsonville | 3406 | 7 | SUB | ST | 172.8 | 2289 | 42350 | 1 | 0 | 42350 | 53139.508 | Y | 0 | 0
COALST | TN | Johnsonville | 3406 | 8 | SUB | ST | 172.8 | 2289 | 50984 | 1 | 0 | 50984 | 63407.585 | Y | 0 | 0
COALST | TN | Johnsonville | 3406 | 9 | SUB | ST | 172.8 | 2289 | 232736 | 1 | 0 | 232736 | 265606.414 | Y | 0 | 0
COALST | WI | Valley | 4042 | 1 | BIT | ST | 136 | 1000 | 223408 | 1 | 0 | 223408 | 428141.9403 | Y | 0 | 0
COALST | WI | Valley | 4042 | 2 | BIT | ST | 136 | 1000 | 262903 | 1 | 0 | 262903 | 503817.0067 | Y | 0 | 0
COALST | WI | Manitowoc | 4125 | 9 | PC | ST | 63.4 | 321 | 58974 | 1 | 0 | 58974 | 102559.0959 | Y | 0 | 0
COALST | MN | Sherburne County | 6090 | 1 | SUB | ST | 765.3 | 7757 | 3863096 | 1 | 0 | 3863096 | 4318895.474 | Y | 0 | 0
COALST | MN | Sherburne County | 6090 | 2 | SUB | ST | 765.3 | 7757 | 4426984 | 1 | 0 | 4426984 | 4959075.726 | Y | 0 | 0
COALST | SD | Big Stone | 6098 | 1 | SUB | ST | 456 | 5609 | 2830363 | 1 | 0 | 2830363 | 3169636.08 | Y | 0 | 0
COALST | IA | George Neal South | 7343 | 4 | SUB | ST | 640 | 7400 | 4335091 | 1 | 0 | 4335091 | 4693780.625 | Y | 0 | 0
COALST | SC | Kapstone | 7737 | 1 | BIT | ST | 99.2 | 0 | 579252 | 1 | 0 | 579252 | 1352709.8426 | Y | 0 | 0
COALST | CA | ACE Cogeneration Facility | 10002 | GEN1 | BIT | ST | 108 | 0 | 555436 | 0.79976 | 632651.8838 | 694500.7458 | 767423.0277 | Y | 139064.7458 | 153666.4848
COALST | NJ | Logan Generating Company LP | 10043 | GEN1 | BIT | ST | 242.3 | 2366 | 630163 | 0.85459 | 487782.9796 | 737383.7605 | 767691.35 | Y | 107220.7605 | 111627.6961
COALST | MI | DTE Pontiac North LLC | 10111 | GEN1 | BIT | ST | 28.9 | 0 | 0 | 0 |  |  | 0 | Y | 0 | #DIV/0!
COALST | PA | John B Rich Memorial Power Station | 10113 | GEN1 | WC | ST | 88.4 | 520 | 419956 | 0.48633 | 2017891.1585 | 863513.5524 | 629003.545 | Y | 443557.5524 | 323097.7349
COALST | FL | Florida Power Development | 10333 | GEN1 | BIT | ST | 125 | 0 | 0 | 0 |  |  | 0 | Y | 0 | #DIV/0!
COALST | PA | Foster Wheeler Mt Carmel Cogen | 10343 | TG1 | WC | ST | 47.3 | 624 | 285329 | 0.79929 | 325961.589 | 356979.4079 | 518972.587 | Y | 71650.4079 | 104164.5449
COALST | VA | James River Genco LLC | 10377 | GEN1 | BIT | ST | 57.4 | 200 | 17322 | 0.082405 | 877492.2068 | 210205.6914 | 335071.237 | Y | 192883.6914 | 307459.6917
COALST | VA | James River Genco LLC | 10377 | GEN2 | BIT | ST | 57.4 | 200 | 18234 | 0.082405 | 923692.0043 | 221272.981 | 128498.566 | Y | 203038.981 | 117909.6417
COALST | NC | Elizabethtown Power LLC | 10380 | GEN1 | BIT | ST | 34.7 | 0 | 0 | 0 |  |  | 0 | Y | 0 | #DIV/0!
COALST | NC | Lumberton | 10382 | GEN1 | BIT | ST | 34.7 | 0 | 0 | 0 |  |  | 0 | Y | 0 | #DIV/0!
COALST | NC | Edgecombe Genco LLC | 10384 | GEN1 | BIT | ST | 57.4 | 750 | 62858 | 0.46272 | 332045.5838 | 135845.7456 | 196007.901 | Y | 72987.7456 | 105311.9091
COALST | NC | Edgecombe Genco LLC | 10384 | GEN2 | BIT | ST | 57.4 | 750 | 60608 | 0.46272 | 320160.0233 | 130983.1517 | 220402.833 | Y | 70375.1517 | 118418.9157
COALST | NJ | Chambers Cogeneration LP | 10566 | GEN1 | BIT | ST | 285 | 1583 | 620626 | 0.66487 | 1423155.4649 | 933453.2563 | 1091754.05 | Y | 312827.2563 | 365878.443
COALST | PA | Ebensburg Power | 10603 | GEN1 | WC | ST | 57.6 | 860 | 429747 | 1 | 0 | 429747 | 679274.4837 | Y | 0 | 0
COALST | CA | Stockton Cogen | 10640 | GEN1 | BIT | ST | 60 | 0 | 87259 | 0.52836 | 354352.2578 | 165150.0297 | 129626.5825 | Y | 77891.0297 | 61136.8221
COALST | PA | Cambria Cogen | 10641 | GEN1 | WC | ST | 98 | 680 | 609656 | 0.85032 | 488202.8864 | 716969.0612 | 993591.1616 | Y | 107313.0612 | 148716.7507
COALST | OK | AES Shady Point LLC | 10671 | GEN1 | BIT | ST | 175 | 0 | 961319 | 0.99961 | 1688.769 | 961690.2124 | 1179473.0794 | Y | 371.2124 | 455.2766
COALST | OK | AES Shady Point LLC | 10671 | GEN2 | BIT | ST | 175 | 0 | 821701 | 0.99961 | 1443.4992 | 822018.2991 | 992101.385 | Y | 317.2991 | 382.9511
COALST | FL | Cedar Bay Generating Company LP | 10672 | GEN1 | BIT | ST | 291.6 | 1169 | 680653 | 0.57698 | 2270249.8919 | 1179682.138 | 1222635.989 | Y | 499029.138 | 517199.4761
COALST | HI | AES Hawaii | 10673 | GEN1 | BIT | ST | 203 | 0 | 1502308 | 0.9807 | 134494.6246 | 1531871.5898 | 1590861.9646 | Y | 29563.5898 | 30702.0451
COALST | CT | AES Thames | 10675 | GEN1 | BIT | ST | 213.9 | 0 | 0 | 0 |  |  | 0 | Y | 0 | #DIV/0!
COALST | PA | AES Beaver Valley Partners Beaver Valley | 10676 | GEN2 | BIT | ST | 35 | 550 | 191383 | 0.75818 | 277699.9154 | 252424.8923 | 261068.2866 | Y | 61041.8923 | 63132.0552
COALST | PA | AES Beaver Valley Partners Beaver Valley | 10676 | GEN3 | BIT | ST | 114 | 550 | 796387 | 0.75818 | 1155570.7797 | 1050395.8173 | 1086033.2956 | Y | 254008.8173 | 262626.7436
COALST | MD | AES Warrior Run Cogeneration Facility | 10678 | GEN1 | BIT | ST | 229 | 2250 | 1314894 | 0.98434 | 95160.5519 | 1335811.4718 | 1539522.399 | Y | 20917.4718 | 24107.3812
COALST | WV | Morgantown Energy Facility | 10743 | GEN1 | WC | ST | 68.9 | 476 | 408719 | 0.602 | 1229288.2463 | 678931.8326 | 714917.2969 | Y | 270212.8326 | 284534.9394
COALST | CA | Rio Bravo Jasmin | 10768 | UP9 | SUB | ST | 38.2 | 0 | 172963 | 0.95849 | 34079.0866 | 180454.0067 | 212442.631 | Y | 7491.0067 | 8818.9185
COALST | CA | Rio Bravo Poso | 10769 | UP8 | BIT | ST | 38.2 | 0 | 117499 | 0.98569 | 7757.5974 | 119204.2163 | 156694.8833 | Y | 1705.2163 | 2241.5203
COALST | VA | Southampton Power Station | 10774 | 1 | BIT | ST | 71.1 | 400 | 37440 | 1 | 0 | 37440 | 75805.689 | Y | 0 | 0
COALST | LA | R S Nelson | 50030 | 1 | PC | ST | 113.6 | 1350 | 818286 | 0.99629 | 13851.2315 | 821330.6728 | 1105933.1384 | Y | 3044.6728 | 4099.6941
COALST | LA | R S Nelson | 50030 | 2 | PC | ST | 113.6 | 1350 | 799670 | 0.99629 | 13536.1161 | 802645.4065 | 1076689.5281 | Y | 2975.4065 | 3991.2881
COALST | PA | Kline Township Cogen Facility | 50039 | GEN1 | WC | ST | 59 | 750 | 370033 | 0.98808 | 20309.9678 | 374497.3833 | 637683.145 | Y | 4464.3833 | 7601.8208
COALST | NY | Syracuse Energy | 50651 | GEN1 | BIT | ST | 90.6 | 275 | 1748.408 | 0.12477 | 55793.8919 | 14012.5988 | 8762.821 | Y | 12264.1908 | 7669.4488
COALST | MI | TES Filer City Station | 50835 | GEN1 | BIT | ST | 70 | 450 | 492294 | 0.95837 | 97277.5995 | 513676.8252 | 675294.7056 | Y | 21382.8252 | 28110.4927
COALST | PA | Wheelabrator Frackville Energy | 50879 | GEN1 | WC | ST | 48 | 678 | 357436 | 1 | 0 | 357436 | 643838.358 | Y | 0 | 0
COALST | PA | Northampton Generating Company LP | 50888 | GEN1 | WC | ST | 114.1 | 1425 | 808859 | 1 | 0 | 808859 | 1042891.392 | Y | 0 | 0
COALST | MT | Yellowstone Energy LP | 50931 | GEN1 | PC | ST | 68 | 0 | 454794 | 0.63848 | 1171529.3157 | 712310.7019 | 882116.2538 | Y | 257516.7019 | 318905.3144
COALST | FL | Indiantown Cogeneration LP | 50976 | GEN1 | BIT | ST | 395.4 | 3820 | 802532 | 0.75861 | 1161751.3895 | 1057899.3922 | 1069506.305 | Y | 255367.3922 | 258169.1965
COALST | NC | Roanoke Valley Energy Facililty I | 54035 | GEN1 | BIT | ST | 182.3 | 1700 | 1138722 | 0.8733 | 751599.4872 | 1303932.9072 | 1083366.489 | Y | 165210.9072 | 137264.7009
COALST | VA | Spruance Genco LLC | 54081 | GEN1 | BIT | ST | 57.4 | 525 | 53959 | 0.2529 | 725157.5357 | 213357.6377 | 219196.707 | Y | 159398.6377 | 163760.983
COALST | VA | Spruance Genco LLC | 54081 | GEN2 | BIT | ST | 57.4 | 525 | 64385 | 0.2529 | 865273.0394 | 254582.7666 | 265174.94 | Y | 190197.7666 | 198111.137
COALST | VA | Spruance Genco LLC | 54081 | GEN3 | BIT | ST | 57.4 | 525 | 42912 | 0.2529 | 576696.3838 | 169677.0316 | 292952.699 | Y | 126765.0316 | 218863.7896
COALST | VA | Spruance Genco LLC | 54081 | GEN4 | BIT | ST | 57.4 | 525 | 41420 | 0.2529 | 556645.3257 | 163777.5599 | 285361.625 | Y | 122357.5599 | 213192.5286
COALST | CA | Port of Stockton Energy Facility | 54238 | STG | BIT | ST | 54 | 0 | 0 | 0 |  |  | 0 | Y | 0 | #DIV/0!
COALST | PA | St Nicholas Cogen Project | 54634 | SNCP | WC | ST | 99.2 | 1300 | 706609 | 0.86204 | 514465.6027 | 819694.9326 | 1357317.691 | Y | 113085.9326 | 187256.906
COALST | NC | Roanoke Valley Energy Facility II | 54755 | GEN2 | BIT | ST | 57.8 | 560 | 338606 | 0.86255 | 245470.4451 | 392563.4542 | 381433.723 | Y | 53957.4542 | 52427.6838
COALST | ND | Spiritwood Station | 56786 | 1 | LIG | ST | 106.2 | 0 | 0 | 0 |  |  | 0 | Y | 0 | #DIV/0!
NGCC | CA | Harbor | 399 | 10A | NG | CC | 85.3 | 1088 | 33305.5517 | 1 | 0 | 33305.5517 | 20230.7823 | Y | 0 | 0
NGCC | CA | Harbor | 399 | 10B | NG | CC | 85.3 | 1088 | 33305.5517 | 1 | 0 | 33305.5517 | 20230.7823 | Y | 0 | 0
NGCC | CA | Harbor | 399 | 5 | NG | CC | 75 | 1088 | 29283.8966 | 1 | 0 | 29283.8966 | 17787.9094 | Y | 0 | 0
NGCC | CA | Haynes | 400 | 10 | NG | CC | 182.8 | 2044 | 384763.3834 | 1 | 0 | 384763.3834 | 164266.0752 | Y | 0 | 0
NGCC | CA | Haynes | 400 | 8 | NG | CC | 264.3 | 2044 | 556307.2332 | 1 | 0 | 556307.2332 | 237502.8647 | Y | 0 | 0
NGCC | CA | Haynes | 400 | 9 | NG | CC | 182.8 | 2044 | 384763.3834 | 1 | 0 | 384763.3834 | 164266.0752 | Y | 0 | 0
NGCC | CA | Valley | 408 | 6 | NG | CC | 182.8 | 2000 | 933096.5067 | 1 | 0 | 933096.5067 | 396175.8038 | Y | 0 | 0
NGCC | CA | Valley | 408 | 7 | NG | CC | 182.8 | 2000 | 933096.5067 | 1 | 0 | 933096.5067 | 396175.8038 | Y | 0 | 0
NGCC | CA | Valley | 408 | 8 | NG | CC | 264.4 | 2000 | 1349620.9867 | 1 | 0 | 1349620.9867 | 573024.5214 | Y | 0 | 0
NGCC | LA | Louisiana 1 | 1391 | 1A | NG | CC | 23 | 800 | 166942.0163 | 0.41424 | 1073951.507 | 403009.9032 | 120778.9763 | Y | 236067.8869 | 70747.7347
NGCC | LA | Louisiana 1 | 1391 | 2A | NG | CC | 62.5 | 800 | 453646.7833 | 0.41424 | 2918346.4856 | 1095135.6063 | 328203.7398 | Y | 641488.823 | 192249.279
NGCC | LA | Louisiana 1 | 1391 | 3A | NG | CC | 63 | 800 | 457275.9576 | 0.41424 | 2941693.2577 | 1103896.6913 | 330829.3698 | Y | 646620.7337 | 193787.2733
NGCC | LA | Louisiana 1 | 1391 | 4A | NG | CC | 101 | 800 | 733093.2018 | 0.41424 | 4716047.9207 | 1769739.1398 | 530377.2436 | Y | 1036645.938 | 310674.835
NGCC | LA | Louisiana 1 | 1391 | 5A | NG | CC | 156.8 | 800 | 1138109.05 | 0.41424 | 7321547.6635 | 2747476.2093 | 823397.5425 | Y | 1609367.1593 | 482314.9913
NGCC | MA | Kendall Square Station | 1595 | 1 | NG | CC | 17.2 | 273 | 91308.3975 | 0.99985 | 61.4872 | 91321.9131 | 48644.6525 | Y | 13.5156 | 7.1994
NGCC | MA | Kendall Square Station | 1595 | 2 | NG | CC | 23 | 273 | 122098.4385 | 0.99985 | 82.2212 | 122116.5117 | 65048.0818 | Y | 18.0732 | 9.6271
NGCC | MA | Kendall Square Station | 1595 | 3 | NG | CC | 27.2 | 273 | 144394.6751 | 0.99985 | 97.2355 | 144416.0487 | 76926.4271 | Y | 21.3736 | 11.3851
NGCC | MA | Kendall Square Station | 1595 | GEN4 | NG | CC | 186.2 | 273 | 988466.489 | 0.99985 | 665.6343 | 988612.8037 | 526606.6446 | Y | 146.3147 | 77.9378
NGCC | NY | East River | 2493 | 1 | NG | CC | 180 | 3165 | 1165792 | 1 | 0 | 1165792 | 793974.5625 | Y | 0 | 0
NGCC | NY | East River | 2493 | 2 | NG | CC | 180 | 3165 | 1165792 | 1 | 0 | 1165792 | 793974.5625 | Y | 0 | 0
NGCC | TX | J Robert Massengale | 3604 | 6A | NG | CC | 22 | 492 | 31522.3333 | 1 | 0 | 31522.3333 | 19034.9801 | Y | 0 | 0
NGCC | TX | J Robert Massengale | 3604 | 7 | NG | CC | 22 | 492 | 31522.3333 | 1 | 0 | 31522.3333 | 19034.9801 | Y | 0 | 0
NGCC | TX | J Robert Massengale | 3604 | 8 | NG | CC | 40 | 492 | 57313.3333 | 1 | 0 | 57313.3333 | 34609.0548 | Y | 0 | 0
NGCC | FL | Central Energy Plant | 7294 | GTG | NG | CC | 61.5 | 505 | 357237.6875 | 1 | 0 | 357237.6875 | 182680.215 | Y | 0 | 0
NGCC | FL | Central Energy Plant | 7294 | STG | NG | CC | 8.5 | 505 | 49374.3145 | 1 | 0 | 49374.3145 | 25248.485 | Y | 0 | 0
NGCC | OR | Coyote Springs | 7350 | 1 | NG | CC | 185.7 | 2000 | 786476.8074 | 1 | 0 | 786476.8074 | 341740.0762 | Y | 0 | 0
NGCC | OR | Coyote Springs | 7350 | 2 | NG | CC | 80.6 | 2000 | 341357.1926 | 1 | 0 | 341357.1926 | 148326.6028 | Y | 0 | 0
NGCC | CA | Carson Ice-Gen Project | 7527 | 1 | NG | CC | 54 | 599 | 274258.0699 | 1 | 0 | 274258.0699 | 156570.4745 | Y | 0 | 0
NGCC | CA | Carson Ice-Gen Project | 7527 | 2 | NG | CC | 17.5 | 599 | 88879.9301 | 1 | 0 | 88879.9301 | 50740.4315 | Y | 0 | 0
NGCC | CA | SCA Cogen 2 | 7551 | CCST | NG | CC | 49.8 | 583 | 141551.3333 | 1 | 0 | 141551.3333 | 123464.8813 | Y | 0 | 0
NGCC | CA | SCA Cogen 2 | 7551 | CT1A | NG | CC | 49.8 | 583 | 141551.3333 | 1 | 0 | 141551.3333 | 123464.8813 | Y | 0 | 0
NGCC | CA | SCA Cogen 2 | 7551 | CT1B | NG | CC | 49.8 | 583 | 141551.3333 | 1 | 0 | 141551.3333 | 123464.8813 | Y | 0 | 0
NGCC | CA | SPA Cogen 3 | 7552 | CCCT | NG | CC | 118.7 | 1610 | 346011.5239 | 1 | 0 | 346011.5239 | 177232.4491 | Y | 0 | 0
NGCC | CA | SPA Cogen 3 | 7552 | CCST | NG | CC | 55.2 | 1610 | 160908.4761 | 1 | 0 | 160908.4761 | 82419.8079 | Y | 0 | 0
NGCC | AL | Washington County Cogeneration Facility | 7697 | 1 | NG | CC | 82.6 | 1400 | 495231.84 | 1 | 0 | 495231.84 | 336888.23 | Y | 0 | 0
NGCC | AL | Washington County Cogeneration Facility | 7697 | 2 | NG | CC | 39.9 | 1400 | 239222.16 | 1 | 0 | 239222.16 | 162734.145 | Y | 0 | 0
NGCC | AL | General Electric Plastic | 7698 | 1 | NG | CC | 82.2 | 1365 | 469057.7753 | 1 | 0 | 469057.7753 | 314942.0545 | Y | 0 | 0
NGCC | AL | General Electric Plastic | 7698 | 2 | NG | CC | 14.8 | 1365 | 84453.2247 | 1 | 0 | 84453.2247 | 56704.8955 | Y | 0 | 0
NGCC | FL | Tiger Bay | 7699 | CT1 | NG | CC | 195.2 | 1850 | 879036.6286 | 1 | 0 | 879036.6286 | 383804.8932 | Y | 0 | 0
NGCC | FL | Tiger Bay | 7699 | CW1 | NG | CC | 82.9 | 1850 | 373320.3714 | 1 | 0 | 373320.3714 | 162999.1068 | Y | 0 | 0
NGCC | AL | Theodore Cogen Facility | 7721 | 1 | NG | CC | 229 | 2500 | 1019995.1481 | 1 | 0 | 1019995.1481 | 554608.9601 | Y | 0 | 0
NGCC | AL | Theodore Cogen Facility | 7721 | 2 | NG | CC | 88.4 | 2500 | 393744.8519 | 1 | 0 | 393744.8519 | 214093.5899 | Y | 0 | 0
NGCC | WA | Encogen | 7870 | CTG1 | NG | CC | 39.4 | 505 | 25098.9615 | 1 | 0 | 25098.9615 | 12710.8021 | Y | 0 | 0
NGCC | WA | Encogen | 7870 | CTG2 | NG | CC | 39.4 | 505 | 25098.9615 | 1 | 0 | 25098.9615 | 12710.8021 | Y | 0 | 0
NGCC | WA | Encogen | 7870 | CTG3 | NG | CC | 39.4 | 505 | 25098.9615 | 1 | 0 | 25098.9615 | 12710.8021 | Y | 0 | 0
NGCC | WA | Encogen | 7870 | STG | NG | CC | 58.2 | 505 | 37075.1156 | 1 | 0 | 37075.1156 | 18775.8548 | Y | 0 | 0
NGCC | WI | West Campus Cogeneration Facility | 7991 | 1 | NG | CC | 54 | 0 | 80957.2593 | 1 | 0 | 80957.2593 | 59587.0647 | Y | 0 | 0
NGCC | WI | West Campus Cogeneration Facility | 7991 | CT2 | NG | CC | 54 | 0 | 80957.2593 | 1 | 0 | 80957.2593 | 59587.0647 | Y | 0 | 0
NGCC | WI | West Campus Cogeneration Facility | 7991 | STG1 | NG | CC | 61.3 | 0 | 91901.4814 | 1 | 0 | 91901.4814 | 67642.3531 | Y | 0 | 0
NGCC | CA | Gilroy Power Plant | 10034 | GEN1 | NG | CC | 90 | 1150 | 167080.1538 | 0.99247 | 5763.1451 | 168346.9647 | 84620.268 | Y | 1266.8109 | 636.7675
NGCC | CA | Gilroy Power Plant | 10034 | GEN2 | NG | CC | 40 | 1150 | 74257.8462 | 0.99247 | 2561.3978 | 74820.8733 | 37609.008 | Y | 563.0271 | 283.0078
NGCC | NJ | Pedricktown Cogeneration Company LP | 10099 | GEN1 | NG | CC | 92.1 | 1325 | 282231.1893 | 0.94949 | 68297.2968 | 297243.7838 | 142688.2545 | Y | 15012.5945 | 7206.613
NGCC | NJ | Pedricktown Cogeneration Company LP | 10099 | GEN2 | NG | CC | 42.4 | 1325 | 129930.5367 | 0.94949 | 31441.9694 | 136841.8723 | 65689.2725 | Y | 6911.3356 | 3317.7024
NGCC | CA | Fresno Cogen Partners | 10156 | GEN4 | NG | CC | 50.3 | 470 | 12148.1199 | 0.9998 | 11.1107 | 12150.5622 | 8174.5142 | Y | 2.4423 | 1.6431
NGCC | CA | Cardinal Cogen | 10168 | GTG1 | NG | CC | 42.1 | 0 | 275648.9527 | 0.985 | 19092.8581 | 279845.8002 | 176790.9222 | Y | 4196.8475 | 2651.3335
NGCC | CA | Cardinal Cogen | 10168 | STG1 | NG | CC | 10.7 | 0 | 70058.0473 | 0.985 | 4852.5791 | 71124.7045 | 44932.6097 | Y | 1066.6572 | 673.8543
NGCC | CA | Carson Cogeneration | 10169 | GEN1 | NG | CC | 45.3 | 453 | 333511.914 | 1 | 0 | 333511.914 | 162720.4901 | Y | 0 | 0
NGCC | CA | Carson Cogeneration | 10169 | GEN2 | NG | CC | 10.5 | 453 | 77304.086 | 1 | 0 | 77304.086 | 37716.6699 | Y | 0 | 0
NGCC | CA | King City Power Plant | 10294 | GTG | NG | CC | 90.8 | 0 | 341678.6276 | 0.5046 | 1526063.4534 | 677126.3386 | 341495.5326 | Y | 335447.711 | 169176.5454
NGCC | CA | King City Power Plant | 10294 | STG | NG | CC | 42.4 | 0 | 159550.3724 | 0.5046 | 712611.1282 | 316191.1538 | 159464.8742 | Y | 156640.7814 | 78998.7392
NGCC | MA | Bellingham Cogeneration Facility | 10307 | CT1 | NG | CC | 128.7 | 1433 | 128130 | 0.94302 | 35220.2184 | 135871.8417 | 65623.1893 | Y | 7741.8417 | 3739.1437
NGCC | MA | Bellingham Cogeneration Facility | 10307 | CT2 | NG | CC | 128.7 | 1433 | 128130 | 0.94302 | 35220.2184 | 135871.8417 | 65623.1893 | Y | 7741.8417 | 3739.1437
NGCC | MA | Bellingham Cogeneration Facility | 10307 | ST1 | NG | CC | 128.7 | 1433 | 128130 | 0.94302 | 35220.2184 | 135871.8417 | 65623.1893 | Y | 7741.8417 | 3739.1437
NGCC | CA | Foster Wheeler Martinez | 10342 | TG1 | NG | CC | 40 | 0 | 279209.163 | 0.84086 | 240390.2552 | 332049.9283 | 160416.8194 | Y | 52840.7653 | 25527.9306
NGCC | CA | Foster Wheeler Martinez | 10342 | TG2 | NG | CC | 40 | 0 | 279209.163 | 0.84086 | 240390.2552 | 332049.9283 | 160416.8194 | Y | 52840.7653 | 25527.9306
NGCC | CA | Foster Wheeler Martinez | 10342 | TG3 | NG | CC | 33.5 | 0 | 233837.674 | 0.84086 | 201326.8387 | 278091.815 | 134349.0862 | Y | 44254.141 | 21379.6418
NGCC | CA | Greenleaf 1 Power Plant | 10350 | GEN1 | NG | CC | 46 | 460 | 42008.4545 | 0.73369 | 69367.6713 | 57256.3307 | 16968.5399 | Y | 15247.8762 | 4518.8749
NGCC | CA | Greenleaf 1 Power Plant | 10350 | GEN2 | NG | CC | 20 | 460 | 18264.5455 | 0.73369 | 30159.8572 | 24894.0569 | 7377.6261 | Y | 6629.5114 | 1964.7282
NGCC | CT | Algonquin Windsor Locks | 10567 | GTG | NG | CC | 40 | 555 | 110478.8761 | 0.7904 | 133283.5637 | 139776.2597 | 37187.5352 | Y | 29297.3836 | 7794.5818
NGCC | NY | CH Resources Beaver Falls | 10617 | GEN1 | NG | CC | 65.5 | 812 | 3950.6586 | 1 | 0 | 3950.6586 | 2155.1086 | Y | 0 | 0
NGCC | NY | CH Resources Beaver Falls | 10617 | GEN2 | NG | CC | 42.3 | 812 | 2551.3414 | 1 | 0 | 2551.3414 | 1391.7724 | Y | 0 | 0
NGCC | VA | Hopewell Cogeneration | 10633 | GT1 | NG | CC | 101 | 1517 | 315455.906 | 0.89536 | 167724.2023 | 352323.7699 | 173327.6631 | Y | 36867.8639 | 18137.3533
NGCC | VA | Hopewell Cogeneration | 10633 | GT2 | NG | CC | 101 | 1517 | 315455.906 | 0.89536 | 167724.2023 | 352323.7699 | 173327.6631 | Y | 36867.8639 | 18137.3533
NGCC | VA | Hopewell Cogeneration | 10633 | GT3 | NG | CC | 101 | 1517 | 315455.906 | 0.89536 | 167724.2023 | 352323.7699 | 173327.6631 | Y | 36867.8639 | 18137.3533
NGCC | VA | Hopewell Cogeneration | 10633 | ST1 | NG | CC | 96 | 1517 | 299839.277 | 0.89536 | 159421.024 | 334881.9992 | 164747.0857 | Y | 35042.7222 | 17239.4645
NGCC | NY | Selkirk Cogen | 10725 | GEN1 | NG | CC | 95.2 | 1215 | 355395.4744 | 0.9371 | 108519.9597 | 379249.5101 | 184547.882 | Y | 23854.0357 | 11607.6927
NGCC | NY | Selkirk Cogen | 10725 | GEN2 | NG | CC | 12 | 1215 | 44797.7489 | 0.9371 | 13678.9865 | 47804.5601 | 23262.3381 | Y | 3006.8112 | 1463.1545
NGCC | NY | Selkirk Cogen | 10725 | GEN3 | NG | CC | 95.2 | 1215 | 355395.4744 | 0.9371 | 108519.9597 | 379249.5101 | 184547.882 | Y | 23854.0357 | 11607.6927
NGCC | NY | Selkirk Cogen | 10725 | GEN4 | NG | CC | 95.2 | 1215 | 355395.4744 | 0.9371 | 108519.9597 | 379249.5101 | 184547.882 | Y | 23854.0357 | 11607.6927
NGCC | NY | Selkirk Cogen | 10725 | GEN5 | NG | CC | 148.4 | 1215 | 553998.8278 | 0.9371 | 169163.4666 | 591183.0599 | 287677.5808 | Y | 37184.2321 | 18094.3445
NGCC | MA | Masspower | 10726 | GEN1 | NG | CC | 90 | 1250 | 300182.2537 | 0.9936 | 8799.0895 | 302116.4029 | 147792.936 | Y | 1934.1492 | 946.1704
NGCC | MA | Masspower | 10726 | GEN2 | NG | CC | 90 | 1250 | 300182.2537 | 0.9936 | 8799.0895 | 302116.4029 | 147792.936 | Y | 1934.1492 | 946.1704
NGCC | MA | Masspower | 10726 | GEN3 | NG | CC | 80.9 | 1250 | 269830.4925 | 0.9936 | 7909.4038 | 271569.0777 | 132849.428 | Y | 1738.5852 | 850.502
NGCC | TX | Clear Lake Cogeneration Ltd | 10741 | G102 | NG | CC | 129 | 1331 | 142818.9725 | 0.50956 | 625361.5414 | 280281.2105 | 87268.4054 | Y | 137462.238 | 42800.2658
NGCC | TX | Clear Lake Cogeneration Ltd | 10741 | G103 | NG | CC | 129 | 1331 | 142818.9725 | 0.50956 | 625361.5414 | 280281.2105 | 87268.4054 | Y | 137462.238 | 42800.2658
NGCC | TX | Clear Lake Cogeneration Ltd | 10741 | G104 | NG | CC | 129 | 1331 | 142818.9725 | 0.50956 | 625361.5414 | 280281.2105 | 87268.4054 | Y | 137462.238 | 42800.2658
NGCC | TX | Clear Lake Cogeneration Ltd | 10741 | S101 | NG | CC | 59 | 1331 | 65320.3052 | 0.50956 | 286018.0691 | 128190.6311 | 39913.4568 | Y | 62870.3259 | 19575.3154
NGCC | TX | Clear Lake Cogeneration Ltd | 10741 | S102 | NG | CC | 19.2 | 1331 | 21256.7773 | 0.50956 | 93077.0666 | 41716.2732 | 12988.7859 | Y | 20459.4959 | 6370.2721
NGCC | MI | Midland Cogeneration Venture | 10745 | BP15 | NG | CC | 13.4 | 1175 | 45210.6881 | 0.76886 | 61832.8353 | 58802.3137 | 25071.6451 | Y | 13591.6256 | 5795.0851
NGCC | MI | Midland Cogeneration Venture | 10745 | GT10 | NG | CC | 87.1 | 1175 | 293869.4727 | 0.76886 | 401913.4298 | 382215.039 | 162965.6933 | Y | 88345.5663 | 37668.0533
NGCC | MI | Midland Cogeneration Venture | 10745 | GT11 | NG | CC | 87.1 | 1175 | 293869.4727 | 0.76886 | 401913.4298 | 382215.039 | 162965.6933 | Y | 88345.5663 | 37668.0533
NGCC | MI | Midland Cogeneration Venture | 10745 | GT12 | NG | CC | 87.1 | 1175 | 293869.4727 | 0.76886 | 401913.4298 | 382215.039 | 162965.6933 | Y | 88345.5663 | 37668.0533
NGCC | MI | Midland Cogeneration Venture | 10745 | GT13 | NG | CC | 87.1 | 1175 | 293869.4727 | 0.76886 | 401913.4298 | 382215.039 | 162965.6933 | Y | 88345.5663 | 37668.0533
NGCC | MI | Midland Cogeneration Venture | 10745 | GT14 | NG | CC | 87.1 | 1175 | 293869.4727 | 0.76886 | 401913.4298 | 382215.039 | 162965.6933 | Y | 88345.5663 | 37668.0533
NGCC | MI | Midland Cogeneration Venture | 10745 | GT3 | NG | CC | 87.1 | 1175 | 293869.4727 | 0.76886 | 401913.4298 | 382215.039 | 162965.6933 | Y | 88345.5663 | 37668.0533
NGCC | MI | Midland Cogeneration Venture | 10745 | GT4 | NG | CC | 87.1 | 1175 | 293869.4727 | 0.76886 | 401913.4298 | 382215.039 | 162965.6933 | Y | 88345.5663 | 37668.0533
NGCC | MI | Midland Cogeneration Venture | 10745 | GT5 | NG | CC | 87.1 | 1175 | 293869.4727 | 0.76886 | 401913.4298 | 382215.039 | 162965.6933 | Y | 88345.5663 | 37668.0533
NGCC | MI | Midland Cogeneration Venture | 10745 | GT6 | NG | CC | 87.1 | 1175 | 293869.4727 | 0.76886 | 401913.4298 | 382215.039 | 162965.6933 | Y | 88345.5663 | 37668.0533
NGCC | MI | Midland Cogeneration Venture | 10745 | GT7 | NG | CC | 87.1 | 1175 | 293869.4727 | 0.76886 | 401913.4298 | 382215.039 | 162965.6933 | Y | 88345.5663 | 37668.0533
NGCC | MI | Midland Cogeneration Venture | 10745 | GT8 | NG | CC | 87.1 | 1175 | 293869.4727 | 0.76886 | 401913.4298 | 382215.039 | 162965.6933 | Y | 88345.5663 | 37668.0533
NGCC | MI | Midland Cogeneration Venture | 10745 | GT9 | NG | CC | 87.1 | 1175 | 293869.4727 | 0.76886 | 401913.4298 | 382215.039 | 162965.6933 | Y | 88345.5663 | 37668.0533
NGCC | MI | Midland Cogeneration Venture | 10745 | ST1 | NG | CC | 410 | 1175 | 1383312.0989 | 0.76886 | 1891900.1863 | 1799175.27 | 767117.5001 | Y | 415863.1711 | 177312.3061
NGCC | MI | Midland Cogeneration Venture | 10745 | ST2 | NG | CC | 380 | 1175 | 1282094.1404 | 0.76886 | 1753468.4653 | 1667528.2989 | 710986.9513 | Y | 385434.1585 | 164338.2349
NGCC | CO | Rifle Generating Station | 10755 | GT4 | NG | CC | 39 | 0 | 9473.795 | 1 | 0 | 9473.795 | 3704.2534 | Y | 0 | 0
NGCC | NV | Las Vegas Cogeneration LP | 10761 | GEN1 | NG | CC | 49.8 | 420 | 40327.4388 | 1 | 0 | 40327.4388 | 18077.8338 | Y | 0 | 0
NGCC | NV | Las Vegas Cogeneration LP | 10761 | GEN2 | NG | CC | 11.5 | 420 | 9312.5612 | 1 | 0 | 9312.5612 | 4174.6002 | Y | 0 | 0
NGCC | MA | Lowell Cogeneration Company LP | 10802 | GEN1 | NG | CC | 25 | 310 | 2041.0448 | 0.48533 | 9846.7296 | 4205.4783 | 1843.1478 | Y | 2164.4335 | 948.6129
NGCC | MA | Lowell Cogeneration Company LP | 10802 | GEN2 | NG | CC | 8.5 | 310 | 693.9552 | 0.48533 | 3347.8879 | 1429.8626 | 626.6702 | Y | 735.9074 | 322.5284
NGCC | NY | Ogdensburg Power | 10803 | GEN3 | NG | CC | 26.9 | 0 | 0 | 0 |  |  | 0 | Y | 0 | #DIV/0!
NGCC | CA | Naval Station Energy Facility | 10811 | GEN1 | NG | CC | 38.3 | 0 | 198668.1752 | 0.73218 | 330590.3194 | 271336.0356 | 125904.2857 | Y | 72667.8604 | 33719.0563
NGCC | CA | Naval Station Energy Facility | 10811 | GEN2 | NG | CC | 11.6 | 0 | 60171.04 | 0.73218 | 100126.5719 | 82180.1048 | 38132.8907 | Y | 22009.0648 | 10212.5601
NGCC | CA | Naval Station Energy Facility | 10811 | GEN3 | NG | CC | 5.2 | 0 | 26973.2248 | 0.73218 | 44884.3253 | 36839.3573 | 17094.0544 | Y | 9866.1325 | 4578.0442
NGCC | CA | North Island Energy Facility | 10812 | GEN1 | NG | CC | 36.3 | 457 | 262546.2804 | 0.69685 | 519615.5942 | 376764.2451 | 150962.3422 | Y | 114217.9647 | 45764.9888
NGCC | CA | North Island Energy Facility | 10812 | GEN2 | NG | CC | 4 | 457 | 28930.7196 | 0.69685 | 57257.9167 | 41516.7212 | 16634.9688 | Y | 12586.0016 | 5042.974
NGCC | CA | Mojave Cogen | 10850 | GEN1 | NG | CC | 41.1 | 0 | 265311.6567 | 0.39808 | 1825048.114 | 666479.9115 | 301004.4033 | Y | 401168.2548 | 181180.8714
NGCC | CA | Mojave Cogen | 10850 | GEN2 | NG | CC | 16 | 0 | 103284.3433 | 0.39808 | 710481.018 | 259456.9 | 117179.3297 | Y | 156172.5567 | 70532.6993
NGCC | MA | Pittsfield Generating LP | 50002 | GEN1 | NG | CC | 40 | 595 | 67396.5398 | 0.98966 | 3202.8381 | 68100.5634 | 36051.6554 | Y | 704.0236 | 372.702
NGCC | MA | Pittsfield Generating LP | 50002 | GEN2 | NG | CC | 40 | 595 | 67396.5398 | 0.98966 | 3202.8381 | 68100.5634 | 36051.6554 | Y | 704.0236 | 372.702
NGCC | MA | Pittsfield Generating LP | 50002 | GEN3 | NG | CC | 40 | 595 | 67396.5398 | 0.98966 | 3202.8381 | 68100.5634 | 36051.6554 | Y | 704.0236 | 372.702
NGCC | MA | Pittsfield Generating LP | 50002 | GEN4 | NG | CC | 53.4 | 595 | 89974.3806 | 0.98966 | 4275.7889 | 90914.2521 | 48128.9599 | Y | 939.8715 | 497.5572
NGCC | NJ | Linden Cogen Plant | 50006 | GTG1 | NG | CC | 95.2 | 2119 | 393514.05 | 0.74462 | 613991.6594 | 528477.0467 | 210961.5667 | Y | 134962.9967 | 53875.5759
NGCC | NJ | Linden Cogen Plant | 50006 | GTG2 | NG | CC | 95.2 | 2119 | 393514.05 | 0.74462 | 613991.6594 | 528477.0467 | 210961.5667 | Y | 134962.9967 | 53875.5759
NGCC | NJ | Linden Cogen Plant | 50006 | GTG3 | NG | CC | 95.2 | 2119 | 393514.05 | 0.74462 | 613991.6594 | 528477.0467 | 210961.5667 | Y | 134962.9967 | 53875.5759
NGCC | NJ | Linden Cogen Plant | 50006 | GTG4 | NG | CC | 95.2 | 2119 | 393514.05 | 0.74462 | 613991.6594 | 528477.0467 | 210961.5667 | Y | 134962.9967 | 53875.5759
NGCC | NJ | Linden Cogen Plant | 50006 | GTG5 | NG | CC | 95.2 | 2119 | 393514.05 | 0.74462 | 613991.6594 | 528477.0467 | 210961.5667 | Y | 134962.9967 | 53875.5759
NGCC | NJ | Linden Cogen Plant | 50006 | GTG6 | NG | CC | 212.5 | 2119 | 878379.5759 | 0.74462 | 1370517.097 | 1179636.2649 | 470896.3543 | Y | 301256.689 | 120257.9819
NGCC | NJ | Linden Cogen Plant | 50006 | STG1 | NG | CC | 95.2 | 2119 | 393514.05 | 0.74462 | 613991.6594 | 528477.0467 | 210961.5667 | Y | 134962.9967 | 53875.5759
NGCC | NJ | Linden Cogen Plant | 50006 | STG2 | NG | CC | 95.2 | 2119 | 393514.05 | 0.74462 | 613991.6594 | 528477.0467 | 210961.5667 | Y | 134962.9967 | 53875.5759
NGCC | NJ | Linden Cogen Plant | 50006 | STG3 | NG | CC | 95.2 | 2119 | 393514.05 | 0.74462 | 613991.6594 | 528477.0467 | 210961.5667 | Y | 134962.9967 | 53875.5759
NGCC | NJ | Newark Bay Cogeneration Partnership LP | 50385 | GEN1 | NG | CC | 58 | 640 | 221318.7051 | 0.8917 | 122286.9369 | 248198.8935 | 164152.8068 | Y | 26880.1884 | 17777.9131
NGCC | NJ | Newark Bay Cogeneration Partnership LP | 50385 | GEN2 | NG | CC | 58 | 640 | 221318.7051 | 0.8917 | 122286.9369 | 248198.8935 | 164152.8068 | Y | 26880.1884 | 17777.9131
NGCC | NJ | Newark Bay Cogeneration Partnership LP | 50385 | GEN3 | NG | CC | 40 | 640 | 152633.5897 | 0.8917 | 84335.8185 | 171171.6506 | 113208.8323 | Y | 18538.0609 | 12260.6297
NGCC | NY | Indeck Silver Springs Energy Center | 50449 | GEN1 | NG | CC | 39.4 | 628 | 45808.2569 | 0.96218 | 8192.4989 | 47609.07 | 25085.183 | Y | 1800.8131 | 948.847
NGCC | NY | Indeck Silver Springs Energy Center | 50449 | GEN2 | NG | CC | 17.2 | 628 | 19997.5131 | 0.96218 | 3576.4208 | 20783.6548 | 10950.892 | Y | 786.1417 | 414.2175
NGCC | NY | Indeck Oswego Energy Center | 50450 | GEN1 | NG | CC | 41.2 | 570 | 18135.1777 | 0.89486 | 9693.541 | 20265.9385 | 9930.0434 | Y | 2130.7608 | 1044.0448
NGCC | NY | Indeck Oswego Energy Center | 50450 | GEN2 | NG | CC | 16.2 | 570 | 7130.8223 | 0.89486 | 3811.538 | 7968.6457 | 3904.5316 | Y | 837.8234 | 410.5225
NGCC | NY | Indeck Yerkes Energy Center | 50451 | GEN1 | NG | CC | 40.6 | 560 | 36414.6077 | 0.95453 | 7891.8492 | 38149.3342 | 21013.889 | Y | 1734.7265 | 955.5436
NGCC | NY | Indeck Yerkes Energy Center | 50451 | GEN2 | NG | CC | 19.3 | 560 | 17310.3923 | 0.95453 | 3751.5441 | 18135.0283 | 9989.361 | Y | 824.636 | 454.2362
NGCC | NY | Indeck Corinth Energy Center | 50458 | GEN1 | NG | CC | 92 | 1279 | 410398.2338 | 0.99862 | 2581.9456 | 410965.7775 | 198281.3259 | Y | 567.5437 | 273.8265
NGCC | NY | Indeck Corinth Energy Center | 50458 | GEN2 | NG | CC | 55 | 1279 | 245346.7702 | 0.99862 | 1543.5545 | 245686.0627 | 118537.7491 | Y | 339.2925 | 163.7006
NGCC | NJ | Bayonne Plant Holding LLC | 50497 | GTG1 | NG | CC | 43.4 | 580 | 128981.5926 | 0.58741 | 412149.3775 | 219577.1474 | 70714.0512 | Y | 90595.5548 | 29175.9811
NGCC | NJ | Bayonne Plant Holding LLC | 50497 | GTG2 | NG | CC | 43.4 | 580 | 128981.5926 | 0.58741 | 412149.3775 | 219577.1474 | 70714.0512 | Y | 90595.5548 | 29175.9811
NGCC | NJ | Bayonne Plant Holding LLC | 50497 | GTG3 | NG | CC | 43.4 | 580 | 128981.5926 | 0.58741 | 412149.3775 | 219577.1474 | 70714.0512 | Y | 90595.5548 | 29175.9811
NGCC | NJ | Bayonne Plant Holding LLC | 50497 | STG1 | NG | CC | 61.4 | 580 | 182476.2623 | 0.58741 | 583086.9072 | 310646.0104 | 100042.4595 | Y | 128169.7481 | 41276.6184
NGCC | CT | Capital District Energy Center | 50498 | GTG | NG | CC | 44.1 | 739 | 13866.4216 | 0.97064 | 1908.206 | 14285.869 | 8330.0642 | Y | 419.4474 | 244.579
NGCC | CT | Capital District Energy Center | 50498 | STG | NG | CC | 34.1 | 739 | 10722.1084 | 0.97064 | 1475.5063 | 11046.443 | 6441.1608 | Y | 324.3346 | 189.1189
NGCC | OK | PowerSmith Cogeneration Project | 50558 | GT01 | NG | CC | 72.5 | 0 | 135006.3725 | 0.94542 | 35457.0302 | 142800.2683 | 66083.4865 | Y | 7793.8958 | 3606.7706
NGCC | OK | PowerSmith Cogeneration Project | 50558 | ST01 | NG | CC | 49.9 | 0 | 92921.6275 | 0.94542 | 24404.218 | 98285.9779 | 45483.6687 | Y | 5364.3504 | 2482.4532
NGCC | CO | Thermo Power & Electric | 50676 | GEN1 | NG | CC | 47.2 | 0 | 61457.5523 | 0.69874 | 120545.4848 | 87954.9478 | 32182.6433 | Y | 26497.3955 | 9695.3753
NGCC | CO | Thermo Power & Electric | 50676 | GEN2 | NG | CC | 47.2 | 0 | 61457.5523 | 0.69874 | 120545.4848 | 87954.9478 | 32182.6433 | Y | 26497.3955 | 9695.3753
NGCC | CO | Thermo Power & Electric | 50676 | GEN3 | NG | CC | 16.4 | 0 | 21353.8953 | 0.69874 | 41884.4481 | 30560.6175 | 11182.1049 | Y | 9206.7222 | 3368.7321
NGCC | CO | JM Shafer Generating Station | 50707 | LMA | NG | CC | 58.5 | 640 | 108478.3739 | 1 | 0 | 108478.3739 | 67422.4919 | Y | 0 | 0
NGCC | CO | JM Shafer Generating Station | 50707 | LMB | NG | CC | 58.5 | 640 | 108478.3739 | 1 | 0 | 108478.3739 | 67422.4919 | Y | 0 | 0
NGCC | CO | JM Shafer Generating Station | 50707 | LMC | NG | CC | 58.5 | 640 | 108478.3739 | 1 | 0 | 108478.3739 | 67422.4919 | Y | 0 | 0
NGCC | CO | JM Shafer Generating Station | 50707 | LMD | NG | CC | 58.5 | 640 | 108478.3739 | 1 | 0 | 108478.3739 | 67422.4919 | Y | 0 | 0
NGCC | CO | JM Shafer Generating Station | 50707 | LME | NG | CC | 58.5 | 640 | 108478.3739 | 1 | 0 | 108478.3739 | 67422.4919 | Y | 0 | 0
NGCC | CO | JM Shafer Generating Station | 50707 | STA | NG | CC | 47 | 640 | 87153.5653 | 1 | 0 | 87153.5653 | 54168.4978 | Y | 0 | 0
NGCC | CO | JM Shafer Generating Station | 50707 | STB | NG | CC | 47 | 640 | 87153.5653 | 1 | 0 | 87153.5653 | 54168.4978 | Y | 0 | 0
NGCC | NY | Sterling Power Plant | 50744 | GEN1 | NG | CC | 47.7 | 551 | 28114.7664 | 0.97305 | 3542.4673 | 28893.4447 | 13551.4251 | Y | 778.6783 | 365.2109
NGCC | NY | Sterling Power Plant | 50744 | GEN2 | NG | CC | 16.5 | 551 | 9725.2336 | 0.97305 | 1225.3818 | 9994.5877 | 4687.5999 | Y | 269.3541 | 126.3308
NGCC | CA | Agnews Power Plant | 50748 | GEN2 | NG | CC | 7.6 | 0 | 34306.4 | 0.94899 | 8389.6435 | 36150.5479 | 17951.1807 | Y | 1844.1479 | 915.7436
NGCC | NJ | Parlin Power Plant | 50799 | GEN1 | NG | CC | 45.9 | 656 | 49326.18 | 0.99981 | 42.8688 | 49335.6031 | 29960.8649 | Y | 9.4231 | 5.7225
NGCC | NJ | Parlin Power Plant | 50799 | GEN2 | NG | CC | 45.9 | 656 | 49326.18 | 0.99981 | 42.8688 | 49335.6031 | 29960.8649 | Y | 9.4231 | 5.7225
NGCC | NJ | Parlin Power Plant | 50799 | GEN3 | NG | CC | 21.6 | 656 | 23212.32 | 0.99981 | 20.1736 | 23216.7544 | 14099.2306 | Y | 4.4344 | 2.693
NGCC | NJ | Parlin Power Plant | 50799 | GEN4 | NG | CC | 21.6 | 656 | 23212.32 | 0.99981 | 20.1736 | 23216.7544 | 14099.2306 | Y | 4.4344 | 2.693
NGCC | TX | Optim Energy Altura Cogen LLC | 50815 | GEN1 | NG | CC | 84.9 | 1182 | 368610.4461 | 0.93949 | 108008.5233 | 392352.0617 | 260357.5532 | Y | 23741.6156 | 15754.4959
NGCC | TX | Optim Energy Altura Cogen LLC | 50815 | GEN2 | NG | CC | 84.9 | 1182 | 368610.4461 | 0.93949 | 108008.5233 | 392352.0617 | 260357.5532 | Y | 23741.6156 | 15754.4959
NGCC | TX | Optim Energy Altura Cogen LLC | 50815 | GEN3 | NG | CC | 84.9 | 1182 | 368610.4461 | 0.93949 | 108008.5233 | 392352.0617 | 260357.5532 | Y | 23741.6156 | 15754.4959
NGCC | TX | Optim Energy Altura Cogen LLC | 50815 | GEN4 | NG | CC | 84.9 | 1182 | 368610.4461 | 0.93949 | 108008.5233 | 392352.0617 | 260357.5532 | Y | 23741.6156 | 15754.4959
NGCC | TX | Optim Energy Altura Cogen LLC | 50815 | GEN5 | NG | CC | 84.9 | 1182 | 368610.4461 | 0.93949 | 108008.5233 | 392352.0617 | 260357.5532 | Y | 23741.6156 | 15754.4959
NGCC | TX | Optim Energy Altura Cogen LLC | 50815 | GEN6 | NG | CC | 129.2 | 1182 | 560947.8167 | 0.93949 | 164366.3275 | 597077.578 | 396209.6098 | Y | 36129.7613 | 23975.0397
NGCC | TX | Optim Energy Altura Cogen LLC | 50815 | GEN7 | NG | CC | 89.9 | 1182 | 390318.9529 | 0.93949 | 114369.4492 | 415458.7791 | 275690.7424 | Y | 25139.8262 | 16682.3225
NGCC | CA | OLS Energy Chino | 50850 | GEN2 | NG | CC | 7.3 | 0 | 51184.3766 | 0.78727 | 62920.9689 | 65015.1875 | 27085.4993 | Y | 13830.8109 | 5761.9524
NGCC | NJ | Elmwood Energy Holdings LLC | 50852 | GEN1 | NG | CC | 59 | 765 | 34452.4458 | 1 | 0 | 34452.4458 | 20219.9063 | Y | 0 | 0
NGCC | NJ | Elmwood Energy Holdings LLC | 50852 | GEN2 | NG | CC | 24 | 765 | 14014.5542 | 1 | 0 | 14014.5542 | 8225.0467 | Y | 0 | 0
NGCC | NY | Nassau Energy Corp | 52056 | GT1 | NG | CC | 43 | 633 | 296859.9326 | 0.60276 | 890055.2404 | 492505.1349 | 185972.7968 | Y | 195645.2023 | 73876.7637
NGCC | NY | Nassau Energy Corp | 52056 | ST1 | NG | CC | 12 | 633 | 82844.6324 | 0.60276 | 248387.5091 | 137443.2935 | 51899.3852 | Y | 54598.6611 | 20616.7713
NGCC | TX | Texas City Power Plant | 52088 | GEN1 | NG | CC | 141 | 1765 | 384551.1803 | 0.50072 | 1744455.2163 | 768004.1147 | 288427.1475 | Y | 383452.9344 | 144007.3483
NGCC | TX | Texas City Power Plant | 52088 | GEN2 | NG | CC | 103 | 1765 | 280913.2736 | 0.50072 | 1274318.3497 | 561024.2825 | 210695.0085 | Y | 280111.0089 | 105196.8573
NGCC | TX | Texas City Power Plant | 52088 | GEN3 | NG | CC | 103 | 1765 | 280913.2736 | 0.50072 | 1274318.3497 | 561024.2825 | 210695.0085 | Y | 280111.0089 | 105196.8573
NGCC | TX | Texas City Power Plant | 52088 | GEN4 | NG | CC | 103 | 1765 | 280913.2736 | 0.50072 | 1274318.3497 | 561024.2825 | 210695.0085 | Y | 280111.0089 | 105196.8573
NGCC | TX | C R Wing Cogen Plant | 52176 | GEN1 | NG | CC | 77.5 | 1100 | 77183.9348 | 0.82478 | 74598.87 | 93581.6935 | 43408.3939 | Y | 16397.7587 | 7606.1924
NGCC | TX | C R Wing Cogen Plant | 52176 | GEN2 | NG | CC | 77.5 | 1100 | 77183.9348 | 0.82478 | 74598.87 | 93581.6935 | 43408.3939 | Y | 16397.7587 | 7606.1924
NGCC | TX | C R Wing Cogen Plant | 52176 | GEN3 | NG | CC | 75 | 1100 | 74694.1304 | 0.82478 | 72192.4548 | 90562.9291 | 42008.1232 | Y | 15868.7987 | 7360.8314
NGCC | NY | Lockport Energy Associates LP | 54041 | GEN1 | NG | CC | 48.7 | 1531 | 62067.9629 | 0.85922 | 46266.4519 | 72237.904 | 30673.6334 | Y | 10169.9411 | 4318.3568
NGCC | NY | Lockport Energy Associates LP | 54041 | GEN2 | NG | CC | 48.7 | 1531 | 62067.9629 | 0.85922 | 46266.4519 | 72237.904 | 30673.6334 | Y | 10169.9411 | 4318.3568
NGCC | NY | Lockport Energy Associates LP | 54041 | GEN3 | NG | CC | 48.7 | 1531 | 62067.9629 | 0.85922 | 46266.4519 | 72237.904 | 30673.6334 | Y | 10169.9411 | 4318.3568
NGCC | NY | Lockport Energy Associates LP | 54041 | GEN4 | NG | CC | 75.2 | 1531 | 95842.1112 | 0.85922 | 71442.2421 | 111546.0038 | 47364.6249 | Y | 15703.8926 | 6668.1814
NGCC | NY | Indeck Olean Energy Center | 54076 | GEN1 | NG | CC | 46 | 789 | 64666.4954 | 0.95742 | 13084.3319 | 67542.5941 | 35299.6943 | Y | 2876.0987 | 1503.1316
NGCC | NY | Indeck Olean Energy Center | 54076 | GEN2 | NG | CC | 44.6 | 789 | 62698.3846 | 0.95742 | 12686.1131 | 65486.9499 | 34225.3557 | Y | 2788.5653 | 1457.3841
NGCC | NY | Kennedy International Airport Cogen | 54114 | GEN1 | NG | CC | 47.1 | 718 | 258879.7871 | 0.9766 | 28222.9268 | 265083.5371 | 136905.3291 | Y | 6203.75 | 3203.9954
NGCC | NY | Kennedy International Airport Cogen | 54114 | GEN2 | NG | CC | 47.1 | 718 | 258879.7871 | 0.9766 | 28222.9268 | 265083.5371 | 136905.3291 | Y | 6203.75 | 3203.9954
NGCC | NY | Kennedy International Airport Cogen | 54114 | GEN3 | NG | CC | 27 | 718 | 148402.4257 | 0.9766 | 16178.7478 | 151958.7155 | 78480.7619 | Y | 3556.2898 | 1836.6853
NGCC | NY | Fortistar North Tonawanda | 54131 | GEN1 | NG | CC | 38.3 | 570 | 52054.0633 | 0.88497 | 30779.9494 | 58819.8787 | 27265.8081 | Y | 6765.8154 | 3136.2768
NGCC | NY | Fortistar North Tonawanda | 54131 | GEN2 | NG | CC | 17 | 570 | 23104.9367 | 0.88497 | 13662.1185 | 26108.0401 | 12102.3169 | Y | 3003.1034 | 1392.0811
NGCC | WA | March Point Cogeneration | 54268 | GTG1 | NG | CC | 46.6 | 0 | 300556.8693 | 0.47658 | 1501707.7968 | 630650.9044 | 224411.5482 | Y | 330094.0351 | 117461.0437
NGCC | WA | March Point Cogeneration | 54268 | GTG2 | NG | CC | 46.6 | 0 | 300556.8693 | 0.47658 | 1501707.7968 | 630650.9044 | 224411.5482 | Y | 330094.0351 | 117461.0437
NGCC | WA | March Point Cogeneration | 54268 | GTG3 | NG | CC | 46.6 | 0 | 300556.8693 | 0.47658 | 1501707.7968 | 630650.9044 | 224411.5482 | Y | 330094.0351 | 117461.0437
NGCC | WA | March Point Cogeneration | 54268 | STG1 | NG | CC | 27 | 0 | 174142.3921 | 0.47658 | 870088.2085 | 365398.5927 | 130023.8584 | Y | 191256.2006 | 68056.8279
NGCC | NV | Saguaro Power | 54271 | CTG1 | NG | CC | 45.1 | 0 | 253441.0827 | 0.93505 | 80088.3037 | 271045.4871 | 145640.4777 | Y | 17604.4044 | 9459.349
NGCC | NV | Saguaro Power | 54271 | CTG2 | NG | CC | 45.1 | 0 | 253441.0827 | 0.93505 | 80088.3037 | 271045.4871 | 145640.4777 | Y | 17604.4044 | 9459.349
NGCC | NV | Saguaro Power | 54271 | STG | NG | CC | 37 | 0 | 207922.8395 | 0.93505 | 65704.3733 | 222365.4772 | 119483.3187 | Y | 14442.6377 | 7760.4415
NGCC | NV | Nevada Cogen Associates 2 Black Mountain | 54349 | STM | NG | CC | 29.7 | 0 | 224738.3271 | 0.7028 | 432360.6027 | 319776.5604 | 123955.6834 | Y | 95038.2333 | 36839.877
NGCC | NV | Nevada Cogen Assoc#1 GarnetVly | 54350 | STM | NG | CC | 29.7 | 0 | 217020.3364 | 0.80269 | 242693.2301 | 270367.3242 | 115660.0901 | Y | 53346.9878 | 22821.2394
NGCC | FL | Orange Cogeneration Facility | 54365 | APC1 | NG | CC | 54 | 385 | 127114.1816 | 0.84541 | 105744.8205 | 150358.2072 | 56739.8458 | Y | 23244.0256 | 8771.4695
NGCC | FL | Orange Cogeneration Facility | 54365 | APC2 | NG | CC | 54 | 385 | 127114.1816 | 0.84541 | 105744.8205 | 150358.2072 | 56739.8458 | Y | 23244.0256 | 8771.4695
NGCC | FL | Orange Cogeneration Facility | 54365 | APC3 | NG | CC | 28.6 | 385 | 67323.4369 | 0.84541 | 56005.5901 | 79634.1616 | 30051.1035 | Y | 12310.7247 | 4645.6301
NGCC | FL | Lake Cogen Ltd | 54423 | GT1 | NG | CC | 57.4 | 590 | 192501.1097 | 0.89458 | 103197.9353 | 215185.2983 | 93812.2594 | Y | 22684.1886 | 9889.4069
NGCC | FL | Lake Cogen Ltd | 54423 | GT2 | NG | CC | 69.2 | 590 | 232074.5086 | 0.89458 | 124412.8419 | 259421.9973 | 113097.7065 | Y | 27347.4887 | 11922.4209
NGCC | FL | Lake Cogen Ltd | 54423 | ST1 | NG | CC | 31.1 | 590 | 104299.3817 | 0.89458 | 55913.8639 | 116589.9438 | 50828.5935 | Y | 12290.5621 | 5358.1978
NGCC | FL | Pasco Cogen Ltd | 54424 | GT1 | NG | CC | 57.4 | 590 | 101612.218 | 0.92885 | 35410.2979 | 109395.8415 | 51036.8264 | Y | 7783.6235 | 3631.3212
NGCC | FL | Pasco Cogen Ltd | 54424 | GT2 | NG | CC | 57.4 | 590 | 101612.218 | 0.92885 | 35410.2979 | 109395.8415 | 51036.8264 | Y | 7783.6235 | 3631.3212
NGCC | FL | Pasco Cogen Ltd | 54424 | ST1 | NG | CC | 26.5 | 590 | 46911.564 | 0.92885 | 16347.9598 | 50505.0487 | 23562.2979 | Y | 3593.4847 | 1676.4811
NGCC | FL | Mulberry Cogeneration Facility | 54426 | GT1 | NG | CC | 82 | 1077 | 251277.5025 | 0.90425 | 121051.9235 | 277886.2196 | 129987.9689 | Y | 26608.7171 | 12446.868
NGCC | FL | Mulberry Cogeneration Facility | 54426 | ST1 | NG | CC | 49.5 | 1077 | 151685.8095 | 0.90425 | 73074.027 | 167748.3887 | 78468.3471 | Y | 16062.5792 | 7513.6581
NGCC | FL | Orlando Cogen LP | 54466 | GEN1 | NG | CC | 122.4 | 1256 | 807098 | 0.9412 | 229387.336 | 857520.187 | 406989.53 | Y | 50422.187 | 23930.9844
NGCC | WA | Sumas Power Plant | 54476 | GEN1 | NG | CC | 87.8 | 1200 | 157917.5697 | 1 | 0 | 157917.5697 | 82159.6769 | Y | 0 | 0
NGCC | WA | Sumas Power Plant | 54476 | GEN2 | NG | CC | 37.7 | 1200 | 67807.4303 | 1 | 0 | 67807.4303 | 35278.1301 | Y | 0 | 0
NGCC | WA | Ferndale Generating Station | 54537 | CT1A | NG | CC | 95.9 | 1340 | 14548.2483 | 0.99368 | 420.8145 | 14640.7485 | 5298.6114 | Y | 92.5002 | 33.4766
NGCC | WA | Ferndale Generating Station | 54537 | CT1B | NG | CC | 95.9 | 1340 | 14548.2483 | 0.99368 | 420.8145 | 14640.7485 | 5298.6114 | Y | 92.5002 | 33.4766
NGCC | WA | Ferndale Generating Station | 54537 | ST1 | NG | CC | 93.7 | 1340 | 14214.5033 | 0.99368 | 411.1607 | 14304.8815 | 5177.0582 | Y | 90.3782 | 32.7087
NGCC | NY | Sithe Independence Station | 54547 | 1 | NG | CC | 169.2 | 2133 | 850968.9589 | 0.91127 | 376950.9881 | 933827.4703 | 375674.2426 | Y | 82858.5114 | 33333.5755
NGCC | NY | Sithe Independence Station | 54547 | 2 | NG | CC | 169.2 | 2133 | 850968.9589 | 0.91127 | 376950.9881 | 933827.4703 | 375674.2426 | Y | 82858.5114 | 33333.5755
NGCC | NY | Sithe Independence Station | 54547 | 3 | NG | CC | 169.2 | 2133 | 850968.9589 | 0.91127 | 376950.9881 | 933827.4703 | 375674.2426 | Y | 82858.5114 | 33333.5755
NGCC | NY | Sithe Independence Station | 54547 | 4 | NG | CC | 169.5 | 2133 | 852477.7691 | 0.91127 | 377619.3409 | 935483.1928 | 376340.3317 | Y | 83005.4237 | 33392.6776
NGCC | NY | Sithe Independence Station | 54547 | 5 | NG | CC | 204.5 | 2133 | 1028505.6271 | 0.91127 | 455593.8361 | 1128650.8138 | 454050.7247 | Y | 100145.1867 | 40287.9208
NGCC | NY | Sithe Independence Station | 54547 | 6 | NG | CC | 204.5 | 2133 | 1028505.6271 | 0.91127 | 455593.8361 | 1128650.8138 | 454050.7247 | Y | 100145.1867 | 40287.9208
NGCC | NY | Batavia Power Plant | 54593 | GEN1 | NG | CC | 47.7 | 551 | 71345.3656 | 1 | 0 | 71345.3656 | 36518.1869 | Y | 0 | 0
NGCC | NY | Batavia Power Plant | 54593 | GEN2 | NG | CC | 18.5 | 551 | 27670.6344 | 1 | 0 | 27670.6344 | 14163.2381 | Y | 0 | 0
NGCC | FL | Auburndale Power Partners | 54658 | CT | NG | CC | 121.5 | 1600 | 645404.1057 | 0.73228 | 1073475.1304 | 881367.2791 | 318955.5863 | Y | 235963.1734 | 85392.0654
NGCC | FL | Auburndale Power Partners | 54658 | ST | NG | CC | 52 | 1600 | 276222.3333 | 0.73228 | 459429.6854 | 377210.6874 | 136507.7407 | Y | 100988.3541 | 36546.3984
NGCC | TX | Oyster Creek Unit VIII | 54676 | G81 | NG | CC | 99 | 0 | 457782.8399 | 0.84336 | 386806.4044 | 542807.6943 | 305742.6245 | Y | 85024.8544 | 47891.219
NGCC | TX | Oyster Creek Unit VIII | 54676 | G82 | NG | CC | 99 | 0 | 457782.8399 | 0.84336 | 386806.4044 | 542807.6943 | 305742.6245 | Y | 85024.8544 | 47891.219
NGCC | TX | Oyster Creek Unit VIII | 54676 | G83 | NG | CC | 99 | 0 | 457782.8399 | 0.84336 | 386806.4044 | 542807.6943 | 305742.6245 | Y | 85024.8544 | 47891.219
NGCC | TX | Oyster Creek Unit VIII | 54676 | G84 | NG | CC | 200.9 | 0 | 928975.4802 | 0.84336 | 784943.5016 | 1101515.8161 | 620441.3461 | Y | 172540.3359 | 97185.312
NGCC | AZ | Yuma Cogeneration Associates | 54694 | GEN1 | NG | CC | 44.1 | 0 | 59113.7252 | 0.81252 | 62050.9478 | 72753.2946 | 32367.9565 | Y | 13639.5694 | 6068.2474
NGCC | AZ | Yuma Cogeneration Associates | 54694 | GEN2 | NG | CC | 18.5 | 0 | 24798.2748 | 0.81252 | 26030.443 | 30520.0896 | 13578.3945 | Y | 5721.8148 | 2545.6367
NGCC | CA | Goal Line LP | 54749 | CTG | NG | CC | 41.2 | 0 | 153027.5409 | 0.87124 | 102890.6724 | 175644.1893 | 80203.2748 | Y | 22616.6484 | 10327.2945
NGCC | CA | Goal Line LP | 54749 | STG | NG | CC | 10.2 | 0 | 37885.4591 | 0.87124 | 25472.9334 | 43484.7264 | 19856.1505 | Y | 5599.2673 | 2556.7574
NGCC | OR | Hermiston Generating Plant | 54761 | GEN1 | NG | CC | 106.1 | 2067 | 390435.7025 | 1 | 0 | 390435.7025 | 172543.5559 | Y | 0 | 0
NGCC | OR | Hermiston Generating Plant | 54761 | GEN2 | NG | CC | 204.5 | 2067 | 752536.2975 | 1 | 0 | 752536.2975 | 332565.1006 | Y | 0 | 0
NGCC | OR | Hermiston Generating Plant | 54761 | GEN3 | NG | CC | 106.1 | 2067 | 390435.7025 | 1 | 0 | 390435.7025 | 172543.5559 | Y | 0 | 0
NGCC | OR | Hermiston Generating Plant | 54761 | GEN4 | NG | CC | 204.5 | 2067 | 752536.2975 | 1 | 0 | 752536.2975 | 332565.1006 | Y | 0 | 0
NGCC | PA | Grays Ferry Cogeneration | 54785 | GEN1 | NG | CC | 57.6 | 1881 | 259500.4911 | 0.23997 | 3739139.1969 | 1081409.7518 | 188278.4258 | Y | 821909.2607 | 143098.1934
NGCC | PA | Grays Ferry Cogeneration | 54785 | GEN2 | NG | CC | 135 | 1881 | 608204.2759 | 0.23997 | 8763607.491 | 2534554.1054 | 441277.5605 | Y | 1926349.8295 | 335386.3907
NGCC | MD | Panda Brandywine LP | 54832 | 1 | NG | CC | 98.7 | 1125 | 231218.9651 | 1 | 0 | 231218.9651 | 112739.7541 | Y | 0 | 0
NGCC | MD | Panda Brandywine LP | 54832 | 2 | NG | CC | 98.7 | 1125 | 231218.9651 | 1 | 0 | 231218.9651 | 112739.7541 | Y | 0 | 0
NGCC | MD | Panda Brandywine LP | 54832 | 3 | NG | CC | 91.4 | 1125 | 214117.6638 | 1 | 0 | 214117.6638 | 104401.3528 | Y | 0 | 0
NGCC | NY | Brooklyn Navy Yard Cogeneration | 54914 | 01 | NG | CC | 121 | 1447 | 628358.9955 | 0.64509 | 1572741.39 | 974067.097 | 360216.8121 | Y | 345708.1015 | 127845.2692
NGCC | NY | Brooklyn Navy Yard Cogeneration | 54914 | 02 | NG | CC | 121 | 1447 | 628358.9955 | 0.64509 | 1572741.39 | 974067.097 | 360216.8121 | Y | 345708.1015 | 127845.2692
NGCC | NY | Brooklyn Navy Yard Cogeneration | 54914 | 03 | NG | CC | 40 | 1447 | 207721.982 | 0.64509 | 519914.5091 | 322005.6519 | 119079.9379 | Y | 114283.6699 | 42262.8989
NGCC | NY | Brooklyn Navy Yard Cogeneration | 54914 | 04 | NG | CC | 40 | 1447 | 207721.982 | 0.64509 | 519914.5091 | 322005.6519 | 119079.9379 | Y | 114283.6699 | 42262.8989
NGCC | MI | Michigan Power LP | 54915 | G001 | NG | CC | 58 | 1478 | 395387.6184 | 0.99794 | 3720.2988 | 396205.3863 | 213962.956 | Y | 817.7679 | 441.6195
NGCC | MI | Michigan Power LP | 54915 | G101 | NG | CC | 96.1 | 1478 | 655116.3816 | 0.99794 | 6164.1503 | 656471.3384 | 354514.484 | Y | 1354.9568 | 731.7179
NGCC | MN | LSP-Cottage Grove LP | 55010 | CTG1 | NG | CC | 177.3 | 2258 | 312954.1962 | 0.83634 | 278608.6285 | 374195.8349 | 160351.2457 | Y | 61241.6387 | 26243.4056
NGCC | MN | LSP-Cottage Grove LP | 55010 | STG1 | NG | CC | 106.2 | 2258 | 187454.7978 | 0.83634 | 166882.3258 | 224137.6068 | 96047.9543 | Y | 36682.809 | 15719.4003
NGCC | WI | LSP-Whitewater LP | 55011 | CTG1 | NG | CC | 177.3 | 2236 | 597307.7561 | 0.85637 | 455760.508 | 697489.5794 | 290908.1333 | Y | 100181.8233 | 41783.717
NGCC | WI | LSP-Whitewater LP | 55011 | STG1 | NG | CC | 106.2 | 2236 | 357778.2499 | 0.85637 | 272993.6038 | 417785.6364 | 174249.5417 | Y | 60007.3865 | 25027.8102
NGCC | GA | Mid-Georgia Cogeneration Facility | 55040 | CT1 | NG | CC | 106.5 | 1375 | 125379.1851 | 0.81939 | 125724.0799 | 153014.9002 | 62386.3666 | Y | 27635.7151 | 11267.4769
NGCC | GA | Mid-Georgia Cogeneration Facility | 55040 | CT2 | NG | CC | 106.5 | 1375 | 125379.1851 | 0.81939 | 125724.0799 | 153014.9002 | 62386.3666 | Y | 27635.7151 | 11267.4769
NGCC | GA | Mid-Georgia Cogeneration Facility | 55040 | ST1 | NG | CC | 110 | 1375 | 129499.6278 | 0.81939 | 129855.8571 | 158043.5589 | 64436.6228 | Y | 28543.9311 | 11637.7696
NGCC | SC | Cherokee County Cogen | 55043 | GT1 | NG | CC | 60 | 832 | 400777.7372 | 1 | 0 | 400777.7372 | 201065.6472 | Y | 0 | 0
NGCC | SC | Cherokee County Cogen | 55043 | ST1 | NG | CC | 41.2 | 832 | 275200.7128 | 1 | 0 | 275200.7128 | 138065.0778 | Y | 0 | 0
NGCC | TX | Pasadena Cogeneration | 55047 | CTG1 | NG | CC | 175 | 1800 | 995523.0368 | 0.849 | 805492.6002 | 1172580.32 | 413057.5284 | Y | 177057.2832 | 62370.8607
NGCC | TX | Pasadena Cogeneration | 55047 | CTG2 | NG | CC | 185 | 1800 | 1052410.0675 | 0.849 | 851520.7488 | 1239584.9097 | 436660.8157 | Y | 187174.8422 | 65934.9098
NGCC | TX | Pasadena Cogeneration | 55047 | CTG3 | NG | CC | 185 | 1800 | 1052410.0675 | 0.849 | 851520.7488 | 1239584.9097 | 436660.8157 | Y | 187174.8422 | 65934.9098
NGCC | TX | Pasadena Cogeneration | 55047 | STG1 | NG | CC | 85 | 1800 | 483539.7607 | 0.849 | 391239.2629 | 569539.0125 | 200627.9424 | Y | 85999.2518 | 30294.418
NGCC | TX | Pasadena Cogeneration | 55047 | STG2 | NG | CC | 185 | 1800 | 1052410.0675 | 0.849 | 851520.7488 | 1239584.9097 | 436660.8157 | Y | 187174.8422 | 65934.9098
NGCC | AR | Pine Bluff Energy Center | 55075 | CT01 | NG | CC | 180 | 2406 | 1135758.0508 | 0.53182 | 4548660.4528 | 2135610.1433 | 642744.373 | Y | 999852.0925 | 300920.7033
NGCC | AR | Pine Bluff Energy Center | 55075 | ST01 | NG | CC | 56 | 2406 | 353346.9492 | 0.53182 | 1415138.8078 | 664412.0447 | 199964.916 | Y | 311065.0955 | 93619.7743
NGCC | CA | Crockett Cogen Project | 55084 | GE1 | NG | CC | 247.4 | 0 | 1675114 | 0.67684 | 3638461.2452 | 2474892.9959 | 857754.4437 | Y | 799778.9959 | 277189.3528
NGCC | TX | Gregory Power Facility | 55086 | GT1A | NG | CC | 166 | 2378 | 1056045.3048 | 0.37234 | 8098868.7117 | 2836277.2901 | 687129.517 | Y | 1780231.9853 | 431287.1483
NGCC | TX | Gregory Power Facility | 55086 | GT1B | NG | CC | 166 | 2378 | 1056045.3048 | 0.37234 | 8098868.7117 | 2836277.2901 | 687129.517 | Y | 1780231.9853 | 431287.1483
NGCC | TX | Gregory Power Facility | 55086 | STG | NG | CC | 100 | 2378 | 636171.8704 | 0.37234 | 4878836.5736 | 1708600.7773 | 413933.444 | Y | 1072428.9069 | 259811.5351
NGCC | MI | Zeeland Generating Station | 55087 | 2A | NG | CC | 188.7 | 2323 | 810341.1153 | 1 | 0 | 810341.1153 | 359447.2587 | Y | 0 | 0
NGCC | MI | Zeeland Generating Station | 55087 | 2B | NG | CC | 188.7 | 2323 | 810341.1153 | 1 | 0 | 810341.1153 | 359447.2587 | Y | 0 | 0
NGCC | MI | Zeeland Generating Station | 55087 | 2C | NG | CC | 213.3 | 2323 | 915981.7694 | 1 | 0 | 915981.7694 | 406306.8377 | Y | 0 | 0
NGCC | MI | Dearborn Industrial Generation | 55088 | GT1 | NG | CC | 170 | 2164 | 830820.2571 | 0.54569 | 3146742.0033 | 1522513.2531 | 439973.8318 | Y | 691692.996 | 199884.5115
NGCC | MI | Dearborn Industrial Generation | 55088 | GT2 | NG | CC | 170 | 2164 | 830820.2571 | 0.54569 | 3146742.0033 | 1522513.2531 | 439973.8318 | Y | 691692.996 | 199884.5115
NGCC | MI | Dearborn Industrial Generation | 55088 | ST1 | NG | CC | 250 | 2164 | 1221794.4958 | 0.54569 | 4627561.7698 | 2238990.0782 | 647020.3409 | Y | 1017195.5824 | 293947.8111
NGCC | IN | Portside Energy | 55096 | GT | NG | CC | 50 | 0 | 190797.619 | 1 | 0 | 190797.619 | 120140.4986 | Y | 0 | 0
NGCC | IN | Portside Energy | 55096 | ST | NG | CC | 25.6 | 0 | 97688.381 | 1 | 0 | 97688.381 | 61511.9353 | Y | 0 | 0
NGCC | OR | Klamath Cogeneration Plant | 55103 | CT1 | NG | CC | 161.5 | 2000 | 716472.9322 | 0.94728 | 181395.7834 | 756345.9795 | 316259.2463 | Y | 39873.0473 | 16672.5549
NGCC | OR | Klamath Cogeneration Plant | 55103 | CT2 | NG | CC | 161.5 | 2000 | 716472.9322 | 0.94728 | 181395.7834 | 756345.9795 | 316259.2463 | Y | 39873.0473 | 16672.5549
NGCC | OR | Klamath Cogeneration Plant | 55103 | ST1 | NG | CC | 178.5 | 2000 | 791891.1356 | 0.94728 | 200490.0764 | 835961.3458 | 349549.6933 | Y | 44070.2102 | 18427.5607
NGCC | TX | Sabine Cogen | 55104 | CTG1 | NG | CC | 37.4 | 859 | 226026.6366 | 0.41299 | 1461566.9697 | 547297.219 | 173314.3571 | Y | 321270.5824 | 101737.7807
NGCC | TX | Sabine Cogen | 55104 | CTG2 | NG | CC | 37.4 | 859 | 226026.6366 | 0.41299 | 1461566.9697 | 547297.219 | 173314.3571 | Y | 321270.5824 | 101737.7807
NGCC | TX | Sabine Cogen | 55104 | STG | NG | CC | 31.7 | 859 | 191578.7268 | 0.41299 | 1238814.7849 | 463885.6109 | 146900.1369 | Y | 272306.8841 | 86232.2901
NGCC | TX | SRW Cogen LP | 55120 | GT1A | NG | CC | 180 | 2025 | 1033034.2571 | 0.84127 | 886745.7302 | 1227951.988 | 892791.9456 | Y | 194917.7309 | 141716.4367
NGCC | TX | SRW Cogen LP | 55120 | GT1B | NG | CC | 180 | 2025 | 1033034.2571 | 0.84127 | 886745.7302 | 1227951.988 | 892791.9456 | Y | 194917.7309 | 141716.4367
NGCC | TX | SRW Cogen LP | 55120 | ST1A | NG | CC | 145 | 2025 | 832166.4849 | 0.84127 | 714322.9494 | 989183.5459 | 719193.5118 | Y | 157017.061 | 114160.4629
NGCC | TX | Eastman Cogeneration Facility | 55176 | GEN1 | NG | CC | 170 | 2335 | 743274.4798 | 0.64119 | 1892274.849 | 1159220.0064 | 436988.8903 | Y | 415945.5266 | 156798.1687
NGCC | TX | Eastman Cogeneration Facility | 55176 | GEN2 | NG | CC | 170 | 2335 | 743274.4798 | 0.64119 | 1892274.849 | 1159220.0064 | 436988.8903 | Y | 415945.5266 | 156798.1687
NGCC | TX | Eastman Cogeneration Facility | 55176 | GEN3 | NG | CC | 127.7 | 2335 | 558330.3004 | 0.64119 | 1421432.3424 | 870778.793 | 328255.7723 | Y | 312448.4926 | 117783.0949
NGCC | TX | Channelview Cogeneration Plant | 55187 | GT1 | NG | CC | 192.1 | 2707 | 1121039.7879 | 0.49192 | 5267459.3497 | 2278892.8103 | 668760.37 | Y | 1157853.0224 | 339781.7625
NGCC | TX | Channelview Cogeneration Plant | 55187 | GT2 | NG | CC | 192.1 | 2707 | 1121039.7879 | 0.49192 | 5267459.3497 | 2278892.8103 | 668760.37 | Y | 1157853.0224 | 339781.7625
NGCC | TX | Channelview Cogeneration Plant | 55187 | GT3 | NG | CC | 192.1 | 2707 | 1121039.7879 | 0.49192 | 5267459.3497 | 2278892.8103 | 668760.37 | Y | 1157853.0224 | 339781.7625
NGCC | TX | Channelview Cogeneration Plant | 55187 | GT4 | NG | CC | 192.1 | 2707 | 1121039.7879 | 0.49192 | 5267459.3497 | 2278892.8103 | 668760.37 | Y | 1157853.0224 | 339781.7625
NGCC | TX | Channelview Cogeneration Plant | 55187 | ST1 | NG | CC | 149.9 | 2707 | 874772.8485 | 0.49192 | 4110318.3575 | 1778271.9013 | 521848.93 | Y | 903499.0528 | 265139.4388
NGCC | TX | Corpus Christi Energy Center | 55206 | CT1 | NG | CC | 190 | 2500 | 739161.0773 | 1 | 0 | 739161.0773 | 470142.7783 | Y | 0 | 0
NGCC | TX | Corpus Christi Energy Center | 55206 | CT2 | NG | CC | 190 | 2500 | 739161.0773 | 1 | 0 | 739161.0773 | 470142.7783 | Y | 0 | 0
NGCC | TX | Corpus Christi Energy Center | 55206 | ST1 | NG | CC | 195.5 | 2500 | 760557.8454 | 1 | 0 | 760557.8454 | 483752.1745 | Y | 0 | 0
NGCC | IL | Morris Cogeneration LLC | 55216 | STG1 | NG | CC | 62 | 0 | 217378.2364 | 0.46318 | 1146171.7393 | 469321.0279 | 162180.0969 | Y | 251942.7915 | 87062.1683
NGCC | IL | Morris Cogeneration LLC | 55216 | UNT1 | NG | CC | 39 | 0 | 136737.9229 | 0.46318 | 720978.9973 | 295218.0659 | 102016.5126 | Y | 158480.143 | 54764.9124
NGCC | IL | Morris Cogeneration LLC | 55216 | UNT2 | NG | CC | 39 | 0 | 136737.9229 | 0.46318 | 720978.9973 | 295218.0659 | 102016.5126 | Y | 158480.143 | 54764.9124
NGCC | IL | Morris Cogeneration LLC | 55216 | UNT3 | NG | CC | 39 | 0 | 136737.9229 | 0.46318 | 720978.9973 | 295218.0659 | 102016.5126 | Y | 158480.143 | 54764.9124
NGCC | CA | Los Medanos Energy Center | 55217 | CTG1 | NG | CC | 198.9 | 2225 | 1054001.6842 | 0.89195 | 580844.3996 | 1181678.5012 | 469655.0119 | Y | 127676.817 | 50744.8151
NGCC | CA | Los Medanos Energy Center | 55217 | CTG2 | NG | CC | 198.9 | 2225 | 1054001.6842 | 0.89195 | 580844.3996 | 1181678.5012 | 469655.0119 | Y | 127676.817 | 50744.8151
NGCC | CA | Los Medanos Energy Center | 55217 | STG3 | NG | CC | 280.5 | 2225 | 1486412.6316 | 0.89195 | 819139.5379 | 1666469.6812 | 662333.9912 | Y | 180057.0496 | 71563.2007
NGCC | FL | Santa Rosa Energy Center | 55242 | CT01 | NG | CC | 200 | 1958 | 624828.4153 | 1 | 0 | 624828.4153 | 279678.2135 | Y | 0 | 0
NGCC | FL | Santa Rosa Energy Center | 55242 | ST01 | NG | CC | 74.5 | 1958 | 232748.5847 | 1 | 0 | 232748.5847 | 104180.1345 | Y | 0 | 0
NGCC | IN | Whiting Clean Energy | 55259 | CT1 | NG | CC | 181.9 | 2994 | 618888.8904 | 0.78318 | 779481.604 | 790228.6334 | 442917.7153 | Y | 171339.743 | 96034.7478
NGCC | IN | Whiting Clean Energy | 55259 | CT2 | NG | CC | 181.9 | 2994 | 618888.8904 | 0.78318 | 779481.604 | 790228.6334 | 442917.7153 | Y | 171339.743 | 96034.7478
NGCC | IN | Whiting Clean Energy | 55259 | ST1 | NG | CC | 213 | 2994 | 724702.2191 | 0.78318 | 912751.9607 | 925336.4426 | 518644.7134 | Y | 200634.2235 | 112454.1027
NGCC | AL | Morgan Energy Center | 55293 | CTG1 | NG | CC | 210 | 2236 | 945071.4 | 1 | 0 | 945071.4 | 419965.7408 | Y | 0 | 0
NGCC | AL | Morgan Energy Center | 55293 | CTG2 | NG | CC | 210 | 2236 | 945071.4 | 1 | 0 | 945071.4 | 419965.7408 | Y | 0 | 0
NGCC | AL | Morgan Energy Center | 55293 | CTG3 | NG | CC | 210 | 2236 | 945071.4 | 1 | 0 | 945071.4 | 419965.7408 | Y | 0 | 0
NGCC | AL | Morgan Energy Center | 55293 | STG1 | NG | CC | 270 | 2236 | 1215091.8 | 1 | 0 | 1215091.8 | 539955.9525 | Y | 0 | 0
NGCC | TX | Channel Energy Center LLC | 55299 | CTG1 | NG | CC | 215 | 2600 | 762505.7819 | 0.57966 | 2515475.3745 | 1315438.5283 | 357079.6402 | Y | 552932.7464 | 150095.213
NGCC | TX | Channel Energy Center LLC | 55299 | CTG2 | NG | CC | 215 | 2600 | 762505.7819 | 0.57966 | 2515475.3745 | 1315438.5283 | 357079.6402 | Y | 552932.7464 | 150095.213
NGCC | TX | Channel Energy Center LLC | 55299 | ST-1 | NG | CC | 285 | 2600 | 1010763.4783 | 0.57966 | 3334467.3568 | 1743720.8398 | 473338.1277 | Y | 732957.3615 | 198963.4219
NGCC | NV | Chuck Lenzie Generating Station | 55322 | CTG1 | NG | CC | 201.5 | 2381 | 875932.2963 | 1 | 0 | 875932.2963 | 380759.0132 | Y | 0 | 0
NGCC | TX | Baytown Energy Center | 55327 | CTG1 | NG | CC | 210 | 2500 | 1061577.7826 | 0.9562 | 221241.4151 | 1110209.3949 | 471636.7925 | Y | 48631.6123 | 20659.5781
NGCC | TX | Baytown Energy Center | 55327 | CTG2 | NG | CC | 214.8 | 2500 | 1085842.4177 | 0.9562 | 226298.3617 | 1135585.6097 | 482417.0621 | Y | 49743.192 | 21131.797
NGCC | TX | Baytown Energy Center | 55327 | CTG3 | NG | CC | 214.8 | 2500 | 1085842.4177 | 0.9562 | 226298.3617 | 1135585.6097 | 482417.0621 | Y | 49743.192 | 21131.797
NGCC | TX | Baytown Energy Center | 55327 | STG1 | NG | CC | 275 | 2500 | 1390161.382 | 0.9562 | 289720.9007 | 1453845.6363 | 617619.6093 | Y | 63684.2543 | 27054.2094
NGCC | SC | Columbia Energy Center | 55386 | CT1 | NG | CC | 197 | 2484 | 15149.135 | 0.77798 | 19668.2991 | 19472.4716 | 7200.9282 | Y | 4323.3366 | 1598.7717
NGCC | SC | Columbia Energy Center | 55386 | CT2 | NG | CC | 197 | 2484 | 15149.135 | 0.77798 | 19668.2991 | 19472.4716 | 7200.9282 | Y | 4323.3366 | 1598.7717
NGCC | SC | Columbia Energy Center | 55386 | ST1 | NG | CC | 274.5 | 2484 | 21108.8201 | 0.77798 | 27405.8279 | 27132.9616 | 10033.7806 | Y | 6024.1415 | 2227.7301
NGCC | LA | Carville Energy LLC | 55404 | CTG1 | NG | CC | 187 | 2493 | 951282.1228 | 0.73461 | 1563420.8601 | 1294941.4561 | 464400.4504 | Y | 343659.3333 | 123245.3779
NGCC | LA | Carville Energy LLC | 55404 | CTG2 | NG | CC | 187 | 2493 | 951282.1228 | 0.73461 | 1563420.8601 | 1294941.4561 | 464400.4504 | Y | 343659.3333 | 123245.3779
NGCC | LA | Carville Energy LLC | 55404 | STG | NG | CC | 196 | 2493 | 997065.7544 | 0.73461 | 1638665.7144 | 1357264.8417 | 486751.2742 | Y | 360199.0873 | 129176.9737
NGCC | TX | Deer Park Energy Center | 55464 | CTG1 | NG | CC | 180 | 2707 | 1126825.3012 | 0.53927 | 4379649.303 | 2089526.6427 | 671902.7669 | Y | 962701.3415 | 309563.7461
NGCC | TX | Deer Park Energy Center | 55464 | CTG2 | NG | CC | 180 | 2707 | 1126825.3012 | 0.53927 | 4379649.303 | 2089526.6427 | 671902.7669 | Y | 962701.3415 | 309563.7461
NGCC | TX | Deer Park Energy Center | 55464 | CTG3 | NG | CC | 180 | 2707 | 1126825.3012 | 0.53927 | 4379649.303 | 2089526.6427 | 671902.7669 | Y | 962701.3415 | 309563.7461
NGCC | TX | Deer Park Energy Center | 55464 | CTG4 | NG | CC | 180 | 2707 | 1126825.3012 | 0.53927 | 4379649.303 | 2089526.6427 | 671902.7669 | Y | 962701.3415 | 309563.7461
NGCC | TX | Deer Park Energy Center | 55464 | STG1 | NG | CC | 276 | 2707 | 1727798.7952 | 0.53927 | 6715462.2647 | 3203940.8522 | 1030250.9093 | Y | 1476142.057 | 474664.4107
NGCC | PA | FPL Energy Marcus Hook LP | 55801 | CT13 | NG | CC | 188.2 | 2282 | 1036230.9505 | 0.99982 | 843.9857 | 1036416.469 | 499126.0685 | Y | 185.5185 | 89.3436
NGCC | PA | FPL Energy Marcus Hook LP | 55801 | CT1A | NG | CC | 188.2 | 2282 | 1036230.9505 | 0.99982 | 843.9857 | 1036416.469 | 499126.0685 | Y | 185.5185 | 89.3436
NGCC | PA | FPL Energy Marcus Hook LP | 55801 | CTIB | NG | CC | 188.2 | 2282 | 1036230.9505 | 0.99982 | 843.9857 | 1036416.469 | 499126.0685 | Y | 185.5185 | 89.3436
NGCC | PA | FPL Energy Marcus Hook LP | 55801 | STG | NG | CC | 271.5 | 2282 | 1494881.5254 | 0.99982 | 1217.5458 | 1495149.1571 | 720046.374 | Y | 267.6317 | 128.8883
NGCC | NY | Empire Generating Co LLC | 56259 | CT11 | NG | CC | 179 | 2750 | 969856.8854 | 1 | 0 | 969856.8854 | 434440.6343 | Y | 0 | 0
NGCC | NY | Empire Generating Co LLC | 56259 | CT12 | NG | CC | 179 | 2750 | 969856.8854 | 1 | 0 | 969856.8854 | 434440.6343 | Y | 0 | 0
NGCC | NY | Empire Generating Co LLC | 56259 | ST13 | NG | CC | 295.7 | 2750 | 1602160.2292 | 1 | 0 | 1602160.2292 | 717676.5115 | Y | 0 | 0
NGCC | CA | Clearwater Power Plant | 56356 | CT1 | NG | CC | 41 | 0 | 20753.5306 | 1 | 0 | 20753.5306 | 10725.7415 | Y | 0 | 0
NGCC | CA | Clearwater Power Plant | 56356 | ST1 | NG | CC | 8 | 0 | 4049.4694 | 1 | 0 | 4049.4694 | 2092.8276 | Y | 0 | 0
NGCC | CA | Algonquin Power Sanger LLC | 57564 | CTG | NG | CC | 49 | 0 | 67135.2973 | 1 | 0 | 67135.2973 | 29906.4472 | Y | 0 | 0
NGCC | CA | Algonquin Power Sanger LLC | 57564 | STG | NG | CC | 12.5 | 0 | 17126.3514 | 1 | 0 | 17126.3514 | 7629.1957 | Y | 0 | 0
NGCC | CA | Algonquin Power Sanger LLC | 57564 | STG2 | NG | CC | 12.5 | 0 | 17126.3514 | 1 | 0 | 17126.3514 | 7629.1957 | Y | 0 | 0
NGCC | NC | Lee Combined Cycle Plant | 58215 | 1A | NG | CC | 221 | 0 | 0 | 0 |  |  | 0 | Y | 0 | #DIV/0!
NGCC | NC | Lee Combined Cycle Plant | 58215 | 1B | NG | CC | 221 | 0 | 0 | 0 |  |  | 0 | Y | 0 | #DIV/0!
NGCC | NC | Lee Combined Cycle Plant | 58215 | 1C | NG | CC | 221 | 0 | 0 | 0 |  |  | 0 | Y | 0 | #DIV/0!
NGCC | NC | Lee Combined Cycle Plant | 58215 | ST1 | NG | CC | 405 | 0 | 0 | 0 |  |  | 0 | Y | 0 | #DIV/0!
OGST | CO | Zuni | 478 | 2 | NG | ST | 75 | 450 | 618 | 1 | 0 | 618 | 1599.7887 | Y | 0 | 0
OGST | DE | Edge Moor | 593 | 3 | NG | ST | 75 | 1117 | 187366 | 0.99867 | 1135.189 | 187615.5287 | 144757.025 | Y | 249.5287 | 192.5268
OGST | DE | Edge Moor | 593 | 4 | NG | ST | 176.8 | 1117 | 420631 | 0.99867 | 2548.465 | 421191.1843 | 271059.675 | Y | 560.1843 | 360.5094
OGST | DE | Edge Moor | 593 | 5 | NG | ST | 446 | 1117 | 467531 | 0.99867 | 2832.6167 | 468153.6443 | 339248.275 | Y | 622.6443 | 451.2002
OGST | MA | Blackstone | 1594 | 1 | RFO | ST | 12.5 | 280 | 0 | 0 |  |  | 0 | Y | 0 | #DIV/0!
OGST | MI | Mistersky | 1822 | 6 | NG | ST | 50 | 0 | 0 | 0 |  |  | 0 | Y | 0 | #DIV/0!
OGST | MI | Mistersky | 1822 | 7 | NG | ST | 60 | 0 | 0 | 0 |  |  | 0 | Y | 0 | #DIV/0!
OGST | NY | East River | 2493 | 6 | NG | ST | 156.2 | 1930 | 495900 | 1 | 0 | 495900 | 433647.475 | Y | 0 | 0
OGST | NY | East River | 2493 | 7 | NG | ST | 200 | 1930 | 246954 | 1 | 0 | 246954 | 285285.5 | Y | 0 | 0
OGST | OH | Haverhill North Cogeneration Facility | 56848 | SCKG1 | OG | ST | 67 | 0 | 319117 | 0.59839 | 974368.672 | 533295.3423 | 354486.1665 | Y | 214178.3423 | 142366.2528
SST | FL | University of Florida | 7345 | P1 | NG | GT | 43 | 586 | 361306 | 1 | 0 | 361306 | 207773.735 | Y | 0 | 0
SST | CA | SCA Cogen 2 | 7551 | CT1C | NG | GT | 44 | 500 | 323731 | 1 | 0 | 323731 | 21971.693 | Y | 0 | 0
SST | CA | Greenleaf 2 Power Plant | 10349 | GEN1 | NG | GT | 49.5 | 500 | 279762 | 0.83808 | 245899.6453 | 333813.7978 | 32168.151 | Y | 54051.7978 | 5208.7313
SST | CA | Kern River Cogeneration | 10496 | GTAG | NG | GT | 75 | 0 | 323967.5 | 0.38732 | 2331428.6808 | 836444.4961 | 232939.4658 | Y | 512476.9961 | 142718.5166
SST | CA | Kern River Cogeneration | 10496 | GTBG | NG | GT | 75 | 0 | 323967.5 | 0.38732 | 2331428.6808 | 836444.4961 | 232939.4658 | Y | 512476.9961 | 142718.5166
SST | CA | Kern River Cogeneration | 10496 | GTCG | NG | GT | 75 | 0 | 323967.5 | 0.38732 | 2331428.6808 | 836444.4961 | 232939.4658 | Y | 512476.9961 | 142718.5166
SST | CA | Kern River Cogeneration | 10496 | GTDG | NG | GT | 75 | 0 | 323967.5 | 0.38732 | 2331428.6808 | 836444.4961 | 232939.4658 | Y | 512476.9961 | 142718.5166
SST | CA | Mid-Set Cogeneration | 10501 | K100 | NG | GT | 39.1 | 0 | 273074 | 0.37563 | 2064933.9517 | 726972.1429 | 212188.7528 | Y | 453898.1429 | 132483.8672
SST | CA | Coalinga Cogeneration | 50131 | K100 | NG | GT | 38.4 | 550 | 275360 | 0.37857 | 2056303.6581 | 727361.0972 | 204262.104 | Y | 452001.0972 | 126933.7822
SST | CA | Sycamore Cogeneration | 50134 | GTAG | NG | GT | 75 | 0 | 357150.75 | 0.38353 | 2611620.6574 | 931217.4244 | 254174.1969 | Y | 574066.6744 | 156690.513
SST | CA | Sycamore Cogeneration | 50134 | GTBG | NG | GT | 75 | 0 | 357150.75 | 0.38353 | 2611620.6574 | 931217.4244 | 254174.1969 | Y | 574066.6744 | 156690.513
SST | CA | Sycamore Cogeneration | 50134 | GTCG | NG | GT | 75 | 0 | 357150.75 | 0.38353 | 2611620.6574 | 931217.4244 | 254174.1969 | Y | 574066.6744 | 156690.513
SST | CA | Sycamore Cogeneration | 50134 | GTDG | NG | GT | 75 | 0 | 357150.75 | 0.38353 | 2611620.6574 | 931217.4244 | 254174.1969 | Y | 574066.6744 | 156690.513
SST | CA | Sargent Canyon Cogeneration | 50864 | K100 | NG | GT | 38.2 | 550 | 255063 | 0.35975 | 2065149.7508 | 709008.5783 | 205209.234 | Y | 453945.5783 | 131386.0329
SST | CA | Salinas River Cogeneration | 50865 | K100 | NG | GT | 38.9 | 525 | 277532 | 0.37755 | 2081560.1888 | 735084.7965 | 221718.17 | Y | 457552.7965 | 138008.2532
SST | NY | Stony Brook Cogen Plant | 54149 | GEN1 | NG | GT | 47 | 670 | 309900 | 0.45815 | 1667396.8347 | 676414.5445 | 209263.775 | Y | 366514.5445 | 113389.3672
SST | CA | Oildale Energy LLC | 54371 | ODC1 | NG | GT | 42.2 | 0 | 320373 | 0.8419 | 273708.3702 | 380537.5011 | 180490.1007 | Y | 60164.5011 | 28536.2069
SST | CA | Live Oak Cogen | 54768 | GEN1 | NG | GT | 46 | 0 | 347843 | 0.8018 | 391160.4716 | 433824.9325 | 187776.5412 | Y | 85981.9325 | 37216.3716
SST | TX | Sweeny Cogen Facility | 55015 | GEN1 | NG | GT | 143 | 2342 | 808325.49 | 0.37839 | 6040946.5024 | 2136200.6004 | 729330.968 | Y | 1327875.1104 | 453356.5057
SST | TX | Sweeny Cogen Facility | 55015 | GEN2 | NG | GT | 143 | 2342 | 808325.49 | 0.37839 | 6040946.5024 | 2136200.6004 | 577257.078 | Y | 1327875.1104 | 358826.4632
SST | TX | Sweeny Cogen Facility | 55015 | GEN3 | NG | GT | 143 | 2342 | 808325.49 | 0.37839 | 6040946.5024 | 2136200.6004 | 689211.631 | Y | 1327875.1104 | 428418.0851
SST | TX | Sweeny Cogen Facility | 55015 | GEN4 | NG | GT | 143 | 2342 | 808325.49 | 0.37839 | 6040946.5024 | 2136200.6004 | 667355.377 | Y | 1327875.1104 | 414832.1065
SST | TX | Black Hawk Station | 55064 | UNT1 | NG | GT | 126.9 | 2002 | 773643.5815 | 0.66907 | 1740849.0454 | 1156303.8347 | 601180.1615 | Y | 382660.2532 | 198950.9556
SST | TX | Black Hawk Station | 55064 | UNT2B | NG | GT | 117 | 2002 | 713288.4085 | 0.66907 | 1605038.1271 | 1066095.7342 | 554279.5815 | Y | 352807.3257 | 183429.959
1 This category contains cogeneration units, emissions of which are total (unadjusted) emissions and generation is net energy output which is net electric generation plus 75% of useful thermal output. For units that are not cogeneration units, emissions are total emissions and generation is net electric generation.
If unit flagged as "cogen", COGEN='Y" then:
1 UTO = (4/3) * 3.412 * Electric Generation * (1/EAF – 1)
UTO = Useful Thermal Output (MMBtu), Col. N.
EAF = EIA ratio, eMMBtu/totMMBtu, Col.M.
2 Net Energy Output = Electric Generation + 0.75 * UTO/3.412